1966-04-19 | 1966 | 4 | 19 | 0.1 | 0.1 | 0 | 0.1 | 0 | 0 | 0 | 0 | 0 | 0 | 0 | 0 | 0 | 0 | 0 | 0 | 0 | 0 | 0 | 0 | 0 | 0 | 0 | 0 |  | 0.3 | 0.3 | 0.3 | 5.5511e-17 |  | 0 | 0 | 0 | 0 | 0
1966-04-20 | 1966 | 4 | 20 | 0 | 0 | 0 | 0 | 0 | 0 | 0 | 0 | 0 | 0 | 0 | 0 | 0 | 0 | 0 | 0 | 0 | 0 | 0 | 0.5 | 0.5 | 1 | 0.5 | 0.5 |  | 3 | 3 | 3 | 0 |  | 0 | 0 | 0 | 0 | 0
1966-04-21 | 1966 | 4 | 21 | 0.3 | 0.2 | 0 | 0 | 0 | 0 | 0 | 0 | 0 | 0 | 0 | 0 | 0 | 0 | 0 | 0 | 0 | 0 | 0 | 0 | 0 | 0 | 0 | 0 |  | 0.5 | 0.5 | 0.5 | 0 |  | 0 | 0 | 0 | 0 | 0
1966-04-22 | 1966 | 4 | 22 | 0 | 0 | 0 | 0 | 0 | 0 | 0 | 0 | 0 | 0 | 0 | 0 | 0 | 0 | 0 | 0 | 0 | 0 | 0 | 0 | 0 | 0 | 0 | 0 |  | 0 | 0 | 0 | 0 |  | 0 | 0 | 0 | 0 | 0
1966-04-23 | 1966 | 4 | 23 | 0 | 0 | 0 | 0 | 0 | 0 | 0 | 0 | 0 | 0 | 0 | 0 | 0 | 0 | 0 | 0 | 0 | 0 | 0 | 0.3 | 0 | 0 | 0 | 0 |  | 0.3 | 0.3 | 0.3 | 0 |  | 0 | 0 | 0 | 0 | 0
1966-04-24 | 1966 | 4 | 24 | 0 | 0 | 0 | 0 | 0 | 0 | 0 | 0 | 0 | 0 | 0 | 0 | 0 | 0 | 0 | 0 | 0 | 0 | 0 | 0 | 0 | 0 | 0 | 0 |  | 0 | 0 | 0 | 0 |  | 0 | 0 | 0 | 0 | 0
1966-04-25 | 1966 | 4 | 25 | 0 | 0.8 | 0.9 | 0.8 | 0.8 | 0.9 | 1.6 | 1.7 | 1.7 | 0.8 | 0.8 | 0.9 | 0.8 | 0 | 0 | 0 | 0 | 0 | 0.8 | 0.9 | 0.8 | 0.8 | 0.9 | 0.8 |  | 17.5 | 17.5 | 17.5 | 7.1054e-15 |  | 0 | 0 | 0 | 0 | 0
1966-04-26 | 1966 | 4 | 26 | 0.5 | 0.4 | 0.5 | 0.4 | 0.5 | 0.9 | 1.4 | 1.3 | 1.4 | 1.4 | 0.9 | 0.4 | 0.5 | 0.4 | 0.5 | 0.5 | 0.4 | 0.5 | 0.4 | 0.5 | 0.4 | 0.5 | 0.4 | 0.5 |  | 15.5 | 15.5 | 15.5 | 1.7764e-15 |  | 0 | 0 | 0 | 0 | 0
1966-04-27 | 1966 | 4 | 27 | 0.1 | 0.2 | 0.1 | 0.1 | 0.2 | 0.1 | 0.2 | 0.1 | 0.1 | 0 | 0 | 0 | 0 | 0 | 0 | 0 | 0.2 | 0.1 | 0 | 0 | 0 | 0 | 0 | 0 |  | 1.5 | 1.5 | 1.5 | 2.2204e-16 |  | 0 | 0 | 0 | 0 | 0
1966-04-28 | 1966 | 4 | 28 | 0 | 0 | 0 | 0 | 0 | 0 | 0 | 0 | 0 | 0 | 0 | 0 | 0 | 0 | 0 | 0 | 0 | 0 | 0 | 0 | 0 | 0 | 0 | 0 |  | 0 | 0 | 0 | 0 |  | 0 | 0 | 0 | 0 | 0
1966-04-29 | 1966 | 4 | 29 | 0 | 0 | 0 | 0 | 0 | 0 | 0 | 0 | 0 | 0 | 0 | 0 | 0 | 0 | 0 | 0 | 0 | 0 | 0 | 0 | 0 | 0 | 0 | 0 |  | 0 | 0 | 0 | 0 |  | 0 | 0 | 0 | 0 | 0
1966-04-30 | 1966 | 4 | 30 | 0 | 0 | 0 | 0 | 0 | 0 | 0 | 0 | 0 | 0 | 0 | 0 | 0 | 0 | 0 | 0 | 0 | 0 | 0 | 0 | 0 | 0 | 0 | 0 |  | 0 | 0 | 0 | 0 |  | 0 | 0 | 0 | 0 | 0
1966-05-01 | 1966 | 5 | 1 | 0 | 0 | 0 | 0 | 0 | 0 | 0 | 0 | 0 | 0 | 0 | 0 | 0 | 0 | 0 | 0 | 0 | 0 | 0 | 0 | 0 | 0 | 0 | 0 |  | 0 | 0 | 0 | 0 |  | 0 | 0 | 0 | 0 | 0
1966-05-02 | 1966 | 5 | 2 | 0 | 0 | 0 | 0 | 0 | 0 | 0 | 0 | 0 | 0 | 0 | 0 | 0 | 0 | 0 | 0 | 0 | 0 | 0 | 0 | 0 | 0 | 0 | 0 |  | 0 | 0 | 0 | 0 |  | 0 | 0 | 0 | 0 | 0
1966-05-03 | 1966 | 5 | 3 | 0 | 0 | 0 | 0 | 0 | 0 | 0 | 0 | 0 | 0 | 0 | 0 | 0 | 0 | 0 | 0 | 0 | 0 | 0 | 0 | 0 | 0 | 0 | 0 |  | 0 | 0 | 0 | 0 |  | 0 | 0 | 0 | 0 | 0
1966-05-04 | 1966 | 5 | 4 | 0 | 0 | 0 | 0 | 0 | 0 | 0 | 0 | 0 | 0 | 0 | 0 | 0 | 0 | 0 | 0 | 0 | 0 | 0 | 0 | 0 | 0 | 0 | 0 |  | 0 | 0 | 0 | 0 |  | 0 | 0 | 0 | 0 | 0
1966-05-05 | 1966 | 5 | 5 | 0 | 0 | 0 | 0 | 0 | 0 | 0 | 0 | 0 | 0 | 0 | 0 | 0 | 0 | 0 | 0 | 0 | 0 | 0 | 0 | 0 | 0 | 0 | 0 |  | 0 | 0 | 0 | 0 |  | 0 | 0 | 0 | 0 | 0
1966-05-06 | 1966 | 5 | 6 | 0 | 0 | 0 | 0 | 0 | 0 | 0 | 0 | 0 | 0 | 0 | 0 | 0 | 0 | 0 | 0 | 0 | 0 | 0 | 0 | 0 | 0 | 0 | 0 |  | 0 | 0 | 0 | 0 |  | 0 | 0 | 0 | 0 | 0
1966-05-07 | 1966 | 5 | 7 | 0 | 0 | 0 | 0 | 0 | 0.8 | 3.3 | 0.8 | 0 | 0 | 0 | 0.8 | 0.5 | 0 | 0 | 0 | 0 | 0 | 0 | 0 | 0 | 0 | 0 | 0 |  | 6.2 | 6.2 | 6.2 | 8.8818e-16 |  | 6.2 | 0 | 0 | 0 | 0
1966-05-08 | 1966 | 5 | 8 | 0 | 0 | 0 | 0 | 0 | 0 | 0 | 0 | 0 | 0 | 0 | 0 | 0 | 0 | 0 | 0 | 0 | 0 | 0 | 0 | 0 | 0 | 0 | 0 |  | 0 | 0 | 0 | 0 |  | 0 | 0 | 0 | 0 | 0
1966-05-09 | 1966 | 5 | 9 | 0 | 0 | 0 | 0 | 0 | 0 | 0 | 0 | 0 | 0 | 0 | 0 | 0 | 0 | 0 | 0 | 0 | 0 | 0 | 0 | 0 | 0 | 0 | 0 |  | 0 | 0 | 0 | 0 |  | 0 | 0 | 0 | 0 | 0
1966-05-10 | 1966 | 5 | 10 | 0 | 0 | 0 | 0 | 0 | 0 | 0 | 1.8 | 2.8 | 3 | 4.1 | 4.6 | 1.8 | 2.8 | 0.5 | 0 | 0 | 0 | 0 | 0 | 0 | 0 | 0 | 0 |  | 21.4 | 21.4 | 21.4 | 0 |  | 21.4 | 0 | 0 | 0 | 0
1966-05-11 | 1966 | 5 | 11 | 0 | 0 | 0 | 0 | 0 | 0 | 0 | 0 | 0 | 0 | 0 | 0 | 0 | 0 | 0 | 0 | 0 | 0 | 0 | 0 | 0 | 0 | 0 | 0 |  | 0 | 0 | 0 | 0 |  | 0 | 0 | 0 | 0 | 0
1966-05-12 | 1966 | 5 | 12 | 0 | 0 | 0 | 0 | 0 | 0 | 0 | 0 | 0 | 0 | 0 | 0 | 0 | 0 | 0 | 0 | 0 | 0 | 0 | 0 | 0 | 0 | 0 | 0 |  | 0 | 0 | 0 | 0 |  | 0 | 0 | 0 | 0 | 0
1966-05-13 | 1966 | 5 | 13 | 0 | 0 | 0 | 0 | 0 | 0 | 0 | 0.3 | 0.3 | 0.3 | 0.3 | 0 | 0 | 0 | 0 | 0 | 0 | 0 | 0 | 0.3 | 0 | 0 | 0 | 0 |  | 1.5 | 1.5 | 1.5 | 0 |  | 1.5 | 0 | 0 | 0 | 0
1966-05-14 | 1966 | 5 | 14 | 0 | 0 | 0 | 0 | 0 | 0 | 0 | 0 | 0 | 0 | 0 | 0 | 0 | 0 | 0 | 0 | 0 | 0 | 0 | 0 | 0 | 0 | 0 | 0 |  | 0 | 0 | 0 | 0 |  | 0 | 0 | 0 | 0 | 0
1966-05-15 | 1966 | 5 | 15 | 0 | 0 | 0 | 0 | 0 | 0 | 0 | 0 | 0 | 0 | 0 | 0 | 0 | 0 | 0 | 0 | 0 | 0 | 0 | 0 | 0 | 0 | 0 | 0 |  | 0 | 0 | 0 | 0 |  | 0 | 0 | 0 | 0 | 0
1966-05-16 | 1966 | 5 | 16 | 0 | 0 | 0 | 0 | 0 | 0 | 0 | 0 | 0 | 0 | 0 | 0 | 0.5 | 0 | 0 | 0.6 | 0.5 | 0 | 0.4 | 0 | 0 | 0 | 0 | 0.5 |  | 2.5 | 2.5 | 2.5 | 0 |  | 2.5 | 0 | 0 | 0 | 0
1966-05-17 | 1966 | 5 | 17 | 0.3 | 0 | 0 | 0 | 0 | 0 | 0 | 0 | 0 | 0 | 0 | 0 | 0 | 0 | 0 | 0 | 0 | 0 | 0 | 0 | 0 | 0 | 0 | 0 |  | 0.3 | 0.3 | 0.3 | 0 |  | 0.3 | 0 | 0 | 0 | 0
1966-05-18 | 1966 | 5 | 18 | 0 | 0 | 0 | 0 | 0 | 0 | 0 | 0 | 0 | 0 | 0 | 0 | 0 | 0 | 0 | 0 | 0 | 0 | 0 | 0 | 0 | 0 | 0 | 0 |  | 0 | 0 | 0 | 0 |  | 0 | 0 | 0 | 0 | 0
1966-05-19 | 1966 | 5 | 19 | 0 | 0 | 0 | 0 | 0 | 0 | 0 | 0 | 0 | 0 | 0 | 0 | 0 | 0 | 0 | 0 | 0 | 0 | 0 | 0 | 0 | 0 | 0 | 0 |  | 0 | 0 | 0 | 0 |  | 0 | 0 | 0 | 0 | 0
1966-05-20 | 1966 | 5 | 20 | 0 | 0 | 0 | 0 | 0 | 0 | 0 | 0 | 0 | 0 | 0 | 0 | 0 | 0 | 0 | 0 | 0 | 0 | 0 | 0 | 0 | 0 | 0 | 0 |  | 0 | 0 | 0 | 0 |  | 0 | 0 | 0 | 0 | 0
1966-05-21 | 1966 | 5 | 21 | 0 | 0 | 0 | 0 | 0 | 0 | 0 | 0 | 0 | 0 | 0 | 0 | 0 | 0 | 0 | 0 | 0 | 0 | 0 | 0 | 0 | 0.3 | 0 | 0 |  | 0.3 | 0.3 | 0.3 | 0 |  | 0.3 | 0 | 0 | 0 | 0
1966-05-22 | 1966 | 5 | 22 | 0 | 0 | 0 | 0 | 0 | 0 | 0 | 0 | 0 | 0 | 0 | 0 | 0 | 0 | 0 | 0 | 0 | 0 | 0 | 0 | 0 | 0 | 0 | 0 |  | 0 | 0 | 0 | 0 |  | 0 | 0 | 0 | 0 | 0
1966-05-23 | 1966 | 5 | 23 | 0 | 0 | 0 | 0 | 0 | 0 | 0 | 0 | 0 | 0 | 0 | 0 | 0 | 0 | 0 | 0 | 0 | 0 | 0 | 0 | 0 | 0 | 0 | 0 |  | 0 | 0 | 0 | 0 |  | 0 | 0 | 0 | 0 | 0
1966-05-24 | 1966 | 5 | 24 | 0 | 0 | 0 | 0 | 0 | 0 | 0 | 0 | 0 | 0 | 0 | 0 | 0 | 0 | 0 | 0 | 0 | 0 | 0 | 0 | 0 | 0 | 0 | 0 |  | 0 | 0 | 0 | 0 |  | 0 | 0 | 0 | 0 | 0
1966-05-25 | 1966 | 5 | 25 | 0 | 0 | 0 | 0 | 0 | 0 | 0 | 0 | 0 | 0 | 0 | 0 | 0 | 0 | 0 | 0 | 0 | 0 | 0 | 0 | 0 | 0 | 0 | 0 |  | 0 | 0 | 0 | 0 |  | 0 | 0 | 0 | 0 | 0
1966-05-26 | 1966 | 5 | 26 | 0 | 0 | 0 | 0 | 0 | 0 | 0 | 0 | 0 | 0 | 0 | 0 | 0 | 0 | 0 | 0 | 0 | 0 | 0 | 0 | 0 | 0 | 0 | 0 |  | 0 | 0 | 0 | 0 |  | 0 | 0 | 0 | 0 | 0
1966-05-27 | 1966 | 5 | 27 | 0 | 0 | 0 | 0 | 0 | 0 | 0 | 0 | 0 | 0 | 0 | 0 | 0 | 0 | 0 | 0 | 0 | 0 | 0 | 0 | 0 | 0 | 0 | 0 |  | 0 | 0 | 0 | 0 |  | 0 | 0 | 0 | 0 | 0
1966-05-28 | 1966 | 5 | 28 | 0 | 0 | 0.5 | 3.6 | 0.3 | 0 | 0 | 0 | 0 | 0 | 0 | 0 | 0 | 0 | 0 | 0 | 0 | 0 | 0 | 0 | 0 | 0 | 0 | 0 |  | 4.4 | 4.4 | 4.4 | 8.8818e-16 |  | 4.4 | 0 | 0 | 0 | 0
1966-05-29 | 1966 | 5 | 29 | 0 | 0 | 0 | 0 | 0 | 0 | 0 | 0 | 0 | 0 | 0 | 0 | 0 | 0 | 0 | 0 | 0 | 0 | 0 | 0 | 0 | 0 | 0 | 0 |  | 0 | 0 | 0 | 0 |  | 0 | 0 | 0 | 0 | 0
1966-05-30 | 1966 | 5 | 30 | 1.4 | 2.7 | 0 | 1.6 | 0 | 0 | 0 | 0 | 0.5 | 0 | 0 | 1.6 | 0 | 0 | 0 | 0 | 0 | 0 | 0 | 0 | 5.2 | 6.2 | 1.1 | 0 |  | 20.3 | 20.3 | 20.3 | 0 |  | 20.3 | 0 | 0 | 0 | 0
1966-05-31 | 1966 | 5 | 31 | 0 | 0 | 0 | 0 | 0 | 0 | 0 | 0 | 0 | 0 | 0 | 0 | 0 | 0.3 | 0 | 0.8 | 0.5 | 0 | 0 | 0 | 0.3 | 0 | 0 | 0 |  | 1.9 | 1.9 | 1.9 | 2.2204e-16 |  | 1.9 | 0 | 0 | 0 | 0
1966-06-01 | 1966 | 6 | 1 | 0 | 0 | 3.8 | 5.3 | 4.6 | 5.1 | 4.1 | 1 | 0 | 0.3 | 0 | 0 | 0 | 0 | 0 | 0 | 0 | 0 | 0 | 0 | 0 | 0 | 0 | 0 |  | 24.2 | 24.2 | 24.2 | 0 |  | 0 | 24.2 | 0 | 0 | 0
1966-06-02 | 1966 | 6 | 2 | 0 | 0 | 0 | 0 | 0 | 0 | 0 | 0 | 0 | 0 | 0 | 0 | 0 | 0 | 0 | 0 | 0 | 0 | 0 | 0 | 0 | 0 | 0 | 0 |  | 0 | 0 | 0 | 0 |  | 0 | 0 | 0 | 0 | 0
1966-06-03 | 1966 | 6 | 3 | 0 | 0 | 0 | 0 | 0 | 0 | 0 | 0 | 0 | 0.5 | 4.6 | 0.8 | 0 | 0 | 0 | 0 | 0 | 0 | 0 | 0 | 0 | 0 | 0 | 0 |  | 5.9 | 5.9 | 5.9 | 8.8818e-16 |  | 0 | 5.9 | 0 | 0 | 0
1966-06-04 | 1966 | 6 | 4 | 0 | 0 | 0 | 0 | 0.9 | 1.4 | 2.5 | 2.6 | 1.4 | 1.3 | 0.5 | 0 | 0 | 0 | 0 | 0 | 0 | 0 | 0.3 | 0 | 1.2 | 0 | 0 | 1.6 |  | 13.7 | 13.7 | 13.7 | 1.7764e-15 |  | 0 | 13.7 | 0 | 0 | 0
1966-06-05 | 1966 | 6 | 5 | 0.2 | 0.1 | 0.1 | 0.1 | 0.1 | 0.1 | 0.2 | 0.1 | 0.1 | 0.1 | 0.1 | 0.1 | 0.2 | 0.1 | 0.1 | 0.1 | 0.1 | 0.1 | 0.2 | 0.1 | 0.1 | 0.1 | 0.1 | 0.1 |  | 2.8 | 2.8 | 2.8 | 1.3323e-15 |  | 0 | 2.8 | 0 | 0 | 0
1966-06-06 | 1966 | 6 | 6 | 0 | 0 | 0 | 0 | 0 | 0 | 0 | 0 | 0 | 0 | 0 | 0 | 0 | 0 | 0 | 0 | 0 | 0 | 0 | 0 | 0 | 0 | 0 | 0 |  | 0 | 0 | 0 | 0 |  | 0 | 0 | 0 | 0 | 0
1966-06-07 | 1966 | 6 | 7 | 0 | 0 | 0 | 0 | 0 | 0 | 0 | 0 | 0 | 0 | 0 | 0 | 0 | 0 | 0 | 0 | 0 | 0 | 0 | 0 | 0 | 0.8 | 0 | 0 |  | 0.8 | 0.8 | 0.8 | 0 |  | 0 | 0.8 | 0 | 0 | 0
1966-06-08 | 1966 | 6 | 8 | 0 | 0 | 0 | 0 | 0 | 0 | 0 | 0 | 0 | 0 | 0 | 0 | 0 | 0 | 0 | 0 | 0 | 0 | 0 | 0 | 0 | 0 | 0 | 0 |  | 0 | 0 | 0 | 0 |  | 0 | 0 | 0 | 0 | 0
1966-06-09 | 1966 | 6 | 9 | 0 | 0 | 0 | 0 | 0 | 0 | 0 | 0 | 0 | 0 | 0.3 | 0 | 0 | 0 | 0 | 0 | 0 | 0 | 0 | 0 | 0.3 | 0 | 0.7 | 3.5 |  | 4.8 | 4.8 | 4.8 | 0 |  | 0 | 4.8 | 0 | 0 | 0
1966-06-10 | 1966 | 6 | 10 | 4.9 | 4.8 | 2.1 | 0.8 | 0 | 0 | 0 | 0 | 0 | 0 | 0 | 0 | 0 | 0 | 0.3 | 0 | 0 | 0 | 1.3 | 0 | 0 | 0 | 0 | 0 |  | 14.2 | 14.2 | 14.2 | 1.7764e-15 |  | 0 | 14.2 | 0 | 0 | 0
1966-06-11 | 1966 | 6 | 11 | 0 | 0 | 0 | 0 | 0 | 0 | 0 | 0 | 0 | 0 | 0 | 0 | 0 | 0 | 0 | 0 | 0 | 0 | 0 | 1 | 3.6 | 0.3 | 0 | 0 |  | 4.9 | 4.9 | 4.9 | 8.8818e-16 |  | 0 | 4.9 | 0 | 0 | 0
1966-06-12 | 1966 | 6 | 12 | 0 | 0 | 0 | 0 | 0 | 0 | 0 | 0 | 0 | 0 | 0 | 0 | 0 | 0 | 0 | 0 | 0 | 0 | 0 | 0 | 0 | 0 | 0 | 0 |  | 0 | 0 | 0 | 0 |  | 0 | 0 | 0 | 0 | 0
1966-06-13 | 1966 | 6 | 13 | 0 | 0 | 0 | 0 | 0 | 0 | 0 | 0 | 0 | 0 | 0 | 0 | 0 | 0 | 0 | 0 | 0 | 0 | 0 | 0 | 0 | 0 | 0 | 0 |  | 0 | 0 | 0 | 0 |  | 0 | 0 | 0 | 0 | 0
1966-06-14 | 1966 | 6 | 14 | 0 | 0 | 0 | 0 | 0 | 0 | 0 | 0 | 0 | 0 | 0 | 0 | 0 | 0 | 0 | 0 | 0 | 0 | 0 | 0 | 0.3 | 1.5 | 0.3 | 0 |  | 2.1 | 2.1 | 2.1 | 0 |  | 0 | 2.1 | 0 | 0 | 0
1966-06-15 | 1966 | 6 | 15 | 0 | 0 | 0 | 0.3 | 0 | 0 | 0 | 0 | 0 | 0 | 0 | 0 | 0 | 0 | 0 | 0 | 0 | 0 | 0 | 0 | 0 | 0 | 0 | 0 |  | 0.3 | 0.3 | 0.3 | 0 |  | 0 | 0.3 | 0 | 0 | 0
1966-06-16 | 1966 | 6 | 16 | 0 | 0 | 0 | 0 | 0 | 0 | 0 | 0 | 0 | 0 | 0 | 0 | 0 | 0 | 0 | 0 | 0 | 0 | 0 | 0 | 0 | 0 | 0 | 0 |  | 0 | 0 | 0 | 0 |  | 0 | 0 | 0 | 0 | 0
1966-06-17 | 1966 | 6 | 17 | 0 | 0 | 0 | 0 | 0 | 0 | 0 | 0 | 0 | 0 | 0 | 0 | 0 | 0 | 0 | 0 | 0 | 0 | 0 | 0 | 0 | 0 | 0 | 0 |  | 0 | 0 | 0 | 0 |  | 0 | 0 | 0 | 0 | 0
1966-06-18 | 1966 | 6 | 18 | 0 | 0 | 0 | 0 | 0 | 0 | 0 | 0 | 0 | 0 | 0 | 0 | 0 | 0 | 0 | 0 | 0 | 0 | 0 | 0 | 0 | 0 | 0 | 0 |  | 0 | 0 | 0 | 0 |  | 0 | 0 | 0 | 0 | 0
1966-06-19 | 1966 | 6 | 19 | 0 | 0 | 0 | 0 | 0 | 0 | 0 | 0 | 0 | 0 | 0 | 0 | 0 | 0 | 0 | 0 | 0 | 0 | 0 | 0 | 0 | 0 | 0 | 0 |  | 0 | 0 | 0 | 0 |  | 0 | 0 | 0 | 0 | 0
1966-06-20 | 1966 | 6 | 20 | 0 | 0 | 0 | 0 | 0 | 0 | 0 | 0 | 0 | 0 | 0 | 0 | 0 | 0 | 0 | 0.2 | 0 | 0.1 | 0 | 0 | 0 | 0 | 0 | 0 |  | 0.3 | 0.3 | 0.3 | 5.5511e-17 |  | 0 | 0.3 | 0 | 0 | 0
1966-06-21 | 1966 | 6 | 21 | 0 | 0 | 0 | 0 | 0 | 0 | 0 | 0 | 0 | 0 | 0 | 0 | 0 | 0 | 0 | 0 | 0 | 0 | 0 | 0 | 0 | 0 | 0 | 0 |  | 0 | 0 | 0 | 0 |  | 0 | 0 | 0 | 0 | 0
1966-06-22 | 1966 | 6 | 22 | 0 | 0 | 0 | 0 | 0 | 0 | 0 | 0 | 0 | 0 | 0 | 0 | 0 | 0 | 0 | 0 | 0 | 0 | 0 | 0 | 0 | 0 | 0 | 0 |  | 0 | 0 | 0 | 0 |  | 0 | 0 | 0 | 0 | 0
1966-06-23 | 1966 | 6 | 23 | 0 | 0 | 0 | 0 | 0 | 0 | 0 | 0 | 0 | 0 | 0 | 0 | 0 | 0 | 0 | 0 | 0 | 0 | 0 | 0 | 0 | 0 | 0 | 0 |  | 0 | 0 | 0 | 0 |  | 0 | 0 | 0 | 0 | 0
1966-06-24 | 1966 | 6 | 24 | 0 | 0.3 | 0.5 | 0 | 0 | 0.4 | 0 | 0.3 | 0.8 | 0 | 0.3 | 0.4 | 0.3 | 0.5 | 0.3 | 0.5 | 0.4 | 0.3 | 0.3 | 0 | 0 | 0 | 0 | 0 |  | 5.6 | 5.6 | 5.6 | 0 |  | 0 | 5.6 | 0 | 0 | 0
1966-06-25 | 1966 | 6 | 25 | 0 | 0 | 0 | 0 | 0 | 0 | 0 | 0 | 0 | 0 | 0 | 0 | 0 | 0 | 0 | 0 | 0 | 0 | 0 | 0 | 0 | 0 | 0 | 0 |  | 0 | 0 | 0 | 0 |  | 0 | 0 | 0 | 0 | 0
1966-06-26 | 1966 | 6 | 26 | 0 | 0 | 0 | 0 | 0 | 0 | 0 | 0 | 0 | 0 | 0 | 0 | 0 | 0 | 0 | 0 | 0 | 0 | 0 | 0 | 0 | 0 | 0 | 0 |  | 0 | 0 | 0 | 0 |  | 0 | 0 | 0 | 0 | 0
1966-06-27 | 1966 | 6 | 27 | 0 | 0 | 0 | 0 | 0 | 0 | 0 | 0 | 0 | 0 | 0 | 0 | 0 | 0 | 0 | 0 | 0 | 0 | 0 | 0 | 0 | 0 | 0 | 0 |  | 0 | 0 | 0 | 0 |  | 0 | 0 | 0 | 0 | 0
1966-06-28 | 1966 | 6 | 28 | 0 | 0 | 0 | 0 | 0 | 0 | 0 | 0 | 0 | 0 | 0 | 0 | 0 | 0 | 0 | 0 | 0 | 0 | 0 | 0 | 0 | 0 | 0 | 0 |  | 0 | 0 | 0 | 0 |  | 0 | 0 | 0 | 0 | 0
1966-06-29 | 1966 | 6 | 29 | 0 | 0 | 0 | 0 | 0 | 0 | 0 | 0 | 0 | 0 | 0 | 0 | 0 | 0 | 0 | 0 | 0 | 0 | 0 | 0 | 0 | 0 | 0 | 0 |  | 0 | 0 | 0 | 0 |  | 0 | 0 | 0 | 0 | 0
1966-06-30 | 1966 | 6 | 30 | 0 | 0 | 0 | 0 | 0 | 0 | 0 | 0 | 0 | 0 | 0 | 0 | 0 | 0 | 0 | 0 | 0 | 0 | 0 | 0 | 0 | 0 | 0 | 0 |  | 0 | 0 | 0 | 0 |  | 0 | 0 | 0 | 0 | 0
1966-07-01 | 1966 | 7 | 1 | 0 | 0 | 0 | 0 | 0 | 0 | 0 | 0 | 0 | 0 | 0 | 0 | 0 | 0 | 0 | 0 | 0 | 1.3 | 1.3 | 0 | 0 | 1.3 | 0 | 2.3 |  | 6.2 | 6.2 | 6.2 | 0 |  | 0 | 0 | 6.2 | 0 | 0
1966-07-02 | 1966 | 7 | 2 | 3 | 2 | 1.5 | 0 | 0.3 | 1.8 | 2.8 | 0.3 | 0 | 2.6 | 1.5 | 2.5 | 1.8 | 0.5 | 0.5 | 0.5 | 0.5 | 3 | 5.8 | 14.6 | 8.1 | 1.3 | 0 | 0 |  | 54.9 | 54.9 | 54.9 | 0 |  | 0 | 0 | 54.9 | 0 | 0
1966-07-03 | 1966 | 7 | 3 | 0 | 0.3 | 0.3 | 1.8 | 4.5 | 2.3 | 2 | 0.7 | 0.8 | 2 | 0 | 0 | 0 | 0 | 0 | 0 | 0.5 | 0 | 0 | 0 | 0 | 0 | 0 | 0 |  | 15.2 | 15.2 | 15.2 | 0 |  | 0 | 0 | 15.2 | 0 | 0
1966-07-04 | 1966 | 7 | 4 | 0 | 0 | 0 | 0 | 0 | 0 | 0 | 0 | 0 | 0 | 0 | 0 | 0 | 0 | 0 | 0 | 0 | 0.3 | 0 | 0 | 0 | 0 | 0 | 0 |  | 0.3 | 0.3 | 0.3 | 0 |  | 0 | 0 | 0.3 | 0 | 0
1966-07-05 | 1966 | 7 | 5 | 0 | 0 | 0 | 0 | 0 | 0 | 0 | 0 | 0 | 0 | 0 | 0 | 0 | 0 | 0 | 0 | 0 | 0 | 0 | 0 | 0 | 0 | 0 | 0 |  | 0 | 0 | 0 | 0 |  | 0 | 0 | 0 | 0 | 0
1966-07-06 | 1966 | 7 | 6 | 0 | 0 | 0 | 0 | 0 | 0 | 0 | 0 | 0 | 0 | 0 | 0 | 0 | 0 | 0 | 0 | 0 | 0 | 0 | 0 | 0 | 0 | 0 | 0 |  | 0 | 0 | 0 | 0 |  | 0 | 0 | 0 | 0 | 0
1966-07-07 | 1966 | 7 | 7 | 0 | 0 | 0 | 0 | 0 | 0 | 0 | 0 | 0 | 0 | 0 | 0 | 0 | 0 | 0 | 0 | 0 | 0 | 0 | 0 | 0 | 0 | 0 | 0 |  | 0 | 0 | 0 | 0 |  | 0 | 0 | 0 | 0 | 0
1966-07-08 | 1966 | 7 | 8 | 0 | 0 | 0 | 0 | 0 | 0 | 0 | 0 | 0 | 0 | 0 | 0 | 0 | 0 | 0 | 0 | 0 | 0 | 0 | 0 | 0 | 0 | 0 | 0 |  | 0 | 0 | 0 | 0 |  | 0 | 0 | 0 | 0 | 0
1966-07-09 | 1966 | 7 | 9 | 0 | 0 | 0 | 0 | 0 | 0 | 0 | 0 | 0 | 0 | 0 | 0 | 0 | 0 | 0 | 0 | 0 | 0 | 0 | 0 | 0 | 0 | 0 | 0 |  | 0 | 0 | 0 | 0 |  | 0 | 0 | 0 | 0 | 0
1966-07-10 | 1966 | 7 | 10 | 0 | 0 | 0 | 0 | 0 | 0 | 0 | 0 | 0 | 0 | 0 | 0 | 0 | 0 | 0 | 0 | 0 | 0 | 0 | 0 | 0 | 2.3 | 1.3 | 0 |  | 3.6 | 3.6 | 3.6 | 4.4409e-16 |  | 0 | 0 | 3.6 | 0 | 0
1966-07-11 | 1966 | 7 | 11 | 0 | 0 | 0 | 0 | 0.5 | 0.3 | 0.8 | 0 | 0 | 0 | 0 | 0 | 0 | 0 | 0 | 0 | 0 | 0 | 0 | 0 | 0 | 0 | 0 | 0 |  | 1.6 | 1.6 | 1.6 | 0 |  | 0 | 0 | 1.6 | 0 | 0
1966-07-12 | 1966 | 7 | 12 | 1 | 1.3 | 0.5 | 0 | 0 | 0 | 0 | 0 | 0 | 0 | 0 | 0 | 0 | 0 | 0 | 0 | 0 | 0 | 0 | 0 | 0 | 0 | 0 | 0 |  | 2.8 | 2.8 | 2.8 | 0 |  | 0 | 0 | 2.8 | 0 | 0
1966-07-13 | 1966 | 7 | 13 | 0 | 0 | 0 | 0 | 0 | 0 | 0 | 0 | 0 | 0 | 0 | 0 | 0 | 0 | 0 | 0 | 0 | 0 | 0 | 0 | 0 | 0 | 0 | 0 |  | 0 | 0 | 0 | 0 |  | 0 | 0 | 0 | 0 | 0
1966-07-14 | 1966 | 7 | 14 | 0 | 0 | 0 | 0 | 0 | 0 | 0 | 0 | 0 | 0 | 0 | 0 | 0 | 0 | 0 | 0 | 0 | 0 | 0 | 0 | 0 | 0 | 0 | 0 |  | 0 | 0 | 0 | 0 |  | 0 | 0 | 0 | 0 | 0
1966-07-15 | 1966 | 7 | 15 | 0 | 0 | 0 | 0 | 0 | 0 | 0 | 0 | 0 | 0 | 0 | 0 | 0 | 0 | 0 | 0 | 0 | 0 | 0 | 0 | 0 | 0 | 0 | 0 |  | 0 | 0 | 0 | 0 |  | 0 | 0 | 0 | 0 | 0
1966-07-16 | 1966 | 7 | 16 | 0 | 0 | 0 | 0 | 0 | 0 | 0 | 0 | 0.5 | 0 | 0 | 0 | 0 | 0 | 0 | 0 | 0 | 0 | 0 | 0 | 0 | 0 | 0 | 0 |  | 0.5 | 0.5 | 0.5 | 0 |  | 0 | 0 | 0.5 | 0 | 0
1966-07-17 | 1966 | 7 | 17 | 0 | 0 | 0 | 0 | 0 | 0 | 0 | 0 | 0 | 0 | 0 | 0 | 0 | 0 | 0 | 0 | 0 | 0 | 0 | 0 | 0 | 0 | 0 | 0 |  | 0 | 0 | 0 | 0 |  | 0 | 0 | 0 | 0 | 0
1966-07-18 | 1966 | 7 | 18 | 0 | 0 | 0 | 0 | 0 | 0 | 0 | 0 | 0 | 0 | 0 | 0 | 0 | 0 | 0 | 0 | 0 | 0 | 0 | 0 | 0 | 0 | 0 | 0 |  | 0 | 0 | 0 | 0 |  | 0 | 0 | 0 | 0 | 0
1966-07-19 | 1966 | 7 | 19 | 0 | 0 | 0 | 0 | 0 | 0 | 0 | 0 | 0 | 0 | 0 | 0 | 0 | 0 | 0 | 0 | 0 | 0 | 0 | 0 | 0 | 0 | 0 | 0 |  | 0 | 0 | 0 | 0 |  | 0 | 0 | 0 | 0 | 0
1966-07-20 | 1966 | 7 | 20 | 0 | 0 | 0 | 0 | 0 | 0 | 0 | 0 | 0 | 0 | 0 | 0 | 0 | 0 | 0 | 0 | 0 | 0 | 0 | 0 | 0 | 0 | 0 | 0 |  | 0 | 0 | 0 | 0 |  | 0 | 0 | 0 | 0 | 0
1966-07-21 | 1966 | 7 | 21 | 0 | 0 | 0 | 0 | 0 | 0 | 0 | 0 | 0 | 0 | 0 | 0 | 0 | 0 | 0 | 0 | 0 | 0 | 0 | 0 | 0 | 0 | 0 | 0 |  | 0 | 0 | 0 | 0 |  | 0 | 0 | 0 | 0 | 0
1966-07-22 | 1966 | 7 | 22 | 0 | 0 | 0 | 0 | 0 | 0 | 0 | 0 | 8.4 | 0.3 | 2 | 0 | 0 | 0 | 0 | 0 | 0 | 0 | 0 | 0 | 0 | 0 | 0 | 0 |  | 10.7 | 10.7 | 10.7 | 1.7764e-15 |  | 0 | 0 | 10.7 | 0 | 0
1966-07-23 | 1966 | 7 | 23 | 0 | 0 | 0 | 0 | 0 | 0 | 0 | 0 | 0 | 0.1 | 0 | 0 | 0 | 0 | 0 | 0.1 | 0.1 | 0.1 | 0.1 | 0 | 0 | 0 | 0 | 0 |  | 0.5 | 0.5 | 0.5 | 0 |  | 0 | 0 | 0.5 | 0 | 0
1966-07-24 | 1966 | 7 | 24 | 0 | 0 | 0 | 0 | 0 | 0 | 0 | 0 | 0 | 0 | 0 | 0 | 0.3 | 0 | 0 | 0 | 0 | 0 | 0 | 0 | 0 | 0 | 0 | 0 |  | 0.3 | 0.3 | 0.3 | 0 |  | 0 | 0 | 0.3 | 0 | 0
1966-07-25 | 1966 | 7 | 25 | 0 | 0 | 4.1 | 0 | 0 | 0 | 0 | 0.2 | 7.4 | 2.2 | 0.3 | 0 | 0 | 0 | 2.8 | 0 | 0 | 0 | 0 | 0 | 0 | 0 | 0 | 0 |  | 17 | 17 | 17 | 0 |  | 0 | 0 | 17 | 0 | 0
1966-07-26 | 1966 | 7 | 26 | 0 | 0 | 0 | 0 | 0 | 0 | 0 | 0 | 0 | 0 | 0 | 0 | 0 | 0 | 0 | 0 | 0 | 0 | 0 | 0 | 0 | 0 | 0 | 0 |  | 0 | 0 | 0 | 0 |  | 0 | 0 | 0 | 0 | 0
1966-07-27 | 1966 | 7 | 27 | 0 | 0 | 0 | 0 | 0 | 0 | 0 | 0 | 0 | 0 | 0 | 0 | 0 | 0 | 0 | 0 | 0 | 0 | 0 | 0 | 0 | 0 | 0 | 0 |  | 0 | 0 | 0 | 0 |  | 0 | 0 | 0 | 0 | 0
1966-07-28 | 1966 | 7 | 28 | 0 | 0 | 0 | 0 | 0 | 0 | 0 | 0 | 0 | 0 | 0 | 0 | 0 | 0 | 0 | 0 | 0 | 0 | 0 | 0 | 0 | 0 | 0 | 0 |  | 0 | 0 | 0 | 0 |  | 0 | 0 | 0 | 0 | 0
1966-07-29 | 1966 | 7 | 29 | 0 | 0 | 0 | 0 | 0 | 0 | 0 | 0 | 0 | 0 | 0 | 0 | 0 | 0 | 0 | 0 | 0 | 0 | 0 | 0 | 0 | 0 | 0 | 0 |  | 0 | 0 | 0 | 0 |  | 0 | 0 | 0 | 0 | 0
1966-07-30 | 1966 | 7 | 30 | 0 | 0 | 0 | 0 | 0 | 0 | 0 | 0 | 0 | 0 | 0 | 0 | 0 | 0 | 0 | 0 | 0 | 0 | 0 | 0 | 0 | 0 | 0 | 0 |  | 0 | 0 | 0 | 0 |  | 0 | 0 | 0 | 0 | 0
1966-07-31 | 1966 | 7 | 31 | 0 | 0 | 0 | 0 | 0 | 0 | 0 | 0 | 0 | 0 | 0 | 0 | 0 | 0 | 0 | 0 | 0 | 0 | 0 | 0 | 0 | 0 | 0 | 0 |  | 0 | 0 | 0 | 0 |  | 0 | 0 | 0 | 0 | 0
1966-08-01 | 1966 | 8 | 1 | 0 | 0 | 0 | 0 | 0 | 0 | 0 | 0 | 0 | 0 | 0 | 0 | 0 | 0 | 0 | 0 | 0 | 0 | 0 | 0 | 0 | 0 | 0 | 0 |  | 0 | 0 | 0 | 0 |  | 0 | 0 | 0 | 0 | 0
1966-08-02 | 1966 | 8 | 2 | 0 | 0 | 0 | 0 | 0 | 0 | 0 | 0 | 0 | 0 | 0 | 0 | 0 | 0 | 0 | 0 | 0 | 0 | 0 | 0 | 0 | 0 | 0 | 0 |  | 0 | 0 | 0 | 0 |  | 0 | 0 | 0 | 0 | 0
1966-08-03 | 1966 | 8 | 3 | 0 | 0 | 0 | 0 | 0 | 0 | 0 | 0 | 0 | 0 | 0 | 0 | 0 | 0 | 0 | 0 | 0 | 0 | 0 | 4.6 | 0 | 0 | 1.5 | 3.3 |  | 9.4 | 9.4 | 9.4 | 1.7764e-15 |  | 0 | 0 | 0 | 9.4 | 0
1966-08-04 | 1966 | 8 | 4 | 0 | 0 | 0 | 0 | 0 | 0 | 0 | 0 | 0 | 0 | 0 | 0 | 0.5 | 0 | 0 | 0 | 0 | 0 | 1.8 | 1 | 3.3 | 0 | 0.5 | 0.5 |  | 7.6 | 7.6 | 7.6 | 0 |  | 0 | 0 | 0 | 7.6 | 0
1966-08-05 | 1966 | 8 | 5 | 0.2 | 0.2 | 0 | 0 | 0.1 | 0 | 0 | 0 | 0.2 | 0 | 0 | 0 | 0 | 0 | 0 | 0.2 | 0.2 | 0.2 | 0 | 0.2 | 0.1 | 0.2 | 0 | 0.2 |  | 2 | 2 | 2 | 2.2204e-16 |  | 0 | 0 | 0 | 2 | 0
1966-08-06 | 1966 | 8 | 6 | 0 | 0 | 0 | 0 | 0 | 0 | 0 | 0 | 0 | 0 | 0 | 0 | 0 | 0 | 0 | 0 | 0 | 0 | 0 | 0 | 0 | 0 | 0 | 0 |  | 0 | 0 | 0 | 0 |  | 0 | 0 | 0 | 0 | 0
1966-08-07 | 1966 | 8 | 7 | 0 | 0 | 0 | 0 | 0 | 0 | 0 | 0 | 0 | 0 | 0 | 0 | 0 | 0 | 0 | 0 | 0 | 0 | 0 | 0 | 0 | 0 | 0 | 0 |  | 0 | 0 | 0 | 0 |  | 0 | 0 | 0 | 0 | 0
1966-08-08 | 1966 | 8 | 8 | 0 | 0 | 0 | 0 | 0 | 0 | 0 | 0 | 0 | 0 | 0 | 0 | 0 | 0 | 0 | 0 | 0 | 0 | 0 | 0 | 0 | 0 | 0 | 0 |  | 0 | 0 | 0 | 0 |  | 0 | 0 | 0 | 0 | 0
1966-08-09 | 1966 | 8 | 9 | 0 | 0 | 0 | 0 | 0 | 0 | 0 | 0 | 0 | 0 | 0 | 0 | 0 | 0 | 0 | 0 | 0 | 0 | 0 | 0 | 0 | 0 | 0 | 0 |  | 0 | 0 | 0 | 0 |  | 0 | 0 | 0 | 0 | 0
1966-08-10 | 1966 | 8 | 10 | 0 | 0 | 0 | 0 | 0 | 0 | 0 | 0 | 0 | 0 | 0 | 0 | 0 | 0 | 0 | 0 | 0 | 0 | 0 | 0 | 0 | 0 | 0 | 0.5 |  | 0.5 | 0.5 | 0.5 | 0 |  | 0 | 0 | 0 | 0.5 | 0
1966-08-11 | 1966 | 8 | 11 | 1 | 0.5 | 0 | 0 | 0 | 0 | 0 | 0 | 0 | 0 | 0 | 0 | 0 | 0 | 0 | 0 | 0 | 0 | 0 | 0 | 0 | 0 | 0 | 0 |  | 1.5 | 1.5 | 1.5 | 0 |  | 0 | 0 | 0 | 1.5 | 0
1966-08-12 | 1966 | 8 | 12 | 0 | 0 | 0 | 0 | 0 | 0 | 0 | 0 | 0 | 0 | 0 | 0 | 0 | 0 | 0 | 0 | 0 | 0 | 0 | 0 | 0 | 0 | 0 | 0 |  | 0 | 0 | 0 | 0 |  | 0 | 0 | 0 | 0 | 0
1966-08-13 | 1966 | 8 | 13 | 0 | 0 | 0 | 0 | 0 | 0 | 0 | 0 | 0 | 0 | 0 | 0 | 0 | 0 | 0 | 0 | 0 | 0 | 0 | 0 | 0 | 0 | 0 | 0 |  | 0 | 0 | 0 | 0 |  | 0 | 0 | 0 | 0 | 0
1966-08-14 | 1966 | 8 | 14 | 0 | 0 | 0 | 0 | 0 | 0 | 0 | 0 | 0 | 0 | 0 | 0 | 0 | 0 | 0 | 0 | 0 | 0 | 0 | 0 | 0 | 0 | 0 | 0 |  | 0 | 0 | 0 | 0 |  | 0 | 0 | 0 | 0 | 0
1966-08-15 | 1966 | 8 | 15 | 0 | 0 | 0 | 0 | 0 | 0 | 0 | 0 | 0 | 0 | 0 | 0 | 0 | 0 | 0 | 0 | 0 | 0 | 0 | 0 | 0 | 0 | 0 | 0 |  | 0 | 0 | 0 | 0 |  | 0 | 0 | 0 | 0 | 0
1966-08-16 | 1966 | 8 | 16 | 0 | 0 | 0 | 0 | 0 | 0 | 0 | 0 | 0 | 0 | 0 | 0 | 0 | 0 | 0 | 0 | 0 | 0 | 0 | 0 | 1.3 | 0 | 0 | 0 |  | 1.3 | 1.3 | 1.3 | 0 |  | 0 | 0 | 0 | 1.3 | 0
1966-08-17 | 1966 | 8 | 17 | 0 | 0 | 0 | 0 | 0 | 0 | 0 | 0 | 0 | 0 | 0 | 0 | 0 | 0 | 0 | 0 | 0 | 0 | 0 | 0 | 0 | 0 | 0 | 0 |  | 0 | 0 | 0 | 0 |  | 0 | 0 | 0 | 0 | 0
1966-08-18 | 1966 | 8 | 18 | 0 | 0 | 0 | 0 | 0 | 0 | 0 | 0 | 0 | 0 | 0 | 0 | 0.3 | 0.3 | 0 | 0 | 0 | 0 | 0 | 0 | 0 | 0 | 0 | 0 |  | 0.6 | 0.6 | 0.6 | 0 |  | 0 | 0 | 0 | 0.6 | 0
1966-08-19 | 1966 | 8 | 19 | 0 | 0 | 0 | 0 | 0 | 0 | 0 | 0 | 0 | 0 | 0 | 0 | 0 | 0 | 0 | 0 | 0 | 0 | 0 | 0 | 0 | 0 | 0 | 0 |  | 0 | 0 | 0 | 0 |  | 0 | 0 | 0 | 0 | 0
1966-08-20 | 1966 | 8 | 20 | 0 | 0 | 0 | 0 | 0 | 0 | 0 | 0 | 0 | 0 | 0 | 0 | 0 | 0 | 0 | 0 | 0 | 0 | 0 | 0 | 0 | 0 | 0 | 0 |  | 0 | 0 | 0 | 0 |  | 0 | 0 | 0 | 0 | 0
1966-08-21 | 1966 | 8 | 21 | 0 | 0 | 0 | 0 | 0 | 0 | 0 | 0 | 0 | 0 | 0 | 0 | 0 | 0 | 0 | 0 | 0 | 0 | 0 | 0 | 0 | 0 | 0 | 0 |  | 0 | 0 | 0 | 0 |  | 0 | 0 | 0 | 0 | 0
1966-08-22 | 1966 | 8 | 22 | 0 | 0 | 0 | 0 | 0 | 0 | 0 | 0 | 0 | 0 | 0 | 0 | 0 | 0 | 0 | 0 | 0 | 0 | 0 | 0 | 0 | 0 | 0 | 0 |  | 0 | 0 | 0 | 0 |  | 0 | 0 | 0 | 0 | 0
1966-08-23 | 1966 | 8 | 23 | 0 | 0 | 0 | 0 | 0 | 0 | 0 | 0 | 0 | 0 | 0 | 0 | 0 | 0 | 0 | 0 | 0 | 0 | 0 | 0 | 0 | 0 | 0 | 0 |  | 0 | 0 | 0 | 0 |  | 0 | 0 | 0 | 0 | 0
1966-08-24 | 1966 | 8 | 24 | 0 | 0 | 0 | 0 | 0 | 0 | 0 | 0 | 0 | 0 | 0 | 0 | 0 | 0 | 0 | 0 | 0 | 0 | 0 | 0 | 0 | 0 | 0 | 0 |  | 0 | 0 | 0 | 0 |  | 0 | 0 | 0 | 0 | 0
1966-08-25 | 1966 | 8 | 25 | 0 | 0 | 0 | 0 | 0 | 0 | 0 | 0 | 0 | 0 | 0 | 0 | 0 | 0 | 0 | 0 | 0 | 0 | 0 | 0 | 0 | 0 | 0 | 0 |  | 0 | 0 | 0 | 0 |  | 0 | 0 | 0 | 0 | 0
1966-08-26 | 1966 | 8 | 26 | 0 | 0 | 0 | 0 | 0 | 0 | 0 | 0 | 0 | 0 | 0 | 0 | 0 | 0 | 0 | 0 | 0 | 0 | 0 | 0 | 0 | 0 | 0 | 0 |  | 0 | 0 | 0 | 0 |  | 0 | 0 | 0 | 0 | 0
1966-08-27 | 1966 | 8 | 27 | 0 | 0 | 0 | 0 | 0 | 0.1 | 0 | 0 | 0.1 | 0.1 | 0.1 | 0.1 | 0.1 | 0.1 | 0.1 | 0 | 0 | 0.1 | 0 | 0.1 | 0.1 | 0.1 | 0.1 | 0 |  | 1.3 | 1.3 | 1.3 | 0 |  | 0 | 0 | 0 | 1.3 | 0
1966-08-28 | 1966 | 8 | 28 | 0 | 0 | 0 | 0 | 0 | 0 | 0 | 0 | 0 | 0 | 0 | 0 | 0 | 0 | 0 | 0 | 0 | 0 | 0 | 0 | 0 | 0 | 0 | 0 |  | 0 | 0 | 0 | 0 |  | 0 | 0 | 0 | 0 | 0
1966-08-29 | 1966 | 8 | 29 | 0 | 0 | 0 | 0 | 0 | 0 | 0 | 0 | 0 | 0 | 0 | 0 | 1 | 0 | 0 | 0 | 0 | 0 | 0 | 0 | 0 | 0 | 0 | 0 |  | 1 | 1 | 1 | 0 |  | 0 | 0 | 0 | 1 | 0
1966-08-30 | 1966 | 8 | 30 | 0 | 0 | 0 | 0.3 | 0.5 | 0.7 | 0 | 0 | 0 | 0 | 0 | 0 | 0 | 0 | 0 | 3.5 | 0 | 0 | 0 | 0.3 | 0 | 0 | 0 | 0 |  | 5.3 | 5.3 | 5.3 | 0 |  | 0 | 0 | 0 | 5.3 | 0
1966-08-31 | 1966 | 8 | 31 | 0 | 0 | 0 | 0 | 0 | 0 | 0 | 0 | 0 | 0 | 0 | 0 | 0 | 0 | 0 | 0 | 0 | 0 | 0 | 0 | 0 | 0 | 0 | 0 |  | 0 | 0 | 0 | 0 |  | 0 | 0 | 0 | 0 | 0
1966-09-01 | 1966 | 9 | 1 | 0 | 0 | 0 | 0 | 0 | 0 | 0 | 0 | 0 | 0 | 0 | 0 | 0 | 0 | 0 | 0 | 0 | 0 | 0 | 0 | 0 | 0 | 0 | 0 |  | 0 | 0 | 0 | 0 |  | 0 | 0 | 0 | 0 | 0
1966-09-02 | 1966 | 9 | 2 | 0 | 0 | 0 | 0 | 0 | 0 | 0 | 0 | 0 | 0 | 0 | 0 | 0 | 0 | 0 | 0 | 0 | 0 | 0 | 0 | 0 | 0 | 0 | 0 |  | 0 | 0 | 0 | 0 |  | 0 | 0 | 0 | 0 | 0
1966-09-03 | 1966 | 9 | 3 | 0 | 0 | 0 | 0 | 0 | 0 | 0 | 0 | 0 | 0 | 0 | 0 | 0 | 0 | 0 | 0 | 0 | 0 | 0 | 0 | 0 | 0 | 0 | 0 |  | 0 | 0 | 0 | 0 |  | 0 | 0 | 0 | 0 | 0
1966-09-04 | 1966 | 9 | 4 | 0 | 0 | 0 | 0 | 0 | 0 | 0 | 0 | 0 | 0 | 0 | 0 | 0 | 0 | 0 | 0 | 0 | 0 | 0 | 0 | 0 | 0 | 0 | 0 |  | 0 | 0 | 0 | 0 |  | 0 | 0 | 0 | 0 | 0
1966-09-05 | 1966 | 9 | 5 | 0 | 0 | 0 | 0 | 0 | 0 | 0 | 0 | 0 | 0 | 0 | 0 | 0 | 0 | 0 | 0 | 0 | 0 | 0 | 0 | 0 | 0 | 0 | 0 |  | 0 | 0 | 0 | 0 |  | 0 | 0 | 0 | 0 | 0
1966-09-06 | 1966 | 9 | 6 | 0 | 0 | 0 | 0 | 0 | 0 | 0 | 0 | 0 | 0 | 0 | 0 | 0 | 0 | 0 | 0 | 0 | 0 | 0 | 0 | 0 | 0 | 0 | 0 |  | 0 | 0 | 0 | 0 |  | 0 | 0 | 0 | 0 | 0
1966-09-07 | 1966 | 9 | 7 | 0 | 0 | 0 | 0 | 0 | 0 | 0 | 0 | 0 | 0 | 0 | 0 | 0 | 0 | 0 | 0 | 0 | 0 | 0 | 0 | 0 | 0 | 0 | 0 |  | 0 | 0 | 0 | 0 |  | 0 | 0 | 0 | 0 | 0
1966-09-08 | 1966 | 9 | 8 | 0 | 0 | 0 | 0 | 0 | 0 | 0 | 0 | 0 | 0 | 0 | 0 | 0 | 0 | 0 | 0 | 0 | 0 | 0 | 0 | 0 | 0 | 0 | 0 |  | 0 | 0 | 0 | 0 |  | 0 | 0 | 0 | 0 | 0
1966-09-09 | 1966 | 9 | 9 | 0 | 0 | 0 | 0 | 0 | 0 | 0 | 0 | 0 | 0 | 0 | 0 | 0 | 0 | 0 | 0 | 0 | 0 | 0 | 0 | 0 | 0 | 0 | 0 |  | 0 | 0 | 0 | 0 |  | 0 | 0 | 0 | 0 | 0
1966-09-10 | 1966 | 9 | 10 | 0 | 0 | 0 | 0 | 0 | 0 | 0 | 0 | 0 | 0 | 0 | 0 | 0 | 0 | 0 | 0 | 0 | 0 | 0 | 0 | 0 | 0 | 0 | 0 |  | 0 | 0 | 0 | 0 |  | 0 | 0 | 0 | 0 | 0
1966-09-11 | 1966 | 9 | 11 | 0 | 0 | 0 | 0 | 0 | 0 | 0 | 0 | 0 | 0 | 0 | 0 | 0 | 0 | 0 | 0 | 0 | 0 | 0 | 0 | 0 | 0 | 0 | 0 |  | 0 | 0 | 0 | 0 |  | 0 | 0 | 0 | 0 | 0
1966-09-12 | 1966 | 9 | 12 | 0 | 0 | 0 | 0 | 0 | 0 | 0 | 0 | 0 | 0 | 0 | 0 | 0 | 0 | 0 | 0 | 0 | 0 | 0 | 0 | 0 | 0 | 0 | 0 |  | 0 | 0 | 0 | 0 |  | 0 | 0 | 0 | 0 | 0
1966-09-13 | 1966 | 9 | 13 | 0 | 0 | 0 | 0 | 0 | 0 | 0 | 0 | 0 | 0 | 0 | 0 | 0 | 0 | 0 | 0 | 0 | 0 | 0 | 0 | 0 | 0 | 0 | 0 |  | 0 | 0 | 0 | 0 |  | 0 | 0 | 0 | 0 | 0
1966-09-14 | 1966 | 9 | 14 | 0 | 0 | 0 | 0 | 0 | 0 | 0 | 0 | 0 | 0 | 0 | 0 | 0 | 0 | 0 | 0 | 0 | 0 | 0 | 0 | 0 | 0 | 0 | 0 |  | 0 | 0 | 0 | 0 |  | 0 | 0 | 0 | 0 | 0
1966-09-15 | 1966 | 9 | 15 | 0 | 0 | 0 | 0 | 0 | 0 | 0 | 0 | 0 | 0 | 0 | 0 | 0 | 0 | 0 | 0 | 0 | 0 | 0 | 0 | 0 | 0 | 0 | 0 |  | 0 | 0 | 0 | 0 |  | 0 | 0 | 0 | 0 | 0
1966-09-16 | 1966 | 9 | 16 | 0 | 0 | 0 | 0 | 0 | 0 | 0 | 0 | 0 | 0 | 0 | 0 | 0 | 0 | 0 | 0 | 0 | 0 | 0 | 0 | 0 | 0 | 0 | 0 |  | 0 | 0 | 0 | 0 |  | 0 | 0 | 0 | 0 | 0
1966-09-17 | 1966 | 9 | 17 | 0 | 0 | 0 | 0 | 0 | 0 | 0 | 0 | 0 | 0 | 0 | 0 | 0 | 0 | 0 | 0 | 0 | 0 | 0 | 0 | 0 | 0 | 0 | 0 |  | 0 | 0 | 0 | 0 |  | 0 | 0 | 0 | 0 | 0
1966-09-18 | 1966 | 9 | 18 | 0 | 0 | 0 | 0 | 0 | 0 | 0 | 0 | 0 | 0 | 0 | 0 | 0 | 0 | 0 | 0 | 0 | 0 | 0 | 0 | 0 | 0 | 0 | 0 |  | 0 | 0 | 0 | 0 |  | 0 | 0 | 0 | 0 | 0
1966-09-19 | 1966 | 9 | 19 | 0 | 0 | 0 | 0 | 0 | 0 | 0 | 0 | 0 | 0 | 0 | 0 | 0 | 0 | 0 | 0 | 0 | 0 | 0 | 0 | 0 | 0 | 0 | 0 |  | 0 | 0 | 0 | 0 |  | 0 | 0 | 0 | 0 | 0
1966-09-20 | 1966 | 9 | 20 | 0 | 0 | 0 | 0 | 0 | 0 | 0 | 0 | 0 | 0 | 0 | 0 | 0 | 0 | 0 | 0 | 0 | 0 | 0 | 0 | 0 | 0 | 0 | 0 |  | 0 | 0 | 0 | 0 |  | 0 | 0 | 0 | 0 | 0
1966-09-21 | 1966 | 9 | 21 | 0 | 0 | 0 | 0 | 0 | 0 | 0 | 0 | 0 | 0 | 0 | 0 | 0 | 0 | 0 | 0 | 0 | 0 | 0 | 0 | 0 | 0 | 0 | 0 |  | 0 | 0 | 0 | 0 |  | 0 | 0 | 0 | 0 | 0
1966-09-22 | 1966 | 9 | 22 | 0 | 0 | 0 | 0 | 0 | 0 | 0 | 0 | 0 | 0 | 0 | 0 | 0 | 0 | 0 | 0 | 0 | 0 | 0 | 0 | 0 | 0 | 0 | 0 |  | 0 | 0 | 0 | 0 |  | 0 | 0 | 0 | 0 | 0
1966-09-23 | 1966 | 9 | 23 | 0 | 0 | 0 | 0 | 0 | 0 | 0 | 0 | 0 | 0 | 0 | 0 | 0 | 0 | 0 | 0 | 0 | 0 | 0 | 0 | 0 | 0 | 0 | 0 |  | 0 | 0 | 0 | 0 |  | 0 | 0 | 0 | 0 | 0
1966-09-24 | 1966 | 9 | 24 | 0 | 0 | 0 | 0 | 0 | 0 | 0.3 | 0 | 0 | 0 | 0 | 0 | 0 | 0 | 0 | 0 | 0 | 0 | 0 | 0 | 0.3 | 0 | 0 | 0 |  | 0.6 | 0.6 | 0.6 | 0 |  | 0 | 0 | 0 | 0 | 0.6
1966-09-25 | 1966 | 9 | 25 | 0 | 0 | 0 | 0 | 0 | 0 | 0 | 0 | 0 | 0 | 0 | 0 | 0 | 0 | 0 | 0 | 0 | 0 | 0 | 0 | 0 | 0 | 0 | 0 |  | 0 | 0 | 0 | 0 |  | 0 | 0 | 0 | 0 | 0
1966-09-26 | 1966 | 9 | 26 | 0 | 0 | 0 | 0 | 0 | 0 | 0 | 0 | 0 | 0 | 0 | 0 | 0 | 0 | 0 | 0 | 0 | 0 | 0 | 0 | 0 | 0 | 0 | 0 |  | 0 | 0 | 0 | 0 |  | 0 | 0 | 0 | 0 | 0
1966-09-27 | 1966 | 9 | 27 | 0 | 0 | 0 | 0 | 0 | 0 | 0 | 0 | 0 | 0 | 0 | 0 | 0 | 0 | 0 | 0 | 0 | 0 | 0 | 0 | 0 | 0 | 0 | 0 |  | 0 | 0 | 0 | 0 |  | 0 | 0 | 0 | 0 | 0
1966-09-28 | 1966 | 9 | 28 | 0 | 0 | 0 | 0 | 0 | 0 | 0 | 0 | 0 | 0 | 0 | 0 | 0 | 0 | 0 | 0 | 0 | 0 | 0 | 0 | 0 | 1.3 | 1 | 1 |  | 3.3 | 3.3 | 3.3 | 0 |  | 0 | 0 | 0 | 0 | 3.3
1966-09-29 | 1966 | 9 | 29 | 0.5 | 0.3 | 0 | 0 | 0 | 0 | 0 | 0 | 0 | 0 | 0 | 0 | 0 | 0 | 0 | 0 | 0 | 0 | 0 | 0 | 0 | 0 | 0 | 0 |  | 0.8 | 0.8 | 0.8 | 0 |  | 0 | 0 | 0 | 0 | 0.8
1966-09-30 | 1966 | 9 | 30 | 0 | 0 | 0 | 0 | 0 | 0 | 0 | 0 | 0 | 0 | 0 | 0 | 0 | 0 | 0 | 0 | 0 | 0 | 0 | 0 | 0 | 0 | 0 | 0 |  | 0 | 0 | 0 | 0 |  | 0 | 0 | 0 | 0 | 0
1966-10-01 | 1966 | 10 | 1 | 0 | 0 | 0 | 0 | 0 | 0 | 0 | 0 | 0 | 0 | 0 | 0 | 0 | 0 | 0 | 0 | 0 | 0.3 | 1 | 0.5 | 0.8 | 1.3 | 0.8 | 0 |  | 4.7 | 4.7 | 4.7 | 0 |  | 0 | 0 | 0 | 0 | 0
1966-10-02 | 1966 | 10 | 2 | 0 | 0 | 0 | 0 | 0 | 0 | 0 | 0 | 0 | 0 | 0.3 | 0 | 0 | 0 | 0 | 0 | 0 | 0 | 0 | 0 | 0 | 0 | 0 | 0 |  | 0.3 | 0.3 | 0.3 | 0 |  | 0 | 0 | 0 | 0 | 0
1966-10-03 | 1966 | 10 | 3 | 0 | 0 | 0 | 0 | 0 | 0 | 0 | 0 | 0 | 0 | 0 | 0 | 0 | 0 | 0 | 0 | 0 | 0 | 0 | 0 | 0 | 0 | 0 | 0 |  | 0 | 0 | 0 | 0 |  | 0 | 0 | 0 | 0 | 0
1966-10-04 | 1966 | 10 | 4 | 0 | 0 | 0 | 0 | 0 | 0 | 0 | 0 | 0 | 0 | 0 | 0 | 0 | 0 | 0 | 0 | 0 | 0 | 0 | 0 | 0 | 0 | 0 | 0 |  | 0 | 0 | 0 | 0 |  | 0 | 0 | 0 | 0 | 0
1966-10-05 | 1966 | 10 | 5 | 0 | 0 | 0 | 0 | 0 | 0 | 0 | 0 | 0 | 0 | 0 | 0 | 0 | 0 | 0 | 0 | 0 | 0 | 0 | 0 | 0 | 0 | 0 | 0 |  | 0 | 0 | 0 | 0 |  | 0 | 0 | 0 | 0 | 0
1966-10-06 | 1966 | 10 | 6 | 0 | 0 | 0 | 0 | 0 | 0 | 0 | 0 | 0 | 0 | 0 | 0 | 0 | 0 | 0 | 0 | 0 | 0 | 0 | 0 | 0 | 0 | 0 | 0 |  | 0 | 0 | 0 | 0 |  | 0 | 0 | 0 | 0 | 0
1966-10-07 | 1966 | 10 | 7 | 0 | 0 | 0 | 0 | 0 | 0 | 0 | 0 | 0 | 0 | 0 | 0 | 0 | 0 | 0 | 0 | 0 | 0 | 0 | 0 | 0 | 0 | 0 | 0 |  | 0 | 0 | 0 | 0 |  | 0 | 0 | 0 | 0 | 0
1966-10-08 | 1966 | 10 | 8 | 0 | 0 | 0 | 0 | 0 | 0 | 0 | 0 | 2 | 0 | 0 | 0 | 0 | 0 | 0 | 0 | 0 | 0 | 0 | 0 | 0 | 0 | 0 | 0 |  | 2 | 2 | 2 | 0 |  | 0 | 0 | 0 | 0 | 0
1966-10-09 | 1966 | 10 | 9 | 0 | 0 | 0 | 0 | 0 | 0 | 0 | 0 | 0 | 0 | 0 | 0 | 0 | 0 | 0 | 0 | 0 | 0 | 0 | 0 | 0 | 0 | 0 | 0 |  | 0 | 0 | 0 | 0 |  | 0 | 0 | 0 | 0 | 0
1966-10-10 | 1966 | 10 | 10 | 0 | 0 | 0 | 0 | 0 | 0 | 0 | 0 | 0 | 0 | 0 | 0 | 0 | 0 | 0 | 0 | 0 | 0 | 0 | 0 | 0 | 0 | 0 | 0 |  | 0 | 0 | 0 | 0 |  | 0 | 0 | 0 | 0 | 0
1966-10-11 | 1966 | 10 | 11 | 0 | 0 | 0 | 0 | 0 | 0 | 0 | 0 | 0 | 0 | 0 | 0 | 0 | 0 | 0 | 0 | 0 | 0.1 | 0 | 0.1 | 0 | 0 | 0.1 | 0 |  | 0.3 | 0.3 | 0.3 | 5.5511e-17 |  | 0 | 0 | 0 | 0 | 0
1966-10-12 | 1966 | 10 | 12 | 0.2 | 0.3 | 0.2 | 0.3 | 0 | 0.2 | 0.3 | 0.2 | 0.2 | 0.3 | 0.2 | 0.3 | 0.2 | 0.2 | 0.3 | 0.5 | 0.2 | 0.2 | 0.3 | 0.2 | 0.3 | 0.2 | 0.3 | 0.2 |  | 5.8 | 5.8 | 5.8 | 0 |  | 0 | 0 | 0 | 0 | 0
1966-10-13 | 1966 | 10 | 13 | 0.1 | 0.1 | 0.1 | 0.1 | 0.1 | 0.1 | 0.1 | 0 | 0.1 | 0 | 0 | 0 | 0 | 0 | 0 | 0 | 0 | 0 | 0 | 0 | 0 | 0 | 0 | 0 |  | 0.8 | 0.8 | 0.8 | 1.1102e-16 |  | 0 | 0 | 0 | 0 | 0
1966-10-14 | 1966 | 10 | 14 | 0 | 0 | 0 | 0 | 0 | 0 | 0 | 0 | 0 | 0 | 0 | 0 | 0 | 0 | 0 | 0 | 0 | 0 | 0 | 0 | 0 | 0 | 0 | 0 |  | 0 | 0 | 0 | 0 |  | 0 | 0 | 0 | 0 | 0
1966-10-15 | 1966 | 10 | 15 | 0 | 0 | 0 | 0 | 0 | 0 | 0 | 0 | 0 | 0 | 0 | 0 | 0 | 0 | 0 | 0 | 0 | 0 | 0 | 0 | 0 | 0 | 0 | 0 |  | 0 | 0 | 0 | 0 |  | 0 | 0 | 0 | 0 | 0
1966-10-16 | 1966 | 10 | 16 | 0 | 0 | 0 | 0 | 0 | 0 | 0 | 0 | 0 | 0 | 0 | 0 | 0 | 0 | 0 | 0 | 0 | 0 | 0 | 0 | 0 | 0 | 0 | 0 |  | 0 | 0 | 0 | 0 |  | 0 | 0 | 0 | 0 | 0
1966-10-17 | 1966 | 10 | 17 | 0 | 0 | 0 | 0 | 0 | 0 | 0 | 0 | 0 | 0 | 0 | 0 | 0 | 0 | 0 | 0 | 0 | 0 | 0 | 0 | 0 | 0 | 0 | 0 |  | 0 | 0 | 0 | 0 |  | 0 | 0 | 0 | 0 | 0
1966-10-18 | 1966 | 10 | 18 | 0 | 0 | 0 | 0 | 0 | 0 | 0 | 0 | 0 | 0 | 0 | 0 | 0 | 0 | 0 | 0 | 0 | 0 | 0 | 0 | 0 | 0 | 0 | 0 |  | 0 | 0 | 0 | 0 |  | 0 | 0 | 0 | 0 | 0
1966-10-19 | 1966 | 10 | 19 | 0 | 0 | 0 | 0 | 0 | 0 | 0 | 0 | 0 | 0 | 0 | 0 | 0 | 0 | 0 | 0 | 0 | 0 | 0 | 0 | 0 | 0 | 0 | 0 |  | 0 | 0 | 0 | 0 |  | 0 | 0 | 0 | 0 | 0
1966-10-20 | 1966 | 10 | 20 | 0 | 0 | 0 | 0 | 0 | 0 | 0 | 0 | 0 | 0 | 0 | 0 | 0 | 0 | 0 | 0 | 0 | 0 | 0 | 0 | 0 | 0 | 0 | 0 |  | 0 | 0 | 0 | 0 |  | 0 | 0 | 0 | 0 | 0
1966-10-21 | 1966 | 10 | 21 | 0 | 0 | 0 | 0 | 0 | 0 | 0 | 0 | 0 | 0 | 0 | 0 | 0 | 0 | 0 | 0 | 0 | 0 | 0 | 0 | 0 | 0 | 0 | 0 |  | 0 | 0 | 0 | 0 |  | 0 | 0 | 0 | 0 | 0
1966-10-22 | 1966 | 10 | 22 | 0 | 0 | 0 | 0 | 0 | 0 | 0 | 0 | 0 | 0 | 0 | 0 | 0 | 0 | 0 | 0 | 0 | 0 | 0 | 0 | 0 | 0 | 0 | 0 |  | 0 | 0 | 0 | 0 |  | 0 | 0 | 0 | 0 | 0
1966-10-23 | 1966 | 10 | 23 | 0 | 0 | 0 | 0 | 0 | 0 | 0 | 0 | 0 | 0 | 0 | 0 | 0 | 0 | 0 | 0 | 0 | 0 | 0 | 0 | 0 | 0 | 0 | 0 |  | 0 | 0 | 0 | 0 |  | 0 | 0 | 0 | 0 | 0
1966-10-24 | 1966 | 10 | 24 | 0 | 0 | 0 | 0 | 0 | 0 | 0 | 0 | 0 | 0 | 0 | 0 | 0 | 0 | 0 | 0 | 0 | 0 | 0 | 0 | 0 | 0 | 0 | 0 |  | 0 | 0 | 0 | 0 |  | 0 | 0 | 0 | 0 | 0
1966-10-25 | 1966 | 10 | 25 | 0 | 0 | 0 | 0 | 0 | 0 | 0 | 0 | 0 | 0 | 0 | 0 | 0 | 0 | 0 | 0 | 0 | 0 | 0 | 0 | 0 | 0 | 0 | 0 |  | 0 | 0 | 0 | 0 |  | 0 | 0 | 0 | 0 | 0
1966-10-26 | 1966 | 10 | 26 | 0 | 0 | 0 | 0 | 0 | 0 | 0 | 0 | 0 | 0 | 0 | 0 | 0 | 0 | 0 | 0 | 0 | 0 | 0 | 0 | 0 | 0 | 0 | 0 |  | 0 | 0 | 0 | 0 |  | 0 | 0 | 0 | 0 | 0
1966-10-27 | 1966 | 10 | 27 | 0 | 0 | 0 | 0 | 0 | 0 | 0 | 0.1 | 0 | 0.1 | 0 | 0.1 | 0 | 0.1 | 0 | 0 | 0.1 | 0 | 0.1 | 0 | 0.1 | 0 | 0.1 | 0 |  | 0.8 | 0.8 | 0.8 | 1.1102e-16 |  | 0 | 0 | 0 | 0 | 0
1966-10-28 | 1966 | 10 | 28 | 0 | 0 | 0 | 0 | 0 | 0 | 0 | 0 | 0 | 0 | 0 | 0 | 0 | 0 | 0 | 0 | 0 | 0 | 0 | 0 | 0 | 0 | 0 | 0 |  | 0 | 0 | 0 | 0 |  | 0 | 0 | 0 | 0 | 0
1966-10-29 | 1966 | 10 | 29 | 0 | 0 | 0 | 0 | 0 | 0 | 0 | 0 | 0 | 0 | 0 | 0 | 0 | 0 | 0 | 0 | 0 | 0 | 0 | 0 | 0 | 0 | 0 | 0 |  | 0 | 0 | 0 | 0 |  | 0 | 0 | 0 | 0 | 0
1966-10-30 | 1966 | 10 | 30 | 0 | 0 | 0 | 0 | 0 | 0 | 0 | 0 | 0 | 0 | 0 | 0 | 0 | 0 | 0 | 0 | 0 | 0 | 0 | 0 | 0 | 0 | 0 | 0 |  | 0 | 0 | 0 | 0 |  | 0 | 0 | 0 | 0 | 0
1966-10-31 | 1966 | 10 | 31 | 0 | 0 | 0 | 0 | 0 | 0 | 0 | 0 | 0 | 0 | 0 | 0 | 0 | 0 | 0 | 0 | 0 | 0 | 0 | 0 | 0 | 0 | 0 | 0 |  | 0 | 0 | 0 | 0 |  | 0 | 0 | 0 | 0 | 0
1966-11-01 | 1966 | 11 | 1 | 0 | 0 | 0 | 0 | 0 | 0 | 0 | 0 | 0 | 0 | 0 | 0 | 0 | 0 | 0 | 0 | 0 | 0 | 0 | 0 | 0 | 0 | 0 | 0 |  | 0 | 0 | 0 | 0 |  | 0 | 0 | 0 | 0 | 0
1966-11-02 | 1966 | 11 | 2 | 0 | 0 | 0 | 0 | 0 | 0 | 0 | 0 | 0 | 0 | 0 | 0 | 0 | 0 | 0 | 0 | 0 | 0 | 0 | 0 | 0 | 0 | 0 | 0 |  | 0 | 0 | 0 | 0 |  | 0 | 0 | 0 | 0 | 0
1966-11-03 | 1966 | 11 | 3 | 0 | 0 | 0 | 0 | 0 | 0 | 0 | 0 | 0 | 0 | 0 | 0 | 0 | 0 | 0 | 0 | 0 | 0 | 0 | 0 | 0 | 0 | 0 | 0 |  | 0 | 0 | 0 | 0 |  | 0 | 0 | 0 | 0 | 0
1966-11-04 | 1966 | 11 | 4 | 0 | 0 | 0 | 0 | 0 | 0 | 0 | 0 | 0 | 0 | 0 | 0 | 0 | 0 | 0 | 0 | 0 | 0 | 0 | 0 | 0 | 0 | 0 | 0 |  | 0 | 0 | 0 | 0 |  | 0 | 0 | 0 | 0 | 0
1966-11-05 | 1966 | 11 | 5 | 0 | 0 | 0 | 0 | 0 | 0 | 0 | 0.2 | 0.3 | 0.2 | 0.3 | 0.2 | 0.3 | 0.2 | 0.2 | 0.3 | 0.5 | 0.4 | 0.3 | 0.2 | 0.3 | 0.2 | 0.3 | 0.2 |  | 4.6 | 4.6 | 4.6 | 0 |  | 0 | 0 | 0 | 0 | 0
1966-11-06 | 1966 | 11 | 6 | 0 | 0 | 0 | 0.1 | 0 | 0 | 0 | 0 | 0 | 0 | 0 | 0 | 0 | 0.1 | 0 | 0 | 0 | 0 | 0 | 0 | 0.1 | 0 | 0 | 0 |  | 0.3 | 0.3 | 0.3 | 5.5511e-17 |  | 0 | 0 | 0 | 0 | 0
1966-11-07 | 1966 | 11 | 7 | 0 | 0 | 0 | 0.1 | 0 | 0 | 0 | 0 | 0 | 0 | 0.1 | 0 | 0 | 0 | 0 | 0 | 0 | 0 | 0 | 0 | 0.1 | 0 | 0 | 0 |  | 0.3 | 0.3 | 0.3 | 5.5511e-17 |  | 0 | 0 | 0 | 0 | 0
1966-11-08 | 1966 | 11 | 8 | 0 | 0 | 0 | 0 | 0 | 0 | 0 | 0 | 0 | 0 | 0 | 0 | 0 | 0 | 0 | 0 | 0 | 0 | 0 | 0 | 0 | 0 | 0 | 0 |  | 0 | 0 | 0 | 0 |  | 0 | 0 | 0 | 0 | 0
1966-11-09 | 1966 | 11 | 9 | 0 | 0 | 0 | 0 | 0 | 0 | 0 | 0 | 0 | 0 | 0 | 0 | 0 | 0 | 0 | 0 | 0 | 0 | 0 | 0 | 0 | 0 | 0 | 0 |  | 0 | 0 | 0 | 0 |  | 0 | 0 | 0 | 0 | 0
1966-11-10 | 1966 | 11 | 10 | 0 | 0 | 0 | 0 | 0 | 0 | 0 | 0 | 0 | 0 | 0 | 0 | 0 | 0 | 0 | 0 | 0 | 0 | 0 | 0 | 0 | 0 | 0 | 0 |  | 0 | 0 | 0 | 0 |  | 0 | 0 | 0 | 0 | 0
1966-11-11 | 1966 | 11 | 11 | 0 | 0 | 0 | 0 | 0 | 0 | 0 | 0 | 0 | 0 | 0 | 0 | 0 | 0 | 0 | 0 | 0 | 0 | 0 | 0 | 0 | 0 | 0 | 0 |  | 0 | 0 | 0 | 0 |  | 0 | 0 | 0 | 0 | 0
1966-11-12 | 1966 | 11 | 12 | 0 | 0 | 0 | 0 | 0 | 0 | 0 | 0 | 0 | 0 | 0 | 0 | 0 | 0 | 0 | 0 | 0 | 0 | 0 | 0 | 0 | 0 | 0 | 0 |  | 0 | 0 | 0 | 0 |  | 0 | 0 | 0 | 0 | 0
1966-11-13 | 1966 | 11 | 13 | 0 | 0 | 0 | 0 | 0 | 0 | 0 | 0 | 0 | 0 | 0 | 0 | 0 | 0 | 0 | 0.1 | 0.1 | 0.1 | 0.1 | 0.2 | 0.1 | 0.1 | 0.1 | 0.1 |  | 1 | 1 | 1 | 0 |  | 0 | 0 | 0 | 0 | 0
1966-11-14 | 1966 | 11 | 14 | 0 | 0 | 0 | 0 | 0 | 0 | 0 | 0 | 0 | 0 | 0 | 0 | 0 | 0 | 0 | 0 | 0 | 0 | 0 | 0 | 0 | 0 | 0 | 0 |  | 0 | 0 | 0 | 0 |  | 0 | 0 | 0 | 0 | 0
1966-11-15 | 1966 | 11 | 15 | 0 | 0 | 0 | 0 | 0 | 0 | 0.1 | 0 | 0.1 | 0 | 0.1 | 0 | 0.1 | 0 | 0.1 | 0.1 | 0 | 0.1 | 0 | 0.1 | 0 | 0.1 | 0 | 0.1 |  | 1 | 1 | 1 | 1.1102e-16 |  | 0 | 0 | 0 | 0 | 0
1966-11-16 | 1966 | 11 | 16 | 0.4 | 0.3 | 0.4 | 0.3 | 0.4 | 0.3 | 0.4 | 0.3 | 0.4 | 0.7 | 0.7 | 0.7 | 0.3 | 0.7 | 0.7 | 0.4 | 0.3 | 0.4 | 0.3 | 0.4 | 0.3 | 0.4 | 0.3 | 0.4 |  | 10.2 | 10.2 | 10.2 | 3.5527e-15 |  | 0 | 0 | 0 | 0 | 0
1966-11-17 | 1966 | 11 | 17 | 0 | 0 | 0 | 0 | 0 | 0 | 0 | 0 | 0 | 0 | 0 | 0 | 0 | 0 | 0 | 0 | 0 | 0 | 0 | 0 | 0 | 0 | 0 | 0 |  | 0 | 0 | 0 | 0 |  | 0 | 0 | 0 | 0 | 0
1966-11-18 | 1966 | 11 | 18 | 0 | 0 | 0 | 0 | 0 | 0 | 0 | 0 | 0 | 0 | 0 | 0 | 0 | 0 | 0 | 0 | 0 | 0 | 0 | 0 | 0 | 0 | 0 | 0 |  | 0 | 0 | 0 | 0 |  | 0 | 0 | 0 | 0 | 0
1966-11-19 | 1966 | 11 | 19 | 0 | 0 | 0 | 0 | 0 | 0 | 0 | 0 | 0 | 0 | 0 | 0 | 0 | 0 | 0 | 0 | 0 | 0 | 0 | 0 | 0 | 0 | 0 | 0 |  | 0 | 0 | 0 | 0 |  | 0 | 0 | 0 | 0 | 0
1966-11-20 | 1966 | 11 | 20 | 0 | 0 | 0 | 0 | 0 | 0 | 0 | 0 | 0 | 0 | 0 | 0 | 0 | 0 | 0.5 | 0.4 | 0.5 | 0.9 | 0.9 | 0.5 | 0.5 | 0.4 | 0.5 | 0 |  | 5.1 | 5.1 | 5.1 | 0 |  | 0 | 0 | 0 | 0 | 0
1966-11-21 | 1966 | 11 | 21 | 0.2 | 0.2 | 0.3 | 0.2 | 0.2 | 0 | 0.2 | 0 | 0.5 | 0.2 | 0.2 | 0.2 | 0.5 | 0.2 | 0.2 | 0.2 | 0.3 | 0.2 | 0.2 | 0.2 | 0.2 | 0.3 | 0.2 | 0.2 |  | 5.3 | 5.3 | 5.3 | 8.8818e-16 |  | 0 | 0 | 0 | 0 | 0
1966-11-22 | 1966 | 11 | 22 | 0.1 | 0.2 | 0.1 | 0.1 | 0.2 | 0.1 | 0.1 | 0 | 0.2 | 0.1 | 0 | 0 | 0 | 0 | 0 | 0 | 0 | 0 | 0.1 | 0.2 | 0.1 | 0.1 | 0.2 | 0.1 |  | 2 | 2 | 2 | 0 |  | 0 | 0 | 0 | 0 | 0
1966-11-23 | 1966 | 11 | 23 | 0 | 0 | 0 | 0 | 0 | 0 | 0 | 0 | 0 | 0 | 0 | 0 | 0 | 0 | 0 | 0 | 0 | 0 | 0 | 0 | 0 | 0 | 0 | 0 |  | 0 | 0 | 0 | 0 |  | 0 | 0 | 0 | 0 | 0
1966-11-24 | 1966 | 11 | 24 | 0 | 0 | 0 | 0 | 0 | 0 | 0 | 0 | 0 | 0 | 0 | 0 | 0 | 0 | 0 | 0 | 0 | 0 | 0 | 0 | 0 | 0 | 0 | 0 |  | 0 | 0 | 0 | 0 |  | 0 | 0 | 0 | 0 | 0
1966-11-25 | 1966 | 11 | 25 | 0 | 0 | 0 | 0 | 0 | 0 | 0 | 0 | 0 | 0 | 0.4 | 0.4 | 0.5 | 0.4 | 0.4 | 0.4 | 0.5 | 0.4 | 0.4 | 0 | 0 | 0 | 0 | 0 |  | 3.8 | 3.8 | 3.8 | 0 |  | 0 | 0 | 0 | 0 | 0
1966-11-26 | 1966 | 11 | 26 | 0 | 0 | 0 | 0 | 0 | 0 | 0 | 0 | 0 | 0 | 0 | 0 | 0 | 0 | 0 | 0 | 0 | 0 | 0 | 0 | 0 | 0 | 0 | 0 |  | 0 | 0 | 0 | 0 |  | 0 | 0 | 0 | 0 | 0
1966-11-27 | 1966 | 11 | 27 | 0 | 0 | 0 | 0 | 0 | 0 | 0 | 0 | 0 | 0 | 0 | 0 | 0 | 0 | 0 | 0 | 0 | 0 | 0 | 0 | 0 | 0 | 0 | 0 |  | 0 | 0 | 0 | 0 |  | 0 | 0 | 0 | 0 | 0
1966-11-28 | 1966 | 11 | 28 | 0 | 0 | 0 | 0 | 0 | 0 | 0 | 0 | 0 | 0 | 0 | 0 | 0 | 0 | 0 | 0 | 0 | 0 | 0 | 0 | 0 | 0 | 0 | 0 |  | 0 | 0 | 0 | 0 |  | 0 | 0 | 0 | 0 | 0
1966-11-29 | 1966 | 11 | 29 | 0.1 | 0 | 0.1 | 0 | 0.1 | 0 | 0 | 0 | 0 | 0 | 0 | 0 | 0 | 0 | 0 | 0 | 0 | 0 | 0 | 0 | 0 | 0 | 0 | 0 |  | 0.3 | 0.3 | 0.3 | 5.5511e-17 |  | 0 | 0 | 0 | 0 | 0
1966-11-30 | 1966 | 11 | 30 | 0 | 0 | 0 | 0 | 0 | 0 | 0 | 0 | 0 | 0 | 0 | 0 | 0 | 0 | 0 | 0 | 0 | 0 | 0 | 0 | 0 | 0 | 0 | 0 |  | 0 | 0 | 0 | 0 |  | 0 | 0 | 0 | 0 | 0
1966-12-01 | 1966 | 12 | 1 | 0 | 0 | 0 | 0 | 0 | 0 | 0 | 0 | 0 | 0 | 0 | 0 | 0 | 0 | 0 | 0 | 0 | 0 | 0 | 0.1 | 0 | 0.1 | 0 | 0.1 |  | 0.3 | 0.3 | 0.3 | 5.5511e-17 |  | 0 | 0 | 0 | 0 | 0
1966-12-02 | 1966 | 12 | 2 | 0 | 0.1 | 0 | 0 | 0.1 | 0 | 0 | 0.1 | 0 | 0 | 0 | 0 | 0 | 0 | 0 | 0 | 0 | 0 | 0 | 0 | 0 | 0 | 0 | 0 |  | 0.3 | 0.3 | 0.3 | 5.5511e-17 |  | 0 | 0 | 0 | 0 | 0
1966-12-03 | 1966 | 12 | 3 | 0 | 0 | 0 | 0 | 0 | 0 | 0 | 0 | 0 | 0 | 0 | 0 | 0 | 0 | 0 | 0 | 0 | 0 | 0 | 0 | 0 | 0 | 0 | 0 |  | 0 | 0 | 0 | 0 |  | 0 | 0 | 0 | 0 | 0
1966-12-04 | 1966 | 12 | 4 | 0 | 0 | 0 | 0 | 0 | 0 | 0 | 0 | 0 | 0 | 0 | 0 | 0 | 0 | 0 | 0 | 0 | 0 | 0 | 0 | 0 | 0 | 0 | 0 |  | 0 | 0 | 0 | 0 |  | 0 | 0 | 0 | 0 | 0
1966-12-05 | 1966 | 12 | 5 | 0 | 0 | 0 | 0 | 0 | 0 | 0 | 0 | 0 | 0 | 0 | 0 | 0 | 0 | 0 | 0 | 0 | 0 | 0 | 0 | 0 | 0 | 0 | 0 |  | 0 | 0 | 0 | 0 |  | 0 | 0 | 0 | 0 | 0
1966-12-06 | 1966 | 12 | 6 | 0 | 0 | 0 | 0 | 0 | 0 | 0 | 0 | 0 | 0 | 0 | 0 | 0 | 0 | 0 | 0 | 0 | 0 | 0 | 0 | 0 | 0 | 0 | 0 |  | 0 | 0 | 0 | 0 |  | 0 | 0 | 0 | 0 | 0
1966-12-07 | 1966 | 12 | 7 | 0 | 0 | 0 | 0 | 0 | 0 | 0 | 0 | 0 | 0 | 0 | 0 | 0 | 0 | 0 | 0 | 0 | 0 | 0 | 0 | 0 | 0 | 0 | 0 |  | 0 | 0 | 0 | 0 |  | 0 | 0 | 0 | 0 | 0
1966-12-08 | 1966 | 12 | 8 | 0 | 0 | 0 | 0 | 0 | 0 | 0 | 0 | 0 | 0 | 0 | 0 | 0 | 0 | 0 | 0 | 0 | 0 | 0 | 0 | 0 | 0 | 0 | 0 |  | 0 | 0 | 0 | 0 |  | 0 | 0 | 0 | 0 | 0
1966-12-09 | 1966 | 12 | 9 | 0 | 0 | 0 | 0 | 0 | 0 | 0 | 0 | 0 | 0 | 0 | 0 | 0 | 0 | 0 | 0 | 0 | 0 | 0 | 0 | 0 | 0 | 0 | 0 |  | 0 | 0 | 0 | 0 |  | 0 | 0 | 0 | 0 | 0
1966-12-10 | 1966 | 12 | 10 | 0 | 0 | 0 | 0 | 0 | 0 | 0 | 0 | 0 | 0 | 0 | 0 | 0 | 0 | 0 | 0 | 0 | 0 | 0 | 0 | 0 | 0 | 0 | 0 |  | 0 | 0 | 0 | 0 |  | 0 | 0 | 0 | 0 | 0
1966-12-11 | 1966 | 12 | 11 | 0 | 0 | 0 | 0 | 0 | 0 | 0 | 0 | 0 | 0 | 0 | 0 | 0 | 0 | 0 | 0 | 0 | 0 | 0 | 0 | 0 | 0 | 0 | 0 |  | 0 | 0 | 0 | 0 |  | 0 | 0 | 0 | 0 | 0
1966-12-12 | 1966 | 12 | 12 | 0 | 0 | 0 | 0 | 0 | 0 | 0 | 0 | 0 | 0 | 0 | 0 | 0 | 0 | 0 | 0 | 0 | 0 | 0 | 0 | 0 | 0 | 0 | 0 |  | 0 | 0 | 0 | 0 |  | 0 | 0 | 0 | 0 | 0
1966-12-13 | 1966 | 12 | 13 | 0 | 0 | 0 | 0 | 0 | 0 | 0 | 0 | 0 | 0 | 0 | 0 | 0 | 0 | 0 | 0 | 0 | 0 | 0 | 0 | 0 | 0 | 0 | 0 |  | 0 | 0 | 0 | 0 |  | 0 | 0 | 0 | 0 | 0
1966-12-14 | 1966 | 12 | 14 | 0 | 0 | 0 | 0 | 0 | 0 | 0 | 0 | 0 | 0 | 0 | 0 | 0 | 0 | 0 | 0 | 0 | 0 | 0 | 0 | 0 | 0 | 0 | 0 |  | 0 | 0 | 0 | 0 |  | 0 | 0 | 0 | 0 | 0
1966-12-15 | 1966 | 12 | 15 | 0 | 0 | 0 | 0 | 0 | 0 | 0 | 0 | 0 | 0 | 0 | 0 | 0 | 0 | 0 | 0 | 0 | 0 | 0 | 0 | 0 | 0 | 0 | 0 |  | 0 | 0 | 0 | 0 |  | 0 | 0 | 0 | 0 | 0
1966-12-16 | 1966 | 12 | 16 | 0 | 0 | 0 | 0 | 0 | 0 | 0 | 0 | 0 | 0 | 0 | 0 | 0 | 0 | 0 | 0 | 0 | 0 | 0 | 0 | 0 | 0 | 0 | 0 |  | 0 | 0 | 0 | 0 |  | 0 | 0 | 0 | 0 | 0
1966-12-17 | 1966 | 12 | 17 | 0 | 0 | 0 | 0 | 0 | 0 | 0 | 0 | 0 | 0 | 0 | 0 | 0 | 0 | 0 | 0 | 0 | 0 | 0 | 0 | 0 | 0 | 0 | 0 |  | 0 | 0 | 0 | 0 |  | 0 | 0 | 0 | 0 | 0
1966-12-18 | 1966 | 12 | 18 | 0 | 0 | 0 | 0 | 0 | 0 | 0 | 0 | 0 | 0 | 0 | 0 | 0 | 0 | 0 | 0 | 0 | 0 | 0 | 0 | 0 | 0 | 0 | 0 |  | 0 | 0 | 0 | 0 |  | 0 | 0 | 0 | 0 | 0
1966-12-19 | 1966 | 12 | 19 | 0 | 0 | 0 | 0 | 0 | 0 | 0 | 0 | 0 | 0 | 0 | 0 | 0 | 0 | 0 | 0 | 0 | 0 | 0 | 0 | 0 | 0 | 0 | 0 |  | 0 | 0 | 0 | 0 |  | 0 | 0 | 0 | 0 | 0
1966-12-20 | 1966 | 12 | 20 | 0 | 0 | 0 | 0 | 0 | 0 | 0 | 0 | 0 | 0 | 0 | 0 | 0 | 0 | 0 | 0 | 0 | 0 | 0 | 0 | 0 | 0 | 0 | 0 |  | 0 | 0 | 0 | 0 |  | 0 | 0 | 0 | 0 | 0
1966-12-21 | 1966 | 12 | 21 | 0 | 0 | 0.2 | 0.2 | 0.2 | 0.2 | 0.2 | 0.2 | 0.2 | 0.4 | 0.2 | 0.2 | 0.2 | 0 | 0 | 0 | 0 | 0 | 0.2 | 0.2 | 0.2 | 0.2 | 0.2 | 0.2 |  | 3.6 | 3.6 | 3.6 | 8.8818e-16 |  | 0 | 0 | 0 | 0 | 0
1966-12-22 | 1966 | 12 | 22 | 0 | 0 | 0 | 0 | 0 | 0 | 0 | 0 | 0 | 0 | 0 | 0 | 0 | 0 | 0 | 0 | 0 | 0 | 0 | 0 | 0 | 0 | 0 | 0 |  | 0 | 0 | 0 | 0 |  | 0 | 0 | 0 | 0 | 0
1966-12-23 | 1966 | 12 | 23 | 0 | 0 | 0 | 0 | 0 | 0 | 0 | 0 | 0 | 0 | 0 | 0 | 0 | 0 | 0 | 0 | 0 | 0 | 0 | 0 | 0 | 0 | 0 | 0 |  | 0 | 0 | 0 | 0 |  | 0 | 0 | 0 | 0 | 0
1966-12-24 | 1966 | 12 | 24 | 0 | 0 | 0 | 0 | 0 | 0 | 0 | 0 | 0 | 0 | 0 | 0 | 0 | 0 | 0 | 0 | 0 | 0 | 0 | 0 | 0 | 0 | 0 | 0 |  | 0 | 0 | 0 | 0 |  | 0 | 0 | 0 | 0 | 0
1966-12-25 | 1966 | 12 | 25 | 0 | 0 | 0 | 0 | 0 | 0 | 0 | 0 | 0 | 0 | 0 | 0 | 0 | 0 | 0 | 0 | 0 | 0 | 0 | 0 | 0 | 0 | 0 | 0 |  | 0 | 0 | 0 | 0 |  | 0 | 0 | 0 | 0 | 0
1966-12-26 | 1966 | 12 | 26 | 0 | 0 | 0 | 0 | 0 | 0 | 0.1 | 0 | 0.1 | 0 | 0.1 | 0 | 0 | 0 | 0 | 0 | 0 | 0 | 0 | 0 | 0.1 | 0 | 0.1 | 0 |  | 0.5 | 0.5 | 0.5 | 0 |  | 0 | 0 | 0 | 0 | 0
1966-12-27 | 1966 | 12 | 27 | 0 | 0 | 0 | 0 | 0 | 0 | 0 | 0 | 0 | 0 | 0 | 0 | 0 | 0 | 0 | 0 | 0 | 0 | 0 | 0 | 0 | 0 | 0 | 0 |  | 0 | 0 | 0 | 0 |  | 0 | 0 | 0 | 0 | 0
1966-12-28 | 1966 | 12 | 28 | 0 | 0 | 0 | 0 | 0 | 0 | 0 | 0.1 | 0 | 0.1 | 0 | 0.1 | 0 | 0 | 0 | 0 | 0 | 0 | 0 | 0 | 0 | 0 | 0 | 0 |  | 0.3 | 0.3 | 0.3 | 5.5511e-17 |  | 0 | 0 | 0 | 0 | 0
1966-12-29 | 1966 | 12 | 29 | 0 | 0 | 0 | 0 | 0 | 0 | 0 | 0 | 0 | 0 | 0 | 0 | 0 | 0 | 0 | 0 | 0 | 0 | 0 | 0 | 0 | 0 | 0 | 0 |  | 0 | 0 | 0 | 0 |  | 0 | 0 | 0 | 0 | 0
1966-12-30 | 1966 | 12 | 30 | 0 | 0 | 0 | 0 | 0 | 0 | 0 | 0 | 0 | 0 | 0 | 0 | 0 | 0 | 0 | 0 | 0 | 0 | 0 | 0 | 0.4 | 0.4 | 0 | 0 |  | 0.8 | 0.8 | 0.8 | 0 |  | 0 | 0 | 0 | 0 | 0
1966-12-31 | 1966 | 12 | 31 | 0 | 0 | 0 | 0 | 0 | 0 | 0 | 0 | 0 | 0 | 0 | 0 | 0 | 0 | 0 | 0 | 0 | 0 | 0 | 0 | 0 | 0 | 0 | 0 |  | 0 | 0 | 0 | 0 |  | 0 | 0 | 0 | 0 | 0
1967-01-01 | 1967 | 1 | 1 | 0 | 0 | 0 | 0 | 0.1 | 0.2 | 0.1 | 0.1 | 0 | 0 | 0 | 0 | 0 | 0 | 0 | 0 | 0 | 0 | 0 | 0 | 0 | 0 | 0 | 0 |  | 0.5 | 0.5 | 0.5 | 0 |  | 0 | 0 | 0 | 0 | 0
1967-01-02 | 1967 | 1 | 2 | 0 | 0 | 0 | 0 | 0 | 0 | 0 | 0 | 0 | 0 | 0 | 0 | 0 | 0 | 0 | 0 | 0 | 0 | 0 | 0 | 0 | 0 | 0 | 0 |  | 0 | 0 | 0 | 0 |  | 0 | 0 | 0 | 0 | 0
1967-01-03 | 1967 | 1 | 3 | 0 | 0 | 0 | 0 | 0 | 0 | 0 | 0 | 0 | 0 | 0 | 0 | 0 | 0 | 0 | 0 | 0 | 0 | 0 | 0 | 0 | 0 | 0 | 0 |  | 0 | 0 | 0 | 0 |  | 0 | 0 | 0 | 0 | 0
1967-01-04 | 1967 | 1 | 4 | 0 | 0 | 0 | 0 | 0 | 0 | 0 | 0 | 0 | 0 | 0 | 0 | 0 | 0 | 0 | 0 | 0.7 | 0.7 | 0.7 | 0.7 | 1.3 | 1.4 | 1.4 | 0.7 |  | 7.6 | 7.6 | 7.6 | 8.8818e-16 |  | 0 | 0 | 0 | 0 | 0
1967-01-05 | 1967 | 1 | 5 | 0.3 | 0.6 | 0.6 | 0.3 | 0.6 | 0.6 | 0.3 | 0.3 | 0.3 | 0.5 | 0.3 | 0.6 | 0.3 | 0.3 | 0.3 | 0.3 | 0.3 | 0.3 | 0.3 | 0.3 | 0.3 | 0.3 | 0.3 | 0.3 |  | 8.9 | 8.9 | 8.9 | 1.7764e-15 |  | 0 | 0 | 0 | 0 | 0
1967-01-06 | 1967 | 1 | 6 | 0 | 0 | 0 | 0 | 0 | 0 | 0 | 0 | 0 | 0 | 0 | 0 | 0 | 0 | 0 | 0 | 0 | 0 | 0 | 0 | 0 | 0 | 0 | 0 |  | 0 | 0 | 0 | 0 |  | 0 | 0 | 0 | 0 | 0
1967-01-07 | 1967 | 1 | 7 | 0 | 0 | 0 | 0 | 0 | 0 | 0 | 0 | 0 | 0 | 0 | 0 | 0 | 0 | 0 | 0 | 0 | 0 | 0 | 0 | 0 | 0 | 0 | 0 |  | 0 | 0 | 0 | 0 |  | 0 | 0 | 0 | 0 | 0
1967-01-08 | 1967 | 1 | 8 | 0 | 0 | 0 | 0 | 0 | 0 | 0 | 0 | 0 | 0 | 0 | 0 | 0 | 0 | 0 | 0 | 0 | 0 | 0 | 0 | 0 | 0 | 0 | 0 |  | 0 | 0 | 0 | 0 |  | 0 | 0 | 0 | 0 | 0
1967-01-09 | 1967 | 1 | 9 | 0 | 0 | 0 | 0 | 0 | 0 | 0 | 0 | 0 | 0 | 0 | 0 | 0 | 0 | 0 | 0 | 0 | 0 | 0 | 0 | 0 | 0 | 0 | 0 |  | 0 | 0 | 0 | 0 |  | 0 | 0 | 0 | 0 | 0
1967-01-10 | 1967 | 1 | 10 | 0 | 0 | 0 | 0 | 0 | 0 | 0 | 0 | 0 | 0 | 0 | 0 | 0 | 0 | 0 | 0 | 0 | 0 | 0 | 0 | 0 | 0 | 0 | 0 |  | 0 | 0 | 0 | 0 |  | 0 | 0 | 0 | 0 | 0
1967-01-11 | 1967 | 1 | 11 | 0 | 0 | 0 | 0 | 0 | 0 | 0 | 0 | 0 | 0 | 0 | 0 | 0 | 0 | 0 | 0 | 0 | 0 | 0 | 0 | 0 | 0 | 0 | 0 |  | 0 | 0 | 0 | 0 |  | 0 | 0 | 0 | 0 | 0
1967-01-12 | 1967 | 1 | 12 | 0 | 0 | 0 | 0 | 0 | 0 | 0 | 0 | 0 | 0 | 0 | 0 | 0 | 0 | 0 | 0 | 0 | 0 | 0 | 0 | 0 | 0 | 0 | 0 |  | 0 | 0 | 0 | 0 |  | 0 | 0 | 0 | 0 | 0
1967-01-13 | 1967 | 1 | 13 | 0 | 0 | 0 | 0 | 0 | 0 | 0 | 0 | 0 | 0 | 0 | 0 | 0 | 0 | 0 | 0 | 0 | 0 | 0 | 0 | 0 | 0 | 0 | 0 |  | 0 | 0 | 0 | 0 |  | 0 | 0 | 0 | 0 | 0
1967-01-14 | 1967 | 1 | 14 | 0 | 0 | 0 | 0 | 0 | 0 | 0 | 0 | 0 | 0 | 0 | 0 | 0 | 0 | 0 | 0 | 0 | 0 | 0 | 0 | 0 | 0 | 0 | 0 |  | 0 | 0 | 0 | 0 |  | 0 | 0 | 0 | 0 | 0
1967-01-15 | 1967 | 1 | 15 | 0 | 0 | 0 | 0 | 0 | 0 | 0 | 0 | 0 | 0 | 0 | 0 | 0 | 0 | 0 | 0.4 | 0.2 | 0.2 | 0.2 | 0.2 | 0.2 | 0.2 | 0.2 | 0.2 |  | 2 | 2 | 2 | 2.2204e-16 |  | 0 | 0 | 0 | 0 | 0
1967-01-16 | 1967 | 1 | 16 | 0.1 | 0 | 0.1 | 0 | 0.1 | 0 | 0.1 | 0 | 0.1 | 0.1 | 0 | 0.1 | 0 | 0.1 | 0 | 0 | 0.1 | 0 | 0.1 | 0.1 | 0 | 0.1 | 0 | 0.1 |  | 1.3 | 1.3 | 1.3 | 0 |  | 0 | 0 | 0 | 0 | 0
1967-01-17 | 1967 | 1 | 17 | 0 | 0 | 0 | 0 | 0 | 0 | 0 | 0 | 0 | 0 | 0 | 0 | 0 | 0 | 0 | 0 | 0 | 0 | 0 | 0 | 0 | 0 | 0 | 0 |  | 0 | 0 | 0 | 0 |  | 0 | 0 | 0 | 0 | 0
1967-01-18 | 1967 | 1 | 18 | 0 | 0 | 0 | 0 | 0 | 0 | 0 | 0 | 0 | 0 | 0 | 0 | 0 | 0.1 | 0 | 0 | 0 | 0.1 | 0 | 0 | 0 | 0.1 | 0 | 0 |  | 0.3 | 0.3 | 0.3 | 5.5511e-17 |  | 0 | 0 | 0 | 0 | 0
1967-01-19 | 1967 | 1 | 19 | 0 | 0 | 0 | 0 | 0 | 0 | 0 | 0 | 0 | 0 | 0 | 0 | 0 | 0 | 0 | 0 | 0 | 0 | 0 | 0 | 0 | 0 | 0 | 0 |  | 0 | 0 | 0 | 0 |  | 0 | 0 | 0 | 0 | 0
1967-01-20 | 1967 | 1 | 20 | 0 | 0 | 0 | 0 | 0 | 0 | 0 | 0 | 0 | 0 | 0 | 0 | 0 | 0 | 0 | 0 | 0 | 0 | 0 | 0 | 0 | 0 | 0 | 0 |  | 0 | 0 | 0 | 0 |  | 0 | 0 | 0 | 0 | 0
1967-01-21 | 1967 | 1 | 21 | 0 | 0 | 0 | 0 | 0 | 0 | 0 | 0 | 0 | 0 | 0 | 0 | 0 | 0 | 0 | 0 | 0 | 0 | 0 | 0 | 0 | 0 | 0 | 0 |  | 0 | 0 | 0 | 0 |  | 0 | 0 | 0 | 0 | 0
1967-01-22 | 1967 | 1 | 22 | 0 | 0 | 0 | 0 | 0 | 0 | 0 | 0 | 0 | 0 | 0 | 0 | 0 | 0 | 0 | 0 | 0 | 0 | 0 | 0 | 0 | 0 | 0 | 0 |  | 0 | 0 | 0 | 0 |  | 0 | 0 | 0 | 0 | 0
1967-01-23 | 1967 | 1 | 23 | 0 | 0 | 0 | 0 | 0 | 0 | 0 | 0 | 0 | 0 | 0 | 0 | 0 | 0 | 0 | 0 | 0 | 0 | 0 | 0 | 0 | 0 | 0 | 0 |  | 0 | 0 | 0 | 0 |  | 0 | 0 | 0 | 0 | 0
1967-01-24 | 1967 | 1 | 24 | 0 | 0 | 0 | 0 | 0 | 0 | 0 | 0 | 0 | 0 | 0 | 0 | 0 | 0 | 0 | 0 | 0 | 0 | 0 | 0 | 0 | 0 | 0 | 0 |  | 0 | 0 | 0 | 0 |  | 0 | 0 | 0 | 0 | 0
1967-01-25 | 1967 | 1 | 25 | 0 | 0 | 0 | 0 | 0 | 0 | 0 | 0 | 0 | 0 | 0 | 0 | 0 | 0 | 0 | 0 | 0 | 0 | 0 | 0 | 0 | 0 | 0 | 0 |  | 0 | 0 | 0 | 0 |  | 0 | 0 | 0 | 0 | 0
1967-01-26 | 1967 | 1 | 26 | 0 | 0 | 0 | 0 | 0 | 0 | 0 | 0 | 0 | 0 | 0 | 0 | 0 | 0 | 0 | 0 | 0 | 0 | 0 | 0 | 0 | 0 | 0 | 0 |  | 0 | 0 | 0 | 0 |  | 0 | 0 | 0 | 0 | 0
1967-01-27 | 1967 | 1 | 27 | 0 | 0 | 0 | 0 | 0 | 0 | 0 | 0 | 0 | 0 | 0 | 0 | 0 | 0 | 0 | 0 | 0 | 0 | 0 | 0 | 0 | 0 | 0 | 0 |  | 0 | 0 | 0 | 0 |  | 0 | 0 | 0 | 0 | 0
1967-01-28 | 1967 | 1 | 28 | 0 | 0 | 0 | 0 | 0 | 0 | 0 | 0 | 0 | 0 | 0 | 0 | 0 | 0 | 0 | 0 | 0 | 0 | 0 | 0 | 0 | 0 | 0 | 0 |  | 0 | 0 | 0 | 0 |  | 0 | 0 | 0 | 0 | 0
1967-01-29 | 1967 | 1 | 29 | 0 | 0 | 0 | 0 | 0 | 0 | 0 | 0 | 0 | 0 | 0 | 0 | 0 | 0 | 0 | 0 | 0 | 0 | 0 | 0 | 0 | 0 | 0 | 0 |  | 0 | 0 | 0 | 0 |  | 0 | 0 | 0 | 0 | 0
1967-01-30 | 1967 | 1 | 30 | 0 | 0 | 0 | 0 | 0 | 0 | 0 | 0 | 0 | 0 | 0 | 0 | 0 | 0 | 0 | 0 | 0 | 0 | 0 | 0 | 0 | 0 | 0 | 0 |  | 0 | 0 | 0 | 0 |  | 0 | 0 | 0 | 0 | 0
1967-01-31 | 1967 | 1 | 31 | 0 | 0 | 0 | 0 | 0 | 0 | 0 | 0 | 0 | 0 | 0 | 0 | 0 | 0 | 0 | 0 | 0 | 0 | 0 | 0 | 0 | 0 | 0 | 0 |  | 0 | 0 | 0 | 0 |  | 0 | 0 | 0 | 0 | 0
1967-02-01 | 1967 | 2 | 1 | 0 | 0 | 0 | 0 | 0 | 0 | 0 | 0 | 0 | 0 | 0 | 0 | 0 | 0 | 0 | 0 | 0 | 0 | 0 | 0 | 0 | 0 | 0 | 0 |  | 0 | 0 | 0 | 0 |  | 0 | 0 | 0 | 0 | 0
1967-02-02 | 1967 | 2 | 2 | 0 | 0 | 0 | 0 | 0 | 0 | 0 | 0 | 0 | 0 | 0 | 0 | 0 | 0 | 0 | 0 | 0 | 0 | 0 | 0 | 0 | 0 | 0 | 0 |  | 0 | 0 | 0 | 0 |  | 0 | 0 | 0 | 0 | 0
1967-02-03 | 1967 | 2 | 3 | 0 | 0 | 0 | 0 | 0 | 0 | 0 | 0 | 0 | 0 | 0 | 0 | 0 | 0 | 0 | 0 | 0 | 0 | 0 | 0 | 0 | 0 | 0 | 0 |  | 0 | 0 | 0 | 0 |  | 0 | 0 | 0 | 0 | 0
1967-02-04 | 1967 | 2 | 4 | 0 | 0 | 0 | 0 | 0 | 0 | 0 | 0 | 0 | 0 | 0 | 0 | 0.2 | 0.1 | 0.2 | 0 | 0 | 0 | 0 | 0 | 0 | 0 | 0 | 0 |  | 0.5 | 0.5 | 0.5 | 0 |  | 0 | 0 | 0 | 0 | 0
1967-02-05 | 1967 | 2 | 5 | 0 | 0 | 0 | 0 | 0 | 0 | 0 | 0 | 0 | 0 | 0 | 0 | 0 | 0 | 0 | 0 | 0 | 0 | 0 | 0 | 0 | 0 | 0 | 0 |  | 0 | 0 | 0 | 0 |  | 0 | 0 | 0 | 0 | 0
1967-02-06 | 1967 | 2 | 6 | 0 | 0 | 0 | 0 | 0 | 0 | 0 | 0.2 | 0.1 | 0 | 0 | 0 | 0 | 0 | 0 | 0 | 0 | 0 | 0 | 0 | 0 | 0 | 0 | 0 |  | 0.3 | 0.3 | 0.3 | 5.5511e-17 |  | 0 | 0 | 0 | 0 | 0
1967-02-07 | 1967 | 2 | 7 | 0 | 0 | 0 | 0 | 0 | 0 | 0 | 0 | 0 | 0 | 0 | 0 | 0 | 0 | 0 | 0 | 0 | 0 | 0 | 0 | 0 | 0 | 0 | 0 |  | 0 | 0 | 0 | 0 |  | 0 | 0 | 0 | 0 | 0
1967-02-08 | 1967 | 2 | 8 | 0 | 0 | 0 | 0 | 0 | 0 | 0 | 0 | 0 | 0 | 0 | 0 | 0 | 0 | 0 | 0 | 0 | 0 | 0 | 0 | 0 | 0 | 0 | 0 |  | 0 | 0 | 0 | 0 |  | 0 | 0 | 0 | 0 | 0
1967-02-09 | 1967 | 2 | 9 | 0 | 0 | 0 | 0 | 0 | 0 | 0 | 0 | 0 | 0 | 0 | 0 | 0 | 0 | 0 | 0 | 0 | 0 | 0 | 0 | 0 | 0 | 0 | 0 |  | 0 | 0 | 0 | 0 |  | 0 | 0 | 0 | 0 | 0
1967-02-10 | 1967 | 2 | 10 | 0 | 0 | 0 | 0 | 0 | 0 | 0 | 0 | 0 | 0 | 0 | 0 | 0 | 0 | 0 | 0 | 0 | 0 | 0 | 0 | 0 | 0 | 0 | 0 |  | 0 | 0 | 0 | 0 |  | 0 | 0 | 0 | 0 | 0
1967-02-11 | 1967 | 2 | 11 | 0 | 0 | 0 | 0 | 0 | 0 | 0 | 0 | 0 | 0 | 0 | 0 | 0 | 0 | 0 | 0 | 0 | 0 | 0 | 0 | 0 | 0 | 0 | 0 |  | 0 | 0 | 0 | 0 |  | 0 | 0 | 0 | 0 | 0
1967-02-12 | 1967 | 2 | 12 | 0 | 0 | 0 | 0 | 0 | 0 | 0 | 0 | 0 | 0 | 0 | 0 | 0 | 0 | 0 | 0 | 0 | 0 | 0 | 0 | 0 | 0 | 0.3 | 0.2 |  | 0.5 | 0.5 | 0.5 | 0 |  | 0 | 0 | 0 | 0 | 0
1967-02-13 | 1967 | 2 | 13 | 0.2 | 0.2 | 0.2 | 0.1 | 0.2 | 0.2 | 0.2 | 0.2 | 0.2 | 0.2 | 0.3 | 0.4 | 0.2 | 0.6 | 0.3 | 0.4 | 0.2 | 0.2 | 0.2 | 0.2 | 0.1 | 0.2 | 0.2 | 0.2 |  | 5.6 | 5.6 | 5.6 | 8.8818e-16 |  | 0 | 0 | 0 | 0 | 0
1967-02-14 | 1967 | 2 | 14 | 0.1 | 0.1 | 0.1 | 0.1 | 0.1 | 0.1 | 0.1 | 0.1 | 0 | 0 | 0 | 0 | 0 | 0 | 0 | 0 | 0 | 0 | 0 | 0 | 0 | 0 | 0 | 0 |  | 0.8 | 0.8 | 0.8 | 1.1102e-16 |  | 0 | 0 | 0 | 0 | 0
1967-02-15 | 1967 | 2 | 15 | 0 | 0 | 0 | 0 | 0 | 0 | 0 | 0 | 0 | 0 | 0 | 0 | 0 | 0 | 0 | 0 | 0 | 0 | 0 | 0 | 0 | 0 | 0 | 0 |  | 0 | 0 | 0 | 0 |  | 0 | 0 | 0 | 0 | 0
1967-02-16 | 1967 | 2 | 16 | 0 | 0 | 0 | 0 | 0 | 0 | 0 | 0 | 0 | 0 | 0 | 0 | 0 | 0 | 0 | 0 | 0 | 0 | 0 | 0 | 0 | 0 | 0 | 0 |  | 0 | 0 | 0 | 0 |  | 0 | 0 | 0 | 0 | 0
1967-02-17 | 1967 | 2 | 17 | 0 | 0 | 0 | 0 | 0 | 0 | 0 | 0 | 0 | 0 | 0 | 0 | 0 | 0 | 0 | 0 | 0 | 0 | 0 | 0 | 0 | 0 | 0 | 0 |  | 0 | 0 | 0 | 0 |  | 0 | 0 | 0 | 0 | 0
1967-02-18 | 1967 | 2 | 18 | 0.1 | 0 | 0.1 | 0 | 0.1 | 0 | 0.1 | 0 | 0.1 | 0.1 | 0 | 0.1 | 0 | 0.1 | 0 | 0 | 0 | 0 | 0 | 0 | 0 | 0.1 | 0 | 0.1 |  | 1 | 1 | 1 | 1.1102e-16 |  | 0 | 0 | 0 | 0 | 0
1967-02-19 | 1967 | 2 | 19 | 0 | 0 | 0 | 0 | 0 | 0 | 0 | 0 | 0 | 0 | 0 | 0 | 0 | 0 | 0 | 0 | 0 | 0 | 0 | 0 | 0 | 0 | 0 | 0 |  | 0 | 0 | 0 | 0 |  | 0 | 0 | 0 | 0 | 0
1967-02-20 | 1967 | 2 | 20 | 0 | 0 | 0 | 0 | 0 | 0 | 0 | 0 | 0 | 0 | 0 | 0 | 0 | 0 | 0 | 0 | 0 | 0 | 0 | 0 | 0 | 0 | 0 | 0 |  | 0 | 0 | 0 | 0 |  | 0 | 0 | 0 | 0 | 0
1967-02-21 | 1967 | 2 | 21 | 0 | 0 | 0 | 0 | 0.2 | 0.1 | 0.2 | 0.2 | 0 | 0 | 0 | 0.1 | 0.2 | 0 | 0 | 0 | 0 | 0 | 0 | 0 | 0 | 0 | 0 | 0 |  | 1 | 1 | 1 | 0 |  | 0 | 0 | 0 | 0 | 0
1967-02-22 | 1967 | 2 | 22 | 0 | 0 | 0 | 0 | 0 | 0 | 0 | 0 | 0 | 0 | 0 | 0 | 0 | 0 | 0 | 0 | 0 | 0 | 0 | 0 | 0 | 0 | 0 | 0 |  | 0 | 0 | 0 | 0 |  | 0 | 0 | 0 | 0 | 0
1967-02-23 | 1967 | 2 | 23 | 0 | 0 | 0 | 0 | 0 | 0 | 0 | 0 | 0 | 0 | 0 | 0 | 0 | 0 | 0 | 0 | 0 | 0 | 0 | 0 | 0 | 0 | 0 | 0 |  | 0 | 0 | 0 | 0 |  | 0 | 0 | 0 | 0 | 0
1967-02-24 | 1967 | 2 | 24 | 0 | 0 | 0 | 0 | 0 | 0 | 0 | 0 | 0 | 0 | 0 | 0 | 0 | 0 | 0 | 0 | 0 | 0 | 0 | 0 | 0 | 0 | 0 | 0 |  | 0 | 0 | 0 | 0 |  | 0 | 0 | 0 | 0 | 0
1967-02-25 | 1967 | 2 | 25 | 0 | 0 | 0 | 0 | 0 | 0 | 0 | 0 | 0 | 0 | 0 | 0 | 0 | 0 | 0 | 0 | 0 | 0 | 0 | 0 | 0 | 0 | 0 | 0 |  | 0 | 0 | 0 | 0 |  | 0 | 0 | 0 | 0 | 0
1967-02-26 | 1967 | 2 | 26 | 0 | 0 | 0 | 0 | 0 | 0 | 0 | 0 | 0 | 0 | 0 | 0 | 0 | 0 | 0 | 0 | 0 | 0 | 0 | 0 | 0 | 0 | 0 | 0 |  | 0 | 0 | 0 | 0 |  | 0 | 0 | 0 | 0 | 0
1967-02-27 | 1967 | 2 | 27 | 0 | 0 | 0 | 0 | 0 | 0 | 0 | 0 | 0 | 0 | 0 | 0 | 0 | 0 | 0 | 0 | 0 | 0 | 0 | 0 | 0 | 0 | 0 | 0 |  | 0 | 0 | 0 | 0 |  | 0 | 0 | 0 | 0 | 0
1967-02-28 | 1967 | 2 | 28 | 0 | 0 | 0 | 0 | 0 | 0 | 0 | 0 | 0 | 0 | 0 | 0 | 0 | 0 | 0 | 0 | 0 | 0 | 0 | 0 | 0 | 0 | 0 | 0 |  | 0 | 0 | 0 | 0 |  | 0 | 0 | 0 | 0 | 0
1967-03-01 | 1967 | 3 | 1 | 0.1 | 0 | 0.1 | 0 | 0 | 0.1 | 0 | 0.1 | 0 | 0 | 0 | 0 | 0 | 0 | 0 | 0 | 0 | 0 | 0 | 0 | 0 | 0 | 0 | 0.1 |  | 0.5 | 0.5 | 0.5 | 0 |  | 0 | 0 | 0 | 0 | 0
1967-03-02 | 1967 | 3 | 2 | 0.3 | 0.2 | 0 | 0 | 0 | 0 | 0 | 0 | 0 | 0 | 0 | 0 | 0 | 0 | 0 | 0 | 0 | 0 | 0 | 0 | 0 | 0 | 0 | 0 |  | 0.5 | 0.5 | 0.5 | 0 |  | 0 | 0 | 0 | 0 | 0
1967-03-03 | 1967 | 3 | 3 | 0 | 0 | 0 | 0 | 0 | 0 | 0 | 0 | 0 | 0 | 0 | 0 | 0 | 0 | 0 | 0 | 0 | 0 | 0 | 0 | 0 | 0 | 0 | 0 |  | 0 | 0 | 0 | 0 |  | 0 | 0 | 0 | 0 | 0
1967-03-04 | 1967 | 3 | 4 | 0 | 0 | 0 | 0 | 0 | 0 | 0 | 0 | 0 | 0 | 0 | 0 | 0 | 0.1 | 0 | 0 | 0.1 | 0.1 | 0.1 | 0.2 | 0.1 | 0.1 | 0.1 | 0.1 |  | 1 | 1 | 1 | 0 |  | 0 | 0 | 0 | 0 | 0
1967-03-05 | 1967 | 3 | 5 | 0 | 0 | 0 | 0 | 0 | 0 | 0 | 0 | 0 | 0 | 0 | 0 | 0 | 0 | 0 | 0 | 0 | 0 | 0 | 0 | 0 | 0 | 0 | 0 |  | 0 | 0 | 0 | 0 |  | 0 | 0 | 0 | 0 | 0
1967-03-06 | 1967 | 3 | 6 | 0 | 0 | 0.2 | 0.3 | 0.2 | 0.2 | 0.2 | 0.3 | 0 | 0 | 0.2 | 0.2 | 0 | 0 | 0 | 0 | 0 | 0 | 0 | 0 | 0 | 0 | 0 | 0 |  | 1.8 | 1.8 | 1.8 | 2.2204e-16 |  | 0 | 0 | 0 | 0 | 0
1967-03-07 | 1967 | 3 | 7 | 0 | 0 | 0 | 0 | 0 | 0 | 0 | 0 | 0 | 0 | 0 | 0 | 0 | 0 | 0 | 0 | 0 | 0 | 0 | 0 | 0 | 0 | 0 | 0 |  | 0 | 0 | 0 | 0 |  | 0 | 0 | 0 | 0 | 0
1967-03-08 | 1967 | 3 | 8 | 0 | 0 | 0 | 0 | 0 | 0 | 0 | 0 | 0 | 0 | 0 | 0 | 0 | 0 | 0 | 0 | 0 | 0 | 0 | 0 | 0.5 | 0.5 | 0.5 | 0.5 |  | 2 | 2 | 2 | 0 |  | 0 | 0 | 0 | 0 | 0
1967-03-09 | 1967 | 3 | 9 | 0.1 | 0.1 | 0.1 | 0.1 | 0.1 | 0.2 | 0.1 | 0.1 | 0.1 | 0.1 | 0.1 | 0.1 | 0.1 | 0.1 | 0.1 | 0.2 | 0.1 | 0 | 0 | 0 | 0.1 | 0.1 | 0.1 | 0.1 |  | 2.3 | 2.3 | 2.3 | 8.8818e-16 |  | 0 | 0 | 0 | 0 | 0
1967-03-10 | 1967 | 3 | 10 | 0 | 0.1 | 0 | 0.1 | 0 | 0.1 | 0 | 0 | 0.1 | 0 | 0.1 | 0 | 0 | 0.1 | 0 | 0.1 | 0 | 0 | 0.1 | 0 | 0.1 | 0 | 0.1 | 0 |  | 1 | 1 | 1 | 1.1102e-16 |  | 0 | 0 | 0 | 0 | 0
1967-03-11 | 1967 | 3 | 11 | 0.1 | 0.2 | 0.1 | 0.2 | 0.1 | 0.1 | 0.2 | 0.1 | 0.1 | 0.2 | 0.1 | 0.2 | 0.1 | 0.1 | 0.2 | 0.1 | 0.1 | 0.2 | 0.1 | 0.1 | 0.2 | 0.1 | 0.2 | 0.1 |  | 3.3 | 3.3 | 3.3 | 1.7764e-15 |  | 0 | 0 | 0 | 0 | 0
1967-03-12 | 1967 | 3 | 12 | 0 | 0 | 0 | 0 | 0 | 0 | 0 | 0 | 0 | 0 | 0 | 0 | 0 | 0 | 0 | 0 | 0 | 0 | 0 | 0 | 0 | 0 | 0 | 0 |  | 0 | 0 | 0 | 0 |  | 0 | 0 | 0 | 0 | 0
1967-03-13 | 1967 | 3 | 13 | 0 | 0 | 0 | 0 | 0 | 0 | 0 | 0 | 0 | 0 | 0 | 0 | 0 | 0 | 0 | 0 | 0 | 0 | 0 | 0 | 0 | 0 | 0 | 0 |  | 0 | 0 | 0 | 0 |  | 0 | 0 | 0 | 0 | 0
1967-03-14 | 1967 | 3 | 14 | 0 | 0 | 0 | 0 | 0 | 0 | 0 | 0 | 0 | 0 | 0 | 0 | 0 | 0 | 0 | 0 | 0 | 0 | 0 | 0 | 0 | 0 | 0 | 0 |  | 0 | 0 | 0 | 0 |  | 0 | 0 | 0 | 0 | 0
1967-03-15 | 1967 | 3 | 15 | 0 | 0 | 0 | 0.1 | 0 | 0 | 0 | 0 | 0 | 0 | 0 | 0.1 | 0 | 0 | 0 | 0 | 0 | 0 | 0 | 0 | 0.1 | 0 | 0 | 0 |  | 0.3 | 0.3 | 0.3 | 5.5511e-17 |  | 0 | 0 | 0 | 0 | 0
1967-03-16 | 1967 | 3 | 16 | 0.1 | 0.1 | 0.1 | 0.1 | 0.1 | 0.1 | 0.1 | 0.1 | 0.1 | 0.1 | 0.1 | 0.2 | 0.1 | 0.1 | 0.1 | 0.1 | 0.1 | 0.1 | 0.1 | 0.1 | 0.1 | 0.1 | 0.1 | 0.1 |  | 2.5 | 2.5 | 2.5 | 8.8818e-16 |  | 0 | 0 | 0 | 0 | 0
1967-03-17 | 1967 | 3 | 17 | 0.1 | 0.1 | 0.1 | 0.1 | 0.1 | 0.2 | 0.1 | 0.1 | 0.1 | 0.1 | 0.1 | 0.1 | 0 | 0 | 0 | 0 | 0 | 0 | 0 | 0 | 0 | 0 | 0 | 0 |  | 1.3 | 1.3 | 1.3 | 0 |  | 0 | 0 | 0 | 0 | 0
1967-03-18 | 1967 | 3 | 18 | 0 | 0 | 0 | 0 | 0 | 0 | 0 | 0 | 0 | 0 | 0 | 0 | 0 | 0 | 0 | 0 | 0 | 0 | 0 | 0 | 0 | 0 | 0 | 0 |  | 0 | 0 | 0 | 0 |  | 0 | 0 | 0 | 0 | 0
1967-03-19 | 1967 | 3 | 19 | 0.1 | 0 | 0.1 | 0 | 0.1 | 0 | 0 | 0 | 0 | 0 | 0 | 0 | 0 | 0 | 0 | 0 | 0 | 0 | 0 | 0 | 0 | 0 | 0 | 0 |  | 0.3 | 0.3 | 0.3 | 5.5511e-17 |  | 0 | 0 | 0 | 0 | 0
1967-03-20 | 1967 | 3 | 20 | 0 | 0 | 0 | 0 | 0 | 0 | 0 | 0 | 0 | 0 | 0 | 0 | 0 | 0 | 0 | 0 | 0 | 0 | 0 | 0 | 0 | 0 | 0 | 0 |  | 0 | 0 | 0 | 0 |  | 0 | 0 | 0 | 0 | 0
1967-03-21 | 1967 | 3 | 21 | 0 | 0 | 0 | 0 | 0 | 0 | 0 | 0 | 0 | 0 | 0 | 0 | 0 | 0 | 0 | 0 | 0 | 0 | 0 | 0 | 0 | 0 | 0 | 0 |  | 0 | 0 | 0 | 0 |  | 0 | 0 | 0 | 0 | 0
1967-03-22 | 1967 | 3 | 22 | 0 | 0 | 0 | 0 | 0 | 0 | 0 | 0 | 0 | 0 | 0 | 0 | 0 | 0 | 0 | 0 | 0 | 0 | 0 | 0 | 0 | 0 | 0 | 0 |  | 0 | 0 | 0 | 0 |  | 0 | 0 | 0 | 0 | 0
1967-03-23 | 1967 | 3 | 23 | 0 | 0 | 0 | 0 | 0 | 0 | 0 | 0 | 0 | 0 | 0 | 0 | 0 | 0 | 0 | 0 | 0 | 0 | 0 | 0 | 0 | 0 | 0 | 0 |  | 0 | 0 | 0 | 0 |  | 0 | 0 | 0 | 0 | 0
1967-03-24 | 1967 | 3 | 24 | 0 | 0 | 0 | 0 | 0 | 0 | 0 | 0 | 0 | 0 | 0 | 0 | 0 | 0 | 0 | 0 | 0 | 0 | 0 | 0 | 0 | 0 | 0 | 0 |  | 0 | 0 | 0 | 0 |  | 0 | 0 | 0 | 0 | 0
1967-03-25 | 1967 | 3 | 25 | 0 | 0 | 0 | 0 | 0 | 0 | 0 | 0 | 0 | 0 | 0 | 0 | 0 | 0 | 0 | 0 | 0 | 0 | 0 | 0 | 0 | 0 | 0 | 0 |  | 0 | 0 | 0 | 0 |  | 0 | 0 | 0 | 0 | 0
1967-03-26 | 1967 | 3 | 26 | 0 | 0 | 0 | 0 | 0 | 0 | 0 | 0 | 0 | 0 | 0 | 0 | 0 | 0 | 0 | 0 | 0 | 0 | 0 | 0 | 0 | 0 | 0 | 0 |  | 0 | 0 | 0 | 0 |  | 0 | 0 | 0 | 0 | 0
1967-03-27 | 1967 | 3 | 27 | 0 | 0 | 0 | 0 | 0 | 0 | 0 | 0 | 0 | 0 | 0 | 0 | 0 | 0 | 0 | 0 | 0 | 0 | 0 | 0 | 0 | 0 | 0 | 0 |  | 0 | 0 | 0 | 0 |  | 0 | 0 | 0 | 0 | 0
1967-03-28 | 1967 | 3 | 28 | 0 | 0 | 0 | 0 | 0 | 0 | 0 | 0 | 0 | 0 | 0 | 0 | 0 | 0 | 0 | 0 | 0 | 0 | 0 | 0 | 0 | 0 | 0 | 0 |  | 0 | 0 | 0 | 0 |  | 0 | 0 | 0 | 0 | 0
1967-03-29 | 1967 | 3 | 29 | 0 | 0 | 0 | 0 | 0 | 0 | 0 | 0 | 0 | 0 | 0 | 0 | 0 | 0.1 | 0 | 0 | 0 | 0 | 0.1 | 0.1 | 0 | 0.1 | 0 | 0.1 |  | 0.5 | 0.5 | 0.5 | 0 |  | 0 | 0 | 0 | 0 | 0
1967-03-30 | 1967 | 3 | 30 | 0.1 | 0.1 | 0.1 | 0.1 | 0.1 | 0.1 | 0.1 | 0.1 | 0.1 | 0.1 | 0 | 0.1 | 0.1 | 0.1 | 0.1 | 0.1 | 0 | 0 | 0 | 0.1 | 0.1 | 0.1 | 0.1 | 0.1 |  | 2 | 2 | 2 | 4.4409e-16 |  | 0 | 0 | 0 | 0 | 0
1967-03-31 | 1967 | 3 | 31 | 0 | 0.1 | 0 | 0 | 0 | 0 | 0.1 | 0 | 0 | 0 | 0.1 | 0 | 0 | 0 | 0 | 0 | 0 | 0 | 0 | 0 | 0 | 0 | 0 | 0 |  | 0.3 | 0.3 | 0.3 | 5.5511e-17 |  | 0 | 0 | 0 | 0 | 0
1967-04-01 | 1967 | 4 | 1 | 0 | 0 | 0 | 0 | 0 | 0 | 0 | 0 | 0 | 0 | 0 | 0 | 0 | 0 | 0 | 0 | 0 | 0 | 0 | 0 | 0 | 0 | 0 | 0 |  | 0 | 0 | 0 | 0 |  | 0 | 0 | 0 | 0 | 0
1967-04-02 | 1967 | 4 | 2 | 0 | 0 | 0 | 0 | 0 | 0 | 0 | 0 | 0 | 0 | 0 | 0 | 0 | 0 | 0 | 0 | 0 | 0 | 0 | 0 | 0 | 0 | 0 | 0 |  | 0 | 0 | 0 | 0 |  | 0 | 0 | 0 | 0 | 0
1967-04-03 | 1967 | 4 | 3 | 0 | 0 | 0 | 0 | 0 | 0 | 0 | 0 | 0 | 0 | 0 | 0 | 0 | 0 | 0 | 0 | 0 | 0 | 0 | 0 | 0 | 0 | 0 | 0 |  | 0 | 0 | 0 | 0 |  | 0 | 0 | 0 | 0 | 0
1967-04-04 | 1967 | 4 | 4 | 0 | 0 | 0.1 | 0.2 | 0 | 0 | 0 | 0.1 | 0.1 | 0.2 | 0.1 | 0.1 | 0.2 | 0.1 | 0.1 | 0.1 | 0.2 | 0.1 | 0.1 | 0.2 | 0.1 | 0.1 | 0.2 | 0.1 |  | 2.5 | 2.5 | 2.5 | 8.8818e-16 |  | 0 | 0 | 0 | 0 | 0
1967-04-05 | 1967 | 4 | 5 | 0.1 | 0 | 0.1 | 0 | 0.1 | 0 | 0.1 | 0 | 0.1 | 0 | 0.1 | 0 | 0.1 | 0 | 0.1 | 0 | 0 | 0 | 0 | 0 | 0 | 0 | 0 | 0 |  | 0.8 | 0.8 | 0.8 | 1.1102e-16 |  | 0 | 0 | 0 | 0 | 0
1967-04-06 | 1967 | 4 | 6 | 0 | 0 | 0 | 0 | 0 | 0 | 0 | 0 | 0 | 0 | 0 | 0 | 0 | 0 | 0 | 0 | 0 | 0 | 0 | 0 | 0 | 0 | 0 | 0 |  | 0 | 0 | 0 | 0 |  | 0 | 0 | 0 | 0 | 0
1967-04-07 | 1967 | 4 | 7 | 0 | 0 | 0 | 0 | 0 | 0 | 0 | 0 | 0 | 0 | 0 | 0 | 0 | 0 | 0 | 0 | 0 | 0 | 0 | 0 | 0 | 0 | 0 | 0 |  | 0 | 0 | 0 | 0 |  | 0 | 0 | 0 | 0 | 0
1967-04-08 | 1967 | 4 | 8 | 0 | 0 | 0 | 0 | 0 | 0 | 0 | 0 | 0 | 0 | 0 | 0 | 0 | 0 | 0 | 0 | 0 | 0 | 0 | 0 | 0 | 0 | 0 | 0 |  | 0 | 0 | 0 | 0 |  | 0 | 0 | 0 | 0 | 0
1967-04-09 | 1967 | 4 | 9 | 0 | 0 | 0 | 0 | 0 | 0 | 0 | 0 | 0 | 0 | 0 | 0 | 0 | 0 | 0 | 0 | 0 | 0 | 0 | 0 | 0 | 0 | 0 | 0 |  | 0 | 0 | 0 | 0 |  | 0 | 0 | 0 | 0 | 0
1967-04-10 | 1967 | 4 | 10 | 0 | 0 | 0 | 0 | 0 | 0 | 0 | 0 | 0 | 0 | 0 | 0 | 0 | 0 | 0 | 0 | 0 | 0 | 0 | 0 | 0 | 0 | 0.2 | 0.1 |  | 0.3 | 0.3 | 0.3 | 5.5511e-17 |  | 0 | 0 | 0 | 0 | 0
1967-04-11 | 1967 | 4 | 11 | 0.1 | 0 | 0.1 | 0.1 | 0 | 0.1 | 0.1 | 0 | 0.1 | 0.1 | 0 | 0.1 | 0 | 0 | 0 | 0 | 0 | 0 | 0 | 0 | 0 | 0 | 0 | 0 |  | 0.8 | 0.8 | 0.8 | 1.1102e-16 |  | 0 | 0 | 0 | 0 | 0
1967-04-12 | 1967 | 4 | 12 | 0 | 0 | 0 | 0 | 0 | 0 | 0 | 0 | 0 | 0 | 0 | 0 | 0 | 0 | 0 | 0 | 0 | 0 | 0 | 0 | 0 | 0 | 0 | 0 |  | 0 | 0 | 0 | 0 |  | 0 | 0 | 0 | 0 | 0
1967-04-13 | 1967 | 4 | 13 | 0 | 0 | 0 | 0 | 0 | 0 | 0 | 0 | 0 | 0 | 0 | 0 | 0 | 0 | 0 | 0 | 0 | 0 | 0 | 0 | 0 | 0 | 0 | 0 |  | 0 | 0 | 0 | 0 |  | 0 | 0 | 0 | 0 | 0
1967-04-14 | 1967 | 4 | 14 | 0 | 0 | 0 | 0 | 0 | 0 | 0 | 0 | 0 | 0 | 0 | 0 | 0 | 0 | 0 | 0 | 0 | 0.6 | 0.6 | 0.5 | 0.6 | 1.2 | 0.5 | 0.6 |  | 4.6 | 4.6 | 4.6 | 0 |  | 0 | 0 | 0 | 0 | 0
1967-04-15 | 1967 | 4 | 15 | 0 | 0 | 0 | 0 | 0 | 0 | 0 | 0 | 0 | 0 | 0 | 0 | 0 | 0 | 0 | 0 | 0 | 0 | 0 | 0 | 0 | 0 | 0 | 0 |  | 0 | 0 | 0 | 0 |  | 0 | 0 | 0 | 0 | 0
1967-04-16 | 1967 | 4 | 16 | 0 | 0 | 0 | 0 | 0 | 0 | 0 | 0 | 0 | 0 | 0 | 0 | 0 | 0 | 0 | 0 | 0 | 0 | 0 | 0 | 0 | 0 | 0 | 0 |  | 0 | 0 | 0 | 0 |  | 0 | 0 | 0 | 0 | 0
1967-04-17 | 1967 | 4 | 17 | 0 | 0 | 0 | 0.1 | 0.1 | 0.1 | 0.1 | 0.2 | 0.1 | 0.1 | 0.1 | 0.1 | 0 | 0 | 0 | 0 | 0 | 0 | 0 | 0 | 0 | 0 | 0 | 0 |  | 1 | 1 | 1 | 0 |  | 0 | 0 | 0 | 0 | 0
1967-04-18 | 1967 | 4 | 18 | 0 | 0 | 0 | 0 | 0 | 0 | 0 | 0 | 0 | 0 | 0 | 0.1 | 0 | 0 | 0 | 0 | 0.1 | 0 | 0 | 0 | 0 | 0.1 | 0 | 0 |  | 0.3 | 0.3 | 0.3 | 5.5511e-17 |  | 0 | 0 | 0 | 0 | 0
1967-04-19 | 1967 | 4 | 19 | 0.2 | 0.1 | 0.2 | 0.1 | 0.2 | 0.2 | 0.1 | 0.2 | 0.1 | 0.2 | 0.1 | 0.2 | 0.2 | 0.1 | 0.2 | 0.1 | 0.2 | 0.1 | 0.2 | 0.2 | 0.1 | 0.2 | 0.1 | 0.2 |  | 3.8 | 3.8 | 3.8 | 1.7764e-15 |  | 0 | 0 | 0 | 0 | 0
1967-04-20 | 1967 | 4 | 20 | 0.1 | 0.1 | 0.1 | 0 | 0.1 | 0.1 | 0.1 | 0.1 | 0.1 | 0.1 | 0.1 | 0 | 0.1 | 0.1 | 0.1 | 0 | 0 | 0 | 0 | 0 | 0 | 0 | 0 | 0 |  | 1.3 | 1.3 | 1.3 | 0 |  | 0 | 0 | 0 | 0 | 0
1967-04-21 | 1967 | 4 | 21 | 0 | 0 | 0 | 0 | 0 | 0 | 0 | 0 | 0 | 0 | 0 | 0 | 0 | 0 | 0 | 0 | 0 | 0 | 0 | 0 | 0 | 0 | 0 | 0 |  | 0 | 0 | 0 | 0 |  | 0 | 0 | 0 | 0 | 0
1967-04-22 | 1967 | 4 | 22 | 0 | 0 | 0 | 0 | 0 | 0 | 0 | 0 | 0 | 0 | 0 | 0 | 0 | 0 | 0 | 0 | 0 | 0 | 0 | 0 | 0 | 0 | 0 | 0 |  | 0 | 0 | 0 | 0 |  | 0 | 0 | 0 | 0 | 0
1967-04-23 | 1967 | 4 | 23 | 0 | 0 | 0 | 0 | 0 | 0 | 0 | 0 | 0 | 0 | 0 | 0 | 0 | 0 | 0 | 0 | 0 | 0 | 0 | 0 | 0 | 0 | 0 | 0 |  | 0 | 0 | 0 | 0 |  | 0 | 0 | 0 | 0 | 0
1967-04-24 | 1967 | 4 | 24 | 0 | 0 | 0 | 0 | 0 | 0 | 0 | 0 | 0 | 0 | 0 | 0 | 0 | 0 | 0 | 0 | 0 | 0 | 0 | 0 | 0 | 0 | 0 | 0 |  | 0 | 0 | 0 | 0 |  | 0 | 0 | 0 | 0 | 0
1967-04-25 | 1967 | 4 | 25 | 0 | 0 | 0 | 0 | 0 | 0 | 0 | 0 | 0 | 0 | 0 | 0 | 0 | 0 | 0 | 0 | 0 | 0 | 0 | 0 | 0 | 0 | 0 | 0 |  | 0 | 0 | 0 | 0 |  | 0 | 0 | 0 | 0 | 0
1967-04-26 | 1967 | 4 | 26 | 0 | 0 | 0 | 0 | 0 | 0 | 0 | 0 | 0 | 0 | 0 | 0 | 0 | 0 | 0 | 0 | 0 | 0 | 0.1 | 0.2 | 0.1 | 0.1 | 0.2 | 0.1 |  | 0.8 | 0.8 | 0.8 | 1.1102e-16 |  | 0 | 0 | 0 | 0 | 0
1967-04-27 | 1967 | 4 | 27 | 0.1 | 0.1 | 0.1 | 0.1 | 0.1 | 0 | 0 | 0 | 0.1 | 0.1 | 0.1 | 0.1 | 0.1 | 0.1 | 0.1 | 0.1 | 0 | 0 | 0.1 | 0 | 0.1 | 0.1 | 0.1 | 0.1 |  | 1.8 | 1.8 | 1.8 | 4.4409e-16 |  | 0 | 0 | 0 | 0 | 0
1967-04-28 | 1967 | 4 | 28 | 0.3 | 0.3 | 0.3 | 0.3 | 0.3 | 0.3 | 0.3 | 0.2 | 0.3 | 0.3 | 0 | 0 | 0 | 0.3 | 0 | 0 | 0.3 | 0.3 | 0.3 | 0 | 0 | 0 | 0 | 0 |  | 4.1 | 4.1 | 4.1 | 0 |  | 0 | 0 | 0 | 0 | 0
1967-04-29 | 1967 | 4 | 29 | 0.3 | 0.2 | 0.3 | 0.2 | 0.3 | 0.2 | 0.3 | 0.2 | 0.6 | 0.2 | 0.3 | 0.2 | 0.3 | 0.2 | 0.3 | 0.2 | 0.3 | 0.2 | 0.3 | 0 | 0 | 0 | 0 | 0 |  | 5.1 | 5.1 | 5.1 | 8.8818e-16 |  | 0 | 0 | 0 | 0 | 0
1967-04-30 | 1967 | 4 | 30 | 0 | 0 | 0 | 0 | 0 | 0 | 0 | 0 | 0 | 0 | 0 | 0 | 0 | 0 | 0 | 0 | 0 | 0 | 0 | 0 | 0 | 0 | 0 | 0 |  | 0 | 0 | 0 | 0 |  | 0 | 0 | 0 | 0 | 0
1967-05-01 | 1967 | 5 | 1 | 0 | 0 | 0 | 0 | 0 | 0 | 0 | 0 | 0 | 0 | 0 | 0 | 0 | 0 | 0 | 0 | 0 | 0 | 0 | 0 | 0 | 0 | 0 | 0 |  | 0 | 0 | 0 | 0 |  | 0 | 0 | 0 | 0 | 0
1967-05-02 | 1967 | 5 | 2 | 0.1 | 0.2 | 0.1 | 0.1 | 0.1 | 0.2 | 0.1 | 0.1 | 0.1 | 0.2 | 0.1 | 0.1 | 0.1 | 0.2 | 0.1 | 0.1 | 0.1 | 0.2 | 0 | 0 | 0 | 0.1 | 0.1 | 0 |  | 2.5 | 2.5 | 2.5 | 8.8818e-16 |  | 2.5 | 0 | 0 | 0 | 0
1967-05-03 | 1967 | 5 | 3 | 0 | 0 | 0 | 0 | 0 | 0 | 0 | 0 | 0 | 0 | 0 | 0 | 0 | 0 | 0 | 0 | 0 | 0 | 0 | 0 | 0 | 0 | 0 | 0 |  | 0 | 0 | 0 | 0 |  | 0 | 0 | 0 | 0 | 0
1967-05-04 | 1967 | 5 | 4 | 0 | 0 | 0 | 0 | 0 | 0 | 0 | 0 | 0 | 0 | 0 | 0 | 0 | 0 | 0 | 0 | 0 | 0 | 0 | 0 | 0 | 0 | 0 | 0 |  | 0 | 0 | 0 | 0 |  | 0 | 0 | 0 | 0 | 0
1967-05-05 | 1967 | 5 | 5 | 0 | 0 | 0 | 0 | 0 | 0 | 0 | 0 | 0 | 0 | 0 | 0 | 0 | 0 | 0 | 0 | 0 | 0 | 0 | 0 | 0 | 0 | 0 | 0 |  | 0 | 0 | 0 | 0 |  | 0 | 0 | 0 | 0 | 0
1967-05-06 | 1967 | 5 | 6 | 0 | 0 | 0 | 0 | 0 | 0 | 0 | 0 | 0 | 0 | 0 | 0 | 0 | 0 | 0 | 0 | 0 | 0 | 0 | 0 | 0 | 0 | 0 | 0 |  | 0 | 0 | 0 | 0 |  | 0 | 0 | 0 | 0 | 0
1967-05-07 | 1967 | 5 | 7 | 0 | 0 | 0 | 0 | 0 | 0 | 0 | 0 | 0 | 0 | 0 | 0 | 0 | 0 | 0 | 0 | 0 | 0 | 0 | 0 | 0 | 0 | 0 | 0 |  | 0 | 0 | 0 | 0 |  | 0 | 0 | 0 | 0 | 0
1967-05-08 | 1967 | 5 | 8 | 0 | 0 | 0 | 0 | 0 | 0 | 0 | 0 | 0 | 0 | 0 | 0 | 0 | 0 | 0 | 0 | 0 | 0 | 0 | 0 | 0.5 | 0 | 0.5 | 0.5 |  | 1.5 | 1.5 | 1.5 | 0 |  | 1.5 | 0 | 0 | 0 | 0
1967-05-09 | 1967 | 5 | 9 | 0.3 | 0.4 | 0.3 | 0.3 | 0.3 | 0.4 | 0.3 | 0.3 | 0.4 | 0.3 | 0.3 | 0.4 | 0.3 | 0.3 | 0.3 | 0.4 | 0.3 | 0.3 | 0.4 | 0.3 | 0.3 | 0.3 | 0.4 | 0.3 |  | 7.9 | 7.9 | 7.9 | 1.7764e-15 |  | 7.9 | 0 | 0 | 0 | 0
1967-05-10 | 1967 | 5 | 10 | 0.1 | 0.1 | 0.1 | 0.1 | 0.2 | 0.1 | 0.1 | 0.1 | 0.1 | 0 | 0 | 0 | 0 | 0 | 0 | 0 | 0 | 0 | 0 | 0 | 0 | 0 | 0 | 0 |  | 1 | 1 | 1 | 0 |  | 1 | 0 | 0 | 0 | 0
1967-05-11 | 1967 | 5 | 11 | 0 | 0 | 0.1 | 0.2 | 0.1 | 0.2 | 0.1 | 0.2 | 0.1 | 0.1 | 0.2 | 0.1 | 0.2 | 0 | 0 | 0.1 | 0.2 | 0.1 | 0 | 0 | 0 | 0 | 0 | 0 |  | 2 | 2 | 2 | 4.4409e-16 |  | 2 | 0 | 0 | 0 | 0
1967-05-12 | 1967 | 5 | 12 | 0 | 0 | 0 | 0 | 0 | 0 | 0 | 0 | 0 | 0 | 0 | 0 | 0 | 0 | 0 | 0 | 0 | 0 | 0 | 0 | 0 | 0 | 0 | 0 |  | 0 | 0 | 0 | 0 |  | 0 | 0 | 0 | 0 | 0
1967-05-13 | 1967 | 5 | 13 | 0 | 0 | 0 | 0 | 0 | 0 | 0 | 0 | 0 | 0 | 0 | 0 | 0 | 0 | 0 | 0 | 0 | 0 | 0 | 0 | 0 | 0 | 0 | 0 |  | 0 | 0 | 0 | 0 |  | 0 | 0 | 0 | 0 | 0
1967-05-14 | 1967 | 5 | 14 | 0 | 0 | 0 | 0 | 0 | 0 | 0 | 0 | 0 | 0 | 0 | 0 | 0 | 0 | 0 | 0 | 0 | 0 | 0 | 0 | 0 | 0 | 0 | 0 |  | 0 | 0 | 0 | 0 |  | 0 | 0 | 0 | 0 | 0
1967-05-15 | 1967 | 5 | 15 | 0 | 0 | 0 | 0 | 0 | 0 | 0 | 0 | 0 | 0 | 0 | 0 | 0 | 0 | 0 | 0 | 0 | 0 | 0 | 0 | 0 | 0 | 0 | 0 |  | 0 | 0 | 0 | 0 |  | 0 | 0 | 0 | 0 | 0
1967-05-16 | 1967 | 5 | 16 | 0 | 0 | 0 | 0 | 0 | 0 | 0 | 0 | 0 | 0 | 0 | 0 | 0 | 0 | 0 | 0 | 0 | 0 | 0 | 0 | 0 | 0 | 0 | 0 |  | 0 | 0 | 0 | 0 |  | 0 | 0 | 0 | 0 | 0
1967-05-17 | 1967 | 5 | 17 | 0 | 0 | 0 | 0 | 0 | 0 | 0 | 0 | 0 | 0 | 0 | 0 | 0 | 0 | 0 | 0 | 0 | 1 | 0 | 0 | 0 | 0 | 0 | 0.3 |  | 1.3 | 1.3 | 1.3 | 0 |  | 1.3 | 0 | 0 | 0 | 0
1967-05-18 | 1967 | 5 | 18 | 0 | 0 | 0 | 0 | 0 | 0 | 0 | 0 | 0 | 0 | 0 | 0 | 0 | 0 | 0 | 0 | 0 | 0 | 0 | 0 | 0 | 0 | 0 | 0 |  | 0 | 0 | 0 | 0 |  | 0 | 0 | 0 | 0 | 0
1967-05-19 | 1967 | 5 | 19 | 0 | 0 | 0 | 0 | 0 | 0 | 0 | 0 | 0 | 0 | 0 | 0 | 0 | 0 | 0 | 0 | 0 | 0 | 0 | 0 | 0 | 0 | 0 | 0 |  | 0 | 0 | 0 | 0 |  | 0 | 0 | 0 | 0 | 0
1967-05-20 | 1967 | 5 | 20 | 0 | 0 | 0 | 0 | 0 | 0 | 0 | 0 | 0 | 0 | 0 | 0 | 0 | 0 | 0 | 0 | 0 | 0 | 0 | 0 | 0 | 0 | 0 | 0 |  | 0 | 0 | 0 | 0 |  | 0 | 0 | 0 | 0 | 0
1967-05-21 | 1967 | 5 | 21 | 0 | 0 | 0 | 0 | 0 | 0 | 0 | 0 | 0 | 0 | 0 | 0 | 0 | 0 | 0 | 0 | 0 | 0 | 0 | 0 | 0 | 0 | 0 | 0 |  | 0 | 0 | 0 | 0 |  | 0 | 0 | 0 | 0 | 0
1967-05-22 | 1967 | 5 | 22 | 0 | 0 | 0 | 0 | 0 | 0 | 0 | 0 | 0 | 0 | 0 | 0 | 0 | 0 | 0 | 0 | 0 | 0 | 0 | 0 | 0 | 0 | 0 | 0 |  | 0 | 0 | 0 | 0 |  | 0 | 0 | 0 | 0 | 0
1967-05-23 | 1967 | 5 | 23 | 0 | 0 | 0 | 0 | 0 | 0 | 0 | 0 | 0 | 0 | 0 | 0 | 0 | 0 | 0 | 0 | 0 | 0 | 0 | 0 | 0 | 0 | 0 | 0 |  | 0 | 0 | 0 | 0 |  | 0 | 0 | 0 | 0 | 0
1967-05-24 | 1967 | 5 | 24 | 0 | 0 | 0 | 0 | 0 | 0 | 0 | 0 | 0 | 0 | 0 | 0 | 0 | 0 | 0 | 0.3 | 0.5 | 0.3 | 0 | 0 | 0 | 0 | 0 | 0 |  | 1.1 | 1.1 | 1.1 | 0 |  | 1.1 | 0 | 0 | 0 | 0
1967-05-25 | 1967 | 5 | 25 | 0.8 | 0 | 1 | 3.7 | 3 | 4.1 | 1.4 | 0.8 | 0.3 | 0.3 | 0 | 0 | 0 | 0.3 | 0.8 | 0.3 | 0 | 0 | 0 | 0 | 0 | 0 | 0 | 0 |  | 16.8 | 16.8 | 16.8 | 3.5527e-15 |  | 16.8 | 0 | 0 | 0 | 0
1967-05-26 | 1967 | 5 | 26 | 0 | 0 | 0 | 0 | 0 | 0 | 0 | 0 | 0 | 0 | 0 | 0 | 0 | 0 | 0 | 0 | 0 | 0 | 0 | 0 | 0 | 0 | 0 | 0 |  | 0 | 0 | 0 | 0 |  | 0 | 0 | 0 | 0 | 0
1967-05-27 | 1967 | 5 | 27 | 0 | 0 | 0 | 0 | 0 | 0 | 0 | 0 | 0 | 0 | 0 | 0 | 0 | 0 | 0 | 0 | 0 | 0 | 0 | 0 | 0 | 0 | 0 | 0 |  | 0 | 0 | 0 | 0 |  | 0 | 0 | 0 | 0 | 0
1967-05-28 | 1967 | 5 | 28 | 0 | 0 | 0 | 0 | 0 | 0 | 0 | 0 | 0 | 0 | 0 | 0 | 0 | 0 | 0 | 0 | 0 | 0 | 0 | 0 | 0 | 0 | 0.3 | 0 |  | 0.3 | 0.3 | 0.3 | 0 |  | 0.3 | 0 | 0 | 0 | 0
1967-05-29 | 1967 | 5 | 29 | 0.3 | 0 | 0 | 0 | 0 | 0 | 0 | 0 | 0 | 0 | 0 | 0 | 0 | 0 | 0 | 0 | 0 | 0 | 0 | 0 | 0 | 1.3 | 0.5 | 1.5 |  | 3.6 | 3.6 | 3.6 | 0 |  | 3.6 | 0 | 0 | 0 | 0
1967-05-30 | 1967 | 5 | 30 | 0 | 0 | 0 | 0 | 0 | 0 | 0.3 | 0.3 | 0 | 0 | 0 | 1 | 2.5 | 2.8 | 3.8 | 1.5 | 1.3 | 1 | 1 | 1 | 0.5 | 0.3 | 0 | 0.3 |  | 17.6 | 17.6 | 17.6 | 0 |  | 17.6 | 0 | 0 | 0 | 0
1967-05-31 | 1967 | 5 | 31 | 0.3 | 0.2 | 0.3 | 0.3 | 0.2 | 0.3 | 0.3 | 0.2 | 0.3 | 0.3 | 0.2 | 0.3 | 0.3 | 0.2 | 0.3 | 0.3 | 0.2 | 0.3 | 0.3 | 0.2 | 0.3 | 0 | 0 | 0 |  | 5.6 | 5.6 | 5.6 | 0 |  | 5.6 | 0 | 0 | 0 | 0
1967-06-01 | 1967 | 6 | 1 | 0 | 0 | 0 | 0 | 0.2 | 0.1 | 0 | 0 | 0 | 0 | 0 | 0 | 0 | 0 | 0 | 0 | 0 | 0 | 0 | 0 | 0 | 0 | 0 | 0 |  | 0.3 | 0.3 | 0.3 | 5.5511e-17 |  | 0 | 0.3 | 0 | 0 | 0
1967-06-02 | 1967 | 6 | 2 | 0 | 0 | 0 | 0 | 0 | 0 | 0 | 0 | 0 | 0 | 0 | 0 | 0 | 0 | 0 | 0 | 0 | 0 | 0 | 0 | 0 | 0 | 0 | 0 |  | 0 | 0 | 0 | 0 |  | 0 | 0 | 0 | 0 | 0
1967-06-03 | 1967 | 6 | 3 | 0 | 0 | 0 | 0 | 0 | 0 | 0 | 0 | 0 | 0 | 0 | 0 | 0 | 0 | 0 | 0.3 | 0 | 0 | 0 | 0 | 0 | 0 | 0 | 0 |  | 0.3 | 0.3 | 0.3 | 0 |  | 0 | 0.3 | 0 | 0 | 0
1967-06-04 | 1967 | 6 | 4 | 0 | 0 | 0 | 0 | 0 | 0 | 0 | 0 | 0 | 0 | 0 | 0 | 0 | 0 | 0 | 0 | 0 | 0 | 0 | 0 | 0 | 0 | 0 | 0 |  | 0 | 0 | 0 | 0 |  | 0 | 0 | 0 | 0 | 0
1967-06-05 | 1967 | 6 | 5 | 0 | 0 | 0 | 0 | 0 | 0 | 0 | 0 | 0 | 0 | 0 | 0 | 0 | 0 | 0 | 0 | 0 | 0 | 0 | 0 | 0 | 0 | 0 | 0 |  | 0 | 0 | 0 | 0 |  | 0 | 0 | 0 | 0 | 0
1967-06-06 | 1967 | 6 | 6 | 0 | 0 | 0 | 0 | 0 | 0 | 0 | 0 | 0 | 0 | 0 | 0 | 0 | 0 | 0 | 0 | 0 | 0 | 0 | 0 | 0 | 0 | 0 | 0 |  | 0 | 0 | 0 | 0 |  | 0 | 0 | 0 | 0 | 0
1967-06-07 | 1967 | 6 | 7 | 0 | 0 | 0 | 0 | 0 | 0 | 0 | 0 | 0 | 0 | 0 | 0 | 0 | 0 | 0 | 0 | 0 | 0 | 0 | 0 | 0 | 0 | 0 | 0 |  | 0 | 0 | 0 | 0 |  | 0 | 0 | 0 | 0 | 0
1967-06-08 | 1967 | 6 | 8 | 0 | 0 | 0 | 0 | 0 | 0 | 0 | 0 | 0 | 4.1 | 6.4 | 1 | 0 | 0 | 0 | 0 | 0 | 0 | 0 | 0 | 0 | 0 | 0 | 0 |  | 11.5 | 11.5 | 11.5 | 0 |  | 0 | 11.5 | 0 | 0 | 0
1967-06-09 | 1967 | 6 | 9 | 0 | 0 | 0 | 0 | 0 | 0 | 0 | 0 | 0 | 0 | 0 | 0 | 0 | 0 | 0 | 0 | 0 | 3 | 2 | 0 | 2 | 0.5 | 0.5 | 0.8 |  | 8.8 | 8.8 | 8.8 | 0 |  | 0 | 8.8 | 0 | 0 | 0
1967-06-10 | 1967 | 6 | 10 | 0.6 | 0.7 | 0.6 | 0.7 | 0.6 | 0.6 | 0.7 | 0.6 | 0.7 | 0 | 0 | 0 | 0 | 0 | 0 | 0 | 0 | 0 | 0 | 0 | 0.6 | 0 | 0 | 0 |  | 6.4 | 6.4 | 6.4 | 8.8818e-16 |  | 0 | 6.4 | 0 | 0 | 0
1967-06-11 | 1967 | 6 | 11 | 0 | 0 | 0 | 0 | 0 | 0 | 0 | 0 | 0 | 0 | 0 | 0 | 0 | 0 | 0 | 0.3 | 0 | 0.5 | 0 | 0 | 0 | 0 | 0 | 0 |  | 0.8 | 0.8 | 0.8 | 0 |  | 0 | 0.8 | 0 | 0 | 0
1967-06-12 | 1967 | 6 | 12 | 0 | 0 | 0 | 0 | 0 | 0 | 0 | 0 | 0 | 0 | 0 | 0 | 0 | 0 | 0 | 0 | 0 | 0 | 0 | 0 | 0 | 0 | 0 | 0 |  | 0 | 0 | 0 | 0 |  | 0 | 0 | 0 | 0 | 0
1967-06-13 | 1967 | 6 | 13 | 0 | 0 | 0 | 0 | 0 | 0 | 0 | 0 | 0 | 0 | 0 | 0 | 0 | 0 | 0 | 0 | 0 | 0 | 0 | 0 | 0 | 0 | 0 | 0 |  | 0 | 0 | 0 | 0 |  | 0 | 0 | 0 | 0 | 0
1967-06-14 | 1967 | 6 | 14 | 0 | 0 | 0 | 0 | 0 | 0 | 0 | 0 | 0 | 0 | 0 | 0 | 0 | 0 | 0 | 0 | 0 | 0 | 0 | 0 | 0 | 0 | 0 | 0 |  | 0 | 0 | 0 | 0 |  | 0 | 0 | 0 | 0 | 0
1967-06-15 | 1967 | 6 | 15 | 0 | 0 | 0 | 0 | 0 | 0 | 0 | 0 | 0 | 0 | 0 | 0 | 0 | 0 | 0 | 0 | 0 | 0 | 0 | 0 | 0 | 0 | 0 | 0 |  | 0 | 0 | 0 | 0 |  | 0 | 0 | 0 | 0 | 0
1967-06-16 | 1967 | 6 | 16 | 0 | 0 | 0 | 0 | 0 | 0 | 0 | 0 | 0 | 0 | 0 | 0 | 0 | 0 | 0 | 0 | 0 | 0 | 0.3 | 3 | 2 | 1 | 10.7 | 0.5 |  | 17.5 | 17.5 | 17.5 | 0 |  | 0 | 17.5 | 0 | 0 | 0
1967-06-17 | 1967 | 6 | 17 | 0.3 | 0 | 0 | 0 | 0 | 0 | 0 | 0 | 0 | 0 | 0 | 0 | 0 | 0 | 0 | 0 | 0 | 0 | 0 | 0 | 0 | 0 | 0 | 0 |  | 0.3 | 0.3 | 0.3 | 0 |  | 0 | 0.3 | 0 | 0 | 0
1967-06-18 | 1967 | 6 | 18 | 0 | 0.8 | 3.3 | 1 | 2.5 | 0.3 | 0 | 0 | 0 | 0 | 0 | 0 | 0 | 0 | 0 | 0.3 | 0 | 0 | 0 | 0 | 0 | 0 | 0 | 0 |  | 8.2 | 8.2 | 8.2 | 0 |  | 0 | 8.2 | 0 | 0 | 0
1967-06-19 | 1967 | 6 | 19 | 0 | 0 | 0 | 0 | 0 | 0 | 0 | 0 | 0 | 0 | 0 | 0 | 0 | 0 | 0 | 0 | 0 | 0 | 0 | 0 | 0 | 0 | 0 | 0 |  | 0 | 0 | 0 | 0 |  | 0 | 0 | 0 | 0 | 0
1967-06-20 | 1967 | 6 | 20 | 0 | 0 | 0 | 0 | 0 | 0 | 0 | 0 | 0 | 0 | 0 | 0 | 0 | 0 | 0 | 0 | 0 | 0 | 0 | 0 | 0 | 0 | 0 | 0 |  | 0 | 0 | 0 | 0 |  | 0 | 0 | 0 | 0 | 0
1967-06-21 | 1967 | 6 | 21 | 0 | 0 | 0 | 0 | 0 | 0 | 0 | 0 | 0 | 0 | 0 | 0 | 0 | 0 | 0 | 0 | 0 | 0 | 0 | 0 | 0 | 0 | 0 | 0 |  | 0 | 0 | 0 | 0 |  | 0 | 0 | 0 | 0 | 0
1967-06-22 | 1967 | 6 | 22 | 0 | 0 | 0 | 0 | 0 | 0 | 0 | 0 | 0 | 0 | 0 | 0 | 0 | 0 | 0 | 0 | 0 | 0 | 0 | 0 | 0 | 0 | 0 | 0 |  | 0 | 0 | 0 | 0 |  | 0 | 0 | 0 | 0 | 0
1967-06-23 | 1967 | 6 | 23 | 0 | 0 | 0 | 0 | 0 | 0 | 0 | 0 | 0 | 0 | 0 | 0 | 0 | 0 | 0 | 0 | 0 | 0 | 0 | 0 | 0 | 0 | 0 | 0 |  | 0 | 0 | 0 | 0 |  | 0 | 0 | 0 | 0 | 0
1967-06-24 | 1967 | 6 | 24 | 0 | 0 | 0 | 0 | 0 | 0 | 0 | 0 | 0 | 0 | 0 | 0 | 0 | 0 | 0 | 0 | 0 | 0 | 0 | 0 | 0 | 0 | 0 | 0 |  | 0 | 0 | 0 | 0 |  | 0 | 0 | 0 | 0 | 0
1967-06-25 | 1967 | 6 | 25 | 0 | 0 | 0 | 0 | 0 | 0 | 0 | 0 | 0 | 0 | 0 | 0 | 0 | 0 | 0 | 0 | 0 | 0 | 0 | 0 | 0 | 0 | 0 | 0 |  | 0 | 0 | 0 | 0 |  | 0 | 0 | 0 | 0 | 0
1967-06-26 | 1967 | 6 | 26 | 0 | 0 | 0 | 0 | 0 | 0 | 0 | 0 | 0 | 0 | 0 | 0 | 0 | 0 | 0 | 0 | 0 | 0 | 0 | 0 | 0 | 0 | 0 | 0 |  | 0 | 0 | 0 | 0 |  | 0 | 0 | 0 | 0 | 0
1967-06-27 | 1967 | 6 | 27 | 0 | 0 | 0 | 0 | 0 | 0 | 0 | 0 | 0 | 0 | 0 | 0 | 0 | 0 | 0 | 0 | 0 | 0 | 0 | 0 | 0 | 0 | 0 | 0 |  | 0 | 0 | 0 | 0 |  | 0 | 0 | 0 | 0 | 0
1967-06-28 | 1967 | 6 | 28 | 0 | 0 | 0 | 0 | 0 | 0 | 0 | 0 | 0 | 0 | 0 | 0 | 0 | 0 | 0 | 0 | 0 | 0 | 0 | 0 | 0 | 0 | 0 | 0 |  | 0 | 0 | 0 | 0 |  | 0 | 0 | 0 | 0 | 0
1967-06-29 | 1967 | 6 | 29 | 0 | 0 | 0 | 0 | 0 | 0 | 0 | 0 | 0 | 0 | 0 | 0 | 0 | 0 | 0 | 0 | 0 | 0 | 0 | 0 | 0 | 0 | 0 | 0 |  | 0 | 0 | 0 | 0 |  | 0 | 0 | 0 | 0 | 0
1967-06-30 | 1967 | 6 | 30 | 0 | 0 | 0 | 0.3 | 0 | 0 | 0 | 0 | 0 | 0 | 0 | 0 | 0 | 0 | 0 | 0 | 0 | 0 | 0 | 0 | 0 | 0 | 0 | 0 |  | 0.3 | 0.3 | 0.3 | 0 |  | 0 | 0.3 | 0 | 0 | 0
1967-07-01 | 1967 | 7 | 1 | 0 | 0 | 0 | 0 | 0 | 0 | 0 | 0 | 0 | 0 | 0 | 0 | 0 | 0 | 0 | 0 | 0 | 0 | 0 | 0 | 0 | 0 | 0 | 0 |  | 0 | 0 | 0 | 0 |  | 0 | 0 | 0 | 0 | 0
1967-07-02 | 1967 | 7 | 2 | 0 | 0 | 0 | 0 | 0 | 0 | 0 | 0 | 0 | 0 | 0 | 0 | 0 | 0 | 0 | 0 | 0 | 0 | 0 | 0 | 0 | 0 | 0 | 0 |  | 0 | 0 | 0 | 0 |  | 0 | 0 | 0 | 0 | 0
1967-07-03 | 1967 | 7 | 3 | 0 | 0 | 0 | 0 | 0 | 0 | 0 | 0 | 0 | 0 | 0 | 0 | 0 | 0 | 0 | 0 | 0 | 0 | 0 | 0 | 0 | 0 | 0 | 0 |  | 0 | 0 | 0 | 0 |  | 0 | 0 | 0 | 0 | 0
1967-07-04 | 1967 | 7 | 4 | 0 | 0 | 0 | 0 | 0 | 0 | 0 | 0 | 0 | 0 | 0 | 0 | 0 | 0 | 0 | 0 | 0 | 0 | 0 | 0 | 0 | 0 | 0 | 0 |  | 0 | 0 | 0 | 0 |  | 0 | 0 | 0 | 0 | 0
1967-07-05 | 1967 | 7 | 5 | 0 | 0 | 0 | 0 | 2 | 0 | 0 | 0 | 0.3 | 0.5 | 0 | 0 | 0 | 0.8 | 0 | 0 | 0.3 | 0 | 0 | 0 | 0 | 0 | 0 | 0 |  | 3.9 | 3.9 | 3.9 | 4.4409e-16 |  | 0 | 0 | 3.9 | 0 | 0
1967-07-06 | 1967 | 7 | 6 | 0 | 0 | 0 | 0 | 0 | 0 | 0 | 0 | 0 | 0 | 0 | 0 | 0 | 0 | 0 | 0 | 0 | 0 | 0 | 0 | 0 | 0 | 0 | 0 |  | 0 | 0 | 0 | 0 |  | 0 | 0 | 0 | 0 | 0
1967-07-07 | 1967 | 7 | 7 | 0 | 0 | 0 | 0 | 0 | 0 | 0 | 0 | 0 | 0 | 0 | 0 | 0 | 0 | 0 | 0 | 0 | 0 | 0 | 0 | 0 | 0 | 0 | 0 |  | 0 | 0 | 0 | 0 |  | 0 | 0 | 0 | 0 | 0
1967-07-08 | 1967 | 7 | 8 | 0 | 0 | 0 | 0 | 0 | 0 | 0 | 0 | 0 | 0 | 0 | 0 | 0 | 0 | 0 | 0 | 0 | 1.8 | 0 | 0 | 0 | 0 | 0 | 0 |  | 1.8 | 1.8 | 1.8 | 0 |  | 0 | 0 | 1.8 | 0 | 0
1967-07-09 | 1967 | 7 | 9 | 0 | 0 | 0 | 0 | 0 | 0 | 0 | 0 | 0 | 0 | 0 | 0 | 0 | 0 | 0 | 0 | 0 | 0 | 0 | 0 | 0 | 0 | 0 | 0 |  | 0 | 0 | 0 | 0 |  | 0 | 0 | 0 | 0 | 0
1967-07-10 | 1967 | 7 | 10 | 0 | 0 | 0 | 0 | 0 | 0 | 0 | 0 | 0 | 0 | 0 | 0 | 0 | 0 | 0 | 0 | 0 | 0 | 0 | 0 | 0 | 0 | 0 | 0 |  | 0 | 0 | 0 | 0 |  | 0 | 0 | 0 | 0 | 0
1967-07-11 | 1967 | 7 | 11 | 0 | 0 | 0 | 0 | 0 | 0 | 0 | 0 | 0 | 0 | 0 | 0 | 0 | 0 | 0 | 0 | 0 | 0 | 0 | 0 | 0 | 0 | 0 | 0 |  | 0 | 0 | 0 | 0 |  | 0 | 0 | 0 | 0 | 0
1967-07-12 | 1967 | 7 | 12 | 0 | 0 | 0 | 0 | 0 | 0 | 0 | 0 | 0 | 0 | 0 | 0 | 0 | 0 | 0 | 0 | 0 | 0 | 0 | 0 | 0 | 0 | 0 | 0 |  | 0 | 0 | 0 | 0 |  | 0 | 0 | 0 | 0 | 0
1967-07-13 | 1967 | 7 | 13 | 0 | 0 | 0 | 0 | 0 | 0 | 0 | 0 | 0 | 0 | 0 | 0 | 0 | 0 | 0 | 0 | 0 | 0 | 0 | 0 | 0 | 0 | 0 | 0 |  | 0 | 0 | 0 | 0 |  | 0 | 0 | 0 | 0 | 0
1967-07-14 | 1967 | 7 | 14 | 0 | 0 | 0 | 0 | 0 | 0 | 0 | 0 | 0 | 0 | 0 | 0 | 0 | 0 | 0 | 0 | 0 | 0 | 0 | 0 | 0 | 0 | 0 | 0 |  | 0 | 0 | 0 | 0 |  | 0 | 0 | 0 | 0 | 0
1967-07-15 | 1967 | 7 | 15 | 0 | 0 | 0 | 0.3 | 0 | 0 | 0 | 0 | 0 | 0 | 0 | 0 | 0 | 0 | 0 | 0 | 0 | 0 | 0 | 0 | 0 | 0 | 0 | 0 |  | 0.3 | 0.3 | 0.3 | 0 |  | 0 | 0 | 0.3 | 0 | 0
1967-07-16 | 1967 | 7 | 16 | 0 | 0 | 0 | 0 | 0 | 0 | 0 | 0 | 0 | 0 | 0 | 0 | 0 | 0 | 0 | 0 | 0 | 0 | 0 | 0 | 0 | 0 | 0 | 0 |  | 0 | 0 | 0 | 0 |  | 0 | 0 | 0 | 0 | 0
1967-07-17 | 1967 | 7 | 17 | 0 | 0 | 0 | 0 | 0 | 0 | 0 | 0 | 0 | 0 | 0 | 0 | 0 | 0 | 0 | 0 | 0 | 0 | 0 | 0 | 0 | 0 | 0 | 0 |  | 0 | 0 | 0 | 0 |  | 0 | 0 | 0 | 0 | 0
1967-07-18 | 1967 | 7 | 18 | 0 | 0 | 0 | 0 | 0 | 0 | 0 | 0 | 0 | 0 | 0 | 0 | 0 | 0 | 0 | 0 | 0 | 0 | 0 | 0 | 0 | 0 | 0 | 0 |  | 0 | 0 | 0 | 0 |  | 0 | 0 | 0 | 0 | 0
1967-07-19 | 1967 | 7 | 19 | 0 | 0 | 0 | 0 | 0 | 0 | 0 | 0 | 0 | 0 | 0 | 0 | 0 | 0 | 0 | 0 | 0 | 0 | 0 | 0 | 0 | 0 | 0 | 0 |  | 0 | 0 | 0 | 0 |  | 0 | 0 | 0 | 0 | 0
1967-07-20 | 1967 | 7 | 20 | 0 | 0 | 0 | 0 | 0 | 0 | 0 | 0 | 0 | 0 | 0 | 0 | 0 | 0 | 0 | 0 | 0 | 0 | 0 | 0 | 0 | 0 | 0 | 0 |  | 0 | 0 | 0 | 0 |  | 0 | 0 | 0 | 0 | 0
1967-07-21 | 1967 | 7 | 21 | 0.1 | 0 | 0.1 | 0 | 0 | 0 | 0 | 0 | 0 | 0 | 0 | 0 | 0 | 0 | 0 | 0 | 0.1 | 0 | 0 | 0 | 0 | 0 | 0.1 | 0.1 |  | 0.5 | 0.5 | 0.5 | 0 |  | 0 | 0 | 0.5 | 0 | 0
1967-07-22 | 1967 | 7 | 22 | 0.5 | 0 | 0 | 0 | 0 | 0 | 0 | 0 | 0 | 0 | 0 | 0 | 0 | 0 | 0 | 0 | 0 | 0 | 0 | 0 | 0 | 0 | 0 | 0 |  | 0.5 | 0.5 | 0.5 | 0 |  | 0 | 0 | 0.5 | 0 | 0
1967-07-23 | 1967 | 7 | 23 | 0 | 0 | 0 | 0 | 0 | 0 | 0 | 0 | 0 | 0 | 0 | 0 | 0 | 0 | 0 | 0 | 0 | 0 | 0 | 0 | 0 | 0 | 0 | 0 |  | 0 | 0 | 0 | 0 |  | 0 | 0 | 0 | 0 | 0
1967-07-24 | 1967 | 7 | 24 | 0 | 0 | 0 | 0 | 0 | 0 | 0 | 0 | 0 | 0 | 0 | 0 | 0 | 0 | 0 | 0 | 0 | 0 | 0 | 0 | 0 | 0 | 0 | 0 |  | 0 | 0 | 0 | 0 |  | 0 | 0 | 0 | 0 | 0
1967-07-25 | 1967 | 7 | 25 | 0 | 0 | 0 | 0 | 0 | 0 | 0 | 0 | 0 | 0 | 0 | 0 | 0 | 0 | 0 | 0 | 0 | 0 | 0 | 0 | 0 | 0 | 0 | 0 |  | 0 | 0 | 0 | 0 |  | 0 | 0 | 0 | 0 | 0
1967-07-26 | 1967 | 7 | 26 | 0 | 0 | 0 | 0 | 0 | 0 | 0 | 0 | 0 | 0 | 0 | 0 | 0 | 0 | 0 | 0 | 0 | 0 | 0 | 0 | 0 | 0 | 0 | 0 |  | 0 | 0 | 0 | 0 |  | 0 | 0 | 0 | 0 | 0
1967-07-27 | 1967 | 7 | 27 | 0 | 0 | 0 | 0 | 0 | 0 | 0 | 0 | 0 | 0 | 0 | 0 | 0 | 0 | 0 | 0 | 0 | 0 | 0 | 0 | 0 | 0 | 0 | 0 |  | 0 | 0 | 0 | 0 |  | 0 | 0 | 0 | 0 | 0
1967-07-28 | 1967 | 7 | 28 | 0 | 0 | 0 | 0 | 0 | 0 | 0 | 0 | 0 | 0 | 0 | 0 | 0 | 0 | 0 | 0 | 0 | 0 | 0 | 0 | 0 | 0 | 0 | 0 |  | 0 | 0 | 0 | 0 |  | 0 | 0 | 0 | 0 | 0
1967-07-29 | 1967 | 7 | 29 | 0 | 0 | 0 | 0 | 0 | 0 | 0 | 0 | 0 | 0 | 0 | 0 | 0 | 0 | 0 | 0 | 0 | 0 | 0 | 0 | 0 | 0 | 0 | 0 |  | 0 | 0 | 0 | 0 |  | 0 | 0 | 0 | 0 | 0
1967-07-30 | 1967 | 7 | 30 | 0 | 0 | 0 | 0 | 0 | 0 | 0 | 0 | 0 | 0 | 0 | 0 | 0 | 0 | 0 | 0 | 0 | 0 | 0 | 0 | 0 | 0 | 0 | 0 |  | 0 | 0 | 0 | 0 |  | 0 | 0 | 0 | 0 | 0
1967-07-31 | 1967 | 7 | 31 | 0 | 0 | 0 | 0 | 0 | 0 | 0 | 0 | 0 | 0 | 0 | 0 | 0 | 0 | 0 | 0 | 0 | 0 | 0 | 0 | 0 | 0.8 | 0 | 0 |  | 0.8 | 0.8 | 0.8 | 0 |  | 0 | 0 | 0.8 | 0 | 0
1967-08-01 | 1967 | 8 | 1 | 0 | 0 | 0 | 0 | 0 | 0 | 0 | 0 | 0 | 0 | 0 | 0 | 0 | 0 | 0 | 0 | 0 | 0 | 0 | 0 | 0 | 0 | 0 | 0 |  | 0 | 0 | 0 | 0 |  | 0 | 0 | 0 | 0 | 0
1967-08-02 | 1967 | 8 | 2 | 0 | 0 | 0 | 0 | 0 | 0 | 0 | 0 | 0 | 0 | 0 | 0 | 0 | 0 | 0 | 0 | 0 | 0 | 0 | 0 | 0 | 0 | 0 | 0 |  | 0 | 0 | 0 | 0 |  | 0 | 0 | 0 | 0 | 0
1967-08-03 | 1967 | 8 | 3 | 0 | 0 | 0 | 0 | 0 | 0 | 0 | 0 | 0 | 0 | 0 | 0 | 0 | 0 | 0 | 0 | 0 | 0 | 0 | 0 | 0 | 0 | 0 | 0 |  | 0 | 0 | 0 | 0 |  | 0 | 0 | 0 | 0 | 0
1967-08-04 | 1967 | 8 | 4 | 0 | 0 | 0 | 0 | 0 | 0 | 0 | 0 | 0 | 0 | 0 | 0 | 0 | 0 | 0 | 0 | 0 | 0 | 0 | 0 | 0 | 0 | 0 | 0 |  | 0 | 0 | 0 | 0 |  | 0 | 0 | 0 | 0 | 0
1967-08-05 | 1967 | 8 | 5 | 0 | 0.3 | 0 | 0 | 0 | 0 | 0 | 0 | 0 | 0 | 0 | 0.5 | 0 | 0 | 0 | 0 | 0 | 0 | 0 | 0 | 0 | 0 | 0 | 0 |  | 0.8 | 0.8 | 0.8 | 0 |  | 0 | 0 | 0 | 0.8 | 0
1967-08-06 | 1967 | 8 | 6 | 0 | 0 | 0 | 0 | 0 | 0 | 0 | 0 | 0 | 0 | 0 | 0 | 0 | 0 | 0 | 0 | 0 | 0 | 0 | 0 | 0 | 0 | 0 | 0 |  | 0 | 0 | 0 | 0 |  | 0 | 0 | 0 | 0 | 0
1967-08-07 | 1967 | 8 | 7 | 0 | 0.8 | 5.8 | 4.3 | 1.3 | 0 | 0 | 0 | 0 | 0 | 0 | 0 | 0.3 | 0 | 0 | 0 | 0 | 0 | 0 | 0 | 0 | 0 | 0 | 0 |  | 12.5 | 12.5 | 12.5 | 0 |  | 0 | 0 | 0 | 12.5 | 0
1967-08-08 | 1967 | 8 | 8 | 0 | 0 | 0 | 0 | 0 | 0 | 0 | 0 | 0 | 0 | 0 | 0 | 0 | 0 | 0 | 0 | 0 | 0 | 0 | 0 | 0 | 0 | 0 | 0 |  | 0 | 0 | 0 | 0 |  | 0 | 0 | 0 | 0 | 0
1967-08-09 | 1967 | 8 | 9 | 0 | 0 | 0 | 0 | 0 | 0 | 0 | 0 | 0 | 0 | 0 | 0 | 0 | 0 | 0 | 0 | 0 | 0 | 0 | 0 | 0 | 0 | 0 | 0 |  | 0 | 0 | 0 | 0 |  | 0 | 0 | 0 | 0 | 0
1967-08-10 | 1967 | 8 | 10 | 0 | 0 | 0 | 0 | 0 | 0 | 0 | 0 | 0 | 0 | 0 | 0 | 0 | 0 | 0 | 0 | 0 | 0 | 0 | 0 | 0 | 0 | 0 | 0 |  | 0 | 0 | 0 | 0 |  | 0 | 0 | 0 | 0 | 0
1967-08-11 | 1967 | 8 | 11 | 0 | 0 | 0 | 0 | 0 | 0 | 0 | 0 | 0 | 0 | 0 | 0 | 0 | 0 | 0 | 0 | 0 | 0 | 0 | 0 | 0 | 0 | 0 | 0 |  | 0 | 0 | 0 | 0 |  | 0 | 0 | 0 | 0 | 0
1967-08-12 | 1967 | 8 | 12 | 0 | 0 | 0 | 0 | 0 | 0 | 0 | 0 | 0 | 0 | 0 | 0 | 0 | 0 | 0 | 0 | 0 | 0 | 0 | 0 | 0 | 0 | 0 | 0 |  | 0 | 0 | 0 | 0 |  | 0 | 0 | 0 | 0 | 0
1967-08-13 | 1967 | 8 | 13 | 0 | 0 | 0 | 0 | 0 | 0 | 0 | 0 | 0 | 0 | 0 | 0 | 0 | 0 | 0 | 0 | 0 | 0 | 0 | 0 | 0 | 0 | 0 | 0 |  | 0 | 0 | 0 | 0 |  | 0 | 0 | 0 | 0 | 0
1967-08-14 | 1967 | 8 | 14 | 0 | 0 | 0 | 0 | 0 | 0 | 0 | 0 | 0 | 0 | 0 | 0 | 0 | 0 | 0 | 0 | 0 | 0 | 0 | 0 | 0 | 0 | 0 | 0 |  | 0 | 0 | 0 | 0 |  | 0 | 0 | 0 | 0 | 0
1967-08-15 | 1967 | 8 | 15 | 0 | 0 | 0 | 0 | 0 | 0 | 0 | 0 | 0 | 0 | 0 | 0 | 0 | 0 | 0 | 0 | 0 | 0 | 0 | 0 | 0 | 0 | 0 | 0 |  | 0 | 0 | 0 | 0 |  | 0 | 0 | 0 | 0 | 0
1967-08-16 | 1967 | 8 | 16 | 0 | 0 | 0 | 0 | 0 | 0 | 0 | 0 | 0 | 0 | 0 | 0 | 0 | 0 | 0 | 0 | 0 | 0 | 0 | 0 | 0 | 0 | 0 | 0 |  | 0 | 0 | 0 | 0 |  | 0 | 0 | 0 | 0 | 0
1967-08-17 | 1967 | 8 | 17 | 0 | 0 | 0 | 0 | 0 | 0 | 0 | 0 | 0 | 0 | 0 | 0 | 0 | 0 | 0 | 0 | 0 | 0 | 0 | 0 | 0 | 0 | 0 | 0 |  | 0 | 0 | 0 | 0 |  | 0 | 0 | 0 | 0 | 0
1967-08-18 | 1967 | 8 | 18 | 0 | 0 | 0 | 0 | 0 | 0 | 0 | 0 | 0 | 0 | 0 | 0 | 0 | 0 | 0 | 0 | 0 | 0 | 0 | 0 | 0 | 0 | 0 | 0 |  | 0 | 0 | 0 | 0 |  | 0 | 0 | 0 | 0 | 0
1967-08-19 | 1967 | 8 | 19 | 0 | 0 | 0 | 0 | 0 | 0 | 0 | 0 | 0 | 0 | 0 | 0 | 0 | 0 | 0 | 0 | 0 | 0 | 0 | 0 | 0 | 0 | 0 | 0 |  | 0 | 0 | 0 | 0 |  | 0 | 0 | 0 | 0 | 0
1967-08-20 | 1967 | 8 | 20 | 0 | 0 | 0 | 0 | 0 | 0 | 0 | 0 | 0 | 0 | 0 | 0 | 0 | 0 | 0 | 0 | 0 | 0 | 0 | 0 | 0 | 0 | 0 | 0 |  | 0 | 0 | 0 | 0 |  | 0 | 0 | 0 | 0 | 0
1967-08-21 | 1967 | 8 | 21 | 0 | 0 | 0 | 0 | 0 | 0 | 0 | 0 | 0 | 0 | 0 | 0 | 0 | 0 | 0 | 0 | 0 | 0 | 0 | 0 | 0 | 0 | 0.8 | 0 |  | 0.8 | 0.8 | 0.8 | 0 |  | 0 | 0 | 0 | 0.8 | 0
1967-08-22 | 1967 | 8 | 22 | 0 | 0 | 0 | 0 | 0 | 0 | 0 | 0 | 0 | 0 | 0 | 0 | 0 | 0 | 0 | 0 | 0 | 0 | 0 | 0 | 0 | 0 | 0 | 0 |  | 0 | 0 | 0 | 0 |  | 0 | 0 | 0 | 0 | 0
1967-08-23 | 1967 | 8 | 23 | 0 | 0 | 0 | 0 | 0 | 0 | 0 | 0 | 0 | 0 | 0 | 0 | 0 | 0 | 0 | 0 | 0 | 0 | 0 | 0 | 0 | 0 | 0 | 0 |  | 0 | 0 | 0 | 0 |  | 0 | 0 | 0 | 0 | 0
1967-08-24 | 1967 | 8 | 24 | 0 | 0 | 0 | 0 | 0 | 0 | 0 | 0 | 0 | 0 | 0 | 0 | 0 | 0 | 0 | 0 | 0 | 0 | 0 | 0 | 0 | 0 | 0 | 0 |  | 0 | 0 | 0 | 0 |  | 0 | 0 | 0 | 0 | 0
1967-08-25 | 1967 | 8 | 25 | 0 | 0 | 0 | 0 | 0 | 0 | 0 | 0 | 0 | 0 | 0 | 0 | 0 | 0 | 0 | 0 | 0 | 0 | 0 | 0 | 0 | 0 | 0 | 0 |  | 0 | 0 | 0 | 0 |  | 0 | 0 | 0 | 0 | 0
1967-08-26 | 1967 | 8 | 26 | 0 | 0 | 0 | 0 | 0 | 0 | 0 | 0 | 0 | 0 | 0 | 0 | 0 | 0 | 0 | 0 | 0 | 0 | 0 | 0 | 0 | 0 | 0 | 0 |  | 0 | 0 | 0 | 0 |  | 0 | 0 | 0 | 0 | 0
1967-08-27 | 1967 | 8 | 27 | 0 | 0 | 0 | 0 | 0 | 0 | 0 | 0 | 0 | 0 | 0 | 0 | 0 | 0 | 0 | 0 | 0 | 0 | 0 | 0 | 0 | 0 | 0 | 0 |  | 0 | 0 | 0 | 0 |  | 0 | 0 | 0 | 0 | 0
1967-08-28 | 1967 | 8 | 28 | 0 | 0 | 0 | 0 | 0 | 0 | 0 | 0 | 0.3 | 0 | 0.3 | 0 | 0 | 0 | 0 | 0 | 0 | 0 | 0 | 0 | 0 | 0 | 0 | 0 |  | 0.6 | 0.6 | 0.6 | 0 |  | 0 | 0 | 0 | 0.6 | 0
1967-08-29 | 1967 | 8 | 29 | 0 | 0 | 0 | 0 | 0 | 0 | 0 | 0 | 0 | 0 | 0 | 0 | 0 | 0 | 0 | 0 | 0 | 0 | 0 | 0 | 0 | 0 | 0 | 0 |  | 0 | 0 | 0 | 0 |  | 0 | 0 | 0 | 0 | 0
1967-08-30 | 1967 | 8 | 30 | 0 | 0 | 0 | 0 | 0 | 0 | 0 | 0 | 0 | 0 | 0 | 0 | 0 | 0 | 0 | 0 | 0 | 0 | 0 | 0 | 0 | 0 | 0 | 0 |  | 0 | 0 | 0 | 0 |  | 0 | 0 | 0 | 0 | 0
1967-08-31 | 1967 | 8 | 31 | 0 | 0 | 0 | 0 | 0 | 0 | 0 | 0 | 0 | 0 | 0 | 0 | 0 | 0 | 0 | 0 | 0 | 0 | 0 | 0 | 0 | 0 | 0 | 0 |  | 0 | 0 | 0 | 0 |  | 0 | 0 | 0 | 0 | 0
1967-09-01 | 1967 | 9 | 1 | 0 | 0 | 0 | 0 | 0 | 0 | 0 | 0 | 0 | 0 | 0 | 0 | 0 | 0 | 0 | 0 | 0 | 0 | 0 | 0 | 0 | 0 | 0 | 0 |  | 0 | 0 | 0 | 0 |  | 0 | 0 | 0 | 0 | 0
1967-09-02 | 1967 | 9 | 2 | 0 | 0 | 0 | 0 | 0 | 0 | 0 | 0 | 0 | 0 | 0 | 0 | 0 | 0 | 0 | 0 | 0 | 0 | 0 | 0 | 0 | 0 | 0 | 0 |  | 0 | 0 | 0 | 0 |  | 0 | 0 | 0 | 0 | 0
1967-09-03 | 1967 | 9 | 3 | 0 | 0 | 0 | 0 | 0 | 0 | 0 | 0 | 0 | 0 | 0 | 0 | 0 | 0 | 0 | 0 | 0 | 0 | 0 | 0 | 0 | 0 | 0 | 0 |  | 0 | 0 | 0 | 0 |  | 0 | 0 | 0 | 0 | 0
1967-09-04 | 1967 | 9 | 4 | 0 | 0 | 0 | 0 | 0 | 0 | 0 | 0 | 0 | 0 | 0 | 0 | 0 | 0 | 0 | 0 | 0 | 0 | 0 | 0 | 0 | 0 | 0 | 0 |  | 0 | 0 | 0 | 0 |  | 0 | 0 | 0 | 0 | 0
1967-09-05 | 1967 | 9 | 5 | 0 | 0 | 0 | 0 | 0 | 0 | 0 | 0 | 0 | 0 | 0 | 0 | 0 | 0 | 0 | 0 | 0 | 0 | 0 | 0 | 0 | 0 | 0 | 0 |  | 0 | 0 | 0 | 0 |  | 0 | 0 | 0 | 0 | 0
1967-09-06 | 1967 | 9 | 6 | 0 | 0 | 0 | 0 | 0 | 0 | 0 | 0 | 0 | 0 | 0 | 0 | 0 | 0 | 0 | 0 | 0 | 0 | 0 | 0 | 0 | 0 | 0 | 0 |  | 0 | 0 | 0 | 0 |  | 0 | 0 | 0 | 0 | 0
1967-09-07 | 1967 | 9 | 7 | 0 | 0 | 0 | 0 | 0 | 0 | 0 | 0 | 0 | 0 | 0 | 0 | 0 | 0 | 0 | 0 | 0 | 0 | 0 | 0 | 0 | 0 | 0 | 0 |  | 0 | 0 | 0 | 0 |  | 0 | 0 | 0 | 0 | 0
1967-09-08 | 1967 | 9 | 8 | 0 | 0 | 0 | 0 | 0 | 0 | 0 | 0 | 0 | 0 | 0 | 0 | 0 | 0 | 0 | 0 | 0 | 0 | 0 | 0 | 0 | 0 | 0 | 0 |  | 0 | 0 | 0 | 0 |  | 0 | 0 | 0 | 0 | 0
1967-09-09 | 1967 | 9 | 9 | 0 | 0 | 0 | 0 | 0 | 0 | 0 | 0 | 0 | 0 | 0 | 0 | 0 | 0 | 0 | 0 | 0 | 0 | 0 | 0 | 0 | 0 | 0 | 0.3 |  | 0.3 | 0.3 | 0.3 | 0 |  | 0 | 0 | 0 | 0 | 0.3
1967-09-10 | 1967 | 9 | 10 | 0 | 0 | 0 | 0 | 0 | 0 | 0 | 0 | 0 | 0 | 0 | 0 | 0 | 0 | 0 | 0 | 0 | 0 | 0 | 0 | 0 | 0 | 0 | 0 |  | 0 | 0 | 0 | 0 |  | 0 | 0 | 0 | 0 | 0
1967-09-11 | 1967 | 9 | 11 | 0 | 0 | 0 | 0 | 0 | 0 | 0 | 0 | 0 | 0 | 0 | 0 | 0 | 0 | 0 | 0 | 0 | 0 | 0 | 0 | 0 | 0 | 0 | 0 |  | 0 | 0 | 0 | 0 |  | 0 | 0 | 0 | 0 | 0
1967-09-12 | 1967 | 9 | 12 | 0 | 0 | 0.1 | 0 | 0 | 0 | 0 | 0.1 | 0 | 0 | 0 | 0 | 0.1 | 0 | 0 | 0 | 0 | 0.1 | 0 | 0 | 0 | 0.1 | 0 | 0 |  | 0.5 | 0.5 | 0.5 | 0 |  | 0 | 0 | 0 | 0 | 0.5
1967-09-13 | 1967 | 9 | 13 | 0 | 0 | 0 | 0 | 0 | 0 | 0 | 0 | 0 | 0 | 0 | 0 | 0 | 0 | 0 | 0 | 0 | 0 | 0 | 0 | 0 | 0 | 0 | 0 |  | 0 | 0 | 0 | 0 |  | 0 | 0 | 0 | 0 | 0
1967-09-14 | 1967 | 9 | 14 | 0 | 0 | 0 | 0 | 0 | 0 | 0 | 0 | 0 | 0 | 0 | 0 | 0 | 0 | 0 | 0 | 0 | 0 | 0 | 0 | 0 | 0 | 0 | 0 |  | 0 | 0 | 0 | 0 |  | 0 | 0 | 0 | 0 | 0
1967-09-15 | 1967 | 9 | 15 | 0 | 0 | 0 | 0 | 0 | 0 | 0 | 0 | 0 | 0 | 0 | 0 | 0 | 0 | 0 | 0 | 0 | 0 | 0 | 0 | 0 | 0 | 0 | 0 |  | 0 | 0 | 0 | 0 |  | 0 | 0 | 0 | 0 | 0
1967-09-16 | 1967 | 9 | 16 | 0 | 0 | 0 | 0 | 0 | 0 | 0 | 0 | 0 | 0 | 0 | 0 | 0 | 0 | 0 | 0 | 0 | 0 | 0 | 0 | 0 | 0 | 0 | 0 |  | 0 | 0 | 0 | 0 |  | 0 | 0 | 0 | 0 | 0
1967-09-17 | 1967 | 9 | 17 | 0 | 0 | 0 | 0 | 0 | 0 | 0 | 0 | 0 | 0 | 0 | 0 | 0 | 0 | 0 | 0 | 0 | 0 | 0 | 0 | 0 | 0 | 0 | 0 |  | 0 | 0 | 0 | 0 |  | 0 | 0 | 0 | 0 | 0
1967-09-18 | 1967 | 9 | 18 | 0 | 0 | 0 | 0 | 0 | 0 | 0 | 0 | 0 | 0 | 0 | 0 | 0 | 0 | 0 | 0 | 0 | 0 | 0 | 0 | 0 | 0 | 0 | 0 |  | 0 | 0 | 0 | 0 |  | 0 | 0 | 0 | 0 | 0
1967-09-19 | 1967 | 9 | 19 | 0 | 0 | 0 | 0 | 0 | 0 | 0 | 0 | 0 | 0 | 0 | 0 | 0 | 0 | 0 | 0 | 0 | 0 | 0 | 0 | 0 | 0 | 0 | 0 |  | 0 | 0 | 0 | 0 |  | 0 | 0 | 0 | 0 | 0
1967-09-20 | 1967 | 9 | 20 | 0 | 0 | 0 | 0 | 0 | 0 | 0 | 0 | 0 | 0 | 0 | 0 | 0 | 0 | 0 | 0 | 0 | 0 | 0 | 0 | 0 | 0 | 0 | 0 |  | 0 | 0 | 0 | 0 |  | 0 | 0 | 0 | 0 | 0
1967-09-21 | 1967 | 9 | 21 | 0 | 0 | 0 | 0 | 0 | 0 | 0 | 0 | 0 | 0 | 0 | 0 | 0 | 0 | 0 | 0 | 0 | 0 | 0 | 0 | 0 | 0 | 0 | 0 |  | 0 | 0 | 0 | 0 |  | 0 | 0 | 0 | 0 | 0
1967-09-22 | 1967 | 9 | 22 | 0 | 0 | 0 | 0 | 0 | 0 | 0.8 | 0 | 0 | 0 | 0 | 0 | 0 | 0 | 0 | 0 | 0 | 0 | 0 | 0 | 0 | 0 | 0 | 0 |  | 0.8 | 0.8 | 0.8 | 0 |  | 0 | 0 | 0 | 0 | 0.8
1967-09-23 | 1967 | 9 | 23 | 0 | 0 | 0 | 0 | 0 | 0 | 0 | 0 | 0 | 0 | 0 | 0 | 0 | 0 | 0 | 0 | 0 | 0 | 0 | 0 | 0 | 0 | 0 | 0 |  | 0 | 0 | 0 | 0 |  | 0 | 0 | 0 | 0 | 0
1967-09-24 | 1967 | 9 | 24 | 0 | 0 | 0 | 0 | 0 | 0 | 0 | 0 | 0 | 0 | 0 | 0 | 0 | 0 | 0 | 0 | 0 | 0 | 0 | 0 | 0 | 0 | 0 | 0 |  | 0 | 0 | 0 | 0 |  | 0 | 0 | 0 | 0 | 0
1967-09-25 | 1967 | 9 | 25 | 0 | 0 | 0 | 0 | 0 | 0 | 0 | 0 | 0 | 0 | 0 | 0 | 0 | 0 | 0 | 0 | 0 | 0 | 0 | 0 | 0 | 0 | 0 | 0 |  | 0 | 0 | 0 | 0 |  | 0 | 0 | 0 | 0 | 0
1967-09-26 | 1967 | 9 | 26 | 0 | 0 | 0 | 0 | 0 | 0 | 0 | 0 | 0 | 0 | 0 | 0 | 0 | 0 | 0 | 0 | 0 | 0 | 0 | 0 | 0 | 0 | 0 | 0 |  | 0 | 0 | 0 | 0 |  | 0 | 0 | 0 | 0 | 0
1967-09-27 | 1967 | 9 | 27 | 0 | 0 | 0 | 0 | 0 | 0 | 0 | 0 | 0 | 0 | 0 | 0 | 0 | 0 | 0 | 0 | 0 | 0 | 0 | 0 | 0 | 0 | 0 | 0 |  | 0 | 0 | 0 | 0 |  | 0 | 0 | 0 | 0 | 0
1967-09-28 | 1967 | 9 | 28 | 0 | 0 | 0 | 0 | 0 | 0 | 0 | 0 | 0 | 0 | 0 | 0 | 0 | 0 | 0 | 0 | 0 | 0 | 0 | 0 | 0 | 0 | 0 | 0 |  | 0 | 0 | 0 | 0 |  | 0 | 0 | 0 | 0 | 0
1967-09-29 | 1967 | 9 | 29 | 0 | 0 | 0 | 0 | 0 | 0 | 0 | 0 | 0 | 0 | 0 | 0 | 0 | 0 | 0 | 0 | 0 | 0 | 0 | 0 | 0 | 0 | 0 | 0 |  | 0 | 0 | 0 | 0 |  | 0 | 0 | 0 | 0 | 0
1967-09-30 | 1967 | 9 | 30 | 0 | 0 | 0 | 0 | 0 | 0 | 0 | 0 | 0 | 0 | 0 | 0 | 0 | 0 | 0 | 0 | 0 | 0 | 0 | 0 | 0 | 0 | 0 | 0 |  | 0 | 0 | 0 | 0 |  | 0 | 0 | 0 | 0 | 0
1967-10-01 | 1967 | 10 | 1 | 0 | 0 | 0 | 0 | 0 | 0 | 0 | 0 | 0 | 0 | 0 | 0 | 0 | 0 | 0 | 0 | 0 | 0 | 0 | 0 | 0 | 0 | 0 | 0 |  | 0 | 0 | 0 | 0 |  | 0 | 0 | 0 | 0 | 0
1967-10-02 | 1967 | 10 | 2 | 0 | 0 | 0 | 0 | 0 | 0 | 0 | 0 | 0 | 0 | 0 | 0 | 0 | 0 | 0 | 0 | 0 | 0 | 0 | 0 | 0 | 0 | 0 | 0 |  | 0 | 0 | 0 | 0 |  | 0 | 0 | 0 | 0 | 0
1967-10-03 | 1967 | 10 | 3 | 0 | 0 | 0 | 0.3 | 2.5 | 4.6 | 0.8 | 0 | 0 | 0 | 0 | 0 | 0 | 0 | 0 | 0 | 0 | 0 | 0 | 0 | 0 | 0 | 0 | 0 |  | 8.2 | 8.2 | 8.2 | 0 |  | 0 | 0 | 0 | 0 | 0
1967-10-04 | 1967 | 10 | 4 | 0 | 0 | 0 | 0 | 0 | 0 | 0 | 0 | 0 | 0 | 0 | 0 | 0 | 0 | 0 | 0 | 0 | 0 | 0 | 0 | 0 | 0 | 0 | 0 |  | 0 | 0 | 0 | 0 |  | 0 | 0 | 0 | 0 | 0
1967-10-05 | 1967 | 10 | 5 | 0 | 0 | 0 | 0 | 0 | 0 | 0 | 0 | 0 | 0 | 0 | 0 | 0 | 0 | 0 | 0 | 0 | 0 | 0 | 0 | 0 | 0 | 0 | 0 |  | 0 | 0 | 0 | 0 |  | 0 | 0 | 0 | 0 | 0
1967-10-06 | 1967 | 10 | 6 | 0 | 0 | 0 | 0 | 0 | 0 | 0 | 0 | 0 | 0 | 0 | 0 | 0 | 0 | 0 | 0 | 0 | 0 | 0 | 0 | 0 | 0 | 0 | 0 |  | 0 | 0 | 0 | 0 |  | 0 | 0 | 0 | 0 | 0
1967-10-07 | 1967 | 10 | 7 | 0 | 0 | 0 | 0 | 0 | 0 | 0 | 0 | 0 | 0 | 0 | 0 | 0 | 0 | 0 | 0 | 0 | 0 | 0 | 0 | 0 | 0 | 0 | 0 |  | 0 | 0 | 0 | 0 |  | 0 | 0 | 0 | 0 | 0
1967-10-08 | 1967 | 10 | 8 | 0 | 0 | 0 | 0 | 0 | 0 | 0 | 0 | 0 | 0 | 0 | 0 | 0 | 0 | 0 | 0 | 0 | 0 | 0 | 0 | 0 | 0 | 0 | 0 |  | 0 | 0 | 0 | 0 |  | 0 | 0 | 0 | 0 | 0
1967-10-09 | 1967 | 10 | 9 | 0 | 0 | 0 | 0 | 0 | 0 | 0 | 0 | 0 | 0 | 0 | 0 | 0 | 0 | 0 | 0 | 0 | 0 | 0 | 0 | 0 | 0 | 0 | 0 |  | 0 | 0 | 0 | 0 |  | 0 | 0 | 0 | 0 | 0
1967-10-10 | 1967 | 10 | 10 | 0 | 0 | 0 | 0 | 0 | 0 | 0 | 0 | 0 | 0 | 0 | 0 | 0 | 0 | 0 | 0 | 0 | 0 | 0 | 0 | 0 | 0 | 0 | 0 |  | 0 | 0 | 0 | 0 |  | 0 | 0 | 0 | 0 | 0
1967-10-11 | 1967 | 10 | 11 | 0 | 0 | 0 | 0 | 0 | 0 | 0 | 0 | 0 | 0 | 0 | 0 | 0 | 0 | 0 | 0 | 0 | 0 | 0 | 0 | 0 | 0 | 0 | 0 |  | 0 | 0 | 0 | 0 |  | 0 | 0 | 0 | 0 | 0
1967-10-12 | 1967 | 10 | 12 | 0 | 0 | 0 | 0 | 0 | 0 | 0 | 0 | 0 | 0.5 | 1.3 | 0 | 0 | 0 | 0 | 0 | 0 | 0 | 0 | 0 | 0 | 0 | 0 | 0 |  | 1.8 | 1.8 | 1.8 | 0 |  | 0 | 0 | 0 | 0 | 0
1967-10-13 | 1967 | 10 | 13 | 0 | 0 | 0 | 0 | 0 | 0 | 0 | 0 | 0 | 0 | 0 | 0 | 0 | 0 | 0 | 0 | 0 | 0 | 0 | 0 | 0 | 0 | 0 | 0 |  | 0 | 0 | 0 | 0 |  | 0 | 0 | 0 | 0 | 0
1967-10-14 | 1967 | 10 | 14 | 0 | 0 | 0 | 0 | 0 | 0 | 0 | 0 | 0 | 0 | 0 | 0 | 0 | 0 | 0 | 0 | 0 | 0 | 0 | 0.3 | 0 | 0 | 0 | 0 |  | 0.3 | 0.3 | 0.3 | 0 |  | 0 | 0 | 0 | 0 | 0
1967-10-15 | 1967 | 10 | 15 | 0 | 0 | 0 | 0 | 0 | 0 | 0 | 0 | 0 | 0 | 0 | 0 | 0 | 0 | 0 | 0 | 0 | 0 | 0 | 0 | 0 | 0 | 0 | 0 |  | 0 | 0 | 0 | 0 |  | 0 | 0 | 0 | 0 | 0
1967-10-16 | 1967 | 10 | 16 | 0 | 0 | 0 | 0 | 0 | 0 | 0 | 0 | 0 | 0 | 0 | 0 | 0 | 0 | 0 | 0 | 0 | 0 | 0 | 0 | 0 | 0 | 0 | 0 |  | 0 | 0 | 0 | 0 |  | 0 | 0 | 0 | 0 | 0
1967-10-17 | 1967 | 10 | 17 | 0 | 0 | 0 | 0 | 0 | 0 | 0 | 0 | 0 | 0 | 0 | 0 | 0 | 0 | 0 | 0 | 0 | 0 | 0 | 0 | 0 | 0 | 0 | 0 |  | 0 | 0 | 0 | 0 |  | 0 | 0 | 0 | 0 | 0
1967-10-18 | 1967 | 10 | 18 | 0 | 0 | 0 | 0 | 0 | 0 | 0 | 0 | 0 | 0 | 0 | 0 | 0 | 0 | 0 | 0 | 0 | 0 | 0 | 0 | 0 | 0 | 0 | 0 |  | 0 | 0 | 0 | 0 |  | 0 | 0 | 0 | 0 | 0
1967-10-19 | 1967 | 10 | 19 | 1.3 | 0 | 0 | 0 | 0 | 0 | 0 | 0 | 0 | 0 | 0 | 0 | 0 | 0 | 0 | 0 | 0 | 0 | 0 | 0 | 0 | 0 | 0 | 0 |  | 1.3 | 1.3 | 1.3 | 0 |  | 0 | 0 | 0 | 0 | 0
1967-10-20 | 1967 | 10 | 20 | 0 | 0 | 0 | 0 | 0 | 0 | 0 | 0 | 0 | 0 | 0 | 0 | 0 | 0 | 0 | 0 | 0 | 0 | 0 | 0 | 0 | 0 | 0 | 0 |  | 0 | 0 | 0 | 0 |  | 0 | 0 | 0 | 0 | 0
1967-10-21 | 1967 | 10 | 21 | 0 | 0 | 0 | 0 | 0 | 0 | 0 | 0 | 0 | 0 | 0 | 0 | 0 | 0 | 0 | 0 | 0 | 0 | 0 | 0 | 0 | 0 | 0 | 0 |  | 0 | 0 | 0 | 0 |  | 0 | 0 | 0 | 0 | 0
1967-10-22 | 1967 | 10 | 22 | 0 | 0 | 0 | 0 | 0 | 0 | 0 | 0 | 0 | 0 | 0 | 0 | 0 | 0 | 0 | 0 | 0 | 0 | 0 | 0 | 0 | 0 | 0 | 0 |  | 0 | 0 | 0 | 0 |  | 0 | 0 | 0 | 0 | 0
1967-10-23 | 1967 | 10 | 23 | 0 | 0 | 0 | 0 | 0 | 0 | 0 | 0 | 0 | 0 | 0 | 0 | 0 | 0 | 0 | 0 | 0 | 0 | 0 | 0 | 0 | 0 | 0 | 0 |  | 0 | 0 | 0 | 0 |  | 0 | 0 | 0 | 0 | 0
1967-10-24 | 1967 | 10 | 24 | 0 | 0 | 0 | 0 | 0 | 0 | 0 | 0 | 0 | 0 | 0 | 0 | 0 | 0 | 0 | 0 | 0 | 0 | 0 | 0 | 0 | 0 | 0 | 0 |  | 0 | 0 | 0 | 0 |  | 0 | 0 | 0 | 0 | 0
1967-10-25 | 1967 | 10 | 25 | 0 | 0 | 0 | 0 | 0 | 0 | 0 | 0 | 0 | 0 | 0 | 0 | 0 | 0 | 0 | 0 | 0 | 0 | 0 | 0 | 0 | 0 | 0 | 0 |  | 0 | 0 | 0 | 0 |  | 0 | 0 | 0 | 0 | 0
1967-10-26 | 1967 | 10 | 26 | 0 | 0 | 0 | 0 | 0 | 0 | 0 | 0 | 0 | 0 | 0 | 0 | 0 | 0 | 0 | 0 | 0 | 0 | 0 | 0 | 0 | 0 | 0 | 0 |  | 0 | 0 | 0 | 0 |  | 0 | 0 | 0 | 0 | 0
1967-10-27 | 1967 | 10 | 27 | 0 | 0 | 0 | 0 | 0 | 0 | 0 | 0 | 0 | 0 | 0 | 0 | 0 | 0 | 0 | 0 | 0 | 0 | 0 | 0 | 0 | 0 | 0 | 0 |  | 0 | 0 | 0 | 0 |  | 0 | 0 | 0 | 0 | 0
1967-10-28 | 1967 | 10 | 28 | 0 | 0 | 0 | 0 | 0 | 0 | 0 | 0.1 | 0.1 | 0.1 | 0 | 0 | 0 | 0 | 0 | 0 | 0 | 0 | 0 | 0 | 0 | 0 | 0 | 0 |  | 0.3 | 0.3 | 0.3 | 5.5511e-17 |  | 0 | 0 | 0 | 0 | 0
1967-10-29 | 1967 | 10 | 29 | 0 | 0 | 0 | 0 | 0 | 0 | 0 | 0 | 0 | 0 | 0 | 0 | 0 | 0 | 0 | 0 | 0 | 0 | 0 | 0 | 0 | 0 | 0 | 0 |  | 0 | 0 | 0 | 0 |  | 0 | 0 | 0 | 0 | 0
1967-10-30 | 1967 | 10 | 30 | 0 | 0 | 0 | 0 | 0 | 0 | 0 | 0 | 0 | 0 | 0 | 0 | 0 | 0 | 0 | 0 | 0 | 0 | 0 | 0 | 0 | 0 | 0 | 0 |  | 0 | 0 | 0 | 0 |  | 0 | 0 | 0 | 0 | 0
1967-10-31 | 1967 | 10 | 31 | 0 | 0 | 0 | 0 | 0 | 0 | 0 | 0.5 | 0.5 | 0.5 | 0.5 | 0.5 | 0.5 | 0.6 | 0.5 | 0 | 0 | 0 | 0 | 0.5 | 0.5 | 0.5 | 0.5 | 0.5 |  | 6.6 | 6.6 | 6.6 | 0 |  | 0 | 0 | 0 | 0 | 0
1967-11-01 | 1967 | 11 | 1 | 0.1 | 0.2 | 0.1 | 0.1 | 0.1 | 0.2 | 0.1 | 0.1 | 0.1 | 0 | 0 | 0 | 0 | 0 | 0 | 0 | 0 | 0 | 0.2 | 0.1 | 0 | 0 | 0 | 0.1 |  | 1.5 | 1.5 | 1.5 | 2.2204e-16 |  | 0 | 0 | 0 | 0 | 0
1967-11-02 | 1967 | 11 | 2 | 0.1 | 0 | 0.1 | 0.1 | 0.1 | 0 | 0.1 | 0 | 0 | 0 | 0 | 0 | 0 | 0 | 0 | 0 | 0 | 0 | 0 | 0 | 0 | 0 | 0 | 0 |  | 0.5 | 0.5 | 0.5 | 0 |  | 0 | 0 | 0 | 0 | 0
1967-11-03 | 1967 | 11 | 3 | 0 | 0 | 0 | 0 | 0 | 0 | 0 | 0 | 0 | 0 | 0 | 0 | 0 | 0 | 0 | 0 | 0 | 0 | 0 | 0 | 0 | 0 | 0 | 0 |  | 0 | 0 | 0 | 0 |  | 0 | 0 | 0 | 0 | 0
1967-11-04 | 1967 | 11 | 4 | 0 | 0 | 0 | 0 | 0 | 0 | 0 | 0 | 0 | 0 | 0 | 0 | 0 | 0 | 0 | 0 | 0 | 0 | 0 | 0 | 0 | 0 | 0 | 0 |  | 0 | 0 | 0 | 0 |  | 0 | 0 | 0 | 0 | 0
1967-11-05 | 1967 | 11 | 5 | 0 | 0 | 0 | 0 | 0 | 0 | 0 | 0 | 0 | 0 | 0 | 0 | 0 | 0 | 0 | 0 | 0 | 0 | 0 | 0 | 0 | 0 | 0 | 0 |  | 0 | 0 | 0 | 0 |  | 0 | 0 | 0 | 0 | 0
1967-11-06 | 1967 | 11 | 6 | 0 | 0 | 0 | 0 | 0 | 0 | 0 | 0 | 0 | 0 | 0 | 0 | 0 | 0 | 0 | 0 | 0 | 0 | 0 | 0 | 0 | 0 | 0 | 0 |  | 0 | 0 | 0 | 0 |  | 0 | 0 | 0 | 0 | 0
1967-11-07 | 1967 | 11 | 7 | 0 | 0 | 0 | 0 | 0 | 0 | 0 | 0 | 0 | 0 | 0 | 0 | 0 | 0 | 0 | 0 | 0 | 0 | 0 | 0 | 0 | 0 | 0 | 0 |  | 0 | 0 | 0 | 0 |  | 0 | 0 | 0 | 0 | 0
1967-11-08 | 1967 | 11 | 8 | 0 | 0 | 0 | 0 | 0 | 0 | 0 | 0 | 0 | 0 | 0 | 0 | 0 | 0 | 0 | 0 | 0 | 0 | 0 | 0 | 0 | 0 | 0 | 0 |  | 0 | 0 | 0 | 0 |  | 0 | 0 | 0 | 0 | 0
1967-11-09 | 1967 | 11 | 9 | 0 | 0 | 0 | 0 | 0 | 0 | 0 | 0 | 0 | 0 | 0 | 0 | 0 | 0 | 0 | 0 | 0 | 0 | 0 | 0 | 0 | 0 | 0 | 0 |  | 0 | 0 | 0 | 0 |  | 0 | 0 | 0 | 0 | 0
1967-11-10 | 1967 | 11 | 10 | 0 | 0 | 0 | 0 | 0 | 0 | 0 | 0 | 0 | 0 | 0 | 0 | 0 | 0 | 0 | 0 | 0 | 0 | 0 | 0 | 0 | 0 | 0 | 0 |  | 0 | 0 | 0 | 0 |  | 0 | 0 | 0 | 0 | 0
1967-11-11 | 1967 | 11 | 11 | 0 | 0 | 0 | 0 | 0 | 0 | 0 | 0 | 0 | 0 | 0 | 0 | 0 | 0 | 0 | 0 | 0 | 0 | 0 | 0 | 0 | 0 | 0 | 0 |  | 0 | 0 | 0 | 0 |  | 0 | 0 | 0 | 0 | 0
1967-11-12 | 1967 | 11 | 12 | 0 | 0 | 0 | 0 | 0 | 0 | 0 | 0 | 0 | 0 | 0 | 0 | 0 | 0 | 0 | 0 | 0 | 0 | 0 | 0 | 0 | 0 | 0 | 0 |  | 0 | 0 | 0 | 0 |  | 0 | 0 | 0 | 0 | 0
1967-11-13 | 1967 | 11 | 13 | 0 | 0 | 0 | 0 | 0 | 0 | 0 | 0 | 0 | 0 | 0 | 0 | 0 | 0 | 0 | 0 | 0 | 0 | 0 | 0 | 0 | 0 | 0 | 0 |  | 0 | 0 | 0 | 0 |  | 0 | 0 | 0 | 0 | 0
1967-11-14 | 1967 | 11 | 14 | 0 | 0 | 0 | 0 | 0 | 0 | 0 | 0 | 0 | 0 | 0 | 0 | 0 | 0 | 0 | 0 | 0 | 0 | 0 | 0 | 0 | 0 | 0 | 0 |  | 0 | 0 | 0 | 0 |  | 0 | 0 | 0 | 0 | 0
1967-11-15 | 1967 | 11 | 15 | 0 | 0 | 0 | 0 | 0 | 0 | 0 | 0 | 0 | 0 | 0 | 0 | 0 | 0 | 0 | 0 | 0 | 0 | 0 | 0 | 0 | 0 | 0 | 0 |  | 0 | 0 | 0 | 0 |  | 0 | 0 | 0 | 0 | 0
1967-11-16 | 1967 | 11 | 16 | 0 | 0 | 0 | 0 | 0 | 0 | 0 | 0 | 0 | 0 | 0 | 0 | 0 | 0 | 0 | 0 | 0 | 0 | 0 | 0 | 0 | 0 | 0 | 0 |  | 0 | 0 | 0 | 0 |  | 0 | 0 | 0 | 0 | 0
1967-11-17 | 1967 | 11 | 17 | 0 | 0 | 0 | 0 | 0 | 0 | 0 | 0 | 0 | 0 | 0 | 0 | 0 | 0 | 0 | 0 | 0 | 0 | 0 | 0 | 0 | 0 | 0 | 0 |  | 0 | 0 | 0 | 0 |  | 0 | 0 | 0 | 0 | 0
1967-11-18 | 1967 | 11 | 18 | 0 | 0 | 0 | 0 | 0 | 0 | 0 | 0 | 0 | 0 | 0 | 0 | 0 | 0 | 0 | 0 | 0 | 0 | 0 | 0 | 0 | 0 | 0 | 0 |  | 0 | 0 | 0 | 0 |  | 0 | 0 | 0 | 0 | 0
1967-11-19 | 1967 | 11 | 19 | 0 | 0 | 0 | 0 | 0 | 0 | 0 | 0 | 0 | 0 | 0 | 0 | 0 | 0 | 0 | 0 | 0 | 0 | 0 | 0 | 0 | 0 | 0 | 0 |  | 0 | 0 | 0 | 0 |  | 0 | 0 | 0 | 0 | 0
1967-11-20 | 1967 | 11 | 20 | 0 | 0 | 0 | 0 | 0.2 | 0 | 0.3 | 0.2 | 0.2 | 0.2 | 0 | 0.3 | 0.2 | 0.2 | 0.3 | 0.2 | 0.2 | 0.2 | 0.3 | 0.2 | 0.2 | 0.2 | 0.3 | 0.2 |  | 4.1 | 4.1 | 4.1 | 8.8818e-16 |  | 0 | 0 | 0 | 0 | 0
1967-11-21 | 1967 | 11 | 21 | 0 | 0 | 0 | 0 | 0 | 0 | 0 | 0 | 0 | 0 | 0 | 0 | 0 | 0 | 0 | 0 | 0 | 0 | 0 | 0 | 0 | 0 | 0 | 0 |  | 0 | 0 | 0 | 0 |  | 0 | 0 | 0 | 0 | 0
1967-11-22 | 1967 | 11 | 22 | 0.1 | 0 | 0.1 | 0 | 0 | 0 | 0 | 0 | 0 | 0 | 0.1 | 0 | 0 | 0 | 0 | 0 | 0 | 0 | 0 | 0 | 0 | 0 | 0 | 0 |  | 0.3 | 0.3 | 0.3 | 5.5511e-17 |  | 0 | 0 | 0 | 0 | 0
1967-11-23 | 1967 | 11 | 23 | 0 | 0 | 0 | 0 | 0 | 0 | 0 | 0 | 0 | 0 | 0 | 0 | 0 | 0 | 0 | 0 | 0 | 0 | 0 | 0 | 0 | 0 | 0 | 0 |  | 0 | 0 | 0 | 0 |  | 0 | 0 | 0 | 0 | 0
1967-11-24 | 1967 | 11 | 24 | 0 | 0 | 0 | 0 | 0 | 0 | 0 | 0 | 0 | 0 | 0 | 0 | 0 | 0 | 0 | 0 | 0 | 0 | 0 | 0 | 0 | 0 | 0 | 0 |  | 0 | 0 | 0 | 0 |  | 0 | 0 | 0 | 0 | 0
1967-11-25 | 1967 | 11 | 25 | 0 | 0 | 0 | 0 | 0 | 0 | 0 | 0 | 0 | 0 | 0 | 0 | 0 | 0 | 0 | 0 | 0 | 0 | 0 | 0 | 0 | 0 | 0 | 0 |  | 0 | 0 | 0 | 0 |  | 0 | 0 | 0 | 0 | 0
1967-11-26 | 1967 | 11 | 26 | 0 | 0 | 0 | 0 | 0 | 0 | 0 | 0 | 0 | 0 | 0 | 0 | 0 | 0 | 0 | 0 | 0 | 0 | 0 | 0 | 0 | 0 | 0 | 0 |  | 0 | 0 | 0 | 0 |  | 0 | 0 | 0 | 0 | 0
1967-11-27 | 1967 | 11 | 27 | 0 | 0 | 0 | 0 | 0 | 0 | 0 | 0 | 0 | 0 | 0 | 0 | 0 | 0 | 0 | 0 | 0 | 0 | 0 | 0 | 0 | 0 | 0 | 0 |  | 0 | 0 | 0 | 0 |  | 0 | 0 | 0 | 0 | 0
1967-11-28 | 1967 | 11 | 28 | 0 | 0 | 0 | 0 | 0 | 0 | 0 | 0 | 0 | 0 | 0 | 0 | 0 | 0 | 0 | 0 | 0 | 0 | 0 | 0 | 0 | 0 | 0 | 0 |  | 0 | 0 | 0 | 0 |  | 0 | 0 | 0 | 0 | 0
1967-11-29 | 1967 | 11 | 29 | 0 | 0 | 0 | 0 | 0 | 0 | 0 | 0 | 0 | 0 | 0 | 0 | 0 | 0 | 0 | 0 | 0 | 0 | 0 | 0 | 0 | 0 | 0 | 0 |  | 0 | 0 | 0 | 0 |  | 0 | 0 | 0 | 0 | 0
1967-11-30 | 1967 | 11 | 30 | 0 | 0 | 0 | 0 | 0 | 0 | 0 | 0 | 0 | 0 | 0 | 0 | 0 | 0 | 0 | 0 | 0 | 0 | 0 | 0 | 0 | 0 | 0 | 0 |  | 0 | 0 | 0 | 0 |  | 0 | 0 | 0 | 0 | 0
1967-12-01 | 1967 | 12 | 1 | 0 | 0 | 0 | 0 | 0 | 0 | 0 | 0 | 0 | 0 | 0 | 0 | 0 | 0 | 0 | 0 | 0 | 0 | 0 | 0 | 0 | 0 | 0 | 0 |  | 0 | 0 | 0 | 0 |  | 0 | 0 | 0 | 0 | 0
1967-12-02 | 1967 | 12 | 2 | 0 | 0 | 0 | 0 | 0 | 0 | 0 | 0 | 0 | 0 | 0 | 0 | 0 | 0 | 0 | 0 | 0 | 0 | 0 | 0 | 0 | 0 | 0 | 0 |  | 0 | 0 | 0 | 0 |  | 0 | 0 | 0 | 0 | 0
1967-12-03 | 1967 | 12 | 3 | 0 | 0 | 0 | 0 | 0 | 0 | 0 | 0 | 0 | 0 | 0 | 0 | 0 | 0 | 0 | 0 | 0 | 0 | 0 | 0 | 0 | 0 | 0 | 0 |  | 0 | 0 | 0 | 0 |  | 0 | 0 | 0 | 0 | 0
1967-12-04 | 1967 | 12 | 4 | 0 | 0 | 0 | 0 | 0 | 0 | 0 | 0 | 0 | 0 | 0 | 0 | 0 | 0 | 0 | 0 | 0 | 0 | 0 | 0 | 0 | 0 | 0 | 0 |  | 0 | 0 | 0 | 0 |  | 0 | 0 | 0 | 0 | 0
1967-12-05 | 1967 | 12 | 5 | 0 | 0 | 0 | 0 | 0 | 0 | 0 | 0 | 0 | 0 | 0 | 0 | 0 | 0 | 0 | 0 | 0 | 0 | 0 | 0 | 0 | 0 | 0 | 0 |  | 0 | 0 | 0 | 0 |  | 0 | 0 | 0 | 0 | 0
1967-12-06 | 1967 | 12 | 6 | 0 | 0 | 0 | 0 | 0 | 0 | 0 | 0 | 0 | 0 | 0 | 0 | 0 | 0 | 0 | 0 | 0 | 0 | 0 | 0 | 0 | 0 | 0 | 0 |  | 0 | 0 | 0 | 0 |  | 0 | 0 | 0 | 0 | 0
1967-12-07 | 1967 | 12 | 7 | 0 | 0 | 0 | 0 | 0 | 0 | 0 | 0 | 0 | 0 | 0 | 0 | 0 | 0 | 0 | 0 | 0 | 0 | 0 | 0 | 0 | 0 | 0 | 0 |  | 0 | 0 | 0 | 0 |  | 0 | 0 | 0 | 0 | 0
1967-12-08 | 1967 | 12 | 8 | 0 | 0 | 0 | 0 | 0 | 0 | 0 | 0 | 0 | 0 | 0 | 0 | 0 | 0 | 0 | 0 | 0 | 0 | 0 | 0 | 0 | 0 | 0 | 0 |  | 0 | 0 | 0 | 0 |  | 0 | 0 | 0 | 0 | 0
1967-12-09 | 1967 | 12 | 9 | 0 | 0 | 0 | 0 | 0 | 0 | 0 | 0 | 0 | 0 | 0 | 0 | 0 | 0 | 0 | 0 | 0 | 0 | 0 | 0 | 0 | 0 | 0 | 0 |  | 0 | 0 | 0 | 0 |  | 0 | 0 | 0 | 0 | 0
1967-12-10 | 1967 | 12 | 10 | 0 | 0 | 0 | 0 | 0 | 0 | 0 | 0 | 0 | 0 | 0 | 0 | 0 | 0 | 0 | 0 | 0 | 0 | 0 | 0.4 | 0.3 | 0.4 | 0.7 | 1 |  | 2.8 | 2.8 | 2.8 | 0 |  | 0 | 0 | 0 | 0 | 0
1967-12-11 | 1967 | 12 | 11 | 0.5 | 0.4 | 0.5 | 0.4 | 0 | 0 | 0 | 0 | 0 | 0 | 0 | 0 | 0 | 0 | 0 | 0 | 0 | 0 | 0 | 0 | 0 | 0 | 0 | 0 |  | 1.8 | 1.8 | 1.8 | 2.2204e-16 |  | 0 | 0 | 0 | 0 | 0
1967-12-12 | 1967 | 12 | 12 | 0 | 0 | 0 | 0 | 0 | 0 | 0 | 0 | 0 | 0 | 0 | 0 | 0 | 0 | 0 | 0 | 0 | 0 | 0 | 0 | 0 | 0 | 0 | 0 |  | 0 | 0 | 0 | 0 |  | 0 | 0 | 0 | 0 | 0
1967-12-13 | 1967 | 12 | 13 | 0 | 0 | 0 | 0 | 0 | 0 | 0 | 0 | 0 | 0 | 0 | 0 | 0 | 0 | 0 | 0 | 0 | 0 | 0 | 0 | 0 | 0 | 0 | 0 |  | 0 | 0 | 0 | 0 |  | 0 | 0 | 0 | 0 | 0
1967-12-14 | 1967 | 12 | 14 | 0 | 0 | 0 | 0 | 0 | 0 | 0 | 0 | 0 | 0 | 0 | 0 | 0 | 0 | 0 | 0 | 0 | 0 | 0 | 0 | 0 | 0 | 0 | 0 |  | 0 | 0 | 0 | 0 |  | 0 | 0 | 0 | 0 | 0
1967-12-15 | 1967 | 12 | 15 | 0 | 0 | 0 | 0 | 0 | 0 | 0 | 0 | 0 | 0 | 0 | 0 | 0 | 0 | 0 | 0 | 0 | 0 | 0 | 0 | 0 | 0 | 0 | 0 |  | 0 | 0 | 0 | 0 |  | 0 | 0 | 0 | 0 | 0
1967-12-16 | 1967 | 12 | 16 | 0 | 0 | 0 | 0 | 0 | 0 | 0 | 0 | 0.1 | 0 | 0.1 | 0 | 0.1 | 0 | 0.1 | 0 | 0.1 | 0 | 0.1 | 0 | 0.1 | 0 | 0.1 | 0 |  | 0.8 | 0.8 | 0.8 | 1.1102e-16 |  | 0 | 0 | 0 | 0 | 0
1967-12-17 | 1967 | 12 | 17 | 0 | 0 | 0.1 | 0 | 0 | 0 | 0.1 | 0 | 0 | 0 | 0 | 0 | 0.1 | 0 | 0 | 0 | 0 | 0.1 | 0 | 0 | 0 | 0.1 | 0 | 0 |  | 0.5 | 0.5 | 0.5 | 0 |  | 0 | 0 | 0 | 0 | 0
1967-12-18 | 1967 | 12 | 18 | 0 | 0 | 0 | 0 | 0 | 0 | 0 | 0 | 0 | 0 | 0 | 0 | 0 | 0 | 0 | 0 | 0 | 0 | 0 | 0 | 0 | 0 | 0 | 0 |  | 0 | 0 | 0 | 0 |  | 0 | 0 | 0 | 0 | 0
1967-12-19 | 1967 | 12 | 19 | 0 | 0 | 0 | 0.1 | 0 | 0 | 0 | 0 | 0 | 0 | 0 | 0.1 | 0 | 0 | 0 | 0 | 0 | 0 | 0 | 0 | 0.1 | 0 | 0 | 0 |  | 0.3 | 0.3 | 0.3 | 5.5511e-17 |  | 0 | 0 | 0 | 0 | 0
1967-12-20 | 1967 | 12 | 20 | 0 | 0 | 0.1 | 0 | 0 | 0 | 0.1 | 0 | 0 | 0 | 0.1 | 0 | 0 | 0 | 0 | 0 | 0 | 0 | 0 | 0 | 0 | 0 | 0 | 0 |  | 0.3 | 0.3 | 0.3 | 5.5511e-17 |  | 0 | 0 | 0 | 0 | 0
1967-12-21 | 1967 | 12 | 21 | 0 | 0 | 0 | 0 | 0 | 0 | 0 | 0 | 0 | 0 | 0 | 0 | 0 | 0 | 0 | 0 | 0 | 0 | 0 | 0 | 0 | 0 | 0 | 0 |  | 0 | 0 | 0 | 0 |  | 0 | 0 | 0 | 0 | 0
1967-12-22 | 1967 | 12 | 22 | 0 | 0 | 0 | 0 | 0 | 0 | 0 | 0 | 0 | 0 | 0 | 0 | 0 | 0 | 0 | 0 | 0 | 0 | 0 | 0 | 0 | 0 | 0 | 0 |  | 0 | 0 | 0 | 0 |  | 0 | 0 | 0 | 0 | 0
1967-12-23 | 1967 | 12 | 23 | 0 | 0 | 0 | 0 | 0 | 0 | 0 | 0 | 0 | 0 | 0 | 0 | 0 | 0 | 0 | 0 | 0 | 0 | 0 | 0 | 0 | 0 | 0 | 0 |  | 0 | 0 | 0 | 0 |  | 0 | 0 | 0 | 0 | 0
1967-12-24 | 1967 | 12 | 24 | 0 | 0.2 | 0.1 | 0 | 0 | 0 | 0 | 0 | 0 | 0 | 0 | 0 | 0 | 0 | 0 | 0 | 0 | 0 | 0 | 0 | 0 | 0 | 0 | 0 |  | 0.3 | 0.3 | 0.3 | 5.5511e-17 |  | 0 | 0 | 0 | 0 | 0
1967-12-25 | 1967 | 12 | 25 | 0 | 0 | 0 | 0 | 0 | 0 | 0 | 0 | 0 | 0 | 0 | 0 | 0 | 0 | 0 | 0 | 0 | 0 | 0 | 0 | 0 | 0 | 0 | 0 |  | 0 | 0 | 0 | 0 |  | 0 | 0 | 0 | 0 | 0
1967-12-26 | 1967 | 12 | 26 | 0.8 | 0.7 | 0.4 | 0.4 | 0.3 | 0.4 | 0 | 0 | 0 | 0 | 0 | 0 | 0 | 0 | 0 | 0 | 0 | 0 | 0 | 0 | 0 | 0 | 0 | 0 |  | 3 | 3 | 3 | 4.4409e-16 |  | 0 | 0 | 0 | 0 | 0
1967-12-27 | 1967 | 12 | 27 | 0 | 0 | 0 | 0 | 0 | 0 | 0.1 | 0.1 | 0 | 0 | 0 | 0.2 | 0.2 | 0.1 | 0.1 | 0.1 | 0.3 | 0.1 | 0.1 | 0.1 | 0.1 | 0.2 | 0.1 | 0.1 |  | 2 | 2 | 2 | 4.4409e-16 |  | 0 | 0 | 0 | 0 | 0
1967-12-28 | 1967 | 12 | 28 | 0.1 | 0 | 0 | 0 | 0 | 0 | 0 | 0.1 | 0 | 0 | 0 | 0.1 | 0 | 0 | 0 | 0 | 0 | 0 | 0 | 0.1 | 0 | 0 | 0.1 | 0 |  | 0.5 | 0.5 | 0.5 | 0 |  | 0 | 0 | 0 | 0 | 0
1967-12-29 | 1967 | 12 | 29 | 0.1 | 0 | 0.1 | 0.1 | 0.1 | 0.1 | 0.2 | 0.1 | 0.1 | 0.1 | 0.1 | 0.1 | 0.1 | 0.1 | 0.1 | 0.1 | 0.1 | 0.1 | 0.2 | 0.1 | 0.1 | 0.1 | 0.1 | 0.1 |  | 2.5 | 2.5 | 2.5 | 8.8818e-16 |  | 0 | 0 | 0 | 0 | 0
1967-12-30 | 1967 | 12 | 30 | 0 | 0 | 0.1 | 0 | 0 | 0 | 0.1 | 0 | 0 | 0 | 0 | 0 | 0 | 0 | 0 | 0 | 0 | 0 | 0 | 0 | 0 | 0.1 | 0 | 0 |  | 0.3 | 0.3 | 0.3 | 5.5511e-17 |  | 0 | 0 | 0 | 0 | 0
1967-12-31 | 1967 | 12 | 31 | 0 | 0 | 0 | 0 | 0.1 | 0 | 0 | 0 | 0.1 | 0 | 0 | 0 | 0 | 0 | 0 | 0 | 0 | 0 | 0 | 0 | 0 | 0.1 | 0 | 0 |  | 0.3 | 0.3 | 0.3 | 5.5511e-17 |  | 0 | 0 | 0 | 0 | 0
1968-01-01 | 1968 | 1 | 1 | 0 | 0.1 | 0 | 0 | 0 | 0.1 | 0 | 0 | 0 | 0.1 | 0 | 0 | 0 | 0.1 | 0 | 0 | 0 | 0 | 0 | 0 | 0 | 0.1 | 0 | 0 |  | 0.5 | 0.5 | 0.5 | 0 |  | 0 | 0 | 0 | 0 | 0
1968-01-02 | 1968 | 1 | 2 | 0 | 0 | 0 | 0 | 0 | 0 | 0 | 0 | 0 | 0 | 0 | 0 | 0 | 0 | 0 | 0 | 0 | 0 | 0 | 0 | 0 | 0 | 0 | 0 |  | 0 | 0 | 0 | 0 |  | 0 | 0 | 0 | 0 | 0
1968-01-03 | 1968 | 1 | 3 | 0.1 | 0.1 | 0.2 | 0.1 | 0.1 | 0.1 | 0.1 | 0.2 | 0.1 | 0.1 | 0.1 | 0.1 | 0.1 | 0.2 | 0.1 | 0.1 | 0 | 0 | 0 | 0.1 | 0.1 | 0.2 | 0.1 | 0.1 |  | 2.5 | 2.5 | 2.5 | 8.8818e-16 |  | 0 | 0 | 0 | 0 | 0
1968-01-04 | 1968 | 1 | 4 | 0 | 0.1 | 0 | 0 | 0 | 0 | 0 | 0.1 | 0 | 0 | 0 | 0 | 0 | 0 | 0 | 0.1 | 0 | 0 | 0 | 0 | 0 | 0 | 0 | 0 |  | 0.3 | 0.3 | 0.3 | 5.5511e-17 |  | 0 | 0 | 0 | 0 | 0
1968-01-05 | 1968 | 1 | 5 | 0.1 | 0 | 0.1 | 0 | 0.1 | 0 | 0.1 | 0 | 0.1 | 0 | 0.1 | 0 | 0.1 | 0 | 0 | 0 | 0 | 0 | 0 | 0 | 0 | 0 | 0 | 0.1 |  | 0.8 | 0.8 | 0.8 | 1.1102e-16 |  | 0 | 0 | 0 | 0 | 0
1968-01-06 | 1968 | 1 | 6 | 0 | 0 | 0 | 0 | 0 | 0 | 0 | 0 | 0 | 0 | 0 | 0 | 0 | 0 | 0 | 0 | 0 | 0 | 0 | 0 | 0 | 0 | 0 | 0 |  | 0 | 0 | 0 | 0 |  | 0 | 0 | 0 | 0 | 0
1968-01-07 | 1968 | 1 | 7 | 0 | 0 | 0 | 0.1 | 0 | 0.1 | 0 | 0 | 0 | 0 | 0.1 | 0 | 0.1 | 0.1 | 0 | 0 | 0 | 0 | 0.1 | 0 | 0.1 | 0 | 0 | 0.1 |  | 0.8 | 0.8 | 0.8 | 1.1102e-16 |  | 0 | 0 | 0 | 0 | 0
1968-01-08 | 1968 | 1 | 8 | 0 | 0 | 0.1 | 0 | 0.1 | 0 | 0.1 | 0 | 0 | 0 | 0 | 0 | 0 | 0 | 0 | 0 | 0 | 0 | 0 | 0 | 0 | 0 | 0 | 0 |  | 0.3 | 0.3 | 0.3 | 5.5511e-17 |  | 0 | 0 | 0 | 0 | 0
1968-01-09 | 1968 | 1 | 9 | 0 | 0 | 0 | 0 | 0 | 0 | 0 | 0 | 0.1 | 0.2 | 0.1 | 0.1 | 0.2 | 0.1 | 0 | 0 | 0 | 0 | 0 | 0 | 0 | 0 | 0 | 0 |  | 0.8 | 0.8 | 0.8 | 1.1102e-16 |  | 0 | 0 | 0 | 0 | 0
1968-01-10 | 1968 | 1 | 10 | 0 | 0.1 | 0 | 0 | 0 | 0.1 | 0 | 0 | 0 | 0 | 0.1 | 0 | 0 | 0 | 0 | 0 | 0 | 0 | 0 | 0 | 0 | 0 | 0 | 0 |  | 0.3 | 0.3 | 0.3 | 5.5511e-17 |  | 0 | 0 | 0 | 0 | 0
1968-01-11 | 1968 | 1 | 11 | 0 | 0 | 0 | 0 | 0 | 0 | 0 | 0 | 0 | 0 | 0 | 0 | 0 | 0 | 0 | 0 | 0 | 0 | 0 | 0 | 0 | 0 | 0 | 0 |  | 0 | 0 | 0 | 0 |  | 0 | 0 | 0 | 0 | 0
1968-01-12 | 1968 | 1 | 12 | 0 | 0 | 0 | 0 | 0 | 0 | 0 | 0 | 0 | 0 | 0 | 0 | 0 | 0 | 0 | 0 | 0 | 0 | 0 | 0 | 0 | 0 | 0 | 0 |  | 0 | 0 | 0 | 0 |  | 0 | 0 | 0 | 0 | 0
1968-01-13 | 1968 | 1 | 13 | 0 | 0 | 0 | 0 | 0 | 0 | 0 | 0 | 0 | 0 | 0 | 0 | 0 | 0 | 0 | 0 | 0 | 0 | 0 | 0 | 0 | 0 | 0 | 0 |  | 0 | 0 | 0 | 0 |  | 0 | 0 | 0 | 0 | 0
1968-01-14 | 1968 | 1 | 14 | 0 | 0 | 0 | 0 | 0 | 0 | 0 | 0 | 0 | 0 | 0 | 0 | 0 | 0 | 0 | 0 | 0 | 0 | 0 | 0 | 0 | 0 | 0 | 0 |  | 0 | 0 | 0 | 0 |  | 0 | 0 | 0 | 0 | 0
1968-01-15 | 1968 | 1 | 15 | 0 | 0 | 0 | 0 | 0 | 0 | 0 | 0 | 0 | 0 | 0 | 0 | 0 | 0 | 0 | 0 | 0 | 0 | 0 | 0 | 0 | 0 | 0 | 0 |  | 0 | 0 | 0 | 0 |  | 0 | 0 | 0 | 0 | 0
1968-01-16 | 1968 | 1 | 16 | 0 | 0 | 0 | 0 | 0 | 0 | 0 | 0 | 0 | 0 | 0 | 0 | 0 | 0 | 0 | 0 | 0 | 0 | 0 | 0 | 0 | 0 | 0 | 0 |  | 0 | 0 | 0 | 0 |  | 0 | 0 | 0 | 0 | 0
1968-01-17 | 1968 | 1 | 17 | 0 | 0 | 0 | 0 | 0 | 0 | 0 | 0 | 0 | 0 | 0 | 0 | 0 | 0 | 0 | 0 | 0 | 0 | 0 | 0 | 0 | 0 | 0 | 0 |  | 0 | 0 | 0 | 0 |  | 0 | 0 | 0 | 0 | 0
1968-01-18 | 1968 | 1 | 18 | 0 | 0 | 0 | 0 | 0 | 0 | 0 | 0 | 0 | 0 | 0 | 0 | 0 | 0 | 0 | 0 | 0 | 0 | 0 | 0 | 0 | 0 | 0 | 0 |  | 0 | 0 | 0 | 0 |  | 0 | 0 | 0 | 0 | 0
1968-01-19 | 1968 | 1 | 19 | 0 | 0 | 0 | 0 | 0 | 0 | 0 | 0 | 0 | 0 | 0 | 0 | 0 | 0 | 0 | 0 | 0 | 0 | 0 | 0 | 0 | 0 | 0 | 0 |  | 0 | 0 | 0 | 0 |  | 0 | 0 | 0 | 0 | 0
1968-01-20 | 1968 | 1 | 20 | 0 | 0 | 0 | 0 | 0 | 0 | 0 | 0 | 0 | 0 | 0 | 0 | 0 | 0 | 0 | 0 | 0 | 0 | 0 | 0 | 0 | 0 | 0 | 0 |  | 0 | 0 | 0 | 0 |  | 0 | 0 | 0 | 0 | 0
1968-01-21 | 1968 | 1 | 21 | 0 | 0 | 0 | 0 | 0 | 0 | 0 | 0 | 0 | 0 | 0 | 0 | 0 | 0 | 0 | 0 | 0 | 0 | 0 | 0 | 0 | 0 | 0 | 0 |  | 0 | 0 | 0 | 0 |  | 0 | 0 | 0 | 0 | 0
1968-01-22 | 1968 | 1 | 22 | 0 | 0 | 0 | 0 | 0 | 0 | 0 | 0 | 0 | 0 | 0 | 0 | 0 | 0 | 0 | 0 | 0 | 0 | 0 | 0 | 0 | 0 | 0 | 0 |  | 0 | 0 | 0 | 0 |  | 0 | 0 | 0 | 0 | 0
1968-01-23 | 1968 | 1 | 23 | 0 | 0 | 0 | 0 | 0 | 0 | 0 | 0 | 0 | 0 | 0 | 0 | 0 | 0 | 0 | 0 | 0 | 0 | 0 | 0 | 0 | 0 | 0 | 0 |  | 0 | 0 | 0 | 0 |  | 0 | 0 | 0 | 0 | 0
1968-01-24 | 1968 | 1 | 24 | 0 | 0 | 0 | 0 | 0 | 0 | 0 | 0 | 0 | 0 | 0 | 0 | 0 | 0.3 | 0.3 | 0.2 | 0.6 | 0.5 | 0.6 | 0.3 | 0.2 | 0.3 | 0.3 | 0 |  | 3.6 | 3.6 | 3.6 | 4.4409e-16 |  | 0 | 0 | 0 | 0 | 0
1968-01-25 | 1968 | 1 | 25 | 0.1 | 0 | 0.1 | 0.1 | 0 | 0 | 0 | 0 | 0 | 0 | 0 | 0 | 0 | 0 | 0 | 0.2 | 0 | 0.1 | 0.1 | 0 | 0.1 | 0.1 | 0 | 0.1 |  | 1 | 1 | 1 | 1.1102e-16 |  | 0 | 0 | 0 | 0 | 0
1968-01-26 | 1968 | 1 | 26 | 0 | 0 | 0 | 0.1 | 0 | 0 | 0 | 0 | 0 | 0 | 0.1 | 0 | 0 | 0 | 0 | 0 | 0 | 0 | 0 | 0 | 0.1 | 0 | 0 | 0 |  | 0.3 | 0.3 | 0.3 | 5.5511e-17 |  | 0 | 0 | 0 | 0 | 0
1968-01-27 | 1968 | 1 | 27 | 0 | 0 | 0 | 0 | 0 | 0 | 0 | 0 | 0 | 0 | 0 | 0 | 0 | 0 | 0 | 0 | 0 | 0 | 0 | 0 | 0 | 0 | 0 | 0 |  | 0 | 0 | 0 | 0 |  | 0 | 0 | 0 | 0 | 0
1968-01-28 | 1968 | 1 | 28 | 0 | 0 | 0 | 0 | 0 | 0 | 0 | 0 | 0 | 0 | 0 | 0 | 0 | 0 | 0 | 0 | 0 | 0 | 0 | 0 | 0 | 0 | 0 | 0 |  | 0 | 0 | 0 | 0 |  | 0 | 0 | 0 | 0 | 0
1968-01-29 | 1968 | 1 | 29 | 0 | 0 | 0 | 0 | 0 | 0 | 0 | 0 | 0 | 0 | 0 | 0 | 0 | 0 | 0 | 0 | 0 | 0 | 0 | 0 | 0 | 0 | 0 | 0 |  | 0 | 0 | 0 | 0 |  | 0 | 0 | 0 | 0 | 0
1968-01-30 | 1968 | 1 | 30 | 0 | 0 | 0 | 0 | 0 | 0 | 0.3 | 0.3 | 0.3 | 0.3 | 0.3 | 0.3 | 0.3 | 0 | 0 | 0 | 0 | 0 | 0.3 | 0.3 | 0.3 | 0.3 | 0 | 0 |  | 3.3 | 3.3 | 3.3 | 4.4409e-16 |  | 0 | 0 | 0 | 0 | 0
1968-01-31 | 1968 | 1 | 31 | 0 | 0 | 0 | 0 | 0 | 0 | 0 | 0 | 0 | 0 | 0 | 0 | 0 | 0 | 0 | 0 | 0 | 0 | 0 | 0 | 0 | 0 | 0 | 0 |  | 0 | 0 | 0 | 0 |  | 0 | 0 | 0 | 0 | 0
1968-02-01 | 1968 | 2 | 1 | 0 | 0 | 0 | 0 | 0 | 0 | 0 | 0 | 0 | 0 | 0 | 0 | 0 | 0 | 0 | 0 | 0 | 0 | 0 | 0 | 0 | 0 | 0 | 0 |  | 0 | 0 | 0 | 0 |  | 0 | 0 | 0 | 0 | 0
1968-02-02 | 1968 | 2 | 2 | 0 | 0 | 0 | 0 | 0 | 0 | 0 | 0 | 0 | 0 | 0 | 0 | 0 | 0 | 0 | 0 | 0 | 0 | 0 | 0 | 0 | 0 | 0 | 0 |  | 0 | 0 | 0 | 0 |  | 0 | 0 | 0 | 0 | 0
1968-02-03 | 1968 | 2 | 3 | 0 | 0 | 0 | 0 | 0 | 0 | 0 | 0 | 0 | 0 | 0 | 0 | 0 | 0 | 0 | 0 | 0 | 0 | 0 | 0 | 0 | 0 | 0 | 0 |  | 0 | 0 | 0 | 0 |  | 0 | 0 | 0 | 0 | 0
1968-02-04 | 1968 | 2 | 4 | 0 | 0 | 0 | 0 | 0 | 0 | 0 | 0 | 0 | 0 | 0 | 0 | 0 | 0 | 0 | 0 | 0 | 0 | 0 | 0 | 0 | 0 | 0 | 0 |  | 0 | 0 | 0 | 0 |  | 0 | 0 | 0 | 0 | 0
1968-02-05 | 1968 | 2 | 5 | 0 | 0 | 0 | 0 | 0 | 0 | 0 | 0 | 0 | 0 | 0 | 0 | 0 | 0 | 0 | 0 | 0 | 0 | 0 | 0 | 0 | 0 | 0 | 0 |  | 0 | 0 | 0 | 0 |  | 0 | 0 | 0 | 0 | 0
1968-02-06 | 1968 | 2 | 6 | 0 | 0 | 0 | 0 | 0 | 0 | 0 | 0 | 0 | 0 | 0 | 0 | 0 | 0 | 0 | 0 | 0 | 0 | 0 | 0 | 0 | 0 | 0 | 0 |  | 0 | 0 | 0 | 0 |  | 0 | 0 | 0 | 0 | 0
1968-02-07 | 1968 | 2 | 7 | 0 | 0 | 0 | 0 | 0 | 0 | 0 | 0 | 0 | 0 | 0 | 0 | 0 | 0 | 0 | 0 | 0 | 0 | 0 | 0 | 0 | 0 | 0 | 0 |  | 0 | 0 | 0 | 0 |  | 0 | 0 | 0 | 0 | 0
1968-02-08 | 1968 | 2 | 8 | 0 | 0 | 0 | 0 | 0 | 0 | 0 | 0 | 0 | 0 | 0 | 0 | 0 | 0 | 0 | 0 | 0 | 0 | 0 | 0 | 0 | 0 | 0 | 0 |  | 0 | 0 | 0 | 0 |  | 0 | 0 | 0 | 0 | 0
1968-02-09 | 1968 | 2 | 9 | 0 | 0 | 0 | 0 | 0 | 0 | 0 | 0 | 0 | 0 | 0 | 0 | 0 | 0 | 0 | 0 | 0 | 0 | 0 | 0 | 0 | 0 | 0 | 0 |  | 0 | 0 | 0 | 0 |  | 0 | 0 | 0 | 0 | 0
1968-02-10 | 1968 | 2 | 10 | 0 | 0 | 0 | 0 | 0 | 0 | 0 | 0 | 0 | 0 | 0 | 0 | 0 | 0 | 0 | 0 | 0 | 0 | 0 | 0 | 0 | 0 | 0 | 0 |  | 0 | 0 | 0 | 0 |  | 0 | 0 | 0 | 0 | 0
1968-02-11 | 1968 | 2 | 11 | 0 | 0 | 0 | 0 | 0 | 0 | 0 | 0 | 0 | 0 | 0 | 0 | 0 | 0 | 0 | 0 | 0 | 0 | 0 | 0 | 0 | 0 | 0 | 0 |  | 0 | 0 | 0 | 0 |  | 0 | 0 | 0 | 0 | 0
1968-02-12 | 1968 | 2 | 12 | 0 | 0 | 0 | 0 | 0 | 0 | 0 | 0 | 0 | 0 | 0 | 0 | 0 | 0 | 0 | 0 | 0 | 0 | 0 | 0 | 0 | 0 | 0 | 0 |  | 0 | 0 | 0 | 0 |  | 0 | 0 | 0 | 0 | 0
1968-02-13 | 1968 | 2 | 13 | 0 | 0.1 | 0 | 0.1 | 0 | 0 | 0.1 | 0 | 0 | 0.1 | 0 | 0.1 | 0 | 0 | 0 | 0 | 0 | 0 | 0 | 0 | 0 | 0 | 0 | 0 |  | 0.5 | 0.5 | 0.5 | 0 |  | 0 | 0 | 0 | 0 | 0
1968-02-14 | 1968 | 2 | 14 | 0 | 0 | 0 | 0 | 0 | 0 | 0 | 0 | 0 | 0 | 0 | 0 | 0 | 0 | 0 | 0 | 0 | 0 | 0 | 0 | 0 | 0 | 0 | 0 |  | 0 | 0 | 0 | 0 |  | 0 | 0 | 0 | 0 | 0
1968-02-15 | 1968 | 2 | 15 | 0 | 0 | 0 | 0 | 0 | 0 | 0 | 0 | 0 | 0 | 0 | 0 | 0 | 0 | 0 | 0 | 0 | 0 | 0 | 0 | 0 | 0 | 0 | 0 |  | 0 | 0 | 0 | 0 |  | 0 | 0 | 0 | 0 | 0
1968-02-16 | 1968 | 2 | 16 | 0 | 0.1 | 0 | 0 | 0.1 | 0 | 0 | 0.1 | 0 | 0 | 0.1 | 0 | 0.1 | 0 | 0 | 0.1 | 0 | 0 | 0 | 0.1 | 0 | 0 | 0.1 | 0 |  | 0.8 | 0.8 | 0.8 | 1.1102e-16 |  | 0 | 0 | 0 | 0 | 0
1968-02-17 | 1968 | 2 | 17 | 0 | 0 | 0 | 0 | 0 | 0 | 0 | 0 | 0 | 0 | 0 | 0 | 0 | 0 | 0 | 0 | 0 | 0 | 0 | 0 | 0 | 0 | 0 | 0 |  | 0 | 0 | 0 | 0 |  | 0 | 0 | 0 | 0 | 0
1968-02-18 | 1968 | 2 | 18 | 0 | 0 | 0 | 0 | 0.1 | 0 | 0 | 0.1 | 0 | 0 | 0.1 | 0 | 0 | 0 | 0 | 0 | 0 | 0 | 0 | 0 | 0 | 0 | 0 | 0 |  | 0.3 | 0.3 | 0.3 | 5.5511e-17 |  | 0 | 0 | 0 | 0 | 0
1968-02-19 | 1968 | 2 | 19 | 0 | 0 | 0.1 | 0 | 0 | 0 | 0 | 0.1 | 0 | 0 | 0 | 0.1 | 0 | 0 | 0 | 0 | 0.1 | 0 | 0 | 0 | 0 | 0.1 | 0 | 0 |  | 0.5 | 0.5 | 0.5 | 0 |  | 0 | 0 | 0 | 0 | 0
1968-02-20 | 1968 | 2 | 20 | 0 | 0 | 0.1 | 0 | 0 | 0 | 0 | 0 | 0.1 | 0 | 0 | 0 | 0 | 0 | 0 | 0 | 0 | 0 | 0 | 0 | 0 | 0.1 | 0 | 0 |  | 0.3 | 0.3 | 0.3 | 5.5511e-17 |  | 0 | 0 | 0 | 0 | 0
1968-02-21 | 1968 | 2 | 21 | 0 | 0 | 0 | 0 | 0 | 0 | 0 | 0 | 0 | 0 | 0 | 0 | 0 | 0 | 0 | 0 | 0 | 0 | 0 | 0 | 0 | 0 | 0 | 0 |  | 0 | 0 | 0 | 0 |  | 0 | 0 | 0 | 0 | 0
1968-02-22 | 1968 | 2 | 22 | 0 | 0 | 0 | 0 | 0 | 0 | 0 | 0 | 0 | 0 | 0 | 0 | 0 | 0 | 0 | 0 | 0 | 0 | 0 | 0 | 0 | 0 | 0 | 0 |  | 0 | 0 | 0 | 0 |  | 0 | 0 | 0 | 0 | 0
1968-02-23 | 1968 | 2 | 23 | 0 | 0 | 0 | 0 | 0 | 0 | 0 | 0 | 0 | 0 | 0 | 0 | 0 | 0 | 0 | 0 | 0 | 0 | 0 | 0 | 0 | 0 | 0 | 0 |  | 0 | 0 | 0 | 0 |  | 0 | 0 | 0 | 0 | 0
1968-02-24 | 1968 | 2 | 24 | 0 | 0 | 0 | 0 | 0 | 0 | 0 | 0 | 0 | 0 | 0 | 0 | 0 | 0 | 0 | 0 | 0 | 0 | 0 | 0 | 0 | 0 | 0 | 0 |  | 0 | 0 | 0 | 0 |  | 0 | 0 | 0 | 0 | 0
1968-02-25 | 1968 | 2 | 25 | 0 | 0 | 0 | 0 | 0 | 0 | 0 | 0 | 0 | 0 | 0 | 0 | 0 | 0 | 0 | 0 | 0 | 0 | 0 | 0 | 0 | 0 | 0 | 0 |  | 0 | 0 | 0 | 0 |  | 0 | 0 | 0 | 0 | 0
1968-02-26 | 1968 | 2 | 26 | 0 | 0 | 0 | 0 | 0 | 0 | 0 | 0 | 0 | 0 | 0 | 0 | 0 | 0 | 0 | 0 | 0 | 0 | 0 | 0 | 0 | 0 | 0 | 0 |  | 0 | 0 | 0 | 0 |  | 0 | 0 | 0 | 0 | 0
1968-02-27 | 1968 | 2 | 27 | 0 | 0 | 0 | 0 | 0 | 0 | 0 | 0 | 0 | 0 | 0 | 0 | 0 | 0 | 0 | 0 | 0 | 0 | 0 | 0 | 0 | 0 | 0 | 0 |  | 0 | 0 | 0 | 0 |  | 0 | 0 | 0 | 0 | 0
1968-02-28 | 1968 | 2 | 28 | 0 | 0 | 0 | 0 | 0 | 0 | 0 | 0 | 0 | 0 | 0 | 0 | 0 | 0 | 0 | 0 | 0 | 0 | 0 | 0 | 0 | 0 | 0 | 0 |  | 0 | 0 | 0 | 0 |  | 0 | 0 | 0 | 0 | 0
1968-02-29 | 1968 | 2 | 29 | 0 | 0 | 0 | 0 | 0 | 0 | 0 | 0 | 0 | 0 | 0 | 0 | 0 | 0 | 0 | 0 | 0 | 0 | 0 | 0 | 0 | 0 | 0 | 0 |  | 0 | 0 | 0 | 0 |  | 0 | 0 | 0 | 0 | 0
1968-03-01 | 1968 | 3 | 1 | 0 | 0 | 0 | 0 | 0 | 0 | 0 | 0 | 0 | 0 | 0 | 0 | 0 | 0 | 0 | 0 | 0 | 0 | 0 | 0 | 0 | 0 | 0 | 0 |  | 0 | 0 | 0 | 0 |  | 0 | 0 | 0 | 0 | 0
1968-03-02 | 1968 | 3 | 2 | 0 | 0 | 0 | 0 | 0 | 0 | 0 | 0 | 0 | 0 | 0 | 0 | 0 | 0 | 0 | 0 | 0 | 0 | 0 | 0 | 0 | 0 | 0 | 0 |  | 0 | 0 | 0 | 0 |  | 0 | 0 | 0 | 0 | 0
1968-03-03 | 1968 | 3 | 3 | 0 | 0 | 0 | 0 | 0 | 0 | 0 | 0 | 0 | 0 | 0 | 0 | 0 | 0 | 0 | 0 | 0 | 0 | 0 | 0 | 0 | 0 | 0 | 0 |  | 0 | 0 | 0 | 0 |  | 0 | 0 | 0 | 0 | 0
1968-03-04 | 1968 | 3 | 4 | 0 | 0 | 0 | 0 | 0 | 0 | 0 | 0 | 0 | 0 | 0 | 0 | 0 | 0 | 0 | 0 | 0 | 0 | 0 | 0 | 0 | 0 | 0 | 0 |  | 0 | 0 | 0 | 0 |  | 0 | 0 | 0 | 0 | 0
1968-03-05 | 1968 | 3 | 5 | 0 | 0 | 0 | 0 | 0 | 0 | 0 | 0 | 0 | 0 | 0 | 0 | 0 | 0 | 0 | 0 | 0 | 0 | 0 | 0 | 0 | 0 | 0 | 0 |  | 0 | 0 | 0 | 0 |  | 0 | 0 | 0 | 0 | 0
1968-03-06 | 1968 | 3 | 6 | 0 | 0 | 0 | 0 | 0 | 0 | 0 | 0 | 0 | 0 | 0 | 0 | 0 | 0 | 0 | 0 | 0 | 0 | 0 | 0 | 0 | 0 | 0 | 0 |  | 0 | 0 | 0 | 0 |  | 0 | 0 | 0 | 0 | 0
1968-03-07 | 1968 | 3 | 7 | 0 | 0 | 0 | 0 | 0 | 0 | 0 | 0 | 0 | 0 | 0 | 0 | 0 | 0 | 0 | 0 | 0 | 0 | 0 | 0 | 0 | 0 | 0 | 0 |  | 0 | 0 | 0 | 0 |  | 0 | 0 | 0 | 0 | 0
1968-03-08 | 1968 | 3 | 8 | 0 | 0 | 0 | 0 | 0 | 0 | 0 | 0 | 0 | 0 | 0 | 0 | 0 | 0 | 0 | 0 | 0 | 0 | 0 | 0 | 0 | 0 | 0 | 0 |  | 0 | 0 | 0 | 0 |  | 0 | 0 | 0 | 0 | 0
1968-03-09 | 1968 | 3 | 9 | 0 | 0 | 0 | 0.1 | 0 | 0 | 0 | 0 | 0 | 0 | 0 | 0 | 0.1 | 0 | 0 | 0 | 0 | 0 | 0 | 0 | 0 | 0 | 0.1 | 0 |  | 0.3 | 0.3 | 0.3 | 5.5511e-17 |  | 0 | 0 | 0 | 0 | 0
1968-03-10 | 1968 | 3 | 10 | 0 | 0 | 0.1 | 0 | 0.1 | 0 | 0.1 | 0 | 0.1 | 0 | 0.1 | 0 | 0.1 | 0 | 0.1 | 0 | 0 | 0 | 0 | 0 | 0.1 | 0 | 0 | 0 |  | 0.8 | 0.8 | 0.8 | 1.1102e-16 |  | 0 | 0 | 0 | 0 | 0
1968-03-11 | 1968 | 3 | 11 | 0 | 0 | 0 | 0 | 0 | 0 | 0 | 0 | 0 | 0 | 0 | 0 | 0 | 0 | 0 | 0 | 0 | 0 | 0 | 0 | 0 | 0 | 0 | 0 |  | 0 | 0 | 0 | 0 |  | 0 | 0 | 0 | 0 | 0
1968-03-12 | 1968 | 3 | 12 | 0 | 0 | 0 | 0 | 0 | 0 | 0 | 0 | 0.1 | 0 | 0.1 | 0 | 0.1 | 0 | 0 | 0 | 0 | 0 | 0 | 0 | 0 | 0 | 0 | 0 |  | 0.3 | 0.3 | 0.3 | 5.5511e-17 |  | 0 | 0 | 0 | 0 | 0
1968-03-13 | 1968 | 3 | 13 | 0 | 0 | 0 | 0 | 0 | 0 | 0 | 0 | 0 | 0 | 0 | 0 | 0 | 0 | 0 | 0 | 0 | 0 | 0 | 0 | 0 | 0 | 0 | 0 |  | 0 | 0 | 0 | 0 |  | 0 | 0 | 0 | 0 | 0
1968-03-14 | 1968 | 3 | 14 | 0 | 0 | 0 | 0 | 0 | 0 | 0 | 0 | 0 | 0 | 0 | 0 | 0 | 0 | 0 | 0 | 0 | 0 | 0 | 0 | 0 | 0 | 0 | 0 |  | 0 | 0 | 0 | 0 |  | 0 | 0 | 0 | 0 | 0
1968-03-15 | 1968 | 3 | 15 | 0 | 0 | 0 | 0 | 0 | 0 | 0 | 0 | 0 | 0 | 0 | 0 | 0 | 0 | 0 | 0 | 0 | 0 | 0 | 0 | 0 | 0 | 0 | 0 |  | 0 | 0 | 0 | 0 |  | 0 | 0 | 0 | 0 | 0
1968-03-16 | 1968 | 3 | 16 | 0 | 0 | 0 | 0 | 0 | 0 | 0 | 0 | 0 | 0 | 0 | 0 | 0 | 0 | 0 | 0 | 0 | 0 | 0 | 0 | 0 | 0 | 0 | 0 |  | 0 | 0 | 0 | 0 |  | 0 | 0 | 0 | 0 | 0
1968-03-17 | 1968 | 3 | 17 | 0 | 0 | 0 | 0 | 0 | 0 | 0 | 0 | 0.1 | 0 | 0 | 0 | 0 | 0 | 0.1 | 0 | 0 | 0 | 0 | 0 | 0.1 | 0 | 0 | 0 |  | 0.3 | 0.3 | 0.3 | 5.5511e-17 |  | 0 | 0 | 0 | 0 | 0
1968-03-18 | 1968 | 3 | 18 | 0 | 0.1 | 0 | 0 | 0.1 | 0 | 0 | 0.1 | 0 | 0 | 0.1 | 0 | 0 | 0.1 | 0 | 0 | 0.1 | 0 | 0 | 0.1 | 0 | 0 | 0.1 | 0 |  | 0.8 | 0.8 | 0.8 | 1.1102e-16 |  | 0 | 0 | 0 | 0 | 0
1968-03-19 | 1968 | 3 | 19 | 0 | 0 | 0 | 0 | 0 | 0 | 0 | 0 | 0 | 0 | 0 | 0 | 0 | 0 | 0 | 0 | 0 | 0 | 0 | 0 | 0 | 0 | 0 | 0 |  | 0 | 0 | 0 | 0 |  | 0 | 0 | 0 | 0 | 0
1968-03-20 | 1968 | 3 | 20 | 0 | 0 | 0 | 0 | 0 | 0 | 0 | 0 | 0 | 0 | 0 | 0 | 0 | 0 | 0 | 0 | 0 | 0 | 0 | 0 | 0 | 0 | 0 | 0 |  | 0 | 0 | 0 | 0 |  | 0 | 0 | 0 | 0 | 0
1968-03-21 | 1968 | 3 | 21 | 0 | 0 | 0 | 0 | 0 | 0 | 0 | 0 | 0 | 0 | 0 | 0 | 0 | 0 | 0 | 0 | 0 | 0 | 0 | 0 | 0 | 0 | 0 | 0 |  | 0 | 0 | 0 | 0 |  | 0 | 0 | 0 | 0 | 0
1968-03-22 | 1968 | 3 | 22 | 0 | 0 | 0 | 0 | 0 | 0 | 0 | 0 | 0 | 0 | 0 | 0 | 0 | 0 | 0 | 0 | 0 | 0 | 0 | 0 | 0 | 0 | 0 | 0 |  | 0 | 0 | 0 | 0 |  | 0 | 0 | 0 | 0 | 0
1968-03-23 | 1968 | 3 | 23 | 0 | 0 | 0 | 0 | 0 | 0 | 0 | 0 | 0 | 0 | 0 | 0 | 0 | 0 | 0 | 0 | 0 | 0 | 0 | 0 | 0 | 0 | 0 | 0 |  | 0 | 0 | 0 | 0 |  | 0 | 0 | 0 | 0 | 0
1968-03-24 | 1968 | 3 | 24 | 0 | 0 | 0 | 0 | 0 | 0 | 0 | 0 | 0 | 0 | 0 | 0 | 0 | 0 | 0 | 0 | 0 | 0 | 0 | 0 | 0 | 0 | 0 | 0 |  | 0 | 0 | 0 | 0 |  | 0 | 0 | 0 | 0 | 0
1968-03-25 | 1968 | 3 | 25 | 0 | 0 | 0 | 0 | 0 | 0 | 0 | 0 | 0 | 0 | 0 | 0 | 0 | 0 | 0 | 0 | 0 | 0 | 0 | 0 | 0 | 0 | 0 | 0 |  | 0 | 0 | 0 | 0 |  | 0 | 0 | 0 | 0 | 0
1968-03-26 | 1968 | 3 | 26 | 0 | 0 | 0 | 0 | 0 | 0 | 0 | 0 | 0 | 0 | 0 | 0 | 0 | 0 | 0 | 0 | 0 | 0 | 0 | 0 | 0 | 0 | 0 | 0 |  | 0 | 0 | 0 | 0 |  | 0 | 0 | 0 | 0 | 0
1968-03-27 | 1968 | 3 | 27 | 0 | 0 | 0 | 0 | 0 | 0 | 0 | 0 | 0 | 0 | 0 | 0 | 0 | 0 | 0 | 0 | 0 | 0 | 0 | 0 | 0 | 0 | 0 | 0 |  | 0 | 0 | 0 | 0 |  | 0 | 0 | 0 | 0 | 0
1968-03-28 | 1968 | 3 | 28 | 0.1 | 0.1 | 0 | 0 | 0.1 | 0 | 0 | 0 | 0 | 0 | 0 | 0 | 0 | 0 | 0 | 0 | 0 | 0 | 0 | 0 | 0 | 0 | 0 | 0 |  | 0.3 | 0.3 | 0.3 | 5.5511e-17 |  | 0 | 0 | 0 | 0 | 0
1968-03-29 | 1968 | 3 | 29 | 0 | 0 | 0 | 0 | 0 | 0 | 0 | 0 | 0 | 0 | 0 | 0 | 0 | 0 | 0 | 0 | 0 | 0.7 | 2.2 | 0.8 | 0.7 | 0.7 | 0.8 | 0.7 |  | 6.6 | 6.6 | 6.6 | 8.8818e-16 |  | 0 | 0 | 0 | 0 | 0
1968-03-30 | 1968 | 3 | 30 | 0.5 | 0.5 | 0.5 | 0.5 | 0.5 | 0.5 | 0.5 | 0.5 | 0 | 0 | 0 | 0.4 | 0 | 0 | 0 | 0.5 | 0.5 | 0.5 | 0.5 | 0.5 | 0.5 | 0.5 | 0 | 0 |  | 7.9 | 7.9 | 7.9 | 0 |  | 0 | 0 | 0 | 0 | 0
1968-03-31 | 1968 | 3 | 31 | 0 | 0 | 0 | 0 | 0 | 0 | 0 | 0 | 0 | 0 | 0 | 0 | 0 | 0.2 | 0.1 | 0.2 | 0.1 | 0 | 0.2 | 0.1 | 0.2 | 0.1 | 0.2 | 0.1 |  | 1.5 | 1.5 | 1.5 | 2.2204e-16 |  | 0 | 0 | 0 | 0 | 0
1968-04-01 | 1968 | 4 | 1 | 0.5 | 0.5 | 0.5 | 0.5 | 0.5 | 0.5 | 0.6 | 1 | 0.5 | 0.5 | 0.5 | 0.5 | 0.5 | 0.5 | 0.5 | 0.5 | 0.5 | 0.6 | 0.5 | 0.5 | 0.5 | 0.5 | 0.5 | 0.5 |  | 12.7 | 12.7 | 12.7 | 0 |  | 0 | 0 | 0 | 0 | 0
1968-04-02 | 1968 | 4 | 2 | 0.1 | 0.1 | 0.1 | 0.1 | 0.1 | 0.2 | 0.1 | 0.1 | 0.1 | 0.1 | 0.1 | 0.1 | 0.1 | 0.1 | 0.1 | 0.1 | 0.1 | 0.2 | 0.1 | 0.1 | 0.1 | 0.1 | 0.1 | 0 |  | 2.5 | 2.5 | 2.5 | 8.8818e-16 |  | 0 | 0 | 0 | 0 | 0
1968-04-03 | 1968 | 4 | 3 | 0 | 0 | 0 | 0 | 0 | 0 | 0 | 0 | 0 | 0 | 0 | 0 | 0 | 0 | 0 | 0 | 0 | 0 | 0 | 0 | 0 | 0 | 0 | 0 |  | 0 | 0 | 0 | 0 |  | 0 | 0 | 0 | 0 | 0
1968-04-04 | 1968 | 4 | 4 | 0 | 0 | 0 | 0 | 0 | 0 | 0 | 0 | 0 | 0 | 0 | 0 | 0 | 0 | 0 | 0 | 0 | 0 | 0 | 0 | 0 | 0 | 0 | 0 |  | 0 | 0 | 0 | 0 |  | 0 | 0 | 0 | 0 | 0
1968-04-05 | 1968 | 4 | 5 | 0 | 0 | 0 | 0 | 0 | 0 | 0 | 0 | 0 | 0 | 0 | 0 | 0 | 0 | 0 | 0 | 0 | 0 | 0.1 | 0.1 | 0 | 0.1 | 0.1 | 0.1 |  | 0.5 | 0.5 | 0.5 | 0 |  | 0 | 0 | 0 | 0 | 0
1968-04-06 | 1968 | 4 | 6 | 0.8 | 0 | 0 | 0 | 0 | 0 | 0 | 0 | 0 | 0 | 0 | 0 | 0 | 0 | 0 | 0 | 0 | 0 | 0 | 0 | 0 | 0 | 0 | 0 |  | 0.8 | 0.8 | 0.8 | 0 |  | 0 | 0 | 0 | 0 | 0
1968-04-07 | 1968 | 4 | 7 | 0 | 0 | 0 | 0 | 0 | 0 | 0 | 0 | 0 | 0 | 0 | 0 | 0 | 0 | 0 | 0.1 | 0 | 0 | 0 | 0 | 0.1 | 0 | 0.1 | 0 |  | 0.3 | 0.3 | 0.3 | 5.5511e-17 |  | 0 | 0 | 0 | 0 | 0
1968-04-08 | 1968 | 4 | 8 | 0 | 0 | 0 | 0 | 0 | 0 | 0 | 0 | 0 | 0 | 0 | 0 | 0 | 0 | 0 | 0 | 0 | 0 | 0 | 0 | 0 | 0 | 0 | 0 |  | 0 | 0 | 0 | 0 |  | 0 | 0 | 0 | 0 | 0
1968-04-09 | 1968 | 4 | 9 | 0 | 0 | 0 | 0 | 0 | 0 | 0 | 0 | 0 | 0 | 0 | 0 | 0 | 0 | 0 | 0 | 0 | 0 | 0 | 0 | 0 | 0 | 0 | 0 |  | 0 | 0 | 0 | 0 |  | 0 | 0 | 0 | 0 | 0
1968-04-10 | 1968 | 4 | 10 | 0 | 0 | 0 | 0 | 0 | 0 | 0 | 0 | 0 | 0 | 0 | 0 | 0 | 0 | 0 | 0 | 0 | 0 | 0 | 0 | 0 | 0 | 0 | 0 |  | 0 | 0 | 0 | 0 |  | 0 | 0 | 0 | 0 | 0
1968-04-11 | 1968 | 4 | 11 | 0 | 0 | 0 | 0 | 0.2 | 0.2 | 0.2 | 0.3 | 0.2 | 0.2 | 0 | 0 | 0 | 0 | 0 | 0 | 0.2 | 0 | 0 | 0 | 0 | 0 | 0 | 0 |  | 1.5 | 1.5 | 1.5 | 0 |  | 0 | 0 | 0 | 0 | 0
1968-04-12 | 1968 | 4 | 12 | 0 | 0 | 0 | 0 | 0 | 0 | 0 | 0 | 0 | 0 | 0 | 0 | 0 | 0 | 0 | 0 | 0 | 0 | 0 | 0 | 0 | 0 | 0 | 0 |  | 0 | 0 | 0 | 0 |  | 0 | 0 | 0 | 0 | 0
1968-04-13 | 1968 | 4 | 13 | 0 | 0 | 0 | 0 | 0 | 0 | 0 | 0 | 0 | 0 | 0 | 0 | 0 | 0 | 0 | 0 | 0 | 0 | 0 | 0 | 0 | 0 | 0 | 0 |  | 0 | 0 | 0 | 0 |  | 0 | 0 | 0 | 0 | 0
1968-04-14 | 1968 | 4 | 14 | 0 | 0 | 0 | 0 | 0 | 0 | 0 | 0 | 0 | 0 | 0 | 0 | 0 | 0 | 0 | 0 | 0 | 0 | 0 | 0 | 0 | 0 | 0 | 0 |  | 0 | 0 | 0 | 0 |  | 0 | 0 | 0 | 0 | 0
1968-04-15 | 1968 | 4 | 15 | 0 | 0 | 0 | 0 | 0 | 0 | 0 | 0 | 0 | 0 | 0 | 0 | 0 | 0 | 0 | 0 | 0 | 0 | 0 | 0 | 0 | 0 | 0 | 0 |  | 0 | 0 | 0 | 0 |  | 0 | 0 | 0 | 0 | 0
1968-04-16 | 1968 | 4 | 16 | 0 | 0 | 0 | 0 | 0 | 0 | 0 | 0 | 0 | 0 | 0 | 0 | 0 | 0 | 0 | 0 | 0 | 0 | 0 | 0 | 0 | 0 | 0 | 0 |  | 0 | 0 | 0 | 0 |  | 0 | 0 | 0 | 0 | 0
1968-04-17 | 1968 | 4 | 17 | 0 | 0 | 0 | 0 | 0 | 0 | 0 | 0 | 0 | 0 | 0 | 0 | 0 | 0 | 0 | 0 | 0 | 0 | 0 | 0 | 0 | 0 | 0 | 0 |  | 0 | 0 | 0 | 0 |  | 0 | 0 | 0 | 0 | 0
1968-04-18 | 1968 | 4 | 18 | 0 | 0 | 0 | 0 | 0 | 0 | 0 | 0 | 0 | 0 | 0 | 0 | 0 | 0 | 0 | 0 | 0 | 0 | 0 | 0 | 0 | 0 | 0 | 0 |  | 0 | 0 | 0 | 0 |  | 0 | 0 | 0 | 0 | 0
1968-04-19 | 1968 | 4 | 19 | 0 | 0 | 0 | 0 | 0 | 0 | 0 | 0 | 0 | 0 | 0 | 0 | 0 | 0 | 0 | 0 | 0 | 0 | 0 | 0 | 0 | 0 | 0 | 0 |  | 0 | 0 | 0 | 0 |  | 0 | 0 | 0 | 0 | 0
1968-04-20 | 1968 | 4 | 20 | 0 | 0 | 0 | 0 | 0 | 0 | 0 | 0 | 0 | 0 | 0 | 0 | 0 | 0 | 0 | 0 | 0 | 0 | 0 | 0 | 0 | 0 | 0 | 0 |  | 0 | 0 | 0 | 0 |  | 0 | 0 | 0 | 0 | 0
1968-04-21 | 1968 | 4 | 21 | 0 | 0 | 0 | 0 | 0 | 0 | 0 | 0 | 0 | 0 | 0 | 0 | 0 | 0 | 0 | 0 | 0 | 0 | 0 | 0 | 0 | 0 | 0 | 0 |  | 0 | 0 | 0 | 0 |  | 0 | 0 | 0 | 0 | 0
1968-04-22 | 1968 | 4 | 22 | 0 | 0 | 0 | 0 | 0 | 0 | 0 | 0 | 0 | 0 | 0 | 0 | 0 | 0 | 0 | 0 | 0 | 0 | 0 | 0 | 0 | 0 | 0 | 0 |  | 0 | 0 | 0 | 0 |  | 0 | 0 | 0 | 0 | 0
1968-04-23 | 1968 | 4 | 23 | 0 | 0 | 0 | 0 | 0 | 0 | 0 | 0 | 0 | 0 | 0 | 0 | 0 | 0 | 0 | 0 | 0 | 0 | 0 | 0 | 0 | 0 | 0 | 0 |  | 0 | 0 | 0 | 0 |  | 0 | 0 | 0 | 0 | 0
1968-04-24 | 1968 | 4 | 24 | 0 | 0 | 0 | 0 | 0 | 0 | 0 | 0 | 0 | 0 | 0 | 0 | 0 | 0 | 0 | 0 | 0 | 0 | 0 | 0 | 0 | 0 | 0 | 0 |  | 0 | 0 | 0 | 0 |  | 0 | 0 | 0 | 0 | 0
1968-04-25 | 1968 | 4 | 25 | 0 | 0 | 0 | 0 | 0 | 0 | 0 | 0 | 0 | 0 | 0 | 0 | 0 | 0 | 0 | 0 | 0 | 0 | 0 | 0 | 0 | 0 | 0 | 0 |  | 0 | 0 | 0 | 0 |  | 0 | 0 | 0 | 0 | 0
1968-04-26 | 1968 | 4 | 26 | 0 | 0 | 0 | 0 | 0 | 0 | 0.1 | 0 | 0.1 | 0 | 0.1 | 0 | 0 | 0 | 0 | 0 | 0 | 0 | 0 | 0 | 0 | 0 | 0 | 0 |  | 0.3 | 0.3 | 0.3 | 5.5511e-17 |  | 0 | 0 | 0 | 0 | 0
1968-04-27 | 1968 | 4 | 27 | 0 | 0 | 0 | 0 | 0 | 0 | 0 | 0 | 0 | 0 | 0 | 0 | 0 | 0 | 0 | 0 | 0 | 0 | 0 | 0 | 0 | 0 | 0 | 0 |  | 0 | 0 | 0 | 0 |  | 0 | 0 | 0 | 0 | 0
1968-04-28 | 1968 | 4 | 28 | 0 | 0 | 0 | 0 | 0 | 0 | 0 | 0 | 0 | 0 | 0 | 0 | 0 | 0 | 0 | 0 | 0 | 0 | 0 | 0 | 0 | 0 | 0 | 0 |  | 0 | 0 | 0 | 0 |  | 0 | 0 | 0 | 0 | 0
1968-04-29 | 1968 | 4 | 29 | 0 | 0 | 0 | 0 | 0 | 0 | 0 | 0 | 0 | 0 | 0 | 0 | 0 | 0 | 0 | 0 | 0 | 0 | 0 | 0 | 0 | 0 | 0 | 0 |  | 0 | 0 | 0 | 0 |  | 0 | 0 | 0 | 0 | 0
1968-04-30 | 1968 | 4 | 30 | 0 | 0 | 0 | 0 | 0 | 0 | 0 | 0 | 0 | 0 | 0 | 0 | 0 | 0 | 0 | 0 | 0 | 0 | 0 | 0 | 0 | 0 | 0 | 0 |  | 0 | 0 | 0 | 0 |  | 0 | 0 | 0 | 0 | 0
1968-05-01 | 1968 | 5 | 1 | 0 | 0 | 0 | 0 | 0 | 0 | 0 | 0 | 0 | 0 | 0 | 0 | 0 | 0 | 0 | 0 | 0 | 0 | 0 | 0 | 0 | 0 | 0 | 0 |  | 0 | 0 | 0 | 0 |  | 0 | 0 | 0 | 0 | 0
1968-05-02 | 1968 | 5 | 2 | 0 | 0 | 0 | 0 | 0 | 0 | 0 | 0 | 0 | 0 | 0 | 0 | 0 | 0 | 0 | 0 | 0 | 0 | 0 | 0 | 0 | 0 | 0 | 0 |  | 0 | 0 | 0 | 0 |  | 0 | 0 | 0 | 0 | 0
1968-05-03 | 1968 | 5 | 3 | 0 | 0 | 0 | 0 | 0 | 0 | 0 | 0 | 0 | 0 | 0 | 0 | 0 | 0 | 0 | 0 | 0 | 0 | 0 | 0 | 0 | 0 | 0 | 0 |  | 0 | 0 | 0 | 0 |  | 0 | 0 | 0 | 0 | 0
1968-05-04 | 1968 | 5 | 4 | 0 | 0 | 0 | 0 | 0 | 0 | 0 | 0 | 0 | 0 | 0 | 0 | 0 | 0 | 0 | 0 | 0 | 0 | 0 | 0 | 0 | 0 | 0 | 0 |  | 0 | 0 | 0 | 0 |  | 0 | 0 | 0 | 0 | 0
1968-05-05 | 1968 | 5 | 5 | 0 | 0 | 0 | 0 | 0 | 0 | 0 | 0 | 0 | 0 | 0 | 0 | 0 | 0 | 0 | 0 | 0 | 0 | 0 | 0 | 0 | 0 | 1 | 0 |  | 1 | 1 | 1 | 0 |  | 1 | 0 | 0 | 0 | 0
1968-05-06 | 1968 | 5 | 6 | 0 | 0 | 0 | 0 | 0 | 0 | 0 | 0 | 0 | 0 | 0 | 0 | 0 | 0 | 0.1 | 0.1 | 0.1 | 0 | 0 | 0 | 0 | 0 | 0.1 | 0.1 |  | 0.5 | 0.5 | 0.5 | 0 |  | 0.5 | 0 | 0 | 0 | 0
1968-05-07 | 1968 | 5 | 7 | 0.2 | 0.1 | 0.2 | 0.2 | 0.1 | 0.2 | 0 | 0 | 0 | 0 | 0 | 0 | 0 | 0 | 0 | 0 | 0 | 0 | 0 | 0 | 0 | 0 | 0 | 0 |  | 1 | 1 | 1 | 0 |  | 1 | 0 | 0 | 0 | 0
1968-05-08 | 1968 | 5 | 8 | 0 | 0 | 0 | 0 | 0 | 0 | 0 | 0 | 0 | 0 | 0 | 0 | 0 | 0 | 0 | 0 | 0 | 0 | 0 | 0 | 0 | 0 | 0 | 0 |  | 0 | 0 | 0 | 0 |  | 0 | 0 | 0 | 0 | 0
1968-05-09 | 1968 | 5 | 9 | 0 | 0 | 0 | 0 | 0 | 0 | 0 | 0 | 0 | 0 | 0 | 0 | 0 | 0 | 0 | 0 | 0 | 0 | 0 | 0 | 0 | 0 | 0 | 0 |  | 0 | 0 | 0 | 0 |  | 0 | 0 | 0 | 0 | 0
1968-05-10 | 1968 | 5 | 10 | 0 | 0 | 0 | 0 | 0 | 0 | 0 | 0 | 0 | 0 | 0 | 0 | 0 | 0 | 0 | 0 | 0 | 0 | 0 | 0 | 0 | 0 | 0 | 0 |  | 0 | 0 | 0 | 0 |  | 0 | 0 | 0 | 0 | 0
1968-05-11 | 1968 | 5 | 11 | 0 | 0 | 0 | 0 | 0 | 0 | 0 | 0 | 0 | 0 | 0 | 0 | 0 | 0 | 0 | 0 | 0 | 0 | 0 | 0 | 0 | 0 | 0 | 0 |  | 0 | 0 | 0 | 0 |  | 0 | 0 | 0 | 0 | 0
1968-05-12 | 1968 | 5 | 12 | 0 | 0 | 0 | 0 | 0 | 0 | 0 | 0 | 0 | 0 | 0 | 0 | 0 | 0 | 0 | 0 | 0 | 0 | 0 | 0 | 0 | 0 | 0 | 0 |  | 0 | 0 | 0 | 0 |  | 0 | 0 | 0 | 0 | 0
1968-05-13 | 1968 | 5 | 13 | 0 | 0 | 0 | 0 | 0 | 0 | 0 | 0 | 0 | 0 | 0 | 0 | 0 | 0 | 0 | 0 | 0 | 0 | 0 | 0 | 0 | 0 | 0 | 0 |  | 0 | 0 | 0 | 0 |  | 0 | 0 | 0 | 0 | 0
1968-05-14 | 1968 | 5 | 14 | 0.4 | 0.5 | 0.4 | 0.4 | 0.5 | 0.4 | 0.4 | 0.5 | 0.4 | 0.5 | 0 | 0 | 0 | 0.4 | 0.4 | 0.5 | 0 | 0.4 | 0 | 0 | 0 | 0 | 0 | 0 |  | 6.1 | 6.1 | 6.1 | 1.7764e-15 |  | 6.1 | 0 | 0 | 0 | 0
1968-05-15 | 1968 | 5 | 15 | 0 | 0 | 0 | 0 | 0 | 0 | 0 | 0 | 0 | 0 | 0 | 0 | 1 | 0 | 0.3 | 0.3 | 0 | 0 | 0.3 | 0 | 0 | 0 | 0 | 0 |  | 1.9 | 1.9 | 1.9 | 2.2204e-16 |  | 1.9 | 0 | 0 | 0 | 0
1968-05-16 | 1968 | 5 | 16 | 0 | 0 | 0 | 0 | 0 | 0 | 0 | 0 | 0 | 0 | 0 | 0 | 0 | 0 | 0 | 0 | 0 | 0 | 0 | 0 | 0 | 0 | 0 | 0 |  | 0 | 0 | 0 | 0 |  | 0 | 0 | 0 | 0 | 0
1968-05-17 | 1968 | 5 | 17 | 0 | 0 | 0 | 0 | 0 | 0 | 0 | 0 | 0 | 0 | 0 | 0 | 0 | 0 | 0 | 0 | 0 | 0 | 0 | 0 | 0 | 0 | 0 | 0 |  | 0 | 0 | 0 | 0 |  | 0 | 0 | 0 | 0 | 0
1968-05-18 | 1968 | 5 | 18 | 0 | 0 | 0 | 0 | 0 | 0 | 0 | 0 | 0 | 0 | 0 | 0 | 0 | 0 | 0 | 0 | 0 | 0 | 0 | 0 | 0 | 0 | 0 | 0 |  | 0 | 0 | 0 | 0 |  | 0 | 0 | 0 | 0 | 0
1968-05-19 | 1968 | 5 | 19 | 0 | 0 | 0 | 0 | 0 | 0 | 0 | 0 | 0 | 0 | 0 | 0 | 0 | 0 | 0 | 0 | 0 | 0 | 0 | 0 | 0 | 0 | 0 | 0 |  | 0 | 0 | 0 | 0 |  | 0 | 0 | 0 | 0 | 0
1968-05-20 | 1968 | 5 | 20 | 0 | 0 | 0 | 0 | 0 | 0 | 0 | 0 | 0 | 0 | 0 | 0 | 0 | 0 | 0 | 0 | 0 | 0 | 0 | 0 | 0 | 0 | 0 | 0 |  | 0 | 0 | 0 | 0 |  | 0 | 0 | 0 | 0 | 0
1968-05-21 | 1968 | 5 | 21 | 0 | 0 | 0 | 0 | 0 | 0 | 0 | 0 | 0 | 0 | 0 | 0 | 0 | 0 | 0 | 0 | 0 | 0 | 0 | 0 | 0 | 0 | 0 | 0 |  | 0 | 0 | 0 | 0 |  | 0 | 0 | 0 | 0 | 0
1968-05-22 | 1968 | 5 | 22 | 0 | 0 | 0 | 0 | 0 | 0 | 0 | 0 | 0 | 0 | 0 | 0 | 0 | 0 | 0 | 0 | 0 | 0 | 0 | 0 | 1 | 0.3 | 0 | 0 |  | 1.3 | 1.3 | 1.3 | 0 |  | 1.3 | 0 | 0 | 0 | 0
1968-05-23 | 1968 | 5 | 23 | 0 | 0 | 0 | 0 | 0 | 0 | 0 | 0.3 | 0.5 | 0.5 | 1 | 0.5 | 0 | 0 | 0 | 0 | 0 | 0 | 0 | 0 | 0 | 0 | 0 | 0 |  | 2.8 | 2.8 | 2.8 | 0 |  | 2.8 | 0 | 0 | 0 | 0
1968-05-24 | 1968 | 5 | 24 | 0 | 0 | 0 | 0 | 0 | 0 | 0 | 0 | 0 | 0 | 0 | 0 | 0 | 0 | 0 | 0 | 0 | 0 | 0 | 0 | 0 | 0 | 0 | 0 |  | 0 | 0 | 0 | 0 |  | 0 | 0 | 0 | 0 | 0
1968-05-25 | 1968 | 5 | 25 | 0 | 0 | 0 | 0 | 0 | 0 | 0 | 0 | 0 | 0 | 0 | 0 | 0 | 0 | 0 | 0 | 0 | 0 | 0 | 0 | 0 | 0 | 0 | 0 |  | 0 | 0 | 0 | 0 |  | 0 | 0 | 0 | 0 | 0
1968-05-26 | 1968 | 5 | 26 | 0 | 0 | 0 | 0 | 0 | 0 | 0 | 0 | 1.8 | 0.8 | 2.2 | 2.5 | 0.3 | 0 | 0 | 0 | 0 | 0.2 | 0.3 | 0.8 | 0.8 | 0 | 0 | 0.5 |  | 10.2 | 10.2 | 10.2 | 3.5527e-15 |  | 10.2 | 0 | 0 | 0 | 0
1968-05-27 | 1968 | 5 | 27 | 0.5 | 0 | 0 | 0 | 0 | 0.5 | 0.5 | 0 | 0 | 0 | 0 | 0 | 0 | 0.3 | 0 | 0 | 0 | 0 | 0 | 0 | 0 | 0 | 0 | 0 |  | 1.8 | 1.8 | 1.8 | 0 |  | 1.8 | 0 | 0 | 0 | 0
1968-05-28 | 1968 | 5 | 28 | 0 | 0 | 0 | 0 | 0 | 0 | 0 | 0 | 0 | 0 | 0 | 0 | 0 | 0 | 0 | 0 | 0 | 0 | 0 | 0 | 0 | 0 | 0 | 0 |  | 0 | 0 | 0 | 0 |  | 0 | 0 | 0 | 0 | 0
1968-05-29 | 1968 | 5 | 29 | 0 | 0 | 0 | 0 | 0 | 0 | 0 | 0 | 0 | 0 | 0 | 0 | 0 | 0.8 | 0 | 0 | 0 | 0 | 3 | 0.5 | 3.3 | 5.3 | 4.6 | 0.8 |  | 18.3 | 18.3 | 18.3 | 0 |  | 18.3 | 0 | 0 | 0 | 0
1968-05-30 | 1968 | 5 | 30 | 2.5 | 0.5 | 0.8 | 0.5 | 0 | 0 | 0 | 0 | 0 | 0 | 0 | 0 | 0 | 0 | 0.3 | 0 | 0.5 | 0 | 0 | 0 | 0 | 0 | 0 | 0 |  | 5.1 | 5.1 | 5.1 | 0 |  | 5.1 | 0 | 0 | 0 | 0
1968-05-31 | 1968 | 5 | 31 | 0 | 0 | 0 | 0 | 0 | 0 | 0 | 0 | 0 | 0 | 0 | 0 | 0 | 0 | 0 | 0 | 0 | 0 | 0 | 0 | 0 | 0 | 0 | 0 |  | 0 | 0 | 0 | 0 |  | 0 | 0 | 0 | 0 | 0
1968-06-01 | 1968 | 6 | 1 | 0 | 0 | 0 | 0 | 0 | 0 | 0 | 0 | 0 | 0 | 0 | 0 | 0 | 0 | 0 | 0 | 0 | 0 | 0 | 0 | 0 | 0 | 0 | 0 |  | 0 | 0 | 0 | 0 |  | 0 | 0 | 0 | 0 | 0
1968-06-02 | 1968 | 6 | 2 | 0 | 0 | 0 | 0 | 0 | 0 | 0 | 0 | 0 | 0 | 0 | 0 | 0 | 0 | 0 | 0 | 0 | 0.3 | 0 | 0 | 0.8 | 0 | 0 | 0 |  | 1.1 | 1.1 | 1.1 | 0 |  | 0 | 1.1 | 0 | 0 | 0
1968-06-03 | 1968 | 6 | 3 | 0 | 0 | 0 | 0 | 0 | 0 | 0 | 0 | 0 | 0 | 0 | 0 | 0 | 0 | 2 | 0 | 0 | 0.3 | 0 | 0 | 0 | 0 | 0 | 0 |  | 2.3 | 2.3 | 2.3 | 0 |  | 0 | 2.3 | 0 | 0 | 0
1968-06-04 | 1968 | 6 | 4 | 0 | 0 | 0 | 0 | 0 | 0 | 0 | 0 | 0 | 0 | 0 | 0 | 0 | 0 | 0 | 0 | 0 | 0 | 0 | 0 | 0 | 0 | 0 | 0 |  | 0 | 0 | 0 | 0 |  | 0 | 0 | 0 | 0 | 0
1968-06-05 | 1968 | 6 | 5 | 0 | 0 | 0 | 0 | 0 | 0 | 0 | 0 | 0 | 0 | 0 | 0 | 0 | 0 | 0 | 0 | 0.3 | 1 | 0 | 0 | 0 | 0 | 0 | 0 |  | 1.3 | 1.3 | 1.3 | 0 |  | 0 | 1.3 | 0 | 0 | 0
1968-06-06 | 1968 | 6 | 6 | 0 | 0 | 0 | 0 | 0 | 0 | 0 | 0 | 0 | 0 | 0.3 | 0 | 0 | 0 | 0 | 0 | 0 | 0.3 | 0.3 | 0.3 | 0.3 | 0 | 0 | 0 |  | 1.5 | 1.5 | 1.5 | 0 |  | 0 | 1.5 | 0 | 0 | 0
1968-06-07 | 1968 | 6 | 7 | 0 | 0 | 0 | 0 | 0.7 | 0.8 | 0.7 | 0.7 | 1.5 | 0.7 | 0.7 | 0.7 | 0.8 | 1.4 | 0.8 | 0.7 | 0.7 | 0.7 | 0.8 | 0.7 | 0.7 | 0.7 | 0.8 | 0.7 |  | 16 | 16 | 16 | 1.7764e-15 |  | 0 | 16 | 0 | 0 | 0
1968-06-08 | 1968 | 6 | 8 | 2.2 | 2.1 | 1.1 | 1.1 | 1 | 1.1 | 1.1 | 0 | 0 | 0 | 0 | 0 | 1.1 | 0 | 0 | 1 | 1.1 | 1.1 | 0 | 0 | 0 | 0 | 0 | 0 |  | 14 | 14 | 14 | 1.7764e-15 |  | 0 | 14 | 0 | 0 | 0
1968-06-09 | 1968 | 6 | 9 | 0 | 0 | 0 | 0 | 0 | 0 | 0 | 0 | 0 | 0 | 0 | 0.9 | 0 | 0 | 0 | 0 | 0.9 | 0 | 0 | 0 | 0 | 0 | 0 | 0 |  | 1.8 | 1.8 | 1.8 | 0 |  | 0 | 1.8 | 0 | 0 | 0
1968-06-10 | 1968 | 6 | 10 | 0 | 0 | 0 | 0 | 0 | 0 | 0 | 0 | 0 | 0 | 0 | 0 | 0 | 0 | 0 | 0 | 0 | 0 | 0 | 0 | 0 | 0 | 0 | 0 |  | 0 | 0 | 0 | 0 |  | 0 | 0 | 0 | 0 | 0
1968-06-11 | 1968 | 6 | 11 | 0 | 0 | 0 | 0 | 0 | 0 | 0 | 0 | 0 | 0 | 0 | 0 | 0 | 0 | 0 | 0 | 0 | 0 | 0 | 0 | 0 | 0 | 0 | 0 |  | 0 | 0 | 0 | 0 |  | 0 | 0 | 0 | 0 | 0
1968-06-12 | 1968 | 6 | 12 | 0 | 0 | 0 | 0 | 0 | 0 | 0 | 0 | 0 | 0 | 0 | 0 | 0 | 0 | 0 | 0 | 0 | 0 | 0 | 0 | 0 | 0 | 0 | 0 |  | 0 | 0 | 0 | 0 |  | 0 | 0 | 0 | 0 | 0
1968-06-13 | 1968 | 6 | 13 | 0 | 0 | 0 | 0 | 0 | 0 | 0 | 0 | 0 | 0 | 0 | 0 | 0 | 0 | 0 | 0 | 0 | 0.5 | 0 | 0 | 0 | 0 | 0 | 0 |  | 0.5 | 0.5 | 0.5 | 0 |  | 0 | 0.5 | 0 | 0 | 0
1968-06-14 | 1968 | 6 | 14 | 0 | 0 | 0 | 0 | 0 | 0 | 0 | 0 | 0 | 0 | 0 | 0 | 0 | 0 | 0 | 0 | 0 | 0 | 0 | 0 | 0 | 0 | 0 | 0 |  | 0 | 0 | 0 | 0 |  | 0 | 0 | 0 | 0 | 0
1968-06-15 | 1968 | 6 | 15 | 0 | 0 | 0 | 0 | 0 | 0 | 0 | 0 | 0 | 0 | 0 | 0 | 0 | 0 | 0 | 0 | 0 | 0 | 0 | 0 | 0 | 0 | 0 | 0 |  | 0 | 0 | 0 | 0 |  | 0 | 0 | 0 | 0 | 0
1968-06-16 | 1968 | 6 | 16 | 0 | 0 | 0 | 0 | 0 | 0 | 0 | 0 | 0 | 0 | 0 | 0 | 0 | 0 | 0 | 0 | 0 | 0 | 0 | 0 | 0 | 0 | 0 | 0 |  | 0 | 0 | 0 | 0 |  | 0 | 0 | 0 | 0 | 0
1968-06-17 | 1968 | 6 | 17 | 0 | 0 | 0 | 0 | 0 | 0 | 0 | 0 | 0 | 0 | 0 | 0 | 0 | 0 | 0 | 0 | 0 | 0 | 0 | 0 | 0 | 0 | 0 | 0 |  | 0 | 0 | 0 | 0 |  | 0 | 0 | 0 | 0 | 0
1968-06-18 | 1968 | 6 | 18 | 0 | 0 | 0 | 0 | 0 | 0 | 0 | 0 | 0 | 0 | 0 | 0 | 0 | 0 | 0 | 0 | 0 | 0 | 0 | 0 | 0 | 0 | 0 | 0 |  | 0 | 0 | 0 | 0 |  | 0 | 0 | 0 | 0 | 0
1968-06-19 | 1968 | 6 | 19 | 0 | 0 | 0 | 0 | 0 | 0 | 0 | 0 | 0 | 0 | 0 | 0 | 0 | 0 | 0 | 0 | 0 | 0 | 0 | 0 | 0.3 | 0 | 0 | 0 |  | 0.3 | 0.3 | 0.3 | 0 |  | 0 | 0.3 | 0 | 0 | 0
1968-06-20 | 1968 | 6 | 20 | 0 | 0 | 0 | 0 | 0 | 0 | 0 | 0 | 0 | 0 | 0 | 0 | 0 | 0 | 0 | 0 | 0 | 0 | 0 | 0 | 0 | 0 | 0 | 0 |  | 0 | 0 | 0 | 0 |  | 0 | 0 | 0 | 0 | 0
1968-06-21 | 1968 | 6 | 21 | 0 | 0 | 0 | 0 | 0 | 0 | 0 | 0 | 0 | 0 | 0 | 0 | 0 | 0 | 0 | 0 | 0 | 0 | 0 | 0 | 0 | 0 | 0 | 0 |  | 0 | 0 | 0 | 0 |  | 0 | 0 | 0 | 0 | 0
1968-06-22 | 1968 | 6 | 22 | 0 | 0 | 0 | 0 | 0 | 0 | 0 | 0 | 0 | 0 | 0 | 0 | 0 | 0 | 0 | 0 | 0 | 0 | 0 | 0 | 0 | 0 | 0 | 0 |  | 0 | 0 | 0 | 0 |  | 0 | 0 | 0 | 0 | 0
1968-06-23 | 1968 | 6 | 23 | 0 | 0 | 0 | 0 | 0 | 0 | 0 | 0 | 0 | 0.5 | 0 | 0 | 0 | 0 | 0 | 0 | 0 | 0 | 0 | 0 | 0 | 0 | 0 | 0 |  | 0.5 | 0.5 | 0.5 | 0 |  | 0 | 0.5 | 0 | 0 | 0
1968-06-24 | 1968 | 6 | 24 | 0 | 0 | 0 | 0 | 0 | 0 | 0 | 0 | 0 | 0 | 0 | 0 | 0 | 0 | 0 | 0 | 0 | 0 | 0 | 0 | 0 | 0 | 0 | 0 |  | 0 | 0 | 0 | 0 |  | 0 | 0 | 0 | 0 | 0
1968-06-25 | 1968 | 6 | 25 | 0 | 0 | 0 | 0 | 0 | 0 | 0 | 0 | 0 | 0 | 0 | 0 | 0 | 0 | 0 | 0 | 0 | 0 | 0 | 0 | 0 | 0 | 0 | 0 |  | 0 | 0 | 0 | 0 |  | 0 | 0 | 0 | 0 | 0
1968-06-26 | 1968 | 6 | 26 | 0 | 0 | 0 | 0 | 0 | 0 | 0 | 0 | 0 | 0 | 0 | 0 | 0 | 0 | 0 | 0 | 0 | 0 | 0 | 0 | 0 | 0 | 0 | 0 |  | 0 | 0 | 0 | 0 |  | 0 | 0 | 0 | 0 | 0
1968-06-27 | 1968 | 6 | 27 | 0 | 0 | 0 | 0 | 0 | 0 | 0 | 0 | 0 | 0 | 0 | 0.1 | 0.1 | 0 | 0 | 0 | 0 | 0 | 0 | 0 | 0 | 0.1 | 0 | 0 |  | 0.3 | 0.3 | 0.3 | 5.5511e-17 |  | 0 | 0.3 | 0 | 0 | 0
1968-06-28 | 1968 | 6 | 28 | 0 | 0 | 0 | 0 | 0 | 0 | 0 | 0 | 0 | 0 | 0 | 0 | 0 | 0 | 0 | 0 | 0 | 0 | 0 | 0 | 0 | 0 | 0 | 0 |  | 0 | 0 | 0 | 0 |  | 0 | 0 | 0 | 0 | 0
1968-06-29 | 1968 | 6 | 29 | 0 | 0 | 0 | 0 | 0.3 | 3.5 | 2.7 | 2.2 | 1.8 | 0.7 | 0.8 | 0.5 | 0 | 0.8 | 0.3 | 0.3 | 0.7 | 0.3 | 0.3 | 0 | 0.3 | 0 | 0 | 0 |  | 15.5 | 15.5 | 15.5 | 3.5527e-15 |  | 0 | 15.5 | 0 | 0 | 0
1968-06-30 | 1968 | 6 | 30 | 0 | 0 | 0 | 0 | 0 | 0 | 0 | 0 | 0 | 0 | 0 | 0 | 0 | 0 | 0 | 0 | 0 | 0 | 0 | 0 | 0 | 0 | 0 | 0 |  | 0 | 0 | 0 | 0 |  | 0 | 0 | 0 | 0 | 0
1968-07-01 | 1968 | 7 | 1 | 0 | 0 | 0 | 0 | 0 | 0 | 0 | 0 | 0 | 0 | 0 | 0 | 0 | 0 | 0 | 0 | 0 | 0 | 0 | 0 | 0 | 0 | 0 | 0 |  | 0 | 0 | 0 | 0 |  | 0 | 0 | 0 | 0 | 0
1968-07-02 | 1968 | 7 | 2 | 0 | 0 | 0 | 0 | 0 | 0 | 0 | 0 | 0 | 0 | 0 | 0 | 0 | 0 | 0 | 0 | 0 | 0 | 0 | 0 | 0 | 0 | 0 | 0 |  | 0 | 0 | 0 | 0 |  | 0 | 0 | 0 | 0 | 0
1968-07-03 | 1968 | 7 | 3 | 0 | 0 | 0 | 0 | 0 | 0 | 0 | 0 | 0 | 0 | 0 | 0 | 0 | 0 | 0 | 0 | 0 | 0 | 0 | 0 | 0 | 0 | 0 | 0 |  | 0 | 0 | 0 | 0 |  | 0 | 0 | 0 | 0 | 0
1968-07-04 | 1968 | 7 | 4 | 0 | 0 | 0 | 0 | 0 | 0 | 0 | 0 | 0 | 0 | 0 | 0 | 0 | 0 | 0 | 0 | 0 | 0 | 0 | 0 | 0 | 0 | 0 | 0 |  | 0 | 0 | 0 | 0 |  | 0 | 0 | 0 | 0 | 0
1968-07-05 | 1968 | 7 | 5 | 0 | 0 | 0 | 0 | 0 | 0 | 0 | 0 | 0 | 0 | 0 | 0 | 0 | 0 | 0 | 0 | 0.3 | 0 | 0 | 0 | 0 | 0 | 0 | 0 |  | 0.3 | 0.3 | 0.3 | 0 |  | 0 | 0 | 0.3 | 0 | 0
1968-07-06 | 1968 | 7 | 6 | 0 | 0 | 0 | 0 | 0 | 0 | 0 | 0 | 0 | 0 | 0 | 0 | 0 | 0 | 0 | 0 | 0 | 0 | 0 | 0 | 0 | 0 | 0 | 0 |  | 0 | 0 | 0 | 0 |  | 0 | 0 | 0 | 0 | 0
1968-07-07 | 1968 | 7 | 7 | 0 | 0 | 0 | 0 | 0 | 0 | 0 | 0 | 0 | 0 | 0 | 0 | 0 | 0 | 0 | 0 | 0 | 0 | 0 | 0 | 0 | 0 | 0 | 0 |  | 0 | 0 | 0 | 0 |  | 0 | 0 | 0 | 0 | 0
1968-07-08 | 1968 | 7 | 8 | 0 | 0 | 0 | 0 | 0 | 0 | 0 | 0 | 0 | 0 | 0 | 0 | 0 | 0 | 0 | 0 | 0 | 0 | 0 | 0 | 0 | 0 | 0 | 0 |  | 0 | 0 | 0 | 0 |  | 0 | 0 | 0 | 0 | 0
1968-07-09 | 1968 | 7 | 9 | 0 | 0 | 0 | 0 | 0 | 0 | 0 | 0 | 0 | 0 | 0 | 0 | 0 | 0 | 0 | 0 | 0 | 0 | 0 | 0 | 0 | 0 | 0 | 0 |  | 0 | 0 | 0 | 0 |  | 0 | 0 | 0 | 0 | 0
1968-07-10 | 1968 | 7 | 10 | 0 | 0 | 0 | 0 | 0 | 0 | 0 | 0 | 0 | 0 | 0 | 0 | 0 | 0 | 0 | 0 | 0 | 0 | 0 | 0 | 0 | 0 | 0 | 0 |  | 0 | 0 | 0 | 0 |  | 0 | 0 | 0 | 0 | 0
1968-07-11 | 1968 | 7 | 11 | 0 | 0 | 0 | 0 | 0 | 0 | 0 | 0 | 0 | 0 | 0 | 0 | 0 | 0 | 0 | 0 | 0 | 0 | 0 | 0 | 0 | 0 | 0 | 0 |  | 0 | 0 | 0 | 0 |  | 0 | 0 | 0 | 0 | 0
1968-07-12 | 1968 | 7 | 12 | 0 | 0 | 0 | 0 | 0 | 0 | 0 | 0 | 0 | 0 | 0 | 0 | 0 | 0 | 0 | 0 | 0 | 0 | 0 | 0 | 0 | 0 | 0 | 0 |  | 0 | 0 | 0 | 0 |  | 0 | 0 | 0 | 0 | 0
1968-07-13 | 1968 | 7 | 13 | 0 | 0 | 0 | 0 | 0 | 0 | 0 | 0 | 0 | 0 | 0 | 0 | 0 | 0 | 0 | 0 | 0 | 0 | 0 | 0 | 0 | 0 | 0 | 0 |  | 0 | 0 | 0 | 0 |  | 0 | 0 | 0 | 0 | 0
1968-07-14 | 1968 | 7 | 14 | 0 | 0 | 0 | 0 | 0 | 0 | 0 | 0 | 0 | 0 | 0 | 0 | 0 | 0 | 0 | 0 | 0 | 0 | 0 | 0 | 0 | 0.5 | 0 | 0 |  | 0.5 | 0.5 | 0.5 | 0 |  | 0 | 0 | 0.5 | 0 | 0
1968-07-15 | 1968 | 7 | 15 | 0 | 0 | 0 | 0 | 0 | 0 | 0 | 0 | 0 | 0 | 0 | 0 | 0 | 0 | 0 | 0 | 0.3 | 0 | 0 | 0 | 0 | 0 | 0 | 0 |  | 0.3 | 0.3 | 0.3 | 0 |  | 0 | 0 | 0.3 | 0 | 0
1968-07-16 | 1968 | 7 | 16 | 0 | 0 | 0 | 0 | 0 | 0 | 0 | 0 | 0 | 0 | 0 | 0 | 0 | 0 | 0 | 0 | 0 | 0 | 0 | 0 | 0 | 0 | 0 | 0 |  | 0 | 0 | 0 | 0 |  | 0 | 0 | 0 | 0 | 0
1968-07-17 | 1968 | 7 | 17 | 0 | 0 | 0 | 0 | 0 | 0 | 0 | 0 | 0 | 0 | 0 | 0 | 0 | 0 | 0 | 0 | 0 | 0 | 0 | 0 | 0 | 0.5 | 0.3 | 0 |  | 0.8 | 0.8 | 0.8 | 0 |  | 0 | 0 | 0.8 | 0 | 0
1968-07-18 | 1968 | 7 | 18 | 0 | 0 | 0 | 0 | 0 | 0 | 0 | 0 | 0 | 0 | 0 | 0 | 0 | 0 | 0 | 0 | 0 | 0 | 0 | 0 | 0 | 0 | 0 | 0 |  | 0 | 0 | 0 | 0 |  | 0 | 0 | 0 | 0 | 0
1968-07-19 | 1968 | 7 | 19 | 0 | 0 | 0 | 0 | 0 | 0 | 0 | 0 | 0 | 0 | 0 | 0 | 0 | 0 | 0 | 0 | 0 | 0 | 0 | 0 | 0 | 1.8 | 4.8 | 4.3 |  | 10.9 | 10.9 | 10.9 | 1.7764e-15 |  | 0 | 0 | 10.9 | 0 | 0
1968-07-20 | 1968 | 7 | 20 | 7.4 | 5.1 | 5.3 | 5.8 | 1 | 0.8 | 1.8 | 2 | 2.8 | 1.5 | 0.3 | 2 | 0.5 | 1 | 1.8 | 0.5 | 0.3 | 0 | 0 | 0 | 0 | 0 | 0 | 0 |  | 39.9 | 39.9 | 39.9 | 7.1054e-15 |  | 0 | 0 | 39.9 | 0 | 0
1968-07-21 | 1968 | 7 | 21 | 0 | 0 | 0 | 0 | 0 | 0 | 0 | 0 | 0 | 0 | 0 | 0 | 0 | 0 | 0 | 0 | 0 | 0 | 0 | 0 | 0 | 0 | 0 | 0.3 |  | 0.3 | 0.3 | 0.3 | 0 |  | 0 | 0 | 0.3 | 0 | 0
1968-07-22 | 1968 | 7 | 22 | 0.3 | 0 | 0 | 0.4 | 0 | 0 | 0 | 0 | 0 | 0 | 0.3 | 0 | 0 | 0 | 0 | 0 | 0 | 0 | 0 | 0 | 0 | 0 | 0 | 0 |  | 1 | 1 | 1 | 0 |  | 0 | 0 | 1 | 0 | 0
1968-07-23 | 1968 | 7 | 23 | 0 | 0 | 0 | 0 | 0 | 0 | 0 | 0.6 | 0.7 | 0.6 | 0.6 | 0.7 | 0.6 | 0 | 0 | 0 | 0 | 0 | 0 | 0 | 0 | 0 | 0 | 0 |  | 3.8 | 3.8 | 3.8 | 4.4409e-16 |  | 0 | 0 | 3.8 | 0 | 0
1968-07-24 | 1968 | 7 | 24 | 0 | 0 | 0 | 0 | 0 | 0 | 0 | 0 | 0 | 0 | 0 | 0 | 0 | 0 | 0 | 0 | 0 | 0 | 0 | 0 | 0.8 | 0 | 0 | 0 |  | 0.8 | 0.8 | 0.8 | 0 |  | 0 | 0 | 0.8 | 0 | 0
1968-07-25 | 1968 | 7 | 25 | 0 | 0 | 0 | 0 | 0 | 0 | 0 | 0 | 0 | 0 | 0 | 0 | 0 | 0 | 0 | 0 | 0 | 0 | 0 | 0 | 0 | 0 | 0 | 0 |  | 0 | 0 | 0 | 0 |  | 0 | 0 | 0 | 0 | 0
1968-07-26 | 1968 | 7 | 26 | 0 | 0 | 0 | 0 | 0 | 0 | 0 | 0 | 0 | 0 | 0 | 0 | 0 | 0 | 0 | 0 | 0 | 0 | 0 | 0 | 0 | 0 | 0 | 0 |  | 0 | 0 | 0 | 0 |  | 0 | 0 | 0 | 0 | 0
1968-07-27 | 1968 | 7 | 27 | 0 | 0 | 0 | 0 | 0 | 0 | 0 | 0 | 0 | 0 | 0 | 0 | 0 | 0 | 0 | 0 | 0 | 0 | 0 | 0 | 0 | 0 | 0 | 0 |  | 0 | 0 | 0 | 0 |  | 0 | 0 | 0 | 0 | 0
1968-07-28 | 1968 | 7 | 28 | 0 | 0 | 0 | 0 | 0 | 0 | 0 | 0 | 0 | 0 | 0 | 0 | 0 | 0 | 0 | 0 | 0 | 0 | 0 | 0 | 0 | 0 | 0 | 0 |  | 0 | 0 | 0 | 0 |  | 0 | 0 | 0 | 0 | 0
1968-07-29 | 1968 | 7 | 29 | 0 | 0 | 0 | 0 | 0 | 0 | 0 | 0 | 0 | 0 | 0 | 0 | 0 | 3.5 | 0.8 | 1.8 | 0.9 | 0.8 | 0.3 | 0 | 0 | 0 | 0 | 0 |  | 8.1 | 8.1 | 8.1 | 0 |  | 0 | 0 | 8.1 | 0 | 0
1968-07-30 | 1968 | 7 | 30 | 0 | 0 | 0 | 0 | 0 | 0 | 0 | 0 | 0 | 0 | 0 | 0 | 0 | 0 | 0 | 0 | 0 | 0 | 0 | 0 | 0 | 0 | 0 | 0 |  | 0 | 0 | 0 | 0 |  | 0 | 0 | 0 | 0 | 0
1968-07-31 | 1968 | 7 | 31 | 0 | 0 | 0 | 0 | 0 | 0 | 0 | 0 | 0 | 0 | 0 | 0 | 0 | 0 | 0 | 0 | 0 | 0 | 0 | 0 | 0 | 0 | 0 | 0 |  | 0 | 0 | 0 | 0 |  | 0 | 0 | 0 | 0 | 0
1968-08-01 | 1968 | 8 | 1 | 0 | 0 | 0 | 0 | 0 | 0 | 0 | 0 | 0 | 0 | 0 | 0 | 0 | 0 | 0 | 0 | 0 | 0 | 0 | 0 | 0 | 0 | 0 | 0 |  | 0 | 0 | 0 | 0 |  | 0 | 0 | 0 | 0 | 0
1968-08-02 | 1968 | 8 | 2 | 0 | 0 | 0 | 0 | 0 | 0 | 0 | 0 | 0 | 0 | 0 | 0 | 0 | 0 | 0 | 0 | 0 | 0 | 0 | 0 | 0 | 0 | 0 | 0 |  | 0 | 0 | 0 | 0 |  | 0 | 0 | 0 | 0 | 0
1968-08-03 | 1968 | 8 | 3 | 0 | 0 | 0 | 0 | 0 | 0 | 0 | 0 | 0 | 0 | 0 | 0 | 0 | 0 | 0 | 0 | 0 | 0 | 0 | 0 | 0 | 0 | 0 | 0 |  | 0 | 0 | 0 | 0 |  | 0 | 0 | 0 | 0 | 0
1968-08-04 | 1968 | 8 | 4 | 0 | 0 | 0 | 0 | 0 | 0 | 0 | 0 | 0.3 | 0 | 0 | 0 | 0 | 0 | 2.8 | 0 | 0 | 0 | 0 | 0 | 0.3 | 0.3 | 0 | 0 |  | 3.7 | 3.7 | 3.7 | 8.8818e-16 |  | 0 | 0 | 0 | 3.7 | 0
1968-08-05 | 1968 | 8 | 5 | 0 | 0 | 0 | 1 | 0 | 0 | 0 | 0 | 0 | 0 | 0 | 0 | 0 | 0 | 0 | 0 | 1 | 0 | 0 | 0 | 0 | 0.3 | 1.3 | 0 |  | 3.6 | 3.6 | 3.6 | 4.4409e-16 |  | 0 | 0 | 0 | 3.6 | 0
1968-08-06 | 1968 | 8 | 6 | 0 | 0 | 0 | 0 | 0 | 0 | 0 | 0 | 0 | 0 | 0 | 0 | 0 | 0 | 0 | 0 | 0.3 | 0 | 0 | 0 | 0 | 0 | 0 | 0 |  | 0.3 | 0.3 | 0.3 | 0 |  | 0 | 0 | 0 | 0.3 | 0
1968-08-07 | 1968 | 8 | 7 | 0 | 0 | 0 | 0 | 0 | 0 | 0 | 0 | 0 | 0 | 0 | 0 | 0 | 0 | 0 | 0 | 0 | 0 | 0 | 0 | 0 | 0 | 0 | 0 |  | 0 | 0 | 0 | 0 |  | 0 | 0 | 0 | 0 | 0
1968-08-08 | 1968 | 8 | 8 | 0.2 | 0.1 | 0.2 | 0.2 | 0.1 | 0.2 | 0.2 | 0.1 | 0.2 | 0.2 | 0.1 | 0.2 | 0 | 0 | 0 | 0 | 0 | 0 | 0 | 0 | 0 | 0 | 0 | 0 |  | 2 | 2 | 2 | 0 |  | 0 | 0 | 0 | 2 | 0
1968-08-09 | 1968 | 8 | 9 | 0 | 0 | 0 | 0 | 0 | 0 | 0 | 0 | 0 | 0 | 0 | 0 | 0 | 0 | 0 | 0 | 0 | 0 | 0 | 0 | 0 | 0 | 0 | 0 |  | 0 | 0 | 0 | 0 |  | 0 | 0 | 0 | 0 | 0
1968-08-10 | 1968 | 8 | 10 | 0 | 0 | 0 | 0 | 0 | 0 | 0 | 0 | 0 | 0 | 0 | 0 | 0 | 0 | 0 | 0 | 0 | 0 | 0 | 0 | 0 | 0 | 0 | 0 |  | 0 | 0 | 0 | 0 |  | 0 | 0 | 0 | 0 | 0
1968-08-11 | 1968 | 8 | 11 | 0 | 0 | 0 | 0 | 0 | 0 | 0 | 0 | 0 | 0 | 0 | 0 | 0 | 0 | 0 | 0.3 | 1.3 | 0 | 0 | 0 | 0 | 0 | 0 | 0 |  | 1.6 | 1.6 | 1.6 | 0 |  | 0 | 0 | 0 | 1.6 | 0
1968-08-12 | 1968 | 8 | 12 | 0 | 0 | 0 | 0 | 0 | 0 | 0 | 0 | 0 | 0 | 0 | 0 | 0 | 0 | 0 | 0.3 | 0 | 0.3 | 0 | 0 | 0 | 0 | 0 | 0 |  | 0.6 | 0.6 | 0.6 | 0 |  | 0 | 0 | 0 | 0.6 | 0
1968-08-13 | 1968 | 8 | 13 | 0 | 0 | 0 | 0.5 | 0.3 | 0 | 0 | 0 | 0 | 0 | 0 | 0 | 0 | 0 | 0 | 0 | 0 | 0 | 0 | 0 | 0 | 0 | 0 | 0 |  | 0.8 | 0.8 | 0.8 | 0 |  | 0 | 0 | 0 | 0.8 | 0
1968-08-14 | 1968 | 8 | 14 | 0 | 0 | 0 | 0 | 0 | 0 | 0 | 0.5 | 0 | 2 | 0 | 0 | 0 | 0 | 0.8 | 1 | 0.5 | 0.5 | 0 | 0 | 0.3 | 0 | 0 | 0.3 |  | 5.9 | 5.9 | 5.9 | 8.8818e-16 |  | 0 | 0 | 0 | 5.9 | 0
1968-08-15 | 1968 | 8 | 15 | 0 | 0 | 0 | 0.3 | 0 | 0 | 0 | 0 | 0.3 | 0 | 0 | 0 | 0 | 0 | 0 | 0 | 0 | 0 | 0 | 0.3 | 0 | 0 | 0 | 0 |  | 0.9 | 0.9 | 0.9 | 1.1102e-16 |  | 0 | 0 | 0 | 0.9 | 0
1968-08-16 | 1968 | 8 | 16 | 0 | 0 | 0 | 0 | 0 | 0 | 0 | 0 | 0 | 0 | 0 | 0 | 0 | 0 | 0 | 0 | 0 | 0 | 0 | 0 | 0 | 0 | 0 | 0 |  | 0 | 0 | 0 | 0 |  | 0 | 0 | 0 | 0 | 0
1968-08-17 | 1968 | 8 | 17 | 0 | 0 | 0 | 0 | 0 | 0 | 0 | 0 | 0 | 0 | 0 | 0 | 0 | 0 | 0 | 0 | 0 | 0 | 0 | 0 | 0 | 0 | 0 | 0 |  | 0 | 0 | 0 | 0 |  | 0 | 0 | 0 | 0 | 0
1968-08-18 | 1968 | 8 | 18 | 0 | 0 | 0.1 | 0 | 0.1 | 0 | 0 | 0 | 0 | 0 | 0 | 0 | 0 | 0 | 0 | 0 | 0.1 | 0 | 0 | 0 | 0 | 0 | 0 | 0 |  | 0.3 | 0.3 | 0.3 | 5.5511e-17 |  | 0 | 0 | 0 | 0.3 | 0
1968-08-19 | 1968 | 8 | 19 | 0 | 0 | 0 | 0 | 0 | 0 | 0 | 0 | 0 | 0 | 0 | 0 | 0 | 0 | 0 | 0 | 0 | 0 | 0 | 0 | 0 | 0 | 0 | 0 |  | 0 | 0 | 0 | 0 |  | 0 | 0 | 0 | 0 | 0
1968-08-20 | 1968 | 8 | 20 | 0 | 0 | 0 | 0 | 0 | 0 | 0 | 0 | 0 | 0 | 0 | 0.3 | 0.8 | 0 | 1 | 0.3 | 0 | 0 | 0 | 0 | 0 | 0 | 0 | 0 |  | 2.4 | 2.4 | 2.4 | 0 |  | 0 | 0 | 0 | 2.4 | 0
1968-08-21 | 1968 | 8 | 21 | 0 | 0 | 0 | 0 | 0 | 0 | 0 | 0 | 0 | 0 | 0 | 0 | 0 | 0 | 0 | 0 | 0 | 0 | 0 | 0 | 0 | 0 | 0 | 0 |  | 0 | 0 | 0 | 0 |  | 0 | 0 | 0 | 0 | 0
1968-08-22 | 1968 | 8 | 22 | 0 | 0 | 0 | 0 | 0 | 0 | 0 | 0 | 0 | 0 | 0 | 0 | 0 | 0 | 0 | 0 | 0 | 0 | 0 | 0 | 0 | 4.3 | 0 | 0 |  | 4.3 | 4.3 | 4.3 | 0 |  | 0 | 0 | 0 | 4.3 | 0
1968-08-23 | 1968 | 8 | 23 | 0 | 0 | 0 | 0 | 0 | 0 | 0 | 0 | 0 | 0 | 0 | 0 | 0 | 0 | 0 | 0 | 0 | 0 | 0 | 0 | 0 | 0 | 0 | 0 |  | 0 | 0 | 0 | 0 |  | 0 | 0 | 0 | 0 | 0
1968-08-24 | 1968 | 8 | 24 | 0 | 0 | 0 | 0 | 0 | 0 | 0 | 0 | 0 | 0 | 0 | 0 | 0 | 0 | 0 | 0 | 0 | 0 | 0 | 0 | 0 | 0 | 0 | 0 |  | 0 | 0 | 0 | 0 |  | 0 | 0 | 0 | 0 | 0
1968-08-25 | 1968 | 8 | 25 | 0 | 0 | 0 | 0 | 0 | 0 | 0 | 0 | 0 | 0 | 0 | 0 | 0 | 0 | 0 | 0 | 0 | 0 | 0 | 0 | 0 | 0 | 0 | 0 |  | 0 | 0 | 0 | 0 |  | 0 | 0 | 0 | 0 | 0
1968-08-26 | 1968 | 8 | 26 | 0 | 0 | 0 | 0 | 0 | 0 | 0 | 0 | 0 | 0 | 0 | 0 | 0 | 0 | 0 | 0 | 0 | 0 | 0 | 0 | 0 | 0 | 0 | 0 |  | 0 | 0 | 0 | 0 |  | 0 | 0 | 0 | 0 | 0
1968-08-27 | 1968 | 8 | 27 | 0 | 0 | 0 | 0 | 0 | 0 | 0 | 0 | 0 | 0 | 0 | 0 | 0 | 0 | 0 | 0 | 0 | 0 | 0 | 0 | 0 | 0 | 0 | 0 |  | 0 | 0 | 0 | 0 |  | 0 | 0 | 0 | 0 | 0
1968-08-28 | 1968 | 8 | 28 | 0 | 0 | 0 | 0 | 0 | 0 | 0 | 0 | 0 | 0 | 0 | 0 | 0 | 0 | 0 | 0 | 0 | 0 | 0 | 0 | 0 | 0 | 0 | 0 |  | 0 | 0 | 0 | 0 |  | 0 | 0 | 0 | 0 | 0
1968-08-29 | 1968 | 8 | 29 | 0 | 0 | 0 | 0 | 0 | 0 | 0 | 0 | 0 | 0 | 0 | 0 | 0 | 0 | 0 | 0 | 0 | 0 | 0 | 0 | 0 | 0 | 0 | 0 |  | 0 | 0 | 0 | 0 |  | 0 | 0 | 0 | 0 | 0
1968-08-30 | 1968 | 8 | 30 | 0 | 0 | 0 | 0 | 0 | 0 | 0 | 0 | 0 | 0 | 0 | 0 | 0 | 0 | 0 | 0 | 0 | 0 | 0 | 0 | 0 | 0 | 0 | 0 |  | 0 | 0 | 0 | 0 |  | 0 | 0 | 0 | 0 | 0
1968-08-31 | 1968 | 8 | 31 | 0 | 0 | 0 | 0 | 0 | 0 | 0 | 0 | 0 | 0 | 0 | 0 | 0 | 0 | 0 | 0 | 0 | 0 | 0 | 0 | 0 | 0 | 0 | 0 |  | 0 | 0 | 0 | 0 |  | 0 | 0 | 0 | 0 | 0
1968-09-01 | 1968 | 9 | 1 | 0 | 0 | 0 | 0 | 0 | 0 | 0 | 0 | 0 | 0 | 0 | 0 | 0 | 0 | 0 | 0.8 | 0.3 | 0 | 0 | 0 | 0 | 0 | 0 | 0 |  | 1.1 | 1.1 | 1.1 | 0 |  | 0 | 0 | 0 | 0 | 1.1
1968-09-02 | 1968 | 9 | 2 | 0 | 0 | 0 | 0 | 0 | 0 | 0 | 0 | 0 | 0 | 0 | 0 | 0 | 0 | 0 | 0.5 | 0 | 0 | 0 | 0.5 | 0 | 0 | 0 | 0 |  | 1 | 1 | 1 | 0 |  | 0 | 0 | 0 | 0 | 1
1968-09-03 | 1968 | 9 | 3 | 0 | 0 | 0 | 0 | 0 | 0 | 0 | 0 | 0 | 0 | 0 | 0 | 0 | 0 | 0 | 0 | 0 | 0 | 0 | 0 | 0 | 0 | 0 | 0 |  | 0 | 0 | 0 | 0 |  | 0 | 0 | 0 | 0 | 0
1968-09-04 | 1968 | 9 | 4 | 0 | 1 | 1 | 0.3 | 0 | 0 | 0 | 0 | 0 | 0 | 0 | 0 | 0 | 0 | 0 | 0 | 0 | 0 | 0 | 0 | 0 | 0 | 0 | 0 |  | 2.3 | 2.3 | 2.3 | 0 |  | 0 | 0 | 0 | 0 | 2.3
1968-09-05 | 1968 | 9 | 5 | 0 | 0 | 0 | 0 | 0 | 0 | 0 | 0 | 0.3 | 0 | 0 | 0 | 0 | 0 | 0 | 0 | 0 | 0 | 0 | 0 | 0 | 0 | 0 | 0 |  | 0.3 | 0.3 | 0.3 | 0 |  | 0 | 0 | 0 | 0 | 0.3
1968-09-06 | 1968 | 9 | 6 | 0 | 0 | 0 | 0 | 0 | 0 | 0 | 0 | 0 | 0 | 0 | 0 | 0 | 0 | 0 | 0 | 0 | 1.3 | 0 | 0 | 0 | 0.5 | 0 | 0 |  | 1.8 | 1.8 | 1.8 | 0 |  | 0 | 0 | 0 | 0 | 1.8
1968-09-07 | 1968 | 9 | 7 | 0 | 0 | 0 | 0.3 | 0 | 0 | 0 | 0 | 0 | 0 | 0 | 0 | 0 | 0 | 0 | 0 | 0 | 0 | 0 | 0 | 0 | 0 | 0 | 0 |  | 0.3 | 0.3 | 0.3 | 0 |  | 0 | 0 | 0 | 0 | 0.3
1968-09-08 | 1968 | 9 | 8 | 0 | 0 | 0 | 0 | 0 | 0 | 0 | 0 | 0 | 0 | 0 | 0 | 0 | 0 | 0 | 0 | 0 | 0 | 0 | 0 | 0 | 0 | 0 | 0 |  | 0 | 0 | 0 | 0 |  | 0 | 0 | 0 | 0 | 0
1968-09-09 | 1968 | 9 | 9 | 0 | 0 | 0 | 0 | 0 | 0 | 0 | 0 | 0 | 0 | 0 | 0 | 0 | 0 | 0 | 0 | 0 | 0 | 0 | 0 | 0 | 0 | 0 | 0 |  | 0 | 0 | 0 | 0 |  | 0 | 0 | 0 | 0 | 0
1968-09-10 | 1968 | 9 | 10 | 0 | 0 | 0 | 0 | 0 | 0 | 0 | 0 | 0 | 0 | 0 | 0 | 0 | 0 | 0 | 0 | 0 | 0 | 0 | 0 | 0 | 0 | 0 | 0 |  | 0 | 0 | 0 | 0 |  | 0 | 0 | 0 | 0 | 0
1968-09-11 | 1968 | 9 | 11 | 0 | 0 | 0 | 0 | 0 | 0 | 0 | 0 | 0 | 0 | 0 | 0 | 0 | 0 | 0 | 0 | 0 | 0 | 0 | 0 | 0 | 0 | 0 | 0 |  | 0 | 0 | 0 | 0 |  | 0 | 0 | 0 | 0 | 0
1968-09-12 | 1968 | 9 | 12 | 0 | 0 | 0 | 0 | 0 | 0 | 0 | 0 | 0 | 0 | 0 | 0 | 0 | 0 | 0 | 0 | 0 | 0 | 0 | 0 | 0 | 0 | 0 | 0 |  | 0 | 0 | 0 | 0 |  | 0 | 0 | 0 | 0 | 0
1968-09-13 | 1968 | 9 | 13 | 0 | 0 | 0 | 0 | 0 | 0 | 0 | 0 | 0 | 0 | 0 | 0 | 0 | 0 | 0 | 0 | 0 | 0 | 0 | 0 | 0 | 0 | 0 | 0 |  | 0 | 0 | 0 | 0 |  | 0 | 0 | 0 | 0 | 0
1968-09-14 | 1968 | 9 | 14 | 0 | 0 | 0 | 0 | 0 | 0 | 0 | 0 | 0 | 0 | 0 | 0 | 0 | 0 | 0 | 0 | 0 | 0 | 0 | 0 | 0 | 0 | 0 | 0 |  | 0 | 0 | 0 | 0 |  | 0 | 0 | 0 | 0 | 0
1968-09-15 | 1968 | 9 | 15 | 0 | 0 | 0 | 0 | 0 | 0 | 0 | 0 | 0 | 0 | 0 | 0 | 0 | 0 | 0 | 0 | 0 | 0 | 0 | 0 | 0 | 0 | 0 | 0 |  | 0 | 0 | 0 | 0 |  | 0 | 0 | 0 | 0 | 0
1968-09-16 | 1968 | 9 | 16 | 0 | 0 | 0 | 0 | 0 | 0 | 0 | 0 | 0 | 0 | 0 | 0 | 0 | 0 | 0 | 0 | 0 | 0 | 0 | 0 | 0 | 0 | 0 | 0 |  | 0 | 0 | 0 | 0 |  | 0 | 0 | 0 | 0 | 0
1968-09-17 | 1968 | 9 | 17 | 0 | 0 | 0 | 0 | 0 | 0 | 0 | 0 | 0 | 0 | 0 | 0 | 0 | 0 | 0 | 0 | 0 | 0 | 0 | 0 | 0 | 0 | 0 | 0 |  | 0 | 0 | 0 | 0 |  | 0 | 0 | 0 | 0 | 0
1968-09-18 | 1968 | 9 | 18 | 0 | 0 | 0 | 0 | 0 | 0 | 0.3 | 1 | 1.8 | 1.3 | 2.5 | 1.8 | 1.8 | 1.5 | 1.8 | 1.3 | 1.5 | 0.5 | 0.5 | 0.5 | 0 | 0 | 0 | 0 |  | 18.1 | 18.1 | 18.1 | 0 |  | 0 | 0 | 0 | 0 | 18.1
1968-09-19 | 1968 | 9 | 19 | 0 | 0 | 1 | 0.9 | 1 | 1 | 1 | 0.9 | 1 | 1 | 1 | 0.9 | 2 | 1 | 0.9 | 1 | 1 | 1 | 0.9 | 1 | 1 | 1 | 0.9 | 1 |  | 22.4 | 22.4 | 22.4 | 0 |  | 0 | 0 | 0 | 0 | 22.4
1968-09-20 | 1968 | 9 | 20 | 0.4 | 0.8 | 0.4 | 0.4 | 0.5 | 0.4 | 0.4 | 0 | 0 | 0.4 | 0.4 | 0.4 | 0.4 | 0.4 | 0.4 | 0.4 | 0.4 | 0.4 | 0.5 | 0.4 | 0.4 | 0.4 | 0.4 | 0.4 |  | 9.4 | 9.4 | 9.4 | 3.5527e-15 |  | 0 | 0 | 0 | 0 | 9.4
1968-09-21 | 1968 | 9 | 21 | 0.2 | 0.2 | 0.3 | 0.2 | 0.2 | 0.2 | 0.2 | 0.3 | 0.2 | 0.2 | 0.2 | 0.3 | 0.2 | 0.2 | 0.2 | 0.2 | 0.3 | 0.2 | 0.2 | 0.2 | 0.2 | 0.3 | 0.2 | 0.2 |  | 5.3 | 5.3 | 5.3 | 8.8818e-16 |  | 0 | 0 | 0 | 0 | 5.3
1968-09-22 | 1968 | 9 | 22 | 0 | 0 | 0 | 0 | 0 | 0 | 0 | 0 | 0 | 0 | 0 | 0 | 0 | 0 | 0 | 0 | 0 | 0 | 0 | 0 | 0 | 0 | 0 | 0 |  | 0 | 0 | 0 | 0 |  | 0 | 0 | 0 | 0 | 0
1968-09-23 | 1968 | 9 | 23 | 0 | 0 | 0 | 0 | 0 | 0 | 0 | 0 | 0 | 0 | 0 | 0 | 0 | 0 | 0 | 0 | 0 | 0 | 0 | 0 | 0 | 0 | 0 | 0 |  | 0 | 0 | 0 | 0 |  | 0 | 0 | 0 | 0 | 0
1968-09-24 | 1968 | 9 | 24 | 0 | 0 | 0 | 0 | 0 | 0 | 0 | 0 | 0 | 0 | 0 | 0 | 0 | 0 | 0 | 0 | 0 | 0 | 0 | 0 | 0 | 0 | 0 | 0 |  | 0 | 0 | 0 | 0 |  | 0 | 0 | 0 | 0 | 0
1968-09-25 | 1968 | 9 | 25 | 0 | 0 | 0 | 0 | 0 | 0 | 0 | 0 | 0 | 0 | 0 | 0 | 0 | 0 | 0 | 0 | 0 | 0 | 0 | 0 | 0 | 0 | 0 | 0 |  | 0 | 0 | 0 | 0 |  | 0 | 0 | 0 | 0 | 0
1968-09-26 | 1968 | 9 | 26 | 0 | 0 | 0 | 0 | 0 | 0 | 0 | 0 | 0 | 0 | 0 | 0 | 0 | 0 | 0 | 0 | 0 | 0 | 0 | 0 | 0 | 0 | 0 | 0 |  | 0 | 0 | 0 | 0 |  | 0 | 0 | 0 | 0 | 0
1968-09-27 | 1968 | 9 | 27 | 0 | 0 | 0 | 0 | 0 | 0 | 0 | 0 | 0 | 0 | 0 | 0 | 0 | 0 | 0 | 0 | 0 | 0 | 0 | 0 | 0 | 0 | 0 | 0 |  | 0 | 0 | 0 | 0 |  | 0 | 0 | 0 | 0 | 0
1968-09-28 | 1968 | 9 | 28 | 0 | 0 | 0 | 0 | 0 | 0 | 0 | 0 | 0 | 0 | 0 | 0 | 0 | 0 | 0 | 0 | 0 | 0 | 0 | 0 | 0 | 0 | 0 | 0 |  | 0 | 0 | 0 | 0 |  | 0 | 0 | 0 | 0 | 0
1968-09-29 | 1968 | 9 | 29 | 0 | 0 | 0 | 0 | 0 | 0 | 0 | 0 | 0 | 0 | 0 | 0 | 0 | 0 | 0 | 0 | 0 | 0 | 0 | 0 | 0 | 0 | 0 | 0 |  | 0 | 0 | 0 | 0 |  | 0 | 0 | 0 | 0 | 0
1968-09-30 | 1968 | 9 | 30 | 0 | 0 | 0 | 0 | 0 | 0 | 0 | 0 | 0 | 0 | 0 | 0 | 0 | 0 | 0 | 0 | 0 | 0 | 0 | 0 | 0 | 0 | 0 | 0 |  | 0 | 0 | 0 | 0 |  | 0 | 0 | 0 | 0 | 0
1968-10-01 | 1968 | 10 | 1 | 0 | 0 | 0.5 | 0.5 | 0.5 | 0.5 | 0.5 | 0.5 | 0.6 | 0.5 | 0.5 | 0.5 | 0.5 | 0 | 0 | 0 | 0.5 | 0 | 0 | 0 | 0 | 0 | 0 | 0.5 |  | 6.6 | 6.6 | 6.6 | 0 |  | 0 | 0 | 0 | 0 | 0
1968-10-02 | 1968 | 10 | 2 | 0 | 0 | 0 | 0 | 0 | 0 | 0 | 0 | 0 | 0 | 0 | 0 | 0 | 0 | 0 | 0 | 0 | 0 | 0 | 0 | 0 | 0 | 0 | 0 |  | 0 | 0 | 0 | 0 |  | 0 | 0 | 0 | 0 | 0
1968-10-03 | 1968 | 10 | 3 | 0 | 0 | 0 | 0 | 0 | 0 | 0 | 0 | 0 | 0 | 0 | 0 | 0 | 0 | 0 | 0 | 0 | 0 | 0 | 0 | 0 | 0 | 0 | 0 |  | 0 | 0 | 0 | 0 |  | 0 | 0 | 0 | 0 | 0
1968-10-04 | 1968 | 10 | 4 | 0 | 0 | 0 | 0 | 0 | 0 | 0 | 0 | 0 | 0 | 0 | 0 | 0 | 0 | 0 | 0 | 0 | 0 | 0 | 0 | 0 | 0 | 0 | 0 |  | 0 | 0 | 0 | 0 |  | 0 | 0 | 0 | 0 | 0
1968-10-05 | 1968 | 10 | 5 | 0 | 0 | 0 | 0 | 0 | 0 | 0 | 0 | 0 | 0 | 0 | 0 | 0 | 0 | 0 | 0 | 0 | 0 | 0 | 0 | 0 | 0 | 0 | 0 |  | 0 | 0 | 0 | 0 |  | 0 | 0 | 0 | 0 | 0
1968-10-06 | 1968 | 10 | 6 | 0 | 0 | 0 | 0 | 0 | 0 | 0 | 0 | 0 | 0 | 0 | 0 | 0 | 0 | 0 | 0 | 0 | 0 | 0 | 0 | 0 | 0 | 0 | 0 |  | 0 | 0 | 0 | 0 |  | 0 | 0 | 0 | 0 | 0
1968-10-07 | 1968 | 10 | 7 | 0.1 | 0.1 | 0.1 | 0.1 | 0.1 | 0.1 | 0.1 | 0.1 | 0.1 | 0.1 | 0.1 | 0.1 | 0.1 | 0.1 | 0.1 | 0.1 | 0.1 | 0.1 | 0 | 0.1 | 0.1 | 0.1 | 0.1 | 0.1 |  | 2.3 | 2.3 | 2.3 | 8.8818e-16 |  | 0 | 0 | 0 | 0 | 0
1968-10-08 | 1968 | 10 | 8 | 0 | 0 | 0 | 0 | 0 | 0 | 0 | 0 | 0 | 0 | 0 | 0 | 0 | 0 | 0 | 0 | 0 | 0 | 0 | 0 | 0 | 0 | 0 | 0 |  | 0 | 0 | 0 | 0 |  | 0 | 0 | 0 | 0 | 0
1968-10-09 | 1968 | 10 | 9 | 0 | 0 | 0 | 0 | 0 | 0 | 0 | 0 | 0 | 0 | 0 | 0 | 0 | 0 | 0 | 0 | 0 | 0 | 0 | 0 | 0 | 0 | 0 | 0 |  | 0 | 0 | 0 | 0 |  | 0 | 0 | 0 | 0 | 0
1968-10-10 | 1968 | 10 | 10 | 0 | 0 | 0 | 0 | 0 | 0 | 0 | 0 | 0 | 0 | 0 | 0 | 0 | 0 | 0 | 0 | 0 | 0 | 0 | 0 | 0 | 0 | 0 | 0 |  | 0 | 0 | 0 | 0 |  | 0 | 0 | 0 | 0 | 0
1968-10-11 | 1968 | 10 | 11 | 0 | 0 | 0 | 0 | 0 | 0 | 0 | 0 | 0 | 0 | 0 | 0 | 0 | 0 | 0 | 0 | 0 | 0.5 | 0.5 | 0.5 | 0.6 | 0.5 | 0.5 | 0.5 |  | 3.6 | 3.6 | 3.6 | 0 |  | 0 | 0 | 0 | 0 | 0
1968-10-12 | 1968 | 10 | 12 | 0.8 | 0.7 | 0 | 0 | 0 | 0 | 0 | 0 | 0 | 0 | 0 | 0 | 0 | 0 | 0 | 0 | 0 | 0 | 0 | 0 | 0 | 0 | 0 | 0 |  | 1.5 | 1.5 | 1.5 | 0 |  | 0 | 0 | 0 | 0 | 0
1968-10-13 | 1968 | 10 | 13 | 0 | 0 | 0 | 0 | 0.3 | 0 | 0 | 0 | 0 | 0.2 | 0 | 0 | 0 | 0 | 0 | 0 | 0 | 0 | 0 | 0 | 0 | 0 | 0 | 0 |  | 0.5 | 0.5 | 0.5 | 0 |  | 0 | 0 | 0 | 0 | 0
1968-10-14 | 1968 | 10 | 14 | 0 | 0 | 0 | 0 | 0 | 0 | 0 | 0 | 0 | 0 | 0 | 0 | 0 | 0 | 0 | 0 | 0 | 0 | 0 | 0 | 0 | 0 | 0 | 0 |  | 0 | 0 | 0 | 0 |  | 0 | 0 | 0 | 0 | 0
1968-10-15 | 1968 | 10 | 15 | 0 | 0 | 0 | 0 | 0 | 0 | 0 | 0 | 0 | 0 | 0 | 0 | 0 | 0 | 0 | 0 | 0 | 0 | 0 | 0 | 0 | 0.2 | 0.1 | 0.2 |  | 0.5 | 0.5 | 0.5 | 0 |  | 0 | 0 | 0 | 0 | 0
1968-10-16 | 1968 | 10 | 16 | 0 | 0 | 0 | 0 | 0 | 0 | 0 | 0 | 0 | 0 | 0 | 0 | 0 | 0 | 0 | 0 | 0 | 0 | 0 | 0 | 0 | 0 | 0 | 0 |  | 0 | 0 | 0 | 0 |  | 0 | 0 | 0 | 0 | 0
1968-10-17 | 1968 | 10 | 17 | 0 | 0 | 0 | 0 | 0 | 0 | 0 | 0 | 0 | 0 | 0 | 0 | 0 | 0 | 0 | 0 | 0 | 0 | 0 | 0 | 0 | 0 | 0 | 0 |  | 0 | 0 | 0 | 0 |  | 0 | 0 | 0 | 0 | 0
1968-10-18 | 1968 | 10 | 18 | 0 | 0 | 0 | 0 | 0 | 0 | 0 | 0 | 0 | 0 | 0 | 0 | 0 | 0 | 0 | 0 | 0 | 0 | 0 | 0 | 0 | 0 | 0 | 0 |  | 0 | 0 | 0 | 0 |  | 0 | 0 | 0 | 0 | 0
1968-10-19 | 1968 | 10 | 19 | 0 | 0 | 0 | 0 | 0 | 0 | 0 | 0 | 0 | 0 | 0 | 0 | 0 | 0 | 0 | 0 | 0 | 0 | 0 | 0 | 0 | 0 | 0 | 0 |  | 0 | 0 | 0 | 0 |  | 0 | 0 | 0 | 0 | 0
1968-10-20 | 1968 | 10 | 20 | 0 | 0 | 0 | 0 | 0 | 0 | 0 | 0 | 0 | 0 | 0 | 0 | 0 | 0 | 0 | 0 | 0 | 0 | 0 | 0 | 0 | 0 | 0 | 0 |  | 0 | 0 | 0 | 0 |  | 0 | 0 | 0 | 0 | 0
1968-10-21 | 1968 | 10 | 21 | 0 | 0 | 0 | 0 | 0 | 0 | 0 | 0 | 0 | 0 | 0 | 0 | 0 | 0 | 0 | 0 | 0 | 0 | 0 | 0 | 0 | 0 | 0 | 0 |  | 0 | 0 | 0 | 0 |  | 0 | 0 | 0 | 0 | 0
1968-10-22 | 1968 | 10 | 22 | 0 | 0 | 0 | 0 | 0 | 0 | 0 | 0 | 0 | 0 | 0 | 0 | 0 | 0 | 0 | 0 | 0 | 0 | 0 | 0 | 0 | 0 | 0 | 0 |  | 0 | 0 | 0 | 0 |  | 0 | 0 | 0 | 0 | 0
1968-10-23 | 1968 | 10 | 23 | 0 | 0 | 0 | 0 | 0 | 0 | 0 | 0 | 0 | 0 | 0 | 0 | 0 | 0 | 0 | 0 | 0 | 0 | 0 | 0 | 0 | 0 | 0 | 0 |  | 0 | 0 | 0 | 0 |  | 0 | 0 | 0 | 0 | 0
1968-10-24 | 1968 | 10 | 24 | 0 | 0 | 0 | 0 | 0 | 0 | 0 | 0 | 0 | 0 | 0 | 0 | 0 | 0 | 0 | 0 | 0 | 0 | 0 | 0 | 0 | 0 | 0 | 0 |  | 0 | 0 | 0 | 0 |  | 0 | 0 | 0 | 0 | 0
1968-10-25 | 1968 | 10 | 25 | 0 | 0 | 0 | 0 | 0 | 0 | 0 | 0 | 0 | 0 | 0 | 0 | 0 | 0 | 0 | 0 | 0 | 0 | 0 | 0 | 0 | 0 | 0 | 0 |  | 0 | 0 | 0 | 0 |  | 0 | 0 | 0 | 0 | 0
1968-10-26 | 1968 | 10 | 26 | 0 | 0 | 0 | 0 | 0 | 0 | 0 | 0 | 0 | 0 | 0 | 0 | 0 | 0 | 0 | 0 | 0 | 0 | 0 | 0 | 0 | 0 | 0 | 0 |  | 0 | 0 | 0 | 0 |  | 0 | 0 | 0 | 0 | 0
1968-10-27 | 1968 | 10 | 27 | 0 | 0 | 0 | 0 | 0 | 0 | 0 | 0 | 0 | 0 | 0 | 0 | 0 | 0 | 0 | 0 | 0 | 0 | 0 | 0 | 0 | 0 | 0 | 0 |  | 0 | 0 | 0 | 0 |  | 0 | 0 | 0 | 0 | 0
1968-10-28 | 1968 | 10 | 28 | 0 | 0 | 0 | 0 | 0 | 0 | 0 | 0 | 0 | 0 | 0 | 0 | 0 | 0 | 0 | 0 | 0 | 0 | 0 | 0 | 0 | 0 | 0 | 0 |  | 0 | 0 | 0 | 0 |  | 0 | 0 | 0 | 0 | 0
1968-10-29 | 1968 | 10 | 29 | 0 | 0 | 0 | 0 | 0 | 0 | 0 | 0 | 0 | 0 | 0 | 0 | 0 | 0 | 0 | 0 | 0 | 0 | 0 | 0 | 0 | 0 | 0 | 0 |  | 0 | 0 | 0 | 0 |  | 0 | 0 | 0 | 0 | 0
1968-10-30 | 1968 | 10 | 30 | 0 | 0 | 0 | 0 | 0 | 0 | 0 | 0 | 0 | 0 | 0 | 0 | 0 | 0 | 0 | 0 | 0 | 0 | 0 | 0 | 0 | 0 | 0 | 0 |  | 0 | 0 | 0 | 0 |  | 0 | 0 | 0 | 0 | 0
1968-10-31 | 1968 | 10 | 31 | 0 | 0 | 0 | 0 | 0 | 0 | 2.2 | 1.1 | 0 | 0 | 0 | 0 | 0 | 0 | 0 | 0 | 0 | 0 | 0 | 0 | 0 | 0 | 0 | 0 |  | 3.3 | 3.3 | 3.3 | 4.4409e-16 |  | 0 | 0 | 0 | 0 | 0
1968-11-01 | 1968 | 11 | 1 | 0 | 0 | 0 | 0 | 0 | 0 | 0 | 0 | 0 | 0 | 0 | 0 | 0 | 0 | 0 | 0 | 0 | 0 | 0 | 0 | 0 | 0 | 0 | 0 |  | 0 | 0 | 0 | 0 |  | 0 | 0 | 0 | 0 | 0
1968-11-02 | 1968 | 11 | 2 | 0 | 0 | 0 | 0 | 0 | 0 | 0 | 0 | 0 | 0 | 0 | 0 | 0 | 0 | 0 | 0 | 0 | 0 | 0 | 0 | 0 | 0 | 0 | 0 |  | 0 | 0 | 0 | 0 |  | 0 | 0 | 0 | 0 | 0
1968-11-03 | 1968 | 11 | 3 | 0 | 0 | 0 | 0 | 0 | 0 | 0 | 0 | 0 | 0 | 0 | 0 | 0 | 0 | 0 | 0 | 0 | 0 | 0 | 0 | 0 | 0 | 0 | 0 |  | 0 | 0 | 0 | 0 |  | 0 | 0 | 0 | 0 | 0
1968-11-04 | 1968 | 11 | 4 | 0 | 0 | 0 | 0.3 | 0.2 | 0.3 | 0 | 0 | 0 | 0 | 0 | 0 | 0 | 0 | 0 | 0 | 0 | 0 | 0 | 0 | 0 | 0 | 0.2 | 0 |  | 1 | 1 | 1 | 0 |  | 0 | 0 | 0 | 0 | 0
1968-11-05 | 1968 | 11 | 5 | 0 | 0 | 0 | 0 | 0 | 0 | 0 | 0 | 0 | 0 | 0 | 0 | 0 | 0 | 0 | 0 | 0 | 0 | 0 | 0 | 0 | 0 | 0 | 0 |  | 0 | 0 | 0 | 0 |  | 0 | 0 | 0 | 0 | 0
1968-11-06 | 1968 | 11 | 6 | 0 | 0 | 0 | 0 | 0 | 0 | 0 | 0 | 0 | 0 | 0 | 0 | 0 | 0 | 0 | 0 | 0 | 0 | 0 | 0 | 0 | 0 | 0 | 0 |  | 0 | 0 | 0 | 0 |  | 0 | 0 | 0 | 0 | 0
1968-11-07 | 1968 | 11 | 7 | 0 | 0 | 0 | 0 | 0 | 0 | 0 | 0 | 0 | 0 | 0 | 0 | 0 | 0 | 0 | 0 | 0 | 0 | 0 | 0 | 0 | 0 | 0 | 0 |  | 0 | 0 | 0 | 0 |  | 0 | 0 | 0 | 0 | 0
1968-11-08 | 1968 | 11 | 8 | 0 | 0 | 0 | 0 | 0 | 0 | 0 | 0 | 0 | 0 | 0 | 0 | 0 | 0 | 0 | 0 | 0 | 0 | 0 | 0 | 0 | 0 | 0 | 0 |  | 0 | 0 | 0 | 0 |  | 0 | 0 | 0 | 0 | 0
1968-11-09 | 1968 | 11 | 9 | 0 | 0 | 0 | 0 | 0 | 0 | 0 | 0 | 0 | 0 | 0 | 0 | 0 | 0 | 0 | 0 | 0 | 0 | 0 | 0 | 0 | 0 | 0 | 0 |  | 0 | 0 | 0 | 0 |  | 0 | 0 | 0 | 0 | 0
1968-11-10 | 1968 | 11 | 10 | 0 | 0 | 0 | 0 | 0 | 0 | 0 | 0 | 0 | 0 | 0 | 0 | 0 | 0 | 0 | 0 | 0 | 0 | 0 | 0 | 0 | 0 | 0 | 0 |  | 0 | 0 | 0 | 0 |  | 0 | 0 | 0 | 0 | 0
1968-11-11 | 1968 | 11 | 11 | 0 | 0 | 0 | 0 | 0 | 0 | 0 | 0 | 0 | 0 | 0 | 0 | 0 | 0 | 0 | 0 | 0 | 0 | 0 | 0 | 0 | 0 | 0 | 0 |  | 0 | 0 | 0 | 0 |  | 0 | 0 | 0 | 0 | 0
1968-11-12 | 1968 | 11 | 12 | 0 | 0 | 0 | 0 | 0 | 0 | 0 | 0 | 0 | 0 | 0 | 0 | 0 | 0 | 0 | 0 | 0 | 0 | 0 | 0 | 0 | 0 | 0 | 0 |  | 0 | 0 | 0 | 0 |  | 0 | 0 | 0 | 0 | 0
1968-11-13 | 1968 | 11 | 13 | 0 | 0 | 0 | 0 | 0 | 0 | 0 | 0 | 0 | 0 | 0 | 0 | 0 | 0 | 0 | 0 | 0 | 0 | 0 | 0 | 0 | 0 | 0 | 0 |  | 0 | 0 | 0 | 0 |  | 0 | 0 | 0 | 0 | 0
1968-11-14 | 1968 | 11 | 14 | 0 | 0 | 0 | 0 | 0 | 0 | 0 | 0 | 0 | 0 | 0 | 0 | 0 | 0 | 0 | 0 | 0 | 0 | 0 | 0 | 0 | 0 | 0 | 0 |  | 0 | 0 | 0 | 0 |  | 0 | 0 | 0 | 0 | 0
1968-11-15 | 1968 | 11 | 15 | 0 | 0 | 0 | 0 | 0 | 0 | 0 | 0 | 0 | 0.1 | 0.1 | 0.1 | 0 | 0 | 0 | 0 | 0.1 | 0.1 | 0.1 | 0.1 | 0.1 | 0 | 0.1 | 0.1 |  | 1 | 1 | 1 | 1.1102e-16 |  | 0 | 0 | 0 | 0 | 0
1968-11-16 | 1968 | 11 | 16 | 0 | 0.1 | 0 | 0 | 0.1 | 0 | 0 | 0.1 | 0 | 0 | 0.1 | 0 | 0 | 0 | 0 | 0 | 0 | 0 | 0 | 0 | 0 | 0 | 0.1 | 0 |  | 0.5 | 0.5 | 0.5 | 0 |  | 0 | 0 | 0 | 0 | 0
1968-11-17 | 1968 | 11 | 17 | 0 | 0.1 | 0 | 0.1 | 0 | 0 | 0.1 | 0 | 0 | 0 | 0 | 0 | 0 | 0 | 0 | 0 | 0 | 0 | 0 | 0 | 0 | 0 | 0 | 0 |  | 0.3 | 0.3 | 0.3 | 5.5511e-17 |  | 0 | 0 | 0 | 0 | 0
1968-11-18 | 1968 | 11 | 18 | 0 | 0 | 0 | 0 | 0 | 0 | 0 | 0 | 0 | 0 | 0 | 0 | 0 | 0 | 0 | 0 | 0 | 0 | 0 | 0 | 0 | 0 | 0 | 0 |  | 0 | 0 | 0 | 0 |  | 0 | 0 | 0 | 0 | 0
1968-11-19 | 1968 | 11 | 19 | 0 | 0 | 0 | 0 | 0 | 0 | 0 | 0 | 0 | 0 | 0 | 0 | 0 | 0 | 0 | 0 | 0 | 0 | 0 | 0 | 0 | 0 | 0 | 0 |  | 0 | 0 | 0 | 0 |  | 0 | 0 | 0 | 0 | 0
1968-11-20 | 1968 | 11 | 20 | 0 | 0 | 0 | 0 | 0 | 0 | 0 | 0 | 0 | 0 | 0 | 0 | 0 | 0 | 0 | 0 | 0 | 0 | 0 | 0 | 0 | 0 | 0 | 0 |  | 0 | 0 | 0 | 0 |  | 0 | 0 | 0 | 0 | 0
1968-11-21 | 1968 | 11 | 21 | 0 | 0 | 0 | 0 | 0 | 0 | 0 | 0 | 0 | 0 | 0 | 0 | 0 | 0 | 0 | 0 | 0 | 0 | 0 | 0 | 0 | 0 | 0 | 0 |  | 0 | 0 | 0 | 0 |  | 0 | 0 | 0 | 0 | 0
1968-11-22 | 1968 | 11 | 22 | 0 | 0 | 0 | 0 | 0 | 0 | 0 | 0 | 0 | 0 | 0 | 0 | 0 | 0 | 0 | 0 | 0 | 0 | 0 | 0 | 0 | 0 | 0 | 0 |  | 0 | 0 | 0 | 0 |  | 0 | 0 | 0 | 0 | 0
1968-11-23 | 1968 | 11 | 23 | 0 | 0 | 0 | 0 | 0 | 0 | 0 | 0 | 0 | 0 | 0 | 0 | 0 | 0 | 0 | 0 | 0 | 0 | 0 | 0 | 0 | 0 | 0 | 0 |  | 0 | 0 | 0 | 0 |  | 0 | 0 | 0 | 0 | 0
1968-11-24 | 1968 | 11 | 24 | 0 | 0 | 0 | 0 | 0 | 0 | 0 | 0 | 0 | 0 | 0 | 0 | 0 | 0 | 0 | 0 | 0 | 0 | 0 | 0 | 0 | 0 | 0 | 0 |  | 0 | 0 | 0 | 0 |  | 0 | 0 | 0 | 0 | 0
1968-11-25 | 1968 | 11 | 25 | 0 | 0 | 0 | 0 | 0 | 0 | 0 | 0 | 0 | 0 | 0 | 0 | 0 | 0 | 0 | 0 | 0 | 0 | 0 | 0 | 0 | 0 | 0 | 0 |  | 0 | 0 | 0 | 0 |  | 0 | 0 | 0 | 0 | 0
1968-11-26 | 1968 | 11 | 26 | 0 | 0 | 0 | 0 | 0 | 0 | 0 | 0 | 0 | 0 | 0 | 0 | 0 | 0 | 0 | 0 | 0 | 0 | 0 | 0 | 0 | 0 | 0 | 0 |  | 0 | 0 | 0 | 0 |  | 0 | 0 | 0 | 0 | 0
1968-11-27 | 1968 | 11 | 27 | 0 | 0 | 0 | 0 | 0 | 0 | 0 | 0 | 0 | 0 | 0 | 0 | 0 | 0 | 0 | 0 | 0 | 0 | 0 | 0 | 0 | 0 | 0 | 0 |  | 0 | 0 | 0 | 0 |  | 0 | 0 | 0 | 0 | 0
1968-11-28 | 1968 | 11 | 28 | 0 | 0 | 0 | 0 | 0 | 0 | 0 | 0 | 0 | 0 | 0 | 0 | 0 | 0 | 0 | 0 | 0 | 0 | 0 | 0 | 0 | 0 | 0 | 0 |  | 0 | 0 | 0 | 0 |  | 0 | 0 | 0 | 0 | 0
1968-11-29 | 1968 | 11 | 29 | 0 | 0 | 0 | 0 | 0 | 0 | 0 | 0 | 0 | 0 | 0 | 0 | 0 | 0 | 0 | 0 | 0 | 0 | 0 | 0 | 0 | 0 | 0 | 0 |  | 0 | 0 | 0 | 0 |  | 0 | 0 | 0 | 0 | 0
1968-11-30 | 1968 | 11 | 30 | 0.3 | 0 | 0 | 0 | 0 | 0 | 0 | 0 | 0 | 0 | 0 | 0 | 0 | 0 | 0 | 0 | 0 | 0 | 0 | 0 | 0 | 0 | 0 | 0 |  | 0.3 | 0.3 | 0.3 | 0 |  | 0 | 0 | 0 | 0 | 0
1968-12-01 | 1968 | 12 | 1 | 0 | 0 | 0 | 0 | 0 | 0 | 0 | 0 | 0 | 0 | 0 | 0 | 0 | 0 | 0 | 0 | 0 | 0 | 0 | 0 | 0 | 0 | 0 | 0 |  | 0 | 0 | 0 | 0 |  | 0 | 0 | 0 | 0 | 0
1968-12-02 | 1968 | 12 | 2 | 0 | 0 | 0 | 0 | 0 | 0 | 0 | 0 | 0 | 0 | 0 | 0 | 0 | 0 | 0 | 0 | 0 | 0 | 0 | 0 | 0 | 0 | 0 | 0 |  | 0 | 0 | 0 | 0 |  | 0 | 0 | 0 | 0 | 0
1968-12-03 | 1968 | 12 | 3 | 0 | 0 | 0 | 0 | 0 | 0 | 0 | 0 | 0 | 0 | 0 | 0 | 0 | 0 | 0 | 0.5 | 0.4 | 0.2 | 0.3 | 0.2 | 0.2 | 0.2 | 0.3 | 0.2 |  | 2.5 | 2.5 | 2.5 | 0 |  | 0 | 0 | 0 | 0 | 0
1968-12-04 | 1968 | 12 | 4 | 0 | 0 | 0 | 0 | 0 | 0 | 0 | 0 | 0 | 0 | 0 | 0 | 0 | 0 | 0 | 0 | 0 | 0 | 0 | 0 | 0 | 0 | 0 | 0 |  | 0 | 0 | 0 | 0 |  | 0 | 0 | 0 | 0 | 0
1968-12-05 | 1968 | 12 | 5 | 0 | 0 | 0 | 0 | 0 | 0 | 0 | 0 | 0 | 0 | 0 | 0 | 0 | 0 | 0 | 0 | 0 | 0 | 0 | 0 | 0 | 0 | 0 | 0 |  | 0 | 0 | 0 | 0 |  | 0 | 0 | 0 | 0 | 0
1968-12-06 | 1968 | 12 | 6 | 0 | 0 | 0 | 0 | 0 | 0 | 0 | 0 | 0 | 0 | 0 | 0 | 0 | 0 | 0 | 0 | 0 | 0 | 0 | 0 | 0 | 0 | 0 | 0 |  | 0 | 0 | 0 | 0 |  | 0 | 0 | 0 | 0 | 0
1968-12-07 | 1968 | 12 | 7 | 0 | 0 | 0 | 0 | 0 | 0 | 0 | 0 | 0 | 0 | 0 | 0 | 0 | 0 | 0 | 0 | 0 | 0 | 0 | 0 | 0 | 0 | 0 | 0 |  | 0 | 0 | 0 | 0 |  | 0 | 0 | 0 | 0 | 0
1968-12-08 | 1968 | 12 | 8 | 0 | 0 | 0 | 0 | 0 | 0 | 0 | 0 | 0 | 0 | 0 | 0 | 0 | 0 | 0 | 0 | 0 | 0 | 0 | 0 | 0 | 0 | 0 | 0 |  | 0 | 0 | 0 | 0 |  | 0 | 0 | 0 | 0 | 0
1968-12-09 | 1968 | 12 | 9 | 0 | 0 | 0 | 0 | 0 | 0 | 0 | 0 | 0 | 0 | 0 | 0 | 0 | 0 | 0 | 0 | 0 | 0 | 0 | 0 | 0 | 0 | 0 | 0 |  | 0 | 0 | 0 | 0 |  | 0 | 0 | 0 | 0 | 0
1968-12-10 | 1968 | 12 | 10 | 0 | 0 | 0 | 0 | 0 | 0 | 0 | 0.2 | 0 | 0.2 | 0.2 | 0.2 | 0.1 | 0.2 | 0.2 | 0.2 | 0.2 | 0.2 | 0.2 | 0.2 | 0.1 | 0.2 | 0.2 | 0.2 |  | 3 | 3 | 3 | 8.8818e-16 |  | 0 | 0 | 0 | 0 | 0
1968-12-11 | 1968 | 12 | 11 | 0 | 0.1 | 0 | 0 | 0 | 0.1 | 0 | 0 | 0 | 0.1 | 0 | 0 | 0.1 | 0 | 0 | 0 | 0.1 | 0 | 0 | 0 | 0 | 0 | 0 | 0 |  | 0.5 | 0.5 | 0.5 | 0 |  | 0 | 0 | 0 | 0 | 0
1968-12-12 | 1968 | 12 | 12 | 0 | 0 | 0 | 0 | 0 | 0 | 0 | 0 | 0 | 0 | 0 | 0 | 0 | 0 | 0 | 0 | 0 | 0 | 0 | 0 | 0 | 0 | 0 | 0 |  | 0 | 0 | 0 | 0 |  | 0 | 0 | 0 | 0 | 0
1968-12-13 | 1968 | 12 | 13 | 0 | 0 | 0 | 0 | 0 | 0 | 0 | 0 | 0 | 0 | 0 | 0 | 0 | 0 | 0 | 0 | 0 | 0 | 0 | 0 | 0 | 0 | 0 | 0 |  | 0 | 0 | 0 | 0 |  | 0 | 0 | 0 | 0 | 0
1968-12-14 | 1968 | 12 | 14 | 0 | 0 | 0 | 0 | 0 | 0 | 0 | 0 | 0 | 0 | 0 | 0 | 0 | 0 | 0 | 0 | 0 | 0 | 0 | 0 | 0 | 0 | 0 | 0 |  | 0 | 0 | 0 | 0 |  | 0 | 0 | 0 | 0 | 0
1968-12-15 | 1968 | 12 | 15 | 0 | 0 | 0 | 0 | 0 | 0 | 0 | 0 | 0 | 0 | 0 | 0 | 0 | 0 | 0 | 0 | 0 | 0 | 0 | 0 | 0 | 0 | 0 | 0 |  | 0 | 0 | 0 | 0 |  | 0 | 0 | 0 | 0 | 0
1968-12-16 | 1968 | 12 | 16 | 0 | 0 | 0 | 0 | 0 | 0 | 0 | 0 | 0 | 0 | 0 | 0 | 0 | 0 | 0 | 0 | 0 | 0.1 | 0 | 0.2 | 0.1 | 0.1 | 0.2 | 0.1 |  | 0.8 | 0.8 | 0.8 | 1.1102e-16 |  | 0 | 0 | 0 | 0 | 0
1968-12-17 | 1968 | 12 | 17 | 0.3 | 0.2 | 0.3 | 0.2 | 0.3 | 0.2 | 0.3 | 0.2 | 0 | 0 | 0 | 0 | 0 | 0 | 0 | 0 | 0 | 0 | 0 | 0 | 0 | 0 | 0 | 0 |  | 2 | 2 | 2 | 0 |  | 0 | 0 | 0 | 0 | 0
1968-12-18 | 1968 | 12 | 18 | 0 | 0 | 0 | 0 | 0 | 0 | 0 | 0 | 0 | 0 | 0 | 0 | 0 | 0 | 0 | 0 | 0 | 0 | 0 | 0 | 0.1 | 0.1 | 0 | 0.1 |  | 0.3 | 0.3 | 0.3 | 5.5511e-17 |  | 0 | 0 | 0 | 0 | 0
1968-12-19 | 1968 | 12 | 19 | 0 | 0.1 | 0 | 0 | 0.1 | 0 | 0 | 0.1 | 0 | 0 | 0.1 | 0 | 0 | 0.1 | 0 | 0 | 0.1 | 0 | 0 | 0.1 | 0 | 0 | 0.1 | 0 |  | 0.8 | 0.8 | 0.8 | 1.1102e-16 |  | 0 | 0 | 0 | 0 | 0
1968-12-20 | 1968 | 12 | 20 | 0 | 0 | 0 | 0 | 0 | 0 | 0 | 0 | 0 | 0 | 0 | 0 | 0 | 0 | 0 | 0 | 0 | 0 | 0 | 0 | 0 | 0 | 0 | 0 |  | 0 | 0 | 0 | 0 |  | 0 | 0 | 0 | 0 | 0
1968-12-21 | 1968 | 12 | 21 | 0 | 0 | 0 | 0 | 0 | 0 | 0 | 0 | 0.1 | 0 | 0 | 0 | 0.1 | 0 | 0 | 0 | 0 | 0 | 0 | 0 | 0 | 0.1 | 0 | 0 |  | 0.3 | 0.3 | 0.3 | 5.5511e-17 |  | 0 | 0 | 0 | 0 | 0
1968-12-22 | 1968 | 12 | 22 | 0 | 0.1 | 0 | 0 | 0 | 0 | 0.1 | 0 | 0 | 0.1 | 0 | 0 | 0 | 0.1 | 0 | 0 | 0 | 0 | 0 | 0 | 0 | 0 | 0.1 | 0 |  | 0.5 | 0.5 | 0.5 | 0 |  | 0 | 0 | 0 | 0 | 0
1968-12-23 | 1968 | 12 | 23 | 0.1 | 0.1 | 0.1 | 0.1 | 0.1 | 0.1 | 0.1 | 0 | 0 | 0 | 0 | 0.1 | 0.1 | 0.1 | 0.1 | 0.1 | 0.1 | 0.1 | 0.1 | 0.1 | 0.1 | 0.1 | 0.1 | 0.1 |  | 2 | 2 | 2 | 4.4409e-16 |  | 0 | 0 | 0 | 0 | 0
1968-12-24 | 1968 | 12 | 24 | 0.2 | 0.2 | 0.2 | 0.2 | 0.2 | 0.1 | 0.2 | 0.2 | 0.2 | 0 | 0 | 0 | 0 | 0.2 | 0.2 | 0.2 | 0.2 | 0.2 | 0.2 | 0.1 | 0.2 | 0.2 | 0.2 | 0.2 |  | 3.8 | 3.8 | 3.8 | 1.7764e-15 |  | 0 | 0 | 0 | 0 | 0
1968-12-25 | 1968 | 12 | 25 | 0.3 | 0.2 | 0.3 | 0 | 0 | 0 | 0 | 0 | 0.2 | 0 | 0 | 0 | 0.3 | 0.2 | 0.3 | 0.3 | 0.2 | 0.3 | 0.2 | 0.3 | 0.2 | 0.3 | 0.2 | 0.3 |  | 4.1 | 4.1 | 4.1 | 8.8818e-16 |  | 0 | 0 | 0 | 0 | 0
1968-12-26 | 1968 | 12 | 26 | 0.1 | 0.1 | 0.1 | 0.1 | 0.1 | 0.1 | 0.1 | 0.1 | 0.1 | 0.1 | 0.1 | 0.1 | 0 | 0 | 0 | 0 | 0.1 | 0.1 | 0.1 | 0.1 | 0.1 | 0.1 | 0.1 | 0.1 |  | 2 | 2 | 2 | 4.4409e-16 |  | 0 | 0 | 0 | 0 | 0
1968-12-27 | 1968 | 12 | 27 | 0 | 0.1 | 0 | 0 | 0.1 | 0 | 0 | 0.1 | 0 | 0 | 0 | 0 | 0 | 0 | 0 | 0 | 0 | 0 | 0 | 0.1 | 0 | 0 | 0.1 | 0 |  | 0.5 | 0.5 | 0.5 | 0 |  | 0 | 0 | 0 | 0 | 0
1968-12-28 | 1968 | 12 | 28 | 0 | 0 | 0 | 0 | 0 | 0 | 0 | 0 | 0 | 0 | 0 | 0 | 0 | 0 | 0 | 0 | 0 | 0 | 0 | 0 | 0 | 0 | 0 | 0 |  | 0 | 0 | 0 | 0 |  | 0 | 0 | 0 | 0 | 0
1968-12-29 | 1968 | 12 | 29 | 0 | 0 | 0 | 0 | 0 | 0 | 0 | 0 | 0.1 | 0 | 0 | 0 | 0 | 0 | 0.1 | 0 | 0 | 0 | 0 | 0 | 0.1 | 0 | 0 | 0 |  | 0.3 | 0.3 | 0.3 | 5.5511e-17 |  | 0 | 0 | 0 | 0 | 0
1968-12-30 | 1968 | 12 | 30 | 0 | 0.1 | 0 | 0 | 0.1 | 0 | 0 | 0 | 0.1 | 0 | 0 | 0 | 0 | 0 | 0 | 0 | 0 | 0 | 0 | 0 | 0 | 0 | 0 | 0 |  | 0.3 | 0.3 | 0.3 | 5.5511e-17 |  | 0 | 0 | 0 | 0 | 0
1968-12-31 | 1968 | 12 | 31 | 0 | 0 | 0 | 0 | 0 | 0 | 0 | 0 | 0 | 0 | 0 | 0 | 0 | 0 | 0 | 0 | 0 | 0 | 0 | 0 | 0 | 0 | 0 | 0 |  | 0 | 0 | 0 | 0 |  | 0 | 0 | 0 | 0 | 0
1969-01-01 | 1969 | 1 | 1 | 0 | 0 | 0 | 0 | 0 | 0 | 0 | 0 | 0 | 0 | 0 | 0 | 0 | 0 | 0 | 0 | 0 | 0 | 0 | 0 | 0 | 0 | 0 | 0 |  | 0 | 0 | 0 | 0 |  | 0 | 0 | 0 | 0 | 0
1969-01-02 | 1969 | 1 | 2 | 0 | 0 | 0 | 0 | 0 | 0 | 0 | 0 | 0 | 0 | 0 | 0 | 0 | 0 | 0 | 0 | 0 | 0 | 0 | 0 | 0 | 0 | 0 | 0 |  | 0 | 0 | 0 | 0 |  | 0 | 0 | 0 | 0 | 0
1969-01-03 | 1969 | 1 | 3 | 0 | 0 | 0 | 0 | 0 | 0 | 0 | 0 | 0 | 0 | 0 | 0 | 0 | 0 | 0 | 0 | 0 | 0 | 0 | 0 | 0 | 0 | 0 | 0 |  | 0 | 0 | 0 | 0 |  | 0 | 0 | 0 | 0 | 0
1969-01-04 | 1969 | 1 | 4 | 0 | 0 | 0 | 0 | 0 | 0 | 0 | 0 | 0 | 0 | 0 | 0 | 0 | 0 | 0 | 0 | 0 | 0 | 0 | 0 | 0 | 0 | 0 | 0 |  | 0 | 0 | 0 | 0 |  | 0 | 0 | 0 | 0 | 0
1969-01-05 | 1969 | 1 | 5 | 0 | 0 | 0 | 0.3 | 0.2 | 0 | 0.3 | 0.2 | 0.3 | 0 | 0 | 0 | 0 | 0 | 0 | 0 | 0 | 0 | 0 | 0 | 0 | 0 | 0 | 0 |  | 1.3 | 1.3 | 1.3 | 0 |  | 0 | 0 | 0 | 0 | 0
1969-01-06 | 1969 | 1 | 6 | 0 | 0 | 0 | 0 | 0 | 0 | 0 | 0 | 0 | 0 | 0 | 0 | 0 | 0 | 0 | 0 | 0 | 0 | 0 | 0 | 0 | 0 | 0 | 0 |  | 0 | 0 | 0 | 0 |  | 0 | 0 | 0 | 0 | 0
1969-01-07 | 1969 | 1 | 7 | 0 | 0 | 0 | 0 | 0 | 0 | 0 | 0 | 0 | 0 | 0 | 0 | 0 | 0 | 0 | 0 | 0 | 0 | 0 | 0 | 0 | 0 | 0 | 0 |  | 0 | 0 | 0 | 0 |  | 0 | 0 | 0 | 0 | 0
1969-01-08 | 1969 | 1 | 8 | 0 | 0 | 0 | 0 | 0 | 0 | 0 | 0 | 0 | 0 | 0 | 0 | 0 | 0 | 0 | 0 | 0 | 0 | 0 | 0 | 0 | 0 | 0 | 0 |  | 0 | 0 | 0 | 0 |  | 0 | 0 | 0 | 0 | 0
1969-01-09 | 1969 | 1 | 9 | 0 | 0 | 0 | 0 | 0 | 0 | 0 | 0 | 0 | 0 | 0 | 0 | 0 | 0 | 0 | 0 | 0 | 0 | 0 | 0 | 0 | 0 | 0 | 0 |  | 0 | 0 | 0 | 0 |  | 0 | 0 | 0 | 0 | 0
1969-01-10 | 1969 | 1 | 10 | 0.1 | 0.1 | 0 | 0.1 | 0.1 | 0.1 | 0 | 0.1 | 0.1 | 0 | 0.1 | 0.1 | 0.1 | 0.1 | 0 | 0 | 0 | 0 | 0 | 0.1 | 0.1 | 0.1 | 0 | 0.1 |  | 1.5 | 1.5 | 1.5 | 2.2204e-16 |  | 0 | 0 | 0 | 0 | 0
1969-01-11 | 1969 | 1 | 11 | 0 | 0 | 0.1 | 0 | 0 | 0 | 0.1 | 0 | 0 | 0 | 0.1 | 0 | 0 | 0 | 0 | 0.1 | 0 | 0 | 0 | 0 | 0 | 0.1 | 0 | 0 |  | 0.5 | 0.5 | 0.5 | 0 |  | 0 | 0 | 0 | 0 | 0
1969-01-12 | 1969 | 1 | 12 | 0 | 0 | 0 | 0 | 0 | 0 | 0 | 0 | 0 | 0 | 0 | 0 | 0 | 0 | 0 | 0 | 0 | 0 | 0 | 0 | 0 | 0 | 0 | 0 |  | 0 | 0 | 0 | 0 |  | 0 | 0 | 0 | 0 | 0
1969-01-13 | 1969 | 1 | 13 | 0.1 | 0.1 | 0.1 | 0.2 | 0.1 | 0.1 | 0.1 | 0.1 | 0.1 | 0.1 | 0.1 | 0.2 | 0 | 0 | 0 | 0 | 0 | 0 | 0 | 0 | 0.1 | 0.1 | 0.1 | 0.1 |  | 1.8 | 1.8 | 1.8 | 2.2204e-16 |  | 0 | 0 | 0 | 0 | 0
1969-01-14 | 1969 | 1 | 14 | 0 | 0 | 0 | 0 | 0 | 0 | 0 | 0 | 0 | 0 | 0 | 0 | 0 | 0 | 0 | 0 | 0 | 0 | 0 | 0 | 0 | 0 | 0 | 0 |  | 0 | 0 | 0 | 0 |  | 0 | 0 | 0 | 0 | 0
1969-01-15 | 1969 | 1 | 15 | 0 | 0 | 0 | 0 | 0 | 0 | 0 | 0 | 0 | 0 | 0 | 0 | 0 | 0 | 0 | 0 | 0 | 0 | 0 | 0 | 0 | 0 | 0 | 0 |  | 0 | 0 | 0 | 0 |  | 0 | 0 | 0 | 0 | 0
1969-01-16 | 1969 | 1 | 16 | 0 | 0 | 0 | 0 | 0 | 0 | 0 | 0 | 0 | 0 | 0 | 0 | 0 | 0 | 0 | 0 | 0 | 0 | 0 | 0 | 0 | 0 | 0 | 0 |  | 0 | 0 | 0 | 0 |  | 0 | 0 | 0 | 0 | 0
1969-01-17 | 1969 | 1 | 17 | 0 | 0 | 0 | 0.1 | 0 | 0 | 0 | 0 | 0 | 0 | 0 | 0.1 | 0 | 0 | 0 | 0 | 0 | 0 | 0 | 0 | 0.1 | 0 | 0 | 0 |  | 0.3 | 0.3 | 0.3 | 5.5511e-17 |  | 0 | 0 | 0 | 0 | 0
1969-01-18 | 1969 | 1 | 18 | 0 | 0 | 0 | 0 | 0 | 0 | 0 | 0 | 0 | 0 | 0 | 0 | 0 | 0 | 0 | 0 | 0 | 0 | 0 | 0 | 0 | 0 | 0 | 0 |  | 0 | 0 | 0 | 0 |  | 0 | 0 | 0 | 0 | 0
1969-01-19 | 1969 | 1 | 19 | 0 | 0 | 0.1 | 0 | 0 | 0 | 0 | 0.1 | 0 | 0 | 0 | 0.1 | 0 | 0 | 0 | 0 | 0.1 | 0 | 0 | 0 | 0 | 0.1 | 0 | 0 |  | 0.5 | 0.5 | 0.5 | 0 |  | 0 | 0 | 0 | 0 | 0
1969-01-20 | 1969 | 1 | 20 | 0 | 0.1 | 0 | 0 | 0 | 0.1 | 0 | 0 | 0 | 0 | 0 | 0 | 0 | 0 | 0 | 0 | 0 | 0 | 0 | 0 | 0 | 0.1 | 0 | 0 |  | 0.3 | 0.3 | 0.3 | 5.5511e-17 |  | 0 | 0 | 0 | 0 | 0
1969-01-21 | 1969 | 1 | 21 | 0 | 0.1 | 0 | 0 | 0.1 | 0 | 0 | 0.1 | 0 | 0 | 0 | 0 | 0 | 0 | 0 | 0 | 0 | 0 | 0 | 0.1 | 0 | 0 | 0.1 | 0 |  | 0.5 | 0.5 | 0.5 | 0 |  | 0 | 0 | 0 | 0 | 0
1969-01-22 | 1969 | 1 | 22 | 0 | 0 | 0.1 | 0 | 0 | 0 | 0 | 0.1 | 0 | 0 | 0 | 0 | 0 | 0 | 0 | 0 | 0 | 0 | 0 | 0 | 0 | 0.1 | 0 | 0 |  | 0.3 | 0.3 | 0.3 | 5.5511e-17 |  | 0 | 0 | 0 | 0 | 0
1969-01-23 | 1969 | 1 | 23 | 0 | 0 | 0 | 0 | 0 | 0 | 0 | 0 | 0 | 0 | 0 | 0 | 0 | 0 | 0 | 0 | 0 | 0 | 0 | 0 | 0 | 0 | 0 | 0 |  | 0 | 0 | 0 | 0 |  | 0 | 0 | 0 | 0 | 0
1969-01-24 | 1969 | 1 | 24 | 0 | 0 | 0 | 0 | 0 | 0 | 0 | 0 | 0 | 0 | 0 | 0 | 0 | 0 | 0 | 0 | 0 | 0 | 0 | 0 | 0 | 0 | 0 | 0 |  | 0 | 0 | 0 | 0 |  | 0 | 0 | 0 | 0 | 0
1969-01-25 | 1969 | 1 | 25 | 0 | 0.1 | 0 | 0.1 | 0 | 0.1 | 0 | 0 | 0.1 | 0 | 0.1 | 0 | 0 | 0.1 | 0 | 0.1 | 0 | 0 | 0.1 | 0 | 0.1 | 0 | 0.1 | 0 |  | 1 | 1 | 1 | 1.1102e-16 |  | 0 | 0 | 0 | 0 | 0
1969-01-26 | 1969 | 1 | 26 | 0.2 | 0.2 | 0.2 | 0.1 | 0.2 | 0.2 | 0.2 | 0.2 | 0.2 | 0.1 | 0.2 | 0.2 | 0.2 | 0.2 | 0.5 | 0.2 | 0.2 | 0.2 | 0.2 | 0.2 | 0.1 | 0.2 | 0.2 | 0.2 |  | 4.8 | 4.8 | 4.8 | 1.7764e-15 |  | 0 | 0 | 0 | 0 | 0
1969-01-27 | 1969 | 1 | 27 | 0 | 0 | 0 | 0 | 0 | 0 | 0.1 | 0 | 0 | 0 | 0 | 0 | 0 | 0 | 0.1 | 0 | 0 | 0 | 0 | 0 | 0.1 | 0 | 0 | 0 |  | 0.3 | 0.3 | 0.3 | 5.5511e-17 |  | 0 | 0 | 0 | 0 | 0
1969-01-28 | 1969 | 1 | 28 | 0.1 | 0 | 0.1 | 0.1 | 0.1 | 0 | 0.1 | 0.1 | 0 | 0 | 0 | 0 | 0 | 0 | 0.1 | 0 | 0.1 | 0 | 0 | 0 | 0 | 0 | 0 | 0 |  | 0.8 | 0.8 | 0.8 | 1.1102e-16 |  | 0 | 0 | 0 | 0 | 0
1969-01-29 | 1969 | 1 | 29 | 0 | 0 | 0 | 0 | 0 | 0 | 0 | 0 | 0 | 0 | 0 | 0 | 0 | 0 | 0 | 0 | 0 | 0 | 0 | 0 | 0 | 0 | 0 | 0 |  | 0 | 0 | 0 | 0 |  | 0 | 0 | 0 | 0 | 0
1969-01-30 | 1969 | 1 | 30 | 0 | 0 | 0 | 0 | 0 | 0 | 0 | 0 | 0.1 | 0 | 0.1 | 0.1 | 0.1 | 0 | 0.1 | 0 | 0 | 0 | 0 | 0 | 0 | 0 | 0 | 0 |  | 0.5 | 0.5 | 0.5 | 0 |  | 0 | 0 | 0 | 0 | 0
1969-01-31 | 1969 | 1 | 31 | 0 | 0 | 0 | 0 | 0 | 0 | 0 | 0 | 0 | 0 | 0 | 0 | 0 | 0 | 0 | 0 | 0 | 0 | 0 | 0 | 0 | 0 | 0 | 0 |  | 0 | 0 | 0 | 0 |  | 0 | 0 | 0 | 0 | 0
1969-02-01 | 1969 | 2 | 1 | 0 | 0 | 0 | 0 | 0 | 0 | 0 | 0 | 0 | 0 | 0 | 0 | 0 | 0 | 0 | 0 | 0 | 0 | 0 | 0 | 0 | 0 | 0 | 0 |  | 0 | 0 | 0 | 0 |  | 0 | 0 | 0 | 0 | 0
1969-02-02 | 1969 | 2 | 2 | 0 | 0 | 0 | 0 | 0 | 0 | 0 | 0 | 0 | 0 | 0 | 0 | 0 | 0 | 0 | 0 | 0 | 0 | 0 | 0 | 0 | 0 | 0 | 0 |  | 0 | 0 | 0 | 0 |  | 0 | 0 | 0 | 0 | 0
1969-02-03 | 1969 | 2 | 3 | 0 | 0 | 0 | 0 | 0 | 0 | 0 | 0 | 0 | 0 | 0 | 0 | 0 | 0 | 0 | 0 | 0 | 0 | 0 | 0 | 0 | 0 | 0 | 0 |  | 0 | 0 | 0 | 0 |  | 0 | 0 | 0 | 0 | 0
1969-02-04 | 1969 | 2 | 4 | 0 | 0 | 0 | 0 | 0 | 0 | 0 | 0 | 0 | 0 | 0 | 0 | 0 | 0 | 0 | 0 | 0 | 0 | 0 | 0 | 0 | 0 | 0 | 0 |  | 0 | 0 | 0 | 0 |  | 0 | 0 | 0 | 0 | 0
1969-02-05 | 1969 | 2 | 5 | 0 | 0 | 0 | 0 | 0 | 0 | 0 | 0 | 0 | 0 | 0 | 0 | 0 | 0 | 0 | 0 | 0 | 0 | 0 | 0 | 0 | 0 | 0 | 0 |  | 0 | 0 | 0 | 0 |  | 0 | 0 | 0 | 0 | 0
1969-02-06 | 1969 | 2 | 6 | 0 | 0 | 0.1 | 0 | 0 | 0 | 0 | 0 | 0.1 | 0 | 0 | 0 | 0 | 0 | 0 | 0 | 0 | 0 | 0 | 0 | 0 | 0.1 | 0 | 0 |  | 0.3 | 0.3 | 0.3 | 5.5511e-17 |  | 0 | 0 | 0 | 0 | 0
1969-02-07 | 1969 | 2 | 7 | 0 | 0 | 0 | 0 | 0 | 0 | 0 | 0 | 0 | 0 | 0 | 0 | 0 | 0 | 0 | 0 | 0 | 0 | 0 | 0 | 0 | 0 | 0 | 0 |  | 0 | 0 | 0 | 0 |  | 0 | 0 | 0 | 0 | 0
1969-02-08 | 1969 | 2 | 8 | 0 | 0 | 0 | 0 | 0 | 0 | 0 | 0 | 0 | 0 | 0 | 0 | 0 | 0 | 0 | 0 | 0 | 0 | 0 | 0 | 0 | 0 | 0 | 0 |  | 0 | 0 | 0 | 0 |  | 0 | 0 | 0 | 0 | 0
1969-02-09 | 1969 | 2 | 9 | 0 | 0 | 0 | 0 | 0 | 0 | 0 | 0 | 0 | 0 | 0 | 0 | 0 | 0 | 0 | 0 | 0 | 0 | 0 | 0 | 0 | 0 | 0 | 0 |  | 0 | 0 | 0 | 0 |  | 0 | 0 | 0 | 0 | 0
1969-02-10 | 1969 | 2 | 10 | 0 | 0 | 0 | 0 | 0 | 0 | 0 | 0 | 0 | 0 | 0 | 0 | 0 | 0 | 0 | 0 | 0 | 0 | 0 | 0 | 0 | 0 | 0 | 0 |  | 0 | 0 | 0 | 0 |  | 0 | 0 | 0 | 0 | 0
1969-02-11 | 1969 | 2 | 11 | 0 | 0 | 0 | 0 | 0 | 0 | 0 | 0 | 0 | 0 | 0 | 0 | 0 | 0 | 0 | 0 | 0 | 0 | 0 | 0 | 0 | 0 | 0 | 0 |  | 0 | 0 | 0 | 0 |  | 0 | 0 | 0 | 0 | 0
1969-02-12 | 1969 | 2 | 12 | 0 | 0 | 0 | 0 | 0 | 0 | 0 | 0 | 0 | 0 | 0 | 0 | 0 | 0 | 0 | 0 | 0 | 0 | 0 | 0 | 0 | 0 | 0 | 0 |  | 0 | 0 | 0 | 0 |  | 0 | 0 | 0 | 0 | 0
1969-02-13 | 1969 | 2 | 13 | 0.2 | 0.2 | 0.2 | 0.1 | 0.2 | 0.2 | 0.2 | 0.2 | 0.2 | 0 | 0 | 0 | 0 | 0 | 0 | 0 | 0.2 | 0.2 | 0.1 | 0 | 0 | 0.2 | 0.2 | 0.2 |  | 2.8 | 2.8 | 2.8 | 8.8818e-16 |  | 0 | 0 | 0 | 0 | 0
1969-02-14 | 1969 | 2 | 14 | 0 | 0 | 0 | 0 | 0 | 0 | 0 | 0 | 0 | 0 | 0 | 0 | 0 | 0 | 0 | 0 | 0 | 0 | 0 | 0 | 0 | 0 | 0 | 0 |  | 0 | 0 | 0 | 0 |  | 0 | 0 | 0 | 0 | 0
1969-02-15 | 1969 | 2 | 15 | 0 | 0 | 0 | 0 | 0 | 0 | 0 | 0 | 0 | 0 | 0 | 0 | 0 | 0 | 0 | 0 | 0 | 0 | 0 | 0 | 0 | 0 | 0 | 0 |  | 0 | 0 | 0 | 0 |  | 0 | 0 | 0 | 0 | 0
1969-02-16 | 1969 | 2 | 16 | 0 | 0 | 0 | 0 | 0 | 0 | 0 | 0 | 0 | 0 | 0 | 0 | 0 | 0 | 0 | 0 | 0 | 0 | 0 | 0 | 0 | 0 | 0 | 0 |  | 0 | 0 | 0 | 0 |  | 0 | 0 | 0 | 0 | 0
1969-02-17 | 1969 | 2 | 17 | 0 | 0 | 0 | 0 | 0 | 0 | 0 | 0 | 0 | 0 | 0 | 0 | 0 | 0 | 0 | 0 | 0 | 0 | 0 | 0 | 0 | 0 | 0 | 0 |  | 0 | 0 | 0 | 0 |  | 0 | 0 | 0 | 0 | 0
1969-02-18 | 1969 | 2 | 18 | 0 | 0 | 0 | 0 | 0 | 0 | 0 | 0 | 0 | 0 | 0 | 0 | 0 | 0 | 0 | 0 | 0 | 0 | 0 | 0 | 0 | 0 | 0 | 0 |  | 0 | 0 | 0 | 0 |  | 0 | 0 | 0 | 0 | 0
1969-02-19 | 1969 | 2 | 19 | 0 | 0 | 0 | 0 | 0 | 0 | 0 | 0 | 0 | 0 | 0 | 0 | 0 | 0 | 0 | 0 | 0 | 0 | 0 | 0 | 0 | 0 | 0 | 0 |  | 0 | 0 | 0 | 0 |  | 0 | 0 | 0 | 0 | 0
1969-02-20 | 1969 | 2 | 20 | 0 | 0 | 0 | 0 | 0 | 0 | 0 | 0 | 0 | 0 | 0 | 0 | 0 | 0 | 0 | 0 | 0 | 0 | 0 | 0 | 0 | 0 | 0 | 0 |  | 0 | 0 | 0 | 0 |  | 0 | 0 | 0 | 0 | 0
1969-02-21 | 1969 | 2 | 21 | 0 | 0 | 0 | 0 | 0 | 0 | 0 | 0 | 0 | 0 | 0 | 0 | 0 | 0 | 0 | 0 | 0 | 0 | 0.1 | 0 | 0.1 | 0 | 0.1 | 0 |  | 0.3 | 0.3 | 0.3 | 5.5511e-17 |  | 0 | 0 | 0 | 0 | 0
1969-02-22 | 1969 | 2 | 22 | 0.2 | 0.2 | 0.2 | 0.2 | 0.2 | 0.2 | 0.1 | 0.2 | 0.2 | 0.2 | 0.2 | 0.2 | 0.2 | 0 | 0 | 0 | 0 | 0 | 0 | 0 | 0 | 0 | 0 | 0 |  | 2.5 | 2.5 | 2.5 | 4.4409e-16 |  | 0 | 0 | 0 | 0 | 0
1969-02-23 | 1969 | 2 | 23 | 0 | 0 | 0 | 0.1 | 0 | 0 | 0 | 0 | 0 | 0 | 0 | 0.1 | 0 | 0.1 | 0 | 0.1 | 0 | 0.1 | 0 | 0.1 | 0 | 0.1 | 0 | 0.1 |  | 0.8 | 0.8 | 0.8 | 1.1102e-16 |  | 0 | 0 | 0 | 0 | 0
1969-02-24 | 1969 | 2 | 24 | 0 | 0 | 0 | 0 | 0 | 0 | 0 | 0 | 0 | 0 | 0 | 0 | 0 | 0 | 0 | 0 | 0 | 0 | 0 | 0 | 0 | 0 | 0 | 0 |  | 0 | 0 | 0 | 0 |  | 0 | 0 | 0 | 0 | 0
1969-02-25 | 1969 | 2 | 25 | 0.2 | 0.3 | 0.2 | 0.3 | 0.2 | 0.3 | 0.2 | 0.2 | 0.5 | 0.5 | 0.5 | 0.5 | 0.5 | 0.2 | 0.2 | 0.3 | 0.2 | 0.3 | 0.2 | 0 | 0 | 0 | 0 | 0 |  | 5.8 | 5.8 | 5.8 | 8.8818e-16 |  | 0 | 0 | 0 | 0 | 0
1969-02-26 | 1969 | 2 | 26 | 0 | 0 | 0 | 0 | 0 | 0 | 0 | 0 | 0 | 0 | 0 | 0 | 0 | 0 | 0 | 0 | 0 | 0 | 0 | 0 | 0 | 0 | 0 | 0 |  | 0 | 0 | 0 | 0 |  | 0 | 0 | 0 | 0 | 0
1969-02-27 | 1969 | 2 | 27 | 0 | 0 | 0 | 0 | 0 | 0 | 0 | 0 | 0 | 0 | 0 | 0 | 0 | 0 | 0 | 0 | 0 | 0 | 0 | 0 | 0 | 0 | 0 | 0 |  | 0 | 0 | 0 | 0 |  | 0 | 0 | 0 | 0 | 0
1969-02-28 | 1969 | 2 | 28 | 0 | 0 | 0 | 0 | 0 | 0 | 0 | 0 | 0 | 0 | 0 | 0 | 0 | 0 | 0 | 0 | 0 | 0 | 0 | 0 | 0 | 0 | 0 | 0 |  | 0 | 0 | 0 | 0 |  | 0 | 0 | 0 | 0 | 0
1969-03-01 | 1969 | 3 | 1 | 0 | 0 | 0 | 0 | 0 | 0 | 0 | 0 | 0 | 0 | 0 | 0 | 0 | 0 | 0 | 0 | 0 | 0 | 0 | 0 | 0 | 0 | 0 | 0 |  | 0 | 0 | 0 | 0 |  | 0 | 0 | 0 | 0 | 0
1969-03-02 | 1969 | 3 | 2 | 0 | 0 | 0 | 0 | 0 | 0 | 0 | 0 | 0 | 0 | 0 | 0 | 0 | 0 | 0 | 0 | 0 | 0 | 0 | 0 | 0 | 0 | 0 | 0 |  | 0 | 0 | 0 | 0 |  | 0 | 0 | 0 | 0 | 0
1969-03-03 | 1969 | 3 | 3 | 0 | 0 | 0 | 0 | 0 | 0 | 0 | 0 | 0 | 0 | 0 | 0 | 0 | 0 | 0 | 0 | 0 | 0 | 0 | 0 | 0 | 0 | 0 | 0 |  | 0 | 0 | 0 | 0 |  | 0 | 0 | 0 | 0 | 0
1969-03-04 | 1969 | 3 | 4 | 0 | 0 | 0 | 0 | 0 | 0 | 0 | 0 | 0 | 0 | 0 | 0 | 0 | 0 | 0 | 0 | 0 | 0 | 0 | 0 | 0 | 0 | 0 | 0 |  | 0 | 0 | 0 | 0 |  | 0 | 0 | 0 | 0 | 0
1969-03-05 | 1969 | 3 | 5 | 0 | 0 | 0 | 0 | 0 | 0 | 0 | 0 | 0 | 0 | 0 | 0 | 0 | 0 | 0 | 0 | 0 | 0 | 0 | 0.1 | 0.1 | 0 | 0.1 | 0 |  | 0.3 | 0.3 | 0.3 | 5.5511e-17 |  | 0 | 0 | 0 | 0 | 0
1969-03-06 | 1969 | 3 | 6 | 0 | 0 | 0 | 0 | 0 | 0 | 0 | 0 | 0 | 0 | 0 | 0 | 0 | 0 | 0 | 0 | 0 | 0 | 0 | 0 | 0 | 0 | 0 | 0 |  | 0 | 0 | 0 | 0 |  | 0 | 0 | 0 | 0 | 0
1969-03-07 | 1969 | 3 | 7 | 0 | 0 | 0 | 0.1 | 0 | 0 | 0 | 0 | 0 | 0 | 0 | 0.1 | 0 | 0 | 0 | 0 | 0 | 0 | 0 | 0 | 0.1 | 0 | 0 | 0 |  | 0.3 | 0.3 | 0.3 | 5.5511e-17 |  | 0 | 0 | 0 | 0 | 0
1969-03-08 | 1969 | 3 | 8 | 0 | 0.1 | 0 | 0.1 | 0 | 0.1 | 0 | 0 | 0.1 | 0 | 0.1 | 0 | 0 | 0 | 0 | 0 | 0 | 0 | 0.1 | 0 | 0.1 | 0 | 0.1 | 0 |  | 0.8 | 0.8 | 0.8 | 1.1102e-16 |  | 0 | 0 | 0 | 0 | 0
1969-03-09 | 1969 | 3 | 9 | 0.1 | 0 | 0.1 | 0.1 | 0.1 | 0 | 0.1 | 0.1 | 0.1 | 0 | 0.1 | 0.1 | 0 | 0.1 | 0.1 | 0.1 | 0 | 0.1 | 0 | 0 | 0 | 0 | 0 | 0 |  | 1.3 | 1.3 | 1.3 | 0 |  | 0 | 0 | 0 | 0 | 0
1969-03-10 | 1969 | 3 | 10 | 0 | 0 | 0 | 0 | 0 | 0 | 0 | 0 | 0 | 0 | 0 | 0 | 0 | 0 | 0 | 0 | 0 | 0 | 0 | 0 | 0 | 0 | 0 | 0 |  | 0 | 0 | 0 | 0 |  | 0 | 0 | 0 | 0 | 0
1969-03-11 | 1969 | 3 | 11 | 0 | 0 | 0 | 0 | 0 | 0 | 0 | 0 | 0 | 0 | 0 | 0 | 0 | 0 | 0 | 0 | 0 | 0 | 0 | 0 | 0 | 0 | 0 | 0 |  | 0 | 0 | 0 | 0 |  | 0 | 0 | 0 | 0 | 0
1969-03-12 | 1969 | 3 | 12 | 0 | 0 | 0 | 0 | 0 | 0 | 0 | 0 | 0 | 0 | 0 | 0 | 0 | 0 | 0 | 0 | 0 | 0 | 0 | 0 | 0 | 0 | 0 | 0 |  | 0 | 0 | 0 | 0 |  | 0 | 0 | 0 | 0 | 0
1969-03-13 | 1969 | 3 | 13 | 0 | 0 | 0 | 0 | 0 | 0 | 0 | 0 | 0 | 0 | 0 | 0 | 0 | 0 | 0 | 0 | 0 | 0 | 0 | 0 | 0 | 0 | 0 | 0 |  | 0 | 0 | 0 | 0 |  | 0 | 0 | 0 | 0 | 0
1969-03-14 | 1969 | 3 | 14 | 0 | 0 | 0 | 0 | 0 | 0 | 0 | 0 | 0 | 0 | 0 | 0 | 0 | 0 | 0 | 0 | 0 | 0 | 0 | 0 | 0 | 0 | 0 | 0 |  | 0 | 0 | 0 | 0 |  | 0 | 0 | 0 | 0 | 0
1969-03-15 | 1969 | 3 | 15 | 0 | 0 | 0 | 0 | 0 | 0 | 0 | 0 | 0 | 0 | 0 | 0 | 0 | 0 | 0 | 0 | 0 | 0 | 0 | 0 | 0 | 0 | 0 | 0 |  | 0 | 0 | 0 | 0 |  | 0 | 0 | 0 | 0 | 0
1969-03-16 | 1969 | 3 | 16 | 0 | 0 | 0 | 0 | 0 | 0 | 0 | 0 | 0 | 0 | 0 | 0 | 0 | 0 | 0 | 0 | 0 | 0 | 0 | 0 | 0 | 0 | 0 | 0 |  | 0 | 0 | 0 | 0 |  | 0 | 0 | 0 | 0 | 0
1969-03-17 | 1969 | 3 | 17 | 0 | 0 | 0 | 0 | 0 | 0 | 0 | 0 | 0 | 0 | 0 | 0 | 0 | 0 | 0 | 0 | 0 | 0 | 0 | 0 | 0 | 0 | 0 | 0 |  | 0 | 0 | 0 | 0 |  | 0 | 0 | 0 | 0 | 0
1969-03-18 | 1969 | 3 | 18 | 0 | 0 | 0 | 0 | 0 | 0 | 0 | 0 | 0 | 0 | 0 | 0 | 0 | 0 | 0 | 0 | 0 | 0 | 0 | 0 | 0 | 0 | 0 | 0 |  | 0 | 0 | 0 | 0 |  | 0 | 0 | 0 | 0 | 0
1969-03-19 | 1969 | 3 | 19 | 0 | 0 | 0 | 0 | 0 | 0 | 0 | 0 | 0 | 0 | 0 | 0 | 0 | 0 | 0 | 0 | 0 | 0 | 0 | 0 | 0 | 0 | 0 | 0 |  | 0 | 0 | 0 | 0 |  | 0 | 0 | 0 | 0 | 0
1969-03-20 | 1969 | 3 | 20 | 0 | 0 | 0 | 0 | 0 | 0 | 0 | 0 | 0 | 0 | 0 | 0 | 0 | 0 | 0 | 0 | 0 | 0 | 0 | 0 | 0 | 0 | 0 | 0 |  | 0 | 0 | 0 | 0 |  | 0 | 0 | 0 | 0 | 0
1969-03-21 | 1969 | 3 | 21 | 0 | 0 | 0 | 0 | 0 | 0 | 0 | 0 | 0 | 0 | 0 | 0 | 0 | 0 | 0 | 0 | 0 | 0 | 0.2 | 0.2 | 0.1 | 0 | 0 | 0 |  | 0.5 | 0.5 | 0.5 | 0 |  | 0 | 0 | 0 | 0 | 0
1969-03-22 | 1969 | 3 | 22 | 0 | 0 | 0 | 0 | 0 | 0 | 0 | 0 | 0 | 0 | 0 | 0 | 0 | 0 | 0 | 0 | 0 | 0 | 0 | 0 | 0 | 0 | 0 | 0 |  | 0 | 0 | 0 | 0 |  | 0 | 0 | 0 | 0 | 0
1969-03-23 | 1969 | 3 | 23 | 0 | 0 | 0 | 0.1 | 0.1 | 0 | 0.1 | 0 | 0 | 0 | 0 | 0 | 0 | 0 | 0 | 0 | 0 | 0 | 0 | 0 | 0 | 0 | 0 | 0 |  | 0.3 | 0.3 | 0.3 | 5.5511e-17 |  | 0 | 0 | 0 | 0 | 0
1969-03-24 | 1969 | 3 | 24 | 0 | 0 | 0 | 0 | 0 | 0 | 0 | 0 | 0 | 0 | 0 | 0 | 0 | 0 | 0 | 0 | 0 | 0 | 0 | 0 | 0 | 0 | 0 | 0 |  | 0 | 0 | 0 | 0 |  | 0 | 0 | 0 | 0 | 0
1969-03-25 | 1969 | 3 | 25 | 0 | 0 | 0 | 0 | 0 | 0 | 0 | 0 | 0 | 0 | 0 | 0 | 0 | 0 | 0 | 0 | 0 | 0 | 0 | 0 | 0 | 0 | 0 | 0 |  | 0 | 0 | 0 | 0 |  | 0 | 0 | 0 | 0 | 0
1969-03-26 | 1969 | 3 | 26 | 0 | 0 | 0 | 0 | 0 | 0 | 0 | 0 | 0 | 0 | 0 | 0 | 0 | 0 | 0 | 0 | 0 | 0 | 0 | 0 | 0 | 0 | 0 | 0 |  | 0 | 0 | 0 | 0 |  | 0 | 0 | 0 | 0 | 0
1969-03-27 | 1969 | 3 | 27 | 0 | 0 | 0 | 0 | 0 | 0 | 0 | 0 | 0 | 0.2 | 0.4 | 0.2 | 0.2 | 0.2 | 0.2 | 0.2 | 0.2 | 0.2 | 0 | 0.2 | 0.2 | 0.2 | 0.2 | 0.2 |  | 3 | 3 | 3 | 4.4409e-16 |  | 0 | 0 | 0 | 0 | 0
1969-03-28 | 1969 | 3 | 28 | 0 | 0 | 0 | 0.1 | 0 | 0 | 0 | 0 | 0 | 0 | 0 | 0.1 | 0 | 0 | 0 | 0 | 0 | 0 | 0 | 0 | 0.1 | 0 | 0 | 0 |  | 0.3 | 0.3 | 0.3 | 5.5511e-17 |  | 0 | 0 | 0 | 0 | 0
1969-03-29 | 1969 | 3 | 29 | 0 | 0 | 0 | 0 | 0 | 0 | 0 | 0 | 0 | 0 | 0 | 0 | 0 | 0 | 0 | 0 | 0 | 0 | 0 | 0 | 0 | 0 | 0 | 0 |  | 0 | 0 | 0 | 0 |  | 0 | 0 | 0 | 0 | 0
1969-03-30 | 1969 | 3 | 30 | 0 | 0 | 0 | 0 | 0 | 0 | 0 | 0 | 0 | 0 | 0 | 0 | 0 | 0 | 0 | 0 | 0 | 0 | 0 | 0 | 0 | 0 | 0 | 0 |  | 0 | 0 | 0 | 0 |  | 0 | 0 | 0 | 0 | 0
1969-03-31 | 1969 | 3 | 31 | 0 | 0 | 0 | 0 | 0 | 0 | 0 | 0 | 0 | 0 | 0 | 0 | 0 | 0 | 0 | 0 | 0 | 0 | 0 | 0 | 0 | 0 | 0 | 0 |  | 0 | 0 | 0 | 0 |  | 0 | 0 | 0 | 0 | 0
1969-04-01 | 1969 | 4 | 1 | 0 | 0 | 0 | 0 | 0 | 0 | 0 | 0 | 0 | 0 | 0 | 0 | 0 | 0 | 0 | 0 | 0 | 0 | 0 | 0 | 0 | 0 | 0 | 0 |  | 0 | 0 | 0 | 0 |  | 0 | 0 | 0 | 0 | 0
1969-04-02 | 1969 | 4 | 2 | 0 | 0 | 0 | 0 | 0 | 0 | 0 | 0 | 0 | 0 | 0 | 0 | 0 | 0 | 0 | 0 | 0 | 0 | 0 | 0 | 0 | 0 | 0 | 0 |  | 0 | 0 | 0 | 0 |  | 0 | 0 | 0 | 0 | 0
1969-04-03 | 1969 | 4 | 3 | 0 | 0 | 0 | 0 | 0 | 0 | 0 | 0 | 0 | 0 | 0.2 | 0.1 | 0 | 0 | 0 | 0 | 0 | 0 | 0 | 0 | 0 | 0 | 0 | 0 |  | 0.3 | 0.3 | 0.3 | 5.5511e-17 |  | 0 | 0 | 0 | 0 | 0
1969-04-04 | 1969 | 4 | 4 | 0 | 0 | 0 | 0 | 0 | 0 | 0 | 0 | 0 | 0 | 0 | 0 | 0 | 0 | 0 | 0 | 0 | 0 | 0 | 0 | 0 | 0 | 0 | 0 |  | 0 | 0 | 0 | 0 |  | 0 | 0 | 0 | 0 | 0
1969-04-05 | 1969 | 4 | 5 | 0 | 0 | 0 | 0 | 0 | 0 | 0 | 0 | 0 | 0 | 0 | 0 | 0 | 0 | 0 | 0 | 0 | 0 | 0 | 0 | 0 | 0 | 0 | 0 |  | 0 | 0 | 0 | 0 |  | 0 | 0 | 0 | 0 | 0
1969-04-06 | 1969 | 4 | 6 | 0 | 0 | 0 | 0 | 0 | 0 | 0 | 0 | 0 | 0 | 0 | 0 | 0 | 0 | 0 | 0 | 0 | 0 | 0 | 0 | 0 | 0 | 0 | 0 |  | 0 | 0 | 0 | 0 |  | 0 | 0 | 0 | 0 | 0
1969-04-07 | 1969 | 4 | 7 | 0 | 0 | 0 | 0 | 0 | 0 | 0 | 0 | 0 | 0 | 0 | 0 | 0 | 0 | 0 | 0 | 0 | 0 | 0 | 0 | 0 | 0 | 0 | 0 |  | 0 | 0 | 0 | 0 |  | 0 | 0 | 0 | 0 | 0
1969-04-08 | 1969 | 4 | 8 | 0 | 0 | 0 | 0 | 0 | 0 | 0 | 0 | 0 | 0 | 0 | 0 | 0 | 0 | 0 | 0 | 0 | 0 | 0 | 0 | 0 | 0 | 0 | 0 |  | 0 | 0 | 0 | 0 |  | 0 | 0 | 0 | 0 | 0
1969-04-09 | 1969 | 4 | 9 | 0 | 0 | 0 | 0 | 0 | 0 | 0 | 0 | 0 | 0 | 0 | 0 | 0 | 0 | 0 | 0 | 0 | 0 | 0 | 0 | 0 | 0 | 0 | 0 |  | 0 | 0 | 0 | 0 |  | 0 | 0 | 0 | 0 | 0
1969-04-10 | 1969 | 4 | 10 | 0 | 0 | 0 | 0 | 0 | 0 | 0 | 0 | 0 | 0 | 0 | 0 | 0 | 0 | 0 | 0 | 0 | 0 | 0 | 0 | 0 | 0 | 0 | 0 |  | 0 | 0 | 0 | 0 |  | 0 | 0 | 0 | 0 | 0
1969-04-11 | 1969 | 4 | 11 | 0 | 0 | 0 | 0 | 0 | 0 | 0 | 0 | 0 | 0 | 0 | 0 | 0 | 0 | 0 | 0 | 0 | 0 | 0 | 0 | 0 | 0 | 0 | 0 |  | 0 | 0 | 0 | 0 |  | 0 | 0 | 0 | 0 | 0
1969-04-12 | 1969 | 4 | 12 | 0 | 0 | 0 | 0 | 0 | 0 | 0 | 0 | 0 | 0 | 0 | 0 | 0 | 0 | 0 | 0 | 0 | 0 | 0 | 0 | 0 | 0 | 0 | 0 |  | 0 | 0 | 0 | 0 |  | 0 | 0 | 0 | 0 | 0
1969-04-13 | 1969 | 4 | 13 | 0 | 0 | 0 | 0 | 0 | 0 | 0 | 0 | 0 | 0 | 0 | 0 | 0 | 0 | 0 | 0 | 0 | 0 | 0 | 0 | 0 | 0 | 0 | 0 |  | 0 | 0 | 0 | 0 |  | 0 | 0 | 0 | 0 | 0
1969-04-14 | 1969 | 4 | 14 | 0 | 0 | 0 | 0 | 0 | 0 | 0 | 0 | 0 | 0 | 0 | 0 | 0 | 0 | 0 | 0 | 0 | 0 | 0 | 0 | 0 | 0 | 0 | 0 |  | 0 | 0 | 0 | 0 |  | 0 | 0 | 0 | 0 | 0
1969-04-15 | 1969 | 4 | 15 | 0 | 0 | 0 | 0 | 0 | 0 | 0 | 0 | 0 | 0 | 0 | 0 | 0 | 0 | 0 | 0 | 0 | 0 | 0 | 0 | 0 | 0 | 0 | 0 |  | 0 | 0 | 0 | 0 |  | 0 | 0 | 0 | 0 | 0
1969-04-16 | 1969 | 4 | 16 | 0 | 0 | 0 | 0 | 0 | 0 | 0 | 0 | 0 | 0 | 0 | 0 | 0 | 0 | 0 | 0 | 0 | 0 | 0 | 0 | 0 | 0 | 0 | 0 |  | 0 | 0 | 0 | 0 |  | 0 | 0 | 0 | 0 | 0
1969-04-17 | 1969 | 4 | 17 | 0 | 0 | 0 | 0 | 0 | 0 | 0 | 0 | 0 | 0 | 0 | 0 | 0 | 0 | 0 | 0 | 0 | 0 | 0 | 0 | 0 | 0 | 0 | 0 |  | 0 | 0 | 0 | 0 |  | 0 | 0 | 0 | 0 | 0
1969-04-18 | 1969 | 4 | 18 | 0 | 0 | 0 | 0 | 0 | 0 | 0 | 0 | 0 | 0 | 0 | 0 | 0 | 0 | 0 | 0 | 0 | 0 | 0 | 0 | 0 | 0 | 0 | 0 |  | 0 | 0 | 0 | 0 |  | 0 | 0 | 0 | 0 | 0
1969-04-19 | 1969 | 4 | 19 | 0 | 0 | 0 | 0 | 0 | 0 | 0 | 0 | 0 | 0 | 0 | 0 | 0 | 0 | 0 | 0 | 0 | 0 | 0 | 0 | 0 | 0 | 0 | 0 |  | 0 | 0 | 0 | 0 |  | 0 | 0 | 0 | 0 | 0
1969-04-20 | 1969 | 4 | 20 | 0 | 0 | 0 | 0 | 0 | 0 | 0 | 0 | 0 | 0 | 0 | 0 | 0 | 0 | 0 | 0 | 0 | 0 | 0 | 0 | 0 | 0 | 0 | 0 |  | 0 | 0 | 0 | 0 |  | 0 | 0 | 0 | 0 | 0
1969-04-21 | 1969 | 4 | 21 | 0 | 0 | 0 | 0 | 0 | 0 | 0 | 0 | 0 | 0 | 0 | 0 | 0 | 0 | 0 | 0 | 0 | 0 | 0 | 0 | 0 | 0 | 0 | 0 |  | 0 | 0 | 0 | 0 |  | 0 | 0 | 0 | 0 | 0
1969-04-22 | 1969 | 4 | 22 | 0 | 0 | 0 | 0 | 0 | 0 | 0 | 0 | 0 | 0 | 0 | 0 | 0 | 0 | 0 | 0 | 0 | 0 | 0 | 0.4 | 0.7 | 0 | 0.4 | 0 |  | 1.5 | 1.5 | 1.5 | 0 |  | 0 | 0 | 0 | 0 | 0
1969-04-23 | 1969 | 4 | 23 | 0 | 0 | 1.4 | 1.4 | 1.3 | 0 | 0 | 0 | 0 | 0 | 0 | 0 | 0 | 0 | 0 | 0 | 0 | 0 | 0 | 0 | 0 | 1.4 | 1.4 | 0 |  | 6.9 | 6.9 | 6.9 | 0 |  | 0 | 0 | 0 | 0 | 0
1969-04-24 | 1969 | 4 | 24 | 0.5 | 0 | 0.4 | 1 | 0.4 | 0 | 0 | 0.5 | 0.5 | 0 | 0 | 0 | 0.5 | 0.4 | 0.5 | 0.5 | 0.4 | 0.5 | 0 | 0 | 0 | 0 | 0 | 0 |  | 6.1 | 6.1 | 6.1 | 8.8818e-16 |  | 0 | 0 | 0 | 0 | 0
1969-04-25 | 1969 | 4 | 25 | 0 | 0 | 0 | 0 | 0 | 0 | 0 | 0 | 0 | 0 | 0 | 0 | 0 | 0 | 0 | 0 | 0 | 0 | 0 | 0 | 0 | 0 | 0 | 0 |  | 0 | 0 | 0 | 0 |  | 0 | 0 | 0 | 0 | 0
1969-04-26 | 1969 | 4 | 26 | 0 | 0 | 0 | 0 | 0 | 0 | 0 | 0 | 0 | 0 | 0 | 0 | 0 | 0 | 0 | 0 | 0 | 0 | 0 | 0 | 0 | 0 | 0 | 0 |  | 0 | 0 | 0 | 0 |  | 0 | 0 | 0 | 0 | 0
1969-04-27 | 1969 | 4 | 27 | 0 | 0 | 0 | 0 | 0 | 0 | 0 | 0 | 0 | 0 | 0 | 0 | 0 | 0 | 0 | 0 | 0 | 0 | 0 | 0 | 0 | 0 | 0 | 0 |  | 0 | 0 | 0 | 0 |  | 0 | 0 | 0 | 0 | 0
1969-04-28 | 1969 | 4 | 28 | 0 | 0 | 0 | 0 | 0 | 0 | 0 | 0 | 0 | 0 | 0 | 0 | 0 | 0 | 0 | 0 | 0 | 0 | 0 | 0 | 0 | 0 | 0 | 0 |  | 0 | 0 | 0 | 0 |  | 0 | 0 | 0 | 0 | 0
1969-04-29 | 1969 | 4 | 29 | 0.8 | 0 | 0 | 0 | 0 | 0 | 0.8 | 0.8 | 0.8 | 0.8 | 0.8 | 0.8 | 0.8 | 0.7 | 0.8 | 0.8 | 0 | 0 | 0 | 0.8 | 0.8 | 0.8 | 0.8 | 0.8 |  | 12.7 | 12.7 | 12.7 | 3.5527e-15 |  | 0 | 0 | 0 | 0 | 0
1969-04-30 | 1969 | 4 | 30 | 1.5 | 1.6 | 1.5 | 1.5 | 1.5 | 1.6 | 1.5 | 1.5 | 1.5 | 1.6 | 1.5 | 1.5 | 1.5 | 1.6 | 1.5 | 1.5 | 1.5 | 1.6 | 1.5 | 0 | 0 | 0 | 0 | 0 |  | 29 | 29 | 29 | 0 |  | 0 | 0 | 0 | 0 | 0
1969-05-01 | 1969 | 5 | 1 | 0 | 0 | 0 | 0 | 0 | 0 | 0 | 0 | 0 | 0 | 0 | 0 | 0 | 0 | 0 | 0 | 0 | 0 | 0 | 0 | 0 | 0 | 0 | 0 |  | 0 | 0 | 0 | 0 |  | 0 | 0 | 0 | 0 | 0
1969-05-02 | 1969 | 5 | 2 | 0 | 0 | 0 | 0 | 0 | 0 | 0 | 0 | 0 | 0.8 | 0 | 0 | 0 | 0 | 0 | 0 | 0 | 0.8 | 0.3 | 0 | 0 | 2.2 | 2.3 | 2.2 |  | 8.6 | 8.6 | 8.6 | 1.7764e-15 |  | 8.6 | 0 | 0 | 0 | 0
1969-05-03 | 1969 | 5 | 3 | 0.8 | 0.8 | 0 | 0.8 | 0.8 | 0.8 | 0.8 | 0.8 | 0.8 | 0.8 | 0.8 | 0.8 | 0.8 | 0.8 | 0 | 0 | 0 | 0 | 0 | 0 | 0 | 0 | 0 | 0 |  | 10.4 | 10.4 | 10.4 | 0 |  | 10.4 | 0 | 0 | 0 | 0
1969-05-04 | 1969 | 5 | 4 | 0 | 0 | 0 | 0 | 0 | 0 | 0.3 | 0 | 0 | 0 | 0 | 0 | 0 | 0 | 0 | 0 | 0 | 0 | 0 | 0 | 0 | 0 | 0 | 0 |  | 0.3 | 0.3 | 0.3 | 0 |  | 0.3 | 0 | 0 | 0 | 0
1969-05-05 | 1969 | 5 | 5 | 0 | 0 | 0 | 0 | 0 | 0 | 0 | 0 | 0 | 0 | 0 | 0 | 0 | 0 | 0 | 0 | 0 | 0 | 0 | 0 | 0 | 0 | 0 | 0 |  | 0 | 0 | 0 | 0 |  | 0 | 0 | 0 | 0 | 0
1969-05-06 | 1969 | 5 | 6 | 0 | 0 | 0 | 0 | 0 | 0 | 0 | 0 | 0 | 0 | 0 | 0 | 0 | 0 | 0 | 0 | 0 | 0 | 0 | 0 | 0 | 0 | 0 | 0 |  | 0 | 0 | 0 | 0 |  | 0 | 0 | 0 | 0 | 0
1969-05-07 | 1969 | 5 | 7 | 0 | 0 | 0 | 0 | 0 | 0 | 0 | 0 | 0 | 0 | 0 | 0 | 0 | 0 | 0 | 0 | 0 | 0 | 0 | 0 | 0 | 0 | 0 | 0 |  | 0 | 0 | 0 | 0 |  | 0 | 0 | 0 | 0 | 0
1969-05-08 | 1969 | 5 | 8 | 0 | 0 | 0 | 0 | 0 | 0 | 0 | 0 | 0 | 0 | 0 | 0 | 0 | 0 | 0 | 0 | 0 | 0 | 0 | 0 | 0 | 0 | 0 | 0 |  | 0 | 0 | 0 | 0 |  | 0 | 0 | 0 | 0 | 0
1969-05-09 | 1969 | 5 | 9 | 0 | 0 | 0 | 0 | 0 | 0 | 0 | 0 | 0 | 0 | 0 | 0 | 0 | 0 | 0 | 0 | 0 | 0 | 0 | 0 | 0 | 0 | 0 | 0 |  | 0 | 0 | 0 | 0 |  | 0 | 0 | 0 | 0 | 0
1969-05-10 | 1969 | 5 | 10 | 0 | 0 | 0 | 0 | 0 | 0 | 0 | 0 | 0 | 0 | 0 | 0 | 0 | 0 | 0 | 0 | 0 | 0 | 0 | 0 | 0 | 0 | 0 | 0 |  | 0 | 0 | 0 | 0 |  | 0 | 0 | 0 | 0 | 0
1969-05-11 | 1969 | 5 | 11 | 0 | 0 | 0 | 0 | 0 | 0 | 0 | 0 | 0 | 0 | 0 | 0 | 0 | 0 | 0 | 0 | 0 | 0 | 0 | 0 | 0 | 0 | 0 | 0 |  | 0 | 0 | 0 | 0 |  | 0 | 0 | 0 | 0 | 0
1969-05-12 | 1969 | 5 | 12 | 0.3 | 0 | 0 | 0 | 0 | 0 | 0 | 0 | 0 | 0 | 0 | 0 | 0 | 0 | 0 | 0 | 0 | 0 | 0 | 0 | 0 | 0 | 0 | 0 |  | 0.3 | 0.3 | 0.3 | 0 |  | 0.3 | 0 | 0 | 0 | 0
1969-05-13 | 1969 | 5 | 13 | 0 | 0 | 0 | 0 | 0 | 0 | 0 | 0 | 0 | 0 | 0 | 0 | 0 | 0 | 0 | 0 | 0 | 0 | 0 | 0 | 0 | 0 | 0 | 0 |  | 0 | 0 | 0 | 0 |  | 0 | 0 | 0 | 0 | 0
1969-05-14 | 1969 | 5 | 14 | 0 | 0 | 0 | 0 | 0 | 0 | 0 | 0 | 0 | 0 | 0 | 0 | 0 | 0.3 | 1.5 | 0.7 | 0.8 | 2.3 | 1.4 | 0 | 0.3 | 0.5 | 0 | 0.3 |  | 8.1 | 8.1 | 8.1 | 0 |  | 8.1 | 0 | 0 | 0 | 0
1969-05-15 | 1969 | 5 | 15 | 0.3 | 0 | 0 | 0 | 0 | 0.3 | 0 | 0 | 0 | 0 | 0 | 0 | 0 | 0 | 0 | 0 | 0 | 0 | 0 | 0 | 0 | 0 | 0 | 0 |  | 0.6 | 0.6 | 0.6 | 0 |  | 0.6 | 0 | 0 | 0 | 0
1969-05-16 | 1969 | 5 | 16 | 0 | 0 | 0 | 0 | 0 | 0 | 0 | 0.1 | 0.1 | 0.1 | 0.1 | 0.1 | 0 | 0 | 0 | 0 | 0 | 0 | 0 | 0 | 0 | 0 | 0 | 0 |  | 0.5 | 0.5 | 0.5 | 0 |  | 0.5 | 0 | 0 | 0 | 0
1969-05-17 | 1969 | 5 | 17 | 0 | 0 | 0 | 0 | 0 | 0 | 0 | 0 | 0 | 0 | 0 | 0 | 0 | 0 | 0 | 0 | 0 | 0 | 0 | 0 | 0 | 0 | 0 | 0 |  | 0 | 0 | 0 | 0 |  | 0 | 0 | 0 | 0 | 0
1969-05-18 | 1969 | 5 | 18 | 0 | 0 | 0 | 0 | 0 | 0 | 0 | 0 | 0 | 0 | 0 | 0 | 0 | 0 | 0 | 0 | 0 | 0 | 0 | 0 | 0 | 0 | 0 | 0 |  | 0 | 0 | 0 | 0 |  | 0 | 0 | 0 | 0 | 0
1969-05-19 | 1969 | 5 | 19 | 0.3 | 0 | 0 | 0 | 0 | 0 | 0 | 0 | 0 | 0 | 0 | 0 | 0 | 0 | 0 | 0 | 0 | 0 | 0 | 0 | 0 | 0 | 0 | 0 |  | 0.3 | 0.3 | 0.3 | 0 |  | 0.3 | 0 | 0 | 0 | 0
1969-05-20 | 1969 | 5 | 20 | 0 | 0 | 0 | 0 | 0 | 0 | 0 | 0 | 0 | 0 | 0 | 0 | 0 | 0 | 0 | 0 | 0 | 0 | 0 | 0 | 0 | 0 | 0 | 0 |  | 0 | 0 | 0 | 0 |  | 0 | 0 | 0 | 0 | 0
1969-05-21 | 1969 | 5 | 21 | 0 | 0 | 0 | 0 | 0 | 0 | 0 | 0 | 0 | 0 | 0 | 0 | 0 | 0 | 0 | 0 | 0 | 0 | 0 | 0 | 0 | 0 | 0 | 0 |  | 0 | 0 | 0 | 0 |  | 0 | 0 | 0 | 0 | 0
1969-05-22 | 1969 | 5 | 22 | 0 | 0 | 0 | 0 | 0 | 0 | 0 | 0 | 0 | 0 | 0 | 0 | 0 | 0 | 0 | 0 | 0 | 0 | 0 | 0 | 0 | 0 | 0 | 0 |  | 0 | 0 | 0 | 0 |  | 0 | 0 | 0 | 0 | 0
1969-05-23 | 1969 | 5 | 23 | 0 | 0 | 0 | 0 | 0 | 0 | 0 | 0 | 0 | 0 | 0 | 0 | 0 | 0 | 0 | 0 | 0 | 0 | 0 | 0 | 0 | 0 | 0 | 0 |  | 0 | 0 | 0 | 0 |  | 0 | 0 | 0 | 0 | 0
1969-05-24 | 1969 | 5 | 24 | 0 | 0 | 0 | 0 | 0 | 0 | 0 | 0 | 0 | 0 | 0 | 0 | 0 | 0 | 0 | 0 | 0 | 0 | 0 | 0 | 0 | 0 | 0 | 0 |  | 0 | 0 | 0 | 0 |  | 0 | 0 | 0 | 0 | 0
1969-05-25 | 1969 | 5 | 25 | 0 | 0 | 0 | 0 | 0 | 0 | 0 | 0 | 0 | 0 | 0 | 0 | 0 | 0 | 0 | 0 | 0 | 0 | 0 | 0 | 0 | 0 | 0 | 0 |  | 0 | 0 | 0 | 0 |  | 0 | 0 | 0 | 0 | 0
1969-05-26 | 1969 | 5 | 26 | 0 | 0 | 0 | 0 | 0 | 0 | 0.5 | 0 | 0 | 0 | 0 | 0 | 0 | 0 | 0 | 0 | 0 | 0 | 0 | 0 | 0 | 0 | 0 | 0 |  | 0.5 | 0.5 | 0.5 | 0 |  | 0.5 | 0 | 0 | 0 | 0
1969-05-27 | 1969 | 5 | 27 | 0 | 0 | 0 | 0 | 0 | 0 | 0 | 0 | 0 | 0 | 0 | 0 | 0 | 0 | 0 | 0 | 0 | 0 | 0 | 0 | 0 | 0 | 0 | 0 |  | 0 | 0 | 0 | 0 |  | 0 | 0 | 0 | 0 | 0
1969-05-28 | 1969 | 5 | 28 | 0 | 0 | 0 | 0 | 0 | 0 | 0 | 0 | 0 | 0 | 0 | 0 | 0 | 0 | 0 | 0 | 0 | 0 | 0 | 0 | 0 | 0 | 0 | 0 |  | 0 | 0 | 0 | 0 |  | 0 | 0 | 0 | 0 | 0
1969-05-29 | 1969 | 5 | 29 | 0 | 0 | 0 | 0 | 0 | 0 | 0 | 0 | 0 | 0 | 0 | 0 | 0 | 0 | 0 | 0 | 0 | 0 | 0 | 0 | 0 | 0 | 0 | 0 |  | 0 | 0 | 0 | 0 |  | 0 | 0 | 0 | 0 | 0
1969-05-30 | 1969 | 5 | 30 | 0 | 0 | 0 | 0 | 0 | 0 | 0 | 0 | 0 | 0 | 0 | 0 | 0 | 0 | 0 | 0 | 0 | 0 | 0 | 0 | 0 | 0 | 0 | 0 |  | 0 | 0 | 0 | 0 |  | 0 | 0 | 0 | 0 | 0
1969-05-31 | 1969 | 5 | 31 | 0 | 0 | 0 | 0 | 0 | 0 | 0 | 0 | 0 | 0 | 0 | 0 | 0 | 0 | 0 | 0 | 0 | 0 | 0 | 0 | 0 | 0 | 0 | 0 |  | 0 | 0 | 0 | 0 |  | 0 | 0 | 0 | 0 | 0
1969-06-01 | 1969 | 6 | 1 | 0 | 0 | 0 | 0 | 0 | 0 | 0 | 0 | 0 | 0 | 0 | 0 | 0 | 0 | 0 | 0 | 0 | 0 | 0 | 0 | 0 | 0 | 0 | 0 |  | 0 | 0 | 0 | 0 |  | 0 | 0 | 0 | 0 | 0
1969-06-02 | 1969 | 6 | 2 | 0 | 0 | 0 | 0 | 0 | 0 | 0 | 0 | 0 | 0 | 0 | 0 | 0 | 0 | 0 | 0 | 0 | 0 | 0 | 0 | 0 | 0 | 0 | 0 |  | 0 | 0 | 0 | 0 |  | 0 | 0 | 0 | 0 | 0
1969-06-03 | 1969 | 6 | 3 | 0 | 0 | 0 | 0 | 0 | 0 | 0 | 0 | 0 | 0 | 0 | 0 | 0 | 0 | 0 | 0 | 0 | 0 | 0 | 0 | 0 | 0 | 0 | 0 |  | 0 | 0 | 0 | 0 |  | 0 | 0 | 0 | 0 | 0
1969-06-04 | 1969 | 6 | 4 | 0 | 0 | 0 | 0 | 0 | 0 | 0 | 0 | 0 | 0 | 0 | 0 | 0 | 0 | 0 | 0 | 0 | 0 | 0 | 0 | 0 | 0 | 0 | 0 |  | 0 | 0 | 0 | 0 |  | 0 | 0 | 0 | 0 | 0
1969-06-05 | 1969 | 6 | 5 | 0 | 0 | 0 | 0 | 0 | 0 | 0 | 0 | 0 | 0 | 0 | 0 | 0 | 0 | 0 | 0 | 0 | 0 | 0 | 0 | 0 | 0 | 0 | 0 |  | 0 | 0 | 0 | 0 |  | 0 | 0 | 0 | 0 | 0
1969-06-06 | 1969 | 6 | 6 | 0 | 0 | 0 | 0 | 0 | 0 | 0 | 0 | 0 | 0 | 0 | 0 | 0 | 0 | 0 | 0 | 1.5 | 1.5 | 0.3 | 0.5 | 1 | 0.5 | 0.3 | 0.5 |  | 6.1 | 6.1 | 6.1 | 0 |  | 0 | 6.1 | 0 | 0 | 0
1969-06-07 | 1969 | 6 | 7 | 4.1 | 0 | 0 | 0 | 0 | 0 | 0 | 0 | 0 | 0 | 0 | 0 | 0 | 0 | 0 | 0 | 0 | 0 | 0 | 0 | 0 | 0 | 0 | 0 |  | 4.1 | 4.1 | 4.1 | 0 |  | 0 | 4.1 | 0 | 0 | 0
1969-06-08 | 1969 | 6 | 8 | 0 | 0 | 0 | 0 | 0 | 0 | 0 | 0 | 0 | 0 | 0 | 0 | 0 | 0 | 0 | 0 | 0 | 0 | 0 | 0 | 0 | 0 | 0 | 0 |  | 0 | 0 | 0 | 0 |  | 0 | 0 | 0 | 0 | 0
1969-06-09 | 1969 | 6 | 9 | 0 | 0 | 0 | 0 | 0 | 0 | 0 | 0 | 0 | 0 | 0 | 0 | 0 | 0 | 0 | 0 | 0 | 0 | 0 | 0 | 0 | 0 | 0 | 0 |  | 0 | 0 | 0 | 0 |  | 0 | 0 | 0 | 0 | 0
1969-06-10 | 1969 | 6 | 10 | 0 | 0 | 0 | 0 | 0 | 0 | 0 | 0 | 0 | 0 | 0 | 0 | 0 | 0 | 0 | 0 | 0 | 0 | 0 | 0 | 0 | 0 | 0 | 0 |  | 0 | 0 | 0 | 0 |  | 0 | 0 | 0 | 0 | 0
1969-06-11 | 1969 | 6 | 11 | 0 | 0 | 0 | 0 | 0 | 0 | 0 | 0 | 0 | 0 | 0 | 0 | 0.5 | 0.6 | 0.5 | 0.5 | 1.1 | 0.5 | 0.5 | 0.5 | 0 | 0 | 0.6 | 0.5 |  | 5.8 | 5.8 | 5.8 | 0 |  | 0 | 5.8 | 0 | 0 | 0
1969-06-12 | 1969 | 6 | 12 | 0 | 0 | 0 | 0 | 0 | 0 | 0 | 0 | 0 | 0 | 0 | 0 | 0 | 0 | 0 | 0 | 0 | 0 | 0 | 0 | 0 | 0 | 0 | 0 |  | 0 | 0 | 0 | 0 |  | 0 | 0 | 0 | 0 | 0
1969-06-13 | 1969 | 6 | 13 | 0 | 0 | 0 | 0 | 0 | 0 | 0 | 0 | 0 | 0 | 0 | 0 | 0 | 0 | 0 | 0 | 0 | 0 | 0 | 0 | 0 | 0 | 0 | 0 |  | 0 | 0 | 0 | 0 |  | 0 | 0 | 0 | 0 | 0
1969-06-14 | 1969 | 6 | 14 | 0 | 0 | 0 | 0 | 0 | 0 | 0 | 0 | 0 | 0 | 0 | 0 | 0 | 0 | 0 | 0 | 0 | 0 | 0 | 0 | 0 | 0 | 0 | 0 |  | 0 | 0 | 0 | 0 |  | 0 | 0 | 0 | 0 | 0
1969-06-15 | 1969 | 6 | 15 | 0 | 0 | 0 | 0 | 0 | 0 | 0 | 0 | 0 | 0 | 0 | 0 | 0 | 0 | 0 | 0 | 0 | 0 | 0 | 0 | 0 | 0 | 0 | 0 |  | 0 | 0 | 0 | 0 |  | 0 | 0 | 0 | 0 | 0
1969-06-16 | 1969 | 6 | 16 | 0 | 0 | 0 | 0 | 0 | 0 | 0 | 0 | 0 | 0 | 0 | 0 | 0 | 0 | 0 | 0 | 0 | 0 | 0 | 0 | 0 | 0 | 0 | 0 |  | 0 | 0 | 0 | 0 |  | 0 | 0 | 0 | 0 | 0
1969-06-17 | 1969 | 6 | 17 | 0 | 0 | 0 | 0 | 0 | 0 | 0 | 0 | 0 | 0 | 0 | 0 | 0 | 0 | 0 | 0 | 0 | 0 | 0 | 0 | 0 | 0 | 0 | 0 |  | 0 | 0 | 0 | 0 |  | 0 | 0 | 0 | 0 | 0
1969-06-18 | 1969 | 6 | 18 | 0 | 0 | 0 | 0 | 0 | 0 | 0 | 0 | 0 | 0 | 0 | 0 | 0 | 0 | 0 | 0 | 0 | 0 | 0 | 0 | 0 | 0 | 0 | 0 |  | 0 | 0 | 0 | 0 |  | 0 | 0 | 0 | 0 | 0
1969-06-19 | 1969 | 6 | 19 | 0 | 0 | 0.3 | 1 | 0.3 | 0.9 | 1.3 | 1.3 | 2 | 0.7 | 0 | 0.3 | 0 | 0 | 1.3 | 0 | 0 | 0 | 0 | 0.3 | 0 | 0 | 0 | 0 |  | 9.7 | 9.7 | 9.7 | 1.7764e-15 |  | 0 | 9.7 | 0 | 0 | 0
1969-06-20 | 1969 | 6 | 20 | 0 | 0 | 0 | 0 | 0 | 0 | 0 | 0 | 0 | 0 | 0 | 1.8 | 2.8 | 0.3 | 0 | 0 | 0 | 0 | 0 | 0 | 0 | 0 | 0 | 0.3 |  | 5.2 | 5.2 | 5.2 | 8.8818e-16 |  | 0 | 5.2 | 0 | 0 | 0
1969-06-21 | 1969 | 6 | 21 | 0.5 | 0.5 | 0 | 0 | 0 | 0 | 0 | 0 | 0 | 0 | 0 | 0 | 0 | 0 | 0 | 0 | 0 | 0 | 0 | 0 | 0 | 0 | 0 | 0 |  | 1 | 1 | 1 | 0 |  | 0 | 1 | 0 | 0 | 0
1969-06-22 | 1969 | 6 | 22 | 0 | 0 | 0 | 0 | 0 | 0 | 0 | 0.3 | 0.3 | 0.3 | 0 | 0 | 0.9 | 1.3 | 0 | 0 | 0 | 0 | 0.3 | 0.7 | 0 | 0 | 0.5 | 0.5 |  | 5.1 | 5.1 | 5.1 | 0 |  | 0 | 5.1 | 0 | 0 | 0
1969-06-23 | 1969 | 6 | 23 | 0.3 | 0 | 0 | 0 | 0 | 0 | 0 | 0 | 0 | 0 | 0 | 0 | 0 | 0 | 0 | 0 | 0 | 0 | 0 | 0 | 0.5 | 0 | 0 | 0.5 |  | 1.3 | 1.3 | 1.3 | 0 |  | 0 | 1.3 | 0 | 0 | 0
1969-06-24 | 1969 | 6 | 24 | 0.5 | 0 | 0 | 0 | 1 | 1 | 0 | 0.3 | 0.3 | 0.3 | 0.5 | 0.8 | 2 | 0.5 | 0 | 0.5 | 0 | 0.3 | 0 | 0 | 0.8 | 2.8 | 3.3 | 2.5 |  | 17.4 | 17.4 | 17.4 | 0 |  | 0 | 17.4 | 0 | 0 | 0
1969-06-25 | 1969 | 6 | 25 | 1.5 | 5.8 | 5.3 | 2.8 | 1.3 | 1.8 | 0.5 | 0.3 | 0.3 | 1.8 | 1.5 | 1 | 0 | 2 | 0 | 0.3 | 0 | 0 | 0 | 0 | 1 | 0.5 | 0.8 | 2 |  | 30.5 | 30.5 | 30.5 | 3.5527e-15 |  | 0 | 30.5 | 0 | 0 | 0
1969-06-26 | 1969 | 6 | 26 | 0.7 | 1 | 0.2 | 0.3 | 0.3 | 0 | 0 | 0 | 0 | 0 | 0 | 0 | 0 | 0 | 0 | 0 | 0 | 0 | 0 | 0 | 0 | 0 | 0 | 0 |  | 2.5 | 2.5 | 2.5 | 4.4409e-16 |  | 0 | 2.5 | 0 | 0 | 0
1969-06-27 | 1969 | 6 | 27 | 0 | 0 | 0 | 0 | 0 | 0 | 0 | 0 | 0 | 0 | 0 | 0 | 0 | 0 | 0 | 0 | 0 | 0 | 0.3 | 0 | 0 | 0 | 0 | 0 |  | 0.3 | 0.3 | 0.3 | 0 |  | 0 | 0.3 | 0 | 0 | 0
1969-06-28 | 1969 | 6 | 28 | 1.3 | 0.3 | 0 | 0 | 0 | 0 | 0 | 0.3 | 0.8 | 1 | 3.8 | 1.8 | 3.3 | 4.3 | 2 | 1.5 | 0.5 | 0 | 1.5 | 1 | 0.5 | 4.3 | 0.3 | 0 |  | 28.5 | 28.5 | 28.5 | 3.5527e-15 |  | 0 | 28.5 | 0 | 0 | 0
1969-06-29 | 1969 | 6 | 29 | 0.3 | 0.3 | 0 | 0.3 | 2.5 | 1.3 | 0.3 | 0 | 0 | 0 | 2.5 | 1.5 | 0 | 0 | 0 | 0 | 0 | 0 | 0 | 0 | 0 | 0 | 0 | 0 |  | 9 | 9 | 9 | 0 |  | 0 | 9 | 0 | 0 | 0
1969-06-30 | 1969 | 6 | 30 | 0 | 0 | 0 | 0 | 0 | 0 | 0 | 0 | 0 | 0 | 0 | 0 | 0 | 0 | 0 | 0 | 0 | 0 | 0 | 0.5 | 0 | 0 | 0 | 0 |  | 0.5 | 0.5 | 0.5 | 0 |  | 0 | 0.5 | 0 | 0 | 0
1969-07-01 | 1969 | 7 | 1 | 0 | 0 | 0 | 0 | 0 | 0 | 0 | 0 | 0 | 0 | 0 | 0 | 0 | 0 | 0 | 0 | 1.8 | 0.3 | 0.5 | 0 | 0 | 0 | 0 | 0 |  | 2.6 | 2.6 | 2.6 | 0 |  | 0 | 0 | 2.6 | 0 | 0
1969-07-02 | 1969 | 7 | 2 | 0 | 0 | 0 | 0 | 0 | 0 | 0 | 0 | 0 | 0 | 0 | 0 | 0 | 0 | 0 | 0 | 0 | 0 | 0 | 0 | 0 | 0 | 0 | 0.5 |  | 0.5 | 0.5 | 0.5 | 0 |  | 0 | 0 | 0.5 | 0 | 0
1969-07-03 | 1969 | 7 | 3 | 0.8 | 0 | 0 | 0 | 0 | 0 | 0 | 0 | 0 | 0 | 0 | 0.3 | 0.3 | 1.7 | 0.8 | 1.2 | 3.5 | 0 | 0 | 0 | 0.3 | 0 | 0 | 0.8 |  | 9.7 | 9.7 | 9.7 | 3.5527e-15 |  | 0 | 0 | 9.7 | 0 | 0
1969-07-04 | 1969 | 7 | 4 | 0 | 0.5 | 0.6 | 1.9 | 1.4 | 1.9 | 0.3 | 0 | 0 | 0 | 0.3 | 0.6 | 0 | 0.3 | 1.4 | 1.4 | 0.3 | 0 | 0 | 0 | 0 | 0 | 0 | 0 |  | 10.9 | 10.9 | 10.9 | 0 |  | 0 | 0 | 10.9 | 0 | 0
1969-07-05 | 1969 | 7 | 5 | 0.3 | 0.4 | 0.3 | 0 | 0 | 0 | 0 | 0 | 0 | 0 | 0 | 0 | 0 | 0 | 0 | 0 | 0 | 0 | 0 | 0 | 0 | 0 | 0 | 0 |  | 1 | 1 | 1 | 0 |  | 0 | 0 | 1 | 0 | 0
1969-07-06 | 1969 | 7 | 6 | 0 | 0 | 0 | 0.5 | 2.5 | 0.3 | 0 | 0 | 0 | 0 | 0 | 0 | 1.5 | 1 | 0 | 0 | 0 | 0 | 0 | 0 | 0 | 0 | 0 | 0 |  | 5.8 | 5.8 | 5.8 | 0 |  | 0 | 0 | 5.8 | 0 | 0
1969-07-07 | 1969 | 7 | 7 | 0 | 0 | 0 | 0 | 0 | 0 | 0 | 0 | 0 | 0 | 0 | 0 | 0 | 0 | 0 | 0 | 0 | 1.5 | 0 | 0 | 0 | 0 | 0 | 0 |  | 1.5 | 1.5 | 1.5 | 0 |  | 0 | 0 | 1.5 | 0 | 0
1969-07-08 | 1969 | 7 | 8 | 0 | 0 | 0 | 0 | 0 | 0 | 0 | 0 | 0 | 0 | 0 | 0 | 0 | 0 | 0 | 0 | 0 | 0 | 0 | 0 | 0 | 0 | 0 | 0 |  | 0 | 0 | 0 | 0 |  | 0 | 0 | 0 | 0 | 0
1969-07-09 | 1969 | 7 | 9 | 0 | 0 | 0 | 0 | 0 | 0 | 0 | 0 | 0 | 0 | 0 | 0 | 0 | 0 | 0 | 0 | 0 | 0 | 0 | 0 | 0 | 0 | 0 | 0 |  | 0 | 0 | 0 | 0 |  | 0 | 0 | 0 | 0 | 0
1969-07-10 | 1969 | 7 | 10 | 0 | 0 | 0 | 0 | 0 | 0 | 0 | 0 | 0 | 0 | 0 | 0 | 0 | 0 | 0 | 0 | 0 | 0 | 0 | 0 | 0 | 0 | 0 | 0 |  | 0 | 0 | 0 | 0 |  | 0 | 0 | 0 | 0 | 0
1969-07-11 | 1969 | 7 | 11 | 0 | 0 | 0 | 0 | 0 | 0 | 0 | 0 | 0 | 0 | 0 | 0 | 0 | 0 | 0 | 0 | 0 | 0 | 0 | 0 | 0 | 0 | 0 | 0 |  | 0 | 0 | 0 | 0 |  | 0 | 0 | 0 | 0 | 0
1969-07-12 | 1969 | 7 | 12 | 0 | 0 | 0 | 0 | 0 | 0 | 0 | 0 | 0 | 0 | 0 | 0 | 0 | 0 | 0 | 0 | 0 | 0 | 0 | 0 | 0 | 0 | 0 | 0 |  | 0 | 0 | 0 | 0 |  | 0 | 0 | 0 | 0 | 0
1969-07-13 | 1969 | 7 | 13 | 0 | 0 | 0 | 0 | 0 | 0 | 0 | 0 | 0 | 0 | 0 | 0 | 0 | 0 | 0 | 0 | 0 | 0 | 0 | 0 | 0 | 0 | 0 | 0 |  | 0 | 0 | 0 | 0 |  | 0 | 0 | 0 | 0 | 0
1969-07-14 | 1969 | 7 | 14 | 0 | 0 | 0 | 0 | 0 | 0 | 0 | 0 | 0 | 0 | 0 | 0 | 0 | 0 | 0 | 0 | 0 | 0 | 0 | 0 | 0 | 0 | 0.3 | 1 |  | 1.3 | 1.3 | 1.3 | 0 |  | 0 | 0 | 1.3 | 0 | 0
1969-07-15 | 1969 | 7 | 15 | 0 | 0 | 0.8 | 0.3 | 0 | 0 | 0 | 0 | 0 | 0 | 0 | 0 | 0 | 0 | 0 | 0 | 0 | 0 | 0 | 0 | 0 | 0 | 0 | 0 |  | 1.1 | 1.1 | 1.1 | 0 |  | 0 | 0 | 1.1 | 0 | 0
1969-07-16 | 1969 | 7 | 16 | 0 | 0 | 0 | 0 | 0 | 0 | 0 | 0 | 0 | 0 | 0 | 0 | 0 | 0 | 0 | 0 | 0.3 | 0 | 0 | 0 | 5.8 | 0 | 0 | 0 |  | 6.1 | 6.1 | 6.1 | 0 |  | 0 | 0 | 6.1 | 0 | 0
1969-07-17 | 1969 | 7 | 17 | 0 | 0 | 0 | 0 | 0 | 0 | 0 | 0 | 0 | 0 | 0 | 0 | 0 | 1.3 | 0 | 0 | 0 | 0 | 0 | 0 | 0 | 0 | 0 | 0 |  | 1.3 | 1.3 | 1.3 | 0 |  | 0 | 0 | 1.3 | 0 | 0
1969-07-18 | 1969 | 7 | 18 | 0 | 0 | 0 | 0 | 0 | 0 | 0 | 0 | 0 | 0 | 0 | 0 | 0 | 0 | 0 | 0 | 0 | 0 | 0 | 0 | 0 | 0 | 0 | 0 |  | 0 | 0 | 0 | 0 |  | 0 | 0 | 0 | 0 | 0
1969-07-19 | 1969 | 7 | 19 | 0 | 0 | 0 | 0 | 0 | 0 | 0 | 0 | 0 | 0 | 0 | 0 | 0 | 0 | 0 | 0 | 0 | 0 | 0 | 0 | 0 | 0 | 0 | 0 |  | 0 | 0 | 0 | 0 |  | 0 | 0 | 0 | 0 | 0
1969-07-20 | 1969 | 7 | 20 | 0 | 0 | 0 | 0 | 0 | 0 | 0 | 0 | 0 | 0 | 0 | 0 | 0 | 0 | 0 | 3 | 1.5 | 0 | 0 | 0 | 0 | 0 | 0 | 0 |  | 4.5 | 4.5 | 4.5 | 0 |  | 0 | 0 | 4.5 | 0 | 0
1969-07-21 | 1969 | 7 | 21 | 0 | 0 | 0 | 0 | 0 | 0 | 0 | 0 | 0 | 0 | 0 | 0 | 0 | 0 | 0 | 0 | 0 | 0 | 0 | 0 | 0 | 0 | 0 | 0 |  | 0 | 0 | 0 | 0 |  | 0 | 0 | 0 | 0 | 0
1969-07-22 | 1969 | 7 | 22 | 0 | 0 | 0 | 0 | 0 | 0 | 0 | 0 | 0 | 0 | 0 | 0 | 0 | 0 | 0 | 0 | 0 | 0 | 0 | 0 | 0 | 0 | 0 | 0 |  | 0 | 0 | 0 | 0 |  | 0 | 0 | 0 | 0 | 0
1969-07-23 | 1969 | 7 | 23 | 0 | 0 | 0 | 0 | 0 | 0 | 0 | 0 | 0 | 0 | 0 | 0 | 0 | 0 | 0 | 0 | 0 | 0 | 0 | 0 | 0 | 0 | 0 | 0 |  | 0 | 0 | 0 | 0 |  | 0 | 0 | 0 | 0 | 0
1969-07-24 | 1969 | 7 | 24 | 0 | 0 | 0 | 0 | 0 | 0 | 0 | 0 | 0 | 0 | 0 | 0 | 0 | 0 | 0 | 0 | 0 | 3.8 | 0 | 0 | 0 | 0 | 0 | 0 |  | 3.8 | 3.8 | 3.8 | 0 |  | 0 | 0 | 3.8 | 0 | 0
1969-07-25 | 1969 | 7 | 25 | 0 | 0 | 0 | 0 | 0 | 0 | 0 | 0 | 0 | 0 | 0 | 0 | 0 | 0 | 0 | 0 | 12.2 | 4.8 | 5.3 | 1.5 | 0 | 0 | 0 | 0 |  | 23.8 | 23.8 | 23.8 | 0 |  | 0 | 0 | 23.8 | 0 | 0
1969-07-26 | 1969 | 7 | 26 | 0 | 0 | 0 | 0 | 0 | 0 | 0 | 0 | 0 | 0 | 0 | 0 | 0 | 0 | 0 | 0 | 0 | 0 | 0 | 0 | 0 | 0 | 0 | 0 |  | 0 | 0 | 0 | 0 |  | 0 | 0 | 0 | 0 | 0
1969-07-27 | 1969 | 7 | 27 | 0 | 0 | 0 | 0 | 0 | 0 | 0 | 0 | 0 | 0 | 0 | 0 | 0 | 0 | 0 | 0 | 0 | 0 | 0 | 0 | 0 | 0 | 0 | 0 |  | 0 | 0 | 0 | 0 |  | 0 | 0 | 0 | 0 | 0
1969-07-28 | 1969 | 7 | 28 | 0 | 0 | 0 | 0 | 0 | 0 | 0 | 0 | 0 | 0 | 0.5 | 0 | 0 | 0 | 0 | 0 | 0 | 0 | 0 | 0 | 0 | 0 | 0 | 0 |  | 0.5 | 0.5 | 0.5 | 0 |  | 0 | 0 | 0.5 | 0 | 0
1969-07-29 | 1969 | 7 | 29 | 0 | 0 | 0 | 0 | 0 | 0 | 0 | 0 | 0 | 0 | 0 | 0 | 0 | 0 | 0 | 0 | 0 | 0.8 | 0 | 0 | 0 | 0 | 0 | 0 |  | 0.8 | 0.8 | 0.8 | 0 |  | 0 | 0 | 0.8 | 0 | 0
1969-07-30 | 1969 | 7 | 30 | 0 | 0 | 0 | 0 | 0 | 0 | 0 | 0 | 0 | 0 | 0 | 0 | 0 | 0 | 0 | 0 | 0 | 0 | 0 | 0 | 0 | 0 | 0 | 0 |  | 0 | 0 | 0 | 0 |  | 0 | 0 | 0 | 0 | 0
1969-07-31 | 1969 | 7 | 31 | 0 | 0 | 0 | 0 | 0 | 0 | 0 | 0 | 0 | 0 | 0 | 0 | 0 | 0 | 0 | 0 | 0 | 0 | 0 | 0 | 0 | 0 | 0 | 0 |  | 0 | 0 | 0 | 0 |  | 0 | 0 | 0 | 0 | 0
1969-08-01 | 1969 | 8 | 1 | 0 | 0 | 0 | 0 | 0 | 0 | 0 | 0 | 0 | 0 | 0 | 0 | 0 | 0 | 0 | 0 | 0 | 0 | 0 | 0 | 0 | 0 | 0 | 0 |  | 0 | 0 | 0 | 0 |  | 0 | 0 | 0 | 0 | 0
1969-08-02 | 1969 | 8 | 2 | 0 | 0 | 0 | 0 | 0 | 0 | 0 | 0 | 0 | 0 | 0 | 0 | 0 | 0 | 0 | 0 | 0 | 0 | 0 | 0 | 0 | 0 | 0 | 0 |  | 0 | 0 | 0 | 0 |  | 0 | 0 | 0 | 0 | 0
1969-08-03 | 1969 | 8 | 3 | 0 | 0 | 0 | 0 | 0 | 0 | 0 | 0 | 0 | 0 | 0 | 0 | 0 | 0 | 0 | 0 | 0 | 0 | 0 | 0 | 0 | 0 | 0 | 0 |  | 0 | 0 | 0 | 0 |  | 0 | 0 | 0 | 0 | 0
1969-08-04 | 1969 | 8 | 4 | 0 | 0 | 0 | 0 | 0 | 0 | 0 | 0 | 0 | 0 | 0 | 0 | 0 | 0 | 0 | 0 | 0 | 0 | 0 | 0 | 0 | 0 | 0 | 0 |  | 0 | 0 | 0 | 0 |  | 0 | 0 | 0 | 0 | 0
1969-08-05 | 1969 | 8 | 5 | 0.3 | 0.3 | 0 | 0 | 0 | 0 | 0 | 0 | 0 | 0 | 0 | 0 | 0 | 0 | 0 | 0 | 0 | 0 | 0 | 0.5 | 0 | 0 | 0 | 0.5 |  | 1.6 | 1.6 | 1.6 | 0 |  | 0 | 0 | 0 | 1.6 | 0
1969-08-06 | 1969 | 8 | 6 | 0 | 0.5 | 2.5 | 3.6 | 1 | 0 | 0 | 0 | 0 | 0 | 0 | 0 | 0 | 0 | 0 | 0 | 0 | 0 | 0 | 0 | 0 | 0 | 0 | 0 |  | 7.6 | 7.6 | 7.6 | 0 |  | 0 | 0 | 0 | 7.6 | 0
1969-08-07 | 1969 | 8 | 7 | 0 | 0 | 0 | 0 | 0 | 0 | 0 | 0 | 0 | 0 | 0 | 0 | 0 | 0 | 0 | 0 | 0 | 0 | 0 | 0 | 0 | 0 | 0 | 0 |  | 0 | 0 | 0 | 0 |  | 0 | 0 | 0 | 0 | 0
1969-08-08 | 1969 | 8 | 8 | 0 | 0 | 0 | 0 | 0 | 0 | 0 | 0 | 0 | 0 | 0 | 0 | 0 | 0 | 0 | 0 | 0 | 0 | 0 | 0 | 0 | 0 | 0 | 0 |  | 0 | 0 | 0 | 0 |  | 0 | 0 | 0 | 0 | 0
1969-08-09 | 1969 | 8 | 9 | 0 | 0 | 0 | 0 | 0 | 0 | 0 | 0 | 0 | 0 | 0 | 0 | 0 | 0 | 0 | 0 | 0 | 0 | 0 | 0 | 0 | 0 | 0 | 0 |  | 0 | 0 | 0 | 0 |  | 0 | 0 | 0 | 0 | 0
1969-08-10 | 1969 | 8 | 10 | 0 | 0 | 0 | 0 | 0 | 0 | 0 | 0 | 0 | 0 | 0 | 0 | 0 | 0 | 0 | 0 | 0 | 0 | 0 | 0 | 0 | 0 | 0 | 0 |  | 0 | 0 | 0 | 0 |  | 0 | 0 | 0 | 0 | 0
1969-08-11 | 1969 | 8 | 11 | 0 | 0 | 0 | 0 | 0 | 0 | 0 | 0 | 0 | 0 | 0 | 0 | 0 | 0 | 0 | 0 | 0 | 0 | 0 | 0 | 0 | 0 | 0 | 0 |  | 0 | 0 | 0 | 0 |  | 0 | 0 | 0 | 0 | 0
1969-08-12 | 1969 | 8 | 12 | 0 | 0 | 0 | 0 | 0 | 0 | 0 | 0 | 0 | 0 | 0 | 0 | 0 | 0 | 0 | 0 | 0 | 0 | 0 | 0 | 0 | 0 | 0 | 0 |  | 0 | 0 | 0 | 0 |  | 0 | 0 | 0 | 0 | 0
1969-08-13 | 1969 | 8 | 13 | 0 | 0 | 0 | 0 | 0 | 0 | 0 | 0 | 0 | 0 | 0 | 0 | 0 | 0 | 0 | 0 | 0 | 0 | 0 | 0 | 0 | 0 | 0 | 0 |  | 0 | 0 | 0 | 0 |  | 0 | 0 | 0 | 0 | 0
1969-08-14 | 1969 | 8 | 14 | 0 | 0 | 0 | 0 | 0 | 0 | 0 | 0 | 0 | 0 | 0 | 0 | 0 | 0 | 0 | 0 | 0 | 0 | 0 | 0 | 0 | 0 | 0 | 0 |  | 0 | 0 | 0 | 0 |  | 0 | 0 | 0 | 0 | 0
1969-08-15 | 1969 | 8 | 15 | 0 | 0 | 0 | 0 | 0 | 0 | 0 | 0 | 0 | 0 | 0 | 0 | 0 | 0 | 0 | 0 | 0 | 0 | 0 | 0 | 0 | 0 | 0 | 0 |  | 0 | 0 | 0 | 0 |  | 0 | 0 | 0 | 0 | 0
1969-08-16 | 1969 | 8 | 16 | 0 | 0 | 0 | 0 | 0 | 0 | 0 | 0 | 1 | 2.3 | 0 | 0 | 0 | 0 | 0 | 0 | 0 | 0 | 0 | 0 | 0 | 0 | 0 | 0 |  | 3.3 | 3.3 | 3.3 | 0 |  | 0 | 0 | 0 | 3.3 | 0
1969-08-17 | 1969 | 8 | 17 | 0 | 0 | 0 | 0 | 0 | 0 | 0 | 0 | 0 | 0 | 0 | 0 | 0 | 0 | 0 | 0 | 0 | 0 | 0 | 0 | 0 | 0 | 0 | 0 |  | 0 | 0 | 0 | 0 |  | 0 | 0 | 0 | 0 | 0
1969-08-18 | 1969 | 8 | 18 | 0 | 0 | 0 | 0 | 0 | 0 | 0 | 0 | 0 | 0 | 0 | 0 | 0 | 0 | 0 | 0 | 0 | 0 | 0 | 0 | 0 | 0 | 0 | 0 |  | 0 | 0 | 0 | 0 |  | 0 | 0 | 0 | 0 | 0
1969-08-19 | 1969 | 8 | 19 | 0 | 0 | 0 | 0 | 0 | 0 | 0 | 0 | 0 | 0 | 0 | 0 | 0 | 0 | 0 | 0 | 0 | 0 | 0 | 0 | 0 | 0 | 0 | 0 |  | 0 | 0 | 0 | 0 |  | 0 | 0 | 0 | 0 | 0
1969-08-20 | 1969 | 8 | 20 | 0 | 0 | 0 | 0 | 0 | 0 | 0 | 0 | 0 | 0 | 0 | 0 | 0 | 0 | 0 | 0 | 0 | 0 | 0 | 0 | 0 | 0 | 0 | 0 |  | 0 | 0 | 0 | 0 |  | 0 | 0 | 0 | 0 | 0
1969-08-21 | 1969 | 8 | 21 | 0 | 0 | 0 | 0 | 0 | 0 | 0 | 0 | 0 | 0 | 0 | 0 | 0 | 0 | 0 | 0 | 0 | 0 | 0 | 0 | 0 | 0 | 0 | 0 |  | 0 | 0 | 0 | 0 |  | 0 | 0 | 0 | 0 | 0
1969-08-22 | 1969 | 8 | 22 | 0 | 0 | 0 | 0 | 0 | 0 | 0 | 0 | 0 | 0 | 0 | 0 | 0 | 0 | 0 | 0 | 0 | 0 | 0 | 0 | 0 | 0 | 0 | 0 |  | 0 | 0 | 0 | 0 |  | 0 | 0 | 0 | 0 | 0
1969-08-23 | 1969 | 8 | 23 | 0 | 0 | 0 | 0 | 0 | 0 | 0 | 0 | 0 | 0 | 0 | 0 | 0 | 0 | 0 | 0 | 0 | 0 | 0 | 0 | 0 | 0 | 0 | 0 |  | 0 | 0 | 0 | 0 |  | 0 | 0 | 0 | 0 | 0
1969-08-24 | 1969 | 8 | 24 | 0 | 0 | 0 | 0 | 0 | 0 | 0 | 0 | 0 | 0 | 0 | 0 | 0 | 0 | 0 | 0 | 0 | 0 | 0 | 0 | 0 | 0 | 0 | 0 |  | 0 | 0 | 0 | 0 |  | 0 | 0 | 0 | 0 | 0
1969-08-25 | 1969 | 8 | 25 | 0 | 0 | 0 | 0 | 0 | 0 | 0 | 0 | 0 | 0 | 0 | 0 | 0 | 0 | 0 | 0 | 0 | 0 | 0 | 0 | 0 | 0 | 0 | 0 |  | 0 | 0 | 0 | 0 |  | 0 | 0 | 0 | 0 | 0
1969-08-26 | 1969 | 8 | 26 | 0 | 0 | 0 | 0 | 0 | 0 | 0 | 0 | 0 | 0 | 0 | 0 | 0 | 0 | 0 | 0 | 0 | 0 | 0 | 0 | 0 | 0 | 0 | 0 |  | 0 | 0 | 0 | 0 |  | 0 | 0 | 0 | 0 | 0
1969-08-27 | 1969 | 8 | 27 | 0 | 0 | 0 | 0 | 0 | 0 | 0 | 0 | 0 | 0 | 0 | 0 | 0 | 0 | 0 | 0 | 0 | 0 | 0 | 0 | 0 | 0 | 0 | 0 |  | 0 | 0 | 0 | 0 |  | 0 | 0 | 0 | 0 | 0
1969-08-28 | 1969 | 8 | 28 | 0 | 0 | 0.3 | 0 | 0 | 0 | 0 | 0 | 0 | 0 | 0 | 0 | 0 | 0 | 0 | 0 | 0 | 0 | 0 | 0 | 0 | 2 | 0.3 | 0.5 |  | 3.1 | 3.1 | 3.1 | 4.4409e-16 |  | 0 | 0 | 0 | 3.1 | 0
1969-08-29 | 1969 | 8 | 29 | 0 | 0 | 0 | 0 | 0 | 0 | 0 | 0 | 0 | 0 | 0 | 0 | 0 | 0 | 0 | 0 | 0 | 0 | 0 | 0 | 0 | 0 | 0 | 0 |  | 0 | 0 | 0 | 0 |  | 0 | 0 | 0 | 0 | 0
1969-08-30 | 1969 | 8 | 30 | 0 | 0 | 0 | 0 | 0 | 0 | 0 | 0 | 0 | 0 | 0 | 0 | 0 | 0 | 0 | 0 | 0 | 0 | 0 | 0 | 0 | 0 | 0 | 0 |  | 0 | 0 | 0 | 0 |  | 0 | 0 | 0 | 0 | 0
1969-08-31 | 1969 | 8 | 31 | 0 | 0 | 0 | 0 | 0 | 0 | 0 | 0 | 0 | 0 | 0 | 0 | 0 | 0 | 0 | 0 | 0 | 0 | 0 | 0 | 0 | 0 | 0 | 0 |  | 0 | 0 | 0 | 0 |  | 0 | 0 | 0 | 0 | 0
1969-09-01 | 1969 | 9 | 1 | 0 | 0 | 0 | 0 | 0 | 0 | 0 | 0 | 0 | 0 | 0 | 0 | 0 | 0 | 0 | 0 | 0 | 0 | 0 | 0 | 0 | 0 | 0 | 0 |  | 0 | 0 | 0 | 0 |  | 0 | 0 | 0 | 0 | 0
1969-09-02 | 1969 | 9 | 2 | 0 | 0 | 0 | 0 | 0 | 0 | 0 | 0 | 0 | 0 | 0 | 0 | 0 | 0 | 0 | 0 | 0 | 0 | 0 | 0 | 0 | 0 | 0 | 0 |  | 0 | 0 | 0 | 0 |  | 0 | 0 | 0 | 0 | 0
1969-09-03 | 1969 | 9 | 3 | 0 | 0 | 0 | 0 | 0 | 0 | 0 | 0 | 0 | 0 | 0 | 0 | 0 | 0 | 0 | 0 | 0 | 0 | 0.5 | 0 | 0 | 0 | 0 | 0 |  | 0.5 | 0.5 | 0.5 | 0 |  | 0 | 0 | 0 | 0 | 0.5
1969-09-04 | 1969 | 9 | 4 | 0.3 | 0.5 | 1 | 1.9 | 3.6 | 2.5 | 0.7 | 0.8 | 0 | 0 | 0 | 0 | 0 | 0 | 0 | 0 | 0.3 | 0.5 | 0.3 | 0.3 | 0.3 | 0 | 0 | 0 |  | 13 | 13 | 13 | 3.5527e-15 |  | 0 | 0 | 0 | 0 | 13
1969-09-05 | 1969 | 9 | 5 | 0 | 0 | 0 | 0.3 | 0 | 0 | 0 | 0.3 | 0 | 0 | 0 | 0 | 0 | 0 | 0 | 0 | 0.5 | 1 | 3 | 0 | 0.3 | 0 | 0 | 0 |  | 5.4 | 5.4 | 5.4 | 8.8818e-16 |  | 0 | 0 | 0 | 0 | 5.4
1969-09-06 | 1969 | 9 | 6 | 0 | 0 | 0 | 0 | 0 | 0 | 0 | 0 | 0 | 0 | 0 | 0 | 0 | 0 | 0 | 0 | 0 | 0 | 0 | 0 | 0 | 0 | 0 | 0 |  | 0 | 0 | 0 | 0 |  | 0 | 0 | 0 | 0 | 0
1969-09-07 | 1969 | 9 | 7 | 0 | 0 | 0 | 0 | 0 | 0 | 0 | 0 | 0 | 0 | 0 | 0 | 0 | 0 | 0 | 0 | 0 | 0 | 0 | 0 | 0 | 0 | 0 | 0 |  | 0 | 0 | 0 | 0 |  | 0 | 0 | 0 | 0 | 0
1969-09-08 | 1969 | 9 | 8 | 0 | 0 | 0 | 0 | 0 | 0 | 0 | 0 | 0 | 0 | 0 | 0 | 0 | 0 | 0 | 0 | 0 | 0 | 0 | 0 | 0 | 0 | 0 | 0 |  | 0 | 0 | 0 | 0 |  | 0 | 0 | 0 | 0 | 0
1969-09-09 | 1969 | 9 | 9 | 0 | 0 | 0 | 0 | 0 | 0 | 0 | 0 | 0 | 0 | 0 | 0 | 0 | 0 | 0 | 0 | 0 | 0 | 0 | 0 | 0 | 0 | 0 | 0 |  | 0 | 0 | 0 | 0 |  | 0 | 0 | 0 | 0 | 0
1969-09-10 | 1969 | 9 | 10 | 0 | 0 | 0 | 0 | 0 | 0 | 0 | 0 | 0 | 0 | 0 | 0 | 0 | 0 | 0 | 0 | 0 | 0 | 0 | 0 | 0 | 0 | 0 | 0 |  | 0 | 0 | 0 | 0 |  | 0 | 0 | 0 | 0 | 0
1969-09-11 | 1969 | 9 | 11 | 0 | 0 | 0 | 0 | 0 | 0 | 0 | 0 | 0 | 0 | 0 | 0 | 0 | 0 | 0 | 0 | 0 | 0 | 0 | 0 | 0 | 0 | 0 | 0 |  | 0 | 0 | 0 | 0 |  | 0 | 0 | 0 | 0 | 0
1969-09-12 | 1969 | 9 | 12 | 0 | 0 | 0 | 0 | 0 | 0 | 0 | 0 | 0 | 0 | 0 | 0 | 0 | 0 | 0 | 0 | 0 | 0 | 0 | 0 | 0 | 0 | 0 | 0 |  | 0 | 0 | 0 | 0 |  | 0 | 0 | 0 | 0 | 0
1969-09-13 | 1969 | 9 | 13 | 0 | 0 | 0 | 0 | 0 | 0 | 0 | 0 | 0 | 0 | 0 | 0 | 0 | 0 | 0 | 0 | 0 | 0 | 0 | 1 | 0 | 0 | 0 | 0.3 |  | 1.3 | 1.3 | 1.3 | 0 |  | 0 | 0 | 0 | 0 | 1.3
1969-09-14 | 1969 | 9 | 14 | 0.3 | 0.3 | 0.4 | 0.3 | 0.3 | 0 | 0 | 0 | 0 | 0 | 0 | 0 | 0 | 0 | 0 | 0 | 0 | 0.3 | 0.3 | 0.3 | 0.4 | 0.3 | 0.3 | 0.3 |  | 3.8 | 3.8 | 3.8 | 4.4409e-16 |  | 0 | 0 | 0 | 0 | 3.8
1969-09-15 | 1969 | 9 | 15 | 0 | 0 | 0 | 0.1 | 0 | 0.1 | 0 | 0.1 | 0 | 0 | 0 | 0 | 0 | 0 | 0 | 0 | 0 | 0 | 0 | 0 | 0 | 0 | 0 | 0 |  | 0.3 | 0.3 | 0.3 | 5.5511e-17 |  | 0 | 0 | 0 | 0 | 0.3
1969-09-16 | 1969 | 9 | 16 | 0 | 0 | 0 | 0 | 0 | 0 | 0 | 0 | 0 | 0 | 0 | 0 | 0 | 0 | 0 | 0 | 0 | 0 | 0 | 0 | 0 | 0 | 0 | 0 |  | 0 | 0 | 0 | 0 |  | 0 | 0 | 0 | 0 | 0
1969-09-17 | 1969 | 9 | 17 | 0 | 0 | 0 | 0 | 0 | 0 | 0 | 0 | 0 | 0 | 0 | 0 | 0 | 0 | 0 | 0 | 0 | 0 | 0 | 0 | 0 | 0 | 0 | 0 |  | 0 | 0 | 0 | 0 |  | 0 | 0 | 0 | 0 | 0
1969-09-18 | 1969 | 9 | 18 | 0 | 0 | 0 | 0 | 0 | 0 | 0 | 0 | 0 | 0 | 0 | 0 | 0 | 0 | 0 | 0 | 0 | 0 | 0 | 0 | 0 | 0 | 0 | 0 |  | 0 | 0 | 0 | 0 |  | 0 | 0 | 0 | 0 | 0
1969-09-19 | 1969 | 9 | 19 | 0 | 0 | 0 | 0 | 0 | 0 | 0 | 0 | 0 | 0 | 0 | 0 | 0 | 0 | 0 | 0 | 0 | 0 | 0 | 0 | 0 | 0 | 0 | 0 |  | 0 | 0 | 0 | 0 |  | 0 | 0 | 0 | 0 | 0
1969-09-20 | 1969 | 9 | 20 | 0 | 0 | 0 | 0 | 0 | 0 | 0 | 0 | 0 | 0 | 0 | 0 | 0 | 0 | 0 | 0 | 0.3 | 0 | 0 | 0.3 | 1 | 1 | 0.8 | 0.3 |  | 3.7 | 3.7 | 3.7 | 0 |  | 0 | 0 | 0 | 0 | 3.7
1969-09-21 | 1969 | 9 | 21 | 2 | 1.3 | 2.5 | 1.5 | 1.5 | 2 | 3.3 | 4.3 | 1.3 | 1 | 0.3 | 0.3 | 0 | 0 | 0 | 0 | 0 | 0 | 0 | 0 | 0 | 0 | 0 | 0 |  | 21.3 | 21.3 | 21.3 | 3.5527e-15 |  | 0 | 0 | 0 | 0 | 21.3
1969-09-22 | 1969 | 9 | 22 | 0 | 0 | 0 | 0 | 0 | 0 | 0 | 0 | 0 | 0 | 0 | 0 | 0 | 0 | 0 | 0 | 0 | 0 | 0 | 0 | 0 | 0 | 0 | 0 |  | 0 | 0 | 0 | 0 |  | 0 | 0 | 0 | 0 | 0
1969-09-23 | 1969 | 9 | 23 | 0 | 0 | 0 | 0 | 0 | 0 | 0 | 0 | 0 | 0 | 0 | 0 | 0 | 0 | 0 | 0 | 0 | 0 | 0 | 0 | 0 | 0 | 0 | 0 |  | 0 | 0 | 0 | 0 |  | 0 | 0 | 0 | 0 | 0
1969-09-24 | 1969 | 9 | 24 | 0 | 0 | 0 | 0 | 0 | 0 | 0 | 0 | 0 | 0 | 0 | 0 | 0 | 0 | 0 | 0 | 0 | 0 | 0 | 0 | 0 | 0 | 0 | 0 |  | 0 | 0 | 0 | 0 |  | 0 | 0 | 0 | 0 | 0
1969-09-25 | 1969 | 9 | 25 | 0 | 0 | 0 | 0 | 0 | 0 | 0 | 0 | 0 | 0 | 0 | 0 | 0 | 0 | 0 | 0 | 0 | 0 | 0 | 0 | 0 | 0 | 0 | 0 |  | 0 | 0 | 0 | 0 |  | 0 | 0 | 0 | 0 | 0
1969-09-26 | 1969 | 9 | 26 | 0 | 0 | 0 | 0 | 0 | 0 | 0 | 0 | 0 | 0 | 0 | 0 | 0 | 0 | 0 | 0 | 0 | 0 | 0 | 0 | 0 | 0 | 0 | 0 |  | 0 | 0 | 0 | 0 |  | 0 | 0 | 0 | 0 | 0
1969-09-27 | 1969 | 9 | 27 | 0 | 0 | 0 | 0 | 0 | 0 | 0 | 0 | 0 | 0 | 0 | 0 | 0 | 0 | 0 | 0 | 0 | 0 | 0 | 0 | 0 | 0 | 0 | 0 |  | 0 | 0 | 0 | 0 |  | 0 | 0 | 0 | 0 | 0
1969-09-28 | 1969 | 9 | 28 | 0 | 0 | 0 | 0 | 0 | 0 | 0 | 0 | 0 | 0 | 0 | 0 | 0 | 0 | 0 | 0 | 0 | 0 | 0 | 0 | 0 | 0 | 0 | 0 |  | 0 | 0 | 0 | 0 |  | 0 | 0 | 0 | 0 | 0
1969-09-29 | 1969 | 9 | 29 | 0 | 0 | 0 | 0 | 0 | 0 | 0 | 0 | 0 | 0 | 0 | 0 | 0 | 0 | 0 | 0 | 0 | 0 | 1.3 | 2 | 0 | 0 | 0 | 0 |  | 3.3 | 3.3 | 3.3 | 0 |  | 0 | 0 | 0 | 0 | 3.3
1969-09-30 | 1969 | 9 | 30 | 0 | 0 | 0 | 0 | 0 | 0 | 0 | 0 | 0 | 0 | 0 | 0 | 0 | 0 | 0 | 0 | 0 | 0 | 0 | 0 | 0 | 0 | 0 | 0 |  | 0 | 0 | 0 | 0 |  | 0 | 0 | 0 | 0 | 0
1969-10-01 | 1969 | 10 | 1 | 0 | 0 | 0 | 0 | 0 | 0 | 0 | 0 | 0 | 0 | 0 | 0 | 0 | 0 | 0 | 0 | 0 | 0 | 0 | 0 | 0 | 0 | 0 | 0 |  | 0 | 0 | 0 | 0 |  | 0 | 0 | 0 | 0 | 0
1969-10-02 | 1969 | 10 | 2 | 0 | 0 | 0 | 0 | 0 | 0 | 0 | 0 | 0 | 0 | 0 | 0 | 0 | 0 | 0 | 1.1 | 1 | 0.7 | 0.8 | 0.7 | 0.7 | 0.7 | 0.7 | 0.7 |  | 7.1 | 7.1 | 7.1 | 8.8818e-16 |  | 0 | 0 | 0 | 0 | 0
1969-10-03 | 1969 | 10 | 3 | 0 | 0.3 | 0.2 | 0 | 0 | 0 | 0 | 0.3 | 0 | 0 | 0 | 0 | 0 | 0 | 0 | 0.2 | 0 | 0 | 0 | 0 | 0 | 0 | 0 | 0 |  | 1 | 1 | 1 | 0 |  | 0 | 0 | 0 | 0 | 0
1969-10-04 | 1969 | 10 | 4 | 0 | 0 | 0 | 0 | 0 | 0 | 0 | 0 | 0 | 0 | 0 | 0 | 0 | 0 | 0 | 0 | 0 | 0 | 0 | 0 | 0 | 0 | 0 | 0 |  | 0 | 0 | 0 | 0 |  | 0 | 0 | 0 | 0 | 0
1969-10-05 | 1969 | 10 | 5 | 0 | 0 | 0 | 0 | 0 | 0 | 0 | 0 | 0 | 0 | 0 | 0 | 0 | 0 | 0 | 0 | 0 | 0 | 0 | 0 | 0 | 0 | 0 | 0 |  | 0 | 0 | 0 | 0 |  | 0 | 0 | 0 | 0 | 0
1969-10-06 | 1969 | 10 | 6 | 0 | 0 | 0 | 0 | 0 | 0 | 0 | 0 | 0 | 0 | 0 | 0 | 0 | 0 | 0 | 0 | 0 | 0 | 0 | 0 | 0 | 0 | 0 | 0 |  | 0 | 0 | 0 | 0 |  | 0 | 0 | 0 | 0 | 0
1969-10-07 | 1969 | 10 | 7 | 0 | 0 | 0 | 0 | 0 | 0 | 0 | 0 | 0 | 0 | 0 | 0 | 0 | 0 | 0 | 0 | 0 | 0 | 0 | 0 | 0 | 0 | 0 | 0 |  | 0 | 0 | 0 | 0 |  | 0 | 0 | 0 | 0 | 0
1969-10-08 | 1969 | 10 | 8 | 0 | 0 | 0 | 0 | 0 | 0 | 0 | 0 | 0 | 0 | 0 | 0 | 0 | 0 | 0 | 0 | 0 | 0 | 0 | 0 | 0 | 0 | 0 | 0 |  | 0 | 0 | 0 | 0 |  | 0 | 0 | 0 | 0 | 0
1969-10-09 | 1969 | 10 | 9 | 1.8 | 1.8 | 1.5 | 1 | 0 | 0 | 0 | 0 | 0 | 0 | 0 | 0 | 0 | 0 | 0 | 0 | 0 | 0 | 0 | 0 | 0 | 0 | 0 | 0 |  | 6.1 | 6.1 | 6.1 | 0 |  | 0 | 0 | 0 | 0 | 0
1969-10-10 | 1969 | 10 | 10 | 0 | 0 | 0.6 | 0.7 | 0 | 0 | 0 | 0.6 | 0.7 | 0.6 | 0.7 | 0.6 | 0.7 | 0 | 0 | 0 | 0 | 0 | 0.6 | 0 | 0.7 | 0.6 | 0 | 0 |  | 7.1 | 7.1 | 7.1 | 8.8818e-16 |  | 0 | 0 | 0 | 0 | 0
1969-10-11 | 1969 | 10 | 11 | 0.5 | 0 | 0 | 0 | 0 | 0 | 0 | 0 | 0 | 0 | 0 | 0 | 0 | 0 | 0 | 0 | 0 | 0 | 0 | 0 | 0 | 0 | 0 | 0 |  | 0.5 | 0.5 | 0.5 | 0 |  | 0 | 0 | 0 | 0 | 0
1969-10-12 | 1969 | 10 | 12 | 0 | 0 | 0 | 0 | 0 | 0 | 0 | 0 | 0 | 0 | 0 | 0 | 0 | 0 | 0 | 0 | 0 | 0 | 0 | 0 | 0 | 0 | 0 | 0 |  | 0 | 0 | 0 | 0 |  | 0 | 0 | 0 | 0 | 0
1969-10-13 | 1969 | 10 | 13 | 0 | 0 | 0 | 0 | 0 | 0 | 0 | 0 | 0 | 0 | 0 | 0 | 0 | 0 | 0 | 0 | 0 | 0 | 0 | 0 | 0 | 0 | 0 | 0 |  | 0 | 0 | 0 | 0 |  | 0 | 0 | 0 | 0 | 0
1969-10-14 | 1969 | 10 | 14 | 0 | 0 | 0 | 0 | 0 | 0 | 0 | 0 | 0 | 0 | 0 | 0 | 0 | 0 | 0 | 0 | 0 | 0 | 0 | 0 | 0 | 0 | 0 | 0 |  | 0 | 0 | 0 | 0 |  | 0 | 0 | 0 | 0 | 0
1969-10-15 | 1969 | 10 | 15 | 0 | 0 | 0 | 0 | 0 | 0 | 0 | 0 | 0 | 0 | 0 | 0 | 0 | 0 | 0 | 0 | 0 | 0 | 0 | 0 | 0 | 0 | 0 | 0 |  | 0 | 0 | 0 | 0 |  | 0 | 0 | 0 | 0 | 0
1969-10-16 | 1969 | 10 | 16 | 0 | 0 | 0 | 0 | 0 | 0 | 0 | 0 | 0 | 0 | 0 | 0 | 0 | 0 | 0 | 0 | 0 | 0 | 0 | 0 | 0 | 0 | 0 | 0 |  | 0 | 0 | 0 | 0 |  | 0 | 0 | 0 | 0 | 0
1969-10-17 | 1969 | 10 | 17 | 0 | 0 | 0 | 0 | 0 | 0 | 0 | 0 | 0 | 0 | 0 | 0 | 0 | 0 | 0 | 0 | 0 | 0 | 0 | 0 | 0 | 0 | 0 | 0 |  | 0 | 0 | 0 | 0 |  | 0 | 0 | 0 | 0 | 0
1969-10-18 | 1969 | 10 | 18 | 0 | 0 | 0 | 0 | 0 | 0 | 0 | 0 | 0 | 0 | 0 | 0 | 0 | 0 | 0 | 0 | 0 | 0 | 0 | 0 | 0 | 0 | 0 | 0 |  | 0 | 0 | 0 | 0 |  | 0 | 0 | 0 | 0 | 0
1969-10-19 | 1969 | 10 | 19 | 0 | 0 | 0 | 0 | 0 | 0 | 0 | 0 | 0 | 0 | 0 | 0 | 0 | 0 | 0 | 0 | 0 | 0 | 0 | 0 | 0 | 0 | 0 | 0 |  | 0 | 0 | 0 | 0 |  | 0 | 0 | 0 | 0 | 0
1969-10-20 | 1969 | 10 | 20 | 0 | 0 | 0 | 0 | 0 | 0 | 0.3 | 0 | 0 | 0 | 0 | 0 | 0 | 0 | 0 | 0 | 0 | 0 | 0 | 0 | 0 | 0 | 0 | 0 |  | 0.3 | 0.3 | 0.3 | 0 |  | 0 | 0 | 0 | 0 | 0
1969-10-21 | 1969 | 10 | 21 | 0 | 0 | 0 | 0 | 0 | 0 | 0 | 0 | 0 | 0 | 0 | 0 | 0 | 0 | 0 | 0 | 0 | 0 | 0 | 0 | 0 | 0 | 0 | 0 |  | 0 | 0 | 0 | 0 |  | 0 | 0 | 0 | 0 | 0
1969-10-22 | 1969 | 10 | 22 | 0 | 0 | 0 | 0 | 0 | 0 | 0 | 0 | 0 | 0 | 0 | 0 | 0 | 0 | 0 | 0 | 0 | 0 | 0 | 0 | 0 | 0 | 0 | 0 |  | 0 | 0 | 0 | 0 |  | 0 | 0 | 0 | 0 | 0
1969-10-23 | 1969 | 10 | 23 | 0.3 | 0.3 | 0 | 0 | 0.3 | 0.2 | 0.3 | 0.3 | 0.6 | 0.6 | 0.3 | 0.2 | 0.3 | 0.3 | 0.3 | 0 | 0.3 | 0.3 | 0.3 | 0.3 | 0.2 | 0.3 | 0.3 | 0.3 |  | 6.6 | 6.6 | 6.6 | 8.8818e-16 |  | 0 | 0 | 0 | 0 | 0
1969-10-24 | 1969 | 10 | 24 | 0.1 | 0.2 | 0.1 | 0.1 | 0.1 | 0.2 | 0.1 | 0.1 | 0.1 | 0.2 | 0.1 | 0.1 | 0.1 | 0.2 | 0.1 | 0.1 | 0.1 | 0.1 | 0.2 | 0.1 | 0.1 | 0.1 | 0.2 | 0.1 |  | 3 | 3 | 3 | 1.3323e-15 |  | 0 | 0 | 0 | 0 | 0
1969-10-25 | 1969 | 10 | 25 | 0 | 0 | 0 | 0 | 0 | 0 | 0 | 0 | 0 | 0 | 0 | 0 | 0 | 0 | 0 | 0 | 0 | 0 | 0 | 0 | 0 | 0 | 0 | 0 |  | 0 | 0 | 0 | 0 |  | 0 | 0 | 0 | 0 | 0
1969-10-26 | 1969 | 10 | 26 | 0 | 0 | 0 | 0 | 0 | 0 | 0 | 0 | 0 | 0 | 0 | 0 | 0 | 0 | 0 | 0 | 0 | 0 | 0 | 0 | 0 | 0 | 0 | 0 |  | 0 | 0 | 0 | 0 |  | 0 | 0 | 0 | 0 | 0
1969-10-27 | 1969 | 10 | 27 | 0 | 0 | 0 | 0 | 0 | 0 | 0 | 0 | 0 | 0 | 0 | 0 | 0 | 0 | 0 | 0 | 0 | 0 | 0 | 0 | 0 | 0 | 0 | 0 |  | 0 | 0 | 0 | 0 |  | 0 | 0 | 0 | 0 | 0
1969-10-28 | 1969 | 10 | 28 | 0 | 0 | 0 | 0 | 0 | 0 | 0 | 0 | 0 | 0 | 0 | 0 | 0 | 0 | 0 | 0 | 0 | 0 | 0 | 0 | 0 | 0 | 0 | 0 |  | 0 | 0 | 0 | 0 |  | 0 | 0 | 0 | 0 | 0
1969-10-29 | 1969 | 10 | 29 | 0 | 0 | 0 | 0 | 0 | 0 | 0 | 0 | 0 | 0 | 0 | 0 | 0 | 0 | 0 | 0 | 0 | 0 | 0 | 0 | 0 | 0 | 0 | 0 |  | 0 | 0 | 0 | 0 |  | 0 | 0 | 0 | 0 | 0
1969-10-30 | 1969 | 10 | 30 | 0 | 0 | 0 | 0 | 0 | 0 | 0 | 0 | 0 | 0 | 0 | 0 | 0 | 0 | 0 | 0 | 0 | 0 | 0 | 0 | 0 | 0 | 0 | 0 |  | 0 | 0 | 0 | 0 |  | 0 | 0 | 0 | 0 | 0
1969-10-31 | 1969 | 10 | 31 | 0 | 0 | 0 | 0 | 0 | 0 | 0 | 0 | 0 | 0 | 0 | 0 | 0 | 0 | 0 | 0 | 0 | 0 | 0 | 0 | 0 | 0 | 0 | 0 |  | 0 | 0 | 0 | 0 |  | 0 | 0 | 0 | 0 | 0
1969-11-01 | 1969 | 11 | 1 | 0 | 0 | 0 | 0 | 0 | 0 | 0 | 0 | 0 | 0 | 0 | 0 | 0 | 0 | 0 | 0 | 0 | 0 | 0 | 0 | 0 | 0 | 0 | 0 |  | 0 | 0 | 0 | 0 |  | 0 | 0 | 0 | 0 | 0
1969-11-02 | 1969 | 11 | 2 | 0 | 0 | 0 | 0 | 0 | 0 | 0 | 0 | 0 | 0 | 0 | 0 | 0 | 0 | 0 | 0 | 0 | 0 | 0 | 0 | 0 | 0 | 0 | 0 |  | 0 | 0 | 0 | 0 |  | 0 | 0 | 0 | 0 | 0
1969-11-03 | 1969 | 11 | 3 | 0 | 0 | 0 | 0 | 0 | 0 | 0 | 0 | 0 | 0 | 0 | 0 | 0 | 0 | 0 | 0 | 0 | 0 | 0 | 0 | 0 | 0 | 0 | 0 |  | 0 | 0 | 0 | 0 |  | 0 | 0 | 0 | 0 | 0
1969-11-04 | 1969 | 11 | 4 | 0 | 0 | 0 | 0 | 0 | 0 | 0 | 0 | 0 | 0 | 0 | 0 | 0 | 0 | 0 | 0 | 0 | 0 | 0 | 0 | 0 | 0 | 0 | 0 |  | 0 | 0 | 0 | 0 |  | 0 | 0 | 0 | 0 | 0
1969-11-05 | 1969 | 11 | 5 | 0 | 0 | 0 | 0 | 0 | 0 | 0 | 0 | 0 | 0 | 0 | 0 | 0 | 0 | 0 | 0 | 0 | 0 | 0 | 0 | 0 | 0 | 0 | 0 |  | 0 | 0 | 0 | 0 |  | 0 | 0 | 0 | 0 | 0
1969-11-06 | 1969 | 11 | 6 | 0 | 0 | 0 | 0 | 0 | 0 | 0 | 0 | 0 | 0 | 0 | 0 | 0 | 0 | 0 | 0 | 0 | 0 | 0 | 0 | 0 | 0 | 0 | 0 |  | 0 | 0 | 0 | 0 |  | 0 | 0 | 0 | 0 | 0
1969-11-07 | 1969 | 11 | 7 | 0 | 0 | 0 | 0 | 0 | 0 | 0 | 0 | 0 | 0 | 0 | 0 | 0 | 0 | 0 | 0 | 0 | 0 | 0 | 0 | 0 | 0 | 0 | 0 |  | 0 | 0 | 0 | 0 |  | 0 | 0 | 0 | 0 | 0
1969-11-08 | 1969 | 11 | 8 | 0 | 0 | 0 | 0 | 0 | 0 | 0 | 0 | 0 | 0 | 0 | 0 | 0 | 0 | 0 | 0 | 0 | 0 | 0 | 0 | 0 | 0 | 0 | 0 |  | 0 | 0 | 0 | 0 |  | 0 | 0 | 0 | 0 | 0
1969-11-09 | 1969 | 11 | 9 | 0 | 0 | 0 | 0 | 0 | 0 | 0 | 0 | 0 | 0 | 0 | 0 | 0 | 0 | 0 | 0 | 0 | 0 | 0 | 0 | 0 | 0 | 0 | 0 |  | 0 | 0 | 0 | 0 |  | 0 | 0 | 0 | 0 | 0
1969-11-10 | 1969 | 11 | 10 | 0 | 0 | 0 | 0 | 0 | 0 | 0 | 0 | 0 | 0 | 0 | 0 | 0 | 0 | 0 | 0 | 0 | 0 | 0 | 0 | 0 | 0 | 0 | 0 |  | 0 | 0 | 0 | 0 |  | 0 | 0 | 0 | 0 | 0
1969-11-11 | 1969 | 11 | 11 | 0 | 0 | 0 | 0 | 0 | 0 | 0 | 0 | 0 | 0 | 0 | 0 | 0 | 0 | 0 | 0 | 0 | 0 | 0 | 0 | 0 | 0 | 0 | 0 |  | 0 | 0 | 0 | 0 |  | 0 | 0 | 0 | 0 | 0
1969-11-12 | 1969 | 11 | 12 | 0 | 0 | 0 | 0 | 0 | 0 | 0.2 | 0.1 | 0.2 | 0.1 | 0 | 0 | 0.2 | 0.1 | 0.2 | 0.1 | 0.2 | 0.1 | 0.2 | 0.1 | 0 | 0 | 0 | 0 |  | 1.8 | 1.8 | 1.8 | 2.2204e-16 |  | 0 | 0 | 0 | 0 | 0
1969-11-13 | 1969 | 11 | 13 | 0 | 0 | 0 | 0 | 0 | 0 | 0 | 0 | 0 | 0 | 0 | 0 | 0 | 0 | 0 | 0 | 0 | 0 | 0 | 0 | 0 | 0 | 0 | 0 |  | 0 | 0 | 0 | 0 |  | 0 | 0 | 0 | 0 | 0
1969-11-14 | 1969 | 11 | 14 | 0 | 0 | 0 | 0 | 0 | 0 | 0 | 0 | 0 | 0 | 0 | 0 | 0 | 0 | 0 | 0 | 0 | 0 | 0 | 0 | 0 | 0 | 0 | 0 |  | 0 | 0 | 0 | 0 |  | 0 | 0 | 0 | 0 | 0
1969-11-15 | 1969 | 11 | 15 | 0.1 | 0 | 0.1 | 0 | 0 | 0 | 0 | 0 | 0.1 | 0.1 | 0 | 0.1 | 0 | 0.1 | 0 | 0.1 | 0 | 0 | 0.1 | 0 | 0 | 0.1 | 0 | 0.1 |  | 1 | 1 | 1 | 1.1102e-16 |  | 0 | 0 | 0 | 0 | 0
1969-11-16 | 1969 | 11 | 16 | 0.1 | 0.1 | 0.1 | 0.1 | 0.1 | 0.1 | 0.1 | 0.1 | 0.1 | 0.1 | 0.1 | 0 | 0.1 | 0.1 | 0.1 | 0.1 | 0 | 0 | 0 | 0 | 0 | 0 | 0 | 0 |  | 1.5 | 1.5 | 1.5 | 2.2204e-16 |  | 0 | 0 | 0 | 0 | 0
1969-11-17 | 1969 | 11 | 17 | 0 | 0 | 0 | 0 | 0 | 0 | 0 | 0 | 0 | 0 | 0 | 0 | 0 | 0 | 0 | 0 | 0 | 0 | 0 | 0 | 0 | 0 | 0 | 0 |  | 0 | 0 | 0 | 0 |  | 0 | 0 | 0 | 0 | 0
1969-11-18 | 1969 | 11 | 18 | 0 | 0 | 0 | 0 | 0 | 0 | 0 | 0 | 0 | 0 | 0 | 0 | 0 | 0 | 0 | 0 | 0 | 0 | 0 | 0 | 0 | 0 | 0 | 0 |  | 0 | 0 | 0 | 0 |  | 0 | 0 | 0 | 0 | 0
1969-11-19 | 1969 | 11 | 19 | 0 | 0 | 0 | 0 | 0 | 0 | 0 | 0 | 0 | 0 | 0 | 0 | 0 | 0 | 0 | 0 | 0 | 0 | 0 | 0 | 0 | 0 | 0 | 0 |  | 0 | 0 | 0 | 0 |  | 0 | 0 | 0 | 0 | 0
1969-11-20 | 1969 | 11 | 20 | 0 | 0 | 0 | 0 | 0 | 0 | 0 | 0 | 0 | 0 | 0 | 0 | 0 | 0 | 0 | 0 | 0 | 0 | 0 | 0 | 0 | 0 | 0 | 0 |  | 0 | 0 | 0 | 0 |  | 0 | 0 | 0 | 0 | 0
1969-11-21 | 1969 | 11 | 21 | 0 | 0 | 0 | 0 | 0 | 0 | 0 | 0 | 0 | 0 | 0 | 0 | 0 | 0 | 0 | 0 | 0 | 0 | 0 | 0 | 0 | 0 | 0 | 0 |  | 0 | 0 | 0 | 0 |  | 0 | 0 | 0 | 0 | 0
1969-11-22 | 1969 | 11 | 22 | 0 | 0 | 0 | 0 | 0 | 0 | 0 | 0 | 0 | 0 | 0 | 0 | 0 | 0 | 0 | 0 | 0 | 0 | 0 | 0 | 0 | 0 | 0 | 0 |  | 0 | 0 | 0 | 0 |  | 0 | 0 | 0 | 0 | 0
1969-11-23 | 1969 | 11 | 23 | 0 | 0 | 0 | 0 | 0 | 0 | 0 | 0 | 0 | 0 | 0 | 0 | 0 | 0 | 0 | 0 | 0 | 0 | 0 | 0 | 0 | 0 | 0 | 0 |  | 0 | 0 | 0 | 0 |  | 0 | 0 | 0 | 0 | 0
1969-11-24 | 1969 | 11 | 24 | 0 | 0 | 0 | 0 | 0 | 0 | 0 | 0 | 0 | 0 | 0 | 0 | 0 | 0 | 0 | 0 | 0 | 0 | 0 | 0 | 0 | 0 | 0 | 0 |  | 0 | 0 | 0 | 0 |  | 0 | 0 | 0 | 0 | 0
1969-11-25 | 1969 | 11 | 25 | 0 | 0 | 0 | 0 | 0 | 0 | 0 | 0 | 0 | 0 | 0 | 0 | 0 | 0 | 0 | 0 | 0 | 0 | 0 | 0 | 0 | 0 | 0 | 0 |  | 0 | 0 | 0 | 0 |  | 0 | 0 | 0 | 0 | 0
1969-11-26 | 1969 | 11 | 26 | 0 | 0 | 0 | 0 | 0 | 0 | 0 | 0 | 0 | 0 | 0 | 0 | 0 | 0 | 0 | 0 | 0 | 0 | 0 | 0 | 0 | 0 | 0 | 0 |  | 0 | 0 | 0 | 0 |  | 0 | 0 | 0 | 0 | 0
1969-11-27 | 1969 | 11 | 27 | 0 | 0 | 0 | 0 | 0 | 0 | 0 | 0 | 0 | 0 | 0 | 0 | 0 | 0 | 0 | 0 | 0 | 0 | 0 | 0 | 0 | 0 | 0 | 0 |  | 0 | 0 | 0 | 0 |  | 0 | 0 | 0 | 0 | 0
1969-11-28 | 1969 | 11 | 28 | 0 | 0 | 0 | 0 | 0 | 0 | 0 | 0 | 0 | 0 | 0 | 0 | 0 | 0 | 0 | 0 | 0 | 0 | 0 | 0 | 0 | 0 | 0 | 0 |  | 0 | 0 | 0 | 0 |  | 0 | 0 | 0 | 0 | 0
1969-11-29 | 1969 | 11 | 29 | 0 | 0 | 0 | 0 | 0 | 0 | 0 | 0 | 0 | 0 | 0 | 0 | 0 | 0 | 0 | 0 | 0 | 0 | 0 | 0 | 0 | 0 | 0 | 0 |  | 0 | 0 | 0 | 0 |  | 0 | 0 | 0 | 0 | 0
1969-11-30 | 1969 | 11 | 30 | 0 | 0 | 0 | 0 | 0 | 0 | 0 | 0 | 0 | 0 | 0 | 0 | 0 | 0 | 0 | 0 | 0 | 0 | 0 | 0 | 0 | 0 | 0 | 0 |  | 0 | 0 | 0 | 0 |  | 0 | 0 | 0 | 0 | 0
1969-12-01 | 1969 | 12 | 1 | 0 | 0 | 0 | 0 | 0 | 0 | 0 | 0 | 0 | 0 | 0 | 0 | 0 | 0 | 0 | 0 | 0 | 0 | 0 | 0 | 0 | 0 | 0 | 0 |  | 0 | 0 | 0 | 0 |  | 0 | 0 | 0 | 0 | 0
1969-12-02 | 1969 | 12 | 2 | 0 | 0 | 0 | 0 | 0 | 0 | 0 | 0 | 0 | 0 | 0 | 0 | 0 | 0 | 0 | 0 | 0 | 0 | 0 | 0 | 0 | 0 | 0 | 0 |  | 0 | 0 | 0 | 0 |  | 0 | 0 | 0 | 0 | 0
1969-12-03 | 1969 | 12 | 3 | 0 | 0 | 0 | 0 | 0 | 0 | 0 | 0 | 0 | 0 | 0 | 0 | 0 | 0 | 0 | 0 | 0 | 0 | 0 | 0 | 0 | 0 | 0 | 0 |  | 0 | 0 | 0 | 0 |  | 0 | 0 | 0 | 0 | 0
1969-12-04 | 1969 | 12 | 4 | 0 | 0 | 0 | 0 | 0 | 0 | 0 | 0 | 0 | 0 | 0 | 0 | 0 | 0 | 0 | 0 | 0 | 0 | 0 | 0 | 0 | 0 | 0 | 0 |  | 0 | 0 | 0 | 0 |  | 0 | 0 | 0 | 0 | 0
1969-12-05 | 1969 | 12 | 5 | 0 | 0 | 0 | 0 | 0 | 0 | 0 | 0 | 0 | 0 | 0 | 0 | 0 | 0 | 0 | 0 | 0 | 0 | 0 | 0 | 0 | 0 | 0 | 0 |  | 0 | 0 | 0 | 0 |  | 0 | 0 | 0 | 0 | 0
1969-12-06 | 1969 | 12 | 6 | 0 | 0 | 0 | 0 | 0 | 0 | 0 | 0 | 0 | 0 | 0 | 0 | 0 | 0 | 0 | 0 | 0 | 0 | 0 | 0 | 0 | 0 | 0 | 0 |  | 0 | 0 | 0 | 0 |  | 0 | 0 | 0 | 0 | 0
1969-12-07 | 1969 | 12 | 7 | 0 | 0 | 0 | 0 | 0 | 0 | 0 | 0 | 0 | 0 | 0 | 0 | 0 | 0 | 0 | 0 | 0 | 0 | 0 | 0 | 0 | 0 | 0 | 0 |  | 0 | 0 | 0 | 0 |  | 0 | 0 | 0 | 0 | 0
1969-12-08 | 1969 | 12 | 8 | 0 | 0 | 0 | 0 | 0 | 0 | 0 | 0 | 0 | 0 | 0 | 0 | 0 | 0 | 0 | 0 | 0 | 0 | 0 | 0 | 0 | 0 | 0 | 0 |  | 0 | 0 | 0 | 0 |  | 0 | 0 | 0 | 0 | 0
1969-12-09 | 1969 | 12 | 9 | 0 | 0 | 0 | 0 | 0 | 0 | 0 | 0 | 0 | 0 | 0 | 0 | 0 | 0 | 0 | 0 | 0 | 0 | 0 | 0 | 0 | 0 | 0 | 0 |  | 0 | 0 | 0 | 0 |  | 0 | 0 | 0 | 0 | 0
1969-12-10 | 1969 | 12 | 10 | 0 | 0 | 0 | 0 | 0 | 0 | 0 | 0 | 0 | 0 | 0 | 0 | 0 | 0 | 0 | 0 | 0 | 0 | 0 | 0 | 0 | 0 | 0 | 0 |  | 0 | 0 | 0 | 0 |  | 0 | 0 | 0 | 0 | 0
1969-12-11 | 1969 | 12 | 11 | 0 | 0 | 0 | 0 | 0 | 0 | 0 | 0 | 0 | 0 | 0 | 0 | 0 | 0 | 0 | 0 | 0 | 0 | 0 | 0 | 0 | 0 | 0 | 0 |  | 0 | 0 | 0 | 0 |  | 0 | 0 | 0 | 0 | 0
1969-12-12 | 1969 | 12 | 12 | 0 | 0 | 0 | 0 | 0 | 0 | 0 | 0 | 0 | 0 | 0 | 0 | 0 | 0 | 0 | 0 | 0 | 0 | 0 | 0 | 0 | 0 | 0 | 0 |  | 0 | 0 | 0 | 0 |  | 0 | 0 | 0 | 0 | 0
1969-12-13 | 1969 | 12 | 13 | 0 | 0 | 0 | 0 | 0 | 0 | 0 | 0 | 0 | 0 | 0 | 0 | 0 | 0 | 0 | 0 | 0 | 0 | 0 | 0 | 0 | 0 | 0 | 0 |  | 0 | 0 | 0 | 0 |  | 0 | 0 | 0 | 0 | 0
1969-12-14 | 1969 | 12 | 14 | 0 | 0 | 0 | 0 | 0 | 0 | 0 | 0 | 0 | 0 | 0 | 0 | 0 | 0 | 0 | 0 | 0 | 0 | 0 | 0 | 0 | 0 | 0 | 0 |  | 0 | 0 | 0 | 0 |  | 0 | 0 | 0 | 0 | 0
1969-12-15 | 1969 | 12 | 15 | 0 | 0 | 0 | 0 | 0 | 0 | 0 | 0 | 0 | 0 | 0 | 0 | 0 | 0 | 0 | 0 | 0 | 0 | 0 | 0 | 0 | 0 | 0 | 0 |  | 0 | 0 | 0 | 0 |  | 0 | 0 | 0 | 0 | 0
1969-12-16 | 1969 | 12 | 16 | 0 | 0 | 0 | 0 | 0 | 0 | 0 | 0 | 0 | 0 | 0 | 0 | 0 | 0 | 0 | 0 | 0 | 0 | 0 | 0 | 0 | 0 | 0 | 0 |  | 0 | 0 | 0 | 0 |  | 0 | 0 | 0 | 0 | 0
1969-12-17 | 1969 | 12 | 17 | 0 | 0.1 | 0 | 0 | 0.1 | 0 | 0 | 0.1 | 0 | 0 | 0 | 0 | 0 | 0 | 0 | 0 | 0 | 0 | 0 | 0 | 0 | 0 | 0 | 0 |  | 0.3 | 0.3 | 0.3 | 5.5511e-17 |  | 0 | 0 | 0 | 0 | 0
1969-12-18 | 1969 | 12 | 18 | 0 | 0 | 0 | 0 | 0 | 0 | 0 | 0 | 0 | 0 | 0 | 0 | 0 | 0 | 0 | 0 | 0 | 0 | 0 | 0 | 0 | 0 | 0 | 0 |  | 0 | 0 | 0 | 0 |  | 0 | 0 | 0 | 0 | 0
1969-12-19 | 1969 | 12 | 19 | 0 | 0 | 0 | 0 | 0 | 0 | 0 | 0 | 0 | 0 | 0 | 0 | 0 | 0 | 0 | 0 | 0 | 0 | 0 | 0 | 0 | 0 | 0 | 0 |  | 0 | 0 | 0 | 0 |  | 0 | 0 | 0 | 0 | 0
1969-12-20 | 1969 | 12 | 20 | 0 | 0 | 0 | 0 | 0 | 0 | 0 | 0 | 0 | 0 | 0 | 0 | 0 | 0 | 0 | 0 | 0 | 0 | 0 | 0 | 0 | 0 | 0 | 0 |  | 0 | 0 | 0 | 0 |  | 0 | 0 | 0 | 0 | 0
1969-12-21 | 1969 | 12 | 21 | 0 | 0 | 0 | 0 | 0 | 0 | 0 | 0 | 0 | 0 | 0.3 | 0.6 | 0.4 | 0.3 | 0.3 | 0.3 | 0 | 0 | 0 | 0 | 0 | 0 | 0.3 | 0 |  | 2.5 | 2.5 | 2.5 | 4.4409e-16 |  | 0 | 0 | 0 | 0 | 0
1969-12-22 | 1969 | 12 | 22 | 0 | 0 | 0 | 0 | 0 | 0 | 0 | 0 | 0 | 0 | 0 | 0 | 0 | 0 | 0 | 0 | 0 | 0 | 0 | 0 | 0 | 0 | 0 | 0 |  | 0 | 0 | 0 | 0 |  | 0 | 0 | 0 | 0 | 0
1969-12-23 | 1969 | 12 | 23 | 0 | 0 | 0 | 0 | 0 | 0 | 0 | 0 | 0 | 0 | 0 | 0 | 0 | 0 | 0 | 0 | 0 | 0 | 0 | 0 | 0 | 0 | 0 | 0 |  | 0 | 0 | 0 | 0 |  | 0 | 0 | 0 | 0 | 0
1969-12-24 | 1969 | 12 | 24 | 0 | 0 | 0 | 0 | 0 | 0 | 0 | 0 | 0 | 0 | 0 | 0 | 0 | 0 | 0 | 0 | 0 | 0 | 0 | 0 | 0 | 0 | 0 | 0 |  | 0 | 0 | 0 | 0 |  | 0 | 0 | 0 | 0 | 0
1969-12-25 | 1969 | 12 | 25 | 0 | 0 | 0 | 0 | 0 | 0 | 0 | 0 | 0 | 0 | 0 | 0 | 0 | 0 | 0 | 0 | 0 | 0 | 0 | 0 | 0 | 0 | 0 | 0 |  | 0 | 0 | 0 | 0 |  | 0 | 0 | 0 | 0 | 0
1969-12-26 | 1969 | 12 | 26 | 0 | 0 | 0 | 0 | 0 | 0 | 0 | 0 | 0 | 0 | 0 | 0 | 0 | 0 | 0 | 0 | 0 | 0 | 0 | 0 | 0 | 0 | 0 | 0 |  | 0 | 0 | 0 | 0 |  | 0 | 0 | 0 | 0 | 0
1969-12-27 | 1969 | 12 | 27 | 0 | 0 | 0 | 0 | 0 | 0 | 0 | 0 | 0 | 0 | 0 | 0 | 0 | 0 | 0 | 0 | 0 | 0 | 0 | 0 | 0 | 0 | 0 | 0 |  | 0 | 0 | 0 | 0 |  | 0 | 0 | 0 | 0 | 0
1969-12-28 | 1969 | 12 | 28 | 0 | 0 | 0 | 0 | 0 | 0 | 0 | 0 | 0 | 0 | 0 | 0 | 0 | 0 | 0 | 0 | 0 | 0 | 0 | 0 | 0 | 0 | 0 | 0 |  | 0 | 0 | 0 | 0 |  | 0 | 0 | 0 | 0 | 0
1969-12-29 | 1969 | 12 | 29 | 0 | 0 | 0 | 0 | 0 | 0 | 0 | 0 | 0 | 0 | 0 | 0 | 0 | 0 | 0 | 0 | 0 | 0 | 0 | 0 | 0 | 0 | 0 | 0 |  | 0 | 0 | 0 | 0 |  | 0 | 0 | 0 | 0 | 0
1969-12-30 | 1969 | 12 | 30 | 0 | 0 | 0 | 0 | 0 | 0 | 0 | 0 | 0 | 0 | 0 | 0 | 0 | 0 | 0 | 0 | 0 | 0 | 0 | 0 | 0 | 0 | 0 | 0 |  | 0 | 0 | 0 | 0 |  | 0 | 0 | 0 | 0 | 0
1969-12-31 | 1969 | 12 | 31 | 0 | 0 | 0 | 0 | 0 | 0 | 0 | 0 | 0 | 0 | 0 | 0 | 0 | 0 | 0 | 0 | 0 | 0 | 0 | 0 | 0 | 0 | 0 | 0 |  | 0 | 0 | 0 | 0 |  | 0 | 0 | 0 | 0 | 0
1970-01-01 | 1970 | 1 | 1 | 0 | 0 | 0 | 0 | 0 | 0 | 0 | 0 | 0 | 0 | 0 | 0 | 0 | 0 | 0 | 0.2 | 0.1 | 0.2 | 0.2 | 0.1 | 0.2 | 0.1 | 0.2 | 0 |  | 1.3 | 1.3 | 1.3 | 0 |  | 0 | 0 | 0 | 0 | 0
1970-01-02 | 1970 | 1 | 2 | 0 | 0 | 0 | 0 | 0 | 0 | 0 | 0 | 0 | 0 | 0 | 0 | 0 | 0 | 0 | 0 | 0 | 0 | 0 | 0 | 0 | 0 | 0 | 0 |  | 0 | 0 | 0 | 0 |  | 0 | 0 | 0 | 0 | 0
1970-01-03 | 1970 | 1 | 3 | 0 | 0 | 0 | 0 | 0.1 | 0 | 0.1 | 0 | 0.1 | 0 | 0.1 | 0 | 0.1 | 0 | 0 | 0.1 | 0.1 | 0 | 0.1 | 0 | 0.1 | 0 | 0.1 | 0 |  | 1 | 1 | 1 | 1.1102e-16 |  | 0 | 0 | 0 | 0 | 0
1970-01-04 | 1970 | 1 | 4 | 0.1 | 0.1 | 0.1 | 0 | 0.1 | 0.1 | 0.1 | 0.1 | 0.1 | 0.1 | 0.1 | 0 | 0.1 | 0.1 | 0.1 | 0 | 0 | 0 | 0 | 0 | 0 | 0 | 0 | 0 |  | 1.3 | 1.3 | 1.3 | 0 |  | 0 | 0 | 0 | 0 | 0
1970-01-05 | 1970 | 1 | 5 | 0 | 0 | 0 | 0 | 0 | 0 | 0 | 0.1 | 0 | 0.1 | 0 | 0 | 0.1 | 0 | 0 | 0 | 0 | 0 | 0 | 0 | 0 | 0 | 0 | 0 |  | 0.3 | 0.3 | 0.3 | 5.5511e-17 |  | 0 | 0 | 0 | 0 | 0
1970-01-06 | 1970 | 1 | 6 | 0 | 0 | 0 | 0 | 0 | 0 | 0 | 0 | 0 | 0 | 0 | 0 | 0 | 0 | 0 | 0 | 0 | 0 | 0 | 0 | 0 | 0 | 0 | 0 |  | 0 | 0 | 0 | 0 |  | 0 | 0 | 0 | 0 | 0
1970-01-07 | 1970 | 1 | 7 | 0 | 0 | 0 | 0 | 0 | 0 | 0 | 0 | 0 | 0 | 0 | 0 | 0 | 0 | 0 | 0 | 0 | 0 | 0 | 0 | 0 | 0 | 0 | 0 |  | 0 | 0 | 0 | 0 |  | 0 | 0 | 0 | 0 | 0
1970-01-08 | 1970 | 1 | 8 | 0 | 0 | 0 | 0 | 0 | 0 | 0 | 0 | 0 | 0 | 0 | 0 | 0 | 0 | 0 | 0 | 0 | 0 | 0 | 0 | 0 | 0 | 0 | 0 |  | 0 | 0 | 0 | 0 |  | 0 | 0 | 0 | 0 | 0
1970-01-09 | 1970 | 1 | 9 | 0 | 0 | 0 | 0 | 0 | 0 | 0 | 0 | 0 | 0 | 0 | 0 | 0 | 0 | 0 | 0 | 0 | 0 | 0 | 0 | 0 | 0 | 0 | 0 |  | 0 | 0 | 0 | 0 |  | 0 | 0 | 0 | 0 | 0
1970-01-10 | 1970 | 1 | 10 | 0.1 | 0 | 0.1 | 0.1 | 0 | 0.1 | 0.1 | 0 | 0.1 | 0.1 | 0 | 0 | 0.1 | 0 | 0 | 0 | 0 | 0 | 0 | 0 | 0 | 0 | 0 | 0 |  | 0.8 | 0.8 | 0.8 | 1.1102e-16 |  | 0 | 0 | 0 | 0 | 0
1970-01-11 | 1970 | 1 | 11 | 0 | 0 | 0 | 0 | 0 | 0.1 | 0 | 0 | 0 | 0.1 | 0 | 0 | 0 | 0 | 0 | 0 | 0 | 0 | 0 | 0 | 0 | 0.1 | 0 | 0 |  | 0.3 | 0.3 | 0.3 | 5.5511e-17 |  | 0 | 0 | 0 | 0 | 0
1970-01-12 | 1970 | 1 | 12 | 0 | 0 | 0 | 0 | 0 | 0 | 0 | 0 | 0 | 0 | 0 | 0 | 0 | 0 | 0 | 0 | 0 | 0 | 0 | 0 | 0 | 0 | 0 | 0 |  | 0 | 0 | 0 | 0 |  | 0 | 0 | 0 | 0 | 0
1970-01-13 | 1970 | 1 | 13 | 0 | 0 | 0.1 | 0 | 0 | 0 | 0 | 0 | 0.1 | 0 | 0 | 0 | 0 | 0 | 0 | 0 | 0 | 0 | 0 | 0 | 0.1 | 0 | 0 | 0 |  | 0.3 | 0.3 | 0.3 | 5.5511e-17 |  | 0 | 0 | 0 | 0 | 0
1970-01-14 | 1970 | 1 | 14 | 0 | 0 | 0 | 0 | 0 | 0 | 0 | 0 | 0 | 0 | 0 | 0 | 0 | 0 | 0 | 0 | 0 | 0 | 0 | 0 | 0 | 0 | 0 | 0 |  | 0 | 0 | 0 | 0 |  | 0 | 0 | 0 | 0 | 0
1970-01-15 | 1970 | 1 | 15 | 0.1 | 0 | 0.1 | 0 | 0.1 | 0 | 0.1 | 0 | 0.1 | 0 | 0 | 0 | 0 | 0 | 0 | 0 | 0 | 0 | 0 | 0 | 0 | 0 | 0 | 0 |  | 0.5 | 0.5 | 0.5 | 0 |  | 0 | 0 | 0 | 0 | 0
1970-01-16 | 1970 | 1 | 16 | 0 | 0 | 0 | 0 | 0 | 0 | 0 | 0 | 0 | 0 | 0 | 0 | 0 | 0 | 0 | 0 | 0 | 0 | 0 | 0 | 0 | 0 | 0 | 0 |  | 0 | 0 | 0 | 0 |  | 0 | 0 | 0 | 0 | 0
1970-01-17 | 1970 | 1 | 17 | 0 | 0 | 0 | 0 | 0 | 0 | 0 | 0 | 0 | 0 | 0 | 0 | 0 | 0 | 0 | 0 | 0 | 0 | 0 | 0 | 0 | 0 | 0 | 0 |  | 0 | 0 | 0 | 0 |  | 0 | 0 | 0 | 0 | 0
1970-01-18 | 1970 | 1 | 18 | 0 | 0 | 0 | 0 | 0 | 0 | 0 | 0 | 0 | 0 | 0 | 0 | 0 | 0 | 0 | 0 | 0 | 0 | 0 | 0 | 0 | 0 | 0 | 0 |  | 0 | 0 | 0 | 0 |  | 0 | 0 | 0 | 0 | 0
1970-01-19 | 1970 | 1 | 19 | 0 | 0 | 0 | 0 | 0 | 0 | 0 | 0 | 0 | 0 | 0 | 0 | 0 | 0 | 0 | 0 | 0 | 0 | 0 | 0 | 0 | 0 | 0 | 0 |  | 0 | 0 | 0 | 0 |  | 0 | 0 | 0 | 0 | 0
1970-01-20 | 1970 | 1 | 20 | 0.3 | 0.2 | 0 | 0 | 0 | 0 | 0 | 0 | 0 | 0 | 0 | 0 | 0 | 0 | 0 | 0 | 0 | 0 | 0 | 0 | 0 | 0 | 0 | 0 |  | 0.5 | 0.5 | 0.5 | 0 |  | 0 | 0 | 0 | 0 | 0
1970-01-21 | 1970 | 1 | 21 | 0 | 0 | 0 | 0 | 0 | 0 | 0 | 0 | 0 | 0 | 0 | 0 | 0 | 0 | 0 | 0 | 0 | 0 | 0 | 0 | 0 | 0 | 0 | 0 |  | 0 | 0 | 0 | 0 |  | 0 | 0 | 0 | 0 | 0
1970-01-22 | 1970 | 1 | 22 | 0 | 0 | 0 | 0 | 0 | 0 | 0 | 0 | 0 | 0 | 0 | 0 | 0 | 0 | 0 | 0 | 0 | 0 | 0 | 0 | 0 | 0 | 0 | 0 |  | 0 | 0 | 0 | 0 |  | 0 | 0 | 0 | 0 | 0
1970-01-23 | 1970 | 1 | 23 | 0 | 0 | 0 | 0 | 0 | 0 | 0 | 0 | 0 | 0 | 0 | 0 | 0 | 0 | 0 | 0 | 0 | 0 | 0 | 0 | 0 | 0 | 0 | 0 |  | 0 | 0 | 0 | 0 |  | 0 | 0 | 0 | 0 | 0
1970-01-24 | 1970 | 1 | 24 | 0 | 0 | 0 | 0 | 0 | 0 | 0 | 0 | 0 | 0 | 0 | 0 | 0 | 0 | 0 | 0 | 0 | 0 | 0 | 0 | 0 | 0 | 0 | 0 |  | 0 | 0 | 0 | 0 |  | 0 | 0 | 0 | 0 | 0
1970-01-25 | 1970 | 1 | 25 | 0 | 0 | 0 | 0 | 0 | 0 | 0 | 0 | 0 | 0 | 0 | 0 | 0 | 0 | 0 | 0 | 0 | 0 | 0 | 0 | 0 | 0 | 0 | 0 |  | 0 | 0 | 0 | 0 |  | 0 | 0 | 0 | 0 | 0
1970-01-26 | 1970 | 1 | 26 | 0 | 0 | 0 | 0 | 0 | 0 | 0 | 0 | 0 | 0 | 0 | 0 | 0 | 0 | 0 | 0 | 0 | 0 | 0 | 0 | 0 | 0 | 0 | 0 |  | 0 | 0 | 0 | 0 |  | 0 | 0 | 0 | 0 | 0
1970-01-27 | 1970 | 1 | 27 | 0 | 0 | 0 | 0 | 0 | 0 | 0.3 | 0.3 | 0.2 | 0.3 | 0.3 | 0.5 | 0.6 | 0.5 | 0.3 | 0.3 | 0.3 | 0.2 | 0.3 | 0.3 | 0.3 | 0.2 | 0.3 | 0.3 |  | 5.8 | 5.8 | 5.8 | 8.8818e-16 |  | 0 | 0 | 0 | 0 | 0
1970-01-28 | 1970 | 1 | 28 | 0.1 | 0.2 | 0.1 | 0.1 | 0 | 0 | 0 | 0 | 0 | 0 | 0 | 0 | 0 | 0 | 0 | 0 | 0 | 0 | 0 | 0 | 0 | 0 | 0 | 0 |  | 0.5 | 0.5 | 0.5 | 0 |  | 0 | 0 | 0 | 0 | 0
1970-01-29 | 1970 | 1 | 29 | 0 | 0 | 0 | 0 | 0 | 0 | 0 | 0 | 0 | 0 | 0 | 0 | 0 | 0 | 0 | 0 | 0 | 0 | 0 | 0 | 0 | 0 | 0 | 0 |  | 0 | 0 | 0 | 0 |  | 0 | 0 | 0 | 0 | 0
1970-01-30 | 1970 | 1 | 30 | 0 | 0 | 0 | 0 | 0 | 0 | 0 | 0 | 0 | 0 | 0 | 0 | 0 | 0 | 0 | 0 | 0 | 0 | 0 | 0 | 0 | 0 | 0 | 0 |  | 0 | 0 | 0 | 0 |  | 0 | 0 | 0 | 0 | 0
1970-01-31 | 1970 | 1 | 31 | 0 | 0 | 0 | 0 | 0 | 0 | 0 | 0 | 0 | 0 | 0 | 0 | 0 | 0 | 0 | 0 | 0 | 0 | 0 | 0 | 0 | 0 | 0 | 0 |  | 0 | 0 | 0 | 0 |  | 0 | 0 | 0 | 0 | 0
1970-02-01 | 1970 | 2 | 1 | 0 | 0 | 0 | 0 | 0.1 | 0 | 0.1 | 0.1 | 0 | 0.1 | 0.1 | 0 | 0.1 | 0.1 | 0 | 0.1 | 0 | 0.1 | 0.1 | 0 | 0.1 | 0.1 | 0 | 0.1 |  | 1.3 | 1.3 | 1.3 | 0 |  | 0 | 0 | 0 | 0 | 0
1970-02-02 | 1970 | 2 | 2 | 0 | 0 | 0 | 0 | 0 | 0 | 0 | 0 | 0 | 0 | 0 | 0 | 0 | 0 | 0 | 0 | 0 | 0 | 0 | 0 | 0 | 0 | 0 | 0 |  | 0 | 0 | 0 | 0 |  | 0 | 0 | 0 | 0 | 0
1970-02-03 | 1970 | 2 | 3 | 0 | 0 | 0 | 0 | 0 | 0 | 0 | 0 | 0 | 0 | 0 | 0 | 0 | 0 | 0 | 0 | 0 | 0 | 0 | 0 | 0 | 0 | 0 | 0 |  | 0 | 0 | 0 | 0 |  | 0 | 0 | 0 | 0 | 0
1970-02-04 | 1970 | 2 | 4 | 0 | 0 | 0 | 0 | 0 | 0 | 0 | 0 | 0 | 0 | 0 | 0 | 0 | 0 | 0 | 0 | 0 | 0 | 0 | 0 | 0 | 0 | 0 | 0 |  | 0 | 0 | 0 | 0 |  | 0 | 0 | 0 | 0 | 0
1970-02-05 | 1970 | 2 | 5 | 0 | 0 | 0 | 0 | 0 | 0 | 0 | 0 | 0 | 0 | 0 | 0 | 0 | 0 | 0 | 0 | 0 | 0 | 0 | 0 | 0 | 0 | 0 | 0 |  | 0 | 0 | 0 | 0 |  | 0 | 0 | 0 | 0 | 0
1970-02-06 | 1970 | 2 | 6 | 0 | 0 | 0 | 0 | 0 | 0 | 0 | 0 | 0 | 0 | 0 | 0 | 0 | 0 | 0 | 0 | 0 | 0 | 0 | 0 | 0 | 0 | 0 | 0 |  | 0 | 0 | 0 | 0 |  | 0 | 0 | 0 | 0 | 0
1970-02-07 | 1970 | 2 | 7 | 0 | 0 | 0 | 0 | 0 | 0 | 0 | 0 | 0 | 0 | 0 | 0 | 0 | 0 | 0 | 0 | 0 | 0 | 0 | 0 | 0 | 0 | 0 | 0 |  | 0 | 0 | 0 | 0 |  | 0 | 0 | 0 | 0 | 0
1970-02-08 | 1970 | 2 | 8 | 0 | 0 | 0 | 0 | 0 | 0 | 0 | 0 | 0 | 0 | 0 | 0 | 0 | 0 | 0 | 0 | 0 | 0 | 0 | 0 | 0 | 0 | 0 | 0 |  | 0 | 0 | 0 | 0 |  | 0 | 0 | 0 | 0 | 0
1970-02-09 | 1970 | 2 | 9 | 0 | 0 | 0 | 0 | 0 | 0 | 0 | 0 | 0 | 0 | 0 | 0 | 0 | 0 | 0 | 0 | 0 | 0 | 0 | 0 | 0 | 0 | 0 | 0 |  | 0 | 0 | 0 | 0 |  | 0 | 0 | 0 | 0 | 0
1970-02-10 | 1970 | 2 | 10 | 0 | 0 | 0 | 0 | 0 | 0 | 0 | 0 | 0 | 0 | 0 | 0 | 0 | 0 | 0 | 0 | 0 | 0 | 0 | 0 | 0 | 0 | 0 | 0 |  | 0 | 0 | 0 | 0 |  | 0 | 0 | 0 | 0 | 0
1970-02-11 | 1970 | 2 | 11 | 0 | 0 | 0 | 0 | 0 | 0 | 0 | 0 | 0 | 0 | 0 | 0 | 0 | 0 | 0 | 0 | 0 | 0 | 0 | 0 | 0 | 0 | 0 | 0 |  | 0 | 0 | 0 | 0 |  | 0 | 0 | 0 | 0 | 0
1970-02-12 | 1970 | 2 | 12 | 0 | 0 | 0.1 | 0 | 0 | 0 | 0 | 0.1 | 0 | 0 | 0 | 0.1 | 0 | 0 | 0 | 0 | 0.1 | 0 | 0 | 0 | 0 | 0.1 | 0 | 0 |  | 0.5 | 0.5 | 0.5 | 0 |  | 0 | 0 | 0 | 0 | 0
1970-02-13 | 1970 | 2 | 13 | 0 | 0 | 0.1 | 0 | 0 | 0 | 0.1 | 0 | 0 | 0 | 0.1 | 0 | 0 | 0 | 0 | 0.1 | 0 | 0 | 0 | 0.1 | 0 | 0 | 0 | 0 |  | 0.5 | 0.5 | 0.5 | 0 |  | 0 | 0 | 0 | 0 | 0
1970-02-14 | 1970 | 2 | 14 | 0 | 0 | 0 | 0.1 | 0 | 0 | 0 | 0.1 | 0 | 0 | 0 | 0 | 0.1 | 0 | 0 | 0 | 0 | 0.1 | 0 | 0 | 0 | 0.1 | 0 | 0 |  | 0.5 | 0.5 | 0.5 | 0 |  | 0 | 0 | 0 | 0 | 0
1970-02-15 | 1970 | 2 | 15 | 0 | 0 | 0 | 0 | 0 | 0 | 0 | 0 | 0 | 0 | 0 | 0 | 0 | 0 | 0 | 0 | 0 | 0 | 0 | 0 | 0 | 0 | 0 | 0 |  | 0 | 0 | 0 | 0 |  | 0 | 0 | 0 | 0 | 0
1970-02-16 | 1970 | 2 | 16 | 0 | 0 | 0 | 0 | 0 | 0 | 0 | 0 | 0 | 0 | 0 | 0 | 0 | 0 | 0 | 0 | 0 | 0 | 0 | 0 | 0 | 0 | 0 | 0 |  | 0 | 0 | 0 | 0 |  | 0 | 0 | 0 | 0 | 0
1970-02-17 | 1970 | 2 | 17 | 0 | 0.1 | 0.1 | 0.1 | 0 | 0.1 | 0.1 | 0.1 | 0.1 | 0.1 | 0.1 | 0.1 | 0.1 | 0.1 | 0 | 0.1 | 0.1 | 0.1 | 0.1 | 0.1 | 0 | 0.1 | 0.1 | 0.1 |  | 2 | 2 | 2 | 4.4409e-16 |  | 0 | 0 | 0 | 0 | 0
1970-02-18 | 1970 | 2 | 18 | 0 | 0 | 0 | 0 | 0 | 0 | 0 | 0 | 0 | 0 | 0 | 0 | 0 | 0 | 0 | 0 | 0 | 0 | 0 | 0 | 0 | 0 | 0 | 0 |  | 0 | 0 | 0 | 0 |  | 0 | 0 | 0 | 0 | 0
1970-02-19 | 1970 | 2 | 19 | 0 | 0 | 0 | 0 | 0 | 0 | 0 | 0 | 0 | 0 | 0 | 0 | 0 | 0 | 0 | 0 | 0 | 0 | 0 | 0 | 0 | 0 | 0 | 0 |  | 0 | 0 | 0 | 0 |  | 0 | 0 | 0 | 0 | 0
1970-02-20 | 1970 | 2 | 20 | 0 | 0 | 0 | 0 | 0 | 0 | 0 | 0 | 0 | 0 | 0 | 0 | 0 | 0 | 0 | 0 | 0 | 0 | 0 | 0 | 0 | 0 | 0 | 0 |  | 0 | 0 | 0 | 0 |  | 0 | 0 | 0 | 0 | 0
1970-02-21 | 1970 | 2 | 21 | 0 | 0 | 0 | 0 | 0 | 0 | 0 | 0 | 0 | 0 | 0 | 0 | 0 | 0 | 0 | 0 | 0 | 0 | 0 | 0 | 0 | 0 | 0 | 0 |  | 0 | 0 | 0 | 0 |  | 0 | 0 | 0 | 0 | 0
1970-02-22 | 1970 | 2 | 22 | 0 | 0 | 0 | 0 | 0 | 0 | 0 | 0 | 0 | 0 | 0 | 0 | 0 | 0 | 0 | 0 | 0 | 0 | 0 | 0 | 0 | 0 | 0 | 0 |  | 0 | 0 | 0 | 0 |  | 0 | 0 | 0 | 0 | 0
1970-02-23 | 1970 | 2 | 23 | 0 | 0 | 0 | 0 | 0 | 0 | 0 | 0 | 0 | 0 | 0 | 0 | 0 | 0 | 0 | 0 | 0 | 0 | 0 | 0 | 0 | 0 | 0 | 0 |  | 0 | 0 | 0 | 0 |  | 0 | 0 | 0 | 0 | 0
1970-02-24 | 1970 | 2 | 24 | 0 | 0 | 0 | 0 | 0 | 0 | 0 | 0 | 0 | 0 | 0 | 0 | 0 | 0 | 0 | 0 | 0 | 0 | 0 | 0 | 0 | 0 | 0 | 0 |  | 0 | 0 | 0 | 0 |  | 0 | 0 | 0 | 0 | 0
1970-02-25 | 1970 | 2 | 25 | 0 | 0 | 0 | 0 | 0 | 0 | 0 | 0 | 0 | 0 | 0 | 0 | 0 | 0 | 0 | 0 | 0 | 0 | 0 | 0 | 0 | 0 | 0 | 0 |  | 0 | 0 | 0 | 0 |  | 0 | 0 | 0 | 0 | 0
1970-02-26 | 1970 | 2 | 26 | 0 | 0 | 0 | 0 | 0 | 0 | 0 | 0 | 0 | 0 | 0 | 0 | 0 | 0 | 0 | 0 | 0 | 0.3 | 0.3 | 0.3 | 0.3 | 0.2 | 0.6 | 0.3 |  | 2.3 | 2.3 | 2.3 | 0 |  | 0 | 0 | 0 | 0 | 0
1970-02-27 | 1970 | 2 | 27 | 0.1 | 0.1 | 0.1 | 0.1 | 0.1 | 0.1 | 0 | 0.1 | 0 | 0.1 | 0.1 | 0.1 | 0.1 | 0 | 0.1 | 0.1 | 0.1 | 0 | 0 | 0.1 | 0.1 | 0 | 0.1 | 0.1 |  | 1.8 | 1.8 | 1.8 | 4.4409e-16 |  | 0 | 0 | 0 | 0 | 0
1970-02-28 | 1970 | 2 | 28 | 0 | 0.1 | 0 | 0 | 0.1 | 0 | 0 | 0.1 | 0 | 0 | 0 | 0.1 | 0 | 0 | 0.1 | 0 | 0 | 0 | 0 | 0 | 0 | 0 | 0 | 0 |  | 0.5 | 0.5 | 0.5 | 0 |  | 0 | 0 | 0 | 0 | 0
1970-03-01 | 1970 | 3 | 1 | 0 | 0 | 0 | 0 | 0 | 0.2 | 0.3 | 0.2 | 0.3 | 0.2 | 0.3 | 0.2 | 0.2 | 0.3 | 0.2 | 0.3 | 0.2 | 0.2 | 0.3 | 0.2 | 0.3 | 0.2 | 0.3 | 0.2 |  | 4.6 | 4.6 | 4.6 | 0 |  | 0 | 0 | 0 | 0 | 0
1970-03-02 | 1970 | 3 | 2 | 0.3 | 0.3 | 0.2 | 0.3 | 0.3 | 0.3 | 0.3 | 0.2 | 0.3 | 0.3 | 0.3 | 0.3 | 0.2 | 0.3 | 0.3 | 0.3 | 0.3 | 0.2 | 0 | 0 | 0 | 0.3 | 0.3 | 0 |  | 5.6 | 5.6 | 5.6 | 8.8818e-16 |  | 0 | 0 | 0 | 0 | 0
1970-03-03 | 1970 | 3 | 3 | 0 | 0 | 0 | 0 | 0 | 0 | 0 | 0 | 0 | 0 | 0 | 0 | 0 | 0 | 0 | 0 | 0 | 0 | 0 | 0 | 0 | 0 | 0 | 0 |  | 0 | 0 | 0 | 0 |  | 0 | 0 | 0 | 0 | 0
1970-03-04 | 1970 | 3 | 4 | 0 | 0 | 0 | 0 | 0 | 0 | 0 | 0 | 0 | 0 | 0 | 0 | 0 | 0 | 0 | 0 | 0 | 0 | 0 | 0 | 0 | 0 | 0 | 0 |  | 0 | 0 | 0 | 0 |  | 0 | 0 | 0 | 0 | 0
1970-03-05 | 1970 | 3 | 5 | 0 | 0 | 0 | 0 | 0 | 0 | 0 | 0 | 0 | 0 | 0 | 0 | 0 | 0 | 0 | 0 | 0 | 0 | 0 | 0 | 0 | 0 | 0 | 0 |  | 0 | 0 | 0 | 0 |  | 0 | 0 | 0 | 0 | 0
1970-03-06 | 1970 | 3 | 6 | 0 | 0 | 0 | 0 | 0 | 0 | 0 | 0 | 0 | 0 | 0 | 0 | 0 | 0 | 0 | 0 | 0 | 0 | 0 | 0 | 0 | 0 | 0 | 0 |  | 0 | 0 | 0 | 0 |  | 0 | 0 | 0 | 0 | 0
1970-03-07 | 1970 | 3 | 7 | 0 | 0 | 0 | 0 | 0 | 0 | 0 | 0 | 0 | 0 | 0 | 0 | 0 | 0 | 0 | 0 | 0 | 0 | 0 | 0 | 0 | 0 | 0 | 0 |  | 0 | 0 | 0 | 0 |  | 0 | 0 | 0 | 0 | 0
1970-03-08 | 1970 | 3 | 8 | 0 | 0 | 0 | 0 | 0 | 0 | 0 | 0 | 0 | 0 | 0 | 0 | 0 | 0 | 0 | 0 | 0 | 0 | 0 | 0 | 0 | 0 | 0 | 0 |  | 0 | 0 | 0 | 0 |  | 0 | 0 | 0 | 0 | 0
1970-03-09 | 1970 | 3 | 9 | 0 | 0 | 0 | 0 | 0 | 0 | 0 | 0 | 0 | 0 | 0 | 0 | 0 | 0 | 0 | 0 | 0 | 0 | 0 | 0 | 0 | 0 | 0 | 0 |  | 0 | 0 | 0 | 0 |  | 0 | 0 | 0 | 0 | 0
1970-03-10 | 1970 | 3 | 10 | 0.1 | 0 | 0 | 0 | 0.1 | 0.1 | 0 | 0.1 | 0.1 | 0.1 | 0.1 | 0.1 | 0.1 | 0 | 0.1 | 0.1 | 0.1 | 0.1 | 0.1 | 0.1 | 0 | 0.1 | 0.1 | 0.1 |  | 1.8 | 1.8 | 1.8 | 4.4409e-16 |  | 0 | 0 | 0 | 0 | 0
1970-03-11 | 1970 | 3 | 11 | 0 | 0.1 | 0 | 0.1 | 0 | 0.1 | 0 | 0 | 0.1 | 0 | 0.1 | 0 | 0 | 0.1 | 0 | 0.1 | 0 | 0 | 0.1 | 0 | 0.1 | 0 | 0.1 | 0 |  | 1 | 1 | 1 | 1.1102e-16 |  | 0 | 0 | 0 | 0 | 0
1970-03-12 | 1970 | 3 | 12 | 0 | 0 | 0 | 0 | 0 | 0 | 0 | 0 | 0 | 0 | 0 | 0 | 0 | 0 | 0 | 0 | 0 | 0 | 0 | 0 | 0 | 0 | 0 | 0 |  | 0 | 0 | 0 | 0 |  | 0 | 0 | 0 | 0 | 0
1970-03-13 | 1970 | 3 | 13 | 0 | 0 | 0 | 0 | 0 | 0 | 0 | 0 | 0 | 0 | 0 | 0 | 0 | 0 | 0 | 0 | 0 | 0 | 0 | 0 | 0 | 0 | 0 | 0 |  | 0 | 0 | 0 | 0 |  | 0 | 0 | 0 | 0 | 0
1970-03-14 | 1970 | 3 | 14 | 0 | 0 | 0 | 0 | 0 | 0 | 0 | 0 | 0 | 0 | 0 | 0 | 0 | 0 | 0 | 0 | 0 | 0 | 0 | 0 | 0 | 0 | 0 | 0 |  | 0 | 0 | 0 | 0 |  | 0 | 0 | 0 | 0 | 0
1970-03-15 | 1970 | 3 | 15 | 0 | 0 | 0 | 0 | 0 | 0 | 0 | 0 | 0 | 0 | 0 | 0 | 0 | 0 | 0 | 0 | 0 | 0 | 0 | 0 | 0 | 0 | 0 | 0 |  | 0 | 0 | 0 | 0 |  | 0 | 0 | 0 | 0 | 0
1970-03-16 | 1970 | 3 | 16 | 0 | 0 | 0 | 0 | 0 | 0 | 0 | 0 | 0 | 0 | 0 | 0 | 0 | 0 | 0.3 | 0.5 | 0.2 | 0.3 | 0 | 0 | 0 | 0 | 0 | 0 |  | 1.3 | 1.3 | 1.3 | 0 |  | 0 | 0 | 0 | 0 | 0
1970-03-17 | 1970 | 3 | 17 | 0 | 0 | 0 | 0 | 0 | 0 | 0 | 0 | 0 | 0 | 0 | 0 | 0 | 0 | 0 | 0 | 0 | 0 | 0 | 0 | 0 | 0 | 0 | 0 |  | 0 | 0 | 0 | 0 |  | 0 | 0 | 0 | 0 | 0
1970-03-18 | 1970 | 3 | 18 | 0 | 0 | 0 | 0 | 0 | 0 | 0 | 0 | 0 | 0 | 0 | 0 | 0 | 0 | 0 | 0 | 0 | 0 | 0 | 0 | 0 | 0 | 0 | 0 |  | 0 | 0 | 0 | 0 |  | 0 | 0 | 0 | 0 | 0
1970-03-19 | 1970 | 3 | 19 | 0 | 0 | 0 | 0 | 0 | 0 | 0 | 0 | 0 | 0 | 0 | 0 | 0 | 0 | 0 | 0 | 0 | 0 | 0 | 0 | 0 | 0 | 0 | 0 |  | 0 | 0 | 0 | 0 |  | 0 | 0 | 0 | 0 | 0
1970-03-20 | 1970 | 3 | 20 | 0 | 0 | 0 | 0 | 0 | 0 | 0 | 0 | 0 | 0 | 0 | 0 | 0 | 0 | 0 | 0 | 0 | 0 | 0.3 | 0.2 | 0.3 | 0.2 | 0.3 | 0.2 |  | 1.5 | 1.5 | 1.5 | 0 |  | 0 | 0 | 0 | 0 | 0
1970-03-21 | 1970 | 3 | 21 | 0 | 0 | 0 | 0 | 0 | 0 | 0 | 0 | 0 | 0 | 0 | 0 | 0 | 0 | 0 | 0 | 0 | 0 | 0 | 0 | 0 | 0 | 0 | 0 |  | 0 | 0 | 0 | 0 |  | 0 | 0 | 0 | 0 | 0
1970-03-22 | 1970 | 3 | 22 | 0 | 0 | 0 | 0 | 0 | 0 | 0 | 0 | 0 | 0 | 0 | 0 | 0 | 0 | 0 | 0 | 0 | 0 | 0 | 0 | 0 | 0 | 0 | 0 |  | 0 | 0 | 0 | 0 |  | 0 | 0 | 0 | 0 | 0
1970-03-23 | 1970 | 3 | 23 | 0.2 | 0.1 | 0.2 | 0 | 0 | 0 | 0 | 0 | 0 | 0 | 0 | 0 | 0 | 0 | 0 | 0 | 0 | 0 | 0 | 0 | 0 | 0.2 | 0.1 | 0.2 |  | 1 | 1 | 1 | 0 |  | 0 | 0 | 0 | 0 | 0
1970-03-24 | 1970 | 3 | 24 | 0 | 0 | 0 | 0 | 0 | 0 | 0 | 0 | 0 | 0 | 0 | 0 | 0 | 0 | 0 | 0 | 0 | 0 | 0 | 0 | 0 | 0 | 0 | 0 |  | 0 | 0 | 0 | 0 |  | 0 | 0 | 0 | 0 | 0
1970-03-25 | 1970 | 3 | 25 | 0 | 0 | 0 | 0 | 0 | 0 | 0 | 0 | 0 | 0 | 0 | 0 | 0 | 0 | 0 | 0 | 0 | 0 | 0 | 0.3 | 0.2 | 0.3 | 0.2 | 0.3 |  | 1.3 | 1.3 | 1.3 | 0 |  | 0 | 0 | 0 | 0 | 0
1970-03-26 | 1970 | 3 | 26 | 0.1 | 0 | 0.1 | 0.1 | 0 | 0.1 | 0.1 | 0 | 0.1 | 0.1 | 0.1 | 0 | 0.1 | 0 | 0.1 | 0 | 0 | 0 | 0 | 0.1 | 0.1 | 0 | 0.1 | 0 |  | 1.3 | 1.3 | 1.3 | 0 |  | 0 | 0 | 0 | 0 | 0
1970-03-27 | 1970 | 3 | 27 | 0 | 0 | 0 | 0 | 0 | 0 | 0 | 0 | 0 | 0 | 0 | 0 | 0 | 0 | 0 | 0 | 0 | 0 | 0 | 0 | 0 | 0 | 0 | 0 |  | 0 | 0 | 0 | 0 |  | 0 | 0 | 0 | 0 | 0
1970-03-28 | 1970 | 3 | 28 | 0 | 0 | 0 | 0 | 0 | 0 | 0 | 0 | 0 | 0 | 0 | 0 | 0 | 0 | 0 | 0 | 0 | 0 | 0 | 0 | 0 | 0.1 | 0.1 | 0.1 |  | 0.3 | 0.3 | 0.3 | 5.5511e-17 |  | 0 | 0 | 0 | 0 | 0
1970-03-29 | 1970 | 3 | 29 | 0 | 0 | 0 | 0 | 0 | 0.1 | 0.2 | 0.1 | 0.1 | 0.2 | 0.1 | 0.2 | 0.1 | 0.1 | 0 | 0.2 | 0 | 0 | 0 | 0 | 0 | 0 | 0.1 | 0 |  | 1.5 | 1.5 | 1.5 | 2.2204e-16 |  | 0 | 0 | 0 | 0 | 0
1970-03-30 | 1970 | 3 | 30 | 0 | 0.1 | 0.2 | 0.1 | 0 | 0.1 | 0 | 0 | 0.2 | 0.1 | 0.2 | 0.1 | 0.1 | 0.2 | 0.1 | 0 | 0 | 0 | 0 | 0 | 0 | 0 | 0 | 0 |  | 1.5 | 1.5 | 1.5 | 2.2204e-16 |  | 0 | 0 | 0 | 0 | 0
1970-03-31 | 1970 | 3 | 31 | 0.1 | 0 | 0.1 | 0.1 | 0.1 | 0 | 0.1 | 0 | 0 | 0 | 0 | 0 | 0 | 0 | 0 | 0 | 0 | 0 | 0 | 0 | 0 | 0 | 0 | 0 |  | 0.5 | 0.5 | 0.5 | 0 |  | 0 | 0 | 0 | 0 | 0
1970-04-01 | 1970 | 4 | 1 | 0 | 0 | 0 | 0 | 0 | 0 | 0 | 0 | 0 | 0 | 0 | 0 | 0 | 0 | 0 | 0 | 0 | 0 | 0 | 0 | 0 | 0 | 0 | 0 |  | 0 | 0 | 0 | 0 |  | 0 | 0 | 0 | 0 | 0
1970-04-02 | 1970 | 4 | 2 | 0 | 0 | 0 | 0 | 0 | 0 | 0 | 0 | 0 | 0 | 0 | 0 | 0 | 0 | 0 | 0 | 0 | 0 | 0.3 | 0.7 | 0.3 | 0.4 | 0.3 | 0 |  | 2 | 2 | 2 | 0 |  | 0 | 0 | 0 | 0 | 0
1970-04-03 | 1970 | 4 | 3 | 0 | 0 | 0 | 0 | 0 | 0 | 0 | 0 | 0 | 0 | 0 | 0 | 0 | 0 | 0 | 0 | 0 | 0 | 0 | 0 | 0 | 0 | 0 | 0 |  | 0 | 0 | 0 | 0 |  | 0 | 0 | 0 | 0 | 0
1970-04-04 | 1970 | 4 | 4 | 0 | 0 | 0 | 0 | 0 | 0 | 0 | 0 | 0 | 0 | 0 | 0 | 0 | 0 | 0 | 0 | 0 | 0 | 0 | 0 | 0 | 0 | 0 | 0 |  | 0 | 0 | 0 | 0 |  | 0 | 0 | 0 | 0 | 0
1970-04-05 | 1970 | 4 | 5 | 0 | 0 | 0 | 0 | 0 | 0 | 0 | 0 | 0 | 0 | 0 | 0 | 0 | 0 | 0 | 0 | 0 | 0 | 0 | 0 | 0 | 0 | 0 | 0 |  | 0 | 0 | 0 | 0 |  | 0 | 0 | 0 | 0 | 0
1970-04-06 | 1970 | 4 | 6 | 0 | 0 | 0 | 0 | 0 | 0 | 0 | 0 | 0 | 0 | 0 | 0 | 0 | 0 | 0 | 0 | 0 | 0 | 0 | 0 | 0 | 0 | 0 | 0 |  | 0 | 0 | 0 | 0 |  | 0 | 0 | 0 | 0 | 0
1970-04-07 | 1970 | 4 | 7 | 0 | 0.5 | 0.4 | 0.5 | 0.9 | 0.9 | 0.5 | 0.4 | 0.5 | 0 | 0 | 0 | 0 | 0 | 0 | 0 | 0 | 0 | 0 | 0 | 0 | 0 | 0 | 0 |  | 4.6 | 4.6 | 4.6 | 0 |  | 0 | 0 | 0 | 0 | 0
1970-04-08 | 1970 | 4 | 8 | 0 | 0 | 0 | 0 | 0 | 0 | 0 | 0 | 0 | 0 | 0 | 0 | 0 | 0 | 0 | 0 | 0 | 0 | 0 | 0 | 0 | 0 | 0 | 0 |  | 0 | 0 | 0 | 0 |  | 0 | 0 | 0 | 0 | 0
1970-04-09 | 1970 | 4 | 9 | 0 | 0 | 0 | 0 | 0 | 0 | 0 | 0 | 0 | 0 | 0 | 0 | 0 | 0 | 0 | 0 | 0 | 0 | 0 | 0 | 0 | 0 | 0 | 0 |  | 0 | 0 | 0 | 0 |  | 0 | 0 | 0 | 0 | 0
1970-04-10 | 1970 | 4 | 10 | 0 | 0 | 0 | 0 | 0 | 0 | 0 | 0 | 0 | 0 | 0 | 0 | 0 | 0 | 0 | 0 | 0 | 0 | 0 | 0 | 0 | 0 | 0 | 0 |  | 0 | 0 | 0 | 0 |  | 0 | 0 | 0 | 0 | 0
1970-04-11 | 1970 | 4 | 11 | 0 | 0 | 0 | 0 | 0 | 0 | 0 | 0 | 0 | 0 | 0 | 0 | 0 | 0 | 0 | 0 | 0 | 0 | 0 | 0 | 0 | 0 | 0 | 0 |  | 0 | 0 | 0 | 0 |  | 0 | 0 | 0 | 0 | 0
1970-04-12 | 1970 | 4 | 12 | 0.2 | 0.2 | 0.2 | 0.2 | 0.2 | 0 | 0 | 0 | 0.2 | 0.2 | 0.2 | 0.2 | 0.5 | 0.2 | 0.2 | 0.2 | 0 | 0 | 0.2 | 0.2 | 0.2 | 0.2 | 0.2 | 0.2 |  | 4.1 | 4.1 | 4.1 | 1.7764e-15 |  | 0 | 0 | 0 | 0 | 0
1970-04-13 | 1970 | 4 | 13 | 0.2 | 0.1 | 0 | 0 | 0 | 0 | 0 | 0.3 | 0.3 | 0.2 | 0.1 | 0.2 | 0.1 | 0.2 | 0 | 0 | 0 | 0 | 0 | 0.1 | 0.2 | 0 | 0 | 0 |  | 2 | 2 | 2 | 4.4409e-16 |  | 0 | 0 | 0 | 0 | 0
1970-04-14 | 1970 | 4 | 14 | 0 | 0 | 0 | 0 | 0 | 0 | 0.1 | 0.1 | 0 | 0.1 | 0.1 | 0.1 | 0 | 0.1 | 0.1 | 0.1 | 0 | 0.1 | 0 | 0.1 | 0.1 | 0 | 0.1 | 0.1 |  | 1.3 | 1.3 | 1.3 | 0 |  | 0 | 0 | 0 | 0 | 0
1970-04-15 | 1970 | 4 | 15 | 0.3 | 0.3 | 0.3 | 0.3 | 0.3 | 0.3 | 0.3 | 0.3 | 0.3 | 0.3 | 0.3 | 0.3 | 0.4 | 0.3 | 0.3 | 0.3 | 0.6 | 0.3 | 0.3 | 0.3 | 0.3 | 0.3 | 0.3 | 0.3 |  | 7.6 | 7.6 | 7.6 | 2.6645e-15 |  | 0 | 0 | 0 | 0 | 0
1970-04-16 | 1970 | 4 | 16 | 0.2 | 0.2 | 0.2 | 0.2 | 0 | 0 | 0 | 0 | 0 | 0 | 0 | 0 | 0 | 0 | 0 | 0 | 0 | 0 | 0 | 0 | 0 | 0 | 0 | 0 |  | 0.8 | 0.8 | 0.8 | 0 |  | 0 | 0 | 0 | 0 | 0
1970-04-17 | 1970 | 4 | 17 | 0 | 0 | 0 | 0 | 0 | 0 | 0 | 0 | 0 | 0 | 0 | 0 | 0 | 0 | 0 | 0 | 0 | 0 | 0 | 0 | 0 | 0 | 0 | 0 |  | 0 | 0 | 0 | 0 |  | 0 | 0 | 0 | 0 | 0
1970-04-18 | 1970 | 4 | 18 | 0 | 0 | 0 | 0 | 0 | 0 | 0 | 0 | 0 | 0 | 0 | 0 | 0 | 0 | 0 | 0 | 0 | 0 | 0 | 0 | 0 | 0 | 0 | 0 |  | 0 | 0 | 0 | 0 |  | 0 | 0 | 0 | 0 | 0
1970-04-19 | 1970 | 4 | 19 | 0 | 0 | 0 | 0 | 0 | 0 | 0 | 0 | 0 | 0 | 0 | 0 | 0 | 0 | 0 | 0 | 0 | 0 | 0 | 0 | 0 | 0 | 0 | 0 |  | 0 | 0 | 0 | 0 |  | 0 | 0 | 0 | 0 | 0
1970-04-20 | 1970 | 4 | 20 | 0 | 0 | 0 | 0 | 0 | 0 | 0 | 0 | 0 | 0 | 0 | 0 | 0 | 0 | 0 | 0 | 0 | 0 | 0 | 0 | 0 | 0 | 0 | 0 |  | 0 | 0 | 0 | 0 |  | 0 | 0 | 0 | 0 | 0
1970-04-21 | 1970 | 4 | 21 | 0.1 | 0 | 0.1 | 0 | 0.1 | 0.1 | 0 | 0.1 | 0 | 0 | 0.1 | 0 | 0.1 | 0.1 | 0 | 0.1 | 0 | 0.1 | 0 | 0 | 0 | 0 | 0 | 0 |  | 1 | 1 | 1 | 1.1102e-16 |  | 0 | 0 | 0 | 0 | 0
1970-04-22 | 1970 | 4 | 22 | 0 | 0 | 0 | 0 | 0 | 0 | 0 | 0 | 0 | 0 | 0 | 0 | 0 | 0 | 0 | 0 | 0 | 0 | 0 | 0 | 0 | 0 | 0 | 0 |  | 0 | 0 | 0 | 0 |  | 0 | 0 | 0 | 0 | 0
1970-04-23 | 1970 | 4 | 23 | 0 | 0 | 0 | 0 | 0 | 0 | 0 | 0 | 0 | 0 | 0 | 0 | 0 | 0 | 0 | 0 | 0 | 0 | 0 | 0 | 0 | 0 | 0 | 0 |  | 0 | 0 | 0 | 0 |  | 0 | 0 | 0 | 0 | 0
1970-04-24 | 1970 | 4 | 24 | 0 | 0 | 0 | 0 | 0 | 0 | 0 | 0 | 0 | 0 | 0 | 0 | 0 | 0 | 0 | 0 | 0 | 0 | 0 | 0 | 0 | 0 | 0 | 0 |  | 0 | 0 | 0 | 0 |  | 0 | 0 | 0 | 0 | 0
1970-04-25 | 1970 | 4 | 25 | 0 | 0 | 0 | 0 | 0 | 0 | 0 | 0 | 0 | 0 | 0 | 0 | 0 | 0 | 0 | 0 | 0 | 0 | 0 | 0 | 0 | 0 | 0 | 0 |  | 0 | 0 | 0 | 0 |  | 0 | 0 | 0 | 0 | 0
1970-04-26 | 1970 | 4 | 26 | 0 | 0 | 0 | 0 | 0 | 0 | 0 | 0 | 0 | 0 | 0 | 0 | 0 | 0 | 0 | 0 | 0 | 0 | 0 | 0 | 0 | 0 | 0 | 0 |  | 0 | 0 | 0 | 0 |  | 0 | 0 | 0 | 0 | 0
1970-04-27 | 1970 | 4 | 27 | 0 | 0 | 0 | 0 | 0 | 0 | 0 | 0 | 0 | 0 | 0 | 0 | 0 | 0.7 | 0 | 2.3 | 2.2 | 2.2 | 2.3 | 0.7 | 0 | 0 | 0.8 | 0.7 |  | 11.9 | 11.9 | 11.9 | 1.7764e-15 |  | 0 | 0 | 0 | 0 | 0
1970-04-28 | 1970 | 4 | 28 | 0 | 0 | 0 | 0 | 0 | 0 | 0 | 0 | 0 | 0 | 0 | 0 | 0 | 0 | 0 | 0 | 0 | 0 | 0 | 0 | 0 | 0 | 0 | 0 |  | 0 | 0 | 0 | 0 |  | 0 | 0 | 0 | 0 | 0
1970-04-29 | 1970 | 4 | 29 | 0 | 0 | 0 | 0 | 0 | 0 | 0 | 0 | 0 | 0 | 0 | 0 | 0 | 0 | 0 | 0 | 0 | 0 | 0 | 0 | 0 | 0 | 0 | 0 |  | 0 | 0 | 0 | 0 |  | 0 | 0 | 0 | 0 | 0
1970-04-30 | 1970 | 4 | 30 | 0 | 0 | 0 | 0 | 0 | 0 | 0 | 0 | 0 | 0 | 0 | 0 | 0 | 0 | 0 | 0 | 0 | 0 | 0 | 0 | 0 | 0 | 0 | 0 |  | 0 | 0 | 0 | 0 |  | 0 | 0 | 0 | 0 | 0
1970-05-01 | 1970 | 5 | 1 | 0 | 0 | 0 | 0 | 0 | 0 | 0 | 0 | 0 | 0 | 0 | 0 | 0 | 0 | 0 | 0 | 0 | 0 | 0 | 0 | 0 | 0 | 0 | 0 |  | 0 | 0 | 0 | 0 |  | 0 | 0 | 0 | 0 | 0
1970-05-02 | 1970 | 5 | 2 | 0 | 0 | 0 | 0 | 0 | 0 | 0 | 0 | 0 | 0 | 0 | 0 | 0 | 0 | 0 | 0 | 0 | 0 | 0 | 0 | 0 | 0 | 0 | 0 |  | 0 | 0 | 0 | 0 |  | 0 | 0 | 0 | 0 | 0
1970-05-03 | 1970 | 5 | 3 | 0 | 0 | 0 | 0 | 0 | 0 | 0 | 0 | 0 | 0 | 0 | 0 | 0 | 0 | 0 | 0 | 0 | 0 | 0 | 0 | 0 | 0 | 0 | 0 |  | 0 | 0 | 0 | 0 |  | 0 | 0 | 0 | 0 | 0
1970-05-04 | 1970 | 5 | 4 | 0 | 0 | 0 | 0 | 0 | 0 | 0 | 0 | 0 | 0 | 0 | 0 | 0 | 0 | 0 | 0 | 0 | 0 | 0 | 0 | 0 | 0 | 0 | 0 |  | 0 | 0 | 0 | 0 |  | 0 | 0 | 0 | 0 | 0
1970-05-05 | 1970 | 5 | 5 | 0 | 0 | 0 | 0 | 0 | 0 | 0 | 0 | 0 | 0 | 0 | 0 | 0 | 0 | 0 | 0 | 0 | 0 | 0 | 0 | 0 | 0 | 0 | 0 |  | 0 | 0 | 0 | 0 |  | 0 | 0 | 0 | 0 | 0
1970-05-06 | 1970 | 5 | 6 | 0 | 0 | 0 | 0 | 0 | 0 | 0 | 0 | 0 | 0 | 0 | 0 | 0 | 0 | 0 | 0 | 0 | 0 | 0 | 0 | 0 | 0 | 0 | 0 |  | 0 | 0 | 0 | 0 |  | 0 | 0 | 0 | 0 | 0
1970-05-07 | 1970 | 5 | 7 | 0 | 0 | 0 | 0 | 0 | 0 | 0 | 0 | 0 | 0 | 0 | 0 | 0 | 0 | 0 | 0 | 0 | 0 | 0 | 0 | 0 | 0 | 0 | 0 |  | 0 | 0 | 0 | 0 |  | 0 | 0 | 0 | 0 | 0
1970-05-08 | 1970 | 5 | 8 | 0 | 0 | 0 | 0 | 0 | 0 | 0 | 0 | 0 | 0 | 0 | 0 | 0 | 0 | 0 | 0 | 0 | 0 | 0 | 0 | 0 | 0 | 0 | 0 |  | 0 | 0 | 0 | 0 |  | 0 | 0 | 0 | 0 | 0
1970-05-09 | 1970 | 5 | 9 | 0 | 0 | 0 | 0 | 0 | 0 | 0 | 0 | 0 | 0 | 0 | 0 | 0 | 0 | 0 | 0 | 0 | 0 | 0 | 0 | 0 | 0.5 | 0 | 0 |  | 0.5 | 0.5 | 0.5 | 0 |  | 0.5 | 0 | 0 | 0 | 0
1970-05-10 | 1970 | 5 | 10 | 0 | 0 | 0 | 0 | 0 | 0 | 0 | 0 | 0 | 0 | 0 | 0 | 0 | 0 | 0 | 0 | 0 | 0 | 0 | 0 | 0.3 | 0 | 0 | 0.5 |  | 0.8 | 0.8 | 0.8 | 0 |  | 0.8 | 0 | 0 | 0 | 0
1970-05-11 | 1970 | 5 | 11 | 0.3 | 0.3 | 0.4 | 0.3 | 0.3 | 0.3 | 0.3 | 0.3 | 0.4 | 0.3 | 0.3 | 0.3 | 0.3 | 0.3 | 0.3 | 0.4 | 0.3 | 0.3 | 0.3 | 0.3 | 0.3 | 0.4 | 0.3 | 0.3 |  | 7.6 | 7.6 | 7.6 | 8.8818e-16 |  | 7.6 | 0 | 0 | 0 | 0
1970-05-12 | 1970 | 5 | 12 | 0.2 | 0.1 | 0.2 | 0.2 | 0 | 0 | 0.1 | 0.2 | 0 | 0 | 0 | 0 | 0 | 0 | 0 | 0 | 0 | 0 | 0 | 0 | 0 | 0 | 0 | 0 |  | 1 | 1 | 1 | 0 |  | 1 | 0 | 0 | 0 | 0
1970-05-13 | 1970 | 5 | 13 | 0 | 0 | 0 | 0 | 0 | 0 | 0 | 0 | 0 | 0 | 0 | 0 | 0 | 0 | 0 | 0 | 0 | 0 | 0 | 0 | 0 | 0 | 0 | 0 |  | 0 | 0 | 0 | 0 |  | 0 | 0 | 0 | 0 | 0
1970-05-14 | 1970 | 5 | 14 | 0 | 0 | 0 | 0 | 0 | 0 | 0 | 0 | 0 | 0 | 0 | 0 | 0 | 0 | 0 | 0 | 0 | 0 | 0 | 0 | 0 | 0 | 0 | 0 |  | 0 | 0 | 0 | 0 |  | 0 | 0 | 0 | 0 | 0
1970-05-15 | 1970 | 5 | 15 | 0 | 0 | 0 | 0 | 0 | 0 | 0 | 0 | 0 | 0 | 0 | 0 | 0 | 0 | 0 | 0 | 0 | 0 | 0 | 0 | 0 | 0 | 0 | 0 |  | 0 | 0 | 0 | 0 |  | 0 | 0 | 0 | 0 | 0
1970-05-16 | 1970 | 5 | 16 | 0 | 0 | 0 | 0 | 0 | 0 | 0 | 0 | 0 | 0 | 0 | 0 | 0 | 0 | 0 | 0 | 0 | 0 | 0 | 0 | 0 | 0 | 0 | 0 |  | 0 | 0 | 0 | 0 |  | 0 | 0 | 0 | 0 | 0
1970-05-17 | 1970 | 5 | 17 | 0 | 0 | 0 | 0 | 0 | 0 | 0 | 0 | 0 | 0 | 0 | 0 | 0 | 0 | 0 | 0 | 0 | 0 | 0 | 0 | 0 | 0 | 0 | 0 |  | 0 | 0 | 0 | 0 |  | 0 | 0 | 0 | 0 | 0
1970-05-18 | 1970 | 5 | 18 | 0 | 0 | 0 | 0 | 0 | 0 | 0 | 0 | 0 | 0 | 0 | 0 | 0 | 0 | 0 | 0 | 0 | 0 | 0 | 0 | 0 | 0 | 0 | 0 |  | 0 | 0 | 0 | 0 |  | 0 | 0 | 0 | 0 | 0
1970-05-19 | 1970 | 5 | 19 | 0 | 0 | 0 | 0 | 0 | 0 | 0 | 0 | 0 | 0 | 0 | 0 | 0 | 0 | 0 | 0 | 0 | 0 | 0 | 0 | 0 | 0 | 0 | 0 |  | 0 | 0 | 0 | 0 |  | 0 | 0 | 0 | 0 | 0
1970-05-20 | 1970 | 5 | 20 | 0 | 0 | 0 | 0 | 0 | 0 | 0 | 0 | 0 | 1 | 0 | 0 | 0 | 0 | 0 | 0 | 0 | 0 | 0.3 | 0 | 0 | 0 | 0 | 0 |  | 1.3 | 1.3 | 1.3 | 0 |  | 1.3 | 0 | 0 | 0 | 0
1970-05-21 | 1970 | 5 | 21 | 0 | 0 | 0 | 0 | 0 | 0 | 0 | 0 | 0 | 0 | 0 | 0 | 0 | 0 | 0 | 0 | 0 | 0 | 0 | 0 | 0 | 0 | 0 | 0 |  | 0 | 0 | 0 | 0 |  | 0 | 0 | 0 | 0 | 0
1970-05-22 | 1970 | 5 | 22 | 0 | 0 | 0 | 0 | 0 | 0 | 0 | 0 | 0 | 0 | 0 | 0 | 0 | 0 | 0 | 0 | 0 | 0 | 0 | 0 | 0 | 0 | 0 | 0 |  | 0 | 0 | 0 | 0 |  | 0 | 0 | 0 | 0 | 0
1970-05-23 | 1970 | 5 | 23 | 0 | 0 | 0 | 0 | 0 | 0 | 0 | 0 | 0 | 0 | 0 | 0 | 0 | 0 | 0 | 0 | 0 | 0 | 0 | 0 | 0 | 0 | 0 | 0 |  | 0 | 0 | 0 | 0 |  | 0 | 0 | 0 | 0 | 0
1970-05-24 | 1970 | 5 | 24 | 0 | 0 | 0 | 0 | 0 | 0 | 0 | 0 | 0 | 0 | 0 | 0 | 0 | 0 | 0 | 0 | 0 | 0 | 0 | 0 | 0 | 0 | 0 | 0 |  | 0 | 0 | 0 | 0 |  | 0 | 0 | 0 | 0 | 0
1970-05-25 | 1970 | 5 | 25 | 0 | 0 | 0 | 0 | 0 | 0 | 0 | 0 | 0 | 0 | 0 | 0 | 0 | 0 | 0 | 0 | 0 | 0 | 0 | 0 | 0 | 0 | 0 | 0 |  | 0 | 0 | 0 | 0 |  | 0 | 0 | 0 | 0 | 0
1970-05-26 | 1970 | 5 | 26 | 0 | 0.1 | 0 | 0.1 | 0 | 0.1 | 0.1 | 0.1 | 0 | 0.1 | 0.1 | 0 | 0.1 | 0.1 | 0 | 0.1 | 0 | 0.1 | 0.1 | 0.1 | 0 | 0.1 | 0 | 0.1 |  | 1.5 | 1.5 | 1.5 | 2.2204e-16 |  | 1.5 | 0 | 0 | 0 | 0
1970-05-27 | 1970 | 5 | 27 | 0 | 0 | 0 | 0 | 0 | 0 | 0 | 0 | 0 | 0 | 0 | 0 | 0 | 0 | 0 | 2 | 0 | 0 | 0 | 0 | 2.3 | 0 | 0.3 | 0 |  | 4.6 | 4.6 | 4.6 | 0 |  | 4.6 | 0 | 0 | 0 | 0
1970-05-28 | 1970 | 5 | 28 | 0.5 | 0.3 | 0 | 0 | 0 | 0 | 0 | 0 | 0 | 0 | 0 | 0 | 0.8 | 0 | 0 | 0 | 0 | 0 | 0 | 0 | 0 | 0 | 0 | 0 |  | 1.6 | 1.6 | 1.6 | 0 |  | 1.6 | 0 | 0 | 0 | 0
1970-05-29 | 1970 | 5 | 29 | 0 | 0 | 0 | 0 | 0 | 0 | 0 | 0 | 0 | 0 | 0 | 0 | 0 | 0 | 0 | 0 | 0 | 0 | 0 | 0 | 0 | 0 | 0 | 0 |  | 0 | 0 | 0 | 0 |  | 0 | 0 | 0 | 0 | 0
1970-05-30 | 1970 | 5 | 30 | 0 | 0 | 0 | 0 | 0 | 0 | 0 | 0 | 0 | 0 | 0 | 0 | 0 | 0 | 0 | 0.3 | 0 | 0 | 0 | 0 | 0 | 0 | 0 | 0 |  | 0.3 | 0.3 | 0.3 | 0 |  | 0.3 | 0 | 0 | 0 | 0
1970-05-31 | 1970 | 5 | 31 | 0 | 0 | 0 | 0 | 0 | 0 | 0 | 0 | 0 | 0 | 0 | 0 | 0 | 0 | 0 | 0 | 0 | 0 | 0 | 0 | 0 | 0 | 0 | 0 |  | 0 | 0 | 0 | 0 |  | 0 | 0 | 0 | 0 | 0
1970-06-01 | 1970 | 6 | 1 | 0 | 0 | 0 | 0 | 0 | 0 | 0 | 0 | 0 | 0 | 0 | 0 | 0 | 0 | 0 | 0 | 0 | 0 | 0 | 0 | 0 | 0 | 0 | 0 |  | 0 | 0 | 0 | 0 |  | 0 | 0 | 0 | 0 | 0
1970-06-02 | 1970 | 6 | 2 | 0 | 0 | 0 | 0 | 0 | 0 | 0 | 0 | 0 | 0 | 0 | 0 | 0 | 0 | 0 | 0 | 0 | 0 | 0 | 0 | 0 | 0 | 0 | 0 |  | 0 | 0 | 0 | 0 |  | 0 | 0 | 0 | 0 | 0
1970-06-03 | 1970 | 6 | 3 | 0 | 0 | 0 | 0 | 0 | 0 | 0 | 0 | 0 | 0 | 0 | 0 | 0 | 0 | 0 | 0 | 0 | 0 | 0 | 0 | 0 | 0 | 0 | 0 |  | 0 | 0 | 0 | 0 |  | 0 | 0 | 0 | 0 | 0
1970-06-04 | 1970 | 6 | 4 | 0 | 0 | 0 | 0 | 0 | 0 | 0 | 0 | 0 | 0 | 0 | 0 | 0 | 0 | 0 | 0 | 0 | 0 | 0 | 0 | 0 | 0 | 0 | 0 |  | 0 | 0 | 0 | 0 |  | 0 | 0 | 0 | 0 | 0
1970-06-05 | 1970 | 6 | 5 | 0 | 0 | 0 | 0 | 0 | 0 | 0 | 0 | 0 | 0 | 0 | 0 | 0 | 0 | 0 | 0 | 0 | 0 | 0 | 0 | 0 | 0 | 0 | 0 |  | 0 | 0 | 0 | 0 |  | 0 | 0 | 0 | 0 | 0
1970-06-06 | 1970 | 6 | 6 | 0 | 0 | 0 | 0 | 0 | 0 | 0 | 0 | 0 | 0 | 0 | 0 | 0 | 0 | 0 | 0 | 0 | 0 | 0 | 0 | 0 | 0 | 0 | 0 |  | 0 | 0 | 0 | 0 |  | 0 | 0 | 0 | 0 | 0
1970-06-07 | 1970 | 6 | 7 | 0 | 0 | 0 | 0 | 0 | 0 | 0 | 0 | 0 | 0 | 0 | 0 | 0 | 0 | 0 | 0 | 0 | 0 | 0 | 0 | 0 | 0.8 | 3.6 | 0.5 |  | 4.9 | 4.9 | 4.9 | 0 |  | 0 | 4.9 | 0 | 0 | 0
1970-06-08 | 1970 | 6 | 8 | 0.3 | 0.3 | 0 | 0 | 0 | 0 | 0 | 0 | 0 | 0 | 0 | 0 | 0 | 0 | 0 | 0 | 0 | 0 | 0 | 0 | 0 | 0 | 0 | 0 |  | 0.6 | 0.6 | 0.6 | 0 |  | 0 | 0.6 | 0 | 0 | 0
1970-06-09 | 1970 | 6 | 9 | 0 | 0 | 0 | 0 | 0 | 0 | 0 | 0 | 0 | 0 | 0 | 0 | 0 | 0.3 | 0 | 0 | 0 | 0 | 0 | 0 | 0 | 0 | 0 | 0 |  | 0.3 | 0.3 | 0.3 | 0 |  | 0 | 0.3 | 0 | 0 | 0
1970-06-10 | 1970 | 6 | 10 | 0 | 0 | 0 | 0 | 0 | 0 | 0 | 0 | 0 | 0 | 0 | 0 | 0 | 0 | 0 | 0 | 0 | 0 | 0 | 2 | 3 | 3.6 | 0.3 | 0 |  | 8.9 | 8.9 | 8.9 | 0 |  | 0 | 8.9 | 0 | 0 | 0
1970-06-11 | 1970 | 6 | 11 | 1 | 0.3 | 0 | 0 | 0 | 0 | 0 | 0 | 0 | 0 | 0 | 0 | 0 | 0 | 0 | 0 | 0 | 0 | 0 | 0 | 0 | 0 | 0 | 0 |  | 1.3 | 1.3 | 1.3 | 0 |  | 0 | 1.3 | 0 | 0 | 0
1970-06-12 | 1970 | 6 | 12 | 0 | 0 | 0 | 0 | 0 | 0 | 0 | 0 | 0 | 0 | 0 | 0 | 0 | 0 | 0 | 0 | 0 | 0 | 0 | 0 | 0 | 0 | 0 | 0 |  | 0 | 0 | 0 | 0 |  | 0 | 0 | 0 | 0 | 0
1970-06-13 | 1970 | 6 | 13 | 0 | 3 | 3.1 | 3 | 3 | 3.1 | 3 | 3.1 | 3 | 3 | 3.1 | 3 | 3 | 3.1 | 3 | 3 | 3.1 | 3 | 3 | 6.1 | 3.1 | 3 | 6.1 | 3 |  | 75.9 | 75.9 | 75.9 | 0 |  | 0 | 75.9 | 0 | 0 | 0
1970-06-14 | 1970 | 6 | 14 | 2.3 | 0 | 0 | 0 | 0 | 0 | 0 | 0 | 1.2 | 0 | 0 | 0 | 0 | 0 | 0 | 0 | 0 | 1.7 | 0 | 0 | 1.2 | 0 | 1.2 | 2.3 |  | 9.9 | 9.9 | 9.9 | 0 |  | 0 | 9.9 | 0 | 0 | 0
1970-06-15 | 1970 | 6 | 15 | 0.9 | 0.8 | 0 | 0.9 | 0 | 0 | 0 | 0.8 | 0.9 | 0.8 | 0 | 0 | 0 | 0.9 | 0.9 | 0.8 | 0.9 | 0.8 | 0.9 | 0.9 | 0.8 | 1.7 | 1.7 | 0.9 |  | 16.3 | 16.3 | 16.3 | 0 |  | 0 | 16.3 | 0 | 0 | 0
1970-06-16 | 1970 | 6 | 16 | 0 | 0 | 0 | 0 | 0.7 | 0.8 | 0.7 | 0.8 | 0.7 | 0.7 | 0.8 | 0.7 | 0.8 | 0 | 0 | 0.7 | 0 | 0 | 0 | 0 | 0 | 0 | 0 | 0 |  | 7.4 | 7.4 | 7.4 | 0 |  | 0 | 7.4 | 0 | 0 | 0
1970-06-17 | 1970 | 6 | 17 | 0 | 0 | 0 | 0 | 0 | 0 | 0 | 0 | 0 | 0 | 0 | 0 | 0 | 0 | 0 | 0 | 0 | 0 | 0 | 0 | 0 | 0 | 0 | 0 |  | 0 | 0 | 0 | 0 |  | 0 | 0 | 0 | 0 | 0
1970-06-18 | 1970 | 6 | 18 | 0 | 0 | 0 | 0 | 0 | 0 | 0 | 0 | 0 | 0 | 0 | 0 | 0 | 0 | 0 | 0 | 0 | 0 | 0 | 0 | 0 | 0 | 0 | 0 |  | 0 | 0 | 0 | 0 |  | 0 | 0 | 0 | 0 | 0
1970-06-19 | 1970 | 6 | 19 | 0 | 0 | 0 | 0 | 0 | 0 | 0 | 0 | 0 | 0 | 0 | 0 | 0 | 0 | 0 | 0 | 0 | 0 | 0 | 0 | 0 | 0 | 0 | 0 |  | 0 | 0 | 0 | 0 |  | 0 | 0 | 0 | 0 | 0
1970-06-20 | 1970 | 6 | 20 | 0 | 0 | 0 | 0 | 0 | 0 | 0 | 0 | 0 | 0 | 0 | 0 | 0 | 0 | 0 | 0 | 0 | 0 | 0 | 0 | 0 | 0 | 0 | 0 |  | 0 | 0 | 0 | 0 |  | 0 | 0 | 0 | 0 | 0
1970-06-21 | 1970 | 6 | 21 | 0 | 0 | 0 | 0 | 0 | 0 | 0 | 0 | 0 | 0 | 0 | 0 | 0 | 0 | 0 | 0 | 0 | 0 | 0.5 | 0 | 0 | 0 | 0 | 0 |  | 0.5 | 0.5 | 0.5 | 0 |  | 0 | 0.5 | 0 | 0 | 0
1970-06-22 | 1970 | 6 | 22 | 0 | 0 | 0 | 0 | 0 | 0 | 0 | 0 | 0 | 0 | 0 | 0 | 0 | 0 | 0 | 0 | 0 | 0 | 0 | 0 | 0 | 0 | 0 | 0 |  | 0 | 0 | 0 | 0 |  | 0 | 0 | 0 | 0 | 0
1970-06-23 | 1970 | 6 | 23 | 0 | 0 | 0 | 0 | 0 | 0 | 0 | 0 | 0 | 0 | 0 | 0 | 0 | 0 | 0 | 0 | 0 | 0 | 0 | 0 | 0 | 0 | 0 | 0 |  | 0 | 0 | 0 | 0 |  | 0 | 0 | 0 | 0 | 0
1970-06-24 | 1970 | 6 | 24 | 0 | 0 | 0 | 0 | 0 | 0 | 0 | 0 | 0 | 0 | 0 | 0 | 0 | 0 | 0 | 0 | 0 | 0 | 0 | 0 | 0 | 0 | 0 | 0 |  | 0 | 0 | 0 | 0 |  | 0 | 0 | 0 | 0 | 0
1970-06-25 | 1970 | 6 | 25 | 0 | 0 | 0 | 0 | 0 | 0 | 0 | 0 | 0 | 0 | 0 | 0 | 0 | 0 | 0 | 0 | 0 | 0 | 0 | 0 | 0 | 0 | 0 | 0 |  | 0 | 0 | 0 | 0 |  | 0 | 0 | 0 | 0 | 0
1970-06-26 | 1970 | 6 | 26 | 0 | 0 | 0 | 0 | 0 | 0 | 0 | 0 | 0 | 0 | 0 | 0 | 0 | 0 | 0 | 0 | 0 | 0 | 0 | 0 | 0 | 0 | 0 | 0 |  | 0 | 0 | 0 | 0 |  | 0 | 0 | 0 | 0 | 0
1970-06-27 | 1970 | 6 | 27 | 0 | 0 | 0 | 0 | 0 | 0 | 0 | 0 | 0 | 0 | 0 | 0 | 0 | 0 | 0 | 0 | 0 | 0 | 0 | 0 | 0 | 0 | 0 | 0 |  | 0 | 0 | 0 | 0 |  | 0 | 0 | 0 | 0 | 0
1970-06-28 | 1970 | 6 | 28 | 0 | 0 | 0 | 0 | 0 | 0 | 0 | 0 | 0 | 0.3 | 0 | 0 | 0 | 0 | 0 | 0 | 0 | 0 | 0 | 0 | 0 | 0 | 0 | 0 |  | 0.3 | 0.3 | 0.3 | 0 |  | 0 | 0.3 | 0 | 0 | 0
1970-06-29 | 1970 | 6 | 29 | 0 | 0 | 0 | 0 | 0 | 0 | 0 | 0 | 0 | 0 | 0 | 0 | 0 | 0 | 1.3 | 2.6 | 1.3 | 1.3 | 1.2 | 1.3 | 1.3 | 1.3 | 1.3 | 1.3 |  | 14.2 | 14.2 | 14.2 | 3.5527e-15 |  | 0 | 14.2 | 0 | 0 | 0
1970-06-30 | 1970 | 6 | 30 | 0.8 | 0.8 | 0.8 | 0.7 | 0.8 | 1.6 | 0.8 | 0.8 | 0.7 | 0.8 | 0 | 0.8 | 0.8 | 0.8 | 0.7 | 0.8 | 0.8 | 0.8 | 0.8 | 0.8 | 0.7 | 0.8 | 0.8 | 0.8 |  | 18.8 | 18.8 | 18.8 | 7.1054e-15 |  | 0 | 18.8 | 0 | 0 | 0
1970-07-01 | 1970 | 7 | 1 | 0 | 0 | 0 | 0 | 0 | 0 | 0 | 0 | 0 | 0 | 0 | 0 | 0 | 0 | 0 | 0 | 0 | 0 | 0 | 0 | 0 | 0 | 0 | 0 |  | 0 | 0 | 0 | 0 |  | 0 | 0 | 0 | 0 | 0
1970-07-02 | 1970 | 7 | 2 | 0 | 0 | 0 | 0 | 0 | 0 | 0 | 0 | 0 | 0 | 0 | 0 | 0 | 0 | 0 | 0 | 0 | 0 | 0 | 0 | 0 | 0 | 0 | 0 |  | 0 | 0 | 0 | 0 |  | 0 | 0 | 0 | 0 | 0
1970-07-03 | 1970 | 7 | 3 | 0 | 0 | 0 | 0 | 0 | 0 | 0 | 0 | 0 | 0 | 0 | 0 | 0 | 0 | 0 | 0 | 0 | 0 | 0 | 0 | 0 | 0 | 0 | 0 |  | 0 | 0 | 0 | 0 |  | 0 | 0 | 0 | 0 | 0
1970-07-04 | 1970 | 7 | 4 | 0 | 0 | 0 | 0 | 0 | 0 | 0 | 0 | 0 | 0 | 0 | 0 | 0 | 0 | 0 | 0 | 0 | 0 | 0 | 0 | 0 | 0 | 0 | 0 |  | 0 | 0 | 0 | 0 |  | 0 | 0 | 0 | 0 | 0
1970-07-05 | 1970 | 7 | 5 | 0 | 0 | 0 | 0 | 0 | 0 | 0 | 0 | 0 | 0 | 0 | 0 | 0 | 0 | 0 | 0 | 0 | 0 | 0 | 0 | 0 | 0 | 0 | 0 |  | 0 | 0 | 0 | 0 |  | 0 | 0 | 0 | 0 | 0
1970-07-06 | 1970 | 7 | 6 | 0 | 0 | 0 | 0 | 0 | 0 | 0 | 0 | 0 | 0 | 0 | 0 | 0 | 0 | 0 | 0 | 0 | 0 | 0 | 0 | 0 | 0 | 0 | 0 |  | 0 | 0 | 0 | 0 |  | 0 | 0 | 0 | 0 | 0
1970-07-07 | 1970 | 7 | 7 | 0 | 0 | 0 | 0 | 0 | 0 | 0 | 0 | 0 | 0 | 0 | 0 | 0 | 0 | 0 | 0 | 0 | 0 | 0 | 0 | 0 | 0 | 0 | 0 |  | 0 | 0 | 0 | 0 |  | 0 | 0 | 0 | 0 | 0
1970-07-08 | 1970 | 7 | 8 | 0 | 0 | 0 | 0 | 0 | 0 | 0 | 0 | 0 | 0 | 0 | 0 | 0 | 0 | 0 | 0 | 0 | 0 | 0 | 0 | 0 | 0 | 0 | 0 |  | 0 | 0 | 0 | 0 |  | 0 | 0 | 0 | 0 | 0
1970-07-09 | 1970 | 7 | 9 | 0 | 0 | 0 | 0 | 0 | 0 | 0 | 0 | 0 | 0 | 0 | 0 | 0 | 0 | 0 | 0 | 0 | 0 | 0 | 0 | 0 | 0 | 0 | 0 |  | 0 | 0 | 0 | 0 |  | 0 | 0 | 0 | 0 | 0
1970-07-10 | 1970 | 7 | 10 | 0 | 0 | 0 | 0 | 0 | 0 | 0 | 0 | 0 | 0 | 0 | 0 | 0 | 0 | 0 | 0 | 0 | 0 | 0 | 0 | 0 | 0 | 0 | 0 |  | 0 | 0 | 0 | 0 |  | 0 | 0 | 0 | 0 | 0
1970-07-11 | 1970 | 7 | 11 | 0 | 0 | 0 | 0 | 0 | 0 | 0 | 0 | 0 | 0 | 0 | 0 | 0 | 0 | 3 | 3.4 | 0 | 0 | 0 | 0 | 0 | 0 | 0 | 0 |  | 6.4 | 6.4 | 6.4 | 0 |  | 0 | 0 | 6.4 | 0 | 0
1970-07-12 | 1970 | 7 | 12 | 0 | 0 | 0 | 0 | 0 | 0 | 0 | 0 | 0 | 0 | 0 | 0 | 0 | 1.7 | 1.6 | 0 | 0 | 1.7 | 0 | 0 | 1.6 | 0 | 0 | 0 |  | 6.6 | 6.6 | 6.6 | 0 |  | 0 | 0 | 6.6 | 0 | 0
1970-07-13 | 1970 | 7 | 13 | 0 | 0 | 0 | 0 | 0 | 0 | 0 | 0 | 0 | 0 | 0 | 0 | 0 | 0 | 0 | 0 | 0 | 0 | 0 | 0 | 0 | 0 | 0 | 0 |  | 0 | 0 | 0 | 0 |  | 0 | 0 | 0 | 0 | 0
1970-07-14 | 1970 | 7 | 14 | 0 | 0 | 0 | 0 | 0 | 0 | 0 | 0 | 0 | 0 | 0 | 0 | 0 | 0 | 0 | 0 | 0 | 0 | 0 | 0 | 0 | 0 | 0 | 0 |  | 0 | 0 | 0 | 0 |  | 0 | 0 | 0 | 0 | 0
1970-07-15 | 1970 | 7 | 15 | 0 | 0 | 0 | 0 | 0 | 0 | 0 | 0 | 0 | 0 | 0 | 0 | 0 | 0 | 0 | 0 | 0 | 0 | 0 | 0 | 0 | 0 | 0 | 0 |  | 0 | 0 | 0 | 0 |  | 0 | 0 | 0 | 0 | 0
1970-07-16 | 1970 | 7 | 16 | 0 | 0 | 0 | 0 | 0 | 0 | 0 | 0 | 0 | 0 | 0 | 0 | 0 | 0 | 0 | 0 | 0 | 0 | 0 | 0 | 0 | 0 | 0 | 0 |  | 0 | 0 | 0 | 0 |  | 0 | 0 | 0 | 0 | 0
1970-07-17 | 1970 | 7 | 17 | 0 | 0 | 0 | 0 | 0 | 0 | 0 | 0 | 0 | 0 | 0 | 0 | 0 | 0 | 0 | 0 | 6.6 | 0 | 0 | 0 | 0 | 0 | 0 | 0 |  | 6.6 | 6.6 | 6.6 | 0 |  | 0 | 0 | 6.6 | 0 | 0
1970-07-18 | 1970 | 7 | 18 | 0 | 0 | 0 | 0 | 0 | 0 | 0 | 0 | 0 | 0 | 0 | 0 | 0 | 0 | 0 | 0 | 0 | 0 | 0 | 0 | 0 | 0 | 0 | 0 |  | 0 | 0 | 0 | 0 |  | 0 | 0 | 0 | 0 | 0
1970-07-19 | 1970 | 7 | 19 | 0 | 0 | 0 | 0 | 0 | 0 | 0 | 0 | 0 | 0 | 0 | 0 | 0 | 0 | 0 | 0 | 0 | 0 | 0 | 0 | 0 | 0 | 0 | 0 |  | 0 | 0 | 0 | 0 |  | 0 | 0 | 0 | 0 | 0
1970-07-20 | 1970 | 7 | 20 | 0 | 0 | 0 | 0 | 0 | 0 | 0 | 0 | 0 | 0 | 0 | 0 | 0 | 0 | 0 | 0 | 0.4 | 0.4 | 0 | 0 | 0 | 0 | 0 | 0 |  | 0.8 | 0.8 | 0.8 | 0 |  | 0 | 0 | 0.8 | 0 | 0
1970-07-21 | 1970 | 7 | 21 | 0 | 0 | 0 | 0 | 0 | 3.5 | 0.3 | 0 | 0 | 0 | 0 | 0 | 0 | 0 | 0 | 0.3 | 0 | 0 | 0 | 5 | 0.3 | 0.3 | 0 | 0 |  | 9.7 | 9.7 | 9.7 | 1.7764e-15 |  | 0 | 0 | 9.7 | 0 | 0
1970-07-22 | 1970 | 7 | 22 | 0 | 0 | 0 | 0 | 0 | 0 | 0 | 0 | 0 | 0 | 0 | 0 | 0 | 0 | 0 | 0 | 0 | 0 | 0 | 0 | 0 | 0 | 0 | 0 |  | 0 | 0 | 0 | 0 |  | 0 | 0 | 0 | 0 | 0
1970-07-23 | 1970 | 7 | 23 | 0 | 0 | 0 | 0 | 0 | 0 | 0 | 0 | 0 | 0 | 0 | 0 | 0 | 0 | 0 | 0 | 0 | 0 | 0 | 0 | 0 | 0 | 0 | 0 |  | 0 | 0 | 0 | 0 |  | 0 | 0 | 0 | 0 | 0
1970-07-24 | 1970 | 7 | 24 | 0 | 0 | 0 | 0 | 0 | 0 | 0 | 0 | 0 | 0 | 0 | 0 | 0 | 0 | 0 | 0 | 0 | 0 | 0 | 0 | 0 | 0 | 0 | 0 |  | 0 | 0 | 0 | 0 |  | 0 | 0 | 0 | 0 | 0
1970-07-25 | 1970 | 7 | 25 | 0 | 0 | 0.3 | 2.5 | 1 | 0.3 | 0 | 0.5 | 0.5 | 1.8 | 4.6 | 0.5 | 1 | 0 | 0 | 0 | 0 | 0 | 0 | 0 | 0 | 0 | 0 | 0 |  | 13 | 13 | 13 | 0 |  | 0 | 0 | 13 | 0 | 0
1970-07-26 | 1970 | 7 | 26 | 0 | 0 | 0 | 0 | 0 | 0 | 0 | 0 | 0 | 0 | 0 | 0 | 0 | 0 | 0 | 0 | 0 | 0 | 0 | 0 | 0 | 0 | 0 | 0 |  | 0 | 0 | 0 | 0 |  | 0 | 0 | 0 | 0 | 0
1970-07-27 | 1970 | 7 | 27 | 0 | 0 | 0 | 0 | 0 | 0 | 0 | 0 | 0 | 0 | 0 | 0 | 0 | 0 | 0 | 0 | 0 | 0 | 0.5 | 1 | 11.9 | 0.5 | 0 | 0 |  | 13.9 | 13.9 | 13.9 | 0 |  | 0 | 0 | 13.9 | 0 | 0
1970-07-28 | 1970 | 7 | 28 | 0 | 0 | 0 | 0 | 0 | 0.3 | 0 | 0 | 0 | 0 | 0 | 0 | 0 | 0 | 0 | 0 | 0 | 0 | 0 | 0 | 0 | 0 | 0 | 0 |  | 0.3 | 0.3 | 0.3 | 0 |  | 0 | 0 | 0.3 | 0 | 0
1970-07-29 | 1970 | 7 | 29 | 0 | 0 | 0 | 0 | 0 | 0 | 0 | 0 | 0 | 0 | 0 | 0 | 0 | 0 | 0 | 0 | 0 | 0 | 0 | 0 | 0 | 0 | 0 | 0 |  | 0 | 0 | 0 | 0 |  | 0 | 0 | 0 | 0 | 0
1970-07-30 | 1970 | 7 | 30 | 0 | 0 | 0 | 0 | 0 | 0 | 0 | 0 | 0 | 0 | 0 | 0 | 0 | 0 | 0 | 0 | 0 | 0.3 | 0 | 0 | 0 | 0 | 0 | 0 |  | 0.3 | 0.3 | 0.3 | 0 |  | 0 | 0 | 0.3 | 0 | 0
1970-07-31 | 1970 | 7 | 31 | 0 | 0 | 0 | 0 | 0 | 0 | 0 | 0 | 0 | 0 | 0 | 0 | 0 | 0 | 0 | 0 | 0 | 0 | 0 | 0 | 0 | 0 | 0 | 0 |  | 0 | 0 | 0 | 0 |  | 0 | 0 | 0 | 0 | 0
1970-08-01 | 1970 | 8 | 1 | 0 | 0 | 0 | 0 | 0 | 0 | 0 | 0 | 0 | 0 | 0 | 0 | 0 | 0 | 0 | 0 | 0 | 0 | 0 | 0 | 0 | 0 | 0 | 0 |  | 0 | 0 | 0 | 0 |  | 0 | 0 | 0 | 0 | 0
1970-08-02 | 1970 | 8 | 2 | 0 | 0 | 0 | 0 | 0 | 0 | 0 | 0 | 0 | 0 | 0 | 0 | 0 | 0 | 0 | 0 | 0 | 0 | 0 | 0 | 0 | 0 | 0 | 0 |  | 0 | 0 | 0 | 0 |  | 0 | 0 | 0 | 0 | 0
1970-08-03 | 1970 | 8 | 3 | 0 | 0 | 0 | 0 | 0 | 0 | 0 | 0 | 0 | 0 | 0 | 0 | 0 | 0 | 0 | 0 | 0 | 0 | 0 | 0 | 0 | 0 | 0 | 0 |  | 0 | 0 | 0 | 0 |  | 0 | 0 | 0 | 0 | 0
1970-08-04 | 1970 | 8 | 4 | 0 | 0 | 0 | 0 | 0 | 0 | 0 | 0 | 0 | 0 | 0 | 0 | 0 | 0 | 0 | 0 | 0 | 0 | 0 | 0 | 0 | 0 | 0 | 0 |  | 0 | 0 | 0 | 0 |  | 0 | 0 | 0 | 0 | 0
1970-08-05 | 1970 | 8 | 5 | 0 | 0 | 0 | 0 | 0 | 0 | 0 | 0 | 0 | 0 | 0 | 0 | 0 | 0 | 0 | 0 | 0 | 0 | 0 | 0 | 0 | 0 | 0 | 0 |  | 0 | 0 | 0 | 0 |  | 0 | 0 | 0 | 0 | 0
1970-08-06 | 1970 | 8 | 6 | 0 | 0 | 0 | 0 | 0 | 0 | 0 | 0 | 0 | 0 | 0 | 0 | 0 | 0 | 0 | 0 | 0 | 0 | 0 | 0 | 0 | 0 | 0 | 0 |  | 0 | 0 | 0 | 0 |  | 0 | 0 | 0 | 0 | 0
1970-08-07 | 1970 | 8 | 7 | 0 | 0 | 0 | 0 | 0 | 0 | 0 | 0 | 0 | 0 | 0 | 0 | 0 | 0 | 0 | 0 | 0 | 0 | 0 | 0 | 0 | 0 | 0 | 0 |  | 0 | 0 | 0 | 0 |  | 0 | 0 | 0 | 0 | 0
1970-08-08 | 1970 | 8 | 8 | 0 | 0 | 0 | 0 | 0 | 0 | 0 | 0 | 0 | 0 | 0 | 0 | 0 | 0 | 0 | 0 | 0 | 2 | 1.5 | 0 | 0 | 0 | 0 | 0 |  | 3.5 | 3.5 | 3.5 | 0 |  | 0 | 0 | 0 | 3.5 | 0
1970-08-09 | 1970 | 8 | 9 | 0 | 0 | 0 | 0 | 0 | 0 | 0 | 0 | 0 | 0 | 0 | 0 | 0 | 0 | 0 | 0 | 0 | 0 | 0 | 0 | 0 | 0 | 0 | 0 |  | 0 | 0 | 0 | 0 |  | 0 | 0 | 0 | 0 | 0
1970-08-10 | 1970 | 8 | 10 | 0 | 0 | 0 | 0 | 0 | 0 | 0 | 0 | 0 | 0 | 0 | 0 | 0 | 0 | 0 | 0 | 0 | 0 | 0 | 0 | 0 | 0 | 0 | 0 |  | 0 | 0 | 0 | 0 |  | 0 | 0 | 0 | 0 | 0
1970-08-11 | 1970 | 8 | 11 | 0 | 0 | 0 | 0 | 0 | 0 | 0 | 0 | 0 | 0 | 0 | 0 | 0 | 0 | 0 | 0 | 0 | 0 | 0 | 0 | 0 | 0 | 0 | 0 |  | 0 | 0 | 0 | 0 |  | 0 | 0 | 0 | 0 | 0
1970-08-12 | 1970 | 8 | 12 | 0 | 0 | 0 | 0 | 0 | 0 | 0 | 0 | 0 | 0 | 0 | 0 | 0 | 0 | 0 | 0 | 0 | 0 | 0 | 0 | 0 | 0 | 0 | 0 |  | 0 | 0 | 0 | 0 |  | 0 | 0 | 0 | 0 | 0
1970-08-13 | 1970 | 8 | 13 | 0 | 0 | 0 | 0 | 0 | 0 | 0 | 0 | 0 | 0 | 0 | 0 | 0 | 0 | 0 | 0 | 0 | 0 | 0 | 0 | 0 | 0 | 0 | 0 |  | 0 | 0 | 0 | 0 |  | 0 | 0 | 0 | 0 | 0
1970-08-14 | 1970 | 8 | 14 | 0 | 0 | 0 | 0 | 0 | 0 | 0 | 0 | 0 | 0 | 0 | 0 | 0 | 0 | 0 | 0 | 0 | 0 | 0 | 0 | 0 | 0 | 0 | 0 |  | 0 | 0 | 0 | 0 |  | 0 | 0 | 0 | 0 | 0
1970-08-15 | 1970 | 8 | 15 | 0 | 0 | 0 | 0 | 0 | 0 | 0 | 0 | 0 | 0 | 0 | 0 | 0 | 0 | 0 | 0 | 0 | 0 | 0 | 0 | 0 | 0 | 0 | 0 |  | 0 | 0 | 0 | 0 |  | 0 | 0 | 0 | 0 | 0
1970-08-16 | 1970 | 8 | 16 | 0 | 0 | 0 | 0 | 0 | 0 | 0 | 0 | 0 | 0 | 0 | 0 | 0 | 0 | 0 | 0 | 0 | 0 | 0 | 0 | 0 | 0 | 0 | 0 |  | 0 | 0 | 0 | 0 |  | 0 | 0 | 0 | 0 | 0
1970-08-17 | 1970 | 8 | 17 | 0 | 0 | 0 | 0 | 0 | 0 | 0 | 0 | 0 | 0 | 0 | 0 | 0 | 0 | 0 | 0 | 0 | 0 | 0 | 0 | 0 | 0 | 0 | 0 |  | 0 | 0 | 0 | 0 |  | 0 | 0 | 0 | 0 | 0
1970-08-18 | 1970 | 8 | 18 | 0 | 0 | 0 | 0 | 0 | 0 | 0 | 0 | 0 | 0 | 0 | 0 | 0 | 0 | 0 | 0 | 0 | 0 | 0 | 0 | 0 | 0 | 0 | 0 |  | 0 | 0 | 0 | 0 |  | 0 | 0 | 0 | 0 | 0
1970-08-19 | 1970 | 8 | 19 | 0 | 0 | 0 | 0 | 0 | 0 | 0 | 0 | 0 | 0 | 0 | 0 | 0 | 0 | 0 | 0 | 0 | 0 | 0 | 0 | 0 | 0 | 0 | 0 |  | 0 | 0 | 0 | 0 |  | 0 | 0 | 0 | 0 | 0
1970-08-20 | 1970 | 8 | 20 | 0 | 0 | 0 | 0 | 0 | 0 | 0 | 0 | 0 | 0 | 0 | 0 | 0 | 0 | 0 | 0 | 0 | 0 | 0 | 0 | 0 | 0 | 0 | 0 |  | 0 | 0 | 0 | 0 |  | 0 | 0 | 0 | 0 | 0
1970-08-21 | 1970 | 8 | 21 | 0 | 0 | 0 | 0 | 0 | 0 | 0 | 0 | 0 | 0 | 0 | 0 | 0 | 0 | 0 | 0 | 0 | 0 | 0 | 0 | 0 | 0 | 0 | 0 |  | 0 | 0 | 0 | 0 |  | 0 | 0 | 0 | 0 | 0
1970-08-22 | 1970 | 8 | 22 | 0 | 0 | 0 | 0 | 0 | 0 | 0 | 0 | 0 | 0 | 0 | 0 | 0 | 0 | 0 | 0 | 0 | 0 | 0 | 0 | 0 | 0 | 0 | 0 |  | 0 | 0 | 0 | 0 |  | 0 | 0 | 0 | 0 | 0
1970-08-23 | 1970 | 8 | 23 | 0 | 0 | 0 | 0 | 0 | 0 | 0 | 0 | 0 | 0 | 0 | 0 | 0 | 0 | 0 | 0 | 0 | 0 | 0 | 0 | 0 | 0 | 0 | 0 |  | 0 | 0 | 0 | 0 |  | 0 | 0 | 0 | 0 | 0
1970-08-24 | 1970 | 8 | 24 | 0 | 0 | 0 | 0 | 0 | 0 | 0 | 0 | 0 | 0 | 0 | 0 | 0 | 0 | 0 | 0 | 0 | 0 | 0 | 0 | 0 | 0 | 0 | 0 |  | 0 | 0 | 0 | 0 |  | 0 | 0 | 0 | 0 | 0
1970-08-25 | 1970 | 8 | 25 | 0 | 0 | 0 | 0 | 0 | 0 | 0 | 0 | 0 | 0 | 0 | 0 | 0 | 0 | 0 | 0 | 0 | 0 | 0 | 0 | 0 | 0 | 0 | 0 |  | 0 | 0 | 0 | 0 |  | 0 | 0 | 0 | 0 | 0
1970-08-26 | 1970 | 8 | 26 | 0 | 0 | 0 | 0 | 0 | 0 | 0 | 0 | 2.3 | 0.3 | 0 | 0 | 0 | 0 | 0 | 0 | 0 | 0 | 0 | 0 | 0 | 0 | 0 | 0 |  | 2.6 | 2.6 | 2.6 | 4.4409e-16 |  | 0 | 0 | 0 | 2.6 | 0
1970-08-27 | 1970 | 8 | 27 | 0 | 0 | 0 | 0 | 0 | 0 | 0 | 0 | 0 | 0 | 0 | 0 | 0 | 0 | 0 | 0 | 0 | 0 | 0 | 0 | 0 | 0 | 0 | 0 |  | 0 | 0 | 0 | 0 |  | 0 | 0 | 0 | 0 | 0
1970-08-28 | 1970 | 8 | 28 | 0 | 0 | 0 | 0 | 0 | 0 | 0 | 0 | 0 | 0 | 0 | 0 | 0 | 0 | 0 | 0 | 0 | 0 | 0 | 0 | 0 | 0 | 0.3 | 0 |  | 0.3 | 0.3 | 0.3 | 0 |  | 0 | 0 | 0 | 0.3 | 0
1970-08-29 | 1970 | 8 | 29 | 0.3 | 0 | 0 | 0 | 0 | 0 | 0 | 0 | 0 | 0 | 0 | 0 | 0 | 0 | 0 | 0 | 0 | 0 | 0 | 0 | 0 | 0 | 0 | 0 |  | 0.3 | 0.3 | 0.3 | 0 |  | 0 | 0 | 0 | 0.3 | 0
1970-08-30 | 1970 | 8 | 30 | 0 | 0 | 0 | 0 | 0 | 0 | 0 | 0 | 0 | 0 | 0 | 0 | 0 | 0 | 0 | 0 | 0 | 0 | 0 | 0 | 0 | 0 | 0 | 0 |  | 0 | 0 | 0 | 0 |  | 0 | 0 | 0 | 0 | 0
1970-08-31 | 1970 | 8 | 31 | 0 | 0 | 0 | 0 | 0 | 0 | 0 | 0 | 0 | 0 | 0 | 0 | 0 | 0 | 0 | 0 | 0 | 0 | 0 | 0 | 0 | 0 | 0 | 0 |  | 0 | 0 | 0 | 0 |  | 0 | 0 | 0 | 0 | 0
1970-09-01 | 1970 | 9 | 1 | 0 | 0 | 0 | 0 | 0 | 0.8 | 0.8 | 0 | 0 | 0 | 0 | 0 | 0 | 0 | 0 | 0 | 0 | 2.5 | 1.3 | 0 | 0 | 0 | 0 | 0 |  | 5.4 | 5.4 | 5.4 | 8.8818e-16 |  | 0 | 0 | 0 | 0 | 5.4
1970-09-02 | 1970 | 9 | 2 | 0 | 0.1 | 0 | 0 | 0.1 | 0 | 0 | 0.1 | 0 | 0 | 0 | 0.1 | 0 | 0.1 | 0 | 0 | 0.1 | 0 | 0 | 0.1 | 0 | 0 | 0.1 | 0 |  | 0.8 | 0.8 | 0.8 | 1.1102e-16 |  | 0 | 0 | 0 | 0 | 0.8
1970-09-03 | 1970 | 9 | 3 | 0 | 0 | 0 | 0 | 0 | 0 | 0 | 0 | 0 | 0 | 0 | 0 | 0 | 0 | 0 | 0 | 0 | 0 | 0 | 0 | 0 | 0 | 0 | 0 |  | 0 | 0 | 0 | 0 |  | 0 | 0 | 0 | 0 | 0
1970-09-04 | 1970 | 9 | 4 | 0 | 0 | 0 | 0 | 0 | 0 | 0 | 0 | 0 | 0 | 0 | 0 | 0 | 0 | 0 | 0 | 0 | 0 | 0 | 0 | 0 | 0 | 0 | 0 |  | 0 | 0 | 0 | 0 |  | 0 | 0 | 0 | 0 | 0
1970-09-05 | 1970 | 9 | 5 | 0 | 0 | 0 | 0 | 0 | 0 | 0 | 0 | 0 | 0 | 0 | 0 | 0 | 0 | 0 | 0 | 0 | 0 | 0 | 0 | 0 | 0 | 0 | 0 |  | 0 | 0 | 0 | 0 |  | 0 | 0 | 0 | 0 | 0
1970-09-06 | 1970 | 9 | 6 | 0 | 0 | 0 | 0 | 0 | 0 | 0 | 0 | 0 | 0 | 0 | 0.8 | 0 | 0 | 0 | 0 | 0 | 0 | 0 | 0 | 0 | 0 | 0 | 0 |  | 0.8 | 0.8 | 0.8 | 0 |  | 0 | 0 | 0 | 0 | 0.8
1970-09-07 | 1970 | 9 | 7 | 0.2 | 0.1 | 0 | 0 | 0 | 0 | 0 | 0 | 0 | 0 | 0 | 0 | 0 | 0 | 0 | 0 | 0 | 0 | 0 | 0 | 0 | 0 | 0 | 0 |  | 0.3 | 0.3 | 0.3 | 5.5511e-17 |  | 0 | 0 | 0 | 0 | 0.3
1970-09-08 | 1970 | 9 | 8 | 0 | 0 | 0 | 0 | 0 | 0 | 0 | 0 | 0 | 0 | 0 | 0 | 0 | 0 | 0.3 | 1.3 | 1.8 | 0 | 0 | 0 | 0 | 0 | 0 | 0 |  | 3.4 | 3.4 | 3.4 | 4.4409e-16 |  | 0 | 0 | 0 | 0 | 3.4
1970-09-09 | 1970 | 9 | 9 | 0 | 0 | 0 | 0 | 0 | 0 | 0 | 0 | 0 | 0 | 0 | 0 | 0 | 0 | 0 | 0 | 0 | 0 | 0 | 0 | 0 | 0 | 0 | 0 |  | 0 | 0 | 0 | 0 |  | 0 | 0 | 0 | 0 | 0
1970-09-10 | 1970 | 9 | 10 | 0 | 0 | 0 | 0 | 0 | 0 | 0 | 0 | 0 | 0 | 0 | 0 | 0 | 0 | 0 | 0 | 0.3 | 0 | 0.4 | 0.3 | 0.3 | 0.3 | 0.4 | 0.3 |  | 2.3 | 2.3 | 2.3 | 0 |  | 0 | 0 | 0 | 0 | 2.3
1970-09-11 | 1970 | 9 | 11 | 0.1 | 0.2 | 0.1 | 0.2 | 0.1 | 0.2 | 0.1 | 0.1 | 0.2 | 0.1 | 0.2 | 0 | 0 | 0 | 0 | 0 | 0 | 0 | 0 | 0 | 0 | 0.1 | 0.2 | 0.1 |  | 2 | 2 | 2 | 4.4409e-16 |  | 0 | 0 | 0 | 0 | 2
1970-09-12 | 1970 | 9 | 12 | 0 | 0 | 0 | 0 | 0 | 0 | 0 | 0 | 0 | 0 | 0 | 0 | 0 | 0 | 0 | 0 | 0 | 0 | 0 | 0 | 0 | 0 | 0 | 0 |  | 0 | 0 | 0 | 0 |  | 0 | 0 | 0 | 0 | 0
1970-09-13 | 1970 | 9 | 13 | 0 | 0 | 0 | 0 | 0 | 0 | 0 | 0 | 0 | 0 | 0 | 0 | 0 | 0 | 0 | 0 | 0 | 0 | 0 | 0 | 0 | 0 | 0 | 0 |  | 0 | 0 | 0 | 0 |  | 0 | 0 | 0 | 0 | 0
1970-09-14 | 1970 | 9 | 14 | 0 | 0 | 0 | 0 | 0 | 0 | 0 | 0 | 0 | 0 | 0 | 0 | 0 | 0 | 0 | 0 | 0 | 0 | 0 | 0 | 0 | 0 | 0 | 0 |  | 0 | 0 | 0 | 0 |  | 0 | 0 | 0 | 0 | 0
1970-09-15 | 1970 | 9 | 15 | 0 | 0 | 0 | 0 | 0 | 0 | 0 | 0 | 0 | 0 | 0 | 0 | 0 | 0 | 0 | 0 | 0 | 0 | 0 | 0 | 0 | 0 | 0 | 0 |  | 0 | 0 | 0 | 0 |  | 0 | 0 | 0 | 0 | 0
1970-09-16 | 1970 | 9 | 16 | 0 | 0 | 0 | 0 | 0 | 0 | 0 | 0 | 0 | 0 | 0 | 0 | 0 | 0 | 0 | 0 | 0 | 0 | 0 | 0 | 0 | 0 | 0 | 0 |  | 0 | 0 | 0 | 0 |  | 0 | 0 | 0 | 0 | 0
1970-09-17 | 1970 | 9 | 17 | 0 | 0 | 0 | 0 | 0 | 0 | 0 | 0 | 0 | 0 | 0 | 0 | 0 | 0 | 0 | 0 | 0 | 0 | 0 | 0 | 0 | 0 | 0 | 0 |  | 0 | 0 | 0 | 0 |  | 0 | 0 | 0 | 0 | 0
1970-09-18 | 1970 | 9 | 18 | 0 | 0 | 0 | 0 | 0 | 0 | 0 | 0 | 0 | 0 | 0 | 0 | 0 | 0 | 0 | 0 | 0 | 0 | 0 | 0 | 0 | 0 | 0 | 0 |  | 0 | 0 | 0 | 0 |  | 0 | 0 | 0 | 0 | 0
1970-09-19 | 1970 | 9 | 19 | 0 | 0 | 0 | 0 | 0 | 0 | 0 | 0 | 0 | 0 | 0 | 0 | 0 | 0 | 0 | 0 | 0 | 0 | 0 | 0 | 0 | 0 | 0 | 0 |  | 0 | 0 | 0 | 0 |  | 0 | 0 | 0 | 0 | 0
1970-09-20 | 1970 | 9 | 20 | 0 | 0 | 0 | 0 | 0 | 0 | 0 | 0 | 0 | 0 | 0 | 0 | 0 | 0 | 0 | 0 | 2 | 0.3 | 0.8 | 0 | 0 | 0 | 0 | 0 |  | 3.1 | 3.1 | 3.1 | 4.4409e-16 |  | 0 | 0 | 0 | 0 | 3.1
1970-09-21 | 1970 | 9 | 21 | 0 | 0 | 0 | 0 | 0 | 0 | 0 | 0 | 0 | 0 | 0 | 0 | 0 | 0 | 0 | 0 | 0 | 0 | 0 | 0 | 0 | 0 | 0 | 0 |  | 0 | 0 | 0 | 0 |  | 0 | 0 | 0 | 0 | 0
1970-09-22 | 1970 | 9 | 22 | 0 | 0 | 0 | 0 | 0 | 0 | 0 | 0 | 0 | 0 | 0 | 0 | 0 | 0 | 0 | 0 | 0 | 0 | 0 | 0 | 0 | 0 | 0 | 0 |  | 0 | 0 | 0 | 0 |  | 0 | 0 | 0 | 0 | 0
1970-09-23 | 1970 | 9 | 23 | 0.8 | 0 | 0 | 0 | 0 | 0 | 0 | 0.8 | 2.4 | 0 | 0 | 0 | 0 | 0 | 0 | 0 | 0 | 0 | 0 | 0 | 0.8 | 0 | 0 | 0.8 |  | 5.6 | 5.6 | 5.6 | 0 |  | 0 | 0 | 0 | 0 | 5.6
1970-09-24 | 1970 | 9 | 24 | 0 | 0 | 0 | 0 | 0 | 0 | 0 | 0 | 0 | 0 | 0 | 0 | 0 | 0 | 0 | 0 | 0 | 0 | 0 | 0 | 0 | 0 | 0 | 0 |  | 0 | 0 | 0 | 0 |  | 0 | 0 | 0 | 0 | 0
1970-09-25 | 1970 | 9 | 25 | 0 | 0 | 0 | 0 | 0 | 0 | 0 | 0 | 0 | 0 | 0 | 0 | 0 | 0 | 0 | 0 | 0 | 0 | 0 | 0 | 0 | 0 | 0 | 0 |  | 0 | 0 | 0 | 0 |  | 0 | 0 | 0 | 0 | 0
1970-09-26 | 1970 | 9 | 26 | 0 | 0 | 0 | 0 | 0 | 0 | 0 | 0 | 0 | 0 | 0 | 0 | 0 | 0 | 0 | 0 | 0 | 0 | 0 | 0 | 0 | 0 | 0 | 0 |  | 0 | 0 | 0 | 0 |  | 0 | 0 | 0 | 0 | 0
1970-09-27 | 1970 | 9 | 27 | 0 | 0 | 0 | 0 | 0 | 0 | 0 | 0 | 0 | 0 | 0 | 0 | 0 | 0 | 0 | 0 | 0 | 0 | 0 | 0 | 0 | 0 | 0 | 0 |  | 0 | 0 | 0 | 0 |  | 0 | 0 | 0 | 0 | 0
1970-09-28 | 1970 | 9 | 28 | 0 | 0 | 0 | 0 | 0 | 0 | 0 | 0 | 0 | 0 | 0 | 0 | 0 | 0 | 0 | 0 | 0 | 0 | 0 | 0 | 0 | 0 | 0 | 0 |  | 0 | 0 | 0 | 0 |  | 0 | 0 | 0 | 0 | 0
1970-09-29 | 1970 | 9 | 29 | 0 | 0 | 0 | 0 | 0 | 0 | 0 | 0 | 0 | 0 | 0 | 0 | 0 | 0 | 0 | 0 | 0 | 0 | 0 | 0 | 0 | 0 | 0 | 0 |  | 0 | 0 | 0 | 0 |  | 0 | 0 | 0 | 0 | 0
1970-09-30 | 1970 | 9 | 30 | 0 | 0 | 0 | 0 | 0 | 0 | 0 | 0 | 0 | 0 | 0 | 0 | 0 | 0 | 0 | 0 | 0 | 0 | 0 | 0 | 0 | 0 | 0 | 0 |  | 0 | 0 | 0 | 0 |  | 0 | 0 | 0 | 0 | 0
1970-10-01 | 1970 | 10 | 1 | 0 | 0 | 0 | 0 | 0 | 0 | 0 | 0 | 0 | 0 | 0 | 0 | 0 | 0 | 0 | 0 | 0 | 0 | 0 | 0 | 0 | 0 | 0 | 0 |  | 0 | 0 | 0 | 0 |  | 0 | 0 | 0 | 0 | 0
1970-10-02 | 1970 | 10 | 2 | 0 | 0 | 0 | 0 | 0 | 0 | 0 | 0 | 0 | 0 | 0 | 0 | 0 | 0 | 0 | 0 | 0 | 0 | 0 | 0 | 0 | 0 | 0 | 0 |  | 0 | 0 | 0 | 0 |  | 0 | 0 | 0 | 0 | 0
1970-10-03 | 1970 | 10 | 3 | 0 | 0 | 0 | 0 | 0 | 0 | 0 | 0 | 0 | 0 | 0 | 0 | 0 | 0 | 0 | 0 | 0 | 0 | 0 | 0 | 0 | 0 | 0 | 0 |  | 0 | 0 | 0 | 0 |  | 0 | 0 | 0 | 0 | 0
1970-10-04 | 1970 | 10 | 4 | 0 | 0 | 0 | 0 | 0 | 0 | 0 | 0 | 0 | 0 | 0 | 0 | 0 | 0 | 0 | 0 | 0 | 0 | 0 | 0 | 0 | 0 | 0 | 0 |  | 0 | 0 | 0 | 0 |  | 0 | 0 | 0 | 0 | 0
1970-10-05 | 1970 | 10 | 5 | 0.7 | 0.7 | 0.6 | 1.4 | 0.7 | 0.6 | 0.7 | 1.4 | 1.3 | 0.7 | 0.7 | 0.7 | 0.6 | 0.7 | 0.7 | 0.7 | 0.7 | 0.6 | 0.7 | 0.7 | 0.7 | 0.6 | 0.7 | 0.7 |  | 18.3 | 18.3 | 18.3 | 7.1054e-15 |  | 0 | 0 | 0 | 0 | 0
1970-10-06 | 1970 | 10 | 6 | 0 | 0.1 | 0 | 0.1 | 0 | 0.1 | 0 | 0.1 | 0 | 0.1 | 0 | 0 | 0.1 | 0 | 0.1 | 0 | 0 | 0.1 | 0 | 0 | 0.1 | 0 | 0.1 | 0 |  | 1 | 1 | 1 | 1.1102e-16 |  | 0 | 0 | 0 | 0 | 0
1970-10-07 | 1970 | 10 | 7 | 0 | 0.1 | 0 | 0 | 0 | 0 | 0 | 0 | 0 | 0 | 0 | 0 | 0 | 0 | 0 | 0 | 0 | 0.1 | 0 | 0 | 0.1 | 0 | 0 | 0 |  | 0.3 | 0.3 | 0.3 | 5.5511e-17 |  | 0 | 0 | 0 | 0 | 0
1970-10-08 | 1970 | 10 | 8 | 0.1 | 0 | 0.1 | 0 | 0.1 | 0 | 0 | 0 | 0 | 0 | 0 | 0 | 0 | 0 | 0 | 0 | 0 | 0 | 0 | 0 | 0 | 0 | 0 | 0 |  | 0.3 | 0.3 | 0.3 | 5.5511e-17 |  | 0 | 0 | 0 | 0 | 0
1970-10-09 | 1970 | 10 | 9 | 0 | 0 | 0 | 0 | 0 | 0 | 0 | 0 | 0 | 0 | 0 | 0.4 | 0.4 | 0.3 | 0.4 | 0 | 0 | 0 | 0 | 0 | 0 | 0 | 0 | 0 |  | 1.5 | 1.5 | 1.5 | 0 |  | 0 | 0 | 0 | 0 | 0
1970-10-10 | 1970 | 10 | 10 | 0 | 0 | 0 | 0 | 0 | 0 | 0 | 0 | 0 | 0 | 0 | 0 | 0 | 0 | 0 | 0 | 0 | 0 | 0 | 0 | 0 | 0 | 0 | 0 |  | 0 | 0 | 0 | 0 |  | 0 | 0 | 0 | 0 | 0
1970-10-11 | 1970 | 10 | 11 | 0 | 0 | 0 | 0 | 0 | 0 | 0 | 0 | 0 | 0 | 0 | 0 | 0 | 0 | 0 | 0 | 0 | 0 | 0 | 0 | 0 | 0 | 0 | 0 |  | 0 | 0 | 0 | 0 |  | 0 | 0 | 0 | 0 | 0
1970-10-12 | 1970 | 10 | 12 | 0 | 0 | 0 | 0 | 0 | 0 | 0 | 0 | 0 | 0 | 0 | 0 | 0 | 0 | 0 | 0 | 0 | 0.3 | 0.4 | 0 | 0.3 | 0.3 | 0 | 0 |  | 1.3 | 1.3 | 1.3 | 0 |  | 0 | 0 | 0 | 0 | 0
1970-10-13 | 1970 | 10 | 13 | 0 | 0 | 0 | 0 | 0 | 0 | 0 | 0 | 0 | 0 | 0 | 0 | 0 | 0 | 0 | 0.3 | 0 | 0 | 0 | 0 | 0 | 0 | 0 | 0 |  | 0.3 | 0.3 | 0.3 | 0 |  | 0 | 0 | 0 | 0 | 0
1970-10-14 | 1970 | 10 | 14 | 0 | 0 | 0 | 0 | 0 | 0 | 0 | 0 | 0 | 0 | 0 | 0 | 0 | 0 | 0 | 0 | 0 | 0 | 0 | 0 | 0 | 0 | 0 | 0 |  | 0 | 0 | 0 | 0 |  | 0 | 0 | 0 | 0 | 0
1970-10-15 | 1970 | 10 | 15 | 0 | 0 | 0 | 0 | 0 | 0 | 0 | 0 | 0 | 0 | 0 | 0 | 0 | 0 | 0 | 0 | 0 | 0 | 0 | 0 | 0 | 0 | 0 | 0 |  | 0 | 0 | 0 | 0 |  | 0 | 0 | 0 | 0 | 0
1970-10-16 | 1970 | 10 | 16 | 0 | 0 | 0 | 0 | 0 | 0 | 0 | 0 | 0 | 0 | 0 | 0 | 0 | 0 | 0 | 0 | 0 | 0 | 0 | 0 | 0 | 0 | 0 | 0 |  | 0 | 0 | 0 | 0 |  | 0 | 0 | 0 | 0 | 0
1970-10-17 | 1970 | 10 | 17 | 0 | 0 | 0 | 0 | 0 | 0 | 0 | 0 | 0 | 0 | 0 | 0 | 0 | 0 | 0 | 0 | 0 | 0 | 0 | 0 | 0 | 0 | 0 | 0 |  | 0 | 0 | 0 | 0 |  | 0 | 0 | 0 | 0 | 0
1970-10-18 | 1970 | 10 | 18 | 0 | 0 | 0 | 0 | 0 | 0 | 0 | 0 | 0 | 0 | 0 | 0 | 0 | 0 | 0 | 0 | 0 | 0 | 0 | 0 | 0 | 0 | 0 | 0 |  | 0 | 0 | 0 | 0 |  | 0 | 0 | 0 | 0 | 0
1970-10-19 | 1970 | 10 | 19 | 0 | 0 | 0 | 0 | 0 | 0 | 0 | 0 | 0 | 0 | 0 | 0 | 0 | 0 | 0 | 0 | 0 | 0 | 0 | 0 | 0 | 0 | 0 | 0 |  | 0 | 0 | 0 | 0 |  | 0 | 0 | 0 | 0 | 0
1970-10-20 | 1970 | 10 | 20 | 0 | 0 | 0 | 0 | 0 | 0 | 0 | 0 | 0 | 0 | 0 | 0 | 0 | 0 | 0 | 0 | 0 | 0 | 0 | 0 | 0 | 0 | 0 | 0 |  | 0 | 0 | 0 | 0 |  | 0 | 0 | 0 | 0 | 0
1970-10-21 | 1970 | 10 | 21 | 0 | 0 | 0 | 0 | 0 | 0 | 0 | 0 | 0.3 | 0 | 0 | 0 | 0 | 0 | 0 | 0 | 0 | 0 | 0 | 0 | 0 | 0 | 0 | 0 |  | 0.3 | 0.3 | 0.3 | 0 |  | 0 | 0 | 0 | 0 | 0
1970-10-22 | 1970 | 10 | 22 | 0 | 0 | 0 | 0 | 0 | 0 | 0 | 0 | 0 | 0 | 0 | 0 | 0 | 0 | 0 | 0 | 0 | 0 | 0 | 0 | 0 | 0 | 0 | 0 |  | 0 | 0 | 0 | 0 |  | 0 | 0 | 0 | 0 | 0
1970-10-23 | 1970 | 10 | 23 | 0 | 0 | 0 | 0 | 0 | 0 | 0 | 0 | 0 | 0 | 0 | 0 | 0 | 0 | 0 | 0 | 0 | 0 | 0 | 0 | 0 | 0 | 0 | 0 |  | 0 | 0 | 0 | 0 |  | 0 | 0 | 0 | 0 | 0
1970-10-24 | 1970 | 10 | 24 | 0 | 0 | 0 | 0 | 0 | 0 | 0 | 0 | 0 | 0 | 0 | 0 | 0 | 0 | 0 | 0 | 0 | 0 | 0 | 0 | 0 | 0 | 0 | 0 |  | 0 | 0 | 0 | 0 |  | 0 | 0 | 0 | 0 | 0
1970-10-25 | 1970 | 10 | 25 | 0 | 0 | 0 | 0 | 0 | 0 | 0 | 0 | 0 | 0 | 0 | 0 | 0 | 0 | 0 | 0 | 0 | 0 | 0 | 0 | 0 | 0 | 0 | 0 |  | 0 | 0 | 0 | 0 |  | 0 | 0 | 0 | 0 | 0
1970-10-26 | 1970 | 10 | 26 | 0 | 0 | 0 | 0 | 0 | 0 | 0.1 | 0.2 | 0.1 | 0.1 | 0.1 | 0.2 | 0.1 | 0.1 | 0 | 0 | 0 | 0 | 0 | 0 | 0 | 0 | 0 | 0 |  | 1 | 1 | 1 | 0 |  | 0 | 0 | 0 | 0 | 0
1970-10-27 | 1970 | 10 | 27 | 0 | 0 | 0 | 0 | 0 | 0 | 0 | 0 | 0 | 0 | 0 | 0 | 0 | 0 | 0 | 0 | 0 | 0 | 0 | 0 | 0 | 0 | 0 | 0 |  | 0 | 0 | 0 | 0 |  | 0 | 0 | 0 | 0 | 0
1970-10-28 | 1970 | 10 | 28 | 0 | 0 | 0 | 0 | 0 | 0 | 0 | 0 | 0 | 0 | 0 | 0 | 0 | 0 | 0 | 0 | 0 | 0 | 0 | 0 | 0 | 0 | 0 | 0 |  | 0 | 0 | 0 | 0 |  | 0 | 0 | 0 | 0 | 0
1970-10-29 | 1970 | 10 | 29 | 0 | 0 | 0 | 0 | 0 | 0 | 0 | 0 | 0 | 0 | 0 | 0 | 0 | 0 | 0 | 0 | 0 | 0 | 0 | 0 | 0 | 0 | 0 | 0 |  | 0 | 0 | 0 | 0 |  | 0 | 0 | 0 | 0 | 0
1970-10-30 | 1970 | 10 | 30 | 0 | 0 | 0 | 0 | 0 | 0 | 0 | 0 | 0 | 0 | 0 | 0 | 0 | 0 | 0 | 0 | 0 | 0 | 0 | 0 | 0 | 0 | 0 | 0 |  | 0 | 0 | 0 | 0 |  | 0 | 0 | 0 | 0 | 0
1970-10-31 | 1970 | 10 | 31 | 0 | 0 | 0 | 0 | 0 | 0 | 0 | 0 | 0 | 0 | 0 | 0 | 0 | 0 | 0 | 0 | 0 | 0 | 0 | 0 | 0 | 0 | 0 | 0 |  | 0 | 0 | 0 | 0 |  | 0 | 0 | 0 | 0 | 0
1970-11-01 | 1970 | 11 | 1 | 0 | 0 | 0 | 0 | 0 | 0 | 0 | 0 | 0 | 0 | 0 | 0 | 0 | 0 | 0 | 0 | 0 | 0 | 0 | 0 | 0 | 0 | 0 | 0 |  | 0 | 0 | 0 | 0 |  | 0 | 0 | 0 | 0 | 0
1970-11-02 | 1970 | 11 | 2 | 0 | 0 | 0 | 0 | 0 | 0 | 0 | 0 | 0 | 0 | 0 | 0 | 0 | 0 | 0 | 0 | 0 | 0 | 0 | 0 | 0 | 0 | 0 | 0 |  | 0 | 0 | 0 | 0 |  | 0 | 0 | 0 | 0 | 0
1970-11-03 | 1970 | 11 | 3 | 0 | 0 | 0 | 0 | 0 | 0 | 0 | 0 | 0 | 0 | 0 | 0 | 0 | 0 | 0 | 0 | 0 | 0 | 0 | 0 | 0 | 0 | 0 | 0 |  | 0 | 0 | 0 | 0 |  | 0 | 0 | 0 | 0 | 0
1970-11-04 | 1970 | 11 | 4 | 0 | 0 | 0 | 0 | 0 | 0 | 0 | 0 | 0 | 0 | 0 | 0 | 0 | 0 | 0 | 0 | 0 | 0 | 0 | 0 | 0 | 0 | 0 | 0 |  | 0 | 0 | 0 | 0 |  | 0 | 0 | 0 | 0 | 0
1970-11-05 | 1970 | 11 | 5 | 0 | 0 | 0 | 0 | 0 | 0 | 0 | 0 | 0 | 0 | 0 | 0 | 0 | 0 | 0 | 0 | 0 | 0 | 0 | 0 | 0 | 0 | 0 | 0 |  | 0 | 0 | 0 | 0 |  | 0 | 0 | 0 | 0 | 0
1970-11-06 | 1970 | 11 | 6 | 0 | 0 | 0 | 0 | 0 | 0 | 0 | 0 | 0 | 0 | 0 | 0 | 0 | 0 | 0 | 0 | 0 | 0 | 0 | 0 | 0 | 0 | 0 | 0 |  | 0 | 0 | 0 | 0 |  | 0 | 0 | 0 | 0 | 0
1970-11-07 | 1970 | 11 | 7 | 0 | 0 | 0 | 0 | 0 | 0 | 0 | 0 | 0 | 0 | 0 | 0 | 0 | 0 | 0 | 0 | 0 | 0 | 0 | 0 | 0 | 0 | 0 | 0 |  | 0 | 0 | 0 | 0 |  | 0 | 0 | 0 | 0 | 0
1970-11-08 | 1970 | 11 | 8 | 0 | 0 | 0 | 0 | 0 | 0 | 0 | 0 | 0 | 0 | 0 | 0 | 0 | 0 | 0 | 0 | 0 | 0 | 0 | 0 | 0 | 0 | 0 | 0 |  | 0 | 0 | 0 | 0 |  | 0 | 0 | 0 | 0 | 0
1970-11-09 | 1970 | 11 | 9 | 0 | 0 | 0 | 0 | 0 | 0 | 0 | 0 | 0 | 0 | 0 | 0 | 0 | 0 | 0 | 0 | 0 | 0 | 0.3 | 0.3 | 0.3 | 0.3 | 0.3 | 0.3 |  | 1.8 | 1.8 | 1.8 | 0 |  | 0 | 0 | 0 | 0 | 0
1970-11-10 | 1970 | 11 | 10 | 0.1 | 0 | 0.1 | 0.1 | 0 | 0.1 | 0 | 0.1 | 0 | 0 | 0 | 0 | 0 | 0 | 0 | 0 | 0 | 0 | 0 | 0 | 0 | 0 | 0 | 0 |  | 0.5 | 0.5 | 0.5 | 0 |  | 0 | 0 | 0 | 0 | 0
1970-11-11 | 1970 | 11 | 11 | 0 | 0 | 0 | 0 | 0 | 0 | 0 | 0 | 0 | 0 | 0 | 0 | 0 | 0 | 0 | 0 | 0 | 0.1 | 0 | 0.1 | 0.1 | 0.1 | 0 | 0.1 |  | 0.5 | 0.5 | 0.5 | 0 |  | 0 | 0 | 0 | 0 | 0
1970-11-12 | 1970 | 11 | 12 | 0.3 | 0.3 | 0.4 | 0.3 | 0.3 | 0.3 | 0.3 | 0.3 | 0.4 | 0.3 | 0.3 | 0.3 | 0.3 | 0.3 | 0.3 | 0.4 | 0.3 | 0.3 | 0.3 | 0.3 | 0.3 | 0.4 | 0.3 | 0.3 |  | 7.6 | 7.6 | 7.6 | 8.8818e-16 |  | 0 | 0 | 0 | 0 | 0
1970-11-13 | 1970 | 11 | 13 | 0.1 | 0.1 | 0.1 | 0.2 | 0.1 | 0.1 | 0.1 | 0 | 0 | 0 | 0 | 0 | 0 | 0 | 0 | 0 | 0 | 0 | 0 | 0 | 0 | 0 | 0 | 0 |  | 0.8 | 0.8 | 0.8 | 1.1102e-16 |  | 0 | 0 | 0 | 0 | 0
1970-11-14 | 1970 | 11 | 14 | 0 | 0 | 0 | 0 | 0 | 0 | 0 | 0 | 0 | 0 | 0 | 0 | 0 | 0 | 0 | 0 | 0 | 0 | 0 | 0 | 0 | 0 | 0 | 0 |  | 0 | 0 | 0 | 0 |  | 0 | 0 | 0 | 0 | 0
1970-11-15 | 1970 | 11 | 15 | 0 | 0 | 0 | 0 | 0 | 0 | 0 | 0 | 0 | 0 | 0 | 0 | 0 | 0 | 0 | 0 | 0 | 0 | 0 | 0 | 0 | 0 | 0 | 0 |  | 0 | 0 | 0 | 0 |  | 0 | 0 | 0 | 0 | 0
1970-11-16 | 1970 | 11 | 16 | 0 | 0 | 0 | 0 | 0 | 0 | 0 | 0 | 0 | 0 | 0 | 0 | 0 | 0 | 0 | 0 | 0 | 0 | 0 | 0 | 0 | 0 | 0 | 0 |  | 0 | 0 | 0 | 0 |  | 0 | 0 | 0 | 0 | 0
1970-11-17 | 1970 | 11 | 17 | 0 | 0 | 0 | 0 | 0 | 0 | 0 | 0 | 0 | 0 | 0 | 0 | 0 | 0 | 0 | 0 | 0 | 0 | 0 | 0 | 0 | 0 | 0 | 0 |  | 0 | 0 | 0 | 0 |  | 0 | 0 | 0 | 0 | 0
1970-11-18 | 1970 | 11 | 18 | 0 | 0 | 0 | 0 | 0 | 0 | 0 | 0 | 0 | 0 | 0 | 0 | 0 | 0 | 0 | 0 | 0 | 0 | 0 | 0 | 0 | 0 | 0 | 0 |  | 0 | 0 | 0 | 0 |  | 0 | 0 | 0 | 0 | 0
1970-11-19 | 1970 | 11 | 19 | 0 | 0 | 0 | 0 | 0 | 0 | 0 | 0 | 0 | 0 | 0 | 0 | 0 | 0.1 | 0 | 0.1 | 0 | 0.1 | 0 | 0 | 0.1 | 0 | 0.1 | 0 |  | 0.5 | 0.5 | 0.5 | 0 |  | 0 | 0 | 0 | 0 | 0
1970-11-20 | 1970 | 11 | 20 | 0 | 0.1 | 0 | 0.1 | 0 | 0.1 | 0 | 0 | 0.1 | 0 | 0.1 | 0 | 0 | 0.1 | 0 | 0.1 | 0 | 0 | 0.1 | 0 | 0.1 | 0 | 0.1 | 0 |  | 1 | 1 | 1 | 1.1102e-16 |  | 0 | 0 | 0 | 0 | 0
1970-11-21 | 1970 | 11 | 21 | 0 | 0.1 | 0 | 0.1 | 0 | 0 | 0.1 | 0 | 0 | 0 | 0 | 0 | 0 | 0 | 0 | 0 | 0 | 0 | 0 | 0 | 0 | 0 | 0 | 0 |  | 0.3 | 0.3 | 0.3 | 5.5511e-17 |  | 0 | 0 | 0 | 0 | 0
1970-11-22 | 1970 | 11 | 22 | 0 | 0 | 0 | 0 | 0 | 0 | 0 | 0 | 0 | 0 | 0 | 0 | 0 | 0 | 0 | 0 | 0 | 0 | 0 | 0 | 0 | 0 | 0 | 0 |  | 0 | 0 | 0 | 0 |  | 0 | 0 | 0 | 0 | 0
1970-11-23 | 1970 | 11 | 23 | 0 | 0 | 0 | 0 | 0 | 0 | 0 | 0 | 0 | 0 | 0 | 0 | 0 | 0 | 0 | 0 | 0 | 0 | 0 | 0 | 0 | 0 | 0 | 0 |  | 0 | 0 | 0 | 0 |  | 0 | 0 | 0 | 0 | 0
1970-11-24 | 1970 | 11 | 24 | 0 | 0 | 0 | 0 | 0 | 0 | 0 | 0 | 0 | 0 | 0.1 | 0.1 | 0.1 | 0.1 | 0.1 | 0.1 | 0 | 0.1 | 0.1 | 0.1 | 0.1 | 0.1 | 0.1 | 0.1 |  | 1.3 | 1.3 | 1.3 | 0 |  | 0 | 0 | 0 | 0 | 0
1970-11-25 | 1970 | 11 | 25 | 0 | 0 | 0 | 0 | 0 | 0 | 0 | 0 | 0 | 0 | 0 | 0 | 0 | 0 | 0 | 0 | 0 | 0 | 0 | 0 | 0 | 0 | 0 | 0 |  | 0 | 0 | 0 | 0 |  | 0 | 0 | 0 | 0 | 0
1970-11-26 | 1970 | 11 | 26 | 0 | 0 | 0 | 0 | 0 | 0 | 0 | 0 | 0 | 0 | 0 | 0 | 0 | 0 | 0 | 0 | 0 | 0 | 0 | 0.1 | 0 | 0.1 | 0 | 0.1 |  | 0.3 | 0.3 | 0.3 | 5.5511e-17 |  | 0 | 0 | 0 | 0 | 0
1970-11-27 | 1970 | 11 | 27 | 0.1 | 0.1 | 0.1 | 0.1 | 0.1 | 0.1 | 0.1 | 0.1 | 0.1 | 0.1 | 0.1 | 0.1 | 0 | 0.1 | 0.1 | 0.1 | 0.1 | 0.1 | 0.1 | 0.1 | 0.1 | 0.1 | 0.1 | 0.1 |  | 2.3 | 2.3 | 2.3 | 8.8818e-16 |  | 0 | 0 | 0 | 0 | 0
1970-11-28 | 1970 | 11 | 28 | 0 | 0 | 0 | 0 | 0 | 0 | 0 | 0 | 0 | 0 | 0 | 0 | 0 | 0 | 0 | 0 | 0 | 0 | 0 | 0 | 0 | 0 | 0 | 0 |  | 0 | 0 | 0 | 0 |  | 0 | 0 | 0 | 0 | 0
1970-11-29 | 1970 | 11 | 29 | 0 | 0 | 0 | 0 | 0 | 0 | 0 | 0 | 0 | 0 | 0 | 0 | 0 | 0 | 0 | 0 | 0 | 0 | 0 | 0 | 0 | 0 | 0 | 0 |  | 0 | 0 | 0 | 0 |  | 0 | 0 | 0 | 0 | 0
1970-11-30 | 1970 | 11 | 30 | 0 | 0 | 0 | 0 | 0 | 0 | 0 | 0 | 0.1 | 0 | 0 | 0 | 0 | 0.1 | 0 | 0 | 0 | 0 | 0 | 0 | 0 | 0.1 | 0 | 0 |  | 0.3 | 0.3 | 0.3 | 5.5511e-17 |  | 0 | 0 | 0 | 0 | 0
1970-12-01 | 1970 | 12 | 1 | 0.1 | 0.2 | 0.1 | 0.1 | 0.2 | 0 | 0 | 0 | 0 | 0 | 0 | 0 | 0 | 0 | 0 | 0 | 0 | 0 | 0 | 0 | 0 | 0 | 0 | 0.1 |  | 0.8 | 0.8 | 0.8 | 1.1102e-16 |  | 0 | 0 | 0 | 0 | 0
1970-12-02 | 1970 | 12 | 2 | 0 | 0 | 0.1 | 0 | 0 | 0 | 0.1 | 0 | 0 | 0 | 0.1 | 0 | 0 | 0 | 0 | 0.1 | 0 | 0 | 0 | 0.1 | 0 | 0 | 0 | 0 |  | 0.5 | 0.5 | 0.5 | 0 |  | 0 | 0 | 0 | 0 | 0
1970-12-03 | 1970 | 12 | 3 | 0 | 0 | 0 | 0 | 0 | 0 | 0 | 0 | 0 | 0 | 0 | 0 | 0 | 0 | 0 | 0 | 0 | 0 | 0 | 0 | 0 | 0 | 0 | 0 |  | 0 | 0 | 0 | 0 |  | 0 | 0 | 0 | 0 | 0
1970-12-04 | 1970 | 12 | 4 | 0 | 0 | 0 | 0 | 0 | 0 | 0 | 0 | 0 | 0 | 0 | 0 | 0 | 0 | 0 | 0 | 0 | 0 | 0 | 0 | 0 | 0 | 0 | 0 |  | 0 | 0 | 0 | 0 |  | 0 | 0 | 0 | 0 | 0
1970-12-05 | 1970 | 12 | 5 | 0 | 0 | 0 | 0 | 0 | 0 | 0 | 0 | 0 | 0 | 0 | 0 | 0 | 0 | 0 | 0 | 0 | 0 | 0 | 0 | 0 | 0 | 0 | 0 |  | 0 | 0 | 0 | 0 |  | 0 | 0 | 0 | 0 | 0
1970-12-06 | 1970 | 12 | 6 | 0 | 0 | 0 | 0 | 0 | 0 | 0 | 0 | 0 | 0 | 0 | 0 | 0 | 0 | 0 | 0 | 0 | 0 | 0 | 0 | 0 | 0 | 0 | 0 |  | 0 | 0 | 0 | 0 |  | 0 | 0 | 0 | 0 | 0
1970-12-07 | 1970 | 12 | 7 | 0 | 0 | 0 | 0 | 0 | 0 | 0 | 0 | 0 | 0 | 0 | 0 | 0 | 0 | 0 | 0 | 0 | 0 | 0 | 0 | 0 | 0 | 0 | 0 |  | 0 | 0 | 0 | 0 |  | 0 | 0 | 0 | 0 | 0
1970-12-08 | 1970 | 12 | 8 | 0 | 0 | 0 | 0 | 0 | 0 | 0 | 0 | 0 | 0 | 0 | 0 | 0 | 0 | 0 | 0 | 0 | 0 | 0 | 0 | 0 | 0 | 0 | 0 |  | 0 | 0 | 0 | 0 |  | 0 | 0 | 0 | 0 | 0
1970-12-09 | 1970 | 12 | 9 | 0 | 0 | 0 | 0 | 0 | 0 | 0 | 0 | 0 | 0 | 0 | 0 | 0 | 0 | 0 | 0 | 0 | 0 | 0 | 0 | 0 | 0 | 0 | 0 |  | 0 | 0 | 0 | 0 |  | 0 | 0 | 0 | 0 | 0
1970-12-10 | 1970 | 12 | 10 | 0 | 0 | 0 | 0 | 0 | 0 | 0 | 0 | 0 | 0 | 0 | 0 | 0 | 0 | 0 | 0 | 0 | 0 | 0 | 0 | 0 | 0 | 0 | 0 |  | 0 | 0 | 0 | 0 |  | 0 | 0 | 0 | 0 | 0
1970-12-11 | 1970 | 12 | 11 | 0 | 0 | 0 | 0 | 0 | 0 | 0 | 0 | 0 | 0 | 0 | 0 | 0 | 0 | 0 | 0 | 0 | 0 | 0 | 0 | 0 | 0 | 0 | 0 |  | 0 | 0 | 0 | 0 |  | 0 | 0 | 0 | 0 | 0
1970-12-12 | 1970 | 12 | 12 | 0 | 0 | 0 | 0 | 0 | 0 | 0 | 0 | 0 | 0 | 0 | 0 | 0 | 0 | 0 | 0 | 0 | 0 | 0 | 0 | 0 | 0 | 0 | 0 |  | 0 | 0 | 0 | 0 |  | 0 | 0 | 0 | 0 | 0
1970-12-13 | 1970 | 12 | 13 | 0 | 0 | 0 | 0 | 0 | 0 | 0 | 0 | 0 | 0 | 0 | 0 | 0 | 0 | 0 | 0 | 0 | 0 | 0 | 0 | 0 | 0 | 0 | 0 |  | 0 | 0 | 0 | 0 |  | 0 | 0 | 0 | 0 | 0
1970-12-14 | 1970 | 12 | 14 | 0 | 0 | 0 | 0 | 0 | 0 | 0 | 0 | 0 | 0 | 0 | 0 | 0 | 0 | 0 | 0 | 0 | 0 | 0 | 0 | 0 | 0 | 0 | 0 |  | 0 | 0 | 0 | 0 |  | 0 | 0 | 0 | 0 | 0
1970-12-15 | 1970 | 12 | 15 | 0 | 0 | 0 | 0 | 0 | 0 | 0 | 0 | 0 | 0 | 0 | 0 | 0 | 0 | 0 | 0 | 0 | 0 | 0 | 0 | 0 | 0 | 0 | 0 |  | 0 | 0 | 0 | 0 |  | 0 | 0 | 0 | 0 | 0
1970-12-16 | 1970 | 12 | 16 | 0 | 0 | 0 | 0 | 0 | 0 | 0.3 | 0.5 | 0.2 | 0.3 | 0.2 | 0.5 | 0.3 | 0.3 | 0.2 | 0.3 | 0.2 | 0.3 | 0.2 | 0.3 | 0.2 | 0.3 | 0.2 | 0.3 |  | 5.1 | 5.1 | 5.1 | 0 |  | 0 | 0 | 0 | 0 | 0
1970-12-17 | 1970 | 12 | 17 | 0.1 | 0 | 0.1 | 0 | 0.1 | 0 | 0.1 | 0 | 0.1 | 0 | 0.1 | 0.1 | 0 | 0.1 | 0 | 0.1 | 0 | 0.1 | 0 | 0.1 | 0 | 0.1 | 0 | 0.1 |  | 1.3 | 1.3 | 1.3 | 0 |  | 0 | 0 | 0 | 0 | 0
1970-12-18 | 1970 | 12 | 18 | 0.1 | 0 | 0.1 | 0 | 0.1 | 0.1 | 0 | 0.1 | 0 | 0.1 | 0 | 0.1 | 0 | 0 | 0 | 0 | 0 | 0 | 0 | 0.1 | 0 | 0.1 | 0 | 0.1 |  | 1 | 1 | 1 | 1.1102e-16 |  | 0 | 0 | 0 | 0 | 0
1970-12-19 | 1970 | 12 | 19 | 0 | 0 | 0 | 0 | 0 | 0 | 0 | 0 | 0 | 0 | 0 | 0 | 0 | 0 | 0 | 0 | 0 | 0 | 0 | 0 | 0 | 0 | 0 | 0 |  | 0 | 0 | 0 | 0 |  | 0 | 0 | 0 | 0 | 0
1970-12-20 | 1970 | 12 | 20 | 0 | 0 | 0 | 0 | 0 | 0 | 0 | 0 | 0 | 0 | 0 | 0.1 | 0 | 0 | 0.1 | 0 | 0.1 | 0 | 0 | 0.1 | 0 | 0 | 0.1 | 0 |  | 0.5 | 0.5 | 0.5 | 0 |  | 0 | 0 | 0 | 0 | 0
1970-12-21 | 1970 | 12 | 21 | 0 | 0 | 0.1 | 0 | 0 | 0 | 0 | 0 | 0 | 0.1 | 0 | 0 | 0 | 0 | 0 | 0 | 0 | 0 | 0 | 0 | 0 | 0.1 | 0 | 0 |  | 0.3 | 0.3 | 0.3 | 5.5511e-17 |  | 0 | 0 | 0 | 0 | 0
1970-12-22 | 1970 | 12 | 22 | 0 | 0.1 | 0 | 0.1 | 0 | 0.1 | 0 | 0 | 0 | 0 | 0 | 0 | 0 | 0 | 0 | 0 | 0 | 0 | 0 | 0 | 0 | 0 | 0 | 0 |  | 0.3 | 0.3 | 0.3 | 5.5511e-17 |  | 0 | 0 | 0 | 0 | 0
1970-12-23 | 1970 | 12 | 23 | 0 | 0 | 0 | 0 | 0 | 0 | 0 | 0 | 0 | 0 | 0 | 0 | 0 | 0 | 0 | 0 | 0 | 0 | 0 | 0 | 0 | 0 | 0 | 0 |  | 0 | 0 | 0 | 0 |  | 0 | 0 | 0 | 0 | 0
1970-12-24 | 1970 | 12 | 24 | 0 | 0 | 0 | 0 | 0 | 0 | 0 | 0 | 0 | 0 | 0 | 0 | 0 | 0 | 0 | 0 | 0 | 0 | 0 | 0 | 0 | 0 | 0 | 0 |  | 0 | 0 | 0 | 0 |  | 0 | 0 | 0 | 0 | 0
1970-12-25 | 1970 | 12 | 25 | 0 | 0 | 0 | 0 | 0 | 0 | 0 | 0 | 0 | 0 | 0 | 0 | 0 | 0 | 0 | 0 | 0 | 0 | 0 | 0 | 0 | 0 | 0 | 0 |  | 0 | 0 | 0 | 0 |  | 0 | 0 | 0 | 0 | 0
1970-12-26 | 1970 | 12 | 26 | 0 | 0 | 0 | 0 | 0 | 0 | 0 | 0 | 0 | 0 | 0 | 0 | 0 | 0 | 0 | 0 | 0 | 0 | 0 | 0 | 0 | 0 | 0 | 0 |  | 0 | 0 | 0 | 0 |  | 0 | 0 | 0 | 0 | 0
1970-12-27 | 1970 | 12 | 27 | 0 | 0 | 0 | 0 | 0 | 0 | 0 | 0 | 0 | 0 | 0 | 0 | 0 | 0 | 0 | 0 | 0 | 0 | 0 | 0 | 0 | 0 | 0 | 0 |  | 0 | 0 | 0 | 0 |  | 0 | 0 | 0 | 0 | 0
1970-12-28 | 1970 | 12 | 28 | 0 | 0 | 0 | 0 | 0 | 0 | 0 | 0 | 0 | 0 | 0 | 0 | 0 | 0 | 0 | 0 | 0 | 0 | 0 | 0 | 0 | 0 | 0 | 0 |  | 0 | 0 | 0 | 0 |  | 0 | 0 | 0 | 0 | 0
1970-12-29 | 1970 | 12 | 29 | 0 | 0 | 0 | 0 | 0 | 0 | 0 | 0 | 0 | 0 | 0 | 0 | 0 | 0 | 0 | 0 | 0 | 0 | 0 | 0 | 0 | 0 | 0 | 0 |  | 0 | 0 | 0 | 0 |  | 0 | 0 | 0 | 0 | 0
1970-12-30 | 1970 | 12 | 30 | 0 | 0 | 0 | 0 | 0 | 0 | 0 | 0 | 0 | 0 | 0 | 0 | 0 | 0 | 0 | 0 | 0 | 0 | 0 | 0 | 0 | 0 | 0 | 0 |  | 0 | 0 | 0 | 0 |  | 0 | 0 | 0 | 0 | 0
1970-12-31 | 1970 | 12 | 31 | 0 | 0 | 0 | 0 | 0 | 0 | 0 | 0 | 0 | 0 | 0 | 0 | 0 | 0 | 0 | 0 | 0 | 0 | 0 | 0 | 0 | 0 | 0 | 0 |  | 0 | 0 | 0 | 0 |  | 0 | 0 | 0 | 0 | 0
1971-01-01 | 1971 | 1 | 1 | 0 | 0.2 | 0 | 0 | 0 | 0 | 0 | 0 | 0 | 0 | 0 | 0 | 0 | 0 | 0 | 0.1 | 0 | 0 | 0 | 0 | 0 | 0 | 0 | 0 |  | 0.3 | 0.3 | 0.3 | 5.5511e-17 |  | 0 | 0 | 0 | 0 | 0
1971-01-02 | 1971 | 1 | 2 | 0 | 0 | 0 | 0 | 0 | 0 | 0 | 0 | 0 | 0 | 0 | 0 | 0 | 0 | 0 | 0 | 0 | 0 | 0 | 0 | 0 | 0 | 0 | 0 |  | 0 | 0 | 0 | 0 |  | 0 | 0 | 0 | 0 | 0
1971-01-03 | 1971 | 1 | 3 | 0 | 0 | 0 | 0 | 0 | 0 | 0 | 0 | 0 | 0 | 0 | 0 | 0 | 0 | 0 | 0 | 0 | 0 | 0 | 0 | 0 | 0 | 0 | 0 |  | 0 | 0 | 0 | 0 |  | 0 | 0 | 0 | 0 | 0
1971-01-04 | 1971 | 1 | 4 | 0 | 0 | 0 | 0 | 0 | 0 | 0 | 0 | 0 | 0 | 0 | 0 | 0 | 0 | 0 | 0 | 0 | 0 | 0 | 0 | 0 | 0 | 0 | 0 |  | 0 | 0 | 0 | 0 |  | 0 | 0 | 0 | 0 | 0
1971-01-05 | 1971 | 1 | 5 | 0 | 0.1 | 0 | 0.1 | 0.1 | 0 | 0 | 0 | 0 | 0.1 | 0 | 0.1 | 0.1 | 0 | 0.1 | 0.1 | 0 | 0 | 0 | 0.1 | 0 | 0.1 | 0 | 0 |  | 1 | 1 | 1 | 1.1102e-16 |  | 0 | 0 | 0 | 0 | 0
1971-01-06 | 1971 | 1 | 6 | 0 | 0 | 0 | 0 | 0 | 0 | 0.1 | 0 | 0.1 | 0 | 0.1 | 0 | 0 | 0.1 | 0 | 0.1 | 0 | 0.1 | 0 | 0 | 0 | 0.1 | 0 | 0.1 |  | 0.8 | 0.8 | 0.8 | 1.1102e-16 |  | 0 | 0 | 0 | 0 | 0
1971-01-07 | 1971 | 1 | 7 | 0.1 | 0.2 | 0.1 | 0.2 | 0.1 | 0.2 | 0.1 | 0.2 | 0.1 | 0.2 | 0.1 | 0.2 | 0.1 | 0.2 | 0.1 | 0.2 | 0 | 0 | 0.1 | 0 | 0 | 0 | 0 | 0 |  | 2.5 | 2.5 | 2.5 | 8.8818e-16 |  | 0 | 0 | 0 | 0 | 0
1971-01-08 | 1971 | 1 | 8 | 0 | 0.1 | 0 | 0.1 | 0 | 0.1 | 0 | 0.1 | 0 | 0.1 | 0 | 0.1 | 0.1 | 0 | 0.1 | 0 | 0.1 | 0 | 0.1 | 0.1 | 0 | 0.1 | 0 | 0.1 |  | 1.3 | 1.3 | 1.3 | 0 |  | 0 | 0 | 0 | 0 | 0
1971-01-09 | 1971 | 1 | 9 | 0.1 | 0 | 0.1 | 0 | 0.1 | 0 | 0.1 | 0 | 0.1 | 0 | 0.1 | 0.1 | 0 | 0.1 | 0 | 0.1 | 0 | 0.1 | 0 | 0.1 | 0 | 0.1 | 0 | 0.1 |  | 1.3 | 1.3 | 1.3 | 0 |  | 0 | 0 | 0 | 0 | 0
1971-01-10 | 1971 | 1 | 10 | 0 | 0 | 0.1 | 0 | 0 | 0 | 0 | 0.1 | 0 | 0 | 0 | 0.1 | 0 | 0 | 0 | 0 | 0.1 | 0 | 0 | 0 | 0 | 0.1 | 0 | 0 |  | 0.5 | 0.5 | 0.5 | 0 |  | 0 | 0 | 0 | 0 | 0
1971-01-11 | 1971 | 1 | 11 | 0 | 0.1 | 0 | 0 | 0 | 0.1 | 0 | 0 | 0 | 0.1 | 0 | 0 | 0 | 0.1 | 0 | 0 | 0 | 0.1 | 0 | 0 | 0 | 0 | 0 | 0 |  | 0.5 | 0.5 | 0.5 | 0 |  | 0 | 0 | 0 | 0 | 0
1971-01-12 | 1971 | 1 | 12 | 0 | 0 | 0.1 | 0 | 0.1 | 0 | 0.1 | 0 | 0.1 | 0.1 | 0 | 0.1 | 0 | 0.1 | 0 | 0.1 | 0 | 0 | 0 | 0 | 0 | 0 | 0 | 0 |  | 0.8 | 0.8 | 0.8 | 1.1102e-16 |  | 0 | 0 | 0 | 0 | 0
1971-01-13 | 1971 | 1 | 13 | 0 | 0 | 0 | 0 | 0 | 0 | 0 | 0 | 0 | 0 | 0 | 0 | 0 | 0 | 0 | 0 | 0 | 0 | 0 | 0 | 0 | 0 | 0 | 0 |  | 0 | 0 | 0 | 0 |  | 0 | 0 | 0 | 0 | 0
1971-01-14 | 1971 | 1 | 14 | 0 | 0 | 0 | 0 | 0 | 0 | 0 | 0 | 0 | 0 | 0 | 0 | 0 | 0 | 0 | 0 | 0 | 0 | 0 | 0 | 0 | 0 | 0 | 0 |  | 0 | 0 | 0 | 0 |  | 0 | 0 | 0 | 0 | 0
1971-01-15 | 1971 | 1 | 15 | 0 | 0 | 0.1 | 0 | 0 | 0 | 0.1 | 0 | 0 | 0 | 0.1 | 0 | 0 | 0 | 0 | 0 | 0 | 0 | 0 | 0 | 0 | 0 | 0 | 0 |  | 0.3 | 0.3 | 0.3 | 5.5511e-17 |  | 0 | 0 | 0 | 0 | 0
1971-01-16 | 1971 | 1 | 16 | 0 | 0 | 0 | 0 | 0 | 0 | 0 | 0 | 0 | 0 | 0 | 0 | 0 | 0 | 0 | 0 | 0 | 0 | 0 | 0 | 0 | 0 | 0 | 0 |  | 0 | 0 | 0 | 0 |  | 0 | 0 | 0 | 0 | 0
1971-01-17 | 1971 | 1 | 17 | 0 | 0.1 | 0.1 | 0.2 | 0.1 | 0.1 | 0.1 | 0.1 | 0.1 | 0.2 | 0.1 | 0.1 | 0 | 0 | 0 | 0 | 0 | 0 | 0 | 0 | 0 | 0 | 0 | 0 |  | 1.3 | 1.3 | 1.3 | 0 |  | 0 | 0 | 0 | 0 | 0
1971-01-18 | 1971 | 1 | 18 | 0 | 0 | 0 | 0 | 0 | 0 | 0 | 0 | 0 | 0 | 0 | 0 | 0 | 0 | 0 | 0 | 0 | 0 | 0 | 0 | 0 | 0 | 0 | 0 |  | 0 | 0 | 0 | 0 |  | 0 | 0 | 0 | 0 | 0
1971-01-19 | 1971 | 1 | 19 | 0 | 0 | 0 | 0 | 0 | 0 | 0 | 0 | 0 | 0 | 0 | 0 | 0 | 0 | 0.1 | 0 | 0 | 0.1 | 0 | 0.1 | 0 | 0 | 0 | 0 |  | 0.3 | 0.3 | 0.3 | 5.5511e-17 |  | 0 | 0 | 0 | 0 | 0
1971-01-20 | 1971 | 1 | 20 | 0 | 0 | 0 | 0 | 0 | 0 | 0 | 0 | 0 | 0 | 0 | 0 | 0 | 0 | 0 | 0 | 0 | 0 | 0 | 0 | 0 | 0 | 0 | 0 |  | 0 | 0 | 0 | 0 |  | 0 | 0 | 0 | 0 | 0
1971-01-21 | 1971 | 1 | 21 | 0 | 0 | 0 | 0 | 0 | 0 | 0 | 0 | 0 | 0 | 0 | 0 | 0 | 0 | 0 | 0 | 0 | 0 | 0 | 0 | 0 | 0 | 0 | 0 |  | 0 | 0 | 0 | 0 |  | 0 | 0 | 0 | 0 | 0
1971-01-22 | 1971 | 1 | 22 | 0 | 0 | 0 | 0 | 0 | 0 | 0 | 0 | 0 | 0 | 0 | 0 | 0 | 0 | 0 | 0 | 0 | 0 | 0 | 0 | 0 | 0 | 0 | 0 |  | 0 | 0 | 0 | 0 |  | 0 | 0 | 0 | 0 | 0
1971-01-23 | 1971 | 1 | 23 | 0 | 0 | 0 | 0 | 0 | 0 | 0 | 0 | 0 | 0 | 0 | 0 | 0.1 | 0 | 0 | 0.1 | 0 | 0.1 | 0 | 0 | 0 | 0.1 | 0 | 0.1 |  | 0.5 | 0.5 | 0.5 | 0 |  | 0 | 0 | 0 | 0 | 0
1971-01-24 | 1971 | 1 | 24 | 0.2 | 0.1 | 0.2 | 0.1 | 0.2 | 0.1 | 0.2 | 0.1 | 0.2 | 0.1 | 0.2 | 0.1 | 0.2 | 0.3 | 0.1 | 0.2 | 0.1 | 0.2 | 0.1 | 0 | 0 | 0 | 0.1 | 0.2 |  | 3.3 | 3.3 | 3.3 | 1.3323e-15 |  | 0 | 0 | 0 | 0 | 0
1971-01-25 | 1971 | 1 | 25 | 0.3 | 0 | 0.2 | 0 | 0 | 0 | 0 | 0 | 0 | 0 | 0 | 0 | 0 | 0 | 0 | 0 | 0 | 0 | 0 | 0 | 0.3 | 0.2 | 0.3 | 0.2 |  | 1.5 | 1.5 | 1.5 | 0 |  | 0 | 0 | 0 | 0 | 0
1971-01-26 | 1971 | 1 | 26 | 0 | 0.1 | 0 | 0 | 0 | 0 | 0 | 0 | 0 | 0.1 | 0 | 0 | 0.1 | 0 | 0 | 0 | 0 | 0 | 0 | 0 | 0 | 0 | 0 | 0 |  | 0.3 | 0.3 | 0.3 | 5.5511e-17 |  | 0 | 0 | 0 | 0 | 0
1971-01-27 | 1971 | 1 | 27 | 0 | 0 | 0 | 0 | 0 | 0 | 0 | 0 | 0 | 0 | 0 | 0 | 0 | 0 | 0 | 0 | 0 | 0 | 0 | 0 | 0 | 0 | 0 | 0 |  | 0 | 0 | 0 | 0 |  | 0 | 0 | 0 | 0 | 0
1971-01-28 | 1971 | 1 | 28 | 0 | 0 | 0 | 0 | 0 | 0 | 0 | 0 | 0 | 0 | 0 | 0 | 0 | 0 | 0 | 0 | 0 | 0 | 0 | 0 | 0 | 0 | 0 | 0 |  | 0 | 0 | 0 | 0 |  | 0 | 0 | 0 | 0 | 0
1971-01-29 | 1971 | 1 | 29 | 0 | 0 | 0.1 | 0 | 0 | 0.1 | 0 | 0 | 0.1 | 0 | 0 | 0.1 | 0 | 0.1 | 0 | 0 | 0.1 | 0 | 0 | 0.1 | 0 | 0 | 0.1 | 0 |  | 0.8 | 0.8 | 0.8 | 1.1102e-16 |  | 0 | 0 | 0 | 0 | 0
1971-01-30 | 1971 | 1 | 30 | 0.3 | 0.2 | 0.3 | 0.3 | 0.2 | 0.3 | 0.2 | 0.3 | 0.3 | 0.2 | 0.6 | 0.2 | 0.3 | 0.3 | 0.2 | 0.3 | 0.3 | 0.2 | 0.3 | 0.2 | 0.3 | 0.3 | 0.2 | 0.3 |  | 6.6 | 6.6 | 6.6 | 0 |  | 0 | 0 | 0 | 0 | 0
1971-01-31 | 1971 | 1 | 31 | 0 | 0.1 | 0 | 0 | 0 | 0.1 | 0 | 0 | 0.1 | 0 | 0 | 0.1 | 0 | 0 | 0 | 0 | 0 | 0 | 0 | 0 | 0.1 | 0 | 0 | 0 |  | 0.5 | 0.5 | 0.5 | 0 |  | 0 | 0 | 0 | 0 | 0
1971-02-01 | 1971 | 2 | 1 | 0.1 | 0 | 0.1 | 0 | 0.1 | 0.1 | 0 | 0.1 | 0 | 0.1 | 0 | 0.1 | 0 | 0 | 0 | 0 | 0.1 | 0 | 0.1 | 0 | 0 | 0 | 0.1 | 0 |  | 1 | 1 | 1 | 1.1102e-16 |  | 0 | 0 | 0 | 0 | 0
1971-02-02 | 1971 | 2 | 2 | 0 | 0 | 0 | 0 | 0 | 0 | 0 | 0 | 0 | 0 | 0 | 0 | 0 | 0 | 0 | 0 | 0 | 0 | 0 | 0 | 0 | 0 | 0 | 0 |  | 0 | 0 | 0 | 0 |  | 0 | 0 | 0 | 0 | 0
1971-02-03 | 1971 | 2 | 3 | 0 | 0.5 | 0.4 | 0.5 | 0.4 | 0.5 | 0.4 | 0.5 | 0.4 | 0.5 | 0 | 0 | 0 | 0 | 0 | 0 | 0 | 0 | 0 | 0 | 0 | 0 | 0 | 0 |  | 4.1 | 4.1 | 4.1 | 0 |  | 0 | 0 | 0 | 0 | 0
1971-02-04 | 1971 | 2 | 4 | 0 | 0 | 0 | 0 | 0 | 0 | 0 | 0 | 0 | 0 | 0 | 0 | 0 | 0 | 0 | 0 | 0 | 0 | 0 | 0 | 0 | 0 | 0 | 0 |  | 0 | 0 | 0 | 0 |  | 0 | 0 | 0 | 0 | 0
1971-02-05 | 1971 | 2 | 5 | 0 | 0 | 0 | 0 | 0 | 0 | 0 | 0 | 0 | 0 | 0 | 0 | 0 | 0 | 0 | 0 | 0 | 0 | 0 | 0 | 0 | 0 | 0 | 0 |  | 0 | 0 | 0 | 0 |  | 0 | 0 | 0 | 0 | 0
1971-02-06 | 1971 | 2 | 6 | 0 | 0.1 | 0 | 0 | 0 | 0.1 | 0 | 0 | 0 | 0 | 0.1 | 0 | 0 | 0 | 0 | 0 | 0 | 0 | 0 | 0 | 0 | 0 | 0 | 0 |  | 0.3 | 0.3 | 0.3 | 5.5511e-17 |  | 0 | 0 | 0 | 0 | 0
1971-02-07 | 1971 | 2 | 7 | 0 | 0 | 0 | 0 | 0 | 0 | 0 | 0 | 0 | 0 | 0 | 0 | 0 | 0 | 0 | 0 | 0 | 0 | 0 | 0 | 0 | 0 | 0 | 0 |  | 0 | 0 | 0 | 0 |  | 0 | 0 | 0 | 0 | 0
1971-02-08 | 1971 | 2 | 8 | 0 | 0 | 0 | 0 | 0 | 0 | 0 | 0 | 0 | 0 | 0 | 0 | 0 | 0 | 0 | 0 | 0 | 0 | 0 | 0 | 0 | 0 | 0 | 0 |  | 0 | 0 | 0 | 0 |  | 0 | 0 | 0 | 0 | 0
1971-02-09 | 1971 | 2 | 9 | 0 | 0 | 0 | 0 | 0 | 0 | 0 | 0 | 0 | 0 | 0 | 0 | 0 | 0 | 0 | 0 | 0 | 0 | 0 | 0 | 0 | 0 | 0 | 0 |  | 0 | 0 | 0 | 0 |  | 0 | 0 | 0 | 0 | 0
1971-02-10 | 1971 | 2 | 10 | 0 | 0 | 0 | 0 | 0 | 0 | 0 | 0 | 0 | 0 | 0 | 0 | 0 | 0 | 0 | 0 | 0 | 0 | 0 | 0 | 0 | 0 | 0 | 0 |  | 0 | 0 | 0 | 0 |  | 0 | 0 | 0 | 0 | 0
1971-02-11 | 1971 | 2 | 11 | 0 | 0 | 0 | 0 | 0 | 0 | 0 | 0 | 0 | 0 | 0 | 0 | 0 | 0 | 0 | 0 | 0 | 0 | 0 | 0 | 0 | 0 | 0 | 0 |  | 0 | 0 | 0 | 0 |  | 0 | 0 | 0 | 0 | 0
1971-02-12 | 1971 | 2 | 12 | 0 | 0 | 0 | 0 | 0 | 0 | 0 | 0 | 0 | 0 | 0 | 0 | 0 | 0 | 0 | 0 | 0 | 0 | 0 | 0 | 0 | 0 | 0 | 0 |  | 0 | 0 | 0 | 0 |  | 0 | 0 | 0 | 0 | 0
1971-02-13 | 1971 | 2 | 13 | 0 | 0 | 0 | 0 | 0 | 0 | 0 | 0 | 0 | 0 | 0 | 0 | 0 | 0 | 0 | 0 | 0 | 0 | 0 | 0 | 0 | 0 | 0 | 0 |  | 0 | 0 | 0 | 0 |  | 0 | 0 | 0 | 0 | 0
1971-02-14 | 1971 | 2 | 14 | 0 | 0 | 0 | 0 | 0 | 0 | 0 | 0 | 0 | 0 | 0 | 0 | 0 | 0 | 0 | 0 | 0 | 0 | 0 | 0 | 0 | 0 | 0 | 0 |  | 0 | 0 | 0 | 0 |  | 0 | 0 | 0 | 0 | 0
1971-02-15 | 1971 | 2 | 15 | 0 | 0 | 0 | 0 | 0 | 0 | 0 | 0 | 0 | 0 | 0 | 0 | 0 | 0 | 0 | 0 | 0 | 0 | 0 | 0 | 0 | 0 | 0 | 0 |  | 0 | 0 | 0 | 0 |  | 0 | 0 | 0 | 0 | 0
1971-02-16 | 1971 | 2 | 16 | 0 | 0 | 0 | 0 | 0 | 0 | 0 | 0 | 0 | 0 | 0 | 0 | 0 | 0 | 0 | 0 | 0 | 0 | 0 | 0 | 0 | 0 | 0 | 0 |  | 0 | 0 | 0 | 0 |  | 0 | 0 | 0 | 0 | 0
1971-02-17 | 1971 | 2 | 17 | 0 | 0 | 0 | 0 | 0 | 0 | 0 | 0 | 0 | 0 | 0 | 0 | 0 | 0 | 0 | 0 | 0 | 0 | 0 | 0 | 0 | 0 | 0 | 0 |  | 0 | 0 | 0 | 0 |  | 0 | 0 | 0 | 0 | 0
1971-02-18 | 1971 | 2 | 18 | 0 | 0 | 0 | 0 | 0 | 0 | 0 | 0 | 0 | 0 | 0 | 0 | 0 | 0 | 0 | 0 | 0 | 0 | 0 | 0 | 0 | 0 | 0 | 0 |  | 0 | 0 | 0 | 0 |  | 0 | 0 | 0 | 0 | 0
1971-02-19 | 1971 | 2 | 19 | 0 | 0 | 0 | 0 | 0 | 0 | 0 | 0 | 0 | 0 | 0 | 0 | 0 | 0 | 0 | 0 | 0 | 0 | 0 | 0 | 0 | 0 | 0 | 0 |  | 0 | 0 | 0 | 0 |  | 0 | 0 | 0 | 0 | 0
1971-02-20 | 1971 | 2 | 20 | 0 | 0 | 0 | 0 | 0 | 0 | 0 | 0 | 0 | 0 | 0 | 0 | 0 | 0 | 0 | 0 | 0 | 0 | 0 | 0 | 0 | 0 | 0 | 0 |  | 0 | 0 | 0 | 0 |  | 0 | 0 | 0 | 0 | 0
1971-02-21 | 1971 | 2 | 21 | 0 | 0 | 0 | 0 | 0 | 0 | 0 | 0 | 0 | 0 | 0 | 0 | 0 | 0 | 0 | 0 | 0 | 0 | 0 | 0 | 0 | 0 | 0 | 0 |  | 0 | 0 | 0 | 0 |  | 0 | 0 | 0 | 0 | 0
1971-02-22 | 1971 | 2 | 22 | 0 | 0 | 0 | 0 | 0 | 0 | 0 | 0 | 0 | 0 | 0 | 0 | 0 | 0 | 0 | 0 | 0 | 0 | 0 | 0 | 0 | 0 | 0 | 0 |  | 0 | 0 | 0 | 0 |  | 0 | 0 | 0 | 0 | 0
1971-02-23 | 1971 | 2 | 23 | 0 | 0 | 0 | 0 | 0 | 0 | 0 | 0 | 0 | 0 | 0 | 0 | 0 | 0 | 0 | 0 | 0 | 0 | 0 | 0 | 0 | 0 | 0 | 0 |  | 0 | 0 | 0 | 0 |  | 0 | 0 | 0 | 0 | 0
1971-02-24 | 1971 | 2 | 24 | 0 | 0 | 0 | 0 | 0 | 0 | 0 | 0 | 0 | 0 | 0 | 0 | 0 | 0 | 0 | 0 | 0 | 0 | 0 | 0 | 0 | 0 | 0 | 0 |  | 0 | 0 | 0 | 0 |  | 0 | 0 | 0 | 0 | 0
1971-02-25 | 1971 | 2 | 25 | 0 | 0 | 0 | 0.2 | 0.2 | 0.3 | 0.2 | 0.2 | 0.2 | 0.3 | 0.2 | 0.2 | 0 | 0 | 0 | 0 | 0 | 0 | 0 | 0 | 0 | 0 | 0 | 0 |  | 2 | 2 | 2 | 2.2204e-16 |  | 0 | 0 | 0 | 0 | 0
1971-02-26 | 1971 | 2 | 26 | 0 | 0.1 | 0.1 | 0.1 | 0.1 | 0.1 | 0.2 | 0.1 | 0.1 | 0.1 | 0.1 | 0.1 | 0 | 0.1 | 0 | 0 | 0 | 0 | 0 | 0 | 0 | 0 | 0 | 0 |  | 1.3 | 1.3 | 1.3 | 0 |  | 0 | 0 | 0 | 0 | 0
1971-02-27 | 1971 | 2 | 27 | 0 | 0 | 0 | 0 | 0 | 0 | 0 | 0 | 0 | 0 | 0 | 0 | 0 | 0 | 0 | 0 | 0 | 0 | 0 | 0 | 0 | 0 | 0 | 0 |  | 0 | 0 | 0 | 0 |  | 0 | 0 | 0 | 0 | 0
1971-02-28 | 1971 | 2 | 28 | 0 | 0 | 0 | 0 | 0 | 0 | 0 | 0 | 0 | 0 | 0.1 | 0.2 | 0.1 | 0.1 | 0.1 | 0.2 | 0.1 | 0.1 | 0.2 | 0.1 | 0.1 | 0.1 | 0.2 | 0.1 |  | 1.8 | 1.8 | 1.8 | 2.2204e-16 |  | 0 | 0 | 0 | 0 | 0
1971-03-01 | 1971 | 3 | 1 | 0 | 0 | 0 | 0 | 0 | 0 | 0 | 0 | 0 | 0 | 0 | 0 | 0 | 0 | 0 | 0 | 0 | 0 | 0 | 0 | 0 | 0 | 0 | 0 |  | 0 | 0 | 0 | 0 |  | 0 | 0 | 0 | 0 | 0
1971-03-02 | 1971 | 3 | 2 | 0 | 0 | 0 | 0 | 0 | 0 | 0 | 0 | 0 | 0 | 0 | 0 | 0 | 0 | 0 | 0 | 0 | 0 | 0 | 0 | 0 | 0 | 0 | 0 |  | 0 | 0 | 0 | 0 |  | 0 | 0 | 0 | 0 | 0
1971-03-03 | 1971 | 3 | 3 | 0 | 0 | 0 | 0 | 0 | 0 | 0 | 0 | 0 | 0 | 0 | 0 | 0 | 0 | 0 | 0 | 0 | 0 | 0 | 0 | 0 | 0 | 0 | 0 |  | 0 | 0 | 0 | 0 |  | 0 | 0 | 0 | 0 | 0
1971-03-04 | 1971 | 3 | 4 | 0 | 0 | 0 | 0 | 0 | 0 | 0 | 0 | 0 | 0 | 0 | 0 | 0 | 0 | 0 | 0 | 0 | 0 | 0 | 0 | 0 | 0 | 0 | 0 |  | 0 | 0 | 0 | 0 |  | 0 | 0 | 0 | 0 | 0
1971-03-05 | 1971 | 3 | 5 | 0 | 0 | 0 | 0 | 0 | 0 | 0 | 0 | 0 | 0 | 0 | 0 | 0 | 0 | 0 | 0 | 0 | 0 | 0 | 0 | 0 | 0 | 0 | 0 |  | 0 | 0 | 0 | 0 |  | 0 | 0 | 0 | 0 | 0
1971-03-06 | 1971 | 3 | 6 | 0 | 0 | 0 | 0 | 0 | 0 | 0 | 0 | 0 | 0 | 0 | 0 | 0 | 0 | 0 | 0 | 0 | 0 | 0 | 0 | 0 | 0 | 0 | 0 |  | 0 | 0 | 0 | 0 |  | 0 | 0 | 0 | 0 | 0
1971-03-07 | 1971 | 3 | 7 | 0 | 0 | 0 | 0 | 0 | 0 | 0 | 0 | 0 | 0 | 0 | 0 | 0 | 0 | 0 | 0 | 0 | 0 | 0 | 0 | 0 | 0 | 0 | 0 |  | 0 | 0 | 0 | 0 |  | 0 | 0 | 0 | 0 | 0
1971-03-08 | 1971 | 3 | 8 | 0 | 0 | 0 | 0 | 0 | 0 | 0 | 0 | 0 | 0 | 0 | 0 | 0 | 0 | 0 | 0 | 0 | 0 | 0 | 0 | 0 | 0 | 0 | 0 |  | 0 | 0 | 0 | 0 |  | 0 | 0 | 0 | 0 | 0
1971-03-09 | 1971 | 3 | 9 | 0 | 0 | 0 | 0 | 0 | 0 | 0 | 0 | 0 | 0 | 0 | 0 | 0 | 0 | 0 | 0 | 0 | 0 | 0 | 0 | 0 | 0 | 0 | 0 |  | 0 | 0 | 0 | 0 |  | 0 | 0 | 0 | 0 | 0
1971-03-10 | 1971 | 3 | 10 | 0 | 0 | 0 | 0 | 0 | 0 | 0 | 0 | 0 | 0 | 0 | 0 | 0 | 0 | 0 | 0 | 0 | 0 | 0 | 0 | 0 | 0 | 0 | 0 |  | 0 | 0 | 0 | 0 |  | 0 | 0 | 0 | 0 | 0
1971-03-11 | 1971 | 3 | 11 | 0 | 0 | 0 | 0 | 0 | 0 | 0 | 0 | 0 | 0 | 0 | 0 | 0 | 0 | 0 | 0 | 0 | 0 | 0 | 0 | 0 | 0 | 0 | 0 |  | 0 | 0 | 0 | 0 |  | 0 | 0 | 0 | 0 | 0
1971-03-12 | 1971 | 3 | 12 | 0 | 0 | 0 | 0 | 0 | 0 | 0 | 0 | 0 | 0 | 0 | 0 | 0 | 0 | 0 | 0 | 0 | 0 | 0 | 0 | 0 | 0 | 0 | 0 |  | 0 | 0 | 0 | 0 |  | 0 | 0 | 0 | 0 | 0
1971-03-13 | 1971 | 3 | 13 | 0 | 0 | 0 | 0 | 0 | 0 | 0 | 0 | 0 | 0 | 0 | 0 | 0 | 0 | 0 | 0 | 0 | 0 | 0 | 0 | 0 | 0 | 0 | 0 |  | 0 | 0 | 0 | 0 |  | 0 | 0 | 0 | 0 | 0
1971-03-14 | 1971 | 3 | 14 | 0 | 0 | 0 | 0 | 0 | 0 | 0 | 0 | 0 | 0 | 0 | 0 | 0 | 0 | 0 | 0 | 0 | 0 | 0 | 0 | 0 | 0 | 0 | 0 |  | 0 | 0 | 0 | 0 |  | 0 | 0 | 0 | 0 | 0
1971-03-15 | 1971 | 3 | 15 | 0 | 0 | 0 | 0 | 0 | 0 | 0 | 0 | 0 | 0 | 0 | 0 | 0 | 0 | 0 | 0 | 0 | 0 | 0 | 0 | 0 | 0 | 0 | 0 |  | 0 | 0 | 0 | 0 |  | 0 | 0 | 0 | 0 | 0
1971-03-16 | 1971 | 3 | 16 | 0 | 0 | 0 | 0 | 0 | 0.1 | 0.1 | 0.1 | 0.1 | 0.2 | 0 | 0 | 0 | 0 | 0 | 0 | 0 | 0 | 0 | 0 | 0.1 | 0.1 | 0.1 | 0.1 |  | 1 | 1 | 1 | 0 |  | 0 | 0 | 0 | 0 | 0
1971-03-17 | 1971 | 3 | 17 | 0 | 0 | 0 | 0 | 0 | 0 | 0 | 0 | 0 | 0 | 0 | 0 | 0 | 0 | 0 | 0 | 0 | 0 | 0 | 0 | 0 | 0 | 0 | 0 |  | 0 | 0 | 0 | 0 |  | 0 | 0 | 0 | 0 | 0
1971-03-18 | 1971 | 3 | 18 | 0 | 0 | 0 | 0 | 0 | 0 | 0 | 0 | 0 | 0 | 0 | 0 | 0 | 0 | 0 | 0 | 0 | 0 | 0 | 0 | 0 | 0 | 0 | 0 |  | 0 | 0 | 0 | 0 |  | 0 | 0 | 0 | 0 | 0
1971-03-19 | 1971 | 3 | 19 | 0 | 0 | 0 | 0 | 0 | 0 | 0 | 0 | 0 | 0 | 0 | 0 | 0 | 0 | 0 | 0 | 0 | 0 | 0 | 0 | 0 | 0 | 0 | 0 |  | 0 | 0 | 0 | 0 |  | 0 | 0 | 0 | 0 | 0
1971-03-20 | 1971 | 3 | 20 | 0 | 0 | 0 | 0 | 0 | 0 | 0.2 | 0 | 0.3 | 0.2 | 0.4 | 0.3 | 0.4 | 0.2 | 0.2 | 0.2 | 0.1 | 0.2 | 0.2 | 0.2 | 0.2 | 0.1 | 0.2 | 0.2 |  | 3.8 | 3.8 | 3.8 | 2.2204e-15 |  | 0 | 0 | 0 | 0 | 0
1971-03-21 | 1971 | 3 | 21 | 0 | 0 | 0.1 | 0 | 0.1 | 0 | 0.1 | 0 | 0 | 0 | 0 | 0 | 0 | 0 | 0 | 0 | 0 | 0 | 0 | 0 | 0 | 0 | 0 | 0 |  | 0.3 | 0.3 | 0.3 | 5.5511e-17 |  | 0 | 0 | 0 | 0 | 0
1971-03-22 | 1971 | 3 | 22 | 0 | 0 | 0 | 0 | 0 | 0 | 0 | 0 | 0 | 0 | 0 | 0 | 0 | 0 | 0 | 0 | 0.1 | 0.1 | 0.1 | 0.1 | 0.1 | 0.1 | 0.1 | 0.1 |  | 0.8 | 0.8 | 0.8 | 1.1102e-16 |  | 0 | 0 | 0 | 0 | 0
1971-03-23 | 1971 | 3 | 23 | 0 | 0 | 0.1 | 0 | 0 | 0 | 0 | 0.1 | 0 | 0 | 0 | 0.1 | 0 | 0 | 0 | 0 | 0.1 | 0 | 0 | 0 | 0 | 0.1 | 0 | 0 |  | 0.5 | 0.5 | 0.5 | 0 |  | 0 | 0 | 0 | 0 | 0
1971-03-24 | 1971 | 3 | 24 | 0.2 | 0.1 | 0.2 | 0 | 0 | 0 | 0 | 0 | 0 | 0.1 | 0.2 | 0.1 | 0.2 | 0.1 | 0.2 | 0.2 | 0.1 | 0.2 | 0.1 | 0.2 | 0.1 | 0.2 | 0.1 | 0.2 |  | 2.8 | 2.8 | 2.8 | 8.8818e-16 |  | 0 | 0 | 0 | 0 | 0
1971-03-25 | 1971 | 3 | 25 | 0.1 | 0.1 | 0.1 | 0.1 | 0.1 | 0 | 0.1 | 0.1 | 0.1 | 0 | 0.1 | 0.1 | 0.1 | 0 | 0 | 0 | 0 | 0 | 0 | 0 | 0.1 | 0.1 | 0.1 | 0.1 |  | 1.5 | 1.5 | 1.5 | 2.2204e-16 |  | 0 | 0 | 0 | 0 | 0
1971-03-26 | 1971 | 3 | 26 | 0.2 | 0.1 | 0.2 | 0.2 | 0.2 | 0.1 | 0.2 | 0.3 | 0.4 | 0.3 | 0.2 | 0.2 | 0.1 | 0.2 | 0.2 | 0.1 | 0.2 | 0.2 | 0.2 | 0.1 | 0.2 | 0 | 0 | 0 |  | 4.1 | 4.1 | 4.1 | 1.7764e-15 |  | 0 | 0 | 0 | 0 | 0
1971-03-27 | 1971 | 3 | 27 | 0 | 0 | 0 | 0 | 0 | 0 | 0 | 0 | 0 | 0 | 0 | 0 | 0 | 0 | 0 | 0 | 0 | 0 | 0 | 0 | 0 | 0 | 0 | 0 |  | 0 | 0 | 0 | 0 |  | 0 | 0 | 0 | 0 | 0
1971-03-28 | 1971 | 3 | 28 | 0 | 0 | 0 | 0 | 0 | 0 | 0 | 0 | 0 | 0 | 0 | 0 | 0 | 0 | 0 | 0 | 0 | 0 | 0 | 0 | 0 | 0 | 0 | 0 |  | 0 | 0 | 0 | 0 |  | 0 | 0 | 0 | 0 | 0
1971-03-29 | 1971 | 3 | 29 | 0 | 0 | 0 | 0 | 0 | 0 | 0 | 0 | 0 | 0 | 0 | 0 | 0 | 0 | 0 | 0 | 0 | 0 | 0 | 0 | 0 | 0 | 0 | 0 |  | 0 | 0 | 0 | 0 |  | 0 | 0 | 0 | 0 | 0
1971-03-30 | 1971 | 3 | 30 | 0 | 0 | 0 | 0 | 0 | 0 | 0.5 | 0.4 | 1.4 | 1.3 | 1.4 | 0.5 | 0.4 | 0.5 | 0.4 | 0.5 | 0.4 | 0.5 | 0.4 | 0.5 | 0.4 | 0.5 | 0.4 | 0.5 |  | 10.9 | 10.9 | 10.9 | 1.7764e-15 |  | 0 | 0 | 0 | 0 | 0
1971-03-31 | 1971 | 3 | 31 | 0.1 | 0.2 | 0.1 | 0.1 | 0.2 | 0.1 | 0.2 | 0.1 | 0.1 | 0.2 | 0.1 | 0 | 0 | 0 | 0 | 0 | 0 | 0 | 0 | 0 | 0 | 0 | 0 | 0 |  | 1.5 | 1.5 | 1.5 | 2.2204e-16 |  | 0 | 0 | 0 | 0 | 0
1971-04-01 | 1971 | 4 | 1 | 0 | 0 | 0 | 0 | 0 | 0 | 0 | 0 | 0 | 0 | 0 | 0 | 0 | 0 | 0 | 0 | 0 | 0 | 0 | 0 | 0 | 0 | 0 | 0 |  | 0 | 0 | 0 | 0 |  | 0 | 0 | 0 | 0 | 0
1971-04-02 | 1971 | 4 | 2 | 0 | 0 | 0 | 0 | 0 | 0 | 0 | 0 | 0 | 0 | 0 | 0 | 0 | 0 | 0 | 0 | 0 | 0 | 0 | 0 | 0 | 0 | 0 | 0 |  | 0 | 0 | 0 | 0 |  | 0 | 0 | 0 | 0 | 0
1971-04-03 | 1971 | 4 | 3 | 0 | 0 | 0 | 0 | 0 | 0 | 0 | 0 | 0 | 0 | 0 | 0 | 0 | 0 | 0 | 0 | 0 | 0 | 0 | 0 | 0 | 0 | 0 | 0 |  | 0 | 0 | 0 | 0 |  | 0 | 0 | 0 | 0 | 0
1971-04-04 | 1971 | 4 | 4 | 0 | 0 | 0 | 0 | 0 | 0 | 0 | 0 | 0 | 0 | 0 | 0 | 0 | 0 | 0 | 0 | 0 | 0 | 0 | 0 | 0 | 0 | 0 | 0 |  | 0 | 0 | 0 | 0 |  | 0 | 0 | 0 | 0 | 0
1971-04-05 | 1971 | 4 | 5 | 0 | 0 | 0 | 0 | 0 | 0 | 0 | 0 | 0 | 0 | 0 | 0 | 0 | 0 | 0 | 0 | 0 | 0 | 0 | 0 | 0 | 0 | 0 | 0 |  | 0 | 0 | 0 | 0 |  | 0 | 0 | 0 | 0 | 0
1971-04-06 | 1971 | 4 | 6 | 0 | 0 | 0 | 0 | 0 | 0 | 0 | 0 | 0 | 0 | 0 | 0 | 0 | 0 | 0 | 0 | 0 | 0 | 0 | 0 | 0 | 0 | 0 | 0 |  | 0 | 0 | 0 | 0 |  | 0 | 0 | 0 | 0 | 0
1971-04-07 | 1971 | 4 | 7 | 0 | 0 | 0 | 0 | 0 | 0 | 0 | 0 | 0 | 0 | 0 | 1.1 | 1.1 | 0 | 1.1 | 0 | 0 | 0 | 0 | 0 | 0 | 0 | 0 | 0 |  | 3.3 | 3.3 | 3.3 | 4.4409e-16 |  | 0 | 0 | 0 | 0 | 0
1971-04-08 | 1971 | 4 | 8 | 0 | 0 | 0 | 0 | 0 | 0 | 0 | 0 | 0 | 0 | 0 | 0 | 0 | 0 | 0 | 0 | 0 | 0 | 0 | 0 | 0 | 0 | 0 | 0 |  | 0 | 0 | 0 | 0 |  | 0 | 0 | 0 | 0 | 0
1971-04-09 | 1971 | 4 | 9 | 0 | 0 | 0 | 0 | 0 | 0 | 0 | 0 | 0 | 0 | 0 | 0 | 0 | 0 | 0 | 0 | 0 | 0 | 0 | 0 | 0 | 0 | 0 | 0 |  | 0 | 0 | 0 | 0 |  | 0 | 0 | 0 | 0 | 0
1971-04-10 | 1971 | 4 | 10 | 0 | 0 | 0 | 0 | 0 | 0 | 0 | 0 | 0 | 0 | 0 | 0 | 0 | 0 | 0 | 0 | 0 | 0 | 0 | 0 | 0 | 0 | 0 | 0 |  | 0 | 0 | 0 | 0 |  | 0 | 0 | 0 | 0 | 0
1971-04-11 | 1971 | 4 | 11 | 0 | 0 | 0 | 0 | 0 | 0 | 0 | 0 | 0 | 0 | 0 | 0 | 0 | 0 | 0 | 0 | 0 | 0 | 0 | 0 | 0 | 0 | 0 | 0 |  | 0 | 0 | 0 | 0 |  | 0 | 0 | 0 | 0 | 0
1971-04-12 | 1971 | 4 | 12 | 0 | 0 | 0 | 0 | 0 | 0 | 0 | 0 | 0 | 0 | 0 | 0 | 0 | 0 | 0 | 0 | 0 | 0 | 0 | 0 | 0 | 0 | 0 | 0 |  | 0 | 0 | 0 | 0 |  | 0 | 0 | 0 | 0 | 0
1971-04-13 | 1971 | 4 | 13 | 0 | 0 | 0 | 0 | 0 | 0 | 0 | 0 | 0 | 0 | 0 | 0 | 0 | 0 | 0 | 0 | 0 | 0 | 0 | 0 | 0 | 0 | 0 | 0 |  | 0 | 0 | 0 | 0 |  | 0 | 0 | 0 | 0 | 0
1971-04-14 | 1971 | 4 | 14 | 0 | 0 | 0 | 0 | 0 | 0 | 0 | 0 | 0 | 0 | 0 | 0 | 0 | 0 | 0 | 0 | 0 | 0 | 0 | 0 | 0 | 0 | 0 | 0 |  | 0 | 0 | 0 | 0 |  | 0 | 0 | 0 | 0 | 0
1971-04-15 | 1971 | 4 | 15 | 0 | 0 | 0 | 0 | 0 | 0 | 0 | 0 | 0 | 0 | 0 | 0 | 0 | 0 | 0.2 | 0.1 | 0.2 | 0 | 0.2 | 0.1 | 0.2 | 0.1 | 0 | 0.2 |  | 1.3 | 1.3 | 1.3 | 0 |  | 0 | 0 | 0 | 0 | 0
1971-04-16 | 1971 | 4 | 16 | 0 | 0 | 0 | 0 | 0 | 0 | 0 | 0 | 0 | 0 | 0 | 0 | 0 | 0 | 0 | 0 | 0 | 0 | 0 | 0 | 0 | 0 | 0 | 0 |  | 0 | 0 | 0 | 0 |  | 0 | 0 | 0 | 0 | 0
1971-04-17 | 1971 | 4 | 17 | 0 | 0 | 0 | 0 | 0 | 0 | 0 | 0 | 0 | 0 | 0 | 0 | 0 | 0 | 0 | 0 | 0 | 0 | 0 | 0 | 0 | 0 | 0 | 0 |  | 0 | 0 | 0 | 0 |  | 0 | 0 | 0 | 0 | 0
1971-04-18 | 1971 | 4 | 18 | 0 | 0 | 0 | 0 | 0 | 0 | 0 | 0 | 0 | 0 | 0 | 0 | 0 | 0 | 0 | 0 | 0 | 0 | 0 | 0 | 0 | 0 | 0 | 0 |  | 0 | 0 | 0 | 0 |  | 0 | 0 | 0 | 0 | 0
1971-04-19 | 1971 | 4 | 19 | 0 | 0 | 0 | 0 | 0 | 0 | 0 | 0 | 0 | 0 | 0 | 0 | 0 | 0 | 0 | 0 | 0 | 0 | 0 | 0 | 0 | 0 | 0 | 0 |  | 0 | 0 | 0 | 0 |  | 0 | 0 | 0 | 0 | 0
1971-04-20 | 1971 | 4 | 20 | 0 | 0 | 0 | 0 | 0 | 0 | 0 | 0 | 0 | 0 | 0 | 0 | 0 | 0 | 0 | 0 | 0 | 0 | 0 | 0 | 0 | 0 | 0 | 0 |  | 0 | 0 | 0 | 0 |  | 0 | 0 | 0 | 0 | 0
1971-04-21 | 1971 | 4 | 21 | 0.5 | 0.5 | 0.5 | 0.5 | 0.5 | 0.6 | 0.5 | 0.5 | 0.5 | 0.5 | 0 | 0.5 | 0 | 0 | 0 | 0 | 0 | 0 | 0 | 0 | 0 | 0 | 0 | 0 |  | 5.6 | 5.6 | 5.6 | 0 |  | 0 | 0 | 0 | 0 | 0
1971-04-22 | 1971 | 4 | 22 | 0 | 0 | 0 | 0 | 0 | 0 | 0 | 0 | 0 | 0 | 0 | 0 | 0 | 0 | 0 | 0 | 0 | 0 | 0 | 0 | 0 | 0 | 0 | 0 |  | 0 | 0 | 0 | 0 |  | 0 | 0 | 0 | 0 | 0
1971-04-23 | 1971 | 4 | 23 | 0 | 0 | 0 | 0 | 0 | 0.5 | 0 | 0 | 0 | 0 | 0 | 0 | 0 | 0 | 0 | 0 | 0 | 0 | 0 | 0 | 0 | 0 | 0 | 0 |  | 0.5 | 0.5 | 0.5 | 0 |  | 0 | 0 | 0 | 0 | 0
1971-04-24 | 1971 | 4 | 24 | 0 | 0 | 0 | 0.6 | 0.5 | 0.6 | 0.5 | 0.6 | 0.6 | 0 | 0 | 0 | 0 | 0 | 0.5 | 0 | 0 | 0.6 | 1.1 | 0 | 0 | 0 | 0 | 0 |  | 5.6 | 5.6 | 5.6 | 0 |  | 0 | 0 | 0 | 0 | 0
1971-04-25 | 1971 | 4 | 25 | 0 | 0 | 0 | 0 | 0 | 0 | 0 | 0 | 0 | 0 | 0 | 0 | 0 | 0 | 0 | 0 | 0 | 0 | 0 | 0 | 0 | 0 | 0 | 0 |  | 0 | 0 | 0 | 0 |  | 0 | 0 | 0 | 0 | 0
1971-04-26 | 1971 | 4 | 26 | 0 | 0 | 0 | 0 | 0 | 0 | 0 | 0 | 0 | 0 | 0 | 0 | 0 | 0 | 0 | 0 | 0 | 0 | 0 | 0 | 0 | 0 | 0 | 0 |  | 0 | 0 | 0 | 0 |  | 0 | 0 | 0 | 0 | 0
1971-04-27 | 1971 | 4 | 27 | 0 | 0 | 0 | 0 | 0 | 0 | 0 | 0 | 0 | 0 | 0 | 0 | 0 | 0 | 0 | 0 | 0 | 0 | 0 | 0 | 0 | 0 | 0 | 0 |  | 0 | 0 | 0 | 0 |  | 0 | 0 | 0 | 0 | 0
1971-04-28 | 1971 | 4 | 28 | 0.2 | 0 | 0 | 0 | 0 | 0.1 | 0.2 | 0.2 | 0.1 | 0 | 0 | 0 | 0 | 0 | 0 | 0 | 0.2 | 0.1 | 0.2 | 0.2 | 0.1 | 0 | 0 | 0.2 |  | 1.8 | 1.8 | 1.8 | 0 |  | 0 | 0 | 0 | 0 | 0
1971-04-29 | 1971 | 4 | 29 | 0 | 0 | 0 | 0 | 0 | 0 | 0 | 0 | 0 | 0 | 0 | 0 | 0 | 0 | 0 | 0 | 0 | 0 | 0 | 0 | 0 | 0 | 0 | 0 |  | 0 | 0 | 0 | 0 |  | 0 | 0 | 0 | 0 | 0
1971-04-30 | 1971 | 4 | 30 | 0 | 0 | 0 | 0 | 0 | 0 | 0 | 0 | 0 | 0 | 0 | 0 | 0 | 0 | 0 | 0 | 0 | 0 | 0 | 0 | 0 | 0 | 0 | 0 |  | 0 | 0 | 0 | 0 |  | 0 | 0 | 0 | 0 | 0
1971-05-01 | 1971 | 5 | 1 | 0 | 0 | 0 | 0 | 0 | 0 | 0 | 0 | 0 | 0 | 0 | 0 | 0 | 0 | 0 | 0 | 0 | 0 | 0 | 0 | 0 | 0 | 0 | 0 |  | 0 | 0 | 0 | 0 |  | 0 | 0 | 0 | 0 | 0
1971-05-02 | 1971 | 5 | 2 | 0 | 0 | 0 | 0 | 0 | 0 | 0 | 0 | 0 | 0 | 0 | 0 | 0 | 0 | 0 | 0 | 0 | 0 | 0 | 0 | 0 | 0 | 0 | 0 |  | 0 | 0 | 0 | 0 |  | 0 | 0 | 0 | 0 | 0
1971-05-03 | 1971 | 5 | 3 | 0 | 0 | 0 | 0 | 0 | 0 | 0 | 0 | 0 | 0 | 0 | 0 | 0 | 0 | 0 | 0 | 0 | 0 | 0 | 0 | 0 | 0 | 0 | 0 |  | 0 | 0 | 0 | 0 |  | 0 | 0 | 0 | 0 | 0
1971-05-04 | 1971 | 5 | 4 | 0 | 0 | 0 | 0 | 0 | 0 | 0 | 0 | 0 | 0 | 0 | 0 | 0 | 0 | 0 | 0 | 0 | 0 | 0 | 0 | 0 | 0 | 0 | 0 |  | 0 | 0 | 0 | 0 |  | 0 | 0 | 0 | 0 | 0
1971-05-05 | 1971 | 5 | 5 | 0 | 0 | 0 | 1 | 0 | 0 | 0 | 0 | 1.3 | 0.8 | 0.8 | 0 | 0 | 1 | 0.3 | 0 | 0 | 0 | 0 | 0 | 0 | 0 | 0 | 0 |  | 5.2 | 5.2 | 5.2 | 8.8818e-16 |  | 5.2 | 0 | 0 | 0 | 0
1971-05-06 | 1971 | 5 | 6 | 0 | 0 | 0 | 0 | 0 | 0 | 0 | 0 | 0 | 0 | 0 | 0 | 0 | 0 | 0 | 0 | 0 | 0 | 0 | 0 | 0 | 0 | 0 | 0 |  | 0 | 0 | 0 | 0 |  | 0 | 0 | 0 | 0 | 0
1971-05-07 | 1971 | 5 | 7 | 0 | 0 | 0 | 0 | 0 | 0 | 0 | 0 | 0 | 0 | 0 | 0 | 0 | 0 | 0 | 0 | 0 | 0 | 0 | 0 | 0 | 0 | 0 | 0 |  | 0 | 0 | 0 | 0 |  | 0 | 0 | 0 | 0 | 0
1971-05-08 | 1971 | 5 | 8 | 0 | 0 | 0 | 0 | 0 | 0 | 0 | 0 | 0 | 0 | 0 | 0 | 0 | 0 | 0 | 0 | 0 | 0 | 0 | 0 | 0 | 0 | 0 | 0 |  | 0 | 0 | 0 | 0 |  | 0 | 0 | 0 | 0 | 0
1971-05-09 | 1971 | 5 | 9 | 0 | 0 | 0 | 0 | 0 | 0 | 0 | 0 | 0 | 0 | 0 | 0 | 0 | 0 | 0 | 0 | 0 | 0 | 0 | 0 | 0 | 0 | 0 | 0 |  | 0 | 0 | 0 | 0 |  | 0 | 0 | 0 | 0 | 0
1971-05-10 | 1971 | 5 | 10 | 0 | 0 | 0 | 0 | 0 | 0 | 0 | 0 | 0 | 0 | 0 | 0 | 0 | 0 | 0 | 0 | 0 | 0 | 0 | 0 | 0 | 0 | 0 | 0 |  | 0 | 0 | 0 | 0 |  | 0 | 0 | 0 | 0 | 0
1971-05-11 | 1971 | 5 | 11 | 0 | 0 | 0 | 0 | 0 | 0 | 0 | 0 | 0 | 0 | 0 | 0 | 0 | 0 | 0 | 0 | 0 | 0 | 0 | 0 | 0 | 0 | 0 | 0 |  | 0 | 0 | 0 | 0 |  | 0 | 0 | 0 | 0 | 0
1971-05-12 | 1971 | 5 | 12 | 0 | 0 | 0 | 0 | 0 | 0 | 0 | 0 | 0 | 0 | 0 | 0 | 0 | 0 | 0 | 0 | 0 | 0 | 0 | 0 | 0 | 0 | 0 | 0 |  | 0 | 0 | 0 | 0 |  | 0 | 0 | 0 | 0 | 0
1971-05-13 | 1971 | 5 | 13 | 0 | 0 | 0 | 0 | 0 | 0 | 0 | 0 | 0 | 0 | 0 | 0 | 0 | 0 | 0 | 0 | 0 | 0 | 0 | 0 | 0 | 0 | 0 | 0 |  | 0 | 0 | 0 | 0 |  | 0 | 0 | 0 | 0 | 0
1971-05-14 | 1971 | 5 | 14 | 0 | 0 | 0 | 0 | 0 | 0 | 0 | 0 | 0 | 0 | 0 | 0 | 0 | 0 | 0 | 0 | 0 | 0 | 0 | 0 | 0 | 0 | 0 | 0 |  | 0 | 0 | 0 | 0 |  | 0 | 0 | 0 | 0 | 0
1971-05-15 | 1971 | 5 | 15 | 0 | 0 | 0 | 0 | 0 | 0 | 0 | 0 | 0 | 0 | 0 | 0 | 0 | 0 | 0 | 0 | 0 | 0 | 0 | 0 | 0 | 0 | 0 | 0 |  | 0 | 0 | 0 | 0 |  | 0 | 0 | 0 | 0 | 0
1971-05-16 | 1971 | 5 | 16 | 0 | 0 | 0 | 0 | 0 | 0.3 | 0.3 | 0.3 | 0.2 | 0.3 | 0 | 0 | 0.3 | 0.3 | 0.3 | 0.3 | 0.3 | 0.3 | 0.2 | 0.3 | 0.3 | 0.3 | 0 | 0 |  | 4.3 | 4.3 | 4.3 | 8.8818e-16 |  | 4.3 | 0 | 0 | 0 | 0
1971-05-17 | 1971 | 5 | 17 | 0 | 0 | 0 | 0 | 0 | 0.2 | 0.2 | 0 | 0 | 0.2 | 0.2 | 0.2 | 0 | 0.2 | 0.2 | 0 | 0.2 | 0.2 | 0 | 0 | 0 | 0 | 0 | 0 |  | 1.8 | 1.8 | 1.8 | 2.2204e-16 |  | 1.8 | 0 | 0 | 0 | 0
1971-05-18 | 1971 | 5 | 18 | 0 | 0 | 0 | 0 | 0 | 0 | 0 | 0 | 0 | 0 | 0 | 0 | 0 | 0 | 0 | 0 | 0 | 0 | 0 | 0 | 0 | 0 | 0 | 0 |  | 0 | 0 | 0 | 0 |  | 0 | 0 | 0 | 0 | 0
1971-05-19 | 1971 | 5 | 19 | 0 | 0 | 0 | 0 | 0 | 0 | 0 | 0 | 0 | 0 | 0 | 0 | 0 | 0 | 0 | 0 | 0 | 0 | 0 | 0 | 0 | 0 | 0 | 0 |  | 0 | 0 | 0 | 0 |  | 0 | 0 | 0 | 0 | 0
1971-05-20 | 1971 | 5 | 20 | 0 | 0 | 0 | 0 | 0 | 0 | 0 | 0 | 0 | 0 | 0 | 0 | 0 | 0 | 0 | 0 | 0 | 0 | 0 | 0 | 0 | 0 | 0 | 0 |  | 0 | 0 | 0 | 0 |  | 0 | 0 | 0 | 0 | 0
1971-05-21 | 1971 | 5 | 21 | 0.1 | 0.2 | 0.1 | 0.1 | 0 | 0 | 0 | 0 | 0 | 0 | 0.1 | 0 | 0 | 0 | 0.2 | 0.1 | 0 | 0 | 0 | 0.1 | 0 | 0 | 0 | 0 |  | 1 | 1 | 1 | 0 |  | 1 | 0 | 0 | 0 | 0
1971-05-22 | 1971 | 5 | 22 | 0 | 0 | 0 | 0 | 0 | 0 | 0 | 0 | 0 | 0 | 0 | 0 | 0 | 0 | 0 | 0 | 0 | 0 | 0 | 0 | 0 | 0 | 0 | 0 |  | 0 | 0 | 0 | 0 |  | 0 | 0 | 0 | 0 | 0
1971-05-23 | 1971 | 5 | 23 | 0 | 0 | 0 | 0 | 0 | 0 | 0 | 0 | 0 | 0 | 0 | 0 | 0 | 0 | 0 | 0 | 0 | 0 | 0 | 0 | 0 | 0 | 0 | 0 |  | 0 | 0 | 0 | 0 |  | 0 | 0 | 0 | 0 | 0
1971-05-24 | 1971 | 5 | 24 | 0 | 0 | 0 | 0 | 0 | 0 | 0 | 0 | 0 | 0 | 0 | 0 | 0 | 0 | 0 | 0 | 0 | 0.3 | 0.5 | 0 | 0 | 0 | 0 | 0 |  | 0.8 | 0.8 | 0.8 | 0 |  | 0.8 | 0 | 0 | 0 | 0
1971-05-25 | 1971 | 5 | 25 | 0 | 0 | 0 | 0 | 0 | 0 | 0 | 0 | 0 | 0 | 0 | 0 | 0 | 0 | 0 | 0 | 0 | 0 | 0 | 0 | 0 | 0 | 0 | 0 |  | 0 | 0 | 0 | 0 |  | 0 | 0 | 0 | 0 | 0
1971-05-26 | 1971 | 5 | 26 | 0 | 0 | 0 | 0 | 0 | 0 | 0 | 0 | 0 | 0 | 0 | 0 | 0 | 0 | 0 | 0 | 0 | 0 | 0 | 0 | 0 | 0 | 0 | 0 |  | 0 | 0 | 0 | 0 |  | 0 | 0 | 0 | 0 | 0
1971-05-27 | 1971 | 5 | 27 | 0 | 0 | 0 | 0 | 0 | 0 | 0 | 0 | 0 | 0 | 0 | 0 | 0 | 0 | 0 | 0 | 2.8 | 0 | 0 | 0 | 0 | 0 | 0 | 0 |  | 2.8 | 2.8 | 2.8 | 0 |  | 2.8 | 0 | 0 | 0 | 0
1971-05-28 | 1971 | 5 | 28 | 0 | 0 | 0 | 0 | 0 | 0 | 0 | 0 | 0 | 0 | 0 | 0 | 0 | 0 | 0 | 0 | 0 | 0 | 0 | 0 | 0 | 0 | 0 | 0 |  | 0 | 0 | 0 | 0 |  | 0 | 0 | 0 | 0 | 0
1971-05-29 | 1971 | 5 | 29 | 0 | 0 | 0 | 0 | 0 | 0 | 0 | 0 | 0 | 0 | 0 | 0 | 0 | 0 | 0 | 0 | 0 | 0 | 0 | 0 | 0 | 0 | 0 | 0 |  | 0 | 0 | 0 | 0 |  | 0 | 0 | 0 | 0 | 0
1971-05-30 | 1971 | 5 | 30 | 0 | 0 | 0 | 0 | 0 | 0 | 0 | 0 | 0 | 0 | 0 | 0 | 0 | 0 | 0.5 | 0 | 0 | 0 | 0 | 0 | 0 | 0 | 0 | 0 |  | 0.5 | 0.5 | 0.5 | 0 |  | 0.5 | 0 | 0 | 0 | 0
1971-05-31 | 1971 | 5 | 31 | 0 | 0 | 0 | 0 | 0 | 0 | 0.3 | 0 | 0.5 | 0.5 | 0 | 0 | 0.3 | 0 | 0 | 0.3 | 0 | 0 | 0 | 0 | 0 | 0 | 0 | 0 |  | 1.9 | 1.9 | 1.9 | 2.2204e-16 |  | 1.9 | 0 | 0 | 0 | 0
1971-06-01 | 1971 | 6 | 1 | 0 | 0 | 0 | 0 | 0 | 0 | 0 | 0 | 0 | 0 | 0 | 0 | 0 | 0 | 0 | 0 | 0 | 0 | 0 | 0 | 0 | 0 | 0 | 0 |  | 0 | 0 | 0 | 0 |  | 0 | 0 | 0 | 0 | 0
1971-06-02 | 1971 | 6 | 2 | 0 | 0 | 0 | 0 | 0 | 0 | 0 | 0 | 0 | 0 | 0 | 0 | 0 | 0 | 0 | 0 | 0 | 0 | 0 | 0 | 0 | 0 | 0 | 0 |  | 0 | 0 | 0 | 0 |  | 0 | 0 | 0 | 0 | 0
1971-06-03 | 1971 | 6 | 3 | 0 | 0 | 0 | 0 | 0 | 0 | 0 | 0 | 0 | 0 | 0 | 0 | 0 | 0 | 0 | 0 | 0 | 0 | 0 | 0 | 0 | 0 | 0 | 0 |  | 0 | 0 | 0 | 0 |  | 0 | 0 | 0 | 0 | 0
1971-06-04 | 1971 | 6 | 4 | 0 | 0 | 0 | 0 | 0 | 0 | 0 | 0 | 0.3 | 0.3 | 0 | 0 | 0 | 0.3 | 1.2 | 1.8 | 0.3 | 0 | 0.3 | 0.3 | 1.9 | 2.9 | 0 | 0.3 |  | 9.9 | 9.9 | 9.9 | 0 |  | 0 | 9.9 | 0 | 0 | 0
1971-06-05 | 1971 | 6 | 5 | 0.3 | 7.4 | 7.3 | 0.3 | 0 | 1.8 | 3.6 | 3.3 | 0.4 | 0 | 0 | 0 | 0 | 0 | 0 | 0 | 0 | 0.3 | 1 | 0 | 0 | 2 | 2.3 | 2.3 |  | 32.3 | 32.3 | 32.3 | 7.1054e-15 |  | 0 | 32.3 | 0 | 0 | 0
1971-06-06 | 1971 | 6 | 6 | 2.3 | 2.3 | 1.4 | 1.3 | 2 | 1.5 | 0.8 | 0.5 | 0 | 0.8 | 0.3 | 0.3 | 0.3 | 1.4 | 1.5 | 2.3 | 1 | 0.3 | 0 | 0 | 0 | 0 | 0 | 0 |  | 20.3 | 20.3 | 20.3 | 3.5527e-15 |  | 0 | 20.3 | 0 | 0 | 0
1971-06-07 | 1971 | 6 | 7 | 0 | 0 | 0 | 0 | 0 | 0 | 0 | 0 | 0 | 0 | 0 | 0 | 0 | 0 | 0 | 0 | 0 | 0 | 0 | 0 | 0 | 0 | 0 | 0 |  | 0 | 0 | 0 | 0 |  | 0 | 0 | 0 | 0 | 0
1971-06-08 | 1971 | 6 | 8 | 0 | 0 | 0 | 0 | 0.5 | 0.8 | 0 | 2.8 | 7.4 | 2 | 0 | 0 | 0 | 0 | 0 | 0 | 0 | 0 | 0 | 0 | 0 | 0 | 0 | 0 |  | 13.5 | 13.5 | 13.5 | 0 |  | 0 | 13.5 | 0 | 0 | 0
1971-06-09 | 1971 | 6 | 9 | 0 | 0 | 0 | 0 | 0 | 0 | 0 | 0 | 0 | 0 | 0 | 0 | 0 | 0.3 | 0 | 0 | 0 | 0 | 0 | 0 | 0 | 0 | 0 | 0 |  | 0.3 | 0.3 | 0.3 | 0 |  | 0 | 0.3 | 0 | 0 | 0
1971-06-10 | 1971 | 6 | 10 | 0 | 0 | 0 | 0 | 0 | 0 | 0 | 0 | 0 | 0 | 0 | 0 | 0 | 0 | 0 | 0 | 0 | 0 | 0 | 0 | 0 | 0 | 0.3 | 0 |  | 0.3 | 0.3 | 0.3 | 0 |  | 0 | 0.3 | 0 | 0 | 0
1971-06-11 | 1971 | 6 | 11 | 0 | 0 | 0 | 0 | 0 | 0 | 0 | 0 | 0 | 0 | 0 | 0 | 0 | 0 | 0 | 0 | 0 | 0 | 0 | 0 | 0 | 0 | 0 | 0 |  | 0 | 0 | 0 | 0 |  | 0 | 0 | 0 | 0 | 0
1971-06-12 | 1971 | 6 | 12 | 0 | 0 | 0 | 0 | 0 | 0 | 0 | 0 | 0 | 0 | 0 | 0 | 0 | 0 | 0 | 0 | 0 | 0 | 0 | 0 | 0 | 0 | 0 | 0 |  | 0 | 0 | 0 | 0 |  | 0 | 0 | 0 | 0 | 0
1971-06-13 | 1971 | 6 | 13 | 0 | 0 | 0 | 0 | 0 | 0 | 0 | 0 | 0 | 0 | 3 | 0 | 0 | 0 | 0 | 0 | 0 | 4.3 | 0 | 0 | 0 | 0 | 0 | 0 |  | 7.3 | 7.3 | 7.3 | 0 |  | 0 | 7.3 | 0 | 0 | 0
1971-06-14 | 1971 | 6 | 14 | 0 | 0 | 0 | 0 | 0 | 0 | 0 | 0 | 0 | 0 | 0 | 0 | 0 | 0 | 0 | 0 | 0 | 0 | 0 | 0 | 0 | 0 | 0 | 0 |  | 0 | 0 | 0 | 0 |  | 0 | 0 | 0 | 0 | 0
1971-06-15 | 1971 | 6 | 15 | 0 | 0 | 0 | 0 | 0 | 0 | 0 | 0 | 0 | 0 | 0 | 0 | 0 | 0 | 0 | 0 | 0 | 0 | 0 | 0 | 0 | 0 | 0 | 0 |  | 0 | 0 | 0 | 0 |  | 0 | 0 | 0 | 0 | 0
1971-06-16 | 1971 | 6 | 16 | 0 | 0 | 0 | 0 | 0 | 0 | 0 | 0 | 0 | 0 | 0 | 0 | 0 | 0 | 0 | 0 | 0 | 0 | 0 | 0 | 0 | 0 | 0 | 0 |  | 0 | 0 | 0 | 0 |  | 0 | 0 | 0 | 0 | 0
1971-06-17 | 1971 | 6 | 17 | 0 | 0.5 | 0 | 0 | 0 | 0 | 0 | 0 | 0 | 0.3 | 0 | 0 | 0 | 0 | 0 | 0 | 0 | 0 | 0 | 0 | 0 | 0 | 0 | 0 |  | 0.8 | 0.8 | 0.8 | 0 |  | 0 | 0.8 | 0 | 0 | 0
1971-06-18 | 1971 | 6 | 18 | 0 | 0 | 0 | 0 | 0 | 0 | 0 | 0 | 0 | 0 | 0 | 0 | 0 | 0 | 0 | 0 | 0 | 0 | 0 | 0 | 0 | 0 | 0 | 0 |  | 0 | 0 | 0 | 0 |  | 0 | 0 | 0 | 0 | 0
1971-06-19 | 1971 | 6 | 19 | 0 | 0 | 0 | 0 | 0 | 0 | 0 | 0 | 0 | 0 | 0 | 0 | 0 | 0 | 0 | 2.3 | 0 | 0 | 0 | 0 | 0 | 0 | 0 | 0 |  | 2.3 | 2.3 | 2.3 | 0 |  | 0 | 2.3 | 0 | 0 | 0
1971-06-20 | 1971 | 6 | 20 | 0 | 0 | 0 | 0 | 0 | 0 | 0 | 0 | 0 | 0 | 0 | 0 | 0 | 0 | 0 | 0 | 0 | 0 | 0 | 0 | 0 | 0 | 0 | 0 |  | 0 | 0 | 0 | 0 |  | 0 | 0 | 0 | 0 | 0
1971-06-21 | 1971 | 6 | 21 | 0 | 0 | 0 | 0 | 0 | 0 | 0 | 0 | 0 | 0 | 0 | 0 | 0 | 0 | 0 | 0 | 0 | 0 | 0 | 0 | 0 | 0 | 0 | 0 |  | 0 | 0 | 0 | 0 |  | 0 | 0 | 0 | 0 | 0
1971-06-22 | 1971 | 6 | 22 | 0 | 0 | 0 | 0 | 0 | 0 | 0 | 0 | 0 | 0 | 0 | 0 | 0 | 0 | 0 | 0 | 0 | 0 | 0 | 0 | 0 | 0 | 0 | 0 |  | 0 | 0 | 0 | 0 |  | 0 | 0 | 0 | 0 | 0
1971-06-23 | 1971 | 6 | 23 | 0 | 0 | 2.8 | 0 | 0 | 0 | 0 | 0 | 0 | 0 | 1 | 0.3 | 0 | 0 | 0 | 0 | 0 | 0 | 0 | 0 | 0 | 0.3 | 0.3 | 0 |  | 4.7 | 4.7 | 4.7 | 8.8818e-16 |  | 0 | 4.7 | 0 | 0 | 0
1971-06-24 | 1971 | 6 | 24 | 0 | 0 | 0 | 0 | 0 | 0 | 0 | 0 | 0 | 0 | 0 | 0 | 0 | 0 | 0 | 0 | 0 | 0 | 0 | 0 | 0 | 0 | 0 | 0 |  | 0 | 0 | 0 | 0 |  | 0 | 0 | 0 | 0 | 0
1971-06-25 | 1971 | 6 | 25 | 0 | 0 | 0 | 0 | 0 | 0 | 0 | 0 | 0 | 0 | 0 | 0 | 0 | 0 | 0 | 0 | 0 | 0 | 0 | 0 | 0 | 0 | 0 | 0 |  | 0 | 0 | 0 | 0 |  | 0 | 0 | 0 | 0 | 0
1971-06-26 | 1971 | 6 | 26 | 0 | 0 | 0 | 0 | 0 | 0 | 0 | 0 | 0 | 0 | 0 | 0 | 0 | 0 | 0 | 0 | 0 | 0 | 0 | 0 | 0 | 0 | 0 | 0 |  | 0 | 0 | 0 | 0 |  | 0 | 0 | 0 | 0 | 0
1971-06-27 | 1971 | 6 | 27 | 0 | 0 | 0 | 0 | 0 | 0 | 0 | 0 | 0 | 0 | 0 | 0 | 0 | 0 | 0 | 0 | 0 | 0.5 | 0 | 0 | 0.8 | 0.8 | 1.3 | 0.3 |  | 3.7 | 3.7 | 3.7 | 0 |  | 0 | 3.7 | 0 | 0 | 0
1971-06-28 | 1971 | 6 | 28 | 0 | 0 | 0 | 0 | 0 | 0 | 0 | 0 | 0 | 0 | 0 | 0 | 0 | 0 | 0 | 0 | 0 | 0 | 0 | 0 | 0 | 0 | 0 | 0 |  | 0 | 0 | 0 | 0 |  | 0 | 0 | 0 | 0 | 0
1971-06-29 | 1971 | 6 | 29 | 0 | 0 | 0 | 0 | 0 | 0 | 0 | 0 | 0 | 0 | 0 | 0 | 0 | 0 | 0 | 0 | 0 | 0 | 0 | 0 | 0 | 0 | 0 | 0 |  | 0 | 0 | 0 | 0 |  | 0 | 0 | 0 | 0 | 0
1971-06-30 | 1971 | 6 | 30 | 0 | 0 | 0 | 0 | 0 | 0 | 0 | 0 | 0 | 0 | 0 | 0 | 0 | 0 | 0 | 0 | 0 | 0 | 0 | 0 | 0 | 0 | 0 | 0 |  | 0 | 0 | 0 | 0 |  | 0 | 0 | 0 | 0 | 0
1971-07-01 | 1971 | 7 | 1 | 0 | 0 | 0 | 0 | 0 | 0 | 0 | 0 | 0 | 0 | 0 | 0 | 0 | 0 | 0 | 0 | 0 | 0 | 0 | 0 | 0 | 0 | 0 | 0 |  | 0 | 0 | 0 | 0 |  | 0 | 0 | 0 | 0 | 0
1971-07-02 | 1971 | 7 | 2 | 0 | 0 | 0 | 0 | 0 | 0 | 0 | 0 | 0 | 0 | 0 | 0.3 | 0 | 0 | 0 | 0 | 0 | 0 | 0 | 0 | 0 | 0 | 0 | 0 |  | 0.3 | 0.3 | 0.3 | 0 |  | 0 | 0 | 0.3 | 0 | 0
1971-07-03 | 1971 | 7 | 3 | 0 | 0 | 0 | 0 | 0 | 0 | 0 | 0 | 0 | 0 | 0 | 0 | 0 | 0 | 0 | 0.3 | 0 | 0 | 0 | 0 | 0 | 0 | 0 | 0 |  | 0.3 | 0.3 | 0.3 | 0 |  | 0 | 0 | 0.3 | 0 | 0
1971-07-04 | 1971 | 7 | 4 | 0 | 0 | 0 | 0 | 0 | 0 | 0 | 0 | 0 | 0 | 0 | 0 | 0 | 0 | 0 | 0 | 0 | 0 | 0 | 0 | 0 | 0 | 0 | 0 |  | 0 | 0 | 0 | 0 |  | 0 | 0 | 0 | 0 | 0
1971-07-05 | 1971 | 7 | 5 | 0 | 0 | 0 | 0 | 0 | 0 | 0 | 0 | 0 | 0 | 0 | 0 | 0 | 0 | 1 | 0 | 0 | 0 | 0 | 0 | 0 | 0 | 0 | 0 |  | 1 | 1 | 1 | 0 |  | 0 | 0 | 1 | 0 | 0
1971-07-06 | 1971 | 7 | 6 | 0 | 0 | 0 | 0 | 0 | 0 | 0 | 0 | 0 | 0 | 0 | 0 | 0 | 0 | 0 | 0 | 12.2 | 0.8 | 0.3 | 0.5 | 0 | 0 | 0 | 0.3 |  | 14.1 | 14.1 | 14.1 | 1.7764e-15 |  | 0 | 0 | 14.1 | 0 | 0
1971-07-07 | 1971 | 7 | 7 | 0.8 | 1.7 | 1.8 | 0.9 | 0.8 | 0 | 0 | 0.3 | 0 | 0 | 0 | 0 | 0 | 0 | 0 | 0 | 0 | 0 | 0 | 0 | 0 | 0 | 0.3 | 0.3 |  | 6.9 | 6.9 | 6.9 | 8.8818e-16 |  | 0 | 0 | 6.9 | 0 | 0
1971-07-08 | 1971 | 7 | 8 | 0 | 0 | 0 | 0 | 0 | 0 | 0 | 0 | 0 | 0 | 0 | 0 | 0 | 0 | 0 | 0 | 0 | 0 | 0 | 0 | 0 | 0 | 0 | 0 |  | 0 | 0 | 0 | 0 |  | 0 | 0 | 0 | 0 | 0
1971-07-09 | 1971 | 7 | 9 | 0 | 0 | 0 | 0 | 0 | 0 | 0 | 0 | 0 | 0 | 0 | 0 | 0 | 0 | 0 | 0 | 0 | 0 | 0 | 0 | 2.8 | 0.3 | 0 | 0 |  | 3.1 | 3.1 | 3.1 | 4.4409e-16 |  | 0 | 0 | 3.1 | 0 | 0
1971-07-10 | 1971 | 7 | 10 | 0 | 0 | 0 | 0 | 0.5 | 0.5 | 0 | 1.8 | 7.5 | 1.9 | 0 | 0.3 | 0.5 | 0.3 | 0 | 0.3 | 0.8 | 0.3 | 0 | 0 | 0 | 0 | 0 | 0 |  | 14.7 | 14.7 | 14.7 | 5.3291e-15 |  | 0 | 0 | 14.7 | 0 | 0
1971-07-11 | 1971 | 7 | 11 | 0 | 0 | 0 | 0 | 0 | 0 | 0 | 0 | 0 | 0 | 0 | 0 | 0 | 0 | 0 | 0 | 0 | 0 | 0 | 0 | 0 | 0 | 0 | 0 |  | 0 | 0 | 0 | 0 |  | 0 | 0 | 0 | 0 | 0
1971-07-12 | 1971 | 7 | 12 | 0 | 0 | 0 | 0 | 0 | 0 | 0 | 0 | 0 | 0 | 0 | 0 | 0 | 0 | 0 | 0 | 0 | 0 | 0 | 0 | 0 | 0 | 0 | 0 |  | 0 | 0 | 0 | 0 |  | 0 | 0 | 0 | 0 | 0
1971-07-13 | 1971 | 7 | 13 | 0 | 0 | 0 | 0 | 0 | 0 | 0 | 0 | 0 | 0 | 0 | 0 | 0 | 0 | 0 | 0 | 0 | 0 | 0 | 0 | 0 | 0 | 0 | 0 |  | 0 | 0 | 0 | 0 |  | 0 | 0 | 0 | 0 | 0
1971-07-14 | 1971 | 7 | 14 | 0 | 0 | 0 | 0 | 0 | 0 | 0 | 0 | 0 | 0 | 0 | 0 | 0 | 0 | 0 | 0 | 0 | 0 | 0 | 0 | 0 | 0 | 0 | 0 |  | 0 | 0 | 0 | 0 |  | 0 | 0 | 0 | 0 | 0
1971-07-15 | 1971 | 7 | 15 | 0 | 0 | 0 | 0 | 0 | 0 | 0 | 0 | 0 | 0 | 0 | 0 | 0 | 0 | 0 | 0 | 0 | 0 | 0 | 0 | 0 | 0 | 0 | 0 |  | 0 | 0 | 0 | 0 |  | 0 | 0 | 0 | 0 | 0
1971-07-16 | 1971 | 7 | 16 | 0 | 0 | 0 | 0 | 0 | 0 | 0 | 0 | 0 | 0 | 0 | 0 | 0 | 0 | 0 | 0 | 0 | 0 | 0 | 0 | 0 | 0 | 0 | 0 |  | 0 | 0 | 0 | 0 |  | 0 | 0 | 0 | 0 | 0
1971-07-17 | 1971 | 7 | 17 | 0 | 0 | 0 | 0 | 0 | 0 | 0 | 0 | 0 | 0 | 0 | 0 | 0 | 0 | 0 | 0 | 0 | 0 | 0 | 0 | 0 | 0 | 0 | 0 |  | 0 | 0 | 0 | 0 |  | 0 | 0 | 0 | 0 | 0
1971-07-18 | 1971 | 7 | 18 | 0 | 0 | 0 | 0 | 0 | 0 | 0 | 0 | 0 | 0 | 0 | 0 | 0 | 0 | 0 | 0 | 0 | 0 | 0 | 0 | 0 | 0 | 0 | 0 |  | 0 | 0 | 0 | 0 |  | 0 | 0 | 0 | 0 | 0
1971-07-19 | 1971 | 7 | 19 | 0 | 0 | 0 | 0 | 0 | 0 | 0 | 0 | 0 | 0 | 0 | 0 | 0 | 0 | 0 | 0 | 0 | 0 | 0 | 0 | 0 | 0 | 0 | 0 |  | 0 | 0 | 0 | 0 |  | 0 | 0 | 0 | 0 | 0
1971-07-20 | 1971 | 7 | 20 | 0 | 0 | 0 | 0 | 0 | 0 | 0 | 0 | 0 | 0 | 0 | 0 | 0 | 0 | 0 | 0 | 0 | 0 | 0 | 0 | 0 | 0 | 0 | 0 |  | 0 | 0 | 0 | 0 |  | 0 | 0 | 0 | 0 | 0
1971-07-21 | 1971 | 7 | 21 | 4.6 | 0.5 | 0 | 0 | 0 | 0 | 0 | 0 | 0 | 0 | 0 | 0 | 0 | 0 | 0 | 0 | 0 | 0 | 0 | 0 | 0 | 0 | 0 | 0 |  | 5.1 | 5.1 | 5.1 | 0 |  | 0 | 0 | 5.1 | 0 | 0
1971-07-22 | 1971 | 7 | 22 | 0 | 0 | 0 | 0 | 0 | 0 | 0 | 0 | 0 | 0 | 0 | 0 | 0 | 0 | 0 | 0 | 0 | 0 | 0 | 0 | 0 | 0 | 0 | 0 |  | 0 | 0 | 0 | 0 |  | 0 | 0 | 0 | 0 | 0
1971-07-23 | 1971 | 7 | 23 | 0 | 0 | 0 | 0 | 0 | 0 | 0 | 0 | 0 | 0 | 0 | 0 | 0 | 0 | 0 | 0 | 0 | 0 | 0 | 4.1 | 5.8 | 1.3 | 0 | 0 |  | 11.2 | 11.2 | 11.2 | 0 |  | 0 | 0 | 11.2 | 0 | 0
1971-07-24 | 1971 | 7 | 24 | 0 | 0 | 0 | 0 | 0 | 0 | 0 | 0 | 0 | 0 | 0 | 0 | 0 | 0 | 0 | 0 | 0 | 0 | 0 | 0 | 0 | 0 | 0 | 0 |  | 0 | 0 | 0 | 0 |  | 0 | 0 | 0 | 0 | 0
1971-07-25 | 1971 | 7 | 25 | 0 | 0 | 0 | 0 | 0 | 0 | 0 | 0 | 0 | 0 | 0 | 0 | 0 | 0 | 0 | 0 | 0 | 0 | 0 | 0 | 0 | 0 | 0 | 0 |  | 0 | 0 | 0 | 0 |  | 0 | 0 | 0 | 0 | 0
1971-07-26 | 1971 | 7 | 26 | 0 | 0 | 0 | 0 | 0 | 0 | 0 | 0 | 0 | 0 | 0 | 0 | 0 | 0 | 0 | 0 | 0 | 0 | 0 | 0 | 0 | 0 | 0 | 0 |  | 0 | 0 | 0 | 0 |  | 0 | 0 | 0 | 0 | 0
1971-07-27 | 1971 | 7 | 27 | 0 | 0 | 0 | 0 | 0 | 0 | 0 | 0 | 0 | 0 | 0 | 0 | 0.8 | 0.3 | 0 | 0.5 | 2.5 | 1.5 | 1.5 | 0.5 | 2 | 2.5 | 0.3 | 0 |  | 12.4 | 12.4 | 12.4 | 0 |  | 0 | 0 | 12.4 | 0 | 0
1971-07-28 | 1971 | 7 | 28 | 0 | 0.3 | 0 | 2.5 | 1 | 0.3 | 0 | 0 | 0 | 0 | 0 | 0 | 0 | 0 | 0 | 0 | 0 | 0 | 0 | 0 | 0 | 0 | 0 | 0 |  | 4.1 | 4.1 | 4.1 | 0 |  | 0 | 0 | 4.1 | 0 | 0
1971-07-29 | 1971 | 7 | 29 | 0 | 0 | 0 | 0 | 0 | 0 | 0 | 0 | 0 | 0 | 0 | 0 | 0 | 0 | 0 | 0 | 0 | 0 | 0 | 0 | 0 | 0 | 0 | 0 |  | 0 | 0 | 0 | 0 |  | 0 | 0 | 0 | 0 | 0
1971-07-30 | 1971 | 7 | 30 | 0 | 0 | 0 | 0 | 0 | 0 | 0 | 0 | 0 | 0 | 0 | 0 | 0 | 0 | 0 | 0 | 0 | 0 | 0 | 0 | 0.5 | 0 | 0 | 0 |  | 0.5 | 0.5 | 0.5 | 0 |  | 0 | 0 | 0.5 | 0 | 0
1971-07-31 | 1971 | 7 | 31 | 0 | 0 | 0 | 0 | 0 | 0 | 0 | 0 | 0 | 0 | 0 | 0 | 0 | 0 | 0 | 0 | 0 | 0 | 0 | 0 | 0 | 0 | 0 | 0 |  | 0 | 0 | 0 | 0 |  | 0 | 0 | 0 | 0 | 0
1971-08-01 | 1971 | 8 | 1 | 0 | 0 | 0 | 0 | 0 | 0 | 0 | 0 | 0 | 0 | 0 | 0 | 0 | 0 | 0 | 0 | 0 | 0 | 0 | 0 | 0 | 0 | 0 | 0 |  | 0 | 0 | 0 | 0 |  | 0 | 0 | 0 | 0 | 0
1971-08-02 | 1971 | 8 | 2 | 0 | 0 | 0 | 0 | 0 | 0 | 0 | 0 | 0 | 0 | 0 | 0 | 0 | 0 | 0 | 0 | 0 | 0 | 0 | 0 | 0 | 0 | 0 | 0 |  | 0 | 0 | 0 | 0 |  | 0 | 0 | 0 | 0 | 0
1971-08-03 | 1971 | 8 | 3 | 0 | 0 | 0 | 0 | 0 | 0 | 0 | 0 | 0 | 0 | 0 | 0 | 0 | 0 | 0 | 0 | 0 | 0 | 0 | 0 | 0 | 0 | 0 | 0 |  | 0 | 0 | 0 | 0 |  | 0 | 0 | 0 | 0 | 0
1971-08-04 | 1971 | 8 | 4 | 0 | 0 | 0 | 0 | 0 | 0 | 0 | 0 | 0 | 0 | 0 | 0 | 0 | 0 | 0 | 0 | 0 | 0 | 0 | 0 | 0 | 0 | 0 | 0 |  | 0 | 0 | 0 | 0 |  | 0 | 0 | 0 | 0 | 0
1971-08-05 | 1971 | 8 | 5 | 0 | 0 | 0 | 0 | 0 | 0 | 0 | 0 | 0 | 0 | 0 | 0 | 0 | 0 | 0 | 0 | 0 | 0 | 0 | 0 | 0 | 0 | 0 | 0 |  | 0 | 0 | 0 | 0 |  | 0 | 0 | 0 | 0 | 0
1971-08-06 | 1971 | 8 | 6 | 0 | 0 | 0 | 0 | 0 | 0 | 0 | 0 | 0 | 0 | 0 | 0 | 0 | 0 | 0 | 0 | 0 | 0 | 0 | 0 | 0 | 0 | 0 | 0 |  | 0 | 0 | 0 | 0 |  | 0 | 0 | 0 | 0 | 0
1971-08-07 | 1971 | 8 | 7 | 0 | 0 | 0 | 0 | 0 | 0 | 0 | 0 | 0 | 0 | 0 | 0 | 0 | 0 | 0 | 0 | 0 | 0 | 0 | 0 | 0 | 0 | 0 | 0 |  | 0 | 0 | 0 | 0 |  | 0 | 0 | 0 | 0 | 0
1971-08-08 | 1971 | 8 | 8 | 0 | 0 | 0 | 0 | 0 | 0 | 0 | 0 | 0 | 0 | 0 | 0 | 0 | 0 | 0 | 0 | 0 | 0 | 0 | 0 | 0 | 0 | 0 | 0 |  | 0 | 0 | 0 | 0 |  | 0 | 0 | 0 | 0 | 0
1971-08-09 | 1971 | 8 | 9 | 0 | 0 | 0 | 0 | 0 | 0 | 0 | 0 | 0 | 0 | 0 | 0 | 0 | 0 | 0 | 0 | 0 | 0 | 0 | 0 | 0 | 0 | 0 | 0 |  | 0 | 0 | 0 | 0 |  | 0 | 0 | 0 | 0 | 0
1971-08-10 | 1971 | 8 | 10 | 0 | 0 | 0 | 0 | 0 | 0 | 0 | 0 | 0 | 0 | 0 | 0 | 0 | 0 | 0 | 0 | 0 | 0 | 0 | 0 | 0 | 0 | 0 | 0 |  | 0 | 0 | 0 | 0 |  | 0 | 0 | 0 | 0 | 0
1971-08-11 | 1971 | 8 | 11 | 0 | 0 | 0 | 0 | 0 | 0 | 0 | 0 | 0 | 0 | 0 | 0 | 0 | 0 | 0 | 0 | 0 | 0 | 0 | 0 | 0 | 0 | 0 | 0 |  | 0 | 0 | 0 | 0 |  | 0 | 0 | 0 | 0 | 0
1971-08-12 | 1971 | 8 | 12 | 0 | 0 | 0 | 0 | 0 | 0 | 0 | 0 | 0 | 0 | 0 | 0 | 0 | 0 | 0 | 0 | 0 | 0 | 0 | 0 | 0 | 0 | 0 | 0.3 |  | 0.3 | 0.3 | 0.3 | 0 |  | 0 | 0 | 0 | 0.3 | 0
1971-08-13 | 1971 | 8 | 13 | 0 | 0 | 0 | 0 | 0 | 0 | 0 | 0 | 0 | 0 | 0 | 0 | 0 | 0 | 0 | 0 | 0 | 0 | 0 | 0 | 0 | 0 | 0 | 0 |  | 0 | 0 | 0 | 0 |  | 0 | 0 | 0 | 0 | 0
1971-08-14 | 1971 | 8 | 14 | 0 | 0 | 0 | 0 | 0 | 0 | 0 | 0 | 0 | 0 | 0 | 0 | 0 | 0 | 0 | 0 | 0 | 0 | 0 | 0 | 0 | 0 | 0 | 0 |  | 0 | 0 | 0 | 0 |  | 0 | 0 | 0 | 0 | 0
1971-08-15 | 1971 | 8 | 15 | 0 | 0 | 0 | 0 | 0 | 0 | 0 | 0 | 0 | 0 | 0 | 0 | 0 | 0 | 0 | 0 | 0 | 0 | 0 | 0 | 0 | 0 | 0 | 0 |  | 0 | 0 | 0 | 0 |  | 0 | 0 | 0 | 0 | 0
1971-08-16 | 1971 | 8 | 16 | 0 | 0 | 0 | 0 | 0 | 0 | 0 | 0 | 0 | 0 | 0 | 0 | 0 | 0 | 0 | 0 | 0 | 0 | 0 | 0 | 0 | 0.5 | 0 | 0 |  | 0.5 | 0.5 | 0.5 | 0 |  | 0 | 0 | 0 | 0.5 | 0
1971-08-17 | 1971 | 8 | 17 | 0 | 0 | 0 | 0 | 0 | 0 | 0 | 0 | 0 | 0 | 0 | 0 | 0 | 0 | 0 | 0 | 0 | 0 | 0 | 0 | 0 | 0 | 0 | 0 |  | 0 | 0 | 0 | 0 |  | 0 | 0 | 0 | 0 | 0
1971-08-18 | 1971 | 8 | 18 | 0 | 0 | 0 | 0 | 0 | 0 | 0 | 0 | 0 | 0 | 0 | 0 | 0 | 0 | 0 | 0 | 0 | 0 | 0 | 0 | 0 | 0 | 0 | 0 |  | 0 | 0 | 0 | 0 |  | 0 | 0 | 0 | 0 | 0
1971-08-19 | 1971 | 8 | 19 | 0 | 0 | 0 | 0 | 0 | 0 | 0 | 0 | 0 | 0 | 0 | 0 | 0 | 0 | 0 | 0 | 0 | 0 | 0 | 0 | 0 | 0 | 0 | 0 |  | 0 | 0 | 0 | 0 |  | 0 | 0 | 0 | 0 | 0
1971-08-20 | 1971 | 8 | 20 | 0 | 0 | 0 | 0 | 0 | 0 | 0 | 0 | 0 | 0 | 0 | 0 | 0 | 0 | 0 | 0 | 0 | 0 | 0 | 0 | 0 | 0 | 0 | 0 |  | 0 | 0 | 0 | 0 |  | 0 | 0 | 0 | 0 | 0
1971-08-21 | 1971 | 8 | 21 | 0 | 0 | 0 | 0 | 0 | 0 | 0 | 0 | 0 | 0 | 0 | 0 | 0 | 0 | 0 | 0 | 0 | 0 | 0 | 0 | 0 | 0 | 0 | 0 |  | 0 | 0 | 0 | 0 |  | 0 | 0 | 0 | 0 | 0
1971-08-22 | 1971 | 8 | 22 | 0 | 0 | 0 | 0 | 0 | 0 | 0 | 0 | 0 | 0 | 0 | 0 | 0 | 0 | 0 | 0 | 0 | 0.8 | 0.3 | 3 | 4.8 | 1.8 | 0 | 0 |  | 10.7 | 10.7 | 10.7 | 0 |  | 0 | 0 | 0 | 10.7 | 0
1971-08-23 | 1971 | 8 | 23 | 0.5 | 0.8 | 4.3 | 1.3 | 2.4 | 1.6 | 0.5 | 0 | 0 | 0 | 0 | 0 | 0 | 0 | 0 | 0 | 0 | 0 | 0 | 0 | 0 | 0 | 0 | 0 |  | 11.4 | 11.4 | 11.4 | 1.7764e-15 |  | 0 | 0 | 0 | 11.4 | 0
1971-08-24 | 1971 | 8 | 24 | 0 | 0 | 0 | 0 | 0 | 0 | 0 | 0 | 0 | 0 | 0 | 0 | 0 | 0 | 0 | 0 | 0 | 0 | 0 | 0 | 0 | 0 | 0 | 0 |  | 0 | 0 | 0 | 0 |  | 0 | 0 | 0 | 0 | 0
1971-08-25 | 1971 | 8 | 25 | 0 | 0 | 0 | 0 | 0 | 0 | 0 | 0 | 0 | 0 | 0 | 0 | 0 | 0 | 0 | 0 | 0 | 0 | 0 | 0 | 0 | 0 | 0 | 0 |  | 0 | 0 | 0 | 0 |  | 0 | 0 | 0 | 0 | 0
1971-08-26 | 1971 | 8 | 26 | 0 | 0 | 0 | 0 | 0 | 0 | 0 | 0 | 0 | 0 | 0 | 0 | 0 | 0 | 0 | 0 | 0 | 0 | 0 | 0 | 0 | 0 | 0 | 0 |  | 0 | 0 | 0 | 0 |  | 0 | 0 | 0 | 0 | 0
1971-08-27 | 1971 | 8 | 27 | 0 | 0 | 0 | 0 | 0 | 0 | 0 | 0 | 0 | 0 | 0 | 0 | 0 | 0 | 0 | 0 | 0 | 0 | 0 | 0 | 0 | 0 | 0 | 0 |  | 0 | 0 | 0 | 0 |  | 0 | 0 | 0 | 0 | 0
1971-08-28 | 1971 | 8 | 28 | 0 | 0 | 0 | 0 | 0 | 0 | 0 | 0 | 0 | 0 | 0 | 0 | 0 | 0 | 0 | 0 | 0 | 0 | 0 | 0 | 0 | 0 | 0 | 0 |  | 0 | 0 | 0 | 0 |  | 0 | 0 | 0 | 0 | 0
1971-08-29 | 1971 | 8 | 29 | 0 | 0 | 0 | 0 | 0 | 0 | 0 | 0.4 | 0.4 | 0 | 0 | 0 | 0 | 0 | 0 | 0 | 0 | 0 | 0 | 0 | 0 | 0 | 0 | 0 |  | 0.8 | 0.8 | 0.8 | 0 |  | 0 | 0 | 0 | 0.8 | 0
1971-08-30 | 1971 | 8 | 30 | 0 | 0 | 0 | 0 | 0 | 0 | 0 | 0 | 0 | 0 | 0 | 0 | 0 | 0 | 0 | 0 | 0 | 0.3 | 2 | 1.3 | 1 | 0.8 | 0 | 0 |  | 5.4 | 5.4 | 5.4 | 8.8818e-16 |  | 0 | 0 | 0 | 5.4 | 0
1971-08-31 | 1971 | 8 | 31 | 0.3 | 0.3 | 0.3 | 0 | 0 | 0 | 0 | 0 | 0 | 0 | 0 | 0 | 0 | 0 | 0 | 0 | 0 | 0 | 0 | 0 | 0 | 0 | 0 | 0 |  | 0.9 | 0.9 | 0.9 | 1.1102e-16 |  | 0 | 0 | 0 | 0.9 | 0
1971-09-01 | 1971 | 9 | 1 | 0 | 0 | 0 | 0.5 | 0 | 0 | 0 | 0 | 0 | 0 | 0 | 0 | 0 | 0 | 0 | 0 | 0 | 0 | 0 | 0 | 0 | 0 | 0 | 0 |  | 0.5 | 0.5 | 0.5 | 0 |  | 0 | 0 | 0 | 0 | 0.5
1971-09-02 | 1971 | 9 | 2 | 0 | 0 | 0 | 0 | 0 | 0 | 0 | 0 | 0 | 0 | 0 | 0 | 0 | 0 | 0 | 0 | 0 | 0 | 0 | 0 | 0 | 0 | 0 | 0 |  | 0 | 0 | 0 | 0 |  | 0 | 0 | 0 | 0 | 0
1971-09-03 | 1971 | 9 | 3 | 0 | 0 | 0 | 0 | 0 | 0 | 0 | 0 | 0 | 0 | 0 | 0 | 0 | 0 | 0 | 0 | 0 | 0 | 0 | 0 | 0 | 0 | 0 | 0 |  | 0 | 0 | 0 | 0 |  | 0 | 0 | 0 | 0 | 0
1971-09-04 | 1971 | 9 | 4 | 0 | 0 | 0 | 0 | 0 | 0 | 0 | 0 | 0 | 0 | 0 | 0 | 0 | 0 | 0 | 0 | 0 | 0 | 0 | 0 | 0 | 0 | 0 | 0 |  | 0 | 0 | 0 | 0 |  | 0 | 0 | 0 | 0 | 0
1971-09-05 | 1971 | 9 | 5 | 0 | 0 | 0 | 0 | 0 | 0 | 0 | 0 | 0 | 0 | 0 | 0 | 0 | 0 | 0 | 0 | 0 | 0 | 0 | 0 | 0 | 0 | 0 | 0 |  | 0 | 0 | 0 | 0 |  | 0 | 0 | 0 | 0 | 0
1971-09-06 | 1971 | 9 | 6 | 0 | 0 | 0 | 0 | 0 | 0 | 0 | 0 | 0 | 0 | 0 | 0 | 0 | 0 | 0 | 0 | 0 | 0 | 0.3 | 0.5 | 0 | 0 | 0 | 0 |  | 0.8 | 0.8 | 0.8 | 0 |  | 0 | 0 | 0 | 0 | 0.8
1971-09-07 | 1971 | 9 | 7 | 0 | 0 | 0 | 0 | 0 | 0 | 0 | 0 | 0 | 0 | 0 | 0 | 0 | 0 | 0 | 0 | 0 | 0 | 0 | 0 | 0 | 0 | 0 | 0 |  | 0 | 0 | 0 | 0 |  | 0 | 0 | 0 | 0 | 0
1971-09-08 | 1971 | 9 | 8 | 0 | 0 | 0 | 0 | 0 | 0 | 0 | 0 | 0 | 0 | 0 | 0 | 0 | 0 | 0 | 0 | 0 | 0 | 0 | 0 | 0 | 0 | 0 | 0 |  | 0 | 0 | 0 | 0 |  | 0 | 0 | 0 | 0 | 0
1971-09-09 | 1971 | 9 | 9 | 0 | 0 | 0 | 0 | 0 | 0 | 0.8 | 1 | 0.3 | 2 | 3 | 2 | 0.3 | 0 | 0 | 0 | 0 | 0 | 0 | 0 | 0 | 0 | 0 | 0 |  | 9.4 | 9.4 | 9.4 | 0 |  | 0 | 0 | 0 | 0 | 9.4
1971-09-10 | 1971 | 9 | 10 | 0 | 0 | 0 | 0 | 0 | 0 | 0 | 0 | 0 | 0 | 0 | 0 | 0 | 0 | 0 | 0 | 0 | 0 | 0 | 0 | 0 | 0 | 0 | 0 |  | 0 | 0 | 0 | 0 |  | 0 | 0 | 0 | 0 | 0
1971-09-11 | 1971 | 9 | 11 | 0 | 0 | 0 | 0 | 0 | 0 | 0 | 0 | 0 | 0 | 0 | 2 | 3.8 | 0 | 0 | 0 | 0 | 0.5 | 0 | 0 | 0 | 0 | 0 | 0 |  | 6.3 | 6.3 | 6.3 | 0 |  | 0 | 0 | 0 | 0 | 6.3
1971-09-12 | 1971 | 9 | 12 | 0 | 0 | 0 | 0 | 0 | 0 | 0 | 0 | 0 | 0 | 0 | 0 | 0 | 0 | 0 | 0 | 0 | 0 | 0 | 0 | 0 | 0 | 0 | 0 |  | 0 | 0 | 0 | 0 |  | 0 | 0 | 0 | 0 | 0
1971-09-13 | 1971 | 9 | 13 | 0 | 0 | 0 | 0 | 0 | 0 | 0.8 | 0.9 | 0.8 | 0 | 0 | 0 | 0 | 0 | 0 | 0 | 0 | 0 | 0 | 0 | 0 | 0 | 0 | 0 |  | 2.5 | 2.5 | 2.5 | 0 |  | 0 | 0 | 0 | 0 | 2.5
1971-09-14 | 1971 | 9 | 14 | 0 | 0 | 0 | 0 | 0 | 0 | 0 | 0 | 0 | 0 | 0 | 0 | 0 | 0 | 0 | 0 | 0 | 0 | 0 | 0 | 0 | 0 | 0 | 0 |  | 0 | 0 | 0 | 0 |  | 0 | 0 | 0 | 0 | 0
1971-09-15 | 1971 | 9 | 15 | 0 | 0 | 0 | 0 | 0 | 0 | 0 | 0 | 0 | 0 | 0 | 0 | 0 | 0 | 0 | 0 | 0 | 0 | 0 | 0 | 0 | 0 | 0 | 0 |  | 0 | 0 | 0 | 0 |  | 0 | 0 | 0 | 0 | 0
1971-09-16 | 1971 | 9 | 16 | 0 | 0 | 0 | 0 | 0 | 0 | 0 | 0.9 | 0.9 | 0 | 0 | 0 | 0 | 0 | 0 | 0 | 0 | 0 | 0 | 0 | 0 | 0 | 0 | 0 |  | 1.8 | 1.8 | 1.8 | 0 |  | 0 | 0 | 0 | 0 | 1.8
1971-09-17 | 1971 | 9 | 17 | 0 | 0 | 0 | 0 | 0 | 0 | 0 | 0 | 0 | 0 | 0 | 0 | 0 | 0 | 0 | 0 | 0 | 0 | 0 | 0 | 0 | 0 | 0 | 0 |  | 0 | 0 | 0 | 0 |  | 0 | 0 | 0 | 0 | 0
1971-09-18 | 1971 | 9 | 18 | 0 | 0 | 0 | 0 | 0 | 0 | 0 | 0 | 0 | 0 | 0 | 0 | 0 | 0 | 0 | 0 | 0 | 0 | 0 | 0 | 0 | 0 | 0 | 0 |  | 0 | 0 | 0 | 0 |  | 0 | 0 | 0 | 0 | 0
1971-09-19 | 1971 | 9 | 19 | 0 | 0 | 0 | 0 | 0 | 0 | 0 | 0 | 0 | 0.7 | 0 | 0 | 0 | 0.7 | 0.8 | 0.7 | 0.7 | 0.7 | 0.7 | 0.7 | 0.8 | 0.7 | 0.7 | 0 |  | 7.9 | 7.9 | 7.9 | 8.8818e-16 |  | 0 | 0 | 0 | 0 | 7.9
1971-09-20 | 1971 | 9 | 20 | 0 | 0 | 0 | 0.2 | 0.1 | 0.2 | 0 | 0 | 0 | 0 | 0 | 0 | 0 | 0 | 0 | 0 | 0 | 0 | 0 | 0 | 0 | 0 | 0 | 0 |  | 0.5 | 0.5 | 0.5 | 0 |  | 0 | 0 | 0 | 0 | 0.5
1971-09-21 | 1971 | 9 | 21 | 0 | 0 | 0 | 0 | 0 | 0 | 0 | 0 | 0 | 0 | 0 | 0 | 0 | 0 | 0 | 0 | 0 | 0 | 0 | 0 | 0 | 0 | 0 | 0 |  | 0 | 0 | 0 | 0 |  | 0 | 0 | 0 | 0 | 0
1971-09-22 | 1971 | 9 | 22 | 0 | 0 | 0 | 0 | 0 | 0 | 0 | 0 | 0 | 0 | 0 | 0 | 0 | 0 | 0 | 0 | 0 | 0 | 0 | 0 | 0 | 0 | 0 | 0 |  | 0 | 0 | 0 | 0 |  | 0 | 0 | 0 | 0 | 0
1971-09-23 | 1971 | 9 | 23 | 0 | 0 | 0 | 0 | 0 | 0 | 0 | 0 | 0 | 0 | 0 | 0 | 0 | 0 | 0 | 0 | 0 | 0 | 0 | 0 | 0 | 0 | 0 | 0 |  | 0 | 0 | 0 | 0 |  | 0 | 0 | 0 | 0 | 0
1971-09-24 | 1971 | 9 | 24 | 0 | 0 | 0 | 0 | 0 | 0 | 0 | 0 | 0 | 0 | 0 | 0 | 0 | 0 | 0 | 0 | 0 | 0 | 0 | 0 | 0 | 0 | 0 | 0 |  | 0 | 0 | 0 | 0 |  | 0 | 0 | 0 | 0 | 0
1971-09-25 | 1971 | 9 | 25 | 0 | 0 | 0 | 0 | 0 | 0 | 0 | 0 | 0 | 0 | 0 | 0 | 0 | 0 | 0 | 0 | 0 | 0.8 | 3.3 | 0 | 0 | 0 | 0.3 | 2.3 |  | 6.7 | 6.7 | 6.7 | 8.8818e-16 |  | 0 | 0 | 0 | 0 | 6.7
1971-09-26 | 1971 | 9 | 26 | 1 | 0 | 1.5 | 0.3 | 0.3 | 0 | 0 | 0 | 0 | 0 | 0 | 0 | 0 | 0 | 0 | 0 | 0 | 0 | 0 | 0 | 0 | 0 | 0 | 0 |  | 3.1 | 3.1 | 3.1 | 4.4409e-16 |  | 0 | 0 | 0 | 0 | 3.1
1971-09-27 | 1971 | 9 | 27 | 0 | 0 | 0 | 0 | 0 | 0 | 0 | 0 | 0 | 0 | 0 | 0 | 0 | 0 | 0 | 0 | 0 | 0 | 0 | 0 | 0 | 0 | 0 | 0 |  | 0 | 0 | 0 | 0 |  | 0 | 0 | 0 | 0 | 0
1971-09-28 | 1971 | 9 | 28 | 0 | 0 | 0 | 0 | 0 | 0 | 0 | 0 | 0 | 0 | 0 | 0 | 0 | 0 | 0 | 0 | 0 | 0 | 0 | 0 | 0 | 0 | 0 | 0 |  | 0 | 0 | 0 | 0 |  | 0 | 0 | 0 | 0 | 0
1971-09-29 | 1971 | 9 | 29 | 0 | 0 | 0 | 0 | 0 | 0 | 0 | 0 | 0 | 0 | 0.1 | 0 | 0 | 0 | 0.1 | 0.1 | 0 | 0 | 0.1 | 0 | 0.1 | 0.1 | 0.1 | 0.1 |  | 0.8 | 0.8 | 0.8 | 1.1102e-16 |  | 0 | 0 | 0 | 0 | 0.8
1971-09-30 | 1971 | 9 | 30 | 0.1 | 0 | 0.1 | 0 | 0.1 | 0 | 0 | 0 | 0 | 0 | 0 | 0 | 0 | 0 | 0 | 0 | 0 | 0 | 0 | 0 | 0 | 0 | 0 | 0 |  | 0.3 | 0.3 | 0.3 | 5.5511e-17 |  | 0 | 0 | 0 | 0 | 0.3
1971-10-01 | 1971 | 10 | 1 | 0 | 0 | 0 | 0 | 0 | 0 | 0 | 0 | 0 | 0 | 0 | 0 | 0 | 0 | 0 | 0 | 0 | 0 | 0 | 0 | 0 | 0 | 0 | 0 |  | 0 | 0 | 0 | 0 |  | 0 | 0 | 0 | 0 | 0
1971-10-02 | 1971 | 10 | 2 | 0 | 0 | 0 | 0 | 0 | 0 | 0 | 0 | 0 | 0 | 0 | 0 | 0 | 0 | 0 | 0 | 0 | 0 | 0 | 0 | 0 | 0 | 0 | 0 |  | 0 | 0 | 0 | 0 |  | 0 | 0 | 0 | 0 | 0
1971-10-03 | 1971 | 10 | 3 | 0 | 0 | 0 | 0 | 0 | 0 | 0 | 0 | 0 | 0 | 0 | 0 | 0 | 0 | 0 | 0 | 0 | 0 | 0 | 0 | 0 | 0 | 0 | 0 |  | 0 | 0 | 0 | 0 |  | 0 | 0 | 0 | 0 | 0
1971-10-04 | 1971 | 10 | 4 | 0 | 0 | 0 | 0 | 0 | 0 | 0 | 0 | 0 | 0 | 0 | 0 | 0 | 0 | 0 | 0 | 0 | 0 | 0 | 0 | 0 | 0 | 0 | 0 |  | 0 | 0 | 0 | 0 |  | 0 | 0 | 0 | 0 | 0
1971-10-05 | 1971 | 10 | 5 | 0 | 0 | 0 | 0 | 0 | 0 | 0 | 0 | 0 | 0 | 0 | 0 | 0 | 0 | 0 | 0 | 0 | 0 | 0 | 0 | 0 | 0 | 0 | 0 |  | 0 | 0 | 0 | 0 |  | 0 | 0 | 0 | 0 | 0
1971-10-06 | 1971 | 10 | 6 | 0 | 0 | 0 | 0 | 0 | 0 | 0 | 0 | 0 | 0 | 0 | 0 | 0 | 0 | 0 | 0 | 0 | 0 | 0 | 0 | 0 | 0 | 0 | 0 |  | 0 | 0 | 0 | 0 |  | 0 | 0 | 0 | 0 | 0
1971-10-07 | 1971 | 10 | 7 | 0 | 0 | 0 | 0 | 0 | 0 | 0 | 0 | 0 | 0 | 0 | 0 | 0 | 0 | 0 | 0 | 0 | 0 | 0 | 0 | 0 | 0 | 0 | 0 |  | 0 | 0 | 0 | 0 |  | 0 | 0 | 0 | 0 | 0
1971-10-08 | 1971 | 10 | 8 | 0 | 0 | 0 | 0 | 0 | 0 | 0 | 0 | 0 | 0 | 0 | 0 | 0 | 0 | 0 | 0 | 0 | 0 | 0 | 0 | 0 | 0 | 0 | 0 |  | 0 | 0 | 0 | 0 |  | 0 | 0 | 0 | 0 | 0
1971-10-09 | 1971 | 10 | 9 | 0 | 0 | 0 | 0 | 0 | 0 | 0 | 0 | 0 | 0 | 0 | 0 | 0 | 0 | 0 | 0 | 0 | 0 | 0 | 0 | 0 | 0 | 0 | 0 |  | 0 | 0 | 0 | 0 |  | 0 | 0 | 0 | 0 | 0
1971-10-10 | 1971 | 10 | 10 | 0 | 0 | 0 | 0 | 0 | 0 | 0 | 0 | 0 | 0 | 0 | 0 | 0 | 0 | 0 | 0 | 0 | 0 | 0 | 0 | 0 | 0 | 0 | 0 |  | 0 | 0 | 0 | 0 |  | 0 | 0 | 0 | 0 | 0
1971-10-11 | 1971 | 10 | 11 | 0 | 0 | 0 | 0 | 0 | 0 | 0 | 0 | 0 | 0 | 0 | 0 | 0 | 0 | 0 | 0 | 0 | 0 | 1 | 0.3 | 0 | 0 | 0 | 0 |  | 1.3 | 1.3 | 1.3 | 0 |  | 0 | 0 | 0 | 0 | 0
1971-10-12 | 1971 | 10 | 12 | 0 | 0 | 0 | 0 | 0 | 0 | 0 | 0 | 0 | 0 | 0 | 0 | 0 | 0 | 0 | 0 | 0 | 0 | 0 | 0 | 0 | 0 | 0 | 0 |  | 0 | 0 | 0 | 0 |  | 0 | 0 | 0 | 0 | 0
1971-10-13 | 1971 | 10 | 13 | 0 | 0 | 0 | 0 | 0 | 0 | 0 | 0 | 0 | 1.2 | 1.2 | 3.7 | 2.4 | 1.2 | 1.2 | 1.2 | 1.3 | 0 | 0 | 2.4 | 1.2 | 0 | 0 | 0 |  | 17 | 17 | 17 | 0 |  | 0 | 0 | 0 | 0 | 0
1971-10-14 | 1971 | 10 | 14 | 0 | 0 | 0 | 0 | 0 | 0 | 0 | 0 | 0 | 0 | 0 | 0 | 0 | 0 | 0.1 | 0 | 0 | 0 | 0 | 0.1 | 0.1 | 0 | 0.1 | 0.1 |  | 0.5 | 0.5 | 0.5 | 0 |  | 0 | 0 | 0 | 0 | 0
1971-10-15 | 1971 | 10 | 15 | 0 | 0 | 0 | 0.1 | 0 | 0 | 0 | 0 | 0 | 0 | 0.1 | 0 | 0 | 0 | 0 | 0 | 0 | 0 | 0 | 0 | 0.1 | 0 | 0 | 0 |  | 0.3 | 0.3 | 0.3 | 5.5511e-17 |  | 0 | 0 | 0 | 0 | 0
1971-10-16 | 1971 | 10 | 16 | 0 | 0 | 0 | 0 | 0 | 0 | 0 | 0 | 0 | 0 | 0 | 0 | 0 | 0 | 0 | 0 | 0 | 0 | 0 | 0 | 0 | 0 | 0 | 0 |  | 0 | 0 | 0 | 0 |  | 0 | 0 | 0 | 0 | 0
1971-10-17 | 1971 | 10 | 17 | 0 | 0 | 0 | 0 | 0 | 0 | 0 | 0 | 0 | 0 | 0 | 0 | 0 | 0 | 0 | 0 | 0 | 0 | 0 | 0 | 0 | 0 | 0 | 0 |  | 0 | 0 | 0 | 0 |  | 0 | 0 | 0 | 0 | 0
1971-10-18 | 1971 | 10 | 18 | 0 | 0 | 0 | 0 | 0 | 0 | 0 | 0 | 0 | 0 | 0 | 0 | 0 | 0 | 0 | 0 | 0 | 0 | 0 | 0 | 0 | 0 | 0 | 0 |  | 0 | 0 | 0 | 0 |  | 0 | 0 | 0 | 0 | 0
1971-10-19 | 1971 | 10 | 19 | 0 | 0 | 0 | 0 | 0 | 0 | 0 | 0 | 0 | 0 | 0 | 0 | 0 | 0 | 0 | 0 | 0 | 0 | 0 | 0 | 0 | 0 | 0 | 0 |  | 0 | 0 | 0 | 0 |  | 0 | 0 | 0 | 0 | 0
1971-10-20 | 1971 | 10 | 20 | 0 | 0 | 0 | 0 | 0 | 0 | 0 | 0 | 0 | 0 | 0 | 0 | 0 | 0 | 0 | 0 | 0 | 0 | 0 | 0 | 0 | 0 | 0 | 0 |  | 0 | 0 | 0 | 0 |  | 0 | 0 | 0 | 0 | 0
1971-10-21 | 1971 | 10 | 21 | 0 | 0 | 0 | 0 | 0 | 0 | 0 | 0 | 0 | 0 | 0 | 0 | 0 | 0 | 0 | 0 | 0 | 0 | 0 | 0 | 0 | 0 | 0 | 0 |  | 0 | 0 | 0 | 0 |  | 0 | 0 | 0 | 0 | 0
1971-10-22 | 1971 | 10 | 22 | 0 | 0 | 0 | 0 | 0 | 0 | 0 | 0 | 0 | 0 | 0 | 0 | 0 | 0 | 0 | 0 | 0 | 0 | 0 | 0 | 0 | 0 | 0 | 0 |  | 0 | 0 | 0 | 0 |  | 0 | 0 | 0 | 0 | 0
1971-10-23 | 1971 | 10 | 23 | 0 | 0 | 0 | 0 | 0 | 0 | 0 | 0 | 0 | 0 | 0 | 0 | 0 | 0 | 0 | 0 | 0 | 0 | 0 | 0 | 0 | 0 | 0 | 0 |  | 0 | 0 | 0 | 0 |  | 0 | 0 | 0 | 0 | 0
1971-10-24 | 1971 | 10 | 24 | 0 | 0 | 0 | 0 | 0 | 0 | 0 | 0 | 0 | 0 | 0 | 0 | 0 | 0 | 0 | 0 | 0 | 0 | 0 | 0 | 0 | 0 | 0 | 0 |  | 0 | 0 | 0 | 0 |  | 0 | 0 | 0 | 0 | 0
1971-10-25 | 1971 | 10 | 25 | 0 | 0 | 0 | 0 | 0 | 0 | 0 | 0 | 0 | 0 | 0 | 0 | 0 | 0 | 0 | 0 | 0 | 0 | 0 | 0 | 0 | 0 | 0 | 0 |  | 0 | 0 | 0 | 0 |  | 0 | 0 | 0 | 0 | 0
1971-10-26 | 1971 | 10 | 26 | 0 | 0 | 0 | 0 | 0.2 | 0.5 | 0.2 | 0.3 | 0.2 | 0.2 | 0.2 | 0.3 | 0.2 | 0.2 | 0.3 | 0 | 0.2 | 0.2 | 0.3 | 0.2 | 0.2 | 0.2 | 0.3 | 0.2 |  | 4.6 | 4.6 | 4.6 | 8.8818e-16 |  | 0 | 0 | 0 | 0 | 0
1971-10-27 | 1971 | 10 | 27 | 0 | 0 | 0 | 0 | 0 | 0 | 0 | 0 | 0 | 0 | 0 | 0 | 0 | 0 | 0 | 0 | 0 | 0 | 0 | 0 | 0 | 0 | 0 | 0 |  | 0 | 0 | 0 | 0 |  | 0 | 0 | 0 | 0 | 0
1971-10-28 | 1971 | 10 | 28 | 0 | 0 | 0 | 0 | 0 | 0 | 0 | 0 | 0 | 0 | 0 | 0 | 0 | 0 | 0 | 0 | 0 | 0 | 0 | 0 | 0 | 0 | 0 | 0 |  | 0 | 0 | 0 | 0 |  | 0 | 0 | 0 | 0 | 0
1971-10-29 | 1971 | 10 | 29 | 0 | 0 | 0 | 0 | 0 | 0 | 0 | 0 | 0 | 0 | 0 | 0 | 0 | 0 | 0 | 0 | 0 | 0 | 0 | 0 | 0 | 0 | 0 | 0 |  | 0 | 0 | 0 | 0 |  | 0 | 0 | 0 | 0 | 0
1971-10-30 | 1971 | 10 | 30 | 0 | 0 | 0.2 | 0.2 | 0.1 | 0.2 | 0.2 | 0.2 | 0.2 | 0.1 | 0.2 | 0.2 | 0 | 0 | 0 | 0 | 0 | 0 | 0 | 0 | 0 | 0 | 0 | 0 |  | 1.8 | 1.8 | 1.8 | 2.2204e-16 |  | 0 | 0 | 0 | 0 | 0
1971-10-31 | 1971 | 10 | 31 | 0 | 0.1 | 0 | 0.1 | 0 | 0.1 | 0 | 0 | 0 | 0 | 0 | 0 | 0 | 0 | 0 | 0 | 0 | 0 | 0 | 0 | 0 | 0 | 0 | 0 |  | 0.3 | 0.3 | 0.3 | 5.5511e-17 |  | 0 | 0 | 0 | 0 | 0
1971-11-01 | 1971 | 11 | 1 | 0 | 0 | 0 | 0 | 0 | 0 | 0 | 0 | 0 | 0 | 0 | 0 | 0 | 0 | 0 | 0 | 0 | 0 | 0 | 0 | 0 | 0 | 0 | 0 |  | 0 | 0 | 0 | 0 |  | 0 | 0 | 0 | 0 | 0
1971-11-02 | 1971 | 11 | 2 | 0 | 0 | 0 | 0 | 0 | 0 | 0 | 0 | 0 | 0 | 0 | 0 | 0 | 0 | 0 | 0 | 0 | 0 | 0 | 0 | 0 | 0 | 0 | 0 |  | 0 | 0 | 0 | 0 |  | 0 | 0 | 0 | 0 | 0
1971-11-03 | 1971 | 11 | 3 | 0 | 0 | 0 | 0 | 0 | 0 | 0 | 0 | 0 | 0 | 0 | 0 | 0 | 0 | 0 | 0 | 0 | 0 | 0 | 0 | 0 | 0 | 0 | 0 |  | 0 | 0 | 0 | 0 |  | 0 | 0 | 0 | 0 | 0
1971-11-04 | 1971 | 11 | 4 | 0 | 0 | 0 | 0 | 0 | 0.1 | 0 | 0.1 | 0 | 0 | 0.1 | 0 | 0 | 0 | 0 | 0 | 0 | 0 | 0 | 0 | 0 | 0 | 0 | 0 |  | 0.3 | 0.3 | 0.3 | 5.5511e-17 |  | 0 | 0 | 0 | 0 | 0
1971-11-05 | 1971 | 11 | 5 | 0 | 0 | 0 | 0 | 0 | 0 | 0 | 0 | 0 | 0 | 0 | 0 | 0 | 0 | 0 | 0 | 0 | 0 | 0 | 0 | 0 | 0 | 0 | 0 |  | 0 | 0 | 0 | 0 |  | 0 | 0 | 0 | 0 | 0
1971-11-06 | 1971 | 11 | 6 | 0 | 0 | 0 | 0 | 0 | 0 | 0 | 0 | 0 | 0 | 0 | 0 | 0 | 0 | 0 | 0 | 0 | 0 | 0 | 0 | 0 | 0 | 0 | 0 |  | 0 | 0 | 0 | 0 |  | 0 | 0 | 0 | 0 | 0
1971-11-07 | 1971 | 11 | 7 | 0 | 0 | 0 | 0 | 0 | 0 | 0 | 0 | 0 | 0 | 0 | 0 | 0 | 0 | 0 | 0 | 0 | 0 | 0 | 0 | 0 | 0 | 0 | 0 |  | 0 | 0 | 0 | 0 |  | 0 | 0 | 0 | 0 | 0
1971-11-08 | 1971 | 11 | 8 | 0 | 0 | 0 | 0 | 0 | 0 | 0 | 0 | 0 | 0 | 0 | 0 | 0 | 0 | 0 | 0 | 0 | 0 | 0 | 0 | 0 | 0 | 0 | 0 |  | 0 | 0 | 0 | 0 |  | 0 | 0 | 0 | 0 | 0
1971-11-09 | 1971 | 11 | 9 | 0 | 0 | 0 | 0 | 0 | 0 | 0 | 0 | 0 | 0 | 0 | 0 | 0 | 0 | 0 | 0 | 0 | 0 | 0 | 0 | 0 | 0 | 0 | 0 |  | 0 | 0 | 0 | 0 |  | 0 | 0 | 0 | 0 | 0
1971-11-10 | 1971 | 11 | 10 | 0 | 0 | 0 | 0 | 0 | 0 | 0 | 0 | 0 | 0 | 0 | 0 | 0 | 0 | 0 | 0 | 0 | 0 | 0 | 0 | 0 | 0 | 0 | 0 |  | 0 | 0 | 0 | 0 |  | 0 | 0 | 0 | 0 | 0
1971-11-11 | 1971 | 11 | 11 | 0 | 0 | 0 | 0 | 0 | 0 | 0 | 0 | 0 | 0 | 0 | 0 | 0 | 0 | 0 | 0 | 0 | 0 | 0 | 0 | 0 | 0 | 0 | 0 |  | 0 | 0 | 0 | 0 |  | 0 | 0 | 0 | 0 | 0
1971-11-12 | 1971 | 11 | 12 | 0 | 0 | 0 | 0 | 0 | 0 | 0 | 0 | 0 | 0 | 0 | 0 | 0 | 0 | 0 | 0 | 0 | 0 | 0 | 0 | 0 | 0 | 0 | 0 |  | 0 | 0 | 0 | 0 |  | 0 | 0 | 0 | 0 | 0
1971-11-13 | 1971 | 11 | 13 | 0 | 0 | 0 | 0 | 0 | 0 | 0 | 0 | 0 | 0 | 0 | 0 | 0 | 0 | 0 | 0 | 0 | 0 | 0 | 0 | 0 | 0 | 0 | 0 |  | 0 | 0 | 0 | 0 |  | 0 | 0 | 0 | 0 | 0
1971-11-14 | 1971 | 11 | 14 | 0 | 0 | 0 | 0 | 0 | 0 | 0 | 0 | 0 | 0 | 0 | 0 | 0 | 0 | 0 | 0 | 0 | 0 | 0 | 0 | 0 | 0 | 0 | 0 |  | 0 | 0 | 0 | 0 |  | 0 | 0 | 0 | 0 | 0
1971-11-15 | 1971 | 11 | 15 | 0 | 0 | 0 | 0 | 0 | 0 | 0 | 0 | 0 | 0 | 0 | 0 | 0 | 0 | 0 | 0 | 0 | 0 | 0 | 0 | 0 | 0 | 0 | 0 |  | 0 | 0 | 0 | 0 |  | 0 | 0 | 0 | 0 | 0
1971-11-16 | 1971 | 11 | 16 | 0 | 0 | 0 | 0 | 0 | 0 | 0 | 0 | 0 | 0 | 0 | 0 | 0 | 0 | 0 | 0 | 0 | 0 | 0 | 0 | 0 | 0 | 0 | 0 |  | 0 | 0 | 0 | 0 |  | 0 | 0 | 0 | 0 | 0
1971-11-17 | 1971 | 11 | 17 | 0 | 0 | 0 | 0 | 0 | 0 | 0.2 | 0 | 0 | 0 | 0 | 0 | 0 | 0 | 0 | 0 | 0 | 0 | 0 | 0 | 0 | 0.1 | 0 | 0 |  | 0.3 | 0.3 | 0.3 | 5.5511e-17 |  | 0 | 0 | 0 | 0 | 0
1971-11-18 | 1971 | 11 | 18 | 0 | 0 | 0 | 0 | 0 | 0 | 0 | 0 | 0 | 0 | 0 | 0 | 0 | 0 | 0 | 0 | 0 | 0 | 0.3 | 0 | 0 | 0 | 0 | 0 |  | 0.3 | 0.3 | 0.3 | 0 |  | 0 | 0 | 0 | 0 | 0
1971-11-19 | 1971 | 11 | 19 | 0 | 0 | 0 | 0 | 0 | 0 | 0 | 0 | 0 | 0 | 0 | 0 | 0 | 0 | 0 | 0 | 0 | 0 | 0 | 0 | 0 | 0 | 0 | 0 |  | 0 | 0 | 0 | 0 |  | 0 | 0 | 0 | 0 | 0
1971-11-20 | 1971 | 11 | 20 | 0 | 0 | 0 | 0 | 0 | 0 | 0 | 0 | 0 | 0 | 0 | 0 | 0 | 0 | 0 | 0 | 0 | 0 | 0 | 0 | 0 | 0 | 0 | 0 |  | 0 | 0 | 0 | 0 |  | 0 | 0 | 0 | 0 | 0
1971-11-21 | 1971 | 11 | 21 | 0 | 0 | 0 | 0 | 0 | 0 | 0 | 0 | 0 | 0 | 0 | 0 | 0 | 0 | 0 | 0 | 0 | 0 | 0 | 0 | 0 | 0 | 0 | 0 |  | 0 | 0 | 0 | 0 |  | 0 | 0 | 0 | 0 | 0
1971-11-22 | 1971 | 11 | 22 | 0 | 0 | 0 | 0 | 0 | 0 | 0 | 0 | 0 | 0 | 0 | 0 | 0 | 0 | 0 | 0 | 0 | 0 | 0 | 0 | 0 | 0 | 0 | 0 |  | 0 | 0 | 0 | 0 |  | 0 | 0 | 0 | 0 | 0
1971-11-23 | 1971 | 11 | 23 | 0 | 0 | 0 | 0 | 0 | 0 | 0 | 0 | 0 | 0 | 0 | 0 | 0 | 0 | 0 | 0 | 0 | 0 | 0 | 0 | 0 | 0 | 0 | 0 |  | 0 | 0 | 0 | 0 |  | 0 | 0 | 0 | 0 | 0
1971-11-24 | 1971 | 11 | 24 | 0 | 0 | 0 | 0 | 0 | 0 | 0 | 0 | 0 | 0 | 0 | 0 | 0 | 0 | 0 | 0 | 0 | 0 | 0 | 0 | 0 | 0 | 0 | 0 |  | 0 | 0 | 0 | 0 |  | 0 | 0 | 0 | 0 | 0
1971-11-25 | 1971 | 11 | 25 | 0 | 0 | 0 | 0 | 0 | 0 | 0 | 0 | 0 | 0 | 0 | 0 | 0 | 0 | 0 | 0 | 0 | 0 | 0 | 0 | 0 | 0 | 0 | 0 |  | 0 | 0 | 0 | 0 |  | 0 | 0 | 0 | 0 | 0
1971-11-26 | 1971 | 11 | 26 | 0 | 0 | 0 | 0 | 0 | 0 | 0 | 0 | 0 | 0 | 0 | 0 | 0 | 0 | 0 | 0 | 0 | 0 | 0 | 0 | 0 | 0 | 0 | 0 |  | 0 | 0 | 0 | 0 |  | 0 | 0 | 0 | 0 | 0
1971-11-27 | 1971 | 11 | 27 | 0 | 0 | 0 | 0 | 0 | 0 | 0 | 0 | 0 | 0 | 0 | 0 | 0 | 0 | 0.1 | 0 | 0 | 0 | 0.1 | 0 | 0 | 0 | 0.1 | 0 |  | 0.3 | 0.3 | 0.3 | 5.5511e-17 |  | 0 | 0 | 0 | 0 | 0
1971-11-28 | 1971 | 11 | 28 | 0 | 0 | 0 | 0 | 0 | 0 | 0 | 0 | 0 | 0 | 0 | 0 | 0.1 | 0 | 0 | 0 | 0.1 | 0 | 0 | 0 | 0 | 0.1 | 0 | 0 |  | 0.3 | 0.3 | 0.3 | 5.5511e-17 |  | 0 | 0 | 0 | 0 | 0
1971-11-29 | 1971 | 11 | 29 | 0.2 | 0.1 | 0 | 0 | 0 | 0 | 0 | 0 | 0 | 0 | 0 | 0 | 0 | 0 | 0 | 0 | 0 | 0 | 0 | 0 | 0 | 0 | 0 | 0 |  | 0.3 | 0.3 | 0.3 | 5.5511e-17 |  | 0 | 0 | 0 | 0 | 0
1971-11-30 | 1971 | 11 | 30 | 0 | 0 | 0 | 0 | 0 | 0 | 0 | 0 | 0 | 0 | 0 | 0 | 0 | 0 | 0 | 0 | 0 | 0 | 0 | 0 | 0 | 0 | 0 | 0 |  | 0 | 0 | 0 | 0 |  | 0 | 0 | 0 | 0 | 0
1971-12-01 | 1971 | 12 | 1 | 0 | 0 | 0 | 0 | 0 | 0 | 0 | 0 | 0 | 0 | 0 | 0 | 0 | 0 | 0 | 0 | 0 | 0 | 0 | 0 | 0 | 0 | 0 | 0 |  | 0 | 0 | 0 | 0 |  | 0 | 0 | 0 | 0 | 0
1971-12-02 | 1971 | 12 | 2 | 0 | 0 | 0 | 0 | 0 | 0 | 0 | 0 | 0 | 0 | 0 | 0 | 0 | 0 | 0 | 0 | 0 | 0 | 0 | 0 | 0 | 0 | 0 | 0 |  | 0 | 0 | 0 | 0 |  | 0 | 0 | 0 | 0 | 0
1971-12-03 | 1971 | 12 | 3 | 0 | 0 | 0 | 0 | 0 | 0 | 0 | 0 | 0 | 0 | 0 | 0 | 0 | 0 | 0 | 0 | 0 | 0 | 0 | 0 | 0 | 0 | 0 | 0 |  | 0 | 0 | 0 | 0 |  | 0 | 0 | 0 | 0 | 0
1971-12-04 | 1971 | 12 | 4 | 0 | 0 | 0 | 0 | 0 | 0 | 0 | 0 | 0 | 0 | 0 | 0 | 0 | 0 | 0 | 0 | 0 | 0 | 0 | 0 | 0 | 0 | 0 | 0 |  | 0 | 0 | 0 | 0 |  | 0 | 0 | 0 | 0 | 0
1971-12-05 | 1971 | 12 | 5 | 0 | 0 | 0 | 0.1 | 0 | 0.1 | 0 | 0 | 0 | 0 | 0 | 0 | 0 | 0 | 0 | 0 | 0 | 0 | 0 | 0 | 0 | 0 | 0.1 | 0 |  | 0.3 | 0.3 | 0.3 | 5.5511e-17 |  | 0 | 0 | 0 | 0 | 0
1971-12-06 | 1971 | 12 | 6 | 0.5 | 0.5 | 0.4 | 0.5 | 0.5 | 0.5 | 0.5 | 0.4 | 0.5 | 0.5 | 0 | 0 | 0 | 0 | 0 | 0 | 0 | 0 | 0 | 0 | 0 | 0 | 0 | 0 |  | 4.8 | 4.8 | 4.8 | 0 |  | 0 | 0 | 0 | 0 | 0
1971-12-07 | 1971 | 12 | 7 | 0 | 0 | 0 | 0 | 0 | 0 | 0 | 0 | 0 | 0 | 0 | 0 | 0 | 0 | 0 | 0 | 0 | 0 | 0 | 0 | 0 | 0 | 0 | 0 |  | 0 | 0 | 0 | 0 |  | 0 | 0 | 0 | 0 | 0
1971-12-08 | 1971 | 12 | 8 | 0 | 0 | 0 | 0 | 0 | 0 | 0 | 0 | 0 | 0 | 0 | 0 | 0 | 0 | 0 | 0 | 0 | 0 | 0 | 0 | 0.1 | 0.2 | 0.1 | 0.1 |  | 0.5 | 0.5 | 0.5 | 0 |  | 0 | 0 | 0 | 0 | 0
1971-12-09 | 1971 | 12 | 9 | 0 | 0 | 0 | 0 | 0 | 0 | 0 | 0 | 0 | 0 | 0 | 0 | 0 | 0 | 0 | 0 | 0 | 0 | 0 | 0 | 0 | 0 | 0 | 0 |  | 0 | 0 | 0 | 0 |  | 0 | 0 | 0 | 0 | 0
1971-12-10 | 1971 | 12 | 10 | 0 | 0 | 0 | 0 | 0 | 0 | 0 | 0 | 0 | 0 | 0 | 0 | 0 | 0 | 0 | 0 | 0 | 0 | 0 | 0 | 0 | 0 | 0 | 0 |  | 0 | 0 | 0 | 0 |  | 0 | 0 | 0 | 0 | 0
1971-12-11 | 1971 | 12 | 11 | 0 | 0 | 0 | 0 | 0 | 0 | 0 | 0 | 0 | 0 | 0 | 0 | 0 | 0 | 0 | 0 | 0 | 0 | 0 | 0 | 0 | 0 | 0 | 0 |  | 0 | 0 | 0 | 0 |  | 0 | 0 | 0 | 0 | 0
1971-12-12 | 1971 | 12 | 12 | 0 | 0 | 0 | 0 | 0 | 0 | 0 | 0 | 0 | 0 | 0 | 0 | 0 | 0 | 0 | 0 | 0 | 0 | 0 | 0 | 0 | 0 | 0 | 0 |  | 0 | 0 | 0 | 0 |  | 0 | 0 | 0 | 0 | 0
1971-12-13 | 1971 | 12 | 13 | 0 | 0 | 0 | 0 | 0 | 0 | 0 | 0 | 0 | 0 | 0 | 0 | 0 | 0 | 0 | 0 | 0 | 0 | 0 | 0 | 0 | 0 | 0 | 0 |  | 0 | 0 | 0 | 0 |  | 0 | 0 | 0 | 0 | 0
1971-12-14 | 1971 | 12 | 14 | 0 | 0 | 0 | 0 | 0 | 0 | 0 | 0 | 0 | 0 | 0 | 0 | 0 | 0 | 0 | 0 | 0.1 | 0 | 0 | 0.1 | 0 | 0 | 0.1 | 0 |  | 0.3 | 0.3 | 0.3 | 5.5511e-17 |  | 0 | 0 | 0 | 0 | 0
1971-12-15 | 1971 | 12 | 15 | 0 | 0.1 | 0 | 0 | 0.1 | 0 | 0 | 0.1 | 0 | 0 | 0.1 | 0 | 0 | 0.1 | 0 | 0 | 0.1 | 0 | 0 | 0.1 | 0 | 0 | 0.1 | 0 |  | 0.8 | 0.8 | 0.8 | 1.1102e-16 |  | 0 | 0 | 0 | 0 | 0
1971-12-16 | 1971 | 12 | 16 | 0 | 0 | 0 | 0 | 0 | 0 | 0 | 0 | 0 | 0 | 0 | 0 | 0 | 0 | 0 | 0 | 0 | 0 | 0 | 0 | 0 | 0 | 0 | 0 |  | 0 | 0 | 0 | 0 |  | 0 | 0 | 0 | 0 | 0
1971-12-17 | 1971 | 12 | 17 | 0 | 0 | 0 | 0 | 0 | 0 | 0 | 0 | 0 | 0.6 | 0.6 | 0.6 | 0.6 | 0.6 | 0.6 | 0.6 | 0.7 | 0.6 | 0.6 | 0.6 | 0.6 | 0.6 | 0.6 | 0.6 |  | 9.1 | 9.1 | 9.1 | 1.7764e-15 |  | 0 | 0 | 0 | 0 | 0
1971-12-18 | 1971 | 12 | 18 | 0.2 | 0.2 | 0 | 0.2 | 0.2 | 0 | 0 | 0 | 0 | 0 | 0 | 0 | 0 | 0 | 0 | 0 | 0 | 0 | 0 | 0 | 0 | 0 | 0 | 0 |  | 0.8 | 0.8 | 0.8 | 0 |  | 0 | 0 | 0 | 0 | 0
1971-12-19 | 1971 | 12 | 19 | 0 | 0 | 0 | 0 | 0 | 0 | 0 | 0 | 0 | 0 | 0 | 0 | 0 | 0 | 0 | 0 | 0 | 0 | 0 | 0 | 0 | 0 | 0 | 0 |  | 0 | 0 | 0 | 0 |  | 0 | 0 | 0 | 0 | 0
1971-12-20 | 1971 | 12 | 20 | 0 | 0 | 0 | 0.1 | 0 | 0 | 0 | 0.1 | 0 | 0 | 0 | 0.1 | 0 | 0 | 0 | 0.1 | 0 | 0 | 0 | 0.1 | 0 | 0 | 0 | 0 |  | 0.5 | 0.5 | 0.5 | 0 |  | 0 | 0 | 0 | 0 | 0
1971-12-21 | 1971 | 12 | 21 | 0 | 0 | 0 | 0 | 0.1 | 0 | 0.1 | 0.1 | 0 | 0.1 | 0.1 | 0 | 0.1 | 0 | 0.1 | 0.1 | 0 | 0.1 | 0.1 | 0 | 0.1 | 0.1 | 0 | 0.1 |  | 1.3 | 1.3 | 1.3 | 0 |  | 0 | 0 | 0 | 0 | 0
1971-12-22 | 1971 | 12 | 22 | 0 | 0.1 | 0 | 0 | 0 | 0.1 | 0 | 0 | 0 | 0.1 | 0 | 0 | 0 | 0.1 | 0 | 0 | 0 | 0 | 0 | 0 | 0 | 0 | 0.1 | 0 |  | 0.5 | 0.5 | 0.5 | 0 |  | 0 | 0 | 0 | 0 | 0
1971-12-23 | 1971 | 12 | 23 | 0.1 | 0.1 | 0.1 | 0 | 0.1 | 0.1 | 0.1 | 0 | 0 | 0 | 0 | 0 | 0 | 0 | 0 | 0 | 0 | 0 | 0 | 0.1 | 0.1 | 0 | 0.1 | 0.1 |  | 1 | 1 | 1 | 1.1102e-16 |  | 0 | 0 | 0 | 0 | 0
1971-12-24 | 1971 | 12 | 24 | 0.1 | 0.1 | 0 | 0.1 | 0.1 | 0.1 | 0 | 0.1 | 0.1 | 0 | 0.1 | 0.1 | 0 | 0.1 | 0.1 | 0.1 | 0.1 | 0 | 0.1 | 0.1 | 0.1 | 0 | 0.1 | 0.1 |  | 1.8 | 1.8 | 1.8 | 4.4409e-16 |  | 0 | 0 | 0 | 0 | 0
1971-12-25 | 1971 | 12 | 25 | 0.3 | 0.2 | 0.3 | 0.2 | 0.3 | 0.2 | 0.3 | 0.2 | 0.3 | 0.2 | 0.8 | 0.5 | 0.2 | 0.3 | 0.2 | 0 | 0 | 0 | 0 | 0.3 | 0.2 | 0.3 | 0.2 | 0.3 |  | 5.8 | 5.8 | 5.8 | 0 |  | 0 | 0 | 0 | 0 | 0
1971-12-26 | 1971 | 12 | 26 | 0 | 0 | 0 | 0 | 0 | 0 | 0 | 0 | 0 | 0 | 0 | 0 | 0 | 0 | 0 | 0 | 0 | 0 | 0 | 0 | 0 | 0 | 0 | 0 |  | 0 | 0 | 0 | 0 |  | 0 | 0 | 0 | 0 | 0
1971-12-27 | 1971 | 12 | 27 | 0 | 0 | 0 | 0 | 0 | 0 | 0 | 0 | 0 | 0 | 0 | 0 | 0 | 0 | 0 | 0 | 0 | 0 | 0 | 0 | 0 | 0 | 0 | 0 |  | 0 | 0 | 0 | 0 |  | 0 | 0 | 0 | 0 | 0
1971-12-28 | 1971 | 12 | 28 | 0 | 0 | 0 | 0 | 0 | 0 | 0 | 0 | 0 | 0 | 0 | 0 | 0 | 0 | 0 | 0 | 0 | 0 | 0 | 0 | 0 | 0 | 0 | 0 |  | 0 | 0 | 0 | 0 |  | 0 | 0 | 0 | 0 | 0
1971-12-29 | 1971 | 12 | 29 | 0 | 0 | 0 | 0 | 0 | 0 | 0 | 0 | 0 | 0 | 0 | 0 | 0 | 0 | 0 | 0 | 0 | 0 | 0 | 0 | 0 | 0 | 0 | 0 |  | 0 | 0 | 0 | 0 |  | 0 | 0 | 0 | 0 | 0
1971-12-30 | 1971 | 12 | 30 | 0 | 0 | 0 | 0 | 0 | 0 | 0 | 0 | 0 | 0 | 0 | 0 | 0 | 0 | 0 | 0 | 0 | 0 | 0 | 0 | 0 | 0 | 0 | 0 |  | 0 | 0 | 0 | 0 |  | 0 | 0 | 0 | 0 | 0
1971-12-31 | 1971 | 12 | 31 | 0 | 0 | 0 | 0 | 0 | 0 | 0 | 0 | 0 | 0 | 0 | 0 | 0 | 0 | 0 | 0 | 0 | 0 | 0 | 0 | 0 | 0 | 0 | 0 |  | 0 | 0 | 0 | 0 |  | 0 | 0 | 0 | 0 | 0
1972-01-01 | 1972 | 1 | 1 | 0 | 0 | 0 | 0 | 0 | 0 | 0 | 0 | 0 | 0 | 0 | 0 | 0 | 0 | 0.3 | 0.3 | 0.3 | 0.3 | 0.3 | 0.3 | 0.3 | 0.3 | 0.3 | 0.3 |  | 3 | 3 | 3 | 4.4409e-16 |  | 0 | 0 | 0 | 0 | 0
1972-01-02 | 1972 | 1 | 2 | 0.1 | 0 | 0.1 | 0 | 0.1 | 0 | 0 | 0 | 0.1 | 0.1 | 0 | 0.1 | 0 | 0.1 | 0 | 0 | 0 | 0 | 0 | 0 | 0 | 0.1 | 0 | 0 |  | 0.8 | 0.8 | 0.8 | 1.1102e-16 |  | 0 | 0 | 0 | 0 | 0
1972-01-03 | 1972 | 1 | 3 | 0 | 0 | 0 | 0 | 0 | 0 | 0 | 0 | 0 | 0 | 0 | 0 | 0 | 0 | 0 | 0 | 0 | 0 | 0 | 0 | 0 | 0 | 0 | 0 |  | 0 | 0 | 0 | 0 |  | 0 | 0 | 0 | 0 | 0
1972-01-04 | 1972 | 1 | 4 | 0 | 0 | 0 | 0 | 0 | 0 | 0 | 0 | 0 | 0 | 0 | 0 | 0 | 0 | 0 | 0 | 0 | 0 | 0 | 0 | 0 | 0 | 0 | 0 |  | 0 | 0 | 0 | 0 |  | 0 | 0 | 0 | 0 | 0
1972-01-05 | 1972 | 1 | 5 | 0 | 0 | 0 | 0 | 0 | 0 | 0 | 0 | 0 | 0 | 0 | 0 | 0 | 0 | 0 | 0 | 0 | 0 | 0 | 0 | 0 | 0 | 0 | 0 |  | 0 | 0 | 0 | 0 |  | 0 | 0 | 0 | 0 | 0
1972-01-06 | 1972 | 1 | 6 | 0 | 0 | 0 | 0 | 0 | 0 | 0 | 0 | 0 | 0 | 0 | 0 | 0 | 0 | 0 | 0 | 0 | 0 | 0 | 0 | 0 | 0 | 0 | 0 |  | 0 | 0 | 0 | 0 |  | 0 | 0 | 0 | 0 | 0
1972-01-07 | 1972 | 1 | 7 | 0 | 0 | 0 | 0 | 0 | 0 | 0 | 0 | 0 | 0 | 0 | 0 | 0 | 0 | 0 | 0 | 0 | 0 | 0 | 0 | 0 | 0 | 0 | 0 |  | 0 | 0 | 0 | 0 |  | 0 | 0 | 0 | 0 | 0
1972-01-08 | 1972 | 1 | 8 | 0 | 0 | 0 | 0 | 0 | 0 | 0 | 0 | 0 | 0 | 0 | 0 | 0 | 0 | 0 | 0 | 0 | 0 | 0 | 0 | 0 | 0 | 0 | 0 |  | 0 | 0 | 0 | 0 |  | 0 | 0 | 0 | 0 | 0
1972-01-09 | 1972 | 1 | 9 | 0 | 0 | 0 | 0 | 0 | 0 | 0.3 | 0 | 0.2 | 0 | 0 | 0 | 0 | 0 | 0 | 0 | 0 | 0 | 0 | 0 | 0 | 0 | 0 | 0 |  | 0.5 | 0.5 | 0.5 | 0 |  | 0 | 0 | 0 | 0 | 0
1972-01-10 | 1972 | 1 | 10 | 0 | 0 | 0 | 0 | 0 | 0 | 0 | 0 | 0 | 0 | 0 | 0 | 0 | 0 | 0 | 0 | 0 | 0 | 0 | 0 | 0 | 0 | 0 | 0 |  | 0 | 0 | 0 | 0 |  | 0 | 0 | 0 | 0 | 0
1972-01-11 | 1972 | 1 | 11 | 0 | 0 | 0 | 0 | 0 | 0 | 0 | 0.2 | 0.3 | 0.2 | 0.3 | 0.4 | 0.3 | 0.2 | 0.3 | 0.2 | 0.2 | 0.3 | 0.2 | 0.2 | 0.3 | 0.2 | 0.3 | 0.2 |  | 4.3 | 4.3 | 4.3 | 8.8818e-16 |  | 0 | 0 | 0 | 0 | 0
1972-01-12 | 1972 | 1 | 12 | 0 | 0 | 0.1 | 0 | 0 | 0 | 0.1 | 0 | 0 | 0 | 0.1 | 0 | 0 | 0 | 0.1 | 0 | 0 | 0 | 0 | 0 | 0 | 0.1 | 0 | 0 |  | 0.5 | 0.5 | 0.5 | 0 |  | 0 | 0 | 0 | 0 | 0
1972-01-13 | 1972 | 1 | 13 | 0 | 0 | 0 | 0 | 0 | 0 | 0 | 0 | 0 | 0 | 0 | 0 | 0 | 0 | 0 | 0 | 0 | 0 | 0 | 0 | 0 | 0 | 0 | 0 |  | 0 | 0 | 0 | 0 |  | 0 | 0 | 0 | 0 | 0
1972-01-14 | 1972 | 1 | 14 | 0 | 0 | 0 | 0 | 0 | 0 | 0 | 0 | 0 | 0 | 0 | 0 | 0 | 0 | 0 | 0 | 0 | 0 | 0 | 0 | 0 | 0 | 0 | 0 |  | 0 | 0 | 0 | 0 |  | 0 | 0 | 0 | 0 | 0
1972-01-15 | 1972 | 1 | 15 | 0 | 0 | 0 | 0 | 0 | 0 | 0 | 0 | 0 | 0 | 0 | 0 | 0 | 0 | 0 | 0 | 0 | 0 | 0 | 0 | 0 | 0 | 0 | 0 |  | 0 | 0 | 0 | 0 |  | 0 | 0 | 0 | 0 | 0
1972-01-16 | 1972 | 1 | 16 | 0 | 0 | 0 | 0 | 0 | 0 | 0 | 0 | 0 | 0 | 0 | 0 | 0 | 0 | 0 | 0 | 0 | 0 | 0 | 0 | 0 | 0 | 0 | 0 |  | 0 | 0 | 0 | 0 |  | 0 | 0 | 0 | 0 | 0
1972-01-17 | 1972 | 1 | 17 | 0 | 0 | 0 | 0 | 0 | 0 | 0 | 0 | 0.1 | 0 | 0.1 | 0 | 0.1 | 0 | 0.1 | 0 | 0.1 | 0 | 0.1 | 0 | 0.1 | 0 | 0.1 | 0 |  | 0.8 | 0.8 | 0.8 | 1.1102e-16 |  | 0 | 0 | 0 | 0 | 0
1972-01-18 | 1972 | 1 | 18 | 0 | 0 | 0 | 0 | 0 | 0 | 0 | 0 | 0 | 0 | 0 | 0 | 0 | 0 | 0 | 0 | 0 | 0 | 0 | 0 | 0 | 0 | 0 | 0 |  | 0 | 0 | 0 | 0 |  | 0 | 0 | 0 | 0 | 0
1972-01-19 | 1972 | 1 | 19 | 0.1 | 0 | 0.1 | 0.1 | 0 | 0.1 | 0 | 0.1 | 0.1 | 0 | 0.1 | 0.1 | 0 | 0.1 | 0 | 0.1 | 0.1 | 0 | 0.1 | 0 | 0.1 | 0.1 | 0 | 0.1 |  | 1.5 | 1.5 | 1.5 | 2.2204e-16 |  | 0 | 0 | 0 | 0 | 0
1972-01-20 | 1972 | 1 | 20 | 0 | 0.1 | 0 | 0 | 0.1 | 0 | 0 | 0.1 | 0 | 0 | 0 | 0 | 0 | 0 | 0 | 0 | 0 | 0 | 0 | 0.1 | 0 | 0 | 0.1 | 0 |  | 0.5 | 0.5 | 0.5 | 0 |  | 0 | 0 | 0 | 0 | 0
1972-01-21 | 1972 | 1 | 21 | 0 | 0 | 0 | 0 | 0 | 0 | 0 | 0 | 0 | 0 | 0 | 0 | 0 | 0 | 0 | 0 | 0 | 0 | 0 | 0 | 0 | 0 | 0 | 0 |  | 0 | 0 | 0 | 0 |  | 0 | 0 | 0 | 0 | 0
1972-01-22 | 1972 | 1 | 22 | 0 | 0.1 | 0 | 0 | 0 | 0.1 | 0 | 0 | 0.1 | 0 | 0 | 0 | 0 | 0 | 0 | 0 | 0 | 0 | 0 | 0.1 | 0 | 0 | 0.1 | 0 |  | 0.5 | 0.5 | 0.5 | 0 |  | 0 | 0 | 0 | 0 | 0
1972-01-23 | 1972 | 1 | 23 | 0.1 | 0.1 | 0 | 0.1 | 0.1 | 0 | 0.1 | 0.1 | 0.1 | 0.1 | 0 | 0.1 | 0.1 | 0 | 0.1 | 0.1 | 0.1 | 0 | 0.1 | 0.1 | 0.1 | 0 | 0.1 | 0.1 |  | 1.8 | 1.8 | 1.8 | 4.4409e-16 |  | 0 | 0 | 0 | 0 | 0
1972-01-24 | 1972 | 1 | 24 | 0 | 0 | 0.1 | 0 | 0 | 0 | 0 | 0.1 | 0 | 0 | 0 | 0 | 0 | 0 | 0 | 0 | 0 | 0 | 0 | 0 | 0 | 0.1 | 0 | 0 |  | 0.3 | 0.3 | 0.3 | 5.5511e-17 |  | 0 | 0 | 0 | 0 | 0
1972-01-25 | 1972 | 1 | 25 | 0 | 0 | 0 | 0 | 0 | 0 | 0 | 0 | 0 | 0 | 0 | 0 | 0 | 0 | 0 | 0 | 0 | 0 | 0 | 0 | 0 | 0 | 0 | 0 |  | 0 | 0 | 0 | 0 |  | 0 | 0 | 0 | 0 | 0
1972-01-26 | 1972 | 1 | 26 | 0 | 0 | 0 | 0 | 0 | 0 | 0 | 0 | 0 | 0 | 0 | 0 | 0 | 0 | 0 | 0 | 0 | 0 | 0 | 0 | 0 | 0 | 0 | 0 |  | 0 | 0 | 0 | 0 |  | 0 | 0 | 0 | 0 | 0
1972-01-27 | 1972 | 1 | 27 | 0.1 | 0.1 | 0.1 | 0 | 0 | 0 | 0 | 0 | 0 | 0 | 0 | 0 | 0 | 0 | 0 | 0 | 0 | 0 | 0 | 0 | 0 | 0 | 0 | 0 |  | 0.3 | 0.3 | 0.3 | 5.5511e-17 |  | 0 | 0 | 0 | 0 | 0
1972-01-28 | 1972 | 1 | 28 | 0 | 0 | 0 | 0 | 0 | 0 | 0 | 0 | 0 | 0 | 0 | 0 | 0 | 0 | 0 | 0 | 0 | 0 | 0 | 0 | 0 | 0 | 0 | 0 |  | 0 | 0 | 0 | 0 |  | 0 | 0 | 0 | 0 | 0
1972-01-29 | 1972 | 1 | 29 | 0 | 0 | 0 | 0 | 0 | 0 | 0 | 0 | 0 | 0 | 0 | 0 | 0 | 0 | 0 | 0 | 0 | 0 | 0 | 0 | 0 | 0 | 0 | 0 |  | 0 | 0 | 0 | 0 |  | 0 | 0 | 0 | 0 | 0
1972-01-30 | 1972 | 1 | 30 | 0 | 0 | 0 | 0 | 0 | 0 | 0 | 0 | 0 | 0 | 0 | 0 | 0 | 0 | 0 | 0 | 0 | 0 | 0 | 0 | 0 | 0 | 0 | 0 |  | 0 | 0 | 0 | 0 |  | 0 | 0 | 0 | 0 | 0
1972-01-31 | 1972 | 1 | 31 | 0 | 0 | 0.1 | 0.1 | 0.1 | 0.1 | 0.1 | 0.2 | 0.1 | 0.1 | 0.1 | 0.1 | 0.1 | 0.2 | 0.1 | 0.1 | 0.1 | 0.1 | 0.2 | 0.1 | 0.1 | 0.1 | 0.1 | 0.1 |  | 2.5 | 2.5 | 2.5 | 8.8818e-16 |  | 0 | 0 | 0 | 0 | 0
1972-02-01 | 1972 | 2 | 1 | 0.1 | 0 | 0.1 | 0 | 0.1 | 0 | 0 | 0 | 0 | 0 | 0 | 0 | 0 | 0 | 0 | 0 | 0 | 0 | 0 | 0 | 0 | 0 | 0 | 0 |  | 0.3 | 0.3 | 0.3 | 5.5511e-17 |  | 0 | 0 | 0 | 0 | 0
1972-02-02 | 1972 | 2 | 2 | 0 | 0 | 0 | 0 | 0 | 0 | 0 | 0 | 0 | 0 | 0 | 0 | 0 | 0 | 0 | 0 | 0 | 0 | 0 | 0 | 0 | 0 | 0 | 0 |  | 0 | 0 | 0 | 0 |  | 0 | 0 | 0 | 0 | 0
1972-02-03 | 1972 | 2 | 3 | 0 | 0 | 0.1 | 0.1 | 0.1 | 0.1 | 0.1 | 0.1 | 0.1 | 0.1 | 0.1 | 0.1 | 0.2 | 0.1 | 0.1 | 0.1 | 0.1 | 0.1 | 0.1 | 0.1 | 0.1 | 0.1 | 0.1 | 0.1 |  | 2.3 | 2.3 | 2.3 | 8.8818e-16 |  | 0 | 0 | 0 | 0 | 0
1972-02-04 | 1972 | 2 | 4 | 0 | 0 | 0.1 | 0 | 0 | 0 | 0.1 | 0 | 0 | 0 | 0.1 | 0 | 0 | 0 | 0 | 0 | 0 | 0.1 | 0 | 0 | 0 | 0.1 | 0 | 0 |  | 0.5 | 0.5 | 0.5 | 0 |  | 0 | 0 | 0 | 0 | 0
1972-02-05 | 1972 | 2 | 5 | 0 | 0.1 | 0 | 0 | 0.1 | 0 | 0 | 0.1 | 0 | 0 | 0 | 0.1 | 0 | 0 | 0 | 0.1 | 0 | 0 | 0 | 0 | 0 | 0 | 0 | 0 |  | 0.5 | 0.5 | 0.5 | 0 |  | 0 | 0 | 0 | 0 | 0
1972-02-06 | 1972 | 2 | 6 | 0 | 0 | 0 | 0 | 0 | 0 | 0 | 0 | 0 | 0 | 0 | 0 | 0 | 0 | 0 | 0 | 0 | 0 | 0 | 0 | 0 | 0 | 0 | 0 |  | 0 | 0 | 0 | 0 |  | 0 | 0 | 0 | 0 | 0
1972-02-07 | 1972 | 2 | 7 | 0 | 0 | 0 | 0 | 0.2 | 0.1 | 0 | 0 | 0 | 0 | 0 | 0 | 0 | 0 | 0 | 0 | 0 | 0 | 0 | 0 | 0 | 0 | 0 | 0 |  | 0.3 | 0.3 | 0.3 | 5.5511e-17 |  | 0 | 0 | 0 | 0 | 0
1972-02-08 | 1972 | 2 | 8 | 0 | 0 | 0 | 0 | 0 | 0 | 0 | 0 | 0 | 0 | 0 | 0 | 0 | 0 | 0 | 0 | 0 | 0 | 0 | 0 | 0 | 0 | 0 | 0 |  | 0 | 0 | 0 | 0 |  | 0 | 0 | 0 | 0 | 0
1972-02-09 | 1972 | 2 | 9 | 0 | 0 | 0 | 0 | 0 | 0 | 0 | 0 | 0 | 0 | 0 | 0 | 0 | 0 | 0 | 0 | 0 | 0 | 0 | 0 | 0 | 0 | 0 | 0 |  | 0 | 0 | 0 | 0 |  | 0 | 0 | 0 | 0 | 0
1972-02-10 | 1972 | 2 | 10 | 0 | 0 | 0 | 0 | 0 | 0 | 0 | 0 | 0 | 0 | 0 | 0 | 0 | 0 | 0 | 0 | 0 | 0 | 0 | 0 | 0 | 0 | 0 | 0 |  | 0 | 0 | 0 | 0 |  | 0 | 0 | 0 | 0 | 0
1972-02-11 | 1972 | 2 | 11 | 0 | 0 | 0 | 0 | 0 | 0 | 0 | 0 | 0 | 0 | 0 | 0 | 0 | 0 | 0 | 0 | 0 | 0 | 0 | 0 | 0 | 0 | 0 | 0 |  | 0 | 0 | 0 | 0 |  | 0 | 0 | 0 | 0 | 0
1972-02-12 | 1972 | 2 | 12 | 0 | 0 | 0 | 0 | 0 | 0 | 0 | 0 | 0 | 0 | 0 | 0 | 0 | 0 | 0 | 0 | 0 | 0 | 0 | 0 | 0 | 0 | 0 | 0 |  | 0 | 0 | 0 | 0 |  | 0 | 0 | 0 | 0 | 0
1972-02-13 | 1972 | 2 | 13 | 0 | 0 | 0 | 0 | 0 | 0 | 0 | 0 | 0 | 0 | 0 | 0 | 0 | 0 | 0 | 0 | 0 | 0 | 0 | 0 | 0 | 0 | 0 | 0 |  | 0 | 0 | 0 | 0 |  | 0 | 0 | 0 | 0 | 0
1972-02-14 | 1972 | 2 | 14 | 0 | 0 | 0 | 0 | 0 | 0 | 0 | 0 | 0 | 0 | 0 | 0 | 0 | 0 | 0 | 0 | 0 | 0 | 0 | 0 | 0 | 0 | 0 | 0 |  | 0 | 0 | 0 | 0 |  | 0 | 0 | 0 | 0 | 0
1972-02-15 | 1972 | 2 | 15 | 0 | 0 | 0 | 0 | 0 | 0 | 0 | 0 | 0 | 0 | 0 | 0 | 0 | 0 | 0 | 0 | 0 | 0 | 0 | 0 | 0 | 0 | 0 | 0 |  | 0 | 0 | 0 | 0 |  | 0 | 0 | 0 | 0 | 0
1972-02-16 | 1972 | 2 | 16 | 0 | 0 | 0 | 0 | 0 | 0 | 0 | 0 | 0 | 0 | 0 | 0.5 | 0.5 | 0 | 0 | 0 | 0 | 0 | 0 | 0 | 0 | 0 | 0 | 0 |  | 1 | 1 | 1 | 0 |  | 0 | 0 | 0 | 0 | 0
1972-02-17 | 1972 | 2 | 17 | 0 | 0 | 0 | 0 | 0 | 0 | 0 | 0 | 0 | 0 | 0 | 0 | 0 | 0 | 0 | 0 | 0 | 0 | 0 | 0 | 0 | 0 | 0 | 0 |  | 0 | 0 | 0 | 0 |  | 0 | 0 | 0 | 0 | 0
1972-02-18 | 1972 | 2 | 18 | 0 | 0 | 0 | 0 | 0 | 0 | 0 | 0 | 0 | 0 | 0 | 0 | 0 | 0 | 0 | 0 | 0 | 0 | 0 | 0 | 0 | 0 | 0 | 0 |  | 0 | 0 | 0 | 0 |  | 0 | 0 | 0 | 0 | 0
1972-02-19 | 1972 | 2 | 19 | 0 | 0 | 0 | 0 | 0 | 0 | 0 | 0 | 0 | 0.1 | 0 | 0 | 0 | 0 | 0 | 0 | 0.1 | 0 | 0 | 0 | 0 | 0.1 | 0 | 0 |  | 0.3 | 0.3 | 0.3 | 5.5511e-17 |  | 0 | 0 | 0 | 0 | 0
1972-02-20 | 1972 | 2 | 20 | 0.2 | 0 | 0.2 | 0 | 0 | 0.1 | 0.2 | 0.2 | 0.2 | 0.1 | 0 | 0.4 | 0.3 | 0 | 0 | 0 | 0 | 0 | 0.2 | 0.2 | 0.2 | 0.1 | 0.2 | 0.2 |  | 3 | 3 | 3 | 8.8818e-16 |  | 0 | 0 | 0 | 0 | 0
1972-02-21 | 1972 | 2 | 21 | 0 | 0 | 0 | 0 | 0 | 0 | 0 | 0 | 0 | 0 | 0 | 0 | 0 | 0 | 0 | 0 | 0 | 0 | 0 | 0 | 0 | 0 | 0 | 0 |  | 0 | 0 | 0 | 0 |  | 0 | 0 | 0 | 0 | 0
1972-02-22 | 1972 | 2 | 22 | 0.1 | 0.1 | 0.1 | 0 | 0.1 | 0.1 | 0.1 | 0.1 | 0.1 | 0 | 0.1 | 0.1 | 0.1 | 0.1 | 0 | 0.1 | 0.1 | 0.1 | 0.1 | 0.1 | 0 | 0.1 | 0.1 | 0.1 |  | 2 | 2 | 2 | 4.4409e-16 |  | 0 | 0 | 0 | 0 | 0
1972-02-23 | 1972 | 2 | 23 | 0 | 0.1 | 0 | 0 | 0 | 0.1 | 0 | 0 | 0.1 | 0 | 0 | 0.1 | 0 | 0 | 0 | 0.1 | 0 | 0 | 0 | 0 | 0 | 0 | 0 | 0 |  | 0.5 | 0.5 | 0.5 | 0 |  | 0 | 0 | 0 | 0 | 0
1972-02-24 | 1972 | 2 | 24 | 0 | 0 | 0 | 0 | 0 | 0 | 0 | 0 | 0 | 0 | 0 | 0 | 0 | 0 | 0 | 0 | 0 | 0 | 0 | 0 | 0 | 0 | 0 | 0 |  | 0 | 0 | 0 | 0 |  | 0 | 0 | 0 | 0 | 0
1972-02-25 | 1972 | 2 | 25 | 0 | 0 | 0 | 0 | 0 | 0.1 | 0 | 0.1 | 0 | 0.1 | 0 | 0.1 | 0 | 0.1 | 0 | 0.1 | 0 | 0.1 | 0 | 0.1 | 0 | 0.1 | 0 | 0.1 |  | 1 | 1 | 1 | 1.1102e-16 |  | 0 | 0 | 0 | 0 | 0
1972-02-26 | 1972 | 2 | 26 | 0 | 0 | 0.1 | 0 | 0 | 0 | 0 | 0.1 | 0 | 0 | 0 | 0.1 | 0 | 0 | 0 | 0 | 0.1 | 0 | 0 | 0 | 0 | 0.1 | 0 | 0 |  | 0.5 | 0.5 | 0.5 | 0 |  | 0 | 0 | 0 | 0 | 0
1972-02-27 | 1972 | 2 | 27 | 0.1 | 0.2 | 0.1 | 0.2 | 0.1 | 0.1 | 0.2 | 0.1 | 0.1 | 0.2 | 0.1 | 0.2 | 0.2 | 0.3 | 0.2 | 0.1 | 0.1 | 0.2 | 0.1 | 0.1 | 0.2 | 0.1 | 0.2 | 0.1 |  | 3.6 | 3.6 | 3.6 | 1.3323e-15 |  | 0 | 0 | 0 | 0 | 0
1972-02-28 | 1972 | 2 | 28 | 0.1 | 0.1 | 0.1 | 0.1 | 0.1 | 0.1 | 0.2 | 0.1 | 0.2 | 0.2 | 0.1 | 0.1 | 0.1 | 0.1 | 0.1 | 0.1 | 0.1 | 0.2 | 0.1 | 0.1 | 0.1 | 0.1 | 0.1 | 0.1 |  | 2.8 | 2.8 | 2.8 | 1.3323e-15 |  | 0 | 0 | 0 | 0 | 0
1972-02-29 | 1972 | 2 | 29 | 0.3 | 0.2 | 0.3 | 0.2 | 0.3 | 0.2 | 0.3 | 0 | 0 | 0 | 0 | 0.5 | 0.2 | 0.3 | 0.2 | 0 | 0 | 0 | 0 | 0 | 0 | 0 | 0 | 0 |  | 3 | 3 | 3 | 0 |  | 0 | 0 | 0 | 0 | 0
1972-03-01 | 1972 | 3 | 1 | 0.2 | 0.1 | 0 | 0 | 0 | 0 | 0 | 0 | 0 | 0 | 0 | 0 | 0 | 0 | 0 | 0 | 0 | 0 | 0 | 0 | 0 | 0 | 0 | 0 |  | 0.3 | 0.3 | 0.3 | 5.5511e-17 |  | 0 | 0 | 0 | 0 | 0
1972-03-02 | 1972 | 3 | 2 | 0 | 0 | 0 | 0 | 0 | 0 | 0 | 0 | 0 | 0 | 0 | 0 | 0 | 0 | 0 | 0 | 0 | 0 | 0.1 | 0 | 0.1 | 0 | 0.1 | 0 |  | 0.3 | 0.3 | 0.3 | 5.5511e-17 |  | 0 | 0 | 0 | 0 | 0
1972-03-03 | 1972 | 3 | 3 | 0 | 0 | 0 | 0 | 0 | 0 | 0 | 0 | 0 | 0 | 0 | 0 | 0 | 0 | 0 | 0 | 0 | 0 | 0 | 0 | 0 | 0 | 0 | 0 |  | 0 | 0 | 0 | 0 |  | 0 | 0 | 0 | 0 | 0
1972-03-04 | 1972 | 3 | 4 | 0 | 0 | 0 | 0 | 0 | 0 | 0 | 0 | 0 | 0 | 0 | 0 | 0 | 0 | 0 | 0 | 0 | 0 | 0 | 0 | 0 | 0 | 0 | 0 |  | 0 | 0 | 0 | 0 |  | 0 | 0 | 0 | 0 | 0
1972-03-05 | 1972 | 3 | 5 | 0 | 0 | 0 | 0 | 0 | 0 | 0 | 0 | 0 | 0 | 0 | 0 | 0 | 0 | 0 | 0 | 0 | 0 | 0 | 0 | 0 | 0 | 0 | 0 |  | 0 | 0 | 0 | 0 |  | 0 | 0 | 0 | 0 | 0
1972-03-06 | 1972 | 3 | 6 | 0 | 0 | 0.2 | 0.1 | 0.2 | 0.3 | 0.1 | 0.2 | 0.1 | 0 | 0 | 0.2 | 0.2 | 0.1 | 0.2 | 0.1 | 0.2 | 0 | 0 | 0 | 0.1 | 0.2 | 0.1 | 0.2 |  | 2.8 | 2.8 | 2.8 | 8.8818e-16 |  | 0 | 0 | 0 | 0 | 0
1972-03-07 | 1972 | 3 | 7 | 0 | 0.1 | 0 | 0.1 | 0 | 0 | 0.1 | 0 | 0 | 0 | 0 | 0 | 0 | 0 | 0 | 0 | 0 | 0 | 0 | 0 | 0 | 0 | 0 | 0 |  | 0.3 | 0.3 | 0.3 | 5.5511e-17 |  | 0 | 0 | 0 | 0 | 0
1972-03-08 | 1972 | 3 | 8 | 0 | 0 | 0 | 0 | 0 | 0 | 0 | 0 | 0 | 0 | 0 | 0 | 0 | 0 | 0 | 0 | 0 | 0 | 0 | 0 | 0 | 0 | 0 | 0 |  | 0 | 0 | 0 | 0 |  | 0 | 0 | 0 | 0 | 0
1972-03-09 | 1972 | 3 | 9 | 0 | 0 | 0 | 0 | 0 | 0 | 0 | 0 | 0 | 0 | 0 | 0 | 0 | 0 | 0 | 0 | 0 | 0 | 0 | 0 | 0 | 0 | 0 | 0 |  | 0 | 0 | 0 | 0 |  | 0 | 0 | 0 | 0 | 0
1972-03-10 | 1972 | 3 | 10 | 0 | 0 | 0 | 0 | 0 | 0 | 0 | 0 | 0 | 0 | 0 | 0 | 0 | 0 | 0 | 0 | 0 | 0 | 0 | 0 | 0 | 0 | 0 | 0 |  | 0 | 0 | 0 | 0 |  | 0 | 0 | 0 | 0 | 0
1972-03-11 | 1972 | 3 | 11 | 0 | 0 | 0 | 0 | 0 | 0 | 0 | 0 | 0 | 0 | 0 | 0 | 0 | 0 | 0 | 0 | 0 | 0 | 0 | 0 | 0 | 0 | 0 | 0 |  | 0 | 0 | 0 | 0 |  | 0 | 0 | 0 | 0 | 0
1972-03-12 | 1972 | 3 | 12 | 0 | 0 | 0 | 0 | 0 | 0 | 0 | 0 | 0 | 0 | 0 | 0 | 0 | 0 | 0 | 0 | 0 | 0 | 0 | 0 | 0 | 0 | 0 | 0 |  | 0 | 0 | 0 | 0 |  | 0 | 0 | 0 | 0 | 0
1972-03-13 | 1972 | 3 | 13 | 0 | 0 | 0 | 0 | 0 | 0 | 0 | 0 | 0 | 0 | 0 | 0 | 0 | 0 | 0 | 0 | 0 | 0 | 0 | 0 | 0 | 0 | 0 | 0 |  | 0 | 0 | 0 | 0 |  | 0 | 0 | 0 | 0 | 0
1972-03-14 | 1972 | 3 | 14 | 0 | 0 | 0 | 0 | 0 | 0 | 0 | 0 | 0 | 0 | 0 | 0 | 0 | 0 | 0 | 0 | 0 | 0 | 0 | 0 | 0 | 0 | 0 | 0 |  | 0 | 0 | 0 | 0 |  | 0 | 0 | 0 | 0 | 0
1972-03-15 | 1972 | 3 | 15 | 0 | 0 | 0 | 0 | 0 | 0 | 0 | 0 | 0 | 0 | 0 | 0 | 0 | 0 | 0 | 0 | 0 | 0 | 0 | 0 | 0 | 0 | 0 | 0 |  | 0 | 0 | 0 | 0 |  | 0 | 0 | 0 | 0 | 0
1972-03-16 | 1972 | 3 | 16 | 0 | 0 | 0 | 0 | 0 | 0 | 0 | 0 | 0 | 0 | 0 | 0 | 0 | 0 | 0 | 0 | 0 | 0 | 0 | 0 | 0 | 0 | 0 | 0 |  | 0 | 0 | 0 | 0 |  | 0 | 0 | 0 | 0 | 0
1972-03-17 | 1972 | 3 | 17 | 0 | 0 | 0 | 0 | 0 | 0 | 0 | 0 | 0 | 0 | 0 | 0 | 0 | 0 | 0 | 0 | 0 | 0 | 0 | 0 | 0 | 0 | 0 | 0 |  | 0 | 0 | 0 | 0 |  | 0 | 0 | 0 | 0 | 0
1972-03-18 | 1972 | 3 | 18 | 0 | 0 | 0 | 0 | 0 | 0 | 0 | 0 | 0 | 0 | 0 | 0 | 0 | 0 | 0 | 0 | 0 | 0 | 0 | 0 | 0 | 0 | 0 | 0 |  | 0 | 0 | 0 | 0 |  | 0 | 0 | 0 | 0 | 0
1972-03-19 | 1972 | 3 | 19 | 0 | 0 | 0 | 0 | 0 | 0 | 0 | 0 | 0 | 0 | 0 | 0 | 0 | 0 | 0 | 0 | 0 | 0 | 0 | 0 | 0 | 0 | 0 | 0 |  | 0 | 0 | 0 | 0 |  | 0 | 0 | 0 | 0 | 0
1972-03-20 | 1972 | 3 | 20 | 0 | 0 | 0 | 0 | 0 | 0 | 0 | 0 | 0 | 0 | 0 | 0 | 0 | 0 | 0 | 0 | 0 | 0 | 0 | 0 | 0 | 0 | 0 | 0 |  | 0 | 0 | 0 | 0 |  | 0 | 0 | 0 | 0 | 0
1972-03-21 | 1972 | 3 | 21 | 0 | 0 | 0 | 0 | 0 | 0 | 0 | 0 | 0 | 0 | 0 | 0 | 0 | 0 | 0 | 0 | 0 | 0 | 0 | 0 | 0 | 0 | 0 | 0 |  | 0 | 0 | 0 | 0 |  | 0 | 0 | 0 | 0 | 0
1972-03-22 | 1972 | 3 | 22 | 0 | 0 | 0 | 0 | 0 | 0 | 0 | 0 | 0 | 0 | 0 | 0 | 0 | 0 | 0 | 0 | 0 | 0 | 0 | 0 | 0 | 0 | 0 | 0 |  | 0 | 0 | 0 | 0 |  | 0 | 0 | 0 | 0 | 0
1972-03-23 | 1972 | 3 | 23 | 0 | 0 | 0 | 0 | 0.2 | 0 | 0 | 0 | 0 | 0 | 0 | 0 | 0 | 0.2 | 0 | 0 | 0.2 | 0.1 | 0.2 | 0.2 | 0.2 | 0 | 0 | 0 |  | 1.3 | 1.3 | 1.3 | 0 |  | 0 | 0 | 0 | 0 | 0
1972-03-24 | 1972 | 3 | 24 | 0 | 0 | 0 | 0 | 0 | 0 | 0 | 0 | 0 | 0 | 0 | 0 | 0 | 0 | 0 | 0 | 0 | 0 | 0 | 0 | 0 | 0 | 0 | 0 |  | 0 | 0 | 0 | 0 |  | 0 | 0 | 0 | 0 | 0
1972-03-25 | 1972 | 3 | 25 | 0 | 0 | 0 | 0 | 0 | 0 | 0 | 0 | 0 | 0 | 0 | 0.3 | 0.4 | 0.3 | 0.6 | 0.4 | 0.3 | 0.3 | 0.4 | 0.3 | 0.3 | 0.3 | 0.4 | 0.3 |  | 4.6 | 4.6 | 4.6 | 8.8818e-16 |  | 0 | 0 | 0 | 0 | 0
1972-03-26 | 1972 | 3 | 26 | 0.1 | 0.1 | 0.1 | 0 | 0.1 | 0.1 | 0.1 | 0.1 | 0.1 | 0.1 | 0.1 | 0 | 0 | 0 | 0 | 0 | 0 | 0 | 0 | 0 | 0 | 0.1 | 0.1 | 0.1 |  | 1.3 | 1.3 | 1.3 | 0 |  | 0 | 0 | 0 | 0 | 0
1972-03-27 | 1972 | 3 | 27 | 0 | 0 | 0 | 0 | 0 | 0 | 0 | 0 | 0 | 0 | 0 | 0 | 0 | 0 | 0 | 0 | 0 | 0 | 0 | 0 | 0 | 0 | 0 | 0 |  | 0 | 0 | 0 | 0 |  | 0 | 0 | 0 | 0 | 0
1972-03-28 | 1972 | 3 | 28 | 0 | 0 | 0 | 0 | 0 | 0 | 0 | 0 | 0.1 | 0 | 0 | 0.1 | 0.1 | 0 | 0 | 0.1 | 0 | 0 | 0 | 0 | 0 | 0.1 | 0 | 0 |  | 0.5 | 0.5 | 0.5 | 0 |  | 0 | 0 | 0 | 0 | 0
1972-03-29 | 1972 | 3 | 29 | 0 | 0 | 0 | 0 | 0 | 0 | 0 | 0 | 0 | 0 | 0 | 0 | 0 | 0 | 0 | 0 | 0 | 0 | 0 | 0 | 0 | 0 | 0 | 0 |  | 0 | 0 | 0 | 0 |  | 0 | 0 | 0 | 0 | 0
1972-03-30 | 1972 | 3 | 30 | 0 | 0 | 0 | 0 | 0 | 0 | 0 | 0 | 0 | 0 | 0 | 0 | 0 | 0 | 0 | 0 | 0 | 0 | 0 | 0 | 0 | 0 | 0 | 0 |  | 0 | 0 | 0 | 0 |  | 0 | 0 | 0 | 0 | 0
1972-03-31 | 1972 | 3 | 31 | 0 | 0 | 0 | 0 | 0 | 0 | 0 | 0 | 0 | 0 | 0 | 0 | 0 | 0 | 0 | 0 | 0 | 0 | 0 | 0 | 0 | 0 | 0 | 0 |  | 0 | 0 | 0 | 0 |  | 0 | 0 | 0 | 0 | 0
1972-04-01 | 1972 | 4 | 1 | 0 | 0 | 0 | 0 | 0 | 0 | 0 | 0 | 0 | 0 | 0 | 0 | 0 | 0 | 0 | 0 | 1.4 | 0.5 | 0.5 | 0 | 0.5 | 0.4 | 0.5 | 0.5 |  | 4.3 | 4.3 | 4.3 | 0 |  | 0 | 0 | 0 | 0 | 0
1972-04-02 | 1972 | 4 | 2 | 0 | 0.1 | 0 | 0 | 0.1 | 0 | 0 | 0 | 0 | 0 | 0 | 0 | 0 | 0 | 0 | 0 | 0 | 0 | 0 | 0 | 0 | 0.1 | 0 | 0 |  | 0.3 | 0.3 | 0.3 | 5.5511e-17 |  | 0 | 0 | 0 | 0 | 0
1972-04-03 | 1972 | 4 | 3 | 0 | 0 | 0 | 0 | 0 | 0 | 0 | 0 | 0 | 0 | 0 | 0 | 0 | 0 | 0 | 0 | 0 | 0 | 0 | 0 | 0 | 0 | 0 | 0 |  | 0 | 0 | 0 | 0 |  | 0 | 0 | 0 | 0 | 0
1972-04-04 | 1972 | 4 | 4 | 0 | 0 | 0 | 0 | 0 | 0 | 0 | 0 | 0 | 0 | 0 | 0 | 0 | 0 | 0 | 0 | 0 | 0 | 0 | 0 | 0 | 0 | 0 | 0 |  | 0 | 0 | 0 | 0 |  | 0 | 0 | 0 | 0 | 0
1972-04-05 | 1972 | 4 | 5 | 0 | 0 | 0 | 0 | 0 | 0 | 0 | 0 | 0 | 0 | 0 | 0 | 0 | 0 | 0 | 0 | 0 | 0 | 0 | 0 | 0 | 0 | 0 | 0 |  | 0 | 0 | 0 | 0 |  | 0 | 0 | 0 | 0 | 0
1972-04-06 | 1972 | 4 | 6 | 0 | 0 | 0 | 0 | 0 | 0 | 0 | 0 | 0 | 0 | 0 | 0 | 0 | 0 | 0 | 0 | 0 | 0 | 0 | 0 | 0 | 0 | 0 | 0 |  | 0 | 0 | 0 | 0 |  | 0 | 0 | 0 | 0 | 0
1972-04-07 | 1972 | 4 | 7 | 0 | 0 | 0 | 0 | 0 | 0 | 0 | 0 | 0 | 0 | 0 | 0 | 0 | 0 | 0 | 0 | 0 | 0 | 0 | 0 | 0 | 0 | 0 | 0 |  | 0 | 0 | 0 | 0 |  | 0 | 0 | 0 | 0 | 0
1972-04-08 | 1972 | 4 | 8 | 0 | 0 | 0 | 0 | 0 | 0 | 0 | 0 | 0 | 0 | 0 | 0 | 0 | 0 | 0 | 0 | 0 | 0 | 0 | 0 | 0 | 0 | 0 | 0 |  | 0 | 0 | 0 | 0 |  | 0 | 0 | 0 | 0 | 0
1972-04-09 | 1972 | 4 | 9 | 0 | 0 | 0 | 0 | 0 | 0 | 0 | 0 | 0 | 0 | 0 | 0 | 0 | 0 | 0 | 0 | 0 | 0 | 0 | 0 | 0 | 0 | 0 | 0 |  | 0 | 0 | 0 | 0 |  | 0 | 0 | 0 | 0 | 0
1972-04-10 | 1972 | 4 | 10 | 0 | 0 | 0 | 0 | 0 | 0 | 0 | 0 | 0 | 0 | 0 | 0 | 0 | 0 | 0 | 0 | 0 | 0 | 0 | 0 | 0 | 0 | 0 | 0 |  | 0 | 0 | 0 | 0 |  | 0 | 0 | 0 | 0 | 0
1972-04-11 | 1972 | 4 | 11 | 0 | 0 | 0 | 0 | 0 | 0 | 0 | 0 | 0 | 0 | 0 | 0 | 0 | 0 | 0 | 0 | 0 | 0 | 0 | 0 | 0 | 0 | 0 | 0 |  | 0 | 0 | 0 | 0 |  | 0 | 0 | 0 | 0 | 0
1972-04-12 | 1972 | 4 | 12 | 0 | 0 | 0 | 0 | 0 | 0 | 0 | 0 | 0 | 0 | 0 | 0 | 0 | 0 | 0 | 0 | 0 | 0 | 0 | 0 | 0 | 0 | 0 | 0 |  | 0 | 0 | 0 | 0 |  | 0 | 0 | 0 | 0 | 0
1972-04-13 | 1972 | 4 | 13 | 0 | 0 | 0 | 0 | 0 | 0 | 0 | 0 | 0 | 0 | 0 | 0 | 0 | 0 | 0 | 0 | 0 | 0 | 0 | 0 | 0 | 0 | 0 | 0 |  | 0 | 0 | 0 | 0 |  | 0 | 0 | 0 | 0 | 0
1972-04-14 | 1972 | 4 | 14 | 0 | 0 | 0 | 0 | 0 | 0 | 0 | 0 | 0 | 0 | 0 | 0 | 0 | 0 | 0 | 0 | 0 | 0 | 0 | 0 | 0 | 0 | 0 | 0 |  | 0 | 0 | 0 | 0 |  | 0 | 0 | 0 | 0 | 0
1972-04-15 | 1972 | 4 | 15 | 0 | 0 | 0 | 0 | 0 | 0 | 0.2 | 0.1 | 0.2 | 0.1 | 0.2 | 0.1 | 0.2 | 0.1 | 0 | 0 | 0 | 0 | 0.2 | 0.1 | 0 | 0 | 0 | 0 |  | 1.5 | 1.5 | 1.5 | 2.2204e-16 |  | 0 | 0 | 0 | 0 | 0
1972-04-16 | 1972 | 4 | 16 | 0 | 0 | 0 | 0 | 0 | 0 | 0 | 0 | 0 | 0 | 0 | 0 | 0 | 0 | 0 | 0 | 0 | 0.7 | 0.4 | 0.3 | 0.4 | 0.3 | 0.4 | 0.3 |  | 2.8 | 2.8 | 2.8 | 0 |  | 0 | 0 | 0 | 0 | 0
1972-04-17 | 1972 | 4 | 17 | 0.4 | 0.4 | 0.4 | 0.4 | 0.4 | 0.4 | 0.4 | 0 | 0 | 0 | 0 | 0 | 0 | 0 | 0 | 0 | 0 | 0 | 0 | 0 | 0 | 0 | 0 | 0 |  | 2.8 | 2.8 | 2.8 | 0 |  | 0 | 0 | 0 | 0 | 0
1972-04-18 | 1972 | 4 | 18 | 0 | 0 | 0 | 0 | 0 | 0 | 0 | 0 | 0 | 0 | 0 | 0 | 0 | 0 | 0 | 0 | 0 | 0 | 0 | 0 | 0 | 0 | 0 | 0 |  | 0 | 0 | 0 | 0 |  | 0 | 0 | 0 | 0 | 0
1972-04-19 | 1972 | 4 | 19 | 0 | 0 | 0 | 0 | 0 | 0 | 0 | 0 | 0 | 0 | 0 | 0 | 0 | 0 | 0 | 0 | 0 | 0 | 0 | 0 | 0 | 0 | 0 | 0 |  | 0 | 0 | 0 | 0 |  | 0 | 0 | 0 | 0 | 0
1972-04-20 | 1972 | 4 | 20 | 0 | 0 | 0 | 0 | 0 | 0 | 0 | 0 | 0 | 0 | 0 | 0 | 0 | 0 | 0 | 0 | 0 | 0 | 0 | 0 | 0 | 0 | 0 | 0 |  | 0 | 0 | 0 | 0 |  | 0 | 0 | 0 | 0 | 0
1972-04-21 | 1972 | 4 | 21 | 0 | 0 | 0 | 0 | 0 | 0 | 0 | 0 | 0 | 0 | 0 | 0 | 0 | 0 | 0 | 0 | 0 | 0 | 0 | 0 | 0 | 0 | 0 | 0 |  | 0 | 0 | 0 | 0 |  | 0 | 0 | 0 | 0 | 0
1972-04-22 | 1972 | 4 | 22 | 0 | 0 | 0 | 0 | 0 | 0 | 0 | 0 | 0 | 0 | 0 | 0 | 0 | 0 | 0 | 0 | 0 | 0 | 0 | 0 | 0 | 0 | 0 | 0 |  | 0 | 0 | 0 | 0 |  | 0 | 0 | 0 | 0 | 0
1972-04-23 | 1972 | 4 | 23 | 0 | 0 | 0 | 0 | 0 | 0 | 0 | 0 | 0 | 0 | 0 | 0 | 0 | 0 | 0 | 0 | 0 | 0 | 0 | 0 | 0 | 0 | 0 | 0 |  | 0 | 0 | 0 | 0 |  | 0 | 0 | 0 | 0 | 0
1972-04-24 | 1972 | 4 | 24 | 0 | 0 | 0 | 0 | 0 | 0 | 0 | 0 | 0 | 0 | 0 | 0 | 0 | 0 | 0 | 0 | 0 | 0 | 0 | 0 | 0 | 0 | 0 | 0 |  | 0 | 0 | 0 | 0 |  | 0 | 0 | 0 | 0 | 0
1972-04-25 | 1972 | 4 | 25 | 0 | 0 | 0 | 0 | 0 | 0 | 0 | 0 | 0 | 0 | 0 | 0 | 0 | 0 | 0 | 0 | 0 | 0 | 0 | 0 | 0 | 0 | 0 | 0 |  | 0 | 0 | 0 | 0 |  | 0 | 0 | 0 | 0 | 0
1972-04-26 | 1972 | 4 | 26 | 0 | 0 | 0 | 0 | 0 | 0 | 0 | 0 | 0 | 0 | 0 | 0 | 0 | 0 | 0 | 0 | 0 | 0 | 0 | 0 | 0 | 0 | 0 | 0 |  | 0 | 0 | 0 | 0 |  | 0 | 0 | 0 | 0 | 0
1972-04-27 | 1972 | 4 | 27 | 0 | 0 | 0 | 0 | 0 | 0 | 0 | 0 | 0 | 0 | 0 | 0 | 0 | 0 | 0 | 0 | 0 | 0 | 0 | 0 | 0 | 0 | 0 | 0 |  | 0 | 0 | 0 | 0 |  | 0 | 0 | 0 | 0 | 0
1972-04-28 | 1972 | 4 | 28 | 0 | 0 | 0 | 0 | 0 | 0 | 0 | 0 | 0 | 0 | 0 | 0 | 0 | 0 | 0 | 0 | 0 | 0 | 0 | 0 | 0 | 0 | 0 | 0 |  | 0 | 0 | 0 | 0 |  | 0 | 0 | 0 | 0 | 0
1972-04-29 | 1972 | 4 | 29 | 0 | 0 | 0 | 0 | 0 | 0 | 0 | 1 | 0 | 1 | 0.5 | 0.8 | 0.8 | 0.8 | 0.3 | 0 | 0 | 0 | 0 | 0 | 0 | 0 | 0 | 0 |  | 5.2 | 5.2 | 5.2 | 8.8818e-16 |  | 0 | 0 | 0 | 0 | 0
1972-04-30 | 1972 | 4 | 30 | 0 | 0 | 0 | 0 | 0 | 0 | 0 | 0 | 0 | 0 | 0 | 0 | 0 | 0 | 0 | 0 | 0 | 0 | 0 | 0 | 0 | 0 | 0 | 0 |  | 0 | 0 | 0 | 0 |  | 0 | 0 | 0 | 0 | 0
1972-05-01 | 1972 | 5 | 1 | 0 | 0 | 0 | 0 | 0 | 0 | 0 | 0 | 0 | 0 | 0 | 0 | 0 | 0 | 0 | 0 | 0 | 0 | 0 | 0 | 0 | 0 | 0 | 0 |  | 0 | 0 | 0 | 0 |  | 0 | 0 | 0 | 0 | 0
1972-05-02 | 1972 | 5 | 2 | 0 | 0 | 0 | 0 | 0 | 0 | 0 | 0 | 0 | 0 | 0 | 0 | 0 | 0 | 0 | 0 | 0 | 0 | 0 | 0 | 0 | 0 | 0 | 0 |  | 0 | 0 | 0 | 0 |  | 0 | 0 | 0 | 0 | 0
1972-05-03 | 1972 | 5 | 3 | 0 | 0 | 0 | 0 | 0 | 0 | 0 | 0 | 0 | 0 | 0 | 0 | 0 | 0 | 0 | 0 | 0 | 0 | 0 | 0 | 0 | 0 | 0 | 0 |  | 0 | 0 | 0 | 0 |  | 0 | 0 | 0 | 0 | 0
1972-05-04 | 1972 | 5 | 4 | 0 | 0 | 0 | 0 | 0 | 0 | 0 | 0 | 0 | 0 | 0 | 0 | 0 | 0 | 0 | 0 | 0 | 0 | 0 | 0 | 0 | 0 | 0 | 0 |  | 0 | 0 | 0 | 0 |  | 0 | 0 | 0 | 0 | 0
1972-05-05 | 1972 | 5 | 5 | 0 | 0 | 0 | 0 | 0 | 0 | 0 | 0 | 0 | 0 | 0 | 0 | 0 | 0 | 0 | 0 | 0 | 1.3 | 0.5 | 0.3 | 0.3 | 0 | 0 | 0 |  | 2.4 | 2.4 | 2.4 | 0 |  | 2.4 | 0 | 0 | 0 | 0
1972-05-06 | 1972 | 5 | 6 | 0 | 0 | 0 | 0 | 0 | 0 | 0 | 0 | 0 | 0 | 0 | 0 | 0 | 0 | 0 | 0 | 0 | 0 | 0 | 0 | 0 | 0 | 0 | 0 |  | 0 | 0 | 0 | 0 |  | 0 | 0 | 0 | 0 | 0
1972-05-07 | 1972 | 5 | 7 | 0 | 0 | 0 | 0 | 0 | 0 | 0 | 0 | 0 | 0 | 0 | 0 | 0 | 0 | 0 | 0 | 0 | 0 | 0 | 0 | 0 | 0 | 0 | 0 |  | 0 | 0 | 0 | 0 |  | 0 | 0 | 0 | 0 | 0
1972-05-08 | 1972 | 5 | 8 | 0 | 0 | 0 | 0 | 0 | 0 | 0 | 0 | 0 | 0 | 0 | 0 | 0 | 0 | 0 | 0 | 0 | 0 | 0 | 0 | 0 | 0 | 0 | 0 |  | 0 | 0 | 0 | 0 |  | 0 | 0 | 0 | 0 | 0
1972-05-09 | 1972 | 5 | 9 | 0 | 0 | 0 | 0 | 0 | 0 | 0 | 0 | 0 | 0 | 0 | 0 | 0 | 0 | 0 | 0 | 0 | 0 | 0 | 0 | 0 | 0 | 0 | 0.3 |  | 0.3 | 0.3 | 0.3 | 0 |  | 0.3 | 0 | 0 | 0 | 0
1972-05-10 | 1972 | 5 | 10 | 0 | 0.5 | 0 | 0.3 | 0 | 0 | 0 | 0 | 0 | 0 | 0 | 0 | 0 | 0 | 0 | 0 | 0 | 0 | 0 | 0 | 0 | 0 | 0 | 0 |  | 0.8 | 0.8 | 0.8 | 0 |  | 0.8 | 0 | 0 | 0 | 0
1972-05-11 | 1972 | 5 | 11 | 0 | 0 | 0 | 0 | 0 | 0 | 0 | 0 | 0 | 0 | 0 | 0 | 0 | 0 | 0 | 0 | 0 | 0 | 0 | 0 | 0 | 0 | 0 | 0 |  | 0 | 0 | 0 | 0 |  | 0 | 0 | 0 | 0 | 0
1972-05-12 | 1972 | 5 | 12 | 0 | 0 | 0 | 0 | 0 | 0 | 0 | 0 | 0 | 0 | 0 | 0 | 0 | 0 | 0 | 0 | 0 | 0 | 0 | 0 | 0 | 0 | 0 | 0 |  | 0 | 0 | 0 | 0 |  | 0 | 0 | 0 | 0 | 0
1972-05-13 | 1972 | 5 | 13 | 0 | 0 | 0 | 0 | 0 | 0 | 0 | 0 | 0 | 0 | 0 | 0 | 0 | 0 | 0 | 0 | 0 | 0 | 0 | 0 | 0 | 0 | 0 | 0 |  | 0 | 0 | 0 | 0 |  | 0 | 0 | 0 | 0 | 0
1972-05-14 | 1972 | 5 | 14 | 0 | 0 | 0 | 0 | 0 | 0 | 0 | 0 | 0 | 0 | 0 | 0 | 0 | 0 | 0 | 0 | 0 | 0 | 0 | 0 | 0 | 0 | 0 | 0 |  | 0 | 0 | 0 | 0 |  | 0 | 0 | 0 | 0 | 0
1972-05-15 | 1972 | 5 | 15 | 0 | 0 | 0 | 0 | 0 | 0 | 0 | 0 | 0 | 0 | 0 | 0 | 0 | 0 | 0 | 0 | 0 | 0 | 0 | 0 | 0 | 0 | 0 | 0 |  | 0 | 0 | 0 | 0 |  | 0 | 0 | 0 | 0 | 0
1972-05-16 | 1972 | 5 | 16 | 0 | 0 | 0 | 0 | 0 | 0 | 0 | 0 | 0 | 0 | 0 | 0 | 0 | 0 | 0 | 0 | 0 | 0 | 0 | 0 | 0 | 0 | 0 | 0 |  | 0 | 0 | 0 | 0 |  | 0 | 0 | 0 | 0 | 0
1972-05-17 | 1972 | 5 | 17 | 0 | 0 | 0 | 0 | 0 | 0 | 0 | 0 | 0 | 0 | 0 | 0.3 | 2.8 | 3.6 | 0 | 0 | 0 | 0 | 0 | 0 | 0 | 0 | 0 | 0 |  | 6.7 | 6.7 | 6.7 | 8.8818e-16 |  | 6.7 | 0 | 0 | 0 | 0
1972-05-18 | 1972 | 5 | 18 | 0 | 0 | 0 | 0 | 0 | 2.5 | 0 | 0 | 0 | 0 | 0 | 0 | 0 | 0 | 0 | 0 | 0 | 0 | 0 | 0 | 0 | 0 | 0 | 0 |  | 2.5 | 2.5 | 2.5 | 0 |  | 2.5 | 0 | 0 | 0 | 0
1972-05-19 | 1972 | 5 | 19 | 0 | 0 | 0 | 0 | 0 | 0 | 0 | 0 | 0 | 0 | 0 | 0 | 0 | 0 | 0 | 0 | 0 | 0 | 0 | 0 | 0 | 0 | 0 | 0 |  | 0 | 0 | 0 | 0 |  | 0 | 0 | 0 | 0 | 0
1972-05-20 | 1972 | 5 | 20 | 0 | 0 | 0 | 0 | 0 | 0 | 0 | 0 | 0 | 0 | 0 | 0 | 0 | 0 | 0 | 0 | 0 | 0 | 0 | 0 | 0 | 0 | 0 | 0 |  | 0 | 0 | 0 | 0 |  | 0 | 0 | 0 | 0 | 0
1972-05-21 | 1972 | 5 | 21 | 0 | 0 | 0 | 0 | 0 | 0 | 0 | 0 | 0 | 0 | 0 | 0 | 0 | 0 | 0 | 0 | 0 | 0 | 0 | 0 | 0 | 0 | 0 | 0 |  | 0 | 0 | 0 | 0 |  | 0 | 0 | 0 | 0 | 0
1972-05-22 | 1972 | 5 | 22 | 0 | 0 | 0 | 0 | 0 | 0 | 0 | 0 | 0 | 0 | 0 | 0 | 0 | 0 | 0 | 0 | 0 | 0 | 0 | 0 | 0 | 0 | 0 | 0 |  | 0 | 0 | 0 | 0 |  | 0 | 0 | 0 | 0 | 0
1972-05-23 | 1972 | 5 | 23 | 0 | 0 | 0 | 0 | 0 | 0 | 0 | 0 | 0 | 0 | 0 | 0 | 0 | 0 | 0 | 0 | 0 | 0 | 0 | 0 | 0 | 0 | 0 | 0 |  | 0 | 0 | 0 | 0 |  | 0 | 0 | 0 | 0 | 0
1972-05-24 | 1972 | 5 | 24 | 0 | 0 | 0 | 0 | 0 | 0 | 0 | 0 | 0 | 0 | 0 | 0 | 0 | 0 | 0 | 0 | 0 | 0 | 0 | 0 | 0 | 0 | 0 | 0.3 |  | 0.3 | 0.3 | 0.3 | 0 |  | 0.3 | 0 | 0 | 0 | 0
1972-05-25 | 1972 | 5 | 25 | 2.3 | 3.5 | 3.6 | 2.8 | 1.5 | 0.7 | 1.3 | 1.5 | 0.5 | 0.3 | 0 | 0 | 0.3 | 0 | 0 | 0 | 0 | 0 | 0 | 0 | 0 | 0 | 0 | 0 |  | 18.3 | 18.3 | 18.3 | 0 |  | 18.3 | 0 | 0 | 0 | 0
1972-05-26 | 1972 | 5 | 26 | 0 | 0 | 0 | 0 | 0 | 0 | 0 | 0 | 0 | 0 | 0 | 0 | 0 | 0 | 0 | 0 | 0 | 0 | 0 | 0 | 0 | 0 | 0 | 0 |  | 0 | 0 | 0 | 0 |  | 0 | 0 | 0 | 0 | 0
1972-05-27 | 1972 | 5 | 27 | 0 | 0 | 0 | 0 | 0 | 0 | 0 | 0 | 0 | 0 | 0 | 0 | 0 | 0 | 0 | 0 | 0 | 0 | 0 | 0 | 0 | 0 | 0 | 0 |  | 0 | 0 | 0 | 0 |  | 0 | 0 | 0 | 0 | 0
1972-05-28 | 1972 | 5 | 28 | 0 | 0 | 0 | 0 | 0 | 0 | 0 | 0 | 0 | 0 | 0 | 0 | 0 | 0 | 0 | 0 | 0 | 0 | 0 | 0 | 0 | 0 | 0 | 0 |  | 0 | 0 | 0 | 0 |  | 0 | 0 | 0 | 0 | 0
1972-05-29 | 1972 | 5 | 29 | 0 | 0 | 0 | 0 | 0 | 0 | 0 | 0 | 0 | 0 | 0 | 0 | 0 | 0 | 0 | 0 | 0 | 0 | 0 | 0 | 0 | 0 | 0 | 0 |  | 0 | 0 | 0 | 0 |  | 0 | 0 | 0 | 0 | 0
1972-05-30 | 1972 | 5 | 30 | 0 | 0 | 0 | 0 | 0 | 0 | 0 | 0 | 0 | 0 | 0 | 0 | 0 | 0 | 0 | 0 | 0 | 0 | 0 | 0 | 0 | 0 | 0 | 0 |  | 0 | 0 | 0 | 0 |  | 0 | 0 | 0 | 0 | 0
1972-05-31 | 1972 | 5 | 31 | 0 | 0 | 0 | 0 | 0 | 0 | 0 | 0 | 0 | 0 | 0 | 0 | 0 | 0 | 0 | 0 | 0 | 0 | 0 | 0 | 0 | 0 | 0 | 0 |  | 0 | 0 | 0 | 0 |  | 0 | 0 | 0 | 0 | 0
1972-06-01 | 1972 | 6 | 1 | 0 | 0 | 0 | 0 | 0 | 0 | 0 | 0 | 0 | 0 | 0 | 0 | 0 | 0 | 0 | 0 | 0 | 0 | 0 | 0 | 0 | 0 | 0 | 0 |  | 0 | 0 | 0 | 0 |  | 0 | 0 | 0 | 0 | 0
1972-06-02 | 1972 | 6 | 2 | 0 | 0 | 0 | 0 | 0 | 0 | 0 | 0 | 0 | 0 | 0 | 0 | 0 | 0 | 0 | 0 | 0 | 0 | 0 | 0 | 0 | 0 | 0 | 0 |  | 0 | 0 | 0 | 0 |  | 0 | 0 | 0 | 0 | 0
1972-06-03 | 1972 | 6 | 3 | 0 | 0 | 0 | 0 | 0 | 0 | 0 | 0 | 0 | 0 | 0 | 0 | 0 | 0 | 0 | 0 | 0 | 0 | 0 | 0 | 0 | 0 | 0 | 0 |  | 0 | 0 | 0 | 0 |  | 0 | 0 | 0 | 0 | 0
1972-06-04 | 1972 | 6 | 4 | 0 | 0 | 0 | 0 | 0 | 0 | 0 | 0 | 0 | 0 | 0 | 0 | 0 | 0 | 0 | 0 | 0 | 0 | 0 | 0 | 0 | 0 | 0 | 0 |  | 0 | 0 | 0 | 0 |  | 0 | 0 | 0 | 0 | 0
1972-06-05 | 1972 | 6 | 5 | 0 | 0 | 0 | 0 | 0 | 0 | 0 | 0 | 0 | 0 | 0 | 0 | 0 | 0 | 0 | 0 | 0 | 0 | 0 | 0 | 0 | 0 | 0 | 0 |  | 0 | 0 | 0 | 0 |  | 0 | 0 | 0 | 0 | 0
1972-06-06 | 1972 | 6 | 6 | 0 | 0 | 0 | 0 | 0 | 0 | 0 | 0 | 0 | 0 | 0 | 0 | 0 | 0 | 0 | 0 | 0 | 0 | 0 | 0 | 0 | 0 | 0 | 0 |  | 0 | 0 | 0 | 0 |  | 0 | 0 | 0 | 0 | 0
1972-06-07 | 1972 | 6 | 7 | 0 | 0 | 0 | 0 | 0 | 0 | 0 | 0 | 0 | 0 | 0 | 0 | 0 | 0 | 0 | 0 | 0 | 0 | 0 | 0 | 0 | 0 | 0 | 0 |  | 0 | 0 | 0 | 0 |  | 0 | 0 | 0 | 0 | 0
1972-06-08 | 1972 | 6 | 8 | 0 | 0 | 0 | 0 | 0 | 0 | 0 | 0 | 0 | 0 | 0 | 0 | 0 | 0.3 | 4.3 | 0.3 | 0 | 0 | 0 | 0 | 0 | 0 | 0 | 0 |  | 4.9 | 4.9 | 4.9 | 8.8818e-16 |  | 0 | 4.9 | 0 | 0 | 0
1972-06-09 | 1972 | 6 | 9 | 0 | 0 | 1.3 | 0 | 0.3 | 0 | 0 | 0 | 0.3 | 1 | 24.7 | 1.3 | 0 | 0 | 0 | 0.7 | 0 | 0 | 0.3 | 0 | 0 | 1.3 | 4.1 | 0 |  | 35.3 | 35.3 | 35.3 | 7.1054e-15 |  | 0 | 35.3 | 0 | 0 | 0
1972-06-10 | 1972 | 6 | 10 | 11.7 | 9.4 | 0.8 | 0 | 0 | 0 | 0 | 0 | 0 | 0 | 0 | 0 | 0 | 0 | 0 | 0 | 0 | 0 | 0 | 0 | 0 | 0.3 | 0.3 | 0 |  | 22.5 | 22.5 | 22.5 | 3.5527e-15 |  | 0 | 22.5 | 0 | 0 | 0
1972-06-11 | 1972 | 6 | 11 | 0.6 | 0 | 0 | 0 | 0 | 0 | 0 | 0 | 0 | 0.3 | 0.3 | 0.3 | 0 | 0 | 0 | 0 | 0 | 0.3 | 0 | 0 | 0 | 0 | 0 | 0 |  | 1.8 | 1.8 | 1.8 | 0 |  | 0 | 1.8 | 0 | 0 | 0
1972-06-12 | 1972 | 6 | 12 | 0 | 0 | 0 | 0 | 0 | 0 | 0 | 0 | 0 | 0 | 0 | 0 | 0 | 0 | 0 | 0 | 0 | 0 | 0 | 0 | 0 | 0 | 0.8 | 0 |  | 0.8 | 0.8 | 0.8 | 0 |  | 0 | 0.8 | 0 | 0 | 0
1972-06-13 | 1972 | 6 | 13 | 0 | 0 | 0 | 0 | 1 | 0.5 | 0 | 0 | 0.3 | 0 | 0 | 0 | 0 | 0 | 0 | 0 | 0 | 0.3 | 0 | 0 | 0 | 0 | 0 | 0 |  | 2.1 | 2.1 | 2.1 | 0 |  | 0 | 2.1 | 0 | 0 | 0
1972-06-14 | 1972 | 6 | 14 | 0 | 0 | 0 | 0 | 0 | 0 | 0 | 0 | 0 | 0 | 0 | 0 | 0 | 0 | 0 | 0 | 0 | 0 | 0 | 0 | 0 | 0 | 0 | 0 |  | 0 | 0 | 0 | 0 |  | 0 | 0 | 0 | 0 | 0
1972-06-15 | 1972 | 6 | 15 | 0 | 0 | 0 | 0 | 0 | 0 | 0 | 0 | 0 | 0 | 0 | 0 | 0 | 0 | 0 | 0 | 0 | 0 | 0 | 0 | 0 | 0 | 0 | 0 |  | 0 | 0 | 0 | 0 |  | 0 | 0 | 0 | 0 | 0
1972-06-16 | 1972 | 6 | 16 | 0 | 0 | 0 | 0 | 0 | 0 | 0 | 0 | 0 | 0 | 0 | 0 | 0 | 0 | 0 | 0 | 0 | 0 | 0 | 0 | 0 | 0 | 0 | 0 |  | 0 | 0 | 0 | 0 |  | 0 | 0 | 0 | 0 | 0
1972-06-17 | 1972 | 6 | 17 | 0 | 0 | 1.3 | 4.3 | 2.5 | 0.8 | 0 | 0 | 0 | 0 | 0 | 0 | 0 | 0.8 | 0 | 0 | 0 | 0 | 0 | 0 | 0 | 0 | 0 | 0 |  | 9.7 | 9.7 | 9.7 | 1.7764e-15 |  | 0 | 9.7 | 0 | 0 | 0
1972-06-18 | 1972 | 6 | 18 | 0.3 | 0 | 0 | 0 | 0 | 0 | 0.3 | 0.2 | 1.3 | 0.9 | 0.3 | 0 | 0 | 0 | 0 | 0 | 0 | 0 | 0 | 0 | 0 | 0 | 0 | 0 |  | 3.3 | 3.3 | 3.3 | 0 |  | 0 | 3.3 | 0 | 0 | 0
1972-06-19 | 1972 | 6 | 19 | 0 | 0 | 0 | 0 | 0 | 0 | 0 | 0 | 0 | 0 | 0 | 0 | 0 | 0 | 0 | 0 | 0 | 0 | 0 | 0 | 0 | 0 | 0 | 0 |  | 0 | 0 | 0 | 0 |  | 0 | 0 | 0 | 0 | 0
1972-06-20 | 1972 | 6 | 20 | 0 | 0 | 0 | 0 | 0 | 0 | 0 | 0 | 0 | 0 | 0 | 0 | 0 | 0 | 0 | 0 | 0 | 0 | 0 | 0 | 0 | 0 | 0 | 0 |  | 0 | 0 | 0 | 0 |  | 0 | 0 | 0 | 0 | 0
1972-06-21 | 1972 | 6 | 21 | 0 | 0 | 0 | 0 | 0 | 0 | 0 | 0 | 0 | 0 | 0 | 0.3 | 0 | 0 | 0 | 0 | 0 | 0 | 0 | 0 | 0 | 0.3 | 0 | 0 |  | 0.6 | 0.6 | 0.6 | 0 |  | 0 | 0.6 | 0 | 0 | 0
1972-06-22 | 1972 | 6 | 22 | 0 | 0 | 0 | 0 | 0 | 0 | 0 | 0 | 0 | 0 | 0 | 0 | 0 | 0 | 1.3 | 0 | 0 | 0 | 0 | 0 | 0 | 0 | 0 | 0 |  | 1.3 | 1.3 | 1.3 | 0 |  | 0 | 1.3 | 0 | 0 | 0
1972-06-23 | 1972 | 6 | 23 | 0 | 0 | 0 | 0.3 | 0 | 0 | 0 | 0 | 0 | 0 | 0 | 0 | 1.5 | 1.8 | 2 | 2.8 | 1.3 | 1.3 | 0.5 | 0.8 | 1.5 | 3 | 2.8 | 5.1 |  | 24.7 | 24.7 | 24.7 | 3.5527e-15 |  | 0 | 24.7 | 0 | 0 | 0
1972-06-24 | 1972 | 6 | 24 | 2 | 1.5 | 2.3 | 3.5 | 4.6 | 4.7 | 3.6 | 0.3 | 0 | 0 | 0 | 0 | 0 | 0.3 | 0 | 0.3 | 0 | 0 | 0 | 0 | 0 | 0 | 0 | 0 |  | 23.1 | 23.1 | 23.1 | 3.5527e-15 |  | 0 | 23.1 | 0 | 0 | 0
1972-06-25 | 1972 | 6 | 25 | 0 | 0 | 0 | 0.3 | 0 | 0 | 0.3 | 1.2 | 0.8 | 0.9 | 0.8 | 0.3 | 0 | 0 | 0 | 0 | 0 | 0 | 0 | 0 | 0 | 0 | 0 | 0 |  | 4.6 | 4.6 | 4.6 | 0 |  | 0 | 4.6 | 0 | 0 | 0
1972-06-26 | 1972 | 6 | 26 | 0 | 0 | 0 | 0 | 0 | 0 | 0 | 0 | 0 | 0 | 0 | 0 | 0 | 0 | 0 | 0 | 0 | 0 | 0 | 0 | 0 | 0 | 0 | 0 |  | 0 | 0 | 0 | 0 |  | 0 | 0 | 0 | 0 | 0
1972-06-27 | 1972 | 6 | 27 | 0 | 0 | 0 | 0 | 0 | 0 | 0 | 0 | 0 | 0 | 0 | 0 | 0 | 0 | 0 | 0 | 0 | 0 | 0 | 0 | 0 | 0 | 0 | 0 |  | 0 | 0 | 0 | 0 |  | 0 | 0 | 0 | 0 | 0
1972-06-28 | 1972 | 6 | 28 | 0 | 0 | 0 | 0 | 0 | 0 | 0 | 0 | 0 | 0 | 0 | 0 | 0 | 0 | 0 | 0 | 0 | 0 | 0 | 0 | 0 | 0 | 0 | 0 |  | 0 | 0 | 0 | 0 |  | 0 | 0 | 0 | 0 | 0
1972-06-29 | 1972 | 6 | 29 | 0 | 0 | 0 | 0 | 0 | 0 | 0 | 0 | 0 | 0 | 0 | 0 | 0 | 0 | 0 | 0 | 0 | 0 | 0 | 0 | 0 | 0 | 0 | 0 |  | 0 | 0 | 0 | 0 |  | 0 | 0 | 0 | 0 | 0
1972-06-30 | 1972 | 6 | 30 | 0 | 0 | 0 | 0 | 0 | 0 | 0 | 0 | 0 | 0 | 0 | 0 | 0 | 0 | 0 | 0 | 0 | 4.3 | 1.8 | 0.3 | 0 | 0 | 0 | 0 |  | 6.4 | 6.4 | 6.4 | 8.8818e-16 |  | 0 | 6.4 | 0 | 0 | 0
1972-07-01 | 1972 | 7 | 1 | 0 | 0 | 0 | 0 | 0 | 0 | 0 | 0 | 0 | 0 | 0 | 0 | 0 | 0 | 0 | 0 | 0 | 0 | 0 | 0 | 0 | 0 | 0 | 0 |  | 0 | 0 | 0 | 0 |  | 0 | 0 | 0 | 0 | 0
1972-07-02 | 1972 | 7 | 2 | 0 | 0 | 0 | 0 | 0 | 0 | 0 | 0 | 0 | 0 | 0 | 0 | 0 | 0 | 0 | 0 | 0 | 0 | 0 | 0 | 0 | 0 | 0 | 0 |  | 0 | 0 | 0 | 0 |  | 0 | 0 | 0 | 0 | 0
1972-07-03 | 1972 | 7 | 3 | 0 | 0 | 0 | 0 | 0 | 0 | 0 | 0 | 0 | 0 | 0 | 0 | 0 | 0 | 0 | 0 | 0 | 0 | 0 | 0 | 0 | 0 | 0 | 0 |  | 0 | 0 | 0 | 0 |  | 0 | 0 | 0 | 0 | 0
1972-07-04 | 1972 | 7 | 4 | 0 | 0 | 0 | 0 | 0 | 0 | 0 | 0 | 0 | 0 | 0 | 0 | 0 | 0 | 0 | 0 | 0 | 0 | 0 | 0 | 0 | 0 | 0 | 0 |  | 0 | 0 | 0 | 0 |  | 0 | 0 | 0 | 0 | 0
1972-07-05 | 1972 | 7 | 5 | 0 | 0 | 0 | 0.3 | 0 | 0 | 0 | 0 | 0 | 0 | 0 | 0 | 0 | 0 | 0 | 0 | 0 | 0 | 0 | 0 | 0 | 0 | 0 | 0 |  | 0.3 | 0.3 | 0.3 | 0 |  | 0 | 0 | 0.3 | 0 | 0
1972-07-06 | 1972 | 7 | 6 | 0 | 0 | 0 | 0 | 0 | 0 | 0 | 0 | 0 | 0.3 | 0 | 0 | 0 | 0 | 0 | 0 | 0.5 | 0.4 | 0.4 | 0 | 0.3 | 0.3 | 0.3 | 0.3 |  | 2.8 | 2.8 | 2.8 | 0 |  | 0 | 0 | 2.8 | 0 | 0
1972-07-07 | 1972 | 7 | 7 | 0 | 0 | 0 | 0 | 0 | 0 | 0 | 0 | 0 | 0 | 0 | 0 | 0 | 0 | 0 | 0.3 | 0.3 | 0 | 0 | 0 | 0 | 0.3 | 0 | 0 |  | 0.9 | 0.9 | 0.9 | 1.1102e-16 |  | 0 | 0 | 0.9 | 0 | 0
1972-07-08 | 1972 | 7 | 8 | 0.3 | 0 | 0 | 0 | 0 | 0 | 0 | 0 | 0 | 0 | 0 | 0 | 0 | 0 | 0 | 0 | 0 | 0 | 0 | 0 | 0 | 0 | 0 | 0 |  | 0.3 | 0.3 | 0.3 | 0 |  | 0 | 0 | 0.3 | 0 | 0
1972-07-09 | 1972 | 7 | 9 | 0 | 0 | 0 | 0 | 0 | 0 | 0 | 0 | 0 | 0 | 0 | 0 | 0 | 0 | 0 | 0 | 0 | 0 | 0.3 | 0 | 0 | 0 | 0 | 0 |  | 0.3 | 0.3 | 0.3 | 0 |  | 0 | 0 | 0.3 | 0 | 0
1972-07-10 | 1972 | 7 | 10 | 0 | 0 | 0 | 0 | 0 | 0 | 0 | 0 | 0 | 0 | 0 | 0 | 0 | 0 | 0 | 0 | 0 | 0 | 0 | 0 | 0 | 0 | 0 | 0 |  | 0 | 0 | 0 | 0 |  | 0 | 0 | 0 | 0 | 0
1972-07-11 | 1972 | 7 | 11 | 0 | 0 | 0 | 0 | 0 | 0 | 0 | 0.3 | 0.5 | 0.3 | 0 | 0 | 0 | 0 | 0 | 0 | 0 | 0 | 0 | 0 | 0 | 0 | 0 | 0 |  | 1.1 | 1.1 | 1.1 | 0 |  | 0 | 0 | 1.1 | 0 | 0
1972-07-12 | 1972 | 7 | 12 | 0 | 0 | 0 | 0 | 0 | 0 | 0 | 0 | 0 | 0 | 0 | 0 | 0 | 0 | 0 | 0 | 0 | 0 | 0 | 0 | 0 | 0 | 0 | 0 |  | 0 | 0 | 0 | 0 |  | 0 | 0 | 0 | 0 | 0
1972-07-13 | 1972 | 7 | 13 | 0 | 0 | 0 | 0 | 0 | 0 | 0 | 0 | 0 | 0 | 0 | 0 | 4.8 | 0 | 0 | 0 | 0 | 0.3 | 0 | 0 | 0.3 | 0.8 | 0 | 0 |  | 6.2 | 6.2 | 6.2 | 8.8818e-16 |  | 0 | 0 | 6.2 | 0 | 0
1972-07-14 | 1972 | 7 | 14 | 0 | 5.6 | 0 | 0 | 0 | 0 | 0 | 0 | 0 | 0 | 0 | 0 | 0 | 0 | 0 | 0 | 0 | 0 | 0 | 0 | 0 | 0 | 0 | 0 |  | 5.6 | 5.6 | 5.6 | 0 |  | 0 | 0 | 5.6 | 0 | 0
1972-07-15 | 1972 | 7 | 15 | 0 | 0 | 0 | 0 | 0 | 0 | 0 | 0 | 0 | 0 | 0 | 0 | 0 | 0 | 0 | 0 | 0 | 0 | 0 | 0 | 0 | 0 | 0 | 0.5 |  | 0.5 | 0.5 | 0.5 | 0 |  | 0 | 0 | 0.5 | 0 | 0
1972-07-16 | 1972 | 7 | 16 | 0 | 0 | 0 | 0.3 | 0 | 0 | 0 | 0.5 | 0.8 | 0 | 0 | 0 | 0 | 0 | 0 | 0 | 0 | 0 | 0 | 0 | 0 | 0 | 0 | 0 |  | 1.6 | 1.6 | 1.6 | 0 |  | 0 | 0 | 1.6 | 0 | 0
1972-07-17 | 1972 | 7 | 17 | 0 | 0 | 0 | 0 | 0 | 0 | 0 | 0 | 0 | 0 | 0 | 0 | 0 | 0 | 1 | 0.8 | 0 | 0 | 0 | 1.5 | 1.3 | 1 | 3 | 3.6 |  | 12.2 | 12.2 | 12.2 | 0 |  | 0 | 0 | 12.2 | 0 | 0
1972-07-18 | 1972 | 7 | 18 | 2.7 | 0.3 | 0.2 | 0 | 0.3 | 0 | 0 | 0 | 0 | 0 | 0 | 0 | 0 | 0 | 0 | 0 | 0 | 0 | 0 | 0 | 0 | 0 | 0.8 | 0 |  | 4.3 | 4.3 | 4.3 | 0 |  | 0 | 0 | 4.3 | 0 | 0
1972-07-19 | 1972 | 7 | 19 | 0 | 0 | 0 | 0 | 0 | 0 | 0.3 | 0 | 0 | 0 | 0.8 | 0 | 0 | 0 | 0 | 0 | 0 | 0 | 0 | 0 | 0 | 0 | 0 | 0 |  | 1.1 | 1.1 | 1.1 | 0 |  | 0 | 0 | 1.1 | 0 | 0
1972-07-20 | 1972 | 7 | 20 | 0 | 0 | 0 | 0 | 0 | 0 | 0 | 0 | 0 | 0 | 0 | 0 | 0 | 0 | 0 | 0 | 0 | 0 | 0 | 0 | 0 | 0 | 0 | 0 |  | 0 | 0 | 0 | 0 |  | 0 | 0 | 0 | 0 | 0
1972-07-21 | 1972 | 7 | 21 | 0 | 0 | 0 | 0 | 0 | 0 | 0 | 0 | 0.8 | 0.7 | 0.5 | 1 | 1.4 | 0.3 | 0 | 0.3 | 0.3 | 0 | 0 | 0 | 0 | 0 | 0 | 0 |  | 5.3 | 5.3 | 5.3 | 0 |  | 0 | 0 | 5.3 | 0 | 0
1972-07-22 | 1972 | 7 | 22 | 0 | 0 | 0 | 0 | 0 | 0 | 0 | 0 | 0 | 0 | 0 | 0 | 0 | 0 | 0 | 0 | 0 | 0 | 2.5 | 3 | 0.3 | 0 | 0 | 0 |  | 5.8 | 5.8 | 5.8 | 0 |  | 0 | 0 | 5.8 | 0 | 0
1972-07-23 | 1972 | 7 | 23 | 0 | 0 | 0 | 0 | 0 | 0 | 0 | 0 | 0 | 0 | 0 | 0 | 0 | 0 | 0 | 0 | 0 | 0 | 0 | 0 | 0 | 0 | 0 | 0 |  | 0 | 0 | 0 | 0 |  | 0 | 0 | 0 | 0 | 0
1972-07-24 | 1972 | 7 | 24 | 0 | 0 | 0 | 0 | 0 | 0 | 0 | 0 | 0 | 0 | 0 | 0 | 0 | 0 | 0 | 0 | 0 | 0 | 0 | 0 | 0 | 0 | 0 | 0 |  | 0 | 0 | 0 | 0 |  | 0 | 0 | 0 | 0 | 0
1972-07-25 | 1972 | 7 | 25 | 4.8 | 8.4 | 4.8 | 0.3 | 0 | 0 | 0 | 0 | 1.5 | 1.5 | 0 | 0 | 0 | 0 | 0 | 0 | 0 | 0 | 0 | 0 | 0 | 0 | 0.5 | 0 |  | 21.8 | 21.8 | 21.8 | 0 |  | 0 | 0 | 21.8 | 0 | 0
1972-07-26 | 1972 | 7 | 26 | 1.5 | 0 | 0 | 0 | 0 | 0 | 0 | 0 | 0 | 0 | 0 | 0 | 0 | 0 | 0 | 0 | 0 | 0 | 0 | 0 | 0 | 0 | 0 | 0 |  | 1.5 | 1.5 | 1.5 | 0 |  | 0 | 0 | 1.5 | 0 | 0
1972-07-27 | 1972 | 7 | 27 | 0 | 0 | 0 | 0 | 0 | 0 | 0 | 0 | 0 | 0 | 0 | 0 | 0 | 0 | 0 | 0 | 0 | 0 | 0 | 0 | 0 | 0 | 0 | 0 |  | 0 | 0 | 0 | 0 |  | 0 | 0 | 0 | 0 | 0
1972-07-28 | 1972 | 7 | 28 | 0 | 0 | 0 | 0 | 0 | 0 | 0 | 0 | 0 | 0 | 0 | 0 | 0 | 0 | 0 | 0 | 0 | 0 | 0 | 0 | 0 | 0 | 0 | 0 |  | 0 | 0 | 0 | 0 |  | 0 | 0 | 0 | 0 | 0
1972-07-29 | 1972 | 7 | 29 | 0 | 0 | 0 | 0 | 0 | 0 | 0 | 0 | 0 | 0 | 0 | 0 | 0 | 0 | 0 | 0 | 0 | 0 | 0 | 0 | 0 | 0 | 0 | 0 |  | 0 | 0 | 0 | 0 |  | 0 | 0 | 0 | 0 | 0
1972-07-30 | 1972 | 7 | 30 | 0 | 0 | 0 | 0 | 0 | 0 | 0 | 0 | 0 | 0 | 0 | 0 | 0 | 0 | 0 | 0 | 0 | 0 | 0 | 0 | 0 | 0 | 0 | 0 |  | 0 | 0 | 0 | 0 |  | 0 | 0 | 0 | 0 | 0
1972-07-31 | 1972 | 7 | 31 | 0 | 0 | 0 | 0 | 0 | 0 | 0 | 0 | 0 | 0 | 0 | 0 | 0 | 0 | 0 | 0 | 0.3 | 0 | 0 | 0 | 0 | 0 | 0 | 0 |  | 0.3 | 0.3 | 0.3 | 0 |  | 0 | 0 | 0.3 | 0 | 0
1972-08-01 | 1972 | 8 | 1 | 0 | 0 | 0 | 0 | 0 | 0 | 0 | 0 | 0.3 | 0 | 0 | 0 | 0 | 0 | 0 | 0 | 0 | 0.3 | 0.3 | 0.2 | 0.3 | 0.3 | 0.3 | 0 |  | 2 | 2 | 2 | 0 |  | 0 | 0 | 0 | 2 | 0
1972-08-02 | 1972 | 8 | 2 | 0 | 0 | 0 | 0 | 0 | 0 | 0 | 0 | 0 | 0 | 0 | 0 | 0 | 0 | 0 | 0 | 0 | 0 | 0 | 0 | 0 | 0 | 0 | 0 |  | 0 | 0 | 0 | 0 |  | 0 | 0 | 0 | 0 | 0
1972-08-03 | 1972 | 8 | 3 | 0 | 0 | 0 | 0 | 0 | 0 | 0 | 0 | 0 | 0 | 0 | 0 | 0 | 0 | 0 | 0 | 0 | 0 | 0 | 0 | 0 | 0 | 0 | 0 |  | 0 | 0 | 0 | 0 |  | 0 | 0 | 0 | 0 | 0
1972-08-04 | 1972 | 8 | 4 | 0 | 0 | 0 | 0 | 0 | 0 | 0 | 0 | 0 | 0 | 0 | 0 | 0 | 0 | 0 | 0 | 0 | 0 | 0 | 0 | 0 | 0 | 0 | 0 |  | 0 | 0 | 0 | 0 |  | 0 | 0 | 0 | 0 | 0
1972-08-05 | 1972 | 8 | 5 | 0 | 0 | 0 | 0 | 0 | 0 | 0 | 0 | 0 | 0 | 0 | 0 | 0 | 0 | 0 | 0 | 0 | 0 | 0 | 0 | 0 | 0 | 0 | 0 |  | 0 | 0 | 0 | 0 |  | 0 | 0 | 0 | 0 | 0
1972-08-06 | 1972 | 8 | 6 | 0 | 0 | 0 | 0 | 0 | 0 | 0 | 0 | 0 | 0 | 0 | 0 | 0 | 0 | 0 | 0 | 0 | 0 | 0 | 0 | 0 | 0 | 0 | 0 |  | 0 | 0 | 0 | 0 |  | 0 | 0 | 0 | 0 | 0
1972-08-07 | 1972 | 8 | 7 | 0 | 0 | 0 | 0 | 0 | 0 | 0 | 0 | 0 | 0 | 0 | 0 | 0 | 0 | 0 | 0 | 0 | 0 | 0 | 0 | 0 | 0 | 0 | 0 |  | 0 | 0 | 0 | 0 |  | 0 | 0 | 0 | 0 | 0
1972-08-08 | 1972 | 8 | 8 | 0 | 0 | 0 | 0 | 0 | 0 | 0 | 0 | 0 | 0 | 0 | 0 | 0 | 0 | 0 | 0 | 0 | 0 | 0 | 12.2 | 0 | 0 | 0 | 0 |  | 12.2 | 12.2 | 12.2 | 0 |  | 0 | 0 | 0 | 12.2 | 0
1972-08-09 | 1972 | 8 | 9 | 1.5 | 0 | 0.8 | 0 | 0 | 0 | 0 | 0 | 0 | 0 | 0 | 0 | 0 | 0 | 0 | 0 | 0 | 0.8 | 0 | 0 | 0 | 0 | 3.3 | 0 |  | 6.4 | 6.4 | 6.4 | 8.8818e-16 |  | 0 | 0 | 0 | 6.4 | 0
1972-08-10 | 1972 | 8 | 10 | 0 | 0 | 0 | 0 | 0 | 0 | 0 | 0 | 0 | 0 | 0 | 0 | 0 | 0 | 0 | 0 | 0 | 0 | 0 | 0 | 0 | 0 | 0 | 0 |  | 0 | 0 | 0 | 0 |  | 0 | 0 | 0 | 0 | 0
1972-08-11 | 1972 | 8 | 11 | 0 | 0 | 0 | 0 | 0 | 0 | 0 | 0 | 0 | 0 | 0 | 0 | 0 | 0 | 0 | 0 | 0 | 0 | 0 | 0 | 0 | 0 | 0 | 0 |  | 0 | 0 | 0 | 0 |  | 0 | 0 | 0 | 0 | 0
1972-08-12 | 1972 | 8 | 12 | 0 | 0 | 0 | 0 | 0 | 0 | 0 | 0 | 0 | 0 | 0 | 0 | 0 | 0 | 0 | 0 | 0 | 0 | 0 | 0.8 | 0.3 | 0 | 2.5 | 0 |  | 3.6 | 3.6 | 3.6 | 0 |  | 0 | 0 | 0 | 3.6 | 0
1972-08-13 | 1972 | 8 | 13 | 0 | 0 | 0.3 | 0.5 | 0.8 | 0 | 0.5 | 1 | 0.3 | 0 | 0 | 0 | 0 | 0 | 0 | 0 | 0 | 0 | 0 | 0 | 0 | 0 | 0 | 0 |  | 3.4 | 3.4 | 3.4 | 0 |  | 0 | 0 | 0 | 3.4 | 0
1972-08-14 | 1972 | 8 | 14 | 0 | 0 | 0 | 0 | 0 | 0 | 0 | 0 | 0 | 0 | 0 | 0 | 0 | 0 | 0 | 0 | 0 | 0 | 0 | 0 | 0 | 0 | 0 | 0 |  | 0 | 0 | 0 | 0 |  | 0 | 0 | 0 | 0 | 0
1972-08-15 | 1972 | 8 | 15 | 0 | 0 | 0 | 0 | 0 | 0 | 0 | 0 | 0 | 0 | 0 | 0 | 0 | 0 | 0 | 0 | 0 | 0 | 0 | 0 | 0 | 0 | 0 | 0 |  | 0 | 0 | 0 | 0 |  | 0 | 0 | 0 | 0 | 0
1972-08-16 | 1972 | 8 | 16 | 0 | 0 | 0 | 0 | 1 | 0 | 0 | 0 | 0 | 0 | 0 | 0 | 0 | 0 | 0 | 0 | 0 | 0 | 0 | 0 | 0 | 0 | 0 | 0 |  | 1 | 1 | 1 | 0 |  | 0 | 0 | 0 | 1 | 0
1972-08-17 | 1972 | 8 | 17 | 0 | 0 | 0 | 0 | 0 | 0 | 0 | 0 | 0 | 0 | 0 | 0 | 0 | 0 | 0 | 0 | 0 | 0 | 1 | 5.3 | 0 | 0 | 0 | 0 |  | 6.3 | 6.3 | 6.3 | 0 |  | 0 | 0 | 0 | 6.3 | 0
1972-08-18 | 1972 | 8 | 18 | 0 | 0 | 0 | 0 | 0 | 0 | 0 | 0 | 0 | 0 | 0 | 0 | 0 | 0 | 0 | 0 | 0 | 0 | 0 | 0 | 0 | 0 | 0 | 0 |  | 0 | 0 | 0 | 0 |  | 0 | 0 | 0 | 0 | 0
1972-08-19 | 1972 | 8 | 19 | 0 | 0 | 0 | 0 | 0 | 0 | 0 | 0 | 0 | 0 | 0 | 0 | 0 | 0 | 0 | 0 | 0 | 0 | 0 | 0 | 0 | 0 | 0 | 0 |  | 0 | 0 | 0 | 0 |  | 0 | 0 | 0 | 0 | 0
1972-08-20 | 1972 | 8 | 20 | 0 | 0 | 3 | 5.6 | 8.9 | 1.8 | 0 | 0 | 0 | 0 | 0 | 0 | 0 | 0 | 0 | 0 | 0 | 0 | 0 | 0 | 0 | 0 | 0 | 0 |  | 19.3 | 19.3 | 19.3 | 0 |  | 0 | 0 | 0 | 19.3 | 0
1972-08-21 | 1972 | 8 | 21 | 0 | 0 | 0 | 0 | 0 | 0 | 0 | 0 | 0 | 0 | 0 | 0 | 0 | 0 | 0 | 0 | 0 | 0 | 0 | 0 | 0 | 0 | 0 | 0 |  | 0 | 0 | 0 | 0 |  | 0 | 0 | 0 | 0 | 0
1972-08-22 | 1972 | 8 | 22 | 0 | 0 | 0 | 0 | 0 | 0 | 0 | 0 | 0 | 0 | 0 | 0 | 0 | 0 | 0 | 0 | 0 | 0 | 0 | 0 | 0 | 0 | 0 | 0 |  | 0 | 0 | 0 | 0 |  | 0 | 0 | 0 | 0 | 0
1972-08-23 | 1972 | 8 | 23 | 0 | 0 | 0 | 0 | 0 | 0 | 0 | 0 | 0 | 0 | 0 | 0 | 0 | 0 | 0 | 0 | 0 | 0 | 0 | 0 | 0 | 0 | 0 | 0 |  | 0 | 0 | 0 | 0 |  | 0 | 0 | 0 | 0 | 0
1972-08-24 | 1972 | 8 | 24 | 0 | 0 | 0 | 0 | 0 | 0 | 0 | 0 | 0 | 0 | 0 | 0 | 0 | 0 | 0 | 0 | 0 | 0 | 0 | 0 | 0 | 0 | 0 | 0 |  | 0 | 0 | 0 | 0 |  | 0 | 0 | 0 | 0 | 0
1972-08-25 | 1972 | 8 | 25 | 0 | 0 | 0 | 0 | 0 | 0 | 0 | 0 | 0 | 0 | 0 | 0 | 0 | 0 | 0 | 0 | 0 | 0 | 0 | 0 | 0 | 0 | 0 | 0 |  | 0 | 0 | 0 | 0 |  | 0 | 0 | 0 | 0 | 0
1972-08-26 | 1972 | 8 | 26 | 0 | 0 | 0 | 0 | 0 | 0 | 0 | 0 | 0 | 0 | 0 | 0 | 0 | 0 | 0 | 0 | 0 | 0 | 0 | 0 | 0 | 0 | 0 | 0 |  | 0 | 0 | 0 | 0 |  | 0 | 0 | 0 | 0 | 0
1972-08-27 | 1972 | 8 | 27 | 0 | 0 | 0 | 0 | 0 | 0 | 0 | 0 | 0 | 0 | 0 | 0 | 0 | 0 | 0 | 0 | 0 | 0 | 0 | 0 | 0 | 0 | 0 | 0 |  | 0 | 0 | 0 | 0 |  | 0 | 0 | 0 | 0 | 0
1972-08-28 | 1972 | 8 | 28 | 0 | 0 | 0 | 0 | 0 | 0 | 0 | 0 | 0 | 0 | 0 | 0 | 0 | 0 | 0 | 0 | 0 | 0 | 0 | 0 | 0 | 0 | 0 | 0 |  | 0 | 0 | 0 | 0 |  | 0 | 0 | 0 | 0 | 0
1972-08-29 | 1972 | 8 | 29 | 0 | 0 | 0 | 0 | 0 | 0 | 0 | 0 | 0 | 0 | 0 | 0 | 0 | 0 | 0 | 0 | 0 | 0 | 0 | 0 | 0 | 0 | 0 | 0 |  | 0 | 0 | 0 | 0 |  | 0 | 0 | 0 | 0 | 0
1972-08-30 | 1972 | 8 | 30 | 0 | 0.3 | 0.8 | 0.3 | 0.5 | 0.5 | 0 | 0 | 0 | 0 | 0 | 0 | 0 | 0 | 0 | 0 | 0 | 0 | 0 | 0 | 0 | 0 | 0 | 0 |  | 2.4 | 2.4 | 2.4 | 4.4409e-16 |  | 0 | 0 | 0 | 2.4 | 0
1972-08-31 | 1972 | 8 | 31 | 0 | 0 | 0 | 0 | 0 | 0 | 0 | 0 | 0 | 0 | 0 | 0 | 0 | 0 | 0 | 0 | 0 | 0 | 0 | 0 | 0 | 0 | 0 | 0 |  | 0 | 0 | 0 | 0 |  | 0 | 0 | 0 | 0 | 0
1972-09-01 | 1972 | 9 | 1 | 0 | 0 | 0 | 0 | 0 | 0 | 0 | 0 | 0 | 0 | 0 | 0 | 0 | 0 | 0 | 0 | 0 | 0 | 0 | 0 | 0 | 0 | 0 | 0 |  | 0 | 0 | 0 | 0 |  | 0 | 0 | 0 | 0 | 0
1972-09-02 | 1972 | 9 | 2 | 0 | 0 | 0 | 0 | 0 | 0 | 0 | 0 | 0 | 0 | 0 | 0 | 0 | 0 | 0 | 0 | 0 | 0 | 0 | 0 | 0 | 0 | 0 | 0 |  | 0 | 0 | 0 | 0 |  | 0 | 0 | 0 | 0 | 0
1972-09-03 | 1972 | 9 | 3 | 0 | 0 | 0 | 0 | 0 | 0 | 0 | 0 | 0 | 0 | 0 | 0 | 0 | 0 | 0 | 0 | 0 | 0 | 0 | 0 | 0 | 0 | 0 | 0 |  | 0 | 0 | 0 | 0 |  | 0 | 0 | 0 | 0 | 0
1972-09-04 | 1972 | 9 | 4 | 0 | 0 | 0 | 0 | 0 | 0 | 0 | 0 | 0 | 0 | 0 | 0 | 0 | 0 | 0 | 0 | 0 | 0 | 0 | 0 | 0 | 0 | 0 | 0 |  | 0 | 0 | 0 | 0 |  | 0 | 0 | 0 | 0 | 0
1972-09-05 | 1972 | 9 | 5 | 0 | 0 | 0 | 0 | 0 | 0 | 0 | 0 | 0 | 0 | 0 | 0 | 0 | 0 | 0 | 0 | 2 | 0 | 1.4 | 1.4 | 1.3 | 1.4 | 1.3 | 1.4 |  | 10.2 | 10.2 | 10.2 | 1.7764e-15 |  | 0 | 0 | 0 | 0 | 10.2
1972-09-06 | 1972 | 9 | 6 | 1.3 | 1.3 | 1.3 | 1.3 | 1.3 | 1.3 | 1.2 | 1.3 | 1.3 | 1.3 | 1.3 | 1.3 | 1.3 | 0 | 0 | 0 | 0 | 0 | 0 | 0 | 0 | 0 | 0 | 0 |  | 16.8 | 16.8 | 16.8 | 3.5527e-15 |  | 0 | 0 | 0 | 0 | 16.8
1972-09-07 | 1972 | 9 | 7 | 0 | 0 | 0 | 0 | 0 | 0 | 0 | 0 | 0 | 0 | 0 | 0 | 0 | 0 | 0 | 0 | 0 | 0 | 0 | 0 | 0 | 0 | 0 | 0 |  | 0 | 0 | 0 | 0 |  | 0 | 0 | 0 | 0 | 0
1972-09-08 | 1972 | 9 | 8 | 0 | 0 | 0 | 0 | 0 | 0 | 0 | 0 | 0 | 0 | 0 | 0 | 0 | 0 | 0 | 0 | 0 | 0 | 0 | 0 | 0 | 0 | 0 | 0 |  | 0 | 0 | 0 | 0 |  | 0 | 0 | 0 | 0 | 0
1972-09-09 | 1972 | 9 | 9 | 0 | 0 | 0 | 0 | 0 | 0 | 0 | 0 | 0 | 0 | 1.1 | 0 | 0 | 0 | 0.6 | 0 | 0 | 0 | 0 | 0 | 0.5 | 0 | 0.6 | 0.5 |  | 3.3 | 3.3 | 3.3 | 4.4409e-16 |  | 0 | 0 | 0 | 0 | 3.3
1972-09-10 | 1972 | 9 | 10 | 1 | 0 | 0 | 0 | 0 | 0 | 0 | 0 | 0 | 0 | 0 | 0 | 0 | 0 | 0 | 0 | 0 | 0 | 0 | 0 | 0 | 0 | 0 | 0 |  | 1 | 1 | 1 | 0 |  | 0 | 0 | 0 | 0 | 1
1972-09-11 | 1972 | 9 | 11 | 0 | 0 | 0 | 0 | 0 | 0 | 0 | 0 | 0 | 0 | 0 | 0 | 0 | 0 | 0 | 0 | 0 | 0 | 0 | 0 | 0 | 0 | 0 | 0 |  | 0 | 0 | 0 | 0 |  | 0 | 0 | 0 | 0 | 0
1972-09-12 | 1972 | 9 | 12 | 0 | 0 | 0 | 0 | 0 | 0 | 0 | 0 | 0 | 0 | 0 | 0 | 0 | 0 | 0 | 0 | 0 | 0 | 0 | 0 | 0 | 0 | 0 | 0 |  | 0 | 0 | 0 | 0 |  | 0 | 0 | 0 | 0 | 0
1972-09-13 | 1972 | 9 | 13 | 0 | 0 | 0 | 0 | 0 | 0 | 0 | 0 | 0 | 0 | 0 | 0 | 0 | 0 | 0 | 0 | 0 | 0 | 0 | 0 | 0 | 0 | 0 | 0 |  | 0 | 0 | 0 | 0 |  | 0 | 0 | 0 | 0 | 0
1972-09-14 | 1972 | 9 | 14 | 0 | 0 | 0 | 0 | 0 | 0 | 0 | 0 | 0 | 0 | 0 | 0 | 0 | 0 | 0 | 0 | 0 | 0 | 0 | 0 | 0 | 0 | 0 | 0 |  | 0 | 0 | 0 | 0 |  | 0 | 0 | 0 | 0 | 0
1972-09-15 | 1972 | 9 | 15 | 0 | 0 | 0 | 0 | 0 | 0 | 0 | 0 | 0 | 0 | 0 | 0 | 0 | 0 | 0 | 0 | 0 | 0 | 0 | 0 | 0 | 0 | 0 | 0 |  | 0 | 0 | 0 | 0 |  | 0 | 0 | 0 | 0 | 0
1972-09-16 | 1972 | 9 | 16 | 1 | 0 | 1 | 1.1 | 0 | 1 | 0 | 0 | 0 | 0 | 0 | 0 | 0 | 0 | 0 | 0 | 0 | 1 | 0 | 0 | 0 | 0 | 0 | 0 |  | 5.1 | 5.1 | 5.1 | 0 |  | 0 | 0 | 0 | 0 | 5.1
1972-09-17 | 1972 | 9 | 17 | 0 | 0 | 0 | 0 | 0 | 0 | 0 | 0 | 0 | 0 | 0.9 | 0.9 | 1 | 0 | 0 | 1.8 | 0 | 0 | 0 | 0 | 0 | 0 | 0 | 0 |  | 4.6 | 4.6 | 4.6 | 0 |  | 0 | 0 | 0 | 0 | 4.6
1972-09-18 | 1972 | 9 | 18 | 0 | 0 | 0 | 0 | 0 | 0 | 0 | 0 | 0 | 0 | 0 | 0 | 0 | 0 | 0 | 0 | 0 | 0 | 0 | 0 | 0 | 0 | 0 | 0 |  | 0 | 0 | 0 | 0 |  | 0 | 0 | 0 | 0 | 0
1972-09-19 | 1972 | 9 | 19 | 0 | 0 | 0 | 0 | 0 | 0 | 0 | 0 | 0 | 0 | 0 | 0 | 0 | 0 | 0 | 0 | 0.5 | 0.8 | 0 | 0 | 0 | 0 | 0 | 0 |  | 1.3 | 1.3 | 1.3 | 0 |  | 0 | 0 | 0 | 0 | 1.3
1972-09-20 | 1972 | 9 | 20 | 0 | 0 | 0 | 0 | 0 | 0 | 0 | 0 | 0 | 0 | 0 | 0 | 0 | 0 | 0 | 0 | 0 | 0 | 0 | 0 | 0 | 0 | 0 | 0 |  | 0 | 0 | 0 | 0 |  | 0 | 0 | 0 | 0 | 0
1972-09-21 | 1972 | 9 | 21 | 0 | 0 | 0 | 0 | 0 | 0 | 0 | 0 | 0 | 0 | 0 | 0 | 0 | 0 | 0 | 0 | 0 | 0 | 0 | 0 | 0 | 0 | 0 | 0 |  | 0 | 0 | 0 | 0 |  | 0 | 0 | 0 | 0 | 0
1972-09-22 | 1972 | 9 | 22 | 0 | 0 | 0 | 0 | 0 | 0 | 0 | 0 | 0 | 0 | 0 | 0 | 0 | 0 | 0 | 0 | 0 | 0 | 0 | 0 | 0 | 0 | 0 | 0 |  | 0 | 0 | 0 | 0 |  | 0 | 0 | 0 | 0 | 0
1972-09-23 | 1972 | 9 | 23 | 0 | 0.3 | 0 | 0 | 0 | 0 | 0.4 | 0.3 | 0.4 | 0.3 | 0.4 | 0.3 | 0.4 | 0.3 | 0.4 | 0.3 | 0.4 | 0.3 | 0.4 | 0.3 | 0.4 | 0.3 | 0.4 | 0.3 |  | 6.6 | 6.6 | 6.6 | 0 |  | 0 | 0 | 0 | 0 | 6.6
1972-09-24 | 1972 | 9 | 24 | 0.2 | 0.1 | 0.2 | 0.2 | 0.1 | 0.2 | 0.2 | 0.1 | 0.2 | 0.2 | 0.1 | 0.2 | 0.2 | 0.1 | 0.2 | 0.2 | 0.1 | 0.2 | 0 | 0 | 0 | 0 | 0 | 0 |  | 3 | 3 | 3 | 8.8818e-16 |  | 0 | 0 | 0 | 0 | 3
1972-09-25 | 1972 | 9 | 25 | 0 | 0 | 0 | 0 | 0 | 0 | 0 | 0 | 0 | 0 | 0 | 0 | 0 | 0 | 0 | 0 | 0 | 0 | 0 | 0 | 0 | 0 | 0 | 0 |  | 0 | 0 | 0 | 0 |  | 0 | 0 | 0 | 0 | 0
1972-09-26 | 1972 | 9 | 26 | 0 | 0 | 0.1 | 0.2 | 0.1 | 0.1 | 0.1 | 0.2 | 0.1 | 0.1 | 0.1 | 0.2 | 0.1 | 0.1 | 0.2 | 0.1 | 0.1 | 0.1 | 0.2 | 0.1 | 0.1 | 0.1 | 0.2 | 0.1 |  | 2.8 | 2.8 | 2.8 | 1.3323e-15 |  | 0 | 0 | 0 | 0 | 2.8
1972-09-27 | 1972 | 9 | 27 | 0.2 | 0.1 | 0.2 | 0.2 | 0.1 | 0.2 | 0.2 | 0.1 | 0.2 | 0 | 0 | 0 | 0 | 0 | 0 | 0 | 0 | 0 | 0 | 0 | 0 | 0 | 0 | 0 |  | 1.5 | 1.5 | 1.5 | 0 |  | 0 | 0 | 0 | 0 | 1.5
1972-09-28 | 1972 | 9 | 28 | 0 | 0 | 0 | 0 | 0 | 0 | 0 | 0 | 0 | 0 | 0 | 0 | 0 | 0 | 0 | 0 | 0 | 0 | 0 | 0 | 0 | 0 | 0 | 0 |  | 0 | 0 | 0 | 0 |  | 0 | 0 | 0 | 0 | 0
1972-09-29 | 1972 | 9 | 29 | 0 | 0 | 0 | 0 | 0 | 0 | 0 | 0 | 0 | 0 | 0 | 0 | 0 | 0 | 0 | 0 | 0 | 0 | 0 | 0 | 0 | 0 | 0 | 0 |  | 0 | 0 | 0 | 0 |  | 0 | 0 | 0 | 0 | 0
1972-09-30 | 1972 | 9 | 30 | 0 | 0 | 0 | 0 | 0 | 0 | 0 | 0 | 0 | 0 | 0 | 0 | 0 | 0 | 0 | 0 | 0 | 0 | 0 | 0 | 0 | 0 | 0 | 0 |  | 0 | 0 | 0 | 0 |  | 0 | 0 | 0 | 0 | 0
1972-10-01 | 1972 | 10 | 1 | 0 | 0 | 0 | 0 | 0 | 0 | 0 | 0 | 0 | 0 | 0 | 0 | 0 | 0 | 0 | 0 | 0 | 0 | 0 | 0 | 0 | 0 | 0 | 0 |  | 0 | 0 | 0 | 0 |  | 0 | 0 | 0 | 0 | 0
1972-10-02 | 1972 | 10 | 2 | 0 | 0 | 0 | 0 | 0 | 0 | 0 | 0 | 0 | 0 | 0 | 0 | 0 | 0 | 0 | 0 | 0 | 0 | 0 | 0 | 0 | 0 | 0 | 0 |  | 0 | 0 | 0 | 0 |  | 0 | 0 | 0 | 0 | 0
1972-10-03 | 1972 | 10 | 3 | 0 | 0 | 0 | 0 | 0 | 0 | 0 | 0 | 0 | 0 | 0 | 0 | 0 | 0 | 0 | 0 | 0 | 0 | 0 | 0 | 0 | 0 | 0 | 0 |  | 0 | 0 | 0 | 0 |  | 0 | 0 | 0 | 0 | 0
1972-10-04 | 1972 | 10 | 4 | 0 | 0 | 0 | 0 | 0 | 0 | 0 | 0 | 0 | 0 | 0 | 0 | 0 | 0 | 0 | 0 | 0 | 0 | 0 | 0 | 0 | 0 | 0 | 0 |  | 0 | 0 | 0 | 0 |  | 0 | 0 | 0 | 0 | 0
1972-10-05 | 1972 | 10 | 5 | 0 | 0 | 0 | 0 | 0 | 0 | 0 | 0 | 0 | 0 | 0 | 0 | 0 | 0 | 0 | 0 | 0 | 0 | 0 | 0 | 0 | 0 | 0 | 0 |  | 0 | 0 | 0 | 0 |  | 0 | 0 | 0 | 0 | 0
1972-10-06 | 1972 | 10 | 6 | 0 | 0 | 0 | 0 | 0 | 0 | 0 | 0 | 0 | 0 | 0 | 0 | 0 | 0 | 0 | 0 | 0 | 0 | 0 | 0 | 0 | 0 | 0 | 0 |  | 0 | 0 | 0 | 0 |  | 0 | 0 | 0 | 0 | 0
1972-10-07 | 1972 | 10 | 7 | 0 | 0 | 0 | 0 | 0 | 0 | 0 | 0 | 0 | 0 | 0 | 0 | 0 | 0 | 0 | 0 | 0 | 0 | 0 | 0 | 0 | 0 | 0 | 0 |  | 0 | 0 | 0 | 0 |  | 0 | 0 | 0 | 0 | 0
1972-10-08 | 1972 | 10 | 8 | 0 | 0 | 0 | 0 | 0 | 0 | 0 | 0 | 0 | 0 | 0 | 0 | 0 | 0 | 0 | 0 | 0 | 0 | 0 | 0 | 0 | 0 | 0 | 0 |  | 0 | 0 | 0 | 0 |  | 0 | 0 | 0 | 0 | 0
1972-10-09 | 1972 | 10 | 9 | 0 | 0 | 0 | 0 | 0 | 0 | 0 | 0 | 0 | 0 | 0 | 0 | 0 | 0 | 0 | 0 | 0 | 0.2 | 0.2 | 0.2 | 0.3 | 0.2 | 0.2 | 0.2 |  | 1.5 | 1.5 | 1.5 | 0 |  | 0 | 0 | 0 | 0 | 0
1972-10-10 | 1972 | 10 | 10 | 0.2 | 0.1 | 0.2 | 0.1 | 0.2 | 0.1 | 0.2 | 0 | 0 | 0.1 | 0.2 | 0.1 | 0.2 | 0.1 | 0.2 | 0 | 0 | 0 | 0 | 0 | 0 | 0 | 0 | 0 |  | 2 | 2 | 2 | 4.4409e-16 |  | 0 | 0 | 0 | 0 | 0
1972-10-11 | 1972 | 10 | 11 | 0 | 0 | 0 | 0 | 0 | 0 | 0 | 0 | 0 | 0 | 0 | 0 | 0 | 0 | 0 | 0 | 0 | 0 | 0 | 0 | 0 | 0 | 0 | 0 |  | 0 | 0 | 0 | 0 |  | 0 | 0 | 0 | 0 | 0
1972-10-12 | 1972 | 10 | 12 | 0 | 0 | 0 | 0 | 0 | 0 | 0 | 0 | 0 | 0 | 0 | 0 | 0 | 0 | 0 | 0 | 0 | 0 | 0 | 0 | 0 | 0 | 0 | 0 |  | 0 | 0 | 0 | 0 |  | 0 | 0 | 0 | 0 | 0
1972-10-13 | 1972 | 10 | 13 | 0 | 0 | 0 | 0 | 0 | 0 | 0 | 0 | 0 | 0 | 0.3 | 0.4 | 0.3 | 0.3 | 0.3 | 0.4 | 0.3 | 0 | 0 | 0 | 0 | 0 | 0 | 0 |  | 2.3 | 2.3 | 2.3 | 0 |  | 0 | 0 | 0 | 0 | 0
1972-10-14 | 1972 | 10 | 14 | 0 | 0 | 0 | 0 | 0 | 0 | 0 | 0 | 0 | 0 | 0 | 0 | 0 | 0 | 0 | 0 | 0 | 0 | 0 | 0 | 0 | 0 | 0 | 0 |  | 0 | 0 | 0 | 0 |  | 0 | 0 | 0 | 0 | 0
1972-10-15 | 1972 | 10 | 15 | 0 | 0 | 0 | 0 | 0 | 0 | 0 | 0 | 0 | 0 | 0 | 0 | 0 | 0 | 0 | 0 | 0 | 0 | 0 | 0 | 0 | 0 | 0 | 0 |  | 0 | 0 | 0 | 0 |  | 0 | 0 | 0 | 0 | 0
1972-10-16 | 1972 | 10 | 16 | 0 | 0 | 0 | 0 | 0 | 0 | 0 | 0 | 0 | 0 | 0 | 0 | 0 | 0 | 0 | 0 | 0 | 0 | 0 | 0 | 0 | 0 | 0 | 0 |  | 0 | 0 | 0 | 0 |  | 0 | 0 | 0 | 0 | 0
1972-10-17 | 1972 | 10 | 17 | 0 | 0 | 0 | 0 | 0 | 0 | 0 | 0 | 0 | 0 | 0 | 0 | 0 | 0 | 0 | 0 | 0 | 0 | 0 | 0 | 0 | 0 | 0 | 0 |  | 0 | 0 | 0 | 0 |  | 0 | 0 | 0 | 0 | 0
1972-10-18 | 1972 | 10 | 18 | 0 | 0 | 0 | 0 | 0 | 0 | 0 | 0 | 0 | 0 | 0 | 0 | 0 | 0 | 0 | 0 | 0 | 0 | 0 | 0 | 0 | 0 | 0 | 0 |  | 0 | 0 | 0 | 0 |  | 0 | 0 | 0 | 0 | 0
1972-10-19 | 1972 | 10 | 19 | 0 | 0 | 0 | 0 | 0 | 0 | 0 | 0 | 0 | 0 | 0 | 0 | 0 | 0 | 0 | 0 | 0 | 0 | 0 | 0 | 0 | 0 | 0 | 0 |  | 0 | 0 | 0 | 0 |  | 0 | 0 | 0 | 0 | 0
1972-10-20 | 1972 | 10 | 20 | 0 | 0 | 0 | 0 | 0 | 0 | 0 | 0 | 0 | 0 | 0 | 0 | 0 | 0 | 0 | 0 | 0 | 0 | 0 | 0 | 0 | 0 | 0 | 0 |  | 0 | 0 | 0 | 0 |  | 0 | 0 | 0 | 0 | 0
1972-10-21 | 1972 | 10 | 21 | 0 | 0 | 0 | 0 | 0 | 0 | 0 | 0 | 0 | 0 | 0 | 0 | 0 | 0 | 0 | 0 | 0 | 0 | 0 | 0 | 0 | 0 | 0 | 0 |  | 0 | 0 | 0 | 0 |  | 0 | 0 | 0 | 0 | 0
1972-10-22 | 1972 | 10 | 22 | 0 | 0 | 0 | 0 | 0 | 0 | 0 | 0 | 0 | 0 | 0 | 0 | 0 | 0 | 0 | 0 | 0 | 0 | 0 | 0 | 0 | 0 | 0 | 0 |  | 0 | 0 | 0 | 0 |  | 0 | 0 | 0 | 0 | 0
1972-10-23 | 1972 | 10 | 23 | 0 | 0 | 0 | 0 | 0 | 0 | 0 | 0 | 0 | 0 | 0 | 0 | 0 | 0 | 0 | 0 | 0 | 0 | 0 | 0 | 0 | 0 | 0 | 0 |  | 0 | 0 | 0 | 0 |  | 0 | 0 | 0 | 0 | 0
1972-10-24 | 1972 | 10 | 24 | 0 | 0 | 0 | 0 | 0 | 0 | 0 | 0 | 0 | 0 | 0 | 0 | 0 | 0 | 0 | 0 | 0 | 0 | 0 | 0 | 0 | 0 | 0 | 0 |  | 0 | 0 | 0 | 0 |  | 0 | 0 | 0 | 0 | 0
1972-10-25 | 1972 | 10 | 25 | 0 | 0 | 0 | 0 | 0 | 0 | 0 | 0 | 0 | 0 | 0 | 0 | 0 | 0 | 0 | 0 | 0 | 0 | 0 | 2 | 2 | 1.9 | 2 | 2 |  | 9.9 | 9.9 | 9.9 | 0 |  | 0 | 0 | 0 | 0 | 0
1972-10-26 | 1972 | 10 | 26 | 0.1 | 0.1 | 0.1 | 0.1 | 0.1 | 0.1 | 0.1 | 0.1 | 0.1 | 0.1 | 0.1 | 0.1 | 0 | 0.1 | 0.1 | 0.1 | 0.1 | 0.1 | 0.1 | 0.1 | 0.1 | 0.1 | 0.1 | 0.1 |  | 2.3 | 2.3 | 2.3 | 8.8818e-16 |  | 0 | 0 | 0 | 0 | 0
1972-10-27 | 1972 | 10 | 27 | 0 | 0 | 0 | 0 | 0 | 0 | 0 | 0 | 0 | 0 | 0 | 0 | 0 | 0 | 0 | 0 | 0 | 0 | 0 | 0 | 0 | 0 | 0 | 0 |  | 0 | 0 | 0 | 0 |  | 0 | 0 | 0 | 0 | 0
1972-10-28 | 1972 | 10 | 28 | 0 | 0 | 0 | 0 | 0 | 0 | 0 | 0.1 | 0 | 0 | 0 | 0.1 | 0 | 0 | 0 | 0.1 | 0 | 0 | 0.1 | 0 | 0 | 0 | 0.1 | 0 |  | 0.5 | 0.5 | 0.5 | 0 |  | 0 | 0 | 0 | 0 | 0
1972-10-29 | 1972 | 10 | 29 | 0 | 0 | 0 | 0 | 0 | 0 | 0 | 0 | 0 | 0 | 0 | 0 | 0 | 0 | 0 | 0 | 0 | 0 | 0 | 0 | 0 | 0 | 0 | 0 |  | 0 | 0 | 0 | 0 |  | 0 | 0 | 0 | 0 | 0
1972-10-30 | 1972 | 10 | 30 | 0 | 0 | 0 | 0 | 0 | 0 | 0 | 0 | 0 | 0 | 0 | 0 | 0 | 0 | 0 | 0 | 0 | 0 | 0 | 0 | 0 | 0 | 0 | 0 |  | 0 | 0 | 0 | 0 |  | 0 | 0 | 0 | 0 | 0
1972-10-31 | 1972 | 10 | 31 | 0 | 0 | 0 | 0 | 0 | 0 | 0 | 0 | 0 | 0 | 0 | 0 | 0 | 0 | 0 | 0 | 0 | 0 | 0 | 0 | 0 | 0 | 0 | 0 |  | 0 | 0 | 0 | 0 |  | 0 | 0 | 0 | 0 | 0
1972-11-01 | 1972 | 11 | 1 | 0 | 0 | 0 | 0 | 0 | 0 | 0 | 0 | 0 | 0 | 0 | 0 | 0 | 0 | 0 | 0 | 0 | 0 | 0 | 0 | 0 | 0 | 0 | 0 |  | 0 | 0 | 0 | 0 |  | 0 | 0 | 0 | 0 | 0
1972-11-02 | 1972 | 11 | 2 | 0 | 0 | 0 | 0 | 0 | 0 | 0 | 0 | 0 | 0 | 0 | 0 | 0 | 0 | 0 | 0 | 0 | 0 | 0 | 0 | 0 | 0 | 0 | 0 |  | 0 | 0 | 0 | 0 |  | 0 | 0 | 0 | 0 | 0
1972-11-03 | 1972 | 11 | 3 | 0 | 0 | 0 | 0 | 0 | 0 | 0 | 0 | 0 | 0 | 0 | 0 | 0 | 0 | 0 | 0 | 0 | 0 | 0 | 0 | 0 | 0 | 0 | 0 |  | 0 | 0 | 0 | 0 |  | 0 | 0 | 0 | 0 | 0
1972-11-04 | 1972 | 11 | 4 | 0 | 0 | 0 | 0 | 0 | 0 | 0 | 0 | 0 | 0 | 0 | 0 | 0 | 0 | 0 | 0 | 0 | 0 | 0 | 0 | 0 | 0 | 0 | 0 |  | 0 | 0 | 0 | 0 |  | 0 | 0 | 0 | 0 | 0
1972-11-05 | 1972 | 11 | 5 | 0.2 | 0.2 | 0.2 | 0 | 0 | 0 | 0 | 0.2 | 0.2 | 0.2 | 0.2 | 0.2 | 0 | 0.2 | 0.2 | 0.2 | 0.2 | 0.2 | 0.2 | 0.2 | 0.2 | 0.2 | 0.2 | 0 |  | 3.6 | 3.6 | 3.6 | 8.8818e-16 |  | 0 | 0 | 0 | 0 | 0
1972-11-06 | 1972 | 11 | 6 | 0 | 0 | 0 | 0 | 0 | 0 | 0 | 0 | 0 | 0 | 0 | 0 | 0 | 0 | 0 | 0 | 0 | 0 | 0 | 0 | 0 | 0 | 0 | 0 |  | 0 | 0 | 0 | 0 |  | 0 | 0 | 0 | 0 | 0
1972-11-07 | 1972 | 11 | 7 | 0 | 0 | 0 | 0 | 0 | 0 | 0 | 0 | 0 | 0 | 0 | 0 | 0 | 0 | 0 | 0 | 0 | 0 | 0 | 0 | 0 | 0 | 0 | 0 |  | 0 | 0 | 0 | 0 |  | 0 | 0 | 0 | 0 | 0
1972-11-08 | 1972 | 11 | 8 | 0 | 0 | 0 | 0 | 0 | 0 | 0 | 0 | 0 | 0 | 0 | 0 | 0 | 0 | 0 | 0 | 0 | 0 | 0 | 0 | 0 | 0 | 0 | 0 |  | 0 | 0 | 0 | 0 |  | 0 | 0 | 0 | 0 | 0
1972-11-09 | 1972 | 11 | 9 | 0 | 0 | 0 | 0 | 0 | 0 | 0 | 0 | 0 | 0 | 0 | 0 | 0 | 0 | 0 | 0 | 0 | 0 | 0 | 0 | 0 | 0 | 0 | 0 |  | 0 | 0 | 0 | 0 |  | 0 | 0 | 0 | 0 | 0
1972-11-10 | 1972 | 11 | 10 | 0.1 | 0 | 0.1 | 0 | 0.1 | 0 | 0.1 | 0.1 | 0 | 0.1 | 0 | 0.1 | 0 | 0 | 0 | 0 | 0 | 0 | 0 | 0 | 0 | 0.1 | 0 | 0 |  | 0.8 | 0.8 | 0.8 | 1.1102e-16 |  | 0 | 0 | 0 | 0 | 0
1972-11-11 | 1972 | 11 | 11 | 0 | 0.1 | 0 | 0 | 0 | 0 | 0 | 0.1 | 0 | 0 | 0 | 0 | 0 | 0 | 0 | 0.1 | 0 | 0 | 0 | 0 | 0 | 0 | 0 | 0 |  | 0.3 | 0.3 | 0.3 | 5.5511e-17 |  | 0 | 0 | 0 | 0 | 0
1972-11-12 | 1972 | 11 | 12 | 0 | 0 | 0 | 0 | 0 | 0 | 0 | 0 | 0 | 0 | 0 | 0 | 0 | 0 | 0 | 0 | 0 | 0 | 0 | 0 | 0 | 0 | 0 | 0 |  | 0 | 0 | 0 | 0 |  | 0 | 0 | 0 | 0 | 0
1972-11-13 | 1972 | 11 | 13 | 0 | 0 | 0 | 0 | 0 | 0 | 0 | 0 | 0 | 0 | 0 | 0 | 0 | 0 | 0 | 0 | 0 | 0 | 0 | 0 | 0 | 0 | 0 | 0 |  | 0 | 0 | 0 | 0 |  | 0 | 0 | 0 | 0 | 0
1972-11-14 | 1972 | 11 | 14 | 0 | 0 | 0 | 0 | 0 | 0 | 0 | 0 | 0 | 0 | 0 | 0 | 0 | 0 | 0 | 0 | 0 | 0 | 0 | 0 | 0 | 0 | 0 | 0 |  | 0 | 0 | 0 | 0 |  | 0 | 0 | 0 | 0 | 0
1972-11-15 | 1972 | 11 | 15 | 0 | 0 | 0 | 0 | 0 | 0 | 0 | 0 | 0 | 0 | 0 | 0 | 0 | 0 | 0 | 0 | 0 | 0 | 0 | 0 | 0 | 0 | 0 | 0 |  | 0 | 0 | 0 | 0 |  | 0 | 0 | 0 | 0 | 0
1972-11-16 | 1972 | 11 | 16 | 0 | 0 | 0 | 0 | 0 | 0 | 0 | 0 | 0 | 0 | 0 | 0 | 0 | 0 | 0 | 0 | 0 | 0 | 0 | 0 | 0 | 0 | 0 | 0 |  | 0 | 0 | 0 | 0 |  | 0 | 0 | 0 | 0 | 0
1972-11-17 | 1972 | 11 | 17 | 0 | 0 | 0 | 0 | 0 | 0 | 0 | 0 | 0 | 0 | 0 | 0 | 0 | 0 | 0 | 0 | 0 | 0 | 0 | 0 | 0 | 0 | 0 | 0 |  | 0 | 0 | 0 | 0 |  | 0 | 0 | 0 | 0 | 0
1972-11-18 | 1972 | 11 | 18 | 0 | 0 | 0 | 0 | 0 | 0 | 0 | 0 | 0 | 0 | 0 | 0 | 0 | 0 | 0 | 0 | 0 | 0 | 0 | 0 | 0 | 0 | 0 | 0 |  | 0 | 0 | 0 | 0 |  | 0 | 0 | 0 | 0 | 0
1972-11-19 | 1972 | 11 | 19 | 0 | 0 | 0 | 0 | 0 | 0 | 0 | 0 | 0 | 0 | 0 | 0 | 0 | 0 | 0 | 0 | 0 | 0 | 0 | 0 | 0 | 0 | 0 | 0 |  | 0 | 0 | 0 | 0 |  | 0 | 0 | 0 | 0 | 0
1972-11-20 | 1972 | 11 | 20 | 0 | 0 | 0 | 0 | 0 | 0 | 0 | 0 | 0 | 0 | 0 | 0 | 0 | 0 | 0 | 0 | 0 | 0 | 0 | 0 | 0 | 0 | 0 | 0 |  | 0 | 0 | 0 | 0 |  | 0 | 0 | 0 | 0 | 0
1972-11-21 | 1972 | 11 | 21 | 0 | 0 | 0 | 0 | 0 | 0 | 0 | 0 | 0 | 0 | 0 | 0 | 0 | 0 | 0 | 0 | 0 | 0 | 0 | 0 | 0 | 0 | 0 | 0 |  | 0 | 0 | 0 | 0 |  | 0 | 0 | 0 | 0 | 0
1972-11-22 | 1972 | 11 | 22 | 0 | 0 | 0 | 0 | 0 | 0 | 0 | 0 | 0 | 0 | 0 | 0 | 0 | 0 | 0 | 0 | 0 | 0 | 0 | 0 | 0 | 0 | 0 | 0 |  | 0 | 0 | 0 | 0 |  | 0 | 0 | 0 | 0 | 0
1972-11-23 | 1972 | 11 | 23 | 0 | 0 | 0 | 0 | 0 | 0 | 0 | 0 | 0 | 0 | 0 | 0 | 0 | 0 | 0 | 0 | 0 | 0 | 0 | 0 | 0.3 | 0 | 0 | 0 |  | 0.3 | 0.3 | 0.3 | 0 |  | 0 | 0 | 0 | 0 | 0
1972-11-24 | 1972 | 11 | 24 | 0 | 0 | 0 | 0 | 0 | 0 | 0 | 0 | 0 | 0 | 0 | 0 | 0 | 0 | 0 | 0 | 0 | 0 | 0 | 0 | 0 | 0 | 0 | 0 |  | 0 | 0 | 0 | 0 |  | 0 | 0 | 0 | 0 | 0
1972-11-25 | 1972 | 11 | 25 | 0 | 0 | 0 | 0 | 0 | 0 | 0 | 0 | 0 | 0 | 0 | 0 | 0 | 0 | 0 | 0 | 0 | 0 | 0 | 0 | 0 | 0 | 0 | 0 |  | 0 | 0 | 0 | 0 |  | 0 | 0 | 0 | 0 | 0
1972-11-26 | 1972 | 11 | 26 | 0 | 0 | 0 | 0 | 0 | 0 | 0 | 0 | 0 | 0 | 0 | 0 | 0 | 0 | 0 | 0 | 0 | 0 | 0 | 0 | 0 | 0 | 0 | 0 |  | 0 | 0 | 0 | 0 |  | 0 | 0 | 0 | 0 | 0
1972-11-27 | 1972 | 11 | 27 | 0 | 0 | 0 | 0 | 0 | 0 | 0 | 0 | 0 | 0 | 0 | 0 | 0 | 0 | 0 | 0 | 0 | 0 | 0 | 0 | 0 | 0 | 0 | 0 |  | 0 | 0 | 0 | 0 |  | 0 | 0 | 0 | 0 | 0
1972-11-28 | 1972 | 11 | 28 | 0 | 0 | 0 | 0 | 0 | 0 | 0 | 0 | 0 | 0 | 0 | 0 | 0 | 0 | 0 | 0 | 0 | 0 | 0 | 0 | 0 | 0 | 0 | 0 |  | 0 | 0 | 0 | 0 |  | 0 | 0 | 0 | 0 | 0
1972-11-29 | 1972 | 11 | 29 | 0 | 0 | 0 | 0 | 0 | 0 | 0 | 0 | 0 | 0 | 0 | 0 | 0 | 0 | 0 | 0 | 0 | 0 | 0 | 0 | 0 | 0 | 0 | 0 |  | 0 | 0 | 0 | 0 |  | 0 | 0 | 0 | 0 | 0
1972-11-30 | 1972 | 11 | 30 | 0.1 | 0 | 0 | 0 | 0 | 0 | 0 | 0 | 0 | 0 | 0 | 0 | 0 | 0 | 0 | 0 | 0 | 0 | 0 | 0 | 0 | 0.1 | 0 | 0.1 |  | 0.3 | 0.3 | 0.3 | 5.5511e-17 |  | 0 | 0 | 0 | 0 | 0
1972-12-01 | 1972 | 12 | 1 | 0.5 | 0.4 | 0.5 | 0.4 | 0.5 | 0.4 | 0.5 | 0.5 | 0.4 | 0.9 | 1 | 0.9 | 0.9 | 0.9 | 0.9 | 0.9 | 0.5 | 0.5 | 0.4 | 0.5 | 0.4 | 0.5 | 0.4 | 0.5 |  | 14.2 | 14.2 | 14.2 | 3.5527e-15 |  | 0 | 0 | 0 | 0 | 0
1972-12-02 | 1972 | 12 | 2 | 0.1 | 0.1 | 0.1 | 0.1 | 0.1 | 0 | 0 | 0 | 0 | 0 | 0 | 0 | 0 | 0 | 0 | 0 | 0 | 0 | 0 | 0 | 0 | 0 | 0 | 0 |  | 0.5 | 0.5 | 0.5 | 0 |  | 0 | 0 | 0 | 0 | 0
1972-12-03 | 1972 | 12 | 3 | 0 | 0 | 0 | 0 | 0 | 0 | 0 | 0 | 0 | 0 | 0 | 0 | 0 | 0 | 0 | 0 | 0 | 0 | 0 | 0 | 0 | 0 | 0 | 0 |  | 0 | 0 | 0 | 0 |  | 0 | 0 | 0 | 0 | 0
1972-12-04 | 1972 | 12 | 4 | 0 | 0 | 0 | 0 | 0 | 0 | 0 | 0.1 | 0 | 0 | 0 | 0.1 | 0 | 0 | 0.1 | 0 | 0 | 0 | 0.1 | 0 | 0 | 0 | 0.1 | 0 |  | 0.5 | 0.5 | 0.5 | 0 |  | 0 | 0 | 0 | 0 | 0
1972-12-05 | 1972 | 12 | 5 | 0 | 0.1 | 0 | 0 | 0 | 0.1 | 0 | 0 | 0 | 0.1 | 0 | 0 | 0 | 0.1 | 0 | 0 | 0 | 0 | 0 | 0 | 0 | 0 | 0.1 | 0 |  | 0.5 | 0.5 | 0.5 | 0 |  | 0 | 0 | 0 | 0 | 0
1972-12-06 | 1972 | 12 | 6 | 0 | 0 | 0 | 0 | 0 | 0 | 0 | 0 | 0 | 0 | 0 | 0 | 0 | 0 | 0 | 0 | 0 | 0 | 0 | 0 | 0 | 0 | 0 | 0 |  | 0 | 0 | 0 | 0 |  | 0 | 0 | 0 | 0 | 0
1972-12-07 | 1972 | 12 | 7 | 0 | 0 | 0.1 | 0 | 0 | 0 | 0.1 | 0 | 0 | 0 | 0.1 | 0 | 0 | 0 | 0 | 0 | 0 | 0 | 0 | 0 | 0 | 0 | 0 | 0 |  | 0.3 | 0.3 | 0.3 | 5.5511e-17 |  | 0 | 0 | 0 | 0 | 0
1972-12-08 | 1972 | 12 | 8 | 0 | 0 | 0 | 0 | 0 | 0 | 0 | 0.1 | 0 | 0 | 0 | 0.1 | 0.1 | 0 | 0.1 | 0.1 | 0 | 0.1 | 0.1 | 0 | 0.1 | 0.1 | 0 | 0.1 |  | 1 | 1 | 1 | 1.1102e-16 |  | 0 | 0 | 0 | 0 | 0
1972-12-09 | 1972 | 12 | 9 | 0.1 | 0 | 0.1 | 0 | 0.1 | 0.1 | 0 | 0.1 | 0 | 0.1 | 0.1 | 0 | 0.1 | 0 | 0.1 | 0 | 0.1 | 0.1 | 0 | 0.1 | 0 | 0.1 | 0 | 0 |  | 1.3 | 1.3 | 1.3 | 0 |  | 0 | 0 | 0 | 0 | 0
1972-12-10 | 1972 | 12 | 10 | 0 | 0 | 0 | 0 | 0 | 0 | 0 | 0 | 0 | 0 | 0 | 0 | 0 | 0 | 0 | 0 | 0 | 0 | 0 | 0 | 0 | 0 | 0 | 0 |  | 0 | 0 | 0 | 0 |  | 0 | 0 | 0 | 0 | 0
1972-12-11 | 1972 | 12 | 11 | 0.1 | 0 | 0.1 | 0 | 0.1 | 0.1 | 0 | 0.1 | 0 | 0.1 | 0.1 | 0 | 0.1 | 0 | 0.1 | 0 | 0.1 | 0.1 | 0 | 0 | 0 | 0.1 | 0 | 0.1 |  | 1.3 | 1.3 | 1.3 | 0 |  | 0 | 0 | 0 | 0 | 0
1972-12-12 | 1972 | 12 | 12 | 0.1 | 0 | 0.1 | 0 | 0.1 | 0 | 0.1 | 0 | 0.1 | 0 | 0 | 0 | 0 | 0 | 0 | 0 | 0 | 0 | 0 | 0 | 0 | 0 | 0 | 0 |  | 0.5 | 0.5 | 0.5 | 0 |  | 0 | 0 | 0 | 0 | 0
1972-12-13 | 1972 | 12 | 13 | 0 | 0 | 0 | 0 | 0 | 0 | 0 | 0 | 0 | 0 | 0 | 0 | 0 | 0 | 0 | 0 | 0 | 0 | 0 | 0 | 0 | 0 | 0 | 0 |  | 0 | 0 | 0 | 0 |  | 0 | 0 | 0 | 0 | 0
1972-12-14 | 1972 | 12 | 14 | 0 | 0 | 0 | 0 | 0 | 0 | 0 | 0 | 0 | 0 | 0 | 0 | 0 | 0 | 0 | 0 | 0 | 0 | 0 | 0 | 0 | 0 | 0 | 0 |  | 0 | 0 | 0 | 0 |  | 0 | 0 | 0 | 0 | 0
1972-12-15 | 1972 | 12 | 15 | 0 | 0 | 0 | 0 | 0 | 0 | 0 | 0 | 0 | 0 | 0 | 0 | 0 | 0 | 0 | 0 | 0 | 0 | 0 | 0 | 0 | 0 | 0 | 0 |  | 0 | 0 | 0 | 0 |  | 0 | 0 | 0 | 0 | 0
1972-12-16 | 1972 | 12 | 16 | 0 | 0 | 0 | 0 | 0 | 0 | 0 | 0 | 0 | 0 | 0 | 0 | 0 | 0 | 0 | 0 | 0 | 0 | 0 | 0 | 0 | 0 | 0 | 0 |  | 0 | 0 | 0 | 0 |  | 0 | 0 | 0 | 0 | 0
1972-12-17 | 1972 | 12 | 17 | 0 | 0 | 0 | 0 | 0 | 0 | 0 | 0 | 0 | 0 | 0 | 0 | 0 | 0 | 0 | 0 | 0 | 0 | 0 | 0 | 0 | 0 | 0 | 0 |  | 0 | 0 | 0 | 0 |  | 0 | 0 | 0 | 0 | 0
1972-12-18 | 1972 | 12 | 18 | 0 | 0 | 0 | 0 | 0 | 0 | 0 | 0 | 0 | 0 | 0 | 0 | 0 | 0 | 0 | 0 | 0 | 0 | 0 | 0 | 0 | 0 | 0 | 0 |  | 0 | 0 | 0 | 0 |  | 0 | 0 | 0 | 0 | 0
1972-12-19 | 1972 | 12 | 19 | 0 | 0 | 0 | 0 | 0 | 0 | 0 | 0 | 0 | 0 | 0 | 0 | 0 | 0 | 0 | 0 | 0 | 0 | 0 | 0 | 0 | 0 | 0 | 0 |  | 0 | 0 | 0 | 0 |  | 0 | 0 | 0 | 0 | 0
1972-12-20 | 1972 | 12 | 20 | 0 | 0 | 0 | 0 | 0 | 0 | 0 | 0 | 0 | 0 | 0 | 0 | 0 | 0 | 0 | 0 | 0 | 0 | 0 | 0 | 0 | 0 | 0 | 0 |  | 0 | 0 | 0 | 0 |  | 0 | 0 | 0 | 0 | 0
1972-12-21 | 1972 | 12 | 21 | 0 | 0 | 0 | 0 | 0 | 0 | 0 | 0 | 0 | 0 | 0 | 0 | 0 | 0 | 0 | 0 | 0 | 0 | 0 | 0 | 0 | 0 | 0 | 0 |  | 0 | 0 | 0 | 0 |  | 0 | 0 | 0 | 0 | 0
1972-12-22 | 1972 | 12 | 22 | 0 | 0 | 0 | 0 | 0.1 | 0 | 0 | 0.1 | 0 | 0 | 0.1 | 0 | 0 | 0 | 0.1 | 0 | 0 | 0.1 | 0 | 0 | 0 | 0 | 0 | 0 |  | 0.5 | 0.5 | 0.5 | 0 |  | 0 | 0 | 0 | 0 | 0
1972-12-23 | 1972 | 12 | 23 | 0 | 0 | 0 | 0 | 0 | 0 | 0 | 0 | 0 | 0 | 0 | 0 | 0 | 0 | 0 | 0 | 0 | 0 | 0 | 0 | 0 | 0 | 0 | 0 |  | 0 | 0 | 0 | 0 |  | 0 | 0 | 0 | 0 | 0
1972-12-24 | 1972 | 12 | 24 | 0 | 0 | 0 | 0 | 0 | 0 | 0 | 0 | 0 | 0 | 0 | 0 | 0 | 0 | 0 | 0 | 0 | 0 | 0 | 0 | 0 | 0 | 0 | 0 |  | 0 | 0 | 0 | 0 |  | 0 | 0 | 0 | 0 | 0
1972-12-25 | 1972 | 12 | 25 | 0 | 0 | 0 | 0 | 0 | 0 | 0 | 0 | 0 | 0 | 0 | 0 | 0 | 0 | 0 | 0 | 0 | 0 | 0 | 0 | 0 | 0 | 0 | 0 |  | 0 | 0 | 0 | 0 |  | 0 | 0 | 0 | 0 | 0
1972-12-26 | 1972 | 12 | 26 | 0 | 0 | 0 | 0 | 0 | 0 | 0 | 0 | 0 | 0 | 0 | 0 | 0 | 0 | 0 | 0 | 0 | 0 | 0 | 0 | 0 | 0 | 0 | 0 |  | 0 | 0 | 0 | 0 |  | 0 | 0 | 0 | 0 | 0
1972-12-27 | 1972 | 12 | 27 | 0 | 0 | 0 | 0 | 0 | 0 | 0 | 0 | 0 | 0 | 0 | 0 | 0 | 0 | 0.1 | 0.2 | 0 | 0 | 0 | 0 | 0.1 | 0.1 | 0.2 | 0.1 |  | 0.8 | 0.8 | 0.8 | 1.1102e-16 |  | 0 | 0 | 0 | 0 | 0
1972-12-28 | 1972 | 12 | 28 | 0.4 | 0.5 | 0.4 | 0.4 | 0.5 | 0.4 | 0.4 | 0.5 | 0.4 | 0.4 | 0.9 | 0.9 | 0.8 | 0.5 | 0.4 | 0.4 | 0.5 | 0.4 | 0.4 | 0.5 | 0.4 | 0.4 | 0.5 | 0.4 |  | 11.7 | 11.7 | 11.7 | 3.5527e-15 |  | 0 | 0 | 0 | 0 | 0
1972-12-29 | 1972 | 12 | 29 | 0 | 0.1 | 0 | 0.1 | 0 | 0 | 0 | 0 | 0 | 0 | 0 | 0 | 0 | 0 | 0 | 0 | 0 | 0 | 0.1 | 0 | 0 | 0 | 0 | 0 |  | 0.3 | 0.3 | 0.3 | 5.5511e-17 |  | 0 | 0 | 0 | 0 | 0
1972-12-30 | 1972 | 12 | 30 | 0 | 0 | 0 | 0 | 0 | 0 | 0 | 0 | 0 | 0 | 0 | 0 | 0 | 0 | 0 | 0 | 0 | 0 | 0.1 | 0.1 | 0.1 | 0 | 0.1 | 0.1 |  | 0.5 | 0.5 | 0.5 | 0 |  | 0 | 0 | 0 | 0 | 0
1972-12-31 | 1972 | 12 | 31 | 0.2 | 0.1 | 0.2 | 0.2 | 0.1 | 0.2 | 0.1 | 0.2 | 0.2 | 0.1 | 0.2 | 0 | 0 | 0 | 0 | 0 | 0 | 0 | 0 | 0 | 0 | 0 | 0 | 0 |  | 1.8 | 1.8 | 1.8 | 0 |  | 0 | 0 | 0 | 0 | 0
1973-01-01 | 1973 | 1 | 1 | 0 | 0 | 0 | 0 | 0 | 0 | 0 | 0 | 0 | 0 | 0 | 0 | 0 | 0 | 0 | 0 | 0 | 0 | 0 | 0 | 0 | 0 | 0 | 0 |  | 0 | 0 | 0 | 0 |  | 0 | 0 | 0 | 0 | 0
1973-01-02 | 1973 | 1 | 2 | 0 | 0 | 0 | 0.1 | 0 | 0.1 | 0.1 | 0 | 0.1 | 0 | 0 | 0 | 0 | 0 | 0 | 0 | 0 | 0 | 0 | 0 | 0 | 0 | 0 | 0.1 |  | 0.5 | 0.5 | 0.5 | 0 |  | 0 | 0 | 0 | 0 | 0
1973-01-03 | 1973 | 1 | 3 | 0.1 | 0 | 0.1 | 0 | 0.1 | 0 | 0.1 | 0 | 0.1 | 0 | 0.1 | 0 | 0.1 | 0 | 0 | 0 | 0 | 0 | 0 | 0 | 0.1 | 0 | 0 | 0 |  | 0.8 | 0.8 | 0.8 | 1.1102e-16 |  | 0 | 0 | 0 | 0 | 0
1973-01-04 | 1973 | 1 | 4 | 0 | 0 | 0 | 0 | 0 | 0 | 0 | 0 | 0 | 0 | 0 | 0 | 0 | 0 | 0 | 0.1 | 0 | 0.1 | 0 | 0.1 | 0 | 0.1 | 0 | 0.1 |  | 0.5 | 0.5 | 0.5 | 0 |  | 0 | 0 | 0 | 0 | 0
1973-01-05 | 1973 | 1 | 5 | 0.1 | 0 | 0.1 | 0 | 0.1 | 0 | 0.1 | 0.1 | 0 | 0 | 0 | 0 | 0 | 0 | 0 | 0 | 0 | 0 | 0 | 0.1 | 0 | 0.1 | 0 | 0.1 |  | 0.8 | 0.8 | 0.8 | 1.1102e-16 |  | 0 | 0 | 0 | 0 | 0
1973-01-06 | 1973 | 1 | 6 | 0 | 0.1 | 0 | 0.1 | 0 | 0.1 | 0 | 0 | 0.1 | 0 | 0 | 0 | 0.1 | 0 | 0 | 0 | 0 | 0 | 0 | 0 | 0 | 0 | 0 | 0 |  | 0.5 | 0.5 | 0.5 | 0 |  | 0 | 0 | 0 | 0 | 0
1973-01-07 | 1973 | 1 | 7 | 0 | 0 | 0 | 0 | 0 | 0 | 0 | 0 | 0 | 0 | 0 | 0 | 0 | 0 | 0 | 0 | 0 | 0 | 0 | 0 | 0 | 0 | 0 | 0 |  | 0 | 0 | 0 | 0 |  | 0 | 0 | 0 | 0 | 0
1973-01-08 | 1973 | 1 | 8 | 0 | 0 | 0 | 0 | 0 | 0 | 0 | 0 | 0 | 0 | 0 | 0 | 0 | 0 | 0 | 0 | 0 | 0 | 0 | 0 | 0 | 0 | 0 | 0 |  | 0 | 0 | 0 | 0 |  | 0 | 0 | 0 | 0 | 0
1973-01-09 | 1973 | 1 | 9 | 0 | 0.1 | 0 | 0.1 | 0 | 0 | 0.1 | 0 | 0 | 0 | 0 | 0 | 0 | 0 | 0 | 0 | 0 | 0 | 0 | 0 | 0 | 0 | 0 | 0 |  | 0.3 | 0.3 | 0.3 | 5.5511e-17 |  | 0 | 0 | 0 | 0 | 0
1973-01-10 | 1973 | 1 | 10 | 0 | 0 | 0 | 0 | 0 | 0 | 0 | 0 | 0 | 0 | 0 | 0 | 0 | 0 | 0 | 0 | 0 | 0 | 0 | 0 | 0 | 0 | 0 | 0 |  | 0 | 0 | 0 | 0 |  | 0 | 0 | 0 | 0 | 0
1973-01-11 | 1973 | 1 | 11 | 0 | 0 | 0 | 0 | 0 | 0 | 0 | 0 | 0 | 0 | 0 | 0 | 0 | 0 | 0 | 0 | 0 | 0 | 0 | 0 | 0 | 0 | 0 | 0 |  | 0 | 0 | 0 | 0 |  | 0 | 0 | 0 | 0 | 0
1973-01-12 | 1973 | 1 | 12 | 0 | 0 | 0 | 0 | 0 | 0 | 0 | 0 | 0 | 0 | 0 | 0 | 0 | 0 | 0 | 0 | 0 | 0 | 0 | 0 | 0 | 0 | 0 | 0 |  | 0 | 0 | 0 | 0 |  | 0 | 0 | 0 | 0 | 0
1973-01-13 | 1973 | 1 | 13 | 0 | 0 | 0 | 0 | 0 | 0 | 0 | 0 | 0 | 0 | 0 | 0 | 0 | 0 | 0 | 0 | 0 | 0 | 0 | 0 | 0 | 0 | 0 | 0 |  | 0 | 0 | 0 | 0 |  | 0 | 0 | 0 | 0 | 0
1973-01-14 | 1973 | 1 | 14 | 0 | 0 | 0 | 0 | 0 | 0 | 0 | 0 | 0 | 0 | 0 | 0 | 0 | 0 | 0 | 0 | 0 | 0 | 0 | 0 | 0 | 0 | 0 | 0 |  | 0 | 0 | 0 | 0 |  | 0 | 0 | 0 | 0 | 0
1973-01-15 | 1973 | 1 | 15 | 0 | 0 | 0 | 0 | 0 | 0 | 0 | 0 | 0 | 0 | 0 | 0 | 0 | 0 | 0 | 0 | 0 | 0 | 0 | 0 | 0 | 0 | 0 | 0 |  | 0 | 0 | 0 | 0 |  | 0 | 0 | 0 | 0 | 0
1973-01-16 | 1973 | 1 | 16 | 0 | 0 | 0 | 0 | 0 | 0 | 0 | 0 | 0 | 0 | 0 | 0 | 0 | 0 | 0 | 0 | 0 | 0 | 0 | 0 | 0 | 0 | 0 | 0 |  | 0 | 0 | 0 | 0 |  | 0 | 0 | 0 | 0 | 0
1973-01-17 | 1973 | 1 | 17 | 0 | 0 | 0 | 0 | 0 | 0 | 0 | 0 | 0 | 0 | 0 | 0 | 0 | 0 | 0 | 0 | 0 | 0 | 0 | 0 | 0 | 0 | 0 | 0 |  | 0 | 0 | 0 | 0 |  | 0 | 0 | 0 | 0 | 0
1973-01-18 | 1973 | 1 | 18 | 0 | 0 | 0 | 0 | 0 | 0 | 0 | 0 | 0 | 0 | 0 | 0 | 0 | 0 | 0 | 0 | 0 | 0 | 0 | 0 | 0 | 0 | 0 | 0 |  | 0 | 0 | 0 | 0 |  | 0 | 0 | 0 | 0 | 0
1973-01-19 | 1973 | 1 | 19 | 0 | 0 | 0 | 0 | 0 | 0 | 0 | 0 | 0 | 0 | 0 | 0 | 0 | 0 | 0 | 0 | 0 | 0 | 0 | 0 | 0 | 0 | 0 | 0 |  | 0 | 0 | 0 | 0 |  | 0 | 0 | 0 | 0 | 0
1973-01-20 | 1973 | 1 | 20 | 0 | 0 | 0 | 0 | 0 | 0 | 0 | 0 | 0 | 0 | 0 | 0 | 0 | 0 | 0 | 0 | 0 | 0 | 0 | 0 | 0 | 0 | 0 | 0 |  | 0 | 0 | 0 | 0 |  | 0 | 0 | 0 | 0 | 0
1973-01-21 | 1973 | 1 | 21 | 0 | 0 | 0 | 0 | 0 | 0 | 0 | 0 | 0 | 0 | 0 | 0 | 0 | 0 | 0 | 0 | 0 | 0 | 0 | 0 | 0 | 0 | 0 | 0 |  | 0 | 0 | 0 | 0 |  | 0 | 0 | 0 | 0 | 0
1973-01-22 | 1973 | 1 | 22 | 0 | 0 | 0 | 0 | 0 | 0 | 0 | 0 | 0 | 0 | 0 | 0 | 0 | 0 | 0 | 0 | 0 | 0 | 0 | 0 | 0 | 0 | 0 | 0 |  | 0 | 0 | 0 | 0 |  | 0 | 0 | 0 | 0 | 0
1973-01-23 | 1973 | 1 | 23 | 0 | 0 | 0 | 0 | 0 | 0 | 0 | 0 | 0 | 0 | 0 | 0 | 0 | 0 | 0 | 0 | 0 | 0 | 0 | 0 | 0 | 0 | 0 | 0 |  | 0 | 0 | 0 | 0 |  | 0 | 0 | 0 | 0 | 0
1973-01-24 | 1973 | 1 | 24 | 0 | 0 | 0 | 0 | 0 | 0 | 0 | 0 | 0 | 0 | 0 | 0 | 0 | 0 | 0 | 0 | 0 | 0 | 0 | 0 | 0 | 0 | 0 | 0 |  | 0 | 0 | 0 | 0 |  | 0 | 0 | 0 | 0 | 0
1973-01-25 | 1973 | 1 | 25 | 0 | 0 | 0 | 0 | 0 | 0 | 0 | 0 | 0 | 0 | 0 | 0 | 0 | 0 | 0 | 0 | 0 | 0 | 0 | 0 | 0 | 0 | 0 | 0 |  | 0 | 0 | 0 | 0 |  | 0 | 0 | 0 | 0 | 0
1973-01-26 | 1973 | 1 | 26 | 0 | 0 | 0 | 0 | 0 | 0 | 0 | 0 | 0 | 0 | 0 | 0 | 0 | 0 | 0 | 0 | 0 | 0 | 0 | 0 | 0 | 0 | 0 | 0 |  | 0 | 0 | 0 | 0 |  | 0 | 0 | 0 | 0 | 0
1973-01-27 | 1973 | 1 | 27 | 0 | 0 | 0 | 0 | 0 | 0 | 0 | 0 | 0 | 0 | 0 | 0 | 0 | 0 | 0 | 0 | 0 | 0 | 0 | 0 | 0 | 0 | 0 | 0 |  | 0 | 0 | 0 | 0 |  | 0 | 0 | 0 | 0 | 0
1973-01-28 | 1973 | 1 | 28 | 0 | 0 | 0 | 0 | 0 | 0 | 0 | 0 | 0 | 0 | 0 | 0 | 0 | 0 | 0 | 0 | 0 | 0 | 0 | 0 | 0 | 0 | 0 | 0 |  | 0 | 0 | 0 | 0 |  | 0 | 0 | 0 | 0 | 0
1973-01-29 | 1973 | 1 | 29 | 0 | 0 | 0 | 0 | 0 | 0 | 0 | 0 | 0 | 0 | 0 | 0 | 0 | 0 | 0 | 0 | 0 | 0 | 0 | 0 | 0 | 0 | 0 | 0 |  | 0 | 0 | 0 | 0 |  | 0 | 0 | 0 | 0 | 0
1973-01-30 | 1973 | 1 | 30 | 0 | 0 | 0 | 0 | 0 | 0 | 0 | 0 | 0 | 0 | 0 | 0 | 0 | 0 | 0 | 0 | 0 | 0 | 0 | 0 | 0 | 0 | 0 | 0 |  | 0 | 0 | 0 | 0 |  | 0 | 0 | 0 | 0 | 0
1973-01-31 | 1973 | 1 | 31 | 0 | 0 | 0 | 0 | 0 | 0 | 0 | 0 | 0 | 0 | 0 | 0 | 0 | 0 | 0 | 0 | 0 | 0 | 0 | 0 | 0 | 0 | 0 | 0 |  | 0 | 0 | 0 | 0 |  | 0 | 0 | 0 | 0 | 0
1973-02-01 | 1973 | 2 | 1 | 0 | 0 | 0 | 0 | 0 | 0 | 0 | 0 | 0 | 0 | 0 | 0 | 0 | 0 | 0 | 0 | 0 | 0 | 0 | 0 | 0 | 0 | 0 | 0 |  | 0 | 0 | 0 | 0 |  | 0 | 0 | 0 | 0 | 0
1973-02-02 | 1973 | 2 | 2 | 0 | 0 | 0 | 0 | 0 | 0 | 0 | 0 | 0 | 0 | 0 | 0 | 0 | 0 | 0 | 0 | 0 | 0 | 0 | 0 | 0 | 0 | 0 | 0 |  | 0 | 0 | 0 | 0 |  | 0 | 0 | 0 | 0 | 0
1973-02-03 | 1973 | 2 | 3 | 0 | 0 | 0 | 0 | 0 | 0 | 0 | 0.3 | 0.3 | 0.4 | 0.3 | 0.3 | 0.6 | 0.7 | 0.3 | 0.3 | 0.4 | 0.3 | 0.3 | 0.3 | 0.3 | 0.4 | 0.3 | 0.3 |  | 6.1 | 6.1 | 6.1 | 0 |  | 0 | 0 | 0 | 0 | 0
1973-02-04 | 1973 | 2 | 4 | 0.3 | 0.3 | 0.4 | 0.3 | 0.3 | 0.3 | 0.3 | 0.3 | 0.4 | 0.3 | 0.3 | 0.3 | 0.3 | 0.3 | 0.3 | 0.4 | 0.3 | 0.3 | 0.3 | 0.3 | 0.3 | 0.4 | 0.3 | 0.3 |  | 7.6 | 7.6 | 7.6 | 8.8818e-16 |  | 0 | 0 | 0 | 0 | 0
1973-02-05 | 1973 | 2 | 5 | 0.1 | 0 | 0.1 | 0 | 0.1 | 0 | 0.1 | 0 | 0.1 | 0 | 0.1 | 0 | 0.1 | 0 | 0.1 | 0 | 0 | 0 | 0 | 0 | 0 | 0 | 0 | 0 |  | 0.8 | 0.8 | 0.8 | 1.1102e-16 |  | 0 | 0 | 0 | 0 | 0
1973-02-06 | 1973 | 2 | 6 | 0 | 0 | 0 | 0 | 0 | 0 | 0 | 0 | 0 | 0 | 0 | 0 | 0 | 0 | 0 | 0 | 0 | 0 | 0 | 0 | 0 | 0 | 0 | 0 |  | 0 | 0 | 0 | 0 |  | 0 | 0 | 0 | 0 | 0
1973-02-07 | 1973 | 2 | 7 | 0 | 0 | 0 | 0 | 0 | 0 | 0 | 0 | 0 | 0 | 0 | 0 | 0 | 0 | 0 | 0 | 0 | 0 | 0 | 0 | 0 | 0 | 0 | 0 |  | 0 | 0 | 0 | 0 |  | 0 | 0 | 0 | 0 | 0
1973-02-08 | 1973 | 2 | 8 | 0 | 0 | 0 | 0 | 0 | 0 | 0 | 0 | 0 | 0 | 0 | 0 | 0 | 0 | 0 | 0 | 0 | 0 | 0 | 0 | 0 | 0 | 0 | 0 |  | 0 | 0 | 0 | 0 |  | 0 | 0 | 0 | 0 | 0
1973-02-09 | 1973 | 2 | 9 | 0 | 0 | 0 | 0 | 0 | 0 | 0 | 0 | 0 | 0 | 0 | 0 | 0 | 0 | 0 | 0 | 0 | 0 | 0 | 0 | 0 | 0 | 0 | 0 |  | 0 | 0 | 0 | 0 |  | 0 | 0 | 0 | 0 | 0
1973-02-10 | 1973 | 2 | 10 | 0 | 0 | 0 | 0 | 0 | 0 | 0 | 0 | 0 | 0 | 0 | 0 | 0 | 0 | 0 | 0 | 0 | 0 | 0.4 | 0.2 | 0.1 | 0.2 | 0.2 | 0.2 |  | 1.3 | 1.3 | 1.3 | 0 |  | 0 | 0 | 0 | 0 | 0
1973-02-11 | 1973 | 2 | 11 | 0 | 0.1 | 0 | 0 | 0 | 0 | 0 | 0.1 | 0 | 0.1 | 0 | 0 | 0 | 0 | 0 | 0 | 0 | 0 | 0 | 0.1 | 0 | 0 | 0.1 | 0 |  | 0.5 | 0.5 | 0.5 | 0 |  | 0 | 0 | 0 | 0 | 0
1973-02-12 | 1973 | 2 | 12 | 0.1 | 0.1 | 0 | 0.1 | 0.1 | 0.1 | 0.1 | 0 | 0.1 | 0.1 | 0 | 0 | 0 | 0 | 0 | 0 | 0 | 0 | 0 | 0 | 0 | 0 | 0 | 0 |  | 0.8 | 0.8 | 0.8 | 1.1102e-16 |  | 0 | 0 | 0 | 0 | 0
1973-02-13 | 1973 | 2 | 13 | 0 | 0 | 0 | 0 | 0 | 0 | 0 | 0 | 0 | 0 | 0 | 0 | 0 | 0 | 0 | 0 | 0 | 0 | 0 | 0 | 0 | 0 | 0 | 0 |  | 0 | 0 | 0 | 0 |  | 0 | 0 | 0 | 0 | 0
1973-02-14 | 1973 | 2 | 14 | 0 | 0 | 0 | 0 | 0 | 0 | 0 | 0 | 0 | 0 | 0 | 0 | 0 | 0 | 0 | 0 | 0 | 0 | 0 | 0 | 0 | 0 | 0 | 0 |  | 0 | 0 | 0 | 0 |  | 0 | 0 | 0 | 0 | 0
1973-02-15 | 1973 | 2 | 15 | 0 | 0 | 0 | 0 | 0 | 0 | 0 | 0 | 0 | 0 | 0 | 0 | 0 | 0 | 0 | 0 | 0 | 0 | 0 | 0 | 0 | 0 | 0 | 0 |  | 0 | 0 | 0 | 0 |  | 0 | 0 | 0 | 0 | 0
1973-02-16 | 1973 | 2 | 16 | 0 | 0 | 0 | 0 | 0 | 0 | 0 | 0 | 0 | 0 | 0 | 0 | 0 | 0 | 0 | 0 | 0 | 0 | 0 | 0 | 0 | 0 | 0 | 0 |  | 0 | 0 | 0 | 0 |  | 0 | 0 | 0 | 0 | 0
1973-02-17 | 1973 | 2 | 17 | 0 | 0 | 0 | 0 | 0 | 0 | 0 | 0 | 0 | 0 | 0 | 0 | 0 | 0 | 0 | 0 | 0 | 0 | 0 | 0 | 0 | 0 | 0 | 0 |  | 0 | 0 | 0 | 0 |  | 0 | 0 | 0 | 0 | 0
1973-02-18 | 1973 | 2 | 18 | 0 | 0 | 0 | 0 | 0 | 0 | 0 | 0 | 0 | 0 | 0 | 0 | 0 | 0 | 0 | 0 | 0 | 0 | 0 | 0 | 0 | 0 | 0 | 0 |  | 0 | 0 | 0 | 0 |  | 0 | 0 | 0 | 0 | 0
1973-02-19 | 1973 | 2 | 19 | 0 | 0 | 0 | 0 | 0 | 0 | 0 | 0 | 0 | 0 | 0 | 0 | 0 | 0 | 0 | 0 | 0 | 0 | 0 | 0 | 0 | 0 | 0 | 0 |  | 0 | 0 | 0 | 0 |  | 0 | 0 | 0 | 0 | 0
1973-02-20 | 1973 | 2 | 20 | 0 | 0.3 | 0.2 | 0.3 | 0.2 | 0 | 0 | 0 | 0 | 0 | 0 | 0 | 0 | 0 | 0 | 0 | 0 | 0 | 0 | 0 | 0 | 0 | 0 | 0 |  | 1 | 1 | 1 | 0 |  | 0 | 0 | 0 | 0 | 0
1973-02-21 | 1973 | 2 | 21 | 0 | 0 | 0 | 0 | 0 | 0 | 0 | 0 | 0 | 0 | 0 | 0 | 0 | 0 | 0 | 0 | 0 | 0 | 0 | 0 | 0 | 0 | 0 | 0 |  | 0 | 0 | 0 | 0 |  | 0 | 0 | 0 | 0 | 0
1973-02-22 | 1973 | 2 | 22 | 0 | 0 | 0 | 0 | 0 | 0 | 0 | 0 | 0 | 0 | 0 | 0 | 0 | 0 | 0 | 0 | 0 | 0 | 0 | 0 | 0 | 0 | 0 | 0 |  | 0 | 0 | 0 | 0 |  | 0 | 0 | 0 | 0 | 0
1973-02-23 | 1973 | 2 | 23 | 0 | 0 | 0 | 0 | 0 | 0 | 0 | 0 | 0 | 0 | 0 | 0 | 0 | 0 | 0 | 0 | 0 | 0 | 0 | 0 | 0 | 0 | 0 | 0 |  | 0 | 0 | 0 | 0 |  | 0 | 0 | 0 | 0 | 0
1973-02-24 | 1973 | 2 | 24 | 0 | 0 | 0 | 0 | 0.1 | 0 | 0 | 0 | 0 | 0 | 0 | 0 | 0.1 | 0 | 0 | 0 | 0 | 0 | 0 | 0 | 0 | 0.1 | 0 | 0 |  | 0.3 | 0.3 | 0.3 | 5.5511e-17 |  | 0 | 0 | 0 | 0 | 0
1973-02-25 | 1973 | 2 | 25 | 0 | 0 | 0.1 | 0 | 0 | 0 | 0 | 0 | 0 | 0.1 | 0 | 0 | 0 | 0 | 0 | 0 | 0 | 0 | 0 | 0 | 0.1 | 0 | 0 | 0 |  | 0.3 | 0.3 | 0.3 | 5.5511e-17 |  | 0 | 0 | 0 | 0 | 0
1973-02-26 | 1973 | 2 | 26 | 0 | 0 | 0 | 0 | 0 | 0 | 0 | 0 | 0 | 0 | 0 | 0 | 0 | 0 | 0 | 0 | 0 | 0 | 0 | 0 | 0 | 0 | 0 | 0 |  | 0 | 0 | 0 | 0 |  | 0 | 0 | 0 | 0 | 0
1973-02-27 | 1973 | 2 | 27 | 0 | 0 | 0 | 0 | 0 | 0 | 0 | 0 | 0 | 0 | 0 | 0 | 0 | 0 | 0 | 0 | 0 | 0 | 0 | 0 | 0 | 0 | 0 | 0 |  | 0 | 0 | 0 | 0 |  | 0 | 0 | 0 | 0 | 0
1973-02-28 | 1973 | 2 | 28 | 0 | 0 | 0 | 0 | 0 | 0 | 0 | 0 | 0 | 0 | 0 | 0 | 0 | 0 | 0 | 0 | 0 | 0 | 0 | 0 | 0 | 0 | 0 | 0 |  | 0 | 0 | 0 | 0 |  | 0 | 0 | 0 | 0 | 0
1973-03-01 | 1973 | 3 | 1 | 0 | 0 | 0 | 0 | 0 | 0 | 0 | 0 | 0 | 0 | 0 | 0 | 0 | 0 | 0 | 0 | 0 | 0 | 0 | 0 | 0 | 0 | 0 | 0 |  | 0 | 0 | 0 | 0 |  | 0 | 0 | 0 | 0 | 0
1973-03-02 | 1973 | 3 | 2 | 0 | 0 | 0 | 0 | 0 | 0 | 0 | 0 | 0 | 0 | 0 | 0 | 0 | 0 | 0 | 0 | 0 | 0 | 0 | 0 | 0 | 0 | 0 | 0 |  | 0 | 0 | 0 | 0 |  | 0 | 0 | 0 | 0 | 0
1973-03-03 | 1973 | 3 | 3 | 0 | 0 | 0 | 0 | 0 | 0 | 0 | 0 | 0 | 0 | 0 | 0 | 0 | 0 | 0 | 0 | 0 | 0 | 0 | 0 | 0 | 0 | 0 | 0 |  | 0 | 0 | 0 | 0 |  | 0 | 0 | 0 | 0 | 0
1973-03-04 | 1973 | 3 | 4 | 0 | 0 | 0 | 0 | 0 | 0 | 0 | 0 | 0 | 0 | 0 | 0 | 0 | 0 | 0 | 0 | 0 | 0 | 0 | 0 | 0 | 0 | 0 | 0 |  | 0 | 0 | 0 | 0 |  | 0 | 0 | 0 | 0 | 0
1973-03-05 | 1973 | 3 | 5 | 0 | 0 | 0 | 0 | 0 | 0 | 0 | 0 | 0 | 0 | 0 | 0 | 0 | 0 | 0 | 0 | 0 | 0 | 0 | 0 | 0 | 0 | 0 | 0 |  | 0 | 0 | 0 | 0 |  | 0 | 0 | 0 | 0 | 0
1973-03-06 | 1973 | 3 | 6 | 0 | 0 | 0 | 0 | 0 | 0 | 0 | 0 | 0 | 0 | 0 | 0 | 0 | 0 | 0 | 0 | 0 | 0 | 0 | 0 | 0 | 0 | 0 | 0 |  | 0 | 0 | 0 | 0 |  | 0 | 0 | 0 | 0 | 0
1973-03-07 | 1973 | 3 | 7 | 0 | 0 | 0 | 0 | 0 | 0 | 0 | 0 | 0 | 0 | 0 | 0 | 0 | 0 | 0 | 0 | 0 | 0 | 0 | 0 | 0 | 0 | 0 | 0 |  | 0 | 0 | 0 | 0 |  | 0 | 0 | 0 | 0 | 0
1973-03-08 | 1973 | 3 | 8 | 0 | 0 | 0 | 0 | 0 | 0 | 0 | 0 | 0 | 0 | 0 | 0 | 0 | 0 | 0 | 0 | 0 | 0 | 0 | 0 | 0 | 0 | 0 | 0 |  | 0 | 0 | 0 | 0 |  | 0 | 0 | 0 | 0 | 0
1973-03-09 | 1973 | 3 | 9 | 0 | 0 | 0 | 0 | 0 | 0 | 0 | 0 | 0 | 0 | 0 | 0 | 0 | 0 | 0 | 0 | 0 | 0 | 0 | 0 | 0 | 0 | 0 | 0 |  | 0 | 0 | 0 | 0 |  | 0 | 0 | 0 | 0 | 0
1973-03-10 | 1973 | 3 | 10 | 0 | 0 | 0 | 0 | 0 | 0 | 0 | 0 | 0 | 0 | 0 | 0 | 0 | 0 | 0 | 0 | 0 | 0 | 0 | 0 | 0 | 0 | 0 | 0 |  | 0 | 0 | 0 | 0 |  | 0 | 0 | 0 | 0 | 0
1973-03-11 | 1973 | 3 | 11 | 0.4 | 0.4 | 0.4 | 0.4 | 0.4 | 0.4 | 0.3 | 0.4 | 0.4 | 0.4 | 0.4 | 0.4 | 0.4 | 0 | 0 | 0 | 0 | 0 | 0 | 0 | 0 | 0 | 0 | 0 |  | 5.1 | 5.1 | 5.1 | 8.8818e-16 |  | 0 | 0 | 0 | 0 | 0
1973-03-12 | 1973 | 3 | 12 | 0 | 0 | 0 | 0 | 0 | 0 | 0 | 0 | 0 | 0 | 0 | 0 | 0 | 0 | 0 | 0 | 0 | 0 | 0 | 0 | 0 | 0 | 0 | 0 |  | 0 | 0 | 0 | 0 |  | 0 | 0 | 0 | 0 | 0
1973-03-13 | 1973 | 3 | 13 | 0 | 0 | 0.1 | 0 | 0.1 | 0 | 0 | 0.1 | 0 | 0 | 0 | 0 | 0 | 0 | 0 | 0 | 0 | 0 | 0 | 0 | 0 | 0 | 0 | 0 |  | 0.3 | 0.3 | 0.3 | 5.5511e-17 |  | 0 | 0 | 0 | 0 | 0
1973-03-14 | 1973 | 3 | 14 | 0 | 0 | 0 | 0 | 0 | 0 | 0 | 0 | 0 | 0 | 0 | 0 | 0 | 0 | 0 | 0 | 0 | 0 | 0 | 0 | 0 | 0 | 0 | 0 |  | 0 | 0 | 0 | 0 |  | 0 | 0 | 0 | 0 | 0
1973-03-15 | 1973 | 3 | 15 | 0 | 0 | 0 | 0 | 0 | 0 | 0 | 0 | 0 | 0 | 0 | 0 | 0 | 0 | 0 | 0 | 0 | 0 | 0 | 0 | 0 | 0 | 0 | 0 |  | 0 | 0 | 0 | 0 |  | 0 | 0 | 0 | 0 | 0
1973-03-16 | 1973 | 3 | 16 | 0 | 0 | 0 | 0 | 0 | 0 | 0 | 0 | 0 | 0 | 0 | 0 | 0 | 0 | 0 | 0 | 0 | 0 | 0 | 0 | 0 | 0 | 0 | 0 |  | 0 | 0 | 0 | 0 |  | 0 | 0 | 0 | 0 | 0
1973-03-17 | 1973 | 3 | 17 | 0 | 0 | 0 | 0 | 0 | 0 | 0 | 0 | 0 | 0.2 | 0.2 | 0.1 | 0.2 | 0.2 | 0.2 | 0.2 | 0.1 | 0.2 | 0.2 | 0 | 0 | 0 | 0 | 0 |  | 1.8 | 1.8 | 1.8 | 2.2204e-16 |  | 0 | 0 | 0 | 0 | 0
1973-03-18 | 1973 | 3 | 18 | 0 | 0 | 0 | 0 | 0 | 0 | 0 | 0 | 0 | 0 | 0 | 0 | 0 | 0 | 0 | 0 | 0 | 0 | 0 | 0 | 0 | 0 | 0 | 0 |  | 0 | 0 | 0 | 0 |  | 0 | 0 | 0 | 0 | 0
1973-03-19 | 1973 | 3 | 19 | 0 | 0 | 0 | 0 | 0 | 0 | 0 | 0 | 0 | 0 | 0 | 0 | 0 | 0 | 0 | 0 | 0 | 0 | 0 | 0 | 0 | 0 | 0 | 0 |  | 0 | 0 | 0 | 0 |  | 0 | 0 | 0 | 0 | 0
1973-03-20 | 1973 | 3 | 20 | 0 | 0 | 0 | 0 | 0 | 0 | 0 | 0 | 0 | 0 | 0 | 0 | 0 | 0 | 0 | 0 | 0 | 0 | 0 | 0 | 0 | 0 | 0 | 0 |  | 0 | 0 | 0 | 0 |  | 0 | 0 | 0 | 0 | 0
1973-03-21 | 1973 | 3 | 21 | 0 | 0 | 0 | 0 | 0 | 0 | 0 | 0 | 0 | 0 | 0 | 0 | 0 | 0 | 0 | 0 | 0 | 0 | 0 | 0 | 0 | 0 | 0 | 0 |  | 0 | 0 | 0 | 0 |  | 0 | 0 | 0 | 0 | 0
1973-03-22 | 1973 | 3 | 22 | 0 | 0 | 0 | 0 | 0 | 0 | 0 | 0 | 0 | 0 | 0 | 0 | 0 | 0 | 0 | 0 | 0 | 0 | 0 | 0 | 0 | 0 | 0 | 0 |  | 0 | 0 | 0 | 0 |  | 0 | 0 | 0 | 0 | 0
1973-03-23 | 1973 | 3 | 23 | 0 | 0 | 0 | 0 | 0 | 0 | 0 | 0 | 0 | 0 | 0 | 0 | 0 | 0 | 0 | 0 | 0 | 0 | 0 | 0 | 0 | 0 | 0 | 0 |  | 0 | 0 | 0 | 0 |  | 0 | 0 | 0 | 0 | 0
1973-03-24 | 1973 | 3 | 24 | 0 | 0 | 0 | 0 | 0 | 0 | 0 | 0 | 0 | 0 | 0 | 0 | 0 | 0 | 0 | 0 | 0 | 0 | 0 | 0 | 0 | 0 | 0 | 0 |  | 0 | 0 | 0 | 0 |  | 0 | 0 | 0 | 0 | 0
1973-03-25 | 1973 | 3 | 25 | 0 | 0 | 0 | 0 | 0 | 0 | 0 | 0 | 0 | 0 | 0 | 0 | 0 | 0 | 0 | 0 | 0 | 0 | 0 | 0.3 | 0 | 0.2 | 0.3 | 0.2 |  | 1 | 1 | 1 | 0 |  | 0 | 0 | 0 | 0 | 0
1973-03-26 | 1973 | 3 | 26 | 0.1 | 0.1 | 0.1 | 0.1 | 0.1 | 0.1 | 0.2 | 0.1 | 0.1 | 0.1 | 0.1 | 0.1 | 0.1 | 0 | 0.1 | 0 | 0 | 0 | 0 | 0 | 0 | 0 | 0 | 0 |  | 1.5 | 1.5 | 1.5 | 4.4409e-16 |  | 0 | 0 | 0 | 0 | 0
1973-03-27 | 1973 | 3 | 27 | 0 | 0 | 0 | 0 | 0 | 0 | 0 | 0 | 0 | 0 | 0 | 0 | 0 | 0 | 0 | 0 | 0 | 0 | 0 | 0 | 0 | 0 | 0 | 0 |  | 0 | 0 | 0 | 0 |  | 0 | 0 | 0 | 0 | 0
1973-03-28 | 1973 | 3 | 28 | 0 | 0 | 0 | 0 | 0 | 0 | 0 | 0 | 0 | 0 | 0 | 0 | 0 | 0 | 0 | 0 | 0 | 0 | 0 | 0 | 0 | 0 | 0 | 0 |  | 0 | 0 | 0 | 0 |  | 0 | 0 | 0 | 0 | 0
1973-03-29 | 1973 | 3 | 29 | 0 | 0 | 0 | 0 | 0 | 0 | 0 | 0 | 0 | 0 | 0 | 0 | 0 | 0 | 0 | 0 | 0 | 0 | 0 | 0 | 0 | 0 | 0 | 0 |  | 0 | 0 | 0 | 0 |  | 0 | 0 | 0 | 0 | 0
1973-03-30 | 1973 | 3 | 30 | 0 | 0 | 0 | 0 | 0 | 0 | 0 | 0 | 0 | 0 | 0 | 0 | 0 | 0 | 0 | 0 | 0 | 0 | 0 | 0 | 0 | 0 | 0 | 0 |  | 0 | 0 | 0 | 0 |  | 0 | 0 | 0 | 0 | 0
1973-03-31 | 1973 | 3 | 31 | 0 | 0 | 0 | 0 | 0 | 0 | 0 | 0 | 0 | 0 | 0 | 0 | 0 | 0 | 0 | 0 | 0 | 0 | 0 | 0 | 0 | 0 | 0 | 0 |  | 0 | 0 | 0 | 0 |  | 0 | 0 | 0 | 0 | 0
1973-04-01 | 1973 | 4 | 1 | 0 | 0 | 0 | 0 | 0 | 0 | 0 | 0 | 0 | 0 | 0 | 0 | 0 | 0 | 0 | 0 | 0 | 0 | 0 | 0 | 0 | 0 | 0 | 0 |  | 0 | 0 | 0 | 0 |  | 0 | 0 | 0 | 0 | 0
1973-04-02 | 1973 | 4 | 2 | 0 | 0 | 0 | 0 | 0 | 0 | 0 | 0 | 0 | 0 | 0 | 0 | 0 | 0 | 0 | 0 | 0 | 0 | 0 | 0 | 0 | 0 | 0 | 0 |  | 0 | 0 | 0 | 0 |  | 0 | 0 | 0 | 0 | 0
1973-04-03 | 1973 | 4 | 3 | 0 | 0 | 0 | 0 | 0 | 0 | 0 | 0 | 0 | 0 | 0 | 0 | 0 | 0 | 0 | 0 | 0 | 0 | 0 | 0 | 0 | 0 | 0 | 0 |  | 0 | 0 | 0 | 0 |  | 0 | 0 | 0 | 0 | 0
1973-04-04 | 1973 | 4 | 4 | 0 | 0 | 0 | 0 | 0 | 0 | 0 | 0 | 0 | 0 | 0 | 0 | 0 | 0 | 0 | 0 | 0 | 0 | 0 | 0 | 0 | 0 | 0 | 0 |  | 0 | 0 | 0 | 0 |  | 0 | 0 | 0 | 0 | 0
1973-04-05 | 1973 | 4 | 5 | 0.3 | 0.3 | 0.3 | 0.3 | 0.2 | 0.3 | 0.3 | 0.3 | 0.3 | 0.3 | 0.3 | 0.3 | 0.2 | 0.3 | 0.3 | 0.3 | 0.3 | 0.3 | 0.3 | 0.2 | 0.3 | 0.3 | 0.3 | 0.3 |  | 6.9 | 6.9 | 6.9 | 2.6645e-15 |  | 0 | 0 | 0 | 0 | 0
1973-04-06 | 1973 | 4 | 6 | 0.1 | 0.1 | 0 | 0.1 | 0.1 | 0.1 | 0.1 | 0 | 0.1 | 0 | 0 | 0 | 0.1 | 0 | 0 | 0 | 0 | 0 | 0 | 0 | 0 | 0 | 0 | 0 |  | 0.8 | 0.8 | 0.8 | 1.1102e-16 |  | 0 | 0 | 0 | 0 | 0
1973-04-07 | 1973 | 4 | 7 | 0 | 0 | 0 | 0 | 0 | 0 | 0 | 0 | 0 | 0 | 0 | 0 | 0 | 0 | 0 | 0 | 0 | 0 | 0 | 0 | 0 | 0 | 0 | 0 |  | 0 | 0 | 0 | 0 |  | 0 | 0 | 0 | 0 | 0
1973-04-08 | 1973 | 4 | 8 | 0 | 0 | 0 | 0 | 0 | 0 | 0 | 0 | 0 | 0 | 0 | 0 | 0 | 0 | 0 | 0 | 0 | 0 | 0 | 0 | 0 | 0 | 0 | 0 |  | 0 | 0 | 0 | 0 |  | 0 | 0 | 0 | 0 | 0
1973-04-09 | 1973 | 4 | 9 | 0 | 0 | 0 | 0 | 0 | 0 | 0 | 0 | 0 | 0 | 0 | 0 | 0 | 0 | 0 | 0 | 0 | 0 | 0 | 0 | 0 | 0 | 0 | 0 |  | 0 | 0 | 0 | 0 |  | 0 | 0 | 0 | 0 | 0
1973-04-10 | 1973 | 4 | 10 | 0 | 0 | 0 | 0 | 0 | 0 | 0 | 0 | 0 | 0 | 0 | 0 | 0 | 0 | 0 | 0 | 0 | 0 | 0 | 0 | 0 | 0 | 0 | 0 |  | 0 | 0 | 0 | 0 |  | 0 | 0 | 0 | 0 | 0
1973-04-11 | 1973 | 4 | 11 | 0 | 0 | 0 | 0 | 0 | 0 | 0 | 0 | 0 | 0 | 0 | 0 | 0 | 0 | 0 | 0 | 0 | 0 | 0 | 0 | 0 | 0 | 0 | 0 |  | 0 | 0 | 0 | 0 |  | 0 | 0 | 0 | 0 | 0
1973-04-12 | 1973 | 4 | 12 | 0 | 0 | 0 | 0 | 0 | 0 | 0 | 0 | 0 | 0 | 0 | 0 | 0 | 0 | 0 | 0 | 0 | 0 | 0 | 0 | 0 | 0 | 0 | 0 |  | 0 | 0 | 0 | 0 |  | 0 | 0 | 0 | 0 | 0
1973-04-13 | 1973 | 4 | 13 | 0 | 0 | 0 | 0 | 0.2 | 0.1 | 0.2 | 0.1 | 0.2 | 0 | 0 | 0 | 0 | 0 | 0.1 | 0.2 | 0.1 | 0.2 | 0 | 0 | 0.1 | 0 | 0.2 | 0.1 |  | 1.8 | 1.8 | 1.8 | 2.2204e-16 |  | 0 | 0 | 0 | 0 | 0
1973-04-14 | 1973 | 4 | 14 | 0.1 | 0.2 | 0.1 | 0.1 | 0.2 | 0.1 | 0 | 0 | 0 | 0 | 0 | 0 | 0 | 0 | 0 | 0 | 0 | 0 | 0 | 0 | 0 | 0 | 0 | 0 |  | 0.8 | 0.8 | 0.8 | 1.1102e-16 |  | 0 | 0 | 0 | 0 | 0
1973-04-15 | 1973 | 4 | 15 | 0 | 0 | 0 | 0 | 0 | 0 | 0 | 0 | 0 | 0 | 0 | 0 | 0 | 0 | 0 | 0 | 0 | 0 | 0 | 0 | 0 | 0 | 0 | 0 |  | 0 | 0 | 0 | 0 |  | 0 | 0 | 0 | 0 | 0
1973-04-16 | 1973 | 4 | 16 | 0 | 0 | 0 | 0 | 0 | 0 | 0 | 0 | 0 | 0 | 0 | 0 | 0 | 0 | 0 | 0 | 0 | 0 | 0 | 0 | 0 | 0 | 0 | 0 |  | 0 | 0 | 0 | 0 |  | 0 | 0 | 0 | 0 | 0
1973-04-17 | 1973 | 4 | 17 | 0 | 0 | 0 | 0 | 0 | 0 | 0 | 0 | 0 | 0 | 0 | 0 | 0 | 0 | 0.9 | 0.6 | 0 | 0 | 0 | 0 | 0 | 0 | 0 | 0 |  | 1.5 | 1.5 | 1.5 | 0 |  | 0 | 0 | 0 | 0 | 0
1973-04-18 | 1973 | 4 | 18 | 0 | 0 | 0 | 0 | 0 | 0 | 0 | 0 | 0 | 0 | 0 | 0 | 0 | 0 | 0 | 0.2 | 0 | 0 | 0.1 | 0 | 0.1 | 0.1 | 0 | 0 |  | 0.5 | 0.5 | 0.5 | 0 |  | 0 | 0 | 0 | 0 | 0
1973-04-19 | 1973 | 4 | 19 | 0 | 0 | 0 | 0 | 0 | 0 | 0 | 0 | 0 | 0 | 0 | 0 | 0 | 0 | 0 | 0 | 0 | 0 | 0 | 0 | 0 | 0 | 0 | 0 |  | 0 | 0 | 0 | 0 |  | 0 | 0 | 0 | 0 | 0
1973-04-20 | 1973 | 4 | 20 | 0 | 0 | 0 | 0 | 0 | 0 | 0 | 0 | 0 | 0 | 0 | 0 | 0 | 0 | 0 | 0 | 0 | 0 | 0 | 0 | 0 | 0 | 0 | 0 |  | 0 | 0 | 0 | 0 |  | 0 | 0 | 0 | 0 | 0
1973-04-21 | 1973 | 4 | 21 | 0 | 0 | 0 | 0 | 0 | 0 | 0 | 0 | 0 | 0 | 0 | 0 | 0 | 0 | 0 | 0 | 0 | 0 | 0 | 0 | 0 | 0 | 0 | 0 |  | 0 | 0 | 0 | 0 |  | 0 | 0 | 0 | 0 | 0
1973-04-22 | 1973 | 4 | 22 | 0 | 0 | 0 | 0 | 0 | 0 | 0 | 0 | 0 | 0 | 0 | 0 | 0 | 0 | 0 | 0 | 0 | 0 | 0 | 0.6 | 0.6 | 1.2 | 0.6 | 0.6 |  | 3.6 | 3.6 | 3.6 | 0 |  | 0 | 0 | 0 | 0 | 0
1973-04-23 | 1973 | 4 | 23 | 0.3 | 0.2 | 0.3 | 0 | 0 | 0 | 0 | 0 | 0.2 | 0 | 0 | 0 | 0 | 0 | 0 | 0 | 0 | 0 | 0 | 0 | 0 | 0 | 0.3 | 0 |  | 1.3 | 1.3 | 1.3 | 0 |  | 0 | 0 | 0 | 0 | 0
1973-04-24 | 1973 | 4 | 24 | 0 | 0 | 0 | 0 | 0 | 0 | 0.1 | 0.1 | 0 | 0 | 0 | 0 | 0 | 0 | 0 | 0 | 0 | 0.1 | 0.1 | 0.1 | 0.1 | 0 | 0.1 | 0.1 |  | 0.8 | 0.8 | 0.8 | 1.1102e-16 |  | 0 | 0 | 0 | 0 | 0
1973-04-25 | 1973 | 4 | 25 | 0 | 0 | 0 | 0.3 | 0.2 | 0 | 0 | 0 | 0 | 0 | 0 | 0 | 0 | 0 | 0 | 0 | 0 | 0 | 0 | 0 | 0 | 0 | 0 | 0 |  | 0.5 | 0.5 | 0.5 | 0 |  | 0 | 0 | 0 | 0 | 0
1973-04-26 | 1973 | 4 | 26 | 0 | 0 | 0 | 0 | 0 | 0 | 0 | 0 | 0 | 0 | 0 | 0 | 0 | 0 | 0 | 0 | 0 | 0 | 0 | 0 | 0 | 0 | 0 | 0 |  | 0 | 0 | 0 | 0 |  | 0 | 0 | 0 | 0 | 0
1973-04-27 | 1973 | 4 | 27 | 0 | 0 | 0 | 0 | 0 | 0 | 0 | 0 | 0 | 0.5 | 0.4 | 0 | 0.5 | 0.4 | 0 | 0 | 0 | 0 | 0 | 0 | 0.5 | 0.4 | 0.5 | 0.4 |  | 3.6 | 3.6 | 3.6 | 4.4409e-16 |  | 0 | 0 | 0 | 0 | 0
1973-04-28 | 1973 | 4 | 28 | 0.1 | 0 | 0 | 0 | 0.1 | 0.1 | 0 | 0.1 | 0.1 | 0.1 | 0.1 | 0.1 | 0.1 | 0 | 0.1 | 0.1 | 0.1 | 0.1 | 0.1 | 0.1 | 0 | 0.1 | 0.1 | 0.1 |  | 1.8 | 1.8 | 1.8 | 4.4409e-16 |  | 0 | 0 | 0 | 0 | 0
1973-04-29 | 1973 | 4 | 29 | 0.1 | 0.1 | 0 | 0.1 | 0.1 | 0 | 0.1 | 0.1 | 0.1 | 0.1 | 0 | 0.1 | 0.1 | 0 | 0.1 | 0.1 | 0.1 | 0 | 0.1 | 0.1 | 0.1 | 0 | 0.1 | 0.1 |  | 1.8 | 1.8 | 1.8 | 4.4409e-16 |  | 0 | 0 | 0 | 0 | 0
1973-04-30 | 1973 | 4 | 30 | 0.1 | 0 | 0.1 | 0 | 0.1 | 0 | 0 | 0 | 0 | 0 | 0 | 0 | 0 | 0 | 0 | 0 | 0 | 0 | 0 | 0 | 0 | 0 | 0 | 0 |  | 0.3 | 0.3 | 0.3 | 5.5511e-17 |  | 0 | 0 | 0 | 0 | 0
1973-05-01 | 1973 | 5 | 1 | 0 | 0 | 0 | 0 | 0 | 0 | 0 | 0 | 0 | 0 | 0 | 0 | 0 | 0 | 0 | 0 | 0 | 0 | 0 | 0 | 0 | 0 | 0 | 0 |  | 0 | 0 | 0 | 0 |  | 0 | 0 | 0 | 0 | 0
1973-05-02 | 1973 | 5 | 2 | 0 | 0 | 0 | 0 | 0 | 0 | 0 | 0 | 0 | 0 | 0 | 0 | 0 | 0 | 0 | 0 | 0 | 0 | 0 | 0 | 0 | 0 | 0 | 0 |  | 0 | 0 | 0 | 0 |  | 0 | 0 | 0 | 0 | 0
1973-05-03 | 1973 | 5 | 3 | 0 | 0 | 0 | 0 | 0 | 0 | 0 | 0 | 0 | 0 | 0 | 0 | 0 | 0 | 0 | 0 | 0 | 0 | 0 | 0.3 | 2.3 | 2.3 | 0.5 | 0 |  | 5.4 | 5.4 | 5.4 | 8.8818e-16 |  | 5.4 | 0 | 0 | 0 | 0
1973-05-04 | 1973 | 5 | 4 | 0 | 0 | 0 | 0 | 0 | 0 | 0 | 0 | 0 | 0 | 0 | 0 | 0 | 0 | 0 | 0 | 0 | 0 | 0 | 0 | 0 | 0.8 | 0.5 | 0 |  | 1.3 | 1.3 | 1.3 | 0 |  | 1.3 | 0 | 0 | 0 | 0
1973-05-05 | 1973 | 5 | 5 | 0.3 | 0 | 0 | 0 | 0 | 0 | 0 | 0 | 0 | 0 | 0 | 0 | 0 | 0 | 0 | 0 | 0 | 0 | 0 | 0 | 0 | 0 | 0 | 0 |  | 0.3 | 0.3 | 0.3 | 0 |  | 0.3 | 0 | 0 | 0 | 0
1973-05-06 | 1973 | 5 | 6 | 0 | 0 | 0 | 0 | 0 | 0 | 0 | 0 | 0 | 0 | 0 | 0 | 0 | 0 | 0 | 0 | 0 | 0 | 0 | 0 | 0 | 0 | 0 | 0 |  | 0 | 0 | 0 | 0 |  | 0 | 0 | 0 | 0 | 0
1973-05-07 | 1973 | 5 | 7 | 0 | 0 | 0 | 0 | 0 | 0 | 0 | 0 | 0 | 0 | 0 | 0 | 0 | 0 | 0 | 0 | 0 | 0 | 0 | 0 | 0 | 0 | 0 | 0 |  | 0 | 0 | 0 | 0 |  | 0 | 0 | 0 | 0 | 0
1973-05-08 | 1973 | 5 | 8 | 0 | 0 | 0 | 0 | 0 | 0 | 0 | 0 | 0 | 0 | 0 | 0 | 0 | 0 | 0 | 0 | 0 | 0 | 0 | 0 | 0 | 0 | 0 | 0 |  | 0 | 0 | 0 | 0 |  | 0 | 0 | 0 | 0 | 0
1973-05-09 | 1973 | 5 | 9 | 0 | 0 | 0 | 0 | 0 | 0 | 0 | 0 | 0 | 0 | 0 | 0 | 0 | 0 | 0 | 0 | 0 | 0 | 0 | 0 | 0 | 0 | 0 | 0 |  | 0 | 0 | 0 | 0 |  | 0 | 0 | 0 | 0 | 0
1973-05-10 | 1973 | 5 | 10 | 0 | 0 | 0 | 0 | 0 | 0 | 0 | 0 | 0 | 0 | 0 | 0 | 0 | 0 | 0 | 0 | 0 | 0 | 0 | 0 | 0 | 0 | 0 | 0 |  | 0 | 0 | 0 | 0 |  | 0 | 0 | 0 | 0 | 0
1973-05-11 | 1973 | 5 | 11 | 0 | 0 | 0 | 0 | 0 | 0 | 0 | 0 | 0 | 0 | 0 | 0 | 0 | 0 | 0 | 0 | 0 | 0 | 0 | 0 | 0 | 0 | 0 | 0 |  | 0 | 0 | 0 | 0 |  | 0 | 0 | 0 | 0 | 0
1973-05-12 | 1973 | 5 | 12 | 0 | 0 | 0 | 0 | 0 | 0 | 0 | 0 | 0 | 0 | 0 | 0 | 0 | 0 | 0 | 0 | 0 | 0 | 0 | 0 | 0 | 0 | 0 | 0 |  | 0 | 0 | 0 | 0 |  | 0 | 0 | 0 | 0 | 0
1973-05-13 | 1973 | 5 | 13 | 0 | 0 | 0 | 0 | 0 | 0 | 0 | 0 | 0 | 0 | 0 | 0 | 0 | 0 | 0 | 0 | 0 | 0 | 0 | 0 | 0 | 0 | 0 | 0 |  | 0 | 0 | 0 | 0 |  | 0 | 0 | 0 | 0 | 0
1973-05-14 | 1973 | 5 | 14 | 0 | 0 | 0 | 0 | 0 | 0 | 0 | 0 | 0 | 0 | 0 | 0 | 0 | 0 | 0 | 0 | 0 | 0 | 0 | 0 | 0 | 0 | 0 | 0 |  | 0 | 0 | 0 | 0 |  | 0 | 0 | 0 | 0 | 0
1973-05-15 | 1973 | 5 | 15 | 0 | 0 | 0 | 0 | 0 | 0 | 0 | 0 | 0 | 0 | 0 | 0 | 0 | 0 | 0 | 0 | 0 | 0 | 0 | 0 | 0 | 0 | 0 | 0 |  | 0 | 0 | 0 | 0 |  | 0 | 0 | 0 | 0 | 0
1973-05-16 | 1973 | 5 | 16 | 0 | 0 | 0 | 0 | 0 | 0 | 0 | 0 | 0 | 0 | 0 | 0 | 0 | 0 | 0 | 0 | 0 | 0 | 0 | 0 | 0 | 0 | 0 | 0 |  | 0 | 0 | 0 | 0 |  | 0 | 0 | 0 | 0 | 0
1973-05-17 | 1973 | 5 | 17 | 0 | 0 | 0 | 0 | 0 | 0 | 0 | 0 | 0 | 0 | 0 | 0 | 0 | 0 | 0 | 0 | 0 | 0 | 0 | 0 | 0 | 0 | 0 | 0 |  | 0 | 0 | 0 | 0 |  | 0 | 0 | 0 | 0 | 0
1973-05-18 | 1973 | 5 | 18 | 0 | 0 | 0 | 0 | 0 | 0 | 0 | 0 | 0 | 0 | 0 | 0 | 0 | 0 | 0 | 0 | 0 | 0 | 0 | 0 | 0 | 0 | 0 | 0 |  | 0 | 0 | 0 | 0 |  | 0 | 0 | 0 | 0 | 0
1973-05-19 | 1973 | 5 | 19 | 0 | 0 | 0 | 0 | 0 | 0 | 0 | 0 | 0 | 0 | 0 | 0 | 0 | 0 | 0 | 0 | 0 | 0 | 0 | 0 | 0 | 0 | 0 | 0 |  | 0 | 0 | 0 | 0 |  | 0 | 0 | 0 | 0 | 0
1973-05-20 | 1973 | 5 | 20 | 0 | 0 | 0 | 0 | 0 | 0 | 0 | 0 | 0 | 0 | 0 | 1.3 | 0 | 0 | 0 | 0 | 1.3 | 2.3 | 0.5 | 0 | 0 | 0 | 0 | 0 |  | 5.4 | 5.4 | 5.4 | 0 |  | 5.4 | 0 | 0 | 0 | 0
1973-05-21 | 1973 | 5 | 21 | 0 | 0 | 0.5 | 0 | 0 | 0 | 0 | 0 | 0 | 0 | 0 | 0 | 0 | 0 | 0 | 0 | 0 | 0 | 0 | 0 | 0 | 0 | 0 | 0 |  | 0.5 | 0.5 | 0.5 | 0 |  | 0.5 | 0 | 0 | 0 | 0
1973-05-22 | 1973 | 5 | 22 | 0 | 0 | 0 | 0 | 0 | 0 | 0 | 0 | 0 | 0 | 0 | 0 | 0 | 0 | 0 | 0 | 0 | 0 | 0 | 0 | 0 | 0 | 0 | 0 |  | 0 | 0 | 0 | 0 |  | 0 | 0 | 0 | 0 | 0
1973-05-23 | 1973 | 5 | 23 | 0 | 0 | 0 | 0 | 0 | 0 | 0 | 0 | 0 | 0 | 0 | 0 | 0 | 0 | 0 | 0 | 0 | 0 | 0 | 0 | 0 | 0 | 0 | 0 |  | 0 | 0 | 0 | 0 |  | 0 | 0 | 0 | 0 | 0
1973-05-24 | 1973 | 5 | 24 | 0 | 0 | 0 | 0 | 0 | 0 | 0 | 0 | 0 | 0 | 0 | 0 | 0 | 0 | 0 | 0 | 0 | 0 | 0 | 0 | 0 | 0.3 | 0 | 0.5 |  | 0.8 | 0.8 | 0.8 | 0 |  | 0.8 | 0 | 0 | 0 | 0
1973-05-25 | 1973 | 5 | 25 | 0 | 0 | 0 | 0 | 0 | 0 | 0 | 0 | 0 | 0 | 0 | 0 | 0 | 0 | 0 | 0 | 0.3 | 0 | 0.3 | 0 | 0 | 0 | 0 | 0 |  | 0.6 | 0.6 | 0.6 | 0 |  | 0.6 | 0 | 0 | 0 | 0
1973-05-26 | 1973 | 5 | 26 | 1 | 1 | 1.3 | 0 | 0.8 | 0 | 0.5 | 0 | 0.3 | 0.5 | 1.8 | 0.5 | 0 | 0 | 0 | 0 | 0 | 0 | 0 | 1.8 | 0 | 0 | 0 | 0 |  | 9.5 | 9.5 | 9.5 | 0 |  | 9.5 | 0 | 0 | 0 | 0
1973-05-27 | 1973 | 5 | 27 | 0 | 0 | 0 | 0 | 0 | 0 | 0 | 0 | 0 | 0 | 0 | 0 | 0 | 0 | 0 | 0.8 | 0.3 | 0 | 0 | 0 | 0 | 0 | 0 | 0 |  | 1.1 | 1.1 | 1.1 | 0 |  | 1.1 | 0 | 0 | 0 | 0
1973-05-28 | 1973 | 5 | 28 | 0 | 0 | 0 | 0 | 0 | 0 | 0 | 0 | 0 | 0 | 0 | 0 | 0 | 0 | 0 | 0 | 0 | 0 | 0 | 0 | 0 | 0 | 0 | 0 |  | 0 | 0 | 0 | 0 |  | 0 | 0 | 0 | 0 | 0
1973-05-29 | 1973 | 5 | 29 | 0 | 0 | 0 | 0 | 0 | 0 | 0 | 0 | 0 | 0 | 0 | 0 | 0 | 0 | 0 | 0 | 0 | 0 | 0 | 0 | 0 | 0 | 0 | 0 |  | 0 | 0 | 0 | 0 |  | 0 | 0 | 0 | 0 | 0
1973-05-30 | 1973 | 5 | 30 | 0 | 0 | 0 | 0 | 0 | 0 | 0 | 0 | 0 | 0 | 0 | 0 | 0 | 0 | 0 | 0 | 0 | 0 | 0 | 0 | 0 | 0 | 0 | 0 |  | 0 | 0 | 0 | 0 |  | 0 | 0 | 0 | 0 | 0
1973-05-31 | 1973 | 5 | 31 | 0 | 0 | 0 | 0 | 0 | 0 | 0 | 0 | 0 | 0 | 0 | 0 | 0 | 0 | 0 | 0 | 0 | 0 | 0 | 0 | 0 | 0.3 | 2 | 1.5 |  | 3.8 | 3.8 | 3.8 | 0 |  | 3.8 | 0 | 0 | 0 | 0
1973-06-01 | 1973 | 6 | 1 | 4.6 | 2.5 | 1 | 0.3 | 0 | 0 | 0 | 0 | 0 | 0 | 0 | 0 | 0 | 0 | 0 | 0 | 0 | 0 | 0 | 0 | 0 | 0 | 0 | 0 |  | 8.4 | 8.4 | 8.4 | 0 |  | 0 | 8.4 | 0 | 0 | 0
1973-06-02 | 1973 | 6 | 2 | 0 | 0.5 | 1.3 | 0.3 | 0.7 | 1.3 | 1.5 | 0 | 0 | 0 | 0.8 | 1.7 | 1.8 | 0.5 | 0 | 0 | 0 | 0 | 0 | 0 | 0 | 0 | 0 | 0 |  | 10.4 | 10.4 | 10.4 | 0 |  | 0 | 10.4 | 0 | 0 | 0
1973-06-03 | 1973 | 6 | 3 | 0 | 0 | 0 | 0 | 0 | 0 | 0 | 0 | 0 | 0 | 0 | 0 | 0 | 0 | 0 | 0 | 0 | 0 | 0 | 0 | 0 | 0 | 0 | 0 |  | 0 | 0 | 0 | 0 |  | 0 | 0 | 0 | 0 | 0
1973-06-04 | 1973 | 6 | 4 | 0 | 0 | 0 | 0 | 0 | 0 | 0 | 0 | 0 | 0 | 0 | 0 | 0 | 0 | 0 | 0 | 0 | 0 | 0 | 0 | 0 | 0 | 0 | 0 |  | 0 | 0 | 0 | 0 |  | 0 | 0 | 0 | 0 | 0
1973-06-05 | 1973 | 6 | 5 | 0 | 0 | 0 | 0 | 0 | 0 | 0 | 0 | 0 | 0 | 0 | 0 | 0 | 0 | 0 | 0 | 0 | 0 | 0 | 0 | 0 | 0 | 0 | 0 |  | 0 | 0 | 0 | 0 |  | 0 | 0 | 0 | 0 | 0
1973-06-06 | 1973 | 6 | 6 | 0 | 0 | 0 | 0 | 0 | 0 | 0 | 0 | 0 | 0 | 0 | 0 | 0 | 0 | 0 | 0 | 0 | 0 | 0 | 0 | 0 | 0 | 0 | 0 |  | 0 | 0 | 0 | 0 |  | 0 | 0 | 0 | 0 | 0
1973-06-07 | 1973 | 6 | 7 | 0 | 0 | 0 | 0 | 0 | 0 | 0 | 0 | 0 | 0 | 0 | 0 | 0 | 0 | 0 | 0 | 0 | 0 | 0 | 0 | 0 | 0 | 0 | 0 |  | 0 | 0 | 0 | 0 |  | 0 | 0 | 0 | 0 | 0
1973-06-08 | 1973 | 6 | 8 | 0 | 0 | 0 | 0 | 0 | 0 | 0 | 0 | 0 | 0 | 0 | 0 | 0 | 0 | 0 | 0 | 0 | 0 | 0 | 0 | 0 | 0 | 0 | 0 |  | 0 | 0 | 0 | 0 |  | 0 | 0 | 0 | 0 | 0
1973-06-09 | 1973 | 6 | 9 | 0 | 0 | 0 | 0 | 0 | 0 | 0 | 0 | 0 | 0 | 0 | 0 | 0 | 0 | 0 | 0 | 0 | 0 | 0 | 0 | 0 | 0.5 | 0 | 0 |  | 0.5 | 0.5 | 0.5 | 0 |  | 0 | 0.5 | 0 | 0 | 0
1973-06-10 | 1973 | 6 | 10 | 0 | 0 | 0 | 0 | 1.3 | 0 | 0 | 0.3 | 0 | 0 | 0 | 0 | 0 | 0 | 0 | 0 | 0 | 0 | 0 | 0 | 0 | 0 | 0 | 0 |  | 1.6 | 1.6 | 1.6 | 0 |  | 0 | 1.6 | 0 | 0 | 0
1973-06-11 | 1973 | 6 | 11 | 0 | 0 | 0 | 0 | 0 | 0 | 0 | 0 | 0 | 0 | 0 | 0 | 0 | 0 | 0 | 0 | 0 | 0 | 0 | 0 | 0 | 0 | 0 | 0 |  | 0 | 0 | 0 | 0 |  | 0 | 0 | 0 | 0 | 0
1973-06-12 | 1973 | 6 | 12 | 0 | 0 | 0 | 0 | 0 | 0 | 0 | 0 | 0 | 0 | 0 | 0 | 0 | 0 | 0 | 0 | 0 | 0 | 0 | 0 | 0 | 0 | 0 | 0 |  | 0 | 0 | 0 | 0 |  | 0 | 0 | 0 | 0 | 0
1973-06-13 | 1973 | 6 | 13 | 0 | 0 | 0 | 0 | 0 | 0 | 0 | 0 | 0 | 0 | 0 | 0 | 0 | 0 | 0 | 0 | 0 | 0 | 0 | 0 | 0 | 0 | 0 | 0 |  | 0 | 0 | 0 | 0 |  | 0 | 0 | 0 | 0 | 0
1973-06-14 | 1973 | 6 | 14 | 0 | 0 | 0 | 0 | 0 | 0 | 0 | 0 | 0 | 0 | 0 | 2 | 3.6 | 3 | 3.3 | 3.6 | 2.5 | 1.8 | 1.3 | 1.5 | 1 | 0 | 0 | 0 |  | 23.6 | 23.6 | 23.6 | 0 |  | 0 | 23.6 | 0 | 0 | 0
1973-06-15 | 1973 | 6 | 15 | 0 | 1.3 | 1 | 1.8 | 1 | 0.3 | 0 | 0.5 | 1 | 1 | 0.5 | 0 | 0 | 0 | 0 | 0 | 0 | 0 | 0 | 0 | 0 | 0 | 0 | 0 |  | 8.4 | 8.4 | 8.4 | 1.7764e-15 |  | 0 | 8.4 | 0 | 0 | 0
1973-06-16 | 1973 | 6 | 16 | 0 | 0 | 0 | 0 | 0 | 0 | 0 | 0 | 0 | 0 | 0 | 0 | 0 | 0 | 0 | 0 | 0 | 0 | 0 | 0 | 0 | 0 | 0 | 0 |  | 0 | 0 | 0 | 0 |  | 0 | 0 | 0 | 0 | 0
1973-06-17 | 1973 | 6 | 17 | 0 | 0 | 0 | 0 | 0 | 0 | 0 | 0 | 0 | 0 | 0 | 0 | 0 | 0 | 4.1 | 1.8 | 2.8 | 3.3 | 0 | 0.8 | 2.3 | 1.5 | 2.5 | 0.8 |  | 19.9 | 19.9 | 19.9 | 3.5527e-15 |  | 0 | 19.9 | 0 | 0 | 0
1973-06-18 | 1973 | 6 | 18 | 0.5 | 0.8 | 2 | 0.3 | 0 | 0 | 0 | 0 | 0 | 0 | 0.3 | 0 | 0 | 0 | 0 | 0 | 3 | 0.3 | 0 | 0 | 0.3 | 0 | 0 | 0 |  | 7.5 | 7.5 | 7.5 | 8.8818e-16 |  | 0 | 7.5 | 0 | 0 | 0
1973-06-19 | 1973 | 6 | 19 | 0 | 0 | 0 | 0 | 0 | 0 | 0 | 0 | 0 | 0 | 0 | 0 | 0 | 0 | 0 | 0 | 0 | 0 | 0 | 0 | 0 | 0 | 0 | 0 |  | 0 | 0 | 0 | 0 |  | 0 | 0 | 0 | 0 | 0
1973-06-20 | 1973 | 6 | 20 | 0 | 0 | 0 | 0 | 0 | 0 | 0 | 0 | 0 | 0 | 0 | 0 | 0 | 0 | 0 | 0 | 0 | 0 | 0 | 0 | 0 | 0 | 0 | 0 |  | 0 | 0 | 0 | 0 |  | 0 | 0 | 0 | 0 | 0
1973-06-21 | 1973 | 6 | 21 | 0 | 0 | 0 | 0 | 0 | 0 | 0 | 0 | 0 | 0 | 0 | 0 | 0 | 0 | 0 | 0 | 0 | 0 | 0 | 0 | 0 | 0 | 0 | 0 |  | 0 | 0 | 0 | 0 |  | 0 | 0 | 0 | 0 | 0
1973-06-22 | 1973 | 6 | 22 | 0 | 0 | 0 | 0 | 0 | 0 | 0 | 0 | 0 | 0 | 0 | 0 | 0 | 0 | 0 | 0 | 0 | 0 | 2 | 0 | 0 | 0 | 0 | 0 |  | 2 | 2 | 2 | 0 |  | 0 | 2 | 0 | 0 | 0
1973-06-23 | 1973 | 6 | 23 | 0 | 0 | 0 | 0 | 0 | 0 | 0 | 0 | 0 | 0 | 0 | 0 | 0 | 0 | 0 | 0 | 0 | 0 | 0 | 0 | 0 | 0 | 0 | 0 |  | 0 | 0 | 0 | 0 |  | 0 | 0 | 0 | 0 | 0
1973-06-24 | 1973 | 6 | 24 | 0 | 0 | 0 | 0 | 0 | 0 | 0 | 0 | 0 | 0 | 0 | 0 | 0 | 0 | 0 | 0 | 0 | 0 | 0 | 0 | 0 | 0 | 0 | 0 |  | 0 | 0 | 0 | 0 |  | 0 | 0 | 0 | 0 | 0
1973-06-25 | 1973 | 6 | 25 | 0 | 0 | 0 | 0 | 0 | 0 | 0 | 0 | 0 | 0 | 0 | 0 | 0 | 0 | 0 | 0 | 0 | 0 | 0 | 0 | 0 | 0 | 0 | 0 |  | 0 | 0 | 0 | 0 |  | 0 | 0 | 0 | 0 | 0
1973-06-26 | 1973 | 6 | 26 | 0 | 0 | 0 | 0 | 0 | 0 | 0 | 0 | 0 | 0 | 0 | 0 | 0 | 0 | 0 | 0 | 0 | 0 | 0 | 0 | 0 | 0 | 0 | 0 |  | 0 | 0 | 0 | 0 |  | 0 | 0 | 0 | 0 | 0
1973-06-27 | 1973 | 6 | 27 | 0 | 0 | 0 | 0 | 0 | 0 | 0 | 0 | 0 | 0 | 0 | 0 | 0 | 0 | 0 | 0 | 0 | 0 | 0 | 0 | 0 | 0 | 0 | 0 |  | 0 | 0 | 0 | 0 |  | 0 | 0 | 0 | 0 | 0
1973-06-28 | 1973 | 6 | 28 | 0 | 0 | 0 | 0 | 0 | 0 | 0 | 0 | 0 | 0 | 0 | 0 | 0 | 0 | 0 | 0 | 0 | 0 | 0 | 0 | 0 | 0 | 0 | 0 |  | 0 | 0 | 0 | 0 |  | 0 | 0 | 0 | 0 | 0
1973-06-29 | 1973 | 6 | 29 | 0 | 0 | 0 | 0 | 0.5 | 2.3 | 0.5 | 0.3 | 0.3 | 0 | 0.3 | 0 | 0 | 0 | 0 | 0 | 0 | 0 | 0 | 0 | 0 | 0 | 0 | 0 |  | 4.2 | 4.2 | 4.2 | 8.8818e-16 |  | 0 | 4.2 | 0 | 0 | 0
1973-06-30 | 1973 | 6 | 30 | 0 | 0 | 0 | 0 | 0 | 0 | 0 | 0 | 0 | 0 | 0 | 0 | 0 | 0 | 0 | 0 | 0 | 0 | 0 | 0 | 0 | 0 | 0 | 0 |  | 0 | 0 | 0 | 0 |  | 0 | 0 | 0 | 0 | 0
1973-07-01 | 1973 | 7 | 1 | 0 | 2.8 | 4.1 | 0 | 0 | 0 | 0 | 0 | 0 | 0 | 0.3 | 1 | 1 | 1 | 1 | 0.3 | 0 | 0 | 0 | 0 | 0 | 0 | 0 | 0 |  | 11.5 | 11.5 | 11.5 | 0 |  | 0 | 0 | 11.5 | 0 | 0
1973-07-02 | 1973 | 7 | 2 | 0 | 0 | 0 | 0 | 0 | 0 | 0 | 0 | 0 | 0 | 0 | 0 | 0 | 0 | 0 | 0 | 0 | 0 | 0 | 0 | 0 | 0 | 0 | 0 |  | 0 | 0 | 0 | 0 |  | 0 | 0 | 0 | 0 | 0
1973-07-03 | 1973 | 7 | 3 | 0 | 0 | 0 | 0 | 0 | 0 | 0 | 0 | 0 | 0 | 0 | 0 | 0 | 0 | 0 | 0 | 0 | 0 | 0 | 0 | 0 | 0 | 0 | 0 |  | 0 | 0 | 0 | 0 |  | 0 | 0 | 0 | 0 | 0
1973-07-04 | 1973 | 7 | 4 | 0 | 0 | 0 | 0 | 0 | 0 | 0 | 0 | 0 | 0 | 0 | 0 | 0 | 0 | 0 | 0 | 0 | 0 | 0 | 0 | 0 | 0 | 0 | 0 |  | 0 | 0 | 0 | 0 |  | 0 | 0 | 0 | 0 | 0
1973-07-05 | 1973 | 7 | 5 | 4.3 | 0 | 0 | 0 | 0 | 0 | 1.3 | 0 | 0 | 0 | 0 | 0 | 0 | 0.5 | 0 | 0 | 0 | 0 | 0 | 0 | 0 | 0 | 0 | 0 |  | 6.1 | 6.1 | 6.1 | 0 |  | 0 | 0 | 6.1 | 0 | 0
1973-07-06 | 1973 | 7 | 6 | 0 | 0 | 0 | 0 | 0 | 0 | 0 | 0 | 0 | 0 | 0 | 0 | 0.3 | 3.3 | 0 | 0 | 0 | 0.3 | 0 | 0 | 0 | 0 | 0 | 0 |  | 3.9 | 3.9 | 3.9 | 4.4409e-16 |  | 0 | 0 | 3.9 | 0 | 0
1973-07-07 | 1973 | 7 | 7 | 0 | 0 | 0 | 0 | 0 | 0 | 0 | 0 | 0 | 0 | 0 | 0 | 0 | 0 | 0 | 0 | 0 | 0 | 0 | 0 | 0 | 0 | 0 | 0 |  | 0 | 0 | 0 | 0 |  | 0 | 0 | 0 | 0 | 0
1973-07-08 | 1973 | 7 | 8 | 0 | 0 | 0 | 0 | 0 | 0 | 0 | 0 | 0 | 0 | 0 | 0 | 0 | 0 | 0 | 0 | 0 | 0 | 0 | 0 | 0 | 0 | 0 | 0 |  | 0 | 0 | 0 | 0 |  | 0 | 0 | 0 | 0 | 0
1973-07-09 | 1973 | 7 | 9 | 0 | 0 | 0 | 0 | 0 | 0 | 0 | 0 | 0 | 0 | 0 | 0 | 0 | 0 | 0 | 0 | 0 | 0 | 0 | 0 | 0 | 0 | 0 | 0 |  | 0 | 0 | 0 | 0 |  | 0 | 0 | 0 | 0 | 0
1973-07-10 | 1973 | 7 | 10 | 0 | 0 | 0 | 0 | 0 | 0 | 0 | 0 | 0 | 0 | 0 | 0 | 0 | 0 | 0 | 0 | 0 | 0 | 0 | 0 | 0 | 0 | 0 | 0 |  | 0 | 0 | 0 | 0 |  | 0 | 0 | 0 | 0 | 0
1973-07-11 | 1973 | 7 | 11 | 0 | 0 | 0 | 0 | 0 | 0 | 0 | 0 | 0 | 0 | 0 | 0 | 0 | 0 | 0 | 0 | 0 | 0 | 0 | 0 | 0 | 0 | 0 | 0 |  | 0 | 0 | 0 | 0 |  | 0 | 0 | 0 | 0 | 0
1973-07-12 | 1973 | 7 | 12 | 0 | 0 | 0 | 0 | 0 | 0 | 0 | 0 | 0 | 0 | 0 | 0 | 0 | 0 | 0 | 0 | 0 | 0 | 0 | 0 | 0 | 0 | 0 | 0 |  | 0 | 0 | 0 | 0 |  | 0 | 0 | 0 | 0 | 0
1973-07-13 | 1973 | 7 | 13 | 0 | 0 | 0 | 0 | 0 | 0 | 0 | 0 | 0 | 0 | 0 | 0 | 0 | 0 | 0 | 0 | 0 | 0 | 0 | 0 | 0 | 0 | 0 | 0 |  | 0 | 0 | 0 | 0 |  | 0 | 0 | 0 | 0 | 0
1973-07-14 | 1973 | 7 | 14 | 0 | 0 | 0 | 0 | 0 | 0 | 0 | 0 | 0 | 0 | 0 | 0 | 0 | 0 | 0 | 0 | 0 | 0 | 0 | 0 | 0 | 0 | 0 | 0 |  | 0 | 0 | 0 | 0 |  | 0 | 0 | 0 | 0 | 0
1973-07-15 | 1973 | 7 | 15 | 0 | 0 | 0 | 0 | 0 | 0 | 0 | 0 | 0 | 0 | 0 | 0 | 0 | 0 | 0 | 0 | 0 | 0 | 0 | 0 | 0 | 0 | 0 | 0.8 |  | 0.8 | 0.8 | 0.8 | 0 |  | 0 | 0 | 0.8 | 0 | 0
1973-07-16 | 1973 | 7 | 16 | 0.3 | 0 | 0 | 0 | 0 | 0 | 0 | 0 | 0 | 0 | 0 | 0 | 0 | 0 | 0 | 0 | 0 | 0 | 0 | 0 | 0 | 0 | 0.2 | 0.3 |  | 0.8 | 0.8 | 0.8 | 0 |  | 0 | 0 | 0.8 | 0 | 0
1973-07-17 | 1973 | 7 | 17 | 0 | 0.5 | 0.3 | 0.5 | 0 | 0 | 0 | 0 | 0 | 0 | 0 | 0 | 0 | 0 | 0 | 0 | 0 | 0 | 0 | 0 | 0 | 0 | 4.1 | 2.5 |  | 7.9 | 7.9 | 7.9 | 8.8818e-16 |  | 0 | 0 | 7.9 | 0 | 0
1973-07-18 | 1973 | 7 | 18 | 3 | 0 | 0 | 0 | 0 | 0 | 0 | 0 | 0 | 0 | 0 | 0 | 0 | 0 | 0 | 0 | 0 | 0 | 0 | 0 | 0 | 0 | 0 | 0 |  | 3 | 3 | 3 | 0 |  | 0 | 0 | 3 | 0 | 0
1973-07-19 | 1973 | 7 | 19 | 0 | 0 | 0 | 0 | 0 | 0 | 0 | 0 | 0 | 0 | 0 | 0 | 0 | 0 | 0 | 0 | 0 | 0 | 0 | 0 | 0 | 0 | 0 | 0 |  | 0 | 0 | 0 | 0 |  | 0 | 0 | 0 | 0 | 0
1973-07-20 | 1973 | 7 | 20 | 0 | 0 | 0 | 0 | 0 | 0 | 0 | 0 | 0 | 0 | 0 | 0 | 0 | 0 | 0 | 0 | 0 | 0 | 0 | 0 | 0 | 0 | 0 | 0 |  | 0 | 0 | 0 | 0 |  | 0 | 0 | 0 | 0 | 0
1973-07-21 | 1973 | 7 | 21 | 0 | 0 | 0 | 0 | 0 | 0 | 0 | 0 | 1 | 0 | 0 | 0 | 0 | 0 | 0 | 0 | 0 | 0 | 1.5 | 0.8 | 0.8 | 0.3 | 0 | 0 |  | 4.4 | 4.4 | 4.4 | 8.8818e-16 |  | 0 | 0 | 4.4 | 0 | 0
1973-07-22 | 1973 | 7 | 22 | 0 | 0 | 0 | 0 | 0 | 0 | 0 | 0 | 0 | 0 | 0 | 0 | 0 | 0 | 0 | 0 | 0 | 0 | 0 | 0 | 0 | 0 | 0 | 0 |  | 0 | 0 | 0 | 0 |  | 0 | 0 | 0 | 0 | 0
1973-07-23 | 1973 | 7 | 23 | 0 | 0 | 0 | 0 | 0 | 0 | 0 | 0 | 0 | 0 | 0 | 0 | 0 | 0 | 0 | 0 | 0 | 0 | 0 | 0 | 0 | 0 | 0 | 0 |  | 0 | 0 | 0 | 0 |  | 0 | 0 | 0 | 0 | 0
1973-07-24 | 1973 | 7 | 24 | 0 | 0 | 0 | 0 | 0 | 0 | 0 | 0 | 0 | 0 | 0 | 0 | 0 | 0 | 0 | 0 | 0 | 0 | 0 | 0 | 0 | 0 | 0 | 0 |  | 0 | 0 | 0 | 0 |  | 0 | 0 | 0 | 0 | 0
1973-07-25 | 1973 | 7 | 25 | 0 | 0 | 0 | 0 | 0 | 0 | 0 | 0 | 0 | 0 | 0 | 0 | 0 | 0 | 0 | 0 | 0 | 0 | 0 | 0 | 0 | 0 | 0 | 0 |  | 0 | 0 | 0 | 0 |  | 0 | 0 | 0 | 0 | 0
1973-07-26 | 1973 | 7 | 26 | 0 | 0 | 0 | 0 | 0 | 0 | 0 | 0 | 0 | 0 | 0 | 0 | 0 | 0 | 0 | 0 | 0 | 0 | 0 | 0 | 0 | 0 | 0 | 0 |  | 0 | 0 | 0 | 0 |  | 0 | 0 | 0 | 0 | 0
1973-07-27 | 1973 | 7 | 27 | 0 | 0 | 0 | 0 | 0 | 0 | 0 | 0 | 0 | 0 | 0 | 0 | 0 | 0 | 0 | 0 | 0 | 0 | 0 | 0 | 0 | 0 | 0 | 0 |  | 0 | 0 | 0 | 0 |  | 0 | 0 | 0 | 0 | 0
1973-07-28 | 1973 | 7 | 28 | 0 | 0 | 0 | 0 | 0 | 0 | 0 | 0 | 0 | 0 | 0 | 0 | 0 | 0 | 0 | 0 | 0 | 0 | 0 | 0 | 0 | 0 | 0 | 0 |  | 0 | 0 | 0 | 0 |  | 0 | 0 | 0 | 0 | 0
1973-07-29 | 1973 | 7 | 29 | 0 | 0 | 0 | 0 | 0 | 0 | 0 | 0 | 0 | 0 | 0 | 0 | 0 | 0 | 0 | 0 | 0 | 0 | 0 | 0 | 0 | 0 | 0 | 0 |  | 0 | 0 | 0 | 0 |  | 0 | 0 | 0 | 0 | 0
1973-07-30 | 1973 | 7 | 30 | 0 | 0 | 0 | 0 | 0 | 0 | 0 | 0 | 0 | 0 | 0 | 0 | 0 | 0 | 0 | 0 | 0 | 0 | 0 | 0 | 0 | 0 | 0 | 0 |  | 0 | 0 | 0 | 0 |  | 0 | 0 | 0 | 0 | 0
1973-07-31 | 1973 | 7 | 31 | 0 | 0 | 0 | 0 | 0 | 0 | 0 | 0 | 0 | 0 | 0 | 0 | 0 | 0 | 0 | 0 | 0 | 0 | 0 | 0 | 0 | 0 | 0 | 0 |  | 0 | 0 | 0 | 0 |  | 0 | 0 | 0 | 0 | 0
1973-08-01 | 1973 | 8 | 1 | 0 | 0 | 0 | 0 | 0 | 0 | 0 | 0 | 0 | 0 | 0 | 0 | 0 | 0 | 0 | 0 | 0 | 0 | 0 | 0 | 0 | 0 | 0 | 0 |  | 0 | 0 | 0 | 0 |  | 0 | 0 | 0 | 0 | 0
1973-08-02 | 1973 | 8 | 2 | 0.8 | 0 | 0 | 0 | 0 | 0 | 0 | 0 | 0 | 0 | 0 | 0 | 0 | 0 | 0 | 0 | 0 | 0 | 0.7 | 0.5 | 0 | 0 | 0 | 0 |  | 2 | 2 | 2 | 0 |  | 0 | 0 | 0 | 2 | 0
1973-08-03 | 1973 | 8 | 3 | 0 | 0 | 0 | 0 | 0 | 0 | 0 | 0 | 0 | 0 | 0 | 0 | 0 | 0 | 0 | 0 | 0 | 0 | 0 | 0.3 | 0 | 0 | 0 | 0 |  | 0.3 | 0.3 | 0.3 | 0 |  | 0 | 0 | 0 | 0.3 | 0
1973-08-04 | 1973 | 8 | 4 | 0 | 0 | 0 | 0 | 0 | 0 | 0 | 0 | 0 | 0 | 0 | 0 | 0 | 0 | 0 | 0 | 0 | 0 | 0 | 0 | 0 | 0 | 0 | 0 |  | 0 | 0 | 0 | 0 |  | 0 | 0 | 0 | 0 | 0
1973-08-05 | 1973 | 8 | 5 | 0 | 0 | 0 | 0 | 0 | 0 | 0 | 0 | 0 | 0 | 0 | 0 | 0 | 4.6 | 0 | 3 | 0.5 | 0 | 0 | 0 | 0 | 0 | 0.5 | 1 |  | 9.6 | 9.6 | 9.6 | 0 |  | 0 | 0 | 0 | 9.6 | 0
1973-08-06 | 1973 | 8 | 6 | 0.3 | 0.5 | 0 | 0 | 0 | 0 | 0 | 0 | 0 | 0 | 0 | 0 | 0 | 0 | 0 | 0 | 0 | 0 | 0 | 0 | 0 | 0 | 0 | 0 |  | 0.8 | 0.8 | 0.8 | 0 |  | 0 | 0 | 0 | 0.8 | 0
1973-08-07 | 1973 | 8 | 7 | 1.5 | 0.8 | 0 | 0 | 0 | 1.3 | 1.5 | 1.3 | 2 | 6.6 | 4.3 | 2 | 1.3 | 0.8 | 0 | 0 | 1.3 | 0.3 | 0 | 0 | 0 | 0 | 0 | 0 |  | 25 | 25 | 25 | 0 |  | 0 | 0 | 0 | 25 | 0
1973-08-08 | 1973 | 8 | 8 | 0 | 0 | 0 | 0 | 0 | 0 | 0 | 0 | 0 | 0 | 0 | 0 | 0 | 0 | 0 | 0 | 0 | 0 | 0 | 0 | 0 | 0 | 0 | 0 |  | 0 | 0 | 0 | 0 |  | 0 | 0 | 0 | 0 | 0
1973-08-09 | 1973 | 8 | 9 | 0 | 0 | 0 | 0 | 0 | 0 | 0 | 0 | 0 | 0 | 0 | 0 | 0 | 0 | 0 | 0 | 0 | 0 | 0 | 0 | 0 | 0 | 0 | 0 |  | 0 | 0 | 0 | 0 |  | 0 | 0 | 0 | 0 | 0
1973-08-10 | 1973 | 8 | 10 | 0 | 0 | 0 | 0 | 0 | 0 | 0 | 0 | 0 | 0 | 0.3 | 0 | 0 | 0 | 0 | 0 | 0 | 0 | 0 | 0 | 0.2 | 0 | 0 | 0 |  | 0.5 | 0.5 | 0.5 | 0 |  | 0 | 0 | 0 | 0.5 | 0
1973-08-11 | 1973 | 8 | 11 | 0 | 0 | 0 | 0 | 0 | 0 | 0 | 0 | 0 | 0 | 0 | 0 | 0 | 0 | 0 | 0 | 0 | 0 | 0 | 0 | 0 | 0 | 0 | 0 |  | 0 | 0 | 0 | 0 |  | 0 | 0 | 0 | 0 | 0
1973-08-12 | 1973 | 8 | 12 | 0 | 0 | 0 | 0 | 0 | 0 | 0 | 0 | 0 | 0 | 0 | 0 | 0 | 0 | 0 | 0 | 0 | 0 | 0 | 0 | 0 | 0 | 0 | 0 |  | 0 | 0 | 0 | 0 |  | 0 | 0 | 0 | 0 | 0
1973-08-13 | 1973 | 8 | 13 | 0 | 0 | 0 | 0 | 0 | 0 | 0 | 0 | 0 | 0 | 0 | 0 | 0 | 0 | 0 | 0 | 0 | 0 | 0 | 0 | 0 | 0 | 0 | 0 |  | 0 | 0 | 0 | 0 |  | 0 | 0 | 0 | 0 | 0
1973-08-14 | 1973 | 8 | 14 | 0 | 0 | 0 | 0 | 0 | 0 | 0 | 0 | 0 | 0 | 0 | 0 | 0 | 0 | 0 | 0 | 0 | 0 | 0 | 0 | 0 | 0 | 0 | 0 |  | 0 | 0 | 0 | 0 |  | 0 | 0 | 0 | 0 | 0
1973-08-15 | 1973 | 8 | 15 | 0 | 0 | 0 | 0 | 0 | 0 | 0 | 0 | 0 | 0 | 0 | 0 | 0 | 0 | 0 | 0 | 0 | 0 | 0 | 0 | 0 | 0 | 0 | 0 |  | 0 | 0 | 0 | 0 |  | 0 | 0 | 0 | 0 | 0
1973-08-16 | 1973 | 8 | 16 | 0 | 0 | 0 | 0 | 0 | 0 | 0 | 0 | 0 | 0 | 0 | 0 | 0 | 0 | 0 | 0 | 0 | 0 | 0 | 0 | 0 | 0 | 0 | 0 |  | 0 | 0 | 0 | 0 |  | 0 | 0 | 0 | 0 | 0
1973-08-17 | 1973 | 8 | 17 | 0 | 0 | 0 | 0 | 0 | 0 | 0 | 0 | 0 | 0 | 0 | 0 | 0 | 0 | 0 | 0 | 0 | 0 | 0 | 0 | 0 | 0 | 0 | 0 |  | 0 | 0 | 0 | 0 |  | 0 | 0 | 0 | 0 | 0
1973-08-18 | 1973 | 8 | 18 | 0 | 0 | 0 | 0 | 0 | 0 | 0 | 0 | 0 | 0 | 0 | 0 | 0 | 0 | 0 | 0 | 0 | 0 | 0 | 0 | 0 | 0 | 0 | 0 |  | 0 | 0 | 0 | 0 |  | 0 | 0 | 0 | 0 | 0
1973-08-19 | 1973 | 8 | 19 | 0 | 0 | 0 | 0 | 0 | 0 | 0 | 0 | 0 | 0 | 0 | 0 | 0 | 0 | 0 | 0 | 0 | 0 | 0 | 0 | 0 | 0 | 0 | 0 |  | 0 | 0 | 0 | 0 |  | 0 | 0 | 0 | 0 | 0
1973-08-20 | 1973 | 8 | 20 | 0 | 0 | 0 | 0 | 0 | 0 | 0 | 0 | 0 | 0 | 0 | 0 | 0 | 0 | 0 | 0 | 0 | 0 | 0 | 0 | 0 | 0 | 0 | 0 |  | 0 | 0 | 0 | 0 |  | 0 | 0 | 0 | 0 | 0
1973-08-21 | 1973 | 8 | 21 | 0 | 0 | 0 | 0 | 0 | 0 | 0 | 0 | 0 | 0 | 0 | 0 | 0 | 0 | 0 | 0 | 0 | 0 | 0 | 0 | 0 | 0 | 0 | 0 |  | 0 | 0 | 0 | 0 |  | 0 | 0 | 0 | 0 | 0
1973-08-22 | 1973 | 8 | 22 | 0 | 0 | 0 | 0 | 0 | 0 | 0 | 0 | 0 | 0 | 0 | 0 | 0 | 0 | 0 | 0 | 0 | 0 | 0 | 0 | 0 | 0 | 0 | 0 |  | 0 | 0 | 0 | 0 |  | 0 | 0 | 0 | 0 | 0
1973-08-23 | 1973 | 8 | 23 | 0 | 0 | 0 | 0 | 0 | 0 | 0 | 0 | 0 | 0 | 0 | 0 | 0 | 0 | 0 | 0 | 0 | 0 | 0 | 0 | 0 | 0 | 0 | 0 |  | 0 | 0 | 0 | 0 |  | 0 | 0 | 0 | 0 | 0
1973-08-24 | 1973 | 8 | 24 | 0 | 0 | 0 | 0 | 0 | 0 | 0 | 1.7 | 2.2 | 1.1 | 1.2 | 1.1 | 1.1 | 1.1 | 1.1 | 0 | 1.2 | 1.1 | 1.1 | 1.1 | 1.1 | 1.2 | 1.1 | 1.1 |  | 19.6 | 19.6 | 19.6 | 0 |  | 0 | 0 | 0 | 19.6 | 0
1973-08-25 | 1973 | 8 | 25 | 0.9 | 1 | 0.9 | 0.9 | 1 | 0.9 | 0 | 0 | 0 | 0 | 0 | 0 | 0 | 0 | 0 | 0 | 0 | 0 | 0 | 0 | 0 | 0 | 0 | 0 |  | 5.6 | 5.6 | 5.6 | 0 |  | 0 | 0 | 0 | 5.6 | 0
1973-08-26 | 1973 | 8 | 26 | 0 | 0 | 0 | 0 | 0 | 0 | 0 | 0 | 0 | 0 | 0 | 0 | 0 | 0 | 0 | 0 | 0 | 0 | 0 | 0 | 0 | 0 | 0 | 0 |  | 0 | 0 | 0 | 0 |  | 0 | 0 | 0 | 0 | 0
1973-08-27 | 1973 | 8 | 27 | 0 | 0 | 0 | 0 | 0 | 0 | 0 | 0 | 0 | 0 | 0 | 0 | 0 | 0 | 0 | 0 | 0 | 0 | 0 | 0 | 0 | 0 | 0 | 0 |  | 0 | 0 | 0 | 0 |  | 0 | 0 | 0 | 0 | 0
1973-08-28 | 1973 | 8 | 28 | 0 | 0 | 0 | 0 | 0 | 0 | 0 | 0 | 0 | 0 | 0 | 0 | 0 | 0 | 0 | 0 | 0 | 0 | 0 | 0 | 0 | 0 | 0 | 0 |  | 0 | 0 | 0 | 0 |  | 0 | 0 | 0 | 0 | 0
1973-08-29 | 1973 | 8 | 29 | 0 | 0 | 0 | 0 | 0 | 0 | 0 | 0 | 0 | 0 | 0 | 0 | 0 | 0 | 0 | 0 | 0 | 0 | 0 | 0 | 0 | 0 | 0 | 0 |  | 0 | 0 | 0 | 0 |  | 0 | 0 | 0 | 0 | 0
1973-08-30 | 1973 | 8 | 30 | 0 | 0 | 0 | 0 | 0 | 0 | 0 | 0 | 0.8 | 7.4 | 1.5 | 0 | 0 | 0 | 0 | 0 | 0 | 0 | 0 | 0 | 0 | 0 | 0 | 0 |  | 9.7 | 9.7 | 9.7 | 1.7764e-15 |  | 0 | 0 | 0 | 9.7 | 0
1973-08-31 | 1973 | 8 | 31 | 0 | 0 | 0 | 0 | 0 | 0.3 | 0.3 | 0 | 0.3 | 0.8 | 0.7 | 1 | 1 | 1.7 | 1.3 | 1.9 | 0.8 | 0 | 0 | 0.3 | 0 | 0.3 | 0 | 0 |  | 10.7 | 10.7 | 10.7 | 3.5527e-15 |  | 0 | 0 | 0 | 10.7 | 0
1973-09-01 | 1973 | 9 | 1 | 0.2 | 0.1 | 0 | 0 | 0 | 0 | 0 | 0 | 0 | 0 | 0 | 0 | 0 | 0 | 0 | 0 | 0 | 0 | 0 | 0 | 0 | 0 | 0 | 0 |  | 0.3 | 0.3 | 0.3 | 5.5511e-17 |  | 0 | 0 | 0 | 0 | 0.3
1973-09-02 | 1973 | 9 | 2 | 0 | 0 | 0 | 0 | 0 | 0 | 0 | 0 | 0 | 0 | 0 | 0 | 0 | 0 | 0 | 0 | 0 | 0 | 0 | 0 | 0 | 0 | 0 | 0 |  | 0 | 0 | 0 | 0 |  | 0 | 0 | 0 | 0 | 0
1973-09-03 | 1973 | 9 | 3 | 0 | 0 | 0 | 0 | 0 | 0 | 0 | 0 | 0 | 0 | 0 | 0 | 0 | 0 | 0 | 0 | 0 | 0 | 0 | 0 | 0 | 0 | 0 | 0 |  | 0 | 0 | 0 | 0 |  | 0 | 0 | 0 | 0 | 0
1973-09-04 | 1973 | 9 | 4 | 0 | 0 | 0 | 0 | 0 | 0 | 0 | 0 | 0 | 0 | 0 | 0 | 0 | 0 | 0 | 0 | 0 | 0 | 0 | 0 | 0 | 0 | 0 | 0 |  | 0 | 0 | 0 | 0 |  | 0 | 0 | 0 | 0 | 0
1973-09-05 | 1973 | 9 | 5 | 0 | 0 | 0 | 0 | 0 | 0 | 0 | 0 | 0 | 0 | 0 | 0 | 0 | 0 | 0 | 0 | 0 | 0 | 0 | 0 | 0 | 0 | 0 | 0 |  | 0 | 0 | 0 | 0 |  | 0 | 0 | 0 | 0 | 0
1973-09-06 | 1973 | 9 | 6 | 0 | 0 | 0 | 0 | 0 | 0 | 0 | 0 | 0 | 0 | 0 | 0 | 0 | 0 | 0 | 0 | 0 | 0 | 0 | 0 | 0 | 0 | 0 | 0 |  | 0 | 0 | 0 | 0 |  | 0 | 0 | 0 | 0 | 0
1973-09-07 | 1973 | 9 | 7 | 0 | 0 | 0 | 0 | 0 | 0.3 | 0.3 | 0.8 | 0 | 0 | 1.5 | 0.5 | 1 | 1.5 | 2.5 | 0.8 | 0.5 | 0.8 | 0.5 | 2 | 2.8 | 0.8 | 1 | 0.8 |  | 18.4 | 18.4 | 18.4 | 3.5527e-15 |  | 0 | 0 | 0 | 0 | 18.4
1973-09-08 | 1973 | 9 | 8 | 0.5 | 0 | 0 | 0.5 | 0 | 0 | 0 | 0 | 0 | 0 | 0 | 0 | 0 | 0 | 0 | 0 | 0 | 0 | 0 | 0 | 0 | 0 | 0 | 0 |  | 1 | 1 | 1 | 0 |  | 0 | 0 | 0 | 0 | 1
1973-09-09 | 1973 | 9 | 9 | 0 | 0 | 0 | 0 | 0 | 0 | 0 | 0 | 0 | 0 | 0 | 0 | 0 | 0 | 0 | 0 | 0 | 0 | 0 | 0 | 0 | 0 | 0 | 0 |  | 0 | 0 | 0 | 0 |  | 0 | 0 | 0 | 0 | 0
1973-09-10 | 1973 | 9 | 10 | 0 | 0 | 0 | 0 | 0 | 0 | 0 | 0 | 0 | 0 | 0 | 0 | 0 | 0 | 0 | 0 | 0 | 0 | 0 | 0 | 0 | 0 | 0 | 0 |  | 0 | 0 | 0 | 0 |  | 0 | 0 | 0 | 0 | 0
1973-09-11 | 1973 | 9 | 11 | 0 | 0 | 0 | 0 | 0 | 0 | 0 | 0 | 0 | 0 | 0 | 0 | 0 | 0 | 0 | 0 | 0 | 0 | 0 | 0 | 0 | 0 | 0 | 0 |  | 0 | 0 | 0 | 0 |  | 0 | 0 | 0 | 0 | 0
1973-09-12 | 1973 | 9 | 12 | 0 | 0 | 0 | 0 | 0 | 0 | 0 | 0 | 0.8 | 0.7 | 0 | 0 | 0 | 0 | 0 | 0 | 0 | 0 | 0 | 0 | 0 | 0 | 0 | 0 |  | 1.5 | 1.5 | 1.5 | 0 |  | 0 | 0 | 0 | 0 | 1.5
1973-09-13 | 1973 | 9 | 13 | 0 | 0 | 0 | 0 | 0 | 0 | 0 | 0 | 0 | 0 | 0 | 0 | 0 | 0 | 0 | 0 | 0 | 0 | 0 | 0 | 0 | 0 | 0 | 0 |  | 0 | 0 | 0 | 0 |  | 0 | 0 | 0 | 0 | 0
1973-09-14 | 1973 | 9 | 14 | 0 | 0 | 0 | 0 | 0.2 | 0 | 0 | 0 | 0 | 0 | 0 | 0 | 0 | 0 | 0 | 0 | 0 | 0 | 0 | 0 | 0 | 0 | 0 | 0.1 |  | 0.3 | 0.3 | 0.3 | 5.5511e-17 |  | 0 | 0 | 0 | 0 | 0.3
1973-09-15 | 1973 | 9 | 15 | 0 | 0 | 0 | 0 | 0 | 0 | 0 | 0 | 0 | 0 | 0 | 0 | 0 | 0 | 0 | 0 | 0 | 0 | 0 | 0 | 0 | 0 | 0 | 0 |  | 0 | 0 | 0 | 0 |  | 0 | 0 | 0 | 0 | 0
1973-09-16 | 1973 | 9 | 16 | 0 | 0 | 0 | 0 | 0 | 0 | 0 | 0 | 0 | 0 | 0 | 0 | 0 | 0 | 0 | 0 | 0 | 0 | 0 | 0 | 0 | 0 | 0 | 0 |  | 0 | 0 | 0 | 0 |  | 0 | 0 | 0 | 0 | 0
1973-09-17 | 1973 | 9 | 17 | 0 | 0 | 0 | 0 | 0 | 0 | 0 | 0 | 0 | 0 | 0 | 0 | 0 | 0 | 0 | 0 | 0 | 0 | 0 | 0 | 0 | 0 | 0 | 0 |  | 0 | 0 | 0 | 0 |  | 0 | 0 | 0 | 0 | 0
1973-09-18 | 1973 | 9 | 18 | 0 | 0 | 0 | 0 | 0 | 0 | 0 | 0 | 0 | 0 | 0 | 0 | 0 | 0 | 0 | 0 | 0 | 0 | 0 | 0 | 0 | 0 | 0 | 0 |  | 0 | 0 | 0 | 0 |  | 0 | 0 | 0 | 0 | 0
1973-09-19 | 1973 | 9 | 19 | 0 | 0 | 0 | 0 | 0 | 0 | 0 | 0 | 0 | 0 | 0 | 0 | 0 | 0 | 0 | 0 | 0 | 0 | 0 | 0.5 | 1 | 0.8 | 0.5 | 0.5 |  | 3.3 | 3.3 | 3.3 | 0 |  | 0 | 0 | 0 | 0 | 3.3
1973-09-20 | 1973 | 9 | 20 | 0.8 | 0.8 | 0.3 | 0 | 0 | 0 | 0 | 0 | 0 | 0 | 0 | 0 | 0 | 0 | 0 | 0 | 0 | 0 | 0 | 0 | 0 | 0 | 0 | 0 |  | 1.9 | 1.9 | 1.9 | 2.2204e-16 |  | 0 | 0 | 0 | 0 | 1.9
1973-09-21 | 1973 | 9 | 21 | 0 | 0 | 0 | 0 | 0 | 0 | 0 | 0 | 0 | 0 | 0 | 0 | 0 | 0 | 0 | 0 | 0 | 0 | 0.3 | 0.5 | 0 | 0 | 0 | 0 |  | 0.8 | 0.8 | 0.8 | 0 |  | 0 | 0 | 0 | 0 | 0.8
1973-09-22 | 1973 | 9 | 22 | 0 | 0 | 0 | 0 | 0 | 0 | 0 | 0 | 0 | 0 | 0 | 0 | 0 | 0 | 0 | 0 | 0 | 0 | 0 | 0 | 0 | 0 | 0 | 0 |  | 0 | 0 | 0 | 0 |  | 0 | 0 | 0 | 0 | 0
1973-09-23 | 1973 | 9 | 23 | 0 | 0 | 0 | 0 | 0 | 0 | 0 | 0 | 0 | 0 | 0 | 0 | 0 | 0 | 0 | 0 | 0 | 0 | 0 | 0 | 0 | 0 | 0 | 0 |  | 0 | 0 | 0 | 0 |  | 0 | 0 | 0 | 0 | 0
1973-09-24 | 1973 | 9 | 24 | 0 | 0 | 0 | 0 | 0 | 0 | 0 | 0 | 0.3 | 0 | 0 | 0 | 0 | 0 | 0 | 0 | 0 | 0 | 0 | 0 | 0 | 0 | 0 | 0 |  | 0.3 | 0.3 | 0.3 | 0 |  | 0 | 0 | 0 | 0 | 0.3
1973-09-25 | 1973 | 9 | 25 | 0 | 0 | 0 | 0 | 0 | 0 | 0.2 | 0 | 0 | 0 | 0 | 0 | 0 | 0.1 | 0 | 0 | 0 | 0 | 0 | 0 | 0 | 0 | 0 | 0 |  | 0.3 | 0.3 | 0.3 | 5.5511e-17 |  | 0 | 0 | 0 | 0 | 0.3
1973-09-26 | 1973 | 9 | 26 | 0 | 0 | 0 | 0 | 0 | 0 | 0 | 0 | 0 | 0 | 0 | 0 | 0 | 0 | 0 | 0 | 0 | 0 | 0 | 0 | 0 | 0 | 0 | 0 |  | 0 | 0 | 0 | 0 |  | 0 | 0 | 0 | 0 | 0
1973-09-27 | 1973 | 9 | 27 | 0 | 0 | 0 | 0 | 0 | 0 | 0 | 0 | 0 | 0 | 0 | 0 | 0 | 0 | 0 | 0 | 0 | 0 | 0 | 0 | 0 | 0 | 0 | 0 |  | 0 | 0 | 0 | 0 |  | 0 | 0 | 0 | 0 | 0
1973-09-28 | 1973 | 9 | 28 | 0 | 0 | 0 | 0 | 0 | 0 | 0 | 0 | 0 | 0 | 0 | 0 | 0 | 0 | 0 | 0 | 0 | 0 | 0 | 0 | 0 | 0 | 0 | 0 |  | 0 | 0 | 0 | 0 |  | 0 | 0 | 0 | 0 | 0
1973-09-29 | 1973 | 9 | 29 | 0 | 0 | 0 | 0 | 0 | 0 | 0 | 0 | 0 | 0 | 0 | 0 | 0 | 0 | 0 | 0 | 0 | 0 | 0 | 0 | 0 | 0 | 0 | 0 |  | 0 | 0 | 0 | 0 |  | 0 | 0 | 0 | 0 | 0
1973-09-30 | 1973 | 9 | 30 | 0 | 0 | 0 | 0 | 0 | 0 | 0 | 0 | 0 | 0 | 0 | 0 | 0 | 0 | 0 | 0 | 0 | 0 | 0 | 0 | 0 | 0 | 0 | 0 |  | 0 | 0 | 0 | 0 |  | 0 | 0 | 0 | 0 | 0
1973-10-01 | 1973 | 10 | 1 | 0 | 0 | 0.2 | 0 | 0.3 | 0.2 | 0.2 | 0.3 | 0.2 | 0.3 | 0.2 | 0 | 0 | 0 | 0 | 0 | 0 | 0.2 | 0 | 0.3 | 0.2 | 0.2 | 0.3 | 0.2 |  | 3.3 | 3.3 | 3.3 | 4.4409e-16 |  | 0 | 0 | 0 | 0 | 0
1973-10-02 | 1973 | 10 | 2 | 0.2 | 0.2 | 0.2 | 0.1 | 0.2 | 0.2 | 0.2 | 0 | 0 | 0 | 0 | 0 | 0 | 0 | 0 | 0 | 0 | 0 | 0 | 0 | 0 | 0 | 0 | 0 |  | 1.3 | 1.3 | 1.3 | 0 |  | 0 | 0 | 0 | 0 | 0
1973-10-03 | 1973 | 10 | 3 | 0 | 0 | 0 | 0 | 0 | 0 | 0 | 0 | 0 | 0 | 0 | 0 | 0 | 0 | 0 | 0 | 0 | 0 | 0 | 0 | 0 | 0 | 0 | 0 |  | 0 | 0 | 0 | 0 |  | 0 | 0 | 0 | 0 | 0
1973-10-04 | 1973 | 10 | 4 | 0 | 0 | 0 | 0 | 0 | 0 | 0 | 0 | 0 | 0 | 0 | 0 | 0 | 0 | 0 | 0 | 0 | 0 | 0 | 0 | 0 | 0 | 0 | 0 |  | 0 | 0 | 0 | 0 |  | 0 | 0 | 0 | 0 | 0
1973-10-05 | 1973 | 10 | 5 | 0 | 0 | 0 | 0 | 0 | 0 | 0 | 0 | 0 | 0 | 0 | 0 | 0 | 0 | 0 | 0 | 0 | 0 | 0 | 0 | 0 | 0 | 0 | 0 |  | 0 | 0 | 0 | 0 |  | 0 | 0 | 0 | 0 | 0
1973-10-06 | 1973 | 10 | 6 | 0 | 0 | 0 | 0 | 0 | 0 | 0 | 0 | 0 | 0 | 0 | 0 | 0 | 0 | 0 | 0 | 0 | 0 | 0 | 0 | 0 | 0 | 0 | 0 |  | 0 | 0 | 0 | 0 |  | 0 | 0 | 0 | 0 | 0
1973-10-07 | 1973 | 10 | 7 | 0 | 0 | 0 | 0 | 0 | 0 | 0 | 0 | 0 | 0 | 0 | 0 | 0 | 0 | 0 | 0 | 0 | 0 | 0 | 0 | 0 | 0 | 0 | 0 |  | 0 | 0 | 0 | 0 |  | 0 | 0 | 0 | 0 | 0
1973-10-08 | 1973 | 10 | 8 | 0 | 0 | 0 | 0 | 0 | 0 | 0 | 0 | 0 | 0 | 0 | 0 | 0 | 0 | 0 | 0 | 0 | 0 | 0 | 0 | 0 | 0 | 0 | 0 |  | 0 | 0 | 0 | 0 |  | 0 | 0 | 0 | 0 | 0
1973-10-09 | 1973 | 10 | 9 | 0 | 0 | 0 | 0 | 0 | 0 | 0 | 0 | 0 | 0 | 0 | 0 | 0 | 0 | 0 | 0 | 0 | 0 | 0 | 0 | 0 | 0 | 0 | 0 |  | 0 | 0 | 0 | 0 |  | 0 | 0 | 0 | 0 | 0
1973-10-10 | 1973 | 10 | 10 | 0 | 0 | 0 | 0 | 0 | 0 | 0 | 0 | 0 | 0 | 0 | 0 | 0 | 0 | 0 | 0 | 0 | 0 | 0 | 0 | 0 | 0 | 0 | 0 |  | 0 | 0 | 0 | 0 |  | 0 | 0 | 0 | 0 | 0
1973-10-11 | 1973 | 10 | 11 | 0 | 0 | 0 | 0 | 0 | 0 | 0 | 0 | 0 | 0 | 0 | 0 | 0 | 0 | 0 | 0 | 0 | 0 | 0 | 0 | 0 | 0 | 0 | 0 |  | 0 | 0 | 0 | 0 |  | 0 | 0 | 0 | 0 | 0
1973-10-12 | 1973 | 10 | 12 | 0 | 0 | 0 | 0 | 0 | 0 | 0 | 0 | 0 | 0 | 0 | 0 | 0 | 0 | 0 | 0 | 0 | 0 | 0 | 0 | 0 | 0 | 0 | 0 |  | 0 | 0 | 0 | 0 |  | 0 | 0 | 0 | 0 | 0
1973-10-13 | 1973 | 10 | 13 | 0 | 0 | 0 | 0 | 0 | 0 | 0 | 0 | 0 | 0 | 0 | 0 | 0 | 0 | 0 | 0 | 0 | 0 | 0 | 0 | 0 | 0 | 0 | 0 |  | 0 | 0 | 0 | 0 |  | 0 | 0 | 0 | 0 | 0
1973-10-14 | 1973 | 10 | 14 | 0 | 0 | 0 | 0 | 0 | 0 | 0 | 0 | 0 | 0 | 0 | 0 | 0 | 0 | 0 | 0 | 0 | 0 | 0 | 0 | 0 | 0 | 0 | 0 |  | 0 | 0 | 0 | 0 |  | 0 | 0 | 0 | 0 | 0
1973-10-15 | 1973 | 10 | 15 | 0 | 0 | 0 | 0 | 0 | 0 | 0 | 0 | 0 | 0 | 0 | 0 | 0 | 0 | 0 | 0 | 0 | 0 | 0 | 0 | 0 | 0 | 0 | 0 |  | 0 | 0 | 0 | 0 |  | 0 | 0 | 0 | 0 | 0
1973-10-16 | 1973 | 10 | 16 | 0 | 0 | 0 | 0 | 0 | 0 | 0 | 0 | 0 | 0 | 0 | 0 | 0 | 0 | 0 | 0 | 0 | 0 | 0 | 0 | 0 | 0 | 0 | 0 |  | 0 | 0 | 0 | 0 |  | 0 | 0 | 0 | 0 | 0
1973-10-17 | 1973 | 10 | 17 | 0 | 0 | 0 | 0 | 0 | 0 | 0 | 0 | 0 | 0 | 0 | 0 | 0 | 0 | 0 | 0 | 0 | 0 | 0 | 0 | 0 | 0 | 0 | 0 |  | 0 | 0 | 0 | 0 |  | 0 | 0 | 0 | 0 | 0
1973-10-18 | 1973 | 10 | 18 | 0 | 0 | 0 | 0 | 0 | 0 | 0 | 0 | 0 | 0 | 0 | 0 | 0 | 0 | 0 | 0 | 0 | 0 | 0 | 0 | 0 | 0 | 0 | 0 |  | 0 | 0 | 0 | 0 |  | 0 | 0 | 0 | 0 | 0
1973-10-19 | 1973 | 10 | 19 | 0 | 0 | 0 | 0 | 0 | 0 | 0 | 0 | 0 | 0 | 0 | 0 | 0 | 0 | 0 | 0 | 0 | 0 | 0 | 0 | 0 | 0 | 0 | 0 |  | 0 | 0 | 0 | 0 |  | 0 | 0 | 0 | 0 | 0
1973-10-20 | 1973 | 10 | 20 | 0 | 0 | 0 | 0 | 0 | 0 | 0 | 0 | 0 | 0 | 0 | 0 | 0 | 0 | 0 | 0 | 0 | 0 | 0 | 0 | 0 | 0 | 0 | 0 |  | 0 | 0 | 0 | 0 |  | 0 | 0 | 0 | 0 | 0
1973-10-21 | 1973 | 10 | 21 | 0 | 0 | 0 | 0 | 0 | 0 | 0 | 0 | 0 | 0 | 0 | 0 | 0 | 0 | 0 | 0 | 0 | 0 | 0 | 0 | 0 | 0 | 0 | 0 |  | 0 | 0 | 0 | 0 |  | 0 | 0 | 0 | 0 | 0
1973-10-22 | 1973 | 10 | 22 | 0 | 0 | 0 | 0 | 0 | 0 | 0 | 0 | 0 | 0 | 0 | 0 | 0 | 0 | 0 | 0 | 0 | 0 | 0 | 0.5 | 0 | 0 | 0 | 0 |  | 0.5 | 0.5 | 0.5 | 0 |  | 0 | 0 | 0 | 0 | 0
1973-10-23 | 1973 | 10 | 23 | 0 | 0 | 0 | 0 | 0 | 0 | 0 | 0 | 0 | 0 | 0 | 0 | 0 | 0 | 0 | 0 | 0 | 0 | 0 | 0 | 0 | 0 | 0 | 0 |  | 0 | 0 | 0 | 0 |  | 0 | 0 | 0 | 0 | 0
1973-10-24 | 1973 | 10 | 24 | 0 | 0 | 0 | 0 | 0 | 0 | 0 | 0 | 0 | 0 | 0 | 0 | 0 | 0 | 0 | 0 | 0 | 0 | 0 | 0 | 0 | 0 | 0 | 0 |  | 0 | 0 | 0 | 0 |  | 0 | 0 | 0 | 0 | 0
1973-10-25 | 1973 | 10 | 25 | 0 | 0 | 0 | 0 | 0 | 0 | 0 | 0 | 0 | 0 | 0 | 0 | 0 | 0 | 0 | 0 | 0 | 0 | 0 | 0 | 0 | 0 | 0 | 0 |  | 0 | 0 | 0 | 0 |  | 0 | 0 | 0 | 0 | 0
1973-10-26 | 1973 | 10 | 26 | 0 | 0 | 0 | 0 | 0 | 0 | 0 | 0 | 0 | 0 | 0 | 0 | 0 | 0 | 0 | 0 | 0 | 0 | 0 | 0 | 0 | 0 | 0 | 0 |  | 0 | 0 | 0 | 0 |  | 0 | 0 | 0 | 0 | 0
1973-10-27 | 1973 | 10 | 27 | 0 | 0 | 0 | 0 | 0 | 0 | 0 | 0 | 0 | 0 | 0 | 0 | 0 | 0 | 0 | 0 | 0 | 0 | 0 | 0 | 0 | 0 | 0 | 0 |  | 0 | 0 | 0 | 0 |  | 0 | 0 | 0 | 0 | 0
1973-10-28 | 1973 | 10 | 28 | 0 | 0 | 0 | 0 | 0 | 0 | 0 | 0 | 0 | 0 | 0 | 0 | 0 | 0 | 0 | 0 | 0 | 0 | 0 | 0.3 | 0.3 | 1 | 0 | 0 |  | 1.6 | 1.6 | 1.6 | 0 |  | 0 | 0 | 0 | 0 | 0
1973-10-29 | 1973 | 10 | 29 | 0 | 0 | 0 | 0 | 0 | 0 | 0 | 0 | 0 | 0 | 0 | 0 | 0 | 0 | 0 | 0 | 0 | 0 | 0 | 0 | 0 | 0 | 0 | 0 |  | 0 | 0 | 0 | 0 |  | 0 | 0 | 0 | 0 | 0
1973-10-30 | 1973 | 10 | 30 | 0 | 0 | 0 | 0 | 0 | 0 | 0 | 0 | 0 | 0 | 0 | 0 | 0 | 0 | 0 | 0 | 0 | 0 | 0 | 0 | 0 | 0 | 0 | 0 |  | 0 | 0 | 0 | 0 |  | 0 | 0 | 0 | 0 | 0
1973-10-31 | 1973 | 10 | 31 | 0 | 0.1 | 0 | 0 | 0 | 0 | 0 | 0 | 0 | 0 | 0 | 0 | 0 | 0 | 0 | 0 | 0 | 0 | 0 | 0 | 0 | 0.2 | 0.1 | 0.1 |  | 0.5 | 0.5 | 0.5 | 0 |  | 0 | 0 | 0 | 0 | 0
1973-11-01 | 1973 | 11 | 1 | 0.1 | 0.1 | 0.1 | 0.1 | 0.1 | 0.1 | 0.1 | 0.1 | 0.1 | 0.1 | 0.1 | 0.1 | 0 | 0.1 | 0.1 | 0.1 | 0.1 | 0.1 | 0.1 | 0.1 | 0.1 | 0.1 | 0.1 | 0.1 |  | 2.3 | 2.3 | 2.3 | 8.8818e-16 |  | 0 | 0 | 0 | 0 | 0
1973-11-02 | 1973 | 11 | 2 | 0 | 0.1 | 0 | 0 | 0.1 | 0 | 0 | 0.1 | 0 | 0 | 0.1 | 0 | 0 | 0.1 | 0 | 0 | 0.1 | 0 | 0 | 0.1 | 0 | 0 | 0.1 | 0 |  | 0.8 | 0.8 | 0.8 | 1.1102e-16 |  | 0 | 0 | 0 | 0 | 0
1973-11-03 | 1973 | 11 | 3 | 0.1 | 0.2 | 0.1 | 0.1 | 0.1 | 0.2 | 0.1 | 0.1 | 0.1 | 0.2 | 0.1 | 0.1 | 0.1 | 0.2 | 0.1 | 0.1 | 0.1 | 0.1 | 0.2 | 0.1 | 0.1 | 0.1 | 0.2 | 0.1 |  | 3 | 3 | 3 | 1.3323e-15 |  | 0 | 0 | 0 | 0 | 0
1973-11-04 | 1973 | 11 | 4 | 0.2 | 0.1 | 0.2 | 0.1 | 0.2 | 0.2 | 0.1 | 0.2 | 0.1 | 0.2 | 0.1 | 0.2 | 0.2 | 0.1 | 0.2 | 0.1 | 0.2 | 0.1 | 0.2 | 0.2 | 0.1 | 0.2 | 0.1 | 0.2 |  | 3.8 | 3.8 | 3.8 | 1.7764e-15 |  | 0 | 0 | 0 | 0 | 0
1973-11-05 | 1973 | 11 | 5 | 0.1 | 0.2 | 0.1 | 0.1 | 0.2 | 0.1 | 0.1 | 0.2 | 0.1 | 0.1 | 0.1 | 0.2 | 0.1 | 0.1 | 0.2 | 0.1 | 0.1 | 0.2 | 0 | 0 | 0 | 0 | 0 | 0.1 |  | 2.5 | 2.5 | 2.5 | 8.8818e-16 |  | 0 | 0 | 0 | 0 | 0
1973-11-06 | 1973 | 11 | 6 | 0.1 | 0.1 | 0.1 | 0.1 | 0.1 | 0.1 | 0.1 | 0.1 | 0.2 | 0.1 | 0.1 | 0.1 | 0.1 | 0.1 | 0.1 | 0.1 | 0.1 | 0 | 0 | 0 | 0 | 0 | 0 | 0 |  | 1.8 | 1.8 | 1.8 | 6.6613e-16 |  | 0 | 0 | 0 | 0 | 0
1973-11-07 | 1973 | 11 | 7 | 0 | 0 | 0 | 0 | 0 | 0 | 0 | 0 | 0 | 0 | 0 | 0 | 0 | 0 | 0 | 0 | 0 | 0 | 0 | 0 | 0 | 0 | 0 | 0 |  | 0 | 0 | 0 | 0 |  | 0 | 0 | 0 | 0 | 0
1973-11-08 | 1973 | 11 | 8 | 0 | 0 | 0 | 0 | 0 | 0 | 0 | 0 | 0 | 0 | 0 | 0 | 0 | 0 | 0 | 0 | 0 | 0 | 0 | 0 | 0 | 0 | 0 | 0 |  | 0 | 0 | 0 | 0 |  | 0 | 0 | 0 | 0 | 0
1973-11-09 | 1973 | 11 | 9 | 0 | 0.1 | 0 | 0 | 0.1 | 0 | 0 | 0.1 | 0 | 0 | 0.1 | 0 | 0 | 0.1 | 0 | 0 | 0 | 0 | 0 | 0 | 0 | 0 | 0 | 0 |  | 0.5 | 0.5 | 0.5 | 0 |  | 0 | 0 | 0 | 0 | 0
1973-11-10 | 1973 | 11 | 10 | 0 | 0 | 0 | 0 | 0 | 0 | 0 | 0 | 0 | 0 | 0 | 0 | 0 | 0 | 0 | 0 | 0 | 0 | 0 | 0 | 0 | 0 | 0 | 0 |  | 0 | 0 | 0 | 0 |  | 0 | 0 | 0 | 0 | 0
1973-11-11 | 1973 | 11 | 11 | 0 | 0 | 0 | 0 | 0 | 0 | 0 | 0 | 0 | 0 | 0 | 0 | 0 | 0 | 0 | 0 | 0 | 0 | 0 | 0 | 0 | 0 | 0 | 0 |  | 0 | 0 | 0 | 0 |  | 0 | 0 | 0 | 0 | 0
1973-11-12 | 1973 | 11 | 12 | 0 | 0 | 0 | 0 | 0 | 0 | 0 | 0.2 | 0.1 | 0 | 0 | 0 | 0 | 0 | 0 | 0 | 0 | 0 | 0 | 0 | 0 | 0 | 0.2 | 0 |  | 0.5 | 0.5 | 0.5 | 0 |  | 0 | 0 | 0 | 0 | 0
1973-11-13 | 1973 | 11 | 13 | 0 | 0 | 0 | 0 | 0 | 0 | 0 | 0 | 0 | 0 | 0 | 0 | 0 | 0 | 0 | 0 | 0 | 0 | 0 | 0 | 0 | 0 | 0 | 0 |  | 0 | 0 | 0 | 0 |  | 0 | 0 | 0 | 0 | 0
1973-11-14 | 1973 | 11 | 14 | 0 | 0 | 0 | 0 | 0 | 0 | 0 | 0 | 0 | 0 | 0 | 0 | 0 | 0 | 0 | 0 | 0 | 0 | 0 | 0 | 0 | 0 | 0 | 0 |  | 0 | 0 | 0 | 0 |  | 0 | 0 | 0 | 0 | 0
1973-11-15 | 1973 | 11 | 15 | 0 | 0 | 0 | 0 | 0 | 0.1 | 0 | 0.1 | 0 | 0.1 | 0 | 0 | 0 | 0 | 0 | 0 | 0 | 0 | 0 | 0 | 0 | 0 | 0 | 0 |  | 0.3 | 0.3 | 0.3 | 5.5511e-17 |  | 0 | 0 | 0 | 0 | 0
1973-11-16 | 1973 | 11 | 16 | 0 | 0 | 0 | 0 | 0.1 | 0.1 | 0.2 | 0.1 | 0.1 | 0 | 0 | 0 | 0 | 0 | 0 | 0.1 | 0.1 | 0.1 | 0.2 | 0.1 | 0.1 | 0 | 0 | 0 |  | 1.3 | 1.3 | 1.3 | 0 |  | 0 | 0 | 0 | 0 | 0
1973-11-17 | 1973 | 11 | 17 | 0 | 0 | 0 | 0 | 0 | 0 | 0.1 | 0.1 | 0.1 | 0 | 0.1 | 0.1 | 0 | 0 | 0 | 0 | 0 | 0 | 0 | 0 | 0 | 0 | 0 | 0 |  | 0.5 | 0.5 | 0.5 | 0 |  | 0 | 0 | 0 | 0 | 0
1973-11-18 | 1973 | 11 | 18 | 0 | 0 | 0 | 0 | 0 | 0 | 0 | 0.1 | 0 | 0.1 | 0 | 0.1 | 0 | 0.1 | 0 | 0 | 0.1 | 0 | 0.1 | 0 | 0.1 | 0 | 0.1 | 0 |  | 0.8 | 0.8 | 0.8 | 1.1102e-16 |  | 0 | 0 | 0 | 0 | 0
1973-11-19 | 1973 | 11 | 19 | 0 | 0.1 | 0 | 0.1 | 0 | 0 | 0.1 | 0 | 0 | 0 | 0 | 0 | 0 | 0 | 0 | 0 | 0 | 0 | 0 | 0 | 0 | 0 | 0 | 0 |  | 0.3 | 0.3 | 0.3 | 5.5511e-17 |  | 0 | 0 | 0 | 0 | 0
1973-11-20 | 1973 | 11 | 20 | 0 | 0 | 0 | 0 | 0 | 0 | 0 | 0 | 0 | 0 | 0 | 0 | 0 | 0 | 0 | 0 | 0 | 0 | 0 | 0 | 0 | 0 | 0 | 0 |  | 0 | 0 | 0 | 0 |  | 0 | 0 | 0 | 0 | 0
1973-11-21 | 1973 | 11 | 21 | 0 | 0 | 0 | 0 | 0 | 0 | 0 | 0 | 0 | 0 | 0 | 0 | 0 | 0 | 0 | 0 | 0 | 0 | 0 | 0 | 0 | 0 | 0 | 0 |  | 0 | 0 | 0 | 0 |  | 0 | 0 | 0 | 0 | 0
1973-11-22 | 1973 | 11 | 22 | 0.1 | 0.1 | 0.1 | 0.1 | 0.1 | 0.1 | 0.1 | 0.1 | 0.1 | 0.1 | 0.1 | 0.1 | 0 | 0.1 | 0.1 | 0.1 | 0.1 | 0.1 | 0.1 | 0.1 | 0.1 | 0.1 | 0.1 | 0.1 |  | 2.3 | 2.3 | 2.3 | 8.8818e-16 |  | 0 | 0 | 0 | 0 | 0
1973-11-23 | 1973 | 11 | 23 | 0 | 0 | 0 | 0 | 0 | 0 | 0 | 0 | 0 | 0 | 0 | 0 | 0 | 0 | 0 | 0 | 0 | 0 | 0 | 0 | 0 | 0 | 0 | 0 |  | 0 | 0 | 0 | 0 |  | 0 | 0 | 0 | 0 | 0
1973-11-24 | 1973 | 11 | 24 | 0.1 | 0 | 0.1 | 0.1 | 0 | 0.1 | 0.1 | 0 | 0.1 | 0.1 | 0 | 0.1 | 0 | 0 | 0 | 0 | 0 | 0 | 0 | 0 | 0 | 0 | 0 | 0 |  | 0.8 | 0.8 | 0.8 | 1.1102e-16 |  | 0 | 0 | 0 | 0 | 0
1973-11-25 | 1973 | 11 | 25 | 0 | 0 | 0.3 | 0 | 0 | 0 | 0 | 0 | 0 | 0 | 0 | 0 | 0 | 0 | 0 | 0 | 0 | 0 | 0 | 0 | 0 | 0 | 0 | 0 |  | 0.3 | 0.3 | 0.3 | 0 |  | 0 | 0 | 0 | 0 | 0
1973-11-26 | 1973 | 11 | 26 | 0 | 0 | 0 | 0 | 0 | 0 | 0 | 0 | 0 | 0 | 0 | 0 | 0 | 0 | 0 | 0 | 0 | 0 | 0 | 0 | 0 | 0 | 0 | 0 |  | 0 | 0 | 0 | 0 |  | 0 | 0 | 0 | 0 | 0
1973-11-27 | 1973 | 11 | 27 | 0 | 0 | 0 | 0 | 0 | 0 | 0 | 0 | 0 | 0 | 0 | 0 | 0 | 0 | 0 | 0 | 0 | 0 | 0 | 0 | 0 | 0 | 0 | 0 |  | 0 | 0 | 0 | 0 |  | 0 | 0 | 0 | 0 | 0
1973-11-28 | 1973 | 11 | 28 | 0 | 0 | 0 | 0 | 0 | 0 | 0 | 0 | 0 | 0 | 0 | 0 | 0 | 0 | 0 | 0 | 0 | 0.4 | 0.4 | 0 | 0 | 0 | 0 | 0 |  | 0.8 | 0.8 | 0.8 | 0 |  | 0 | 0 | 0 | 0 | 0
1973-11-29 | 1973 | 11 | 29 | 0 | 0 | 0 | 0 | 0 | 0 | 0 | 0 | 0 | 0 | 0 | 0 | 0 | 0 | 0 | 0.1 | 0 | 0 | 0.1 | 0 | 0 | 0 | 0.1 | 0 |  | 0.3 | 0.3 | 0.3 | 5.5511e-17 |  | 0 | 0 | 0 | 0 | 0
1973-11-30 | 1973 | 11 | 30 | 0 | 0 | 0.1 | 0 | 0 | 0.1 | 0 | 0 | 0.1 | 0 | 0 | 0.1 | 0 | 0.1 | 0 | 0 | 0.1 | 0 | 0 | 0.1 | 0 | 0 | 0.1 | 0 |  | 0.8 | 0.8 | 0.8 | 1.1102e-16 |  | 0 | 0 | 0 | 0 | 0
1973-12-01 | 1973 | 12 | 1 | 0 | 0 | 0 | 0 | 0 | 0 | 0 | 0 | 0 | 0 | 0 | 0 | 0 | 0 | 0 | 0 | 0 | 0 | 0 | 0 | 0 | 0 | 0 | 0 |  | 0 | 0 | 0 | 0 |  | 0 | 0 | 0 | 0 | 0
1973-12-02 | 1973 | 12 | 2 | 0 | 0.1 | 0 | 0 | 0 | 0.1 | 0 | 0 | 0 | 0.1 | 0 | 0 | 0 | 0 | 0 | 0 | 0 | 0 | 0 | 0 | 0 | 0 | 0 | 0 |  | 0.3 | 0.3 | 0.3 | 5.5511e-17 |  | 0 | 0 | 0 | 0 | 0
1973-12-03 | 1973 | 12 | 3 | 0 | 0 | 0 | 0 | 0 | 0 | 0 | 0 | 0 | 0 | 0 | 0 | 0 | 0 | 0 | 0 | 0 | 0 | 0 | 0 | 0 | 0 | 0 | 0 |  | 0 | 0 | 0 | 0 |  | 0 | 0 | 0 | 0 | 0
1973-12-04 | 1973 | 12 | 4 | 0 | 0 | 0 | 0 | 0 | 0 | 0 | 0 | 0 | 0 | 0 | 0 | 0 | 0 | 0 | 0 | 0 | 0 | 0 | 0 | 0 | 0 | 0 | 0 |  | 0 | 0 | 0 | 0 |  | 0 | 0 | 0 | 0 | 0
1973-12-05 | 1973 | 12 | 5 | 0 | 0 | 0 | 0 | 0 | 0 | 0 | 0 | 0 | 0 | 0 | 0 | 0 | 0 | 0 | 0 | 0 | 0 | 0 | 0 | 0 | 0 | 0 | 0 |  | 0 | 0 | 0 | 0 |  | 0 | 0 | 0 | 0 | 0
1973-12-06 | 1973 | 12 | 6 | 0 | 0 | 0 | 0 | 0 | 0 | 0 | 0 | 0 | 0 | 0 | 0 | 0 | 0 | 0 | 0 | 0 | 0 | 0 | 0 | 0 | 0 | 0 | 0 |  | 0 | 0 | 0 | 0 |  | 0 | 0 | 0 | 0 | 0
1973-12-07 | 1973 | 12 | 7 | 0 | 0 | 0 | 0 | 0 | 0 | 0 | 0 | 0 | 0 | 0 | 0 | 0 | 0 | 0 | 0 | 0 | 0 | 0 | 0 | 0 | 0 | 0 | 0 |  | 0 | 0 | 0 | 0 |  | 0 | 0 | 0 | 0 | 0
1973-12-08 | 1973 | 12 | 8 | 0 | 0 | 0 | 0 | 0 | 0 | 0 | 0 | 0 | 0 | 0 | 0 | 0 | 0 | 0 | 0 | 0 | 0 | 0 | 0 | 0 | 0 | 0 | 0 |  | 0 | 0 | 0 | 0 |  | 0 | 0 | 0 | 0 | 0
1973-12-09 | 1973 | 12 | 9 | 0 | 0 | 0 | 0 | 0 | 0 | 0 | 0 | 0 | 0 | 0 | 0 | 0 | 0 | 0 | 0 | 0 | 0 | 0 | 0 | 0 | 0 | 0 | 0 |  | 0 | 0 | 0 | 0 |  | 0 | 0 | 0 | 0 | 0
1973-12-10 | 1973 | 12 | 10 | 0 | 0 | 0 | 0 | 0 | 0 | 0 | 0 | 0 | 0 | 0 | 0 | 0 | 0 | 0 | 0 | 0 | 0 | 0 | 0 | 0 | 0 | 0 | 0 |  | 0 | 0 | 0 | 0 |  | 0 | 0 | 0 | 0 | 0
1973-12-11 | 1973 | 12 | 11 | 0 | 0 | 0 | 0 | 0 | 0 | 0 | 0 | 0 | 0 | 0 | 0 | 0 | 0.4 | 0.3 | 0.4 | 0.4 | 0.4 | 0.3 | 0.4 | 0.4 | 0.4 | 0.3 | 0.4 |  | 4.1 | 4.1 | 4.1 | 0 |  | 0 | 0 | 0 | 0 | 0
1973-12-12 | 1973 | 12 | 12 | 0 | 0.1 | 0 | 0 | 0 | 0.1 | 0 | 0 | 0 | 0.1 | 0 | 0 | 0 | 0.1 | 0 | 0 | 0 | 0 | 0 | 0 | 0 | 0 | 0.1 | 0 |  | 0.5 | 0.5 | 0.5 | 0 |  | 0 | 0 | 0 | 0 | 0
1973-12-13 | 1973 | 12 | 13 | 0 | 0 | 0 | 0 | 0 | 0 | 0 | 0 | 0 | 0 | 0 | 0 | 0 | 0 | 0 | 0 | 0 | 0 | 0 | 0 | 0 | 0 | 0 | 0 |  | 0 | 0 | 0 | 0 |  | 0 | 0 | 0 | 0 | 0
1973-12-14 | 1973 | 12 | 14 | 0 | 0 | 0 | 0 | 0 | 0 | 0 | 0 | 0 | 0 | 0 | 0 | 0 | 0 | 0 | 0 | 0 | 0 | 0 | 0 | 0 | 0 | 0 | 0 |  | 0 | 0 | 0 | 0 |  | 0 | 0 | 0 | 0 | 0
1973-12-15 | 1973 | 12 | 15 | 0 | 0 | 0 | 0 | 0 | 0 | 0 | 0 | 0 | 0 | 0 | 0 | 0 | 0 | 0 | 0 | 0 | 0 | 0 | 0 | 0 | 0 | 0 | 0 |  | 0 | 0 | 0 | 0 |  | 0 | 0 | 0 | 0 | 0
1973-12-16 | 1973 | 12 | 16 | 0 | 0 | 0 | 0 | 0 | 0 | 0 | 0 | 0 | 0 | 0 | 0 | 0 | 0 | 0 | 0 | 0 | 0 | 0 | 0 | 0 | 0 | 0 | 0 |  | 0 | 0 | 0 | 0 |  | 0 | 0 | 0 | 0 | 0
1973-12-17 | 1973 | 12 | 17 | 0 | 0 | 0 | 0 | 0 | 0 | 0 | 0 | 0 | 0.2 | 0.1 | 0.2 | 0.1 | 0.2 | 0.1 | 0.2 | 0.1 | 0.2 | 0.1 | 0.2 | 0.1 | 0.2 | 0.1 | 0.2 |  | 2.3 | 2.3 | 2.3 | 8.8818e-16 |  | 0 | 0 | 0 | 0 | 0
1973-12-18 | 1973 | 12 | 18 | 0 | 0 | 0 | 0 | 0 | 0 | 0 | 0 | 0 | 0 | 0 | 0 | 0 | 0 | 0 | 0 | 0 | 0 | 0 | 0 | 0 | 0 | 0 | 0 |  | 0 | 0 | 0 | 0 |  | 0 | 0 | 0 | 0 | 0
1973-12-19 | 1973 | 12 | 19 | 0 | 0 | 0 | 0 | 0 | 0 | 0 | 0 | 0 | 0 | 0 | 0 | 0 | 0 | 0 | 0 | 0 | 0 | 0 | 0 | 0 | 0 | 0 | 0 |  | 0 | 0 | 0 | 0 |  | 0 | 0 | 0 | 0 | 0
1973-12-20 | 1973 | 12 | 20 | 0 | 0 | 0 | 0 | 0 | 0 | 0 | 0 | 0 | 0 | 0 | 0 | 0 | 0 | 0 | 0 | 0 | 0 | 0 | 0 | 0 | 0 | 0 | 0 |  | 0 | 0 | 0 | 0 |  | 0 | 0 | 0 | 0 | 0
1973-12-21 | 1973 | 12 | 21 | 0 | 0 | 0 | 0 | 0 | 0 | 0 | 0 | 0 | 0 | 0 | 0 | 0 | 0 | 0 | 0 | 0 | 0 | 0 | 0 | 0 | 0 | 0 | 0 |  | 0 | 0 | 0 | 0 |  | 0 | 0 | 0 | 0 | 0
1973-12-22 | 1973 | 12 | 22 | 0 | 0 | 0 | 0 | 0 | 0 | 0 | 0 | 0 | 0 | 0 | 0 | 0 | 0 | 0 | 0 | 0 | 0 | 0 | 0 | 0 | 0 | 0 | 0 |  | 0 | 0 | 0 | 0 |  | 0 | 0 | 0 | 0 | 0
1973-12-23 | 1973 | 12 | 23 | 0 | 0 | 0 | 0 | 0 | 0 | 0 | 0 | 0 | 0 | 0 | 0 | 0 | 0 | 0 | 0 | 0 | 0 | 0 | 0 | 0 | 0 | 0 | 0 |  | 0 | 0 | 0 | 0 |  | 0 | 0 | 0 | 0 | 0
1973-12-24 | 1973 | 12 | 24 | 0 | 0 | 0 | 0 | 0 | 0 | 0 | 0 | 0 | 0 | 0 | 0 | 0 | 0 | 0 | 0 | 0 | 0 | 0 | 0 | 0 | 0 | 0 | 0 |  | 0 | 0 | 0 | 0 |  | 0 | 0 | 0 | 0 | 0
1973-12-25 | 1973 | 12 | 25 | 0 | 0 | 0 | 0 | 0 | 0 | 0 | 0 | 0 | 0 | 0 | 0 | 0 | 0 | 0 | 0 | 0 | 0 | 0 | 0 | 0 | 0 | 0 | 0 |  | 0 | 0 | 0 | 0 |  | 0 | 0 | 0 | 0 | 0
1973-12-26 | 1973 | 12 | 26 | 0 | 0.1 | 0 | 0.1 | 0 | 0 | 0.1 | 0 | 0 | 0 | 0 | 0 | 0 | 0 | 0 | 0 | 0 | 0 | 0 | 0 | 0 | 0 | 0 | 0 |  | 0.3 | 0.3 | 0.3 | 5.5511e-17 |  | 0 | 0 | 0 | 0 | 0
1973-12-27 | 1973 | 12 | 27 | 0 | 0 | 0 | 0 | 0 | 0 | 0 | 0 | 0 | 0 | 0 | 0 | 0 | 0 | 0 | 0 | 0 | 0 | 0 | 0 | 0 | 0 | 0 | 0 |  | 0 | 0 | 0 | 0 |  | 0 | 0 | 0 | 0 | 0
1973-12-28 | 1973 | 12 | 28 | 0 | 0.1 | 0 | 0 | 0.1 | 0 | 0 | 0.1 | 0 | 0 | 0.1 | 0 | 0 | 0.1 | 0 | 0 | 0.1 | 0 | 0 | 0.1 | 0 | 0 | 0.1 | 0 |  | 0.8 | 0.8 | 0.8 | 1.1102e-16 |  | 0 | 0 | 0 | 0 | 0
1973-12-29 | 1973 | 12 | 29 | 0 | 0 | 0 | 0 | 0 | 0 | 0 | 0 | 0 | 0 | 0 | 0 | 0 | 0 | 0 | 0 | 0 | 0 | 0 | 0 | 0 | 0 | 0 | 0 |  | 0 | 0 | 0 | 0 |  | 0 | 0 | 0 | 0 | 0
1973-12-30 | 1973 | 12 | 30 | 0 | 0 | 0 | 0.1 | 0 | 0 | 0 | 0.1 | 0 | 0 | 0 | 0.1 | 0 | 0 | 0 | 0 | 0 | 0.1 | 0 | 0 | 0 | 0.1 | 0 | 0 |  | 0.5 | 0.5 | 0.5 | 0 |  | 0 | 0 | 0 | 0 | 0
1973-12-31 | 1973 | 12 | 31 | 0 | 0 | 0 | 0 | 0 | 0 | 0 | 0 | 0 | 0 | 0 | 0 | 0 | 0 | 0 | 0 | 0 | 0 | 0 | 0 | 0 | 0 | 0 | 0 |  | 0 | 0 | 0 | 0 |  | 0 | 0 | 0 | 0 | 0
1974-01-01 | 1974 | 1 | 1 | 0 | 0 | 0 | 0 | 0 | 0 | 0 | 0 | 0 | 0 | 0 | 0 | 0 | 0 | 0 | 0 | 0.1 | 0 | 0 | 0.1 | 0.1 | 0.1 | 0 | 0.1 |  | 0.5 | 0.5 | 0.5 | 0 |  | 0 | 0 | 0 | 0 | 0
1974-01-02 | 1974 | 1 | 2 | 0.1 | 0.1 | 0.1 | 0.1 | 0.1 | 0.1 | 0 | 0.1 | 0.1 | 0.1 | 0.1 | 0.1 | 0.1 | 0.1 | 0 | 0 | 0 | 0 | 0 | 0 | 0 | 0 | 0 | 0 |  | 1.3 | 1.3 | 1.3 | 0 |  | 0 | 0 | 0 | 0 | 0
1974-01-03 | 1974 | 1 | 3 | 0 | 0 | 0 | 0 | 0 | 0 | 0 | 0 | 0 | 0 | 0.1 | 0 | 0.1 | 0.1 | 0.1 | 0 | 0.1 | 0.1 | 0 | 0.1 | 0.1 | 0.1 | 0 | 0.1 |  | 1 | 1 | 1 | 1.1102e-16 |  | 0 | 0 | 0 | 0 | 0
1974-01-04 | 1974 | 1 | 4 | 0.1 | 0.1 | 0.1 | 0.1 | 0.1 | 0.1 | 0.1 | 0.1 | 0.1 | 0.1 | 0 | 0.1 | 0.1 | 0 | 0 | 0 | 0.1 | 0.1 | 0.1 | 0.1 | 0.1 | 0.1 | 0.1 | 0.1 |  | 2 | 2 | 2 | 4.4409e-16 |  | 0 | 0 | 0 | 0 | 0
1974-01-05 | 1974 | 1 | 5 | 0 | 0.1 | 0 | 0 | 0 | 0.1 | 0 | 0 | 0 | 0 | 0 | 0 | 0 | 0 | 0 | 0 | 0 | 0 | 0 | 0 | 0 | 0.1 | 0 | 0 |  | 0.3 | 0.3 | 0.3 | 5.5511e-17 |  | 0 | 0 | 0 | 0 | 0
1974-01-06 | 1974 | 1 | 6 | 0.1 | 0 | 0.1 | 0 | 0.1 | 0 | 0.1 | 0 | 0.1 | 0 | 0.1 | 0 | 0 | 0 | 0 | 0 | 0 | 0.1 | 0 | 0.1 | 0 | 0.1 | 0 | 0.1 |  | 1 | 1 | 1 | 1.1102e-16 |  | 0 | 0 | 0 | 0 | 0
1974-01-07 | 1974 | 1 | 7 | 0.2 | 0.1 | 0.3 | 0.2 | 0.1 | 0.2 | 0.2 | 0.1 | 0.2 | 0.1 | 0 | 0 | 0.2 | 0.1 | 0.2 | 0 | 0 | 0.1 | 0.2 | 0 | 0 | 0 | 0 | 0 |  | 2.5 | 2.5 | 2.5 | 4.4409e-16 |  | 0 | 0 | 0 | 0 | 0
1974-01-08 | 1974 | 1 | 8 | 0 | 0 | 0 | 0 | 0 | 0 | 0 | 0 | 0 | 0 | 0 | 0 | 0 | 0 | 0 | 0 | 0 | 0 | 0 | 0 | 0 | 0 | 0 | 0 |  | 0 | 0 | 0 | 0 |  | 0 | 0 | 0 | 0 | 0
1974-01-09 | 1974 | 1 | 9 | 0 | 0 | 0 | 0 | 0 | 0.1 | 0 | 0 | 0 | 0 | 0.1 | 0 | 0 | 0 | 0 | 0 | 0 | 0 | 0 | 0 | 0 | 0.1 | 0 | 0 |  | 0.3 | 0.3 | 0.3 | 5.5511e-17 |  | 0 | 0 | 0 | 0 | 0
1974-01-10 | 1974 | 1 | 10 | 0 | 0 | 0 | 0 | 0 | 0 | 0 | 0 | 0 | 0 | 0 | 0 | 0 | 0 | 0 | 0 | 0 | 0 | 0 | 0 | 0 | 0 | 0 | 0 |  | 0 | 0 | 0 | 0 |  | 0 | 0 | 0 | 0 | 0
1974-01-11 | 1974 | 1 | 11 | 0 | 0 | 0 | 0 | 0 | 0 | 0 | 0 | 0 | 0 | 0 | 0 | 0 | 0 | 0 | 0 | 0 | 0 | 0 | 0 | 0 | 0 | 0 | 0 |  | 0 | 0 | 0 | 0 |  | 0 | 0 | 0 | 0 | 0
1974-01-12 | 1974 | 1 | 12 | 0 | 0 | 0 | 0 | 0 | 0 | 0 | 0 | 0 | 0 | 0 | 0 | 0 | 0 | 0 | 0 | 0 | 0 | 0 | 0 | 0 | 0 | 0 | 0 |  | 0 | 0 | 0 | 0 |  | 0 | 0 | 0 | 0 | 0
1974-01-13 | 1974 | 1 | 13 | 0 | 0.1 | 0 | 0 | 0 | 0.1 | 0 | 0 | 0 | 0 | 0 | 0 | 0 | 0 | 0 | 0 | 0 | 0 | 0 | 0 | 0 | 0 | 0.1 | 0 |  | 0.3 | 0.3 | 0.3 | 5.5511e-17 |  | 0 | 0 | 0 | 0 | 0
1974-01-14 | 1974 | 1 | 14 | 0.1 | 0 | 0.1 | 0 | 0.1 | 0 | 0.1 | 0 | 0.1 | 0 | 0.1 | 0.1 | 0 | 0.1 | 0 | 0.1 | 0 | 0.1 | 0 | 0.1 | 0 | 0.1 | 0 | 0.1 |  | 1.3 | 1.3 | 1.3 | 0 |  | 0 | 0 | 0 | 0 | 0
1974-01-15 | 1974 | 1 | 15 | 0 | 0.1 | 0 | 0 | 0 | 0.1 | 0 | 0 | 0 | 0.1 | 0 | 0 | 0 | 0 | 0 | 0.1 | 0 | 0 | 0 | 0.1 | 0 | 0 | 0 | 0 |  | 0.5 | 0.5 | 0.5 | 0 |  | 0 | 0 | 0 | 0 | 0
1974-01-16 | 1974 | 1 | 16 | 0 | 0 | 0 | 0 | 0 | 0 | 0.1 | 0 | 0 | 0 | 0.1 | 0 | 0 | 0 | 0 | 0 | 0 | 0 | 0.1 | 0 | 0 | 0 | 0 | 0 |  | 0.3 | 0.3 | 0.3 | 5.5511e-17 |  | 0 | 0 | 0 | 0 | 0
1974-01-17 | 1974 | 1 | 17 | 0 | 0 | 0 | 0 | 0 | 0 | 0 | 0 | 0 | 0 | 0 | 0 | 0 | 0 | 0 | 0 | 0 | 0 | 0 | 0 | 0 | 0 | 0 | 0 |  | 0 | 0 | 0 | 0 |  | 0 | 0 | 0 | 0 | 0
1974-01-18 | 1974 | 1 | 18 | 0 | 0 | 0 | 0 | 0 | 0 | 0 | 0 | 0 | 0 | 0 | 0 | 0 | 0 | 0 | 0 | 0 | 0 | 0 | 0 | 0 | 0 | 0 | 0 |  | 0 | 0 | 0 | 0 |  | 0 | 0 | 0 | 0 | 0
1974-01-19 | 1974 | 1 | 19 | 0 | 0 | 0 | 0 | 0 | 0 | 0 | 0 | 0 | 0 | 0 | 0 | 0 | 0 | 0 | 0 | 0 | 0 | 0 | 0 | 0 | 0 | 0 | 0 |  | 0 | 0 | 0 | 0 |  | 0 | 0 | 0 | 0 | 0
1974-01-20 | 1974 | 1 | 20 | 0 | 0 | 0 | 0 | 0 | 0 | 0 | 0 | 0 | 0 | 0 | 0 | 0 | 0 | 0 | 0 | 0 | 0 | 0 | 0 | 0 | 0 | 0 | 0 |  | 0 | 0 | 0 | 0 |  | 0 | 0 | 0 | 0 | 0
1974-01-21 | 1974 | 1 | 21 | 0 | 0 | 0 | 0 | 0 | 0 | 0 | 0 | 0 | 0 | 0 | 0 | 0 | 0 | 0 | 0 | 0 | 0 | 0 | 0 | 0 | 0 | 0 | 0 |  | 0 | 0 | 0 | 0 |  | 0 | 0 | 0 | 0 | 0
1974-01-22 | 1974 | 1 | 22 | 0 | 0 | 0 | 0 | 0 | 0 | 0 | 0 | 0 | 0 | 0 | 0 | 0 | 0 | 0 | 0 | 0 | 0 | 0 | 0 | 0 | 0 | 0 | 0 |  | 0 | 0 | 0 | 0 |  | 0 | 0 | 0 | 0 | 0
1974-01-23 | 1974 | 1 | 23 | 0 | 0 | 0 | 0 | 0 | 0 | 0 | 0 | 0 | 0 | 0 | 0 | 0 | 0 | 0 | 0 | 0 | 0 | 0 | 0 | 0 | 0 | 0 | 0 |  | 0 | 0 | 0 | 0 |  | 0 | 0 | 0 | 0 | 0
1974-01-24 | 1974 | 1 | 24 | 0 | 0 | 0 | 0 | 0 | 0 | 0 | 0 | 0 | 0 | 0 | 0 | 0 | 0 | 0 | 0 | 0 | 0 | 0 | 0 | 0 | 0 | 0 | 0 |  | 0 | 0 | 0 | 0 |  | 0 | 0 | 0 | 0 | 0
1974-01-25 | 1974 | 1 | 25 | 0 | 0 | 0 | 0 | 0 | 0 | 0 | 0 | 0 | 0 | 0 | 0.1 | 0 | 0.1 | 0.2 | 0.1 | 0.1 | 0.1 | 0 | 0.1 | 0.1 | 0.2 | 0.1 | 0.1 |  | 1.3 | 1.3 | 1.3 | 0 |  | 0 | 0 | 0 | 0 | 0
1974-01-26 | 1974 | 1 | 26 | 0.1 | 0.1 | 0.1 | 0.1 | 0.2 | 0.1 | 0.1 | 0.1 | 0.1 | 0 | 0 | 0 | 0 | 0 | 0 | 0 | 0 | 0 | 0 | 0 | 0 | 0 | 0 | 0 |  | 1 | 1 | 1 | 0 |  | 0 | 0 | 0 | 0 | 0
1974-01-27 | 1974 | 1 | 27 | 0 | 0 | 0 | 0 | 0 | 0 | 0 | 0 | 0 | 0 | 0 | 0 | 0 | 0 | 0 | 0 | 0 | 0 | 0 | 0 | 0 | 0 | 0 | 0 |  | 0 | 0 | 0 | 0 |  | 0 | 0 | 0 | 0 | 0
1974-01-28 | 1974 | 1 | 28 | 0.4 | 0.3 | 0 | 0 | 0 | 0 | 0 | 0 | 0 | 0 | 0 | 0 | 0 | 0 | 0 | 0 | 0 | 0 | 0 | 0.4 | 0.7 | 0.3 | 0.4 | 0.3 |  | 2.8 | 2.8 | 2.8 | 0 |  | 0 | 0 | 0 | 0 | 0
1974-01-29 | 1974 | 1 | 29 | 0.2 | 0.3 | 0.2 | 0.2 | 0.2 | 0.3 | 0.2 | 0.2 | 0.2 | 0.3 | 0.2 | 0.2 | 0.2 | 0.3 | 0.2 | 0.2 | 0.2 | 0.3 | 0.2 | 0.2 | 0.5 | 0.4 | 0.5 | 0.2 |  | 6.1 | 6.1 | 6.1 | 1.7764e-15 |  | 0 | 0 | 0 | 0 | 0
1974-01-30 | 1974 | 1 | 30 | 0 | 0.1 | 0 | 0 | 0 | 0.1 | 0 | 0 | 0 | 0.1 | 0 | 0 | 0 | 0.1 | 0 | 0 | 0 | 0 | 0 | 0.1 | 0 | 0 | 0 | 0 |  | 0.5 | 0.5 | 0.5 | 0 |  | 0 | 0 | 0 | 0 | 0
1974-01-31 | 1974 | 1 | 31 | 0 | 0 | 0 | 0 | 0 | 0 | 0 | 0 | 0 | 0 | 0.1 | 0.1 | 0.1 | 0.1 | 0.1 | 0.1 | 0 | 0.1 | 0.1 | 0.1 | 0.1 | 0.1 | 0.1 | 0.1 |  | 1.3 | 1.3 | 1.3 | 0 |  | 0 | 0 | 0 | 0 | 0
1974-02-01 | 1974 | 2 | 1 | 0 | 0 | 0.1 | 0 | 0 | 0 | 0.1 | 0 | 0 | 0 | 0.1 | 0 | 0 | 0 | 0 | 0 | 0 | 0 | 0 | 0 | 0 | 0 | 0 | 0 |  | 0.3 | 0.3 | 0.3 | 5.5511e-17 |  | 0 | 0 | 0 | 0 | 0
1974-02-02 | 1974 | 2 | 2 | 0 | 0 | 0 | 0 | 0 | 0 | 0 | 0 | 0 | 0 | 0 | 0 | 0 | 0 | 0 | 0 | 0 | 0 | 0 | 0 | 0 | 0 | 0 | 0 |  | 0 | 0 | 0 | 0 |  | 0 | 0 | 0 | 0 | 0
1974-02-03 | 1974 | 2 | 3 | 0 | 0 | 0 | 0 | 0 | 0 | 0 | 0 | 0 | 0 | 0 | 0 | 0 | 0 | 0 | 0 | 0 | 0 | 0 | 0 | 0 | 0 | 0 | 0 |  | 0 | 0 | 0 | 0 |  | 0 | 0 | 0 | 0 | 0
1974-02-04 | 1974 | 2 | 4 | 0 | 0 | 0 | 0 | 0 | 0 | 0 | 0 | 0 | 0 | 0 | 0 | 0 | 0 | 0 | 0 | 0.1 | 0 | 0.1 | 0 | 0 | 0 | 0.1 | 0 |  | 0.3 | 0.3 | 0.3 | 5.5511e-17 |  | 0 | 0 | 0 | 0 | 0
1974-02-05 | 1974 | 2 | 5 | 0.1 | 0 | 0.1 | 0 | 0.1 | 0 | 0.1 | 0 | 0.1 | 0 | 0 | 0 | 0 | 0 | 0 | 0 | 0 | 0 | 0 | 0 | 0 | 0 | 0 | 0 |  | 0.5 | 0.5 | 0.5 | 0 |  | 0 | 0 | 0 | 0 | 0
1974-02-06 | 1974 | 2 | 6 | 0 | 0 | 0 | 0 | 0 | 0 | 0 | 0.1 | 0.2 | 0.3 | 0.1 | 0.2 | 0.1 | 0.2 | 0 | 0 | 0.1 | 0 | 0 | 0 | 0 | 0 | 0 | 0 |  | 1.3 | 1.3 | 1.3 | 2.2204e-16 |  | 0 | 0 | 0 | 0 | 0
1974-02-07 | 1974 | 2 | 7 | 0 | 0 | 0 | 0 | 0 | 0 | 0 | 0 | 0 | 0 | 0 | 0 | 0 | 0 | 0 | 0 | 0 | 0 | 0 | 0 | 0 | 0 | 0 | 0 |  | 0 | 0 | 0 | 0 |  | 0 | 0 | 0 | 0 | 0
1974-02-08 | 1974 | 2 | 8 | 0 | 0 | 0 | 0 | 0 | 0 | 0 | 0 | 0 | 0 | 0 | 0 | 0 | 0 | 0 | 0 | 0 | 0 | 0 | 0 | 0 | 0 | 0 | 0 |  | 0 | 0 | 0 | 0 |  | 0 | 0 | 0 | 0 | 0
1974-02-09 | 1974 | 2 | 9 | 0 | 0 | 0 | 0 | 0 | 0 | 0 | 0 | 0 | 0 | 0 | 0 | 0 | 0 | 0 | 0 | 0 | 0 | 0 | 0 | 0 | 0 | 0 | 0 |  | 0 | 0 | 0 | 0 |  | 0 | 0 | 0 | 0 | 0
1974-02-10 | 1974 | 2 | 10 | 0 | 0 | 0 | 0 | 0 | 0 | 0 | 0 | 0 | 0 | 0 | 0 | 0 | 0 | 0 | 0 | 0 | 0 | 0 | 0 | 0 | 0 | 0 | 0 |  | 0 | 0 | 0 | 0 |  | 0 | 0 | 0 | 0 | 0
1974-02-11 | 1974 | 2 | 11 | 0 | 0 | 0 | 0 | 0 | 0 | 0 | 0 | 0 | 0 | 0 | 0 | 0 | 0 | 0 | 0 | 0 | 0 | 0 | 0 | 0 | 0 | 0 | 0 |  | 0 | 0 | 0 | 0 |  | 0 | 0 | 0 | 0 | 0
1974-02-12 | 1974 | 2 | 12 | 0 | 0 | 0 | 0 | 0 | 0 | 0 | 0 | 0 | 0 | 0 | 0 | 0 | 0 | 0 | 0 | 0 | 0 | 0 | 0 | 0 | 0 | 0 | 0 |  | 0 | 0 | 0 | 0 |  | 0 | 0 | 0 | 0 | 0
1974-02-13 | 1974 | 2 | 13 | 0 | 0 | 0 | 0 | 0 | 0.1 | 0 | 0 | 0 | 0 | 0 | 0 | 0.1 | 0 | 0 | 0 | 0 | 0 | 0 | 0 | 0.1 | 0 | 0 | 0 |  | 0.3 | 0.3 | 0.3 | 5.5511e-17 |  | 0 | 0 | 0 | 0 | 0
1974-02-14 | 1974 | 2 | 14 | 0 | 0 | 0 | 0 | 0 | 0 | 0 | 0 | 0 | 0 | 0 | 0 | 0 | 0 | 0 | 0 | 0 | 0 | 0 | 0 | 0 | 0 | 0 | 0 |  | 0 | 0 | 0 | 0 |  | 0 | 0 | 0 | 0 | 0
1974-02-15 | 1974 | 2 | 15 | 0 | 0 | 0 | 0 | 0 | 0 | 0 | 0 | 0 | 0 | 0 | 0 | 0 | 0 | 0 | 0 | 0 | 0 | 0 | 0 | 0 | 0 | 0 | 0 |  | 0 | 0 | 0 | 0 |  | 0 | 0 | 0 | 0 | 0
1974-02-16 | 1974 | 2 | 16 | 0 | 0 | 0 | 0 | 0 | 0 | 0 | 0 | 0 | 0 | 0 | 0 | 0 | 0 | 0 | 0 | 0 | 0 | 0 | 0 | 0 | 0 | 0 | 0 |  | 0 | 0 | 0 | 0 |  | 0 | 0 | 0 | 0 | 0
1974-02-17 | 1974 | 2 | 17 | 0 | 0 | 0 | 0 | 0 | 0 | 0 | 0 | 0 | 0 | 0 | 0 | 0 | 0 | 0 | 0 | 0 | 0 | 0 | 0 | 0 | 0 | 0 | 0 |  | 0 | 0 | 0 | 0 |  | 0 | 0 | 0 | 0 | 0
1974-02-18 | 1974 | 2 | 18 | 0 | 0 | 0 | 0 | 0 | 0 | 0 | 0 | 0 | 0 | 0 | 0 | 0 | 0 | 0 | 0 | 0 | 0 | 0 | 0 | 0 | 0 | 0 | 0 |  | 0 | 0 | 0 | 0 |  | 0 | 0 | 0 | 0 | 0
1974-02-19 | 1974 | 2 | 19 | 0 | 0 | 0 | 0 | 0 | 0 | 0 | 0 | 0 | 0 | 0 | 0 | 0 | 0 | 0 | 0 | 0 | 0 | 0 | 0 | 0 | 0 | 0 | 0 |  | 0 | 0 | 0 | 0 |  | 0 | 0 | 0 | 0 | 0
1974-02-20 | 1974 | 2 | 20 | 0 | 0 | 0 | 0 | 0 | 0 | 0 | 0 | 0 | 0 | 0 | 0 | 0 | 0 | 0 | 0 | 0 | 0 | 0 | 0 | 0 | 0 | 0 | 0 |  | 0 | 0 | 0 | 0 |  | 0 | 0 | 0 | 0 | 0
1974-02-21 | 1974 | 2 | 21 | 0 | 0 | 0 | 0 | 0 | 0 | 0 | 0 | 0 | 0 | 0 | 0 | 0 | 0 | 0 | 0 | 0 | 0 | 0 | 0 | 0 | 0 | 0 | 0 |  | 0 | 0 | 0 | 0 |  | 0 | 0 | 0 | 0 | 0
1974-02-22 | 1974 | 2 | 22 | 0 | 0 | 0 | 0 | 0 | 0 | 0 | 0 | 0 | 0 | 0 | 0 | 0 | 0 | 0 | 0 | 0 | 0 | 0 | 0 | 0 | 0 | 0 | 0 |  | 0 | 0 | 0 | 0 |  | 0 | 0 | 0 | 0 | 0
1974-02-23 | 1974 | 2 | 23 | 0 | 0 | 0 | 0 | 0 | 0 | 0 | 0 | 0 | 0 | 0 | 0 | 0 | 0 | 0 | 0 | 0 | 0 | 0 | 0 | 0 | 0 | 0 | 0 |  | 0 | 0 | 0 | 0 |  | 0 | 0 | 0 | 0 | 0
1974-02-24 | 1974 | 2 | 24 | 0 | 0 | 0 | 0 | 0 | 0 | 0 | 0 | 0 | 0 | 0 | 0 | 0 | 0 | 0 | 0 | 0 | 0 | 0 | 0 | 0 | 0 | 0 | 0 |  | 0 | 0 | 0 | 0 |  | 0 | 0 | 0 | 0 | 0
1974-02-25 | 1974 | 2 | 25 | 0 | 0 | 0 | 0 | 0 | 0 | 0 | 0 | 0 | 0 | 0 | 0 | 0 | 0 | 0 | 0 | 0 | 0 | 0 | 0 | 0 | 0 | 0 | 0 |  | 0 | 0 | 0 | 0 |  | 0 | 0 | 0 | 0 | 0
1974-02-26 | 1974 | 2 | 26 | 0 | 0 | 0 | 0 | 0 | 0 | 0 | 0 | 0 | 0 | 0 | 0 | 0 | 0 | 0 | 0 | 0 | 0 | 0 | 0 | 0 | 0 | 0 | 0 |  | 0 | 0 | 0 | 0 |  | 0 | 0 | 0 | 0 | 0
1974-02-27 | 1974 | 2 | 27 | 0.1 | 0.2 | 0.1 | 0.1 | 0.2 | 0.1 | 0 | 0 | 0 | 0 | 0 | 0 | 0 | 0 | 0 | 0 | 0 | 0 | 0 | 0 | 0 | 0 | 0 | 0 |  | 0.8 | 0.8 | 0.8 | 1.1102e-16 |  | 0 | 0 | 0 | 0 | 0
1974-02-28 | 1974 | 2 | 28 | 0 | 0 | 0 | 0 | 0 | 0 | 0 | 0 | 0 | 0 | 0 | 0 | 0 | 0 | 0 | 0 | 0 | 0 | 0 | 0 | 0 | 0 | 0 | 0 |  | 0 | 0 | 0 | 0 |  | 0 | 0 | 0 | 0 | 0
1974-03-01 | 1974 | 3 | 1 | 0 | 0 | 0 | 0 | 0 | 0 | 0 | 0 | 0 | 0 | 0 | 0 | 0 | 0 | 0 | 0 | 0 | 0 | 0 | 0 | 0 | 0 | 0 | 0 |  | 0 | 0 | 0 | 0 |  | 0 | 0 | 0 | 0 | 0
1974-03-02 | 1974 | 3 | 2 | 0 | 0 | 0 | 0 | 0 | 0 | 0 | 0 | 0 | 0 | 0 | 0 | 0 | 0 | 0 | 0 | 0 | 0.2 | 0.1 | 0.2 | 0.1 | 0.2 | 0 | 0 |  | 0.8 | 0.8 | 0.8 | 0 |  | 0 | 0 | 0 | 0 | 0
1974-03-03 | 1974 | 3 | 3 | 0 | 0 | 0 | 0 | 0 | 0 | 0 | 0 | 0 | 0 | 0 | 0 | 0 | 0 | 0 | 0 | 0 | 0 | 0 | 0 | 0 | 0 | 0 | 0 |  | 0 | 0 | 0 | 0 |  | 0 | 0 | 0 | 0 | 0
1974-03-04 | 1974 | 3 | 4 | 0 | 0 | 0 | 0 | 0 | 0 | 0 | 0 | 0 | 0 | 0 | 0 | 0 | 0 | 0 | 0 | 0 | 0 | 0 | 0 | 0 | 0 | 0 | 0 |  | 0 | 0 | 0 | 0 |  | 0 | 0 | 0 | 0 | 0
1974-03-05 | 1974 | 3 | 5 | 0 | 0 | 0 | 0 | 0 | 0 | 0 | 0.3 | 0.3 | 0.3 | 0.3 | 0.3 | 0.3 | 0.3 | 0.3 | 0.5 | 0.3 | 0.3 | 0.3 | 0.3 | 0.6 | 0.3 | 0.3 | 0 |  | 5.3 | 5.3 | 5.3 | 8.8818e-16 |  | 0 | 0 | 0 | 0 | 0
1974-03-06 | 1974 | 3 | 6 | 0 | 0 | 0 | 0 | 0 | 0 | 0 | 0.1 | 0 | 0 | 0 | 0 | 0 | 0.1 | 0 | 0 | 0 | 0 | 0 | 0 | 0.1 | 0 | 0 | 0 |  | 0.3 | 0.3 | 0.3 | 5.5511e-17 |  | 0 | 0 | 0 | 0 | 0
1974-03-07 | 1974 | 3 | 7 | 0 | 0 | 0 | 0 | 0 | 0 | 0 | 0 | 0 | 0 | 0 | 0 | 0 | 0 | 0 | 0 | 0 | 0 | 0 | 0 | 0 | 0 | 0 | 0 |  | 0 | 0 | 0 | 0 |  | 0 | 0 | 0 | 0 | 0
1974-03-08 | 1974 | 3 | 8 | 0 | 0 | 0 | 0 | 0 | 0 | 0 | 0 | 0 | 0 | 0 | 0 | 0 | 0 | 0 | 0 | 0 | 0 | 0 | 0 | 0 | 0 | 0 | 0 |  | 0 | 0 | 0 | 0 |  | 0 | 0 | 0 | 0 | 0
1974-03-09 | 1974 | 3 | 9 | 0 | 0 | 0 | 0 | 0 | 0 | 0 | 0 | 0 | 0 | 0 | 0 | 0 | 0 | 0 | 0 | 0 | 0 | 0 | 0 | 0 | 0 | 0 | 0 |  | 0 | 0 | 0 | 0 |  | 0 | 0 | 0 | 0 | 0
1974-03-10 | 1974 | 3 | 10 | 0 | 0 | 0 | 0 | 0 | 0 | 0 | 0 | 0 | 0 | 0 | 0 | 0 | 0 | 0 | 0 | 0 | 0 | 0 | 0 | 0 | 0 | 0 | 0 |  | 0 | 0 | 0 | 0 |  | 0 | 0 | 0 | 0 | 0
1974-03-11 | 1974 | 3 | 11 | 0 | 0 | 0 | 0 | 0 | 0 | 0 | 0 | 0 | 0 | 0 | 0 | 0 | 0 | 0 | 0 | 0 | 0 | 0 | 0 | 0 | 0 | 0 | 0 |  | 0 | 0 | 0 | 0 |  | 0 | 0 | 0 | 0 | 0
1974-03-12 | 1974 | 3 | 12 | 0 | 0 | 0 | 0 | 0 | 0 | 0 | 0 | 0 | 0.1 | 0 | 0 | 0 | 0 | 0 | 0 | 0 | 0.1 | 0 | 0 | 0 | 0.1 | 0 | 0 |  | 0.3 | 0.3 | 0.3 | 5.5511e-17 |  | 0 | 0 | 0 | 0 | 0
1974-03-13 | 1974 | 3 | 13 | 0.1 | 0 | 0 | 0 | 0 | 0 | 0 | 0 | 0 | 0 | 0 | 0 | 0 | 0 | 0 | 0.1 | 0 | 0.1 | 0.1 | 0.1 | 0.1 | 0 | 0.1 | 0.1 |  | 0.8 | 0.8 | 0.8 | 1.1102e-16 |  | 0 | 0 | 0 | 0 | 0
1974-03-14 | 1974 | 3 | 14 | 0 | 0 | 0 | 0 | 0 | 0 | 0 | 0 | 0 | 0 | 0 | 0 | 0 | 0 | 0 | 0 | 0 | 0 | 0 | 0 | 0 | 0 | 0 | 0 |  | 0 | 0 | 0 | 0 |  | 0 | 0 | 0 | 0 | 0
1974-03-15 | 1974 | 3 | 15 | 0 | 0 | 0 | 0.1 | 0 | 0 | 0 | 0 | 0 | 0 | 0 | 0.1 | 0 | 0 | 0 | 0 | 0 | 0 | 0 | 0 | 0.1 | 0 | 0 | 0 |  | 0.3 | 0.3 | 0.3 | 5.5511e-17 |  | 0 | 0 | 0 | 0 | 0
1974-03-16 | 1974 | 3 | 16 | 0 | 0 | 0 | 0 | 0 | 0 | 0 | 0 | 0 | 0 | 0 | 0 | 0 | 0 | 0 | 0 | 0 | 0 | 0 | 0 | 0 | 0 | 0 | 0 |  | 0 | 0 | 0 | 0 |  | 0 | 0 | 0 | 0 | 0
1974-03-17 | 1974 | 3 | 17 | 0 | 0 | 0 | 0 | 0 | 0 | 0.2 | 0.4 | 0 | 0.2 | 0.2 | 0.2 | 0.2 | 0.3 | 0.4 | 0.2 | 0.2 | 0.2 | 0.2 | 0 | 0.2 | 0.2 | 0 | 0 |  | 3.3 | 3.3 | 3.3 | 1.3323e-15 |  | 0 | 0 | 0 | 0 | 0
1974-03-18 | 1974 | 3 | 18 | 0 | 0 | 0 | 0 | 0 | 0 | 0 | 0 | 0 | 0 | 0 | 0.1 | 0.1 | 0.1 | 0.2 | 0.2 | 0.3 | 0.1 | 0.1 | 0 | 0 | 0 | 0 | 0.1 |  | 1.3 | 1.3 | 1.3 | 2.2204e-16 |  | 0 | 0 | 0 | 0 | 0
1974-03-19 | 1974 | 3 | 19 | 0 | 0.1 | 0 | 0 | 0 | 0.1 | 0 | 0 | 0 | 0 | 0.1 | 0 | 0 | 0 | 0 | 0 | 0 | 0 | 0 | 0 | 0 | 0 | 0 | 0 |  | 0.3 | 0.3 | 0.3 | 5.5511e-17 |  | 0 | 0 | 0 | 0 | 0
1974-03-20 | 1974 | 3 | 20 | 0 | 0 | 0 | 0 | 0 | 0 | 0 | 0 | 0 | 0 | 0 | 0 | 0 | 0 | 0 | 0 | 0 | 0 | 0 | 0 | 0 | 0 | 0 | 0 |  | 0 | 0 | 0 | 0 |  | 0 | 0 | 0 | 0 | 0
1974-03-21 | 1974 | 3 | 21 | 0.2 | 0.2 | 0 | 0 | 0 | 0 | 0 | 0 | 0 | 0.4 | 0.2 | 0.2 | 0.2 | 0.5 | 0.4 | 0.2 | 0.2 | 0.2 | 0 | 0 | 0 | 0 | 0.2 | 0.2 |  | 3.3 | 3.3 | 3.3 | 8.8818e-16 |  | 0 | 0 | 0 | 0 | 0
1974-03-22 | 1974 | 3 | 22 | 0 | 0 | 0 | 0 | 0 | 0 | 0 | 0 | 0 | 0 | 0 | 0 | 0 | 0 | 0 | 0 | 0 | 0 | 0 | 0 | 0 | 0 | 0 | 0 |  | 0 | 0 | 0 | 0 |  | 0 | 0 | 0 | 0 | 0
1974-03-23 | 1974 | 3 | 23 | 0 | 0 | 0 | 0 | 0 | 0 | 0 | 0 | 0 | 0 | 0 | 0 | 0 | 0 | 0 | 0 | 0 | 0 | 0 | 0 | 0 | 0 | 0 | 0 |  | 0 | 0 | 0 | 0 |  | 0 | 0 | 0 | 0 | 0
1974-03-24 | 1974 | 3 | 24 | 0 | 0 | 0 | 0 | 0 | 0 | 0 | 0 | 0 | 0 | 0 | 0 | 0 | 0 | 0 | 0 | 0 | 0 | 0 | 0 | 0 | 0 | 0 | 0 |  | 0 | 0 | 0 | 0 |  | 0 | 0 | 0 | 0 | 0
1974-03-25 | 1974 | 3 | 25 | 0 | 0.1 | 0 | 0 | 0 | 0 | 0 | 0 | 0 | 0.1 | 0 | 0 | 0 | 0.1 | 0 | 0 | 0 | 0.1 | 0 | 0 | 0 | 0.1 | 0 | 0 |  | 0.5 | 0.5 | 0.5 | 0 |  | 0 | 0 | 0 | 0 | 0
1974-03-26 | 1974 | 3 | 26 | 0 | 0.1 | 0 | 0.1 | 0 | 0.1 | 0 | 0 | 0.1 | 0 | 0.1 | 0 | 0 | 0 | 0 | 0 | 0 | 0 | 0 | 0 | 0 | 0 | 0 | 0 |  | 0.5 | 0.5 | 0.5 | 0 |  | 0 | 0 | 0 | 0 | 0
1974-03-27 | 1974 | 3 | 27 | 0 | 0 | 0 | 0 | 0 | 0 | 0 | 0 | 0 | 0 | 0 | 0 | 0 | 0 | 0 | 0 | 0 | 0 | 0 | 0 | 0 | 0 | 0 | 0 |  | 0 | 0 | 0 | 0 |  | 0 | 0 | 0 | 0 | 0
1974-03-28 | 1974 | 3 | 28 | 0 | 0 | 0 | 0 | 0 | 0 | 0 | 0 | 0 | 0 | 0 | 0 | 0 | 0 | 0 | 0 | 0 | 0 | 0 | 0 | 0 | 0 | 0 | 0 |  | 0 | 0 | 0 | 0 |  | 0 | 0 | 0 | 0 | 0
1974-03-29 | 1974 | 3 | 29 | 0 | 0 | 0 | 0 | 0 | 0 | 0 | 0 | 0 | 0 | 0 | 0 | 0 | 0 | 0 | 0 | 0 | 0 | 0 | 0 | 0 | 0 | 0 | 0 |  | 0 | 0 | 0 | 0 |  | 0 | 0 | 0 | 0 | 0
1974-03-30 | 1974 | 3 | 30 | 0 | 0 | 0 | 0 | 0 | 0 | 0 | 0 | 0 | 0 | 0 | 0 | 0 | 0 | 0 | 0 | 0 | 0 | 0 | 0 | 0 | 0 | 0 | 0 |  | 0 | 0 | 0 | 0 |  | 0 | 0 | 0 | 0 | 0
1974-03-31 | 1974 | 3 | 31 | 0 | 0 | 0 | 0 | 0 | 0 | 0 | 0 | 0 | 0 | 0 | 0 | 0 | 0 | 0 | 0 | 0 | 0 | 0.3 | 0 | 0 | 0 | 0 | 0 |  | 0.3 | 0.3 | 0.3 | 0 |  | 0 | 0 | 0 | 0 | 0
1974-04-01 | 1974 | 4 | 1 | 0 | 0 | 0 | 0 | 0 | 0 | 0 | 0 | 0 | 0 | 0 | 0 | 0 | 0 | 0 | 0 | 0 | 0 | 0 | 0 | 0 | 0 | 0 | 0 |  | 0 | 0 | 0 | 0 |  | 0 | 0 | 0 | 0 | 0
1974-04-02 | 1974 | 4 | 2 | 0 | 0 | 0 | 0 | 0 | 0 | 0 | 0 | 0 | 0 | 0 | 0 | 0 | 0 | 0 | 0 | 0 | 0 | 0 | 0 | 0 | 0 | 0 | 0 |  | 0 | 0 | 0 | 0 |  | 0 | 0 | 0 | 0 | 0
1974-04-03 | 1974 | 4 | 3 | 0 | 0 | 0 | 0 | 0 | 0 | 0 | 0 | 0.1 | 0.2 | 0.1 | 0.1 | 0 | 0 | 0 | 0 | 0 | 0 | 0 | 0 | 0.2 | 0.1 | 0 | 0 |  | 0.8 | 0.8 | 0.8 | 1.1102e-16 |  | 0 | 0 | 0 | 0 | 0
1974-04-04 | 1974 | 4 | 4 | 0 | 0 | 0 | 0 | 0 | 0 | 0 | 0 | 0 | 0 | 0 | 0 | 0 | 0 | 0 | 0 | 0 | 0 | 0 | 0 | 0 | 0 | 0 | 0 |  | 0 | 0 | 0 | 0 |  | 0 | 0 | 0 | 0 | 0
1974-04-05 | 1974 | 4 | 5 | 0 | 0 | 0 | 0 | 0 | 0 | 0 | 0 | 0 | 0 | 0 | 0 | 0 | 0 | 0 | 0 | 0 | 0 | 0 | 0 | 0 | 0 | 0 | 0 |  | 0 | 0 | 0 | 0 |  | 0 | 0 | 0 | 0 | 0
1974-04-06 | 1974 | 4 | 6 | 0 | 0 | 0.1 | 0 | 0 | 0.1 | 0 | 0 | 0 | 0 | 0 | 0 | 0 | 0 | 0 | 0 | 0 | 0 | 0.1 | 0 | 0 | 0 | 0 | 0 |  | 0.3 | 0.3 | 0.3 | 5.5511e-17 |  | 0 | 0 | 0 | 0 | 0
1974-04-07 | 1974 | 4 | 7 | 0 | 0 | 0 | 0 | 0 | 0 | 0 | 0 | 0 | 0 | 0 | 0 | 0 | 0 | 0 | 0 | 0 | 0 | 0 | 0 | 0 | 0 | 0 | 0 |  | 0 | 0 | 0 | 0 |  | 0 | 0 | 0 | 0 | 0
1974-04-08 | 1974 | 4 | 8 | 0 | 0 | 0 | 0 | 0 | 0 | 0 | 0 | 0 | 0 | 0 | 0 | 0 | 0 | 0 | 0 | 0 | 0 | 0 | 0 | 0 | 0 | 0 | 0 |  | 0 | 0 | 0 | 0 |  | 0 | 0 | 0 | 0 | 0
1974-04-09 | 1974 | 4 | 9 | 0 | 0 | 0 | 0 | 0 | 0 | 0 | 0 | 0 | 0 | 0 | 0 | 0 | 0 | 0 | 0 | 0 | 0 | 0 | 0 | 0 | 0 | 0 | 0 |  | 0 | 0 | 0 | 0 |  | 0 | 0 | 0 | 0 | 0
1974-04-10 | 1974 | 4 | 10 | 0 | 0 | 0 | 0 | 0 | 0 | 0 | 0 | 0 | 0 | 0 | 0 | 0 | 0 | 0 | 0 | 0 | 0 | 0 | 0 | 0 | 0 | 0 | 0 |  | 0 | 0 | 0 | 0 |  | 0 | 0 | 0 | 0 | 0
1974-04-11 | 1974 | 4 | 11 | 0 | 0 | 0 | 0 | 0 | 0 | 0 | 0 | 0 | 0 | 0 | 0 | 0 | 0 | 0 | 0 | 0 | 0 | 0 | 0 | 0 | 0.5 | 0.5 | 0.5 |  | 1.5 | 1.5 | 1.5 | 0 |  | 0 | 0 | 0 | 0 | 0
1974-04-12 | 1974 | 4 | 12 | 0 | 0 | 0 | 0 | 0 | 0 | 0 | 0 | 0 | 0 | 0 | 0 | 0 | 0 | 0 | 0 | 0 | 0 | 0 | 0 | 0 | 0 | 0 | 0 |  | 0 | 0 | 0 | 0 |  | 0 | 0 | 0 | 0 | 0
1974-04-13 | 1974 | 4 | 13 | 0 | 0 | 0 | 0 | 0 | 0 | 0 | 0 | 0 | 0 | 0 | 0 | 0 | 0 | 0 | 0 | 0 | 0 | 0 | 0 | 0 | 0 | 0 | 0 |  | 0 | 0 | 0 | 0 |  | 0 | 0 | 0 | 0 | 0
1974-04-14 | 1974 | 4 | 14 | 0 | 0 | 0 | 0 | 0 | 0 | 0 | 0 | 0 | 0 | 0 | 0 | 0 | 0 | 0 | 0 | 0 | 0 | 0 | 0 | 0 | 0 | 0 | 0 |  | 0 | 0 | 0 | 0 |  | 0 | 0 | 0 | 0 | 0
1974-04-15 | 1974 | 4 | 15 | 0 | 0 | 0 | 0 | 0 | 0 | 0 | 0 | 0 | 0 | 0 | 0 | 0 | 0 | 0 | 0 | 0 | 0 | 0 | 0 | 0 | 0 | 0 | 0 |  | 0 | 0 | 0 | 0 |  | 0 | 0 | 0 | 0 | 0
1974-04-16 | 1974 | 4 | 16 | 0 | 0 | 0 | 0 | 0 | 0 | 0 | 0 | 0 | 0 | 0 | 0 | 0 | 0 | 0 | 0 | 0 | 0 | 0 | 0 | 0 | 0 | 0 | 0 |  | 0 | 0 | 0 | 0 |  | 0 | 0 | 0 | 0 | 0
1974-04-17 | 1974 | 4 | 17 | 0 | 0 | 0 | 0 | 0 | 0 | 0 | 0 | 0 | 0 | 0 | 0 | 0 | 0 | 0 | 0 | 0 | 0 | 0 | 0 | 0 | 0 | 0 | 0 |  | 0 | 0 | 0 | 0 |  | 0 | 0 | 0 | 0 | 0
1974-04-18 | 1974 | 4 | 18 | 0 | 0 | 0 | 0 | 0 | 0 | 0 | 0 | 0 | 0 | 0 | 0 | 0 | 0 | 0 | 0 | 0 | 0 | 0 | 0 | 0 | 0 | 0 | 0 |  | 0 | 0 | 0 | 0 |  | 0 | 0 | 0 | 0 | 0
1974-04-19 | 1974 | 4 | 19 | 0 | 0 | 0 | 0 | 0 | 0 | 0 | 0 | 0 | 0 | 0 | 0 | 0 | 0 | 0 | 0 | 0 | 0 | 0 | 0 | 0 | 0 | 0 | 0 |  | 0 | 0 | 0 | 0 |  | 0 | 0 | 0 | 0 | 0
1974-04-20 | 1974 | 4 | 20 | 3.6 | 0.3 | 0 | 0 | 0 | 0 | 0 | 0 | 0 | 0 | 0 | 0 | 0 | 0 | 0 | 0 | 0.5 | 0 | 0 | 0 | 0 | 0 | 0 | 0 |  | 4.4 | 4.4 | 4.4 | 0 |  | 0 | 0 | 0 | 0 | 0
1974-04-21 | 1974 | 4 | 21 | 0 | 0 | 0 | 0 | 0 | 0 | 0 | 0 | 0 | 0 | 0 | 0 | 0 | 0 | 0 | 0 | 0 | 0 | 0 | 0 | 0 | 0 | 0 | 0 |  | 0 | 0 | 0 | 0 |  | 0 | 0 | 0 | 0 | 0
1974-04-22 | 1974 | 4 | 22 | 0 | 0 | 0 | 0 | 0 | 0 | 0 | 0 | 0 | 0 | 0 | 0 | 0 | 0 | 0 | 0 | 0 | 0 | 0 | 0 | 0 | 0 | 0 | 0 |  | 0 | 0 | 0 | 0 |  | 0 | 0 | 0 | 0 | 0
1974-04-23 | 1974 | 4 | 23 | 0 | 0 | 0 | 0 | 0 | 0 | 0 | 0 | 0 | 0 | 0 | 0 | 0 | 0 | 0 | 0 | 0 | 0 | 0 | 0 | 0 | 0 | 0 | 0 |  | 0 | 0 | 0 | 0 |  | 0 | 0 | 0 | 0 | 0
1974-04-24 | 1974 | 4 | 24 | 0 | 0 | 0 | 0 | 0 | 0 | 0 | 0 | 0 | 0 | 0 | 0 | 0 | 0 | 0 | 0 | 0 | 0 | 0 | 0 | 0 | 0 | 0 | 0 |  | 0 | 0 | 0 | 0 |  | 0 | 0 | 0 | 0 | 0
1974-04-25 | 1974 | 4 | 25 | 0 | 0 | 0 | 0 | 0 | 0 | 0 | 0 | 0 | 0 | 0 | 0 | 0 | 0 | 0 | 0 | 0 | 0 | 0 | 0 | 0 | 0 | 0 | 0 |  | 0 | 0 | 0 | 0 |  | 0 | 0 | 0 | 0 | 0
1974-04-26 | 1974 | 4 | 26 | 0 | 0 | 0 | 0 | 0 | 0 | 0 | 0 | 0 | 0 | 0 | 0 | 0 | 0 | 1.5 | 2.3 | 0.8 | 0 | 1 | 6.1 | 6.9 | 6.1 | 3 | 1.8 |  | 29.5 | 29.5 | 29.5 | 3.5527e-15 |  | 0 | 0 | 0 | 0 | 0
1974-04-27 | 1974 | 4 | 27 | 0.7 | 0.7 | 0.8 | 0.7 | 0.7 | 0.7 | 0.7 | 0.8 | 0.7 | 1.4 | 2.2 | 2.2 | 0.7 | 0.7 | 0 | 0 | 0 | 0 | 0 | 0 | 0 | 0 | 0 | 0 |  | 13.7 | 13.7 | 13.7 | 0 |  | 0 | 0 | 0 | 0 | 0
1974-04-28 | 1974 | 4 | 28 | 0 | 0 | 0 | 0 | 0 | 0 | 0 | 0 | 0 | 0 | 0 | 0 | 0 | 0 | 0 | 0 | 0 | 0 | 0.2 | 0 | 0 | 0.1 | 0 | 0.2 |  | 0.5 | 0.5 | 0.5 | 0 |  | 0 | 0 | 0 | 0 | 0
1974-04-29 | 1974 | 4 | 29 | 0 | 0 | 0 | 0 | 0 | 0 | 0 | 0 | 0 | 0 | 0 | 0 | 0 | 0 | 0 | 0 | 0 | 0 | 0 | 0 | 0 | 0 | 0 | 0 |  | 0 | 0 | 0 | 0 |  | 0 | 0 | 0 | 0 | 0
1974-04-30 | 1974 | 4 | 30 | 0 | 0 | 0 | 0 | 0 | 0 | 0 | 0 | 0 | 0 | 0 | 0 | 0 | 0 | 0 | 0 | 0 | 0 | 0 | 0 | 0 | 0 | 0 | 0 |  | 0 | 0 | 0 | 0 |  | 0 | 0 | 0 | 0 | 0
1974-05-01 | 1974 | 5 | 1 | 0 | 0 | 0 | 0 | 0 | 0 | 0 | 0 | 0 | 0 | 0 | 0.5 | 0.4 | 0.5 | 0 | 0 | 0 | 0 | 0 | 0 | 0 | 0 | 0.4 | 0.5 |  | 2.3 | 2.3 | 2.3 | 0 |  | 2.3 | 0 | 0 | 0 | 0
1974-05-02 | 1974 | 5 | 2 | 0 | 0.1 | 0 | 0 | 0 | 0 | 0 | 0 | 0 | 0.2 | 0.1 | 0.1 | 0 | 0 | 0 | 0 | 0 | 0 | 0 | 0 | 0 | 0 | 0 | 0 |  | 0.5 | 0.5 | 0.5 | 0 |  | 0.5 | 0 | 0 | 0 | 0
1974-05-03 | 1974 | 5 | 3 | 0 | 0 | 0 | 0 | 0 | 0 | 0 | 0 | 0 | 0 | 0 | 0 | 0 | 0 | 0 | 0 | 0 | 0 | 0 | 0 | 0 | 0 | 0 | 0 |  | 0 | 0 | 0 | 0 |  | 0 | 0 | 0 | 0 | 0
1974-05-04 | 1974 | 5 | 4 | 0 | 0 | 0 | 0 | 0 | 0 | 0 | 0 | 0 | 0 | 0 | 0 | 0 | 0 | 0 | 0 | 0 | 0 | 0 | 0 | 0 | 0 | 0 | 0 |  | 0 | 0 | 0 | 0 |  | 0 | 0 | 0 | 0 | 0
1974-05-05 | 1974 | 5 | 5 | 0 | 0 | 0 | 0 | 0 | 0 | 0 | 0 | 0 | 0 | 0 | 0 | 0 | 0 | 0 | 0 | 0 | 0 | 0 | 0 | 0 | 0 | 0 | 0 |  | 0 | 0 | 0 | 0 |  | 0 | 0 | 0 | 0 | 0
1974-05-06 | 1974 | 5 | 6 | 0 | 0 | 0 | 0 | 0 | 0 | 0 | 0 | 0 | 0 | 0 | 0 | 0 | 2 | 0 | 0 | 0 | 0 | 0 | 0 | 0 | 0 | 0 | 0 |  | 2 | 2 | 2 | 0 |  | 2 | 0 | 0 | 0 | 0
1974-05-07 | 1974 | 5 | 7 | 0 | 0 | 0 | 0 | 0 | 0 | 0 | 0 | 0 | 0 | 0 | 0 | 0 | 0 | 0 | 0 | 0 | 0 | 0 | 0 | 0 | 0 | 0 | 0 |  | 0 | 0 | 0 | 0 |  | 0 | 0 | 0 | 0 | 0
1974-05-08 | 1974 | 5 | 8 | 0 | 0 | 0 | 0 | 0.1 | 0 | 0 | 0 | 0 | 0 | 0 | 0 | 0.1 | 0 | 0 | 0 | 0 | 0 | 0 | 0 | 0.1 | 0 | 0 | 0 |  | 0.3 | 0.3 | 0.3 | 5.5511e-17 |  | 0.3 | 0 | 0 | 0 | 0
1974-05-09 | 1974 | 5 | 9 | 0 | 0.3 | 0 | 0 | 0 | 0 | 0 | 0 | 0 | 0 | 0 | 0 | 0 | 0 | 0 | 0 | 0 | 0 | 0 | 0 | 0 | 0 | 0 | 0 |  | 0.3 | 0.3 | 0.3 | 0 |  | 0.3 | 0 | 0 | 0 | 0
1974-05-10 | 1974 | 5 | 10 | 0 | 0 | 0 | 0 | 0 | 0 | 0 | 0 | 0 | 0 | 0 | 0.5 | 0 | 0 | 0 | 0 | 0 | 0 | 0 | 0 | 0 | 0 | 0 | 0 |  | 0.5 | 0.5 | 0.5 | 0 |  | 0.5 | 0 | 0 | 0 | 0
1974-05-11 | 1974 | 5 | 11 | 0 | 0 | 0 | 0 | 0 | 0 | 0 | 0 | 0 | 0 | 0 | 0 | 0 | 0 | 0.3 | 0.2 | 0 | 0 | 0 | 0 | 0 | 0 | 0 | 0 |  | 0.5 | 0.5 | 0.5 | 0 |  | 0.5 | 0 | 0 | 0 | 0
1974-05-12 | 1974 | 5 | 12 | 0 | 2.3 | 2.5 | 0.5 | 0 | 0 | 0 | 0 | 0.3 | 1 | 0.5 | 0 | 0 | 0 | 0 | 0 | 0 | 0 | 0 | 0 | 0 | 0 | 0 | 0 |  | 7.1 | 7.1 | 7.1 | 0 |  | 7.1 | 0 | 0 | 0 | 0
1974-05-13 | 1974 | 5 | 13 | 0 | 0 | 0.6 | 0 | 0 | 0.6 | 0 | 0.6 | 0.5 | 0.6 | 0.6 | 0.6 | 0.6 | 0.6 | 0.5 | 0 | 0 | 0 | 0 | 0.6 | 0.6 | 0.6 | 0 | 0 |  | 7.6 | 7.6 | 7.6 | 1.7764e-15 |  | 7.6 | 0 | 0 | 0 | 0
1974-05-14 | 1974 | 5 | 14 | 0 | 0 | 0 | 0 | 0 | 0 | 0 | 0 | 0 | 0 | 0 | 0 | 0 | 1 | 0 | 0 | 0 | 0 | 0 | 0 | 0 | 0 | 0 | 0 |  | 1 | 1 | 1 | 0 |  | 1 | 0 | 0 | 0 | 0
1974-05-15 | 1974 | 5 | 15 | 0 | 0 | 0 | 0 | 0 | 0.7 | 0.6 | 0.7 | 0.7 | 0.6 | 0.7 | 0.7 | 0 | 0 | 0 | 0 | 0 | 0.8 | 1 | 1 | 0.7 | 0.7 | 0.6 | 0.7 |  | 10.2 | 10.2 | 10.2 | 1.7764e-15 |  | 10.2 | 0 | 0 | 0 | 0
1974-05-16 | 1974 | 5 | 16 | 0.7 | 0.6 | 0.7 | 0 | 0 | 0 | 0 | 0 | 0 | 0 | 0 | 0 | 0.6 | 0 | 0 | 0.7 | 0 | 0 | 0 | 0 | 0 | 0 | 0 | 0 |  | 3.3 | 3.3 | 3.3 | 0 |  | 3.3 | 0 | 0 | 0 | 0
1974-05-17 | 1974 | 5 | 17 | 0 | 0 | 0 | 0 | 0 | 0 | 0 | 0 | 0 | 0 | 0 | 0 | 0 | 0 | 0 | 0 | 0 | 0 | 0 | 0 | 0.9 | 1 | 1.6 | 1.1 |  | 4.6 | 4.6 | 4.6 | 0 |  | 4.6 | 0 | 0 | 0 | 0
1974-05-18 | 1974 | 5 | 18 | 1.1 | 1.1 | 1.1 | 1 | 1.1 | 1.1 | 1.1 | 1.1 | 2.2 | 1 | 1.1 | 1.1 | 1.1 | 1.1 | 1.1 | 1.1 | 1.1 | 1 | 1.1 | 1.1 | 1.1 | 1.6 | 1.1 | 1.1 |  | 27.7 | 27.7 | 27.7 | 1.0658e-14 |  | 27.7 | 0 | 0 | 0 | 0
1974-05-19 | 1974 | 5 | 19 | 0 | 0 | 0 | 0 | 0 | 0.3 | 0.3 | 0.8 | 0 | 0 | 0 | 0 | 0 | 0 | 0 | 0 | 0 | 0 | 0 | 0 | 0 | 0 | 0 | 0 |  | 1.4 | 1.4 | 1.4 | 0 |  | 1.4 | 0 | 0 | 0 | 0
1974-05-20 | 1974 | 5 | 20 | 0 | 0 | 0 | 0 | 0 | 0 | 0 | 0 | 0 | 0 | 0 | 0 | 0 | 0 | 0 | 0 | 0 | 0 | 0 | 0 | 0 | 0 | 0 | 0 |  | 0 | 0 | 0 | 0 |  | 0 | 0 | 0 | 0 | 0
1974-05-21 | 1974 | 5 | 21 | 0 | 0 | 0 | 0 | 0 | 0 | 0 | 0 | 0 | 0 | 0 | 0 | 0 | 0 | 0 | 0 | 0 | 0 | 0 | 0 | 0 | 0 | 0 | 0 |  | 0 | 0 | 0 | 0 |  | 0 | 0 | 0 | 0 | 0
1974-05-22 | 1974 | 5 | 22 | 0 | 0 | 0 | 0 | 0 | 0 | 0 | 0 | 0 | 0 | 0 | 0 | 0 | 0 | 0 | 0 | 0 | 0 | 0 | 0 | 0 | 0 | 0 | 0 |  | 0 | 0 | 0 | 0 |  | 0 | 0 | 0 | 0 | 0
1974-05-23 | 1974 | 5 | 23 | 0 | 0 | 0 | 0 | 0 | 0 | 0 | 0 | 0 | 0 | 0 | 0 | 0 | 0 | 0 | 0 | 0 | 0 | 0 | 0 | 0 | 0 | 0 | 0 |  | 0 | 0 | 0 | 0 |  | 0 | 0 | 0 | 0 | 0
1974-05-24 | 1974 | 5 | 24 | 0 | 0 | 0 | 0 | 0 | 0 | 0 | 0 | 0 | 0 | 0 | 0 | 0 | 0 | 0 | 0 | 0 | 0 | 0 | 0 | 0 | 0 | 0 | 0 |  | 0 | 0 | 0 | 0 |  | 0 | 0 | 0 | 0 | 0
1974-05-25 | 1974 | 5 | 25 | 0 | 0 | 0 | 0 | 0 | 0 | 0 | 0 | 0 | 0 | 0 | 0 | 0 | 0 | 0 | 0 | 0 | 0 | 0 | 0 | 0 | 0 | 0 | 0 |  | 0 | 0 | 0 | 0 |  | 0 | 0 | 0 | 0 | 0
1974-05-26 | 1974 | 5 | 26 | 0 | 0 | 0 | 0 | 0 | 0 | 0 | 0 | 0 | 0 | 0 | 0 | 0 | 0 | 0 | 0 | 0 | 0 | 0 | 0 | 0 | 0 | 0 | 0 |  | 0 | 0 | 0 | 0 |  | 0 | 0 | 0 | 0 | 0
1974-05-27 | 1974 | 5 | 27 | 0 | 0 | 0 | 0 | 0 | 0 | 0 | 0 | 0 | 0 | 0 | 0.3 | 0 | 0 | 0 | 0.4 | 0.3 | 0 | 0 | 0 | 0 | 0 | 0 | 0 |  | 1 | 1 | 1 | 0 |  | 1 | 0 | 0 | 0 | 0
1974-05-28 | 1974 | 5 | 28 | 0 | 0 | 0 | 0 | 0 | 0 | 0 | 0 | 0 | 0 | 0 | 0 | 0 | 0 | 0 | 0 | 0 | 0 | 0.5 | 0 | 0 | 0 | 0 | 0 |  | 0.5 | 0.5 | 0.5 | 0 |  | 0.5 | 0 | 0 | 0 | 0
1974-05-29 | 1974 | 5 | 29 | 0 | 0 | 0 | 0 | 0 | 0 | 0 | 0 | 0 | 0 | 0 | 0 | 0 | 0 | 0 | 0 | 0 | 0 | 0 | 0 | 0 | 0 | 0 | 0 |  | 0 | 0 | 0 | 0 |  | 0 | 0 | 0 | 0 | 0
1974-05-30 | 1974 | 5 | 30 | 0 | 0 | 0 | 0 | 0 | 0 | 0 | 0 | 0 | 0 | 0.2 | 0.1 | 0.2 | 0 | 0 | 0 | 0 | 0 | 0 | 0 | 0 | 0 | 0 | 0 |  | 0.5 | 0.5 | 0.5 | 0 |  | 0.5 | 0 | 0 | 0 | 0
1974-05-31 | 1974 | 5 | 31 | 0 | 0 | 0 | 0 | 0 | 0 | 0 | 0 | 0 | 0 | 0 | 0 | 0 | 0 | 0 | 0 | 0 | 0 | 0 | 0 | 0 | 0 | 0 | 0 |  | 0 | 0 | 0 | 0 |  | 0 | 0 | 0 | 0 | 0
1974-06-01 | 1974 | 6 | 1 | 0 | 0 | 0 | 0 | 0 | 0 | 0 | 0 | 0 | 0 | 0 | 0 | 0 | 0 | 0 | 0 | 0 | 0 | 0 | 0 | 0 | 0 | 0 | 0 |  | 0 | 0 | 0 | 0 |  | 0 | 0 | 0 | 0 | 0
1974-06-02 | 1974 | 6 | 2 | 0 | 0 | 0 | 0 | 0 | 0 | 0 | 0 | 0 | 0 | 0 | 0 | 0 | 0 | 0 | 0 | 0 | 0 | 0 | 0 | 0 | 0 | 0 | 0 |  | 0 | 0 | 0 | 0 |  | 0 | 0 | 0 | 0 | 0
1974-06-03 | 1974 | 6 | 3 | 0 | 0 | 0 | 0 | 0 | 0 | 0 | 0 | 0 | 0 | 0 | 0 | 0 | 0 | 0 | 0 | 0 | 0 | 0 | 0 | 0 | 0 | 0 | 0 |  | 0 | 0 | 0 | 0 |  | 0 | 0 | 0 | 0 | 0
1974-06-04 | 1974 | 6 | 4 | 0 | 0 | 0 | 0 | 0 | 0 | 0 | 0 | 0 | 0 | 0 | 0 | 0 | 0 | 0 | 0 | 0 | 0 | 0 | 0 | 0 | 0.3 | 0 | 0.5 |  | 0.8 | 0.8 | 0.8 | 0 |  | 0 | 0.8 | 0 | 0 | 0
1974-06-05 | 1974 | 6 | 5 | 0 | 0 | 0 | 0 | 0 | 0 | 0 | 0 | 0 | 0 | 0 | 0 | 0 | 0 | 0 | 0 | 0 | 0 | 0 | 0 | 0 | 0 | 0 | 0 |  | 0 | 0 | 0 | 0 |  | 0 | 0 | 0 | 0 | 0
1974-06-06 | 1974 | 6 | 6 | 0 | 0 | 0 | 0 | 0 | 0 | 0 | 0 | 0 | 0 | 0 | 0 | 0 | 0 | 0 | 0 | 0 | 0 | 2.8 | 0.3 | 0 | 0 | 0.3 | 0 |  | 3.4 | 3.4 | 3.4 | 4.4409e-16 |  | 0 | 3.4 | 0 | 0 | 0
1974-06-07 | 1974 | 6 | 7 | 0 | 0 | 0 | 0 | 0 | 0 | 0 | 0 | 0 | 0.3 | 0.8 | 2.5 | 3.3 | 0.8 | 0 | 0.3 | 0 | 0.5 | 0 | 0 | 0 | 0 | 0 | 0 |  | 8.5 | 8.5 | 8.5 | 0 |  | 0 | 8.5 | 0 | 0 | 0
1974-06-08 | 1974 | 6 | 8 | 0 | 0 | 0 | 0 | 0 | 0 | 0 | 0 | 0 | 0 | 0 | 1 | 0 | 0 | 0 | 0 | 0 | 0 | 0 | 0 | 0 | 0 | 0 | 1 |  | 2 | 2 | 2 | 0 |  | 0 | 2 | 0 | 0 | 0
1974-06-09 | 1974 | 6 | 9 | 0.3 | 0 | 0 | 0 | 0 | 0 | 0 | 0 | 0 | 0 | 0 | 0 | 0 | 0 | 0 | 0 | 0 | 0 | 0 | 0 | 0 | 0 | 0 | 0 |  | 0.3 | 0.3 | 0.3 | 0 |  | 0 | 0.3 | 0 | 0 | 0
1974-06-10 | 1974 | 6 | 10 | 0 | 0 | 0 | 0 | 0 | 0 | 0 | 0 | 0 | 0 | 0 | 0 | 0 | 0 | 0 | 0 | 0 | 0 | 0 | 0 | 0 | 0 | 0 | 0 |  | 0 | 0 | 0 | 0 |  | 0 | 0 | 0 | 0 | 0
1974-06-11 | 1974 | 6 | 11 | 0 | 0 | 0 | 0 | 0 | 0 | 0 | 0 | 0 | 0 | 0 | 0 | 0 | 0 | 0 | 0 | 0 | 0 | 0 | 0 | 0 | 0 | 0 | 0 |  | 0 | 0 | 0 | 0 |  | 0 | 0 | 0 | 0 | 0
1974-06-12 | 1974 | 6 | 12 | 0 | 0 | 0 | 0 | 0 | 0 | 0 | 0 | 0 | 0 | 0 | 0 | 0 | 0 | 0 | 0 | 0 | 0 | 0 | 0 | 0 | 0 | 0 | 0 |  | 0 | 0 | 0 | 0 |  | 0 | 0 | 0 | 0 | 0
1974-06-13 | 1974 | 6 | 13 | 0 | 0 | 0 | 0 | 0 | 0 | 0 | 0 | 0 | 0 | 0 | 0 | 0 | 0 | 0 | 0 | 0 | 0 | 0 | 0 | 0 | 0 | 0 | 0 |  | 0 | 0 | 0 | 0 |  | 0 | 0 | 0 | 0 | 0
1974-06-14 | 1974 | 6 | 14 | 0 | 0 | 0 | 0 | 0 | 0 | 0 | 0 | 0 | 0 | 0 | 0 | 0 | 0 | 0 | 0 | 0 | 0 | 0 | 0 | 0 | 0 | 0 | 0 |  | 0 | 0 | 0 | 0 |  | 0 | 0 | 0 | 0 | 0
1974-06-15 | 1974 | 6 | 15 | 0 | 0 | 0 | 0 | 0 | 0 | 0 | 0 | 0 | 0 | 0 | 0 | 0 | 0 | 0 | 0 | 0 | 0 | 0 | 0 | 0 | 0 | 0 | 0 |  | 0 | 0 | 0 | 0 |  | 0 | 0 | 0 | 0 | 0
1974-06-16 | 1974 | 6 | 16 | 0 | 0 | 0 | 0 | 0 | 0 | 0 | 0 | 0 | 0 | 0 | 0 | 0 | 0 | 0 | 0 | 0 | 0 | 0 | 0 | 0 | 0 | 0 | 0 |  | 0 | 0 | 0 | 0 |  | 0 | 0 | 0 | 0 | 0
1974-06-17 | 1974 | 6 | 17 | 0 | 0 | 0 | 0 | 0 | 0 | 0 | 0 | 0 | 0 | 0 | 0 | 0 | 0 | 0 | 0 | 0 | 0 | 0 | 0 | 0 | 0 | 0 | 0 |  | 0 | 0 | 0 | 0 |  | 0 | 0 | 0 | 0 | 0
1974-06-18 | 1974 | 6 | 18 | 0 | 0 | 0 | 0 | 0 | 0 | 0 | 0 | 0 | 0 | 0 | 0 | 0 | 0 | 0 | 0 | 0 | 0 | 0 | 0 | 0 | 0 | 0 | 0 |  | 0 | 0 | 0 | 0 |  | 0 | 0 | 0 | 0 | 0
1974-06-19 | 1974 | 6 | 19 | 0 | 0 | 0 | 0 | 0 | 0 | 0 | 0 | 0 | 0 | 0 | 0 | 0 | 0 | 0 | 0 | 0 | 0 | 0 | 0 | 0 | 0 | 0 | 0 |  | 0 | 0 | 0 | 0 |  | 0 | 0 | 0 | 0 | 0
1974-06-20 | 1974 | 6 | 20 | 0 | 0 | 0 | 0 | 0 | 0 | 0 | 0 | 0.5 | 0 | 0 | 0.5 | 0.5 | 0 | 0 | 0 | 0 | 0 | 0 | 0 | 0 | 0 | 0 | 0 |  | 1.5 | 1.5 | 1.5 | 0 |  | 0 | 1.5 | 0 | 0 | 0
1974-06-21 | 1974 | 6 | 21 | 0 | 0 | 0 | 0 | 0 | 0 | 0 | 0 | 0 | 0 | 0 | 0 | 0 | 0 | 0 | 0 | 0 | 0 | 0 | 0 | 0 | 0 | 0 | 0 |  | 0 | 0 | 0 | 0 |  | 0 | 0 | 0 | 0 | 0
1974-06-22 | 1974 | 6 | 22 | 0 | 0 | 0 | 0 | 0 | 0 | 0 | 0 | 0 | 0 | 0 | 0 | 0 | 0 | 0 | 0 | 0 | 1 | 0 | 0 | 0 | 0 | 0 | 0 |  | 1 | 1 | 1 | 0 |  | 0 | 1 | 0 | 0 | 0
1974-06-23 | 1974 | 6 | 23 | 0 | 0 | 0 | 0 | 0 | 0 | 0 | 0 | 0 | 0 | 0 | 0 | 0 | 0 | 0 | 0 | 0 | 0 | 0 | 0 | 0 | 0 | 0 | 0 |  | 0 | 0 | 0 | 0 |  | 0 | 0 | 0 | 0 | 0
1974-06-24 | 1974 | 6 | 24 | 0 | 0 | 0 | 0 | 0 | 0 | 0 | 0 | 0 | 0 | 0 | 0 | 0 | 0 | 0 | 0 | 0.3 | 0 | 0 | 0 | 0 | 0 | 0 | 0 |  | 0.3 | 0.3 | 0.3 | 0 |  | 0 | 0.3 | 0 | 0 | 0
1974-06-25 | 1974 | 6 | 25 | 0 | 0 | 0 | 0 | 0 | 0 | 0 | 0 | 0 | 0 | 0 | 0 | 0 | 0 | 0 | 0 | 0 | 0 | 0 | 0.1 | 0 | 0.2 | 0 | 0.2 |  | 0.5 | 0.5 | 0.5 | 0 |  | 0 | 0.5 | 0 | 0 | 0
1974-06-26 | 1974 | 6 | 26 | 0.3 | 0 | 0 | 0 | 0 | 0 | 0.5 | 0 | 0 | 0 | 0 | 0 | 0 | 0 | 0 | 0 | 0 | 0 | 0 | 0 | 0 | 0 | 0 | 0 |  | 0.8 | 0.8 | 0.8 | 0 |  | 0 | 0.8 | 0 | 0 | 0
1974-06-27 | 1974 | 6 | 27 | 0 | 0 | 0 | 0 | 0 | 0 | 0 | 0 | 0 | 0 | 0 | 0 | 0 | 0 | 0 | 0 | 0 | 0 | 0 | 0 | 0 | 0 | 0 | 0 |  | 0 | 0 | 0 | 0 |  | 0 | 0 | 0 | 0 | 0
1974-06-28 | 1974 | 6 | 28 | 0 | 0 | 0 | 0 | 0 | 0 | 0 | 0 | 0 | 0 | 0 | 0 | 0 | 0 | 0 | 0 | 0 | 0 | 0 | 0 | 0 | 0 | 0 | 0 |  | 0 | 0 | 0 | 0 |  | 0 | 0 | 0 | 0 | 0
1974-06-29 | 1974 | 6 | 29 | 0 | 0 | 0 | 0 | 0 | 0 | 0 | 0 | 0 | 0 | 0 | 0 | 0 | 0 | 0 | 0 | 0 | 0 | 0 | 0 | 0 | 0 | 0 | 0 |  | 0 | 0 | 0 | 0 |  | 0 | 0 | 0 | 0 | 0
1974-06-30 | 1974 | 6 | 30 | 0 | 0 | 0 | 0 | 0 | 0 | 0 | 0 | 0 | 0 | 0 | 0 | 0 | 0 | 0 | 0 | 0 | 0 | 0 | 0 | 0 | 0 | 0 | 0 |  | 0 | 0 | 0 | 0 |  | 0 | 0 | 0 | 0 | 0
1974-07-01 | 1974 | 7 | 1 | 0 | 0 | 0 | 0 | 0 | 0 | 0 | 0 | 0 | 0.5 | 0.5 | 0 | 2.5 | 1.3 | 1.5 | 1.5 | 0.5 | 0 | 0 | 0 | 0 | 0 | 0 | 0 |  | 8.3 | 8.3 | 8.3 | 0 |  | 0 | 0 | 8.3 | 0 | 0
1974-07-02 | 1974 | 7 | 2 | 0 | 0 | 0 | 0 | 0 | 0 | 0 | 0 | 0 | 0 | 0 | 0 | 0 | 0 | 0 | 0 | 0 | 0 | 0 | 0 | 0 | 0 | 0 | 0 |  | 0 | 0 | 0 | 0 |  | 0 | 0 | 0 | 0 | 0
1974-07-03 | 1974 | 7 | 3 | 0 | 0 | 0 | 0 | 0 | 0 | 0 | 0 | 0 | 0 | 0 | 0 | 0 | 0 | 0 | 0 | 0 | 0 | 0 | 0 | 0 | 0 | 0 | 0 |  | 0 | 0 | 0 | 0 |  | 0 | 0 | 0 | 0 | 0
1974-07-04 | 1974 | 7 | 4 | 0 | 0 | 0 | 0 | 0 | 0 | 0 | 0 | 0 | 0 | 0 | 0 | 0 | 0 | 0 | 0 | 0 | 0 | 0 | 0 | 0 | 0 | 0 | 0 |  | 0 | 0 | 0 | 0 |  | 0 | 0 | 0 | 0 | 0
1974-07-05 | 1974 | 7 | 5 | 0 | 0 | 0 | 0 | 0 | 0 | 0 | 0 | 0 | 0 | 0 | 0 | 0 | 0 | 0 | 0 | 0.8 | 0 | 0 | 0 | 0 | 0 | 0 | 0 |  | 0.8 | 0.8 | 0.8 | 0 |  | 0 | 0 | 0.8 | 0 | 0
1974-07-06 | 1974 | 7 | 6 | 1 | 0 | 0 | 0 | 0 | 0 | 0 | 0 | 0.3 | 0 | 0 | 0 | 0 | 0 | 0 | 2 | 7.1 | 0 | 0 | 0 | 0 | 0 | 0 | 0 |  | 10.4 | 10.4 | 10.4 | 1.7764e-15 |  | 0 | 0 | 10.4 | 0 | 0
1974-07-07 | 1974 | 7 | 7 | 0 | 0 | 0 | 0 | 0 | 0 | 0 | 0.3 | 0 | 0.5 | 0 | 0 | 0 | 0 | 0 | 0 | 0 | 0 | 0 | 0 | 0.5 | 0 | 0 | 0 |  | 1.3 | 1.3 | 1.3 | 0 |  | 0 | 0 | 1.3 | 0 | 0
1974-07-08 | 1974 | 7 | 8 | 0 | 0 | 0 | 0 | 0 | 0 | 0 | 0 | 0 | 0 | 0 | 0 | 0 | 3.8 | 1.5 | 0.3 | 0 | 0 | 0 | 0 | 0 | 0 | 0 | 0 |  | 5.6 | 5.6 | 5.6 | 0 |  | 0 | 0 | 5.6 | 0 | 0
1974-07-09 | 1974 | 7 | 9 | 0 | 0 | 0 | 0 | 0 | 0 | 0 | 0 | 0 | 0 | 0 | 0 | 0 | 0 | 0 | 0 | 0 | 0 | 0 | 0 | 0 | 0 | 0 | 0 |  | 0 | 0 | 0 | 0 |  | 0 | 0 | 0 | 0 | 0
1974-07-10 | 1974 | 7 | 10 | 0 | 0 | 0 | 0 | 0 | 0 | 0 | 0 | 0 | 0 | 0 | 0 | 0 | 0 | 0 | 0 | 0 | 0 | 0 | 0 | 0 | 0 | 0 | 0 |  | 0 | 0 | 0 | 0 |  | 0 | 0 | 0 | 0 | 0
1974-07-11 | 1974 | 7 | 11 | 0 | 0 | 0 | 0 | 0.3 | 2.3 | 3 | 3.3 | 1.5 | 0.5 | 0 | 0 | 0 | 0.3 | 0 | 0 | 0 | 0 | 0 | 0 | 0 | 0 | 0 | 0 |  | 11.2 | 11.2 | 11.2 | 0 |  | 0 | 0 | 11.2 | 0 | 0
1974-07-12 | 1974 | 7 | 12 | 0 | 0 | 0 | 0 | 0 | 0 | 0 | 0 | 0 | 0 | 0 | 0 | 0 | 0 | 0 | 0 | 0 | 0 | 0 | 0 | 0 | 0 | 0 | 0 |  | 0 | 0 | 0 | 0 |  | 0 | 0 | 0 | 0 | 0
1974-07-13 | 1974 | 7 | 13 | 0 | 0 | 0 | 0 | 0 | 0 | 0 | 0 | 0 | 0 | 0 | 0 | 0 | 0 | 0 | 0 | 0 | 0 | 0 | 0 | 0 | 0 | 0 | 0 |  | 0 | 0 | 0 | 0 |  | 0 | 0 | 0 | 0 | 0
1974-07-14 | 1974 | 7 | 14 | 0 | 0 | 0 | 0 | 0 | 0 | 0 | 0 | 0 | 0 | 0 | 0 | 0 | 0 | 0 | 0 | 0 | 0 | 0 | 0 | 0 | 0 | 0 | 0 |  | 0 | 0 | 0 | 0 |  | 0 | 0 | 0 | 0 | 0
1974-07-15 | 1974 | 7 | 15 | 0 | 0 | 0 | 0 | 0 | 0 | 0 | 0 | 0 | 0 | 0 | 0 | 0 | 0 | 0 | 0 | 0 | 0 | 0 | 0 | 0 | 0 | 0 | 0 |  | 0 | 0 | 0 | 0 |  | 0 | 0 | 0 | 0 | 0
1974-07-16 | 1974 | 7 | 16 | 0 | 0 | 0 | 0 | 0 | 0 | 0 | 0 | 0 | 0 | 0 | 0 | 0 | 0 | 0 | 0 | 0 | 0 | 0 | 0 | 0 | 0 | 0 | 0 |  | 0 | 0 | 0 | 0 |  | 0 | 0 | 0 | 0 | 0
1974-07-17 | 1974 | 7 | 17 | 0 | 0 | 0 | 0 | 0 | 0 | 0 | 0 | 0 | 0 | 0 | 0 | 0 | 0 | 0 | 0 | 0 | 0 | 0 | 0 | 0 | 0 | 0 | 0 |  | 0 | 0 | 0 | 0 |  | 0 | 0 | 0 | 0 | 0
1974-07-18 | 1974 | 7 | 18 | 0 | 0 | 0 | 0 | 0 | 0 | 0 | 0 | 0 | 0 | 0 | 0 | 0 | 0 | 0 | 0 | 0 | 0 | 0 | 0 | 0 | 0 | 0 | 0 |  | 0 | 0 | 0 | 0 |  | 0 | 0 | 0 | 0 | 0
1974-07-19 | 1974 | 7 | 19 | 0 | 0 | 0 | 0 | 0.1 | 0 | 0 | 0 | 0 | 0 | 0 | 0 | 0.1 | 0 | 0 | 0 | 0 | 0 | 0 | 0 | 0.1 | 0 | 0 | 0 |  | 0.3 | 0.3 | 0.3 | 5.5511e-17 |  | 0 | 0 | 0.3 | 0 | 0
1974-07-20 | 1974 | 7 | 20 | 0 | 0 | 0 | 0 | 0 | 0 | 0 | 0 | 0 | 0 | 0 | 0 | 0 | 0 | 0 | 0 | 0 | 0 | 0 | 0 | 0 | 0 | 0 | 0 |  | 0 | 0 | 0 | 0 |  | 0 | 0 | 0 | 0 | 0
1974-07-21 | 1974 | 7 | 21 | 0 | 0 | 0 | 0 | 0 | 0 | 0 | 0 | 0 | 0 | 0 | 0 | 0 | 0 | 0 | 0 | 0 | 0 | 0 | 0 | 0 | 0 | 0 | 0 |  | 0 | 0 | 0 | 0 |  | 0 | 0 | 0 | 0 | 0
1974-07-22 | 1974 | 7 | 22 | 0 | 0 | 0 | 0 | 0 | 0 | 0 | 0 | 0 | 0 | 0 | 0 | 0 | 0 | 0 | 0 | 0 | 0 | 0 | 0 | 0 | 0 | 0.5 | 0 |  | 0.5 | 0.5 | 0.5 | 0 |  | 0 | 0 | 0.5 | 0 | 0
1974-07-23 | 1974 | 7 | 23 | 0 | 0 | 0 | 0 | 0 | 0 | 0 | 0 | 0 | 0 | 0 | 0 | 0 | 0 | 0 | 0 | 0 | 0 | 0 | 0 | 0 | 0 | 0 | 0 |  | 0 | 0 | 0 | 0 |  | 0 | 0 | 0 | 0 | 0
1974-07-24 | 1974 | 7 | 24 | 0 | 0 | 0 | 0 | 0 | 0 | 0 | 0 | 0 | 0 | 0 | 0 | 0 | 0 | 0 | 0 | 0 | 0 | 0 | 0 | 0 | 0 | 0 | 0 |  | 0 | 0 | 0 | 0 |  | 0 | 0 | 0 | 0 | 0
1974-07-25 | 1974 | 7 | 25 | 0 | 0 | 0 | 0 | 0 | 0 | 0 | 0 | 0 | 0 | 0 | 0 | 0 | 0 | 0 | 0 | 0 | 0 | 0 | 0 | 0 | 0 | 0 | 0 |  | 0 | 0 | 0 | 0 |  | 0 | 0 | 0 | 0 | 0
1974-07-26 | 1974 | 7 | 26 | 0 | 0 | 0 | 0 | 0 | 0 | 0 | 0 | 0 | 0 | 0 | 0 | 0 | 0 | 0 | 0 | 0 | 0 | 0 | 0 | 0 | 0 | 0 | 0 |  | 0 | 0 | 0 | 0 |  | 0 | 0 | 0 | 0 | 0
1974-07-27 | 1974 | 7 | 27 | 0 | 0 | 0 | 0 | 0 | 0 | 0 | 0 | 0 | 0 | 0 | 0 | 0 | 0 | 0 | 0 | 0 | 0 | 0 | 0 | 0 | 0 | 0 | 0 |  | 0 | 0 | 0 | 0 |  | 0 | 0 | 0 | 0 | 0
1974-07-28 | 1974 | 7 | 28 | 0 | 0 | 0 | 0 | 0 | 0 | 0 | 0 | 0 | 0 | 0 | 0 | 0 | 0 | 0 | 0 | 0 | 0 | 0 | 0 | 0 | 0 | 0 | 0 |  | 0 | 0 | 0 | 0 |  | 0 | 0 | 0 | 0 | 0
1974-07-29 | 1974 | 7 | 29 | 0 | 0 | 0 | 0 | 0 | 0 | 0 | 0 | 0 | 0 | 0 | 0 | 0 | 0 | 0 | 0 | 0 | 0 | 0 | 0 | 0 | 0 | 0 | 0 |  | 0 | 0 | 0 | 0 |  | 0 | 0 | 0 | 0 | 0
1974-07-30 | 1974 | 7 | 30 | 0 | 0 | 0 | 0 | 0 | 0 | 0 | 0 | 0 | 0 | 0 | 0 | 0 | 0 | 0 | 0 | 0 | 0 | 0 | 0 | 0 | 0 | 0 | 0 |  | 0 | 0 | 0 | 0 |  | 0 | 0 | 0 | 0 | 0
1974-07-31 | 1974 | 7 | 31 | 0 | 0 | 0 | 0 | 0 | 0 | 0 | 0 | 0 | 0 | 0 | 0 | 0 | 0 | 0 | 0 | 0 | 0 | 0 | 0 | 0 | 0 | 0 | 0 |  | 0 | 0 | 0 | 0 |  | 0 | 0 | 0 | 0 | 0
1974-08-01 | 1974 | 8 | 1 | 0 | 0 | 0 | 0 | 0 | 0 | 0 | 0 | 0 | 0 | 0 | 0 | 0 | 0 | 0 | 0 | 0 | 0 | 0 | 0 | 0 | 0 | 0 | 0 |  | 0 | 0 | 0 | 0 |  | 0 | 0 | 0 | 0 | 0
1974-08-02 | 1974 | 8 | 2 | 0 | 0 | 0 | 0 | 0 | 0 | 0 | 0 | 0 | 0 | 0 | 0 | 0 | 0 | 0 | 0 | 0 | 0 | 0 | 0 | 0 | 0 | 0 | 0 |  | 0 | 0 | 0 | 0 |  | 0 | 0 | 0 | 0 | 0
1974-08-03 | 1974 | 8 | 3 | 0 | 0 | 0 | 0 | 0 | 0 | 0 | 0 | 0 | 0 | 0 | 0 | 0 | 0 | 0 | 0 | 0 | 0 | 0 | 0 | 0 | 0 | 0 | 0 |  | 0 | 0 | 0 | 0 |  | 0 | 0 | 0 | 0 | 0
1974-08-04 | 1974 | 8 | 4 | 0 | 0 | 0 | 0 | 0 | 0 | 0 | 0 | 0 | 0 | 0 | 0 | 0 | 0 | 0 | 0 | 0 | 0 | 0 | 0 | 0 | 0 | 0 | 0 |  | 0 | 0 | 0 | 0 |  | 0 | 0 | 0 | 0 | 0
1974-08-05 | 1974 | 8 | 5 | 0 | 0 | 0 | 0 | 0 | 0 | 0 | 0 | 0 | 0 | 0 | 0 | 0 | 0 | 0 | 0 | 0 | 0 | 0 | 0 | 0 | 0 | 0 | 0 |  | 0 | 0 | 0 | 0 |  | 0 | 0 | 0 | 0 | 0
1974-08-06 | 1974 | 8 | 6 | 0 | 0 | 0 | 0 | 0 | 0 | 0 | 0 | 0 | 0 | 0 | 0 | 0 | 0 | 0 | 0 | 0.5 | 1 | 0.3 | 0 | 0 | 0 | 0 | 0 |  | 1.8 | 1.8 | 1.8 | 0 |  | 0 | 0 | 0 | 1.8 | 0
1974-08-07 | 1974 | 8 | 7 | 0 | 0 | 0 | 0 | 0 | 0 | 0 | 0 | 0 | 0 | 0 | 0 | 0 | 0 | 0 | 0 | 0 | 0 | 0 | 0 | 0 | 0 | 0 | 0 |  | 0 | 0 | 0 | 0 |  | 0 | 0 | 0 | 0 | 0
1974-08-08 | 1974 | 8 | 8 | 0 | 0 | 0 | 0 | 0 | 0 | 0 | 0 | 0 | 0 | 0 | 0 | 0 | 0 | 0 | 0 | 0 | 0 | 0 | 0 | 0 | 0 | 0 | 0 |  | 0 | 0 | 0 | 0 |  | 0 | 0 | 0 | 0 | 0
1974-08-09 | 1974 | 8 | 9 | 0 | 0 | 0 | 0 | 0 | 0 | 0 | 0 | 0 | 0 | 0 | 0 | 0 | 0 | 0 | 0 | 0 | 0 | 0 | 0 | 0 | 0 | 0 | 0 |  | 0 | 0 | 0 | 0 |  | 0 | 0 | 0 | 0 | 0
1974-08-10 | 1974 | 8 | 10 | 0 | 0 | 0 | 0 | 0 | 0 | 0 | 0 | 0 | 0 | 0 | 0 | 0 | 0 | 0 | 0 | 3 | 7.6 | 2 | 0 | 0 | 0 | 0 | 0 |  | 12.6 | 12.6 | 12.6 | 0 |  | 0 | 0 | 0 | 12.6 | 0
1974-08-11 | 1974 | 8 | 11 | 0 | 0 | 0 | 0 | 0 | 0 | 0 | 0 | 0 | 0 | 0 | 0 | 0 | 0 | 0 | 0 | 3 | 0.3 | 0 | 0 | 0 | 0 | 0 | 0 |  | 3.3 | 3.3 | 3.3 | 0 |  | 0 | 0 | 0 | 3.3 | 0
1974-08-12 | 1974 | 8 | 12 | 0 | 0 | 0 | 0 | 0.3 | 1.8 | 3.2 | 1.8 | 1.8 | 1.9 | 2.3 | 2.3 | 1 | 0.2 | 0.5 | 0.3 | 0 | 0.8 | 0.3 | 0 | 1 | 0.3 | 0 | 0 |  | 19.8 | 19.8 | 19.8 | 3.5527e-15 |  | 0 | 0 | 0 | 19.8 | 0
1974-08-13 | 1974 | 8 | 13 | 0.5 | 0.3 | 0 | 0.5 | 0.7 | 2 | 1.5 | 0.7 | 0.8 | 0.8 | 1.3 | 0.8 | 1.2 | 0.8 | 0 | 0 | 0 | 0 | 0 | 0 | 0 | 0 | 0 | 0 |  | 11.9 | 11.9 | 11.9 | 0 |  | 0 | 0 | 0 | 11.9 | 0
1974-08-14 | 1974 | 8 | 14 | 0 | 0 | 0 | 0 | 0 | 0 | 0 | 0 | 0 | 0 | 0 | 0 | 0.3 | 0 | 0 | 0 | 0 | 0 | 0 | 0 | 0 | 1.3 | 0 | 0.3 |  | 1.9 | 1.9 | 1.9 | 2.2204e-16 |  | 0 | 0 | 0 | 1.9 | 0
1974-08-15 | 1974 | 8 | 15 | 0 | 0 | 0 | 0 | 0 | 0 | 0 | 0 | 0 | 0 | 0 | 0 | 0 | 0 | 0 | 0 | 0 | 0 | 0 | 0 | 0 | 0 | 0 | 0 |  | 0 | 0 | 0 | 0 |  | 0 | 0 | 0 | 0 | 0
1974-08-16 | 1974 | 8 | 16 | 0 | 0 | 0 | 0 | 0 | 0 | 0 | 0 | 0 | 0 | 0 | 0 | 0 | 0 | 0 | 0 | 0 | 0 | 0 | 0 | 0 | 0 | 0 | 0 |  | 0 | 0 | 0 | 0 |  | 0 | 0 | 0 | 0 | 0
1974-08-17 | 1974 | 8 | 17 | 0 | 0 | 0 | 0 | 0 | 0 | 0 | 0 | 0 | 0 | 0 | 0 | 0 | 0 | 0 | 0 | 0 | 0.8 | 0 | 0 | 0 | 0 | 0 | 0 |  | 0.8 | 0.8 | 0.8 | 0 |  | 0 | 0 | 0 | 0.8 | 0
1974-08-18 | 1974 | 8 | 18 | 0 | 0 | 0 | 0 | 0 | 0 | 0 | 0 | 0 | 0 | 0 | 0 | 0 | 0 | 0 | 0 | 0 | 0 | 0 | 0 | 0 | 0 | 0 | 0 |  | 0 | 0 | 0 | 0 |  | 0 | 0 | 0 | 0 | 0
1974-08-19 | 1974 | 8 | 19 | 0 | 0 | 0 | 0 | 0 | 0 | 1 | 0 | 0 | 0 | 0 | 0 | 0 | 0 | 0.5 | 2 | 0 | 0 | 0 | 0 | 0.3 | 0.3 | 0 | 0 |  | 4.1 | 4.1 | 4.1 | 0 |  | 0 | 0 | 0 | 4.1 | 0
1974-08-20 | 1974 | 8 | 20 | 0 | 0 | 0 | 0 | 0 | 0 | 0 | 0 | 0 | 0 | 0 | 0 | 0 | 0 | 0 | 0 | 0 | 0 | 0 | 0 | 0 | 0 | 0 | 0 |  | 0 | 0 | 0 | 0 |  | 0 | 0 | 0 | 0 | 0
1974-08-21 | 1974 | 8 | 21 | 0 | 0 | 0 | 0 | 0 | 0 | 0 | 0 | 0 | 0 | 0 | 0 | 0 | 0 | 0 | 7.6 | 0 | 0 | 0 | 0 | 0 | 0 | 0 | 0 |  | 7.6 | 7.6 | 7.6 | 0 |  | 0 | 0 | 0 | 7.6 | 0
1974-08-22 | 1974 | 8 | 22 | 0 | 0 | 0 | 0 | 0 | 0 | 0 | 0 | 0 | 0 | 0 | 0 | 0 | 0 | 0 | 0 | 0 | 0 | 0 | 0 | 0 | 0 | 0 | 0 |  | 0 | 0 | 0 | 0 |  | 0 | 0 | 0 | 0 | 0
1974-08-23 | 1974 | 8 | 23 | 0 | 0 | 0 | 0 | 0 | 0 | 0 | 0 | 0 | 0 | 0 | 0 | 0 | 0 | 0 | 0 | 0 | 0 | 0 | 0 | 0 | 0 | 0 | 0 |  | 0 | 0 | 0 | 0 |  | 0 | 0 | 0 | 0 | 0
1974-08-24 | 1974 | 8 | 24 | 0 | 0 | 0 | 0 | 0 | 0 | 0 | 0 | 0 | 0 | 0 | 0 | 0 | 0 | 0 | 0 | 0 | 0 | 0 | 0 | 0 | 0 | 0 | 0 |  | 0 | 0 | 0 | 0 |  | 0 | 0 | 0 | 0 | 0
1974-08-25 | 1974 | 8 | 25 | 0 | 0 | 0 | 0 | 0 | 0 | 0 | 0 | 0 | 0 | 0 | 0 | 0 | 0 | 0 | 0 | 0 | 0 | 0 | 0 | 0 | 0 | 0 | 0 |  | 0 | 0 | 0 | 0 |  | 0 | 0 | 0 | 0 | 0
1974-08-26 | 1974 | 8 | 26 | 0 | 0 | 0 | 0 | 0 | 0 | 0 | 0 | 0 | 0 | 0 | 0 | 0 | 0 | 0 | 0 | 0 | 0 | 0 | 0 | 0 | 0 | 0 | 0 |  | 0 | 0 | 0 | 0 |  | 0 | 0 | 0 | 0 | 0
1974-08-27 | 1974 | 8 | 27 | 0 | 0 | 0 | 0 | 0 | 0 | 0 | 0 | 0 | 0 | 0 | 0 | 0 | 0 | 0 | 0 | 0 | 0 | 0 | 0 | 0 | 0 | 0 | 0 |  | 0 | 0 | 0 | 0 |  | 0 | 0 | 0 | 0 | 0
1974-08-28 | 1974 | 8 | 28 | 0 | 0 | 0 | 0 | 0 | 0 | 0 | 0 | 0 | 0 | 0 | 0 | 0 | 0 | 0 | 0 | 0 | 0 | 0 | 0 | 0 | 0 | 0 | 0 |  | 0 | 0 | 0 | 0 |  | 0 | 0 | 0 | 0 | 0
1974-08-29 | 1974 | 8 | 29 | 0 | 0 | 0 | 0 | 0 | 0 | 0 | 0 | 0 | 0 | 0 | 0 | 0 | 0 | 0 | 0 | 0 | 0 | 0 | 0 | 0 | 0 | 0 | 0 |  | 0 | 0 | 0 | 0 |  | 0 | 0 | 0 | 0 | 0
1974-08-30 | 1974 | 8 | 30 | 0 | 0 | 0 | 0 | 0 | 0 | 0 | 0 | 0 | 0 | 0 | 0 | 0 | 0 | 0 | 0 | 0 | 0 | 0 | 0 | 0 | 0 | 0 | 0 |  | 0 | 0 | 0 | 0 |  | 0 | 0 | 0 | 0 | 0
1974-08-31 | 1974 | 8 | 31 | 0 | 0 | 0 | 0 | 0 | 0.3 | 0 | 0 | 0 | 0 | 0 | 0 | 0 | 0 | 0 | 0 | 0 | 0 | 0 | 0 | 0 | 0 | 0 | 0 |  | 0.3 | 0.3 | 0.3 | 0 |  | 0 | 0 | 0 | 0.3 | 0
1974-09-01 | 1974 | 9 | 1 | 0 | 0 | 0 | 0 | 0 | 0 | 0 | 0 | 0 | 0 | 0 | 0 | 0 | 0 | 0 | 0 | 0 | 0 | 0 | 0 | 0 | 0 | 0 | 0 |  | 0 | 0 | 0 | 0 |  | 0 | 0 | 0 | 0 | 0
1974-09-02 | 1974 | 9 | 2 | 0 | 0 | 0 | 0 | 0 | 0 | 0 | 0 | 0 | 0 | 0 | 0 | 0 | 0 | 0 | 0 | 0 | 0 | 0 | 0 | 0 | 0 | 0 | 0 |  | 0 | 0 | 0 | 0 |  | 0 | 0 | 0 | 0 | 0
1974-09-03 | 1974 | 9 | 3 | 0 | 0 | 0 | 0 | 0 | 0 | 0 | 0 | 0 | 0 | 0 | 0 | 0 | 0 | 0 | 0 | 0 | 0 | 0 | 0 | 0 | 0 | 0 | 0 |  | 0 | 0 | 0 | 0 |  | 0 | 0 | 0 | 0 | 0
1974-09-04 | 1974 | 9 | 4 | 0 | 0 | 0 | 0 | 0 | 0 | 0 | 0 | 0 | 0 | 0 | 0 | 0 | 0 | 0 | 0 | 0 | 0 | 0 | 0 | 0 | 0 | 0 | 0 |  | 0 | 0 | 0 | 0 |  | 0 | 0 | 0 | 0 | 0
1974-09-05 | 1974 | 9 | 5 | 0 | 0 | 0 | 0 | 0 | 0 | 0 | 0 | 0 | 0 | 0 | 0 | 0 | 0 | 0 | 0 | 0 | 0 | 0 | 0 | 0 | 0 | 0 | 0 |  | 0 | 0 | 0 | 0 |  | 0 | 0 | 0 | 0 | 0
1974-09-06 | 1974 | 9 | 6 | 0 | 0 | 0 | 0 | 0 | 0 | 0 | 0 | 0 | 0 | 0 | 0 | 0 | 0 | 0 | 0 | 0 | 0 | 0 | 0 | 0 | 0 | 0 | 0 |  | 0 | 0 | 0 | 0 |  | 0 | 0 | 0 | 0 | 0
1974-09-07 | 1974 | 9 | 7 | 0 | 0 | 0 | 0.8 | 0.2 | 1.3 | 1.4 | 0 | 0.3 | 0 | 0 | 0 | 0 | 0 | 0 | 0 | 0.3 | 0 | 0.3 | 0 | 0.2 | 0 | 0.3 | 0.5 |  | 5.6 | 5.6 | 5.6 | 0 |  | 0 | 0 | 0 | 0 | 5.6
1974-09-08 | 1974 | 9 | 8 | 0.3 | 0 | 0.3 | 0.3 | 0.5 | 0.5 | 0 | 0 | 0 | 0 | 0 | 0 | 0 | 0 | 0 | 0 | 0 | 0 | 0 | 0 | 0 | 0 | 0.5 | 0 |  | 2.4 | 2.4 | 2.4 | 0 |  | 0 | 0 | 0 | 0 | 2.4
1974-09-09 | 1974 | 9 | 9 | 0 | 0 | 0 | 0 | 0 | 0 | 0 | 0 | 0 | 0 | 0 | 0 | 0 | 0 | 0 | 0 | 0 | 16 | 0 | 0 | 0 | 0 | 0 | 0 |  | 16 | 16 | 16 | 0 |  | 0 | 0 | 0 | 0 | 16
1974-09-10 | 1974 | 9 | 10 | 0 | 0 | 0 | 0 | 0 | 0 | 0 | 0 | 0 | 0 | 0 | 0 | 0 | 0 | 0 | 0 | 0 | 0 | 0 | 0 | 0.1 | 0.1 | 0 | 0.1 |  | 0.3 | 0.3 | 0.3 | 5.5511e-17 |  | 0 | 0 | 0 | 0 | 0.3
1974-09-11 | 1974 | 9 | 11 | 0.1 | 0.1 | 0 | 0 | 0 | 0 | 0 | 0 | 0 | 0 | 0 | 0 | 0 | 0 | 0 | 0 | 0 | 0 | 0.1 | 0 | 0 | 0 | 0 | 0 |  | 0.3 | 0.3 | 0.3 | 5.5511e-17 |  | 0 | 0 | 0 | 0 | 0.3
1974-09-12 | 1974 | 9 | 12 | 0 | 0 | 0 | 0 | 0 | 0 | 0 | 0 | 0 | 0 | 0 | 0 | 0 | 0 | 0 | 0 | 0 | 0 | 0 | 0 | 0 | 0 | 0 | 0 |  | 0 | 0 | 0 | 0 |  | 0 | 0 | 0 | 0 | 0
1974-09-13 | 1974 | 9 | 13 | 0 | 0 | 0 | 0 | 0 | 0 | 0 | 0 | 0 | 0 | 0 | 0 | 0 | 0 | 0 | 0 | 0 | 0 | 0 | 0 | 0 | 0 | 0 | 0 |  | 0 | 0 | 0 | 0 |  | 0 | 0 | 0 | 0 | 0
1974-09-14 | 1974 | 9 | 14 | 0 | 0 | 0 | 0 | 0 | 0 | 0 | 0 | 0 | 0 | 0 | 0 | 0 | 0 | 0 | 0 | 0 | 0 | 0 | 0 | 0 | 0 | 0 | 0 |  | 0 | 0 | 0 | 0 |  | 0 | 0 | 0 | 0 | 0
1974-09-15 | 1974 | 9 | 15 | 0 | 0 | 0 | 0 | 0 | 0 | 0 | 0 | 0 | 0 | 0 | 0 | 0 | 0 | 0 | 0 | 0 | 0 | 0 | 0 | 0 | 0 | 0 | 0 |  | 0 | 0 | 0 | 0 |  | 0 | 0 | 0 | 0 | 0
1974-09-16 | 1974 | 9 | 16 | 0 | 0 | 0 | 0 | 0 | 0 | 0 | 0 | 0 | 0 | 0 | 0 | 0 | 0 | 0 | 0 | 0 | 0 | 0 | 0 | 0 | 0 | 0 | 0 |  | 0 | 0 | 0 | 0 |  | 0 | 0 | 0 | 0 | 0
1974-09-17 | 1974 | 9 | 17 | 0 | 0 | 0 | 0 | 0 | 0 | 0 | 0 | 0 | 0 | 0 | 0 | 0 | 0 | 0 | 0 | 0 | 0 | 0 | 0 | 0 | 0 | 0 | 0 |  | 0 | 0 | 0 | 0 |  | 0 | 0 | 0 | 0 | 0
1974-09-18 | 1974 | 9 | 18 | 0 | 0 | 0 | 0 | 0 | 0 | 0 | 0 | 0 | 0 | 0 | 0 | 0 | 0 | 0 | 0 | 0 | 0.5 | 0 | 0 | 0 | 0 | 0 | 0 |  | 0.5 | 0.5 | 0.5 | 0 |  | 0 | 0 | 0 | 0 | 0.5
1974-09-19 | 1974 | 9 | 19 | 0 | 0 | 0 | 0 | 0 | 0 | 0 | 0 | 0 | 0 | 0 | 0 | 0 | 0 | 0 | 0 | 0 | 0 | 0 | 0 | 0 | 0 | 0 | 0 |  | 0 | 0 | 0 | 0 |  | 0 | 0 | 0 | 0 | 0
1974-09-20 | 1974 | 9 | 20 | 0 | 0 | 0 | 0 | 0 | 0 | 0 | 0 | 0 | 0 | 0 | 0 | 0 | 0 | 0 | 0 | 0 | 0 | 0 | 0 | 0 | 0 | 0 | 0 |  | 0 | 0 | 0 | 0 |  | 0 | 0 | 0 | 0 | 0
1974-09-21 | 1974 | 9 | 21 | 0 | 0 | 0 | 0 | 0 | 0 | 0 | 0 | 0 | 0 | 0 | 0 | 0 | 0 | 0 | 0 | 0 | 0 | 0 | 0 | 0 | 0 | 0 | 0 |  | 0 | 0 | 0 | 0 |  | 0 | 0 | 0 | 0 | 0
1974-09-22 | 1974 | 9 | 22 | 0 | 0 | 0 | 0 | 0 | 0 | 0 | 0 | 0 | 0 | 0 | 0 | 0 | 0 | 0 | 0 | 0 | 0 | 0 | 0 | 0 | 0 | 0 | 0 |  | 0 | 0 | 0 | 0 |  | 0 | 0 | 0 | 0 | 0
1974-09-23 | 1974 | 9 | 23 | 0 | 0 | 0 | 0 | 0 | 0 | 0 | 0 | 0 | 0 | 0 | 0 | 0 | 0 | 0 | 0 | 0 | 0 | 0 | 0 | 0 | 0 | 0 | 0 |  | 0 | 0 | 0 | 0 |  | 0 | 0 | 0 | 0 | 0
1974-09-24 | 1974 | 9 | 24 | 0 | 0 | 0 | 0 | 0 | 0 | 0 | 0 | 0 | 0 | 0 | 0 | 0 | 0 | 0 | 0 | 0 | 0 | 0 | 0 | 0 | 0 | 0 | 0 |  | 0 | 0 | 0 | 0 |  | 0 | 0 | 0 | 0 | 0
1974-09-25 | 1974 | 9 | 25 | 0 | 0 | 0 | 0 | 0 | 0 | 0 | 0 | 0 | 0 | 0 | 0 | 0 | 0 | 0 | 0 | 0 | 0 | 0 | 0 | 0 | 0 | 0 | 0 |  | 0 | 0 | 0 | 0 |  | 0 | 0 | 0 | 0 | 0
1974-09-26 | 1974 | 9 | 26 | 0 | 0 | 0 | 0 | 0 | 2 | 3.6 | 2.8 | 0.8 | 0 | 0 | 0 | 0 | 0 | 0 | 0 | 0.5 | 0.5 | 0 | 0 | 0 | 0 | 0 | 0 |  | 10.2 | 10.2 | 10.2 | 0 |  | 0 | 0 | 0 | 0 | 10.2
1974-09-27 | 1974 | 9 | 27 | 0 | 0 | 0 | 0 | 0 | 0 | 0 | 0 | 0 | 0 | 0 | 0 | 0 | 0 | 0 | 0 | 0 | 0 | 0 | 0 | 0 | 0 | 0 | 0 |  | 0 | 0 | 0 | 0 |  | 0 | 0 | 0 | 0 | 0
1974-09-28 | 1974 | 9 | 28 | 0 | 0 | 0 | 0 | 0 | 0 | 0 | 0 | 0 | 0 | 0 | 0.4 | 0.4 | 0 | 0 | 0 | 0.4 | 0.4 | 0.4 | 0 | 0 | 0 | 0 | 0 |  | 2 | 2 | 2 | 0 |  | 0 | 0 | 0 | 0 | 2
1974-09-29 | 1974 | 9 | 29 | 0 | 0 | 0 | 0 | 0 | 0 | 0 | 0 | 0 | 0 | 0 | 0 | 0 | 0 | 0 | 0 | 0 | 0 | 0 | 0 | 0 | 0 | 0 | 0 |  | 0 | 0 | 0 | 0 |  | 0 | 0 | 0 | 0 | 0
1974-09-30 | 1974 | 9 | 30 | 0 | 0 | 0 | 0 | 0 | 0 | 0 | 0 | 0 | 0 | 0 | 0 | 0 | 0 | 0 | 0 | 0 | 0 | 0 | 0 | 0 | 0 | 0 | 0 |  | 0 | 0 | 0 | 0 |  | 0 | 0 | 0 | 0 | 0
1974-10-01 | 1974 | 10 | 1 | 0 | 0 | 0 | 0 | 0 | 0 | 0 | 0 | 0 | 0 | 0 | 0 | 0 | 0 | 0 | 0 | 0 | 0 | 0 | 0 | 0 | 0 | 0 | 0 |  | 0 | 0 | 0 | 0 |  | 0 | 0 | 0 | 0 | 0
1974-10-02 | 1974 | 10 | 2 | 0 | 0 | 0 | 0 | 0 | 0 | 0 | 0 | 0 | 0 | 0 | 0 | 0 | 0 | 0 | 0 | 0 | 0 | 0 | 0 | 0 | 0 | 0 | 0 |  | 0 | 0 | 0 | 0 |  | 0 | 0 | 0 | 0 | 0
1974-10-03 | 1974 | 10 | 3 | 0 | 0 | 0 | 0 | 0 | 0 | 0 | 0 | 0 | 0 | 0 | 0 | 0 | 0 | 0 | 0 | 0 | 0 | 0 | 0 | 0 | 0 | 0 | 0 |  | 0 | 0 | 0 | 0 |  | 0 | 0 | 0 | 0 | 0
1974-10-04 | 1974 | 10 | 4 | 0 | 0.1 | 0.2 | 0.1 | 0.1 | 0.2 | 0.1 | 0.1 | 0.1 | 0.2 | 0.1 | 0.1 | 0.2 | 0.1 | 0.1 | 0.2 | 0.1 | 0.1 | 0.1 | 0.2 | 0.1 | 0.1 | 0.2 | 0.1 |  | 3 | 3 | 3 | 1.3323e-15 |  | 0 | 0 | 0 | 0 | 0
1974-10-05 | 1974 | 10 | 5 | 0.1 | 0.1 | 0.2 | 0.1 | 0.1 | 0.1 | 0.1 | 0.1 | 0.2 | 0.1 | 0.1 | 0 | 0 | 0 | 0 | 0 | 0 | 0 | 0 | 0 | 0 | 0 | 0 | 0 |  | 1.3 | 1.3 | 1.3 | 0 |  | 0 | 0 | 0 | 0 | 0
1974-10-06 | 1974 | 10 | 6 | 0 | 0 | 0 | 0 | 0 | 0 | 0 | 0 | 0 | 0 | 0 | 0 | 0 | 0 | 0 | 0 | 0 | 0 | 0 | 0 | 0 | 0 | 0 | 0 |  | 0 | 0 | 0 | 0 |  | 0 | 0 | 0 | 0 | 0
1974-10-07 | 1974 | 10 | 7 | 0 | 0 | 0 | 0 | 0 | 0 | 0 | 0 | 0 | 0 | 0 | 0 | 0 | 0 | 0 | 0 | 0 | 0 | 0 | 0 | 0 | 0 | 0 | 0 |  | 0 | 0 | 0 | 0 |  | 0 | 0 | 0 | 0 | 0
1974-10-08 | 1974 | 10 | 8 | 0 | 0 | 0 | 0 | 0 | 0 | 0 | 0 | 0 | 0 | 0 | 0 | 0 | 0 | 0 | 0 | 0 | 0 | 0 | 0 | 0 | 0 | 0 | 0 |  | 0 | 0 | 0 | 0 |  | 0 | 0 | 0 | 0 | 0
1974-10-09 | 1974 | 10 | 9 | 0 | 0 | 0 | 0 | 0 | 0 | 0 | 0 | 0 | 0 | 0 | 0 | 0 | 0 | 0 | 0 | 0 | 0 | 0 | 0 | 0 | 0 | 0 | 0 |  | 0 | 0 | 0 | 0 |  | 0 | 0 | 0 | 0 | 0
1974-10-10 | 1974 | 10 | 10 | 0 | 0 | 0 | 0 | 0 | 0 | 0 | 0 | 0 | 0 | 0 | 0 | 0 | 0 | 0 | 0 | 0 | 0 | 0 | 0 | 0 | 1 | 0.8 | 1.5 |  | 3.3 | 3.3 | 3.3 | 0 |  | 0 | 0 | 0 | 0 | 0
1974-10-11 | 1974 | 10 | 11 | 1 | 0.8 | 0.5 | 0 | 0 | 0 | 0 | 0 | 0 | 0 | 0 | 0 | 0 | 0 | 0 | 0 | 0 | 0 | 0 | 0 | 0 | 0 | 0 | 0 |  | 2.3 | 2.3 | 2.3 | 0 |  | 0 | 0 | 0 | 0 | 0
1974-10-12 | 1974 | 10 | 12 | 0 | 0 | 0 | 0 | 0 | 0 | 0 | 0 | 0 | 0 | 0 | 0 | 0 | 0 | 0 | 0 | 0 | 0 | 0 | 0 | 0 | 0 | 0 | 0 |  | 0 | 0 | 0 | 0 |  | 0 | 0 | 0 | 0 | 0
1974-10-13 | 1974 | 10 | 13 | 0.7 | 0.6 | 0 | 0 | 0 | 0 | 0 | 0 | 0 | 0 | 0 | 0 | 0 | 0 | 0 | 0 | 0 | 0 | 0 | 0 | 0 | 0 | 0 | 0 |  | 1.3 | 1.3 | 1.3 | 2.2204e-16 |  | 0 | 0 | 0 | 0 | 0
1974-10-14 | 1974 | 10 | 14 | 0 | 0 | 0 | 0 | 0 | 0 | 0 | 0 | 0 | 0 | 0 | 0 | 0 | 0 | 0 | 0 | 0 | 0 | 0 | 0 | 0 | 0 | 0 | 0 |  | 0 | 0 | 0 | 0 |  | 0 | 0 | 0 | 0 | 0
1974-10-15 | 1974 | 10 | 15 | 0 | 0 | 0 | 0 | 0 | 0 | 0 | 0 | 0 | 0 | 0 | 0 | 0 | 0 | 0 | 0 | 0 | 0 | 0 | 0 | 0 | 0 | 0 | 0 |  | 0 | 0 | 0 | 0 |  | 0 | 0 | 0 | 0 | 0
1974-10-16 | 1974 | 10 | 16 | 0 | 0 | 0 | 0 | 0 | 0 | 0 | 0 | 0 | 0 | 0 | 0 | 0 | 0 | 0 | 0 | 0 | 0 | 0 | 0 | 0 | 0 | 0 | 0 |  | 0 | 0 | 0 | 0 |  | 0 | 0 | 0 | 0 | 0
1974-10-17 | 1974 | 10 | 17 | 0 | 0 | 0 | 0 | 0 | 0 | 0 | 0 | 0 | 0 | 0 | 0 | 0 | 0 | 0 | 0 | 0 | 0 | 0 | 0 | 0 | 0 | 0 | 0 |  | 0 | 0 | 0 | 0 |  | 0 | 0 | 0 | 0 | 0
1974-10-18 | 1974 | 10 | 18 | 0 | 0 | 0 | 0 | 0 | 0 | 0 | 0 | 0 | 0 | 0 | 0 | 0 | 0 | 0 | 0 | 0 | 0 | 0 | 0 | 0 | 0 | 0 | 0 |  | 0 | 0 | 0 | 0 |  | 0 | 0 | 0 | 0 | 0
1974-10-19 | 1974 | 10 | 19 | 0 | 0 | 0 | 0 | 0 | 0 | 0 | 0 | 0 | 0 | 0 | 0 | 0 | 0 | 0 | 0 | 0 | 0 | 0 | 0 | 0 | 0 | 0 | 0 |  | 0 | 0 | 0 | 0 |  | 0 | 0 | 0 | 0 | 0
1974-10-20 | 1974 | 10 | 20 | 0 | 0 | 0 | 0 | 0 | 0 | 0 | 0 | 0 | 0 | 0 | 0 | 0 | 0 | 0 | 0 | 0 | 0 | 0 | 0 | 0 | 0 | 0 | 0 |  | 0 | 0 | 0 | 0 |  | 0 | 0 | 0 | 0 | 0
1974-10-21 | 1974 | 10 | 21 | 0 | 0 | 0 | 0 | 0 | 0 | 0 | 0 | 0 | 0 | 0 | 0 | 0 | 0 | 0 | 0 | 0 | 0 | 0 | 0 | 0 | 0 | 0 | 0 |  | 0 | 0 | 0 | 0 |  | 0 | 0 | 0 | 0 | 0
1974-10-22 | 1974 | 10 | 22 | 0 | 0 | 0 | 0 | 0 | 0 | 0 | 0 | 0 | 0 | 0 | 0 | 0 | 0 | 0 | 0 | 0 | 0 | 0 | 0 | 0 | 0 | 0 | 0 |  | 0 | 0 | 0 | 0 |  | 0 | 0 | 0 | 0 | 0
1974-10-23 | 1974 | 10 | 23 | 0 | 0 | 0 | 0 | 0 | 0 | 0 | 0 | 0 | 0 | 0 | 0 | 0 | 0 | 0 | 0 | 0 | 0 | 0 | 0 | 0 | 0 | 0 | 0 |  | 0 | 0 | 0 | 0 |  | 0 | 0 | 0 | 0 | 0
1974-10-24 | 1974 | 10 | 24 | 0 | 0 | 0 | 0 | 0 | 0 | 0 | 0 | 0 | 0 | 0 | 0 | 0 | 0 | 0 | 0 | 0 | 0 | 0 | 0 | 0 | 0 | 0 | 0 |  | 0 | 0 | 0 | 0 |  | 0 | 0 | 0 | 0 | 0
1974-10-25 | 1974 | 10 | 25 | 0 | 0 | 0 | 0 | 0 | 0 | 0 | 0 | 0 | 0 | 0 | 0 | 0 | 0 | 0 | 0 | 0 | 0 | 0 | 0 | 0 | 0 | 0 | 0 |  | 0 | 0 | 0 | 0 |  | 0 | 0 | 0 | 0 | 0
1974-10-26 | 1974 | 10 | 26 | 0 | 0 | 0 | 0 | 0 | 0 | 0 | 0 | 0 | 0 | 0 | 0 | 0 | 0 | 0 | 0 | 0 | 0 | 0 | 0 | 0 | 0 | 0 | 0 |  | 0 | 0 | 0 | 0 |  | 0 | 0 | 0 | 0 | 0
1974-10-27 | 1974 | 10 | 27 | 0 | 0 | 0 | 0 | 0 | 0 | 0 | 0 | 0 | 0 | 0 | 0 | 0 | 0 | 0 | 0 | 0 | 0 | 0 | 0 | 0 | 0 | 0 | 0 |  | 0 | 0 | 0 | 0 |  | 0 | 0 | 0 | 0 | 0
1974-10-28 | 1974 | 10 | 28 | 0 | 0 | 0 | 0 | 0 | 0 | 0 | 0 | 0 | 0 | 0 | 0 | 0 | 0 | 0 | 0 | 0 | 0 | 0 | 0 | 0 | 0 | 0 | 0 |  | 0 | 0 | 0 | 0 |  | 0 | 0 | 0 | 0 | 0
1974-10-29 | 1974 | 10 | 29 | 0 | 0 | 0 | 0 | 0 | 0 | 0 | 0 | 0 | 0 | 0 | 0 | 0 | 0 | 0 | 0 | 0 | 0 | 0 | 0 | 0 | 0 | 0 | 0 |  | 0 | 0 | 0 | 0 |  | 0 | 0 | 0 | 0 | 0
1974-10-30 | 1974 | 10 | 30 | 0 | 0 | 0 | 0 | 0 | 0 | 0 | 0 | 0 | 0 | 0 | 0 | 0 | 0 | 0 | 0 | 0 | 0 | 0 | 0 | 0 | 0 | 0 | 0 |  | 0 | 0 | 0 | 0 |  | 0 | 0 | 0 | 0 | 0
1974-10-31 | 1974 | 10 | 31 | 0 | 0 | 0 | 0 | 0 | 0 | 0 | 0 | 0 | 0 | 0 | 0 | 0 | 0 | 0 | 0 | 0 | 0 | 0 | 0 | 0 | 0 | 0 | 0 |  | 0 | 0 | 0 | 0 |  | 0 | 0 | 0 | 0 | 0
1974-11-01 | 1974 | 11 | 1 | 0 | 0 | 0 | 0 | 0 | 0 | 0 | 0 | 0 | 0 | 0 | 0 | 0 | 0 | 0 | 0 | 0 | 0 | 0 | 0 | 0 | 0 | 0 | 0 |  | 0 | 0 | 0 | 0 |  | 0 | 0 | 0 | 0 | 0
1974-11-02 | 1974 | 11 | 2 | 0 | 0 | 0 | 0 | 0 | 0 | 0 | 0 | 0 | 0 | 0 | 0 | 0 | 0 | 0 | 0 | 0 | 0 | 0 | 0 | 0 | 0 | 0 | 0 |  | 0 | 0 | 0 | 0 |  | 0 | 0 | 0 | 0 | 0
1974-11-03 | 1974 | 11 | 3 | 0 | 0 | 0 | 0 | 0 | 0 | 0 | 0 | 0 | 0 | 0 | 0 | 0 | 0 | 0 | 0 | 0 | 0 | 0 | 0 | 0 | 0 | 0 | 0 |  | 0 | 0 | 0 | 0 |  | 0 | 0 | 0 | 0 | 0
1974-11-04 | 1974 | 11 | 4 | 0 | 0 | 0 | 0 | 0 | 0 | 0 | 0 | 0 | 0 | 0 | 0 | 0 | 0 | 0 | 0 | 0 | 0 | 0 | 0 | 0 | 0 | 0 | 0 |  | 0 | 0 | 0 | 0 |  | 0 | 0 | 0 | 0 | 0
1974-11-05 | 1974 | 11 | 5 | 0 | 0 | 0 | 0 | 0 | 0 | 0 | 0 | 0 | 0 | 0 | 0 | 0 | 0 | 0 | 0 | 0 | 0 | 0 | 0 | 0 | 0 | 0 | 0 |  | 0 | 0 | 0 | 0 |  | 0 | 0 | 0 | 0 | 0
1974-11-06 | 1974 | 11 | 6 | 0 | 0 | 0 | 0 | 0 | 0 | 0 | 0 | 0 | 0 | 0 | 0 | 0 | 0 | 0 | 0 | 0 | 0 | 0 | 0 | 0 | 0 | 0 | 0 |  | 0 | 0 | 0 | 0 |  | 0 | 0 | 0 | 0 | 0
1974-11-07 | 1974 | 11 | 7 | 0 | 0 | 0 | 0 | 0 | 0 | 0 | 0 | 0 | 0 | 0 | 0 | 0 | 0 | 0 | 0 | 0 | 0 | 0 | 0 | 0 | 0 | 0 | 0 |  | 0 | 0 | 0 | 0 |  | 0 | 0 | 0 | 0 | 0
1974-11-08 | 1974 | 11 | 8 | 0 | 0 | 0 | 0 | 0 | 0 | 0 | 0 | 0 | 0 | 0 | 0 | 0 | 0 | 0 | 0 | 0 | 0 | 0 | 0 | 0 | 0 | 0 | 0 |  | 0 | 0 | 0 | 0 |  | 0 | 0 | 0 | 0 | 0
1974-11-09 | 1974 | 11 | 9 | 0 | 0 | 0 | 0 | 0 | 0 | 0 | 0 | 0 | 0 | 0 | 0 | 0 | 0 | 0 | 0 | 0 | 0 | 0 | 0 | 0 | 0 | 0 | 0 |  | 0 | 0 | 0 | 0 |  | 0 | 0 | 0 | 0 | 0
1974-11-10 | 1974 | 11 | 10 | 0 | 0 | 0 | 0 | 0 | 0 | 0 | 0 | 0 | 0 | 0 | 0 | 0 | 0 | 0 | 0 | 0 | 0 | 0 | 0 | 0 | 0 | 0 | 0 |  | 0 | 0 | 0 | 0 |  | 0 | 0 | 0 | 0 | 0
1974-11-11 | 1974 | 11 | 11 | 0 | 0 | 0 | 0 | 0 | 0 | 0 | 0 | 0 | 0 | 0 | 0 | 0 | 0 | 0 | 0 | 0 | 0 | 0 | 0 | 0 | 0 | 0 | 0 |  | 0 | 0 | 0 | 0 |  | 0 | 0 | 0 | 0 | 0
1974-11-12 | 1974 | 11 | 12 | 0 | 0 | 0 | 0 | 0 | 0 | 0 | 0 | 0 | 0.3 | 0.2 | 0.5 | 0.3 | 0.2 | 0.3 | 0 | 0 | 0 | 0 | 0 | 0 | 0 | 0 | 0 |  | 1.8 | 1.8 | 1.8 | 0 |  | 0 | 0 | 0 | 0 | 0
1974-11-13 | 1974 | 11 | 13 | 0 | 0 | 0 | 0 | 0 | 0 | 0 | 0 | 0 | 0 | 0 | 0 | 0 | 0 | 0 | 0 | 0 | 0 | 0 | 0 | 0 | 0 | 0 | 0 |  | 0 | 0 | 0 | 0 |  | 0 | 0 | 0 | 0 | 0
1974-11-14 | 1974 | 11 | 14 | 0 | 0 | 0 | 0 | 0 | 0 | 0 | 0 | 0 | 0 | 0 | 0 | 0 | 0 | 0 | 0 | 0 | 0 | 0 | 0 | 0 | 0 | 0 | 0 |  | 0 | 0 | 0 | 0 |  | 0 | 0 | 0 | 0 | 0
1974-11-15 | 1974 | 11 | 15 | 0 | 0 | 0 | 0 | 0 | 0 | 0 | 0 | 0 | 0 | 0 | 0 | 0 | 0 | 0 | 0 | 0 | 0 | 0 | 0 | 0 | 0 | 0 | 0 |  | 0 | 0 | 0 | 0 |  | 0 | 0 | 0 | 0 | 0
1974-11-16 | 1974 | 11 | 16 | 0 | 0 | 0 | 0 | 0 | 0 | 0 | 0 | 0 | 0 | 0 | 0 | 0 | 0 | 0 | 0 | 0 | 0 | 0 | 0 | 0 | 0 | 0 | 0 |  | 0 | 0 | 0 | 0 |  | 0 | 0 | 0 | 0 | 0
1974-11-17 | 1974 | 11 | 17 | 0 | 0 | 0 | 0 | 0 | 0 | 0 | 0 | 0 | 0 | 0 | 0 | 0 | 0 | 0 | 0 | 0 | 0 | 0 | 0 | 0 | 0 | 0 | 0 |  | 0 | 0 | 0 | 0 |  | 0 | 0 | 0 | 0 | 0
1974-11-18 | 1974 | 11 | 18 | 0 | 0 | 0 | 0 | 0 | 0 | 0 | 0 | 0 | 0 | 0 | 0 | 0 | 0 | 0 | 0 | 0 | 0 | 0 | 0 | 0 | 0 | 0 | 0 |  | 0 | 0 | 0 | 0 |  | 0 | 0 | 0 | 0 | 0
1974-11-19 | 1974 | 11 | 19 | 0 | 0 | 0 | 0 | 0 | 0 | 0 | 0 | 0 | 0 | 0 | 0 | 0 | 0 | 0 | 0 | 0 | 0 | 0 | 0 | 0 | 0 | 0 | 0 |  | 0 | 0 | 0 | 0 |  | 0 | 0 | 0 | 0 | 0
1974-11-20 | 1974 | 11 | 20 | 0 | 0 | 0 | 0 | 0 | 0 | 0 | 0 | 0 | 0 | 0 | 0 | 0 | 0 | 0 | 0 | 0 | 0 | 0 | 0 | 0 | 0 | 0 | 0 |  | 0 | 0 | 0 | 0 |  | 0 | 0 | 0 | 0 | 0
1974-11-21 | 1974 | 11 | 21 | 0 | 0 | 0 | 0 | 0 | 0 | 0 | 0 | 0 | 0 | 0 | 0 | 0 | 0 | 0 | 0.4 | 0.4 | 0.4 | 0.4 | 0.4 | 0.4 | 0.4 | 0.4 | 0.4 |  | 3.6 | 3.6 | 3.6 | 4.4409e-16 |  | 0 | 0 | 0 | 0 | 0
1974-11-22 | 1974 | 11 | 22 | 0.2 | 0.2 | 0.2 | 0.1 | 0.2 | 0.2 | 0.2 | 0 | 0 | 0 | 0 | 0 | 0 | 0 | 0 | 0 | 0 | 0 | 0 | 0 | 0 | 0 | 0 | 0 |  | 1.3 | 1.3 | 1.3 | 0 |  | 0 | 0 | 0 | 0 | 0
1974-11-23 | 1974 | 11 | 23 | 0 | 0 | 0 | 0 | 0 | 0 | 0 | 0 | 0 | 0 | 0 | 0 | 0 | 0 | 0 | 0 | 0 | 0 | 0 | 0 | 0 | 0 | 0 | 0 |  | 0 | 0 | 0 | 0 |  | 0 | 0 | 0 | 0 | 0
1974-11-24 | 1974 | 11 | 24 | 0 | 0 | 0 | 0 | 0 | 0 | 0 | 0 | 0 | 0 | 0 | 0 | 0 | 0 | 0 | 0 | 0 | 0 | 0 | 0 | 0 | 0 | 0 | 0 |  | 0 | 0 | 0 | 0 |  | 0 | 0 | 0 | 0 | 0
1974-11-25 | 1974 | 11 | 25 | 0 | 0 | 0 | 0 | 0 | 0 | 0 | 0 | 0 | 0 | 0 | 0 | 0 | 0 | 0 | 0 | 0 | 0 | 0 | 0 | 0 | 0 | 0 | 0 |  | 0 | 0 | 0 | 0 |  | 0 | 0 | 0 | 0 | 0
1974-11-26 | 1974 | 11 | 26 | 0 | 0 | 0 | 0 | 0 | 0 | 0 | 0 | 0 | 0 | 0 | 0 | 0 | 0 | 0 | 0 | 0 | 0 | 0 | 0 | 0 | 0 | 0 | 0 |  | 0 | 0 | 0 | 0 |  | 0 | 0 | 0 | 0 | 0
1974-11-27 | 1974 | 11 | 27 | 0 | 0 | 0 | 0 | 0 | 0 | 0 | 0 | 0 | 0 | 0 | 0 | 0 | 0 | 0 | 0 | 0 | 0 | 0 | 0 | 0 | 0 | 0 | 0 |  | 0 | 0 | 0 | 0 |  | 0 | 0 | 0 | 0 | 0
1974-11-28 | 1974 | 11 | 28 | 0 | 0 | 0 | 0 | 0 | 0 | 0 | 0 | 0 | 0 | 0 | 0 | 0 | 0 | 0 | 0 | 0 | 0 | 0 | 0 | 0 | 0 | 0 | 0 |  | 0 | 0 | 0 | 0 |  | 0 | 0 | 0 | 0 | 0
1974-11-29 | 1974 | 11 | 29 | 0 | 0 | 0 | 0 | 0 | 0 | 0 | 0 | 0 | 0 | 0 | 0 | 0 | 0 | 0 | 0 | 0 | 0 | 0 | 0 | 0 | 0 | 0 | 0 |  | 0 | 0 | 0 | 0 |  | 0 | 0 | 0 | 0 | 0
1974-11-30 | 1974 | 11 | 30 | 0 | 0 | 0 | 0 | 0 | 0 | 0 | 0 | 0 | 0 | 0 | 0 | 0 | 0 | 0 | 0 | 0 | 0 | 0 | 0 | 0 | 0 | 0 | 0 |  | 0 | 0 | 0 | 0 |  | 0 | 0 | 0 | 0 | 0
1974-12-01 | 1974 | 12 | 1 | 0 | 0 | 0 | 0 | 0 | 0 | 0 | 0 | 0 | 0 | 0 | 0 | 0 | 0 | 0 | 0 | 0 | 0 | 0 | 0 | 0 | 0 | 0 | 0 |  | 0 | 0 | 0 | 0 |  | 0 | 0 | 0 | 0 | 0
1974-12-02 | 1974 | 12 | 2 | 0 | 0 | 0 | 0 | 0 | 0 | 0 | 0 | 0 | 0 | 0 | 0 | 0 | 0 | 0 | 0 | 0 | 0 | 0 | 0 | 0 | 0 | 0 | 0 |  | 0 | 0 | 0 | 0 |  | 0 | 0 | 0 | 0 | 0
1974-12-03 | 1974 | 12 | 3 | 0 | 0 | 0 | 0 | 0 | 0 | 0 | 0 | 0 | 0 | 0 | 0 | 0 | 0 | 0 | 0 | 0 | 0 | 0 | 0 | 0 | 0 | 0 | 0 |  | 0 | 0 | 0 | 0 |  | 0 | 0 | 0 | 0 | 0
1974-12-04 | 1974 | 12 | 4 | 0 | 0 | 0 | 0 | 0 | 0 | 0 | 0 | 0 | 0 | 0 | 0 | 0 | 0 | 0 | 0 | 0 | 0 | 0 | 0 | 0 | 0 | 0 | 0 |  | 0 | 0 | 0 | 0 |  | 0 | 0 | 0 | 0 | 0
1974-12-05 | 1974 | 12 | 5 | 0 | 0 | 0 | 0 | 0 | 0 | 0 | 0 | 0 | 0 | 0 | 0 | 0 | 0 | 0 | 0 | 0 | 0 | 0 | 0 | 0 | 0 | 0 | 0 |  | 0 | 0 | 0 | 0 |  | 0 | 0 | 0 | 0 | 0
1974-12-06 | 1974 | 12 | 6 | 0 | 0 | 0 | 0 | 0 | 0 | 0 | 0 | 0 | 0 | 0 | 0 | 0 | 0 | 0 | 0 | 0 | 0 | 0 | 0 | 0 | 0 | 0 | 0 |  | 0 | 0 | 0 | 0 |  | 0 | 0 | 0 | 0 | 0
1974-12-07 | 1974 | 12 | 7 | 0 | 0 | 0 | 0 | 0 | 0 | 0 | 0 | 0 | 0 | 0 | 0 | 0 | 0 | 0 | 0 | 0 | 0 | 0 | 0 | 0 | 0 | 0 | 0 |  | 0 | 0 | 0 | 0 |  | 0 | 0 | 0 | 0 | 0
1974-12-08 | 1974 | 12 | 8 | 0 | 0 | 0 | 0 | 0 | 0 | 0 | 0 | 0 | 0 | 0 | 0 | 0 | 0 | 0 | 0 | 0 | 0 | 0 | 0 | 0 | 0 | 0 | 0 |  | 0 | 0 | 0 | 0 |  | 0 | 0 | 0 | 0 | 0
1974-12-09 | 1974 | 12 | 9 | 0 | 0 | 0 | 0 | 0 | 0 | 0 | 0 | 0 | 0 | 0 | 0 | 0 | 0 | 0 | 0 | 0 | 0 | 0 | 0 | 0 | 0 | 0 | 0 |  | 0 | 0 | 0 | 0 |  | 0 | 0 | 0 | 0 | 0
1974-12-10 | 1974 | 12 | 10 | 0 | 0 | 0 | 0 | 0 | 0 | 0 | 0 | 0 | 0 | 0 | 0 | 0 | 0 | 0 | 0 | 0 | 0 | 0 | 0 | 0 | 0 | 0 | 0 |  | 0 | 0 | 0 | 0 |  | 0 | 0 | 0 | 0 | 0
1974-12-11 | 1974 | 12 | 11 | 0 | 0 | 0 | 0 | 0 | 0 | 0 | 0 | 0 | 0 | 0 | 0 | 0 | 0 | 0.1 | 0 | 0.1 | 0 | 0 | 0.1 | 0 | 0 | 0 | 0 |  | 0.3 | 0.3 | 0.3 | 5.5511e-17 |  | 0 | 0 | 0 | 0 | 0
1974-12-12 | 1974 | 12 | 12 | 0 | 0 | 0 | 0 | 0 | 0 | 0 | 0 | 0 | 0.1 | 0.1 | 0.1 | 0 | 0 | 0 | 0 | 0 | 0 | 0 | 0 | 0 | 0 | 0 | 0 |  | 0.3 | 0.3 | 0.3 | 5.5511e-17 |  | 0 | 0 | 0 | 0 | 0
1974-12-13 | 1974 | 12 | 13 | 0 | 0 | 0 | 0 | 0 | 0 | 0 | 0 | 0 | 0 | 0 | 0 | 0 | 0 | 0 | 0 | 0 | 0 | 0 | 0 | 0 | 0 | 0 | 0 |  | 0 | 0 | 0 | 0 |  | 0 | 0 | 0 | 0 | 0
1974-12-14 | 1974 | 12 | 14 | 0 | 0 | 0 | 0 | 0 | 0 | 0 | 0 | 0 | 0 | 0 | 0 | 0 | 0 | 0 | 0 | 0 | 0 | 0 | 0 | 0 | 0 | 0 | 0 |  | 0 | 0 | 0 | 0 |  | 0 | 0 | 0 | 0 | 0
1974-12-15 | 1974 | 12 | 15 | 0 | 0 | 0 | 0 | 0 | 0 | 0 | 0 | 0 | 0 | 0 | 0 | 0 | 0 | 0 | 0 | 0 | 0 | 0 | 0 | 0 | 0 | 0 | 0 |  | 0 | 0 | 0 | 0 |  | 0 | 0 | 0 | 0 | 0
1974-12-16 | 1974 | 12 | 16 | 0 | 0 | 0 | 0 | 0 | 0 | 0 | 0 | 0 | 0 | 0 | 0 | 0 | 0 | 0 | 0 | 0 | 0 | 0 | 0 | 0 | 0 | 0 | 0 |  | 0 | 0 | 0 | 0 |  | 0 | 0 | 0 | 0 | 0
1974-12-17 | 1974 | 12 | 17 | 0 | 0 | 0 | 0 | 0 | 0 | 0 | 0 | 0 | 0.2 | 0.1 | 0.2 | 0 | 0 | 0 | 0 | 0 | 0 | 0 | 0 | 0 | 0 | 0 | 0 |  | 0.5 | 0.5 | 0.5 | 0 |  | 0 | 0 | 0 | 0 | 0
1974-12-18 | 1974 | 12 | 18 | 0 | 0 | 0 | 0 | 0 | 0 | 0 | 0 | 0 | 0 | 0 | 0 | 0 | 0 | 0 | 0 | 0 | 0 | 0 | 0 | 0 | 0 | 0 | 0 |  | 0 | 0 | 0 | 0 |  | 0 | 0 | 0 | 0 | 0
1974-12-19 | 1974 | 12 | 19 | 0 | 0 | 0 | 0 | 0 | 0 | 0 | 0 | 0 | 0 | 0 | 0 | 0 | 0 | 0 | 0 | 0 | 0 | 0 | 0 | 0 | 0 | 0 | 0 |  | 0 | 0 | 0 | 0 |  | 0 | 0 | 0 | 0 | 0
1974-12-20 | 1974 | 12 | 20 | 0 | 0 | 0 | 0 | 0 | 0 | 0 | 0 | 0 | 0 | 0 | 0 | 0 | 0 | 0 | 0 | 0 | 0 | 0 | 0 | 0 | 0 | 0 | 0 |  | 0 | 0 | 0 | 0 |  | 0 | 0 | 0 | 0 | 0
1974-12-21 | 1974 | 12 | 21 | 0 | 0 | 0 | 0 | 0 | 0 | 0 | 0 | 0 | 0 | 0 | 0 | 0 | 0 | 0 | 0.1 | 0 | 0.1 | 0 | 0 | 0.1 | 0 | 0 | 0 |  | 0.3 | 0.3 | 0.3 | 5.5511e-17 |  | 0 | 0 | 0 | 0 | 0
1974-12-22 | 1974 | 12 | 22 | 0.2 | 0.1 | 0.2 | 0.2 | 0.1 | 0.2 | 0.2 | 0.1 | 0.2 | 0.1 | 0.2 | 0.2 | 0.1 | 0.2 | 0.2 | 0.1 | 0.2 | 0 | 0 | 0 | 0 | 0 | 0 | 0 |  | 2.8 | 2.8 | 2.8 | 8.8818e-16 |  | 0 | 0 | 0 | 0 | 0
1974-12-23 | 1974 | 12 | 23 | 0 | 0 | 0 | 0 | 0 | 0 | 0 | 0 | 0 | 0 | 0 | 0 | 0 | 0 | 0 | 0 | 0 | 0 | 0 | 0 | 0 | 0 | 0 | 0 |  | 0 | 0 | 0 | 0 |  | 0 | 0 | 0 | 0 | 0
1974-12-24 | 1974 | 12 | 24 | 0 | 0 | 0 | 0 | 0 | 0 | 0 | 0 | 0 | 0 | 0 | 0 | 0 | 0 | 0 | 0 | 0 | 0 | 0 | 0 | 0 | 0 | 0 | 0 |  | 0 | 0 | 0 | 0 |  | 0 | 0 | 0 | 0 | 0
1974-12-25 | 1974 | 12 | 25 | 0 | 0 | 0 | 0 | 0 | 0 | 0 | 0 | 0 | 0 | 0 | 0 | 0 | 0 | 0 | 0 | 0 | 0 | 0 | 0 | 0 | 0 | 0 | 0 |  | 0 | 0 | 0 | 0 |  | 0 | 0 | 0 | 0 | 0
1974-12-26 | 1974 | 12 | 26 | 0 | 0 | 0 | 0 | 0 | 0 | 0 | 0 | 0 | 0 | 0 | 0 | 0 | 0 | 0 | 0 | 0 | 0 | 0 | 0 | 0 | 0 | 0 | 0 |  | 0 | 0 | 0 | 0 |  | 0 | 0 | 0 | 0 | 0
1974-12-27 | 1974 | 12 | 27 | 0 | 0 | 0 | 0 | 0 | 0 | 0 | 0 | 0 | 0 | 0 | 0 | 0 | 0 | 0 | 0 | 0 | 0 | 0 | 0 | 0 | 0 | 0 | 0 |  | 0 | 0 | 0 | 0 |  | 0 | 0 | 0 | 0 | 0
1974-12-28 | 1974 | 12 | 28 | 0 | 0 | 0 | 0 | 0 | 0 | 0 | 0 | 0 | 0 | 0 | 0 | 0 | 0 | 0 | 0 | 0 | 0 | 0 | 0 | 0 | 0 | 0 | 0 |  | 0 | 0 | 0 | 0 |  | 0 | 0 | 0 | 0 | 0
1974-12-29 | 1974 | 12 | 29 | 0 | 0 | 0 | 0 | 0 | 0 | 0 | 0 | 0 | 0 | 0 | 0 | 0 | 0 | 0 | 0 | 0 | 0 | 0 | 0 | 0 | 0 | 0 | 0 |  | 0 | 0 | 0 | 0 |  | 0 | 0 | 0 | 0 | 0
1974-12-30 | 1974 | 12 | 30 | 0 | 0 | 0 | 0 | 0 | 0 | 0 | 0 | 0 | 0 | 0 | 0 | 0 | 0 | 0 | 0 | 0 | 0 | 0 | 0 | 0 | 0 | 0 | 0 |  | 0 | 0 | 0 | 0 |  | 0 | 0 | 0 | 0 | 0
1974-12-31 | 1974 | 12 | 31 | 0 | 0 | 0 | 0 | 0 | 0 | 0 | 0 | 0 | 0 | 0 | 0 | 0 | 0 | 0 | 0 | 0 | 0 | 0 | 0 | 0 | 0 | 0 | 0 |  | 0 | 0 | 0 | 0 |  | 0 | 0 | 0 | 0 | 0
1975-01-01 | 1975 | 1 | 1 | 0 | 0 | 0 | 0 | 0 | 0 | 0 | 0 | 0 | 0 | 0 | 0 | 0 | 0 | 0 | 0 | 0 | 0 | 0 | 0 | 0 | 0 | 0 | 0 |  | 0 | 0 | 0 | 0 |  | 0 | 0 | 0 | 0 | 0
1975-01-02 | 1975 | 1 | 2 | 0 | 0 | 0 | 0 | 0 | 0 | 0 | 0 | 0 | 0 | 0 | 0 | 0 | 0 | 0 | 0 | 0 | 0 | 0 | 0 | 0 | 0 | 0 | 0 |  | 0 | 0 | 0 | 0 |  | 0 | 0 | 0 | 0 | 0
1975-01-03 | 1975 | 1 | 3 | 0 | 0 | 0 | 0 | 0 | 0 | 0 | 0 | 0 | 0 | 0 | 0 | 0 | 0 | 0 | 0 | 0 | 0 | 0 | 0 | 0 | 0 | 0 | 0 |  | 0 | 0 | 0 | 0 |  | 0 | 0 | 0 | 0 | 0
1975-01-04 | 1975 | 1 | 4 | 0 | 0 | 0 | 0 | 0 | 0 | 0 | 0.1 | 0 | 0.1 | 0 | 0.1 | 0 | 0 | 0 | 0 | 0 | 0 | 0 | 0 | 0 | 0 | 0 | 0 |  | 0.3 | 0.3 | 0.3 | 5.5511e-17 |  | 0 | 0 | 0 | 0 | 0
1975-01-05 | 1975 | 1 | 5 | 0 | 0 | 0 | 0 | 0 | 0 | 0 | 0 | 0 | 0 | 0 | 0 | 0 | 0 | 0 | 0 | 0 | 0 | 0 | 0 | 0 | 0 | 0 | 0 |  | 0 | 0 | 0 | 0 |  | 0 | 0 | 0 | 0 | 0
1975-01-06 | 1975 | 1 | 6 | 0 | 0 | 0 | 0 | 0 | 0 | 0 | 0 | 0 | 0 | 0 | 0 | 0 | 0 | 0 | 0 | 0 | 0 | 0 | 0 | 0 | 0 | 0 | 0 |  | 0 | 0 | 0 | 0 |  | 0 | 0 | 0 | 0 | 0
1975-01-07 | 1975 | 1 | 7 | 0.1 | 0 | 0.1 | 0 | 0.1 | 0 | 0.1 | 0 | 0.1 | 0 | 0.1 | 0 | 0.1 | 0 | 0 | 0 | 0 | 0 | 0 | 0 | 0 | 0 | 0.1 | 0 |  | 0.8 | 0.8 | 0.8 | 1.1102e-16 |  | 0 | 0 | 0 | 0 | 0
1975-01-08 | 1975 | 1 | 8 | 0.1 | 0.2 | 0.1 | 0.2 | 0.1 | 0.1 | 0.2 | 0.1 | 0.2 | 0.1 | 0.1 | 0.2 | 0.1 | 0.2 | 0.1 | 0.1 | 0.2 | 0.1 | 0.2 | 0.1 | 0 | 0 | 0 | 0 |  | 2.8 | 2.8 | 2.8 | 1.3323e-15 |  | 0 | 0 | 0 | 0 | 0
1975-01-09 | 1975 | 1 | 9 | 0 | 0 | 0 | 0 | 0 | 0 | 0 | 0 | 0 | 0 | 0 | 0 | 0 | 0 | 0 | 0 | 0 | 0 | 0 | 0 | 0 | 0 | 0 | 0 |  | 0 | 0 | 0 | 0 |  | 0 | 0 | 0 | 0 | 0
1975-01-10 | 1975 | 1 | 10 | 0 | 0 | 0 | 0 | 0 | 0 | 0 | 0 | 0 | 0 | 0 | 0 | 0 | 0 | 0 | 0 | 0 | 0 | 0 | 0 | 0 | 0 | 0 | 0 |  | 0 | 0 | 0 | 0 |  | 0 | 0 | 0 | 0 | 0
1975-01-11 | 1975 | 1 | 11 | 0 | 0 | 0 | 0 | 0 | 0 | 0 | 0 | 0 | 0 | 0 | 0 | 0 | 0 | 0 | 0 | 0 | 0 | 0 | 0 | 0 | 0 | 0 | 0 |  | 0 | 0 | 0 | 0 |  | 0 | 0 | 0 | 0 | 0
1975-01-12 | 1975 | 1 | 12 | 0 | 0 | 0 | 0 | 0 | 0 | 0 | 0 | 0 | 0 | 0 | 0 | 0 | 0 | 0 | 0 | 0 | 0 | 0 | 0 | 0 | 0 | 0 | 0 |  | 0 | 0 | 0 | 0 |  | 0 | 0 | 0 | 0 | 0
1975-01-13 | 1975 | 1 | 13 | 0 | 0 | 0 | 0 | 0 | 0 | 0 | 0 | 0 | 0 | 0 | 0 | 0 | 0 | 0 | 0 | 0 | 0 | 0 | 0 | 0 | 0 | 0 | 0 |  | 0 | 0 | 0 | 0 |  | 0 | 0 | 0 | 0 | 0
1975-01-14 | 1975 | 1 | 14 | 0 | 0 | 0 | 0 | 0 | 0 | 0 | 0 | 0 | 0 | 0 | 0 | 0 | 0 | 0 | 0 | 0 | 0 | 0 | 0 | 0 | 0 | 0 | 0 |  | 0 | 0 | 0 | 0 |  | 0 | 0 | 0 | 0 | 0
1975-01-15 | 1975 | 1 | 15 | 0 | 0 | 0 | 0 | 0 | 0 | 0 | 0 | 0 | 0 | 0 | 0 | 0 | 0 | 0 | 0 | 0 | 0 | 0 | 0 | 0 | 0 | 0 | 0 |  | 0 | 0 | 0 | 0 |  | 0 | 0 | 0 | 0 | 0
1975-01-16 | 1975 | 1 | 16 | 0 | 0 | 0 | 0 | 0 | 0 | 0 | 0 | 0 | 0 | 0 | 0 | 0 | 0 | 0 | 0 | 0 | 0 | 0 | 0 | 0 | 0 | 0 | 0 |  | 0 | 0 | 0 | 0 |  | 0 | 0 | 0 | 0 | 0
1975-01-17 | 1975 | 1 | 17 | 0 | 0 | 0 | 0 | 0 | 0 | 0 | 0 | 0 | 0 | 0 | 0 | 0 | 0 | 0 | 0 | 0 | 0 | 0 | 0 | 0 | 0 | 0 | 0 |  | 0 | 0 | 0 | 0 |  | 0 | 0 | 0 | 0 | 0
1975-01-18 | 1975 | 1 | 18 | 0 | 0 | 0 | 0 | 0 | 0 | 0 | 0 | 0 | 0 | 0 | 0 | 0 | 0 | 0 | 0 | 0 | 0 | 0 | 0 | 0 | 0 | 0 | 0 |  | 0 | 0 | 0 | 0 |  | 0 | 0 | 0 | 0 | 0
1975-01-19 | 1975 | 1 | 19 | 0 | 0 | 0 | 0 | 0 | 0 | 0 | 0 | 0 | 0 | 0 | 0 | 0 | 0 | 0 | 0 | 0 | 0 | 0 | 0 | 0 | 0 | 0 | 0 |  | 0 | 0 | 0 | 0 |  | 0 | 0 | 0 | 0 | 0
1975-01-20 | 1975 | 1 | 20 | 0 | 0 | 0 | 0 | 0.2 | 0.2 | 0.2 | 0 | 0.2 | 0 | 0 | 0 | 0 | 0 | 0 | 0 | 0 | 0 | 0 | 0 | 0 | 0 | 0 | 0 |  | 0.8 | 0.8 | 0.8 | 0 |  | 0 | 0 | 0 | 0 | 0
1975-01-21 | 1975 | 1 | 21 | 0 | 0 | 0 | 0 | 0 | 0 | 0 | 0 | 0 | 0 | 0 | 0 | 0 | 0 | 0 | 0 | 0 | 0 | 0 | 0 | 0 | 0 | 0 | 0 |  | 0 | 0 | 0 | 0 |  | 0 | 0 | 0 | 0 | 0
1975-01-22 | 1975 | 1 | 22 | 0 | 0 | 0 | 0 | 0 | 0 | 0 | 0 | 0 | 0 | 0 | 0 | 0 | 0 | 0 | 0 | 0 | 0 | 0 | 0 | 0 | 0 | 0 | 0 |  | 0 | 0 | 0 | 0 |  | 0 | 0 | 0 | 0 | 0
1975-01-23 | 1975 | 1 | 23 | 0 | 0 | 0 | 0 | 0 | 0 | 0 | 0 | 0 | 0 | 0 | 0 | 0 | 0 | 0 | 0 | 0 | 0 | 0 | 0 | 0 | 0 | 0 | 0 |  | 0 | 0 | 0 | 0 |  | 0 | 0 | 0 | 0 | 0
1975-01-24 | 1975 | 1 | 24 | 0 | 0 | 0 | 0 | 0 | 0 | 0 | 0 | 0 | 0 | 0 | 0 | 0 | 0 | 0 | 0 | 0 | 0 | 0 | 0 | 0 | 0 | 0 | 0 |  | 0 | 0 | 0 | 0 |  | 0 | 0 | 0 | 0 | 0
1975-01-25 | 1975 | 1 | 25 | 0 | 0 | 0 | 0 | 0 | 0 | 0 | 0 | 0 | 0 | 0 | 0 | 0 | 0 | 0 | 0 | 0 | 0 | 0 | 0 | 0 | 0 | 0 | 0 |  | 0 | 0 | 0 | 0 |  | 0 | 0 | 0 | 0 | 0
1975-01-26 | 1975 | 1 | 26 | 0 | 0 | 0 | 0 | 0 | 0 | 0 | 0 | 0 | 0 | 0 | 0 | 0 | 0 | 0 | 0 | 0 | 0 | 0 | 0 | 0 | 0 | 0 | 0 |  | 0 | 0 | 0 | 0 |  | 0 | 0 | 0 | 0 | 0
1975-01-27 | 1975 | 1 | 27 | 0 | 0 | 0 | 0 | 0 | 0 | 0 | 0 | 0 | 0 | 0 | 0 | 0 | 0 | 0 | 0 | 0 | 0 | 0 | 0 | 0 | 0 | 0 | 0 |  | 0 | 0 | 0 | 0 |  | 0 | 0 | 0 | 0 | 0
1975-01-28 | 1975 | 1 | 28 | 0 | 0 | 0 | 0.1 | 0.1 | 0.1 | 0 | 0.1 | 0.1 | 0.1 | 0.1 | 0.1 | 0.1 | 0 | 0.1 | 0.1 | 0.1 | 0.1 | 0.1 | 0.1 | 0 | 0.1 | 0.1 | 0.1 |  | 1.8 | 1.8 | 1.8 | 4.4409e-16 |  | 0 | 0 | 0 | 0 | 0
1975-01-29 | 1975 | 1 | 29 | 0.1 | 0 | 0.1 | 0 | 0.1 | 0.1 | 0 | 0.1 | 0.1 | 0 | 0 | 0 | 0 | 0 | 0 | 0 | 0 | 0 | 0.1 | 0 | 0.1 | 0 | 0 | 0 |  | 0.8 | 0.8 | 0.8 | 1.1102e-16 |  | 0 | 0 | 0 | 0 | 0
1975-01-30 | 1975 | 1 | 30 | 0 | 0 | 0 | 0 | 0 | 0 | 0 | 0 | 0 | 0 | 0 | 0 | 0 | 0 | 0 | 0 | 0 | 0 | 0 | 0 | 0 | 0 | 0 | 0 |  | 0 | 0 | 0 | 0 |  | 0 | 0 | 0 | 0 | 0
1975-01-31 | 1975 | 1 | 31 | 0 | 0 | 0 | 0 | 0 | 0 | 0 | 0 | 0 | 0 | 0 | 0 | 0 | 0 | 0 | 0 | 0 | 0 | 0 | 0 | 0 | 0 | 0 | 0 |  | 0 | 0 | 0 | 0 |  | 0 | 0 | 0 | 0 | 0
1975-02-01 | 1975 | 2 | 1 | 0.2 | 0.1 | 0.2 | 0.1 | 0.2 | 0.1 | 0.2 | 0.1 | 0.2 | 0.1 | 0.2 | 0.1 | 0.2 | 0.1 | 0.2 | 0.1 | 0.2 | 0.1 | 0 | 0 | 0.2 | 0.1 | 0 | 0 |  | 3 | 3 | 3 | 1.3323e-15 |  | 0 | 0 | 0 | 0 | 0
1975-02-02 | 1975 | 2 | 2 | 0 | 0 | 0.1 | 0.2 | 0.1 | 0.1 | 0.2 | 0.1 | 0.2 | 0.1 | 0.1 | 0.2 | 0.1 | 0.1 | 0.2 | 0.1 | 0.1 | 0.2 | 0.1 | 0.2 | 0.1 | 0.1 | 0.2 | 0.1 |  | 3 | 3 | 3 | 1.3323e-15 |  | 0 | 0 | 0 | 0 | 0
1975-02-03 | 1975 | 2 | 3 | 0 | 0 | 0 | 0 | 0 | 0 | 0 | 0 | 0 | 0 | 0 | 0 | 0 | 0 | 0 | 0 | 0 | 0 | 0 | 0 | 0 | 0 | 0 | 0 |  | 0 | 0 | 0 | 0 |  | 0 | 0 | 0 | 0 | 0
1975-02-04 | 1975 | 2 | 4 | 0 | 0 | 0 | 0 | 0 | 0 | 0 | 0 | 0 | 0 | 0 | 0 | 0 | 0 | 0 | 0 | 0 | 0 | 0 | 0 | 0 | 0 | 0 | 0 |  | 0 | 0 | 0 | 0 |  | 0 | 0 | 0 | 0 | 0
1975-02-05 | 1975 | 2 | 5 | 0 | 0 | 0 | 0 | 0 | 0 | 0 | 0 | 0 | 0 | 0 | 0 | 0 | 0 | 0 | 0 | 0 | 0 | 0 | 0 | 0 | 0 | 0 | 0 |  | 0 | 0 | 0 | 0 |  | 0 | 0 | 0 | 0 | 0
1975-02-06 | 1975 | 2 | 6 | 0 | 0 | 0 | 0 | 0 | 0 | 0 | 0 | 0 | 0 | 0 | 0 | 0 | 0 | 0 | 0 | 0 | 0 | 0 | 0 | 0 | 0 | 0 | 0 |  | 0 | 0 | 0 | 0 |  | 0 | 0 | 0 | 0 | 0
1975-02-07 | 1975 | 2 | 7 | 0 | 0.1 | 0 | 0.1 | 0 | 0.1 | 0 | 0.1 | 0 | 0.1 | 0 | 0 | 0.1 | 0 | 0 | 0.1 | 0 | 0 | 0 | 0 | 0 | 0 | 0.1 | 0 |  | 0.8 | 0.8 | 0.8 | 1.1102e-16 |  | 0 | 0 | 0 | 0 | 0
1975-02-08 | 1975 | 2 | 8 | 0 | 0 | 0 | 0 | 0 | 0 | 0 | 0 | 0 | 0 | 0 | 0 | 0 | 0 | 0 | 0 | 0 | 0 | 0 | 0 | 0 | 0 | 0 | 0 |  | 0 | 0 | 0 | 0 |  | 0 | 0 | 0 | 0 | 0
1975-02-09 | 1975 | 2 | 9 | 0 | 0 | 0 | 0 | 0 | 0 | 0 | 0 | 0 | 0 | 0 | 0.1 | 0 | 0 | 0 | 0 | 0 | 0 | 0.1 | 0 | 0 | 0 | 0.1 | 0 |  | 0.3 | 0.3 | 0.3 | 5.5511e-17 |  | 0 | 0 | 0 | 0 | 0
1975-02-10 | 1975 | 2 | 10 | 0 | 0.1 | 0 | 0.1 | 0 | 0.1 | 0 | 0 | 0.1 | 0 | 0.1 | 0 | 0.1 | 0 | 0.1 | 0 | 0 | 0.1 | 0 | 0 | 0.1 | 0 | 0.1 | 0 |  | 1 | 1 | 1 | 1.1102e-16 |  | 0 | 0 | 0 | 0 | 0
1975-02-11 | 1975 | 2 | 11 | 0.1 | 0 | 0.1 | 0 | 0.1 | 0 | 0.1 | 0 | 0.1 | 0 | 0.1 | 0.1 | 0 | 0.1 | 0 | 0.1 | 0 | 0.1 | 0 | 0.1 | 0 | 0.1 | 0 | 0.1 |  | 1.3 | 1.3 | 1.3 | 0 |  | 0 | 0 | 0 | 0 | 0
1975-02-12 | 1975 | 2 | 12 | 0 | 0 | 0 | 0.1 | 0 | 0 | 0 | 0 | 0 | 0 | 0.1 | 0 | 0 | 0 | 0 | 0 | 0 | 0 | 0 | 0 | 0.1 | 0 | 0 | 0 |  | 0.3 | 0.3 | 0.3 | 5.5511e-17 |  | 0 | 0 | 0 | 0 | 0
1975-02-13 | 1975 | 2 | 13 | 0 | 0 | 0 | 0 | 0 | 0 | 0 | 0 | 0 | 0 | 0 | 0 | 0 | 0 | 0 | 0 | 0 | 0 | 0 | 0 | 0 | 0 | 0 | 0 |  | 0 | 0 | 0 | 0 |  | 0 | 0 | 0 | 0 | 0
1975-02-14 | 1975 | 2 | 14 | 0 | 0.1 | 0 | 0.1 | 0 | 0 | 0.1 | 0 | 0 | 0.1 | 0 | 0.1 | 0 | 0 | 0 | 0 | 0 | 0 | 0 | 0 | 0 | 0 | 0 | 0 |  | 0.5 | 0.5 | 0.5 | 0 |  | 0 | 0 | 0 | 0 | 0
1975-02-15 | 1975 | 2 | 15 | 0 | 0 | 0 | 0 | 0 | 0 | 0 | 0 | 0 | 0 | 0 | 0 | 0 | 0 | 0 | 0 | 0 | 0 | 0 | 0 | 0 | 0 | 0 | 0 |  | 0 | 0 | 0 | 0 |  | 0 | 0 | 0 | 0 | 0
1975-02-16 | 1975 | 2 | 16 | 0 | 0 | 0 | 0.2 | 0.1 | 0.2 | 0.2 | 0.1 | 0.2 | 0.1 | 0.2 | 0.2 | 0.1 | 0.2 | 0 | 0 | 0 | 0 | 0 | 0 | 0 | 0 | 0 | 0 |  | 1.8 | 1.8 | 1.8 | 0 |  | 0 | 0 | 0 | 0 | 0
1975-02-17 | 1975 | 2 | 17 | 0 | 0 | 0 | 0 | 0 | 0 | 0 | 0 | 0 | 0 | 0 | 0 | 0 | 0 | 0 | 0 | 0 | 0 | 0 | 0 | 0 | 0 | 0 | 0 |  | 0 | 0 | 0 | 0 |  | 0 | 0 | 0 | 0 | 0
1975-02-18 | 1975 | 2 | 18 | 0 | 0 | 0 | 0 | 0 | 0 | 0 | 0 | 0 | 0 | 0 | 0 | 0 | 0 | 0 | 0 | 0 | 0 | 0 | 0 | 0 | 0 | 0 | 0 |  | 0 | 0 | 0 | 0 |  | 0 | 0 | 0 | 0 | 0
1975-02-19 | 1975 | 2 | 19 | 0 | 0 | 0 | 0 | 0 | 0 | 0 | 0 | 0 | 0 | 0 | 0 | 0 | 0 | 0 | 0 | 0 | 0 | 0 | 0 | 0 | 0 | 0 | 0 |  | 0 | 0 | 0 | 0 |  | 0 | 0 | 0 | 0 | 0
1975-02-20 | 1975 | 2 | 20 | 0 | 0 | 0 | 0 | 0 | 0 | 0 | 0 | 0 | 0.1 | 0 | 0.1 | 0 | 0.1 | 0 | 0 | 0 | 0 | 0 | 0 | 0 | 0 | 0 | 0 |  | 0.3 | 0.3 | 0.3 | 5.5511e-17 |  | 0 | 0 | 0 | 0 | 0
1975-02-21 | 1975 | 2 | 21 | 0 | 0 | 0 | 0 | 0 | 0 | 0 | 0 | 0 | 0 | 0 | 0 | 0 | 0 | 0 | 0 | 0 | 0 | 0 | 0 | 0 | 0 | 0 | 0 |  | 0 | 0 | 0 | 0 |  | 0 | 0 | 0 | 0 | 0
1975-02-22 | 1975 | 2 | 22 | 0 | 0 | 0 | 0 | 0 | 0 | 0 | 0 | 0 | 0 | 0 | 0 | 0 | 0 | 0 | 0 | 0 | 0 | 0 | 0 | 0 | 0 | 0 | 0 |  | 0 | 0 | 0 | 0 |  | 0 | 0 | 0 | 0 | 0
1975-02-23 | 1975 | 2 | 23 | 0 | 0 | 0 | 0 | 0 | 0 | 0 | 0 | 0 | 0 | 0 | 0 | 0 | 0 | 0 | 0 | 0 | 0 | 0 | 0 | 0 | 0 | 0 | 0 |  | 0 | 0 | 0 | 0 |  | 0 | 0 | 0 | 0 | 0
1975-02-24 | 1975 | 2 | 24 | 0 | 0 | 0 | 0 | 0.2 | 0.1 | 0 | 0 | 0 | 0 | 0 | 0 | 0 | 0 | 0 | 0 | 0 | 0 | 0 | 0 | 0 | 0 | 0 | 0 |  | 0.3 | 0.3 | 0.3 | 5.5511e-17 |  | 0 | 0 | 0 | 0 | 0
1975-02-25 | 1975 | 2 | 25 | 0 | 0 | 0 | 0 | 0 | 0 | 0 | 0 | 0 | 0 | 0 | 0 | 0 | 0 | 0 | 0 | 0 | 0 | 0 | 0 | 0 | 0 | 0 | 0 |  | 0 | 0 | 0 | 0 |  | 0 | 0 | 0 | 0 | 0
1975-02-26 | 1975 | 2 | 26 | 0 | 0 | 0 | 0 | 0 | 0 | 0 | 0 | 0 | 0 | 0 | 0 | 0 | 0 | 0 | 0 | 0 | 0 | 0 | 0 | 0 | 0 | 0 | 0 |  | 0 | 0 | 0 | 0 |  | 0 | 0 | 0 | 0 | 0
1975-02-27 | 1975 | 2 | 27 | 0 | 0 | 0 | 0 | 0 | 0 | 0 | 0 | 0 | 0 | 0 | 0 | 0 | 0 | 0 | 0 | 0 | 0 | 0 | 0 | 0 | 0 | 0 | 0 |  | 0 | 0 | 0 | 0 |  | 0 | 0 | 0 | 0 | 0
1975-02-28 | 1975 | 2 | 28 | 0 | 0 | 0 | 0 | 0 | 0 | 0 | 0 | 0 | 0 | 0 | 0 | 0 | 0 | 0 | 0 | 0 | 0 | 0 | 0 | 0 | 0 | 0 | 0 |  | 0 | 0 | 0 | 0 |  | 0 | 0 | 0 | 0 | 0
1975-03-01 | 1975 | 3 | 1 | 0 | 0 | 0 | 0 | 0 | 0 | 0 | 0 | 0 | 0 | 0 | 0 | 0 | 0 | 0 | 0 | 0 | 0 | 0 | 0.1 | 0 | 0.1 | 0 | 0.1 |  | 0.3 | 0.3 | 0.3 | 5.5511e-17 |  | 0 | 0 | 0 | 0 | 0
1975-03-02 | 1975 | 3 | 2 | 0 | 0 | 0 | 0 | 0 | 0 | 0 | 0 | 0 | 0 | 0 | 0 | 0 | 0 | 0 | 0 | 0 | 0 | 0 | 0 | 0 | 0 | 0 | 0 |  | 0 | 0 | 0 | 0 |  | 0 | 0 | 0 | 0 | 0
1975-03-03 | 1975 | 3 | 3 | 0 | 0 | 0 | 0 | 0 | 0 | 0 | 0 | 0 | 0 | 0 | 0 | 0 | 0 | 0 | 0 | 0 | 0 | 0 | 0 | 0 | 0 | 0 | 0 |  | 0 | 0 | 0 | 0 |  | 0 | 0 | 0 | 0 | 0
1975-03-04 | 1975 | 3 | 4 | 0 | 0 | 0 | 0 | 0 | 0 | 0 | 0 | 0 | 0 | 0 | 0 | 0 | 0 | 0 | 0 | 0 | 0 | 0 | 0.1 | 0.1 | 0.1 | 0.1 | 0.1 |  | 0.5 | 0.5 | 0.5 | 0 |  | 0 | 0 | 0 | 0 | 0
1975-03-05 | 1975 | 3 | 5 | 0.1 | 0.1 | 0 | 0 | 0 | 0 | 0 | 0 | 0 | 0 | 0 | 0.1 | 0 | 0 | 0 | 0 | 0 | 0 | 0 | 0 | 0 | 0 | 0 | 0 |  | 0.3 | 0.3 | 0.3 | 5.5511e-17 |  | 0 | 0 | 0 | 0 | 0
1975-03-06 | 1975 | 3 | 6 | 0 | 0 | 0 | 0 | 0.1 | 0 | 0.1 | 0 | 0.1 | 0 | 0.1 | 0 | 0 | 0.1 | 0 | 0.1 | 0 | 0.1 | 0 | 0.1 | 0 | 0.1 | 0 | 0.1 |  | 1 | 1 | 1 | 1.1102e-16 |  | 0 | 0 | 0 | 0 | 0
1975-03-07 | 1975 | 3 | 7 | 0 | 0 | 0 | 0 | 0 | 0 | 0 | 0 | 0 | 0 | 0 | 0 | 0 | 0 | 0 | 0 | 0 | 0 | 0 | 0 | 0 | 0 | 0 | 0 |  | 0 | 0 | 0 | 0 |  | 0 | 0 | 0 | 0 | 0
1975-03-08 | 1975 | 3 | 8 | 0 | 0 | 0 | 0.1 | 0 | 0 | 0 | 0 | 0 | 0.1 | 0 | 0 | 0 | 0 | 0 | 0 | 0 | 0 | 0 | 0 | 0.1 | 0 | 0 | 0 |  | 0.3 | 0.3 | 0.3 | 5.5511e-17 |  | 0 | 0 | 0 | 0 | 0
1975-03-09 | 1975 | 3 | 9 | 0.1 | 0.1 | 0.1 | 0 | 0.1 | 0.1 | 0.1 | 0.1 | 0.1 | 0 | 0.1 | 0.1 | 0.1 | 0.1 | 0 | 0.1 | 0.1 | 0.1 | 0.1 | 0.1 | 0 | 0.1 | 0.1 | 0.1 |  | 2 | 2 | 2 | 4.4409e-16 |  | 0 | 0 | 0 | 0 | 0
1975-03-10 | 1975 | 3 | 10 | 0 | 0.1 | 0 | 0 | 0.1 | 0 | 0 | 0.1 | 0 | 0 | 0 | 0 | 0 | 0 | 0 | 0 | 0 | 0 | 0 | 0 | 0 | 0 | 0 | 0 |  | 0.3 | 0.3 | 0.3 | 5.5511e-17 |  | 0 | 0 | 0 | 0 | 0
1975-03-11 | 1975 | 3 | 11 | 0 | 0 | 0 | 0 | 0 | 0 | 0 | 0 | 0 | 0 | 0 | 0 | 0 | 0 | 0 | 0 | 0 | 0 | 0 | 0 | 0 | 0 | 0 | 0 |  | 0 | 0 | 0 | 0 |  | 0 | 0 | 0 | 0 | 0
1975-03-12 | 1975 | 3 | 12 | 0 | 0 | 0 | 0 | 0 | 0 | 0 | 0 | 0 | 0 | 0 | 0 | 0 | 0 | 0 | 0 | 0 | 0 | 0 | 0 | 0 | 0 | 0 | 0 |  | 0 | 0 | 0 | 0 |  | 0 | 0 | 0 | 0 | 0
1975-03-13 | 1975 | 3 | 13 | 0 | 0 | 0 | 0 | 0 | 0 | 0 | 0 | 0 | 0 | 0 | 0 | 0 | 0 | 0 | 0 | 0 | 0 | 0 | 0 | 0 | 0 | 0 | 0 |  | 0 | 0 | 0 | 0 |  | 0 | 0 | 0 | 0 | 0
1975-03-14 | 1975 | 3 | 14 | 0 | 0 | 0 | 0 | 0 | 0 | 0 | 0 | 0 | 0 | 0 | 0 | 0 | 0 | 0 | 0 | 0 | 0 | 0 | 0 | 0 | 0 | 0 | 0 |  | 0 | 0 | 0 | 0 |  | 0 | 0 | 0 | 0 | 0
1975-03-15 | 1975 | 3 | 15 | 0 | 0 | 0 | 0 | 0 | 0 | 0 | 0 | 0 | 0 | 0 | 0 | 0 | 0 | 0 | 0 | 0 | 0 | 0 | 0 | 0 | 0 | 0 | 0 |  | 0 | 0 | 0 | 0 |  | 0 | 0 | 0 | 0 | 0
1975-03-16 | 1975 | 3 | 16 | 0 | 0 | 0 | 0 | 0 | 0 | 0 | 0 | 0 | 0 | 0 | 0 | 0 | 0 | 0 | 0 | 0 | 0 | 0 | 0 | 0 | 0 | 0 | 0 |  | 0 | 0 | 0 | 0 |  | 0 | 0 | 0 | 0 | 0
1975-03-17 | 1975 | 3 | 17 | 0 | 0 | 0 | 0 | 0 | 0 | 0 | 0 | 0 | 0 | 0 | 0 | 0 | 0 | 0 | 0 | 0 | 0 | 0 | 0 | 0 | 0 | 0 | 0 |  | 0 | 0 | 0 | 0 |  | 0 | 0 | 0 | 0 | 0
1975-03-18 | 1975 | 3 | 18 | 0 | 0 | 0 | 0 | 0 | 0 | 0 | 0 | 0 | 0 | 0 | 0 | 0 | 0 | 0 | 0 | 0 | 0 | 0 | 0 | 0 | 0 | 0 | 0 |  | 0 | 0 | 0 | 0 |  | 0 | 0 | 0 | 0 | 0
1975-03-19 | 1975 | 3 | 19 | 0 | 0 | 0 | 0 | 0 | 0 | 0 | 0 | 0 | 0 | 0 | 0 | 0 | 0 | 0 | 0 | 0 | 0 | 0 | 0 | 0 | 0 | 0 | 0 |  | 0 | 0 | 0 | 0 |  | 0 | 0 | 0 | 0 | 0
1975-03-20 | 1975 | 3 | 20 | 0 | 0 | 0 | 0 | 0 | 0 | 0 | 0 | 0 | 0 | 0 | 0 | 0 | 0 | 0 | 0 | 0 | 0 | 0 | 0 | 0 | 0 | 0 | 0 |  | 0 | 0 | 0 | 0 |  | 0 | 0 | 0 | 0 | 0
1975-03-21 | 1975 | 3 | 21 | 0 | 0 | 0 | 0 | 0 | 0 | 0 | 0 | 0 | 0 | 0 | 0 | 0 | 0 | 0 | 0 | 0 | 0 | 0 | 0 | 0 | 0 | 0 | 0 |  | 0 | 0 | 0 | 0 |  | 0 | 0 | 0 | 0 | 0
1975-03-22 | 1975 | 3 | 22 | 0.4 | 0.3 | 0.4 | 0.3 | 0.4 | 0.4 | 0.3 | 0.4 | 0.3 | 0.4 | 0.3 | 0.4 | 0.4 | 0.3 | 0.4 | 0.3 | 0.4 | 0.3 | 0.4 | 0.4 | 0.3 | 0.4 | 0.3 | 0.4 |  | 8.6 | 8.6 | 8.6 | 1.7764e-15 |  | 0 | 0 | 0 | 0 | 0
1975-03-23 | 1975 | 3 | 23 | 0.3 | 0.2 | 0.3 | 0.2 | 0.3 | 0.2 | 0.3 | 0.2 | 0.3 | 0.2 | 0.3 | 0.3 | 0.2 | 0.3 | 0.2 | 0.3 | 0.2 | 0.3 | 0.2 | 0.3 | 0.2 | 0.3 | 0.2 | 0.3 |  | 6.1 | 6.1 | 6.1 | 0 |  | 0 | 0 | 0 | 0 | 0
1975-03-24 | 1975 | 3 | 24 | 0 | 0 | 0.1 | 0 | 0 | 0 | 0 | 0.1 | 0 | 0 | 0 | 0 | 0 | 0 | 0 | 0 | 0 | 0 | 0 | 0 | 0 | 0.1 | 0 | 0 |  | 0.3 | 0.3 | 0.3 | 5.5511e-17 |  | 0 | 0 | 0 | 0 | 0
1975-03-25 | 1975 | 3 | 25 | 0.1 | 0 | 0.1 | 0 | 0.1 | 0 | 0 | 0 | 0 | 0 | 0 | 0 | 0 | 0 | 0 | 0 | 0 | 0 | 0 | 0 | 0 | 0 | 0 | 0 |  | 0.3 | 0.3 | 0.3 | 5.5511e-17 |  | 0 | 0 | 0 | 0 | 0
1975-03-26 | 1975 | 3 | 26 | 0 | 0 | 0 | 0 | 0 | 0 | 0 | 0 | 0 | 0 | 0 | 0 | 0 | 0 | 0 | 0 | 0 | 0 | 0 | 0 | 0 | 0 | 0 | 0 |  | 0 | 0 | 0 | 0 |  | 0 | 0 | 0 | 0 | 0
1975-03-27 | 1975 | 3 | 27 | 0 | 0 | 0 | 0 | 0 | 0 | 0 | 0 | 0 | 0 | 0 | 0 | 0 | 0 | 0 | 0 | 0 | 0 | 0 | 0 | 0 | 0 | 0 | 0 |  | 0 | 0 | 0 | 0 |  | 0 | 0 | 0 | 0 | 0
1975-03-28 | 1975 | 3 | 28 | 0 | 0 | 0 | 0 | 0 | 0 | 0 | 0 | 0 | 0 | 0 | 0 | 0 | 0 | 0 | 0 | 0 | 0 | 0.1 | 0.1 | 0.1 | 0 | 0.1 | 0.1 |  | 0.5 | 0.5 | 0.5 | 0 |  | 0 | 0 | 0 | 0 | 0
1975-03-29 | 1975 | 3 | 29 | 0.1 | 0 | 0.1 | 0.1 | 0 | 0.1 | 0 | 0.1 | 0 | 0 | 0 | 0 | 0 | 0 | 0 | 0 | 0 | 0 | 0 | 0 | 0 | 0 | 0 | 0 |  | 0.5 | 0.5 | 0.5 | 0 |  | 0 | 0 | 0 | 0 | 0
1975-03-30 | 1975 | 3 | 30 | 0 | 0 | 0 | 0 | 0 | 0 | 0 | 0 | 0 | 0.4 | 0.1 | 0.4 | 0 | 0 | 0 | 0 | 0 | 0 | 0 | 0.1 | 0.1 | 0.2 | 0.1 | 0.1 |  | 1.5 | 1.5 | 1.5 | 2.2204e-16 |  | 0 | 0 | 0 | 0 | 0
1975-03-31 | 1975 | 3 | 31 | 0 | 0 | 0.1 | 0 | 0 | 0 | 0.1 | 0 | 0 | 0 | 0 | 0.1 | 0 | 0 | 0 | 0 | 0 | 0 | 0 | 0 | 0 | 0 | 0 | 0 |  | 0.3 | 0.3 | 0.3 | 5.5511e-17 |  | 0 | 0 | 0 | 0 | 0
1975-04-01 | 1975 | 4 | 1 | 0 | 0 | 0 | 0 | 0 | 0 | 0 | 0 | 0 | 0 | 0 | 0 | 0 | 0 | 0 | 0 | 0 | 0 | 0 | 0 | 0 | 0 | 0 | 0 |  | 0 | 0 | 0 | 0 |  | 0 | 0 | 0 | 0 | 0
1975-04-02 | 1975 | 4 | 2 | 0 | 0 | 0 | 0 | 0 | 0 | 0 | 0 | 0 | 0 | 0 | 0 | 0 | 0 | 0 | 0 | 0 | 0 | 0 | 0 | 0 | 0 | 0 | 0 |  | 0 | 0 | 0 | 0 |  | 0 | 0 | 0 | 0 | 0
1975-04-03 | 1975 | 4 | 3 | 0 | 0 | 0 | 0 | 0 | 0 | 0 | 0 | 0 | 0.1 | 0 | 0 | 0 | 0 | 0 | 0 | 0.1 | 0 | 0 | 0 | 0 | 0.1 | 0 | 0 |  | 0.3 | 0.3 | 0.3 | 5.5511e-17 |  | 0 | 0 | 0 | 0 | 0
1975-04-04 | 1975 | 4 | 4 | 0.1 | 0.1 | 0.1 | 0.1 | 0.1 | 0.1 | 0.1 | 0.1 | 0.1 | 0.1 | 0.1 | 0.1 | 0 | 0.1 | 0.1 | 0.1 | 0.1 | 0.1 | 0.1 | 0.1 | 0.1 | 0.1 | 0.1 | 0.1 |  | 2.3 | 2.3 | 2.3 | 8.8818e-16 |  | 0 | 0 | 0 | 0 | 0
1975-04-05 | 1975 | 4 | 5 | 0 | 0 | 0 | 0 | 0 | 0 | 0 | 0 | 0 | 0 | 0 | 0 | 0 | 0 | 0 | 0 | 0 | 0 | 0 | 0 | 0 | 0 | 0 | 0 |  | 0 | 0 | 0 | 0 |  | 0 | 0 | 0 | 0 | 0
1975-04-06 | 1975 | 4 | 6 | 0 | 0 | 0 | 0.1 | 0 | 0 | 0 | 0 | 0.1 | 0 | 0.1 | 0 | 0 | 0 | 0 | 0 | 0 | 0 | 0 | 0 | 0.1 | 0 | 0.1 | 0 |  | 0.5 | 0.5 | 0.5 | 0 |  | 0 | 0 | 0 | 0 | 0
1975-04-07 | 1975 | 4 | 7 | 0.3 | 0.2 | 0 | 0 | 0 | 0 | 0 | 0 | 0 | 0 | 0 | 0 | 0 | 0 | 0 | 0 | 0 | 0 | 0 | 0 | 0.3 | 0.2 | 0.3 | 0.2 |  | 1.5 | 1.5 | 1.5 | 0 |  | 0 | 0 | 0 | 0 | 0
1975-04-08 | 1975 | 4 | 8 | 0.2 | 0.3 | 0.2 | 0.3 | 0.2 | 0.3 | 0.2 | 0.3 | 0.2 | 0.3 | 0.2 | 0.3 | 0.2 | 0.2 | 0.3 | 0.2 | 0.3 | 0.2 | 0.3 | 0.2 | 0.3 | 0.5 | 0.5 | 0.2 |  | 6.4 | 6.4 | 6.4 | 0 |  | 0 | 0 | 0 | 0 | 0
1975-04-09 | 1975 | 4 | 9 | 0.1 | 0.1 | 0.2 | 0.1 | 0.1 | 0.1 | 0.1 | 0.1 | 0.2 | 0.1 | 0.1 | 0.1 | 0.1 | 0.1 | 0.2 | 0.1 | 0.1 | 0.1 | 0.1 | 0.1 | 0.1 | 0.2 | 0.1 | 0.1 |  | 2.8 | 2.8 | 2.8 | 1.3323e-15 |  | 0 | 0 | 0 | 0 | 0
1975-04-10 | 1975 | 4 | 10 | 0 | 0 | 0 | 0 | 0 | 0 | 0 | 0 | 0 | 0 | 0 | 0 | 0 | 0 | 0 | 0 | 0 | 0 | 0 | 0 | 0 | 0 | 0 | 0 |  | 0 | 0 | 0 | 0 |  | 0 | 0 | 0 | 0 | 0
1975-04-11 | 1975 | 4 | 11 | 0 | 0 | 0 | 0 | 0 | 0 | 0 | 0 | 0 | 0 | 0 | 0 | 0 | 0 | 0 | 0 | 0 | 0 | 0 | 0 | 0 | 0 | 0 | 0 |  | 0 | 0 | 0 | 0 |  | 0 | 0 | 0 | 0 | 0
1975-04-12 | 1975 | 4 | 12 | 0 | 0 | 0 | 0 | 0 | 0 | 0 | 0 | 0 | 0 | 0 | 0 | 0 | 0 | 0 | 0 | 0 | 0 | 0 | 0 | 0 | 0 | 0 | 0 |  | 0 | 0 | 0 | 0 |  | 0 | 0 | 0 | 0 | 0
1975-04-13 | 1975 | 4 | 13 | 0 | 0 | 0 | 0 | 0 | 0 | 0 | 0 | 0 | 0 | 0 | 0 | 0 | 0 | 0 | 0 | 0 | 0 | 0 | 0 | 0 | 0 | 0 | 0 |  | 0 | 0 | 0 | 0 |  | 0 | 0 | 0 | 0 | 0
1975-04-14 | 1975 | 4 | 14 | 0 | 0 | 0 | 0 | 0 | 0 | 0 | 0 | 0 | 0 | 0 | 0 | 0 | 0 | 0 | 0 | 0 | 0 | 0 | 0 | 0 | 0 | 0 | 0 |  | 0 | 0 | 0 | 0 |  | 0 | 0 | 0 | 0 | 0
1975-04-15 | 1975 | 4 | 15 | 0 | 0 | 0 | 0 | 0 | 0 | 0 | 0 | 0 | 0 | 0 | 0 | 0 | 0 | 0 | 0 | 0 | 0 | 0 | 0 | 0 | 0 | 0 | 0 |  | 0 | 0 | 0 | 0 |  | 0 | 0 | 0 | 0 | 0
1975-04-16 | 1975 | 4 | 16 | 0 | 0 | 0 | 0 | 0 | 0 | 0 | 0 | 0 | 0 | 0 | 0 | 0 | 0 | 0 | 0 | 0 | 0 | 0 | 0 | 0 | 0 | 0 | 0 |  | 0 | 0 | 0 | 0 |  | 0 | 0 | 0 | 0 | 0
1975-04-17 | 1975 | 4 | 17 | 0 | 0 | 0 | 0 | 0 | 0 | 0 | 0 | 0 | 0 | 0 | 0 | 0 | 0 | 0 | 0 | 0 | 0 | 0 | 0 | 0 | 0 | 0 | 0 |  | 0 | 0 | 0 | 0 |  | 0 | 0 | 0 | 0 | 0
1975-04-18 | 1975 | 4 | 18 | 0 | 0 | 0 | 0 | 0 | 0 | 0 | 0 | 0 | 0 | 0 | 0 | 0 | 0 | 0 | 0 | 0 | 0 | 0 | 0 | 0 | 0 | 0 | 0 |  | 0 | 0 | 0 | 0 |  | 0 | 0 | 0 | 0 | 0
1975-04-19 | 1975 | 4 | 19 | 0 | 0 | 0 | 0 | 0 | 0 | 0 | 0 | 0 | 0 | 0 | 0 | 0 | 0 | 0 | 0 | 0 | 0 | 0 | 0 | 0 | 0 | 0 | 0 |  | 0 | 0 | 0 | 0 |  | 0 | 0 | 0 | 0 | 0
1975-04-20 | 1975 | 4 | 20 | 0 | 0 | 0.1 | 0 | 0.1 | 0 | 0.1 | 0 | 0 | 0 | 0 | 0 | 0 | 0 | 0 | 0 | 0 | 0 | 0 | 0 | 0 | 0 | 0 | 0 |  | 0.3 | 0.3 | 0.3 | 5.5511e-17 |  | 0 | 0 | 0 | 0 | 0
1975-04-21 | 1975 | 4 | 21 | 0 | 0 | 0 | 0 | 0 | 0 | 0 | 0 | 0 | 0 | 0 | 0 | 0 | 0 | 0 | 0 | 0 | 0 | 0 | 0 | 0 | 0 | 0 | 0 |  | 0 | 0 | 0 | 0 |  | 0 | 0 | 0 | 0 | 0
1975-04-22 | 1975 | 4 | 22 | 0 | 0 | 0 | 0 | 0 | 0 | 0 | 0 | 0 | 0 | 0 | 0 | 0 | 0 | 0 | 0 | 0 | 0 | 0 | 0 | 0 | 0 | 0 | 0 |  | 0 | 0 | 0 | 0 |  | 0 | 0 | 0 | 0 | 0
1975-04-23 | 1975 | 4 | 23 | 0 | 0 | 0 | 0 | 0 | 0 | 0 | 0 | 0 | 0 | 0 | 0 | 0 | 0 | 0 | 0 | 0 | 0 | 0 | 0 | 0 | 0 | 0 | 0 |  | 0 | 0 | 0 | 0 |  | 0 | 0 | 0 | 0 | 0
1975-04-24 | 1975 | 4 | 24 | 0 | 0 | 0 | 0 | 0 | 0 | 0 | 0 | 0 | 0 | 0 | 0 | 0 | 0 | 0 | 0 | 0 | 0 | 0 | 0 | 0 | 0 | 0 | 0 |  | 0 | 0 | 0 | 0 |  | 0 | 0 | 0 | 0 | 0
1975-04-25 | 1975 | 4 | 25 | 0 | 0 | 0 | 0 | 0 | 0 | 0 | 0 | 0 | 0 | 0 | 0 | 0 | 0 | 0 | 0 | 0 | 0.3 | 0.2 | 0.3 | 0 | 0 | 0 | 0 |  | 0.8 | 0.8 | 0.8 | 0 |  | 0 | 0 | 0 | 0 | 0
1975-04-26 | 1975 | 4 | 26 | 0 | 0 | 0 | 0 | 0 | 0 | 0 | 0 | 0 | 0 | 0 | 0 | 0 | 0 | 0 | 0 | 0 | 0 | 0 | 0 | 0 | 0 | 0 | 0 |  | 0 | 0 | 0 | 0 |  | 0 | 0 | 0 | 0 | 0
1975-04-27 | 1975 | 4 | 27 | 0 | 0 | 0 | 0 | 0 | 0 | 0 | 0 | 0 | 0 | 0 | 0 | 0 | 0 | 0.1 | 0.2 | 0 | 0 | 0 | 0.1 | 0.1 | 0.2 | 0.1 | 0 |  | 0.8 | 0.8 | 0.8 | 1.1102e-16 |  | 0 | 0 | 0 | 0 | 0
1975-04-28 | 1975 | 4 | 28 | 0 | 0 | 0 | 0 | 0 | 0 | 0 | 0 | 0 | 0 | 0 | 0 | 0 | 0 | 0 | 0 | 0 | 0 | 0 | 0 | 0 | 0 | 0 | 0 |  | 0 | 0 | 0 | 0 |  | 0 | 0 | 0 | 0 | 0
1975-04-29 | 1975 | 4 | 29 | 0 | 0 | 0 | 0 | 0 | 0 | 0 | 0 | 0 | 0 | 0 | 0 | 0 | 0 | 0 | 0 | 0 | 0 | 0 | 0 | 0 | 0 | 0 | 0 |  | 0 | 0 | 0 | 0 |  | 0 | 0 | 0 | 0 | 0
1975-04-30 | 1975 | 4 | 30 | 0 | 0 | 0 | 0 | 0 | 0 | 0 | 0 | 0 | 0 | 0 | 0 | 0 | 0 | 0 | 0 | 0 | 0 | 0 | 0 | 0 | 0 | 0 | 0 |  | 0 | 0 | 0 | 0 |  | 0 | 0 | 0 | 0 | 0
1975-05-01 | 1975 | 5 | 1 | 0 | 0 | 0 | 0 | 0 | 0 | 0 | 0 | 0 | 0 | 0 | 0 | 0 | 0 | 0 | 0 | 0 | 0 | 0 | 0 | 0 | 0 | 0 | 0 |  | 0 | 0 | 0 | 0 |  | 0 | 0 | 0 | 0 | 0
1975-05-02 | 1975 | 5 | 2 | 0 | 0 | 0 | 0 | 0 | 0 | 0 | 0 | 0 | 0 | 0 | 0 | 0 | 0 | 0 | 0 | 0 | 0 | 0 | 0 | 0 | 0 | 0 | 0 |  | 0 | 0 | 0 | 0 |  | 0 | 0 | 0 | 0 | 0
1975-05-03 | 1975 | 5 | 3 | 0 | 0 | 0 | 0 | 0 | 0 | 0 | 0 | 0 | 0 | 0 | 0 | 0 | 0 | 0 | 0 | 0 | 0 | 0 | 0 | 0 | 0 | 0 | 0 |  | 0 | 0 | 0 | 0 |  | 0 | 0 | 0 | 0 | 0
1975-05-04 | 1975 | 5 | 4 | 0 | 0 | 0 | 0 | 0 | 0.9 | 0.8 | 0.9 | 0.8 | 0.9 | 0.8 | 0.9 | 0.9 | 0.8 | 0.9 | 0.8 | 0.9 | 0.9 | 0.8 | 0.9 | 0.8 | 0.9 | 0.8 | 0.9 |  | 16.3 | 16.3 | 16.3 | 3.5527e-15 |  | 16.3 | 0 | 0 | 0 | 0
1975-05-05 | 1975 | 5 | 5 | 0.8 | 0.8 | 0.7 | 0.8 | 0.8 | 0.8 | 0.7 | 0.8 | 0.8 | 0.8 | 0.8 | 0.7 | 0.8 | 0.8 | 0.8 | 0.7 | 0.8 | 0.8 | 0 | 0 | 0 | 0 | 0 | 0 |  | 14 | 14 | 14 | 1.7764e-15 |  | 14 | 0 | 0 | 0 | 0
1975-05-06 | 1975 | 5 | 6 | 0 | 0 | 0 | 0 | 0 | 0 | 0 | 0 | 0 | 0 | 0.8 | 0.8 | 0.8 | 0.8 | 0 | 0 | 0 | 0 | 0 | 0.8 | 0.8 | 0 | 0 | 0 |  | 4.8 | 4.8 | 4.8 | 0 |  | 4.8 | 0 | 0 | 0 | 0
1975-05-07 | 1975 | 5 | 7 | 0 | 0 | 0 | 0.5 | 0.5 | 0.5 | 0.5 | 0.5 | 0.5 | 0.6 | 0.5 | 0.5 | 0.5 | 0.5 | 0.5 | 0.5 | 0 | 0 | 0 | 0 | 0 | 0 | 0 | 0 |  | 6.6 | 6.6 | 6.6 | 0 |  | 6.6 | 0 | 0 | 0 | 0
1975-05-08 | 1975 | 5 | 8 | 0 | 0 | 0 | 0 | 0 | 0 | 0 | 0 | 0 | 0 | 0 | 0 | 0 | 0 | 0 | 0 | 0.8 | 0 | 0 | 0 | 0 | 0 | 0 | 0 |  | 0.8 | 0.8 | 0.8 | 0 |  | 0.8 | 0 | 0 | 0 | 0
1975-05-09 | 1975 | 5 | 9 | 0 | 0 | 0 | 0 | 0 | 0 | 0 | 0 | 0 | 0 | 0 | 0 | 0 | 0 | 1.1 | 0 | 1.1 | 0 | 0 | 0 | 0 | 1.1 | 0 | 0 |  | 3.3 | 3.3 | 3.3 | 4.4409e-16 |  | 3.3 | 0 | 0 | 0 | 0
1975-05-10 | 1975 | 5 | 10 | 0 | 0 | 0 | 0 | 0 | 0 | 0 | 0 | 0 | 0 | 0 | 0 | 0 | 0 | 0 | 0 | 0 | 0 | 0 | 0 | 0 | 0 | 0 | 0 |  | 0 | 0 | 0 | 0 |  | 0 | 0 | 0 | 0 | 0
1975-05-11 | 1975 | 5 | 11 | 0 | 0 | 0 | 0 | 0 | 0 | 0 | 0 | 0 | 0 | 0 | 0 | 0 | 0 | 0 | 0 | 0 | 0 | 0 | 0 | 0 | 0 | 0 | 0 |  | 0 | 0 | 0 | 0 |  | 0 | 0 | 0 | 0 | 0
1975-05-12 | 1975 | 5 | 12 | 0 | 0 | 0 | 0 | 0 | 0 | 0 | 0 | 0 | 0 | 0 | 0 | 0 | 0 | 0 | 0 | 0 | 0 | 0 | 0 | 0 | 0 | 0 | 0 |  | 0 | 0 | 0 | 0 |  | 0 | 0 | 0 | 0 | 0
1975-05-13 | 1975 | 5 | 13 | 0 | 0 | 0 | 0 | 0 | 0 | 0 | 0 | 0 | 0 | 0 | 0 | 0 | 0 | 0 | 0 | 0 | 0 | 0 | 0 | 0 | 0 | 0 | 0 |  | 0 | 0 | 0 | 0 |  | 0 | 0 | 0 | 0 | 0
1975-05-14 | 1975 | 5 | 14 | 0 | 0 | 0 | 0 | 0 | 0 | 0 | 0 | 0 | 0 | 0 | 0 | 0 | 0 | 0 | 0 | 0 | 0 | 0 | 0 | 0 | 0 | 0 | 0 |  | 0 | 0 | 0 | 0 |  | 0 | 0 | 0 | 0 | 0
1975-05-15 | 1975 | 5 | 15 | 0 | 0 | 0 | 0 | 0 | 0 | 0 | 0 | 0 | 0 | 0 | 0 | 0 | 0 | 0 | 0.5 | 0 | 0 | 0 | 0 | 0 | 0 | 0 | 0 |  | 0.5 | 0.5 | 0.5 | 0 |  | 0.5 | 0 | 0 | 0 | 0
1975-05-16 | 1975 | 5 | 16 | 0 | 0 | 0 | 0 | 0 | 0 | 0 | 0 | 0 | 0 | 0 | 0 | 0 | 0 | 0.4 | 0.5 | 0 | 0 | 0.4 | 0 | 0 | 0 | 0 | 0 |  | 1.3 | 1.3 | 1.3 | 0 |  | 1.3 | 0 | 0 | 0 | 0
1975-05-17 | 1975 | 5 | 17 | 0 | 0 | 0 | 0 | 0 | 0 | 0 | 0 | 0 | 0 | 0 | 0 | 0 | 0 | 0 | 0 | 0 | 0 | 0 | 0 | 0 | 0 | 0 | 0 |  | 0 | 0 | 0 | 0 |  | 0 | 0 | 0 | 0 | 0
1975-05-18 | 1975 | 5 | 18 | 0 | 0 | 0 | 0 | 0 | 0 | 0 | 0 | 0 | 0 | 0 | 0 | 0 | 0 | 0 | 0 | 0 | 0 | 0 | 0.5 | 0 | 0.4 | 0.5 | 0.4 |  | 1.8 | 1.8 | 1.8 | 2.2204e-16 |  | 1.8 | 0 | 0 | 0 | 0
1975-05-19 | 1975 | 5 | 19 | 0.2 | 0.2 | 0.2 | 0.2 | 0.2 | 0 | 0 | 0 | 0 | 0 | 0 | 0 | 0 | 0 | 0 | 0 | 0 | 0 | 0 | 0 | 0 | 0 | 0 | 0 |  | 1 | 1 | 1 | 0 |  | 1 | 0 | 0 | 0 | 0
1975-05-20 | 1975 | 5 | 20 | 0 | 0 | 0 | 0 | 0 | 0 | 0 | 0 | 0 | 0 | 0 | 0 | 0 | 0 | 0 | 0 | 0 | 0 | 0 | 0 | 0 | 0 | 0 | 0 |  | 0 | 0 | 0 | 0 |  | 0 | 0 | 0 | 0 | 0
1975-05-21 | 1975 | 5 | 21 | 0 | 0 | 0 | 0 | 0 | 0 | 0 | 0 | 0 | 0 | 0 | 0 | 0 | 0 | 0 | 0 | 0 | 0 | 0 | 0 | 0 | 0 | 0 | 0 |  | 0 | 0 | 0 | 0 |  | 0 | 0 | 0 | 0 | 0
1975-05-22 | 1975 | 5 | 22 | 0 | 0 | 0 | 0 | 0 | 0 | 0 | 0 | 0 | 0 | 0 | 0 | 0 | 0 | 0 | 0 | 0 | 0 | 0 | 0 | 0 | 0 | 0 | 0 |  | 0 | 0 | 0 | 0 |  | 0 | 0 | 0 | 0 | 0
1975-05-23 | 1975 | 5 | 23 | 0 | 0 | 0 | 0 | 0 | 0 | 0 | 0 | 0 | 0 | 0 | 0 | 0 | 0 | 0 | 0 | 0 | 0 | 0 | 0 | 0 | 0 | 0 | 0 |  | 0 | 0 | 0 | 0 |  | 0 | 0 | 0 | 0 | 0
1975-05-24 | 1975 | 5 | 24 | 0.2 | 0 | 0 | 0 | 0 | 0.7 | 0.7 | 0.2 | 0.3 | 0.2 | 0 | 0 | 0 | 0 | 0 | 0 | 0 | 0 | 0 | 0 | 0 | 0 | 0 | 0 |  | 2.3 | 2.3 | 2.3 | 0 |  | 2.3 | 0 | 0 | 0 | 0
1975-05-25 | 1975 | 5 | 25 | 0.6 | 0.6 | 0.5 | 0.6 | 0.6 | 0.6 | 0.6 | 0.6 | 0.5 | 0 | 0 | 0 | 0 | 0 | 0 | 0 | 1.4 | 0 | 0 | 0 | 0 | 0 | 0 | 0 |  | 6.6 | 6.6 | 6.6 | 0 |  | 6.6 | 0 | 0 | 0 | 0
1975-05-26 | 1975 | 5 | 26 | 0.5 | 0 | 0 | 0 | 0 | 0.5 | 0 | 0 | 0 | 0 | 0 | 0 | 0 | 0 | 0.5 | 0 | 0 | 0 | 0 | 0.5 | 0.5 | 0 | 0 | 0 |  | 2.5 | 2.5 | 2.5 | 0 |  | 2.5 | 0 | 0 | 0 | 0
1975-05-27 | 1975 | 5 | 27 | 0 | 0 | 0 | 0 | 0 | 0 | 0 | 0 | 0 | 0 | 0 | 0 | 0 | 0 | 0 | 0 | 0 | 0 | 0 | 0 | 0 | 0 | 0 | 0 |  | 0 | 0 | 0 | 0 |  | 0 | 0 | 0 | 0 | 0
1975-05-28 | 1975 | 5 | 28 | 0 | 0 | 0 | 0 | 0 | 0 | 0 | 0 | 0 | 0 | 0 | 0 | 0 | 0 | 0 | 0 | 0 | 0 | 0 | 0 | 0 | 0 | 0 | 0 |  | 0 | 0 | 0 | 0 |  | 0 | 0 | 0 | 0 | 0
1975-05-29 | 1975 | 5 | 29 | 0 | 0 | 0 | 0 | 0 | 0 | 0 | 0 | 0 | 0 | 0 | 0 | 0 | 0 | 0 | 0 | 2.1 | 0 | 0 | 0 | 0 | 2.2 | 2.1 | 0 |  | 6.4 | 6.4 | 6.4 | 0 |  | 6.4 | 0 | 0 | 0 | 0
1975-05-30 | 1975 | 5 | 30 | 0 | 0 | 0 | 0 | 0 | 0 | 0 | 0 | 0 | 0 | 0 | 0 | 0 | 0 | 0 | 0 | 0 | 0 | 0 | 0 | 0 | 0 | 0 | 0 |  | 0 | 0 | 0 | 0 |  | 0 | 0 | 0 | 0 | 0
1975-05-31 | 1975 | 5 | 31 | 0 | 0 | 0 | 0 | 0 | 0 | 0 | 0 | 0 | 0 | 0 | 0 | 0 | 0 | 0 | 0 | 0 | 0 | 0 | 0 | 0 | 0 | 0 | 0 |  | 0 | 0 | 0 | 0 |  | 0 | 0 | 0 | 0 | 0
1975-06-01 | 1975 | 6 | 1 | 0 | 0 | 0 | 0 | 0 | 0 | 0 | 0 | 0 | 0 | 0 | 0 | 0 | 0 | 0 | 0 | 0 | 0 | 0 | 0 | 0 | 0 | 0 | 0 |  | 0 | 0 | 0 | 0 |  | 0 | 0 | 0 | 0 | 0
1975-06-02 | 1975 | 6 | 2 | 0 | 0 | 0 | 0 | 0 | 0 | 0 | 0 | 0 | 0 | 0 | 0 | 0 | 0 | 0 | 0 | 0 | 0 | 0 | 0 | 0 | 0 | 0 | 0 |  | 0 | 0 | 0 | 0 |  | 0 | 0 | 0 | 0 | 0
1975-06-03 | 1975 | 6 | 3 | 0 | 0 | 0 | 0 | 0 | 0 | 0 | 0 | 0 | 0 | 0 | 0 | 0 | 0 | 0 | 0 | 0 | 0 | 0 | 0 | 0 | 0 | 0 | 0 |  | 0 | 0 | 0 | 0 |  | 0 | 0 | 0 | 0 | 0
1975-06-04 | 1975 | 6 | 4 | 0 | 0 | 0 | 0 | 0 | 0 | 0 | 0 | 0 | 0 | 0 | 0 | 0 | 0 | 0 | 0 | 0 | 0 | 0 | 0 | 0 | 0 | 0 | 0 |  | 0 | 0 | 0 | 0 |  | 0 | 0 | 0 | 0 | 0
1975-06-05 | 1975 | 6 | 5 | 0 | 0 | 0 | 0 | 0 | 0 | 0 | 0 | 0 | 0 | 0 | 0 | 0 | 0 | 0 | 0 | 0 | 0 | 0 | 0 | 0 | 0 | 0 | 0 |  | 0 | 0 | 0 | 0 |  | 0 | 0 | 0 | 0 | 0
1975-06-06 | 1975 | 6 | 6 | 0 | 0 | 0 | 0 | 0 | 0 | 0 | 0 | 0 | 0 | 0 | 0 | 0 | 0 | 0 | 0 | 0 | 1.8 | 0 | 0 | 0 | 0.8 | 2.8 | 0.3 |  | 5.7 | 5.7 | 5.7 | 0 |  | 0 | 5.7 | 0 | 0 | 0
1975-06-07 | 1975 | 6 | 7 | 0.5 | 0 | 0 | 0 | 0 | 0 | 0 | 0 | 0 | 0 | 0 | 0 | 0 | 0 | 0 | 0 | 0 | 0 | 0 | 0 | 0 | 0 | 0 | 0 |  | 0.5 | 0.5 | 0.5 | 0 |  | 0 | 0.5 | 0 | 0 | 0
1975-06-08 | 1975 | 6 | 8 | 0 | 0 | 0 | 0 | 0 | 0 | 0 | 0 | 0 | 0 | 0 | 0 | 0 | 0 | 0 | 0 | 0 | 0 | 0 | 0 | 0 | 0 | 0 | 0 |  | 0 | 0 | 0 | 0 |  | 0 | 0 | 0 | 0 | 0
1975-06-09 | 1975 | 6 | 9 | 0 | 0 | 0 | 0 | 0 | 0 | 0 | 0 | 0 | 0 | 0 | 0 | 0 | 0 | 0 | 0 | 0 | 0 | 0 | 0 | 0 | 0 | 0 | 0 |  | 0 | 0 | 0 | 0 |  | 0 | 0 | 0 | 0 | 0
1975-06-10 | 1975 | 6 | 10 | 0 | 0 | 0 | 0 | 0 | 0 | 0 | 0 | 0 | 0 | 0 | 0 | 0 | 0 | 0 | 0 | 0 | 0 | 0 | 0 | 0 | 0 | 0 | 0 |  | 0 | 0 | 0 | 0 |  | 0 | 0 | 0 | 0 | 0
1975-06-11 | 1975 | 6 | 11 | 0 | 0 | 0 | 0 | 0 | 0 | 0 | 0 | 0 | 0 | 0 | 0 | 0 | 0 | 0 | 0 | 0 | 0 | 0 | 0 | 0 | 0 | 0 | 0 |  | 0 | 0 | 0 | 0 |  | 0 | 0 | 0 | 0 | 0
1975-06-12 | 1975 | 6 | 12 | 0 | 0 | 0 | 0 | 0 | 0 | 0 | 0 | 0 | 0 | 0 | 0 | 0 | 0 | 0 | 0 | 0 | 0 | 0 | 0 | 0 | 0 | 0 | 0 |  | 0 | 0 | 0 | 0 |  | 0 | 0 | 0 | 0 | 0
1975-06-13 | 1975 | 6 | 13 | 0 | 0 | 0 | 0 | 0 | 0 | 0 | 0.3 | 0 | 0 | 0 | 0 | 0 | 4.2 | 0 | 0.3 | 0 | 1 | 0.3 | 0 | 0.2 | 0.8 | 1 | 0 |  | 8.1 | 8.1 | 8.1 | 0 |  | 0 | 8.1 | 0 | 0 | 0
1975-06-14 | 1975 | 6 | 14 | 0 | 0 | 0 | 0 | 0 | 0 | 0 | 0 | 0 | 0 | 0 | 0 | 0 | 0 | 0 | 0 | 0 | 0 | 0 | 0 | 0 | 0 | 0 | 0 |  | 0 | 0 | 0 | 0 |  | 0 | 0 | 0 | 0 | 0
1975-06-15 | 1975 | 6 | 15 | 0 | 0 | 0 | 0 | 0 | 0 | 0 | 0 | 0.8 | 2.3 | 1 | 0 | 0 | 0 | 0 | 0 | 0 | 3.3 | 0 | 0 | 0 | 0 | 0 | 0 |  | 7.4 | 7.4 | 7.4 | 8.8818e-16 |  | 0 | 7.4 | 0 | 0 | 0
1975-06-16 | 1975 | 6 | 16 | 0.3 | 0 | 0 | 0 | 0 | 0 | 0 | 0 | 0 | 0 | 0 | 0 | 0 | 0 | 0 | 0 | 0 | 0 | 0 | 0.3 | 0 | 0 | 0 | 0 |  | 0.6 | 0.6 | 0.6 | 0 |  | 0 | 0.6 | 0 | 0 | 0
1975-06-17 | 1975 | 6 | 17 | 0 | 0 | 0 | 0 | 0 | 0 | 0 | 0 | 0 | 0 | 0 | 0 | 0 | 0 | 0 | 2.8 | 0 | 0 | 0 | 0 | 0 | 0 | 0 | 0 |  | 2.8 | 2.8 | 2.8 | 0 |  | 0 | 2.8 | 0 | 0 | 0
1975-06-18 | 1975 | 6 | 18 | 0 | 0 | 0 | 0 | 0 | 0 | 0 | 0 | 0 | 0 | 0 | 0 | 0 | 0 | 0 | 0 | 0 | 0 | 0 | 0 | 0 | 0 | 0 | 0 |  | 0 | 0 | 0 | 0 |  | 0 | 0 | 0 | 0 | 0
1975-06-19 | 1975 | 6 | 19 | 0 | 0 | 0 | 0 | 0 | 0.3 | 1 | 0 | 0.3 | 0.3 | 1 | 1 | 0 | 0 | 1 | 0.3 | 0.8 | 0.8 | 0.5 | 0.5 | 0.5 | 0.5 | 1 | 1 |  | 10.8 | 10.8 | 10.8 | 0 |  | 0 | 10.8 | 0 | 0 | 0
1975-06-20 | 1975 | 6 | 20 | 1.4 | 0.8 | 0.5 | 0.2 | 0.3 | 0.3 | 0.3 | 0.8 | 0.7 | 0 | 0 | 0 | 0 | 0 | 0 | 0.3 | 0 | 0 | 0 | 0 | 0 | 0 | 0 | 0 |  | 5.6 | 5.6 | 5.6 | 0 |  | 0 | 5.6 | 0 | 0 | 0
1975-06-21 | 1975 | 6 | 21 | 0 | 0 | 0 | 0 | 0 | 0 | 0 | 0 | 0 | 0 | 0 | 0 | 0 | 0 | 0.5 | 0 | 0 | 0 | 0 | 0 | 0 | 0 | 0 | 0 |  | 0.5 | 0.5 | 0.5 | 0 |  | 0 | 0.5 | 0 | 0 | 0
1975-06-22 | 1975 | 6 | 22 | 0 | 0 | 0 | 0 | 0 | 0 | 0 | 0 | 0 | 0 | 0 | 0 | 0 | 0 | 0 | 0.3 | 4.1 | 0 | 0 | 0 | 0 | 0 | 0 | 0 |  | 4.4 | 4.4 | 4.4 | 8.8818e-16 |  | 0 | 4.4 | 0 | 0 | 0
1975-06-23 | 1975 | 6 | 23 | 1.3 | 1.8 | 3.8 | 0 | 0 | 0.3 | 0 | 0 | 0 | 0 | 0 | 0 | 0 | 0 | 0 | 0 | 0 | 0 | 0 | 0 | 0 | 0 | 0 | 0 |  | 7.2 | 7.2 | 7.2 | 0 |  | 0 | 7.2 | 0 | 0 | 0
1975-06-24 | 1975 | 6 | 24 | 0 | 0 | 0 | 0 | 0 | 0 | 0 | 0 | 0 | 0 | 0 | 0 | 0 | 0 | 0 | 0 | 0 | 0 | 0 | 0 | 0 | 0 | 0 | 0 |  | 0 | 0 | 0 | 0 |  | 0 | 0 | 0 | 0 | 0
1975-06-25 | 1975 | 6 | 25 | 1 | 1 | 0 | 0 | 0 | 0 | 0 | 0 | 0 | 0 | 0 | 0 | 0 | 1.4 | 0 | 0 | 0 | 1.5 | 1.5 | 0 | 0 | 0 | 0 | 0 |  | 6.4 | 6.4 | 6.4 | 0 |  | 0 | 6.4 | 0 | 0 | 0
1975-06-26 | 1975 | 6 | 26 | 0 | 0 | 0 | 3.8 | 3 | 0.5 | 1.3 | 0.3 | 0 | 0 | 0 | 0 | 0 | 0 | 0 | 0 | 0 | 1.3 | 1 | 0 | 0.3 | 0 | 0 | 0 |  | 11.5 | 11.5 | 11.5 | 1.7764e-15 |  | 0 | 11.5 | 0 | 0 | 0
1975-06-27 | 1975 | 6 | 27 | 0 | 0 | 0 | 0 | 0 | 0 | 0 | 0 | 0 | 0 | 0 | 0 | 0 | 0 | 0 | 0 | 0 | 0 | 0 | 0 | 0 | 0 | 0 | 0 |  | 0 | 0 | 0 | 0 |  | 0 | 0 | 0 | 0 | 0
1975-06-28 | 1975 | 6 | 28 | 0 | 0 | 0 | 0 | 0 | 0 | 0 | 0 | 0 | 0 | 0 | 0 | 0 | 0 | 0 | 0 | 0 | 0 | 0 | 0 | 0 | 0 | 0 | 0 |  | 0 | 0 | 0 | 0 |  | 0 | 0 | 0 | 0 | 0
1975-06-29 | 1975 | 6 | 29 | 0 | 0 | 0 | 0 | 0 | 0 | 0 | 0 | 0 | 0 | 0 | 0 | 0 | 0 | 0 | 0 | 0 | 0 | 0 | 0 | 0 | 0 | 0 | 0 |  | 0 | 0 | 0 | 0 |  | 0 | 0 | 0 | 0 | 0
1975-06-30 | 1975 | 6 | 30 | 0 | 0 | 0 | 0 | 0 | 0 | 0 | 0 | 0 | 0 | 0 | 0 | 0 | 0 | 0 | 0 | 0 | 0 | 0 | 0 | 0 | 0 | 0 | 0 |  | 0 | 0 | 0 | 0 |  | 0 | 0 | 0 | 0 | 0
1975-07-01 | 1975 | 7 | 1 | 0 | 0 | 0 | 0 | 0 | 0 | 0 | 0 | 0 | 0 | 0 | 0 | 0 | 0 | 0 | 0 | 0 | 0 | 0 | 0 | 0 | 0 | 0 | 0 |  | 0 | 0 | 0 | 0 |  | 0 | 0 | 0 | 0 | 0
1975-07-02 | 1975 | 7 | 2 | 0 | 0 | 0 | 0 | 0 | 0 | 0 | 0 | 0 | 0 | 0 | 0 | 0 | 0 | 0 | 0 | 0 | 0 | 0 | 0 | 0 | 0 | 0 | 0 |  | 0 | 0 | 0 | 0 |  | 0 | 0 | 0 | 0 | 0
1975-07-03 | 1975 | 7 | 3 | 0 | 8.4 | 0 | 0 | 0 | 0 | 0 | 0 | 0 | 0 | 0 | 0 | 0 | 0 | 0 | 0 | 0 | 0 | 0 | 0 | 0 | 0 | 0 | 0 |  | 8.4 | 8.4 | 8.4 | 0 |  | 0 | 0 | 8.4 | 0 | 0
1975-07-04 | 1975 | 7 | 4 | 0 | 0 | 0 | 0 | 0 | 0 | 0 | 0 | 0 | 0 | 0 | 0 | 0 | 0 | 0 | 0 | 0 | 0 | 0 | 0 | 0 | 0 | 0 | 0 |  | 0 | 0 | 0 | 0 |  | 0 | 0 | 0 | 0 | 0
1975-07-05 | 1975 | 7 | 5 | 0 | 0 | 0 | 0 | 0 | 0 | 0 | 0 | 0 | 0 | 0 | 0 | 0 | 0 | 0 | 0 | 0 | 0 | 0 | 0 | 0 | 0 | 0 | 0 |  | 0 | 0 | 0 | 0 |  | 0 | 0 | 0 | 0 | 0
1975-07-06 | 1975 | 7 | 6 | 0 | 0 | 0 | 0 | 0 | 0 | 0 | 0 | 0 | 0 | 0 | 0 | 0 | 0 | 0 | 0 | 0 | 0 | 0 | 0 | 0 | 0 | 0 | 0 |  | 0 | 0 | 0 | 0 |  | 0 | 0 | 0 | 0 | 0
1975-07-07 | 1975 | 7 | 7 | 0.3 | 2.5 | 0 | 0 | 0 | 0 | 0 | 0 | 0 | 0 | 0 | 0 | 0 | 0 | 0 | 0 | 0 | 0 | 0 | 0 | 0 | 0 | 0 | 0 |  | 2.8 | 2.8 | 2.8 | 0 |  | 0 | 0 | 2.8 | 0 | 0
1975-07-08 | 1975 | 7 | 8 | 0 | 0 | 0 | 0 | 0 | 0 | 0 | 0 | 0 | 0 | 0 | 0 | 0 | 0 | 0 | 0 | 0 | 0 | 0 | 0 | 0 | 0 | 0 | 0 |  | 0 | 0 | 0 | 0 |  | 0 | 0 | 0 | 0 | 0
1975-07-09 | 1975 | 7 | 9 | 0 | 0 | 0 | 0 | 0 | 0 | 0 | 0 | 0 | 0 | 0 | 0 | 0 | 0 | 0 | 0 | 0 | 0 | 1 | 0 | 0 | 0 | 0 | 0 |  | 1 | 1 | 1 | 0 |  | 0 | 0 | 1 | 0 | 0
1975-07-10 | 1975 | 7 | 10 | 0 | 0 | 0 | 0 | 0 | 0 | 0 | 0 | 0 | 0 | 0 | 0 | 0 | 0 | 0 | 0 | 0 | 0 | 0 | 0 | 0 | 0 | 0 | 0 |  | 0 | 0 | 0 | 0 |  | 0 | 0 | 0 | 0 | 0
1975-07-11 | 1975 | 7 | 11 | 0 | 0 | 0 | 0 | 0 | 0 | 0 | 0 | 0 | 0 | 0 | 0 | 0 | 0 | 0 | 0 | 0 | 0 | 0 | 0 | 0 | 0 | 0 | 0 |  | 0 | 0 | 0 | 0 |  | 0 | 0 | 0 | 0 | 0
1975-07-12 | 1975 | 7 | 12 | 0 | 0 | 0 | 0 | 0 | 0 | 0 | 0 | 0 | 0 | 0 | 0 | 0 | 0 | 0 | 0 | 0 | 0 | 0 | 0 | 0 | 0 | 0 | 0 |  | 0 | 0 | 0 | 0 |  | 0 | 0 | 0 | 0 | 0
1975-07-13 | 1975 | 7 | 13 | 0 | 0 | 0 | 0 | 0 | 0 | 0.3 | 0.3 | 1 | 0.8 | 0 | 0 | 0 | 0 | 0 | 0 | 0 | 0 | 0 | 0 | 0 | 1.8 | 1.5 | 0 |  | 5.7 | 5.7 | 5.7 | 0 |  | 0 | 0 | 5.7 | 0 | 0
1975-07-14 | 1975 | 7 | 14 | 0 | 0 | 0 | 0 | 0 | 0 | 0 | 0 | 0 | 0 | 0 | 0 | 0 | 0 | 0 | 0 | 0 | 0 | 0 | 0 | 0 | 0 | 0 | 0 |  | 0 | 0 | 0 | 0 |  | 0 | 0 | 0 | 0 | 0
1975-07-15 | 1975 | 7 | 15 | 0 | 0 | 0 | 0 | 0 | 0 | 0 | 0 | 0 | 0 | 0 | 0 | 0 | 0 | 0 | 0 | 0 | 0 | 0 | 0 | 0 | 0 | 0 | 0 |  | 0 | 0 | 0 | 0 |  | 0 | 0 | 0 | 0 | 0
1975-07-16 | 1975 | 7 | 16 | 0 | 0 | 0 | 0 | 0 | 0 | 0 | 0 | 0 | 0 | 0 | 0 | 2 | 1.5 | 0 | 0 | 0 | 0 | 0 | 0 | 0 | 0 | 0 | 0 |  | 3.5 | 3.5 | 3.5 | 0 |  | 0 | 0 | 3.5 | 0 | 0
1975-07-17 | 1975 | 7 | 17 | 0 | 0 | 0 | 0 | 0 | 0 | 0 | 0 | 0 | 0.5 | 0.4 | 0.5 | 0.4 | 0 | 0 | 0 | 0 | 0 | 0 | 0 | 0 | 0 | 0 | 0 |  | 1.8 | 1.8 | 1.8 | 2.2204e-16 |  | 0 | 0 | 1.8 | 0 | 0
1975-07-18 | 1975 | 7 | 18 | 0 | 0 | 0 | 0 | 0 | 0 | 0 | 0 | 0 | 0 | 0 | 0 | 0 | 0 | 0 | 0 | 0 | 0 | 0 | 0 | 0 | 0 | 0 | 0 |  | 0 | 0 | 0 | 0 |  | 0 | 0 | 0 | 0 | 0
1975-07-19 | 1975 | 7 | 19 | 0 | 0 | 0 | 0 | 0 | 0 | 0 | 0 | 0 | 0 | 0 | 0 | 0 | 0 | 0 | 0 | 0 | 0 | 0 | 0 | 0 | 0 | 0 | 0 |  | 0 | 0 | 0 | 0 |  | 0 | 0 | 0 | 0 | 0
1975-07-20 | 1975 | 7 | 20 | 0 | 0 | 0 | 0 | 0 | 0 | 0 | 0 | 0 | 0 | 0 | 0 | 0 | 0 | 0 | 0 | 0 | 0 | 0 | 0 | 0 | 0 | 0 | 0 |  | 0 | 0 | 0 | 0 |  | 0 | 0 | 0 | 0 | 0
1975-07-21 | 1975 | 7 | 21 | 0 | 0 | 0 | 0 | 0 | 0 | 0 | 0 | 0 | 0 | 0 | 0 | 0 | 0 | 0 | 0 | 0 | 0 | 13.2 | 0 | 0 | 0 | 0 | 0 |  | 13.2 | 13.2 | 13.2 | 0 |  | 0 | 0 | 13.2 | 0 | 0
1975-07-22 | 1975 | 7 | 22 | 0 | 0 | 0 | 0 | 1.3 | 0.5 | 0 | 0 | 0 | 0 | 0 | 0 | 0 | 0 | 0 | 0 | 0 | 0 | 0 | 0 | 0 | 0 | 0 | 0 |  | 1.8 | 1.8 | 1.8 | 0 |  | 0 | 0 | 1.8 | 0 | 0
1975-07-23 | 1975 | 7 | 23 | 0 | 0 | 0 | 0 | 0 | 0 | 0 | 0 | 0 | 0 | 0 | 0 | 0 | 0 | 0 | 0 | 0 | 0 | 0 | 0 | 0 | 0 | 0 | 0 |  | 0 | 0 | 0 | 0 |  | 0 | 0 | 0 | 0 | 0
1975-07-24 | 1975 | 7 | 24 | 0 | 0 | 0 | 0 | 0 | 0 | 0 | 0 | 0 | 0 | 0 | 0 | 0 | 0 | 0 | 0 | 0 | 0 | 0 | 0 | 0 | 0 | 0 | 0 |  | 0 | 0 | 0 | 0 |  | 0 | 0 | 0 | 0 | 0
1975-07-25 | 1975 | 7 | 25 | 0 | 0 | 0 | 0 | 0 | 0 | 0 | 0 | 0 | 0 | 0 | 0 | 0 | 0 | 0 | 0 | 0 | 0 | 0 | 0 | 0 | 0 | 0 | 0 |  | 0 | 0 | 0 | 0 |  | 0 | 0 | 0 | 0 | 0
1975-07-26 | 1975 | 7 | 26 | 0 | 0 | 0 | 0 | 0 | 0 | 0 | 0 | 0 | 0 | 0 | 0 | 0 | 0 | 0 | 0 | 0 | 0 | 0 | 0 | 0 | 0 | 0 | 0 |  | 0 | 0 | 0 | 0 |  | 0 | 0 | 0 | 0 | 0
1975-07-27 | 1975 | 7 | 27 | 0 | 0 | 0 | 0 | 0 | 0 | 0 | 0 | 0 | 0 | 0 | 0 | 0 | 0 | 0 | 0 | 0 | 0 | 0 | 0 | 0 | 0 | 0 | 0 |  | 0 | 0 | 0 | 0 |  | 0 | 0 | 0 | 0 | 0
1975-07-28 | 1975 | 7 | 28 | 0 | 0 | 0 | 0 | 0 | 0 | 0 | 0 | 0 | 0 | 0 | 0 | 0 | 0 | 0 | 0 | 0 | 1.3 | 0 | 2.3 | 4.3 | 1.5 | 0 | 0 |  | 9.4 | 9.4 | 9.4 | 1.7764e-15 |  | 0 | 0 | 9.4 | 0 | 0
1975-07-29 | 1975 | 7 | 29 | 0.8 | 0 | 0 | 0 | 0 | 0.7 | 0 | 0 | 0 | 0 | 0 | 0 | 0 | 0 | 0 | 0 | 0 | 0 | 0 | 0 | 0 | 0 | 0.8 | 0.7 |  | 3 | 3 | 3 | 0 |  | 0 | 0 | 3 | 0 | 0
1975-07-30 | 1975 | 7 | 30 | 0.3 | 0 | 1 | 0.8 | 1 | 0.3 | 0 | 0 | 0 | 0 | 0 | 0 | 0 | 0 | 0 | 0 | 0 | 0 | 0 | 0 | 0 | 0 | 0 | 0 |  | 3.4 | 3.4 | 3.4 | 0 |  | 0 | 0 | 3.4 | 0 | 0
1975-07-31 | 1975 | 7 | 31 | 0 | 0 | 0 | 0 | 0 | 0 | 0 | 0 | 0 | 0 | 0 | 0 | 0 | 0 | 0 | 0 | 0 | 0 | 0 | 0 | 0 | 9.1 | 0 | 0 |  | 9.1 | 9.1 | 9.1 | 0 |  | 0 | 0 | 9.1 | 0 | 0
1975-08-01 | 1975 | 8 | 1 | 0 | 0 | 0 | 0 | 0 | 0 | 0 | 0 | 0 | 0 | 0 | 0 | 0 | 0 | 0 | 0 | 0 | 0 | 0 | 0 | 0.3 | 0 | 0 | 0 |  | 0.3 | 0.3 | 0.3 | 0 |  | 0 | 0 | 0 | 0.3 | 0
1975-08-02 | 1975 | 8 | 2 | 0 | 0 | 0 | 0 | 0 | 0 | 0 | 0 | 0 | 0 | 0 | 0 | 0 | 0 | 0 | 0 | 0 | 0 | 0 | 0 | 0 | 0 | 0 | 0 |  | 0 | 0 | 0 | 0 |  | 0 | 0 | 0 | 0 | 0
1975-08-03 | 1975 | 8 | 3 | 0 | 0 | 0 | 0 | 0 | 0 | 0 | 0 | 0 | 0 | 0 | 0 | 0 | 0 | 0 | 0 | 0 | 0 | 0 | 0 | 0 | 0 | 0 | 0 |  | 0 | 0 | 0 | 0 |  | 0 | 0 | 0 | 0 | 0
1975-08-04 | 1975 | 8 | 4 | 0 | 0 | 0 | 0 | 0 | 0 | 0 | 0 | 0 | 0 | 0 | 0 | 0 | 0 | 0 | 0 | 0 | 0 | 0 | 0 | 0 | 0 | 0 | 0 |  | 0 | 0 | 0 | 0 |  | 0 | 0 | 0 | 0 | 0
1975-08-05 | 1975 | 8 | 5 | 0 | 0 | 0 | 0 | 0 | 0 | 0 | 0 | 0 | 0 | 0 | 0 | 0 | 0 | 0 | 0 | 0 | 0 | 0 | 0 | 0 | 0 | 0 | 0 |  | 0 | 0 | 0 | 0 |  | 0 | 0 | 0 | 0 | 0
1975-08-06 | 1975 | 8 | 6 | 0 | 0 | 0 | 0 | 0 | 0 | 0 | 0 | 0 | 0 | 0 | 0 | 0 | 0 | 0 | 0 | 0 | 0 | 0 | 0 | 0 | 0 | 0 | 0 |  | 0 | 0 | 0 | 0 |  | 0 | 0 | 0 | 0 | 0
1975-08-07 | 1975 | 8 | 7 | 0 | 0 | 0 | 0 | 0 | 0 | 0 | 0 | 0 | 0 | 0 | 0 | 0 | 0 | 0 | 0 | 0 | 0 | 0 | 0 | 0 | 0 | 0 | 0 |  | 0 | 0 | 0 | 0 |  | 0 | 0 | 0 | 0 | 0
1975-08-08 | 1975 | 8 | 8 | 0 | 0 | 0 | 0 | 0 | 0 | 0 | 0 | 0 | 0 | 0 | 1.3 | 5.3 | 0 | 0 | 0 | 0 | 0 | 0 | 0 | 0 | 0 | 0 | 0 |  | 6.6 | 6.6 | 6.6 | 0 |  | 0 | 0 | 0 | 6.6 | 0
1975-08-09 | 1975 | 8 | 9 | 0 | 0 | 0 | 0 | 0 | 0 | 0 | 0 | 0 | 0 | 0 | 0 | 0 | 0 | 0 | 0 | 0 | 0 | 0 | 0 | 0 | 0 | 0 | 0 |  | 0 | 0 | 0 | 0 |  | 0 | 0 | 0 | 0 | 0
1975-08-10 | 1975 | 8 | 10 | 0 | 0 | 0 | 0 | 0 | 0 | 0 | 0 | 0 | 0 | 0 | 0 | 0 | 0 | 0 | 0 | 0 | 0 | 0 | 0 | 0 | 0 | 0 | 0 |  | 0 | 0 | 0 | 0 |  | 0 | 0 | 0 | 0 | 0
1975-08-11 | 1975 | 8 | 11 | 0 | 0 | 0 | 0 | 0 | 0 | 0 | 0 | 0 | 0 | 0 | 0 | 0 | 0 | 0 | 0 | 0 | 0 | 0 | 0 | 0 | 0 | 0 | 0 |  | 0 | 0 | 0 | 0 |  | 0 | 0 | 0 | 0 | 0
1975-08-12 | 1975 | 8 | 12 | 0 | 0 | 0 | 0 | 0 | 0 | 0 | 0 | 0 | 0 | 0 | 0 | 0 | 0 | 0 | 0 | 0 | 0 | 0 | 0 | 0 | 0 | 0 | 0 |  | 0 | 0 | 0 | 0 |  | 0 | 0 | 0 | 0 | 0
1975-08-13 | 1975 | 8 | 13 | 0 | 0 | 0 | 0 | 0 | 0 | 0 | 0 | 0 | 0 | 0 | 0 | 0 | 0 | 0 | 0 | 0 | 0 | 0 | 0 | 0 | 0 | 0 | 0 |  | 0 | 0 | 0 | 0 |  | 0 | 0 | 0 | 0 | 0
1975-08-14 | 1975 | 8 | 14 | 0 | 0 | 0 | 0 | 0 | 0 | 0 | 0 | 0 | 0 | 0 | 0 | 0 | 0 | 0 | 0 | 0 | 0 | 0 | 0 | 0 | 0 | 0 | 0 |  | 0 | 0 | 0 | 0 |  | 0 | 0 | 0 | 0 | 0
1975-08-15 | 1975 | 8 | 15 | 0 | 0 | 0 | 0 | 0 | 0 | 0 | 0 | 0 | 0 | 0 | 0 | 0 | 0 | 0 | 0 | 0 | 0 | 0 | 0 | 0 | 0 | 0 | 0.3 |  | 0.3 | 0.3 | 0.3 | 0 |  | 0 | 0 | 0 | 0.3 | 0
1975-08-16 | 1975 | 8 | 16 | 0.3 | 0 | 0.3 | 0 | 0.3 | 0 | 0 | 0 | 0 | 0 | 0.3 | 0.3 | 0.3 | 0.3 | 0 | 0 | 0 | 0.3 | 0 | 0 | 0 | 0 | 0.3 | 0.3 |  | 3 | 3 | 3 | 4.4409e-16 |  | 0 | 0 | 0 | 3 | 0
1975-08-17 | 1975 | 8 | 17 | 0.4 | 0 | 0 | 0 | 0 | 0 | 0 | 0.5 | 0.4 | 0.4 | 0.5 | 0.4 | 0.4 | 0 | 0 | 0 | 0.4 | 0 | 0 | 0 | 0 | 0.5 | 0.4 | 0 |  | 4.3 | 4.3 | 4.3 | 0 |  | 0 | 0 | 0 | 4.3 | 0
1975-08-18 | 1975 | 8 | 18 | 0.1 | 0 | 0.1 | 0 | 0 | 0 | 0 | 0 | 0 | 0 | 0 | 0 | 0 | 0 | 0 | 0 | 0 | 0 | 0 | 0 | 0 | 0 | 0 | 0.1 |  | 0.3 | 0.3 | 0.3 | 5.5511e-17 |  | 0 | 0 | 0 | 0.3 | 0
1975-08-19 | 1975 | 8 | 19 | 0 | 0 | 0 | 0 | 0.3 | 0 | 0.3 | 0 | 0 | 0 | 0 | 0 | 0 | 0 | 0 | 0 | 0 | 0 | 2 | 2.8 | 2.5 | 0.5 | 0 | 0 |  | 8.4 | 8.4 | 8.4 | 0 |  | 0 | 0 | 0 | 8.4 | 0
1975-08-20 | 1975 | 8 | 20 | 0 | 0 | 0 | 0 | 0 | 0 | 0 | 0 | 0 | 0 | 0 | 0 | 0 | 0 | 0 | 0 | 0 | 0 | 0 | 0 | 0 | 0 | 0 | 0 |  | 0 | 0 | 0 | 0 |  | 0 | 0 | 0 | 0 | 0
1975-08-21 | 1975 | 8 | 21 | 0 | 0 | 0 | 0 | 0 | 0 | 0 | 0 | 0 | 0 | 0 | 0 | 0 | 0 | 0.8 | 0 | 0 | 0 | 0 | 0 | 0 | 0 | 0 | 0 |  | 0.8 | 0.8 | 0.8 | 0 |  | 0 | 0 | 0 | 0.8 | 0
1975-08-22 | 1975 | 8 | 22 | 0 | 0 | 0 | 0 | 0 | 0 | 0 | 0 | 0 | 0 | 0 | 0 | 0 | 0.8 | 0 | 0 | 0 | 0 | 0 | 0 | 0 | 0 | 0 | 0 |  | 0.8 | 0.8 | 0.8 | 0 |  | 0 | 0 | 0 | 0.8 | 0
1975-08-23 | 1975 | 8 | 23 | 0 | 0 | 0 | 0 | 0 | 0 | 0 | 0 | 0 | 0 | 0 | 0 | 0 | 0 | 0 | 0 | 0 | 0 | 0 | 0 | 0 | 0 | 0 | 0 |  | 0 | 0 | 0 | 0 |  | 0 | 0 | 0 | 0 | 0
1975-08-24 | 1975 | 8 | 24 | 0 | 0 | 0 | 0 | 0 | 0 | 0 | 0 | 0 | 0 | 0 | 0 | 0 | 0 | 0 | 0 | 0 | 0 | 0 | 0 | 0 | 0 | 0 | 0 |  | 0 | 0 | 0 | 0 |  | 0 | 0 | 0 | 0 | 0
1975-08-25 | 1975 | 8 | 25 | 0 | 0 | 0 | 0 | 0 | 0 | 0 | 0 | 0 | 0 | 0 | 0 | 0 | 0 | 0 | 0 | 0 | 0 | 0 | 0 | 0 | 0 | 0 | 0 |  | 0 | 0 | 0 | 0 |  | 0 | 0 | 0 | 0 | 0
1975-08-26 | 1975 | 8 | 26 | 0 | 0 | 0 | 0 | 0 | 0 | 0 | 0 | 0 | 0 | 0 | 0 | 0 | 0 | 0 | 0 | 0 | 0 | 0 | 0 | 0 | 0 | 0 | 0 |  | 0 | 0 | 0 | 0 |  | 0 | 0 | 0 | 0 | 0
1975-08-27 | 1975 | 8 | 27 | 0 | 0 | 0 | 0 | 0 | 0 | 0 | 0 | 0 | 0 | 0 | 0 | 0 | 0 | 0 | 0 | 0 | 0 | 0 | 0 | 0 | 0 | 0 | 0 |  | 0 | 0 | 0 | 0 |  | 0 | 0 | 0 | 0 | 0
1975-08-28 | 1975 | 8 | 28 | 0 | 0 | 0 | 0 | 0 | 0.7 | 0 | 0 | 0 | 0 | 0 | 0 | 0 | 0 | 0.6 | 0.3 | 0.4 | 0 | 0 | 0 | 0 | 0 | 0 | 0 |  | 2 | 2 | 2 | 0 |  | 0 | 0 | 0 | 2 | 0
1975-08-29 | 1975 | 8 | 29 | 0 | 0.5 | 0.5 | 0 | 0 | 0 | 0 | 0 | 0 | 0 | 0 | 0 | 0 | 0 | 0 | 0 | 0 | 0 | 0 | 0 | 0 | 0 | 0 | 0 |  | 1 | 1 | 1 | 0 |  | 0 | 0 | 0 | 1 | 0
1975-08-30 | 1975 | 8 | 30 | 0 | 0 | 0 | 0 | 0 | 0 | 0 | 0 | 0 | 0 | 0 | 0 | 0 | 0 | 0 | 0 | 0 | 0 | 0 | 0 | 0 | 0 | 0 | 0 |  | 0 | 0 | 0 | 0 |  | 0 | 0 | 0 | 0 | 0
1975-08-31 | 1975 | 8 | 31 | 0 | 0 | 0 | 0 | 0 | 0 | 0 | 0 | 0 | 0 | 0 | 0 | 0 | 0 | 0 | 0 | 0 | 0 | 0 | 0 | 0 | 0 | 0 | 0 |  | 0 | 0 | 0 | 0 |  | 0 | 0 | 0 | 0 | 0
1975-09-01 | 1975 | 9 | 1 | 0 | 0 | 0 | 0 | 0 | 0 | 0 | 0 | 0 | 0 | 0 | 0 | 0 | 0 | 0 | 0 | 0 | 0 | 0 | 0 | 0 | 0 | 0 | 0 |  | 0 | 0 | 0 | 0 |  | 0 | 0 | 0 | 0 | 0
1975-09-02 | 1975 | 9 | 2 | 0 | 0 | 0 | 0 | 0 | 0 | 0 | 0 | 0 | 0 | 0 | 0 | 0 | 0 | 0 | 0 | 0 | 0.5 | 0.5 | 0 | 0 | 0 | 0 | 0 |  | 1 | 1 | 1 | 0 |  | 0 | 0 | 0 | 0 | 1
1975-09-03 | 1975 | 9 | 3 | 0 | 0 | 0 | 0 | 0 | 0 | 0 | 0 | 0 | 0 | 0 | 0 | 0 | 0 | 0 | 0 | 1.5 | 0 | 0 | 0 | 0 | 0 | 0 | 0 |  | 1.5 | 1.5 | 1.5 | 0 |  | 0 | 0 | 0 | 0 | 1.5
1975-09-04 | 1975 | 9 | 4 | 0 | 0 | 0 | 0 | 0 | 0 | 0 | 0 | 0 | 0 | 0 | 0 | 0 | 0 | 0 | 0 | 0 | 0 | 0 | 0 | 0 | 0 | 0 | 0 |  | 0 | 0 | 0 | 0 |  | 0 | 0 | 0 | 0 | 0
1975-09-05 | 1975 | 9 | 5 | 0 | 0 | 0 | 0 | 0 | 0 | 0 | 0 | 0 | 0 | 0 | 0 | 0 | 0 | 0 | 0 | 0 | 0 | 0 | 0 | 0 | 0 | 0 | 0 |  | 0 | 0 | 0 | 0 |  | 0 | 0 | 0 | 0 | 0
1975-09-06 | 1975 | 9 | 6 | 0 | 0 | 0 | 0 | 0 | 0 | 0 | 0 | 0 | 0 | 0 | 0 | 0 | 0 | 0 | 0 | 0 | 0 | 0 | 0 | 0 | 0 | 0 | 0 |  | 0 | 0 | 0 | 0 |  | 0 | 0 | 0 | 0 | 0
1975-09-07 | 1975 | 9 | 7 | 0 | 0 | 0 | 0 | 0 | 0 | 0 | 0 | 0 | 0 | 0 | 0 | 0 | 0 | 0 | 0 | 0 | 0 | 0 | 0 | 0 | 0 | 0 | 0 |  | 0 | 0 | 0 | 0 |  | 0 | 0 | 0 | 0 | 0
1975-09-08 | 1975 | 9 | 8 | 0 | 0 | 0 | 0 | 0 | 0 | 0 | 0 | 0 | 0 | 0 | 0 | 0 | 0 | 0 | 0 | 0 | 0 | 0 | 0 | 0 | 0 | 0 | 0 |  | 0 | 0 | 0 | 0 |  | 0 | 0 | 0 | 0 | 0
1975-09-09 | 1975 | 9 | 9 | 0 | 0 | 0 | 0 | 0 | 0 | 0 | 0 | 0 | 0 | 0 | 0 | 0 | 0 | 0 | 0 | 0 | 0 | 0 | 0 | 0 | 0 | 0 | 0 |  | 0 | 0 | 0 | 0 |  | 0 | 0 | 0 | 0 | 0
1975-09-10 | 1975 | 9 | 10 | 0 | 0 | 0 | 0 | 0 | 0 | 0 | 0 | 0 | 0 | 0 | 0 | 0 | 0 | 0 | 0 | 0 | 0 | 0 | 0 | 0 | 0 | 0 | 0 |  | 0 | 0 | 0 | 0 |  | 0 | 0 | 0 | 0 | 0
1975-09-11 | 1975 | 9 | 11 | 0 | 0 | 0 | 0 | 0 | 0 | 0 | 0 | 0 | 0 | 0 | 0 | 0 | 0 | 0 | 0 | 0 | 0 | 0 | 0 | 0 | 0 | 0 | 0 |  | 0 | 0 | 0 | 0 |  | 0 | 0 | 0 | 0 | 0
1975-09-12 | 1975 | 9 | 12 | 0 | 0 | 0 | 0 | 0 | 0 | 0 | 0 | 0 | 0 | 0 | 0 | 0 | 0 | 0 | 0 | 0 | 0 | 0 | 0 | 0 | 0 | 0 | 0 |  | 0 | 0 | 0 | 0 |  | 0 | 0 | 0 | 0 | 0
1975-09-13 | 1975 | 9 | 13 | 0 | 0 | 0 | 0 | 0 | 0 | 0 | 0 | 0 | 0 | 0 | 0 | 0 | 0 | 0 | 0 | 0 | 0 | 0 | 0 | 0 | 0 | 0 | 0 |  | 0 | 0 | 0 | 0 |  | 0 | 0 | 0 | 0 | 0
1975-09-14 | 1975 | 9 | 14 | 0 | 0 | 0 | 0 | 0 | 0 | 0 | 0 | 0 | 0 | 0 | 0 | 0 | 0 | 0 | 0 | 0 | 0 | 0 | 0 | 0 | 0 | 0 | 0 |  | 0 | 0 | 0 | 0 |  | 0 | 0 | 0 | 0 | 0
1975-09-15 | 1975 | 9 | 15 | 0 | 0 | 0 | 0 | 0 | 0 | 0 | 0 | 0 | 0 | 0 | 0 | 0 | 0 | 0 | 0 | 0 | 0 | 0 | 0 | 0 | 0 | 0 | 0 |  | 0 | 0 | 0 | 0 |  | 0 | 0 | 0 | 0 | 0
1975-09-16 | 1975 | 9 | 16 | 0 | 0 | 0 | 0 | 0 | 0 | 0 | 0 | 0 | 0 | 0 | 0 | 0 | 0 | 0 | 0.5 | 0 | 0 | 1 | 0 | 0 | 3 | 0.8 | 1.8 |  | 7.1 | 7.1 | 7.1 | 0 |  | 0 | 0 | 0 | 0 | 7.1
1975-09-17 | 1975 | 9 | 17 | 2.7 | 1.3 | 1.3 | 0.8 | 1.3 | 1.2 | 1.3 | 0.3 | 0 | 0 | 0 | 0 | 0 | 0 | 0 | 0 | 0 | 0 | 0 | 0 | 0 | 0 | 0 | 0 |  | 10.2 | 10.2 | 10.2 | 1.7764e-15 |  | 0 | 0 | 0 | 0 | 10.2
1975-09-18 | 1975 | 9 | 18 | 0 | 0.3 | 0 | 0 | 0 | 0 | 0.5 | 0.5 | 0 | 0 | 0 | 0 | 0 | 0 | 0 | 0 | 0 | 0 | 0 | 0 | 0 | 0 | 0 | 0 |  | 1.3 | 1.3 | 1.3 | 0 |  | 0 | 0 | 0 | 0 | 1.3
1975-09-19 | 1975 | 9 | 19 | 0 | 0 | 0 | 0 | 0 | 0 | 0 | 0 | 0 | 0 | 0 | 0 | 0 | 0 | 0 | 0 | 0 | 0 | 0 | 0 | 0 | 0 | 0 | 0 |  | 0 | 0 | 0 | 0 |  | 0 | 0 | 0 | 0 | 0
1975-09-20 | 1975 | 9 | 20 | 0 | 0 | 0 | 0 | 0 | 0 | 0 | 0 | 0 | 0 | 0 | 0 | 0 | 0 | 0 | 0 | 0 | 0 | 0 | 0 | 0 | 0 | 0 | 0 |  | 0 | 0 | 0 | 0 |  | 0 | 0 | 0 | 0 | 0
1975-09-21 | 1975 | 9 | 21 | 0 | 0 | 0 | 0 | 0 | 0 | 0 | 0 | 0 | 0 | 0 | 0 | 0 | 0 | 0 | 0 | 0 | 0 | 0 | 0 | 0 | 0 | 0 | 0 |  | 0 | 0 | 0 | 0 |  | 0 | 0 | 0 | 0 | 0
1975-09-22 | 1975 | 9 | 22 | 0 | 0 | 0 | 0 | 0 | 0 | 0 | 0 | 0 | 0 | 0 | 0 | 0 | 0 | 0 | 0 | 0 | 0 | 0 | 0 | 0 | 0 | 0 | 0 |  | 0 | 0 | 0 | 0 |  | 0 | 0 | 0 | 0 | 0
1975-09-23 | 1975 | 9 | 23 | 0 | 0 | 0 | 0 | 0 | 0 | 0 | 0 | 0 | 0 | 0 | 0 | 0 | 0 | 0 | 0 | 0 | 0 | 0 | 0 | 0 | 0 | 0 | 0 |  | 0 | 0 | 0 | 0 |  | 0 | 0 | 0 | 0 | 0
1975-09-24 | 1975 | 9 | 24 | 0 | 0 | 0 | 0 | 0 | 0 | 0 | 0 | 0 | 0 | 0 | 0 | 0 | 0 | 0 | 0 | 0 | 0 | 0 | 0 | 0 | 0 | 0 | 0 |  | 0 | 0 | 0 | 0 |  | 0 | 0 | 0 | 0 | 0
1975-09-25 | 1975 | 9 | 25 | 0 | 0 | 0 | 0 | 0 | 0 | 0 | 0 | 0 | 0 | 0 | 0 | 0 | 0 | 0 | 0 | 0 | 0 | 1 | 0 | 0 | 0 | 0 | 0 |  | 1 | 1 | 1 | 0 |  | 0 | 0 | 0 | 0 | 1
1975-09-26 | 1975 | 9 | 26 | 0 | 0 | 0 | 0 | 0 | 0 | 0 | 0 | 0 | 0 | 0 | 0 | 0 | 0 | 0 | 0 | 0 | 0 | 0 | 0 | 0 | 0 | 0 | 0 |  | 0 | 0 | 0 | 0 |  | 0 | 0 | 0 | 0 | 0
1975-09-27 | 1975 | 9 | 27 | 0 | 0 | 0 | 0 | 0 | 0 | 0 | 0 | 0 | 0 | 0 | 0 | 0 | 0 | 0 | 0 | 0 | 0 | 0 | 0 | 0 | 0 | 0 | 0 |  | 0 | 0 | 0 | 0 |  | 0 | 0 | 0 | 0 | 0
1975-09-28 | 1975 | 9 | 28 | 0 | 0 | 0 | 0 | 0 | 0 | 0 | 0 | 0 | 0 | 0 | 0 | 0 | 0 | 0 | 0 | 0 | 0 | 0 | 0 | 0 | 0 | 0 | 0 |  | 0 | 0 | 0 | 0 |  | 0 | 0 | 0 | 0 | 0
1975-09-29 | 1975 | 9 | 29 | 0 | 0.8 | 0 | 0 | 0 | 0 | 0 | 0 | 0 | 0 | 0 | 0 | 0 | 0 | 0 | 0 | 0 | 0 | 0 | 0 | 0 | 0 | 0 | 0 |  | 0.8 | 0.8 | 0.8 | 0 |  | 0 | 0 | 0 | 0 | 0.8
1975-09-30 | 1975 | 9 | 30 | 0 | 0 | 0 | 0 | 0 | 0 | 0 | 0 | 0 | 0 | 0 | 0 | 0 | 0 | 0 | 0 | 0 | 0 | 0 | 0 | 0 | 0 | 0 | 0 |  | 0 | 0 | 0 | 0 |  | 0 | 0 | 0 | 0 | 0
1975-10-01 | 1975 | 10 | 1 | 0 | 0 | 0 | 0 | 0 | 0 | 0 | 0 | 0 | 0 | 0 | 0 | 0 | 0 | 0 | 0 | 0 | 0 | 0 | 0 | 0 | 0 | 0 | 0 |  | 0 | 0 | 0 | 0 |  | 0 | 0 | 0 | 0 | 0
1975-10-02 | 1975 | 10 | 2 | 0 | 0 | 0 | 0 | 0 | 0 | 0 | 0 | 0 | 0 | 0 | 0 | 0 | 0 | 0 | 0 | 0 | 0 | 0 | 0 | 0 | 0 | 0 | 0 |  | 0 | 0 | 0 | 0 |  | 0 | 0 | 0 | 0 | 0
1975-10-03 | 1975 | 10 | 3 | 0 | 0 | 0 | 0 | 0 | 0 | 0 | 0 | 0 | 0 | 0 | 0 | 0 | 0 | 0 | 0 | 0 | 0 | 0 | 0 | 0 | 0 | 0 | 0 |  | 0 | 0 | 0 | 0 |  | 0 | 0 | 0 | 0 | 0
1975-10-04 | 1975 | 10 | 4 | 0 | 0 | 0 | 0 | 0 | 0 | 0 | 0 | 0 | 0 | 0 | 0 | 0 | 0 | 0 | 0 | 0 | 0 | 0 | 0 | 0 | 0 | 0 | 0 |  | 0 | 0 | 0 | 0 |  | 0 | 0 | 0 | 0 | 0
1975-10-05 | 1975 | 10 | 5 | 0 | 0 | 0 | 0 | 0 | 0 | 0 | 0 | 0 | 0 | 0 | 0 | 0 | 0 | 0 | 0 | 0 | 0 | 0 | 0 | 0 | 0 | 0 | 0 |  | 0 | 0 | 0 | 0 |  | 0 | 0 | 0 | 0 | 0
1975-10-06 | 1975 | 10 | 6 | 0 | 0 | 0 | 0 | 0 | 0 | 0 | 0 | 0 | 0 | 0 | 0 | 0 | 0 | 0 | 0 | 0 | 0 | 0 | 0 | 0 | 0 | 0 | 0 |  | 0 | 0 | 0 | 0 |  | 0 | 0 | 0 | 0 | 0
1975-10-07 | 1975 | 10 | 7 | 0 | 0 | 0 | 0 | 0 | 0 | 0.4 | 0.4 | 0.4 | 0.4 | 0.3 | 0.4 | 0.4 | 0.4 | 0.4 | 0.4 | 0.4 | 0.4 | 0.3 | 0.4 | 0.4 | 0.4 | 0.4 | 0 |  | 6.6 | 6.6 | 6.6 | 1.7764e-15 |  | 0 | 0 | 0 | 0 | 0
1975-10-08 | 1975 | 10 | 8 | 0 | 0 | 0 | 0 | 0 | 0 | 0 | 0 | 0 | 0 | 0 | 0 | 0 | 0 | 0 | 0 | 0 | 0 | 0 | 0 | 0 | 0 | 0 | 0 |  | 0 | 0 | 0 | 0 |  | 0 | 0 | 0 | 0 | 0
1975-10-09 | 1975 | 10 | 9 | 0 | 0 | 0 | 0 | 0 | 0 | 0 | 0 | 0 | 0 | 0 | 0 | 0 | 0 | 0 | 0 | 0 | 0 | 0 | 0 | 0 | 0 | 0 | 0 |  | 0 | 0 | 0 | 0 |  | 0 | 0 | 0 | 0 | 0
1975-10-10 | 1975 | 10 | 10 | 0 | 0 | 0 | 0 | 0 | 0 | 0 | 0 | 0 | 0 | 0 | 0 | 0 | 0 | 0 | 0 | 0 | 0 | 0 | 0.3 | 0.3 | 0.7 | 0.3 | 0.9 |  | 2.5 | 2.5 | 2.5 | 0 |  | 0 | 0 | 0 | 0 | 0
1975-10-11 | 1975 | 10 | 11 | 0.6 | 0.6 | 0.6 | 0 | 0 | 0 | 0 | 0 | 0 | 0 | 0 | 0 | 0 | 0 | 0 | 0 | 0 | 0 | 0 | 0 | 0 | 0 | 0 | 0 |  | 1.8 | 1.8 | 1.8 | 2.2204e-16 |  | 0 | 0 | 0 | 0 | 0
1975-10-12 | 1975 | 10 | 12 | 0 | 0 | 0 | 0 | 0 | 0 | 0 | 0 | 0 | 0 | 0 | 0 | 0 | 0 | 0 | 0 | 0 | 0 | 0 | 0 | 0 | 0 | 0 | 0 |  | 0 | 0 | 0 | 0 |  | 0 | 0 | 0 | 0 | 0
1975-10-13 | 1975 | 10 | 13 | 0 | 0 | 0 | 0 | 0 | 0 | 0 | 0 | 0 | 0 | 0 | 0 | 0 | 0 | 0 | 0 | 0 | 0 | 0 | 0 | 0 | 0 | 0 | 0 |  | 0 | 0 | 0 | 0 |  | 0 | 0 | 0 | 0 | 0
1975-10-14 | 1975 | 10 | 14 | 0 | 0 | 0 | 0 | 0 | 0 | 0 | 0 | 0 | 0 | 0 | 0 | 0 | 0 | 0 | 0 | 0 | 0 | 0 | 0 | 0 | 0 | 0 | 0 |  | 0 | 0 | 0 | 0 |  | 0 | 0 | 0 | 0 | 0
1975-10-15 | 1975 | 10 | 15 | 0 | 0 | 0 | 0 | 0 | 0 | 0 | 0 | 0 | 0 | 0 | 0 | 0 | 0 | 0 | 0 | 0 | 0 | 0 | 0 | 0 | 0 | 0 | 0 |  | 0 | 0 | 0 | 0 |  | 0 | 0 | 0 | 0 | 0
1975-10-16 | 1975 | 10 | 16 | 0 | 0 | 0 | 0 | 0 | 0 | 0 | 0 | 0 | 0 | 0 | 0 | 0 | 0 | 0 | 0 | 0 | 0 | 0 | 0 | 0 | 0 | 0 | 0 |  | 0 | 0 | 0 | 0 |  | 0 | 0 | 0 | 0 | 0
1975-10-17 | 1975 | 10 | 17 | 0 | 0 | 0 | 0 | 0 | 0 | 0 | 0 | 0 | 0 | 0 | 0 | 0 | 0 | 0 | 0 | 0 | 0 | 0 | 0 | 0 | 0 | 0 | 0 |  | 0 | 0 | 0 | 0 |  | 0 | 0 | 0 | 0 | 0
1975-10-18 | 1975 | 10 | 18 | 0 | 0 | 0 | 0 | 0 | 0 | 0 | 0 | 0 | 0 | 0.3 | 1.5 | 0.5 | 0 | 0 | 0 | 0 | 0 | 0 | 0 | 0 | 0 | 0 | 0 |  | 2.3 | 2.3 | 2.3 | 0 |  | 0 | 0 | 0 | 0 | 0
1975-10-19 | 1975 | 10 | 19 | 0 | 0 | 0 | 0 | 0 | 0 | 0 | 0 | 0 | 0 | 0 | 0 | 0 | 0 | 0 | 0 | 0 | 0 | 0 | 0 | 0 | 0 | 0 | 0 |  | 0 | 0 | 0 | 0 |  | 0 | 0 | 0 | 0 | 0
1975-10-20 | 1975 | 10 | 20 | 0 | 0 | 0 | 0 | 0 | 0 | 0 | 0 | 0 | 0 | 0 | 0 | 0 | 0 | 0 | 0 | 0 | 0 | 0 | 0 | 0 | 0 | 0 | 0 |  | 0 | 0 | 0 | 0 |  | 0 | 0 | 0 | 0 | 0
1975-10-21 | 1975 | 10 | 21 | 0 | 0 | 0 | 0 | 0 | 0 | 0 | 0 | 0 | 0 | 0 | 0 | 0 | 0 | 0 | 0 | 0 | 0 | 0 | 0 | 0 | 0 | 0 | 0 |  | 0 | 0 | 0 | 0 |  | 0 | 0 | 0 | 0 | 0
1975-10-22 | 1975 | 10 | 22 | 0 | 0 | 0 | 0 | 0 | 0 | 0 | 0 | 0 | 0 | 0 | 0 | 0 | 0 | 0 | 0 | 0 | 0 | 0 | 0 | 0 | 0 | 0 | 0 |  | 0 | 0 | 0 | 0 |  | 0 | 0 | 0 | 0 | 0
1975-10-23 | 1975 | 10 | 23 | 0 | 0 | 0 | 0 | 0 | 0 | 0 | 0 | 0 | 0 | 0 | 0 | 0 | 0 | 0 | 0 | 0 | 0 | 0 | 0 | 0 | 0 | 0 | 0 |  | 0 | 0 | 0 | 0 |  | 0 | 0 | 0 | 0 | 0
1975-10-24 | 1975 | 10 | 24 | 0 | 0 | 0 | 0 | 0 | 0 | 0 | 0 | 0 | 0 | 0 | 0 | 0 | 0 | 0 | 0 | 0 | 0 | 0 | 0 | 0 | 0 | 0 | 0 |  | 0 | 0 | 0 | 0 |  | 0 | 0 | 0 | 0 | 0
1975-10-25 | 1975 | 10 | 25 | 0 | 0 | 0 | 0 | 0 | 0 | 0 | 0 | 0 | 0 | 0 | 0 | 0 | 0 | 0 | 0 | 0 | 0 | 0 | 0 | 0 | 0 | 0 | 0 |  | 0 | 0 | 0 | 0 |  | 0 | 0 | 0 | 0 | 0
1975-10-26 | 1975 | 10 | 26 | 0 | 0 | 0 | 0.1 | 0.1 | 0.1 | 0 | 0.1 | 0.1 | 0.1 | 0.1 | 0.1 | 0.1 | 0 | 0.1 | 0.1 | 0.1 | 0.1 | 0.1 | 0.1 | 0 | 0.1 | 0.1 | 0.1 |  | 1.8 | 1.8 | 1.8 | 4.4409e-16 |  | 0 | 0 | 0 | 0 | 0
1975-10-27 | 1975 | 10 | 27 | 0 | 0 | 0.1 | 0 | 0 | 0 | 0 | 0 | 0 | 0.1 | 0 | 0 | 0 | 0.1 | 0 | 0 | 0 | 0.1 | 0 | 0 | 0 | 0.1 | 0 | 0 |  | 0.5 | 0.5 | 0.5 | 0 |  | 0 | 0 | 0 | 0 | 0
1975-10-28 | 1975 | 10 | 28 | 0 | 0 | 0 | 0 | 0 | 0 | 0 | 0 | 0 | 0 | 0 | 0 | 0 | 0 | 0 | 0 | 0 | 0 | 0 | 0 | 0 | 0 | 0 | 0 |  | 0 | 0 | 0 | 0 |  | 0 | 0 | 0 | 0 | 0
1975-10-29 | 1975 | 10 | 29 | 0 | 0 | 0 | 0 | 0 | 0 | 0 | 0 | 0 | 0 | 0 | 0 | 0 | 0 | 0 | 0 | 0 | 0 | 0 | 0 | 0 | 0 | 0 | 0 |  | 0 | 0 | 0 | 0 |  | 0 | 0 | 0 | 0 | 0
1975-10-30 | 1975 | 10 | 30 | 0 | 0 | 0 | 0 | 0 | 0 | 0 | 0 | 0 | 0 | 0 | 0 | 0 | 0 | 0 | 0 | 0 | 0 | 0 | 0 | 0 | 0 | 0 | 0 |  | 0 | 0 | 0 | 0 |  | 0 | 0 | 0 | 0 | 0
1975-10-31 | 1975 | 10 | 31 | 0 | 0 | 0 | 0 | 0 | 0 | 0 | 0 | 0 | 0 | 0 | 0 | 0 | 0 | 0 | 0 | 0 | 0 | 0 | 0 | 0 | 0 | 0 | 0 |  | 0 | 0 | 0 | 0 |  | 0 | 0 | 0 | 0 | 0
1975-11-01 | 1975 | 11 | 1 | 0 | 0 | 0 | 0 | 0 | 0 | 0 | 0 | 0 | 0 | 0 | 0 | 0 | 0 | 0 | 0 | 0 | 0 | 0 | 0 | 0 | 0 | 0 | 0 |  | 0 | 0 | 0 | 0 |  | 0 | 0 | 0 | 0 | 0
1975-11-02 | 1975 | 11 | 2 | 0 | 0 | 0 | 0 | 0 | 0 | 0 | 0 | 0 | 0 | 0 | 0 | 0 | 0 | 0 | 0 | 0 | 0 | 0 | 0 | 0 | 0 | 0 | 0 |  | 0 | 0 | 0 | 0 |  | 0 | 0 | 0 | 0 | 0
1975-11-03 | 1975 | 11 | 3 | 0 | 0 | 0 | 0 | 0 | 0 | 0 | 0 | 0 | 0 | 0 | 0 | 0 | 0 | 0 | 0 | 0 | 0 | 0 | 0 | 0 | 0 | 0 | 0 |  | 0 | 0 | 0 | 0 |  | 0 | 0 | 0 | 0 | 0
1975-11-04 | 1975 | 11 | 4 | 0 | 0 | 0 | 0 | 0 | 0 | 0 | 0 | 0 | 0 | 0 | 0 | 0 | 0 | 0 | 0 | 0 | 0 | 0 | 0 | 0 | 0 | 0 | 0 |  | 0 | 0 | 0 | 0 |  | 0 | 0 | 0 | 0 | 0
1975-11-05 | 1975 | 11 | 5 | 0 | 0 | 0 | 0 | 0 | 0 | 0 | 0 | 0 | 0 | 0 | 0 | 0 | 0 | 0 | 0 | 0 | 0 | 0 | 0 | 0 | 0 | 0 | 0 |  | 0 | 0 | 0 | 0 |  | 0 | 0 | 0 | 0 | 0
1975-11-06 | 1975 | 11 | 6 | 0 | 0 | 0 | 0 | 0 | 0 | 0 | 0 | 0 | 0 | 0 | 0 | 0 | 0 | 0 | 0 | 0 | 0 | 0 | 0 | 0 | 0 | 0 | 0 |  | 0 | 0 | 0 | 0 |  | 0 | 0 | 0 | 0 | 0
1975-11-07 | 1975 | 11 | 7 | 0 | 0 | 0 | 0 | 0 | 0 | 0 | 0 | 0 | 0 | 0 | 0 | 0 | 0 | 0 | 0 | 0 | 0 | 0 | 0 | 0 | 0 | 0 | 0 |  | 0 | 0 | 0 | 0 |  | 0 | 0 | 0 | 0 | 0
1975-11-08 | 1975 | 11 | 8 | 0 | 0 | 0 | 0 | 0 | 0 | 0 | 0 | 0 | 0 | 0 | 0 | 0 | 0 | 0 | 0 | 0 | 0 | 0 | 0 | 0 | 0 | 0 | 0 |  | 0 | 0 | 0 | 0 |  | 0 | 0 | 0 | 0 | 0
1975-11-09 | 1975 | 11 | 9 | 0 | 0 | 0 | 0 | 0 | 0 | 0 | 0 | 0 | 0 | 0 | 0 | 0 | 0 | 0 | 0 | 0 | 0 | 0 | 0 | 0 | 0 | 0 | 0 |  | 0 | 0 | 0 | 0 |  | 0 | 0 | 0 | 0 | 0
1975-11-10 | 1975 | 11 | 10 | 0 | 0 | 0 | 0 | 0 | 0 | 0 | 0 | 0 | 0 | 0 | 0 | 0 | 0.1 | 0.1 | 0 | 0.1 | 0 | 0.1 | 0 | 0.1 | 0.1 | 0.1 | 0.1 |  | 0.8 | 0.8 | 0.8 | 1.1102e-16 |  | 0 | 0 | 0 | 0 | 0
1975-11-11 | 1975 | 11 | 11 | 0 | 0 | 0 | 0 | 0 | 0 | 0 | 0 | 0 | 0 | 0 | 0 | 0 | 0 | 0 | 0 | 0 | 0 | 0 | 0 | 0 | 0 | 0 | 0 |  | 0 | 0 | 0 | 0 |  | 0 | 0 | 0 | 0 | 0
1975-11-12 | 1975 | 11 | 12 | 0 | 0 | 0 | 0 | 0 | 0 | 0 | 0 | 0 | 0 | 0 | 0 | 0 | 0 | 0 | 0 | 0 | 0 | 0 | 0 | 0 | 0 | 0 | 0 |  | 0 | 0 | 0 | 0 |  | 0 | 0 | 0 | 0 | 0
1975-11-13 | 1975 | 11 | 13 | 0 | 0 | 0 | 0 | 0 | 0 | 0 | 0 | 0 | 0 | 0 | 0 | 0 | 0 | 0 | 0 | 0 | 0 | 0 | 0 | 0 | 0 | 0 | 0 |  | 0 | 0 | 0 | 0 |  | 0 | 0 | 0 | 0 | 0
1975-11-14 | 1975 | 11 | 14 | 0 | 0 | 0 | 0 | 0 | 0 | 0 | 0 | 0 | 0 | 0 | 0 | 0 | 0 | 0 | 0 | 0 | 0 | 0 | 0 | 0 | 0 | 0 | 0 |  | 0 | 0 | 0 | 0 |  | 0 | 0 | 0 | 0 | 0
1975-11-15 | 1975 | 11 | 15 | 0 | 0 | 0 | 0 | 0 | 0 | 0 | 0 | 0 | 0 | 0 | 0 | 0 | 0 | 0 | 0 | 0 | 0 | 0 | 0 | 0 | 0 | 0 | 0 |  | 0 | 0 | 0 | 0 |  | 0 | 0 | 0 | 0 | 0
1975-11-16 | 1975 | 11 | 16 | 0 | 0 | 0 | 0 | 0 | 0 | 0 | 0 | 0 | 0 | 0 | 0 | 0 | 0 | 0 | 0 | 0 | 0 | 0 | 0 | 0 | 0 | 0 | 0 |  | 0 | 0 | 0 | 0 |  | 0 | 0 | 0 | 0 | 0
1975-11-17 | 1975 | 11 | 17 | 0 | 0 | 0 | 0 | 0 | 0 | 0 | 0 | 0 | 0 | 0 | 0 | 0 | 0 | 0 | 0 | 0 | 0 | 0 | 0 | 0 | 0 | 0 | 0 |  | 0 | 0 | 0 | 0 |  | 0 | 0 | 0 | 0 | 0
1975-11-18 | 1975 | 11 | 18 | 0 | 0 | 0 | 0 | 0 | 0 | 0 | 0 | 0 | 0 | 0 | 0 | 0 | 0 | 0 | 0 | 0 | 0 | 0 | 0 | 0 | 0 | 0 | 0 |  | 0 | 0 | 0 | 0 |  | 0 | 0 | 0 | 0 | 0
1975-11-19 | 1975 | 11 | 19 | 0 | 0 | 0 | 0 | 0 | 0 | 0 | 0 | 0 | 0 | 0 | 0 | 0 | 0 | 0 | 0 | 0 | 0 | 0 | 0 | 0 | 0 | 0 | 0 |  | 0 | 0 | 0 | 0 |  | 0 | 0 | 0 | 0 | 0
1975-11-20 | 1975 | 11 | 20 | 0 | 0 | 0 | 0 | 0 | 0 | 0 | 0 | 0 | 0 | 0 | 0 | 0 | 0 | 0 | 0 | 0 | 0 | 0 | 0 | 0 | 0 | 0 | 0 |  | 0 | 0 | 0 | 0 |  | 0 | 0 | 0 | 0 | 0
1975-11-21 | 1975 | 11 | 21 | 0 | 0 | 0 | 0 | 0 | 0 | 0 | 0 | 0 | 0 | 0 | 0 | 0 | 0 | 0 | 0 | 0 | 0 | 0 | 0 | 0 | 0 | 0 | 0 |  | 0 | 0 | 0 | 0 |  | 0 | 0 | 0 | 0 | 0
1975-11-22 | 1975 | 11 | 22 | 0 | 0 | 0 | 0 | 0 | 0 | 0 | 0 | 0 | 0 | 0 | 0 | 0 | 0 | 0 | 0 | 0 | 0 | 0 | 0 | 0 | 0 | 0 | 0 |  | 0 | 0 | 0 | 0 |  | 0 | 0 | 0 | 0 | 0
1975-11-23 | 1975 | 11 | 23 | 0 | 0 | 0 | 0 | 0 | 0 | 0 | 0 | 0 | 0 | 0 | 0 | 0 | 0 | 0 | 0 | 0 | 0 | 0 | 0 | 0 | 0 | 0 | 0 |  | 0 | 0 | 0 | 0 |  | 0 | 0 | 0 | 0 | 0
1975-11-24 | 1975 | 11 | 24 | 0 | 0 | 0 | 0 | 0 | 0 | 0 | 0 | 0 | 0 | 0 | 0 | 0 | 0 | 0 | 0 | 0 | 0 | 0 | 0 | 0 | 0 | 0 | 0 |  | 0 | 0 | 0 | 0 |  | 0 | 0 | 0 | 0 | 0
1975-11-25 | 1975 | 11 | 25 | 0 | 0 | 0 | 0 | 0 | 0 | 0 | 0 | 0 | 0 | 0 | 0 | 0 | 0 | 0 | 0 | 0 | 0 | 0 | 0 | 0 | 0 | 0 | 0 |  | 0 | 0 | 0 | 0 |  | 0 | 0 | 0 | 0 | 0
1975-11-26 | 1975 | 11 | 26 | 0 | 0.1 | 0.2 | 0.1 | 0.2 | 0 | 0.1 | 0.2 | 0 | 0.1 | 0.1 | 0.2 | 0.1 | 0.2 | 0.1 | 0.2 | 0.1 | 0.1 | 0.2 | 0.1 | 0.2 | 0.1 | 0.2 | 0.1 |  | 3 | 3 | 3 | 1.3323e-15 |  | 0 | 0 | 0 | 0 | 0
1975-11-27 | 1975 | 11 | 27 | 0 | 0.1 | 0 | 0 | 0.1 | 0 | 0 | 0.1 | 0 | 0 | 0 | 0 | 0.1 | 0 | 0 | 0 | 0 | 0 | 0 | 0 | 0 | 0 | 0.1 | 0 |  | 0.5 | 0.5 | 0.5 | 0 |  | 0 | 0 | 0 | 0 | 0
1975-11-28 | 1975 | 11 | 28 | 0.1 | 0.1 | 0.1 | 0.1 | 0.1 | 0.1 | 0.1 | 0.1 | 0.1 | 0.1 | 0.1 | 0.2 | 0.1 | 0.1 | 0.1 | 0.1 | 0.1 | 0.1 | 0.1 | 0.1 | 0.1 | 0.1 | 0.1 | 0.1 |  | 2.5 | 2.5 | 2.5 | 8.8818e-16 |  | 0 | 0 | 0 | 0 | 0
1975-11-29 | 1975 | 11 | 29 | 0 | 0.1 | 0 | 0.1 | 0 | 0.1 | 0 | 0 | 0.1 | 0 | 0.1 | 0 | 0 | 0 | 0 | 0 | 0 | 0 | 0 | 0 | 0 | 0 | 0 | 0 |  | 0.5 | 0.5 | 0.5 | 0 |  | 0 | 0 | 0 | 0 | 0
1975-11-30 | 1975 | 11 | 30 | 0 | 0 | 0 | 0 | 0 | 0 | 0 | 0 | 0 | 0 | 0 | 0 | 0 | 0 | 0 | 0 | 0 | 0 | 0.1 | 0 | 0.1 | 0 | 0.1 | 0 |  | 0.3 | 0.3 | 0.3 | 5.5511e-17 |  | 0 | 0 | 0 | 0 | 0
1975-12-01 | 1975 | 12 | 1 | 0.1 | 0.1 | 0 | 0.1 | 0.1 | 0.1 | 0 | 0.1 | 0.1 | 0 | 0 | 0 | 0 | 0 | 0 | 0.1 | 0.2 | 0.1 | 0 | 0.1 | 0.1 | 0.1 | 0 | 0.1 |  | 1.5 | 1.5 | 1.5 | 4.4409e-16 |  | 0 | 0 | 0 | 0 | 0
1975-12-02 | 1975 | 12 | 2 | 0.1 | 0 | 0.1 | 0.1 | 0 | 0.1 | 0.1 | 0 | 0.1 | 0.1 | 0 | 0.1 | 0.1 | 0 | 0 | 0 | 0 | 0 | 0 | 0 | 0 | 0 | 0.1 | 0 |  | 1 | 1 | 1 | 1.1102e-16 |  | 0 | 0 | 0 | 0 | 0
1975-12-03 | 1975 | 12 | 3 | 0 | 0 | 0 | 0 | 0 | 0 | 0 | 0 | 0 | 0 | 0 | 0 | 0 | 0 | 0 | 0 | 0 | 0 | 0 | 0 | 0 | 0 | 0 | 0 |  | 0 | 0 | 0 | 0 |  | 0 | 0 | 0 | 0 | 0
1975-12-04 | 1975 | 12 | 4 | 0.1 | 0.1 | 0.1 | 0.2 | 0.1 | 0.1 | 0.1 | 0.1 | 0.1 | 0.3 | 0.2 | 0.1 | 0.1 | 0 | 0 | 0.1 | 0.1 | 0 | 0.1 | 0.2 | 0 | 0.1 | 0.1 | 0.1 |  | 2.5 | 2.5 | 2.5 | 4.4409e-16 |  | 0 | 0 | 0 | 0 | 0
1975-12-05 | 1975 | 12 | 5 | 0 | 0 | 0 | 0 | 0 | 0 | 0 | 0 | 0 | 0 | 0 | 0 | 0 | 0 | 0 | 0 | 0 | 0 | 0 | 0 | 0 | 0 | 0 | 0 |  | 0 | 0 | 0 | 0 |  | 0 | 0 | 0 | 0 | 0
1975-12-06 | 1975 | 12 | 6 | 0 | 0 | 0 | 0 | 0 | 0 | 0 | 0 | 0 | 0 | 0 | 0 | 0 | 0 | 0 | 0 | 0 | 0 | 0 | 0 | 0 | 0 | 0 | 0 |  | 0 | 0 | 0 | 0 |  | 0 | 0 | 0 | 0 | 0
1975-12-07 | 1975 | 12 | 7 | 0 | 0 | 0 | 0 | 0 | 0 | 0 | 0 | 0 | 0 | 0 | 0 | 0 | 0 | 0 | 0 | 0 | 0 | 0 | 0 | 0 | 0 | 0 | 0 |  | 0 | 0 | 0 | 0 |  | 0 | 0 | 0 | 0 | 0
1975-12-08 | 1975 | 12 | 8 | 0 | 0 | 0 | 0 | 0 | 0 | 0 | 0 | 0 | 0 | 0 | 0 | 0 | 0 | 0 | 0 | 0 | 0 | 0 | 0 | 0 | 0 | 0 | 0 |  | 0 | 0 | 0 | 0 |  | 0 | 0 | 0 | 0 | 0
1975-12-09 | 1975 | 12 | 9 | 0 | 0 | 0 | 0 | 0 | 0 | 0 | 0 | 0.7 | 0.7 | 0.7 | 0.8 | 0.7 | 0.7 | 0.7 | 0.7 | 0.7 | 0.7 | 0.7 | 0.8 | 0.7 | 0.7 | 0.7 | 0.7 |  | 11.4 | 11.4 | 11.4 | 1.7764e-15 |  | 0 | 0 | 0 | 0 | 0
1975-12-10 | 1975 | 12 | 10 | 0.2 | 0.1 | 0.2 | 0.1 | 0.2 | 0.1 | 0.2 | 0.1 | 0.2 | 0.1 | 0.2 | 0.3 | 0.1 | 0.2 | 0.1 | 0.2 | 0.1 | 0 | 0.1 | 0.2 | 0.1 | 0.2 | 0.1 | 0.2 |  | 3.6 | 3.6 | 3.6 | 1.3323e-15 |  | 0 | 0 | 0 | 0 | 0
1975-12-11 | 1975 | 12 | 11 | 0 | 0 | 0 | 0 | 0 | 0 | 0 | 0 | 0 | 0 | 0 | 0 | 0 | 0 | 0 | 0 | 0 | 0 | 0 | 0 | 0 | 0 | 0 | 0 |  | 0 | 0 | 0 | 0 |  | 0 | 0 | 0 | 0 | 0
1975-12-12 | 1975 | 12 | 12 | 0 | 0 | 0 | 0 | 0 | 0 | 0 | 0 | 0 | 0 | 0 | 0 | 0 | 0 | 0 | 0 | 0 | 0 | 0 | 0 | 0 | 0 | 0 | 0 |  | 0 | 0 | 0 | 0 |  | 0 | 0 | 0 | 0 | 0
1975-12-13 | 1975 | 12 | 13 | 0 | 0 | 0 | 0 | 0 | 0 | 0 | 0 | 0 | 0 | 0 | 0 | 0 | 0 | 0 | 0 | 0 | 0 | 0 | 0 | 0 | 0 | 0 | 0 |  | 0 | 0 | 0 | 0 |  | 0 | 0 | 0 | 0 | 0
1975-12-14 | 1975 | 12 | 14 | 0 | 0 | 0 | 0 | 0 | 0 | 0 | 0 | 0 | 0 | 0 | 0 | 0 | 0 | 0 | 0 | 0 | 0 | 0 | 0 | 0 | 0 | 0 | 0 |  | 0 | 0 | 0 | 0 |  | 0 | 0 | 0 | 0 | 0
1975-12-15 | 1975 | 12 | 15 | 0 | 0 | 0 | 0 | 0 | 0 | 0 | 0 | 0 | 0 | 0 | 0 | 0 | 0 | 0 | 0 | 0 | 0 | 0 | 0 | 0 | 0 | 0 | 0 |  | 0 | 0 | 0 | 0 |  | 0 | 0 | 0 | 0 | 0
1975-12-16 | 1975 | 12 | 16 | 0 | 0.1 | 0 | 0 | 0 | 0.1 | 0 | 0 | 0 | 0.1 | 0 | 0 | 0 | 0.1 | 0 | 0 | 0 | 0 | 0.1 | 0 | 0 | 0 | 0 | 0 |  | 0.5 | 0.5 | 0.5 | 0 |  | 0 | 0 | 0 | 0 | 0
1975-12-17 | 1975 | 12 | 17 | 0 | 0 | 0 | 0 | 0 | 0 | 0 | 0 | 0 | 0 | 0 | 0 | 0 | 0 | 0 | 0 | 0 | 0 | 0 | 0 | 0 | 0 | 0 | 0 |  | 0 | 0 | 0 | 0 |  | 0 | 0 | 0 | 0 | 0
1975-12-18 | 1975 | 12 | 18 | 0 | 0 | 0 | 0 | 0 | 0 | 0 | 0 | 0 | 0 | 0 | 0 | 0 | 0 | 0 | 0 | 0 | 0 | 0 | 0 | 0 | 0 | 0 | 0 |  | 0 | 0 | 0 | 0 |  | 0 | 0 | 0 | 0 | 0
1975-12-19 | 1975 | 12 | 19 | 0 | 0 | 0 | 0 | 0 | 0 | 0 | 0 | 0 | 0 | 0 | 0 | 0 | 0 | 0 | 0 | 0 | 0 | 0 | 0 | 0 | 0 | 0 | 0 |  | 0 | 0 | 0 | 0 |  | 0 | 0 | 0 | 0 | 0
1975-12-20 | 1975 | 12 | 20 | 0 | 0 | 0 | 0 | 0 | 0 | 0 | 0 | 0 | 0 | 0 | 0 | 0 | 0 | 0 | 0 | 0 | 0 | 0 | 0 | 0 | 0 | 0 | 0 |  | 0 | 0 | 0 | 0 |  | 0 | 0 | 0 | 0 | 0
1975-12-21 | 1975 | 12 | 21 | 0 | 0 | 0 | 0 | 0 | 0 | 0 | 0 | 0 | 0 | 0 | 0 | 0 | 0 | 0 | 0 | 0 | 0 | 0 | 0 | 0 | 0 | 0 | 0 |  | 0 | 0 | 0 | 0 |  | 0 | 0 | 0 | 0 | 0
1975-12-22 | 1975 | 12 | 22 | 0 | 0 | 0 | 0 | 0 | 0 | 0 | 0 | 0 | 0 | 0 | 0 | 0 | 0 | 0 | 0 | 0 | 0 | 0 | 0 | 0 | 0 | 0 | 0 |  | 0 | 0 | 0 | 0 |  | 0 | 0 | 0 | 0 | 0
1975-12-23 | 1975 | 12 | 23 | 0 | 0 | 0 | 0 | 0 | 0 | 0 | 0 | 0 | 0 | 0 | 0 | 0 | 0 | 0 | 0 | 0 | 0 | 0 | 0 | 0 | 0 | 0 | 0 |  | 0 | 0 | 0 | 0 |  | 0 | 0 | 0 | 0 | 0
1975-12-24 | 1975 | 12 | 24 | 0 | 0 | 0 | 0 | 0 | 0 | 0 | 0 | 0 | 0 | 0 | 0 | 0 | 0 | 0 | 0 | 0 | 0 | 0 | 0 | 0 | 0 | 0 | 0 |  | 0 | 0 | 0 | 0 |  | 0 | 0 | 0 | 0 | 0
1975-12-25 | 1975 | 12 | 25 | 0 | 0 | 0 | 0 | 0 | 0 | 0 | 0 | 0 | 0 | 0 | 0 | 0 | 0 | 0 | 0 | 0 | 0 | 0 | 0 | 0 | 0 | 0 | 0 |  | 0 | 0 | 0 | 0 |  | 0 | 0 | 0 | 0 | 0
1975-12-26 | 1975 | 12 | 26 | 0 | 0 | 0 | 0 | 0 | 0 | 0 | 0 | 0 | 0 | 0 | 0 | 0 | 0 | 0 | 0 | 0 | 0 | 0 | 0 | 0 | 0 | 0 | 0 |  | 0 | 0 | 0 | 0 |  | 0 | 0 | 0 | 0 | 0
1975-12-27 | 1975 | 12 | 27 | 0 | 0 | 0 | 0 | 0 | 0 | 0 | 0 | 0 | 0 | 0 | 0 | 0 | 0 | 0 | 0 | 0 | 0 | 0 | 0 | 0 | 0 | 0 | 0 |  | 0 | 0 | 0 | 0 |  | 0 | 0 | 0 | 0 | 0
1975-12-28 | 1975 | 12 | 28 | 0 | 0 | 0 | 0 | 0 | 0 | 0 | 0 | 0 | 0 | 0 | 0 | 0 | 0 | 0 | 0 | 0 | 0 | 0 | 0 | 0 | 0 | 0 | 0 |  | 0 | 0 | 0 | 0 |  | 0 | 0 | 0 | 0 | 0
1975-12-29 | 1975 | 12 | 29 | 0 | 0 | 0 | 0 | 0 | 0 | 0 | 0 | 0 | 0 | 0 | 0 | 0 | 0 | 0 | 0 | 0 | 0 | 0 | 0 | 0 | 0 | 0 | 0 |  | 0 | 0 | 0 | 0 |  | 0 | 0 | 0 | 0 | 0
1975-12-30 | 1975 | 12 | 30 | 0 | 0 | 0 | 0 | 0 | 0 | 0.4 | 0.5 | 0.4 | 0.5 | 0.9 | 0.4 | 0.4 | 0.9 | 0.9 | 0.9 | 0.9 | 0.9 | 0.9 | 0.8 | 0.5 | 0.4 | 0.9 | 0.9 |  | 12.4 | 12.4 | 12.4 | 3.5527e-15 |  | 0 | 0 | 0 | 0 | 0
1975-12-31 | 1975 | 12 | 31 | 0.1 | 0.2 | 0.1 | 0.1 | 0.2 | 0.1 | 0.1 | 0.2 | 0.1 | 0.1 | 0.2 | 0.1 | 0.1 | 0.2 | 0.1 | 0 | 0 | 0 | 0 | 0 | 0 | 0 | 0 | 0 |  | 2 | 2 | 2 | 0 |  | 0 | 0 | 0 | 0 | 0
1976-01-01 | 1976 | 1 | 1 | 0 | 0 | 0 | 0 | 0 | 0 | 0 | 0 | 0 | 0 | 0 | 0 | 0 | 0 | 0 | 0 | 0 | 0 | 0 | 0 | 0 | 0 | 0 | 0 |  | 0 | 0 | 0 | 0 |  | 0 | 0 | 0 | 0 | 0
1976-01-02 | 1976 | 1 | 2 | 0 | 0 | 0.1 | 0 | 0 | 0 | 0 | 0.1 | 0 | 0 | 0 | 0.1 | 0 | 0 | 0 | 0 | 0.1 | 0 | 0 | 0 | 0 | 0.1 | 0 | 0 |  | 0.5 | 0.5 | 0.5 | 0 |  | 0 | 0 | 0 | 0 | 0
1976-01-03 | 1976 | 1 | 3 | 0 | 0 | 0 | 0 | 0 | 0 | 0 | 0 | 0 | 0 | 0 | 0 | 0 | 0 | 0 | 0 | 0 | 0 | 0 | 0 | 0 | 0 | 0 | 0 |  | 0 | 0 | 0 | 0 |  | 0 | 0 | 0 | 0 | 0
1976-01-04 | 1976 | 1 | 4 | 0 | 0 | 0 | 0 | 0 | 0 | 0 | 0 | 0 | 0 | 0 | 0 | 0 | 0 | 0 | 0 | 0 | 0.1 | 0 | 0.1 | 0 | 0 | 0.1 | 0 |  | 0.3 | 0.3 | 0.3 | 5.5511e-17 |  | 0 | 0 | 0 | 0 | 0
1976-01-05 | 1976 | 1 | 5 | 0 | 0.1 | 0 | 0.1 | 0 | 0.1 | 0 | 0.1 | 0 | 0.1 | 0 | 0.1 | 0 | 0.1 | 0 | 0.1 | 0 | 0 | 0 | 0 | 0 | 0 | 0 | 0 |  | 0.8 | 0.8 | 0.8 | 1.1102e-16 |  | 0 | 0 | 0 | 0 | 0
1976-01-06 | 1976 | 1 | 6 | 0 | 0 | 0 | 0 | 0 | 0 | 0 | 0 | 0 | 0 | 0 | 0 | 0 | 0 | 0 | 0 | 0 | 0 | 0 | 0 | 0 | 0 | 0 | 0 |  | 0 | 0 | 0 | 0 |  | 0 | 0 | 0 | 0 | 0
1976-01-07 | 1976 | 1 | 7 | 0 | 0 | 0 | 0 | 0 | 0 | 0 | 0 | 0 | 0 | 0 | 0 | 0 | 0 | 0 | 0 | 0 | 0 | 0 | 0 | 0 | 0 | 0 | 0 |  | 0 | 0 | 0 | 0 |  | 0 | 0 | 0 | 0 | 0
1976-01-08 | 1976 | 1 | 8 | 0 | 0.1 | 0 | 0.1 | 0 | 0.1 | 0 | 0.1 | 0 | 0.1 | 0 | 0 | 0 | 0 | 0 | 0 | 0 | 0 | 0 | 0 | 0 | 0 | 0 | 0 |  | 0.5 | 0.5 | 0.5 | 0 |  | 0 | 0 | 0 | 0 | 0
1976-01-09 | 1976 | 1 | 9 | 0 | 0 | 0 | 0 | 0 | 0 | 0 | 0 | 0 | 0 | 0 | 0 | 0 | 0 | 0 | 0 | 0 | 0 | 0 | 0 | 0 | 0 | 0 | 0 |  | 0 | 0 | 0 | 0 |  | 0 | 0 | 0 | 0 | 0
1976-01-10 | 1976 | 1 | 10 | 0 | 0 | 0 | 0 | 0 | 0 | 0 | 0 | 0 | 0 | 0 | 0 | 0 | 0 | 0 | 0 | 0 | 0 | 0 | 0 | 0 | 0 | 0 | 0 |  | 0 | 0 | 0 | 0 |  | 0 | 0 | 0 | 0 | 0
1976-01-11 | 1976 | 1 | 11 | 0 | 0 | 0 | 0 | 0 | 0 | 0 | 0 | 0 | 0 | 0 | 0 | 0 | 0 | 0 | 0 | 0 | 0 | 0 | 0 | 0 | 0 | 0 | 0 |  | 0 | 0 | 0 | 0 |  | 0 | 0 | 0 | 0 | 0
1976-01-12 | 1976 | 1 | 12 | 0 | 0 | 0 | 0 | 0 | 0 | 0 | 0 | 0 | 0 | 0 | 0 | 0 | 0 | 0 | 0 | 0 | 0 | 0 | 0 | 0 | 0 | 0 | 0 |  | 0 | 0 | 0 | 0 |  | 0 | 0 | 0 | 0 | 0
1976-01-13 | 1976 | 1 | 13 | 0 | 0 | 0 | 0 | 0 | 0 | 0 | 0 | 0 | 0 | 0 | 0 | 0 | 0 | 0 | 0 | 0 | 0 | 0 | 0 | 0 | 0 | 0 | 0 |  | 0 | 0 | 0 | 0 |  | 0 | 0 | 0 | 0 | 0
1976-01-14 | 1976 | 1 | 14 | 0 | 0 | 0 | 0 | 0 | 0 | 0 | 0 | 0 | 0 | 0 | 0 | 0 | 0 | 0 | 0 | 0 | 0 | 0 | 0 | 0 | 0 | 0 | 0 |  | 0 | 0 | 0 | 0 |  | 0 | 0 | 0 | 0 | 0
1976-01-15 | 1976 | 1 | 15 | 0 | 0 | 0 | 0 | 0 | 0 | 0 | 0 | 0 | 0 | 0 | 0 | 0 | 0 | 0 | 0 | 0 | 0 | 0 | 0 | 0 | 0 | 0 | 0 |  | 0 | 0 | 0 | 0 |  | 0 | 0 | 0 | 0 | 0
1976-01-16 | 1976 | 1 | 16 | 0 | 0 | 0 | 0 | 0 | 0 | 0 | 0 | 0 | 0 | 0 | 0 | 0 | 0 | 0 | 0 | 0 | 0 | 0 | 0 | 0 | 0 | 0 | 0 |  | 0 | 0 | 0 | 0 |  | 0 | 0 | 0 | 0 | 0
1976-01-17 | 1976 | 1 | 17 | 0 | 0 | 0 | 0 | 0 | 0 | 0 | 0 | 0 | 0 | 0 | 0 | 0 | 0 | 0 | 0 | 0 | 0 | 0 | 0 | 0 | 0 | 0 | 0 |  | 0 | 0 | 0 | 0 |  | 0 | 0 | 0 | 0 | 0
1976-01-18 | 1976 | 1 | 18 | 0 | 0 | 0 | 0 | 0 | 0 | 0 | 0 | 0 | 0 | 0 | 0 | 0 | 0 | 0 | 0 | 0 | 0 | 0 | 0 | 0 | 0 | 0 | 0 |  | 0 | 0 | 0 | 0 |  | 0 | 0 | 0 | 0 | 0
1976-01-19 | 1976 | 1 | 19 | 0 | 0 | 0 | 0 | 0 | 0 | 0 | 0 | 0 | 0 | 0 | 0 | 0 | 0 | 0 | 0 | 0 | 0 | 0 | 0 | 0 | 0 | 0 | 0 |  | 0 | 0 | 0 | 0 |  | 0 | 0 | 0 | 0 | 0
1976-01-20 | 1976 | 1 | 20 | 0 | 0 | 0 | 0 | 0 | 0 | 0 | 0 | 0 | 0 | 0 | 0 | 0 | 0 | 0 | 0 | 0 | 0 | 0 | 0 | 0 | 0 | 0 | 0 |  | 0 | 0 | 0 | 0 |  | 0 | 0 | 0 | 0 | 0
1976-01-21 | 1976 | 1 | 21 | 0 | 0 | 0 | 0 | 0 | 0 | 0 | 0 | 0 | 0 | 0 | 0 | 0 | 0 | 0 | 0 | 0 | 0 | 0 | 0 | 0 | 0 | 0 | 0 |  | 0 | 0 | 0 | 0 |  | 0 | 0 | 0 | 0 | 0
1976-01-22 | 1976 | 1 | 22 | 0 | 0 | 0 | 0 | 0 | 0 | 0 | 0 | 0 | 0 | 0 | 0 | 0 | 0 | 0 | 0 | 0 | 0 | 0 | 0 | 0 | 0 | 0 | 0 |  | 0 | 0 | 0 | 0 |  | 0 | 0 | 0 | 0 | 0
1976-01-23 | 1976 | 1 | 23 | 0 | 0 | 0 | 0 | 0.6 | 1.3 | 0.6 | 0 | 0 | 0 | 0 | 0 | 0 | 0 | 0 | 0 | 0 | 0 | 0 | 0 | 0 | 0 | 0 | 0 |  | 2.5 | 2.5 | 2.5 | 0 |  | 0 | 0 | 0 | 0 | 0
1976-01-24 | 1976 | 1 | 24 | 0 | 0 | 0 | 0 | 0 | 0 | 0 | 0 | 0 | 0 | 0 | 0.1 | 0.1 | 0.1 | 0 | 0 | 0 | 0 | 0 | 0 | 0 | 0 | 0 | 0 |  | 0.3 | 0.3 | 0.3 | 5.5511e-17 |  | 0 | 0 | 0 | 0 | 0
1976-01-25 | 1976 | 1 | 25 | 0 | 0 | 0 | 0 | 0 | 0 | 0 | 0 | 0 | 0 | 0 | 0 | 0 | 0 | 0 | 0 | 0 | 0 | 0 | 0 | 0 | 0 | 0 | 0 |  | 0 | 0 | 0 | 0 |  | 0 | 0 | 0 | 0 | 0
1976-01-26 | 1976 | 1 | 26 | 0 | 0 | 0 | 0 | 0 | 0 | 0 | 0 | 0 | 0 | 0 | 0 | 0 | 0 | 0 | 0 | 0 | 0 | 0 | 0 | 0 | 0 | 0 | 0 |  | 0 | 0 | 0 | 0 |  | 0 | 0 | 0 | 0 | 0
1976-01-27 | 1976 | 1 | 27 | 0 | 0 | 0 | 0 | 0 | 0 | 0 | 0 | 0 | 0 | 0 | 0 | 0 | 0 | 0 | 0 | 0 | 0 | 0 | 0 | 0 | 0 | 0 | 0 |  | 0 | 0 | 0 | 0 |  | 0 | 0 | 0 | 0 | 0
1976-01-28 | 1976 | 1 | 28 | 0 | 0 | 0 | 0 | 0 | 0 | 0 | 0 | 0 | 0 | 0 | 0 | 0 | 0 | 0 | 0 | 0 | 0 | 0 | 0 | 0 | 0 | 0 | 0 |  | 0 | 0 | 0 | 0 |  | 0 | 0 | 0 | 0 | 0
1976-01-29 | 1976 | 1 | 29 | 0 | 0 | 0 | 0 | 0 | 0 | 0 | 0 | 0 | 0 | 0 | 0 | 0 | 0 | 0 | 0 | 0 | 0 | 0 | 0 | 0 | 0 | 0 | 0 |  | 0 | 0 | 0 | 0 |  | 0 | 0 | 0 | 0 | 0
1976-01-30 | 1976 | 1 | 30 | 0 | 0 | 0 | 0 | 0 | 0 | 0 | 0 | 0 | 0 | 0 | 0 | 0 | 0 | 0 | 0 | 0 | 0 | 0 | 0 | 0 | 0 | 0 | 0 |  | 0 | 0 | 0 | 0 |  | 0 | 0 | 0 | 0 | 0
1976-01-31 | 1976 | 1 | 31 | 0 | 0 | 0 | 0 | 0 | 0 | 0 | 0 | 0 | 0 | 0 | 0 | 0 | 0 | 0 | 0 | 0 | 0 | 0 | 0 | 0 | 0 | 0 | 0 |  | 0 | 0 | 0 | 0 |  | 0 | 0 | 0 | 0 | 0
1976-02-01 | 1976 | 2 | 1 | 0 | 0 | 0 | 0 | 0 | 0 | 0 | 0 | 0 | 0 | 0 | 0 | 0 | 0 | 0 | 0 | 0 | 0 | 0 | 0 | 0 | 0 | 0 | 0 |  | 0 | 0 | 0 | 0 |  | 0 | 0 | 0 | 0 | 0
1976-02-02 | 1976 | 2 | 2 | 0 | 0 | 0 | 0 | 0 | 0 | 0 | 0 | 0 | 0 | 0 | 0 | 0 | 0 | 0 | 0 | 0 | 0 | 0 | 0 | 0 | 0 | 0 | 0 |  | 0 | 0 | 0 | 0 |  | 0 | 0 | 0 | 0 | 0
1976-02-03 | 1976 | 2 | 3 | 0.1 | 0 | 0.1 | 0 | 0.1 | 0 | 0.1 | 0 | 0.1 | 0 | 0 | 0 | 0 | 0 | 0 | 0 | 0 | 0 | 0 | 0 | 0 | 0 | 0 | 0 |  | 0.5 | 0.5 | 0.5 | 0 |  | 0 | 0 | 0 | 0 | 0
1976-02-04 | 1976 | 2 | 4 | 0 | 0 | 0.1 | 0 | 0 | 0 | 0.1 | 0 | 0 | 0 | 0 | 0.1 | 0 | 0 | 0 | 0 | 0 | 0 | 0 | 0 | 0 | 0 | 0 | 0 |  | 0.3 | 0.3 | 0.3 | 5.5511e-17 |  | 0 | 0 | 0 | 0 | 0
1976-02-05 | 1976 | 2 | 5 | 0 | 0 | 0 | 0 | 0 | 0 | 0 | 0 | 0 | 0 | 0 | 0 | 0 | 0 | 0 | 0 | 0 | 0 | 0 | 0 | 0 | 0 | 0 | 0 |  | 0 | 0 | 0 | 0 |  | 0 | 0 | 0 | 0 | 0
1976-02-06 | 1976 | 2 | 6 | 0 | 0 | 0 | 0 | 0 | 0 | 0 | 0 | 0 | 0 | 0 | 0 | 0 | 0 | 0 | 0 | 0 | 0 | 0 | 0 | 0 | 0 | 0 | 0 |  | 0 | 0 | 0 | 0 |  | 0 | 0 | 0 | 0 | 0
1976-02-07 | 1976 | 2 | 7 | 0 | 0 | 0 | 0 | 0 | 0 | 0 | 0 | 0 | 0 | 0 | 0 | 0 | 0 | 0 | 0 | 0 | 0 | 0 | 0 | 0 | 0 | 0 | 0 |  | 0 | 0 | 0 | 0 |  | 0 | 0 | 0 | 0 | 0
1976-02-08 | 1976 | 2 | 8 | 0 | 0 | 0 | 0 | 0 | 0 | 0 | 0 | 0 | 0 | 0 | 0 | 0 | 0 | 0 | 0 | 0 | 0 | 0 | 0 | 0 | 0 | 0 | 0 |  | 0 | 0 | 0 | 0 |  | 0 | 0 | 0 | 0 | 0
1976-02-09 | 1976 | 2 | 9 | 0 | 0 | 0 | 0 | 0 | 0 | 0 | 0 | 0 | 0 | 0 | 0 | 0 | 0 | 0 | 0 | 0 | 0 | 0 | 0 | 0 | 0 | 0 | 0 |  | 0 | 0 | 0 | 0 |  | 0 | 0 | 0 | 0 | 0
1976-02-10 | 1976 | 2 | 10 | 0.2 | 0.2 | 0.2 | 0.2 | 0.2 | 0.2 | 0.2 | 0.2 | 0.2 | 0.2 | 0 | 0 | 0 | 0 | 0 | 0 | 0 | 0 | 0 | 0 | 0 | 0 | 0 | 0 |  | 2 | 2 | 2 | 2.2204e-16 |  | 0 | 0 | 0 | 0 | 0
1976-02-11 | 1976 | 2 | 11 | 0 | 0 | 0 | 0 | 0 | 0 | 0 | 0 | 0 | 0 | 0 | 0 | 0 | 0 | 0 | 0 | 0 | 0 | 0 | 0 | 0 | 0 | 0 | 0 |  | 0 | 0 | 0 | 0 |  | 0 | 0 | 0 | 0 | 0
1976-02-12 | 1976 | 2 | 12 | 0.2 | 0.1 | 0.2 | 0.1 | 0.2 | 0 | 0 | 0 | 0 | 0 | 0 | 0 | 0 | 0 | 0 | 0 | 0 | 0 | 0 | 0 | 0 | 0 | 0 | 0 |  | 0.8 | 0.8 | 0.8 | 0 |  | 0 | 0 | 0 | 0 | 0
1976-02-13 | 1976 | 2 | 13 | 0 | 0 | 0 | 0 | 0 | 0 | 0 | 0 | 0 | 0 | 0 | 0 | 0 | 0 | 0 | 0 | 0 | 0 | 0 | 0 | 0 | 0 | 0 | 0 |  | 0 | 0 | 0 | 0 |  | 0 | 0 | 0 | 0 | 0
1976-02-14 | 1976 | 2 | 14 | 0 | 0 | 0 | 0 | 0 | 0 | 0 | 0 | 0 | 0 | 0 | 0 | 0 | 0 | 0 | 0 | 0 | 0 | 0 | 0 | 0 | 0 | 0 | 0 |  | 0 | 0 | 0 | 0 |  | 0 | 0 | 0 | 0 | 0
1976-02-15 | 1976 | 2 | 15 | 0 | 0 | 0 | 0 | 0 | 0 | 0 | 0 | 0 | 0 | 0 | 0 | 0 | 0 | 0 | 0 | 0 | 0 | 0 | 0 | 0 | 0 | 0 | 0 |  | 0 | 0 | 0 | 0 |  | 0 | 0 | 0 | 0 | 0
1976-02-16 | 1976 | 2 | 16 | 0 | 0 | 0 | 0 | 0 | 0 | 0 | 0 | 0 | 0 | 0 | 0 | 0 | 0 | 0 | 0 | 0 | 0 | 0 | 0 | 0.3 | 0.4 | 0.3 | 0 |  | 1 | 1 | 1 | 0 |  | 0 | 0 | 0 | 0 | 0
1976-02-17 | 1976 | 2 | 17 | 0 | 0 | 0 | 0 | 0 | 0 | 0 | 0 | 0 | 0 | 0 | 0 | 0 | 0 | 0 | 0 | 0 | 0 | 0 | 0 | 0 | 0 | 0 | 0 |  | 0 | 0 | 0 | 0 |  | 0 | 0 | 0 | 0 | 0
1976-02-18 | 1976 | 2 | 18 | 0 | 0 | 0 | 0 | 0 | 0 | 0 | 0 | 0 | 0 | 0 | 0 | 0 | 0 | 0 | 0 | 0 | 0 | 0 | 0 | 0 | 0 | 0 | 0 |  | 0 | 0 | 0 | 0 |  | 0 | 0 | 0 | 0 | 0
1976-02-19 | 1976 | 2 | 19 | 0 | 0 | 0 | 0 | 0 | 0 | 0 | 0 | 0 | 0 | 0 | 0 | 0 | 0 | 0 | 0 | 0 | 0 | 0 | 0 | 0 | 0 | 0 | 0 |  | 0 | 0 | 0 | 0 |  | 0 | 0 | 0 | 0 | 0
1976-02-20 | 1976 | 2 | 20 | 0 | 0 | 0 | 0 | 0 | 0 | 0 | 0 | 0 | 0 | 0 | 0 | 0 | 0 | 0 | 0 | 0 | 0 | 0 | 0 | 0 | 0 | 0 | 0 |  | 0 | 0 | 0 | 0 |  | 0 | 0 | 0 | 0 | 0
1976-02-21 | 1976 | 2 | 21 | 0 | 0 | 0 | 0 | 0 | 0 | 0 | 0 | 0 | 0 | 0 | 0 | 0 | 0 | 0 | 0 | 0 | 0 | 0 | 0 | 0 | 0 | 0 | 0 |  | 0 | 0 | 0 | 0 |  | 0 | 0 | 0 | 0 | 0
1976-02-22 | 1976 | 2 | 22 | 0 | 0 | 0 | 0 | 0 | 0 | 0 | 0 | 0 | 0 | 0 | 0 | 0 | 0 | 0 | 0 | 0 | 0 | 0 | 0 | 0 | 0 | 0 | 0 |  | 0 | 0 | 0 | 0 |  | 0 | 0 | 0 | 0 | 0
1976-02-23 | 1976 | 2 | 23 | 0 | 0 | 0 | 0 | 0 | 0 | 0 | 0 | 0 | 0 | 0 | 0 | 0 | 0 | 0 | 0 | 0 | 0 | 0 | 0 | 0 | 0 | 0 | 0 |  | 0 | 0 | 0 | 0 |  | 0 | 0 | 0 | 0 | 0
1976-02-24 | 1976 | 2 | 24 | 0 | 0 | 0 | 0 | 0 | 0 | 0 | 0 | 0 | 0 | 0 | 0 | 0 | 0 | 0 | 0 | 0 | 0 | 0 | 0 | 0 | 0 | 0 | 0 |  | 0 | 0 | 0 | 0 |  | 0 | 0 | 0 | 0 | 0
1976-02-25 | 1976 | 2 | 25 | 0 | 0 | 0 | 0 | 0 | 0 | 0 | 0 | 0 | 0 | 0.2 | 0.2 | 0.2 | 0.2 | 0 | 0 | 0 | 0 | 0 | 0 | 0 | 0 | 0 | 0.2 |  | 1 | 1 | 1 | 0 |  | 0 | 0 | 0 | 0 | 0
1976-02-26 | 1976 | 2 | 26 | 0 | 0 | 0 | 0 | 0 | 0 | 0 | 0 | 0.2 | 0.1 | 0.2 | 0.2 | 0.1 | 0.2 | 0.2 | 0.1 | 0.2 | 0 | 0 | 0.1 | 0.2 | 0.2 | 0.1 | 0.2 |  | 2.3 | 2.3 | 2.3 | 4.4409e-16 |  | 0 | 0 | 0 | 0 | 0
1976-02-27 | 1976 | 2 | 27 | 0.1 | 0.1 | 0.1 | 0.1 | 0.1 | 0.1 | 0.1 | 0.1 | 0.1 | 0.1 | 0.1 | 0.1 | 0 | 0.1 | 0.1 | 0.1 | 0.1 | 0.2 | 0.1 | 0.2 | 0.1 | 0.1 | 0.1 | 0.1 |  | 2.5 | 2.5 | 2.5 | 8.8818e-16 |  | 0 | 0 | 0 | 0 | 0
1976-02-28 | 1976 | 2 | 28 | 0.1 | 0.1 | 0.1 | 0.1 | 0.1 | 0.1 | 0 | 0 | 0 | 0 | 0 | 0.1 | 0.1 | 0.1 | 0 | 0.1 | 0.1 | 0.1 | 0.1 | 0.1 | 0.1 | 0.1 | 0.1 | 0.1 |  | 1.8 | 1.8 | 1.8 | 4.4409e-16 |  | 0 | 0 | 0 | 0 | 0
1976-02-29 | 1976 | 2 | 29 | 0 | 0 | 0.1 | 0 | 0 | 0 | 0 | 0.1 | 0 | 0 | 0 | 0 | 0 | 0 | 0 | 0 | 0 | 0 | 0 | 0 | 0 | 0.1 | 0 | 0 |  | 0.3 | 0.3 | 0.3 | 5.5511e-17 |  | 0 | 0 | 0 | 0 | 0
1976-03-01 | 1976 | 3 | 1 | 0.1 | 0 | 0.1 | 0.1 | 0 | 0.1 | 0 | 0.1 | 0.1 | 0 | 0.1 | 0.1 | 0 | 0.1 | 0 | 0.1 | 0.1 | 0 | 0.1 | 0 | 0.1 | 0.1 | 0 | 0.1 |  | 1.5 | 1.5 | 1.5 | 2.2204e-16 |  | 0 | 0 | 0 | 0 | 0
1976-03-02 | 1976 | 3 | 2 | 0 | 0 | 0 | 0 | 0 | 0 | 0 | 0 | 0 | 0 | 0 | 0 | 0 | 0 | 0 | 0 | 0 | 0 | 0 | 0 | 0 | 0 | 0 | 0 |  | 0 | 0 | 0 | 0 |  | 0 | 0 | 0 | 0 | 0
1976-03-03 | 1976 | 3 | 3 | 0 | 0 | 0 | 0 | 0 | 0 | 0 | 0 | 0 | 0 | 0 | 0 | 0 | 0 | 0 | 0 | 0 | 0 | 0 | 0 | 0 | 0 | 0 | 0 |  | 0 | 0 | 0 | 0 |  | 0 | 0 | 0 | 0 | 0
1976-03-04 | 1976 | 3 | 4 | 0 | 0 | 0 | 0 | 0 | 0 | 0 | 0 | 0 | 0 | 0 | 0 | 0 | 0 | 0 | 0 | 0 | 0 | 0 | 0 | 0 | 0 | 0 | 0 |  | 0 | 0 | 0 | 0 |  | 0 | 0 | 0 | 0 | 0
1976-03-05 | 1976 | 3 | 5 | 0 | 0 | 0 | 0 | 0 | 0 | 0 | 0 | 0 | 0 | 0 | 0 | 0 | 0 | 0 | 0 | 0 | 0 | 0 | 0 | 0 | 0 | 0 | 0 |  | 0 | 0 | 0 | 0 |  | 0 | 0 | 0 | 0 | 0
1976-03-06 | 1976 | 3 | 6 | 0 | 0 | 0 | 0 | 0 | 0 | 0 | 0 | 0 | 0 | 0 | 0 | 0 | 0 | 0 | 0 | 0 | 0 | 0 | 0 | 0 | 0 | 0 | 0 |  | 0 | 0 | 0 | 0 |  | 0 | 0 | 0 | 0 | 0
1976-03-07 | 1976 | 3 | 7 | 0 | 0 | 0 | 0 | 0 | 0 | 0 | 0 | 0 | 0 | 0 | 0 | 0 | 0 | 0 | 0 | 0 | 0 | 0 | 0 | 0 | 0 | 0 | 0 |  | 0 | 0 | 0 | 0 |  | 0 | 0 | 0 | 0 | 0
1976-03-08 | 1976 | 3 | 8 | 0 | 0 | 0 | 0 | 0 | 0 | 0 | 0 | 0 | 0 | 0 | 0 | 0 | 0 | 0 | 0 | 0 | 0 | 0 | 0 | 0 | 0 | 0 | 0 |  | 0 | 0 | 0 | 0 |  | 0 | 0 | 0 | 0 | 0
1976-03-09 | 1976 | 3 | 9 | 0 | 0 | 0 | 0 | 0 | 0.1 | 0 | 0 | 0.1 | 0.1 | 0.1 | 0 | 0.1 | 0 | 0 | 0 | 0 | 0 | 0 | 0 | 0 | 0 | 0 | 0 |  | 0.5 | 0.5 | 0.5 | 0 |  | 0 | 0 | 0 | 0 | 0
1976-03-10 | 1976 | 3 | 10 | 0 | 0 | 0 | 0 | 0 | 0.2 | 0.2 | 0 | 0.2 | 0.2 | 0.2 | 0.2 | 0.2 | 0.2 | 0.2 | 0.2 | 0.2 | 0.2 | 0.2 | 0.4 | 0.2 | 0.2 | 0.2 | 0.2 |  | 3.8 | 3.8 | 3.8 | 8.8818e-16 |  | 0 | 0 | 0 | 0 | 0
1976-03-11 | 1976 | 3 | 11 | 0.1 | 0.2 | 0.1 | 0.1 | 0.2 | 0.1 | 0.2 | 0.1 | 0.1 | 0.2 | 0.1 | 0 | 0 | 0 | 0 | 0 | 0 | 0 | 0 | 0 | 0 | 0 | 0 | 0 |  | 1.5 | 1.5 | 1.5 | 2.2204e-16 |  | 0 | 0 | 0 | 0 | 0
1976-03-12 | 1976 | 3 | 12 | 0 | 0 | 0 | 0 | 0 | 0 | 0 | 0 | 0 | 0 | 0 | 0 | 0 | 0 | 0 | 0 | 0 | 0 | 0 | 0 | 0 | 0 | 0 | 0 |  | 0 | 0 | 0 | 0 |  | 0 | 0 | 0 | 0 | 0
1976-03-13 | 1976 | 3 | 13 | 0 | 0 | 0 | 0 | 0 | 0 | 0 | 0 | 0 | 0 | 0 | 0 | 0 | 0 | 0 | 0 | 0 | 0 | 0 | 0 | 0.1 | 0.1 | 0 | 0.1 |  | 0.3 | 0.3 | 0.3 | 5.5511e-17 |  | 0 | 0 | 0 | 0 | 0
1976-03-14 | 1976 | 3 | 14 | 0 | 0 | 0 | 0 | 0 | 0 | 0 | 0 | 0 | 0 | 0 | 0 | 0 | 0 | 0 | 0 | 0 | 0 | 0 | 0 | 0 | 0 | 0 | 0 |  | 0 | 0 | 0 | 0 |  | 0 | 0 | 0 | 0 | 0
1976-03-15 | 1976 | 3 | 15 | 0 | 0 | 0 | 0 | 0 | 0 | 0 | 0 | 0 | 0 | 0 | 0 | 0 | 0 | 0 | 0 | 0 | 0 | 0 | 0 | 0 | 0 | 0 | 0 |  | 0 | 0 | 0 | 0 |  | 0 | 0 | 0 | 0 | 0
1976-03-16 | 1976 | 3 | 16 | 0 | 0 | 0 | 0 | 0 | 0 | 0 | 0 | 0 | 0 | 0 | 0 | 0 | 0 | 0 | 0 | 0 | 0 | 0 | 0 | 0 | 0 | 0 | 0 |  | 0 | 0 | 0 | 0 |  | 0 | 0 | 0 | 0 | 0
1976-03-17 | 1976 | 3 | 17 | 0 | 0 | 0 | 0 | 0 | 0 | 0 | 0 | 0 | 0 | 0 | 0 | 0 | 0 | 0 | 0 | 0 | 0 | 0 | 0 | 0 | 0 | 0 | 0 |  | 0 | 0 | 0 | 0 |  | 0 | 0 | 0 | 0 | 0
1976-03-18 | 1976 | 3 | 18 | 0 | 0 | 0 | 0 | 0 | 0 | 0 | 0 | 0 | 0 | 0 | 0 | 0 | 0 | 0 | 0 | 0 | 0 | 0 | 0 | 0 | 0 | 0 | 0 |  | 0 | 0 | 0 | 0 |  | 0 | 0 | 0 | 0 | 0
1976-03-19 | 1976 | 3 | 19 | 0 | 0 | 0 | 0 | 0 | 0 | 0 | 0 | 0 | 0 | 0 | 0 | 0 | 0 | 0.2 | 0.7 | 0.2 | 0.3 | 0.2 | 0 | 0.2 | 0 | 0 | 0 |  | 1.8 | 1.8 | 1.8 | 2.2204e-16 |  | 0 | 0 | 0 | 0 | 0
1976-03-20 | 1976 | 3 | 20 | 0 | 0 | 0 | 0 | 0 | 0 | 0 | 0 | 0 | 0 | 0 | 0 | 0 | 0 | 0 | 0 | 0 | 0 | 0 | 0 | 0 | 0 | 0 | 0 |  | 0 | 0 | 0 | 0 |  | 0 | 0 | 0 | 0 | 0
1976-03-21 | 1976 | 3 | 21 | 0 | 0 | 0 | 0 | 0 | 0 | 0 | 0 | 0 | 0 | 0 | 0 | 0 | 0 | 0 | 0 | 0 | 0 | 0 | 0 | 0 | 0 | 0 | 0 |  | 0 | 0 | 0 | 0 |  | 0 | 0 | 0 | 0 | 0
1976-03-22 | 1976 | 3 | 22 | 0 | 0 | 0 | 0 | 0 | 0 | 0 | 0 | 0 | 0 | 0 | 0 | 0 | 0 | 0 | 0 | 0 | 0 | 0 | 0 | 0 | 0 | 0 | 0 |  | 0 | 0 | 0 | 0 |  | 0 | 0 | 0 | 0 | 0
1976-03-23 | 1976 | 3 | 23 | 0 | 0 | 0 | 0.3 | 0.4 | 0.3 | 0 | 0 | 0 | 0 | 0 | 0 | 0 | 0 | 0 | 0 | 0 | 0 | 0 | 0 | 0 | 0 | 0 | 0 |  | 1 | 1 | 1 | 0 |  | 0 | 0 | 0 | 0 | 0
1976-03-24 | 1976 | 3 | 24 | 0 | 0 | 0 | 0 | 0 | 0 | 0 | 0 | 0 | 0 | 0 | 0 | 0 | 0 | 0 | 0 | 0 | 0 | 0 | 0 | 0 | 0 | 0 | 0 |  | 0 | 0 | 0 | 0 |  | 0 | 0 | 0 | 0 | 0
1976-03-25 | 1976 | 3 | 25 | 0 | 0 | 0 | 0 | 0 | 0 | 0 | 0 | 0 | 0 | 0 | 0 | 0 | 0 | 0 | 0 | 0 | 0 | 0 | 0 | 0 | 0 | 0 | 0 |  | 0 | 0 | 0 | 0 |  | 0 | 0 | 0 | 0 | 0
1976-03-26 | 1976 | 3 | 26 | 0 | 0 | 0 | 0 | 0 | 0 | 0 | 0 | 0 | 0 | 0 | 0 | 0 | 0 | 0 | 0 | 0 | 0 | 0 | 0 | 0 | 0 | 0 | 0 |  | 0 | 0 | 0 | 0 |  | 0 | 0 | 0 | 0 | 0
1976-03-27 | 1976 | 3 | 27 | 0 | 0 | 0 | 0 | 0 | 0 | 0 | 0 | 0 | 0 | 0 | 0 | 0 | 0 | 0 | 0 | 0 | 0 | 0 | 0 | 0 | 0 | 0 | 0 |  | 0 | 0 | 0 | 0 |  | 0 | 0 | 0 | 0 | 0
1976-03-28 | 1976 | 3 | 28 | 0 | 0 | 0 | 0 | 0 | 0 | 0 | 0 | 0 | 0 | 0 | 0 | 0 | 0 | 0 | 0 | 0 | 0 | 0 | 0 | 0 | 0 | 0 | 0 |  | 0 | 0 | 0 | 0 |  | 0 | 0 | 0 | 0 | 0
1976-03-29 | 1976 | 3 | 29 | 0 | 0 | 0 | 0 | 0 | 0 | 0 | 0 | 0 | 0 | 0 | 0 | 0 | 0 | 0 | 0 | 0 | 0 | 0 | 0 | 0 | 0 | 0 | 0 |  | 0 | 0 | 0 | 0 |  | 0 | 0 | 0 | 0 | 0
1976-03-30 | 1976 | 3 | 30 | 0 | 0 | 0 | 0 | 0 | 0 | 0 | 0 | 0 | 0 | 0 | 0 | 0 | 0 | 0 | 0 | 0 | 0 | 0 | 0 | 0 | 0 | 0 | 0 |  | 0 | 0 | 0 | 0 |  | 0 | 0 | 0 | 0 | 0
1976-03-31 | 1976 | 3 | 31 | 0 | 0 | 0 | 0 | 0 | 0 | 0 | 0 | 0 | 0 | 0 | 0 | 0 | 0 | 0 | 0 | 0 | 0 | 0 | 0 | 0 | 0 | 0 | 0 |  | 0 | 0 | 0 | 0 |  | 0 | 0 | 0 | 0 | 0
1976-04-01 | 1976 | 4 | 1 | 0 | 0 | 0 | 0 | 0 | 0 | 0 | 0 | 0 | 0 | 0 | 0 | 0 | 0 | 0 | 0 | 0 | 0 | 0 | 0 | 0 | 0 | 0 | 0 |  | 0 | 0 | 0 | 0 |  | 0 | 0 | 0 | 0 | 0
1976-04-02 | 1976 | 4 | 2 | 0 | 0 | 0 | 0 | 0 | 0 | 0 | 0 | 0 | 0 | 0 | 0 | 0 | 0 | 0 | 0 | 0 | 0 | 0 | 0 | 0 | 0 | 0 | 0 |  | 0 | 0 | 0 | 0 |  | 0 | 0 | 0 | 0 | 0
1976-04-03 | 1976 | 4 | 3 | 0 | 0 | 0 | 0 | 0 | 0 | 0 | 0 | 0 | 0 | 0 | 0 | 0 | 0 | 0 | 0 | 0 | 0 | 0 | 0 | 0 | 0 | 0 | 0 |  | 0 | 0 | 0 | 0 |  | 0 | 0 | 0 | 0 | 0
1976-04-04 | 1976 | 4 | 4 | 0 | 0 | 0 | 0 | 0 | 0 | 0 | 0 | 0 | 0 | 0 | 0 | 0 | 0 | 0 | 0 | 0 | 0 | 0 | 0 | 0 | 0 | 0 | 0 |  | 0 | 0 | 0 | 0 |  | 0 | 0 | 0 | 0 | 0
1976-04-05 | 1976 | 4 | 5 | 0 | 0 | 0 | 0 | 0 | 0 | 0 | 0 | 0 | 0 | 0 | 0 | 0 | 0 | 0 | 0 | 0 | 0 | 0 | 0 | 0 | 0 | 0 | 0 |  | 0 | 0 | 0 | 0 |  | 0 | 0 | 0 | 0 | 0
1976-04-06 | 1976 | 4 | 6 | 0 | 0 | 0 | 0 | 0 | 0 | 0 | 0 | 0 | 0 | 0 | 0 | 0 | 0 | 0 | 0 | 0 | 0 | 0 | 0 | 0 | 0 | 0 | 0 |  | 0 | 0 | 0 | 0 |  | 0 | 0 | 0 | 0 | 0
1976-04-07 | 1976 | 4 | 7 | 0 | 0 | 0 | 0 | 0 | 0 | 0 | 0 | 0 | 0 | 0 | 0 | 0 | 0 | 0 | 0 | 0 | 0 | 0 | 0 | 0 | 0 | 0 | 0 |  | 0 | 0 | 0 | 0 |  | 0 | 0 | 0 | 0 | 0
1976-04-08 | 1976 | 4 | 8 | 0 | 0 | 0 | 0 | 0 | 0 | 0 | 0 | 0 | 0 | 0 | 0 | 0 | 0 | 0 | 0 | 0 | 0 | 0 | 0 | 0 | 0 | 0 | 0 |  | 0 | 0 | 0 | 0 |  | 0 | 0 | 0 | 0 | 0
1976-04-09 | 1976 | 4 | 9 | 0 | 0 | 0 | 0 | 0 | 0 | 0 | 0 | 0 | 0 | 0 | 0 | 0 | 0 | 0 | 0 | 0 | 0 | 0 | 0 | 0 | 0 | 0 | 0 |  | 0 | 0 | 0 | 0 |  | 0 | 0 | 0 | 0 | 0
1976-04-10 | 1976 | 4 | 10 | 0 | 0 | 0 | 0 | 0 | 0 | 0 | 0 | 0 | 0 | 0 | 0 | 0 | 0 | 0 | 0 | 0 | 0 | 0 | 0 | 0 | 0 | 0 | 0 |  | 0 | 0 | 0 | 0 |  | 0 | 0 | 0 | 0 | 0
1976-04-11 | 1976 | 4 | 11 | 0 | 0 | 0 | 0 | 0 | 0 | 0 | 0 | 0 | 0 | 0 | 0 | 0 | 0 | 0 | 0 | 0 | 0 | 0 | 0 | 0 | 0 | 0 | 0 |  | 0 | 0 | 0 | 0 |  | 0 | 0 | 0 | 0 | 0
1976-04-12 | 1976 | 4 | 12 | 0 | 0 | 0 | 0 | 0 | 0 | 0 | 0 | 0 | 0 | 0 | 0 | 0 | 0 | 0 | 2.3 | 0 | 0 | 0 | 0 | 0 | 0 | 1.5 | 0.5 |  | 4.3 | 4.3 | 4.3 | 0 |  | 0 | 0 | 0 | 0 | 0
1976-04-13 | 1976 | 4 | 13 | 0.8 | 1.8 | 0 | 0 | 0 | 0 | 0 | 0 | 0 | 0 | 0 | 0 | 0 | 0 | 0 | 0 | 0 | 0 | 0 | 0 | 0 | 0 | 0 | 0 |  | 2.6 | 2.6 | 2.6 | 0 |  | 0 | 0 | 0 | 0 | 0
1976-04-14 | 1976 | 4 | 14 | 0 | 0 | 0 | 0 | 0 | 0 | 0 | 0 | 0 | 0 | 0 | 0 | 0 | 0 | 0 | 0 | 0 | 0 | 0 | 0 | 0 | 0 | 0 | 0 |  | 0 | 0 | 0 | 0 |  | 0 | 0 | 0 | 0 | 0
1976-04-15 | 1976 | 4 | 15 | 0 | 0 | 0 | 0 | 0 | 0 | 0 | 0 | 0 | 0 | 0 | 0 | 0 | 0 | 0 | 0 | 0.8 | 0 | 0 | 0 | 0 | 0 | 0 | 0 |  | 0.8 | 0.8 | 0.8 | 0 |  | 0 | 0 | 0 | 0 | 0
1976-04-16 | 1976 | 4 | 16 | 0 | 0 | 0.2 | 0.1 | 0.2 | 0.1 | 0.2 | 0.1 | 0.2 | 0.1 | 0.2 | 0.1 | 0.2 | 0.1 | 0.2 | 0 | 0 | 0 | 0 | 0 | 0 | 0 | 0 | 0 |  | 2 | 2 | 2 | 4.4409e-16 |  | 0 | 0 | 0 | 0 | 0
1976-04-17 | 1976 | 4 | 17 | 0 | 0 | 0 | 0 | 0 | 0 | 0 | 0 | 0 | 0 | 0 | 0 | 0 | 0 | 0 | 0 | 0 | 0 | 0 | 0 | 0 | 0 | 0 | 0 |  | 0 | 0 | 0 | 0 |  | 0 | 0 | 0 | 0 | 0
1976-04-18 | 1976 | 4 | 18 | 0 | 0 | 0 | 0 | 0 | 0 | 0 | 0 | 0 | 0 | 0 | 0 | 0 | 0 | 0 | 0.3 | 0 | 0 | 0 | 0 | 0.4 | 0.3 | 0 | 0 |  | 1 | 1 | 1 | 0 |  | 0 | 0 | 0 | 0 | 0
1976-04-19 | 1976 | 4 | 19 | 0 | 0 | 0 | 0 | 0 | 0 | 0 | 0 | 0 | 0 | 0 | 0 | 0 | 0 | 0 | 0 | 0 | 0 | 0 | 0 | 0 | 0 | 0 | 0 |  | 0 | 0 | 0 | 0 |  | 0 | 0 | 0 | 0 | 0
1976-04-20 | 1976 | 4 | 20 | 0 | 0 | 0 | 0 | 0 | 0 | 0 | 0 | 0 | 0 | 0 | 0 | 0 | 0 | 0 | 0 | 0 | 0 | 0 | 0 | 0 | 0.3 | 0.2 | 0.3 |  | 0.8 | 0.8 | 0.8 | 0 |  | 0 | 0 | 0 | 0 | 0
1976-04-21 | 1976 | 4 | 21 | 0.1 | 0 | 0.1 | 0.1 | 0.1 | 0 | 0.1 | 0 | 0 | 0 | 0 | 0 | 0 | 0 | 0 | 0 | 0 | 0 | 0 | 0 | 0 | 0 | 0 | 0 |  | 0.5 | 0.5 | 0.5 | 0 |  | 0 | 0 | 0 | 0 | 0
1976-04-22 | 1976 | 4 | 22 | 0 | 0 | 0 | 0 | 0 | 0 | 0 | 0 | 0 | 0 | 0 | 0 | 0 | 0 | 0 | 0 | 0 | 0 | 0 | 0 | 0 | 0 | 0 | 0 |  | 0 | 0 | 0 | 0 |  | 0 | 0 | 0 | 0 | 0
1976-04-23 | 1976 | 4 | 23 | 0 | 0 | 0 | 0 | 0 | 0 | 0 | 0 | 0 | 0 | 0 | 0 | 0 | 0 | 0 | 0 | 0 | 0 | 0 | 0 | 0 | 0 | 0 | 0 |  | 0 | 0 | 0 | 0 |  | 0 | 0 | 0 | 0 | 0
1976-04-24 | 1976 | 4 | 24 | 0 | 0 | 0 | 0 | 0 | 0 | 0 | 0 | 0 | 0 | 0 | 0 | 0 | 0 | 0 | 0 | 0 | 0 | 0 | 0 | 0 | 0 | 0 | 0 |  | 0 | 0 | 0 | 0 |  | 0 | 0 | 0 | 0 | 0
1976-04-25 | 1976 | 4 | 25 | 0 | 0 | 0 | 0 | 0 | 0 | 0 | 0 | 0 | 0 | 0 | 0 | 0 | 0 | 0 | 0 | 0 | 0 | 0 | 0 | 0 | 0 | 0 | 0 |  | 0 | 0 | 0 | 0 |  | 0 | 0 | 0 | 0 | 0
1976-04-26 | 1976 | 4 | 26 | 0 | 0 | 0 | 0 | 0 | 0 | 0 | 0 | 0 | 0 | 0.2 | 0.2 | 0.2 | 0.2 | 0.2 | 0.2 | 0.2 | 0.2 | 0 | 0 | 0 | 0 | 0.2 | 0 |  | 1.8 | 1.8 | 1.8 | 2.2204e-16 |  | 0 | 0 | 0 | 0 | 0
1976-04-27 | 1976 | 4 | 27 | 0 | 0 | 0 | 0 | 0 | 0 | 0 | 0 | 0 | 0 | 0 | 0 | 0 | 0 | 0 | 0 | 0 | 0 | 0 | 0 | 0 | 0 | 0 | 0 |  | 0 | 0 | 0 | 0 |  | 0 | 0 | 0 | 0 | 0
1976-04-28 | 1976 | 4 | 28 | 0 | 0 | 0 | 0 | 0 | 0 | 0 | 0 | 0 | 0 | 0 | 0 | 0 | 0 | 0 | 0 | 0 | 0 | 0 | 0 | 0 | 0 | 0 | 0 |  | 0 | 0 | 0 | 0 |  | 0 | 0 | 0 | 0 | 0
1976-04-29 | 1976 | 4 | 29 | 0 | 0 | 0 | 0 | 0 | 0 | 0 | 0 | 0 | 0 | 0 | 0 | 0 | 0 | 0 | 0 | 0 | 0 | 0 | 0 | 0 | 0 | 0 | 0 |  | 0 | 0 | 0 | 0 |  | 0 | 0 | 0 | 0 | 0
1976-04-30 | 1976 | 4 | 30 | 0 | 0 | 0 | 0 | 0 | 0 | 0 | 0 | 0 | 0 | 0 | 0 | 0 | 0 | 0 | 0 | 0 | 0 | 0 | 0 | 0 | 0 | 0 | 0 |  | 0 | 0 | 0 | 0 |  | 0 | 0 | 0 | 0 | 0
1976-05-01 | 1976 | 5 | 1 | 0 | 0 | 0 | 0 | 0 | 0 | 0 | 0 | 0 | 0 | 0 | 0 | 0 | 0 | 0 | 0 | 0 | 0 | 0 | 0 | 0 | 0 | 0 | 0 |  | 0 | 0 | 0 | 0 |  | 0 | 0 | 0 | 0 | 0
1976-05-02 | 1976 | 5 | 2 | 0 | 0 | 0 | 0 | 0 | 0 | 0 | 0 | 0 | 0 | 0 | 0 | 0 | 0 | 0 | 0 | 0 | 0 | 0 | 0 | 0 | 0 | 0 | 0 |  | 0 | 0 | 0 | 0 |  | 0 | 0 | 0 | 0 | 0
1976-05-03 | 1976 | 5 | 3 | 0 | 0 | 0 | 0 | 0 | 0 | 0 | 0 | 0 | 0 | 0 | 0 | 0 | 0 | 0 | 0 | 0 | 0 | 0 | 0 | 0 | 0 | 0 | 0 |  | 0 | 0 | 0 | 0 |  | 0 | 0 | 0 | 0 | 0
1976-05-04 | 1976 | 5 | 4 | 0 | 0 | 0 | 0 | 0 | 0 | 0 | 0 | 0 | 0 | 0 | 0 | 0 | 0 | 0 | 0 | 0 | 0 | 0 | 0 | 0 | 0.3 | 0.5 | 0 |  | 0.8 | 0.8 | 0.8 | 0 |  | 0.8 | 0 | 0 | 0 | 0
1976-05-05 | 1976 | 5 | 5 | 0 | 0 | 0 | 0 | 0 | 0 | 0 | 0.4 | 0.4 | 0.4 | 0.4 | 0.4 | 0.4 | 0.4 | 0.4 | 0.4 | 0 | 0 | 0 | 0 | 0 | 0 | 0 | 0 |  | 3.6 | 3.6 | 3.6 | 4.4409e-16 |  | 3.6 | 0 | 0 | 0 | 0
1976-05-06 | 1976 | 5 | 6 | 0 | 0 | 0 | 0 | 0 | 0 | 0 | 0 | 0 | 0 | 0 | 0 | 0 | 0 | 0 | 0 | 0 | 0 | 0 | 0 | 0 | 0 | 0 | 0 |  | 0 | 0 | 0 | 0 |  | 0 | 0 | 0 | 0 | 0
1976-05-07 | 1976 | 5 | 7 | 0 | 0 | 0 | 0 | 0 | 0 | 0 | 0 | 0 | 0 | 0 | 0 | 0 | 0 | 0 | 0 | 0 | 0 | 0 | 0 | 0 | 0 | 0 | 0 |  | 0 | 0 | 0 | 0 |  | 0 | 0 | 0 | 0 | 0
1976-05-08 | 1976 | 5 | 8 | 0 | 0 | 0 | 0 | 0 | 0 | 0 | 0 | 0 | 0 | 0 | 0 | 0 | 0 | 0 | 0 | 0 | 0 | 0 | 0 | 0 | 0 | 0 | 0 |  | 0 | 0 | 0 | 0 |  | 0 | 0 | 0 | 0 | 0
1976-05-09 | 1976 | 5 | 9 | 0 | 0 | 0 | 0 | 0 | 0 | 0 | 0 | 0 | 0 | 0 | 0 | 0 | 0 | 0 | 0 | 0 | 0 | 0 | 0 | 0 | 0 | 0 | 0 |  | 0 | 0 | 0 | 0 |  | 0 | 0 | 0 | 0 | 0
1976-05-10 | 1976 | 5 | 10 | 0 | 0 | 0 | 0 | 0 | 0 | 0 | 0 | 0 | 0 | 0 | 0 | 0 | 0 | 0 | 0 | 0 | 0 | 0 | 0 | 0 | 0 | 0 | 0 |  | 0 | 0 | 0 | 0 |  | 0 | 0 | 0 | 0 | 0
1976-05-11 | 1976 | 5 | 11 | 0 | 0 | 0 | 0 | 0 | 0 | 0.3 | 1.3 | 0.5 | 0.3 | 0 | 0 | 0 | 0 | 0 | 0 | 0 | 0 | 0 | 0 | 0 | 0 | 0 | 0 |  | 2.4 | 2.4 | 2.4 | 0 |  | 2.4 | 0 | 0 | 0 | 0
1976-05-12 | 1976 | 5 | 12 | 0 | 0 | 0 | 0 | 0 | 0 | 0 | 0 | 0 | 0 | 0 | 0 | 0 | 0 | 0 | 0 | 0 | 0 | 0 | 0 | 0 | 0 | 0 | 0 |  | 0 | 0 | 0 | 0 |  | 0 | 0 | 0 | 0 | 0
1976-05-13 | 1976 | 5 | 13 | 0 | 0 | 0 | 0 | 0 | 0 | 0 | 0 | 0 | 0 | 0 | 0 | 0 | 0 | 0 | 0 | 0 | 0 | 0.8 | 3.3 | 0.3 | 0 | 0 | 0 |  | 4.4 | 4.4 | 4.4 | 8.8818e-16 |  | 4.4 | 0 | 0 | 0 | 0
1976-05-14 | 1976 | 5 | 14 | 0 | 0 | 0 | 0 | 0 | 0 | 0 | 0 | 0 | 0 | 0 | 0 | 0 | 0 | 0 | 0 | 0 | 0 | 0 | 0 | 0 | 0 | 0 | 0 |  | 0 | 0 | 0 | 0 |  | 0 | 0 | 0 | 0 | 0
1976-05-15 | 1976 | 5 | 15 | 0 | 0 | 0 | 0 | 0 | 0 | 0 | 0 | 0 | 0 | 0 | 0 | 0 | 0 | 0 | 0 | 0 | 0 | 0 | 0 | 0 | 0 | 0 | 0 |  | 0 | 0 | 0 | 0 |  | 0 | 0 | 0 | 0 | 0
1976-05-16 | 1976 | 5 | 16 | 0 | 0 | 0 | 0 | 0 | 0 | 0 | 0 | 0 | 0 | 0 | 0 | 0 | 0 | 0 | 0 | 0 | 0 | 0 | 0 | 0 | 0 | 0 | 0 |  | 0 | 0 | 0 | 0 |  | 0 | 0 | 0 | 0 | 0
1976-05-17 | 1976 | 5 | 17 | 0 | 0 | 0 | 0 | 0 | 0 | 0 | 0 | 0 | 0 | 0 | 0 | 0 | 0 | 0 | 0 | 0 | 0 | 0 | 0 | 0 | 0 | 0 | 0 |  | 0 | 0 | 0 | 0 |  | 0 | 0 | 0 | 0 | 0
1976-05-18 | 1976 | 5 | 18 | 0 | 0 | 0 | 0 | 0 | 0 | 0 | 0 | 0 | 0 | 0 | 0 | 0 | 0 | 0 | 0 | 0 | 0 | 0 | 0 | 0 | 0 | 0 | 0 |  | 0 | 0 | 0 | 0 |  | 0 | 0 | 0 | 0 | 0
1976-05-19 | 1976 | 5 | 19 | 0 | 0 | 0 | 0 | 0 | 0 | 0 | 0 | 0 | 0 | 0 | 0 | 0 | 0 | 0 | 0 | 0 | 0 | 0 | 0 | 0 | 0 | 0 | 0 |  | 0 | 0 | 0 | 0 |  | 0 | 0 | 0 | 0 | 0
1976-05-20 | 1976 | 5 | 20 | 0 | 0 | 0 | 0 | 0.8 | 1.3 | 2.8 | 4 | 2.3 | 3.3 | 1.8 | 2.5 | 3.6 | 2.2 | 2.3 | 0.5 | 1.8 | 0.5 | 0.3 | 0 | 0 | 0 | 0 | 0 |  | 30 | 30 | 30 | 3.5527e-15 |  | 30 | 0 | 0 | 0 | 0
1976-05-21 | 1976 | 5 | 21 | 0 | 0 | 0 | 0 | 0 | 0 | 0 | 0 | 0 | 0 | 0 | 0 | 0 | 0 | 0 | 0 | 0 | 0 | 0 | 0 | 0 | 0 | 0 | 0 |  | 0 | 0 | 0 | 0 |  | 0 | 0 | 0 | 0 | 0
1976-05-22 | 1976 | 5 | 22 | 0 | 0 | 0 | 0 | 0 | 0 | 0 | 0 | 0 | 0 | 0 | 0 | 0 | 0 | 0 | 0 | 0 | 0 | 0 | 0 | 0 | 0 | 0 | 0 |  | 0 | 0 | 0 | 0 |  | 0 | 0 | 0 | 0 | 0
1976-05-23 | 1976 | 5 | 23 | 0 | 0 | 0 | 0 | 0 | 0 | 0 | 0 | 0 | 0 | 0 | 0 | 0 | 0 | 0 | 0 | 0 | 0 | 0 | 0 | 0 | 0 | 0 | 0 |  | 0 | 0 | 0 | 0 |  | 0 | 0 | 0 | 0 | 0
1976-05-24 | 1976 | 5 | 24 | 0 | 0 | 0 | 0 | 0 | 0 | 0 | 0 | 0 | 0 | 0 | 0 | 0 | 0 | 0 | 0 | 0 | 0 | 0 | 0 | 0 | 0 | 0 | 0 |  | 0 | 0 | 0 | 0 |  | 0 | 0 | 0 | 0 | 0
1976-05-25 | 1976 | 5 | 25 | 0 | 0 | 0 | 0 | 0 | 0 | 0 | 0 | 0 | 0 | 0 | 0 | 0 | 0 | 2.3 | 1 | 0 | 0 | 0 | 0 | 0 | 0 | 0 | 0 |  | 3.3 | 3.3 | 3.3 | 0 |  | 3.3 | 0 | 0 | 0 | 0
1976-05-26 | 1976 | 5 | 26 | 0 | 0 | 0 | 0 | 0 | 0 | 0 | 0 | 0 | 0 | 0 | 0 | 0 | 0 | 0 | 0 | 0 | 0 | 0 | 0 | 0 | 0 | 0 | 0 |  | 0 | 0 | 0 | 0 |  | 0 | 0 | 0 | 0 | 0
1976-05-27 | 1976 | 5 | 27 | 0 | 0 | 0 | 0 | 0 | 0 | 0 | 0 | 0 | 0 | 0 | 0 | 0 | 0 | 0 | 0 | 0 | 0 | 0 | 0 | 0 | 0 | 0 | 0 |  | 0 | 0 | 0 | 0 |  | 0 | 0 | 0 | 0 | 0
1976-05-28 | 1976 | 5 | 28 | 0 | 0.3 | 0.8 | 0 | 0 | 0 | 0 | 0 | 0 | 0 | 0 | 0 | 0 | 0 | 0 | 0 | 0 | 0 | 0 | 0 | 0 | 0 | 0 | 0 |  | 1.1 | 1.1 | 1.1 | 0 |  | 1.1 | 0 | 0 | 0 | 0
1976-05-29 | 1976 | 5 | 29 | 0 | 1.3 | 0 | 0 | 0.3 | 3.7 | 4 | 0.3 | 0.3 | 0 | 0 | 0 | 0.5 | 0 | 0 | 0.3 | 0 | 0 | 0 | 0 | 0 | 0 | 0 | 0 |  | 10.7 | 10.7 | 10.7 | 3.5527e-15 |  | 10.7 | 0 | 0 | 0 | 0
1976-05-30 | 1976 | 5 | 30 | 0 | 0 | 0 | 0 | 0 | 0 | 0 | 0 | 0 | 0 | 0 | 0 | 0 | 0 | 0 | 0 | 0 | 0 | 0 | 0 | 0 | 0 | 0 | 0 |  | 0 | 0 | 0 | 0 |  | 0 | 0 | 0 | 0 | 0
1976-05-31 | 1976 | 5 | 31 | 0 | 0 | 0 | 0 | 0 | 0 | 0 | 0 | 0 | 0 | 0 | 0 | 0 | 0 | 0 | 0 | 0 | 0 | 0 | 0 | 0 | 0 | 0 | 0 |  | 0 | 0 | 0 | 0 |  | 0 | 0 | 0 | 0 | 0
1976-06-01 | 1976 | 6 | 1 | 0 | 0 | 0 | 0 | 0 | 0 | 0 | 0 | 0 | 0 | 0 | 0 | 0 | 0 | 0 | 0 | 0 | 0 | 0 | 0 | 0 | 0 | 0 | 0 |  | 0 | 0 | 0 | 0 |  | 0 | 0 | 0 | 0 | 0
1976-06-02 | 1976 | 6 | 2 | 0 | 0 | 0 | 0 | 0 | 0 | 0 | 0 | 0 | 0 | 0 | 0 | 0 | 0 | 0 | 0 | 0 | 0 | 0 | 0 | 0 | 0 | 0 | 0 |  | 0 | 0 | 0 | 0 |  | 0 | 0 | 0 | 0 | 0
1976-06-03 | 1976 | 6 | 3 | 0 | 0 | 0 | 0 | 0 | 0 | 0 | 0 | 0 | 0 | 0 | 0 | 0 | 0 | 0 | 0 | 0 | 0 | 0 | 0 | 0 | 0 | 0 | 0 |  | 0 | 0 | 0 | 0 |  | 0 | 0 | 0 | 0 | 0
1976-06-04 | 1976 | 6 | 4 | 0 | 0 | 0 | 0 | 0 | 0 | 0 | 0 | 0 | 0 | 0 | 0 | 0 | 1.5 | 0.5 | 0 | 0 | 0 | 0 | 0 | 0 | 0 | 0 | 0 |  | 2 | 2 | 2 | 0 |  | 0 | 2 | 0 | 0 | 0
1976-06-05 | 1976 | 6 | 5 | 0 | 0 | 0 | 0 | 0 | 0 | 0.3 | 0 | 0 | 0 | 0 | 0 | 0 | 0 | 1.3 | 0 | 0 | 0 | 0 | 0 | 0 | 0 | 0 | 0 |  | 1.6 | 1.6 | 1.6 | 0 |  | 0 | 1.6 | 0 | 0 | 0
1976-06-06 | 1976 | 6 | 6 | 0 | 0 | 0 | 0 | 0 | 0 | 0 | 0 | 0 | 0 | 0 | 0 | 0 | 0 | 0 | 0 | 0 | 0 | 0 | 0 | 0 | 0 | 0 | 0 |  | 0 | 0 | 0 | 0 |  | 0 | 0 | 0 | 0 | 0
1976-06-07 | 1976 | 6 | 7 | 0 | 0 | 0 | 0 | 0 | 0 | 0 | 0 | 0 | 0 | 0 | 0 | 0 | 0 | 0 | 0 | 0 | 0 | 0 | 0 | 0 | 0 | 0 | 0 |  | 0 | 0 | 0 | 0 |  | 0 | 0 | 0 | 0 | 0
1976-06-08 | 1976 | 6 | 8 | 0 | 0 | 0 | 0 | 0 | 0.3 | 0 | 0 | 0 | 0 | 0 | 0 | 0 | 0 | 0 | 0 | 0 | 0 | 0.3 | 1 | 0 | 0 | 0 | 0 |  | 1.6 | 1.6 | 1.6 | 0 |  | 0 | 1.6 | 0 | 0 | 0
1976-06-09 | 1976 | 6 | 9 | 0 | 0 | 0 | 0 | 0 | 0 | 0 | 0 | 0 | 0 | 0 | 0 | 0 | 1.3 | 0 | 0 | 0 | 0 | 0 | 0 | 0 | 0 | 0 | 0 |  | 1.3 | 1.3 | 1.3 | 0 |  | 0 | 1.3 | 0 | 0 | 0
1976-06-10 | 1976 | 6 | 10 | 0 | 0 | 0 | 0 | 0 | 0 | 0 | 0 | 0 | 0 | 0 | 0 | 0 | 0 | 0 | 0 | 0 | 0 | 0 | 0 | 0 | 0 | 0 | 0 |  | 0 | 0 | 0 | 0 |  | 0 | 0 | 0 | 0 | 0
1976-06-11 | 1976 | 6 | 11 | 0 | 0 | 0 | 0 | 0 | 0 | 0 | 0 | 0 | 0 | 0 | 0 | 0 | 0 | 0 | 0 | 0 | 0 | 0 | 0 | 0 | 0 | 0 | 0 |  | 0 | 0 | 0 | 0 |  | 0 | 0 | 0 | 0 | 0
1976-06-12 | 1976 | 6 | 12 | 0 | 0 | 0 | 0 | 0 | 0 | 0 | 0 | 0 | 0 | 0 | 0 | 0 | 0 | 0 | 0 | 0 | 0 | 0 | 0 | 0 | 0 | 0 | 0 |  | 0 | 0 | 0 | 0 |  | 0 | 0 | 0 | 0 | 0
1976-06-13 | 1976 | 6 | 13 | 0 | 0.8 | 1.8 | 1.3 | 1 | 0 | 0.8 | 1.5 | 1 | 0.8 | 0 | 0 | 0 | 0 | 0 | 0 | 0 | 0 | 0 | 0 | 0 | 0 | 0 | 0 |  | 9 | 9 | 9 | 0 |  | 0 | 9 | 0 | 0 | 0
1976-06-14 | 1976 | 6 | 14 | 0 | 0 | 0 | 0 | 0 | 0 | 0 | 0 | 0 | 0 | 0 | 0 | 0 | 0 | 0 | 0 | 0 | 0 | 0 | 0 | 0 | 0 | 0 | 0 |  | 0 | 0 | 0 | 0 |  | 0 | 0 | 0 | 0 | 0
1976-06-15 | 1976 | 6 | 15 | 0 | 0 | 0 | 0 | 0 | 0 | 0 | 0 | 0 | 0 | 0 | 0 | 0 | 0 | 0 | 0 | 0 | 0 | 0 | 0 | 0 | 0 | 1 | 1.3 |  | 2.3 | 2.3 | 2.3 | 0 |  | 0 | 2.3 | 0 | 0 | 0
1976-06-16 | 1976 | 6 | 16 | 0.3 | 2.5 | 4.1 | 3.6 | 2 | 2.5 | 1.3 | 2.5 | 1 | 0.8 | 0.5 | 0.5 | 0.5 | 0.5 | 0 | 0 | 0.5 | 0 | 0 | 0 | 0 | 0 | 0 | 0 |  | 23.1 | 23.1 | 23.1 | 0 |  | 0 | 23.1 | 0 | 0 | 0
1976-06-17 | 1976 | 6 | 17 | 0 | 0 | 0 | 0 | 0 | 0 | 0 | 0 | 0 | 0 | 0 | 0 | 0 | 0 | 0 | 0 | 0 | 0 | 0 | 0 | 0 | 0 | 0 | 0 |  | 0 | 0 | 0 | 0 |  | 0 | 0 | 0 | 0 | 0
1976-06-18 | 1976 | 6 | 18 | 0 | 0 | 0 | 0 | 0 | 0 | 0 | 0 | 0 | 0 | 0 | 0 | 0 | 0 | 0 | 0 | 0 | 0 | 0 | 0 | 0 | 0 | 0 | 0 |  | 0 | 0 | 0 | 0 |  | 0 | 0 | 0 | 0 | 0
1976-06-19 | 1976 | 6 | 19 | 0 | 0 | 0 | 0 | 0 | 0 | 0 | 0 | 0 | 0 | 0 | 0 | 0 | 0 | 0 | 0 | 0 | 0 | 0 | 0 | 0 | 0 | 0 | 0 |  | 0 | 0 | 0 | 0 |  | 0 | 0 | 0 | 0 | 0
1976-06-20 | 1976 | 6 | 20 | 0 | 0 | 0 | 0 | 0 | 0 | 0 | 0 | 0 | 0 | 0 | 0 | 0 | 0 | 0 | 0 | 0 | 0 | 0 | 0 | 0 | 0 | 0 | 0 |  | 0 | 0 | 0 | 0 |  | 0 | 0 | 0 | 0 | 0
1976-06-21 | 1976 | 6 | 21 | 0 | 0 | 0 | 0 | 0 | 0 | 0 | 0 | 0 | 0 | 0 | 0 | 0 | 0 | 0.4 | 0.4 | 0.4 | 0.4 | 0.5 | 0.4 | 0.4 | 0.4 | 0.4 | 0.4 |  | 4.1 | 4.1 | 4.1 | 0 |  | 0 | 4.1 | 0 | 0 | 0
1976-06-22 | 1976 | 6 | 22 | 0 | 0 | 2.5 | 0.8 | 1 | 0.5 | 0 | 0 | 0 | 0 | 0 | 0 | 0 | 0 | 0 | 0 | 0 | 0 | 0 | 0 | 0 | 0 | 0 | 0 |  | 4.8 | 4.8 | 4.8 | 0 |  | 0 | 4.8 | 0 | 0 | 0
1976-06-23 | 1976 | 6 | 23 | 0 | 0 | 0 | 0 | 0 | 0 | 0 | 0 | 0 | 0 | 0 | 0 | 0 | 0 | 0 | 0 | 0 | 0 | 0 | 0 | 0 | 0 | 0 | 0 |  | 0 | 0 | 0 | 0 |  | 0 | 0 | 0 | 0 | 0
1976-06-24 | 1976 | 6 | 24 | 0 | 0 | 0 | 0 | 0 | 0 | 0 | 0 | 0 | 0 | 0 | 0 | 0 | 0.5 | 0 | 0 | 0 | 0 | 0.3 | 0 | 0 | 0.3 | 0.4 | 0.3 |  | 1.8 | 1.8 | 1.8 | 0 |  | 0 | 1.8 | 0 | 0 | 0
1976-06-25 | 1976 | 6 | 25 | 1.5 | 1.8 | 1 | 0.3 | 0.3 | 0 | 0 | 0 | 0 | 0 | 0 | 0 | 0 | 0 | 0 | 0 | 0 | 0 | 0 | 0 | 0 | 0 | 0.3 | 2.3 |  | 7.5 | 7.5 | 7.5 | 8.8818e-16 |  | 0 | 7.5 | 0 | 0 | 0
1976-06-26 | 1976 | 6 | 26 | 0 | 0 | 0.8 | 0 | 0 | 0 | 0 | 0 | 0 | 0 | 0 | 0 | 0 | 0 | 0 | 0 | 0 | 0 | 0 | 0 | 0 | 0 | 0 | 0 |  | 0.8 | 0.8 | 0.8 | 0 |  | 0 | 0.8 | 0 | 0 | 0
1976-06-27 | 1976 | 6 | 27 | 0.5 | 0.3 | 0.3 | 0 | 0 | 0 | 0 | 0 | 0 | 0 | 0 | 0 | 0 | 0 | 0 | 0 | 0 | 0 | 0 | 0 | 0 | 0 | 0 | 0 |  | 1.1 | 1.1 | 1.1 | 0 |  | 0 | 1.1 | 0 | 0 | 0
1976-06-28 | 1976 | 6 | 28 | 0 | 0 | 0 | 0 | 0 | 0 | 0 | 0 | 0 | 0 | 0 | 0 | 0 | 0 | 0 | 0 | 0 | 0 | 0 | 0 | 0 | 0 | 0 | 0 |  | 0 | 0 | 0 | 0 |  | 0 | 0 | 0 | 0 | 0
1976-06-29 | 1976 | 6 | 29 | 0 | 0 | 0 | 0 | 0 | 0 | 0 | 0 | 0 | 0 | 0 | 0 | 0 | 0 | 0 | 0 | 0 | 0 | 0 | 0 | 0 | 0 | 0 | 0 |  | 0 | 0 | 0 | 0 |  | 0 | 0 | 0 | 0 | 0
1976-06-30 | 1976 | 6 | 30 | 0 | 0 | 0 | 0 | 0 | 0 | 0 | 0 | 0 | 0 | 0 | 0 | 0 | 0 | 0 | 0 | 0 | 0 | 0 | 0 | 0 | 0 | 0 | 0 |  | 0 | 0 | 0 | 0 |  | 0 | 0 | 0 | 0 | 0
1976-07-01 | 1976 | 7 | 1 | 0 | 0 | 0 | 0 | 0 | 0 | 0 | 0 | 0 | 0 | 0 | 0 | 0 | 0 | 0 | 0 | 0 | 0 | 0 | 0 | 0 | 0 | 0 | 0 |  | 0 | 0 | 0 | 0 |  | 0 | 0 | 0 | 0 | 0
1976-07-02 | 1976 | 7 | 2 | 0 | 0 | 0 | 0 | 0 | 0 | 0 | 0 | 0 | 0 | 0 | 0 | 0 | 0 | 0 | 0 | 0 | 0 | 0 | 0 | 0 | 0 | 0 | 0 |  | 0 | 0 | 0 | 0 |  | 0 | 0 | 0 | 0 | 0
1976-07-03 | 1976 | 7 | 3 | 0 | 0 | 0 | 0 | 0 | 0 | 0 | 0 | 0 | 0 | 0 | 0 | 0 | 0 | 0 | 0 | 0 | 0 | 0 | 0 | 0 | 0 | 0 | 0 |  | 0 | 0 | 0 | 0 |  | 0 | 0 | 0 | 0 | 0
1976-07-04 | 1976 | 7 | 4 | 0 | 0 | 0 | 0 | 0 | 0 | 0 | 0 | 0 | 0 | 0 | 0 | 0 | 0 | 0 | 0 | 0 | 0 | 0 | 0 | 0 | 0 | 0 | 0 |  | 0 | 0 | 0 | 0 |  | 0 | 0 | 0 | 0 | 0
1976-07-05 | 1976 | 7 | 5 | 0 | 0 | 0 | 0 | 0 | 0 | 0 | 0 | 0 | 0 | 0 | 0 | 0 | 0 | 0 | 0 | 0 | 0 | 0 | 0 | 0 | 0 | 0 | 0 |  | 0 | 0 | 0 | 0 |  | 0 | 0 | 0 | 0 | 0
1976-07-06 | 1976 | 7 | 6 | 0 | 0 | 0 | 0 | 0 | 0 | 0 | 0 | 0 | 0 | 0 | 0 | 0 | 0 | 0 | 0 | 0 | 0 | 0 | 0 | 0 | 0 | 0 | 0 |  | 0 | 0 | 0 | 0 |  | 0 | 0 | 0 | 0 | 0
1976-07-07 | 1976 | 7 | 7 | 0 | 0 | 0 | 0 | 0 | 0 | 0 | 0 | 0 | 0 | 0 | 0 | 0 | 0 | 0 | 0 | 0 | 0 | 0 | 0 | 0 | 0 | 0 | 0 |  | 0 | 0 | 0 | 0 |  | 0 | 0 | 0 | 0 | 0
1976-07-08 | 1976 | 7 | 8 | 0 | 0 | 0 | 0 | 0 | 0 | 0 | 0 | 0 | 0 | 0 | 0 | 0 | 0 | 0 | 0 | 0 | 0 | 0 | 0 | 0 | 0 | 0 | 0 |  | 0 | 0 | 0 | 0 |  | 0 | 0 | 0 | 0 | 0
1976-07-09 | 1976 | 7 | 9 | 0 | 0 | 0 | 0 | 0 | 0 | 0 | 0 | 0 | 0 | 0 | 0 | 0 | 0 | 0 | 0 | 0 | 0 | 0 | 0 | 0 | 0 | 0 | 0 |  | 0 | 0 | 0 | 0 |  | 0 | 0 | 0 | 0 | 0
1976-07-10 | 1976 | 7 | 10 | 0 | 0 | 0 | 0 | 0 | 0 | 0 | 0 | 0 | 0 | 0 | 0 | 0 | 0 | 0 | 0 | 0 | 0 | 0 | 0 | 0 | 0 | 0 | 0 |  | 0 | 0 | 0 | 0 |  | 0 | 0 | 0 | 0 | 0
1976-07-11 | 1976 | 7 | 11 | 0 | 0 | 0 | 0 | 0 | 0 | 0 | 0 | 0 | 0 | 0 | 0 | 0 | 0 | 0 | 0 | 0 | 0 | 0 | 0 | 0 | 0 | 0 | 0 |  | 0 | 0 | 0 | 0 |  | 0 | 0 | 0 | 0 | 0
1976-07-12 | 1976 | 7 | 12 | 0 | 0 | 0 | 0 | 0 | 0 | 0 | 0 | 0 | 0 | 0 | 0 | 0.8 | 0.7 | 0.8 | 0.7 | 0.8 | 0 | 0 | 0 | 0 | 0 | 0 | 0 |  | 3.8 | 3.8 | 3.8 | 0 |  | 0 | 0 | 3.8 | 0 | 0
1976-07-13 | 1976 | 7 | 13 | 0 | 0 | 0 | 0 | 0 | 0 | 0 | 0 | 0 | 0 | 0 | 0 | 0 | 0 | 1.3 | 0 | 0 | 0 | 6.6 | 0 | 2.3 | 0 | 0 | 0 |  | 10.2 | 10.2 | 10.2 | 0 |  | 0 | 0 | 10.2 | 0 | 0
1976-07-14 | 1976 | 7 | 14 | 0 | 0 | 0 | 0 | 0 | 0 | 0 | 0 | 0 | 0 | 0.3 | 1.3 | 1.3 | 0 | 0 | 1 | 0 | 0 | 0 | 0 | 0 | 0 | 0 | 0 |  | 3.9 | 3.9 | 3.9 | 4.4409e-16 |  | 0 | 0 | 3.9 | 0 | 0
1976-07-15 | 1976 | 7 | 15 | 0 | 0 | 0 | 0 | 0 | 0 | 0 | 0 | 0 | 0 | 0 | 0 | 0 | 0 | 0 | 0 | 0 | 0 | 0 | 0 | 0 | 0 | 0 | 0 |  | 0 | 0 | 0 | 0 |  | 0 | 0 | 0 | 0 | 0
1976-07-16 | 1976 | 7 | 16 | 0 | 0 | 0 | 0 | 0 | 0 | 0 | 0 | 0 | 0 | 0 | 0 | 0 | 0 | 0 | 0 | 0 | 0 | 0 | 0 | 0 | 0 | 0 | 0 |  | 0 | 0 | 0 | 0 |  | 0 | 0 | 0 | 0 | 0
1976-07-17 | 1976 | 7 | 17 | 0 | 0 | 0 | 0 | 0 | 0 | 0 | 0 | 0 | 0 | 0 | 0 | 0 | 0 | 0 | 0 | 0 | 0 | 0 | 0 | 0 | 0 | 0 | 0 |  | 0 | 0 | 0 | 0 |  | 0 | 0 | 0 | 0 | 0
1976-07-18 | 1976 | 7 | 18 | 0 | 0 | 0 | 0 | 0 | 0 | 0 | 0 | 0 | 0 | 0 | 0 | 0 | 0 | 0 | 0 | 0 | 0 | 0 | 0 | 0 | 2.8 | 6.6 | 2 |  | 11.4 | 11.4 | 11.4 | 1.7764e-15 |  | 0 | 0 | 11.4 | 0 | 0
1976-07-19 | 1976 | 7 | 19 | 0 | 0.1 | 0 | 0.1 | 0 | 0.1 | 0 | 0.1 | 0 | 0.1 | 0.1 | 0.1 | 0 | 0.1 | 0 | 0.1 | 0 | 0.1 | 0 | 0.1 | 0 | 0.1 | 0 | 0.1 |  | 1.3 | 1.3 | 1.3 | 0 |  | 0 | 0 | 1.3 | 0 | 0
1976-07-20 | 1976 | 7 | 20 | 0 | 0 | 0 | 0 | 0 | 0 | 0 | 0 | 0 | 0 | 0 | 0 | 0 | 0 | 0 | 0 | 0 | 0 | 0 | 0 | 0 | 0 | 0 | 0 |  | 0 | 0 | 0 | 0 |  | 0 | 0 | 0 | 0 | 0
1976-07-21 | 1976 | 7 | 21 | 0 | 0 | 0 | 0 | 0 | 0 | 0 | 0 | 0 | 0 | 0 | 0 | 0 | 0 | 0 | 0 | 0 | 0 | 0 | 0 | 0 | 0 | 0 | 0 |  | 0 | 0 | 0 | 0 |  | 0 | 0 | 0 | 0 | 0
1976-07-22 | 1976 | 7 | 22 | 0 | 0 | 0 | 0 | 0 | 0 | 0 | 0 | 0 | 0 | 0 | 0 | 0 | 0 | 0 | 0 | 0 | 0 | 0 | 0 | 0 | 0 | 0 | 0 |  | 0 | 0 | 0 | 0 |  | 0 | 0 | 0 | 0 | 0
1976-07-23 | 1976 | 7 | 23 | 0 | 0 | 0 | 0 | 0 | 0 | 0 | 0 | 0 | 0 | 0 | 0 | 0 | 0 | 0 | 0 | 0 | 0 | 0 | 0 | 0 | 0 | 0 | 0 |  | 0 | 0 | 0 | 0 |  | 0 | 0 | 0 | 0 | 0
1976-07-24 | 1976 | 7 | 24 | 0 | 0 | 0 | 0 | 0 | 0 | 0 | 0 | 0 | 0 | 0 | 0 | 0 | 0 | 0 | 0 | 0 | 0 | 0 | 0 | 0 | 0 | 0 | 0 |  | 0 | 0 | 0 | 0 |  | 0 | 0 | 0 | 0 | 0
1976-07-25 | 1976 | 7 | 25 | 0 | 0 | 0 | 0 | 0 | 0 | 0 | 0 | 0 | 0 | 0 | 0 | 0 | 0 | 0 | 0 | 0 | 0 | 0 | 0 | 0 | 0 | 0 | 0 |  | 0 | 0 | 0 | 0 |  | 0 | 0 | 0 | 0 | 0
1976-07-26 | 1976 | 7 | 26 | 0 | 0 | 0 | 0 | 0 | 0 | 0 | 0 | 0 | 0 | 0 | 0 | 0 | 0 | 0 | 0 | 0 | 0 | 0 | 0 | 0 | 0.5 | 4.3 | 2 |  | 6.8 | 6.8 | 6.8 | 0 |  | 0 | 0 | 6.8 | 0 | 0
1976-07-27 | 1976 | 7 | 27 | 3 | 4.8 | 2.8 | 0 | 0 | 0 | 0 | 0 | 0 | 0 | 0 | 0 | 0 | 0 | 0 | 0 | 0 | 0 | 0 | 0 | 0 | 0 | 0 | 0 |  | 10.6 | 10.6 | 10.6 | 0 |  | 0 | 0 | 10.6 | 0 | 0
1976-07-28 | 1976 | 7 | 28 | 0 | 0 | 0 | 0 | 0 | 0 | 0 | 0 | 0 | 0 | 0 | 0 | 0 | 0 | 0 | 0 | 0 | 0 | 0 | 0 | 0 | 0.8 | 0.8 | 0.8 |  | 2.4 | 2.4 | 2.4 | 4.4409e-16 |  | 0 | 0 | 2.4 | 0 | 0
1976-07-29 | 1976 | 7 | 29 | 1 | 0.5 | 0.3 | 1.2 | 0.3 | 0.3 | 1.3 | 1.7 | 2.3 | 0.7 | 0.3 | 1 | 0.8 | 0.3 | 0.3 | 1.9 | 0 | 0 | 0 | 0.3 | 0 | 0 | 0 | 0 |  | 14.5 | 14.5 | 14.5 | 1.7764e-15 |  | 0 | 0 | 14.5 | 0 | 0
1976-07-30 | 1976 | 7 | 30 | 0.4 | 0.5 | 0.4 | 0.4 | 0.4 | 0.5 | 0 | 0 | 0 | 0 | 0 | 0 | 0 | 0 | 0.4 | 0 | 0 | 0 | 0 | 0 | 0 | 0 | 0 | 0 |  | 3 | 3 | 3 | 0 |  | 0 | 0 | 3 | 0 | 0
1976-07-31 | 1976 | 7 | 31 | 0 | 0 | 0 | 0.6 | 0.6 | 0.6 | 0 | 0 | 0 | 0 | 0 | 0 | 0 | 0 | 0 | 0 | 0 | 0 | 0 | 0 | 0 | 0 | 0 | 0 |  | 1.8 | 1.8 | 1.8 | 2.2204e-16 |  | 0 | 0 | 1.8 | 0 | 0
1976-08-01 | 1976 | 8 | 1 | 0 | 0 | 0 | 0 | 0 | 0 | 0 | 0 | 0 | 0 | 0 | 0 | 0 | 0 | 0 | 0 | 0 | 0 | 0 | 0 | 0 | 0 | 0 | 0 |  | 0 | 0 | 0 | 0 |  | 0 | 0 | 0 | 0 | 0
1976-08-02 | 1976 | 8 | 2 | 0 | 0 | 0 | 0 | 0 | 0 | 0 | 0 | 0 | 0 | 0 | 0 | 0 | 0 | 0 | 0 | 0 | 0 | 0 | 0 | 0 | 0 | 0 | 0 |  | 0 | 0 | 0 | 0 |  | 0 | 0 | 0 | 0 | 0
1976-08-03 | 1976 | 8 | 3 | 0 | 0 | 0 | 0 | 0 | 0 | 0 | 0 | 0 | 0 | 0 | 0 | 0 | 0 | 0 | 0 | 0 | 0 | 0 | 0 | 0 | 0.8 | 0.5 | 0 |  | 1.3 | 1.3 | 1.3 | 0 |  | 0 | 0 | 0 | 1.3 | 0
1976-08-04 | 1976 | 8 | 4 | 10.8 | 0.8 | 0 | 0 | 0 | 0.3 | 0 | 0 | 0 | 0.3 | 0.3 | 0 | 0.5 | 0 | 0 | 1.2 | 2.3 | 0 | 0.5 | 0.5 | 0 | 0 | 0 | 0 |  | 17.5 | 17.5 | 17.5 | 3.5527e-15 |  | 0 | 0 | 0 | 17.5 | 0
1976-08-05 | 1976 | 8 | 5 | 0 | 0 | 0 | 0 | 0 | 0 | 0 | 0 | 0 | 0 | 0 | 0 | 0 | 0 | 0 | 0 | 0 | 0 | 0 | 0 | 0 | 6.9 | 0.8 | 0 |  | 7.7 | 7.7 | 7.7 | 0 |  | 0 | 0 | 0 | 7.7 | 0
1976-08-06 | 1976 | 8 | 6 | 0 | 0 | 0 | 0 | 0 | 0 | 0 | 0 | 0 | 0 | 0 | 0 | 0 | 0 | 0 | 0 | 0 | 0 | 0 | 0 | 0 | 0 | 0 | 0 |  | 0 | 0 | 0 | 0 |  | 0 | 0 | 0 | 0 | 0
1976-08-07 | 1976 | 8 | 7 | 0 | 0 | 0 | 0 | 0 | 0 | 0 | 0 | 0 | 0 | 0 | 0 | 0 | 0 | 0 | 0 | 0 | 0 | 0 | 0 | 0 | 0 | 0 | 0 |  | 0 | 0 | 0 | 0 |  | 0 | 0 | 0 | 0 | 0
1976-08-08 | 1976 | 8 | 8 | 0 | 0 | 0 | 0 | 0 | 0 | 0 | 0 | 0 | 0 | 0 | 2.3 | 4.1 | 0 | 0 | 0 | 0 | 0 | 0 | 0 | 0 | 6.4 | 4.8 | 1 |  | 18.6 | 18.6 | 18.6 | 0 |  | 0 | 0 | 0 | 18.6 | 0
1976-08-09 | 1976 | 8 | 9 | 0 | 0 | 0.3 | 2.3 | 5.3 | 3.8 | 5.1 | 4.1 | 1.3 | 0 | 0.5 | 1 | 0 | 0 | 0.3 | 0 | 0 | 0 | 0 | 0 | 0 | 0 | 0 | 0 |  | 24 | 24 | 24 | 0 |  | 0 | 0 | 0 | 24 | 0
1976-08-10 | 1976 | 8 | 10 | 0 | 0 | 0 | 0 | 0 | 0 | 0 | 0 | 0 | 0 | 0 | 0 | 0 | 0 | 0 | 0 | 0 | 0 | 0 | 0 | 0 | 0 | 0 | 0 |  | 0 | 0 | 0 | 0 |  | 0 | 0 | 0 | 0 | 0
1976-08-11 | 1976 | 8 | 11 | 0 | 0 | 0 | 0 | 0 | 0 | 0 | 0 | 0 | 0 | 0 | 0 | 0 | 0 | 0 | 0 | 2.3 | 0 | 0 | 0 | 0 | 0 | 0 | 0 |  | 2.3 | 2.3 | 2.3 | 0 |  | 0 | 0 | 0 | 2.3 | 0
1976-08-12 | 1976 | 8 | 12 | 0 | 0 | 0 | 0 | 0 | 0 | 0 | 0 | 0 | 0 | 0 | 0 | 0 | 0 | 0 | 0 | 0 | 0 | 0 | 0.3 | 3 | 0 | 0 | 0 |  | 3.3 | 3.3 | 3.3 | 0 |  | 0 | 0 | 0 | 3.3 | 0
1976-08-13 | 1976 | 8 | 13 | 0 | 0 | 0 | 0 | 0 | 0 | 0 | 0 | 0 | 0 | 0 | 0 | 0 | 0 | 0 | 0 | 0 | 0 | 0 | 0 | 0 | 0 | 0 | 0 |  | 0 | 0 | 0 | 0 |  | 0 | 0 | 0 | 0 | 0
1976-08-14 | 1976 | 8 | 14 | 0 | 0 | 0 | 0 | 0 | 0 | 0 | 0 | 0 | 0 | 0 | 0 | 0 | 0 | 0 | 0 | 0 | 0 | 0 | 0 | 0 | 0 | 0.8 | 1 |  | 1.8 | 1.8 | 1.8 | 0 |  | 0 | 0 | 0 | 1.8 | 0
1976-08-15 | 1976 | 8 | 15 | 0.8 | 1.8 | 0.3 | 0 | 0 | 0 | 0 | 0 | 0 | 0 | 0 | 0 | 0 | 0 | 0 | 0.5 | 0 | 0 | 0 | 3.3 | 0 | 0 | 0 | 0 |  | 6.7 | 6.7 | 6.7 | 8.8818e-16 |  | 0 | 0 | 0 | 6.7 | 0
1976-08-16 | 1976 | 8 | 16 | 0.7 | 0.7 | 0.5 | 0 | 0 | 0.4 | 0 | 0 | 0 | 0.5 | 0 | 0 | 0 | 0 | 0.4 | 0.5 | 0.5 | 0 | 0.4 | 0.5 | 0 | 0 | 0 | 0 |  | 5.1 | 5.1 | 5.1 | 0 |  | 0 | 0 | 0 | 5.1 | 0
1976-08-17 | 1976 | 8 | 17 | 0 | 0 | 0 | 0 | 0 | 0 | 0 | 0 | 0 | 0 | 0 | 0 | 0 | 0 | 0 | 0 | 0 | 0 | 0 | 0 | 0 | 0 | 0 | 0 |  | 0 | 0 | 0 | 0 |  | 0 | 0 | 0 | 0 | 0
1976-08-18 | 1976 | 8 | 18 | 0 | 0 | 0 | 0 | 0 | 0 | 0 | 0 | 0 | 0 | 0 | 0 | 0 | 0 | 0 | 0 | 0 | 0 | 0 | 0 | 0 | 0 | 0 | 0 |  | 0 | 0 | 0 | 0 |  | 0 | 0 | 0 | 0 | 0
1976-08-19 | 1976 | 8 | 19 | 0 | 0 | 0 | 0 | 0 | 0 | 0 | 0 | 0 | 0 | 0 | 0 | 0 | 0 | 0 | 0 | 0 | 0 | 0 | 0 | 0 | 0 | 0 | 0 |  | 0 | 0 | 0 | 0 |  | 0 | 0 | 0 | 0 | 0
1976-08-20 | 1976 | 8 | 20 | 0 | 0 | 0 | 0 | 0 | 0 | 0 | 0 | 0 | 0 | 0 | 0 | 0 | 0 | 0 | 0 | 0 | 0 | 0 | 0 | 0 | 0 | 0 | 0 |  | 0 | 0 | 0 | 0 |  | 0 | 0 | 0 | 0 | 0
1976-08-21 | 1976 | 8 | 21 | 0 | 0 | 0 | 0 | 0 | 0 | 0 | 0 | 0 | 0 | 0 | 0 | 0 | 0 | 0 | 0 | 0 | 0 | 0 | 0 | 0 | 0 | 0 | 0 |  | 0 | 0 | 0 | 0 |  | 0 | 0 | 0 | 0 | 0
1976-08-22 | 1976 | 8 | 22 | 0 | 0 | 0 | 0 | 0 | 0 | 0 | 0 | 0 | 0 | 0 | 0 | 0 | 0 | 0 | 0 | 0 | 0 | 0 | 0 | 0 | 0 | 0 | 0 |  | 0 | 0 | 0 | 0 |  | 0 | 0 | 0 | 0 | 0
1976-08-23 | 1976 | 8 | 23 | 0 | 0 | 0 | 0 | 0.8 | 1.5 | 0.5 | 0 | 0 | 0 | 0 | 0 | 0 | 0 | 0 | 0 | 0 | 0 | 0 | 0 | 0 | 0 | 0 | 0 |  | 2.8 | 2.8 | 2.8 | 0 |  | 0 | 0 | 0 | 2.8 | 0
1976-08-24 | 1976 | 8 | 24 | 0 | 0.1 | 0 | 0 | 0.1 | 0 | 0 | 0.1 | 0 | 0 | 0 | 0.1 | 0 | 0.1 | 0 | 0 | 0.1 | 0 | 0 | 0.1 | 0 | 0 | 0.1 | 0 |  | 0.8 | 0.8 | 0.8 | 1.1102e-16 |  | 0 | 0 | 0 | 0.8 | 0
1976-08-25 | 1976 | 8 | 25 | 0 | 0 | 0 | 0 | 0 | 0 | 0 | 0 | 0 | 1 | 0 | 0 | 0 | 0 | 0 | 0 | 0 | 0 | 0 | 0 | 0 | 0 | 0 | 0 |  | 1 | 1 | 1 | 0 |  | 0 | 0 | 0 | 1 | 0
1976-08-26 | 1976 | 8 | 26 | 0 | 0 | 0 | 0 | 0 | 0 | 0 | 0 | 0 | 0 | 0 | 0 | 0 | 0 | 0 | 0 | 0 | 0 | 0 | 0 | 0 | 0 | 0 | 0 |  | 0 | 0 | 0 | 0 |  | 0 | 0 | 0 | 0 | 0
1976-08-27 | 1976 | 8 | 27 | 0 | 0 | 0 | 0 | 0 | 0 | 0 | 0 | 0 | 0 | 0 | 0 | 0 | 0 | 0 | 0 | 0 | 0 | 0 | 0 | 0 | 0 | 0 | 0 |  | 0 | 0 | 0 | 0 |  | 0 | 0 | 0 | 0 | 0
1976-08-28 | 1976 | 8 | 28 | 0 | 0 | 0 | 0 | 0 | 0 | 0 | 0 | 0 | 0 | 0 | 0 | 0 | 0 | 0 | 0 | 0 | 0 | 0 | 0 | 0 | 0 | 0 | 0 |  | 0 | 0 | 0 | 0 |  | 0 | 0 | 0 | 0 | 0
1976-08-29 | 1976 | 8 | 29 | 0 | 0 | 0 | 0 | 0 | 0 | 0 | 0 | 0 | 0 | 0 | 0 | 0 | 0 | 0 | 0 | 0 | 0 | 0 | 0 | 0 | 0 | 0 | 0 |  | 0 | 0 | 0 | 0 |  | 0 | 0 | 0 | 0 | 0
1976-08-30 | 1976 | 8 | 30 | 0 | 0 | 0 | 0 | 0 | 0 | 0 | 0 | 0 | 0 | 0 | 0 | 0 | 0 | 0 | 0 | 0 | 0 | 0 | 0 | 0 | 0 | 0 | 0 |  | 0 | 0 | 0 | 0 |  | 0 | 0 | 0 | 0 | 0
1976-08-31 | 1976 | 8 | 31 | 0 | 0 | 0 | 0 | 0 | 0 | 0 | 0 | 0 | 0 | 0 | 0 | 0 | 0 | 0 | 0 | 0 | 0 | 0 | 0 | 0 | 0 | 0 | 0 |  | 0 | 0 | 0 | 0 |  | 0 | 0 | 0 | 0 | 0
1976-09-01 | 1976 | 9 | 1 | 0 | 0 | 0 | 0 | 0 | 0 | 0 | 0 | 0 | 0 | 0 | 0 | 0 | 0 | 0 | 0 | 0 | 0 | 0 | 0 | 0 | 0 | 0 | 0 |  | 0 | 0 | 0 | 0 |  | 0 | 0 | 0 | 0 | 0
1976-09-02 | 1976 | 9 | 2 | 0.3 | 3 | 2.3 | 0 | 0 | 0 | 0 | 0 | 0 | 0 | 0 | 0 | 0 | 0 | 0 | 0 | 0 | 0 | 0 | 0 | 0 | 0 | 0 | 0 |  | 5.6 | 5.6 | 5.6 | 0 |  | 0 | 0 | 0 | 0 | 5.6
1976-09-03 | 1976 | 9 | 3 | 0 | 0 | 0 | 0 | 0 | 0 | 0 | 0 | 0 | 0 | 0 | 0 | 0 | 0 | 0 | 0 | 0 | 0 | 0 | 0 | 0 | 0 | 0 | 0 |  | 0 | 0 | 0 | 0 |  | 0 | 0 | 0 | 0 | 0
1976-09-04 | 1976 | 9 | 4 | 0 | 0 | 0 | 0 | 0 | 0 | 0 | 0 | 0 | 0 | 0 | 0 | 0 | 0 | 0 | 0 | 0 | 0 | 0 | 0 | 0 | 0 | 0 | 0 |  | 0 | 0 | 0 | 0 |  | 0 | 0 | 0 | 0 | 0
1976-09-05 | 1976 | 9 | 5 | 0 | 0 | 0 | 0 | 0 | 0 | 0 | 0 | 0 | 0 | 0 | 0 | 0 | 0 | 0 | 0 | 0 | 0 | 0 | 0 | 0 | 0 | 0 | 0 |  | 0 | 0 | 0 | 0 |  | 0 | 0 | 0 | 0 | 0
1976-09-06 | 1976 | 9 | 6 | 0 | 0 | 0 | 0 | 0 | 0 | 0.5 | 1.8 | 1 | 0.5 | 0 | 0 | 2 | 0 | 3 | 0.8 | 0.3 | 0 | 0 | 0 | 0.3 | 0.3 | 0.3 | 0 |  | 10.8 | 10.8 | 10.8 | 3.5527e-15 |  | 0 | 0 | 0 | 0 | 10.8
1976-09-07 | 1976 | 9 | 7 | 0 | 0 | 0 | 0 | 0 | 0 | 0 | 0 | 0 | 0 | 0 | 0 | 0 | 0 | 1.8 | 1.5 | 0 | 0 | 0.3 | 0 | 0 | 0 | 0 | 0 |  | 3.6 | 3.6 | 3.6 | 4.4409e-16 |  | 0 | 0 | 0 | 0 | 3.6
1976-09-08 | 1976 | 9 | 8 | 0 | 0 | 0 | 0 | 0 | 0 | 0 | 0 | 0 | 0 | 0 | 0 | 0 | 0 | 0 | 0 | 0 | 0 | 0 | 0 | 0 | 0 | 0 | 0 |  | 0 | 0 | 0 | 0 |  | 0 | 0 | 0 | 0 | 0
1976-09-09 | 1976 | 9 | 9 | 0 | 0 | 0 | 0 | 0 | 0 | 0 | 0 | 0 | 0 | 0 | 0 | 0 | 0 | 0 | 0 | 0 | 0 | 0 | 0 | 0 | 0 | 0 | 0 |  | 0 | 0 | 0 | 0 |  | 0 | 0 | 0 | 0 | 0
1976-09-10 | 1976 | 9 | 10 | 0 | 0 | 0 | 0 | 0 | 0 | 0 | 0 | 0 | 0 | 0 | 0 | 0 | 0 | 0 | 0 | 0 | 0 | 0 | 0 | 0 | 0 | 0 | 0 |  | 0 | 0 | 0 | 0 |  | 0 | 0 | 0 | 0 | 0
1976-09-11 | 1976 | 9 | 11 | 0 | 0 | 0 | 0 | 0 | 0 | 0 | 0 | 0 | 0 | 0 | 0 | 0 | 0 | 0 | 0 | 0 | 0 | 0 | 0 | 0 | 0 | 0 | 0 |  | 0 | 0 | 0 | 0 |  | 0 | 0 | 0 | 0 | 0
1976-09-12 | 1976 | 9 | 12 | 1 | 1.1 | 1 | 1.1 | 1 | 0 | 1.1 | 0 | 0 | 1 | 1.1 | 1 | 0 | 0 | 0 | 0 | 0 | 0 | 0 | 0 | 0 | 0 | 0 | 0 |  | 9.4 | 9.4 | 9.4 | 0 |  | 0 | 0 | 0 | 0 | 9.4
1976-09-13 | 1976 | 9 | 13 | 0 | 0 | 0 | 0 | 0 | 0 | 0 | 0 | 0 | 0 | 0 | 0 | 0 | 0 | 0 | 0 | 0 | 0 | 0 | 0 | 0 | 0 | 0 | 0 |  | 0 | 0 | 0 | 0 |  | 0 | 0 | 0 | 0 | 0
1976-09-14 | 1976 | 9 | 14 | 0 | 0 | 0 | 0 | 0 | 0 | 0 | 0 | 0 | 0 | 0 | 0 | 0 | 0 | 0 | 0 | 0 | 0 | 0 | 0 | 0 | 0 | 0 | 0 |  | 0 | 0 | 0 | 0 |  | 0 | 0 | 0 | 0 | 0
1976-09-15 | 1976 | 9 | 15 | 0 | 0 | 0 | 0 | 0 | 0 | 0 | 0 | 0 | 0 | 0 | 0 | 0 | 0 | 0 | 0 | 0 | 0 | 0 | 0 | 0 | 0 | 0 | 0 |  | 0 | 0 | 0 | 0 |  | 0 | 0 | 0 | 0 | 0
1976-09-16 | 1976 | 9 | 16 | 0 | 0 | 0 | 0 | 0 | 0 | 0 | 0 | 0 | 0 | 0 | 0 | 0 | 0 | 0 | 0 | 0 | 0 | 0 | 0 | 0 | 0 | 0 | 0 |  | 0 | 0 | 0 | 0 |  | 0 | 0 | 0 | 0 | 0
1976-09-17 | 1976 | 9 | 17 | 0 | 0 | 0 | 0 | 0 | 0 | 0 | 0 | 0 | 0 | 0 | 0 | 0 | 0 | 0 | 0 | 0 | 0 | 0 | 0 | 0 | 0 | 0 | 0 |  | 0 | 0 | 0 | 0 |  | 0 | 0 | 0 | 0 | 0
1976-09-18 | 1976 | 9 | 18 | 0 | 0 | 0 | 0 | 0 | 0 | 0 | 0 | 0 | 0 | 0 | 0 | 0 | 0 | 0 | 0 | 0 | 0 | 0 | 0 | 0 | 0 | 0 | 0 |  | 0 | 0 | 0 | 0 |  | 0 | 0 | 0 | 0 | 0
1976-09-19 | 1976 | 9 | 19 | 0 | 0 | 0 | 0 | 0 | 0 | 0 | 0 | 0 | 0 | 0 | 0 | 0 | 0 | 0 | 0 | 0 | 0 | 0 | 0 | 0 | 0 | 0 | 0 |  | 0 | 0 | 0 | 0 |  | 0 | 0 | 0 | 0 | 0
1976-09-20 | 1976 | 9 | 20 | 0 | 0 | 0 | 0 | 0 | 0 | 0 | 0 | 0 | 0 | 0 | 0 | 0 | 0 | 0 | 0 | 0 | 0 | 0 | 0 | 0 | 0 | 0 | 0 |  | 0 | 0 | 0 | 0 |  | 0 | 0 | 0 | 0 | 0
1976-09-21 | 1976 | 9 | 21 | 0 | 0 | 0 | 0 | 0 | 0 | 0 | 0 | 0 | 0 | 0 | 0 | 0 | 0 | 0 | 0 | 0 | 0 | 0 | 0 | 0 | 0 | 0 | 0 |  | 0 | 0 | 0 | 0 |  | 0 | 0 | 0 | 0 | 0
1976-09-22 | 1976 | 9 | 22 | 0 | 0 | 0 | 0 | 0 | 0 | 0 | 0 | 0 | 0 | 0 | 0 | 0 | 0 | 0 | 0 | 0 | 0 | 0 | 0 | 0 | 0 | 0 | 0 |  | 0 | 0 | 0 | 0 |  | 0 | 0 | 0 | 0 | 0
1976-09-23 | 1976 | 9 | 23 | 0.3 | 0 | 0 | 0 | 0 | 0 | 0 | 0 | 0 | 0.3 | 0 | 0 | 0 | 0 | 0 | 0 | 0 | 0 | 0 | 0 | 0 | 0 | 0 | 7.6 |  | 8.2 | 8.2 | 8.2 | 0 |  | 0 | 0 | 0 | 0 | 8.2
1976-09-24 | 1976 | 9 | 24 | 0 | 0 | 0 | 0 | 0 | 0 | 0 | 0 | 0 | 0 | 0 | 0 | 0 | 0 | 0 | 0 | 0 | 0.5 | 0 | 0 | 0 | 0 | 0 | 0 |  | 0.5 | 0.5 | 0.5 | 0 |  | 0 | 0 | 0 | 0 | 0.5
1976-09-25 | 1976 | 9 | 25 | 0 | 0 | 0.2 | 0.1 | 0 | 0 | 0 | 0 | 0 | 0 | 0 | 0 | 0 | 0 | 0 | 0 | 0 | 0 | 0 | 0 | 0 | 0 | 0 | 0 |  | 0.3 | 0.3 | 0.3 | 5.5511e-17 |  | 0 | 0 | 0 | 0 | 0.3
1976-09-26 | 1976 | 9 | 26 | 0 | 0 | 0 | 0 | 0 | 0 | 0 | 0 | 0 | 0 | 0 | 0 | 0 | 0 | 0 | 0 | 0 | 0 | 0 | 0 | 0 | 0 | 0 | 0 |  | 0 | 0 | 0 | 0 |  | 0 | 0 | 0 | 0 | 0
1976-09-27 | 1976 | 9 | 27 | 0 | 0 | 0 | 0 | 0 | 0 | 0 | 0 | 0 | 0 | 0 | 0 | 0 | 0 | 0 | 0 | 0 | 0 | 0 | 0 | 0 | 0 | 0 | 0 |  | 0 | 0 | 0 | 0 |  | 0 | 0 | 0 | 0 | 0
1976-09-28 | 1976 | 9 | 28 | 0 | 0 | 0 | 0 | 0 | 0 | 0 | 0 | 0 | 0 | 0 | 0 | 0 | 0 | 0 | 0 | 0 | 0 | 0 | 0 | 0 | 0 | 0 | 0 |  | 0 | 0 | 0 | 0 |  | 0 | 0 | 0 | 0 | 0
1976-09-29 | 1976 | 9 | 29 | 0 | 0 | 0 | 0 | 0 | 0 | 0 | 0 | 0 | 0 | 0 | 0 | 0 | 0 | 0 | 0 | 0 | 0 | 0 | 0 | 0 | 0 | 0 | 0 |  | 0 | 0 | 0 | 0 |  | 0 | 0 | 0 | 0 | 0
1976-09-30 | 1976 | 9 | 30 | 0 | 0 | 0 | 0 | 0 | 0 | 0 | 0 | 0 | 0 | 0 | 0 | 0 | 0 | 0 | 0 | 0 | 0 | 0 | 0 | 0 | 0 | 0 | 0 |  | 0 | 0 | 0 | 0 |  | 0 | 0 | 0 | 0 | 0
1976-10-01 | 1976 | 10 | 1 | 0 | 0 | 0 | 0 | 0 | 0 | 0 | 0 | 0 | 0 | 0 | 0 | 0 | 0 | 0 | 0 | 0 | 0 | 0 | 0 | 0 | 0 | 0 | 0 |  | 0 | 0 | 0 | 0 |  | 0 | 0 | 0 | 0 | 0
1976-10-02 | 1976 | 10 | 2 | 0 | 0 | 0 | 0 | 0 | 0 | 0 | 0 | 0.5 | 0.4 | 0.5 | 0.5 | 0 | 0.4 | 0 | 0 | 0 | 0 | 0 | 0 | 0.5 | 0 | 0 | 0 |  | 2.8 | 2.8 | 2.8 | 0 |  | 0 | 0 | 0 | 0 | 0
1976-10-03 | 1976 | 10 | 3 | 0 | 0 | 0 | 0 | 0.7 | 0.6 | 0 | 0 | 0 | 0 | 0 | 0 | 0 | 0.7 | 0 | 0 | 0 | 0 | 0 | 0 | 0 | 0 | 0 | 0 |  | 2 | 2 | 2 | 2.2204e-16 |  | 0 | 0 | 0 | 0 | 0
1976-10-04 | 1976 | 10 | 4 | 0 | 0 | 0 | 0 | 0 | 0 | 0 | 0 | 0 | 0 | 0 | 0 | 0 | 0 | 0 | 0 | 0 | 0 | 0 | 0 | 0 | 0 | 0 | 0 |  | 0 | 0 | 0 | 0 |  | 0 | 0 | 0 | 0 | 0
1976-10-05 | 1976 | 10 | 5 | 0 | 0 | 0 | 0 | 0 | 0 | 0 | 0 | 0 | 0 | 0 | 0 | 0 | 0 | 0 | 0 | 0 | 0 | 0 | 0 | 0 | 0 | 0 | 0 |  | 0 | 0 | 0 | 0 |  | 0 | 0 | 0 | 0 | 0
1976-10-06 | 1976 | 10 | 6 | 0 | 0 | 0 | 0 | 0 | 0 | 0 | 0 | 0 | 0 | 0 | 0 | 0 | 0 | 0 | 0 | 0 | 0 | 0 | 0 | 0 | 0 | 0 | 0 |  | 0 | 0 | 0 | 0 |  | 0 | 0 | 0 | 0 | 0
1976-10-07 | 1976 | 10 | 7 | 0 | 0 | 0 | 0 | 0 | 0 | 0 | 0 | 0 | 0 | 0 | 0 | 0 | 0 | 0 | 0 | 0 | 0 | 0 | 0 | 0 | 0 | 0 | 0 |  | 0 | 0 | 0 | 0 |  | 0 | 0 | 0 | 0 | 0
1976-10-08 | 1976 | 10 | 8 | 0 | 0 | 0 | 0 | 0 | 0 | 0 | 0 | 0 | 0 | 0 | 0 | 0 | 0 | 0 | 0 | 0 | 0 | 0 | 0 | 0 | 0 | 0 | 0 |  | 0 | 0 | 0 | 0 |  | 0 | 0 | 0 | 0 | 0
1976-10-09 | 1976 | 10 | 9 | 0 | 0 | 0 | 0 | 0 | 0 | 0 | 0 | 0 | 0 | 0 | 0 | 0 | 0 | 0 | 0 | 0 | 0 | 0 | 0 | 0 | 0 | 0 | 0 |  | 0 | 0 | 0 | 0 |  | 0 | 0 | 0 | 0 | 0
1976-10-10 | 1976 | 10 | 10 | 0 | 0 | 0 | 0 | 0 | 0 | 0 | 0 | 0 | 0 | 0 | 0 | 0 | 0 | 0 | 0 | 0 | 0 | 0 | 0 | 0 | 0 | 0 | 0 |  | 0 | 0 | 0 | 0 |  | 0 | 0 | 0 | 0 | 0
1976-10-11 | 1976 | 10 | 11 | 0 | 0 | 0 | 0 | 0 | 0 | 0 | 0 | 0 | 0 | 0 | 0 | 0 | 0 | 0 | 0 | 0 | 0 | 0 | 0 | 0 | 0 | 0 | 0 |  | 0 | 0 | 0 | 0 |  | 0 | 0 | 0 | 0 | 0
1976-10-12 | 1976 | 10 | 12 | 0 | 0 | 0 | 0 | 0 | 0 | 0 | 0 | 0 | 0 | 0 | 0 | 0 | 0 | 0 | 0 | 0 | 0 | 0 | 0 | 0 | 0 | 0 | 0 |  | 0 | 0 | 0 | 0 |  | 0 | 0 | 0 | 0 | 0
1976-10-13 | 1976 | 10 | 13 | 0 | 0 | 0 | 0 | 0 | 0 | 0 | 0 | 0 | 0 | 0 | 0 | 0 | 0 | 0 | 0 | 0 | 0 | 0 | 0.2 | 0.1 | 0.2 | 0 | 0 |  | 0.5 | 0.5 | 0.5 | 0 |  | 0 | 0 | 0 | 0 | 0
1976-10-14 | 1976 | 10 | 14 | 0 | 0 | 0 | 0 | 0 | 0 | 0 | 0 | 0 | 0 | 0 | 0 | 0 | 0 | 0 | 0 | 0 | 0 | 0 | 0 | 0 | 0 | 0 | 0 |  | 0 | 0 | 0 | 0 |  | 0 | 0 | 0 | 0 | 0
1976-10-15 | 1976 | 10 | 15 | 0 | 0 | 0 | 0 | 0 | 0 | 0 | 0 | 0 | 0 | 0 | 0 | 0 | 0 | 0 | 0 | 0 | 0 | 0 | 0 | 0 | 0 | 0 | 0 |  | 0 | 0 | 0 | 0 |  | 0 | 0 | 0 | 0 | 0
1976-10-16 | 1976 | 10 | 16 | 0 | 0 | 0 | 0 | 0 | 0 | 0 | 0 | 0 | 0 | 0 | 0 | 0 | 0 | 0 | 0 | 0 | 0 | 0 | 0 | 0 | 0 | 0 | 0 |  | 0 | 0 | 0 | 0 |  | 0 | 0 | 0 | 0 | 0
1976-10-17 | 1976 | 10 | 17 | 0 | 0 | 0 | 0 | 0 | 0 | 0 | 0 | 0 | 0 | 0 | 0 | 0 | 0 | 0 | 0 | 0 | 0 | 0 | 0 | 0 | 0 | 0 | 0 |  | 0 | 0 | 0 | 0 |  | 0 | 0 | 0 | 0 | 0
1976-10-18 | 1976 | 10 | 18 | 0 | 0 | 0 | 0 | 0 | 0 | 0 | 0 | 0 | 0 | 0 | 0 | 0 | 0 | 0 | 0 | 0 | 0 | 0 | 0 | 0 | 0 | 0 | 0 |  | 0 | 0 | 0 | 0 |  | 0 | 0 | 0 | 0 | 0
1976-10-19 | 1976 | 10 | 19 | 0 | 0 | 0 | 0 | 0 | 0 | 0 | 0 | 0 | 0 | 0 | 0 | 0 | 0 | 0 | 0 | 0 | 0 | 0 | 0 | 0 | 0 | 0 | 0 |  | 0 | 0 | 0 | 0 |  | 0 | 0 | 0 | 0 | 0
1976-10-20 | 1976 | 10 | 20 | 0 | 0 | 0 | 0 | 0 | 0 | 0 | 0 | 0 | 0 | 0 | 0 | 0 | 0 | 0 | 0 | 0 | 0 | 0 | 0 | 0 | 0 | 0 | 0 |  | 0 | 0 | 0 | 0 |  | 0 | 0 | 0 | 0 | 0
1976-10-21 | 1976 | 10 | 21 | 0 | 0 | 0 | 0 | 0 | 0 | 0 | 0 | 0 | 0 | 0 | 0 | 0 | 0 | 0 | 0 | 0 | 0 | 0 | 0 | 0 | 0 | 0 | 0 |  | 0 | 0 | 0 | 0 |  | 0 | 0 | 0 | 0 | 0
1976-10-22 | 1976 | 10 | 22 | 0 | 0 | 0 | 0 | 0 | 0 | 0.4 | 0.4 | 0.4 | 0.8 | 0.8 | 0.8 | 0.8 | 0.3 | 0.8 | 0.4 | 0.4 | 0.4 | 0.4 | 0.4 | 0.4 | 0.4 | 0.4 | 0.4 |  | 9.1 | 9.1 | 9.1 | 1.7764e-15 |  | 0 | 0 | 0 | 0 | 0
1976-10-23 | 1976 | 10 | 23 | 0 | 0 | 0 | 0 | 0 | 0 | 0.1 | 0 | 0.1 | 0 | 0 | 0.1 | 0 | 0 | 0 | 0 | 0 | 0 | 0 | 0 | 0 | 0 | 0 | 0 |  | 0.3 | 0.3 | 0.3 | 5.5511e-17 |  | 0 | 0 | 0 | 0 | 0
1976-10-24 | 1976 | 10 | 24 | 0 | 0 | 0 | 0 | 0 | 0 | 0 | 0 | 0 | 0 | 0 | 0 | 0 | 0 | 0 | 0 | 0 | 0 | 0 | 0 | 0 | 0 | 0 | 0 |  | 0 | 0 | 0 | 0 |  | 0 | 0 | 0 | 0 | 0
1976-10-25 | 1976 | 10 | 25 | 0 | 0 | 0 | 0 | 0 | 0 | 0 | 0 | 0 | 0 | 0.3 | 0 | 0 | 0.5 | 0 | 0 | 0 | 0 | 0 | 0 | 0 | 0 | 0 | 0 |  | 0.8 | 0.8 | 0.8 | 0 |  | 0 | 0 | 0 | 0 | 0
1976-10-26 | 1976 | 10 | 26 | 0 | 0 | 0 | 0 | 0 | 0 | 0 | 0 | 0 | 0 | 0 | 0 | 0 | 0 | 0 | 0 | 0 | 0 | 0 | 0 | 0 | 0 | 0 | 0 |  | 0 | 0 | 0 | 0 |  | 0 | 0 | 0 | 0 | 0
1976-10-27 | 1976 | 10 | 27 | 0 | 0 | 0 | 0 | 0 | 0 | 0 | 0 | 0 | 0 | 0 | 0 | 0 | 0 | 0 | 0 | 0 | 0 | 0 | 0 | 0 | 0 | 0 | 0 |  | 0 | 0 | 0 | 0 |  | 0 | 0 | 0 | 0 | 0
1976-10-28 | 1976 | 10 | 28 | 0 | 0 | 0 | 0 | 0 | 0 | 0 | 0 | 0 | 0 | 0 | 0 | 0 | 0 | 0 | 0 | 0 | 0 | 0 | 0 | 0 | 0 | 0 | 0 |  | 0 | 0 | 0 | 0 |  | 0 | 0 | 0 | 0 | 0
1976-10-29 | 1976 | 10 | 29 | 0 | 0 | 0 | 0 | 0 | 0 | 0 | 0 | 0 | 0 | 0 | 0 | 0 | 0 | 0 | 0 | 0 | 0 | 0 | 0 | 0 | 0 | 0 | 0 |  | 0 | 0 | 0 | 0 |  | 0 | 0 | 0 | 0 | 0
1976-10-30 | 1976 | 10 | 30 | 0 | 0 | 0 | 0 | 0 | 0 | 0 | 0 | 0 | 0 | 0 | 0 | 0 | 0 | 0 | 0 | 0 | 0 | 0 | 0 | 0 | 0 | 0 | 0 |  | 0 | 0 | 0 | 0 |  | 0 | 0 | 0 | 0 | 0
1976-10-31 | 1976 | 10 | 31 | 0 | 0 | 0 | 0 | 0 | 0 | 0 | 0 | 0 | 0 | 0 | 0 | 0 | 0 | 0 | 0 | 0 | 0 | 0 | 0 | 0 | 0 | 0 | 0 |  | 0 | 0 | 0 | 0 |  | 0 | 0 | 0 | 0 | 0
1976-11-01 | 1976 | 11 | 1 | 0 | 0 | 0 | 0 | 0 | 0 | 0 | 0 | 0 | 0 | 0 | 0 | 0 | 0 | 0 | 0 | 0 | 0 | 0 | 0 | 0 | 0 | 0 | 0 |  | 0 | 0 | 0 | 0 |  | 0 | 0 | 0 | 0 | 0
1976-11-02 | 1976 | 11 | 2 | 0 | 0 | 0 | 0 | 0 | 0 | 0 | 0 | 0 | 0 | 0 | 0 | 0 | 0 | 0 | 0 | 0 | 0 | 0 | 0 | 0 | 0 | 0 | 0 |  | 0 | 0 | 0 | 0 |  | 0 | 0 | 0 | 0 | 0
1976-11-03 | 1976 | 11 | 3 | 0 | 0 | 0 | 0 | 0 | 0 | 0 | 0 | 0 | 0 | 0 | 0 | 0 | 0 | 0 | 0 | 0 | 0 | 0 | 0 | 0 | 0 | 0 | 0 |  | 0 | 0 | 0 | 0 |  | 0 | 0 | 0 | 0 | 0
1976-11-04 | 1976 | 11 | 4 | 0 | 0 | 0 | 0 | 0 | 0 | 0 | 0 | 0 | 0 | 0 | 0 | 0 | 0 | 0 | 0 | 0 | 0 | 0 | 0 | 0 | 0 | 0 | 0 |  | 0 | 0 | 0 | 0 |  | 0 | 0 | 0 | 0 | 0
1976-11-05 | 1976 | 11 | 5 | 0 | 0 | 0 | 0 | 0 | 0 | 0 | 0 | 0 | 0 | 0 | 0 | 0 | 0 | 0 | 0 | 0 | 0.1 | 0.1 | 0.1 | 0 | 0 | 0 | 0 |  | 0.3 | 0.3 | 0.3 | 5.5511e-17 |  | 0 | 0 | 0 | 0 | 0
1976-11-06 | 1976 | 11 | 6 | 0 | 0 | 0 | 0 | 0 | 0 | 0 | 0 | 0 | 0 | 0 | 0 | 0 | 0 | 0 | 0 | 0 | 0 | 0 | 0 | 0 | 0 | 0 | 0 |  | 0 | 0 | 0 | 0 |  | 0 | 0 | 0 | 0 | 0
1976-11-07 | 1976 | 11 | 7 | 0 | 0 | 0 | 0 | 0 | 0 | 0 | 0 | 0 | 0 | 0 | 0 | 0 | 0 | 0 | 0 | 0 | 0 | 0 | 0 | 0 | 0 | 0 | 0 |  | 0 | 0 | 0 | 0 |  | 0 | 0 | 0 | 0 | 0
1976-11-08 | 1976 | 11 | 8 | 0 | 0 | 0 | 0 | 0 | 0 | 0 | 0 | 0 | 0 | 0 | 0 | 0 | 0 | 0 | 0 | 0 | 0 | 0 | 0 | 0 | 0 | 0 | 0 |  | 0 | 0 | 0 | 0 |  | 0 | 0 | 0 | 0 | 0
1976-11-09 | 1976 | 11 | 9 | 0 | 0 | 0 | 0 | 0 | 0 | 0 | 0 | 0 | 0 | 0 | 0 | 0 | 0 | 0 | 0 | 0 | 0 | 0 | 0 | 0 | 0 | 0 | 0 |  | 0 | 0 | 0 | 0 |  | 0 | 0 | 0 | 0 | 0
1976-11-10 | 1976 | 11 | 10 | 0 | 0 | 0 | 0 | 0 | 0 | 0 | 0 | 0 | 0 | 0 | 0 | 0 | 0 | 0 | 0 | 0 | 0 | 0 | 0 | 0 | 0 | 0 | 0 |  | 0 | 0 | 0 | 0 |  | 0 | 0 | 0 | 0 | 0
1976-11-11 | 1976 | 11 | 11 | 0 | 0 | 0 | 0 | 0 | 0 | 0 | 0 | 0 | 0 | 0 | 0 | 0 | 0 | 0 | 0 | 0 | 0 | 0 | 0 | 0 | 0 | 0 | 0 |  | 0 | 0 | 0 | 0 |  | 0 | 0 | 0 | 0 | 0
1976-11-12 | 1976 | 11 | 12 | 0 | 0 | 0 | 0 | 0 | 0 | 0 | 0 | 0 | 0 | 0 | 0 | 0 | 0 | 0 | 0 | 0 | 0 | 0 | 0 | 0 | 0 | 0 | 0 |  | 0 | 0 | 0 | 0 |  | 0 | 0 | 0 | 0 | 0
1976-11-13 | 1976 | 11 | 13 | 0 | 0 | 0 | 0 | 0 | 0 | 0 | 0 | 0 | 0 | 0 | 0 | 0 | 0 | 0 | 0 | 0 | 0 | 0 | 0 | 0 | 0 | 0 | 0 |  | 0 | 0 | 0 | 0 |  | 0 | 0 | 0 | 0 | 0
1976-11-14 | 1976 | 11 | 14 | 0 | 0 | 0 | 0 | 0 | 0 | 0 | 0 | 0 | 0 | 0 | 0 | 0 | 0 | 0 | 0 | 0 | 0 | 0 | 0 | 0 | 0 | 0 | 0 |  | 0 | 0 | 0 | 0 |  | 0 | 0 | 0 | 0 | 0
1976-11-15 | 1976 | 11 | 15 | 0 | 0 | 0 | 0 | 0 | 0 | 0 | 0 | 0 | 0 | 0 | 0 | 0 | 0 | 0 | 0 | 0 | 0 | 0 | 0 | 0 | 0 | 0 | 0 |  | 0 | 0 | 0 | 0 |  | 0 | 0 | 0 | 0 | 0
1976-11-16 | 1976 | 11 | 16 | 0 | 0 | 0 | 0 | 0 | 0 | 0 | 0 | 0 | 0 | 0 | 0 | 0 | 0 | 0 | 0 | 0 | 0 | 0 | 0 | 0 | 0 | 0 | 0 |  | 0 | 0 | 0 | 0 |  | 0 | 0 | 0 | 0 | 0
1976-11-17 | 1976 | 11 | 17 | 0 | 0 | 0 | 0 | 0 | 0 | 0 | 0 | 0 | 0 | 0 | 0 | 0 | 0 | 0 | 0 | 0 | 0 | 0 | 0 | 0 | 0 | 0 | 0 |  | 0 | 0 | 0 | 0 |  | 0 | 0 | 0 | 0 | 0
1976-11-18 | 1976 | 11 | 18 | 0 | 0 | 0 | 0 | 0 | 0 | 0 | 0 | 0 | 0 | 0 | 0 | 0 | 0 | 0 | 0 | 0 | 0 | 0 | 0 | 0 | 0 | 0 | 0 |  | 0 | 0 | 0 | 0 |  | 0 | 0 | 0 | 0 | 0
1976-11-19 | 1976 | 11 | 19 | 0 | 0 | 0 | 0 | 0 | 0 | 0 | 0 | 0 | 0 | 0 | 0 | 0 | 0 | 0 | 0 | 0 | 0 | 0 | 0 | 0 | 0 | 0 | 0 |  | 0 | 0 | 0 | 0 |  | 0 | 0 | 0 | 0 | 0
1976-11-20 | 1976 | 11 | 20 | 0 | 0 | 0 | 0 | 0 | 0 | 0 | 0 | 0 | 0 | 0 | 0 | 0 | 0 | 0 | 0 | 0 | 0 | 0 | 0 | 0 | 0 | 0 | 0 |  | 0 | 0 | 0 | 0 |  | 0 | 0 | 0 | 0 | 0
1976-11-21 | 1976 | 11 | 21 | 0 | 0 | 0 | 0 | 0 | 0 | 0 | 0 | 0 | 0 | 0 | 0 | 0 | 0 | 0 | 0 | 0 | 0 | 0 | 0 | 0 | 0 | 0 | 0 |  | 0 | 0 | 0 | 0 |  | 0 | 0 | 0 | 0 | 0
1976-11-22 | 1976 | 11 | 22 | 0 | 0 | 0 | 0 | 0 | 0 | 0 | 0 | 0 | 0 | 0 | 0 | 0 | 0 | 0 | 0 | 0 | 0 | 0 | 0 | 0 | 0 | 0 | 0 |  | 0 | 0 | 0 | 0 |  | 0 | 0 | 0 | 0 | 0
1976-11-23 | 1976 | 11 | 23 | 0 | 0 | 0 | 0 | 0 | 0 | 0 | 0 | 0 | 0 | 0 | 0 | 0 | 0 | 0 | 0 | 0 | 0 | 0 | 0 | 0 | 0 | 0 | 0 |  | 0 | 0 | 0 | 0 |  | 0 | 0 | 0 | 0 | 0
1976-11-24 | 1976 | 11 | 24 | 0 | 0 | 0 | 0 | 0 | 0 | 0 | 0 | 0 | 0 | 0 | 0 | 0 | 0 | 0.6 | 0.6 | 0.6 | 0.6 | 0.7 | 0.6 | 0.6 | 0.6 | 0.6 | 0.6 |  | 6.1 | 6.1 | 6.1 | 8.8818e-16 |  | 0 | 0 | 0 | 0 | 0
1976-11-25 | 1976 | 11 | 25 | 0.2 | 0 | 0.1 | 0 | 0 | 0 | 0.2 | 0.2 | 0 | 0 | 0 | 0 | 0 | 0 | 0 | 0 | 0 | 0 | 0 | 0.1 | 0.2 | 0.2 | 0.1 | 0.2 |  | 1.5 | 1.5 | 1.5 | 0 |  | 0 | 0 | 0 | 0 | 0
1976-11-26 | 1976 | 11 | 26 | 0 | 0 | 0 | 0 | 0 | 0 | 0 | 0 | 0 | 0 | 0 | 0 | 0 | 0 | 0 | 0 | 0 | 0 | 0 | 0 | 0 | 0 | 0 | 0 |  | 0 | 0 | 0 | 0 |  | 0 | 0 | 0 | 0 | 0
1976-11-27 | 1976 | 11 | 27 | 0.3 | 0.3 | 0.3 | 0.3 | 0 | 0 | 0 | 0 | 0 | 0 | 0 | 0 | 0 | 0 | 0.3 | 0.3 | 0.3 | 0.2 | 0.3 | 0.3 | 0.3 | 0.3 | 0.3 | 0.3 |  | 4.1 | 4.1 | 4.1 | 0 |  | 0 | 0 | 0 | 0 | 0
1976-11-28 | 1976 | 11 | 28 | 0.4 | 0.4 | 0.4 | 0.4 | 0.4 | 0.4 | 0.4 | 0.4 | 0.4 | 0.4 | 0.4 | 0.3 | 0.4 | 0.4 | 0.4 | 0.4 | 0.4 | 0.4 | 0 | 0.4 | 0.4 | 0.4 | 0.4 | 0.4 |  | 9.1 | 9.1 | 9.1 | 3.5527e-15 |  | 0 | 0 | 0 | 0 | 0
1976-11-29 | 1976 | 11 | 29 | 0 | 0 | 0 | 0 | 0 | 0 | 0 | 0 | 0 | 0 | 0 | 0 | 0 | 0 | 0 | 0 | 0 | 0 | 0 | 0 | 0 | 0 | 0 | 0 |  | 0 | 0 | 0 | 0 |  | 0 | 0 | 0 | 0 | 0
1976-11-30 | 1976 | 11 | 30 | 0 | 0 | 0 | 0 | 0 | 0 | 0 | 0 | 0 | 0 | 0 | 0 | 0 | 0 | 0 | 0 | 0 | 0 | 0 | 0 | 0 | 0 | 0 | 0 |  | 0 | 0 | 0 | 0 |  | 0 | 0 | 0 | 0 | 0
1976-12-01 | 1976 | 12 | 1 | 0 | 0 | 0 | 0 | 0 | 0 | 0 | 0 | 0 | 0 | 0 | 0 | 0 | 0 | 0 | 0 | 0 | 0 | 0 | 0 | 0 | 0 | 0 | 0 |  | 0 | 0 | 0 | 0 |  | 0 | 0 | 0 | 0 | 0
1976-12-02 | 1976 | 12 | 2 | 0 | 0 | 0 | 0 | 0 | 0 | 0 | 0 | 0 | 0 | 0 | 0 | 0 | 0 | 0 | 0 | 0 | 0 | 0 | 0 | 0 | 0 | 0 | 0 |  | 0 | 0 | 0 | 0 |  | 0 | 0 | 0 | 0 | 0
1976-12-03 | 1976 | 12 | 3 | 0 | 0 | 0 | 0 | 0 | 0 | 0 | 0 | 0 | 0 | 0 | 0 | 0 | 0 | 0 | 0 | 0 | 0 | 0 | 0 | 0 | 0 | 0 | 0 |  | 0 | 0 | 0 | 0 |  | 0 | 0 | 0 | 0 | 0
1976-12-04 | 1976 | 12 | 4 | 0 | 0 | 0 | 0 | 0 | 0 | 0 | 0 | 0 | 0 | 0 | 0 | 0 | 0 | 0 | 0 | 0 | 0 | 0 | 0 | 0 | 0 | 0 | 0 |  | 0 | 0 | 0 | 0 |  | 0 | 0 | 0 | 0 | 0
1976-12-05 | 1976 | 12 | 5 | 0 | 0 | 0.1 | 0 | 0 | 0 | 0.1 | 0 | 0 | 0.1 | 0 | 0 | 0 | 0.1 | 0 | 0 | 0 | 0 | 0 | 0.1 | 0 | 0 | 0 | 0 |  | 0.5 | 0.5 | 0.5 | 0 |  | 0 | 0 | 0 | 0 | 0
1976-12-06 | 1976 | 12 | 6 | 0 | 0 | 0 | 0 | 0 | 0 | 0 | 0 | 0 | 0 | 0 | 0 | 0 | 0 | 0 | 0 | 0 | 0 | 0 | 0 | 0 | 0 | 0 | 0 |  | 0 | 0 | 0 | 0 |  | 0 | 0 | 0 | 0 | 0
1976-12-07 | 1976 | 12 | 7 | 0 | 0 | 0 | 0 | 0 | 0 | 0 | 0 | 0 | 0 | 0 | 0 | 0 | 0 | 0 | 0 | 0 | 0 | 0 | 0 | 0 | 0 | 0 | 0 |  | 0 | 0 | 0 | 0 |  | 0 | 0 | 0 | 0 | 0
1976-12-08 | 1976 | 12 | 8 | 0 | 0 | 0 | 0 | 0 | 0 | 0 | 0 | 0 | 0 | 0 | 0 | 0 | 0 | 0 | 0 | 0 | 0 | 0 | 0 | 0 | 0 | 0 | 0 |  | 0 | 0 | 0 | 0 |  | 0 | 0 | 0 | 0 | 0
1976-12-09 | 1976 | 12 | 9 | 0 | 0 | 0 | 0 | 0 | 0 | 0 | 0 | 0 | 0 | 0 | 0 | 0 | 0 | 0 | 0 | 0 | 0 | 0 | 0 | 0 | 0 | 0 | 0 |  | 0 | 0 | 0 | 0 |  | 0 | 0 | 0 | 0 | 0
1976-12-10 | 1976 | 12 | 10 | 0 | 0 | 0 | 0 | 0 | 0 | 0 | 0 | 0 | 0 | 0 | 0 | 0 | 0 | 0 | 0 | 0 | 0 | 0 | 0 | 0 | 0 | 0 | 0 |  | 0 | 0 | 0 | 0 |  | 0 | 0 | 0 | 0 | 0
1976-12-11 | 1976 | 12 | 11 | 0 | 0 | 0 | 0 | 0 | 0 | 0 | 0 | 0 | 0 | 0 | 0 | 0.6 | 0.3 | 1 | 0.3 | 0 | 0.3 | 0 | 0 | 0 | 0 | 0 | 0 |  | 2.5 | 2.5 | 2.5 | 4.4409e-16 |  | 0 | 0 | 0 | 0 | 0
1976-12-12 | 1976 | 12 | 12 | 0 | 0 | 0 | 0 | 0 | 0 | 0 | 0 | 0 | 0 | 0 | 0 | 0 | 0 | 0 | 0 | 0 | 0 | 0 | 0 | 0 | 0 | 0 | 0 |  | 0 | 0 | 0 | 0 |  | 0 | 0 | 0 | 0 | 0
1976-12-13 | 1976 | 12 | 13 | 0 | 0 | 0 | 0 | 0 | 0 | 0 | 0 | 0 | 0 | 0 | 0 | 0 | 0 | 0 | 0 | 0 | 0 | 0 | 0 | 0 | 0 | 0 | 0 |  | 0 | 0 | 0 | 0 |  | 0 | 0 | 0 | 0 | 0
1976-12-14 | 1976 | 12 | 14 | 0 | 0 | 0 | 0 | 0 | 0 | 0 | 0 | 0 | 0 | 0 | 0 | 0 | 0 | 0 | 0 | 0 | 0 | 0 | 0 | 0 | 0 | 0 | 0 |  | 0 | 0 | 0 | 0 |  | 0 | 0 | 0 | 0 | 0
1976-12-15 | 1976 | 12 | 15 | 0 | 0 | 0 | 0 | 0 | 0 | 0 | 0 | 0 | 0 | 0 | 0 | 0 | 0 | 0 | 0 | 0 | 0 | 0 | 0 | 0 | 0 | 0 | 0 |  | 0 | 0 | 0 | 0 |  | 0 | 0 | 0 | 0 | 0
1976-12-16 | 1976 | 12 | 16 | 0 | 0 | 0 | 0 | 0 | 0 | 0 | 0 | 0 | 0 | 0 | 0 | 0 | 0 | 0 | 0 | 0 | 0 | 0 | 0 | 0 | 0 | 0 | 0 |  | 0 | 0 | 0 | 0 |  | 0 | 0 | 0 | 0 | 0
1976-12-17 | 1976 | 12 | 17 | 0 | 0 | 0 | 0 | 0 | 0 | 0 | 0 | 0 | 0 | 0 | 0 | 0 | 0 | 0 | 0 | 0 | 0 | 0 | 0 | 0 | 0 | 0 | 0 |  | 0 | 0 | 0 | 0 |  | 0 | 0 | 0 | 0 | 0
1976-12-18 | 1976 | 12 | 18 | 0 | 0 | 0.3 | 0.2 | 0.3 | 0.2 | 0.3 | 0.2 | 0.3 | 0.2 | 0.3 | 0.2 | 0.3 | 0.2 | 0 | 0 | 0 | 0 | 0 | 0 | 0 | 0 | 0 | 0 |  | 3 | 3 | 3 | 0 |  | 0 | 0 | 0 | 0 | 0
1976-12-19 | 1976 | 12 | 19 | 0 | 0 | 0 | 0 | 0 | 0 | 0 | 0 | 0 | 0 | 0 | 0 | 0 | 0 | 0 | 0 | 0 | 0 | 0 | 0 | 0 | 0 | 0 | 0 |  | 0 | 0 | 0 | 0 |  | 0 | 0 | 0 | 0 | 0
1976-12-20 | 1976 | 12 | 20 | 0 | 0 | 0 | 0 | 0 | 0 | 0 | 0 | 0 | 0 | 0 | 0 | 0 | 0 | 0 | 0 | 0 | 0 | 0 | 0 | 0 | 0 | 0 | 0 |  | 0 | 0 | 0 | 0 |  | 0 | 0 | 0 | 0 | 0
1976-12-21 | 1976 | 12 | 21 | 0 | 0 | 0 | 0 | 0 | 0 | 0 | 0 | 0 | 0 | 0 | 0 | 0 | 0 | 0 | 0 | 0 | 0 | 0 | 0 | 0 | 0 | 0 | 0 |  | 0 | 0 | 0 | 0 |  | 0 | 0 | 0 | 0 | 0
1976-12-22 | 1976 | 12 | 22 | 0 | 0 | 0 | 0 | 0 | 0 | 0 | 0 | 0 | 0 | 0 | 0 | 0 | 0 | 0 | 0 | 0 | 0 | 0 | 0 | 0 | 0 | 0 | 0 |  | 0 | 0 | 0 | 0 |  | 0 | 0 | 0 | 0 | 0
1976-12-23 | 1976 | 12 | 23 | 0 | 0 | 0 | 0 | 0 | 0 | 0 | 0 | 0 | 0 | 0 | 0 | 0 | 0 | 0 | 0 | 0 | 0 | 0 | 0 | 0 | 0 | 0 | 0 |  | 0 | 0 | 0 | 0 |  | 0 | 0 | 0 | 0 | 0
1976-12-24 | 1976 | 12 | 24 | 0 | 0 | 0 | 0 | 0 | 0 | 0 | 0 | 0 | 0 | 0 | 0 | 0 | 0 | 0 | 0 | 0 | 0 | 0 | 0 | 0 | 0 | 0 | 0 |  | 0 | 0 | 0 | 0 |  | 0 | 0 | 0 | 0 | 0
1976-12-25 | 1976 | 12 | 25 | 0 | 0 | 0 | 0 | 0 | 0 | 0 | 0 | 0 | 0 | 0 | 0 | 0 | 0 | 0 | 0 | 0 | 0 | 0 | 0 | 0 | 0 | 0 | 0 |  | 0 | 0 | 0 | 0 |  | 0 | 0 | 0 | 0 | 0
1976-12-26 | 1976 | 12 | 26 | 0 | 0 | 0 | 0 | 0 | 0 | 0 | 0 | 0 | 0 | 0 | 0 | 0 | 0 | 0 | 0 | 0 | 0 | 0 | 0 | 0 | 0 | 0 | 0 |  | 0 | 0 | 0 | 0 |  | 0 | 0 | 0 | 0 | 0
1976-12-27 | 1976 | 12 | 27 | 0 | 0.3 | 0.4 | 0.3 | 0.3 | 0.4 | 0.3 | 0.3 | 0.4 | 0.3 | 0 | 0 | 0 | 0 | 0 | 0 | 0 | 0 | 0 | 0 | 0 | 0 | 0 | 0 |  | 3 | 3 | 3 | 4.4409e-16 |  | 0 | 0 | 0 | 0 | 0
1976-12-28 | 1976 | 12 | 28 | 0 | 0 | 0 | 0 | 0 | 0 | 0 | 0 | 0 | 0 | 0 | 0 | 0 | 0 | 0 | 0 | 0 | 0 | 0 | 0 | 0 | 0 | 0 | 0 |  | 0 | 0 | 0 | 0 |  | 0 | 0 | 0 | 0 | 0
1976-12-29 | 1976 | 12 | 29 | 0 | 0 | 0 | 0 | 0 | 0 | 0 | 0 | 0 | 0 | 0 | 0 | 0 | 0 | 0 | 0 | 0 | 0 | 0 | 0 | 0 | 0 | 0 | 0 |  | 0 | 0 | 0 | 0 |  | 0 | 0 | 0 | 0 | 0
1976-12-30 | 1976 | 12 | 30 | 0 | 0 | 0 | 0 | 0 | 0 | 0 | 0 | 0 | 0 | 0 | 0 | 0 | 0 | 0 | 0 | 0 | 0 | 0 | 0 | 0 | 0 | 0 | 0 |  | 0 | 0 | 0 | 0 |  | 0 | 0 | 0 | 0 | 0
1976-12-31 | 1976 | 12 | 31 | 0 | 0.1 | 0.1 | 0 | 0.1 | 0.1 | 0.1 | 0 | 0.1 | 0.1 | 0.1 | 0.1 | 0 | 0.1 | 0.1 | 0.1 | 0.1 | 0 | 0.1 | 0.1 | 0.1 | 0 | 0.1 | 0.1 |  | 1.8 | 1.8 | 1.8 | 4.4409e-16 |  | 0 | 0 | 0 | 0 | 0
1977-01-01 | 1977 | 1 | 1 | 0.2 | 0.1 | 0.2 | 0.1 | 0.2 | 0.1 | 0.2 | 0.1 | 0.2 | 0.1 | 0 | 0 | 0 | 0 | 0 | 0 | 0 | 0 | 0.2 | 0.1 | 0 | 0 | 0 | 0 |  | 1.8 | 1.8 | 1.8 | 2.2204e-16 |  | 0 | 0 | 0 | 0 | 0
1977-01-02 | 1977 | 1 | 2 | 0 | 0 | 0 | 0 | 0 | 0 | 0 | 0 | 0 | 0 | 0 | 0 | 0 | 0 | 0 | 0 | 0 | 0 | 0 | 0 | 0.1 | 0.1 | 0 | 0.1 |  | 0.3 | 0.3 | 0.3 | 5.5511e-17 |  | 0 | 0 | 0 | 0 | 0
1977-01-03 | 1977 | 1 | 3 | 0.1 | 0.1 | 0 | 0.1 | 0.1 | 0.1 | 0.1 | 0 | 0.1 | 0.1 | 0.1 | 0.1 | 0 | 0.1 | 0.1 | 0.1 | 0 | 0.1 | 0.1 | 0.1 | 0.1 | 0 | 0.1 | 0.1 |  | 1.9 | 1.9 | 1.9 | 6.6613e-16 |  | 0 | 0 | 0 | 0 | 0
1977-01-04 | 1977 | 1 | 4 | 0 | 0 | 0 | 0 | 0 | 0 | 0 | 0 | 0 | 0 | 0 | 0 | 0 | 0 | 0 | 0 | 0 | 0 | 0 | 0 | 0 | 0 | 0 | 0 |  | 0 | 0 | 0 | 0 |  | 0 | 0 | 0 | 0 | 0
1977-01-05 | 1977 | 1 | 5 | 0 | 0 | 0 | 0 | 0 | 0 | 0 | 0 | 0 | 0 | 0 | 0 | 0 | 0 | 0 | 0 | 0 | 0 | 0 | 0 | 0 | 0 | 0 | 0 |  | 0 | 0 | 0 | 0 |  | 0 | 0 | 0 | 0 | 0
1977-01-06 | 1977 | 1 | 6 | 0 | 0 | 0 | 0 | 0 | 0 | 0 | 0 | 0 | 0 | 0 | 0 | 0 | 0 | 0 | 0 | 0 | 0 | 0 | 0 | 0 | 0 | 0 | 0 |  | 0 | 0 | 0 | 0 |  | 0 | 0 | 0 | 0 | 0
1977-01-07 | 1977 | 1 | 7 | 0.1 | 0.3 | 0.2 | 0.1 | 0.1 | 0.2 | 0.2 | 0.2 | 0.1 | 0.2 | 0.1 | 0.1 | 0.2 | 0.1 | 0.2 | 0.1 | 0.1 | 0.2 | 0.1 | 0.1 | 0.2 | 0.1 | 0.2 | 0.1 |  | 3.6 | 3.6 | 3.6 | 1.3323e-15 |  | 0 | 0 | 0 | 0 | 0
1977-01-08 | 1977 | 1 | 8 | 0 | 0 | 0 | 0 | 0.1 | 0 | 0 | 0 | 0 | 0 | 0 | 0.1 | 0 | 0 | 0 | 0 | 0 | 0 | 0 | 0 | 0 | 0.1 | 0 | 0 |  | 0.3 | 0.3 | 0.3 | 5.5511e-17 |  | 0 | 0 | 0 | 0 | 0
1977-01-09 | 1977 | 1 | 9 | 0.1 | 0.1 | 0.1 | 0.1 | 0.1 | 0.1 | 0.1 | 0.1 | 0.1 | 0.1 | 0.1 | 0.1 | 0 | 0.1 | 0.1 | 0.1 | 0.1 | 0.1 | 0.1 | 0.1 | 0.1 | 0.1 | 0.1 | 0.1 |  | 2.3 | 2.3 | 2.3 | 8.8818e-16 |  | 0 | 0 | 0 | 0 | 0
1977-01-10 | 1977 | 1 | 10 | 0 | 0.1 | 0 | 0.1 | 0 | 0 | 0.1 | 0 | 0.1 | 0 | 0 | 0.1 | 0 | 0.1 | 0 | 0 | 0 | 0 | 0 | 0 | 0.1 | 0 | 0.1 | 0 |  | 0.8 | 0.8 | 0.8 | 1.1102e-16 |  | 0 | 0 | 0 | 0 | 0
1977-01-11 | 1977 | 1 | 11 | 0 | 0 | 0 | 0 | 0 | 0 | 0 | 0 | 0 | 0 | 0 | 0 | 0 | 0 | 0 | 0 | 0 | 0 | 0 | 0 | 0 | 0 | 0 | 0 |  | 0 | 0 | 0 | 0 |  | 0 | 0 | 0 | 0 | 0
1977-01-12 | 1977 | 1 | 12 | 0 | 0 | 0 | 0 | 0 | 0 | 0 | 0 | 0.1 | 0.2 | 0.1 | 0.1 | 0 | 0 | 0 | 0 | 0 | 0 | 0 | 0 | 0 | 0 | 0 | 0 |  | 0.5 | 0.5 | 0.5 | 0 |  | 0 | 0 | 0 | 0 | 0
1977-01-13 | 1977 | 1 | 13 | 0 | 0 | 0 | 0 | 0 | 0 | 0 | 0 | 0 | 0 | 0 | 0 | 0 | 0 | 0 | 0 | 0 | 0 | 0 | 0 | 0 | 0 | 0 | 0 |  | 0 | 0 | 0 | 0 |  | 0 | 0 | 0 | 0 | 0
1977-01-14 | 1977 | 1 | 14 | 0.1 | 0.2 | 0.1 | 0.1 | 0.1 | 0.2 | 0.1 | 0.1 | 0.1 | 0.2 | 0.1 | 0.1 | 0.1 | 0.2 | 0.1 | 0.1 | 0.1 | 0.2 | 0.1 | 0 | 0 | 0 | 0 | 0 |  | 2.4 | 2.4 | 2.4 | 8.8818e-16 |  | 0 | 0 | 0 | 0 | 0
1977-01-15 | 1977 | 1 | 15 | 0 | 0 | 0 | 0 | 0 | 0 | 0 | 0 | 0 | 0 | 0 | 0 | 0 | 0 | 0 | 0 | 0 | 0 | 0 | 0 | 0 | 0 | 0 | 0 |  | 0 | 0 | 0 | 0 |  | 0 | 0 | 0 | 0 | 0
1977-01-16 | 1977 | 1 | 16 | 0 | 0 | 0 | 0 | 0 | 0 | 0 | 0 | 0 | 0 | 0 | 0 | 0 | 0 | 0 | 0 | 0 | 0 | 0 | 0 | 0 | 0 | 0 | 0 |  | 0 | 0 | 0 | 0 |  | 0 | 0 | 0 | 0 | 0
1977-01-17 | 1977 | 1 | 17 | 0 | 0 | 0 | 0 | 0 | 0 | 0 | 0 | 0 | 0 | 0 | 0 | 0 | 0 | 0 | 0 | 0 | 0 | 0 | 0 | 0 | 0 | 0 | 0 |  | 0 | 0 | 0 | 0 |  | 0 | 0 | 0 | 0 | 0
1977-01-18 | 1977 | 1 | 18 | 0 | 0 | 0 | 0 | 0 | 0 | 0 | 0 | 0.4 | 0.4 | 0.5 | 0.4 | 0.4 | 0.4 | 0 | 0 | 0 | 0 | 0 | 0 | 0 | 0 | 0 | 0 |  | 2.5 | 2.5 | 2.5 | 0 |  | 0 | 0 | 0 | 0 | 0
1977-01-19 | 1977 | 1 | 19 | 0 | 0 | 0 | 0 | 0 | 0 | 0 | 0 | 0 | 0 | 0 | 0 | 0 | 0 | 0 | 0 | 0 | 0 | 0 | 0 | 0 | 0 | 0 | 0 |  | 0 | 0 | 0 | 0 |  | 0 | 0 | 0 | 0 | 0
1977-01-20 | 1977 | 1 | 20 | 0 | 0 | 0 | 0 | 0 | 0 | 0 | 0 | 0 | 0 | 0 | 0 | 0 | 0 | 0 | 0 | 0 | 0 | 0 | 0 | 0 | 0 | 0 | 0 |  | 0 | 0 | 0 | 0 |  | 0 | 0 | 0 | 0 | 0
1977-01-21 | 1977 | 1 | 21 | 0 | 0 | 0 | 0 | 0 | 0 | 0 | 0 | 0 | 0 | 0 | 0 | 0 | 0 | 0 | 0 | 0 | 0 | 0 | 0 | 0 | 0 | 0 | 0 |  | 0 | 0 | 0 | 0 |  | 0 | 0 | 0 | 0 | 0
1977-01-22 | 1977 | 1 | 22 | 0 | 0 | 0 | 0 | 0 | 0 | 0 | 0 | 0 | 0 | 0 | 0 | 0 | 0 | 0 | 0 | 0 | 0 | 0 | 0 | 0 | 0 | 0 | 0 |  | 0 | 0 | 0 | 0 |  | 0 | 0 | 0 | 0 | 0
1977-01-23 | 1977 | 1 | 23 | 0 | 0 | 0 | 0 | 0 | 0 | 0 | 0 | 0 | 0 | 0 | 0 | 0 | 0 | 0 | 0 | 0 | 0 | 0 | 0 | 0 | 0 | 0 | 0 |  | 0 | 0 | 0 | 0 |  | 0 | 0 | 0 | 0 | 0
1977-01-24 | 1977 | 1 | 24 | 0 | 0 | 0 | 0 | 0 | 0 | 0 | 0 | 0 | 0 | 0 | 0 | 0 | 0 | 0 | 0 | 0 | 0 | 0 | 0 | 0 | 0 | 0 | 0 |  | 0 | 0 | 0 | 0 |  | 0 | 0 | 0 | 0 | 0
1977-01-25 | 1977 | 1 | 25 | 0 | 0 | 0 | 0 | 0 | 0 | 0 | 0 | 0 | 0 | 0 | 0 | 0 | 0 | 0 | 0 | 0 | 0 | 0 | 0 | 0 | 0 | 0 | 0 |  | 0 | 0 | 0 | 0 |  | 0 | 0 | 0 | 0 | 0
1977-01-26 | 1977 | 1 | 26 | 0 | 0 | 0 | 0 | 0 | 0 | 0 | 0 | 0 | 0 | 0 | 0 | 0 | 0 | 0 | 0 | 0 | 0 | 0 | 0 | 0 | 0 | 0 | 0 |  | 0 | 0 | 0 | 0 |  | 0 | 0 | 0 | 0 | 0
1977-01-27 | 1977 | 1 | 27 | 0 | 0.2 | 0.1 | 0 | 0 | 0 | 0 | 0.2 | 0.2 | 0.1 | 0.2 | 0.1 | 0.2 | 0.2 | 0.1 | 0.2 | 0.2 | 0.1 | 0.2 | 0.1 | 0.2 | 0.2 | 0.1 | 0.2 |  | 3.1 | 3.1 | 3.1 | 8.8818e-16 |  | 0 | 0 | 0 | 0 | 0
1977-01-28 | 1977 | 1 | 28 | 0.2 | 0.1 | 0.2 | 0.1 | 0.2 | 0.1 | 0.2 | 0.1 | 0.2 | 0 | 0 | 0 | 0 | 0 | 0 | 0 | 0 | 0 | 0 | 0 | 0.1 | 0.2 | 0.1 | 0.2 |  | 2 | 2 | 2 | 4.4409e-16 |  | 0 | 0 | 0 | 0 | 0
1977-01-29 | 1977 | 1 | 29 | 0.1 | 0 | 0.1 | 0.1 | 0.1 | 0 | 0.1 | 0.1 | 0 | 0.1 | 0.1 | 0.1 | 0 | 0.1 | 0 | 0 | 0 | 0 | 0 | 0 | 0 | 0 | 0 | 0 |  | 1 | 1 | 1 | 1.1102e-16 |  | 0 | 0 | 0 | 0 | 0
1977-01-30 | 1977 | 1 | 30 | 0 | 0 | 0 | 0 | 0 | 0 | 0 | 0 | 0 | 0 | 0 | 0 | 0 | 0 | 0 | 0 | 0 | 0 | 0 | 0 | 0 | 0 | 0 | 0 |  | 0 | 0 | 0 | 0 |  | 0 | 0 | 0 | 0 | 0
1977-01-31 | 1977 | 1 | 31 | 0 | 0 | 0 | 0 | 0 | 0 | 0 | 0 | 0 | 0 | 0 | 0 | 0 | 0 | 0 | 0 | 0 | 0 | 0 | 0 | 0 | 0 | 0 | 0 |  | 0 | 0 | 0 | 0 |  | 0 | 0 | 0 | 0 | 0
1977-02-01 | 1977 | 2 | 1 | 0 | 0 | 0 | 0 | 0 | 0 | 0 | 0 | 0 | 0 | 0 | 0 | 0 | 0 | 0 | 0 | 0 | 0 | 0 | 0 | 0 | 0 | 0 | 0 |  | 0 | 0 | 0 | 0 |  | 0 | 0 | 0 | 0 | 0
1977-02-02 | 1977 | 2 | 2 | 0 | 0 | 0 | 0 | 0 | 0 | 0 | 0 | 0 | 0 | 0 | 0 | 0 | 0 | 0 | 0 | 0 | 0 | 0 | 0 | 0 | 0 | 0 | 0 |  | 0 | 0 | 0 | 0 |  | 0 | 0 | 0 | 0 | 0
1977-02-03 | 1977 | 2 | 3 | 0 | 0 | 0 | 0 | 0 | 0 | 0 | 0 | 0 | 0 | 0 | 0 | 0 | 0 | 0 | 0 | 0 | 0 | 0 | 0 | 0 | 0 | 0 | 0 |  | 0 | 0 | 0 | 0 |  | 0 | 0 | 0 | 0 | 0
1977-02-04 | 1977 | 2 | 4 | 0 | 0 | 0 | 0 | 0 | 0 | 0 | 0 | 0 | 0 | 0 | 0 | 0 | 0 | 0 | 0 | 0 | 0 | 0 | 0 | 0 | 0 | 0 | 0 |  | 0 | 0 | 0 | 0 |  | 0 | 0 | 0 | 0 | 0
1977-02-05 | 1977 | 2 | 5 | 0 | 0 | 0 | 0 | 0 | 0 | 0 | 0 | 0 | 0 | 0 | 0 | 0 | 0 | 0 | 0 | 0 | 0 | 0 | 0 | 0 | 0 | 0 | 0 |  | 0 | 0 | 0 | 0 |  | 0 | 0 | 0 | 0 | 0
1977-02-06 | 1977 | 2 | 6 | 0 | 0 | 0 | 0 | 0 | 0 | 0 | 0 | 0 | 0 | 0 | 0 | 0 | 0 | 0 | 0 | 0 | 0 | 0 | 0 | 0 | 0 | 0 | 0 |  | 0 | 0 | 0 | 0 |  | 0 | 0 | 0 | 0 | 0
1977-02-07 | 1977 | 2 | 7 | 0 | 0 | 0 | 0 | 0 | 0 | 0 | 0 | 0 | 0 | 0 | 0 | 0 | 0 | 0 | 0 | 0 | 0 | 0 | 0 | 0 | 0 | 0 | 0 |  | 0 | 0 | 0 | 0 |  | 0 | 0 | 0 | 0 | 0
1977-02-08 | 1977 | 2 | 8 | 0 | 0 | 0 | 0 | 0 | 0 | 0 | 0 | 0 | 0 | 0 | 0 | 0 | 0 | 0 | 0 | 0 | 0 | 0 | 0 | 0 | 0 | 0 | 0 |  | 0 | 0 | 0 | 0 |  | 0 | 0 | 0 | 0 | 0
1977-02-09 | 1977 | 2 | 9 | 0 | 0 | 0 | 0 | 0 | 0 | 0 | 0 | 0 | 0 | 0 | 0 | 0 | 0 | 0 | 0 | 0 | 0 | 0 | 0 | 0 | 0 | 0 | 0 |  | 0 | 0 | 0 | 0 |  | 0 | 0 | 0 | 0 | 0
1977-02-10 | 1977 | 2 | 10 | 0 | 0 | 0 | 0 | 0 | 0 | 0 | 0 | 0 | 0 | 0 | 0 | 0 | 0 | 0 | 0 | 0 | 0 | 0 | 0 | 0 | 0 | 0 | 0 |  | 0 | 0 | 0 | 0 |  | 0 | 0 | 0 | 0 | 0
1977-02-11 | 1977 | 2 | 11 | 0 | 0 | 0 | 0 | 0 | 0 | 0 | 0 | 0 | 0 | 0 | 0 | 0 | 0 | 0 | 0 | 0 | 0 | 0 | 0 | 0 | 0 | 0 | 0 |  | 0 | 0 | 0 | 0 |  | 0 | 0 | 0 | 0 | 0
1977-02-12 | 1977 | 2 | 12 | 0 | 0 | 0 | 0 | 0 | 0 | 0 | 0 | 0 | 0 | 0 | 0 | 0 | 0 | 0 | 0 | 0 | 0 | 0 | 0 | 0 | 0 | 0 | 0 |  | 0 | 0 | 0 | 0 |  | 0 | 0 | 0 | 0 | 0
1977-02-13 | 1977 | 2 | 13 | 0 | 0 | 0 | 0 | 0 | 0 | 0 | 0 | 0 | 0 | 0 | 0 | 0 | 0 | 0 | 0 | 0 | 0 | 0 | 0 | 0 | 0 | 0 | 0 |  | 0 | 0 | 0 | 0 |  | 0 | 0 | 0 | 0 | 0
1977-02-14 | 1977 | 2 | 14 | 0 | 0 | 0 | 0 | 0 | 0 | 0 | 0 | 0 | 0 | 0 | 0 | 0 | 0 | 0 | 0 | 0 | 0 | 0 | 0 | 0 | 0 | 0 | 0 |  | 0 | 0 | 0 | 0 |  | 0 | 0 | 0 | 0 | 0
1977-02-15 | 1977 | 2 | 15 | 0 | 0 | 0 | 0 | 0 | 0 | 0 | 0 | 0 | 0 | 0 | 0 | 0 | 0 | 0 | 0 | 0 | 0 | 0 | 0 | 0 | 0 | 0 | 0 |  | 0 | 0 | 0 | 0 |  | 0 | 0 | 0 | 0 | 0
1977-02-16 | 1977 | 2 | 16 | 0 | 0 | 0 | 0 | 0 | 0 | 0 | 0 | 0 | 0 | 0 | 0 | 0 | 0 | 0 | 0 | 0 | 0 | 0 | 0 | 0 | 0 | 0 | 0 |  | 0 | 0 | 0 | 0 |  | 0 | 0 | 0 | 0 | 0
1977-02-17 | 1977 | 2 | 17 | 0 | 0 | 0 | 0 | 0 | 0 | 0 | 0 | 0 | 0 | 0 | 0 | 0 | 0 | 0 | 0 | 0 | 0 | 0 | 0 | 0 | 0 | 0 | 0 |  | 0 | 0 | 0 | 0 |  | 0 | 0 | 0 | 0 | 0
1977-02-18 | 1977 | 2 | 18 | 0.1 | 0 | 0 | 0.1 | 0 | 0 | 0 | 0 | 0 | 0 | 0 | 0 | 0 | 0 | 0 | 0 | 0 | 0 | 0 | 0 | 0 | 0 | 0 | 0 |  | 0.2 | 0.2 | 0.2 | 0 |  | 0 | 0 | 0 | 0 | 0
1977-02-19 | 1977 | 2 | 19 | 0 | 0 | 0 | 0 | 0 | 0 | 0 | 0 | 0 | 0 | 0 | 0 | 0 | 0 | 0 | 0 | 0 | 0 | 0 | 0 | 0 | 0 | 0 | 0 |  | 0 | 0 | 0 | 0 |  | 0 | 0 | 0 | 0 | 0
1977-02-20 | 1977 | 2 | 20 | 0 | 0 | 0 | 0 | 0 | 0 | 0 | 0 | 0 | 0 | 0 | 0 | 0 | 0 | 0 | 0 | 0 | 0 | 0 | 0 | 0 | 0 | 0 | 0 |  | 0 | 0 | 0 | 0 |  | 0 | 0 | 0 | 0 | 0
1977-02-21 | 1977 | 2 | 21 | 0 | 0 | 0 | 0 | 0 | 0 | 0 | 0 | 0 | 0 | 0 | 0 | 0 | 0 | 0 | 0 | 0 | 0 | 0 | 0 | 0 | 0 | 0 | 0 |  | 0 | 0 | 0 | 0 |  | 0 | 0 | 0 | 0 | 0
1977-02-22 | 1977 | 2 | 22 | 0 | 0 | 0 | 0 | 0 | 0 | 0 | 0 | 0 | 0 | 0 | 0 | 0 | 0 | 0 | 0 | 0 | 0 | 0 | 0 | 0 | 0 | 0 | 0 |  | 0 | 0 | 0 | 0 |  | 0 | 0 | 0 | 0 | 0
1977-02-23 | 1977 | 2 | 23 | 0 | 0 | 0 | 0 | 0 | 0 | 0 | 0 | 0 | 0 | 0 | 0 | 0 | 0 | 0 | 0 | 0 | 0 | 0 | 0 | 0 | 0 | 0 | 0 |  | 0 | 0 | 0 | 0 |  | 0 | 0 | 0 | 0 | 0
1977-02-24 | 1977 | 2 | 24 | 0 | 0 | 0 | 0 | 0 | 0 | 0 | 0 | 0 | 0 | 0 | 0 | 0 | 0 | 0 | 0 | 0 | 0 | 0 | 0 | 0 | 0 | 0 | 0 |  | 0 | 0 | 0 | 0 |  | 0 | 0 | 0 | 0 | 0
1977-02-25 | 1977 | 2 | 25 | 0 | 0 | 0 | 0 | 0 | 0 | 0 | 0 | 0 | 0 | 0 | 0 | 0 | 0 | 0 | 0 | 0 | 0 | 0 | 0 | 0 | 0 | 0 | 0 |  | 0 | 0 | 0 | 0 |  | 0 | 0 | 0 | 0 | 0
1977-02-26 | 1977 | 2 | 26 | 0 | 0 | 0 | 0 | 0 | 0 | 0 | 0 | 0 | 0 | 0 | 0 | 0 | 0 | 0 | 0 | 0 | 0 | 0 | 0 | 0 | 0 | 0 | 0 |  | 0 | 0 | 0 | 0 |  | 0 | 0 | 0 | 0 | 0
1977-02-27 | 1977 | 2 | 27 | 0 | 0 | 0 | 0 | 0 | 0 | 0 | 0 | 0 | 0 | 0 | 0 | 0 | 0 | 0 | 0 | 0 | 0 | 0 | 0 | 0 | 0 | 0 | 0 |  | 0 | 0 | 0 | 0 |  | 0 | 0 | 0 | 0 | 0
1977-02-28 | 1977 | 2 | 28 | 0 | 0 | 0 | 0 | 0 | 0 | 0 | 0 | 0 | 0 | 0 | 0 | 0 | 0 | 0 | 0 | 0 | 0 | 0 | 0 | 0 | 0 | 0 | 0 |  | 0 | 0 | 0 | 0 |  | 0 | 0 | 0 | 0 | 0
1977-03-01 | 1977 | 3 | 1 | 0 | 0 | 0 | 0 | 0 | 0 | 0 | 0 | 0 | 0 | 0 | 0 | 0 | 0 | 0 | 0 | 0 | 0 | 0 | 0 | 0 | 0 | 0 | 0 |  | 0 | 0 | 0 | 0 |  | 0 | 0 | 0 | 0 | 0
1977-03-02 | 1977 | 3 | 2 | 0 | 0 | 0 | 0 | 0 | 0 | 0.1 | 0 | 0 | 0.1 | 0 | 0 | 0.1 | 0 | 0 | 0 | 0 | 0 | 0 | 0 | 0 | 0 | 0 | 0 |  | 0.3 | 0.3 | 0.3 | 5.5511e-17 |  | 0 | 0 | 0 | 0 | 0
1977-03-03 | 1977 | 3 | 3 | 0 | 0 | 0 | 0 | 0 | 0 | 0 | 0 | 0 | 0 | 0 | 0 | 0 | 0 | 0 | 0 | 0 | 0 | 0 | 0 | 0 | 0 | 0 | 0 |  | 0 | 0 | 0 | 0 |  | 0 | 0 | 0 | 0 | 0
1977-03-04 | 1977 | 3 | 4 | 0 | 0 | 0 | 0 | 0 | 0 | 0 | 0 | 0 | 0 | 0 | 0 | 0 | 0 | 0 | 0 | 0 | 0 | 0 | 0 | 0 | 0 | 0 | 0 |  | 0 | 0 | 0 | 0 |  | 0 | 0 | 0 | 0 | 0
1977-03-05 | 1977 | 3 | 5 | 0 | 0 | 0 | 0 | 0 | 0 | 0 | 0 | 0 | 0 | 0 | 0 | 0 | 0 | 0 | 0 | 0 | 0 | 0 | 0 | 0 | 0 | 0 | 0 |  | 0 | 0 | 0 | 0 |  | 0 | 0 | 0 | 0 | 0
1977-03-06 | 1977 | 3 | 6 | 0 | 0 | 0 | 0 | 0 | 0 | 0 | 0 | 0 | 0 | 0 | 0 | 0 | 0 | 0 | 0 | 0 | 0 | 0 | 0 | 0 | 0 | 0 | 0 |  | 0 | 0 | 0 | 0 |  | 0 | 0 | 0 | 0 | 0
1977-03-07 | 1977 | 3 | 7 | 0 | 0 | 0 | 0 | 0 | 0 | 0 | 0 | 0 | 0 | 0 | 0 | 0 | 0 | 0 | 0 | 0 | 0 | 0 | 0 | 0 | 0 | 0 | 0 |  | 0 | 0 | 0 | 0 |  | 0 | 0 | 0 | 0 | 0
1977-03-08 | 1977 | 3 | 8 | 0.1 | 0 | 0 | 0 | 0.1 | 0 | 0 | 0 | 0.1 | 0 | 0 | 0 | 0.1 | 0 | 0 | 0 | 0 | 0.1 | 0 | 0 | 0.1 | 0 | 0 | 0 |  | 0.6 | 0.6 | 0.6 | 0 |  | 0 | 0 | 0 | 0 | 0
1977-03-09 | 1977 | 3 | 9 | 0 | 0 | 0 | 0 | 0 | 0 | 0 | 0 | 0 | 0 | 0 | 0 | 0 | 0 | 0 | 0 | 0 | 0 | 0 | 0 | 0 | 0 | 0 | 0 |  | 0 | 0 | 0 | 0 |  | 0 | 0 | 0 | 0 | 0
1977-03-10 | 1977 | 3 | 10 | 0 | 0 | 0 | 0 | 0 | 0 | 0 | 0 | 0 | 0 | 0 | 0 | 0 | 0 | 0 | 0 | 0 | 0 | 0 | 0 | 0 | 0 | 0 | 0 |  | 0 | 0 | 0 | 0 |  | 0 | 0 | 0 | 0 | 0
1977-03-11 | 1977 | 3 | 11 | 0 | 0 | 0 | 0 | 0 | 0 | 0 | 0 | 0 | 0 | 0 | 0 | 0 | 0 | 0 | 0 | 0 | 0 | 0 | 0 | 0 | 0 | 0 | 0 |  | 0 | 0 | 0 | 0 |  | 0 | 0 | 0 | 0 | 0
1977-03-12 | 1977 | 3 | 12 | 0 | 0 | 0 | 0 | 0 | 0 | 0 | 0 | 0 | 0 | 0 | 0 | 0 | 0 | 0 | 0 | 0 | 0 | 0 | 0 | 0 | 0 | 0 | 0 |  | 0 | 0 | 0 | 0 |  | 0 | 0 | 0 | 0 | 0
1977-03-13 | 1977 | 3 | 13 | 0 | 0 | 0 | 0 | 0 | 0 | 0 | 0 | 0 | 0 | 0 | 0 | 0 | 0 | 0 | 0 | 0 | 0 | 0 | 0 | 0 | 0 | 0 | 0 |  | 0 | 0 | 0 | 0 |  | 0 | 0 | 0 | 0 | 0
1977-03-14 | 1977 | 3 | 14 | 0 | 0 | 0 | 0 | 0 | 0 | 0 | 0 | 0 | 0 | 0 | 0 | 0 | 0 | 0 | 0 | 0 | 0 | 0 | 0 | 0 | 0 | 0 | 0 |  | 0 | 0 | 0 | 0 |  | 0 | 0 | 0 | 0 | 0
1977-03-15 | 1977 | 3 | 15 | 0 | 0 | 0 | 0 | 0 | 0 | 0 | 0 | 0 | 0 | 0 | 0 | 0 | 0 | 0 | 0 | 0 | 0 | 0 | 0 | 0 | 0 | 0 | 0 |  | 0 | 0 | 0 | 0 |  | 0 | 0 | 0 | 0 | 0
1977-03-16 | 1977 | 3 | 16 | 0 | 0 | 0 | 0 | 0 | 0 | 0 | 0 | 0 | 0 | 0 | 0 | 0 | 0 | 0 | 0 | 0 | 0 | 0 | 0 | 0 | 0 | 0 | 0 |  | 0 | 0 | 0 | 0 |  | 0 | 0 | 0 | 0 | 0
1977-03-17 | 1977 | 3 | 17 | 0 | 0 | 0 | 0 | 0 | 0 | 0 | 0 | 0 | 0 | 0 | 0 | 0 | 0 | 0.1 | 0.2 | 0 | 0 | 0 | 0 | 0.1 | 0 | 0 | 0 |  | 0.4 | 0.4 | 0.4 | 0 |  | 0 | 0 | 0 | 0 | 0
1977-03-18 | 1977 | 3 | 18 | 0 | 0 | 0 | 0 | 0 | 0 | 0.2 | 0 | 0.2 | 0.2 | 0 | 0 | 0 | 0.3 | 0.2 | 0.2 | 0.2 | 0.2 | 0.2 | 0.2 | 0.3 | 0.2 | 0.2 | 0.2 |  | 3 | 3 | 3 | 4.4409e-16 |  | 0 | 0 | 0 | 0 | 0
1977-03-19 | 1977 | 3 | 19 | 0.1 | 0 | 0.1 | 0 | 0 | 0 | 0.1 | 0 | 0.1 | 0 | 0.1 | 0 | 0 | 0 | 0 | 0 | 0 | 0 | 0 | 0 | 0 | 0 | 0 | 0 |  | 0.5 | 0.5 | 0.5 | 0 |  | 0 | 0 | 0 | 0 | 0
1977-03-20 | 1977 | 3 | 20 | 0 | 0 | 0 | 0 | 0 | 0 | 0 | 0 | 0 | 0 | 0 | 0 | 0 | 0 | 0 | 0 | 0 | 0 | 0 | 0 | 0 | 0 | 0 | 0 |  | 0 | 0 | 0 | 0 |  | 0 | 0 | 0 | 0 | 0
1977-03-21 | 1977 | 3 | 21 | 0 | 0 | 0 | 0 | 0 | 0 | 0 | 0 | 0 | 0 | 0 | 0 | 0 | 0 | 0 | 0 | 0 | 0 | 0 | 0 | 0 | 0 | 0 | 0 |  | 0 | 0 | 0 | 0 |  | 0 | 0 | 0 | 0 | 0
1977-03-22 | 1977 | 3 | 22 | 0 | 0.2 | 0.2 | 0.2 | 0.2 | 0 | 0 | 0 | 0 | 0.2 | 0.2 | 0 | 0 | 0 | 0 | 0 | 0 | 0 | 0 | 0 | 0 | 0 | 0 | 0 |  | 1.2 | 1.2 | 1.2 | 0 |  | 0 | 0 | 0 | 0 | 0
1977-03-23 | 1977 | 3 | 23 | 0 | 0 | 0 | 0 | 0 | 0 | 0 | 0 | 0 | 0 | 0 | 0 | 0 | 0 | 0 | 0 | 0 | 0 | 0 | 0 | 0 | 0 | 0 | 0 |  | 0 | 0 | 0 | 0 |  | 0 | 0 | 0 | 0 | 0
1977-03-24 | 1977 | 3 | 24 | 0 | 0 | 0 | 0 | 0 | 0 | 0 | 0 | 0 | 0 | 0 | 0 | 0 | 0 | 0 | 0 | 0 | 0 | 0 | 0 | 0 | 0 | 0 | 0 |  | 0 | 0 | 0 | 0 |  | 0 | 0 | 0 | 0 | 0
1977-03-25 | 1977 | 3 | 25 | 0 | 0 | 0 | 0 | 0 | 0 | 0 | 0 | 0 | 0 | 0 | 0 | 0 | 0 | 0 | 0 | 0 | 0 | 0 | 0 | 0 | 0 | 0 | 0 |  | 0 | 0 | 0 | 0 |  | 0 | 0 | 0 | 0 | 0
1977-03-26 | 1977 | 3 | 26 | 0 | 0 | 0 | 0 | 0 | 0 | 0 | 0 | 0 | 0 | 0 | 0 | 0 | 0 | 0 | 0 | 0 | 0 | 0 | 0 | 0 | 0 | 0 | 0 |  | 0 | 0 | 0 | 0 |  | 0 | 0 | 0 | 0 | 0
1977-03-27 | 1977 | 3 | 27 | 0 | 0 | 0 | 0 | 0 | 0 | 0 | 0 | 0 | 0 | 0 | 0 | 0 | 0 | 0 | 0 | 0.1 | 0 | 0 | 0.1 | 0.1 | 0 | 0 | 0.1 |  | 0.4 | 0.4 | 0.4 | 0 |  | 0 | 0 | 0 | 0 | 0
1977-03-28 | 1977 | 3 | 28 | 0 | 0 | 0 | 0 | 0 | 0 | 0 | 0 | 0 | 0 | 0 | 0 | 0 | 0 | 0 | 0 | 0 | 0 | 0 | 0 | 0 | 0 | 0 | 0 |  | 0 | 0 | 0 | 0 |  | 0 | 0 | 0 | 0 | 0
1977-03-29 | 1977 | 3 | 29 | 0 | 0 | 0 | 0 | 0 | 0 | 0 | 0 | 0 | 0 | 0 | 0 | 0 | 0 | 0 | 0 | 0 | 0 | 0 | 0 | 0 | 0 | 0 | 0 |  | 0 | 0 | 0 | 0 |  | 0 | 0 | 0 | 0 | 0
1977-03-30 | 1977 | 3 | 30 | 0 | 0 | 0 | 0 | 0 | 0 | 0 | 0 | 0 | 0 | 0 | 0 | 0 | 0 | 0 | 0 | 0 | 0 | 0 | 0 | 0 | 0 | 0 | 0 |  | 0 | 0 | 0 | 0 |  | 0 | 0 | 0 | 0 | 0
1977-03-31 | 1977 | 3 | 31 | 0 | 0 | 0 | 0 | 0 | 0 | 0 | 0 | 0 | 0 | 0 | 0 | 0 | 0 | 0 | 0 | 0 | 0 | 0 | 0 | 0 | 0 | 0 | 0 |  | 0 | 0 | 0 | 0 |  | 0 | 0 | 0 | 0 | 0
1977-04-01 | 1977 | 4 | 1 | 0 | 0.1 | 0 | 0 | 0 | 0 | 0 | 0 | 0 | 0 | 0 | 0 | 0.1 | 0 | 0 | 0 | 0 | 0 | 0 | 0 | 0 | 0 | 0 | 0 |  | 0.2 | 0.2 | 0.2 | 0 |  | 0 | 0 | 0 | 0 | 0
1977-04-02 | 1977 | 4 | 2 | 0.2 | 0.2 | 0 | 0 | 0 | 0 | 0 | 0 | 0.2 | 0.2 | 0.2 | 0 | 0 | 0 | 0 | 0 | 0 | 0 | 0 | 0 | 0 | 0 | 0.2 | 0.2 |  | 1.4 | 1.4 | 1.4 | 0 |  | 0 | 0 | 0 | 0 | 0
1977-04-03 | 1977 | 4 | 3 | 0.1 | 0.1 | 0.1 | 0 | 0.1 | 0.1 | 0 | 0 | 0 | 0 | 0 | 0 | 0 | 0 | 0 | 0 | 0 | 0 | 0.1 | 0.1 | 0.1 | 0 | 0.1 | 0.1 |  | 1 | 1 | 1 | 1.1102e-16 |  | 0 | 0 | 0 | 0 | 0
1977-04-04 | 1977 | 4 | 4 | 0.3 | 0.2 | 0.3 | 0 | 0 | 0 | 0 | 0 | 0 | 0 | 0 | 0 | 0 | 0 | 0 | 0 | 0 | 0 | 0 | 0 | 0 | 0 | 0 | 0 |  | 0.8 | 0.8 | 0.8 | 0 |  | 0 | 0 | 0 | 0 | 0
1977-04-05 | 1977 | 4 | 5 | 0 | 0 | 0 | 0 | 0 | 0 | 0 | 0 | 0 | 0 | 0 | 0 | 0 | 0 | 0 | 0 | 0 | 0 | 0 | 0 | 0 | 0 | 0 | 0 |  | 0 | 0 | 0 | 0 |  | 0 | 0 | 0 | 0 | 0
1977-04-06 | 1977 | 4 | 6 | 0 | 0 | 0 | 0 | 0 | 0 | 0 | 0 | 0 | 0 | 0 | 0 | 0 | 0 | 0 | 0 | 0 | 0 | 0 | 0 | 0 | 0 | 0 | 0 |  | 0 | 0 | 0 | 0 |  | 0 | 0 | 0 | 0 | 0
1977-04-07 | 1977 | 4 | 7 | 0 | 0 | 0 | 0 | 0 | 0 | 0 | 0 | 0 | 0 | 0 | 0 | 0 | 0 | 0 | 0 | 0 | 0 | 0 | 0 | 0 | 0 | 0 | 0 |  | 0 | 0 | 0 | 0 |  | 0 | 0 | 0 | 0 | 0
1977-04-08 | 1977 | 4 | 8 | 0 | 0 | 0 | 0 | 0 | 0 | 0 | 0 | 0 | 0 | 0 | 0 | 0 | 0 | 0 | 0 | 0 | 0 | 0 | 0 | 0 | 0 | 0 | 0 |  | 0 | 0 | 0 | 0 |  | 0 | 0 | 0 | 0 | 0
1977-04-09 | 1977 | 4 | 9 | 0 | 0 | 0 | 0 | 0 | 0 | 0 | 0 | 0 | 0 | 0 | 0 | 0 | 0 | 0 | 0 | 0 | 0 | 0 | 0 | 0 | 0 | 0 | 0 |  | 0 | 0 | 0 | 0 |  | 0 | 0 | 0 | 0 | 0
1977-04-10 | 1977 | 4 | 10 | 0 | 0 | 0 | 0 | 0 | 0 | 0 | 0 | 0 | 0 | 0 | 0 | 0 | 0 | 0 | 0 | 0 | 0 | 0 | 0 | 0 | 0 | 0 | 0 |  | 0 | 0 | 0 | 0 |  | 0 | 0 | 0 | 0 | 0
1977-04-11 | 1977 | 4 | 11 | 0 | 0 | 0 | 0 | 0 | 0 | 0 | 0 | 0 | 0 | 0 | 0 | 0 | 0 | 0 | 0 | 0 | 0 | 0 | 0 | 0 | 0 | 0 | 0 |  | 0 | 0 | 0 | 0 |  | 0 | 0 | 0 | 0 | 0
1977-04-12 | 1977 | 4 | 12 | 0 | 0 | 0 | 0 | 0 | 0 | 0 | 0 | 0 | 0 | 0 | 0 | 0 | 0 | 0 | 0 | 0 | 0 | 0 | 0 | 0 | 0 | 0 | 0 |  | 0 | 0 | 0 | 0 |  | 0 | 0 | 0 | 0 | 0
1977-04-13 | 1977 | 4 | 13 | 0 | 0 | 0 | 0 | 0 | 0 | 0 | 0 | 0 | 0 | 0 | 0 | 0 | 0 | 0 | 0 | 0 | 0 | 0 | 0 | 0 | 0 | 0 | 0 |  | 0 | 0 | 0 | 0 |  | 0 | 0 | 0 | 0 | 0
1977-04-14 | 1977 | 4 | 14 | 0 | 0 | 0 | 0 | 0 | 0 | 0 | 0 | 0 | 0 | 0 | 0 | 0 | 0 | 0 | 0 | 0 | 0 | 0 | 0 | 0 | 0 | 0 | 0 |  | 0 | 0 | 0 | 0 |  | 0 | 0 | 0 | 0 | 0
1977-04-15 | 1977 | 4 | 15 | 0 | 0 | 0 | 0 | 0 | 0 | 0 | 0 | 0 | 0 | 0 | 0 | 0 | 0 | 0 | 0 | 0 | 0 | 0 | 0 | 0 | 0 | 0 | 0 |  | 0 | 0 | 0 | 0 |  | 0 | 0 | 0 | 0 | 0
1977-04-16 | 1977 | 4 | 16 | 0 | 0 | 0 | 0 | 0 | 0 | 0 | 0 | 0 | 0 | 0 | 0 | 0 | 0 | 0 | 0 | 0 | 0 | 0.2 | 0.2 | 0 | 0 | 0 | 0.2 |  | 0.6 | 0.6 | 0.6 | 1.1102e-16 |  | 0 | 0 | 0 | 0 | 0
1977-04-17 | 1977 | 4 | 17 | 0.3 | 0.2 | 0.3 | 0.3 | 0.2 | 0 | 0 | 0 | 0 | 0 | 0 | 0 | 0 | 0.3 | 0 | 0 | 0 | 0 | 0 | 0 | 0 | 0 | 0 | 0 |  | 1.6 | 1.6 | 1.6 | 0 |  | 0 | 0 | 0 | 0 | 0
1977-04-18 | 1977 | 4 | 18 | 0 | 0 | 0 | 0 | 0 | 0 | 0 | 0 | 0 | 0 | 0 | 0 | 0 | 0 | 0 | 0 | 0 | 0 | 0 | 0 | 0 | 0 | 0 | 0 |  | 0 | 0 | 0 | 0 |  | 0 | 0 | 0 | 0 | 0
1977-04-19 | 1977 | 4 | 19 | 0 | 0 | 0 | 0 | 0 | 0 | 0 | 0 | 0 | 0 | 0 | 0 | 0 | 0 | 0 | 0 | 0 | 0 | 0 | 0 | 0 | 0 | 0 | 0 |  | 0 | 0 | 0 | 0 |  | 0 | 0 | 0 | 0 | 0
1977-04-20 | 1977 | 4 | 20 | 0 | 0 | 0 | 0 | 0 | 0 | 0 | 0 | 0 | 0 | 0 | 0 | 0 | 0 | 0 | 0 | 0 | 0 | 0 | 0 | 0 | 0 | 0 | 0 |  | 0 | 0 | 0 | 0 |  | 0 | 0 | 0 | 0 | 0
1977-04-21 | 1977 | 4 | 21 | 0 | 0 | 0 | 0 | 0 | 0 | 0 | 0 | 0 | 0 | 0 | 0 | 0 | 0 | 0 | 0 | 0 | 0 | 0 | 0 | 0 | 0 | 0 | 0 |  | 0 | 0 | 0 | 0 |  | 0 | 0 | 0 | 0 | 0
1977-04-22 | 1977 | 4 | 22 | 0 | 0 | 0 | 0 | 0 | 0 | 0 | 0 | 0 | 0 | 0 | 0 | 0 | 0 | 0 | 0 | 0 | 0 | 0 | 0 | 0 | 0 | 0 | 0 |  | 0 | 0 | 0 | 0 |  | 0 | 0 | 0 | 0 | 0
1977-04-23 | 1977 | 4 | 23 | 0 | 0 | 0 | 0 | 0 | 0 | 0 | 0 | 0 | 0 | 0 | 0 | 0 | 0 | 0 | 0 | 0 | 0 | 0 | 0 | 0 | 0 | 0 | 0 |  | 0 | 0 | 0 | 0 |  | 0 | 0 | 0 | 0 | 0
1977-04-24 | 1977 | 4 | 24 | 0 | 0 | 0 | 0 | 0 | 0 | 0 | 0 | 0 | 0 | 0 | 0 | 0 | 0 | 0 | 0 | 0 | 0 | 0 | 0 | 0 | 0 | 0 | 0 |  | 0 | 0 | 0 | 0 |  | 0 | 0 | 0 | 0 | 0
1977-04-25 | 1977 | 4 | 25 | 0 | 0 | 0 | 0 | 0 | 0 | 0 | 0 | 0 | 0 | 0 | 0 | 0 | 0 | 0 | 0 | 0 | 0 | 0 | 0 | 0 | 0 | 0 | 0 |  | 0 | 0 | 0 | 0 |  | 0 | 0 | 0 | 0 | 0
1977-04-26 | 1977 | 4 | 26 | 0 | 0 | 0 | 0 | 0 | 0 | 0 | 0 | 0 | 0 | 0 | 0 | 0 | 0 | 0 | 0 | 0 | 0 | 0 | 0 | 0 | 0 | 0 | 0 |  | 0 | 0 | 0 | 0 |  | 0 | 0 | 0 | 0 | 0
1977-04-27 | 1977 | 4 | 27 | 0 | 0 | 0 | 0 | 0 | 0 | 0 | 0 | 0 | 0 | 0 | 0 | 0 | 0 | 0 | 0 | 0 | 0 | 0 | 0 | 0 | 0 | 0 | 0 |  | 0 | 0 | 0 | 0 |  | 0 | 0 | 0 | 0 | 0
1977-04-28 | 1977 | 4 | 28 | 0 | 0 | 0 | 0 | 0 | 0 | 0 | 0 | 0 | 0 | 0 | 0 | 0 | 0 | 0 | 0 | 0 | 0 | 0 | 0 | 0 | 0 | 0 | 0 |  | 0 | 0 | 0 | 0 |  | 0 | 0 | 0 | 0 | 0
1977-04-29 | 1977 | 4 | 29 | 0 | 0 | 0 | 0 | 0 | 0 | 0 | 0 | 0 | 0 | 0 | 0 | 0 | 0 | 0 | 0 | 0 | 0 | 0 | 0 | 0 | 0 | 0 | 0 |  | 0 | 0 | 0 | 0 |  | 0 | 0 | 0 | 0 | 0
1977-04-30 | 1977 | 4 | 30 | 0 | 0 | 0 | 0 | 0 | 0 | 0 | 0 | 0 | 0 | 0 | 0 | 0 | 0 | 0 | 0 | 0 | 0 | 0 | 0 | 0 | 0 | 0 | 0 |  | 0 | 0 | 0 | 0 |  | 0 | 0 | 0 | 0 | 0
1977-05-01 | 1977 | 5 | 1 | 0 | 0 | 0 | 0 | 0 | 0 | 0 | 0 | 0 | 0 | 0 | 0 | 0 | 0 | 0 | 0 | 0 | 0 | 0 | 0 | 0 | 0 | 0 | 0 |  | 0 | 0 | 0 | 0 |  | 0 | 0 | 0 | 0 | 0
1977-05-02 | 1977 | 5 | 2 | 0 | 0 | 0 | 0 | 0 | 0 | 0 | 0 | 0 | 0 | 0 | 0 | 0 | 0 | 0 | 0 | 0 | 0 | 0 | 0 | 0 | 0 | 0 | 0 |  | 0 | 0 | 0 | 0 |  | 0 | 0 | 0 | 0 | 0
1977-05-03 | 1977 | 5 | 3 | 0 | 0 | 0 | 0 | 0 | 0 | 0 | 0 | 0 | 0 | 0 | 0 | 0 | 0 | 0 | 0 | 0 | 0 | 0 | 0 | 0 | 0 | 0 | 0 |  | 0 | 0 | 0 | 0 |  | 0 | 0 | 0 | 0 | 0
1977-05-04 | 1977 | 5 | 4 | 0 | 0 | 0 | 0 | 0 | 0 | 0 | 0 | 0 | 0 | 0 | 0 | 0 | 0 | 0 | 0 | 0 | 1.3 | 0.3 | 0 | 0.5 | 0.8 | 0 | 1 |  | 3.9 | 3.9 | 3.9 | 4.4409e-16 |  | 3.9 | 0 | 0 | 0 | 0
1977-05-05 | 1977 | 5 | 5 | 1 | 0.8 | 0 | 0 | 0 | 0 | 0 | 0 | 0.3 | 0.3 | 0.3 | 0.5 | 0.5 | 0.5 | 1 | 1.3 | 1.8 | 2.3 | 1.8 | 1.5 | 1.5 | 1 | 0.8 | 0 |  | 17.2 | 17.2 | 17.2 | 0 |  | 17.2 | 0 | 0 | 0 | 0
1977-05-06 | 1977 | 5 | 6 | 0 | 0.3 | 0 | 0 | 0 | 0 | 0 | 1 | 1.8 | 0 | 0 | 0 | 0 | 0 | 0.3 | 0 | 0 | 0 | 0 | 0 | 0 | 0 | 0 | 0 |  | 3.4 | 3.4 | 3.4 | 0 |  | 3.4 | 0 | 0 | 0 | 0
1977-05-07 | 1977 | 5 | 7 | 0 | 0 | 0 | 0 | 0 | 0 | 0 | 0 | 0 | 0 | 0 | 0 | 0 | 0 | 0 | 0 | 0 | 0 | 0 | 0 | 0 | 0 | 0 | 0 |  | 0 | 0 | 0 | 0 |  | 0 | 0 | 0 | 0 | 0
1977-05-08 | 1977 | 5 | 8 | 0 | 0 | 0 | 0 | 0 | 0 | 0 | 0 | 0 | 0 | 0 | 0 | 0 | 0 | 0 | 0 | 0 | 0 | 0 | 0 | 0 | 0 | 0 | 0 |  | 0 | 0 | 0 | 0 |  | 0 | 0 | 0 | 0 | 0
1977-05-09 | 1977 | 5 | 9 | 0 | 0 | 0 | 0 | 0 | 0 | 0 | 0 | 0 | 0 | 0 | 0 | 0 | 0 | 0 | 0 | 0 | 0 | 0 | 0 | 0 | 0 | 0 | 0 |  | 0 | 0 | 0 | 0 |  | 0 | 0 | 0 | 0 | 0
1977-05-10 | 1977 | 5 | 10 | 0 | 0 | 0 | 0 | 0 | 0 | 0 | 0 | 0 | 0 | 0 | 0 | 0 | 0 | 0 | 0 | 0.8 | 0 | 0 | 0 | 0 | 0 | 0.3 | 0 |  | 1.1 | 1.1 | 1.1 | 0 |  | 1.1 | 0 | 0 | 0 | 0
1977-05-11 | 1977 | 5 | 11 | 0.8 | 0.5 | 0.3 | 1 | 0.3 | 0 | 0 | 0 | 0.5 | 3.3 | 3 | 1.5 | 0.3 | 0 | 0 | 0 | 0 | 0 | 0 | 0 | 0 | 0 | 0 | 0 |  | 11.5 | 11.5 | 11.5 | 0 |  | 11.5 | 0 | 0 | 0 | 0
1977-05-12 | 1977 | 5 | 12 | 0 | 0 | 0 | 0 | 0 | 0 | 0 | 0 | 0 | 0 | 0 | 0 | 0 | 0 | 0 | 0 | 0 | 0 | 0 | 0 | 0 | 0 | 0 | 0 |  | 0 | 0 | 0 | 0 |  | 0 | 0 | 0 | 0 | 0
1977-05-13 | 1977 | 5 | 13 | 0 | 0 | 0 | 0 | 0 | 0 | 0 | 0 | 0 | 0 | 0 | 0 | 0 | 0 | 0 | 0 | 0 | 0 | 0 | 0 | 0 | 0 | 0 | 0 |  | 0 | 0 | 0 | 0 |  | 0 | 0 | 0 | 0 | 0
1977-05-14 | 1977 | 5 | 14 | 0 | 0 | 0 | 0 | 0 | 0 | 0 | 0 | 0 | 0 | 0 | 0 | 0 | 0 | 0 | 0 | 0 | 0 | 0 | 0 | 0 | 0 | 0 | 0 |  | 0 | 0 | 0 | 0 |  | 0 | 0 | 0 | 0 | 0
1977-05-15 | 1977 | 5 | 15 | 0 | 0 | 0 | 0 | 0.3 | 2 | 1.7 | 1.3 | 0.5 | 1.3 | 1 | 1 | 0.5 | 0.3 | 0.9 | 0.5 | 1 | 1 | 0.3 | 0 | 0 | 0.3 | 0 | 0.3 |  | 14.2 | 14.2 | 14.2 | 3.5527e-15 |  | 14.2 | 0 | 0 | 0 | 0
1977-05-16 | 1977 | 5 | 16 | 0 | 1 | 0 | 0 | 0 | 0 | 0 | 0 | 0 | 0 | 0 | 0 | 0 | 0 | 0 | 0 | 0 | 0 | 0 | 0 | 0 | 0 | 0 | 0 |  | 1 | 1 | 1 | 0 |  | 1 | 0 | 0 | 0 | 0
1977-05-17 | 1977 | 5 | 17 | 0 | 0 | 0 | 0 | 0 | 0 | 0 | 0 | 0 | 0 | 0 | 0 | 0 | 0 | 0 | 0 | 0 | 0 | 0 | 0 | 0 | 0 | 0 | 0 |  | 0 | 0 | 0 | 0 |  | 0 | 0 | 0 | 0 | 0
1977-05-18 | 1977 | 5 | 18 | 0.5 | 0.4 | 0.5 | 0.4 | 0.5 | 0.5 | 0.4 | 0.5 | 0.4 | 0 | 0 | 0 | 0.5 | 0 | 0 | 0 | 0.4 | 0 | 0.5 | 0 | 0 | 0 | 0 | 0 |  | 5.5 | 5.5 | 5.5 | 0 |  | 5.5 | 0 | 0 | 0 | 0
1977-05-19 | 1977 | 5 | 19 | 0 | 0 | 0 | 0 | 0 | 0 | 0 | 0 | 0 | 0 | 0 | 0 | 0 | 0 | 0 | 0 | 0 | 0 | 0 | 0 | 0 | 0 | 0 | 0 |  | 0 | 0 | 0 | 0 |  | 0 | 0 | 0 | 0 | 0
1977-05-20 | 1977 | 5 | 20 | 0 | 0 | 0 | 0 | 0 | 0 | 0 | 0 | 0 | 0 | 0 | 0 | 0 | 0 | 0 | 0 | 0 | 0 | 0 | 0 | 0 | 0 | 0 | 0 |  | 0 | 0 | 0 | 0 |  | 0 | 0 | 0 | 0 | 0
1977-05-21 | 1977 | 5 | 21 | 0 | 0 | 0 | 0 | 0 | 0 | 0 | 0 | 0 | 0 | 0 | 0 | 0 | 0 | 0 | 0 | 0 | 0 | 0 | 0 | 0.3 | 0 | 0 | 0 |  | 0.3 | 0.3 | 0.3 | 0 |  | 0.3 | 0 | 0 | 0 | 0
1977-05-22 | 1977 | 5 | 22 | 0 | 0 | 0 | 0 | 0 | 0 | 0 | 0 | 0 | 0 | 0 | 0 | 0 | 0 | 0 | 0 | 0 | 0 | 0 | 0 | 0 | 0 | 0 | 0 |  | 0 | 0 | 0 | 0 |  | 0 | 0 | 0 | 0 | 0
1977-05-23 | 1977 | 5 | 23 | 0 | 0 | 0 | 0 | 0 | 0 | 0 | 0 | 0 | 0 | 0 | 0 | 0 | 0 | 0 | 0 | 0.3 | 0 | 0 | 0 | 0 | 0 | 0.8 | 1 |  | 2.1 | 2.1 | 2.1 | 0 |  | 2.1 | 0 | 0 | 0 | 0
1977-05-24 | 1977 | 5 | 24 | 1.5 | 0 | 0 | 0 | 0.3 | 0 | 0 | 0 | 0 | 0 | 0 | 0 | 0 | 0 | 0 | 0 | 0 | 0 | 0 | 0 | 0 | 0 | 0 | 0 |  | 1.8 | 1.8 | 1.8 | 0 |  | 1.8 | 0 | 0 | 0 | 0
1977-05-25 | 1977 | 5 | 25 | 0 | 0 | 0 | 0 | 0 | 0 | 0 | 0 | 0 | 0 | 0 | 0 | 0 | 0 | 0 | 0 | 0 | 0 | 0 | 0 | 0 | 0 | 0 | 0 |  | 0 | 0 | 0 | 0 |  | 0 | 0 | 0 | 0 | 0
1977-05-26 | 1977 | 5 | 26 | 0 | 0 | 0 | 0 | 0 | 0 | 0 | 0 | 0 | 0 | 0 | 0 | 0 | 0 | 0 | 0 | 0 | 0 | 0 | 0 | 0 | 0 | 0 | 0 |  | 0 | 0 | 0 | 0 |  | 0 | 0 | 0 | 0 | 0
1977-05-27 | 1977 | 5 | 27 | 0 | 0 | 0 | 0 | 0 | 0 | 0 | 0 | 0 | 0 | 0 | 0 | 0 | 0 | 8.6 | 3.3 | 1 | 0.3 | 0.5 | 0 | 0 | 0.3 | 0 | 0 |  | 14 | 14 | 14 | 0 |  | 14 | 0 | 0 | 0 | 0
1977-05-28 | 1977 | 5 | 28 | 0 | 0 | 0 | 0 | 0.8 | 1.5 | 1.3 | 0.3 | 0 | 0 | 0 | 0 | 0 | 0 | 0 | 0 | 0 | 2.3 | 0 | 0 | 0.3 | 1 | 0.5 | 1.3 |  | 9.3 | 9.3 | 9.3 | 1.7764e-15 |  | 9.3 | 0 | 0 | 0 | 0
1977-05-29 | 1977 | 5 | 29 | 1.8 | 2.5 | 3 | 2.3 | 1.5 | 0.5 | 0.3 | 0.3 | 0 | 0 | 0 | 0 | 0 | 0 | 0 | 0 | 0 | 0 | 0 | 0 | 0 | 0 | 0 | 0 |  | 12.2 | 12.2 | 12.2 | 1.7764e-15 |  | 12.2 | 0 | 0 | 0 | 0
1977-05-30 | 1977 | 5 | 30 | 0 | 0 | 0 | 0 | 0 | 0 | 0 | 0 | 0 | 0 | 0 | 0 | 0 | 0 | 0 | 0 | 0 | 0 | 0 | 0 | 0 | 0 | 0 | 0 |  | 0 | 0 | 0 | 0 |  | 0 | 0 | 0 | 0 | 0
1977-05-31 | 1977 | 5 | 31 | 0 | 0 | 0 | 0 | 0 | 0 | 0 | 0 | 0 | 0 | 0 | 0 | 0 | 0 | 0 | 0 | 0 | 0 | 0 | 0 | 0 | 0 | 0 | 0 |  | 0 | 0 | 0 | 0 |  | 0 | 0 | 0 | 0 | 0
1977-06-01 | 1977 | 6 | 1 | 0 | 0 | 0 | 0 | 0 | 0 | 0 | 0 | 0 | 0 | 0 | 0 | 0 | 0 | 0 | 0 | 0 | 0 | 0 | 0 | 0 | 0 | 0 | 0 |  | 0 | 0 | 0 | 0 |  | 0 | 0 | 0 | 0 | 0
1977-06-02 | 1977 | 6 | 2 | 0 | 0 | 0 | 0 | 0 | 0 | 0 | 0 | 0 | 0 | 0 | 0 | 0 | 0 | 0 | 0 | 0 | 0 | 0 | 0 | 0 | 0 | 0 | 0 |  | 0 | 0 | 0 | 0 |  | 0 | 0 | 0 | 0 | 0
1977-06-03 | 1977 | 6 | 3 | 0 | 0 | 0 | 0 | 0 | 0 | 0 | 0 | 0 | 0 | 0 | 0 | 0 | 0 | 0 | 0 | 0 | 0 | 0 | 0 | 0 | 0 | 0 | 0 |  | 0 | 0 | 0 | 0 |  | 0 | 0 | 0 | 0 | 0
1977-06-04 | 1977 | 6 | 4 | 0 | 0 | 0 | 0 | 0 | 0 | 0 | 0 | 0 | 0 | 0 | 0 | 0 | 0 | 0 | 0 | 0 | 0 | 0 | 0 | 0 | 0 | 0 | 0 |  | 0 | 0 | 0 | 0 |  | 0 | 0 | 0 | 0 | 0
1977-06-05 | 1977 | 6 | 5 | 0 | 0 | 0 | 0 | 0 | 0 | 0 | 0 | 0 | 0 | 0 | 0 | 0 | 0 | 0 | 0 | 0 | 0 | 0 | 0 | 0 | 0 | 0 | 0 |  | 0 | 0 | 0 | 0 |  | 0 | 0 | 0 | 0 | 0
1977-06-06 | 1977 | 6 | 6 | 0 | 0 | 0 | 0 | 0 | 0 | 0 | 0 | 0 | 0 | 0 | 0 | 0 | 0 | 0 | 0 | 0 | 0 | 0 | 0 | 0 | 0 | 0 | 0 |  | 0 | 0 | 0 | 0 |  | 0 | 0 | 0 | 0 | 0
1977-06-07 | 1977 | 6 | 7 | 0 | 0 | 0 | 0 | 0 | 0 | 0 | 0 | 0 | 0 | 0 | 0 | 0 | 0 | 0 | 0 | 0 | 0 | 0 | 0 | 0 | 0 | 0 | 0 |  | 0 | 0 | 0 | 0 |  | 0 | 0 | 0 | 0 | 0
1977-06-08 | 1977 | 6 | 8 | 0 | 0 | 0 | 0.2 | 0 | 0 | 0 | 0 | 0 | 0 | 0 | 0 | 0 | 0 | 0 | 0 | 0 | 0 | 0 | 0 | 0 | 0 | 0 | 0 |  | 0.2 | 0.2 | 0.2 | 0 |  | 0 | 0.2 | 0 | 0 | 0
1977-06-09 | 1977 | 6 | 9 | 0 | 0 | 0 | 0 | 0 | 0 | 0 | 0 | 0 | 0 | 0 | 0 | 0 | 0 | 0 | 0 | 0 | 0 | 0 | 0 | 0 | 0 | 0 | 0 |  | 0 | 0 | 0 | 0 |  | 0 | 0 | 0 | 0 | 0
1977-06-10 | 1977 | 6 | 10 | 0 | 0 | 0 | 0 | 0 | 0 | 0 | 0 | 0 | 0 | 0 | 0 | 0 | 0 | 0 | 0 | 0 | 0 | 0 | 0 | 0 | 0 | 0 | 0 |  | 0 | 0 | 0 | 0 |  | 0 | 0 | 0 | 0 | 0
1977-06-11 | 1977 | 6 | 11 | 0 | 0 | 0 | 0 | 0 | 0 | 0 | 0 | 0 | 0 | 0 | 0 | 0 | 0 | 0 | 0 | 0 | 0 | 0 | 0 | 0 | 0 | 0 | 0 |  | 0 | 0 | 0 | 0 |  | 0 | 0 | 0 | 0 | 0
1977-06-12 | 1977 | 6 | 12 | 0 | 0 | 0 | 0 | 0 | 0 | 0 | 0 | 0 | 0 | 0 | 0 | 0 | 0 | 0 | 0 | 0 | 0 | 0 | 0 | 0 | 0 | 0 | 0 |  | 0 | 0 | 0 | 0 |  | 0 | 0 | 0 | 0 | 0
1977-06-13 | 1977 | 6 | 13 | 0 | 0 | 0 | 0 | 0 | 0 | 0 | 0 | 0 | 0 | 0 | 0 | 0 | 0 | 0.3 | 6.1 | 0 | 0.5 | 0.3 | 0 | 0 | 0 | 0 | 0 |  | 7.2 | 7.2 | 7.2 | 8.8818e-16 |  | 0 | 7.2 | 0 | 0 | 0
1977-06-14 | 1977 | 6 | 14 | 0 | 0 | 0 | 0 | 0.3 | 0 | 0 | 0 | 0 | 0 | 0 | 0 | 0 | 0 | 0 | 0 | 0 | 0 | 1 | 6.1 | 0.5 | 0 | 0 | 0.3 |  | 8.2 | 8.2 | 8.2 | 0 |  | 0 | 8.2 | 0 | 0 | 0
1977-06-15 | 1977 | 6 | 15 | 0.5 | 1 | 0.3 | 0 | 0 | 0 | 0 | 0 | 0.3 | 0.5 | 2.8 | 0 | 0 | 0 | 0 | 0 | 0 | 0 | 0 | 0 | 0 | 0 | 0 | 0 |  | 5.4 | 5.4 | 5.4 | 0 |  | 0 | 5.4 | 0 | 0 | 0
1977-06-16 | 1977 | 6 | 16 | 0 | 0 | 0 | 0 | 0 | 0 | 0 | 0 | 0 | 0 | 0 | 0 | 0 | 0 | 0 | 0 | 0 | 0 | 0 | 0 | 0 | 0 | 0 | 0.2 |  | 0.2 | 0.2 | 0.2 | 0 |  | 0 | 0.2 | 0 | 0 | 0
1977-06-17 | 1977 | 6 | 17 | 0.3 | 0 | 0 | 0 | 0 | 0 | 0 | 0 | 0 | 0 | 0 | 0 | 0 | 0 | 0 | 0 | 0 | 0 | 0 | 0 | 0 | 0 | 0 | 0 |  | 0.3 | 0.3 | 0.3 | 0 |  | 0 | 0.3 | 0 | 0 | 0
1977-06-18 | 1977 | 6 | 18 | 0 | 0 | 0 | 0 | 0 | 0 | 0 | 0 | 0 | 0 | 0 | 0 | 0 | 0 | 0 | 0 | 0 | 0 | 0 | 0 | 0 | 0 | 0 | 0 |  | 0 | 0 | 0 | 0 |  | 0 | 0 | 0 | 0 | 0
1977-06-19 | 1977 | 6 | 19 | 0 | 0 | 0 | 0 | 0 | 0 | 0 | 0 | 0 | 0 | 0 | 0 | 0 | 0 | 0 | 0 | 0 | 0 | 0 | 0 | 0 | 0 | 0 | 0 |  | 0 | 0 | 0 | 0 |  | 0 | 0 | 0 | 0 | 0
1977-06-20 | 1977 | 6 | 20 | 0 | 0 | 0 | 0 | 0 | 0 | 0 | 0 | 0 | 0 | 0 | 0 | 0 | 0 | 0 | 0 | 0 | 0 | 0 | 0 | 0 | 0 | 0 | 0 |  | 0 | 0 | 0 | 0 |  | 0 | 0 | 0 | 0 | 0
1977-06-21 | 1977 | 6 | 21 | 0 | 0 | 0 | 0 | 0 | 0 | 0 | 0 | 0 | 0 | 0 | 0 | 0 | 0 | 0 | 0 | 0 | 0 | 0 | 0 | 0 | 0 | 0 | 0 |  | 0 | 0 | 0 | 0 |  | 0 | 0 | 0 | 0 | 0
1977-06-22 | 1977 | 6 | 22 | 0 | 0 | 0 | 0 | 0 | 0 | 0 | 0 | 0 | 0 | 0 | 0 | 0 | 0 | 1 | 1.3 | 0 | 0 | 0 | 0 | 0 | 0 | 0 | 0 |  | 2.3 | 2.3 | 2.3 | 0 |  | 0 | 2.3 | 0 | 0 | 0
1977-06-23 | 1977 | 6 | 23 | 0 | 0 | 0 | 0 | 0 | 0 | 0 | 0 | 0 | 0 | 0 | 0 | 0 | 0 | 0 | 0 | 0 | 0 | 0 | 0 | 0 | 0 | 0 | 0 |  | 0 | 0 | 0 | 0 |  | 0 | 0 | 0 | 0 | 0
1977-06-24 | 1977 | 6 | 24 | 0 | 0 | 0 | 0 | 0 | 0 | 0 | 0 | 0 | 0 | 0 | 0 | 0 | 0 | 0 | 0 | 0 | 0 | 0 | 0 | 0 | 0 | 0 | 0 |  | 0 | 0 | 0 | 0 |  | 0 | 0 | 0 | 0 | 0
1977-06-25 | 1977 | 6 | 25 | 0 | 0 | 0 | 0 | 0 | 0 | 0 | 0 | 0 | 0 | 0 | 0 | 0 | 0 | 0 | 0 | 0 | 0 | 0 | 0 | 0 | 0 | 0 | 0 |  | 0 | 0 | 0 | 0 |  | 0 | 0 | 0 | 0 | 0
1977-06-26 | 1977 | 6 | 26 | 0 | 0 | 0 | 0 | 0 | 0 | 0 | 0 | 0 | 0 | 0 | 0 | 0 | 0 | 0 | 0 | 0 | 0 | 0 | 0 | 0 | 0 | 0.5 | 0 |  | 0.5 | 0.5 | 0.5 | 0 |  | 0 | 0.5 | 0 | 0 | 0
1977-06-27 | 1977 | 6 | 27 | 0 | 0 | 0 | 0 | 1.8 | 0.3 | 0 | 0 | 1.3 | 0 | 0 | 0 | 0 | 0 | 0 | 0 | 0 | 0 | 0 | 0 | 0 | 0 | 0 | 0 |  | 3.4 | 3.4 | 3.4 | 4.4409e-16 |  | 0 | 3.4 | 0 | 0 | 0
1977-06-28 | 1977 | 6 | 28 | 0 | 0 | 0 | 0 | 0 | 0 | 0 | 0 | 0 | 0 | 0 | 0 | 0 | 0 | 0 | 0 | 0 | 0 | 0 | 0 | 0 | 0 | 0 | 0 |  | 0 | 0 | 0 | 0 |  | 0 | 0 | 0 | 0 | 0
1977-06-29 | 1977 | 6 | 29 | 0 | 0 | 0 | 0 | 0.5 | 0.8 | 0.5 | 0 | 0 | 0 | 0 | 0 | 0 | 0 | 0 | 0 | 0 | 0 | 0 | 0 | 0 | 0 | 0 | 0 |  | 1.8 | 1.8 | 1.8 | 0 |  | 0 | 1.8 | 0 | 0 | 0
1977-06-30 | 1977 | 6 | 30 | 0 | 0 | 0 | 0 | 0 | 0 | 0 | 0 | 0 | 0 | 0 | 0 | 0 | 0 | 0 | 0 | 0 | 0 | 0 | 0 | 0 | 0 | 0 | 0 |  | 0 | 0 | 0 | 0 |  | 0 | 0 | 0 | 0 | 0
1977-07-01 | 1977 | 7 | 1 | 0 | 0 | 0 | 0 | 0 | 0 | 0 | 0 | 0 | 0 | 0 | 0 | 0 | 0 | 0 | 0 | 0 | 0 | 0 | 0 | 0 | 0 | 0 | 0 |  | 0 | 0 | 0 | 0 |  | 0 | 0 | 0 | 0 | 0
1977-07-02 | 1977 | 7 | 2 | 0.1 | 0 | 0.3 | 0 | 0 | 0 | 0 | 0.1 | 0 | 0 | 0 | 0 | 0 | 0.1 | 0.2 | 0.2 | 0 | 0 | 0 | 0 | 0 | 0 | 0 | 0 |  | 1 | 1 | 1 | 0 |  | 0 | 0 | 1 | 0 | 0
1977-07-03 | 1977 | 7 | 3 | 0 | 0 | 0 | 0 | 0 | 0 | 0 | 0 | 0 | 0 | 0 | 0 | 0 | 0 | 0 | 0 | 0 | 0 | 0 | 0 | 0 | 0 | 0 | 0 |  | 0 | 0 | 0 | 0 |  | 0 | 0 | 0 | 0 | 0
1977-07-04 | 1977 | 7 | 4 | 0 | 0 | 0 | 0 | 0 | 0 | 0 | 0 | 0 | 0 | 0 | 0 | 0 | 0 | 0 | 0 | 0 | 0 | 0 | 0 | 1.8 | 2.5 | 1.8 | 1.8 |  | 7.9 | 7.9 | 7.9 | 8.8818e-16 |  | 0 | 0 | 7.9 | 0 | 0
1977-07-05 | 1977 | 7 | 5 | 4.4 | 3.2 | 0.9 | 0.3 | 0 | 0 | 0 | 0 | 0 | 0 | 0 | 0 | 0 | 0 | 0 | 0 | 0 | 0 | 0 | 0 | 0 | 0 | 0.8 | 1.6 |  | 11.2 | 11.2 | 11.2 | 1.7764e-15 |  | 0 | 0 | 11.2 | 0 | 0
1977-07-06 | 1977 | 7 | 6 | 0.3 | 0 | 0 | 0 | 0 | 0 | 0 | 0 | 0 | 0 | 0 | 0 | 0 | 0 | 0 | 0 | 0 | 0.4 | 0 | 0 | 1.9 | 1 | 0 | 0 |  | 3.6 | 3.6 | 3.6 | 4.4409e-16 |  | 0 | 0 | 3.6 | 0 | 0
1977-07-07 | 1977 | 7 | 7 | 0 | 0.3 | 0 | 0 | 0 | 0 | 0 | 0 | 0 | 0 | 0 | 0 | 0 | 0 | 0 | 0 | 0 | 0 | 0 | 0 | 0 | 0 | 0 | 0 |  | 0.3 | 0.3 | 0.3 | 0 |  | 0 | 0 | 0.3 | 0 | 0
1977-07-08 | 1977 | 7 | 8 | 0 | 0 | 0 | 0 | 0 | 0 | 0 | 0 | 0 | 0 | 0 | 0 | 0 | 0 | 0 | 0 | 0 | 0 | 0 | 0 | 0.6 | 0.9 | 0 | 0 |  | 1.5 | 1.5 | 1.5 | 0 |  | 0 | 0 | 1.5 | 0 | 0
1977-07-09 | 1977 | 7 | 9 | 0 | 0 | 0 | 0 | 0 | 0 | 0 | 0 | 0 | 0 | 0 | 0 | 0 | 0 | 0 | 0 | 0 | 0.5 | 0 | 0 | 0 | 0 | 0 | 0 |  | 0.5 | 0.5 | 0.5 | 0 |  | 0 | 0 | 0.5 | 0 | 0
1977-07-10 | 1977 | 7 | 10 | 0 | 0 | 0 | 0 | 0 | 0 | 0 | 0 | 0 | 0 | 0 | 0 | 0 | 0 | 0.5 | 0 | 0 | 0 | 0 | 0 | 0 | 0 | 0 | 0 |  | 0.5 | 0.5 | 0.5 | 0 |  | 0 | 0 | 0.5 | 0 | 0
1977-07-11 | 1977 | 7 | 11 | 0 | 0 | 0 | 0 | 0 | 0 | 0 | 0 | 0 | 0 | 0 | 0 | 0 | 0 | 0 | 0 | 1.3 | 0 | 0 | 0 | 0 | 0 | 0 | 0 |  | 1.3 | 1.3 | 1.3 | 0 |  | 0 | 0 | 1.3 | 0 | 0
1977-07-12 | 1977 | 7 | 12 | 0 | 0 | 0 | 0 | 0 | 0 | 0 | 0 | 0 | 0 | 0 | 0 | 0 | 0 | 0.3 | 21.8 | 0.6 | 0.3 | 0.3 | 0 | 1.6 | 1.9 | 0.3 | 0 |  | 27.1 | 27.1 | 27.1 | 3.5527e-15 |  | 0 | 0 | 27.1 | 0 | 0
1977-07-13 | 1977 | 7 | 13 | 0 | 0 | 0 | 0 | 0 | 0 | 0 | 0 | 0 | 0 | 0 | 0 | 0 | 0 | 0 | 0 | 0 | 0 | 0 | 0 | 0 | 0 | 0 | 0 |  | 0 | 0 | 0 | 0 |  | 0 | 0 | 0 | 0 | 0
1977-07-14 | 1977 | 7 | 14 | 0 | 0 | 0 | 0 | 0 | 0 | 0 | 0 | 0 | 0 | 0 | 0 | 0 | 0 | 0 | 0 | 0 | 0 | 0 | 0 | 0 | 0 | 0 | 0 |  | 0 | 0 | 0 | 0 |  | 0 | 0 | 0 | 0 | 0
1977-07-15 | 1977 | 7 | 15 | 0 | 0 | 0 | 0 | 0 | 0 | 0 | 0 | 0 | 0 | 0 | 0 | 0 | 0 | 0 | 0 | 0 | 0 | 0 | 0 | 0 | 0 | 0 | 0 |  | 0 | 0 | 0 | 0 |  | 0 | 0 | 0 | 0 | 0
1977-07-16 | 1977 | 7 | 16 | 0 | 0 | 0 | 0 | 0 | 0 | 0 | 0 | 0 | 0 | 0 | 0 | 0 | 0 | 0 | 0 | 0 | 0 | 0 | 0 | 0 | 0 | 0 | 0 |  | 0 | 0 | 0 | 0 |  | 0 | 0 | 0 | 0 | 0
1977-07-17 | 1977 | 7 | 17 | 0 | 0 | 0 | 0 | 0 | 0 | 0 | 0 | 0 | 0 | 0 | 0 | 0 | 0 | 0 | 0 | 0 | 0 | 0 | 0 | 0 | 0 | 0 | 0 |  | 0 | 0 | 0 | 0 |  | 0 | 0 | 0 | 0 | 0
1977-07-18 | 1977 | 7 | 18 | 0 | 0 | 0 | 0 | 0 | 1.1 | 1.1 | 0.5 | 0.5 | 0.2 | 0 | 0 | 0 | 0 | 0 | 0 | 0 | 0 | 0 | 0 | 0 | 0 | 0 | 0 |  | 3.4 | 3.4 | 3.4 | 4.4409e-16 |  | 0 | 0 | 3.4 | 0 | 0
1977-07-19 | 1977 | 7 | 19 | 0 | 0 | 0 | 0 | 0 | 0 | 0 | 0 | 0 | 0 | 0 | 0 | 0 | 0 | 2 | 0 | 0 | 0 | 0 | 0 | 0 | 0 | 0 | 0 |  | 2 | 2 | 2 | 0 |  | 0 | 0 | 2 | 0 | 0
1977-07-20 | 1977 | 7 | 20 | 0 | 0 | 0 | 0 | 0 | 0 | 0 | 0 | 0 | 0 | 0 | 0 | 0 | 0 | 0 | 0 | 0 | 0 | 0 | 0 | 0 | 0 | 0 | 0 |  | 0 | 0 | 0 | 0 |  | 0 | 0 | 0 | 0 | 0
1977-07-21 | 1977 | 7 | 21 | 0 | 0 | 0 | 0 | 0 | 0 | 0 | 0 | 0 | 0 | 0 | 0 | 0 | 0 | 0 | 0 | 0 | 0 | 0 | 0 | 0 | 0 | 0 | 0 |  | 0 | 0 | 0 | 0 |  | 0 | 0 | 0 | 0 | 0
1977-07-22 | 1977 | 7 | 22 | 0 | 0 | 0 | 0 | 0 | 0 | 0 | 0 | 0 | 0 | 0 | 0 | 0 | 0 | 0 | 0 | 0 | 0 | 0 | 0 | 0 | 0 | 0 | 0 |  | 0 | 0 | 0 | 0 |  | 0 | 0 | 0 | 0 | 0
1977-07-23 | 1977 | 7 | 23 | 0 | 0 | 0 | 0 | 0 | 0 | 0 | 0 | 0 | 0 | 0 | 0 | 0 | 0 | 0 | 0 | 0 | 0 | 0 | 0 | 0 | 0 | 0 | 0 |  | 0 | 0 | 0 | 0 |  | 0 | 0 | 0 | 0 | 0
1977-07-24 | 1977 | 7 | 24 | 0 | 0 | 0 | 0 | 0 | 0 | 0 | 0 | 0 | 0 | 0 | 0 | 0 | 0 | 0 | 0 | 0 | 0 | 0 | 0 | 0 | 0 | 0 | 0 |  | 0 | 0 | 0 | 0 |  | 0 | 0 | 0 | 0 | 0
1977-07-25 | 1977 | 7 | 25 | 0 | 0 | 0 | 0 | 0 | 0 | 0 | 0 | 0 | 0 | 0 | 0 | 0 | 0 | 0 | 0 | 0 | 0 | 0 | 0.2 | 0.6 | 0.2 | 0 | 0 |  | 1 | 1 | 1 | 0 |  | 0 | 0 | 1 | 0 | 0
1977-07-26 | 1977 | 7 | 26 | 0 | 0 | 0 | 0 | 0 | 0 | 0 | 0 | 0 | 0 | 0 | 0 | 0 | 0 | 0 | 0 | 0 | 0 | 0 | 0 | 0 | 0 | 0 | 0 |  | 0 | 0 | 0 | 0 |  | 0 | 0 | 0 | 0 | 0
1977-07-27 | 1977 | 7 | 27 | 0 | 0 | 0 | 0 | 0 | 0 | 0 | 0 | 0 | 0 | 0 | 0 | 0 | 0 | 0 | 0 | 0 | 0 | 0 | 0 | 0 | 0 | 0 | 0 |  | 0 | 0 | 0 | 0 |  | 0 | 0 | 0 | 0 | 0
1977-07-28 | 1977 | 7 | 28 | 0 | 0 | 0 | 0 | 0 | 0 | 0 | 0 | 0 | 0 | 0 | 0 | 0 | 0 | 0 | 0 | 0 | 0 | 0 | 0 | 0 | 0 | 0 | 0 |  | 0 | 0 | 0 | 0 |  | 0 | 0 | 0 | 0 | 0
1977-07-29 | 1977 | 7 | 29 | 0 | 0 | 0 | 0.6 | 0.2 | 0 | 0 | 0 | 0 | 0 | 0 | 0 | 0 | 0 | 0 | 0 | 0 | 0.3 | 0.6 | 0.3 | 0 | 0 | 0 | 0 |  | 2 | 2 | 2 | 0 |  | 0 | 0 | 2 | 0 | 0
1977-07-30 | 1977 | 7 | 30 | 0 | 0 | 0 | 0 | 0 | 0 | 0 | 0 | 0 | 0 | 0 | 0 | 0 | 0 | 0 | 0 | 0 | 0 | 0 | 0 | 0.2 | 0 | 0 | 0 |  | 0.2 | 0.2 | 0.2 | 0 |  | 0 | 0 | 0.2 | 0 | 0
1977-07-31 | 1977 | 7 | 31 | 0 | 0 | 0 | 0 | 0 | 0 | 0 | 0 | 0 | 0 | 0 | 0 | 0 | 0 | 0 | 0 | 0 | 0 | 0 | 0 | 0 | 0 | 0 | 0 |  | 0 | 0 | 0 | 0 |  | 0 | 0 | 0 | 0 | 0
1977-08-01 | 1977 | 8 | 1 | 0 | 0 | 0 | 0 | 0 | 0 | 0 | 0 | 0 | 0 | 0 | 0 | 0 | 0 | 0 | 0 | 0 | 0 | 0 | 0 | 0 | 0 | 0 | 0 |  | 0 | 0 | 0 | 0 |  | 0 | 0 | 0 | 0 | 0
1977-08-02 | 1977 | 8 | 2 | 0 | 0 | 0 | 0 | 0 | 0 | 0 | 0 | 0 | 0 | 0 | 0 | 0 | 0 | 0 | 0 | 0 | 0.4 | 0.3 | 0 | 0.3 | 0 | 0 | 0 |  | 1 | 1 | 1 | 0 |  | 0 | 0 | 0 | 1 | 0
1977-08-03 | 1977 | 8 | 3 | 3.8 | 4.4 | 1.5 | 1.5 | 0.4 | 0 | 0.4 | 1.8 | 0 | 0 | 0 | 0 | 0 | 0 | 0 | 0 | 0 | 0 | 0 | 0 | 0 | 0 | 0 | 0 |  | 13.8 | 13.8 | 13.8 | 0 |  | 0 | 0 | 0 | 13.8 | 0
1977-08-04 | 1977 | 8 | 4 | 0 | 0 | 0 | 0 | 0 | 0 | 0 | 0 | 0 | 0 | 0 | 0 | 0 | 0 | 0 | 0 | 0 | 0 | 0 | 0 | 0 | 0 | 0 | 0 |  | 0 | 0 | 0 | 0 |  | 0 | 0 | 0 | 0 | 0
1977-08-05 | 1977 | 8 | 5 | 0 | 0 | 0 | 0 | 0 | 0 | 0 | 0 | 0 | 0 | 0 | 0 | 0 | 0 | 0 | 0 | 0 | 0 | 0 | 0 | 0 | 0 | 0 | 0 |  | 0 | 0 | 0 | 0 |  | 0 | 0 | 0 | 0 | 0
1977-08-06 | 1977 | 8 | 6 | 0 | 0 | 0 | 0 | 0 | 0 | 0 | 0 | 0 | 1.3 | 2.2 | 0 | 0.8 | 0 | 0 | 0.2 | 0 | 0 | 0 | 0 | 0 | 0 | 0 | 0 |  | 4.5 | 4.5 | 4.5 | 0 |  | 0 | 0 | 0 | 4.5 | 0
1977-08-07 | 1977 | 8 | 7 | 0 | 0 | 0 | 0 | 0 | 0 | 0 | 0 | 0 | 0 | 0 | 0 | 0 | 0 | 0 | 0 | 0 | 0 | 0 | 0 | 0 | 0 | 0 | 0 |  | 0 | 0 | 0 | 0 |  | 0 | 0 | 0 | 0 | 0
1977-08-08 | 1977 | 8 | 8 | 0 | 0 | 0 | 0 | 0 | 0 | 0 | 0 | 0 | 0 | 0 | 0 | 0 | 0 | 0 | 1.3 | 2.1 | 1 | 0 | 0 | 0.8 | 0 | 0 | 0 |  | 5.2 | 5.2 | 5.2 | 0 |  | 0 | 0 | 0 | 5.2 | 0
1977-08-09 | 1977 | 8 | 9 | 1 | 0.2 | 0.5 | 0 | 0.2 | 0.5 | 0.5 | 0.8 | 0.3 | 0 | 0 | 0 | 0 | 0 | 0 | 0 | 0 | 0 | 0 | 0 | 0 | 0 | 0 | 0 |  | 4 | 4 | 4 | 0 |  | 0 | 0 | 0 | 4 | 0
1977-08-10 | 1977 | 8 | 10 | 0 | 0 | 0 | 0 | 0 | 0 | 0 | 0 | 0 | 0 | 0 | 0 | 0 | 0 | 0 | 0 | 0 | 0 | 0 | 0 | 0 | 0 | 0 | 0 |  | 0 | 0 | 0 | 0 |  | 0 | 0 | 0 | 0 | 0
1977-08-11 | 1977 | 8 | 11 | 0 | 0 | 0 | 0 | 0 | 0 | 0 | 0 | 0 | 0 | 0 | 0 | 0 | 0 | 0 | 0 | 0 | 0 | 0 | 0 | 0 | 0 | 0 | 0 |  | 0 | 0 | 0 | 0 |  | 0 | 0 | 0 | 0 | 0
1977-08-12 | 1977 | 8 | 12 | 2 | 0 | 0 | 0 | 7.3 | 0.6 | 0.8 | 1.1 | 0.6 | 0 | 0 | 0 | 0 | 0 | 0 | 0 | 0 | 0 | 0 | 0 | 0 | 0 | 0 | 0 |  | 12.4 | 12.4 | 12.4 | 0 |  | 0 | 0 | 0 | 12.4 | 0
1977-08-13 | 1977 | 8 | 13 | 0.9 | 3.2 | 0 | 0 | 0 | 0 | 0.2 | 0.5 | 0 | 0 | 0 | 0 | 0 | 0 | 0 | 0 | 0 | 0 | 0 | 0 | 0 | 0.2 | 0 | 0 |  | 5 | 5 | 5 | 8.8818e-16 |  | 0 | 0 | 0 | 5 | 0
1977-08-14 | 1977 | 8 | 14 | 1.8 | 2 | 2 | 1.6 | 0.7 | 1.3 | 0.2 | 0 | 0 | 0 | 0 | 0 | 0 | 0 | 0 | 0 | 0 | 0 | 0 | 0 | 0 | 0 | 0 | 0 |  | 9.6 | 9.6 | 9.6 | 0 |  | 0 | 0 | 0 | 9.6 | 0
1977-08-15 | 1977 | 8 | 15 | 0 | 0 | 0 | 0 | 0 | 0 | 0 | 0 | 0 | 0 | 0 | 0 | 0 | 0 | 0 | 0 | 0 | 0 | 0 | 0 | 0 | 0 | 0 | 0 |  | 0 | 0 | 0 | 0 |  | 0 | 0 | 0 | 0 | 0
1977-08-16 | 1977 | 8 | 16 | 0 | 0 | 0 | 0 | 0 | 0 | 0 | 0 | 0 | 0 | 0 | 0 | 0 | 0 | 0 | 0 | 0 | 0 | 0 | 0 | 0 | 0 | 0 | 0 |  | 0 | 0 | 0 | 0 |  | 0 | 0 | 0 | 0 | 0
1977-08-17 | 1977 | 8 | 17 | 0 | 0 | 0 | 0 | 0 | 0 | 0 | 0 | 0 | 0 | 0 | 0 | 0 | 0 | 0 | 0 | 0 | 0 | 0 | 0 | 0 | 0 | 0 | 0 |  | 0 | 0 | 0 | 0 |  | 0 | 0 | 0 | 0 | 0
1977-08-18 | 1977 | 8 | 18 | 0 | 0 | 0 | 0 | 0 | 0 | 0 | 0 | 0 | 0 | 0 | 0 | 0 | 0 | 0 | 0 | 0 | 0 | 0 | 0 | 0 | 0.3 | 0.2 | 0 |  | 0.5 | 0.5 | 0.5 | 0 |  | 0 | 0 | 0 | 0.5 | 0
1977-08-19 | 1977 | 8 | 19 | 0 | 0 | 0 | 0 | 0 | 0 | 0 | 0 | 0 | 0 | 0 | 0 | 0 | 0 | 0 | 0 | 1.9 | 1.2 | 0.2 | 0.4 | 8.9 | 10.4 | 0.8 | 0 |  | 23.8 | 23.8 | 23.8 | 0 |  | 0 | 0 | 0 | 23.8 | 0
1977-08-20 | 1977 | 8 | 20 | 0 | 0 | 0 | 0 | 0 | 0 | 0 | 0 | 0 | 0 | 0 | 0 | 0 | 0 | 0 | 1.4 | 0 | 0 | 0 | 0 | 0 | 0 | 0 | 0 |  | 1.4 | 1.4 | 1.4 | 0 |  | 0 | 0 | 0 | 1.4 | 0
1977-08-21 | 1977 | 8 | 21 | 0 | 0 | 0 | 0 | 0 | 0 | 0 | 0 | 0 | 0 | 0 | 0 | 0 | 0.3 | 0 | 0 | 0 | 0 | 0 | 0 | 0 | 0 | 0 | 0 |  | 0.3 | 0.3 | 0.3 | 0 |  | 0 | 0 | 0 | 0.3 | 0
1977-08-22 | 1977 | 8 | 22 | 0 | 0 | 1.1 | 0 | 0 | 0 | 1.1 | 3.7 | 1.1 | 0 | 0 | 0 | 0 | 0 | 0 | 0.5 | 0.2 | 0 | 0 | 0 | 0 | 0 | 0 | 0 |  | 7.7 | 7.7 | 7.7 | 0 |  | 0 | 0 | 0 | 7.7 | 0
1977-08-23 | 1977 | 8 | 23 | 0.1 | 0 | 0.1 | 0 | 0.1 | 0 | 0 | 0.1 | 0 | 0 | 0 | 0 | 0 | 0 | 0 | 0 | 0 | 0 | 0 | 0 | 0 | 0 | 0 | 0 |  | 0.4 | 0.4 | 0.4 | 0 |  | 0 | 0 | 0 | 0.4 | 0
1977-08-24 | 1977 | 8 | 24 | 0 | 0 | 0 | 0 | 0 | 0 | 0 | 0 | 0 | 0 | 0 | 0 | 0 | 0 | 0 | 1.6 | 0 | 0 | 0 | 0 | 0 | 0 | 0 | 0 |  | 1.6 | 1.6 | 1.6 | 0 |  | 0 | 0 | 0 | 1.6 | 0
1977-08-25 | 1977 | 8 | 25 | 0 | 0 | 0 | 0 | 0 | 0 | 0 | 0 | 0 | 0 | 0 | 0 | 0 | 0 | 0 | 0 | 0 | 0 | 0 | 0 | 0 | 0 | 0 | 0 |  | 0 | 0 | 0 | 0 |  | 0 | 0 | 0 | 0 | 0
1977-08-26 | 1977 | 8 | 26 | 0 | 0 | 0 | 0 | 0 | 0 | 0 | 0 | 0 | 0 | 0 | 0 | 0 | 0 | 0 | 0 | 0 | 0 | 0 | 0 | 0 | 0 | 0 | 0 |  | 0 | 0 | 0 | 0 |  | 0 | 0 | 0 | 0 | 0
1977-08-27 | 1977 | 8 | 27 | 0 | 0 | 0 | 0 | 0 | 0 | 0 | 0 | 0 | 0 | 0 | 0 | 0 | 0 | 0 | 0 | 0.6 | 0 | 0 | 0 | 0 | 0 | 0 | 0 |  | 0.6 | 0.6 | 0.6 | 0 |  | 0 | 0 | 0 | 0.6 | 0
1977-08-28 | 1977 | 8 | 28 | 0 | 0 | 0 | 0 | 0 | 0 | 0 | 0 | 0 | 0 | 0 | 0 | 0 | 0 | 0 | 0 | 0 | 0 | 0 | 0 | 0 | 0 | 0 | 0 |  | 0 | 0 | 0 | 0 |  | 0 | 0 | 0 | 0 | 0
1977-08-29 | 1977 | 8 | 29 | 0 | 0 | 0 | 0 | 0 | 0 | 0 | 0 | 0 | 0 | 0 | 0 | 0.1 | 0 | 0 | 0 | 0 | 0 | 0 | 0 | 0 | 0 | 0 | 0.1 |  | 0.2 | 0.2 | 0.2 | 0 |  | 0 | 0 | 0 | 0.2 | 0
1977-08-30 | 1977 | 8 | 30 | 0 | 0 | 0 | 0 | 0 | 0 | 0 | 0 | 0 | 0 | 0 | 0 | 0 | 0 | 0 | 0 | 0 | 0 | 0 | 0 | 0 | 0 | 0 | 0 |  | 0 | 0 | 0 | 0 |  | 0 | 0 | 0 | 0 | 0
1977-08-31 | 1977 | 8 | 31 | 0 | 0 | 0 | 0 | 0 | 0 | 0 | 0 | 0 | 0 | 0 | 0 | 0 | 0 | 0 | 0 | 0 | 0 | 0 | 0.2 | 0 | 0 | 0 | 0 |  | 0.2 | 0.2 | 0.2 | 0 |  | 0 | 0 | 0 | 0.2 | 0
1977-09-01 | 1977 | 9 | 1 | 0 | 0 | 0 | 0 | 0 | 0 | 0 | 0 | 0 | 0 | 0 | 0 | 0 | 0 | 0 | 0 | 0 | 0 | 0 | 0 | 0 | 0 | 0 | 0 |  | 0 | 0 | 0 | 0 |  | 0 | 0 | 0 | 0 | 0
1977-09-02 | 1977 | 9 | 2 | 0 | 0 | 0 | 0 | 0 | 0 | 0 | 0 | 0 | 0 | 0 | 0 | 0 | 0 | 0 | 0 | 0 | 0 | 0 | 0 | 0 | 0 | 0 | 0 |  | 0 | 0 | 0 | 0 |  | 0 | 0 | 0 | 0 | 0
1977-09-03 | 1977 | 9 | 3 | 0 | 0 | 0 | 0 | 0 | 0 | 0 | 0 | 0 | 0 | 0 | 0 | 0 | 0 | 0 | 0 | 0 | 0 | 0 | 0 | 0.2 | 0 | 0 | 0 |  | 0.2 | 0.2 | 0.2 | 0 |  | 0 | 0 | 0 | 0 | 0.2
1977-09-04 | 1977 | 9 | 4 | 0 | 0 | 0 | 0 | 0 | 0 | 0 | 0 | 0 | 0 | 0 | 0 | 0 | 0 | 0 | 0 | 0 | 0 | 0 | 0 | 0 | 0 | 0 | 0 |  | 0 | 0 | 0 | 0 |  | 0 | 0 | 0 | 0 | 0
1977-09-05 | 1977 | 9 | 5 | 0 | 0 | 0 | 0 | 0 | 0 | 0 | 0 | 0 | 0 | 0 | 0 | 0 | 0 | 0 | 0 | 0 | 0 | 0 | 0 | 0 | 0 | 3.2 | 0.5 |  | 3.7 | 3.7 | 3.7 | 0 |  | 0 | 0 | 0 | 0 | 3.7
1977-09-06 | 1977 | 9 | 6 | 0.8 | 0 | 0 | 0 | 0 | 0 | 0 | 0 | 0 | 0 | 0 | 0 | 0 | 0 | 0 | 0 | 0 | 0 | 0 | 0 | 0 | 0 | 0 | 0 |  | 0.8 | 0.8 | 0.8 | 0 |  | 0 | 0 | 0 | 0 | 0.8
1977-09-07 | 1977 | 9 | 7 | 0 | 0 | 0 | 0 | 0 | 0 | 0 | 0 | 0 | 0 | 0 | 0 | 0 | 0 | 0 | 0 | 0 | 0 | 0 | 0 | 0 | 0 | 0 | 0 |  | 0 | 0 | 0 | 0 |  | 0 | 0 | 0 | 0 | 0
1977-09-08 | 1977 | 9 | 8 | 0.2 | 0 | 0 | 0 | 0 | 0 | 0 | 0 | 0 | 0 | 0 | 0 | 0 | 0 | 0 | 0 | 0 | 0 | 0 | 0 | 0 | 0 | 0 | 0 |  | 0.2 | 0.2 | 0.2 | 0 |  | 0 | 0 | 0 | 0 | 0.2
1977-09-09 | 1977 | 9 | 9 | 0 | 0 | 0 | 0 | 0 | 0 | 0 | 0 | 0 | 0 | 0 | 0 | 0 | 0 | 0 | 0 | 0 | 0 | 0 | 0 | 0 | 0 | 0 | 0 |  | 0 | 0 | 0 | 0 |  | 0 | 0 | 0 | 0 | 0
1977-09-10 | 1977 | 9 | 10 | 0 | 0 | 0 | 0 | 0 | 0 | 0 | 0 | 0 | 0 | 0 | 0 | 0 | 0 | 0 | 0 | 0 | 0 | 0 | 0 | 0 | 0 | 0 | 0 |  | 0 | 0 | 0 | 0 |  | 0 | 0 | 0 | 0 | 0
1977-09-11 | 1977 | 9 | 11 | 0 | 0 | 0 | 0 | 0 | 0 | 0 | 0 | 0 | 0 | 0 | 0 | 0 | 0 | 0 | 0 | 0 | 0 | 0 | 0 | 0 | 0 | 0 | 0 |  | 0 | 0 | 0 | 0 |  | 0 | 0 | 0 | 0 | 0
1977-09-12 | 1977 | 9 | 12 | 0 | 0 | 0 | 0 | 0 | 0 | 0 | 0 | 0 | 0 | 0 | 0 | 0 | 0 | 0 | 0 | 0 | 0 | 0 | 0 | 0 | 0 | 0 | 0 |  | 0 | 0 | 0 | 0 |  | 0 | 0 | 0 | 0 | 0
1977-09-13 | 1977 | 9 | 13 | 0 | 0 | 0 | 0 | 0 | 0 | 0 | 0 | 0 | 0 | 0 | 0 | 0 | 0 | 0 | 0 | 0 | 0 | 0 | 0 | 0 | 0 | 0 | 0 |  | 0 | 0 | 0 | 0 |  | 0 | 0 | 0 | 0 | 0
1977-09-14 | 1977 | 9 | 14 | 0 | 0 | 0 | 0 | 0 | 0 | 0 | 0 | 0 | 0 | 0 | 0 | 0 | 0 | 0 | 0 | 0 | 0 | 0.4 | 1.8 | 2.2 | 3.9 | 3.5 | 0.6 |  | 12.4 | 12.4 | 12.4 | 0 |  | 0 | 0 | 0 | 0 | 12.4
1977-09-15 | 1977 | 9 | 15 | 1 | 0.5 | 0 | 0 | 0 | 0 | 0 | 0 | 0 | 0 | 0 | 0 | 0.5 | 0 | 0 | 0 | 0 | 0 | 0 | 0 | 0 | 0 | 0 | 0 |  | 2 | 2 | 2 | 0 |  | 0 | 0 | 0 | 0 | 2
1977-09-16 | 1977 | 9 | 16 | 0 | 0 | 0 | 0 | 0 | 0 | 0 | 0 | 0 | 0 | 1.1 | 0.5 | 0 | 0 | 0 | 0 | 0 | 0 | 0 | 0.6 | 0 | 0 | 0 | 0 |  | 2.2 | 2.2 | 2.2 | 0 |  | 0 | 0 | 0 | 0 | 2.2
1977-09-17 | 1977 | 9 | 17 | 0 | 0.5 | 0 | 0 | 0.5 | 1.8 | 1.3 | 2.4 | 3.2 | 1.6 | 0.5 | 0 | 0 | 0.3 | 0 | 0 | 0 | 0 | 0 | 0 | 0 | 0 | 0 | 0 |  | 12.1 | 12.1 | 12.1 | 0 |  | 0 | 0 | 0 | 0 | 12.1
1977-09-18 | 1977 | 9 | 18 | 0 | 0 | 0 | 0 | 0 | 0 | 0 | 0 | 0 | 0 | 0 | 0 | 0 | 0 | 0 | 0 | 0 | 0 | 0 | 0 | 0 | 0 | 0 | 0 |  | 0 | 0 | 0 | 0 |  | 0 | 0 | 0 | 0 | 0
1977-09-19 | 1977 | 9 | 19 | 0 | 0 | 0 | 0 | 0 | 0 | 0 | 0 | 0 | 0 | 0 | 0 | 0 | 0 | 0 | 0 | 1.2 | 0 | 0 | 0 | 0 | 0 | 0 | 0 |  | 1.2 | 1.2 | 1.2 | 0 |  | 0 | 0 | 0 | 0 | 1.2
1977-09-20 | 1977 | 9 | 20 | 0 | 0 | 0 | 0 | 0 | 0 | 0 | 0 | 0 | 0 | 0 | 0 | 0 | 0 | 0 | 0 | 0 | 0 | 0 | 0 | 0 | 0 | 0 | 0 |  | 0 | 0 | 0 | 0 |  | 0 | 0 | 0 | 0 | 0
1977-09-21 | 1977 | 9 | 21 | 0 | 0 | 0 | 0 | 0 | 0 | 0 | 0 | 0 | 0 | 5.4 | 5.4 | 1.9 | 0.2 | 3.6 | 1.7 | 0 | 0 | 0 | 0 | 0 | 0 | 0 | 0 |  | 18.2 | 18.2 | 18.2 | 0 |  | 0 | 0 | 0 | 0 | 18.2
1977-09-22 | 1977 | 9 | 22 | 0 | 0 | 0 | 0 | 0 | 0 | 0 | 0 | 0 | 0 | 0 | 0 | 0 | 0 | 0 | 0 | 0 | 0 | 0 | 0 | 0 | 0 | 0 | 0 |  | 0 | 0 | 0 | 0 |  | 0 | 0 | 0 | 0 | 0
1977-09-23 | 1977 | 9 | 23 | 0 | 0 | 0 | 0 | 0 | 0 | 0 | 0 | 0 | 0 | 0 | 0 | 0 | 0 | 0 | 0 | 0 | 0 | 0 | 0 | 0 | 0 | 0 | 0 |  | 0 | 0 | 0 | 0 |  | 0 | 0 | 0 | 0 | 0
1977-09-24 | 1977 | 9 | 24 | 0 | 0 | 0 | 0 | 0 | 0 | 0 | 0 | 0 | 0 | 0 | 0 | 0.6 | 0.5 | 0.5 | 0 | 0 | 0 | 0 | 0 | 0 | 0 | 0 | 0 |  | 1.6 | 1.6 | 1.6 | 0 |  | 0 | 0 | 0 | 0 | 1.6
1977-09-25 | 1977 | 9 | 25 | 0 | 0 | 0 | 0 | 0 | 0 | 0 | 0 | 0 | 1.7 | 0.9 | 0.8 | 0.8 | 0.5 | 1.1 | 0 | 0.3 | 0 | 0.5 | 0 | 0 | 0.5 | 1.1 | 0.3 |  | 8.5 | 8.5 | 8.5 | 1.7764e-15 |  | 0 | 0 | 0 | 0 | 8.5
1977-09-26 | 1977 | 9 | 26 | 0.5 | 0.7 | 0.5 | 0.5 | 0 | 0 | 0 | 0.5 | 0.7 | 0 | 0 | 0.2 | 1 | 1 | 0.7 | 0.5 | 0.2 | 0.2 | 0 | 0 | 0 | 0 | 0 | 0 |  | 7.2 | 7.2 | 7.2 | 8.8818e-16 |  | 0 | 0 | 0 | 0 | 7.2
1977-09-27 | 1977 | 9 | 27 | 0 | 0 | 0 | 0 | 0 | 0 | 0 | 0 | 0 | 0 | 0 | 0 | 0 | 0 | 0 | 0 | 0 | 0 | 0 | 0 | 0 | 0 | 0 | 0 |  | 0 | 0 | 0 | 0 |  | 0 | 0 | 0 | 0 | 0
1977-09-28 | 1977 | 9 | 28 | 0 | 0 | 0 | 0 | 0 | 0 | 0 | 0 | 0 | 0 | 0 | 0 | 0 | 0 | 0.6 | 0.6 | 0 | 0 | 0 | 0 | 0 | 0 | 0 | 0 |  | 1.2 | 1.2 | 1.2 | 0 |  | 0 | 0 | 0 | 0 | 1.2
1977-09-29 | 1977 | 9 | 29 | 0.2 | 0.2 | 0 | 0.4 | 0 | 0.4 | 1.4 | 1.8 | 1.2 | 0.4 | 0 | 0 | 0 | 0 | 0 | 0 | 0 | 0 | 0 | 0 | 0 | 0 | 0 | 0 |  | 6 | 6 | 6 | 8.8818e-16 |  | 0 | 0 | 0 | 0 | 6
1977-09-30 | 1977 | 9 | 30 | 0 | 0 | 0 | 0 | 0 | 0 | 0 | 0 | 0 | 0 | 0 | 0 | 0 | 0 | 0 | 0 | 0 | 0 | 0 | 0 | 0 | 0 | 0 | 0 |  | 0 | 0 | 0 | 0 |  | 0 | 0 | 0 | 0 | 0
1977-10-01 | 1977 | 10 | 1 | 0 | 0 | 0 | 0 | 0 | 0 | 0 | 0 | 0 | 0 | 0 | 0 | 0 | 0 | 0 | 0 | 0 | 0 | 0 | 0 | 0 | 0 | 0 | 0 |  | 0 | 0 | 0 | 0 |  | 0 | 0 | 0 | 0 | 0
1977-10-02 | 1977 | 10 | 2 | 0 | 0 | 0 | 0 | 0 | 0 | 0 | 0 | 0 | 0 | 0 | 0 | 0 | 0 | 0 | 0 | 0 | 0 | 0 | 0.4 | 0.8 | 0 | 0 | 0 |  | 1.2 | 1.2 | 1.2 | 2.2204e-16 |  | 0 | 0 | 0 | 0 | 0
1977-10-03 | 1977 | 10 | 3 | 0 | 0 | 0 | 0 | 0 | 0 | 0 | 0 | 0 | 0 | 0 | 0 | 0 | 0 | 0 | 0 | 0 | 0.1 | 0.1 | 0.1 | 0 | 0.1 | 0.1 | 0 |  | 0.5 | 0.5 | 0.5 | 0 |  | 0 | 0 | 0 | 0 | 0
1977-10-04 | 1977 | 10 | 4 | 0 | 0 | 0 | 0 | 0 | 0 | 0 | 0 | 0 | 0 | 0 | 0 | 0 | 0 | 0 | 0 | 0 | 0 | 0 | 0 | 0 | 0 | 0 | 0 |  | 0 | 0 | 0 | 0 |  | 0 | 0 | 0 | 0 | 0
1977-10-05 | 1977 | 10 | 5 | 0 | 0 | 0 | 0 | 0 | 0 | 0 | 0 | 0 | 0 | 0 | 0 | 0 | 0 | 0 | 0 | 0 | 0 | 0 | 0 | 0 | 0 | 0 | 0 |  | 0 | 0 | 0 | 0 |  | 0 | 0 | 0 | 0 | 0
1977-10-06 | 1977 | 10 | 6 | 0 | 0 | 0 | 0 | 0 | 0 | 0 | 0 | 0 | 0 | 0 | 0 | 0 | 0 | 0 | 0 | 0 | 0 | 0 | 0 | 0 | 0 | 0 | 0 |  | 0 | 0 | 0 | 0 |  | 0 | 0 | 0 | 0 | 0
1977-10-07 | 1977 | 10 | 7 | 0 | 0 | 0 | 0 | 0 | 0 | 0 | 0 | 0 | 0 | 0 | 0 | 0 | 0 | 0 | 0 | 0 | 0 | 0 | 0 | 0 | 0 | 0 | 0 |  | 0 | 0 | 0 | 0 |  | 0 | 0 | 0 | 0 | 0
1977-10-08 | 1977 | 10 | 8 | 0 | 0 | 0 | 0 | 0 | 0 | 0 | 0 | 0 | 0 | 0 | 0 | 0 | 0 | 0 | 0 | 0 | 0 | 0 | 0.8 | 0 | 0 | 0 | 0 |  | 0.8 | 0.8 | 0.8 | 0 |  | 0 | 0 | 0 | 0 | 0
1977-10-09 | 1977 | 10 | 9 | 0 | 0 | 0 | 0 | 0 | 0 | 0 | 0 | 0 | 0 | 0 | 0 | 0 | 0 | 0 | 0 | 0 | 0 | 0 | 0 | 0 | 0 | 0 | 0 |  | 0 | 0 | 0 | 0 |  | 0 | 0 | 0 | 0 | 0
1977-10-10 | 1977 | 10 | 10 | 0 | 0 | 0 | 0 | 0 | 0 | 0 | 0 | 0 | 0 | 0 | 0 | 0 | 0 | 0 | 0 | 0 | 0 | 0 | 0 | 0 | 0 | 0 | 0 |  | 0 | 0 | 0 | 0 |  | 0 | 0 | 0 | 0 | 0
1977-10-11 | 1977 | 10 | 11 | 0 | 0 | 0 | 0 | 0 | 0 | 0 | 0 | 0 | 0 | 0 | 0 | 0 | 0 | 0 | 0 | 0 | 0 | 0 | 0 | 0 | 0 | 0 | 0 |  | 0 | 0 | 0 | 0 |  | 0 | 0 | 0 | 0 | 0
1977-10-12 | 1977 | 10 | 12 | 0 | 0 | 0 | 0 | 0 | 0 | 0 | 0 | 0 | 0 | 0 | 0 | 0 | 0 | 0 | 0 | 0 | 0 | 0 | 0 | 0 | 0 | 0 | 0 |  | 0 | 0 | 0 | 0 |  | 0 | 0 | 0 | 0 | 0
1977-10-13 | 1977 | 10 | 13 | 0 | 0 | 0 | 0 | 0 | 0 | 0 | 0 | 0 | 0 | 0 | 0 | 0 | 0 | 0 | 0 | 0 | 0 | 0 | 0 | 0 | 0 | 0 | 0 |  | 0 | 0 | 0 | 0 |  | 0 | 0 | 0 | 0 | 0
1977-10-14 | 1977 | 10 | 14 | 0 | 0 | 0 | 0 | 0 | 0 | 0 | 0 | 0 | 0 | 0 | 0 | 0 | 0 | 0 | 0 | 0 | 0 | 0 | 0 | 0 | 0 | 0 | 0 |  | 0 | 0 | 0 | 0 |  | 0 | 0 | 0 | 0 | 0
1977-10-15 | 1977 | 10 | 15 | 0 | 0 | 0 | 0 | 0 | 0 | 0 | 0 | 0 | 0 | 0 | 0 | 0 | 0 | 0 | 0 | 0 | 0 | 0 | 0 | 0 | 0 | 0 | 0 |  | 0 | 0 | 0 | 0 |  | 0 | 0 | 0 | 0 | 0
1977-10-16 | 1977 | 10 | 16 | 0 | 0 | 0 | 0 | 0 | 0 | 0 | 0 | 0 | 0 | 0 | 0 | 0 | 0 | 0 | 0 | 0 | 0 | 0 | 0 | 0 | 0 | 0 | 0 |  | 0 | 0 | 0 | 0 |  | 0 | 0 | 0 | 0 | 0
1977-10-17 | 1977 | 10 | 17 | 0 | 0 | 0 | 0 | 0 | 0 | 0 | 0 | 0 | 0 | 0 | 0 | 0 | 0 | 0 | 0 | 0 | 0 | 0 | 0 | 0 | 0 | 0 | 0 |  | 0 | 0 | 0 | 0 |  | 0 | 0 | 0 | 0 | 0
1977-10-18 | 1977 | 10 | 18 | 0 | 0 | 0 | 0 | 0 | 0 | 0 | 0 | 0 | 0 | 0 | 0 | 0 | 0 | 0 | 0 | 0 | 0 | 0 | 0 | 0 | 0 | 0 | 0 |  | 0 | 0 | 0 | 0 |  | 0 | 0 | 0 | 0 | 0
1977-10-19 | 1977 | 10 | 19 | 0 | 0 | 0 | 0 | 0 | 0 | 0 | 0 | 0 | 0 | 0 | 0 | 0 | 0 | 0 | 0 | 0 | 0 | 0 | 0 | 0 | 0 | 0 | 0 |  | 0 | 0 | 0 | 0 |  | 0 | 0 | 0 | 0 | 0
1977-10-20 | 1977 | 10 | 20 | 0 | 0 | 0 | 0 | 0 | 0 | 1.8 | 0 | 0 | 0 | 0 | 0 | 0 | 0 | 0 | 0 | 0 | 0 | 0 | 0 | 0 | 0 | 0 | 0 |  | 1.8 | 1.8 | 1.8 | 0 |  | 0 | 0 | 0 | 0 | 0
1977-10-21 | 1977 | 10 | 21 | 0 | 0 | 0 | 0 | 0 | 0 | 0 | 0 | 0 | 0 | 0 | 0 | 0 | 0 | 0 | 0 | 0 | 0 | 0 | 0 | 0 | 0 | 0 | 0 |  | 0 | 0 | 0 | 0 |  | 0 | 0 | 0 | 0 | 0
1977-10-22 | 1977 | 10 | 22 | 0 | 0 | 0 | 0 | 0 | 0 | 0 | 0 | 0 | 0 | 0 | 0 | 0 | 0 | 0 | 0 | 0 | 0 | 0 | 0 | 0 | 0 | 0 | 0 |  | 0 | 0 | 0 | 0 |  | 0 | 0 | 0 | 0 | 0
1977-10-23 | 1977 | 10 | 23 | 0 | 0 | 0 | 0 | 0 | 0 | 0 | 0 | 0 | 0 | 0 | 0 | 0 | 0 | 0 | 0 | 0 | 0 | 0 | 0 | 0 | 0 | 0 | 0 |  | 0 | 0 | 0 | 0 |  | 0 | 0 | 0 | 0 | 0
1977-10-24 | 1977 | 10 | 24 | 0 | 0 | 0 | 0 | 0 | 0 | 0 | 0 | 0 | 0 | 0 | 0 | 0 | 0 | 0 | 0 | 0 | 0 | 0 | 0 | 0 | 0 | 0 | 0 |  | 0 | 0 | 0 | 0 |  | 0 | 0 | 0 | 0 | 0
1977-10-25 | 1977 | 10 | 25 | 0 | 0 | 0 | 0 | 0 | 0 | 0 | 0 | 0 | 0 | 0 | 0 | 0 | 0 | 0 | 0 | 0 | 0 | 0 | 0 | 0 | 0 | 0 | 0 |  | 0 | 0 | 0 | 0 |  | 0 | 0 | 0 | 0 | 0
1977-10-26 | 1977 | 10 | 26 | 0 | 0 | 0 | 0 | 0 | 0 | 0 | 0 | 0 | 0 | 0 | 0 | 0 | 0 | 0 | 0 | 0 | 0 | 0 | 0 | 0 | 0 | 0 | 0 |  | 0 | 0 | 0 | 0 |  | 0 | 0 | 0 | 0 | 0
1977-10-27 | 1977 | 10 | 27 | 0 | 0 | 0 | 0 | 0 | 0 | 0 | 0 | 0 | 0 | 0 | 0 | 0 | 0 | 0 | 0 | 0 | 0 | 0 | 0 | 0 | 0 | 0 | 0 |  | 0 | 0 | 0 | 0 |  | 0 | 0 | 0 | 0 | 0
1977-10-28 | 1977 | 10 | 28 | 0 | 0 | 0 | 0 | 0 | 0 | 0 | 0 | 0 | 0 | 0 | 0 | 0 | 0 | 0 | 0 | 0 | 0 | 0 | 0 | 0 | 0 | 0 | 0 |  | 0 | 0 | 0 | 0 |  | 0 | 0 | 0 | 0 | 0
1977-10-29 | 1977 | 10 | 29 | 0 | 0 | 0 | 0 | 0 | 0 | 0 | 0 | 0 | 0 | 0 | 0 | 0 | 0 | 0 | 0 | 0 | 0 | 0 | 0 | 0 | 0 | 0 | 0 |  | 0 | 0 | 0 | 0 |  | 0 | 0 | 0 | 0 | 0
1977-10-30 | 1977 | 10 | 30 | 0 | 0 | 0 | 0 | 0 | 0 | 0 | 0 | 0 | 0 | 0 | 0 | 0 | 0 | 0 | 0 | 0 | 0 | 0 | 0 | 0 | 0 | 0 | 0 |  | 0 | 0 | 0 | 0 |  | 0 | 0 | 0 | 0 | 0
1977-10-31 | 1977 | 10 | 31 | 0 | 0 | 0 | 0 | 0 | 0 | 0 | 0 | 0 | 0 | 0 | 0 | 0 | 0 | 0 | 0 | 0 | 0 | 0 | 0 | 0 | 0 | 0 | 0 |  | 0 | 0 | 0 | 0 |  | 0 | 0 | 0 | 0 | 0
1977-11-01 | 1977 | 11 | 1 | 0 | 0 | 0 | 0 | 0 | 0 | 0 | 0 | 0 | 0 | 0 | 0 | 0 | 0 | 0 | 0 | 0 | 0 | 0 | 0 | 0 | 0 | 0 | 0 |  | 0 | 0 | 0 | 0 |  | 0 | 0 | 0 | 0 | 0
1977-11-02 | 1977 | 11 | 2 | 1 | 1.6 | 0 | 0 | 0 | 0 | 0 | 0 | 0 | 0 | 0 | 0 | 0 | 0 | 0 | 0 | 0 | 0 | 0 | 0 | 0 | 0 | 0 | 0 |  | 2.6 | 2.6 | 2.6 | 0 |  | 0 | 0 | 0 | 0 | 0
1977-11-03 | 1977 | 11 | 3 | 0 | 0 | 0 | 0 | 0 | 0 | 0 | 0 | 0 | 0 | 0 | 0 | 0 | 0 | 0 | 0 | 0 | 0 | 0 | 0 | 0 | 0 | 0 | 0 |  | 0 | 0 | 0 | 0 |  | 0 | 0 | 0 | 0 | 0
1977-11-04 | 1977 | 11 | 4 | 0 | 0 | 0 | 0 | 0 | 0 | 0 | 0 | 0 | 0 | 0 | 0 | 0 | 0 | 0 | 0 | 0 | 0 | 0 | 0 | 0 | 0 | 0 | 0 |  | 0 | 0 | 0 | 0 |  | 0 | 0 | 0 | 0 | 0
1977-11-05 | 1977 | 11 | 5 | 0 | 0 | 0 | 0 | 0 | 0 | 0 | 0 | 0 | 0 | 0 | 0 | 0 | 0 | 0 | 0 | 0 | 0 | 0 | 0 | 0 | 0 | 0 | 0 |  | 0 | 0 | 0 | 0 |  | 0 | 0 | 0 | 0 | 0
1977-11-06 | 1977 | 11 | 6 | 0 | 0 | 0 | 0 | 0 | 0 | 0 | 0 | 0 | 0 | 0 | 0 | 0 | 0 | 0 | 0 | 0 | 0 | 0 | 0 | 0 | 0 | 0 | 0 |  | 0 | 0 | 0 | 0 |  | 0 | 0 | 0 | 0 | 0
1977-11-07 | 1977 | 11 | 7 | 0 | 0 | 0 | 0 | 0 | 0 | 0 | 0 | 0 | 0 | 0 | 0 | 0 | 0 | 0 | 0 | 0 | 0 | 0 | 0 | 0 | 0 | 0 | 0 |  | 0 | 0 | 0 | 0 |  | 0 | 0 | 0 | 0 | 0
1977-11-08 | 1977 | 11 | 8 | 0 | 0 | 0 | 0 | 0 | 0 | 0 | 0 | 0 | 0 | 0 | 0 | 0 | 0 | 0 | 0 | 0 | 0 | 0 | 0 | 0 | 0 | 0 | 0 |  | 0 | 0 | 0 | 0 |  | 0 | 0 | 0 | 0 | 0
1977-11-09 | 1977 | 11 | 9 | 0 | 0 | 0 | 0 | 0 | 0 | 0 | 0 | 0 | 0 | 0 | 0 | 0 | 0 | 0 | 0 | 0 | 0 | 0 | 0 | 0 | 0 | 0 | 0 |  | 0 | 0 | 0 | 0 |  | 0 | 0 | 0 | 0 | 0
1977-11-10 | 1977 | 11 | 10 | 0 | 0 | 0 | 0 | 0 | 0 | 0 | 0 | 0 | 0 | 0 | 0 | 0 | 0 | 0 | 0 | 0 | 0 | 0 | 0 | 0 | 0 | 0 | 0 |  | 0 | 0 | 0 | 0 |  | 0 | 0 | 0 | 0 | 0
1977-11-11 | 1977 | 11 | 11 | 0 | 0 | 0 | 0 | 0 | 0 | 0 | 0 | 0 | 0 | 0 | 0 | 0 | 0 | 0 | 0 | 0 | 0 | 0 | 0 | 0 | 0 | 0 | 0 |  | 0 | 0 | 0 | 0 |  | 0 | 0 | 0 | 0 | 0
1977-11-12 | 1977 | 11 | 12 | 0 | 0 | 0 | 0 | 0 | 0 | 0 | 0 | 0 | 0 | 0 | 0 | 0 | 0 | 0 | 0 | 0 | 0 | 0 | 0 | 0 | 0 | 0 | 0 |  | 0 | 0 | 0 | 0 |  | 0 | 0 | 0 | 0 | 0
1977-11-13 | 1977 | 11 | 13 | 0 | 0 | 0 | 0 | 0 | 0 | 0 | 0 | 0 | 0 | 0 | 0 | 0 | 0 | 0 | 0 | 0 | 0 | 0 | 0 | 0 | 0 | 0 | 0 |  | 0 | 0 | 0 | 0 |  | 0 | 0 | 0 | 0 | 0
1977-11-14 | 1977 | 11 | 14 | 0 | 0 | 0 | 0 | 0 | 0 | 0 | 0 | 0 | 0 | 0 | 0 | 0 | 0 | 0 | 0 | 0 | 0 | 0 | 0 | 0 | 0 | 0 | 0 |  | 0 | 0 | 0 | 0 |  | 0 | 0 | 0 | 0 | 0
1977-11-15 | 1977 | 11 | 15 | 0 | 0 | 0 | 0 | 0 | 0 | 0 | 0 | 0 | 0 | 0 | 0 | 0 | 0 | 0 | 0 | 0 | 0 | 0 | 0 | 0 | 0 | 0 | 0 |  | 0 | 0 | 0 | 0 |  | 0 | 0 | 0 | 0 | 0
1977-11-16 | 1977 | 11 | 16 | 0 | 0 | 0 | 0 | 0 | 0 | 0 | 0 | 0 | 0 | 0 | 0 | 0 | 0 | 0 | 0 | 0 | 0 | 0 | 0 | 0 | 0 | 0 | 0 |  | 0 | 0 | 0 | 0 |  | 0 | 0 | 0 | 0 | 0
1977-11-17 | 1977 | 11 | 17 | 0 | 0 | 0 | 0 | 0 | 0 | 0 | 0 | 0 | 0 | 0 | 0 | 0 | 0 | 0 | 0 | 0 | 0 | 0 | 0 | 0 | 0 | 0 | 0 |  | 0 | 0 | 0 | 0 |  | 0 | 0 | 0 | 0 | 0
1977-11-18 | 1977 | 11 | 18 | 0.1 | 0.1 | 0 | 0.1 | 0.1 | 0 | 0.1 | 0.1 | 0.1 | 0.1 | 0 | 0.1 | 0.1 | 0 | 0.1 | 0.1 | 0.1 | 0 | 0.1 | 0.1 | 0.1 | 0 | 0.1 | 0.1 |  | 1.8 | 1.8 | 1.8 | 4.4409e-16 |  | 0 | 0 | 0 | 0 | 0
1977-11-19 | 1977 | 11 | 19 | 0.1 | 0 | 0.1 | 0 | 0.1 | 0.1 | 0 | 0.1 | 0 | 0.1 | 0.1 | 0 | 0.1 | 0 | 0.1 | 0.1 | 0 | 0 | 0 | 0 | 0 | 0.1 | 0 | 0.1 |  | 1.2 | 1.2 | 1.2 | 0 |  | 0 | 0 | 0 | 0 | 0
1977-11-20 | 1977 | 11 | 20 | 0 | 0 | 0 | 0 | 0 | 0 | 0 | 0 | 0 | 0 | 0 | 0 | 0 | 0 | 0 | 0 | 0 | 0 | 0 | 0 | 0 | 0 | 0 | 0 |  | 0 | 0 | 0 | 0 |  | 0 | 0 | 0 | 0 | 0
1977-11-21 | 1977 | 11 | 21 | 0 | 0 | 0 | 0 | 0 | 0 | 0 | 0 | 0 | 0 | 0 | 0 | 0 | 0 | 0 | 0 | 0 | 0 | 0 | 0 | 0 | 0 | 0 | 0 |  | 0 | 0 | 0 | 0 |  | 0 | 0 | 0 | 0 | 0
1977-11-22 | 1977 | 11 | 22 | 0 | 0 | 0.1 | 0 | 0 | 0 | 0 | 0 | 0.1 | 0 | 0 | 0 | 0 | 0 | 0.1 | 0 | 0 | 0 | 0 | 0 | 0 | 0.1 | 0 | 0 |  | 0.4 | 0.4 | 0.4 | 0 |  | 0 | 0 | 0 | 0 | 0
1977-11-23 | 1977 | 11 | 23 | 0 | 0 | 0 | 0 | 0 | 0 | 0 | 0 | 0 | 0 | 0 | 0 | 0 | 0 | 0 | 0 | 0 | 0 | 0 | 0 | 0 | 0 | 0 | 0 |  | 0 | 0 | 0 | 0 |  | 0 | 0 | 0 | 0 | 0
1977-11-24 | 1977 | 11 | 24 | 0 | 0.1 | 0.2 | 0.1 | 0.1 | 0.1 | 0.2 | 0.1 | 0.1 | 0.2 | 0.1 | 0.1 | 0.1 | 0.2 | 0.1 | 0 | 0 | 0 | 0 | 0 | 0 | 0 | 0 | 0 |  | 1.8 | 1.8 | 1.8 | 2.2204e-16 |  | 0 | 0 | 0 | 0 | 0
1977-11-25 | 1977 | 11 | 25 | 0 | 0 | 0 | 0 | 0 | 0 | 0 | 0 | 0 | 0 | 0 | 0 | 0 | 0 | 0 | 0 | 0.2 | 0.2 | 0.2 | 0 | 0 | 0 | 0.2 | 0 |  | 0.8 | 0.8 | 0.8 | 0 |  | 0 | 0 | 0 | 0 | 0
1977-11-26 | 1977 | 11 | 26 | 0 | 0 | 0 | 0 | 0 | 0 | 0 | 0 | 0 | 0 | 0 | 0 | 0 | 0 | 0 | 0 | 0 | 0 | 0 | 0 | 0 | 0 | 0 | 0 |  | 0 | 0 | 0 | 0 |  | 0 | 0 | 0 | 0 | 0
1977-11-27 | 1977 | 11 | 27 | 0 | 0 | 0 | 0 | 0 | 0 | 0 | 0 | 0 | 0 | 0 | 0 | 0 | 0 | 0 | 0 | 0 | 0 | 0 | 0 | 0 | 0 | 0 | 0 |  | 0 | 0 | 0 | 0 |  | 0 | 0 | 0 | 0 | 0
1977-11-28 | 1977 | 11 | 28 | 0 | 0 | 0 | 0 | 0 | 0 | 0 | 0 | 0 | 0 | 0 | 0 | 0 | 0 | 0 | 0 | 0 | 0 | 0 | 0 | 0 | 0 | 0 | 0 |  | 0 | 0 | 0 | 0 |  | 0 | 0 | 0 | 0 | 0
1977-11-29 | 1977 | 11 | 29 | 0 | 0 | 0 | 0 | 0 | 0 | 0 | 0 | 0 | 0 | 0 | 0 | 0 | 0 | 0 | 0 | 0 | 0 | 0 | 0 | 0 | 0 | 0 | 0 |  | 0 | 0 | 0 | 0 |  | 0 | 0 | 0 | 0 | 0
1977-11-30 | 1977 | 11 | 30 | 0 | 0 | 0 | 0 | 0 | 0 | 0 | 0 | 0 | 0 | 0 | 0 | 0 | 0 | 0 | 0 | 0 | 0 | 0 | 0 | 0 | 0 | 0 | 0 |  | 0 | 0 | 0 | 0 |  | 0 | 0 | 0 | 0 | 0
1977-12-01 | 1977 | 12 | 1 | 0 | 0 | 0 | 0 | 0 | 0 | 0 | 0 | 0 | 0 | 0 | 0 | 0 | 0 | 0 | 0 | 0 | 0 | 0 | 0 | 0 | 0 | 0 | 0 |  | 0 | 0 | 0 | 0 |  | 0 | 0 | 0 | 0 | 0
1977-12-02 | 1977 | 12 | 2 | 0 | 0 | 0 | 0 | 0 | 0 | 0 | 0 | 0 | 0 | 0 | 0 | 0.2 | 0.1 | 0.2 | 0.2 | 0.1 | 0.2 | 0.2 | 0.1 | 0.2 | 0.2 | 0.1 | 0.2 |  | 2 | 2 | 2 | 0 |  | 0 | 0 | 0 | 0 | 0
1977-12-03 | 1977 | 12 | 3 | 0.1 | 0.1 | 0.1 | 0.1 | 0.2 | 0.1 | 0.1 | 0.1 | 0.1 | 0 | 0 | 0.1 | 0.1 | 0.1 | 0.1 | 0.2 | 0.1 | 0.1 | 0.1 | 0.1 | 0 | 0 | 0 | 0 |  | 2 | 2 | 2 | 4.4409e-16 |  | 0 | 0 | 0 | 0 | 0
1977-12-04 | 1977 | 12 | 4 | 0 | 0 | 0 | 0 | 0 | 0 | 0 | 0 | 0 | 0 | 0 | 0 | 0 | 0 | 0 | 0 | 0 | 0 | 0 | 0 | 0 | 0 | 0 | 0 |  | 0 | 0 | 0 | 0 |  | 0 | 0 | 0 | 0 | 0
1977-12-05 | 1977 | 12 | 5 | 0 | 0.1 | 0 | 0 | 0 | 0 | 0.1 | 0 | 0 | 0 | 0 | 0 | 0.1 | 0 | 0 | 0 | 0 | 0 | 0 | 0 | 0 | 0.1 | 0 | 0 |  | 0.4 | 0.4 | 0.4 | 0 |  | 0 | 0 | 0 | 0 | 0
1977-12-06 | 1977 | 12 | 6 | 0.2 | 0.1 | 0.2 | 0.2 | 0.2 | 0.1 | 0.2 | 0.2 | 0.1 | 0.2 | 0.2 | 0.2 | 0.1 | 0.2 | 0.2 | 0.1 | 0.2 | 0.2 | 0.1 | 0.2 | 0.2 | 0.2 | 0.1 | 0.2 |  | 4.1 | 4.1 | 4.1 | 1.7764e-15 |  | 0 | 0 | 0 | 0 | 0
1977-12-07 | 1977 | 12 | 7 | 0 | 0.1 | 0 | 0 | 0 | 0.1 | 0 | 0 | 0 | 0.1 | 0 | 0 | 0.1 | 0 | 0 | 0 | 0.1 | 0 | 0 | 0 | 0 | 0 | 0.1 | 0 |  | 0.6 | 0.6 | 0.6 | 0 |  | 0 | 0 | 0 | 0 | 0
1977-12-08 | 1977 | 12 | 8 | 0 | 0 | 0 | 0 | 0 | 0 | 0 | 0 | 0 | 0 | 0 | 0 | 0 | 0 | 0 | 0 | 0 | 0 | 0 | 0 | 0 | 0 | 0 | 0 |  | 0 | 0 | 0 | 0 |  | 0 | 0 | 0 | 0 | 0
1977-12-09 | 1977 | 12 | 9 | 0 | 0 | 0 | 0 | 0 | 0 | 0 | 0 | 0 | 0 | 0 | 0 | 0 | 0 | 0 | 0 | 0 | 0 | 0 | 0 | 0 | 0 | 0 | 0 |  | 0 | 0 | 0 | 0 |  | 0 | 0 | 0 | 0 | 0
1977-12-10 | 1977 | 12 | 10 | 0 | 0 | 0 | 0 | 0 | 0 | 0 | 0 | 0 | 0 | 0 | 0 | 0 | 0 | 0 | 0 | 0 | 0 | 0 | 0 | 0 | 0 | 0 | 0 |  | 0 | 0 | 0 | 0 |  | 0 | 0 | 0 | 0 | 0
1977-12-11 | 1977 | 12 | 11 | 0 | 0 | 0 | 0 | 0 | 0 | 0 | 0 | 0 | 0 | 0 | 0 | 0 | 0 | 0 | 0 | 0 | 0 | 0 | 0 | 0 | 0 | 0 | 0 |  | 0 | 0 | 0 | 0 |  | 0 | 0 | 0 | 0 | 0
1977-12-12 | 1977 | 12 | 12 | 0 | 0 | 0 | 0 | 0 | 0 | 0 | 0 | 0 | 0 | 0 | 0 | 0 | 0 | 0 | 0 | 0 | 0 | 0 | 0 | 0 | 0 | 0 | 0 |  | 0 | 0 | 0 | 0 |  | 0 | 0 | 0 | 0 | 0
1977-12-13 | 1977 | 12 | 13 | 0 | 0 | 0 | 0 | 0 | 0 | 0 | 0 | 0 | 0 | 0 | 0 | 0 | 0 | 0 | 0 | 0 | 0 | 0 | 0 | 0 | 0 | 0 | 0 |  | 0 | 0 | 0 | 0 |  | 0 | 0 | 0 | 0 | 0
1977-12-14 | 1977 | 12 | 14 | 0 | 0 | 0 | 0 | 0 | 0 | 0 | 0 | 0 | 0 | 0 | 0 | 0 | 0 | 0 | 0 | 0 | 0 | 0 | 0 | 0 | 0 | 0 | 0 |  | 0 | 0 | 0 | 0 |  | 0 | 0 | 0 | 0 | 0
1977-12-15 | 1977 | 12 | 15 | 0 | 0 | 0 | 0 | 0 | 0 | 0 | 0 | 0 | 0 | 0 | 0 | 0 | 0 | 0 | 0 | 0 | 0 | 0 | 0 | 0 | 0 | 0 | 0 |  | 0 | 0 | 0 | 0 |  | 0 | 0 | 0 | 0 | 0
1977-12-16 | 1977 | 12 | 16 | 0 | 0 | 0 | 0 | 0 | 0 | 0 | 0 | 0 | 0 | 0 | 0 | 0 | 0 | 0 | 0 | 0 | 0 | 0 | 0 | 0 | 0 | 0 | 0 |  | 0 | 0 | 0 | 0 |  | 0 | 0 | 0 | 0 | 0
1977-12-17 | 1977 | 12 | 17 | 0 | 0 | 0 | 0 | 0 | 0 | 0 | 0 | 0 | 0 | 0 | 0 | 0 | 0 | 0 | 0 | 0 | 0 | 0 | 0 | 0 | 0 | 0 | 0 |  | 0 | 0 | 0 | 0 |  | 0 | 0 | 0 | 0 | 0
1977-12-18 | 1977 | 12 | 18 | 0 | 0 | 0 | 0 | 0 | 0 | 0 | 0 | 0 | 0 | 0 | 0 | 0.1 | 0 | 0 | 0 | 0 | 0.1 | 0 | 0 | 0 | 0 | 0 | 0 |  | 0.2 | 0.2 | 0.2 | 0 |  | 0 | 0 | 0 | 0 | 0
1977-12-19 | 1977 | 12 | 19 | 0 | 0 | 0 | 0 | 0 | 0 | 0 | 0 | 0 | 0 | 0 | 0 | 0 | 0 | 0 | 0 | 0 | 0 | 0 | 0 | 0 | 0 | 0 | 0 |  | 0 | 0 | 0 | 0 |  | 0 | 0 | 0 | 0 | 0
1977-12-20 | 1977 | 12 | 20 | 0 | 0 | 0 | 0 | 0 | 0 | 0 | 0 | 0 | 0 | 0 | 0 | 0 | 0 | 0 | 0 | 0 | 0 | 0 | 0 | 0 | 0 | 0 | 0 |  | 0 | 0 | 0 | 0 |  | 0 | 0 | 0 | 0 | 0
1977-12-21 | 1977 | 12 | 21 | 0 | 0 | 0 | 0 | 0 | 0 | 0 | 0 | 0 | 0 | 0 | 0 | 0 | 0 | 0 | 0 | 0 | 0 | 0 | 0 | 0 | 0 | 0 | 0 |  | 0 | 0 | 0 | 0 |  | 0 | 0 | 0 | 0 | 0
1977-12-22 | 1977 | 12 | 22 | 0 | 0 | 0 | 0 | 0 | 0 | 0 | 0 | 0 | 0.1 | 0.1 | 0 | 0.1 | 0.1 | 0.1 | 0.1 | 0 | 0.1 | 0.1 | 0.1 | 0.1 | 0 | 0.1 | 0.1 |  | 1.2 | 1.2 | 1.2 | 0 |  | 0 | 0 | 0 | 0 | 0
1977-12-23 | 1977 | 12 | 23 | 0 | 0 | 0 | 0 | 0 | 0 | 0 | 0 | 0 | 0 | 0 | 0 | 0 | 0 | 0 | 0 | 0 | 0 | 0 | 0 | 0 | 0 | 0 | 0 |  | 0 | 0 | 0 | 0 |  | 0 | 0 | 0 | 0 | 0
1977-12-24 | 1977 | 12 | 24 | 0 | 0 | 0 | 0 | 0 | 0 | 0 | 0 | 0 | 0 | 0 | 0 | 0 | 0 | 0 | 0 | 0 | 0 | 0 | 0 | 0 | 0 | 0 | 0 |  | 0 | 0 | 0 | 0 |  | 0 | 0 | 0 | 0 | 0
1977-12-25 | 1977 | 12 | 25 | 0 | 0 | 0 | 0 | 0 | 0 | 0 | 0 | 0 | 0 | 0 | 0 | 0 | 0 | 0 | 0 | 0 | 0 | 0 | 0 | 0 | 0 | 0 | 0 |  | 0 | 0 | 0 | 0 |  | 0 | 0 | 0 | 0 | 0
1977-12-26 | 1977 | 12 | 26 | 0 | 0 | 0 | 0 | 0 | 0 | 0 | 0 | 0 | 0 | 0 | 0 | 0 | 0 | 0 | 0 | 0 | 0 | 0 | 0 | 0 | 0 | 0 | 0 |  | 0 | 0 | 0 | 0 |  | 0 | 0 | 0 | 0 | 0
1977-12-27 | 1977 | 12 | 27 | 0 | 0 | 0 | 0 | 0 | 0 | 0 | 0 | 0 | 0 | 0 | 0 | 0 | 0 | 0 | 0 | 0 | 0 | 0 | 0 | 0 | 0 | 0 | 0 |  | 0 | 0 | 0 | 0 |  | 0 | 0 | 0 | 0 | 0
1977-12-28 | 1977 | 12 | 28 | 0 | 0 | 0 | 0 | 0 | 0 | 0 | 0 | 0 | 0 | 0 | 0 | 0 | 0 | 0 | 0 | 0 | 0 | 0 | 0 | 0 | 0 | 0 | 0 |  | 0 | 0 | 0 | 0 |  | 0 | 0 | 0 | 0 | 0
1977-12-29 | 1977 | 12 | 29 | 0 | 0 | 0 | 0.1 | 0.1 | 0.1 | 0.1 | 0.1 | 0.2 | 0.1 | 0.1 | 0.1 | 0.1 | 0.1 | 0.1 | 0.1 | 0.1 | 0.1 | 0.2 | 0.1 | 0.1 | 0.1 | 0.1 | 0.1 |  | 2.3 | 2.3 | 2.3 | 8.8818e-16 |  | 0 | 0 | 0 | 0 | 0
1977-12-30 | 1977 | 12 | 30 | 0.1 | 0 | 0.1 | 0 | 0.1 | 0.1 | 0 | 0.1 | 0 | 0.1 | 0.1 | 0 | 0.1 | 0 | 0.1 | 0 | 0 | 0 | 0 | 0 | 0 | 0 | 0 | 0 |  | 0.9 | 0.9 | 0.9 | 1.1102e-16 |  | 0 | 0 | 0 | 0 | 0
1977-12-31 | 1977 | 12 | 31 | 0 | 0 | 0 | 0 | 0 | 0 | 0 | 0 | 0 | 0 | 0 | 0 | 0 | 0 | 0 | 0 | 0 | 0 | 0 | 0 | 0 | 0 | 0 | 0 |  | 0 | 0 | 0 | 0 |  | 0 | 0 | 0 | 0 | 0
1978-01-01 | 1978 | 1 | 1 | 0 | 0 | 0 | 0 | 0 | 0 | 0 | 0 | 0 | 0 | 0 | 0 | 0 | 0 | 0 | 0 | 0 | 0 | 0 | 0 | 0 | 0 | 0 | 0 |  | 0 | 0 | 0 | 0 |  | 0 | 0 | 0 | 0 | 0
1978-01-02 | 1978 | 1 | 2 | 0 | 0 | 0 | 0 | 0 | 0 | 0 | 0 | 0 | 0 | 0 | 0 | 0 | 0 | 0 | 0 | 0 | 0 | 0 | 0 | 0 | 0 | 0 | 0 |  | 0 | 0 | 0 | 0 |  | 0 | 0 | 0 | 0 | 0
1978-01-03 | 1978 | 1 | 3 | 0 | 0 | 0 | 0 | 0.1 | 0.1 | 0.1 | 0 | 0.2 | 0.1 | 0.1 | 0.1 | 0.1 | 0.1 | 0.2 | 0.1 | 0.1 | 0.1 | 0.1 | 0.1 | 0.2 | 0.1 | 0.1 | 0.1 |  | 2.2 | 2.2 | 2.2 | 4.4409e-16 |  | 0 | 0 | 0 | 0 | 0
1978-01-04 | 1978 | 1 | 4 | 0.1 | 0 | 0.1 | 0.1 | 0.1 | 0 | 0.1 | 0.1 | 0 | 0.1 | 0.1 | 0.1 | 0 | 0.1 | 0.1 | 0 | 0.1 | 0.1 | 0 | 0.1 | 0.1 | 0.1 | 0 | 0.1 |  | 1.7 | 1.7 | 1.7 | 4.4409e-16 |  | 0 | 0 | 0 | 0 | 0
1978-01-05 | 1978 | 1 | 5 | 0 | 0.1 | 0 | 0.1 | 0 | 0.1 | 0 | 0 | 0.1 | 0 | 0.1 | 0 | 0 | 0.1 | 0 | 0.1 | 0 | 0 | 0.1 | 0 | 0.1 | 0 | 0.1 | 0 |  | 1 | 1 | 1 | 1.1102e-16 |  | 0 | 0 | 0 | 0 | 0
1978-01-06 | 1978 | 1 | 6 | 0 | 0 | 0 | 0 | 0.1 | 0 | 0 | 0 | 0 | 0 | 0 | 0 | 0 | 0 | 0.1 | 0 | 0 | 0 | 0 | 0 | 0 | 0 | 0 | 0 |  | 0.2 | 0.2 | 0.2 | 0 |  | 0 | 0 | 0 | 0 | 0
1978-01-07 | 1978 | 1 | 7 | 0.1 | 0.1 | 0 | 0.1 | 0.1 | 0.1 | 0 | 0.1 | 0.1 | 0.1 | 0 | 0.1 | 0.1 | 0.1 | 0 | 0 | 0 | 0 | 0.1 | 0.1 | 0.1 | 0 | 0.1 | 0.1 |  | 1.6 | 1.6 | 1.6 | 2.2204e-16 |  | 0 | 0 | 0 | 0 | 0
1978-01-08 | 1978 | 1 | 8 | 0 | 0.1 | 0 | 0.1 | 0 | 0.1 | 0 | 0 | 0.1 | 0 | 0.1 | 0 | 0 | 0.1 | 0 | 0.1 | 0 | 0 | 0.1 | 0 | 0.1 | 0 | 0.1 | 0 |  | 1 | 1 | 1 | 1.1102e-16 |  | 0 | 0 | 0 | 0 | 0
1978-01-09 | 1978 | 1 | 9 | 0 | 0 | 0 | 0 | 0 | 0 | 0 | 0 | 0 | 0 | 0 | 0 | 0 | 0 | 0 | 0 | 0 | 0 | 0 | 0 | 0 | 0 | 0 | 0 |  | 0 | 0 | 0 | 0 |  | 0 | 0 | 0 | 0 | 0
1978-01-10 | 1978 | 1 | 10 | 0 | 0 | 0 | 0 | 0 | 0 | 0 | 0 | 0 | 0 | 0 | 0 | 0 | 0 | 0 | 0 | 0 | 0 | 0 | 0 | 0 | 0 | 0 | 0 |  | 0 | 0 | 0 | 0 |  | 0 | 0 | 0 | 0 | 0
1978-01-11 | 1978 | 1 | 11 | 0 | 0 | 0 | 0 | 0 | 0 | 0 | 0 | 0 | 0 | 0 | 0 | 0 | 0 | 0 | 0 | 0 | 0 | 0 | 0 | 0 | 0 | 0 | 0 |  | 0 | 0 | 0 | 0 |  | 0 | 0 | 0 | 0 | 0
1978-01-12 | 1978 | 1 | 12 | 0 | 0 | 0 | 0 | 0 | 0 | 0 | 0 | 0 | 0 | 0 | 0 | 0 | 0 | 0 | 0 | 0 | 0 | 0 | 0 | 0 | 0 | 0 | 0 |  | 0 | 0 | 0 | 0 |  | 0 | 0 | 0 | 0 | 0
1978-01-13 | 1978 | 1 | 13 | 0 | 0 | 0 | 0 | 0 | 0 | 0 | 0 | 0 | 0 | 0 | 0 | 0 | 0 | 0 | 0 | 0 | 0 | 0 | 0 | 0 | 0 | 0 | 0 |  | 0 | 0 | 0 | 0 |  | 0 | 0 | 0 | 0 | 0
1978-01-14 | 1978 | 1 | 14 | 0 | 0 | 0 | 0 | 0 | 0 | 0 | 0 | 0 | 0 | 0 | 0 | 0 | 0 | 0 | 0 | 0 | 0 | 0 | 0 | 0 | 0 | 0 | 0 |  | 0 | 0 | 0 | 0 |  | 0 | 0 | 0 | 0 | 0
1978-01-15 | 1978 | 1 | 15 | 0 | 0 | 0.1 | 0 | 0 | 0 | 0 | 0 | 0.1 | 0 | 0 | 0 | 0 | 0 | 0.1 | 0 | 0 | 0 | 0 | 0 | 0 | 0.1 | 0 | 0 |  | 0.4 | 0.4 | 0.4 | 0 |  | 0 | 0 | 0 | 0 | 0
1978-01-16 | 1978 | 1 | 16 | 0 | 0 | 0 | 0.1 | 0 | 0 | 0 | 0 | 0 | 0 | 0 | 0.1 | 0 | 0 | 0 | 0 | 0 | 0 | 0 | 0 | 0 | 0 | 0 | 0 |  | 0.2 | 0.2 | 0.2 | 0 |  | 0 | 0 | 0 | 0 | 0
1978-01-17 | 1978 | 1 | 17 | 0 | 0 | 0 | 0 | 0 | 0 | 0.1 | 0 | 0 | 0 | 0 | 0.1 | 0 | 0 | 0.1 | 0 | 0 | 0 | 0.1 | 0 | 0 | 0 | 0.1 | 0 |  | 0.5 | 0.5 | 0.5 | 0 |  | 0 | 0 | 0 | 0 | 0
1978-01-18 | 1978 | 1 | 18 | 0 | 0 | 0 | 0 | 0 | 0 | 0 | 0 | 0 | 0 | 0 | 0 | 0 | 0 | 0 | 0 | 0 | 0 | 0 | 0 | 0 | 0 | 0 | 0 |  | 0 | 0 | 0 | 0 |  | 0 | 0 | 0 | 0 | 0
1978-01-19 | 1978 | 1 | 19 | 0 | 0 | 0 | 0 | 0 | 0 | 0 | 0 | 0 | 0 | 0 | 0 | 0 | 0 | 0 | 0 | 0 | 0 | 0 | 0 | 0 | 0 | 0 | 0 |  | 0 | 0 | 0 | 0 |  | 0 | 0 | 0 | 0 | 0
1978-01-20 | 1978 | 1 | 20 | 0 | 0 | 0 | 0 | 0 | 0 | 0 | 0 | 0 | 0 | 0 | 0 | 0 | 0 | 0 | 0 | 0 | 0 | 0 | 0 | 0 | 0 | 0 | 0 |  | 0 | 0 | 0 | 0 |  | 0 | 0 | 0 | 0 | 0
1978-01-21 | 1978 | 1 | 21 | 0 | 0 | 0 | 0 | 0 | 0 | 0 | 0 | 0 | 0 | 0 | 0 | 0 | 0 | 0 | 0 | 0 | 0 | 0 | 0 | 0 | 0 | 0 | 0 |  | 0 | 0 | 0 | 0 |  | 0 | 0 | 0 | 0 | 0
1978-01-22 | 1978 | 1 | 22 | 0 | 0 | 0 | 0 | 0 | 0 | 0 | 0 | 0 | 0 | 0 | 0 | 0 | 0 | 0 | 0.1 | 0 | 0 | 0 | 0 | 0.1 | 0 | 0 | 0 |  | 0.2 | 0.2 | 0.2 | 0 |  | 0 | 0 | 0 | 0 | 0
1978-01-23 | 1978 | 1 | 23 | 0 | 0 | 0 | 0 | 0 | 0 | 0 | 0 | 0 | 0 | 0 | 0 | 0 | 0 | 0 | 0 | 0 | 0 | 0 | 0 | 0 | 0 | 0 | 0 |  | 0 | 0 | 0 | 0 |  | 0 | 0 | 0 | 0 | 0
1978-01-24 | 1978 | 1 | 24 | 0 | 0 | 0 | 0.2 | 0 | 0 | 0.2 | 0.2 | 0.2 | 0.1 | 0.2 | 0.2 | 0.2 | 0.2 | 0.2 | 0.2 | 0.2 | 0.2 | 0.2 | 0.1 | 0.2 | 0.2 | 0.2 | 0.2 |  | 3.6 | 3.6 | 3.6 | 1.3323e-15 |  | 0 | 0 | 0 | 0 | 0
1978-01-25 | 1978 | 1 | 25 | 0.4 | 0.4 | 0.4 | 0.4 | 0.4 | 0.4 | 0.3 | 0.4 | 0.4 | 0.4 | 0.4 | 0.4 | 0.4 | 0.4 | 0.4 | 0.4 | 0.4 | 0.4 | 0.7 | 0.4 | 0.4 | 0.4 | 0.8 | 0.4 |  | 10.2 | 10.2 | 10.2 | 5.3291e-15 |  | 0 | 0 | 0 | 0 | 0
1978-01-26 | 1978 | 1 | 26 | 0.3 | 0.7 | 0.3 | 0.3 | 0 | 0 | 0 | 0 | 0.4 | 0.3 | 0 | 0 | 0 | 0 | 0 | 0 | 0 | 0 | 0 | 0 | 0 | 0 | 0 | 0.3 |  | 2.6 | 2.6 | 2.6 | 4.4409e-16 |  | 0 | 0 | 0 | 0 | 0
1978-01-27 | 1978 | 1 | 27 | 0.1 | 0.2 | 0.1 | 0.2 | 0.1 | 0.2 | 0.1 | 0.2 | 0.1 | 0.2 | 0.1 | 0.2 | 0.1 | 0 | 0 | 0 | 0 | 0 | 0 | 0.2 | 0.1 | 0 | 0 | 0 |  | 2.2 | 2.2 | 2.2 | 4.4409e-16 |  | 0 | 0 | 0 | 0 | 0
1978-01-28 | 1978 | 1 | 28 | 0 | 0 | 0 | 0 | 0 | 0 | 0 | 0 | 0 | 0 | 0 | 0 | 0 | 0 | 0 | 0 | 0 | 0 | 0 | 0 | 0 | 0 | 0 | 0 |  | 0 | 0 | 0 | 0 |  | 0 | 0 | 0 | 0 | 0
1978-01-29 | 1978 | 1 | 29 | 0 | 0.1 | 0 | 0 | 0.1 | 0 | 0 | 0.1 | 0 | 0 | 0.1 | 0 | 0 | 0.1 | 0 | 0 | 0 | 0 | 0 | 0 | 0 | 0 | 0 | 0 |  | 0.5 | 0.5 | 0.5 | 0 |  | 0 | 0 | 0 | 0 | 0
1978-01-30 | 1978 | 1 | 30 | 0 | 0 | 0 | 0 | 0 | 0 | 0 | 0 | 0 | 0.1 | 0 | 0 | 0 | 0 | 0 | 0 | 0 | 0 | 0.1 | 0 | 0 | 0.1 | 0 | 0 |  | 0.3 | 0.3 | 0.3 | 5.5511e-17 |  | 0 | 0 | 0 | 0 | 0
1978-01-31 | 1978 | 1 | 31 | 0 | 0 | 0 | 0 | 0 | 0 | 0 | 0 | 0 | 0 | 0 | 0 | 0 | 0 | 0 | 0 | 0 | 0 | 0 | 0 | 0 | 0 | 0 | 0 |  | 0 | 0 | 0 | 0 |  | 0 | 0 | 0 | 0 | 0
1978-02-01 | 1978 | 2 | 1 | 0 | 0 | 0 | 0 | 0 | 0 | 0 | 0 | 0 | 0 | 0 | 0 | 0 | 0 | 0 | 0 | 0 | 0 | 0 | 0 | 0 | 0 | 0 | 0 |  | 0 | 0 | 0 | 0 |  | 0 | 0 | 0 | 0 | 0
1978-02-02 | 1978 | 2 | 2 | 0 | 0 | 0.1 | 0 | 0 | 0 | 0.1 | 0 | 0 | 0 | 0 | 0 | 0 | 0 | 0 | 0 | 0 | 0 | 0 | 0 | 0 | 0 | 0 | 0 |  | 0.2 | 0.2 | 0.2 | 0 |  | 0 | 0 | 0 | 0 | 0
1978-02-03 | 1978 | 2 | 3 | 0 | 0 | 0 | 0 | 0 | 0 | 0 | 0 | 0 | 0 | 0 | 0 | 0 | 0 | 0 | 0 | 0 | 0 | 0 | 0 | 0 | 0 | 0 | 0 |  | 0 | 0 | 0 | 0 |  | 0 | 0 | 0 | 0 | 0
1978-02-04 | 1978 | 2 | 4 | 0 | 0 | 0 | 0 | 0 | 0 | 0 | 0 | 0 | 0 | 0 | 0 | 0 | 0 | 0 | 0 | 0 | 0 | 0 | 0 | 0 | 0 | 0 | 0 |  | 0 | 0 | 0 | 0 |  | 0 | 0 | 0 | 0 | 0
1978-02-05 | 1978 | 2 | 5 | 0 | 0 | 0 | 0 | 0 | 0 | 0 | 0 | 0 | 0 | 0 | 0 | 0 | 0 | 0 | 0 | 0 | 0 | 0 | 0 | 0 | 0 | 0 | 0 |  | 0 | 0 | 0 | 0 |  | 0 | 0 | 0 | 0 | 0
1978-02-06 | 1978 | 2 | 6 | 0 | 0 | 0 | 0 | 0 | 0 | 0 | 0 | 0 | 0 | 0 | 0 | 0 | 0 | 0 | 0 | 0 | 0 | 0 | 0 | 0 | 0 | 0 | 0 |  | 0 | 0 | 0 | 0 |  | 0 | 0 | 0 | 0 | 0
1978-02-07 | 1978 | 2 | 7 | 0 | 0 | 0 | 0 | 0 | 0 | 0 | 0 | 0 | 0 | 0 | 0 | 0 | 0 | 0.1 | 0 | 0 | 0.1 | 0 | 0.1 | 0 | 0 | 0.1 | 0 |  | 0.4 | 0.4 | 0.4 | 0 |  | 0 | 0 | 0 | 0 | 0
1978-02-08 | 1978 | 2 | 8 | 0 | 0.1 | 0 | 0 | 0.1 | 0 | 0.1 | 0 | 0 | 0.1 | 0 | 0 | 0.1 | 0 | 0 | 0 | 0 | 0.1 | 0 | 0.1 | 0 | 0 | 0.1 | 0 |  | 0.8 | 0.8 | 0.8 | 1.1102e-16 |  | 0 | 0 | 0 | 0 | 0
1978-02-09 | 1978 | 2 | 9 | 0 | 0 | 0 | 0.1 | 0 | 0 | 0 | 0 | 0 | 0 | 0 | 0.1 | 0 | 0 | 0 | 0 | 0 | 0 | 0 | 0 | 0.1 | 0 | 0 | 0 |  | 0.3 | 0.3 | 0.3 | 5.5511e-17 |  | 0 | 0 | 0 | 0 | 0
1978-02-10 | 1978 | 2 | 10 | 0.2 | 0.1 | 0.2 | 0.1 | 0.2 | 0.1 | 0.2 | 0.1 | 0.2 | 0.1 | 0.2 | 0.1 | 0.2 | 0.1 | 0.2 | 0.1 | 0.1 | 0.2 | 0.1 | 0.2 | 0.1 | 0.2 | 0.1 | 0.2 |  | 3.6 | 3.6 | 3.6 | 1.7764e-15 |  | 0 | 0 | 0 | 0 | 0
1978-02-11 | 1978 | 2 | 11 | 0.1 | 0.1 | 0.1 | 0.1 | 0.1 | 0 | 0.1 | 0.1 | 0.1 | 0.1 | 0.1 | 0.1 | 0.1 | 0.1 | 0.1 | 0.1 | 0.1 | 0 | 0.1 | 0.1 | 0.1 | 0.1 | 0.1 | 0.1 |  | 2.2 | 2.2 | 2.2 | 4.4409e-16 |  | 0 | 0 | 0 | 0 | 0
1978-02-12 | 1978 | 2 | 12 | 0.1 | 0.2 | 0.1 | 0.2 | 0.1 | 0.2 | 0.1 | 0.2 | 0.1 | 0.1 | 0.2 | 0.1 | 0.2 | 0.1 | 0 | 0 | 0 | 0 | 0.2 | 0.1 | 0.2 | 0.1 | 0 | 0 |  | 2.6 | 2.6 | 2.6 | 8.8818e-16 |  | 0 | 0 | 0 | 0 | 0
1978-02-13 | 1978 | 2 | 13 | 0 | 0 | 0 | 0 | 0 | 0 | 0 | 0 | 0 | 0 | 0 | 0 | 0 | 0 | 0 | 0 | 0 | 0 | 0 | 0 | 0 | 0 | 0 | 0 |  | 0 | 0 | 0 | 0 |  | 0 | 0 | 0 | 0 | 0
1978-02-14 | 1978 | 2 | 14 | 0 | 0 | 0 | 0 | 0 | 0 | 0 | 0 | 0 | 0 | 0 | 0 | 0 | 0 | 0 | 0 | 0 | 0 | 0 | 0 | 0 | 0 | 0 | 0 |  | 0 | 0 | 0 | 0 |  | 0 | 0 | 0 | 0 | 0
1978-02-15 | 1978 | 2 | 15 | 0 | 0 | 0 | 0 | 0 | 0 | 0 | 0 | 0 | 0 | 0 | 0 | 0 | 0 | 0 | 0 | 0 | 0 | 0 | 0 | 0 | 0 | 0 | 0 |  | 0 | 0 | 0 | 0 |  | 0 | 0 | 0 | 0 | 0
1978-02-16 | 1978 | 2 | 16 | 0 | 0 | 0 | 0 | 0 | 0 | 0 | 0 | 0 | 0 | 0 | 0 | 0 | 0 | 0 | 0 | 0 | 0 | 0 | 0 | 0 | 0 | 0 | 0 |  | 0 | 0 | 0 | 0 |  | 0 | 0 | 0 | 0 | 0
1978-02-17 | 1978 | 2 | 17 | 0 | 0 | 0 | 0 | 0 | 0 | 0 | 0 | 0 | 0 | 0 | 0 | 0 | 0 | 0 | 0 | 0 | 0 | 0 | 0 | 0 | 0 | 0 | 0 |  | 0 | 0 | 0 | 0 |  | 0 | 0 | 0 | 0 | 0
1978-02-18 | 1978 | 2 | 18 | 0 | 0 | 0 | 0 | 0 | 0 | 0 | 0 | 0 | 0 | 0 | 0 | 0 | 0 | 0 | 0 | 0 | 0 | 0 | 0 | 0 | 0 | 0 | 0 |  | 0 | 0 | 0 | 0 |  | 0 | 0 | 0 | 0 | 0
1978-02-19 | 1978 | 2 | 19 | 0 | 0 | 0 | 0 | 0 | 0 | 0 | 0 | 0 | 0 | 0 | 0 | 0 | 0 | 0 | 0 | 0 | 0 | 0 | 0 | 0 | 0 | 0 | 0 |  | 0 | 0 | 0 | 0 |  | 0 | 0 | 0 | 0 | 0
1978-02-20 | 1978 | 2 | 20 | 0 | 0 | 0 | 0 | 0 | 0 | 0 | 0 | 0 | 0 | 0 | 0 | 0 | 0 | 0 | 0 | 0 | 0 | 0 | 0 | 0 | 0 | 0 | 0 |  | 0 | 0 | 0 | 0 |  | 0 | 0 | 0 | 0 | 0
1978-02-21 | 1978 | 2 | 21 | 0 | 0 | 0 | 0 | 0 | 0 | 0 | 0 | 0 | 0 | 0 | 0 | 0 | 0 | 0 | 0 | 0 | 0 | 0 | 0 | 0 | 0 | 0 | 0 |  | 0 | 0 | 0 | 0 |  | 0 | 0 | 0 | 0 | 0
1978-02-22 | 1978 | 2 | 22 | 0 | 0 | 0 | 0 | 0 | 0 | 0 | 0 | 0 | 0 | 0 | 0 | 0 | 0 | 0 | 0 | 0 | 0 | 0 | 0 | 0 | 0 | 0 | 0 |  | 0 | 0 | 0 | 0 |  | 0 | 0 | 0 | 0 | 0
1978-02-23 | 1978 | 2 | 23 | 0 | 0 | 0 | 0 | 0 | 0 | 0 | 0 | 0 | 0 | 0 | 0 | 0 | 0 | 0 | 0 | 0 | 0 | 0 | 0 | 0 | 0 | 0 | 0 |  | 0 | 0 | 0 | 0 |  | 0 | 0 | 0 | 0 | 0
1978-02-24 | 1978 | 2 | 24 | 0 | 0 | 0 | 0 | 0 | 0 | 0 | 0 | 0 | 0 | 0 | 0 | 0 | 0 | 0 | 0 | 0 | 0 | 0 | 0 | 0 | 0 | 0 | 0 |  | 0 | 0 | 0 | 0 |  | 0 | 0 | 0 | 0 | 0
1978-02-25 | 1978 | 2 | 25 | 0 | 0 | 0 | 0 | 0 | 0 | 0 | 0 | 0 | 0 | 0 | 0 | 0 | 0 | 0 | 0 | 0 | 0 | 0 | 0 | 0 | 0 | 0 | 0 |  | 0 | 0 | 0 | 0 |  | 0 | 0 | 0 | 0 | 0
1978-02-26 | 1978 | 2 | 26 | 0 | 0 | 0 | 0 | 0 | 0 | 0 | 0 | 0 | 0 | 0 | 0 | 0 | 0 | 0 | 0 | 0 | 0 | 0 | 0 | 0 | 0 | 0 | 0 |  | 0 | 0 | 0 | 0 |  | 0 | 0 | 0 | 0 | 0
1978-02-27 | 1978 | 2 | 27 | 0 | 0 | 0 | 0 | 0 | 0 | 0 | 0 | 0 | 0 | 0 | 0 | 0 | 0 | 0 | 0 | 0 | 0.1 | 0 | 0 | 0 | 0.1 | 0 | 0 |  | 0.2 | 0.2 | 0.2 | 0 |  | 0 | 0 | 0 | 0 | 0
1978-02-28 | 1978 | 2 | 28 | 0 | 0 | 0.1 | 0 | 0 | 0 | 0 | 0.1 | 0 | 0 | 0 | 0.1 | 0 | 0 | 0 | 0 | 0.1 | 0 | 0 | 0 | 0 | 0.1 | 0 | 0 |  | 0.5 | 0.5 | 0.5 | 0 |  | 0 | 0 | 0 | 0 | 0
1978-03-01 | 1978 | 3 | 1 | 0 | 0 | 0 | 0 | 0 | 0 | 0 | 0 | 0 | 0 | 0 | 0 | 0 | 0 | 0 | 0 | 0 | 0 | 0 | 0 | 0 | 0 | 0 | 0 |  | 0 | 0 | 0 | 0 |  | 0 | 0 | 0 | 0 | 0
1978-03-02 | 1978 | 3 | 2 | 0 | 0 | 0 | 0 | 0 | 0 | 0 | 0 | 0 | 0 | 0 | 0 | 0 | 0 | 0 | 0 | 0 | 0 | 0 | 0 | 0 | 0 | 0 | 0 |  | 0 | 0 | 0 | 0 |  | 0 | 0 | 0 | 0 | 0
1978-03-03 | 1978 | 3 | 3 | 0 | 0 | 0 | 0 | 0 | 0 | 0 | 0 | 0 | 0 | 0 | 0 | 0 | 0 | 0 | 0 | 0 | 0 | 0 | 0 | 0 | 0 | 0 | 0 |  | 0 | 0 | 0 | 0 |  | 0 | 0 | 0 | 0 | 0
1978-03-04 | 1978 | 3 | 4 | 0 | 0 | 0 | 0 | 0 | 0 | 0 | 0 | 0 | 0 | 0 | 0 | 0 | 0 | 0 | 0 | 0 | 0 | 0 | 0 | 0 | 0 | 0 | 0 |  | 0 | 0 | 0 | 0 |  | 0 | 0 | 0 | 0 | 0
1978-03-05 | 1978 | 3 | 5 | 0 | 0 | 0 | 0 | 0 | 0 | 0 | 0 | 0 | 0 | 0 | 0 | 0 | 0 | 0 | 0 | 0 | 0 | 0 | 0 | 0 | 0 | 0 | 0 |  | 0 | 0 | 0 | 0 |  | 0 | 0 | 0 | 0 | 0
1978-03-06 | 1978 | 3 | 6 | 0 | 0 | 0 | 0 | 0 | 0 | 0 | 0 | 0 | 0 | 0 | 0 | 0 | 0 | 0 | 0 | 0 | 0 | 0 | 0 | 0 | 0 | 0 | 0 |  | 0 | 0 | 0 | 0 |  | 0 | 0 | 0 | 0 | 0
1978-03-07 | 1978 | 3 | 7 | 0 | 0 | 0 | 0 | 0 | 0 | 0 | 0 | 0 | 0 | 0 | 0 | 0 | 0 | 0 | 0 | 0 | 0 | 0 | 0 | 0 | 0 | 0 | 0 |  | 0 | 0 | 0 | 0 |  | 0 | 0 | 0 | 0 | 0
1978-03-08 | 1978 | 3 | 8 | 0 | 0 | 0 | 0 | 0 | 0 | 0 | 0 | 0 | 0 | 0 | 0 | 0 | 0 | 0 | 0 | 0 | 0 | 0 | 0 | 0 | 0 | 0 | 0 |  | 0 | 0 | 0 | 0 |  | 0 | 0 | 0 | 0 | 0
1978-03-09 | 1978 | 3 | 9 | 0 | 0 | 0 | 0 | 0 | 0 | 0 | 0 | 0 | 0 | 0 | 0 | 0 | 0 | 0 | 0 | 0 | 0 | 0 | 0 | 0 | 0 | 0 | 0 |  | 0 | 0 | 0 | 0 |  | 0 | 0 | 0 | 0 | 0
1978-03-10 | 1978 | 3 | 10 | 0 | 0 | 0 | 0 | 0 | 0 | 0 | 0 | 0 | 0 | 0 | 0 | 0 | 0 | 0 | 0 | 0 | 0 | 0 | 0 | 0 | 0 | 0 | 0 |  | 0 | 0 | 0 | 0 |  | 0 | 0 | 0 | 0 | 0
1978-03-11 | 1978 | 3 | 11 | 0 | 0 | 0 | 0 | 0 | 0 | 0 | 0 | 0 | 0 | 0.2 | 0.2 | 0.2 | 0.2 | 0 | 0.2 | 0.2 | 0.2 | 0.2 | 0.2 | 0.2 | 0.2 | 0.2 | 0.2 |  | 2.6 | 2.6 | 2.6 | 0 |  | 0 | 0 | 0 | 0 | 0
1978-03-12 | 1978 | 3 | 12 | 0.2 | 0.2 | 0.2 | 0.2 | 0.1 | 0.2 | 0.2 | 0.2 | 0.2 | 0.2 | 0.2 | 0.2 | 0.1 | 0.2 | 0 | 0 | 0 | 0 | 0 | 0 | 0.2 | 0.2 | 0 | 0 |  | 3 | 3 | 3 | 8.8818e-16 |  | 0 | 0 | 0 | 0 | 0
1978-03-13 | 1978 | 3 | 13 | 0 | 0 | 0 | 0 | 0 | 0 | 0 | 0 | 0 | 0 | 0 | 0 | 0 | 0 | 0 | 0 | 0 | 0 | 0 | 0 | 0 | 0 | 0 | 0 |  | 0 | 0 | 0 | 0 |  | 0 | 0 | 0 | 0 | 0
1978-03-14 | 1978 | 3 | 14 | 0 | 0 | 0 | 0 | 0 | 0 | 0 | 0 | 0 | 0 | 0 | 0 | 0 | 0 | 0 | 0 | 0 | 0 | 0 | 0 | 0 | 0 | 0 | 0 |  | 0 | 0 | 0 | 0 |  | 0 | 0 | 0 | 0 | 0
1978-03-15 | 1978 | 3 | 15 | 0 | 0 | 0 | 0 | 0 | 0 | 0 | 0 | 0 | 0 | 0 | 0 | 0 | 0 | 0 | 0 | 0 | 0 | 0 | 0 | 0 | 0 | 0 | 0 |  | 0 | 0 | 0 | 0 |  | 0 | 0 | 0 | 0 | 0
1978-03-16 | 1978 | 3 | 16 | 0 | 0 | 0 | 0 | 0 | 0 | 0 | 0 | 0 | 0 | 0 | 0 | 0 | 0 | 0 | 0 | 0 | 0 | 0 | 0 | 0 | 0 | 0 | 0 |  | 0 | 0 | 0 | 0 |  | 0 | 0 | 0 | 0 | 0
1978-03-17 | 1978 | 3 | 17 | 0 | 0 | 0 | 0 | 0 | 0 | 0 | 0 | 0 | 0 | 0 | 0 | 0 | 0 | 0 | 0 | 0 | 0 | 0 | 0 | 0 | 0.1 | 0 | 0.1 |  | 0.2 | 0.2 | 0.2 | 0 |  | 0 | 0 | 0 | 0 | 0
1978-03-18 | 1978 | 3 | 18 | 0.1 | 0.1 | 0 | 0 | 0 | 0 | 0 | 0 | 0 | 0 | 0 | 0 | 0 | 0 | 0 | 0 | 0 | 0 | 0 | 0 | 0 | 0 | 0 | 0 |  | 0.2 | 0.2 | 0.2 | 0 |  | 0 | 0 | 0 | 0 | 0
1978-03-19 | 1978 | 3 | 19 | 0 | 0 | 0 | 0 | 0 | 0 | 0 | 0 | 0 | 0 | 0 | 0 | 0 | 0 | 0 | 0 | 0 | 0 | 0 | 0 | 0 | 0 | 0 | 0 |  | 0 | 0 | 0 | 0 |  | 0 | 0 | 0 | 0 | 0
1978-03-20 | 1978 | 3 | 20 | 0 | 0 | 0 | 0 | 0 | 0 | 0 | 0 | 0 | 0 | 0 | 0 | 0 | 0 | 0 | 0 | 0 | 0 | 0 | 0 | 0 | 0 | 0 | 0 |  | 0 | 0 | 0 | 0 |  | 0 | 0 | 0 | 0 | 0
1978-03-21 | 1978 | 3 | 21 | 0 | 0 | 0 | 0 | 0 | 0 | 0 | 0 | 0 | 0 | 0 | 0 | 0 | 0 | 0 | 0 | 0 | 0 | 0 | 0 | 0 | 0 | 0 | 0 |  | 0 | 0 | 0 | 0 |  | 0 | 0 | 0 | 0 | 0
1978-03-22 | 1978 | 3 | 22 | 0 | 0 | 0 | 0 | 0 | 0 | 0 | 0 | 0 | 0 | 0 | 0 | 0 | 0 | 0 | 0 | 0 | 0 | 0 | 0 | 0 | 0 | 0 | 0 |  | 0 | 0 | 0 | 0 |  | 0 | 0 | 0 | 0 | 0
1978-03-23 | 1978 | 3 | 23 | 0 | 0 | 0 | 0 | 0 | 0 | 0 | 0 | 0 | 0 | 0 | 0 | 0 | 0 | 0 | 0 | 0 | 0 | 0 | 0 | 0 | 0 | 0 | 0 |  | 0 | 0 | 0 | 0 |  | 0 | 0 | 0 | 0 | 0
1978-03-24 | 1978 | 3 | 24 | 0 | 0.1 | 0 | 0 | 0.1 | 0 | 0 | 0.1 | 0 | 0 | 0 | 0 | 0 | 0 | 0 | 0 | 0 | 0 | 0 | 0 | 0 | 0 | 0 | 0 |  | 0.3 | 0.3 | 0.3 | 5.5511e-17 |  | 0 | 0 | 0 | 0 | 0
1978-03-25 | 1978 | 3 | 25 | 0 | 0 | 0 | 0 | 0 | 0 | 0 | 0 | 0 | 0 | 0 | 0 | 0 | 0 | 0 | 0 | 0 | 0 | 0 | 0 | 0 | 0 | 0 | 0 |  | 0 | 0 | 0 | 0 |  | 0 | 0 | 0 | 0 | 0
1978-03-26 | 1978 | 3 | 26 | 0 | 0 | 0 | 0 | 0 | 0 | 0 | 0 | 0 | 0 | 0 | 0 | 0 | 0 | 0 | 0 | 0 | 0 | 0 | 0 | 0 | 0 | 0 | 0 |  | 0 | 0 | 0 | 0 |  | 0 | 0 | 0 | 0 | 0
1978-03-27 | 1978 | 3 | 27 | 0.1 | 0.1 | 0.1 | 0 | 0 | 0 | 0 | 0 | 0 | 0 | 0 | 0 | 0 | 0 | 0 | 0 | 0 | 0 | 0 | 0 | 0 | 0 | 0 | 0 |  | 0.3 | 0.3 | 0.3 | 5.5511e-17 |  | 0 | 0 | 0 | 0 | 0
1978-03-28 | 1978 | 3 | 28 | 0 | 0 | 0 | 0 | 0 | 0 | 0 | 0 | 0 | 0 | 0 | 0 | 0 | 0 | 0 | 0 | 0 | 0 | 0 | 0 | 0 | 0 | 0 | 0 |  | 0 | 0 | 0 | 0 |  | 0 | 0 | 0 | 0 | 0
1978-03-29 | 1978 | 3 | 29 | 0 | 0 | 0 | 0 | 0 | 0 | 0 | 0 | 0 | 0 | 0 | 0 | 0 | 0 | 0 | 0 | 0 | 0 | 0 | 0 | 0 | 0 | 0 | 0 |  | 0 | 0 | 0 | 0 |  | 0 | 0 | 0 | 0 | 0
1978-03-30 | 1978 | 3 | 30 | 0 | 0 | 0 | 0 | 0 | 0 | 0 | 0 | 0 | 0 | 0 | 0 | 0 | 0 | 0 | 0 | 0 | 0 | 0 | 0 | 0 | 0 | 0 | 0 |  | 0 | 0 | 0 | 0 |  | 0 | 0 | 0 | 0 | 0
1978-03-31 | 1978 | 3 | 31 | 0 | 0 | 0 | 0 | 0 | 0 | 0 | 0 | 0 | 0 | 0 | 0 | 0 | 0 | 0 | 0 | 0 | 0 | 0 | 0 | 0 | 0 | 0 | 0 |  | 0 | 0 | 0 | 0 |  | 0 | 0 | 0 | 0 | 0
1978-04-01 | 1978 | 4 | 1 | 0 | 0 | 0 | 0 | 0 | 0 | 0 | 0 | 0 | 0 | 0 | 0.1 | 0.1 | 0.2 | 0.1 | 0.1 | 0.1 | 0.2 | 0.1 | 0.1 | 0.1 | 0.2 | 0.1 | 0.1 |  | 1.6 | 1.6 | 1.6 | 0 |  | 0 | 0 | 0 | 0 | 0
1978-04-02 | 1978 | 4 | 2 | 0.2 | 0.1 | 0.2 | 0.1 | 0.2 | 0.2 | 0.1 | 0.2 | 0.2 | 0.1 | 0.2 | 0.1 | 0.2 | 0.2 | 0.1 | 0.2 | 0 | 0 | 0 | 0.2 | 0.1 | 0.2 | 0.1 | 0.2 |  | 3.4 | 3.4 | 3.4 | 1.3323e-15 |  | 0 | 0 | 0 | 0 | 0
1978-04-03 | 1978 | 4 | 3 | 0.3 | 0.3 | 0.2 | 0.3 | 0.3 | 0.3 | 0.2 | 0 | 0.3 | 0 | 0 | 0 | 0 | 0 | 0 | 0 | 0 | 0 | 0 | 0 | 0 | 0 | 0 | 0 |  | 2.2 | 2.2 | 2.2 | 0 |  | 0 | 0 | 0 | 0 | 0
1978-04-04 | 1978 | 4 | 4 | 0 | 0 | 0 | 0 | 0 | 0 | 0 | 0 | 0 | 0 | 0 | 0 | 0 | 0 | 0 | 0 | 0 | 0 | 0 | 0 | 0 | 0 | 0 | 0 |  | 0 | 0 | 0 | 0 |  | 0 | 0 | 0 | 0 | 0
1978-04-05 | 1978 | 4 | 5 | 0 | 0 | 0 | 0 | 0 | 0 | 0 | 0 | 0 | 0 | 0 | 0.1 | 0 | 0 | 0 | 0 | 0 | 0 | 0 | 0 | 0.1 | 0 | 0.1 | 0 |  | 0.3 | 0.3 | 0.3 | 5.5511e-17 |  | 0 | 0 | 0 | 0 | 0
1978-04-06 | 1978 | 4 | 6 | 0.3 | 0.2 | 0.3 | 0.2 | 0.3 | 0.2 | 0.3 | 0 | 0 | 0 | 0 | 0 | 0 | 0 | 0 | 0 | 0 | 0 | 0 | 0 | 0 | 0 | 0 | 0 |  | 1.8 | 1.8 | 1.8 | 0 |  | 0 | 0 | 0 | 0 | 0
1978-04-07 | 1978 | 4 | 7 | 0 | 0 | 0 | 0 | 0 | 0 | 0 | 0 | 0 | 0 | 0 | 0 | 0 | 0 | 0 | 0 | 0 | 0 | 0 | 0 | 0 | 0 | 0 | 0 |  | 0 | 0 | 0 | 0 |  | 0 | 0 | 0 | 0 | 0
1978-04-08 | 1978 | 4 | 8 | 0 | 0 | 0 | 0 | 0 | 0 | 0 | 0 | 0 | 0 | 0 | 0 | 0 | 0 | 0.2 | 0.2 | 0 | 0 | 0 | 0 | 0 | 0 | 0 | 0 |  | 0.4 | 0.4 | 0.4 | 0 |  | 0 | 0 | 0 | 0 | 0
1978-04-09 | 1978 | 4 | 9 | 0 | 0 | 0 | 0 | 0 | 0 | 0 | 0 | 0 | 0 | 0 | 0 | 0 | 0 | 0 | 0 | 0 | 0 | 0 | 0 | 0 | 0 | 0 | 0 |  | 0 | 0 | 0 | 0 |  | 0 | 0 | 0 | 0 | 0
1978-04-10 | 1978 | 4 | 10 | 0 | 0 | 0 | 0 | 0 | 0 | 0 | 0 | 0 | 0 | 0 | 0 | 0 | 0 | 0 | 0 | 0 | 0 | 0 | 0 | 0 | 0 | 0 | 0 |  | 0 | 0 | 0 | 0 |  | 0 | 0 | 0 | 0 | 0
1978-04-11 | 1978 | 4 | 11 | 0 | 0 | 0 | 0 | 0.6 | 0.7 | 0.6 | 0.6 | 0 | 0 | 0 | 0 | 0 | 0 | 0 | 0 | 0 | 0 | 0 | 0 | 0 | 0 | 0 | 0 |  | 2.5 | 2.5 | 2.5 | 0 |  | 0 | 0 | 0 | 0 | 0
1978-04-12 | 1978 | 4 | 12 | 0 | 0 | 0 | 0 | 0 | 0 | 0 | 0 | 0 | 0 | 0 | 0 | 0 | 0 | 0 | 0 | 0 | 0 | 0 | 0 | 0 | 0 | 0 | 0 |  | 0 | 0 | 0 | 0 |  | 0 | 0 | 0 | 0 | 0
1978-04-13 | 1978 | 4 | 13 | 0 | 0 | 0 | 0 | 0 | 0 | 0 | 0 | 0.3 | 0.3 | 0.5 | 0.6 | 0.3 | 0.6 | 0 | 0.3 | 0 | 0 | 0 | 0 | 0 | 0 | 0 | 0.3 |  | 3.2 | 3.2 | 3.2 | 4.4409e-16 |  | 0 | 0 | 0 | 0 | 0
1978-04-14 | 1978 | 4 | 14 | 0.3 | 0.3 | 0.3 | 0.3 | 0.3 | 0.3 | 0.4 | 0.3 | 0.3 | 0.3 | 0.3 | 0.3 | 0.3 | 0.3 | 0.3 | 0.9 | 0.3 | 0.4 | 0.3 | 0.3 | 0.3 | 0.3 | 0.3 | 0.3 |  | 8 | 8 | 8 | 1.7764e-15 |  | 0 | 0 | 0 | 0 | 0
1978-04-15 | 1978 | 4 | 15 | 0 | 0 | 0 | 0 | 0 | 0 | 0 | 0 | 0 | 0 | 0 | 0 | 0 | 0 | 0 | 0 | 0 | 0 | 0 | 0 | 0 | 0 | 0 | 0 |  | 0 | 0 | 0 | 0 |  | 0 | 0 | 0 | 0 | 0
1978-04-16 | 1978 | 4 | 16 | 0.1 | 0.1 | 0.1 | 0.2 | 0.1 | 0.1 | 0.1 | 0.1 | 0.1 | 0.1 | 0.1 | 0.2 | 0.1 | 0.1 | 0.1 | 0.1 | 0.1 | 0.1 | 0.1 | 0.1 | 0.2 | 0.1 | 0.1 | 0.1 |  | 2.7 | 2.7 | 2.7 | 8.8818e-16 |  | 0 | 0 | 0 | 0 | 0
1978-04-17 | 1978 | 4 | 17 | 0.3 | 0.4 | 0.3 | 0.3 | 0.3 | 0.4 | 0.3 | 0.3 | 0.3 | 0.4 | 0.3 | 0.3 | 0.3 | 0.3 | 0.4 | 0.3 | 0.3 | 0.3 | 0.4 | 0.3 | 0.3 | 0.3 | 0.4 | 0.3 |  | 7.8 | 7.8 | 7.8 | 8.8818e-16 |  | 0 | 0 | 0 | 0 | 0
1978-04-18 | 1978 | 4 | 18 | 0.2 | 0.3 | 0.2 | 0.2 | 0.2 | 0.3 | 0.2 | 0.2 | 0.2 | 0.3 | 0.2 | 0.2 | 0.2 | 0.3 | 0.2 | 0.2 | 0.2 | 0.3 | 0.2 | 0 | 0 | 0 | 0 | 0.2 |  | 4.5 | 4.5 | 4.5 | 8.8818e-16 |  | 0 | 0 | 0 | 0 | 0
1978-04-19 | 1978 | 4 | 19 | 0 | 0.4 | 0.4 | 0 | 0 | 0 | 0 | 0 | 0 | 0 | 0 | 0 | 0 | 0 | 0 | 0 | 0 | 0 | 0 | 0 | 0 | 0 | 0 | 0 |  | 0.8 | 0.8 | 0.8 | 0 |  | 0 | 0 | 0 | 0 | 0
1978-04-20 | 1978 | 4 | 20 | 0 | 0 | 0 | 0 | 0 | 0 | 0 | 0 | 0 | 0 | 0 | 0.2 | 0.3 | 0.2 | 0.3 | 0 | 0 | 0.2 | 0 | 0 | 0 | 0 | 0 | 0 |  | 1.2 | 1.2 | 1.2 | 0 |  | 0 | 0 | 0 | 0 | 0
1978-04-21 | 1978 | 4 | 21 | 0.3 | 0.3 | 0.4 | 0.3 | 0.3 | 0.3 | 0.4 | 0.3 | 0 | 0 | 0.3 | 0 | 0.3 | 0.4 | 0.3 | 0.3 | 0.3 | 0.4 | 0.3 | 0.3 | 0.3 | 0.4 | 0.3 | 0.3 |  | 6.8 | 6.8 | 6.8 | 8.8818e-16 |  | 0 | 0 | 0 | 0 | 0
1978-04-22 | 1978 | 4 | 22 | 0.5 | 0.4 | 0.5 | 0.4 | 0.5 | 0.4 | 0.5 | 0.5 | 0.4 | 0.5 | 0.4 | 0.5 | 0 | 0 | 0 | 0 | 0 | 0.4 | 0.5 | 0 | 0 | 0 | 0 | 0 |  | 6.4 | 6.4 | 6.4 | 0 |  | 0 | 0 | 0 | 0 | 0
1978-04-23 | 1978 | 4 | 23 | 0.4 | 0 | 0 | 0 | 0.5 | 0.4 | 0.4 | 0.4 | 0 | 0 | 0.5 | 0.4 | 0 | 0 | 0 | 0 | 0 | 0 | 0 | 0 | 0 | 0.4 | 0 | 0 |  | 3.4 | 3.4 | 3.4 | 0 |  | 0 | 0 | 0 | 0 | 0
1978-04-24 | 1978 | 4 | 24 | 0 | 0 | 0 | 0 | 0 | 0 | 0 | 0 | 0 | 0 | 0 | 0 | 0 | 0 | 0 | 0 | 0 | 0 | 0 | 0 | 0 | 0 | 0 | 0 |  | 0 | 0 | 0 | 0 |  | 0 | 0 | 0 | 0 | 0
1978-04-25 | 1978 | 4 | 25 | 0 | 0 | 0 | 0 | 0 | 0 | 0 | 0 | 0 | 0 | 0 | 0 | 0 | 0 | 0 | 0 | 0 | 0 | 0 | 0 | 0 | 0 | 0 | 0 |  | 0 | 0 | 0 | 0 |  | 0 | 0 | 0 | 0 | 0
1978-04-26 | 1978 | 4 | 26 | 0 | 0 | 0 | 0 | 0 | 0 | 0 | 0 | 0 | 0 | 0 | 0 | 0 | 0 | 0 | 0 | 0 | 0 | 0 | 0 | 0 | 0 | 0 | 0 |  | 0 | 0 | 0 | 0 |  | 0 | 0 | 0 | 0 | 0
1978-04-27 | 1978 | 4 | 27 | 0 | 0 | 0 | 0 | 0 | 0 | 0 | 0 | 0 | 0 | 0 | 0 | 0 | 0 | 0 | 0 | 0 | 0 | 0 | 0 | 0 | 0 | 0 | 0 |  | 0 | 0 | 0 | 0 |  | 0 | 0 | 0 | 0 | 0
1978-04-28 | 1978 | 4 | 28 | 0.2 | 0.9 | 3.1 | 2.2 | 1.3 | 0 | 0 | 1.1 | 0.4 | 1.9 | 3 | 0.4 | 0.6 | 0.2 | 0 | 0 | 0 | 0 | 0 | 0 | 0 | 3.5 | 0 | 0 |  | 18.8 | 18.8 | 18.8 | 0 |  | 0 | 0 | 0 | 0 | 0
1978-04-29 | 1978 | 4 | 29 | 0 | 0 | 0 | 0 | 0 | 0 | 0 | 0 | 0 | 0 | 0 | 0 | 0 | 0 | 0 | 0 | 0 | 0 | 0 | 0 | 0 | 0 | 0 | 0 |  | 0 | 0 | 0 | 0 |  | 0 | 0 | 0 | 0 | 0
1978-04-30 | 1978 | 4 | 30 | 0 | 0 | 0.3 | 0.5 | 0 | 0 | 0 | 0 | 0 | 0 | 0 | 0 | 0 | 0 | 0 | 0 | 0 | 0 | 0 | 2.2 | 0.2 | 0.2 | 0 | 0 |  | 3.4 | 3.4 | 3.4 | 4.4409e-16 |  | 0 | 0 | 0 | 0 | 0
1978-05-01 | 1978 | 5 | 1 | 0 | 0 | 0 | 0 | 0 | 0 | 0 | 0 | 1.2 | 0 | 0 | 0 | 0 | 0 | 0 | 2.3 | 1.7 | 0 | 0 | 0 | 0 | 0 | 0 | 0 |  | 5.2 | 5.2 | 5.2 | 0 |  | 5.2 | 0 | 0 | 0 | 0
1978-05-02 | 1978 | 5 | 2 | 0 | 0 | 0 | 0 | 0 | 0 | 0 | 0 | 0 | 0 | 0 | 0 | 0 | 0 | 0 | 0 | 0 | 0 | 0 | 0 | 0 | 0 | 0 | 0 |  | 0 | 0 | 0 | 0 |  | 0 | 0 | 0 | 0 | 0
1978-05-03 | 1978 | 5 | 3 | 0 | 0 | 0 | 0 | 0 | 0 | 0 | 0 | 0 | 0 | 0 | 0 | 0 | 0 | 0 | 0 | 0 | 0 | 0 | 0 | 0 | 0 | 0 | 0 |  | 0 | 0 | 0 | 0 |  | 0 | 0 | 0 | 0 | 0
1978-05-04 | 1978 | 5 | 4 | 0 | 0 | 0 | 0 | 0 | 0 | 0 | 0 | 0 | 0 | 0 | 0 | 0 | 0 | 0 | 0 | 0 | 0 | 0 | 0 | 0 | 0 | 0 | 0 |  | 0 | 0 | 0 | 0 |  | 0 | 0 | 0 | 0 | 0
1978-05-05 | 1978 | 5 | 5 | 0 | 0 | 0 | 0 | 0 | 0 | 0 | 0 | 0 | 0 | 0 | 0 | 0 | 0 | 0 | 0 | 0 | 0 | 0 | 0 | 0 | 0 | 0 | 0 |  | 0 | 0 | 0 | 0 |  | 0 | 0 | 0 | 0 | 0
1978-05-06 | 1978 | 5 | 6 | 0 | 0 | 0 | 0 | 0 | 0 | 0 | 0 | 0 | 0 | 0 | 0 | 0 | 0 | 0 | 0 | 0 | 0 | 0 | 0 | 0 | 0 | 0 | 0 |  | 0 | 0 | 0 | 0 |  | 0 | 0 | 0 | 0 | 0
1978-05-07 | 1978 | 5 | 7 | 0 | 0 | 0 | 0 | 0 | 0 | 0 | 0 | 0 | 0 | 0 | 0 | 0 | 0 | 0 | 0 | 0 | 0 | 0 | 0 | 0 | 0 | 0 | 0 |  | 0 | 0 | 0 | 0 |  | 0 | 0 | 0 | 0 | 0
1978-05-08 | 1978 | 5 | 8 | 0 | 0 | 0 | 0 | 0 | 0 | 0 | 0 | 0 | 0 | 0 | 0 | 0 | 0 | 0 | 0 | 0 | 0 | 0 | 0 | 0 | 0 | 0 | 0 |  | 0 | 0 | 0 | 0 |  | 0 | 0 | 0 | 0 | 0
1978-05-09 | 1978 | 5 | 9 | 0 | 0 | 0 | 0 | 0 | 0 | 0 | 0.2 | 0.1 | 0 | 0 | 0 | 0 | 0 | 0.2 | 0 | 0 | 0.1 | 0 | 0 | 0 | 0.2 | 0.2 | 0 |  | 1 | 1 | 1 | 0 |  | 1 | 0 | 0 | 0 | 0
1978-05-10 | 1978 | 5 | 10 | 0.8 | 0.8 | 0 | 0 | 0 | 0 | 0 | 0 | 0 | 0 | 0 | 0 | 0.8 | 0 | 0 | 0 | 0 | 0 | 0 | 0 | 0.8 | 0 | 0 | 0.8 |  | 4 | 4 | 4 | 0 |  | 4 | 0 | 0 | 0 | 0
1978-05-11 | 1978 | 5 | 11 | 0 | 0 | 0 | 0 | 0.5 | 0.9 | 0.5 | 0.9 | 0.9 | 0.5 | 0.4 | 0.5 | 0 | 0 | 0 | 0.7 | 0.5 | 0.4 | 0 | 0.5 | 0 | 0 | 0 | 0 |  | 7.2 | 7.2 | 7.2 | 0 |  | 7.2 | 0 | 0 | 0 | 0
1978-05-12 | 1978 | 5 | 12 | 0 | 0 | 0 | 0 | 0 | 0 | 0 | 0 | 0 | 0 | 0 | 0 | 0 | 0 | 0 | 0 | 0 | 0 | 0 | 0 | 0 | 0 | 0 | 0 |  | 0 | 0 | 0 | 0 |  | 0 | 0 | 0 | 0 | 0
1978-05-13 | 1978 | 5 | 13 | 0 | 0 | 0 | 0 | 0 | 0 | 0 | 0 | 0 | 0 | 0 | 0 | 0 | 0 | 0 | 0 | 0 | 0 | 0 | 0 | 0 | 0 | 0 | 0 |  | 0 | 0 | 0 | 0 |  | 0 | 0 | 0 | 0 | 0
1978-05-14 | 1978 | 5 | 14 | 0 | 0 | 0 | 0 | 0 | 0 | 0 | 0 | 0 | 0 | 0 | 0 | 0 | 0 | 0 | 0 | 0 | 0 | 0 | 0 | 0 | 0 | 0 | 0 |  | 0 | 0 | 0 | 0 |  | 0 | 0 | 0 | 0 | 0
1978-05-15 | 1978 | 5 | 15 | 0 | 0 | 0 | 0 | 0 | 0 | 0 | 0 | 0 | 0 | 0 | 0 | 0 | 0 | 0 | 0 | 0 | 0.1 | 0 | 0 | 0 | 0.1 | 0.1 | 0.1 |  | 0.4 | 0.4 | 0.4 | 0 |  | 0.4 | 0 | 0 | 0 | 0
1978-05-16 | 1978 | 5 | 16 | 0 | 0.2 | 1.1 | 1.7 | 1.3 | 0.9 | 0.4 | 0.7 | 0.9 | 2 | 1.5 | 1.3 | 1.1 | 0.7 | 0 | 0 | 0 | 0.2 | 0 | 0 | 0 | 0 | 0 | 0 |  | 14 | 14 | 14 | 0 |  | 14 | 0 | 0 | 0 | 0
1978-05-17 | 1978 | 5 | 17 | 0 | 0 | 0 | 0 | 0 | 0 | 0 | 0 | 0 | 0 | 0 | 0 | 0 | 0 | 0 | 0 | 0 | 0 | 0 | 0 | 0 | 0 | 0 | 0 |  | 0 | 0 | 0 | 0 |  | 0 | 0 | 0 | 0 | 0
1978-05-18 | 1978 | 5 | 18 | 0 | 0 | 0 | 0 | 0 | 0 | 0 | 0 | 0 | 0 | 0 | 0 | 0 | 0 | 0 | 0 | 0 | 0 | 0 | 0 | 0 | 0 | 0 | 0 |  | 0 | 0 | 0 | 0 |  | 0 | 0 | 0 | 0 | 0
1978-05-19 | 1978 | 5 | 19 | 0 | 0 | 0 | 0 | 0 | 0 | 0 | 0 | 0 | 0 | 0 | 0 | 0 | 0 | 0 | 0 | 0 | 0 | 0 | 0 | 0 | 0 | 0 | 0 |  | 0 | 0 | 0 | 0 |  | 0 | 0 | 0 | 0 | 0
1978-05-20 | 1978 | 5 | 20 | 0 | 0 | 0 | 0 | 0 | 0 | 0 | 0 | 0 | 0 | 0 | 0 | 0 | 0 | 0 | 0 | 0 | 0 | 0 | 0 | 0 | 0 | 0 | 0 |  | 0 | 0 | 0 | 0 |  | 0 | 0 | 0 | 0 | 0
1978-05-21 | 1978 | 5 | 21 | 0 | 0 | 0 | 0 | 0 | 0 | 0 | 0 | 0 | 0 | 0 | 0 | 0 | 0 | 0 | 0 | 0 | 0 | 0 | 0 | 0 | 0 | 0 | 0 |  | 0 | 0 | 0 | 0 |  | 0 | 0 | 0 | 0 | 0
1978-05-22 | 1978 | 5 | 22 | 0 | 0 | 0 | 0 | 0 | 0 | 0 | 0 | 0 | 0 | 0 | 0 | 0 | 0 | 0 | 0 | 0 | 0 | 0 | 0 | 0 | 0 | 0 | 0 |  | 0 | 0 | 0 | 0 |  | 0 | 0 | 0 | 0 | 0
1978-05-23 | 1978 | 5 | 23 | 0 | 0 | 0 | 0 | 0 | 0 | 0 | 0 | 0 | 0 | 0 | 0 | 0 | 0 | 0 | 0 | 0 | 0 | 0 | 0 | 0 | 0.5 | 0.3 | 0 |  | 0.8 | 0.8 | 0.8 | 0 |  | 0.8 | 0 | 0 | 0 | 0
1978-05-24 | 1978 | 5 | 24 | 0 | 0.4 | 0.4 | 0.8 | 2.5 | 1.7 | 1.4 | 1.7 | 1.9 | 1.4 | 1.9 | 1.4 | 1.4 | 1 | 0.6 | 1.6 | 2.1 | 0.4 | 0.4 | 0 | 0.6 | 0.8 | 0.2 | 0 |  | 24.6 | 24.6 | 24.6 | 0 |  | 24.6 | 0 | 0 | 0 | 0
1978-05-25 | 1978 | 5 | 25 | 0 | 0 | 0 | 0 | 0 | 0 | 0 | 0 | 0 | 0 | 0 | 0 | 0 | 0 | 0 | 0 | 0 | 0 | 0 | 0 | 0 | 0 | 0 | 0 |  | 0 | 0 | 0 | 0 |  | 0 | 0 | 0 | 0 | 0
1978-05-26 | 1978 | 5 | 26 | 0 | 0 | 0 | 0 | 0 | 0 | 0 | 0 | 0 | 0 | 0 | 0 | 0 | 0 | 0 | 0 | 0 | 0 | 0 | 0 | 0 | 0 | 0 | 0 |  | 0 | 0 | 0 | 0 |  | 0 | 0 | 0 | 0 | 0
1978-05-27 | 1978 | 5 | 27 | 0 | 0 | 0 | 0 | 0 | 0 | 0 | 0 | 0 | 0 | 0 | 0 | 0 | 0 | 0 | 0 | 0 | 0 | 0 | 0 | 0 | 0 | 0 | 0 |  | 0 | 0 | 0 | 0 |  | 0 | 0 | 0 | 0 | 0
1978-05-28 | 1978 | 5 | 28 | 0 | 0 | 0 | 0 | 0 | 0 | 0 | 0 | 0 | 0 | 0 | 0 | 0 | 0 | 0 | 0 | 0 | 0 | 0 | 0 | 0 | 0 | 0 | 0 |  | 0 | 0 | 0 | 0 |  | 0 | 0 | 0 | 0 | 0
1978-05-29 | 1978 | 5 | 29 | 0 | 0 | 0 | 0 | 0 | 0 | 0 | 0 | 0 | 0 | 0 | 0 | 0 | 0 | 0 | 0 | 0 | 0 | 0 | 0 | 0 | 0 | 0 | 0 |  | 0 | 0 | 0 | 0 |  | 0 | 0 | 0 | 0 | 0
1978-05-30 | 1978 | 5 | 30 | 0 | 0 | 0.7 | 0.9 | 2 | 0.6 | 0.4 | 0 | 0.4 | 0.6 | 0.4 | 0 | 0.2 | 0 | 0.2 | 0 | 2.2 | 3.5 | 1.3 | 0.6 | 0.2 | 0 | 0 | 0.2 |  | 14.4 | 14.4 | 14.4 | 0 |  | 14.4 | 0 | 0 | 0 | 0
1978-05-31 | 1978 | 5 | 31 | 4 | 0.2 | 0 | 0 | 0 | 0 | 0 | 0 | 0 | 0 | 0 | 0 | 0 | 0 | 0 | 0 | 0 | 0 | 0 | 0 | 0 | 0 | 0 | 0 |  | 4.2 | 4.2 | 4.2 | 0 |  | 4.2 | 0 | 0 | 0 | 0
1978-06-01 | 1978 | 6 | 1 | 0 | 0 | 0 | 0 | 0 | 0 | 0 | 0 | 0 | 0 | 0 | 0 | 0 | 0 | 0 | 0 | 0 | 0 | 0 | 0 | 0 | 0 | 0 | 0 |  | 0 | 0 | 0 | 0 |  | 0 | 0 | 0 | 0 | 0
1978-06-02 | 1978 | 6 | 2 | 0 | 0 | 0 | 0 | 0 | 0 | 0 | 0 | 0 | 0 | 0 | 0 | 0 | 0 | 0 | 0 | 0 | 0 | 0 | 0 | 0 | 0 | 0 | 0 |  | 0 | 0 | 0 | 0 |  | 0 | 0 | 0 | 0 | 0
1978-06-03 | 1978 | 6 | 3 | 0 | 0 | 0 | 0 | 0 | 0 | 0 | 0 | 0 | 0 | 0 | 0 | 0 | 0 | 0 | 0 | 0 | 0 | 0 | 0 | 0 | 0 | 0 | 0 |  | 0 | 0 | 0 | 0 |  | 0 | 0 | 0 | 0 | 0
1978-06-04 | 1978 | 6 | 4 | 0 | 0 | 0 | 0 | 0 | 0 | 0 | 0 | 0 | 0 | 0 | 0 | 0 | 0 | 0 | 0 | 0 | 0 | 0 | 0 | 0 | 0 | 0 | 0 |  | 0 | 0 | 0 | 0 |  | 0 | 0 | 0 | 0 | 0
1978-06-05 | 1978 | 6 | 5 | 0 | 0 | 0 | 0 | 0 | 0 | 0 | 0 | 0 | 0 | 0 | 0 | 0 | 0 | 0 | 0 | 0 | 0 | 0 | 0 | 0 | 0.2 | 0 | 0 |  | 0.2 | 0.2 | 0.2 | 0 |  | 0 | 0.2 | 0 | 0 | 0
1978-06-06 | 1978 | 6 | 6 | 0 | 0 | 0 | 6 | 0.2 | 1.2 | 3.5 | 2.1 | 2 | 0.4 | 0.4 | 0 | 0.2 | 0 | 0 | 0 | 0 | 0 | 0 | 0 | 0 | 0 | 0 | 0 |  | 16 | 16 | 16 | 0 |  | 0 | 16 | 0 | 0 | 0
1978-06-07 | 1978 | 6 | 7 | 0 | 0 | 0 | 0 | 0 | 0 | 0 | 0 | 0 | 0 | 0 | 0 | 0 | 0 | 0 | 0 | 0 | 0 | 0 | 0 | 0 | 0 | 0 | 0 |  | 0 | 0 | 0 | 0 |  | 0 | 0 | 0 | 0 | 0
1978-06-08 | 1978 | 6 | 8 | 0 | 0 | 0 | 0 | 0 | 0 | 0 | 0 | 0 | 0 | 0 | 0 | 0 | 0 | 0 | 0 | 0 | 0 | 0 | 0 | 0 | 0 | 0 | 0 |  | 0 | 0 | 0 | 0 |  | 0 | 0 | 0 | 0 | 0
1978-06-09 | 1978 | 6 | 9 | 0 | 0 | 0 | 0 | 0 | 0 | 0.9 | 0 | 0 | 0 | 0 | 1.8 | 1.4 | 0 | 0 | 0 | 0 | 0.9 | 0.9 | 0 | 0 | 0 | 0.9 | 0.9 |  | 7.7 | 7.7 | 7.7 | 8.8818e-16 |  | 0 | 7.7 | 0 | 0 | 0
1978-06-10 | 1978 | 6 | 10 | 1.7 | 0 | 0 | 0 | 0 | 0 | 0 | 0 | 0 | 0.2 | 0 | 0 | 0 | 0 | 0 | 0 | 0.7 | 1.5 | 3.7 | 0.2 | 0 | 0 | 0 | 0 |  | 8 | 8 | 8 | 0 |  | 0 | 8 | 0 | 0 | 0
1978-06-11 | 1978 | 6 | 11 | 0 | 0.2 | 0.2 | 0 | 0 | 0 | 0 | 0 | 0 | 0 | 0 | 0 | 0 | 0 | 0.3 | 0 | 0 | 0 | 0.3 | 0 | 0 | 0 | 0 | 0 |  | 1 | 1 | 1 | 0 |  | 0 | 1 | 0 | 0 | 0
1978-06-12 | 1978 | 6 | 12 | 0 | 0 | 0 | 0 | 0 | 0 | 0 | 0 | 0 | 0 | 0 | 0 | 0 | 0 | 0 | 0 | 0 | 0 | 0 | 0 | 0 | 0 | 0 | 0 |  | 0 | 0 | 0 | 0 |  | 0 | 0 | 0 | 0 | 0
1978-06-13 | 1978 | 6 | 13 | 0 | 0 | 0 | 0 | 0 | 0 | 0 | 0 | 0 | 0 | 0 | 0 | 0 | 0 | 0 | 0 | 0 | 0 | 0 | 0 | 0 | 0 | 0 | 0 |  | 0 | 0 | 0 | 0 |  | 0 | 0 | 0 | 0 | 0
1978-06-14 | 1978 | 6 | 14 | 0 | 0 | 0 | 0 | 0 | 0 | 0 | 0 | 0 | 0 | 0 | 0 | 0 | 0 | 0 | 0 | 0 | 0 | 0 | 0 | 0 | 0 | 0 | 0 |  | 0 | 0 | 0 | 0 |  | 0 | 0 | 0 | 0 | 0
1978-06-15 | 1978 | 6 | 15 | 0 | 0 | 0 | 0 | 0 | 0 | 0 | 0 | 0 | 0 | 0 | 0 | 0 | 0.4 | 2.1 | 0 | 0 | 2.9 | 0 | 0 | 0.4 | 0 | 0 | 0.2 |  | 6 | 6 | 6 | 8.8818e-16 |  | 0 | 6 | 0 | 0 | 0
1978-06-16 | 1978 | 6 | 16 | 0 | 0 | 0 | 0 | 0 | 0 | 0 | 0 | 0.2 | 0 | 0 | 1.3 | 0 | 0.2 | 0 | 0 | 1.9 | 0 | 0 | 0 | 0 | 0 | 0 | 0 |  | 3.6 | 3.6 | 3.6 | 4.4409e-16 |  | 0 | 3.6 | 0 | 0 | 0
1978-06-17 | 1978 | 6 | 17 | 0 | 0 | 0 | 0 | 0 | 0 | 0 | 0 | 0 | 0 | 0 | 0 | 0 | 0 | 0 | 0 | 0 | 0 | 0 | 0 | 0 | 0 | 0 | 0 |  | 0 | 0 | 0 | 0 |  | 0 | 0 | 0 | 0 | 0
1978-06-18 | 1978 | 6 | 18 | 0 | 0 | 0 | 0 | 0 | 0 | 0 | 0 | 0 | 0 | 0 | 0 | 0 | 0 | 0 | 0.2 | 2.8 | 0.5 | 0.5 | 0.8 | 0.2 | 0 | 0 | 0 |  | 5 | 5 | 5 | 0 |  | 0 | 5 | 0 | 0 | 0
1978-06-19 | 1978 | 6 | 19 | 0 | 0 | 0 | 0 | 0 | 0 | 0 | 0 | 0 | 0 | 0 | 0 | 0 | 0 | 0 | 0 | 0 | 0 | 0 | 0 | 0 | 0 | 0 | 0 |  | 0 | 0 | 0 | 0 |  | 0 | 0 | 0 | 0 | 0
1978-06-20 | 1978 | 6 | 20 | 0 | 0 | 0 | 0 | 0 | 0 | 0 | 0 | 0 | 0 | 0 | 0 | 0 | 0 | 0 | 0 | 0 | 0 | 0 | 0 | 0 | 0 | 0 | 0 |  | 0 | 0 | 0 | 0 |  | 0 | 0 | 0 | 0 | 0
1978-06-21 | 1978 | 6 | 21 | 0 | 0 | 0 | 0 | 0 | 0 | 0 | 0 | 0 | 0 | 0 | 0 | 0 | 0 | 0 | 0 | 0 | 0 | 0.4 | 0 | 0 | 0 | 0 | 0 |  | 0.4 | 0.4 | 0.4 | 0 |  | 0 | 0.4 | 0 | 0 | 0
1978-06-22 | 1978 | 6 | 22 | 0 | 0 | 0 | 0 | 0 | 0 | 0 | 0 | 0 | 0 | 0 | 0 | 0 | 0 | 0 | 0.2 | 3.6 | 1.2 | 0 | 0 | 0 | 0 | 0 | 0 |  | 5 | 5 | 5 | 0 |  | 0 | 5 | 0 | 0 | 0
1978-06-23 | 1978 | 6 | 23 | 0 | 0 | 0 | 0 | 0 | 0 | 0 | 0 | 0 | 0 | 0 | 0 | 0.1 | 0 | 0 | 0 | 0 | 0.1 | 0 | 0 | 0 | 0 | 0 | 0 |  | 0.2 | 0.2 | 0.2 | 0 |  | 0 | 0.2 | 0 | 0 | 0
1978-06-24 | 1978 | 6 | 24 | 0 | 0 | 0 | 0 | 0 | 0 | 0 | 0 | 0 | 0 | 0 | 0 | 0 | 0 | 0 | 0 | 0 | 0 | 0 | 0 | 0 | 0 | 0 | 0 |  | 0 | 0 | 0 | 0 |  | 0 | 0 | 0 | 0 | 0
1978-06-25 | 1978 | 6 | 25 | 0 | 0 | 0 | 0 | 0 | 0 | 0 | 0 | 0 | 0 | 0 | 0 | 0 | 0 | 0 | 0 | 0 | 0 | 0 | 0 | 0 | 0 | 2.1 | 0 |  | 2.1 | 2.1 | 2.1 | 0 |  | 0 | 2.1 | 0 | 0 | 0
1978-06-26 | 1978 | 6 | 26 | 0 | 0 | 0 | 0 | 0 | 0 | 0 | 0 | 0 | 0 | 0 | 0 | 0 | 0 | 0 | 0 | 0 | 0 | 0 | 0 | 0 | 0.6 | 0 | 0 |  | 0.6 | 0.6 | 0.6 | 0 |  | 0 | 0.6 | 0 | 0 | 0
1978-06-27 | 1978 | 6 | 27 | 0 | 0 | 0 | 0 | 0 | 0 | 0 | 0 | 0 | 0 | 0 | 0 | 0 | 0 | 0 | 0 | 0 | 0 | 0 | 0 | 0 | 0 | 0 | 0 |  | 0 | 0 | 0 | 0 |  | 0 | 0 | 0 | 0 | 0
1978-06-28 | 1978 | 6 | 28 | 0 | 0 | 0 | 0 | 0 | 0 | 0 | 0 | 0 | 0 | 0 | 0 | 0 | 0 | 0 | 0 | 0 | 0 | 0 | 0 | 0 | 0 | 0 | 0 |  | 0 | 0 | 0 | 0 |  | 0 | 0 | 0 | 0 | 0
1978-06-29 | 1978 | 6 | 29 | 0 | 0 | 0 | 0 | 0 | 0 | 0 | 0 | 0 | 0 | 0 | 0 | 0 | 0 | 0 | 0 | 0 | 0 | 0 | 0 | 3.8 | 0 | 0 | 0 |  | 3.8 | 3.8 | 3.8 | 0 |  | 0 | 3.8 | 0 | 0 | 0
1978-06-30 | 1978 | 6 | 30 | 0 | 0 | 0 | 0 | 0 | 0 | 0 | 0 | 0 | 0 | 0 | 0 | 0 | 0 | 0 | 0 | 0 | 0 | 0 | 0 | 0 | 0 | 0 | 0 |  | 0 | 0 | 0 | 0 |  | 0 | 0 | 0 | 0 | 0
1978-07-01 | 1978 | 7 | 1 | 0 | 0 | 0 | 0 | 0.2 | 0 | 0 | 0 | 0.2 | 0 | 0 | 0 | 0 | 0 | 0 | 0 | 0 | 0 | 0 | 0 | 0 | 0 | 0 | 0 |  | 0.4 | 0.4 | 0.4 | 0 |  | 0 | 0 | 0.4 | 0 | 0
1978-07-02 | 1978 | 7 | 2 | 0 | 0 | 0 | 0 | 0 | 0 | 0 | 0 | 0 | 0 | 1.4 | 0.2 | 0 | 0 | 0 | 0 | 0 | 0 | 0 | 0 | 0 | 0 | 0 | 0 |  | 1.6 | 1.6 | 1.6 | 2.2204e-16 |  | 0 | 0 | 1.6 | 0 | 0
1978-07-03 | 1978 | 7 | 3 | 0 | 0 | 0 | 0 | 0 | 0 | 0 | 0 | 0 | 0 | 0 | 0 | 0 | 0 | 0 | 0 | 0 | 0 | 0 | 0 | 0 | 0 | 0 | 0 |  | 0 | 0 | 0 | 0 |  | 0 | 0 | 0 | 0 | 0
1978-07-04 | 1978 | 7 | 4 | 0 | 0 | 0 | 0 | 0 | 0 | 0 | 0 | 0 | 0.5 | 0 | 0 | 0 | 0 | 0 | 0 | 0 | 0 | 0 | 0 | 0 | 0 | 0 | 0 |  | 0.5 | 0.5 | 0.5 | 0 |  | 0 | 0 | 0.5 | 0 | 0
1978-07-05 | 1978 | 7 | 5 | 0 | 0 | 0 | 0 | 0 | 0 | 0 | 0 | 0 | 0 | 0 | 0 | 0 | 0 | 0 | 0 | 0 | 0 | 0 | 0 | 2 | 0 | 0 | 0 |  | 2 | 2 | 2 | 0 |  | 0 | 0 | 2 | 0 | 0
1978-07-06 | 1978 | 7 | 6 | 0 | 0 | 0 | 0 | 0 | 0 | 0 | 0 | 0 | 0.3 | 0.6 | 0 | 0 | 0.9 | 0 | 0 | 0 | 0 | 0 | 0 | 0 | 0 | 0 | 0 |  | 1.8 | 1.8 | 1.8 | 2.2204e-16 |  | 0 | 0 | 1.8 | 0 | 0
1978-07-07 | 1978 | 7 | 7 | 0 | 0 | 0 | 0 | 0 | 0 | 0 | 0 | 0 | 0 | 0 | 0 | 0 | 0 | 0 | 0 | 0 | 0 | 0 | 0 | 1.1 | 0.2 | 0 | 0.4 |  | 1.7 | 1.7 | 1.7 | 2.2204e-16 |  | 0 | 0 | 1.7 | 0 | 0
1978-07-08 | 1978 | 7 | 8 | 0.2 | 0 | 0.2 | 0.3 | 0.3 | 0.3 | 0.8 | 0.5 | 0.3 | 0 | 0 | 0.3 | 0 | 0 | 0 | 0 | 0 | 0 | 0 | 0 | 0 | 0 | 0 | 0 |  | 3.2 | 3.2 | 3.2 | 4.4409e-16 |  | 0 | 0 | 3.2 | 0 | 0
1978-07-09 | 1978 | 7 | 9 | 0 | 0 | 0 | 0 | 0 | 0 | 0 | 0 | 0 | 0 | 0 | 0 | 0 | 0 | 0 | 0 | 0 | 0 | 0 | 0 | 0 | 1.2 | 0 | 0 |  | 1.2 | 1.2 | 1.2 | 0 |  | 0 | 0 | 1.2 | 0 | 0
1978-07-10 | 1978 | 7 | 10 | 0 | 0 | 0 | 0 | 0 | 0 | 0 | 0 | 0 | 0 | 0 | 0.6 | 0 | 0 | 0 | 0 | 0 | 0 | 0 | 0 | 0 | 0 | 0 | 0 |  | 0.6 | 0.6 | 0.6 | 0 |  | 0 | 0 | 0.6 | 0 | 0
1978-07-11 | 1978 | 7 | 11 | 0 | 0 | 0 | 0 | 0 | 0 | 0 | 0 | 0 | 0 | 0 | 0 | 0 | 0 | 0 | 0 | 0.2 | 0 | 0 | 0 | 0.3 | 1.3 | 0 | 0 |  | 1.8 | 1.8 | 1.8 | 0 |  | 0 | 0 | 1.8 | 0 | 0
1978-07-12 | 1978 | 7 | 12 | 0 | 0 | 0 | 0 | 0 | 0 | 0 | 0 | 0.4 | 0 | 0 | 0 | 0 | 0 | 0 | 0 | 0 | 0 | 0 | 0 | 0 | 0 | 0 | 0 |  | 0.4 | 0.4 | 0.4 | 0 |  | 0 | 0 | 0.4 | 0 | 0
1978-07-13 | 1978 | 7 | 13 | 0 | 0 | 0 | 0 | 0 | 0 | 0 | 0 | 0 | 0 | 0 | 0 | 0 | 0 | 0 | 0 | 0 | 0 | 0 | 0 | 0 | 0 | 0 | 0 |  | 0 | 0 | 0 | 0 |  | 0 | 0 | 0 | 0 | 0
1978-07-14 | 1978 | 7 | 14 | 0 | 0 | 0 | 0 | 0 | 0 | 0 | 0 | 0 | 0 | 0 | 0 | 0 | 0 | 0 | 0 | 0 | 0 | 0 | 0 | 0 | 0 | 0 | 0 |  | 0 | 0 | 0 | 0 |  | 0 | 0 | 0 | 0 | 0
1978-07-15 | 1978 | 7 | 15 | 0 | 0 | 0 | 0 | 0 | 0 | 0 | 0 | 0 | 0 | 0 | 0 | 0 | 0 | 0 | 0 | 0 | 0 | 0 | 0 | 0 | 0 | 0 | 0 |  | 0 | 0 | 0 | 0 |  | 0 | 0 | 0 | 0 | 0
1978-07-16 | 1978 | 7 | 16 | 0 | 0 | 0 | 0 | 0 | 0 | 0 | 0 | 0 | 0 | 0 | 0 | 0 | 0 | 0 | 0 | 0 | 0 | 0 | 0 | 0 | 0 | 0 | 0 |  | 0 | 0 | 0 | 0 |  | 0 | 0 | 0 | 0 | 0
1978-07-17 | 1978 | 7 | 17 | 1.6 | 1.4 | 1.8 | 0.7 | 0 | 0 | 0 | 0 | 0 | 0 | 0 | 0 | 0.2 | 0 | 0 | 0 | 0 | 0 | 0.9 | 0.9 | 0.5 | 0 | 0 | 0 |  | 8 | 8 | 8 | 0 |  | 0 | 0 | 8 | 0 | 0
1978-07-18 | 1978 | 7 | 18 | 0 | 0 | 0 | 0 | 0 | 0 | 0 | 0 | 0 | 0 | 0 | 3.1 | 0.3 | 0 | 0.3 | 0 | 0 | 0 | 0 | 0 | 0.3 | 0.3 | 0 | 0 |  | 4.3 | 4.3 | 4.3 | 0 |  | 0 | 0 | 4.3 | 0 | 0
1978-07-19 | 1978 | 7 | 19 | 0 | 0 | 0 | 0 | 0.2 | 0 | 0 | 0 | 0 | 0 | 0 | 0 | 0 | 0 | 0 | 0 | 0.6 | 4.8 | 0 | 0 | 0 | 0 | 0 | 0 |  | 5.6 | 5.6 | 5.6 | 0 |  | 0 | 0 | 5.6 | 0 | 0
1978-07-20 | 1978 | 7 | 20 | 0 | 0 | 0 | 0 | 0 | 0 | 0 | 0 | 0 | 0 | 0 | 0 | 0 | 0 | 0 | 0 | 0 | 0 | 0 | 0 | 0 | 0 | 0 | 0 |  | 0 | 0 | 0 | 0 |  | 0 | 0 | 0 | 0 | 0
1978-07-21 | 1978 | 7 | 21 | 0 | 0 | 0 | 0 | 0 | 0 | 0 | 0 | 0 | 0 | 0 | 0 | 0 | 0 | 0 | 0 | 0.2 | 0.2 | 0 | 0 | 0 | 0 | 0 | 0 |  | 0.4 | 0.4 | 0.4 | 0 |  | 0 | 0 | 0.4 | 0 | 0
1978-07-22 | 1978 | 7 | 22 | 0 | 0 | 0 | 0 | 0 | 0 | 0 | 0 | 0 | 0 | 0 | 0 | 0 | 0 | 0 | 0 | 0 | 0 | 0.4 | 0 | 0 | 0 | 0.7 | 0 |  | 1.1 | 1.1 | 1.1 | 0 |  | 0 | 0 | 1.1 | 0 | 0
1978-07-23 | 1978 | 7 | 23 | 0 | 0 | 0 | 0 | 0 | 0 | 0 | 0 | 0 | 0 | 0 | 0 | 0 | 0 | 0 | 0 | 0 | 0 | 0 | 0 | 0 | 0 | 0 | 0 |  | 0 | 0 | 0 | 0 |  | 0 | 0 | 0 | 0 | 0
1978-07-24 | 1978 | 7 | 24 | 0 | 0 | 0 | 0 | 0 | 0 | 0 | 0 | 0 | 0 | 0 | 0 | 0 | 0 | 0 | 0 | 0 | 0 | 0 | 0 | 0 | 0 | 0 | 0 |  | 0 | 0 | 0 | 0 |  | 0 | 0 | 0 | 0 | 0
1978-07-25 | 1978 | 7 | 25 | 0 | 0 | 0 | 0 | 0 | 0 | 0 | 0 | 0 | 0 | 0 | 0 | 0 | 0 | 0 | 0 | 0 | 0 | 0 | 0 | 0 | 0 | 0 | 0 |  | 0 | 0 | 0 | 0 |  | 0 | 0 | 0 | 0 | 0
1978-07-26 | 1978 | 7 | 26 | 0 | 0 | 0 | 0 | 0 | 0 | 0 | 0 | 0 | 0 | 0 | 0 | 0 | 0 | 0 | 0 | 0 | 0 | 0 | 0 | 0 | 0 | 0 | 0 |  | 0 | 0 | 0 | 0 |  | 0 | 0 | 0 | 0 | 0
1978-07-27 | 1978 | 7 | 27 | 0 | 0 | 0 | 0 | 0 | 0 | 0 | 0 | 0 | 0 | 0 | 0 | 0 | 0 | 0 | 0 | 0 | 0 | 0 | 0 | 0 | 0 | 0 | 0 |  | 0 | 0 | 0 | 0 |  | 0 | 0 | 0 | 0 | 0
1978-07-28 | 1978 | 7 | 28 | 0 | 0 | 0 | 0 | 0 | 0 | 0 | 0 | 0 | 0 | 0 | 0 | 0 | 0 | 0 | 0 | 0 | 0 | 0 | 0 | 0 | 0 | 0 | 0 |  | 0 | 0 | 0 | 0 |  | 0 | 0 | 0 | 0 | 0
1978-07-29 | 1978 | 7 | 29 | 0 | 0.2 | 0 | 0 | 0.9 | 0 | 0 | 0 | 0 | 0 | 0 | 0 | 0 | 0 | 0 | 0 | 0 | 0 | 0 | 0 | 0 | 0 | 2.7 | 0 |  | 3.8 | 3.8 | 3.8 | 4.4409e-16 |  | 0 | 0 | 3.8 | 0 | 0
1978-07-30 | 1978 | 7 | 30 | 11.3 | 0 | 0 | 0 | 0 | 0 | 0 | 0 | 0.2 | 0.4 | 0 | 0 | 0.2 | 1.5 | 1.5 | 0.7 | 0.6 | 0.2 | 0.6 | 0.2 | 0 | 0 | 0 | 0 |  | 17.4 | 17.4 | 17.4 | 0 |  | 0 | 0 | 17.4 | 0 | 0
1978-07-31 | 1978 | 7 | 31 | 0 | 0 | 0 | 0 | 0 | 0 | 0 | 0 | 0 | 0 | 0 | 0 | 0 | 0 | 0 | 0 | 0 | 0 | 0 | 0 | 0 | 0 | 0 | 0 |  | 0 | 0 | 0 | 0 |  | 0 | 0 | 0 | 0 | 0
1978-08-01 | 1978 | 8 | 1 | 0 | 0 | 0 | 0 | 0 | 0 | 0.3 | 0 | 0.7 | 0 | 0 | 0 | 0 | 0 | 0 | 0 | 0 | 0 | 0 | 0 | 0 | 0 | 0 | 0 |  | 1 | 1 | 1 | 0 |  | 0 | 0 | 0 | 1 | 0
1978-08-02 | 1978 | 8 | 2 | 0 | 0 | 0 | 0 | 0 | 0 | 0 | 0 | 0 | 0 | 0 | 0 | 0 | 0 | 0 | 0 | 0 | 0 | 0 | 0 | 0 | 0 | 0 | 0 |  | 0 | 0 | 0 | 0 |  | 0 | 0 | 0 | 0 | 0
1978-08-03 | 1978 | 8 | 3 | 0 | 0 | 0 | 0 | 0 | 0 | 0 | 0 | 0 | 0 | 0 | 0 | 0 | 0 | 0 | 0 | 0 | 0 | 0 | 0 | 0 | 0 | 0 | 0 |  | 0 | 0 | 0 | 0 |  | 0 | 0 | 0 | 0 | 0
1978-08-04 | 1978 | 8 | 4 | 0 | 0 | 0 | 0 | 0 | 0 | 0 | 0 | 0 | 0 | 0 | 0 | 0 | 0 | 0 | 0 | 0 | 0 | 0 | 0 | 0 | 0 | 0 | 0 |  | 0 | 0 | 0 | 0 |  | 0 | 0 | 0 | 0 | 0
1978-08-05 | 1978 | 8 | 5 | 0 | 0 | 0 | 0 | 0 | 0 | 0 | 0 | 0 | 0 | 0 | 0 | 0 | 0 | 0 | 0 | 0 | 0 | 0 | 0 | 0 | 0 | 0 | 0 |  | 0 | 0 | 0 | 0 |  | 0 | 0 | 0 | 0 | 0
1978-08-06 | 1978 | 8 | 6 | 0 | 0 | 0 | 0 | 0 | 0 | 0 | 0 | 0 | 0 | 0 | 0 | 0 | 0 | 0 | 0 | 0 | 0 | 0 | 0 | 0 | 0 | 0 | 0 |  | 0 | 0 | 0 | 0 |  | 0 | 0 | 0 | 0 | 0
1978-08-07 | 1978 | 8 | 7 | 0 | 0 | 0 | 0 | 0 | 0 | 0 | 0 | 0 | 0 | 0 | 0 | 0 | 0 | 0 | 0 | 0 | 0 | 0 | 1.4 | 0 | 0 | 0 | 0 |  | 1.4 | 1.4 | 1.4 | 0 |  | 0 | 0 | 0 | 1.4 | 0
1978-08-08 | 1978 | 8 | 8 | 0 | 0 | 0 | 0 | 0 | 0 | 0 | 0 | 0 | 0 | 0 | 0 | 0 | 0 | 0 | 0 | 0 | 0 | 0 | 0 | 0 | 0 | 0 | 0 |  | 0 | 0 | 0 | 0 |  | 0 | 0 | 0 | 0 | 0
1978-08-09 | 1978 | 8 | 9 | 0 | 0 | 0 | 0 | 0 | 0 | 0 | 0 | 0 | 0 | 0 | 0 | 0 | 0 | 0 | 0 | 0 | 0 | 0 | 0 | 0 | 0 | 0 | 0 |  | 0 | 0 | 0 | 0 |  | 0 | 0 | 0 | 0 | 0
1978-08-10 | 1978 | 8 | 10 | 0 | 0 | 0 | 0 | 0 | 0 | 0 | 0 | 0 | 0 | 0 | 0 | 0 | 0 | 0 | 0 | 0 | 0 | 0 | 0 | 0 | 0 | 0 | 0 |  | 0 | 0 | 0 | 0 |  | 0 | 0 | 0 | 0 | 0
1978-08-11 | 1978 | 8 | 11 | 0 | 0 | 0 | 0 | 0 | 0 | 0 | 0 | 0 | 0 | 0 | 0 | 0 | 0 | 0 | 0 | 0 | 0 | 0 | 0 | 1.4 | 0 | 0 | 0 |  | 1.4 | 1.4 | 1.4 | 0 |  | 0 | 0 | 0 | 1.4 | 0
1978-08-12 | 1978 | 8 | 12 | 0 | 0 | 0 | 0 | 0 | 0 | 0 | 0 | 0 | 0 | 0 | 0 | 0 | 0 | 0 | 0.5 | 0.3 | 0 | 0 | 0 | 0 | 0 | 0 | 0 |  | 0.8 | 0.8 | 0.8 | 0 |  | 0 | 0 | 0 | 0.8 | 0
1978-08-13 | 1978 | 8 | 13 | 0.2 | 0.4 | 0.2 | 0.6 | 2.1 | 1.7 | 1.7 | 3.4 | 1.5 | 0.6 | 1.1 | 0 | 0 | 0 | 0 | 0 | 0 | 0 | 0 | 0 | 0 | 0 | 0 | 0 |  | 13.5 | 13.5 | 13.5 | 0 |  | 0 | 0 | 0 | 13.5 | 0
1978-08-14 | 1978 | 8 | 14 | 0 | 0 | 0 | 0 | 0 | 0 | 0 | 0 | 0 | 0 | 0 | 0 | 0 | 0 | 0 | 0 | 0 | 0 | 0 | 0 | 0 | 0 | 0 | 0 |  | 0 | 0 | 0 | 0 |  | 0 | 0 | 0 | 0 | 0
1978-08-15 | 1978 | 8 | 15 | 0 | 0 | 0 | 0 | 0 | 0 | 0 | 0 | 0 | 0 | 0 | 0 | 0 | 0 | 0 | 0 | 0 | 0 | 0 | 0 | 0 | 0 | 0 | 0 |  | 0 | 0 | 0 | 0 |  | 0 | 0 | 0 | 0 | 0
1978-08-16 | 1978 | 8 | 16 | 0 | 0 | 1.3 | 2.8 | 2.5 | 3.4 | 3.4 | 3.6 | 0.8 | 1.7 | 1.1 | 1.9 | 1.9 | 2.5 | 2.8 | 2.5 | 1.9 | 1.7 | 1.1 | 5.6 | 3 | 3.8 | 4.9 | 1.1 |  | 55.3 | 55.3 | 55.3 | 7.1054e-15 |  | 0 | 0 | 0 | 55.3 | 0
1978-08-17 | 1978 | 8 | 17 | 1.3 | 2.2 | 3.4 | 2.5 | 1.3 | 1.6 | 0.9 | 1.6 | 0 | 0 | 0 | 0 | 0 | 0 | 0 | 0 | 0 | 0 | 0 | 0 | 0 | 0 | 0 | 0 |  | 14.8 | 14.8 | 14.8 | 0 |  | 0 | 0 | 0 | 14.8 | 0
1978-08-18 | 1978 | 8 | 18 | 0 | 0 | 0 | 0 | 0 | 0 | 0 | 0 | 0 | 0 | 0 | 0 | 0 | 0 | 0 | 0 | 0 | 0 | 0 | 0 | 0 | 0 | 0 | 0 |  | 0 | 0 | 0 | 0 |  | 0 | 0 | 0 | 0 | 0
1978-08-19 | 1978 | 8 | 19 | 0 | 0 | 0 | 0 | 0 | 0 | 0 | 0 | 0 | 0 | 0 | 0 | 0 | 0 | 0 | 0 | 0 | 0 | 0.5 | 0 | 0 | 0 | 0 | 0 |  | 0.5 | 0.5 | 0.5 | 0 |  | 0 | 0 | 0 | 0.5 | 0
1978-08-20 | 1978 | 8 | 20 | 0.2 | 0.8 | 2.9 | 1.5 | 0.6 | 0 | 0 | 0 | 0 | 0.2 | 0 | 0 | 0 | 0 | 0 | 0 | 0 | 0 | 0 | 0 | 0 | 0 | 0 | 0 |  | 6.2 | 6.2 | 6.2 | 0 |  | 0 | 0 | 0 | 6.2 | 0
1978-08-21 | 1978 | 8 | 21 | 0 | 0 | 0 | 0 | 0 | 0 | 0 | 0 | 0 | 0 | 0 | 0 | 0 | 0 | 0 | 0 | 0 | 0 | 0 | 0 | 0 | 0 | 0 | 0 |  | 0 | 0 | 0 | 0 |  | 0 | 0 | 0 | 0 | 0
1978-08-22 | 1978 | 8 | 22 | 0 | 0 | 0 | 0 | 0 | 0 | 0 | 0 | 0 | 0 | 0 | 0 | 0 | 0 | 0 | 0 | 0 | 0 | 0 | 0 | 0 | 0 | 0 | 0.6 |  | 0.6 | 0.6 | 0.6 | 0 |  | 0 | 0 | 0 | 0.6 | 0
1978-08-23 | 1978 | 8 | 23 | 0.4 | 2.1 | 1.8 | 1.2 | 0.7 | 0.4 | 0.7 | 1.2 | 0.7 | 0 | 0 | 0 | 0 | 0 | 0 | 0 | 0 | 0 | 0 | 0 | 0 | 0 | 0 | 0 |  | 9.2 | 9.2 | 9.2 | 0 |  | 0 | 0 | 0 | 9.2 | 0
1978-08-24 | 1978 | 8 | 24 | 0 | 0 | 0 | 0 | 0 | 0 | 0 | 0 | 0 | 0 | 0 | 0 | 0 | 0 | 0 | 0 | 0 | 0 | 0 | 0 | 0 | 0 | 0 | 0 |  | 0 | 0 | 0 | 0 |  | 0 | 0 | 0 | 0 | 0
1978-08-25 | 1978 | 8 | 25 | 0 | 0 | 0 | 0 | 0 | 0 | 0 | 0 | 0 | 0 | 0 | 0 | 0 | 0 | 0 | 0 | 0 | 0 | 0 | 0 | 0 | 0 | 0 | 0 |  | 0 | 0 | 0 | 0 |  | 0 | 0 | 0 | 0 | 0
1978-08-26 | 1978 | 8 | 26 | 0 | 0 | 0 | 0 | 0 | 0 | 0 | 0 | 0 | 0 | 0 | 0 | 0 | 0 | 0 | 0 | 0 | 0 | 0 | 0 | 0 | 0 | 0 | 0 |  | 0 | 0 | 0 | 0 |  | 0 | 0 | 0 | 0 | 0
1978-08-27 | 1978 | 8 | 27 | 0 | 0 | 0 | 0 | 0 | 0 | 0 | 0 | 0 | 0 | 0 | 0 | 0 | 0 | 0 | 0 | 0 | 0 | 0 | 0 | 0 | 0 | 0 | 0 |  | 0 | 0 | 0 | 0 |  | 0 | 0 | 0 | 0 | 0
1978-08-28 | 1978 | 8 | 28 | 0 | 0 | 0 | 0 | 0 | 0 | 0 | 0 | 0 | 0 | 0 | 0 | 0 | 0 | 0 | 0 | 0 | 0 | 0 | 0 | 0 | 0 | 0 | 0 |  | 0 | 0 | 0 | 0 |  | 0 | 0 | 0 | 0 | 0
1978-08-29 | 1978 | 8 | 29 | 0 | 0 | 0 | 0 | 0 | 0 | 0 | 0 | 0 | 0 | 0 | 0 | 0 | 0 | 0 | 0 | 0 | 0 | 0 | 0 | 0 | 0 | 0 | 0 |  | 0 | 0 | 0 | 0 |  | 0 | 0 | 0 | 0 | 0
1978-08-30 | 1978 | 8 | 30 | 0 | 0 | 0 | 0 | 0 | 0 | 0 | 0 | 0 | 0 | 0 | 0 | 0 | 0 | 0 | 0 | 0 | 0 | 0 | 0 | 0 | 0 | 0 | 0 |  | 0 | 0 | 0 | 0 |  | 0 | 0 | 0 | 0 | 0
1978-08-31 | 1978 | 8 | 31 | 0 | 0 | 0 | 0 | 0 | 0 | 0 | 0 | 0 | 0 | 0 | 0 | 0 | 0 | 0 | 0 | 0 | 0 | 0 | 0 | 0 | 0 | 0 | 0 |  | 0 | 0 | 0 | 0 |  | 0 | 0 | 0 | 0 | 0
1978-09-01 | 1978 | 9 | 1 | 0.4 | 0 | 0 | 0 | 0 | 0 | 0 | 0 | 0 | 0 | 0 | 0 | 0 | 0 | 0 | 0 | 0 | 0 | 0 | 0 | 0 | 0 | 0 | 0 |  | 0.4 | 0.4 | 0.4 | 0 |  | 0 | 0 | 0 | 0 | 0.4
1978-09-02 | 1978 | 9 | 2 | 0 | 0 | 0 | 0 | 0 | 0 | 0 | 0 | 0 | 0 | 0 | 0 | 0 | 0 | 0 | 0 | 0 | 0 | 0 | 0 | 0 | 0 | 0 | 0 |  | 0 | 0 | 0 | 0 |  | 0 | 0 | 0 | 0 | 0
1978-09-03 | 1978 | 9 | 3 | 0 | 0 | 0 | 0 | 0 | 0 | 0 | 0 | 0 | 0 | 0 | 0 | 0 | 0 | 0 | 0 | 0 | 0 | 0 | 0 | 0 | 0 | 0 | 0 |  | 0 | 0 | 0 | 0 |  | 0 | 0 | 0 | 0 | 0
1978-09-04 | 1978 | 9 | 4 | 0 | 0 | 0 | 0 | 0 | 0 | 0 | 0 | 0 | 0 | 0 | 0 | 0 | 0 | 0 | 0 | 0 | 0 | 0 | 0 | 0 | 0 | 0 | 0 |  | 0 | 0 | 0 | 0 |  | 0 | 0 | 0 | 0 | 0
1978-09-05 | 1978 | 9 | 5 | 0 | 0 | 0 | 0 | 0 | 0 | 0.5 | 1.4 | 1.1 | 0.2 | 1.1 | 2 | 0.5 | 0 | 0 | 0 | 0 | 0 | 0 | 0 | 0 | 0 | 0 | 0 |  | 6.8 | 6.8 | 6.8 | 8.8818e-16 |  | 0 | 0 | 0 | 0 | 6.8
1978-09-06 | 1978 | 9 | 6 | 0 | 0.2 | 0.3 | 0 | 0 | 0 | 0.6 | 0 | 0 | 0.3 | 0 | 0 | 0 | 0 | 0 | 0 | 0 | 0 | 0 | 0 | 0 | 0 | 0 | 0 |  | 1.4 | 1.4 | 1.4 | 2.2204e-16 |  | 0 | 0 | 0 | 0 | 1.4
1978-09-07 | 1978 | 9 | 7 | 0 | 0 | 0.4 | 0 | 0.6 | 0.2 | 0.2 | 0.2 | 0 | 0.4 | 0.9 | 0 | 0 | 0 | 0 | 0 | 0 | 0 | 0 | 0 | 0 | 1.3 | 3.4 | 0.9 |  | 8.5 | 8.5 | 8.5 | 0 |  | 0 | 0 | 0 | 0 | 8.5
1978-09-08 | 1978 | 9 | 8 | 0.2 | 0 | 0 | 0 | 0 | 0 | 0.5 | 0.2 | 0 | 6.1 | 0 | 0 | 0 | 0.7 | 0.2 | 0 | 0 | 0 | 0 | 0 | 0 | 0 | 0 | 0 |  | 7.9 | 7.9 | 7.9 | 0 |  | 0 | 0 | 0 | 0 | 7.9
1978-09-09 | 1978 | 9 | 9 | 0 | 0 | 0 | 0 | 0 | 0 | 0 | 0 | 0 | 0 | 0 | 0 | 0 | 0 | 0 | 0 | 0 | 0 | 0 | 0 | 0 | 0 | 0 | 0 |  | 0 | 0 | 0 | 0 |  | 0 | 0 | 0 | 0 | 0
1978-09-10 | 1978 | 9 | 10 | 0 | 0 | 0 | 0 | 0 | 0 | 0 | 0 | 0 | 0 | 0 | 0 | 0 | 0 | 0 | 0 | 0 | 0 | 0 | 0 | 0 | 0 | 0 | 0 |  | 0 | 0 | 0 | 0 |  | 0 | 0 | 0 | 0 | 0
1978-09-11 | 1978 | 9 | 11 | 0 | 0 | 0.2 | 0.4 | 4.2 | 2 | 0.7 | 0.2 | 0.9 | 0 | 0 | 0 | 0 | 0.2 | 1.1 | 1.7 | 2.2 | 2.6 | 1.5 | 2 | 1.5 | 0.9 | 1.7 | 2.2 |  | 26.2 | 26.2 | 26.2 | 0 |  | 0 | 0 | 0 | 0 | 26.2
1978-09-12 | 1978 | 9 | 12 | 3.7 | 3.7 | 3.7 | 3 | 0.8 | 0 | 0 | 0 | 0.2 | 0.2 | 0 | 0 | 0 | 0 | 0 | 0 | 0 | 0 | 0 | 0 | 0 | 0 | 0 | 0 |  | 15.3 | 15.3 | 15.3 | 0 |  | 0 | 0 | 0 | 0 | 15.3
1978-09-13 | 1978 | 9 | 13 | 0 | 0 | 0 | 0 | 0 | 0 | 0 | 0 | 0 | 0 | 0 | 0 | 0 | 0 | 0 | 0 | 0 | 0 | 0 | 0 | 0 | 0 | 0 | 0 |  | 0 | 0 | 0 | 0 |  | 0 | 0 | 0 | 0 | 0
1978-09-14 | 1978 | 9 | 14 | 0 | 0 | 0 | 0 | 0 | 0 | 0 | 0 | 0 | 0 | 0 | 0 | 0 | 0 | 0 | 0 | 0 | 0 | 0 | 0 | 0 | 0 | 0 | 0 |  | 0 | 0 | 0 | 0 |  | 0 | 0 | 0 | 0 | 0
1978-09-15 | 1978 | 9 | 15 | 0 | 0 | 0 | 0 | 0 | 0 | 0 | 0 | 0 | 0 | 0 | 0 | 0.2 | 0 | 0 | 2.2 | 1.4 | 0 | 0 | 0 | 2.2 | 0 | 0 | 0 |  | 6 | 6 | 6 | 0 |  | 0 | 0 | 0 | 0 | 6
1978-09-16 | 1978 | 9 | 16 | 0 | 0 | 0 | 0 | 0 | 0 | 0 | 0 | 0 | 0 | 0 | 0 | 0 | 0 | 0 | 0 | 0 | 0 | 0 | 0 | 0 | 0 | 0 | 0 |  | 0 | 0 | 0 | 0 |  | 0 | 0 | 0 | 0 | 0
1978-09-17 | 1978 | 9 | 17 | 0 | 0 | 0 | 0 | 0 | 0 | 0 | 0 | 0 | 0 | 0 | 0 | 0 | 0 | 0 | 0 | 0 | 0 | 0.6 | 0 | 0 | 0 | 0 | 1.2 |  | 1.8 | 1.8 | 1.8 | 2.2204e-16 |  | 0 | 0 | 0 | 0 | 1.8
1978-09-18 | 1978 | 9 | 18 | 0.4 | 0 | 0 | 0 | 0 | 0 | 0 | 0 | 0 | 0 | 0 | 0 | 0.3 | 0 | 0 | 0.3 | 0 | 0 | 0 | 1.4 | 0 | 0 | 0 | 0 |  | 2.4 | 2.4 | 2.4 | 0 |  | 0 | 0 | 0 | 0 | 2.4
1978-09-19 | 1978 | 9 | 19 | 0 | 0 | 0 | 0 | 0 | 0 | 0.2 | 0 | 0 | 0 | 0 | 0 | 0 | 0 | 0 | 0 | 0 | 0 | 0 | 0 | 0 | 0 | 0 | 0 |  | 0.2 | 0.2 | 0.2 | 0 |  | 0 | 0 | 0 | 0 | 0.2
1978-09-20 | 1978 | 9 | 20 | 0 | 0 | 0 | 0 | 0 | 0 | 0 | 0 | 0 | 0 | 0 | 0 | 0 | 0 | 0 | 0 | 0 | 0 | 0 | 0 | 0 | 0 | 0 | 0 |  | 0 | 0 | 0 | 0 |  | 0 | 0 | 0 | 0 | 0
1978-09-21 | 1978 | 9 | 21 | 0 | 0 | 0 | 0 | 0 | 0 | 0 | 0 | 0 | 0 | 0 | 0 | 0 | 0 | 0 | 0 | 0 | 0 | 0 | 0 | 0 | 0 | 0 | 0 |  | 0 | 0 | 0 | 0 |  | 0 | 0 | 0 | 0 | 0
1978-09-22 | 1978 | 9 | 22 | 0 | 0 | 0 | 0 | 0 | 0 | 0 | 0 | 0 | 0 | 0 | 0 | 0 | 0 | 0 | 0 | 0 | 0 | 0 | 0 | 0 | 0 | 0 | 0 |  | 0 | 0 | 0 | 0 |  | 0 | 0 | 0 | 0 | 0
1978-09-23 | 1978 | 9 | 23 | 0 | 0 | 0 | 0 | 0 | 0 | 0 | 0 | 0 | 0 | 0 | 0 | 0 | 0 | 0 | 0 | 0 | 0 | 0 | 0 | 0 | 0 | 0 | 0 |  | 0 | 0 | 0 | 0 |  | 0 | 0 | 0 | 0 | 0
1978-09-24 | 1978 | 9 | 24 | 0 | 0 | 0 | 0 | 0 | 0 | 0 | 0 | 0 | 0 | 0 | 0 | 0 | 0 | 0 | 0 | 0 | 0 | 0 | 0 | 0 | 0 | 0 | 0 |  | 0 | 0 | 0 | 0 |  | 0 | 0 | 0 | 0 | 0
1978-09-25 | 1978 | 9 | 25 | 0 | 0 | 0 | 0 | 0 | 0 | 0 | 0 | 0 | 0 | 0 | 0 | 0 | 0 | 0 | 0 | 0 | 0 | 0 | 0 | 0 | 0 | 0 | 0 |  | 0 | 0 | 0 | 0 |  | 0 | 0 | 0 | 0 | 0
1978-09-26 | 1978 | 9 | 26 | 0 | 0 | 0 | 0 | 0 | 0 | 0 | 0 | 0 | 0 | 0 | 0 | 0 | 0 | 0 | 0 | 0 | 0 | 0 | 0 | 0 | 0 | 0 | 0 |  | 0 | 0 | 0 | 0 |  | 0 | 0 | 0 | 0 | 0
1978-09-27 | 1978 | 9 | 27 | 0 | 0 | 0 | 0 | 0 | 0 | 0 | 0 | 0 | 0 | 0 | 0 | 0 | 0 | 0 | 0 | 0 | 0 | 0.4 | 3.6 | 1.2 | 0.2 | 0 | 0 |  | 5.4 | 5.4 | 5.4 | 0 |  | 0 | 0 | 0 | 0 | 5.4
1978-09-28 | 1978 | 9 | 28 | 0 | 0 | 0 | 0 | 0 | 0 | 0 | 0 | 0 | 0 | 0 | 0 | 0 | 0 | 0 | 0 | 0 | 0 | 0 | 0 | 0 | 0 | 0 | 0 |  | 0 | 0 | 0 | 0 |  | 0 | 0 | 0 | 0 | 0
1978-09-29 | 1978 | 9 | 29 | 0 | 0 | 0 | 0 | 0 | 0 | 0 | 0 | 0 | 0 | 0 | 0 | 0 | 0 | 0 | 0 | 0 | 0 | 0 | 0 | 0 | 0 | 0 | 0 |  | 0 | 0 | 0 | 0 |  | 0 | 0 | 0 | 0 | 0
1978-09-30 | 1978 | 9 | 30 | 0 | 0 | 0 | 0 | 0 | 0 | 0 | 0 | 0 | 0 | 0 | 0 | 0 | 0 | 0 | 0 | 0 | 0 | 0 | 0 | 0 | 0 | 0 | 0 |  | 0 | 0 | 0 | 0 |  | 0 | 0 | 0 | 0 | 0
1978-10-01 | 1978 | 10 | 1 | 0 | 0 | 0 | 0 | 0 | 0 | 0 | 0 | 0 | 0 | 0 | 0 | 0 | 0.3 | 0.2 | 0 | 0.3 | 0.2 | 0 | 0 | 0 | 0 | 0 | 0 |  | 1 | 1 | 1 | 0 |  | 0 | 0 | 0 | 0 | 0
1978-10-02 | 1978 | 10 | 2 | 0 | 0 | 0 | 0 | 0 | 0 | 0 | 0 | 0 | 0 | 0 | 0 | 0 | 0 | 0 | 0 | 0 | 0 | 0 | 0 | 0 | 0 | 0 | 0 |  | 0 | 0 | 0 | 0 |  | 0 | 0 | 0 | 0 | 0
1978-10-03 | 1978 | 10 | 3 | 0 | 0 | 0 | 0 | 0 | 0 | 0 | 0 | 0 | 0 | 0 | 0 | 0 | 0 | 0 | 0 | 0 | 0 | 0 | 0 | 0 | 0 | 0 | 0 |  | 0 | 0 | 0 | 0 |  | 0 | 0 | 0 | 0 | 0
1978-10-04 | 1978 | 10 | 4 | 0 | 0 | 0 | 0 | 0 | 0 | 0 | 0 | 0 | 0 | 0 | 0 | 0 | 0 | 0 | 0 | 0 | 0 | 0 | 0 | 0 | 0 | 0 | 0 |  | 0 | 0 | 0 | 0 |  | 0 | 0 | 0 | 0 | 0
1978-10-05 | 1978 | 10 | 5 | 0 | 0 | 0 | 0 | 0 | 0 | 0 | 0 | 0 | 0 | 0 | 0 | 0 | 0 | 0 | 0 | 0 | 0 | 0 | 0 | 0 | 0 | 0 | 0 |  | 0 | 0 | 0 | 0 |  | 0 | 0 | 0 | 0 | 0
1978-10-06 | 1978 | 10 | 6 | 0 | 0 | 0 | 0 | 0 | 0 | 0 | 0 | 0 | 0 | 0 | 0 | 0 | 0 | 0 | 0 | 0 | 0 | 0 | 0 | 0 | 0 | 0 | 0 |  | 0 | 0 | 0 | 0 |  | 0 | 0 | 0 | 0 | 0
1978-10-07 | 1978 | 10 | 7 | 0 | 0 | 0 | 0 | 0 | 0 | 0 | 0 | 0 | 0 | 0 | 0 | 0 | 0 | 0 | 0 | 0 | 0 | 0 | 0 | 0 | 0 | 0 | 0 |  | 0 | 0 | 0 | 0 |  | 0 | 0 | 0 | 0 | 0
1978-10-08 | 1978 | 10 | 8 | 0 | 0 | 0 | 0 | 0 | 0 | 0 | 0 | 0 | 0 | 0 | 0 | 0 | 0 | 0 | 0 | 0 | 0 | 0 | 0 | 0 | 0 | 0 | 0 |  | 0 | 0 | 0 | 0 |  | 0 | 0 | 0 | 0 | 0
1978-10-09 | 1978 | 10 | 9 | 0 | 0 | 0 | 0 | 0 | 0 | 0 | 0 | 0 | 0 | 0 | 0 | 0 | 0 | 0 | 0 | 0 | 0 | 0 | 0 | 0 | 0 | 0 | 0 |  | 0 | 0 | 0 | 0 |  | 0 | 0 | 0 | 0 | 0
1978-10-10 | 1978 | 10 | 10 | 0 | 0 | 0 | 0 | 0 | 0 | 0 | 0 | 0 | 0 | 0 | 0 | 0 | 0 | 0 | 0 | 0 | 0 | 0 | 0 | 0 | 0 | 0 | 0 |  | 0 | 0 | 0 | 0 |  | 0 | 0 | 0 | 0 | 0
1978-10-11 | 1978 | 10 | 11 | 0 | 0 | 0 | 0 | 0 | 0 | 0 | 0 | 0 | 0 | 0 | 0 | 0 | 0 | 0 | 0 | 0 | 0 | 0 | 1 | 0 | 0 | 0 | 0 |  | 1 | 1 | 1 | 0 |  | 0 | 0 | 0 | 0 | 0
1978-10-12 | 1978 | 10 | 12 | 0 | 0 | 0 | 0 | 0 | 0 | 0 | 0 | 0 | 0 | 0 | 0 | 0 | 0 | 0 | 0 | 0 | 0 | 0 | 0 | 0 | 0 | 0 | 0 |  | 0 | 0 | 0 | 0 |  | 0 | 0 | 0 | 0 | 0
1978-10-13 | 1978 | 10 | 13 | 0 | 0 | 0 | 0 | 0 | 0 | 0 | 0 | 0 | 0 | 0 | 0 | 0 | 0 | 0 | 0 | 0 | 0 | 0 | 0 | 0 | 0 | 0 | 0 |  | 0 | 0 | 0 | 0 |  | 0 | 0 | 0 | 0 | 0
1978-10-14 | 1978 | 10 | 14 | 0 | 0 | 0 | 0 | 0 | 0 | 0 | 0 | 0 | 0 | 0 | 0 | 0 | 0 | 0 | 0 | 0 | 0 | 0 | 0 | 0 | 0 | 0 | 0 |  | 0 | 0 | 0 | 0 |  | 0 | 0 | 0 | 0 | 0
1978-10-15 | 1978 | 10 | 15 | 0 | 0 | 0 | 0 | 0 | 0 | 0 | 0 | 0 | 0 | 0 | 0 | 0 | 0 | 0 | 0 | 0 | 0 | 0 | 0 | 0 | 0 | 0 | 0 |  | 0 | 0 | 0 | 0 |  | 0 | 0 | 0 | 0 | 0
1978-10-16 | 1978 | 10 | 16 | 0 | 0 | 0 | 0 | 0 | 0 | 0 | 0 | 0 | 0 | 0 | 0 | 0 | 0 | 0 | 0 | 0 | 0 | 0 | 0 | 0 | 0 | 0 | 0 |  | 0 | 0 | 0 | 0 |  | 0 | 0 | 0 | 0 | 0
1978-10-17 | 1978 | 10 | 17 | 0 | 0 | 0 | 0 | 0 | 0 | 0 | 0 | 0 | 0 | 0 | 0 | 0 | 0 | 0 | 0 | 0 | 0 | 0 | 0 | 0 | 0 | 0 | 0 |  | 0 | 0 | 0 | 0 |  | 0 | 0 | 0 | 0 | 0
1978-10-18 | 1978 | 10 | 18 | 0 | 0 | 0 | 0 | 0 | 0 | 0 | 0 | 0 | 0 | 0 | 0 | 0 | 0 | 0 | 0 | 0 | 0 | 0 | 0 | 0 | 0 | 0 | 0 |  | 0 | 0 | 0 | 0 |  | 0 | 0 | 0 | 0 | 0
1978-10-19 | 1978 | 10 | 19 | 0 | 0 | 0 | 0 | 0 | 0 | 0 | 0 | 0 | 0 | 0 | 0 | 0 | 0 | 0 | 0 | 0 | 0 | 0 | 0 | 0 | 0 | 0 | 0 |  | 0 | 0 | 0 | 0 |  | 0 | 0 | 0 | 0 | 0
1978-10-20 | 1978 | 10 | 20 | 0 | 0 | 0 | 0 | 0 | 0 | 0 | 0 | 0 | 0 | 0 | 0 | 0 | 0 | 0 | 0 | 0.1 | 0 | 0 | 0 | 0.1 | 0.1 | 0.1 | 0.1 |  | 0.5 | 0.5 | 0.5 | 0 |  | 0 | 0 | 0 | 0 | 0
1978-10-21 | 1978 | 10 | 21 | 0.1 | 0 | 0 | 0.1 | 0 | 0 | 0 | 0 | 0 | 0 | 0 | 0 | 0 | 0 | 0 | 0 | 0 | 0 | 0 | 0 | 0 | 0 | 0 | 0 |  | 0.2 | 0.2 | 0.2 | 0 |  | 0 | 0 | 0 | 0 | 0
1978-10-22 | 1978 | 10 | 22 | 0 | 0 | 0 | 0 | 0 | 0 | 0 | 0 | 0 | 0 | 0 | 0 | 0 | 0 | 0 | 0 | 0 | 0 | 0 | 0 | 0 | 0 | 0 | 0 |  | 0 | 0 | 0 | 0 |  | 0 | 0 | 0 | 0 | 0
1978-10-23 | 1978 | 10 | 23 | 0 | 0 | 0 | 0 | 0 | 0 | 0 | 0 | 0 | 0 | 0 | 0 | 0 | 0 | 0 | 0 | 0 | 0 | 0 | 0 | 0 | 0 | 0 | 0 |  | 0 | 0 | 0 | 0 |  | 0 | 0 | 0 | 0 | 0
1978-10-24 | 1978 | 10 | 24 | 0 | 0.9 | 1 | 1.8 | 1 | 0.9 | 0 | 0 | 0 | 0 | 0 | 0 | 0 | 0 | 0 | 0 | 0 | 0 | 0 | 0 | 0 | 0 | 0 | 0 |  | 5.6 | 5.6 | 5.6 | 8.8818e-16 |  | 0 | 0 | 0 | 0 | 0
1978-10-25 | 1978 | 10 | 25 | 0 | 0 | 0 | 0 | 0 | 0 | 0 | 0 | 0 | 0 | 0 | 0 | 0 | 0 | 0 | 0 | 0 | 0 | 0 | 0 | 0 | 0 | 0 | 0 |  | 0 | 0 | 0 | 0 |  | 0 | 0 | 0 | 0 | 0
1978-10-26 | 1978 | 10 | 26 | 0 | 0 | 0 | 0 | 0 | 0 | 0 | 0 | 0 | 0 | 0 | 0 | 0 | 0 | 0 | 0 | 0 | 0 | 0 | 0 | 0 | 0 | 0 | 0 |  | 0 | 0 | 0 | 0 |  | 0 | 0 | 0 | 0 | 0
1978-10-27 | 1978 | 10 | 27 | 0 | 0 | 0 | 0 | 0 | 0 | 0 | 0 | 0 | 0 | 0 | 0 | 0 | 0 | 0 | 0 | 0 | 0 | 0 | 0 | 0 | 0 | 0 | 0 |  | 0 | 0 | 0 | 0 |  | 0 | 0 | 0 | 0 | 0
1978-10-28 | 1978 | 10 | 28 | 0 | 0 | 0 | 0 | 0 | 0 | 0 | 0 | 0 | 0 | 0 | 0 | 0 | 0 | 0 | 0 | 0 | 0 | 0 | 0 | 0 | 0 | 0 | 0 |  | 0 | 0 | 0 | 0 |  | 0 | 0 | 0 | 0 | 0
1978-10-29 | 1978 | 10 | 29 | 0 | 0 | 0 | 0 | 0 | 0 | 0 | 0.1 | 0 | 0.1 | 0 | 0 | 0.1 | 0 | 0 | 0 | 0 | 0 | 0 | 0 | 0 | 0 | 0 | 0 |  | 0.3 | 0.3 | 0.3 | 5.5511e-17 |  | 0 | 0 | 0 | 0 | 0
1978-10-30 | 1978 | 10 | 30 | 0 | 0 | 0 | 0 | 0 | 0 | 0 | 0 | 0 | 0 | 0 | 0 | 0 | 0 | 0 | 0 | 0 | 0 | 0 | 0 | 0 | 0 | 0 | 0 |  | 0 | 0 | 0 | 0 |  | 0 | 0 | 0 | 0 | 0
1978-10-31 | 1978 | 10 | 31 | 0 | 0 | 0 | 0 | 0 | 0 | 0 | 0 | 0 | 0 | 0 | 0 | 0 | 0 | 0 | 0 | 0 | 0 | 0 | 0 | 0 | 0 | 0 | 0 |  | 0 | 0 | 0 | 0 |  | 0 | 0 | 0 | 0 | 0
1978-11-01 | 1978 | 11 | 1 | 0 | 0 | 0 | 0 | 0 | 0 | 0 | 0 | 0 | 0 | 0 | 0 | 0 | 0 | 0 | 0 | 0 | 0 | 0 | 0 | 0 | 0 | 0 | 0 |  | 0 | 0 | 0 | 0 |  | 0 | 0 | 0 | 0 | 0
1978-11-02 | 1978 | 11 | 2 | 0 | 0 | 0 | 0 | 0 | 0 | 0 | 0 | 0 | 0 | 0 | 0 | 0 | 0 | 0 | 0 | 0 | 0 | 0 | 0 | 0 | 0 | 0 | 0 |  | 0 | 0 | 0 | 0 |  | 0 | 0 | 0 | 0 | 0
1978-11-03 | 1978 | 11 | 3 | 0 | 0 | 0 | 0 | 0 | 0 | 0 | 0 | 0 | 0 | 0 | 0 | 0 | 0 | 0 | 0 | 0 | 0 | 0 | 0 | 0 | 0 | 0 | 0 |  | 0 | 0 | 0 | 0 |  | 0 | 0 | 0 | 0 | 0
1978-11-04 | 1978 | 11 | 4 | 0 | 0 | 0 | 0 | 0 | 0 | 0.9 | 0.4 | 0 | 0 | 0 | 0 | 0 | 0 | 0.4 | 0.5 | 0 | 0 | 0.4 | 0 | 0 | 0 | 0 | 0 |  | 2.6 | 2.6 | 2.6 | 0 |  | 0 | 0 | 0 | 0 | 0
1978-11-05 | 1978 | 11 | 5 | 0 | 0 | 0 | 0 | 0 | 0 | 0 | 0 | 0 | 0 | 0 | 0 | 0 | 0 | 0 | 0 | 0 | 0 | 0 | 0 | 0 | 0 | 0 | 0 |  | 0 | 0 | 0 | 0 |  | 0 | 0 | 0 | 0 | 0
1978-11-06 | 1978 | 11 | 6 | 0 | 0 | 0 | 0 | 0 | 0 | 0 | 0 | 0 | 0 | 0 | 0 | 0 | 0 | 0 | 0 | 0 | 0 | 0 | 0 | 0 | 0 | 0 | 0 |  | 0 | 0 | 0 | 0 |  | 0 | 0 | 0 | 0 | 0
1978-11-07 | 1978 | 11 | 7 | 0 | 0 | 0 | 0 | 0 | 0 | 0 | 0 | 0 | 0 | 0 | 0 | 0 | 0 | 0 | 0 | 0 | 0 | 0 | 0 | 0 | 0 | 0 | 0 |  | 0 | 0 | 0 | 0 |  | 0 | 0 | 0 | 0 | 0
1978-11-08 | 1978 | 11 | 8 | 0 | 0 | 0.3 | 0.3 | 0.3 | 0.2 | 0.3 | 0.3 | 0.6 | 0.3 | 0.2 | 0.3 | 0.3 | 0.3 | 0.3 | 0.3 | 0 | 0 | 0 | 0 | 0.2 | 0.3 | 0.3 | 0 |  | 5.1 | 5.1 | 5.1 | 8.8818e-16 |  | 0 | 0 | 0 | 0 | 0
1978-11-09 | 1978 | 11 | 9 | 0 | 0 | 0 | 0 | 0.1 | 0 | 0 | 0 | 0 | 0 | 0 | 0 | 0 | 0 | 0 | 0 | 0 | 0 | 0 | 0 | 0.1 | 0 | 0 | 0 |  | 0.2 | 0.2 | 0.2 | 0 |  | 0 | 0 | 0 | 0 | 0
1978-11-10 | 1978 | 11 | 10 | 0 | 0 | 0 | 0 | 0 | 0 | 0 | 0 | 0 | 0 | 0 | 0 | 0 | 0 | 0 | 0 | 0 | 0 | 0 | 0 | 0 | 0 | 0 | 0 |  | 0 | 0 | 0 | 0 |  | 0 | 0 | 0 | 0 | 0
1978-11-11 | 1978 | 11 | 11 | 0 | 0 | 0 | 0 | 0 | 0 | 0 | 0 | 0 | 0 | 0 | 0 | 0 | 0 | 0 | 0 | 0 | 0 | 0 | 0 | 0 | 0 | 0 | 0 |  | 0 | 0 | 0 | 0 |  | 0 | 0 | 0 | 0 | 0
1978-11-12 | 1978 | 11 | 12 | 0 | 0 | 0 | 0 | 0 | 0 | 0 | 0 | 0 | 0 | 0 | 0 | 0 | 0 | 0 | 0 | 0 | 0 | 0 | 0 | 0 | 0 | 0 | 0 |  | 0 | 0 | 0 | 0 |  | 0 | 0 | 0 | 0 | 0
1978-11-13 | 1978 | 11 | 13 | 0 | 0 | 0 | 0 | 0 | 0 | 0 | 0 | 0 | 0 | 0 | 0 | 0 | 0 | 0 | 0 | 0 | 0 | 0 | 0 | 0 | 0 | 0 | 0 |  | 0 | 0 | 0 | 0 |  | 0 | 0 | 0 | 0 | 0
1978-11-14 | 1978 | 11 | 14 | 0 | 0 | 0 | 0 | 0 | 0 | 0 | 0 | 0 | 0 | 0 | 0 | 0 | 0 | 0 | 0 | 0 | 0 | 0 | 0 | 0 | 0 | 0 | 0 |  | 0 | 0 | 0 | 0 |  | 0 | 0 | 0 | 0 | 0
1978-11-15 | 1978 | 11 | 15 | 0 | 0 | 0 | 0 | 0 | 0 | 0 | 0 | 0 | 0 | 0 | 0 | 0 | 0 | 0 | 0 | 0 | 0 | 0 | 0 | 0 | 0 | 0 | 0 |  | 0 | 0 | 0 | 0 |  | 0 | 0 | 0 | 0 | 0
1978-11-16 | 1978 | 11 | 16 | 0 | 0 | 0 | 0 | 0 | 0 | 0 | 0 | 0 | 0 | 0 | 0 | 0 | 0 | 0 | 0 | 0 | 0 | 0 | 0 | 0 | 0 | 0 | 0 |  | 0 | 0 | 0 | 0 |  | 0 | 0 | 0 | 0 | 0
1978-11-17 | 1978 | 11 | 17 | 0.1 | 0 | 0.1 | 0 | 0.1 | 0.1 | 0 | 0.1 | 0 | 0.1 | 0.1 | 0 | 0.1 | 0.1 | 0.1 | 0 | 0.1 | 0 | 0.1 | 0.1 | 0 | 0.1 | 0 | 0.1 |  | 1.5 | 1.5 | 1.5 | 2.2204e-16 |  | 0 | 0 | 0 | 0 | 0
1978-11-18 | 1978 | 11 | 18 | 0 | 0.1 | 0 | 0.1 | 0 | 0 | 0 | 0 | 0 | 0 | 0 | 0 | 0 | 0 | 0 | 0 | 0 | 0 | 0 | 0 | 0 | 0 | 0 | 0 |  | 0.2 | 0.2 | 0.2 | 0 |  | 0 | 0 | 0 | 0 | 0
1978-11-19 | 1978 | 11 | 19 | 0 | 0 | 0 | 0 | 0 | 0 | 0 | 0 | 0 | 0 | 0 | 0 | 0 | 0 | 0 | 0 | 0 | 0 | 0 | 0 | 0 | 0 | 0 | 0 |  | 0 | 0 | 0 | 0 |  | 0 | 0 | 0 | 0 | 0
1978-11-20 | 1978 | 11 | 20 | 0 | 0 | 0 | 0 | 0 | 0 | 0 | 0 | 0 | 0 | 0 | 0 | 0 | 0 | 0 | 0 | 0 | 0 | 0 | 0 | 0 | 0 | 0 | 0 |  | 0 | 0 | 0 | 0 |  | 0 | 0 | 0 | 0 | 0
1978-11-21 | 1978 | 11 | 21 | 0 | 0 | 0 | 0 | 0 | 0 | 0 | 0 | 0 | 0 | 0 | 0 | 0 | 0 | 0 | 0 | 0 | 0 | 0 | 0 | 0 | 0 | 0 | 0 |  | 0 | 0 | 0 | 0 |  | 0 | 0 | 0 | 0 | 0
1978-11-22 | 1978 | 11 | 22 | 0 | 0 | 0 | 0 | 0 | 0 | 0 | 0 | 0 | 0 | 0 | 0 | 0 | 0 | 0 | 0 | 0 | 0 | 0 | 0 | 0 | 0 | 0 | 0 |  | 0 | 0 | 0 | 0 |  | 0 | 0 | 0 | 0 | 0
1978-11-23 | 1978 | 11 | 23 | 0 | 0 | 0 | 0 | 0 | 0 | 0 | 0 | 0 | 0 | 0 | 0 | 0 | 0 | 0 | 0 | 0 | 0 | 0 | 0 | 0 | 0 | 0 | 0 |  | 0 | 0 | 0 | 0 |  | 0 | 0 | 0 | 0 | 0
1978-11-24 | 1978 | 11 | 24 | 0 | 0 | 0 | 0 | 0 | 0 | 0 | 0 | 0 | 0 | 0 | 0 | 0 | 0 | 0 | 0 | 0 | 0 | 0 | 0 | 0 | 0 | 0 | 0 |  | 0 | 0 | 0 | 0 |  | 0 | 0 | 0 | 0 | 0
1978-11-25 | 1978 | 11 | 25 | 0 | 0 | 0 | 0 | 0 | 0 | 0 | 0 | 0 | 0 | 0 | 0 | 0 | 0 | 0 | 0 | 0 | 0 | 0 | 0 | 0 | 0 | 0 | 0 |  | 0 | 0 | 0 | 0 |  | 0 | 0 | 0 | 0 | 0
1978-11-26 | 1978 | 11 | 26 | 0 | 0.1 | 0.1 | 0 | 0 | 0 | 0 | 0 | 0 | 0 | 0 | 0 | 0 | 0 | 0 | 0 | 0 | 0 | 0 | 0.2 | 0 | 0.1 | 0.1 | 0.1 |  | 0.7 | 0.7 | 0.7 | 0 |  | 0 | 0 | 0 | 0 | 0
1978-11-27 | 1978 | 11 | 27 | 0 | 0 | 0 | 0 | 0 | 0 | 0 | 0 | 0 | 0 | 0 | 0 | 0 | 0 | 0 | 0 | 0 | 0 | 0 | 0 | 0 | 0 | 0 | 0 |  | 0 | 0 | 0 | 0 |  | 0 | 0 | 0 | 0 | 0
1978-11-28 | 1978 | 11 | 28 | 0 | 0 | 0 | 0 | 0 | 0 | 0 | 0 | 0 | 0 | 0 | 0 | 0 | 0 | 0 | 0 | 0 | 0 | 0 | 0 | 0 | 0 | 0 | 0 |  | 0 | 0 | 0 | 0 |  | 0 | 0 | 0 | 0 | 0
1978-11-29 | 1978 | 11 | 29 | 0 | 0 | 0 | 0 | 0 | 0 | 0 | 0 | 0 | 0 | 0 | 0 | 0 | 0 | 0 | 0 | 0 | 0 | 0 | 0 | 0 | 0 | 0 | 0 |  | 0 | 0 | 0 | 0 |  | 0 | 0 | 0 | 0 | 0
1978-11-30 | 1978 | 11 | 30 | 0 | 0 | 0 | 0 | 0 | 0 | 0 | 0 | 0 | 0 | 0.2 | 0.1 | 0.2 | 0.2 | 0.2 | 0.1 | 0.2 | 0.2 | 0.1 | 0.2 | 0.2 | 0.2 | 0.1 | 0.2 |  | 2.4 | 2.4 | 2.4 | 4.4409e-16 |  | 0 | 0 | 0 | 0 | 0
1978-12-01 | 1978 | 12 | 1 | 0.3 | 0.2 | 0.3 | 0.2 | 0.3 | 0.2 | 0.3 | 0.2 | 0.2 | 0.3 | 0.2 | 0 | 0 | 0 | 0 | 0 | 0 | 0 | 0.3 | 0.2 | 0.3 | 0 | 0 | 0 |  | 3.5 | 3.5 | 3.5 | 0 |  | 0 | 0 | 0 | 0 | 0
1978-12-02 | 1978 | 12 | 2 | 0 | 0 | 0 | 0 | 0 | 0 | 0 | 0 | 0 | 0 | 0 | 0 | 0 | 0 | 0 | 0 | 0 | 0 | 0 | 0 | 0 | 0 | 0 | 0 |  | 0 | 0 | 0 | 0 |  | 0 | 0 | 0 | 0 | 0
1978-12-03 | 1978 | 12 | 3 | 0 | 0 | 0 | 0 | 0 | 0 | 0 | 0 | 0 | 0 | 0 | 0 | 0 | 0 | 0 | 0 | 0 | 0 | 0 | 0 | 0 | 0 | 0 | 0 |  | 0 | 0 | 0 | 0 |  | 0 | 0 | 0 | 0 | 0
1978-12-04 | 1978 | 12 | 4 | 0 | 0 | 0 | 0 | 0 | 0 | 0 | 0 | 0 | 0 | 0 | 0 | 0 | 0 | 0 | 0 | 0 | 0 | 0 | 0 | 0 | 0 | 0 | 0 |  | 0 | 0 | 0 | 0 |  | 0 | 0 | 0 | 0 | 0
1978-12-05 | 1978 | 12 | 5 | 0 | 0 | 0 | 0 | 0 | 0 | 0 | 0 | 0 | 0 | 0 | 0 | 0 | 0 | 0 | 0 | 0 | 0 | 0.1 | 0.1 | 0 | 0.2 | 0.1 | 0.1 |  | 0.6 | 0.6 | 0.6 | 0 |  | 0 | 0 | 0 | 0 | 0
1978-12-06 | 1978 | 12 | 6 | 0 | 0.1 | 0 | 0.1 | 0 | 0.1 | 0 | 0.1 | 0 | 0.1 | 0 | 0.1 | 0 | 0 | 0 | 0 | 0 | 0 | 0 | 0 | 0 | 0 | 0.1 | 0 |  | 0.7 | 0.7 | 0.7 | 0 |  | 0 | 0 | 0 | 0 | 0
1978-12-07 | 1978 | 12 | 7 | 0 | 0 | 0 | 0 | 0 | 0 | 0 | 0 | 0 | 0 | 0 | 0 | 0 | 0 | 0 | 0 | 0 | 0 | 0 | 0 | 0 | 0 | 0 | 0 |  | 0 | 0 | 0 | 0 |  | 0 | 0 | 0 | 0 | 0
1978-12-08 | 1978 | 12 | 8 | 0 | 0 | 0 | 0 | 0 | 0 | 0 | 0 | 0 | 0 | 0 | 0 | 0 | 0 | 0 | 0 | 0 | 0 | 0 | 0 | 0 | 0 | 0 | 0 |  | 0 | 0 | 0 | 0 |  | 0 | 0 | 0 | 0 | 0
1978-12-09 | 1978 | 12 | 9 | 0 | 0 | 0 | 0 | 0 | 0 | 0 | 0 | 0 | 0 | 0 | 0 | 0 | 0 | 0 | 0 | 0 | 0 | 0 | 0 | 0 | 0 | 0 | 0 |  | 0 | 0 | 0 | 0 |  | 0 | 0 | 0 | 0 | 0
1978-12-10 | 1978 | 12 | 10 | 0 | 0 | 0 | 0 | 0 | 0 | 0 | 0 | 0 | 0 | 0 | 0 | 0 | 0 | 0 | 0 | 0 | 0 | 0 | 0 | 0 | 0 | 0 | 0 |  | 0 | 0 | 0 | 0 |  | 0 | 0 | 0 | 0 | 0
1978-12-11 | 1978 | 12 | 11 | 0 | 0 | 0 | 0 | 0 | 0 | 0 | 0 | 0 | 0 | 0 | 0 | 0 | 0 | 0 | 0 | 0 | 0 | 0 | 0 | 0 | 0 | 0 | 0 |  | 0 | 0 | 0 | 0 |  | 0 | 0 | 0 | 0 | 0
1978-12-12 | 1978 | 12 | 12 | 0 | 0 | 0 | 0 | 0 | 0 | 0 | 0 | 0 | 0 | 0 | 0 | 0 | 0 | 0 | 0 | 0 | 0 | 0 | 0 | 0 | 0 | 0 | 0 |  | 0 | 0 | 0 | 0 |  | 0 | 0 | 0 | 0 | 0
1978-12-13 | 1978 | 12 | 13 | 0 | 0 | 0 | 0 | 0 | 0 | 0 | 0 | 0 | 0 | 0 | 0 | 0 | 0 | 0 | 0 | 0 | 0 | 0 | 0 | 0 | 0 | 0 | 0 |  | 0 | 0 | 0 | 0 |  | 0 | 0 | 0 | 0 | 0
1978-12-14 | 1978 | 12 | 14 | 0 | 0 | 0 | 0 | 0 | 0 | 0 | 0 | 0 | 0 | 0 | 0 | 0 | 0 | 0 | 0 | 0 | 0 | 0 | 0 | 0 | 0 | 0 | 0 |  | 0 | 0 | 0 | 0 |  | 0 | 0 | 0 | 0 | 0
1978-12-15 | 1978 | 12 | 15 | 0 | 0 | 0 | 0 | 0 | 0 | 0 | 0 | 0 | 0 | 0 | 0 | 0 | 0 | 0 | 0 | 0 | 0 | 0 | 0 | 0 | 0 | 0 | 0 |  | 0 | 0 | 0 | 0 |  | 0 | 0 | 0 | 0 | 0
1978-12-16 | 1978 | 12 | 16 | 0 | 0 | 0 | 0 | 0 | 0 | 0 | 0 | 0 | 0 | 0 | 0 | 0 | 0 | 0 | 0 | 0 | 0 | 0 | 0 | 0 | 0 | 0 | 0 |  | 0 | 0 | 0 | 0 |  | 0 | 0 | 0 | 0 | 0
1978-12-17 | 1978 | 12 | 17 | 0 | 0 | 0 | 0 | 0 | 0 | 0 | 0 | 0 | 0 | 0 | 0 | 0 | 0 | 0 | 0 | 0 | 0 | 0 | 0 | 0 | 0 | 0 | 0 |  | 0 | 0 | 0 | 0 |  | 0 | 0 | 0 | 0 | 0
1978-12-18 | 1978 | 12 | 18 | 0 | 0 | 0 | 0 | 0 | 0 | 0 | 0 | 0 | 0 | 0 | 0 | 0 | 0 | 0 | 0 | 0 | 0 | 0 | 0 | 0 | 0 | 0 | 0 |  | 0 | 0 | 0 | 0 |  | 0 | 0 | 0 | 0 | 0
1978-12-19 | 1978 | 12 | 19 | 0 | 0 | 0 | 0 | 0 | 0 | 0 | 0 | 0 | 0 | 0 | 0 | 0 | 0 | 0 | 0 | 0 | 0 | 0 | 0 | 0 | 0 | 0 | 0 |  | 0 | 0 | 0 | 0 |  | 0 | 0 | 0 | 0 | 0
1978-12-20 | 1978 | 12 | 20 | 0 | 0 | 0 | 0 | 0 | 0 | 0 | 0 | 0 | 0 | 0 | 0 | 0 | 0 | 0 | 0 | 0 | 0 | 0 | 0 | 0 | 0 | 0 | 0 |  | 0 | 0 | 0 | 0 |  | 0 | 0 | 0 | 0 | 0
1978-12-21 | 1978 | 12 | 21 | 0 | 0 | 0 | 0.1 | 0.1 | 0 | 0 | 0 | 0 | 0 | 0 | 0 | 0 | 0 | 0 | 0 | 0 | 0 | 0 | 0 | 0 | 0 | 0 | 0 |  | 0.2 | 0.2 | 0.2 | 0 |  | 0 | 0 | 0 | 0 | 0
1978-12-22 | 1978 | 12 | 22 | 0 | 0 | 0 | 0 | 0 | 0 | 0 | 0 | 0 | 0 | 0 | 0 | 0 | 0 | 0 | 0 | 0 | 0 | 0 | 0 | 0.1 | 0 | 0.1 | 0 |  | 0.2 | 0.2 | 0.2 | 0 |  | 0 | 0 | 0 | 0 | 0
1978-12-23 | 1978 | 12 | 23 | 0 | 0.1 | 0 | 0 | 0 | 0.1 | 0 | 0 | 0 | 0.1 | 0 | 0 | 0 | 0 | 0 | 0 | 0 | 0 | 0 | 0 | 0 | 0 | 0 | 0 |  | 0.3 | 0.3 | 0.3 | 5.5511e-17 |  | 0 | 0 | 0 | 0 | 0
1978-12-24 | 1978 | 12 | 24 | 0 | 0 | 0 | 0 | 0 | 0 | 0 | 0 | 0 | 0 | 0 | 0.2 | 0.2 | 0 | 0 | 0 | 0 | 0 | 0 | 0 | 0 | 0 | 0 | 0 |  | 0.4 | 0.4 | 0.4 | 0 |  | 0 | 0 | 0 | 0 | 0
1978-12-25 | 1978 | 12 | 25 | 0 | 0 | 0 | 0 | 0 | 0 | 0 | 0 | 0 | 0 | 0 | 0 | 0 | 0 | 0 | 0 | 0 | 0 | 0 | 0 | 0 | 0 | 0 | 0 |  | 0 | 0 | 0 | 0 |  | 0 | 0 | 0 | 0 | 0
1978-12-26 | 1978 | 12 | 26 | 0 | 0 | 0 | 0 | 0 | 0 | 0 | 0 | 0 | 0 | 0 | 0 | 0 | 0 | 0 | 0 | 0 | 0 | 0 | 0 | 0 | 0 | 0 | 0 |  | 0 | 0 | 0 | 0 |  | 0 | 0 | 0 | 0 | 0
1978-12-27 | 1978 | 12 | 27 | 0 | 0 | 0.1 | 0.1 | 0.1 | 0.1 | 0.1 | 0 | 0.1 | 0.1 | 0.1 | 0.1 | 0.1 | 0.1 | 0.1 | 0.1 | 0.1 | 0.1 | 0 | 0.1 | 0.1 | 0.1 | 0.1 | 0.1 |  | 2 | 2 | 2 | 4.4409e-16 |  | 0 | 0 | 0 | 0 | 0
1978-12-28 | 1978 | 12 | 28 | 0 | 0.1 | 0 | 0.1 | 0 | 0.1 | 0 | 0 | 0.1 | 0 | 0.1 | 0 | 0 | 0.1 | 0 | 0 | 0 | 0 | 0 | 0 | 0.1 | 0 | 0.1 | 0 |  | 0.8 | 0.8 | 0.8 | 1.1102e-16 |  | 0 | 0 | 0 | 0 | 0
1978-12-29 | 1978 | 12 | 29 | 0 | 0 | 0 | 0 | 0 | 0 | 0 | 0 | 0 | 0 | 0 | 0 | 0 | 0 | 0 | 0 | 0 | 0 | 0 | 0 | 0 | 0 | 0 | 0 |  | 0 | 0 | 0 | 0 |  | 0 | 0 | 0 | 0 | 0
1978-12-30 | 1978 | 12 | 30 | 0 | 0 | 0 | 0 | 0 | 0 | 0 | 0 | 0 | 0 | 0 | 0 | 0 | 0 | 0 | 0 | 0 | 0 | 0 | 0 | 0 | 0 | 0 | 0 |  | 0 | 0 | 0 | 0 |  | 0 | 0 | 0 | 0 | 0
1978-12-31 | 1978 | 12 | 31 | 0 | 0 | 0 | 0 | 0 | 0 | 0 | 0 | 0 | 0 | 0 | 0 | 0 | 0 | 0 | 0 | 0 | 0 | 0 | 0 | 0 | 0 | 0 | 0 |  | 0 | 0 | 0 | 0 |  | 0 | 0 | 0 | 0 | 0
1979-01-01 | 1979 | 1 | 1 | 0 | 0 | 0 | 0 | 0 | 0 | 0 | 0 | 0 | 0 | 0 | 0 | 0 | 0 | 0 | 0 | 0 | 0 | 0 | 0 | 0 | 0 | 0 | 0 |  | 0 | 0 | 0 | 0 |  | 0 | 0 | 0 | 0 | 0
1979-01-02 | 1979 | 1 | 2 | 0 | 0.1 | 0 | 0 | 0.1 | 0 | 0 | 0.1 | 0 | 0 | 0.1 | 0 | 0 | 0 | 0 | 0 | 0 | 0 | 0 | 0.1 | 0 | 0 | 0.1 | 0 |  | 0.6 | 0.6 | 0.6 | 0 |  | 0 | 0 | 0 | 0 | 0
1979-01-03 | 1979 | 1 | 3 | 0 | 0 | 0 | 0 | 0 | 0 | 0 | 0 | 0 | 0 | 0 | 0 | 0 | 0 | 0 | 0 | 0 | 0 | 0 | 0 | 0 | 0 | 0 | 0 |  | 0 | 0 | 0 | 0 |  | 0 | 0 | 0 | 0 | 0
1979-01-04 | 1979 | 1 | 4 | 0 | 0 | 0 | 0 | 0 | 0 | 0 | 0 | 0 | 0 | 0 | 0 | 0 | 0 | 0 | 0 | 0 | 0 | 0 | 0 | 0 | 0 | 0 | 0 |  | 0 | 0 | 0 | 0 |  | 0 | 0 | 0 | 0 | 0
1979-01-05 | 1979 | 1 | 5 | 0 | 0 | 0 | 0 | 0 | 0 | 0 | 0 | 0 | 0 | 0 | 0 | 0 | 0 | 0 | 0 | 0 | 0 | 0 | 0 | 0 | 0 | 0 | 0 |  | 0 | 0 | 0 | 0 |  | 0 | 0 | 0 | 0 | 0
1979-01-06 | 1979 | 1 | 6 | 0 | 0 | 0 | 0 | 0 | 0 | 0 | 0 | 0 | 0 | 0 | 0 | 0 | 0 | 0 | 0 | 0 | 0 | 0 | 0 | 0 | 0 | 0 | 0 |  | 0 | 0 | 0 | 0 |  | 0 | 0 | 0 | 0 | 0
1979-01-07 | 1979 | 1 | 7 | 0 | 0 | 0 | 0 | 0 | 0 | 0 | 0 | 0 | 0 | 0 | 0 | 0 | 0 | 0 | 0 | 0 | 0 | 0 | 0 | 0 | 0 | 0 | 0 |  | 0 | 0 | 0 | 0 |  | 0 | 0 | 0 | 0 | 0
1979-01-08 | 1979 | 1 | 8 | 0 | 0 | 0 | 0 | 0 | 0 | 0 | 0 | 0 | 0 | 0 | 0 | 0 | 0 | 0 | 0 | 0 | 0 | 0 | 0 | 0 | 0 | 0 | 0 |  | 0 | 0 | 0 | 0 |  | 0 | 0 | 0 | 0 | 0
1979-01-09 | 1979 | 1 | 9 | 0 | 0 | 0 | 0 | 0 | 0 | 0 | 0 | 0.1 | 0 | 0 | 0 | 0 | 0 | 0.1 | 0 | 0 | 0 | 0 | 0 | 0.1 | 0 | 0 | 0 |  | 0.3 | 0.3 | 0.3 | 5.5511e-17 |  | 0 | 0 | 0 | 0 | 0
1979-01-10 | 1979 | 1 | 10 | 0 | 0 | 0 | 0.1 | 0 | 0 | 0 | 0 | 0 | 0.1 | 0 | 0 | 0 | 0 | 0 | 0 | 0 | 0 | 0 | 0 | 0.1 | 0 | 0 | 0 |  | 0.3 | 0.3 | 0.3 | 5.5511e-17 |  | 0 | 0 | 0 | 0 | 0
1979-01-11 | 1979 | 1 | 11 | 0 | 0 | 0 | 0 | 0 | 0 | 0 | 0 | 0 | 0 | 0 | 0 | 0 | 0 | 0 | 0 | 0 | 0 | 0 | 0 | 0 | 0 | 0 | 0 |  | 0 | 0 | 0 | 0 |  | 0 | 0 | 0 | 0 | 0
1979-01-12 | 1979 | 1 | 12 | 0.1 | 0 | 0.1 | 0.1 | 0 | 0.1 | 0 | 0.1 | 0.1 | 0 | 0.1 | 0.1 | 0 | 0 | 0 | 0.1 | 0.1 | 0 | 0.1 | 0 | 0.1 | 0.1 | 0 | 0.1 |  | 1.4 | 1.4 | 1.4 | 2.2204e-16 |  | 0 | 0 | 0 | 0 | 0
1979-01-13 | 1979 | 1 | 13 | 0 | 0 | 0.1 | 0 | 0 | 0 | 0 | 0 | 0.1 | 0 | 0 | 0 | 0 | 0.1 | 0 | 0 | 0 | 0 | 0 | 0 | 0 | 0.1 | 0 | 0 |  | 0.4 | 0.4 | 0.4 | 0 |  | 0 | 0 | 0 | 0 | 0
1979-01-14 | 1979 | 1 | 14 | 0 | 0 | 0 | 0 | 0 | 0 | 0 | 0 | 0 | 0 | 0 | 0 | 0 | 0 | 0 | 0 | 0 | 0 | 0 | 0 | 0 | 0 | 0 | 0 |  | 0 | 0 | 0 | 0 |  | 0 | 0 | 0 | 0 | 0
1979-01-15 | 1979 | 1 | 15 | 0 | 0 | 0 | 0 | 0 | 0 | 0 | 0 | 0 | 0 | 0 | 0 | 0 | 0 | 0 | 0 | 0 | 0 | 0 | 0 | 0 | 0 | 0 | 0 |  | 0 | 0 | 0 | 0 |  | 0 | 0 | 0 | 0 | 0
1979-01-16 | 1979 | 1 | 16 | 0 | 0 | 0 | 0 | 0 | 0 | 0 | 0 | 0 | 0 | 0 | 0 | 0 | 0 | 0 | 0 | 0 | 0 | 0 | 0 | 0 | 0 | 0 | 0 |  | 0 | 0 | 0 | 0 |  | 0 | 0 | 0 | 0 | 0
1979-01-17 | 1979 | 1 | 17 | 0 | 0 | 0 | 0 | 0 | 0 | 0 | 0 | 0 | 0 | 0 | 0 | 0 | 0 | 0 | 0 | 0 | 0 | 0 | 0 | 0 | 0 | 0 | 0 |  | 0 | 0 | 0 | 0 |  | 0 | 0 | 0 | 0 | 0
1979-01-18 | 1979 | 1 | 18 | 0 | 0 | 0 | 0 | 0 | 0 | 0 | 0 | 0 | 0 | 0 | 0 | 0 | 0 | 0 | 0 | 0 | 0 | 0 | 0 | 0 | 0 | 0 | 0 |  | 0 | 0 | 0 | 0 |  | 0 | 0 | 0 | 0 | 0
1979-01-19 | 1979 | 1 | 19 | 0 | 0 | 0 | 0 | 0 | 0 | 0 | 0 | 0 | 0 | 0 | 0 | 0 | 0 | 0 | 0 | 0 | 0 | 0 | 0 | 0 | 0 | 0 | 0 |  | 0 | 0 | 0 | 0 |  | 0 | 0 | 0 | 0 | 0
1979-01-20 | 1979 | 1 | 20 | 0 | 0 | 0 | 0 | 0 | 0 | 0 | 0 | 0 | 0 | 0 | 0 | 0 | 0 | 0 | 0 | 0 | 0 | 0 | 0 | 0 | 0 | 0 | 0 |  | 0 | 0 | 0 | 0 |  | 0 | 0 | 0 | 0 | 0
1979-01-21 | 1979 | 1 | 21 | 0 | 0 | 0 | 0 | 0 | 0 | 0 | 0 | 0 | 0 | 0 | 0 | 0 | 0 | 0 | 0 | 0 | 0 | 0 | 0 | 0 | 0 | 0 | 0 |  | 0 | 0 | 0 | 0 |  | 0 | 0 | 0 | 0 | 0
1979-01-22 | 1979 | 1 | 22 | 0 | 0 | 0 | 0 | 0 | 0 | 0 | 0 | 0 | 0 | 0 | 0 | 0 | 0 | 0 | 0 | 0 | 0 | 0 | 0 | 0 | 0 | 0 | 0 |  | 0 | 0 | 0 | 0 |  | 0 | 0 | 0 | 0 | 0
1979-01-23 | 1979 | 1 | 23 | 0 | 0 | 0 | 0 | 0 | 0 | 0 | 0 | 0 | 0 | 0 | 0 | 0 | 0 | 0 | 0 | 0 | 0 | 0 | 0 | 0 | 0 | 0 | 0 |  | 0 | 0 | 0 | 0 |  | 0 | 0 | 0 | 0 | 0
1979-01-24 | 1979 | 1 | 24 | 0 | 0 | 0 | 0 | 0 | 0 | 0 | 0 | 0 | 0 | 0 | 0 | 0 | 0 | 0 | 0 | 0 | 0 | 0 | 0 | 0 | 0 | 0 | 0 |  | 0 | 0 | 0 | 0 |  | 0 | 0 | 0 | 0 | 0
1979-01-25 | 1979 | 1 | 25 | 0 | 0 | 0 | 0 | 0 | 0 | 0 | 0 | 0 | 0 | 0 | 0 | 0 | 0 | 0 | 0 | 0 | 0 | 0 | 0 | 0 | 0 | 0 | 0 |  | 0 | 0 | 0 | 0 |  | 0 | 0 | 0 | 0 | 0
1979-01-26 | 1979 | 1 | 26 | 0 | 0 | 0 | 0 | 0 | 0 | 0 | 0 | 0 | 0 | 0 | 0 | 0 | 0 | 0 | 0 | 0 | 0 | 0 | 0 | 0 | 0 | 0 | 0 |  | 0 | 0 | 0 | 0 |  | 0 | 0 | 0 | 0 | 0
1979-01-27 | 1979 | 1 | 27 | 0 | 0 | 0 | 0 | 0 | 0 | 0 | 0 | 0.2 | 0.1 | 0.2 | 0.1 | 0.2 | 0.1 | 0.2 | 0.1 | 0.2 | 0.1 | 0.2 | 0.1 | 0.2 | 0.1 | 0.2 | 0.1 |  | 2.4 | 2.4 | 2.4 | 8.8818e-16 |  | 0 | 0 | 0 | 0 | 0
1979-01-28 | 1979 | 1 | 28 | 0.1 | 0.1 | 0 | 0.1 | 0.1 | 0 | 0 | 0 | 0 | 0 | 0 | 0 | 0 | 0 | 0 | 0 | 0 | 0 | 0 | 0.1 | 0.1 | 0 | 0.1 | 0.1 |  | 0.8 | 0.8 | 0.8 | 1.1102e-16 |  | 0 | 0 | 0 | 0 | 0
1979-01-29 | 1979 | 1 | 29 | 0 | 0 | 0 | 0 | 0 | 0 | 0 | 0 | 0 | 0 | 0 | 0 | 0 | 0 | 0 | 0 | 0 | 0 | 0 | 0 | 0 | 0 | 0 | 0 |  | 0 | 0 | 0 | 0 |  | 0 | 0 | 0 | 0 | 0
1979-01-30 | 1979 | 1 | 30 | 0 | 0 | 0 | 0 | 0 | 0 | 0 | 0 | 0 | 0 | 0 | 0 | 0 | 0 | 0 | 0 | 0 | 0.1 | 0.1 | 0.1 | 0 | 0.1 | 0.1 | 0.1 |  | 0.6 | 0.6 | 0.6 | 0 |  | 0 | 0 | 0 | 0 | 0
1979-01-31 | 1979 | 1 | 31 | 0 | 0.1 | 0 | 0 | 0.1 | 0 | 0 | 0.1 | 0 | 0 | 0.1 | 0 | 0 | 0 | 0 | 0 | 0 | 0 | 0 | 0 | 0 | 0 | 0.1 | 0 |  | 0.5 | 0.5 | 0.5 | 0 |  | 0 | 0 | 0 | 0 | 0
1979-02-01 | 1979 | 2 | 1 | 0 | 0 | 0 | 0 | 0 | 0 | 0 | 0 | 0 | 0 | 0 | 0 | 0 | 0 | 0 | 0 | 0 | 0 | 0 | 0 | 0 | 0 | 0 | 0 |  | 0 | 0 | 0 | 0 |  | 0 | 0 | 0 | 0 | 0
1979-02-02 | 1979 | 2 | 2 | 0 | 0 | 0 | 0 | 0 | 0 | 0 | 0 | 0 | 0 | 0 | 0 | 0 | 0 | 0 | 0 | 0 | 0 | 0 | 0 | 0 | 0 | 0 | 0 |  | 0 | 0 | 0 | 0 |  | 0 | 0 | 0 | 0 | 0
1979-02-03 | 1979 | 2 | 3 | 0 | 0 | 0 | 0 | 0 | 0 | 0 | 0 | 0 | 0 | 0 | 0 | 0 | 0 | 0 | 0 | 0 | 0 | 0 | 0 | 0 | 0 | 0 | 0 |  | 0 | 0 | 0 | 0 |  | 0 | 0 | 0 | 0 | 0
1979-02-04 | 1979 | 2 | 4 | 0 | 0 | 0 | 0 | 0 | 0 | 0 | 0 | 0 | 0 | 0 | 0 | 0 | 0 | 0 | 0 | 0 | 0 | 0 | 0 | 0 | 0 | 0 | 0 |  | 0 | 0 | 0 | 0 |  | 0 | 0 | 0 | 0 | 0
1979-02-05 | 1979 | 2 | 5 | 0 | 0 | 0 | 0 | 0 | 0 | 0 | 0 | 0 | 0 | 0 | 0 | 0 | 0 | 0 | 0 | 0 | 0 | 0 | 0 | 0 | 0 | 0 | 0 |  | 0 | 0 | 0 | 0 |  | 0 | 0 | 0 | 0 | 0
1979-02-06 | 1979 | 2 | 6 | 0 | 0 | 0 | 0 | 0 | 0 | 0 | 0 | 0 | 0 | 0 | 0 | 0 | 0 | 0 | 0 | 0 | 0 | 0 | 0 | 0 | 0 | 0 | 0 |  | 0 | 0 | 0 | 0 |  | 0 | 0 | 0 | 0 | 0
1979-02-07 | 1979 | 2 | 7 | 0.1 | 0.1 | 0.1 | 0 | 0 | 0 | 0.1 | 0.1 | 0.1 | 0.1 | 0.1 | 0.1 | 0.1 | 0 | 0 | 0 | 0 | 0 | 0 | 0.1 | 0 | 0 | 0 | 0 |  | 1.1 | 1.1 | 1.1 | 2.2204e-16 |  | 0 | 0 | 0 | 0 | 0
1979-02-08 | 1979 | 2 | 8 | 0 | 0 | 0 | 0 | 0 | 0 | 0 | 0 | 0 | 0 | 0 | 0 | 0 | 0 | 0 | 0 | 0 | 0 | 0 | 0 | 0 | 0 | 0 | 0 |  | 0 | 0 | 0 | 0 |  | 0 | 0 | 0 | 0 | 0
1979-02-09 | 1979 | 2 | 9 | 0 | 0 | 0 | 0 | 0 | 0 | 0 | 0 | 0 | 0 | 0 | 0 | 0 | 0 | 0 | 0 | 0 | 0 | 0 | 0 | 0 | 0 | 0 | 0 |  | 0 | 0 | 0 | 0 |  | 0 | 0 | 0 | 0 | 0
1979-02-10 | 1979 | 2 | 10 | 0 | 0 | 0 | 0 | 0 | 0 | 0 | 0 | 0 | 0 | 0 | 0 | 0 | 0 | 0 | 0 | 0 | 0 | 0 | 0 | 0 | 0 | 0 | 0 |  | 0 | 0 | 0 | 0 |  | 0 | 0 | 0 | 0 | 0
1979-02-11 | 1979 | 2 | 11 | 0 | 0 | 0 | 0 | 0 | 0 | 0 | 0 | 0 | 0 | 0 | 0 | 0 | 0 | 0 | 0 | 0 | 0 | 0 | 0 | 0 | 0 | 0 | 0 |  | 0 | 0 | 0 | 0 |  | 0 | 0 | 0 | 0 | 0
1979-02-12 | 1979 | 2 | 12 | 0.1 | 0.1 | 0.1 | 0.1 | 0.1 | 0.1 | 0.1 | 0.1 | 0.1 | 0.1 | 0.1 | 0.2 | 0 | 0.1 | 0.1 | 0.1 | 0.1 | 0.1 | 0.1 | 0.1 | 0.1 | 0.1 | 0.1 | 0.1 |  | 2.4 | 2.4 | 2.4 | 8.8818e-16 |  | 0 | 0 | 0 | 0 | 0
1979-02-13 | 1979 | 2 | 13 | 0 | 0 | 0 | 0 | 0 | 0 | 0 | 0 | 0 | 0 | 0 | 0 | 0 | 0 | 0 | 0 | 0 | 0 | 0 | 0 | 0 | 0 | 0 | 0 |  | 0 | 0 | 0 | 0 |  | 0 | 0 | 0 | 0 | 0
1979-02-14 | 1979 | 2 | 14 | 0 | 0.1 | 0 | 0 | 0 | 0.1 | 0 | 0 | 0.1 | 0 | 0 | 0 | 0 | 0 | 0.1 | 0 | 0 | 0 | 0 | 0.1 | 0 | 0 | 0 | 0 |  | 0.5 | 0.5 | 0.5 | 0 |  | 0 | 0 | 0 | 0 | 0
1979-02-15 | 1979 | 2 | 15 | 0 | 0 | 0 | 0 | 0 | 0 | 0 | 0 | 0 | 0 | 0 | 0 | 0 | 0 | 0 | 0 | 0 | 0 | 0 | 0 | 0 | 0 | 0 | 0 |  | 0 | 0 | 0 | 0 |  | 0 | 0 | 0 | 0 | 0
1979-02-16 | 1979 | 2 | 16 | 0 | 0 | 0 | 0 | 0 | 0 | 0 | 0 | 0 | 0 | 0 | 0 | 0 | 0 | 0 | 0 | 0 | 0 | 0 | 0 | 0 | 0 | 0 | 0 |  | 0 | 0 | 0 | 0 |  | 0 | 0 | 0 | 0 | 0
1979-02-17 | 1979 | 2 | 17 | 0 | 0 | 0 | 0 | 0 | 0 | 0 | 0 | 0 | 0 | 0 | 0 | 0 | 0 | 0 | 0 | 0 | 0 | 0 | 0 | 0 | 0 | 0 | 0 |  | 0 | 0 | 0 | 0 |  | 0 | 0 | 0 | 0 | 0
1979-02-18 | 1979 | 2 | 18 | 0 | 0 | 0 | 0 | 0 | 0 | 0 | 0 | 0 | 0 | 0 | 0 | 0 | 0 | 0 | 0 | 0 | 0 | 0 | 0 | 0 | 0 | 0 | 0 |  | 0 | 0 | 0 | 0 |  | 0 | 0 | 0 | 0 | 0
1979-02-19 | 1979 | 2 | 19 | 0 | 0 | 0 | 0 | 0 | 0 | 0 | 0 | 0 | 0 | 0 | 0 | 0 | 0 | 0 | 0 | 0 | 0 | 0 | 0 | 0 | 0 | 0 | 0 |  | 0 | 0 | 0 | 0 |  | 0 | 0 | 0 | 0 | 0
1979-02-20 | 1979 | 2 | 20 | 0 | 0 | 0 | 0 | 0 | 0 | 0 | 0 | 0 | 0 | 0 | 0 | 0.2 | 0 | 0.1 | 0.2 | 0 | 0.1 | 0.2 | 0 | 0 | 0 | 0 | 0 |  | 0.8 | 0.8 | 0.8 | 0 |  | 0 | 0 | 0 | 0 | 0
1979-02-21 | 1979 | 2 | 21 | 0 | 0.1 | 0 | 0.1 | 0 | 0.1 | 0 | 0.1 | 0 | 0.1 | 0 | 0.1 | 0 | 0.1 | 0 | 0.1 | 0 | 0.1 | 0 | 0.1 | 0 | 0.1 | 0 | 0.1 |  | 1.2 | 1.2 | 1.2 | 0 |  | 0 | 0 | 0 | 0 | 0
1979-02-22 | 1979 | 2 | 22 | 0 | 0 | 0.1 | 0 | 0 | 0 | 0 | 0.1 | 0 | 0 | 0 | 0.1 | 0 | 0 | 0 | 0 | 0 | 0 | 0 | 0 | 0 | 0.1 | 0 | 0 |  | 0.4 | 0.4 | 0.4 | 0 |  | 0 | 0 | 0 | 0 | 0
1979-02-23 | 1979 | 2 | 23 | 0 | 0 | 0 | 0 | 0 | 0 | 0 | 0 | 0 | 0 | 0 | 0 | 0 | 0 | 0 | 0 | 0 | 0 | 0 | 0 | 0 | 0 | 0 | 0 |  | 0 | 0 | 0 | 0 |  | 0 | 0 | 0 | 0 | 0
1979-02-24 | 1979 | 2 | 24 | 0 | 0 | 0 | 0 | 0 | 0 | 0 | 0 | 0 | 0 | 0 | 0 | 0 | 0 | 0 | 0 | 0 | 0 | 0 | 0 | 0 | 0 | 0 | 0 |  | 0 | 0 | 0 | 0 |  | 0 | 0 | 0 | 0 | 0
1979-02-25 | 1979 | 2 | 25 | 0 | 0 | 0 | 0 | 0 | 0 | 0 | 0 | 0 | 0 | 0 | 0 | 0 | 0 | 0 | 0 | 0 | 0 | 0 | 0 | 0 | 0 | 0 | 0 |  | 0 | 0 | 0 | 0 |  | 0 | 0 | 0 | 0 | 0
1979-02-26 | 1979 | 2 | 26 | 0 | 0 | 0 | 0 | 0 | 0 | 0 | 0 | 0 | 0 | 0 | 0 | 0 | 0 | 0 | 0 | 0 | 0 | 0.2 | 0 | 0 | 0 | 0 | 0 |  | 0.2 | 0.2 | 0.2 | 0 |  | 0 | 0 | 0 | 0 | 0
1979-02-27 | 1979 | 2 | 27 | 0 | 0 | 0 | 0 | 0 | 0 | 0 | 0 | 0 | 0 | 0 | 0 | 0.1 | 0 | 0 | 0 | 0 | 0 | 0 | 0 | 0.1 | 0 | 0 | 0 |  | 0.2 | 0.2 | 0.2 | 0 |  | 0 | 0 | 0 | 0 | 0
1979-02-28 | 1979 | 2 | 28 | 0.2 | 0.1 | 0.1 | 0.1 | 0.1 | 0 | 0 | 0 | 0 | 0.1 | 0.1 | 0.1 | 0 | 0 | 0 | 0 | 0 | 0 | 0 | 0.1 | 0 | 0 | 0.1 | 0.1 |  | 1.2 | 1.2 | 1.2 | 0 |  | 0 | 0 | 0 | 0 | 0
1979-03-01 | 1979 | 3 | 1 | 0 | 0 | 0 | 0 | 0 | 0 | 0 | 0 | 0 | 0 | 0 | 0 | 0 | 0 | 0 | 0 | 0 | 0 | 0 | 0 | 0 | 0 | 0 | 0 |  | 0 | 0 | 0 | 0 |  | 0 | 0 | 0 | 0 | 0
1979-03-02 | 1979 | 3 | 2 | 0 | 0 | 0 | 0 | 0 | 0 | 0 | 0 | 0 | 0 | 0 | 0 | 0 | 0 | 0 | 0 | 0 | 0 | 0 | 0 | 0 | 0 | 0 | 0 |  | 0 | 0 | 0 | 0 |  | 0 | 0 | 0 | 0 | 0
1979-03-03 | 1979 | 3 | 3 | 0 | 0 | 0 | 0 | 0 | 0 | 0 | 0 | 0 | 0 | 0 | 0 | 0 | 0 | 0 | 0 | 0 | 0 | 0 | 0 | 0 | 0 | 0 | 0 |  | 0 | 0 | 0 | 0 |  | 0 | 0 | 0 | 0 | 0
1979-03-04 | 1979 | 3 | 4 | 0 | 0 | 0 | 0 | 0 | 0 | 0 | 0 | 0 | 0 | 0 | 0 | 0 | 0 | 0 | 0 | 0 | 0 | 0 | 0 | 0 | 0 | 0 | 0 |  | 0 | 0 | 0 | 0 |  | 0 | 0 | 0 | 0 | 0
1979-03-05 | 1979 | 3 | 5 | 0 | 0 | 0 | 0 | 0 | 0 | 0 | 0 | 0 | 0 | 0 | 0 | 0 | 0 | 0 | 0 | 0 | 0 | 0 | 0 | 0 | 0 | 0 | 0 |  | 0 | 0 | 0 | 0 |  | 0 | 0 | 0 | 0 | 0
1979-03-06 | 1979 | 3 | 6 | 0 | 0 | 0 | 0 | 0 | 0 | 0 | 0 | 0 | 0 | 0 | 0 | 0 | 0 | 0 | 0 | 0 | 0 | 0 | 0 | 0 | 0 | 0 | 0 |  | 0 | 0 | 0 | 0 |  | 0 | 0 | 0 | 0 | 0
1979-03-07 | 1979 | 3 | 7 | 0 | 0 | 0 | 0 | 0 | 0 | 0 | 0 | 0 | 0 | 0 | 0 | 0.1 | 0 | 0 | 0 | 0 | 0.1 | 0 | 0 | 0 | 0 | 0 | 0 |  | 0.2 | 0.2 | 0.2 | 0 |  | 0 | 0 | 0 | 0 | 0
1979-03-08 | 1979 | 3 | 8 | 0 | 0 | 0 | 0 | 0 | 0 | 0 | 0 | 0 | 0 | 0 | 0 | 0 | 0 | 0 | 0 | 0 | 0 | 0 | 0 | 0 | 0 | 0 | 0 |  | 0 | 0 | 0 | 0 |  | 0 | 0 | 0 | 0 | 0
1979-03-09 | 1979 | 3 | 9 | 0 | 0 | 0 | 0 | 0 | 0 | 0 | 0 | 0 | 0 | 0 | 0 | 0 | 0 | 0 | 0 | 0 | 0 | 0 | 0 | 0 | 0 | 0 | 0 |  | 0 | 0 | 0 | 0 |  | 0 | 0 | 0 | 0 | 0
1979-03-10 | 1979 | 3 | 10 | 0 | 0 | 0 | 0 | 0 | 0 | 0 | 0 | 0 | 0 | 0 | 0 | 0 | 0 | 0 | 0 | 0 | 0 | 0 | 0 | 0 | 0 | 0 | 0 |  | 0 | 0 | 0 | 0 |  | 0 | 0 | 0 | 0 | 0
1979-03-11 | 1979 | 3 | 11 | 0 | 0 | 0 | 0 | 0 | 0 | 0 | 0 | 0 | 0 | 0 | 0 | 0 | 0 | 0 | 0 | 0 | 0 | 0 | 0 | 0 | 0 | 0 | 0 |  | 0 | 0 | 0 | 0 |  | 0 | 0 | 0 | 0 | 0
1979-03-12 | 1979 | 3 | 12 | 0 | 0 | 0 | 0 | 0 | 0 | 0 | 0 | 0 | 0 | 0 | 0 | 0 | 0 | 0 | 0 | 0 | 0 | 0 | 0 | 0 | 0 | 0 | 0 |  | 0 | 0 | 0 | 0 |  | 0 | 0 | 0 | 0 | 0
1979-03-13 | 1979 | 3 | 13 | 0 | 0 | 0 | 0 | 0 | 0 | 0 | 0 | 0 | 0 | 0 | 0 | 0 | 0 | 0 | 0 | 0 | 0 | 0 | 0 | 0 | 0 | 0 | 0 |  | 0 | 0 | 0 | 0 |  | 0 | 0 | 0 | 0 | 0
1979-03-14 | 1979 | 3 | 14 | 0 | 0 | 0 | 0 | 0 | 0 | 0 | 0 | 0 | 0 | 0 | 0 | 0 | 0 | 0 | 0 | 0 | 0 | 0 | 0 | 0 | 0 | 0 | 0 |  | 0 | 0 | 0 | 0 |  | 0 | 0 | 0 | 0 | 0
1979-03-15 | 1979 | 3 | 15 | 0 | 0 | 0 | 0 | 0 | 0 | 0 | 0 | 0 | 0 | 0 | 0 | 0 | 0 | 0 | 0 | 0 | 0 | 0 | 0 | 0 | 0 | 0 | 0 |  | 0 | 0 | 0 | 0 |  | 0 | 0 | 0 | 0 | 0
1979-03-16 | 1979 | 3 | 16 | 0 | 0 | 0 | 0 | 0 | 0 | 0 | 0 | 0 | 0 | 0 | 0 | 0.4 | 0.7 | 0.7 | 0.3 | 0.4 | 0.3 | 0.4 | 0 | 0 | 0 | 0 | 0 |  | 3.2 | 3.2 | 3.2 | 4.4409e-16 |  | 0 | 0 | 0 | 0 | 0
1979-03-17 | 1979 | 3 | 17 | 0 | 0 | 0 | 0 | 0 | 0 | 0 | 0 | 0 | 0 | 0 | 0 | 0 | 0 | 0 | 0 | 0 | 0 | 0 | 0 | 0 | 0 | 0 | 0 |  | 0 | 0 | 0 | 0 |  | 0 | 0 | 0 | 0 | 0
1979-03-18 | 1979 | 3 | 18 | 0 | 0 | 0 | 0 | 0 | 0 | 0 | 0 | 0 | 0 | 0 | 0 | 0 | 0 | 0 | 0 | 0 | 0 | 0 | 0 | 0 | 0 | 0 | 0 |  | 0 | 0 | 0 | 0 |  | 0 | 0 | 0 | 0 | 0
1979-03-19 | 1979 | 3 | 19 | 0 | 0 | 0 | 0 | 0 | 0 | 0 | 0 | 0 | 0 | 0 | 0 | 0 | 0 | 0 | 0 | 0 | 0 | 0 | 0 | 0 | 0 | 0 | 0 |  | 0 | 0 | 0 | 0 |  | 0 | 0 | 0 | 0 | 0
1979-03-20 | 1979 | 3 | 20 | 0 | 0 | 0 | 0 | 0 | 0 | 0 | 0 | 0 | 0 | 0 | 0 | 0 | 0 | 0 | 0 | 0 | 0 | 0 | 0 | 0 | 0 | 0 | 0 |  | 0 | 0 | 0 | 0 |  | 0 | 0 | 0 | 0 | 0
1979-03-21 | 1979 | 3 | 21 | 0 | 0 | 0 | 0 | 0 | 0 | 0 | 0 | 0 | 0 | 0 | 0 | 0 | 0 | 0 | 0 | 0 | 0 | 0 | 0 | 0 | 0 | 0 | 0 |  | 0 | 0 | 0 | 0 |  | 0 | 0 | 0 | 0 | 0
1979-03-22 | 1979 | 3 | 22 | 0 | 0 | 0 | 0 | 0 | 0 | 0 | 0 | 0 | 0 | 0 | 0 | 0 | 0 | 0 | 0 | 0 | 0 | 0 | 0 | 0 | 0 | 0 | 0 |  | 0 | 0 | 0 | 0 |  | 0 | 0 | 0 | 0 | 0
1979-03-23 | 1979 | 3 | 23 | 0 | 0 | 0 | 0 | 0 | 0 | 0 | 0 | 0 | 0 | 0 | 0 | 0 | 0 | 0 | 0 | 0 | 0 | 0 | 0 | 0 | 0 | 0 | 0 |  | 0 | 0 | 0 | 0 |  | 0 | 0 | 0 | 0 | 0
1979-03-24 | 1979 | 3 | 24 | 0 | 0 | 0 | 0 | 0 | 0 | 0 | 0 | 0 | 0 | 0 | 0 | 0 | 0 | 0 | 0 | 0 | 0 | 0 | 0 | 0 | 0 | 0 | 0 |  | 0 | 0 | 0 | 0 |  | 0 | 0 | 0 | 0 | 0
1979-03-25 | 1979 | 3 | 25 | 0 | 0 | 0 | 0 | 0 | 0 | 0 | 0 | 0 | 0 | 0 | 0 | 0 | 0 | 0 | 0 | 0 | 0 | 0 | 0 | 0 | 0 | 0 | 0 |  | 0 | 0 | 0 | 0 |  | 0 | 0 | 0 | 0 | 0
1979-03-26 | 1979 | 3 | 26 | 0.1 | 0.1 | 0.1 | 0.1 | 0.1 | 0.1 | 0.1 | 0.1 | 0.1 | 0.1 | 0.2 | 0.1 | 0.1 | 0.1 | 0.1 | 0.1 | 0.1 | 0.1 | 0.1 | 0.1 | 0 | 0.1 | 0 | 0 |  | 2.2 | 2.2 | 2.2 | 4.4409e-16 |  | 0 | 0 | 0 | 0 | 0
1979-03-27 | 1979 | 3 | 27 | 0 | 0.1 | 0 | 0 | 0.1 | 0 | 0 | 0.1 | 0 | 0.1 | 0 | 0 | 0.1 | 0 | 0 | 0 | 0 | 0 | 0.1 | 0 | 0 | 0 | 0 | 0 |  | 0.6 | 0.6 | 0.6 | 0 |  | 0 | 0 | 0 | 0 | 0
1979-03-28 | 1979 | 3 | 28 | 0 | 0 | 0 | 0 | 0 | 0 | 0 | 0 | 0 | 0 | 0 | 0 | 0 | 0 | 0 | 0 | 0 | 0 | 0 | 0 | 0 | 0 | 0 | 0 |  | 0 | 0 | 0 | 0 |  | 0 | 0 | 0 | 0 | 0
1979-03-29 | 1979 | 3 | 29 | 0 | 0 | 0 | 0 | 0 | 0 | 0 | 0 | 0 | 0 | 0 | 0 | 0 | 0 | 0 | 0 | 0 | 0 | 0 | 0 | 0 | 0 | 0 | 0 |  | 0 | 0 | 0 | 0 |  | 0 | 0 | 0 | 0 | 0
1979-03-30 | 1979 | 3 | 30 | 0 | 0 | 0 | 0 | 0 | 0 | 0 | 0 | 0.1 | 0 | 0 | 0 | 0.1 | 0 | 0 | 0 | 0 | 0 | 0.1 | 0 | 0 | 0 | 0.1 | 0 |  | 0.4 | 0.4 | 0.4 | 0 |  | 0 | 0 | 0 | 0 | 0
1979-03-31 | 1979 | 3 | 31 | 0.2 | 0.1 | 0.2 | 0.1 | 0.2 | 0.1 | 0.2 | 0.1 | 0.2 | 0.1 | 0.2 | 0.1 | 0.2 | 0.1 | 0.2 | 0.1 | 0.1 | 0.2 | 0.1 | 0.2 | 0.1 | 0.2 | 0.1 | 0.2 |  | 3.6 | 3.6 | 3.6 | 1.7764e-15 |  | 0 | 0 | 0 | 0 | 0
1979-04-01 | 1979 | 4 | 1 | 0 | 0 | 0 | 0 | 0 | 0 | 0 | 0 | 0 | 0 | 0 | 0 | 0 | 0 | 0 | 0 | 0 | 0 | 0 | 0 | 0 | 0 | 0 | 0 |  | 0 | 0 | 0 | 0 |  | 0 | 0 | 0 | 0 | 0
1979-04-02 | 1979 | 4 | 2 | 0 | 0 | 0 | 0 | 0 | 0 | 0 | 0 | 0.1 | 0.1 | 0 | 0.1 | 0.1 | 0.1 | 0 | 0 | 0.1 | 0.1 | 0.1 | 0 | 0 | 0 | 0.1 | 0.1 |  | 1 | 1 | 1 | 1.1102e-16 |  | 0 | 0 | 0 | 0 | 0
1979-04-03 | 1979 | 4 | 3 | 0.1 | 0.1 | 0.1 | 0.1 | 0.1 | 0.1 | 0.1 | 0.2 | 0 | 0 | 0 | 0 | 0 | 0 | 0 | 0 | 0 | 0.1 | 0.1 | 0.1 | 0.1 | 0.1 | 0.1 | 0.1 |  | 1.6 | 1.6 | 1.6 | 2.2204e-16 |  | 0 | 0 | 0 | 0 | 0
1979-04-04 | 1979 | 4 | 4 | 0.2 | 0.1 | 0.2 | 0.1 | 0.2 | 0.1 | 0.2 | 0.1 | 0.2 | 0.1 | 0.2 | 0.1 | 0.2 | 0.1 | 0.2 | 0.1 | 0.1 | 0.2 | 0.1 | 0.2 | 0.1 | 0.2 | 0.1 | 0.2 |  | 3.6 | 3.6 | 3.6 | 1.7764e-15 |  | 0 | 0 | 0 | 0 | 0
1979-04-05 | 1979 | 4 | 5 | 0 | 0 | 0 | 0.1 | 0 | 0 | 0 | 0 | 0 | 0 | 0.1 | 0 | 0 | 0 | 0 | 0 | 0 | 0 | 0 | 0 | 0 | 0 | 0 | 0 |  | 0.2 | 0.2 | 0.2 | 0 |  | 0 | 0 | 0 | 0 | 0
1979-04-06 | 1979 | 4 | 6 | 0 | 0 | 0 | 0 | 0 | 0 | 0 | 0 | 0 | 0 | 0 | 0 | 0 | 0 | 0 | 0 | 0 | 0 | 0 | 0 | 0 | 0 | 0 | 0 |  | 0 | 0 | 0 | 0 |  | 0 | 0 | 0 | 0 | 0
1979-04-07 | 1979 | 4 | 7 | 0 | 0 | 0 | 0 | 0 | 0 | 0 | 0 | 0 | 0 | 0 | 0 | 0 | 0 | 0 | 0 | 0 | 0 | 0 | 0 | 0 | 0 | 0 | 0 |  | 0 | 0 | 0 | 0 |  | 0 | 0 | 0 | 0 | 0
1979-04-08 | 1979 | 4 | 8 | 0 | 0 | 0 | 0 | 0 | 0 | 0 | 0 | 0 | 0 | 0 | 0 | 0 | 0 | 0 | 0 | 0 | 0 | 0 | 0 | 0 | 0 | 0 | 0 |  | 0 | 0 | 0 | 0 |  | 0 | 0 | 0 | 0 | 0
1979-04-09 | 1979 | 4 | 9 | 0 | 0 | 0 | 0 | 0 | 0 | 0 | 0 | 0 | 0.2 | 0.2 | 0 | 0 | 0 | 0 | 0.1 | 0 | 0 | 0 | 0.2 | 0.2 | 0.2 | 0.1 | 0.2 |  | 1.4 | 1.4 | 1.4 | 0 |  | 0 | 0 | 0 | 0 | 0
1979-04-10 | 1979 | 4 | 10 | 0.2 | 0 | 0 | 0.1 | 0.2 | 0.1 | 0.2 | 0.1 | 0.2 | 0.1 | 0.2 | 0.1 | 0.2 | 0.2 | 0.1 | 0.2 | 0.1 | 0.2 | 0.1 | 0.2 | 0.1 | 0.2 | 0.1 | 0.2 |  | 3.4 | 3.4 | 3.4 | 1.3323e-15 |  | 0 | 0 | 0 | 0 | 0
1979-04-11 | 1979 | 4 | 11 | 0 | 0 | 0 | 0 | 0 | 0 | 0 | 0 | 0 | 0 | 0 | 0 | 0 | 0 | 0 | 0 | 0 | 0 | 0 | 0 | 0 | 0 | 0 | 0 |  | 0 | 0 | 0 | 0 |  | 0 | 0 | 0 | 0 | 0
1979-04-12 | 1979 | 4 | 12 | 0 | 0 | 0 | 0 | 0 | 0 | 0 | 0 | 0 | 0 | 0 | 0 | 0 | 0 | 0 | 0 | 0 | 0 | 0 | 0 | 0 | 0 | 0.1 | 0.1 |  | 0.2 | 0.2 | 0.2 | 0 |  | 0 | 0 | 0 | 0 | 0
1979-04-13 | 1979 | 4 | 13 | 0.1 | 0.1 | 0.1 | 0.1 | 0.1 | 0.1 | 0.1 | 0.2 | 0.1 | 0.1 | 0.1 | 0.1 | 0.1 | 0.1 | 0 | 0 | 0 | 0 | 0 | 0 | 0 | 0 | 0 | 0.1 |  | 1.6 | 1.6 | 1.6 | 2.2204e-16 |  | 0 | 0 | 0 | 0 | 0
1979-04-14 | 1979 | 4 | 14 | 0 | 0 | 0.1 | 0 | 0 | 0 | 0 | 0 | 0 | 0 | 0 | 0 | 0 | 0 | 0 | 0 | 0 | 0 | 0 | 0 | 0.1 | 0 | 0 | 0 |  | 0.2 | 0.2 | 0.2 | 0 |  | 0 | 0 | 0 | 0 | 0
1979-04-15 | 1979 | 4 | 15 | 0.3 | 0.2 | 0.3 | 0.2 | 0.3 | 0.2 | 0.3 | 0 | 0 | 0 | 0 | 0 | 0 | 0 | 0 | 0 | 0 | 0 | 0 | 0 | 0.2 | 0 | 0 | 0 |  | 2 | 2 | 2 | 0 |  | 0 | 0 | 0 | 0 | 0
1979-04-16 | 1979 | 4 | 16 | 0 | 0 | 0 | 0 | 0 | 0 | 0 | 0 | 0 | 0 | 0 | 0 | 0.3 | 0.2 | 0.3 | 0 | 0 | 0 | 0 | 0 | 0 | 0 | 0 | 0 |  | 0.8 | 0.8 | 0.8 | 0 |  | 0 | 0 | 0 | 0 | 0
1979-04-17 | 1979 | 4 | 17 | 0 | 0 | 0 | 0 | 1.3 | 1.2 | 1.3 | 2.6 | 1.2 | 1.3 | 1.3 | 2.5 | 1.3 | 0 | 0 | 0 | 0 | 0 | 0 | 0 | 0 | 0 | 0 | 0 |  | 14 | 14 | 14 | 1.7764e-15 |  | 0 | 0 | 0 | 0 | 0
1979-04-18 | 1979 | 4 | 18 | 0 | 0 | 0 | 0 | 0 | 0 | 0 | 0 | 0 | 0 | 0 | 0 | 0 | 0 | 0 | 0 | 0 | 0 | 0 | 0 | 0 | 0 | 0 | 0 |  | 0 | 0 | 0 | 0 |  | 0 | 0 | 0 | 0 | 0
1979-04-19 | 1979 | 4 | 19 | 0 | 0 | 0.4 | 0.3 | 0.4 | 0.3 | 0.4 | 0.3 | 0.7 | 0.4 | 0.3 | 0.4 | 0.3 | 0 | 0 | 0 | 0 | 0 | 0 | 0 | 0 | 0 | 0 | 0 |  | 4.2 | 4.2 | 4.2 | 8.8818e-16 |  | 0 | 0 | 0 | 0 | 0
1979-04-20 | 1979 | 4 | 20 | 0 | 0 | 0 | 0 | 0 | 0 | 0 | 0 | 0 | 0 | 0 | 0 | 0 | 0 | 0 | 0 | 0 | 0 | 0.3 | 0 | 0 | 0.3 | 0 | 0 |  | 0.6 | 0.6 | 0.6 | 0 |  | 0 | 0 | 0 | 0 | 0
1979-04-21 | 1979 | 4 | 21 | 0 | 0 | 0 | 0 | 0 | 0 | 0 | 0 | 0 | 0 | 0 | 0 | 0 | 0 | 0 | 0 | 0 | 0 | 0 | 0 | 0 | 0 | 0 | 0 |  | 0 | 0 | 0 | 0 |  | 0 | 0 | 0 | 0 | 0
1979-04-22 | 1979 | 4 | 22 | 0 | 0 | 0 | 0 | 0 | 0 | 0 | 0 | 0 | 0 | 0 | 0.1 | 0 | 0 | 0 | 0 | 0 | 0 | 0 | 0.1 | 0 | 0.1 | 0 | 0.1 |  | 0.4 | 0.4 | 0.4 | 0 |  | 0 | 0 | 0 | 0 | 0
1979-04-23 | 1979 | 4 | 23 | 0 | 0 | 0 | 0 | 0 | 0 | 0 | 0 | 0 | 0 | 0 | 0 | 0 | 0 | 0 | 0 | 0 | 0 | 0 | 0 | 0 | 0 | 0 | 0 |  | 0 | 0 | 0 | 0 |  | 0 | 0 | 0 | 0 | 0
1979-04-24 | 1979 | 4 | 24 | 0 | 0 | 0 | 0 | 0 | 0 | 0 | 0 | 0 | 0 | 0 | 0 | 0 | 0 | 0 | 0 | 0 | 0 | 0 | 0 | 0 | 0 | 0 | 0 |  | 0 | 0 | 0 | 0 |  | 0 | 0 | 0 | 0 | 0
1979-04-25 | 1979 | 4 | 25 | 0 | 0 | 0 | 0 | 0 | 0 | 0 | 0 | 0 | 0 | 0 | 0 | 0 | 0 | 0 | 0 | 0 | 0 | 0 | 0 | 0 | 0 | 0 | 0 |  | 0 | 0 | 0 | 0 |  | 0 | 0 | 0 | 0 | 0
1979-04-26 | 1979 | 4 | 26 | 0 | 0 | 0 | 0 | 0 | 0 | 0 | 0 | 0 | 0 | 0 | 0 | 0 | 0 | 0 | 0 | 0 | 0 | 0 | 0 | 0 | 0 | 0 | 0 |  | 0 | 0 | 0 | 0 |  | 0 | 0 | 0 | 0 | 0
1979-04-27 | 1979 | 4 | 27 | 0 | 0 | 0 | 0 | 0 | 0 | 0 | 0 | 0 | 0 | 0 | 0 | 0 | 0 | 0 | 0 | 0 | 0 | 0 | 0 | 0 | 0 | 0 | 0 |  | 0 | 0 | 0 | 0 |  | 0 | 0 | 0 | 0 | 0
1979-04-28 | 1979 | 4 | 28 | 0 | 0 | 0 | 0 | 0 | 0 | 0 | 0 | 0 | 0 | 0 | 0 | 0 | 0 | 0 | 0 | 0 | 0 | 0 | 0 | 0 | 0 | 0 | 0 |  | 0 | 0 | 0 | 0 |  | 0 | 0 | 0 | 0 | 0
1979-04-29 | 1979 | 4 | 29 | 0 | 0 | 0 | 0 | 0 | 0 | 0 | 0 | 0 | 0 | 0 | 0 | 0 | 0 | 0 | 0 | 0 | 0 | 0 | 0 | 0 | 0 | 0 | 0 |  | 0 | 0 | 0 | 0 |  | 0 | 0 | 0 | 0 | 0
1979-04-30 | 1979 | 4 | 30 | 0 | 0 | 0 | 0 | 0 | 0 | 0 | 0 | 0 | 0 | 0 | 0 | 0 | 0 | 0 | 0 | 0.3 | 0 | 0 | 0.3 | 0.3 | 0.3 | 0.3 | 0.3 |  | 1.8 | 1.8 | 1.8 | 0 |  | 0 | 0 | 0 | 0 | 0
1979-05-01 | 1979 | 5 | 1 | 0 | 0 | 0 | 0 | 0 | 0 | 0 | 0 | 0 | 0 | 0 | 0 | 0 | 0 | 0 | 0 | 0 | 0 | 0 | 0 | 0 | 0 | 0 | 0 |  | 0 | 0 | 0 | 0 |  | 0 | 0 | 0 | 0 | 0
1979-05-02 | 1979 | 5 | 2 | 0 | 0 | 0 | 0 | 0 | 0 | 0 | 0 | 0 | 0 | 0 | 0 | 0 | 0 | 0 | 0 | 0 | 0.2 | 0.2 | 0.5 | 0.2 | 0.1 | 0.2 | 0.2 |  | 1.6 | 1.6 | 1.6 | 0 |  | 1.6 | 0 | 0 | 0 | 0
1979-05-03 | 1979 | 5 | 3 | 0.1 | 0.1 | 0.2 | 0.1 | 0.1 | 0.1 | 0.2 | 0.1 | 0 | 0.1 | 0.1 | 0.1 | 0.2 | 0.1 | 0.1 | 0.1 | 0.1 | 0.2 | 0.1 | 0.1 | 0.1 | 0.2 | 0.1 | 0.1 |  | 2.8 | 2.8 | 2.8 | 1.3323e-15 |  | 2.8 | 0 | 0 | 0 | 0
1979-05-04 | 1979 | 5 | 4 | 0.1 | 0.1 | 0.1 | 0.1 | 0.1 | 0.1 | 0.1 | 0.1 | 0.2 | 0.1 | 0.1 | 0.1 | 0.1 | 0.1 | 0 | 0 | 0.1 | 0.1 | 0.1 | 0 | 0 | 0 | 0 | 0 |  | 1.8 | 1.8 | 1.8 | 6.6613e-16 |  | 1.8 | 0 | 0 | 0 | 0
1979-05-05 | 1979 | 5 | 5 | 0.1 | 0.1 | 0.1 | 0.1 | 0.1 | 0 | 0 | 0.1 | 0.1 | 0.1 | 0 | 0 | 0 | 0.1 | 0.2 | 0.1 | 0.1 | 0.1 | 0.1 | 0.1 | 0.1 | 0.1 | 0.1 | 0.1 |  | 2 | 2 | 2 | 4.4409e-16 |  | 2 | 0 | 0 | 0 | 0
1979-05-06 | 1979 | 5 | 6 | 0.3 | 0.4 | 0.3 | 0.3 | 0.3 | 0.4 | 0.3 | 0.3 | 0.3 | 0.4 | 0.3 | 0.3 | 0.3 | 0.3 | 0.4 | 0.3 | 0.3 | 0.3 | 0.4 | 0.3 | 0.3 | 0.3 | 0.4 | 0.3 |  | 7.8 | 7.8 | 7.8 | 8.8818e-16 |  | 7.8 | 0 | 0 | 0 | 0
1979-05-07 | 1979 | 5 | 7 | 0.1 | 0.1 | 0 | 0.1 | 0.1 | 0.1 | 0 | 0.1 | 0.1 | 0.1 | 0 | 0.1 | 0.1 | 0 | 0.1 | 0 | 0.1 | 0.1 | 0 | 0 | 0.1 | 0 | 0.1 | 0.1 |  | 1.6 | 1.6 | 1.6 | 2.2204e-16 |  | 1.6 | 0 | 0 | 0 | 0
1979-05-08 | 1979 | 5 | 8 | 0 | 0 | 0 | 0 | 0 | 0 | 0 | 0 | 0 | 0 | 0 | 0 | 0 | 0 | 0 | 0 | 0 | 0 | 0 | 0 | 0 | 0 | 0 | 0 |  | 0 | 0 | 0 | 0 |  | 0 | 0 | 0 | 0 | 0
1979-05-09 | 1979 | 5 | 9 | 0 | 0 | 0 | 0 | 0 | 0 | 0 | 0 | 0 | 0 | 0 | 0 | 0 | 0 | 0 | 0 | 0 | 0 | 0 | 0 | 0 | 0 | 0 | 0 |  | 0 | 0 | 0 | 0 |  | 0 | 0 | 0 | 0 | 0
1979-05-10 | 1979 | 5 | 10 | 0 | 0 | 0 | 0 | 0 | 0 | 0 | 0 | 0 | 0 | 0 | 0 | 0 | 0 | 0 | 0 | 0 | 0 | 0 | 0 | 0 | 0 | 0 | 0 |  | 0 | 0 | 0 | 0 |  | 0 | 0 | 0 | 0 | 0
1979-05-11 | 1979 | 5 | 11 | 0 | 0 | 0 | 0 | 0 | 0 | 0 | 0 | 0 | 0 | 0 | 0 | 0 | 0 | 0 | 0 | 0 | 0 | 0 | 0 | 0 | 0 | 0 | 0 |  | 0 | 0 | 0 | 0 |  | 0 | 0 | 0 | 0 | 0
1979-05-12 | 1979 | 5 | 12 | 0 | 0 | 0 | 0 | 0 | 0 | 0 | 0 | 0 | 0 | 0 | 0 | 0 | 0 | 0 | 0 | 0 | 0 | 0 | 0 | 0.2 | 0 | 0 | 0.2 |  | 0.4 | 0.4 | 0.4 | 0 |  | 0.4 | 0 | 0 | 0 | 0
1979-05-13 | 1979 | 5 | 13 | 0.5 | 0.5 | 0.5 | 0 | 0 | 0 | 0 | 0 | 0 | 0 | 0 | 0 | 0 | 0 | 0 | 0.4 | 0.5 | 1 | 0 | 0 | 0 | 0 | 0 | 0 |  | 3.4 | 3.4 | 3.4 | 0 |  | 3.4 | 0 | 0 | 0 | 0
1979-05-14 | 1979 | 5 | 14 | 0 | 0 | 0 | 0 | 0 | 0 | 0 | 0 | 0 | 0 | 0 | 0 | 0 | 0 | 0 | 0 | 0 | 0 | 0 | 0 | 0 | 0 | 0 | 0 |  | 0 | 0 | 0 | 0 |  | 0 | 0 | 0 | 0 | 0
1979-05-15 | 1979 | 5 | 15 | 0 | 0 | 0 | 0 | 0 | 0 | 0 | 0 | 0 | 0 | 0 | 0 | 0 | 0 | 0 | 0 | 0 | 0 | 0 | 0 | 0.2 | 0 | 0 | 0 |  | 0.2 | 0.2 | 0.2 | 0 |  | 0.2 | 0 | 0 | 0 | 0
1979-05-16 | 1979 | 5 | 16 | 0 | 0 | 0 | 0 | 0 | 0 | 0 | 0 | 0 | 0 | 0 | 0 | 0 | 4.8 | 2.2 | 0 | 0.2 | 0.2 | 0 | 0 | 0 | 0 | 0 | 0 |  | 7.4 | 7.4 | 7.4 | 0 |  | 7.4 | 0 | 0 | 0 | 0
1979-05-17 | 1979 | 5 | 17 | 0 | 0 | 0 | 0 | 0 | 0 | 0 | 0 | 0 | 0 | 0 | 0 | 0 | 0 | 0 | 0 | 0 | 0 | 0 | 0 | 0 | 0 | 0 | 0 |  | 0 | 0 | 0 | 0 |  | 0 | 0 | 0 | 0 | 0
1979-05-18 | 1979 | 5 | 18 | 0 | 0 | 0 | 0 | 0 | 0 | 0 | 0 | 0 | 0 | 0 | 0 | 0 | 0 | 0 | 0 | 3.1 | 3.1 | 2.1 | 2 | 2.1 | 0 | 0 | 0 |  | 12.4 | 12.4 | 12.4 | 0 |  | 12.4 | 0 | 0 | 0 | 0
1979-05-19 | 1979 | 5 | 19 | 0 | 0 | 0 | 0 | 0 | 0 | 0 | 0 | 0 | 0 | 0 | 0 | 0 | 0 | 0 | 0 | 0 | 0 | 0 | 0 | 0 | 0 | 0 | 0 |  | 0 | 0 | 0 | 0 |  | 0 | 0 | 0 | 0 | 0
1979-05-20 | 1979 | 5 | 20 | 0 | 0 | 0 | 0 | 0 | 0 | 0 | 0 | 0 | 0 | 0 | 0 | 0 | 0 | 0 | 0 | 0 | 0 | 0 | 0 | 0 | 0 | 0 | 0 |  | 0 | 0 | 0 | 0 |  | 0 | 0 | 0 | 0 | 0
1979-05-21 | 1979 | 5 | 21 | 0 | 0 | 0 | 0 | 0 | 0 | 0 | 0 | 0 | 0 | 0 | 0 | 0 | 0 | 0 | 0 | 0 | 0 | 0 | 0 | 0 | 0 | 0 | 0 |  | 0 | 0 | 0 | 0 |  | 0 | 0 | 0 | 0 | 0
1979-05-22 | 1979 | 5 | 22 | 0 | 0 | 0 | 0 | 0 | 0 | 0 | 0 | 0 | 0 | 0 | 0 | 0 | 0 | 0 | 0 | 0 | 0 | 0 | 0 | 0 | 0 | 0 | 0 |  | 0 | 0 | 0 | 0 |  | 0 | 0 | 0 | 0 | 0
1979-05-23 | 1979 | 5 | 23 | 0 | 0 | 0 | 0 | 0 | 0 | 0 | 0 | 0 | 0 | 0 | 0 | 0 | 0 | 0 | 0 | 0 | 0 | 0 | 0 | 0 | 0 | 0 | 0 |  | 0 | 0 | 0 | 0 |  | 0 | 0 | 0 | 0 | 0
1979-05-24 | 1979 | 5 | 24 | 0 | 0 | 0 | 0 | 0 | 0 | 0 | 0 | 0 | 0 | 0 | 0 | 0 | 0 | 0 | 0 | 0 | 0 | 0 | 0 | 0 | 0 | 0 | 0 |  | 0 | 0 | 0 | 0 |  | 0 | 0 | 0 | 0 | 0
1979-05-25 | 1979 | 5 | 25 | 0 | 0 | 0 | 0 | 0 | 0 | 0 | 0 | 0 | 0 | 0 | 0 | 0 | 0 | 0 | 0 | 0 | 0 | 0 | 0 | 0 | 0 | 0 | 0 |  | 0 | 0 | 0 | 0 |  | 0 | 0 | 0 | 0 | 0
1979-05-26 | 1979 | 5 | 26 | 0 | 0 | 0 | 0 | 0 | 0 | 0 | 0 | 0 | 0 | 0 | 0 | 0 | 0 | 0 | 0 | 0 | 0 | 0 | 0 | 0 | 0 | 0 | 0 |  | 0 | 0 | 0 | 0 |  | 0 | 0 | 0 | 0 | 0
1979-05-27 | 1979 | 5 | 27 | 0 | 0 | 0 | 0 | 0 | 0 | 0 | 0 | 0 | 0 | 0 | 0 | 0 | 0 | 0 | 0 | 0 | 0 | 0 | 0 | 0 | 0 | 0 | 0 |  | 0 | 0 | 0 | 0 |  | 0 | 0 | 0 | 0 | 0
1979-05-28 | 1979 | 5 | 28 | 0 | 0 | 0 | 0 | 0 | 0 | 0 | 0 | 0 | 0 | 0 | 0 | 0 | 0 | 0 | 0 | 0 | 0 | 0 | 0 | 0 | 0 | 0 | 0 |  | 0 | 0 | 0 | 0 |  | 0 | 0 | 0 | 0 | 0
1979-05-29 | 1979 | 5 | 29 | 0 | 0 | 0 | 0 | 0 | 0 | 0 | 0 | 0 | 0 | 0 | 0 | 0 | 0 | 0 | 0 | 0 | 0 | 0 | 0 | 0 | 0 | 0 | 0 |  | 0 | 0 | 0 | 0 |  | 0 | 0 | 0 | 0 | 0
1979-05-30 | 1979 | 5 | 30 | 0 | 0 | 0 | 0 | 0 | 0 | 0 | 0 | 0 | 0 | 0 | 0 | 0 | 0 | 0 | 0 | 0 | 0 | 0 | 0 | 0 | 0 | 0 | 0 |  | 0 | 0 | 0 | 0 |  | 0 | 0 | 0 | 0 | 0
1979-05-31 | 1979 | 5 | 31 | 0 | 0 | 0 | 0 | 0 | 0 | 0 | 0 | 0 | 0 | 0 | 0 | 0 | 0 | 0 | 0 | 0 | 0 | 0 | 0 | 0 | 0 | 0 | 0 |  | 0 | 0 | 0 | 0 |  | 0 | 0 | 0 | 0 | 0
1979-06-01 | 1979 | 6 | 1 | 0 | 0 | 0 | 0 | 0 | 0 | 0 | 0 | 0 | 0 | 0 | 0 | 0 | 0 | 0 | 0 | 0 | 0 | 0 | 0 | 0 | 0 | 0 | 0 |  | 0 | 0 | 0 | 0 |  | 0 | 0 | 0 | 0 | 0
1979-06-02 | 1979 | 6 | 2 | 0 | 0 | 0 | 0 | 0 | 0 | 0 | 0 | 0 | 0 | 0 | 0 | 0 | 0 | 0 | 0 | 0 | 0 | 0 | 0 | 0 | 0 | 0 | 0 |  | 0 | 0 | 0 | 0 |  | 0 | 0 | 0 | 0 | 0
1979-06-03 | 1979 | 6 | 3 | 0 | 0.8 | 0 | 0 | 0 | 0 | 0 | 0 | 0 | 0 | 0 | 0 | 0 | 0 | 0 | 0 | 0 | 0 | 0 | 0 | 0 | 0 | 0 | 0 |  | 0.8 | 0.8 | 0.8 | 0 |  | 0 | 0.8 | 0 | 0 | 0
1979-06-04 | 1979 | 6 | 4 | 0 | 0 | 0 | 0 | 0 | 0 | 0 | 0 | 0 | 0 | 0 | 0 | 0 | 0 | 0 | 0 | 0 | 0 | 0 | 0 | 0 | 0 | 0 | 0 |  | 0 | 0 | 0 | 0 |  | 0 | 0 | 0 | 0 | 0
1979-06-05 | 1979 | 6 | 5 | 0 | 0 | 0 | 0 | 0 | 0 | 0 | 0 | 0 | 0 | 0 | 0 | 0 | 0 | 0 | 0 | 0 | 0 | 0 | 0.4 | 0 | 0 | 0 | 0 |  | 0.4 | 0.4 | 0.4 | 0 |  | 0 | 0.4 | 0 | 0 | 0
1979-06-06 | 1979 | 6 | 6 | 0 | 0 | 0 | 0 | 0 | 0 | 0 | 0 | 0 | 0 | 0 | 0 | 0 | 0 | 0 | 0 | 0 | 0 | 0 | 0 | 0 | 0 | 0 | 0 |  | 0 | 0 | 0 | 0 |  | 0 | 0 | 0 | 0 | 0
1979-06-07 | 1979 | 6 | 7 | 0 | 0 | 0 | 0 | 0 | 0 | 0 | 0 | 0 | 0 | 0 | 0 | 0 | 0 | 0 | 0 | 0 | 0 | 0 | 0 | 0 | 0 | 0 | 0 |  | 0 | 0 | 0 | 0 |  | 0 | 0 | 0 | 0 | 0
1979-06-08 | 1979 | 6 | 8 | 0 | 0 | 0 | 0 | 0 | 0 | 0 | 0 | 0 | 0 | 0 | 0 | 0 | 0 | 0 | 0 | 0 | 0 | 0 | 0 | 0 | 0 | 0 | 0 |  | 0 | 0 | 0 | 0 |  | 0 | 0 | 0 | 0 | 0
1979-06-09 | 1979 | 6 | 9 | 0 | 0 | 0 | 0 | 0 | 0 | 0 | 0 | 0 | 0 | 0 | 0 | 0 | 0 | 0 | 0 | 0 | 0 | 0 | 0 | 0 | 0 | 0 | 0 |  | 0 | 0 | 0 | 0 |  | 0 | 0 | 0 | 0 | 0
1979-06-10 | 1979 | 6 | 10 | 0 | 0 | 0 | 0 | 0 | 0 | 0 | 0 | 0 | 0 | 0 | 0 | 0 | 0 | 0 | 0 | 0 | 0 | 0 | 0 | 0 | 0 | 0 | 0 |  | 0 | 0 | 0 | 0 |  | 0 | 0 | 0 | 0 | 0
1979-06-11 | 1979 | 6 | 11 | 0 | 0 | 0 | 0 | 0 | 0 | 0 | 0 | 0 | 0 | 0 | 0 | 0 | 0 | 0 | 0 | 0 | 0 | 0 | 0 | 0 | 0 | 0 | 0 |  | 0 | 0 | 0 | 0 |  | 0 | 0 | 0 | 0 | 0
1979-06-12 | 1979 | 6 | 12 | 0 | 0 | 0 | 0 | 0 | 0 | 0 | 0 | 0 | 0 | 0 | 0 | 0 | 0 | 0 | 0 | 0 | 0 | 0 | 0 | 0 | 0 | 0 | 0 |  | 0 | 0 | 0 | 0 |  | 0 | 0 | 0 | 0 | 0
1979-06-13 | 1979 | 6 | 13 | 0 | 0 | 0 | 0 | 0 | 0 | 0 | 0 | 0 | 0 | 0 | 0 | 0 | 0 | 0 | 0 | 0 | 0 | 0 | 0 | 0 | 0 | 0 | 0 |  | 0 | 0 | 0 | 0 |  | 0 | 0 | 0 | 0 | 0
1979-06-14 | 1979 | 6 | 14 | 0 | 0 | 0 | 0 | 0 | 0 | 0 | 0 | 0 | 0 | 0 | 0 | 0 | 0 | 0 | 0 | 0.9 | 1.1 | 0 | 0 | 0 | 0 | 0 | 0 |  | 2 | 2 | 2 | 0 |  | 0 | 2 | 0 | 0 | 0
1979-06-15 | 1979 | 6 | 15 | 0 | 0 | 0 | 0 | 0 | 0 | 0 | 0 | 0 | 0 | 0 | 0 | 0 | 0 | 0 | 5.2 | 0.8 | 0 | 0 | 0 | 0 | 0 | 0 | 0 |  | 6 | 6 | 6 | 0 |  | 0 | 6 | 0 | 0 | 0
1979-06-16 | 1979 | 6 | 16 | 0 | 0 | 0 | 0 | 0 | 0 | 0 | 0 | 0 | 0 | 0 | 0 | 0 | 0 | 0 | 0 | 0 | 0 | 0 | 0 | 0 | 0 | 0 | 0 |  | 0 | 0 | 0 | 0 |  | 0 | 0 | 0 | 0 | 0
1979-06-17 | 1979 | 6 | 17 | 0 | 0 | 0 | 0 | 0 | 0.9 | 0.3 | 0 | 0 | 0 | 0 | 0 | 0 | 0.3 | 0 | 0.3 | 0 | 0 | 0 | 0 | 0 | 0 | 0 | 0 |  | 1.8 | 1.8 | 1.8 | 0 |  | 0 | 1.8 | 0 | 0 | 0
1979-06-18 | 1979 | 6 | 18 | 0 | 0 | 0 | 0 | 0 | 0 | 0 | 0 | 0 | 0 | 0 | 0 | 0 | 0 | 0 | 2.6 | 1.3 | 0 | 0 | 0 | 0 | 0 | 0 | 0 |  | 3.9 | 3.9 | 3.9 | 4.4409e-16 |  | 0 | 3.9 | 0 | 0 | 0
1979-06-19 | 1979 | 6 | 19 | 0 | 0 | 0 | 0 | 0 | 0.2 | 1.6 | 1.2 | 0 | 0 | 0 | 0 | 0 | 0 | 0 | 0 | 0 | 0.2 | 0 | 0 | 0 | 0 | 0 | 0 |  | 3.2 | 3.2 | 3.2 | 0 |  | 0 | 3.2 | 0 | 0 | 0
1979-06-20 | 1979 | 6 | 20 | 0 | 8.5 | 0.2 | 0 | 4 | 5.7 | 4.8 | 2.6 | 0.2 | 0 | 0 | 0 | 0 | 0 | 0 | 0 | 0 | 0 | 0 | 0 | 0 | 0 | 0 | 0 |  | 26 | 26 | 26 | 0 |  | 0 | 26 | 0 | 0 | 0
1979-06-21 | 1979 | 6 | 21 | 0 | 0 | 0 | 0 | 0 | 0 | 0 | 0 | 0 | 0 | 0 | 0 | 0 | 0 | 0 | 0 | 0 | 0 | 0 | 0 | 0 | 0 | 0 | 0 |  | 0 | 0 | 0 | 0 |  | 0 | 0 | 0 | 0 | 0
1979-06-22 | 1979 | 6 | 22 | 0 | 0 | 0 | 0 | 0 | 0 | 0 | 0 | 0 | 0 | 0 | 0 | 0 | 0 | 0.7 | 0.3 | 0 | 0 | 0 | 0 | 0 | 0 | 0 | 0 |  | 1 | 1 | 1 | 0 |  | 0 | 1 | 0 | 0 | 0
1979-06-23 | 1979 | 6 | 23 | 0 | 0 | 0 | 0 | 0 | 0 | 0 | 0 | 0 | 0 | 0 | 0 | 0 | 0 | 0 | 0 | 0 | 0 | 0 | 0 | 0 | 0 | 0 | 0 |  | 0 | 0 | 0 | 0 |  | 0 | 0 | 0 | 0 | 0
1979-06-24 | 1979 | 6 | 24 | 0 | 0 | 0 | 0 | 0 | 0 | 0 | 0 | 0 | 0 | 0 | 0 | 0 | 0 | 0 | 0 | 0 | 0 | 0 | 0 | 0 | 0 | 0 | 0 |  | 0 | 0 | 0 | 0 |  | 0 | 0 | 0 | 0 | 0
1979-06-25 | 1979 | 6 | 25 | 0 | 0 | 0 | 0 | 0 | 0 | 0 | 0 | 0 | 0 | 0 | 0 | 0 | 0 | 0 | 0 | 0 | 0 | 0 | 0 | 0 | 0 | 0 | 0 |  | 0 | 0 | 0 | 0 |  | 0 | 0 | 0 | 0 | 0
1979-06-26 | 1979 | 6 | 26 | 0 | 0 | 0 | 0 | 0 | 0 | 0 | 0 | 0 | 0 | 0 | 0 | 0 | 0 | 0 | 0 | 0 | 0 | 0 | 0 | 0 | 0 | 0 | 0 |  | 0 | 0 | 0 | 0 |  | 0 | 0 | 0 | 0 | 0
1979-06-27 | 1979 | 6 | 27 | 0 | 0 | 0 | 0 | 0 | 0 | 0 | 0 | 0 | 0.3 | 0.5 | 0 | 0 | 0 | 0 | 0 | 0 | 0 | 0 | 0 | 0 | 0 | 0 | 0 |  | 0.8 | 0.8 | 0.8 | 0 |  | 0 | 0.8 | 0 | 0 | 0
1979-06-28 | 1979 | 6 | 28 | 0 | 0 | 0 | 0 | 0 | 0 | 0 | 0 | 0 | 0 | 0 | 0 | 0 | 0 | 0 | 0 | 0 | 0 | 0 | 0 | 0 | 0 | 0 | 0 |  | 0 | 0 | 0 | 0 |  | 0 | 0 | 0 | 0 | 0
1979-06-29 | 1979 | 6 | 29 | 0 | 0 | 0 | 0 | 0 | 0 | 0 | 0 | 0 | 0 | 0 | 0 | 0 | 0 | 0 | 0 | 0 | 0 | 0 | 0 | 0 | 0.6 | 0.5 | 0.5 |  | 1.6 | 1.6 | 1.6 | 0 |  | 0 | 1.6 | 0 | 0 | 0
1979-06-30 | 1979 | 6 | 30 | 0 | 0 | 0 | 0 | 0 | 0 | 0 | 0 | 0 | 0 | 0 | 0 | 0 | 0 | 0 | 0 | 0 | 0 | 0 | 0 | 0 | 0 | 0 | 0 |  | 0 | 0 | 0 | 0 |  | 0 | 0 | 0 | 0 | 0
1979-07-01 | 1979 | 7 | 1 | 0 | 0 | 0 | 0 | 0 | 0 | 0 | 0 | 0 | 0 | 0 | 0 | 0 | 0 | 0 | 0 | 0 | 0 | 0 | 0 | 0 | 0 | 0 | 0 |  | 0 | 0 | 0 | 0 |  | 0 | 0 | 0 | 0 | 0
1979-07-02 | 1979 | 7 | 2 | 0 | 0 | 0 | 0 | 0 | 0 | 0 | 0 | 0 | 0 | 0 | 0 | 0 | 0 | 0 | 0 | 0 | 0 | 0 | 0 | 0 | 0 | 0 | 0 |  | 0 | 0 | 0 | 0 |  | 0 | 0 | 0 | 0 | 0
1979-07-03 | 1979 | 7 | 3 | 0 | 0 | 0 | 0 | 0 | 0 | 0 | 0 | 0 | 0 | 0 | 0 | 0 | 0 | 0 | 0 | 0 | 0 | 0 | 0 | 0 | 0 | 0 | 0 |  | 0 | 0 | 0 | 0 |  | 0 | 0 | 0 | 0 | 0
1979-07-04 | 1979 | 7 | 4 | 0 | 0 | 0 | 0 | 0 | 0 | 0 | 0 | 0 | 0 | 0 | 0 | 0 | 0 | 0 | 0 | 0 | 0 | 0 | 0 | 0 | 4.6 | 0 | 0 |  | 4.6 | 4.6 | 4.6 | 0 |  | 0 | 0 | 4.6 | 0 | 0
1979-07-05 | 1979 | 7 | 5 | 0 | 0 | 0 | 0 | 0 | 0 | 0 | 0 | 0 | 0 | 0 | 0 | 0 | 0 | 0 | 0 | 0 | 0 | 0 | 0 | 0 | 0 | 0 | 0 |  | 0 | 0 | 0 | 0 |  | 0 | 0 | 0 | 0 | 0
1979-07-06 | 1979 | 7 | 6 | 0 | 0 | 0 | 0 | 0 | 0 | 0 | 0 | 0 | 0 | 0 | 0 | 0 | 0 | 0 | 0 | 2.5 | 0 | 9.8 | 0.9 | 0 | 0 | 0 | 0 |  | 13.2 | 13.2 | 13.2 | 1.7764e-15 |  | 0 | 0 | 13.2 | 0 | 0
1979-07-07 | 1979 | 7 | 7 | 0 | 0 | 0 | 0 | 0 | 0 | 0 | 0 | 0 | 0 | 0 | 0 | 0 | 0 | 0 | 0 | 0 | 0 | 0 | 0 | 0 | 0 | 0 | 0 |  | 0 | 0 | 0 | 0 |  | 0 | 0 | 0 | 0 | 0
1979-07-08 | 1979 | 7 | 8 | 0 | 0 | 0 | 0 | 0 | 0 | 0 | 0 | 0 | 0 | 0 | 0 | 0 | 0 | 0 | 0 | 0 | 0 | 0 | 0 | 0 | 0 | 0 | 0 |  | 0 | 0 | 0 | 0 |  | 0 | 0 | 0 | 0 | 0
1979-07-09 | 1979 | 7 | 9 | 0 | 0 | 0 | 0 | 0 | 0 | 0 | 0 | 0 | 0 | 0 | 0 | 0 | 0 | 0 | 0 | 0 | 0 | 0 | 0 | 0 | 0 | 0 | 0 |  | 0 | 0 | 0 | 0 |  | 0 | 0 | 0 | 0 | 0
1979-07-10 | 1979 | 7 | 10 | 0 | 0 | 0 | 0 | 0 | 0 | 0 | 0 | 0 | 0.5 | 0.5 | 0 | 0 | 0 | 0 | 0 | 0 | 0 | 0 | 0 | 0 | 0 | 0 | 0 |  | 1 | 1 | 1 | 0 |  | 0 | 0 | 1 | 0 | 0
1979-07-11 | 1979 | 7 | 11 | 0 | 0 | 0 | 0 | 0 | 0 | 0 | 0 | 0 | 0 | 0 | 0 | 0 | 0 | 0 | 0 | 0 | 0 | 0 | 0 | 0 | 0 | 0 | 0 |  | 0 | 0 | 0 | 0 |  | 0 | 0 | 0 | 0 | 0
1979-07-12 | 1979 | 7 | 12 | 0 | 0 | 0 | 0 | 0 | 0 | 0 | 0 | 0 | 0 | 0 | 0 | 0 | 0 | 0 | 0 | 0 | 0 | 0 | 0 | 0 | 0 | 0 | 0 |  | 0 | 0 | 0 | 0 |  | 0 | 0 | 0 | 0 | 0
1979-07-13 | 1979 | 7 | 13 | 0 | 0 | 0 | 0 | 0 | 0 | 0 | 0 | 0 | 0 | 0 | 0 | 0 | 0 | 0 | 0 | 0 | 0 | 0 | 0 | 0 | 0 | 0 | 0 |  | 0 | 0 | 0 | 0 |  | 0 | 0 | 0 | 0 | 0
1979-07-14 | 1979 | 7 | 14 | 0 | 0 | 0 | 0 | 0 | 0 | 0 | 0.2 | 0.2 | 0 | 0 | 0 | 0 | 0 | 0 | 0 | 0 | 0 | 0 | 0 | 0 | 0.7 | 0 | 0 |  | 1.1 | 1.1 | 1.1 | 0 |  | 0 | 0 | 1.1 | 0 | 0
1979-07-15 | 1979 | 7 | 15 | 0 | 0 | 0 | 0 | 0 | 0 | 0 | 0 | 0 | 0 | 0 | 0 | 0 | 0 | 0 | 0 | 0 | 0 | 0 | 0 | 0 | 0 | 0 | 0 |  | 0 | 0 | 0 | 0 |  | 0 | 0 | 0 | 0 | 0
1979-07-16 | 1979 | 7 | 16 | 0 | 0 | 0 | 0 | 0 | 0 | 0 | 0 | 0 | 0 | 0 | 0 | 0 | 0 | 0 | 0 | 0 | 0 | 0 | 0 | 0 | 0 | 0 | 0 |  | 0 | 0 | 0 | 0 |  | 0 | 0 | 0 | 0 | 0
1979-07-17 | 1979 | 7 | 17 | 0 | 0 | 0 | 0 | 0 | 0 | 0 | 0 | 0 | 0 | 0 | 0 | 0 | 0 | 0 | 0 | 0 | 0 | 0 | 0 | 0 | 0 | 0 | 0 |  | 0 | 0 | 0 | 0 |  | 0 | 0 | 0 | 0 | 0
1979-07-18 | 1979 | 7 | 18 | 0 | 0 | 0 | 0 | 0 | 0 | 0 | 0 | 0 | 0 | 0 | 0 | 0 | 0 | 0 | 0 | 0 | 0 | 0 | 0 | 0 | 0 | 0 | 0.4 |  | 0.4 | 0.4 | 0.4 | 0 |  | 0 | 0 | 0.4 | 0 | 0
1979-07-19 | 1979 | 7 | 19 | 0 | 0 | 0 | 0 | 0 | 0 | 0 | 0 | 0 | 0 | 0 | 0 | 0 | 0 | 0 | 0 | 0 | 0 | 0 | 0 | 0 | 0 | 0 | 0 |  | 0 | 0 | 0 | 0 |  | 0 | 0 | 0 | 0 | 0
1979-07-20 | 1979 | 7 | 20 | 0 | 0 | 0 | 0 | 0 | 0 | 0 | 0 | 0 | 0 | 0 | 0 | 0 | 0 | 0 | 0 | 0 | 0 | 0 | 0 | 0 | 0 | 0.8 | 0 |  | 0.8 | 0.8 | 0.8 | 0 |  | 0 | 0 | 0.8 | 0 | 0
1979-07-21 | 1979 | 7 | 21 | 0 | 0 | 0 | 0 | 0 | 0 | 0 | 0 | 0 | 0 | 0 | 0 | 0 | 0 | 0 | 0 | 0 | 0 | 0 | 0 | 0 | 0 | 0 | 0 |  | 0 | 0 | 0 | 0 |  | 0 | 0 | 0 | 0 | 0
1979-07-22 | 1979 | 7 | 22 | 0 | 0 | 0.3 | 0 | 0.3 | 0 | 0 | 0 | 0 | 0 | 0 | 0 | 0 | 0 | 0 | 0 | 0 | 0 | 0 | 0 | 0 | 0 | 0 | 0 |  | 0.6 | 0.6 | 0.6 | 0 |  | 0 | 0 | 0.6 | 0 | 0
1979-07-23 | 1979 | 7 | 23 | 0 | 0 | 0 | 0 | 0 | 0 | 0 | 0 | 0 | 0 | 0 | 0 | 0 | 0 | 0 | 2.1 | 0.3 | 0 | 0 | 0 | 0 | 0 | 0 | 0 |  | 2.4 | 2.4 | 2.4 | 0 |  | 0 | 0 | 2.4 | 0 | 0
1979-07-24 | 1979 | 7 | 24 | 0.2 | 0.4 | 1.1 | 5 | 1.9 | 0.4 | 0 | 0 | 0.2 | 0 | 0 | 0 | 0 | 0 | 0 | 0 | 0 | 0 | 0 | 0 | 0 | 0 | 0 | 0 |  | 9.2 | 9.2 | 9.2 | 0 |  | 0 | 0 | 9.2 | 0 | 0
1979-07-25 | 1979 | 7 | 25 | 0 | 0 | 0 | 0 | 0 | 0 | 0 | 0 | 0 | 0 | 0 | 0 | 0 | 0 | 0 | 0 | 0 | 0 | 0 | 0 | 0 | 0 | 0 | 0 |  | 0 | 0 | 0 | 0 |  | 0 | 0 | 0 | 0 | 0
1979-07-26 | 1979 | 7 | 26 | 0 | 0 | 0 | 0 | 0 | 0 | 0 | 0 | 0 | 0 | 0 | 0 | 0 | 0 | 0 | 0 | 2.2 | 0 | 0 | 0 | 0 | 0 | 0 | 0 |  | 2.2 | 2.2 | 2.2 | 0 |  | 0 | 0 | 2.2 | 0 | 0
1979-07-27 | 1979 | 7 | 27 | 0 | 0 | 0 | 0 | 0 | 0 | 0 | 0 | 0 | 0 | 0 | 0 | 0 | 0 | 0 | 0 | 0 | 0 | 0 | 0 | 0 | 0 | 0 | 0 |  | 0 | 0 | 0 | 0 |  | 0 | 0 | 0 | 0 | 0
1979-07-28 | 1979 | 7 | 28 | 0 | 0 | 0 | 0 | 0 | 0 | 0 | 0 | 0 | 0 | 0 | 0 | 0 | 0 | 0 | 0 | 0.6 | 0 | 0 | 0 | 0 | 0 | 0 | 0 |  | 0.6 | 0.6 | 0.6 | 0 |  | 0 | 0 | 0.6 | 0 | 0
1979-07-29 | 1979 | 7 | 29 | 0 | 0 | 0 | 0 | 0 | 0 | 0 | 0 | 0 | 0 | 0 | 0 | 0 | 0 | 0 | 10 | 0.2 | 0 | 0 | 0 | 0 | 0 | 0 | 0 |  | 10.2 | 10.2 | 10.2 | 0 |  | 0 | 0 | 10.2 | 0 | 0
1979-07-30 | 1979 | 7 | 30 | 0 | 0 | 0 | 0 | 0 | 0 | 0 | 0 | 0 | 0 | 0 | 0 | 0 | 0 | 0 | 0 | 0 | 0 | 0 | 0 | 0 | 0 | 0 | 0 |  | 0 | 0 | 0 | 0 |  | 0 | 0 | 0 | 0 | 0
1979-07-31 | 1979 | 7 | 31 | 0 | 0 | 0 | 0 | 0 | 0 | 0 | 0 | 0 | 0 | 0 | 0 | 0 | 0 | 0 | 0 | 0 | 0 | 0 | 0 | 0 | 0 | 0 | 0 |  | 0 | 0 | 0 | 0 |  | 0 | 0 | 0 | 0 | 0
1979-08-01 | 1979 | 8 | 1 | 0 | 0 | 0 | 0 | 0 | 0 | 0 | 0 | 0 | 0 | 0 | 0 | 0 | 0 | 0 | 0 | 0 | 0 | 0 | 0 | 0 | 0 | 0 | 0 |  | 0 | 0 | 0 | 0 |  | 0 | 0 | 0 | 0 | 0
1979-08-02 | 1979 | 8 | 2 | 0 | 0 | 0 | 0 | 0 | 0 | 0 | 0 | 0 | 0 | 0 | 0 | 0 | 0 | 0 | 0 | 0 | 0 | 0 | 0 | 1.7 | 0 | 0.5 | 0 |  | 2.2 | 2.2 | 2.2 | 0 |  | 0 | 0 | 0 | 2.2 | 0
1979-08-03 | 1979 | 8 | 3 | 0.6 | 0.4 | 0.6 | 2 | 2.6 | 0.6 | 0 | 0 | 0 | 0 | 0 | 0 | 0 | 0 | 0.6 | 1.2 | 0 | 1 | 3.5 | 0.4 | 0.2 | 0 | 0.2 | 0 |  | 13.9 | 13.9 | 13.9 | 1.7764e-15 |  | 0 | 0 | 0 | 13.9 | 0
1979-08-04 | 1979 | 8 | 4 | 0 | 0 | 0 | 0 | 0 | 0 | 0 | 0 | 0 | 0 | 0 | 0 | 0 | 0 | 0 | 0 | 0 | 0 | 0 | 0 | 0 | 0 | 0 | 0 |  | 0 | 0 | 0 | 0 |  | 0 | 0 | 0 | 0 | 0
1979-08-05 | 1979 | 8 | 5 | 0 | 0 | 0 | 0 | 0 | 0 | 0 | 0 | 0 | 0 | 0 | 0 | 0 | 0 | 0 | 0 | 0 | 0 | 0 | 0 | 0 | 0 | 0 | 0 |  | 0 | 0 | 0 | 0 |  | 0 | 0 | 0 | 0 | 0
1979-08-06 | 1979 | 8 | 6 | 0 | 0 | 0 | 0 | 0 | 0 | 0 | 0 | 0 | 0 | 0 | 0 | 0 | 0 | 0 | 0 | 0 | 0 | 0 | 0 | 0 | 0 | 0 | 0 |  | 0 | 0 | 0 | 0 |  | 0 | 0 | 0 | 0 | 0
1979-08-07 | 1979 | 8 | 7 | 0 | 0 | 0 | 0 | 0 | 0 | 0 | 0 | 0 | 0 | 0 | 0 | 0 | 0 | 0 | 0 | 0 | 0 | 0 | 0 | 0 | 0 | 0 | 0 |  | 0 | 0 | 0 | 0 |  | 0 | 0 | 0 | 0 | 0
1979-08-08 | 1979 | 8 | 8 | 0 | 0 | 0 | 0 | 0 | 0 | 0 | 0 | 0 | 0 | 0 | 0 | 0.5 | 1.1 | 0 | 0 | 0 | 0 | 0 | 0 | 0 | 0 | 0 | 0 |  | 1.6 | 1.6 | 1.6 | 0 |  | 0 | 0 | 0 | 1.6 | 0
1979-08-09 | 1979 | 8 | 9 | 0 | 0 | 0 | 0 | 0 | 0 | 0 | 0 | 0 | 0 | 0 | 0 | 0 | 0 | 0 | 0 | 0 | 0 | 0 | 0 | 0 | 0 | 0 | 0 |  | 0 | 0 | 0 | 0 |  | 0 | 0 | 0 | 0 | 0
1979-08-10 | 1979 | 8 | 10 | 0 | 0 | 0 | 0 | 0 | 0 | 0 | 0 | 0 | 0 | 0 | 0 | 0 | 0 | 0 | 0 | 0 | 0 | 0 | 0 | 0 | 0 | 0 | 0 |  | 0 | 0 | 0 | 0 |  | 0 | 0 | 0 | 0 | 0
1979-08-11 | 1979 | 8 | 11 | 0 | 0 | 0 | 0 | 0 | 0 | 0 | 0 | 0 | 0 | 0 | 0 | 0 | 0 | 0 | 0 | 0 | 0 | 0 | 0 | 0 | 0 | 0 | 0 |  | 0 | 0 | 0 | 0 |  | 0 | 0 | 0 | 0 | 0
1979-08-12 | 1979 | 8 | 12 | 0 | 0 | 0 | 0 | 0 | 0 | 0 | 0 | 0 | 0 | 0 | 0 | 0 | 0 | 0 | 0 | 0 | 0 | 0 | 0 | 0 | 0 | 0 | 0 |  | 0 | 0 | 0 | 0 |  | 0 | 0 | 0 | 0 | 0
1979-08-13 | 1979 | 8 | 13 | 0 | 0 | 0 | 0 | 0 | 0 | 0 | 0 | 0 | 0 | 0 | 0 | 0 | 0 | 0 | 0 | 0 | 0 | 0 | 0 | 0 | 0 | 0 | 0 |  | 0 | 0 | 0 | 0 |  | 0 | 0 | 0 | 0 | 0
1979-08-14 | 1979 | 8 | 14 | 0 | 0 | 0 | 0 | 0 | 0 | 0 | 0 | 0 | 0 | 0 | 0 | 0 | 0 | 0 | 0 | 0 | 0 | 0 | 0 | 0 | 0 | 0 | 0 |  | 0 | 0 | 0 | 0 |  | 0 | 0 | 0 | 0 | 0
1979-08-15 | 1979 | 8 | 15 | 0 | 0 | 0 | 0 | 0 | 0 | 0 | 0 | 0 | 0 | 0 | 0 | 0 | 0 | 0 | 0 | 0 | 0 | 0 | 0 | 0 | 0.2 | 0 | 0 |  | 0.2 | 0.2 | 0.2 | 0 |  | 0 | 0 | 0 | 0.2 | 0
1979-08-16 | 1979 | 8 | 16 | 0 | 0 | 0 | 0 | 0 | 0 | 0 | 0 | 0 | 0 | 0 | 0 | 0 | 0 | 0 | 0.4 | 0 | 0 | 0 | 0 | 0 | 0 | 0 | 0 |  | 0.4 | 0.4 | 0.4 | 0 |  | 0 | 0 | 0 | 0.4 | 0
1979-08-17 | 1979 | 8 | 17 | 0 | 0 | 0 | 0 | 0 | 0 | 0 | 0 | 0 | 0 | 0 | 0 | 0 | 0 | 0 | 0 | 0 | 0 | 0 | 0 | 0 | 0 | 0 | 0 |  | 0 | 0 | 0 | 0 |  | 0 | 0 | 0 | 0 | 0
1979-08-18 | 1979 | 8 | 18 | 0 | 0 | 0 | 0 | 0 | 0 | 0 | 0 | 0 | 0 | 0 | 0 | 0 | 0 | 0 | 0 | 0 | 0 | 0 | 0 | 0 | 0 | 0 | 0 |  | 0 | 0 | 0 | 0 |  | 0 | 0 | 0 | 0 | 0
1979-08-19 | 1979 | 8 | 19 | 0 | 0 | 0 | 0 | 0 | 0 | 0 | 0 | 0 | 0 | 0.8 | 0.8 | 2.5 | 2.7 | 0.2 | 0 | 0 | 0 | 0 | 0 | 0 | 0 | 0 | 0 |  | 7 | 7 | 7 | 0 |  | 0 | 0 | 0 | 7 | 0
1979-08-20 | 1979 | 8 | 20 | 0 | 0 | 0 | 0 | 0 | 0 | 0 | 0 | 0 | 0 | 0 | 0 | 0 | 0 | 0 | 0 | 0 | 0 | 0 | 0 | 0 | 0 | 0 | 0 |  | 0 | 0 | 0 | 0 |  | 0 | 0 | 0 | 0 | 0
1979-08-21 | 1979 | 8 | 21 | 0 | 0 | 0 | 0 | 0 | 0 | 0 | 0 | 0 | 0 | 0 | 0 | 0 | 0 | 0 | 0 | 0 | 0 | 0 | 0 | 0 | 0 | 0 | 0 |  | 0 | 0 | 0 | 0 |  | 0 | 0 | 0 | 0 | 0
1979-08-22 | 1979 | 8 | 22 | 0 | 0 | 0 | 0 | 0 | 0 | 0 | 0 | 0 | 0 | 0 | 0 | 0 | 0 | 0 | 0 | 0 | 0 | 0 | 0 | 0 | 0 | 0 | 0 |  | 0 | 0 | 0 | 0 |  | 0 | 0 | 0 | 0 | 0
1979-08-23 | 1979 | 8 | 23 | 0 | 0 | 0 | 0 | 0 | 0 | 0 | 0 | 0 | 0 | 0 | 0 | 0 | 0 | 0 | 0 | 0 | 0 | 0 | 0 | 0 | 0 | 0 | 0 |  | 0 | 0 | 0 | 0 |  | 0 | 0 | 0 | 0 | 0
1979-08-24 | 1979 | 8 | 24 | 0.4 | 0 | 0 | 0 | 0 | 0 | 0 | 0 | 0 | 0 | 0 | 0 | 0 | 0 | 0 | 0 | 0 | 0 | 0 | 0 | 0 | 0 | 0 | 0 |  | 0.4 | 0.4 | 0.4 | 0 |  | 0 | 0 | 0 | 0.4 | 0
1979-08-25 | 1979 | 8 | 25 | 0 | 0 | 0 | 0 | 0 | 0 | 0 | 0.2 | 0 | 0.4 | 0 | 0 | 0 | 0 | 0 | 0 | 0 | 0 | 0 | 0 | 0 | 0 | 0 | 0 |  | 0.6 | 0.6 | 0.6 | 1.1102e-16 |  | 0 | 0 | 0 | 0.6 | 0
1979-08-26 | 1979 | 8 | 26 | 0 | 0 | 0 | 0 | 0 | 0 | 0 | 0 | 0 | 0 | 0 | 0 | 0 | 0 | 0 | 0 | 0 | 0 | 0 | 0 | 0 | 0 | 0 | 0 |  | 0 | 0 | 0 | 0 |  | 0 | 0 | 0 | 0 | 0
1979-08-27 | 1979 | 8 | 27 | 0 | 0 | 0 | 0 | 0 | 0 | 0 | 0 | 0 | 0 | 0 | 0 | 0 | 0 | 0 | 0 | 0 | 0 | 0 | 0 | 0 | 0 | 0 | 0 |  | 0 | 0 | 0 | 0 |  | 0 | 0 | 0 | 0 | 0
1979-08-28 | 1979 | 8 | 28 | 0 | 0 | 0 | 0 | 0 | 0 | 0 | 0 | 0 | 0 | 0 | 0 | 0 | 0 | 0 | 0 | 0 | 0 | 0 | 0 | 0 | 0 | 0 | 0 |  | 0 | 0 | 0 | 0 |  | 0 | 0 | 0 | 0 | 0
1979-08-29 | 1979 | 8 | 29 | 0 | 0 | 0 | 0 | 0 | 0 | 0 | 0 | 0 | 0 | 0 | 0 | 0 | 0 | 0 | 0 | 0 | 0 | 0 | 0 | 0 | 0 | 0 | 0 |  | 0 | 0 | 0 | 0 |  | 0 | 0 | 0 | 0 | 0
1979-08-30 | 1979 | 8 | 30 | 0 | 0 | 0 | 0 | 0 | 0 | 0 | 0 | 0 | 0 | 0 | 0 | 0 | 0 | 0 | 0 | 0 | 0 | 0.8 | 0.2 | 0 | 0 | 0 | 0 |  | 1 | 1 | 1 | 0 |  | 0 | 0 | 0 | 1 | 0
1979-08-31 | 1979 | 8 | 31 | 0 | 0 | 0 | 0 | 0 | 0 | 0 | 0 | 0 | 0 | 0 | 0 | 0 | 0 | 0 | 0 | 0 | 0 | 0 | 0 | 1.2 | 0 | 0 | 0 |  | 1.2 | 1.2 | 1.2 | 0 |  | 0 | 0 | 0 | 1.2 | 0
1979-09-01 | 1979 | 9 | 1 | 0 | 0 | 0 | 0 | 0 | 0 | 0 | 0 | 0 | 0 | 0 | 0 | 0 | 0 | 0 | 0 | 0 | 0 | 0 | 0 | 0 | 0 | 0 | 0 |  | 0 | 0 | 0 | 0 |  | 0 | 0 | 0 | 0 | 0
1979-09-02 | 1979 | 9 | 2 | 0 | 0 | 0 | 0 | 0 | 0 | 0 | 0 | 0 | 0 | 0 | 0 | 0 | 0 | 0 | 0 | 0 | 0 | 0 | 0 | 0 | 0 | 0 | 0 |  | 0 | 0 | 0 | 0 |  | 0 | 0 | 0 | 0 | 0
1979-09-03 | 1979 | 9 | 3 | 0 | 0 | 0 | 0 | 0 | 0 | 0 | 0 | 0 | 0 | 0 | 0 | 0 | 0 | 0 | 0 | 0 | 0 | 0 | 0 | 0 | 0 | 0 | 0 |  | 0 | 0 | 0 | 0 |  | 0 | 0 | 0 | 0 | 0
1979-09-04 | 1979 | 9 | 4 | 0 | 0 | 0 | 0 | 0 | 0 | 0 | 0 | 0 | 0 | 0 | 0 | 0 | 0 | 0 | 0 | 0 | 0 | 0 | 0 | 0 | 0 | 0 | 0 |  | 0 | 0 | 0 | 0 |  | 0 | 0 | 0 | 0 | 0
1979-09-05 | 1979 | 9 | 5 | 0 | 0 | 0 | 0 | 0 | 0 | 0 | 0 | 0 | 0 | 0 | 0 | 0 | 0 | 0 | 0 | 0 | 0 | 0 | 0 | 0 | 0 | 0 | 0 |  | 0 | 0 | 0 | 0 |  | 0 | 0 | 0 | 0 | 0
1979-09-06 | 1979 | 9 | 6 | 0 | 0 | 0 | 0 | 0 | 0 | 0 | 0 | 0 | 0 | 0 | 0 | 0 | 0 | 0 | 0 | 0 | 0 | 0 | 0 | 0 | 0 | 0 | 0 |  | 0 | 0 | 0 | 0 |  | 0 | 0 | 0 | 0 | 0
1979-09-07 | 1979 | 9 | 7 | 0 | 0 | 0 | 0 | 0 | 0 | 0 | 0 | 0 | 0 | 0 | 0 | 0 | 0 | 0 | 0 | 0 | 0 | 0 | 0 | 0 | 0 | 0 | 0 |  | 0 | 0 | 0 | 0 |  | 0 | 0 | 0 | 0 | 0
1979-09-08 | 1979 | 9 | 8 | 0 | 0 | 0 | 0 | 0 | 0 | 0 | 0 | 0 | 0 | 0 | 0 | 0 | 0 | 0 | 0 | 0 | 0 | 0 | 0 | 0 | 0 | 0 | 0 |  | 0 | 0 | 0 | 0 |  | 0 | 0 | 0 | 0 | 0
1979-09-09 | 1979 | 9 | 9 | 0 | 0 | 0 | 0 | 1.4 | 6.2 | 0.4 | 0 | 0 | 0 | 0 | 0 | 0 | 0 | 1.8 | 0.2 | 0 | 0 | 0 | 0 | 0 | 0 | 0.2 | 0.2 |  | 10.4 | 10.4 | 10.4 | 1.7764e-15 |  | 0 | 0 | 0 | 0 | 10.4
1979-09-10 | 1979 | 9 | 10 | 0.9 | 0.2 | 0 | 0 | 0 | 0 | 0 | 0 | 0 | 0 | 0 | 0 | 0 | 0 | 0 | 0 | 0 | 0.2 | 2.7 | 0 | 0 | 0.2 | 0.5 | 0.5 |  | 5.2 | 5.2 | 5.2 | 0 |  | 0 | 0 | 0 | 0 | 5.2
1979-09-11 | 1979 | 9 | 11 | 0 | 0 | 0 | 0 | 0 | 0 | 0 | 0 | 0 | 0 | 0 | 0.4 | 0 | 0 | 0 | 0 | 0 | 0 | 0 | 0 | 0 | 0 | 0 | 0 |  | 0.4 | 0.4 | 0.4 | 0 |  | 0 | 0 | 0 | 0 | 0.4
1979-09-12 | 1979 | 9 | 12 | 0 | 0 | 0 | 0 | 0 | 0 | 0 | 0 | 0 | 0 | 0 | 0 | 0 | 0 | 0 | 0 | 0 | 0 | 0 | 0 | 0 | 0 | 0 | 0 |  | 0 | 0 | 0 | 0 |  | 0 | 0 | 0 | 0 | 0
1979-09-13 | 1979 | 9 | 13 | 0 | 0 | 0 | 0 | 0 | 0 | 0 | 0 | 0 | 0 | 0 | 0 | 0 | 0 | 0 | 0 | 0 | 0 | 0 | 0 | 0 | 0 | 0 | 0 |  | 0 | 0 | 0 | 0 |  | 0 | 0 | 0 | 0 | 0
1979-09-14 | 1979 | 9 | 14 | 0 | 0 | 0 | 0 | 0 | 0 | 0 | 0 | 0 | 0 | 0 | 0 | 0 | 0 | 0 | 0 | 0 | 0 | 0 | 0 | 0 | 0 | 0 | 0 |  | 0 | 0 | 0 | 0 |  | 0 | 0 | 0 | 0 | 0
1979-09-15 | 1979 | 9 | 15 | 0 | 0 | 0 | 0 | 0 | 0 | 0 | 0 | 0 | 0 | 0 | 0 | 0 | 0 | 0 | 0 | 0 | 0 | 0 | 0 | 0 | 0 | 0 | 0 |  | 0 | 0 | 0 | 0 |  | 0 | 0 | 0 | 0 | 0
1979-09-16 | 1979 | 9 | 16 | 0 | 0 | 0 | 0 | 0 | 0 | 0 | 0 | 0 | 0 | 0 | 0 | 0 | 0 | 0 | 0 | 0 | 0 | 0 | 0 | 0 | 0 | 0 | 0 |  | 0 | 0 | 0 | 0 |  | 0 | 0 | 0 | 0 | 0
1979-09-17 | 1979 | 9 | 17 | 0 | 0 | 0 | 0 | 0 | 0 | 0 | 0 | 0 | 0 | 0 | 0 | 0 | 0 | 0 | 0 | 0 | 0 | 0 | 0 | 0 | 0 | 0 | 0 |  | 0 | 0 | 0 | 0 |  | 0 | 0 | 0 | 0 | 0
1979-09-18 | 1979 | 9 | 18 | 0 | 0 | 0 | 0 | 0 | 0 | 0 | 0 | 0 | 0 | 0 | 0 | 0 | 0 | 0 | 0 | 0 | 0 | 0 | 0 | 0 | 0 | 0 | 0 |  | 0 | 0 | 0 | 0 |  | 0 | 0 | 0 | 0 | 0
1979-09-19 | 1979 | 9 | 19 | 0 | 0 | 0 | 0 | 0 | 0 | 0 | 0 | 0 | 0 | 0 | 0 | 0.2 | 0.1 | 0 | 0 | 0 | 0 | 0 | 0 | 0 | 0 | 0 | 0 |  | 0.3 | 0.3 | 0.3 | 5.5511e-17 |  | 0 | 0 | 0 | 0 | 0.3
1979-09-20 | 1979 | 9 | 20 | 0 | 0 | 0 | 0 | 0 | 0 | 0 | 0 | 0 | 0 | 0 | 0 | 0 | 0 | 0 | 0 | 0 | 0 | 0 | 0 | 0 | 0 | 0 | 0 |  | 0 | 0 | 0 | 0 |  | 0 | 0 | 0 | 0 | 0
1979-09-21 | 1979 | 9 | 21 | 0 | 0 | 0 | 0 | 0 | 0 | 0 | 0 | 0 | 0 | 0 | 0 | 0.7 | 2.5 | 0 | 0 | 0 | 0.2 | 0.2 | 0 | 0 | 0 | 0 | 0 |  | 3.6 | 3.6 | 3.6 | 4.4409e-16 |  | 0 | 0 | 0 | 0 | 3.6
1979-09-22 | 1979 | 9 | 22 | 0 | 0 | 0 | 0 | 0 | 0 | 0 | 0 | 0 | 0 | 0 | 0 | 0 | 0 | 0 | 0 | 0 | 0 | 0 | 0 | 0 | 0 | 0 | 0 |  | 0 | 0 | 0 | 0 |  | 0 | 0 | 0 | 0 | 0
1979-09-23 | 1979 | 9 | 23 | 0 | 0 | 0 | 0 | 0 | 0 | 0 | 0 | 0 | 0 | 0 | 0 | 0 | 0 | 0 | 0 | 0 | 0 | 0 | 0 | 0 | 0 | 0 | 0 |  | 0 | 0 | 0 | 0 |  | 0 | 0 | 0 | 0 | 0
1979-09-24 | 1979 | 9 | 24 | 0 | 0 | 0 | 0 | 0 | 0 | 0 | 0 | 0 | 0 | 0 | 0 | 0 | 0 | 0 | 0 | 0 | 0 | 0 | 0 | 0 | 0 | 0 | 0 |  | 0 | 0 | 0 | 0 |  | 0 | 0 | 0 | 0 | 0
1979-09-25 | 1979 | 9 | 25 | 0 | 0 | 0 | 0 | 0 | 0 | 0 | 0 | 0 | 0 | 0 | 0 | 0 | 0 | 0 | 0 | 0 | 0 | 0 | 0 | 0 | 0 | 0 | 0 |  | 0 | 0 | 0 | 0 |  | 0 | 0 | 0 | 0 | 0
1979-09-26 | 1979 | 9 | 26 | 0 | 0 | 0 | 0 | 0 | 0 | 0 | 0 | 0 | 0 | 0 | 0 | 0 | 0 | 0 | 0 | 0 | 0 | 0 | 0 | 0 | 0 | 0 | 0 |  | 0 | 0 | 0 | 0 |  | 0 | 0 | 0 | 0 | 0
1979-09-27 | 1979 | 9 | 27 | 0 | 0 | 0 | 0 | 0 | 0 | 0 | 0 | 0 | 0 | 0 | 0 | 0 | 0 | 0 | 0 | 0 | 0 | 0 | 0 | 0 | 0 | 0 | 0 |  | 0 | 0 | 0 | 0 |  | 0 | 0 | 0 | 0 | 0
1979-09-28 | 1979 | 9 | 28 | 0 | 0 | 0 | 0 | 0 | 0 | 0 | 0 | 0 | 0 | 0 | 0 | 0 | 0 | 0 | 0 | 0 | 0 | 0 | 0 | 0 | 0 | 0 | 0 |  | 0 | 0 | 0 | 0 |  | 0 | 0 | 0 | 0 | 0
1979-09-29 | 1979 | 9 | 29 | 0 | 0 | 0 | 0 | 0 | 0 | 0 | 0 | 0 | 0 | 0 | 0 | 0 | 0 | 0 | 0 | 0 | 0 | 0 | 0 | 0 | 0 | 0 | 0 |  | 0 | 0 | 0 | 0 |  | 0 | 0 | 0 | 0 | 0
1979-09-30 | 1979 | 9 | 30 | 0 | 0 | 0 | 0 | 0 | 0 | 0 | 0 | 0 | 0 | 0 | 0 | 0 | 0 | 0 | 0 | 0 | 0 | 0 | 0 | 0 | 0 | 0 | 0 |  | 0 | 0 | 0 | 0 |  | 0 | 0 | 0 | 0 | 0
1979-10-01 | 1979 | 10 | 1 | 0 | 0 | 0 | 0 | 0 | 0 | 0 | 0 | 0 | 0 | 0 | 0 | 0 | 0 | 0 | 0 | 0 | 0 | 0 | 0 | 0 | 0 | 0 | 0 |  | 0 | 0 | 0 | 0 |  | 0 | 0 | 0 | 0 | 0
1979-10-02 | 1979 | 10 | 2 | 0 | 0 | 0 | 0 | 0 | 0 | 0 | 0 | 0 | 0 | 0 | 0 | 0 | 0 | 0 | 0 | 0 | 0 | 0 | 0 | 0 | 0 | 0 | 0 |  | 0 | 0 | 0 | 0 |  | 0 | 0 | 0 | 0 | 0
1979-10-03 | 1979 | 10 | 3 | 0 | 0 | 0 | 0 | 0 | 0 | 0 | 0 | 0 | 0 | 0 | 0 | 0 | 0 | 0 | 0 | 0 | 0 | 0 | 0 | 0 | 0 | 0 | 0 |  | 0 | 0 | 0 | 0 |  | 0 | 0 | 0 | 0 | 0
1979-10-04 | 1979 | 10 | 4 | 0 | 0 | 0 | 0 | 0 | 0 | 0 | 0 | 0 | 0 | 0 | 0 | 0 | 0 | 0 | 0 | 0 | 0 | 0 | 0 | 0 | 0 | 0 | 0 |  | 0 | 0 | 0 | 0 |  | 0 | 0 | 0 | 0 | 0
1979-10-05 | 1979 | 10 | 5 | 0 | 0 | 0 | 0 | 0 | 0 | 0 | 0 | 0 | 0 | 0 | 0 | 0 | 0 | 0 | 0 | 0 | 0 | 0 | 0 | 0 | 0 | 0 | 0 |  | 0 | 0 | 0 | 0 |  | 0 | 0 | 0 | 0 | 0
1979-10-06 | 1979 | 10 | 6 | 0 | 0 | 0 | 0 | 0 | 0 | 0 | 0 | 0 | 0 | 0 | 0 | 0 | 0 | 0 | 0 | 0 | 0 | 0 | 0 | 0 | 0 | 0 | 0 |  | 0 | 0 | 0 | 0 |  | 0 | 0 | 0 | 0 | 0
1979-10-07 | 1979 | 10 | 7 | 0 | 0 | 0 | 0 | 0 | 0 | 0 | 0 | 0 | 0 | 0 | 0 | 0 | 0 | 0 | 0 | 2.4 | 1 | 0 | 0.7 | 0 | 0 | 0.5 | 0.2 |  | 4.8 | 4.8 | 4.8 | 0 |  | 0 | 0 | 0 | 0 | 0
1979-10-08 | 1979 | 10 | 8 | 0 | 0 | 0 | 0 | 0 | 0 | 0 | 0 | 0 | 0 | 0 | 0 | 0 | 0 | 0 | 0 | 0 | 0 | 0 | 0 | 0 | 0 | 0 | 0 |  | 0 | 0 | 0 | 0 |  | 0 | 0 | 0 | 0 | 0
1979-10-09 | 1979 | 10 | 9 | 0 | 0 | 0 | 0 | 0 | 0 | 0 | 0 | 0 | 0 | 0 | 0 | 0 | 0 | 0 | 0 | 0 | 0 | 0 | 0 | 0 | 0 | 0 | 0 |  | 0 | 0 | 0 | 0 |  | 0 | 0 | 0 | 0 | 0
1979-10-10 | 1979 | 10 | 10 | 0 | 0 | 0 | 0 | 0 | 0 | 0 | 0 | 0 | 0 | 0 | 0 | 0 | 0 | 0 | 0 | 0 | 0 | 0 | 0 | 0 | 0 | 0 | 0 |  | 0 | 0 | 0 | 0 |  | 0 | 0 | 0 | 0 | 0
1979-10-11 | 1979 | 10 | 11 | 0 | 0 | 0 | 0 | 0 | 0 | 0 | 0 | 0 | 0 | 0 | 0 | 0 | 0 | 0 | 0 | 0 | 0 | 0 | 0 | 0 | 0 | 0 | 0 |  | 0 | 0 | 0 | 0 |  | 0 | 0 | 0 | 0 | 0
1979-10-12 | 1979 | 10 | 12 | 0 | 0 | 0 | 0 | 0 | 0 | 0 | 0 | 0 | 0 | 0 | 0 | 0 | 0 | 0 | 0 | 0 | 0 | 0 | 0 | 0 | 0 | 0 | 0 |  | 0 | 0 | 0 | 0 |  | 0 | 0 | 0 | 0 | 0
1979-10-13 | 1979 | 10 | 13 | 0 | 0 | 0 | 0 | 0 | 0 | 0 | 0 | 0 | 0 | 0 | 0 | 0 | 0 | 0 | 0 | 0 | 0 | 0 | 0 | 0 | 0 | 0 | 0 |  | 0 | 0 | 0 | 0 |  | 0 | 0 | 0 | 0 | 0
1979-10-14 | 1979 | 10 | 14 | 0 | 0 | 0 | 0 | 0 | 0 | 0 | 0 | 0 | 0 | 0 | 0 | 0 | 0 | 0 | 0 | 0 | 0 | 0 | 0 | 0.2 | 0 | 0 | 0 |  | 0.2 | 0.2 | 0.2 | 0 |  | 0 | 0 | 0 | 0 | 0
1979-10-15 | 1979 | 10 | 15 | 0 | 0 | 0 | 0 | 0 | 0 | 0 | 0 | 0 | 0 | 0 | 0 | 0 | 0 | 0 | 0 | 0 | 0 | 0 | 0 | 0 | 0 | 0 | 0 |  | 0 | 0 | 0 | 0 |  | 0 | 0 | 0 | 0 | 0
1979-10-16 | 1979 | 10 | 16 | 0 | 0 | 0 | 0 | 0 | 0 | 0 | 0 | 0 | 0 | 0 | 0 | 0 | 0 | 0 | 0 | 0 | 0 | 0 | 0 | 0 | 0 | 0 | 0 |  | 0 | 0 | 0 | 0 |  | 0 | 0 | 0 | 0 | 0
1979-10-17 | 1979 | 10 | 17 | 0 | 0 | 0 | 0 | 0 | 0 | 0 | 0 | 0 | 0 | 0 | 0 | 0 | 0.6 | 0.5 | 0.5 | 0 | 0 | 0 | 0 | 0 | 0 | 0 | 0 |  | 1.6 | 1.6 | 1.6 | 0 |  | 0 | 0 | 0 | 0 | 0
1979-10-18 | 1979 | 10 | 18 | 0 | 0 | 0 | 0 | 0 | 0 | 0 | 0 | 0 | 0 | 0 | 0 | 0 | 0 | 0 | 0 | 0 | 0 | 0 | 0 | 0 | 0 | 0 | 0 |  | 0 | 0 | 0 | 0 |  | 0 | 0 | 0 | 0 | 0
1979-10-19 | 1979 | 10 | 19 | 0 | 0 | 0 | 0 | 0 | 0 | 0 | 0 | 0 | 0 | 0 | 0.5 | 0.5 | 0.5 | 0.5 | 0.5 | 1 | 0.6 | 1 | 0.5 | 0.5 | 0.5 | 0.5 | 0.5 |  | 7.6 | 7.6 | 7.6 | 0 |  | 0 | 0 | 0 | 0 | 0
1979-10-20 | 1979 | 10 | 20 | 0.3 | 0.3 | 0.3 | 0.2 | 0.3 | 0.3 | 0.3 | 0.3 | 0.3 | 0.3 | 0.2 | 0.3 | 0.3 | 0.3 | 0 | 0 | 0 | 0 | 0 | 0 | 0 | 0 | 0 | 0 |  | 4 | 4 | 4 | 8.8818e-16 |  | 0 | 0 | 0 | 0 | 0
1979-10-21 | 1979 | 10 | 21 | 0 | 0 | 0 | 0 | 0 | 0 | 0 | 0 | 0 | 0 | 0 | 0 | 0 | 0 | 0 | 0 | 0 | 0 | 0 | 0 | 0 | 0 | 0 | 0 |  | 0 | 0 | 0 | 0 |  | 0 | 0 | 0 | 0 | 0
1979-10-22 | 1979 | 10 | 22 | 0 | 0 | 0 | 0 | 0 | 0 | 0 | 0 | 0 | 0 | 0 | 0 | 0 | 0 | 0 | 0 | 0 | 0 | 0 | 0 | 0 | 0 | 0 | 0 |  | 0 | 0 | 0 | 0 |  | 0 | 0 | 0 | 0 | 0
1979-10-23 | 1979 | 10 | 23 | 0 | 0 | 0 | 0 | 0 | 0 | 0 | 0 | 0 | 0 | 0 | 0 | 0 | 0 | 0 | 0 | 0 | 0 | 0 | 0 | 0 | 0 | 0 | 0 |  | 0 | 0 | 0 | 0 |  | 0 | 0 | 0 | 0 | 0
1979-10-24 | 1979 | 10 | 24 | 0 | 0.4 | 0 | 0 | 0 | 0 | 0 | 0 | 0 | 0 | 0 | 0 | 0 | 0 | 0 | 0 | 0 | 0 | 0 | 0 | 0 | 0 | 0 | 0 |  | 0.4 | 0.4 | 0.4 | 0 |  | 0 | 0 | 0 | 0 | 0
1979-10-25 | 1979 | 10 | 25 | 0 | 0 | 0 | 0 | 0 | 0 | 0 | 0 | 0 | 0 | 0 | 0 | 0 | 0 | 0 | 0 | 0 | 0 | 0 | 0 | 0 | 0 | 0 | 0 |  | 0 | 0 | 0 | 0 |  | 0 | 0 | 0 | 0 | 0
1979-10-26 | 1979 | 10 | 26 | 0 | 0 | 0 | 0 | 0 | 0 | 0 | 0 | 0 | 0 | 0 | 0 | 0 | 0 | 0 | 0 | 0 | 0 | 0 | 0 | 0 | 0 | 0 | 0 |  | 0 | 0 | 0 | 0 |  | 0 | 0 | 0 | 0 | 0
1979-10-27 | 1979 | 10 | 27 | 0 | 0 | 0 | 0 | 0 | 0 | 0 | 0 | 0 | 0 | 0 | 0 | 0 | 0 | 0 | 0 | 0 | 0 | 0 | 0 | 0 | 0.9 | 0.3 | 0 |  | 1.2 | 1.2 | 1.2 | 0 |  | 0 | 0 | 0 | 0 | 0
1979-10-28 | 1979 | 10 | 28 | 0 | 0 | 0 | 0 | 0 | 0 | 0 | 0 | 0 | 0 | 0 | 0 | 0 | 0 | 0 | 0 | 0 | 0 | 0 | 0 | 0 | 0 | 0 | 0 |  | 0 | 0 | 0 | 0 |  | 0 | 0 | 0 | 0 | 0
1979-10-29 | 1979 | 10 | 29 | 0 | 0 | 0 | 0 | 0 | 0 | 0 | 0 | 0 | 0 | 0 | 0 | 0 | 0 | 0 | 0 | 0 | 0 | 0 | 0 | 0 | 0 | 0 | 0 |  | 0 | 0 | 0 | 0 |  | 0 | 0 | 0 | 0 | 0
1979-10-30 | 1979 | 10 | 30 | 0 | 0 | 0 | 0 | 0 | 0 | 0 | 0 | 0 | 0 | 0 | 0 | 0 | 0 | 0 | 0 | 0 | 0 | 0 | 0 | 0 | 0 | 0 | 0 |  | 0 | 0 | 0 | 0 |  | 0 | 0 | 0 | 0 | 0
1979-10-31 | 1979 | 10 | 31 | 0 | 0 | 0 | 0 | 0 | 0 | 0 | 0 | 0 | 0 | 0 | 0 | 0 | 0 | 0 | 0 | 0 | 0 | 0 | 0 | 0 | 0 | 0 | 0 |  | 0 | 0 | 0 | 0 |  | 0 | 0 | 0 | 0 | 0
1979-11-01 | 1979 | 11 | 1 | 0 | 0 | 0 | 0 | 0 | 0 | 0 | 0 | 0 | 0 | 0 | 0 | 0 | 0 | 0 | 0 | 0 | 0 | 0 | 0 | 0 | 0 | 0 | 0 |  | 0 | 0 | 0 | 0 |  | 0 | 0 | 0 | 0 | 0
1979-11-02 | 1979 | 11 | 2 | 0 | 0 | 0 | 0 | 0 | 0 | 0 | 0 | 0 | 0 | 0 | 0 | 0 | 0 | 0 | 0 | 0 | 0 | 0 | 0 | 0 | 0 | 0 | 0 |  | 0 | 0 | 0 | 0 |  | 0 | 0 | 0 | 0 | 0
1979-11-03 | 1979 | 11 | 3 | 0 | 0 | 0 | 0 | 0 | 0 | 0 | 0 | 0 | 0 | 0 | 0 | 0 | 0 | 0 | 0 | 0 | 0 | 0 | 0 | 0 | 0 | 0 | 0 |  | 0 | 0 | 0 | 0 |  | 0 | 0 | 0 | 0 | 0
1979-11-04 | 1979 | 11 | 4 | 0 | 0 | 0 | 0 | 0 | 0 | 0 | 0 | 0 | 0 | 0 | 0 | 0 | 0 | 0 | 0 | 0 | 0 | 0 | 0 | 0 | 0 | 0 | 0 |  | 0 | 0 | 0 | 0 |  | 0 | 0 | 0 | 0 | 0
1979-11-05 | 1979 | 11 | 5 | 0 | 0 | 0 | 0 | 0 | 0 | 0 | 0 | 0 | 0 | 0 | 0 | 0 | 0 | 0 | 0 | 0 | 0 | 0 | 0 | 0 | 0 | 0 | 0 |  | 0 | 0 | 0 | 0 |  | 0 | 0 | 0 | 0 | 0
1979-11-06 | 1979 | 11 | 6 | 0 | 0 | 0 | 0 | 0 | 0 | 0 | 0 | 0 | 0 | 0 | 0 | 0 | 0 | 0 | 0 | 0 | 0 | 0 | 0 | 0 | 0 | 0 | 0 |  | 0 | 0 | 0 | 0 |  | 0 | 0 | 0 | 0 | 0
1979-11-07 | 1979 | 11 | 7 | 0 | 0 | 0 | 0 | 0 | 0 | 0 | 0 | 0 | 0 | 0 | 0 | 0 | 0 | 0 | 0 | 0 | 0 | 0 | 0 | 0 | 0 | 0 | 0 |  | 0 | 0 | 0 | 0 |  | 0 | 0 | 0 | 0 | 0
1979-11-08 | 1979 | 11 | 8 | 0 | 0 | 0 | 0 | 0 | 0 | 0 | 0 | 0 | 0 | 0 | 0 | 0 | 0 | 0 | 0 | 0 | 0 | 0 | 0 | 0 | 0 | 0 | 0 |  | 0 | 0 | 0 | 0 |  | 0 | 0 | 0 | 0 | 0
1979-11-09 | 1979 | 11 | 9 | 0 | 0 | 0 | 0.1 | 0 | 0 | 0 | 0 | 0 | 0 | 0 | 0 | 0 | 0 | 0 | 0 | 0 | 0 | 0 | 0 | 0.1 | 0 | 0 | 0 |  | 0.2 | 0.2 | 0.2 | 0 |  | 0 | 0 | 0 | 0 | 0
1979-11-10 | 1979 | 11 | 10 | 0 | 0.1 | 0 | 0 | 0 | 0 | 0 | 0 | 0 | 0 | 0 | 0 | 0 | 0.1 | 0 | 0 | 0 | 0 | 0 | 0 | 0 | 0 | 0 | 0 |  | 0.2 | 0.2 | 0.2 | 0 |  | 0 | 0 | 0 | 0 | 0
1979-11-11 | 1979 | 11 | 11 | 0 | 0 | 0 | 0 | 0 | 0 | 0 | 0 | 0 | 0 | 0 | 0 | 0 | 0 | 0 | 0 | 0 | 0 | 0 | 0 | 0 | 0 | 0 | 0 |  | 0 | 0 | 0 | 0 |  | 0 | 0 | 0 | 0 | 0
1979-11-12 | 1979 | 11 | 12 | 0 | 0 | 0 | 0 | 0 | 0 | 0 | 0 | 0 | 0 | 0 | 0 | 0 | 0 | 0 | 0 | 0 | 0 | 0 | 0 | 0 | 0 | 0 | 0 |  | 0 | 0 | 0 | 0 |  | 0 | 0 | 0 | 0 | 0
1979-11-13 | 1979 | 11 | 13 | 0 | 0 | 0 | 0 | 0 | 0 | 0 | 0 | 0 | 0 | 0 | 0 | 0 | 0 | 0 | 0 | 0 | 0 | 0 | 0 | 0 | 0 | 0 | 0 |  | 0 | 0 | 0 | 0 |  | 0 | 0 | 0 | 0 | 0
1979-11-14 | 1979 | 11 | 14 | 0 | 0 | 0 | 0 | 0 | 0 | 0 | 0 | 0 | 0 | 0 | 0 | 0 | 0 | 0 | 0 | 0 | 0 | 0 | 0 | 0 | 0 | 0 | 0 |  | 0 | 0 | 0 | 0 |  | 0 | 0 | 0 | 0 | 0
1979-11-15 | 1979 | 11 | 15 | 0 | 0 | 0 | 0 | 0 | 0 | 0 | 0 | 0 | 0 | 0 | 0 | 0 | 0 | 0 | 0 | 0 | 0 | 0 | 0 | 0 | 0 | 0 | 0 |  | 0 | 0 | 0 | 0 |  | 0 | 0 | 0 | 0 | 0
1979-11-16 | 1979 | 11 | 16 | 0 | 0 | 0 | 0 | 0 | 0 | 0 | 0 | 0 | 0 | 0 | 0 | 0 | 0 | 0 | 0 | 0 | 0 | 0 | 0 | 0 | 0 | 0 | 0 |  | 0 | 0 | 0 | 0 |  | 0 | 0 | 0 | 0 | 0
1979-11-17 | 1979 | 11 | 17 | 0 | 0 | 0 | 0 | 0 | 0 | 0 | 0 | 0 | 0 | 0 | 0 | 0 | 0 | 0 | 0 | 0 | 0 | 0 | 0 | 0 | 0 | 0 | 0 |  | 0 | 0 | 0 | 0 |  | 0 | 0 | 0 | 0 | 0
1979-11-18 | 1979 | 11 | 18 | 0 | 0 | 0 | 0 | 0 | 0 | 0 | 0 | 0 | 0 | 0 | 0 | 0 | 0 | 0 | 0 | 0 | 0 | 0 | 0 | 0 | 0 | 0 | 0 |  | 0 | 0 | 0 | 0 |  | 0 | 0 | 0 | 0 | 0
1979-11-19 | 1979 | 11 | 19 | 0 | 0 | 0 | 0 | 0 | 0 | 0 | 0 | 0 | 0 | 0 | 0 | 0 | 0 | 0 | 0 | 0 | 0 | 0 | 0 | 0 | 0 | 0 | 0 |  | 0 | 0 | 0 | 0 |  | 0 | 0 | 0 | 0 | 0
1979-11-20 | 1979 | 11 | 20 | 0 | 0 | 0 | 0 | 0 | 0 | 0 | 0 | 0 | 0 | 0 | 0 | 0 | 0 | 0 | 0 | 0 | 0 | 0 | 0 | 0 | 0 | 0 | 0 |  | 0 | 0 | 0 | 0 |  | 0 | 0 | 0 | 0 | 0
1979-11-21 | 1979 | 11 | 21 | 0 | 0 | 0 | 0 | 0 | 0 | 0 | 0 | 0 | 0 | 0 | 0 | 0 | 0 | 0 | 0 | 0 | 0 | 0 | 0 | 0 | 0 | 0 | 0 |  | 0 | 0 | 0 | 0 |  | 0 | 0 | 0 | 0 | 0
1979-11-22 | 1979 | 11 | 22 | 0 | 0 | 0 | 0 | 0 | 0 | 0 | 0 | 0 | 0 | 0 | 0 | 0 | 0 | 0 | 0 | 0 | 0 | 0 | 0 | 0 | 0 | 0 | 0 |  | 0 | 0 | 0 | 0 |  | 0 | 0 | 0 | 0 | 0
1979-11-23 | 1979 | 11 | 23 | 0 | 0 | 0 | 0 | 0 | 0 | 0 | 0 | 0 | 0 | 0 | 0 | 0 | 0 | 0 | 0 | 0 | 0 | 0 | 0 | 0 | 0 | 0 | 0 |  | 0 | 0 | 0 | 0 |  | 0 | 0 | 0 | 0 | 0
1979-11-24 | 1979 | 11 | 24 | 0 | 0 | 0 | 0 | 0 | 0 | 0.1 | 0.2 | 0 | 0.1 | 0.1 | 0.1 | 0.2 | 0.1 | 0 | 0 | 0 | 0.1 | 0.2 | 0.1 | 0.1 | 0.1 | 0.2 | 0.1 |  | 1.8 | 1.8 | 1.8 | 2.2204e-16 |  | 0 | 0 | 0 | 0 | 0
1979-11-25 | 1979 | 11 | 25 | 0 | 0 | 0.1 | 0 | 0 | 0 | 0 | 0 | 0.1 | 0 | 0 | 0 | 0 | 0 | 0.1 | 0 | 0 | 0 | 0 | 0 | 0 | 0.1 | 0 | 0 |  | 0.4 | 0.4 | 0.4 | 0 |  | 0 | 0 | 0 | 0 | 0
1979-11-26 | 1979 | 11 | 26 | 0.1 | 0 | 0.1 | 0.1 | 0 | 0.1 | 0 | 0.1 | 0.1 | 0 | 0.1 | 0.1 | 0 | 0.1 | 0 | 0.1 | 0.1 | 0 | 0.1 | 0 | 0.1 | 0.1 | 0 | 0.1 |  | 1.5 | 1.5 | 1.5 | 2.2204e-16 |  | 0 | 0 | 0 | 0 | 0
1979-11-27 | 1979 | 11 | 27 | 0 | 0 | 0 | 0 | 0.1 | 0 | 0 | 0 | 0 | 0 | 0 | 0 | 0.1 | 0 | 0 | 0 | 0 | 0 | 0 | 0 | 0 | 0 | 0 | 0 |  | 0.2 | 0.2 | 0.2 | 0 |  | 0 | 0 | 0 | 0 | 0
1979-11-28 | 1979 | 11 | 28 | 0 | 0 | 0 | 0 | 0 | 0 | 0 | 0 | 0 | 0 | 0 | 0 | 0 | 0 | 0 | 0 | 0 | 0 | 0 | 0 | 0 | 0 | 0 | 0 |  | 0 | 0 | 0 | 0 |  | 0 | 0 | 0 | 0 | 0
1979-11-29 | 1979 | 11 | 29 | 0 | 0 | 0 | 0 | 0 | 0 | 0 | 0 | 0 | 0 | 0 | 0 | 0 | 0 | 0 | 0 | 0 | 0 | 0 | 0 | 0 | 0 | 0 | 0 |  | 0 | 0 | 0 | 0 |  | 0 | 0 | 0 | 0 | 0
1979-11-30 | 1979 | 11 | 30 | 0 | 0 | 0 | 0 | 0 | 0 | 0 | 0 | 0 | 0 | 0 | 0 | 0 | 0 | 0 | 0 | 0 | 0 | 0 | 0 | 0 | 0 | 0 | 0 |  | 0 | 0 | 0 | 0 |  | 0 | 0 | 0 | 0 | 0
1979-12-01 | 1979 | 12 | 1 | 0 | 0 | 0 | 0 | 0 | 0 | 0 | 0 | 0 | 0 | 0 | 0 | 0 | 0 | 0 | 0 | 0 | 0 | 0 | 0 | 0 | 0 | 0 | 0 |  | 0 | 0 | 0 | 0 |  | 0 | 0 | 0 | 0 | 0
1979-12-02 | 1979 | 12 | 2 | 0 | 0 | 0 | 0 | 0 | 0 | 0 | 0 | 0 | 0 | 0 | 0 | 0 | 0 | 0 | 0 | 0 | 0 | 0 | 0 | 0 | 0 | 0 | 0 |  | 0 | 0 | 0 | 0 |  | 0 | 0 | 0 | 0 | 0
1979-12-03 | 1979 | 12 | 3 | 0 | 0 | 0 | 0 | 0 | 0 | 0 | 0 | 0 | 0 | 0 | 0 | 0 | 0 | 0 | 0 | 0 | 0 | 0 | 0 | 0 | 0 | 0 | 0 |  | 0 | 0 | 0 | 0 |  | 0 | 0 | 0 | 0 | 0
1979-12-04 | 1979 | 12 | 4 | 0 | 0 | 0 | 0 | 0 | 0 | 0 | 0 | 0 | 0 | 0 | 0 | 0 | 0 | 0 | 0 | 0 | 0 | 0 | 0 | 0 | 0 | 0 | 0 |  | 0 | 0 | 0 | 0 |  | 0 | 0 | 0 | 0 | 0
1979-12-05 | 1979 | 12 | 5 | 0 | 0 | 0 | 0 | 0 | 0 | 0 | 0 | 0 | 0 | 0 | 0 | 0 | 0 | 0 | 0 | 0 | 0 | 0 | 0 | 0 | 0 | 0 | 0 |  | 0 | 0 | 0 | 0 |  | 0 | 0 | 0 | 0 | 0
1979-12-06 | 1979 | 12 | 6 | 0 | 0 | 0 | 0 | 0 | 0 | 0 | 0 | 0 | 0 | 0 | 0.1 | 0 | 0 | 0.1 | 0 | 0 | 0 | 0 | 0 | 0 | 0 | 0 | 0 |  | 0.2 | 0.2 | 0.2 | 0 |  | 0 | 0 | 0 | 0 | 0
1979-12-07 | 1979 | 12 | 7 | 0 | 0 | 0 | 0 | 0 | 0 | 0 | 0 | 0 | 0 | 0 | 0 | 0 | 0 | 0 | 0 | 0 | 0 | 0 | 0 | 0 | 0 | 0 | 0 |  | 0 | 0 | 0 | 0 |  | 0 | 0 | 0 | 0 | 0
1979-12-08 | 1979 | 12 | 8 | 0 | 0 | 0 | 0 | 0 | 0 | 0 | 0 | 0 | 0 | 0 | 0 | 0 | 0 | 0 | 0 | 0 | 0 | 0 | 0 | 0 | 0 | 0 | 0 |  | 0 | 0 | 0 | 0 |  | 0 | 0 | 0 | 0 | 0
1979-12-09 | 1979 | 12 | 9 | 0 | 0 | 0 | 0 | 0 | 0 | 0 | 0 | 0 | 0 | 0 | 0 | 0 | 0 | 0 | 0 | 0 | 0 | 0.4 | 0.4 | 0.4 | 0 | 0.4 | 0.4 |  | 2 | 2 | 2 | 0 |  | 0 | 0 | 0 | 0 | 0
1979-12-10 | 1979 | 12 | 10 | 0.4 | 0.3 | 0.4 | 0.3 | 0.4 | 0.4 | 0.3 | 0.4 | 0.3 | 0.4 | 0.4 | 0.3 | 0.4 | 0.3 | 0.4 | 0 | 0 | 0 | 0 | 0 | 0 | 0 | 0 | 0 |  | 5.4 | 5.4 | 5.4 | 0 |  | 0 | 0 | 0 | 0 | 0
1979-12-11 | 1979 | 12 | 11 | 0 | 0 | 0 | 0 | 0 | 0 | 0 | 0 | 0 | 0 | 0 | 0 | 0 | 0 | 0 | 0 | 0 | 0 | 0 | 0 | 0 | 0 | 0 | 0 |  | 0 | 0 | 0 | 0 |  | 0 | 0 | 0 | 0 | 0
1979-12-12 | 1979 | 12 | 12 | 0 | 0 | 0 | 0 | 0 | 0 | 0 | 0.1 | 0 | 0 | 0 | 0.1 | 0 | 0 | 0 | 0 | 0 | 0 | 0 | 0 | 0 | 0 | 0 | 0 |  | 0.2 | 0.2 | 0.2 | 0 |  | 0 | 0 | 0 | 0 | 0
1979-12-13 | 1979 | 12 | 13 | 0 | 0 | 0 | 0 | 0 | 0 | 0 | 0 | 0 | 0 | 0 | 0 | 0 | 0 | 0 | 0 | 0 | 0 | 0 | 0 | 0 | 0 | 0 | 0 |  | 0 | 0 | 0 | 0 |  | 0 | 0 | 0 | 0 | 0
1979-12-14 | 1979 | 12 | 14 | 0 | 0 | 0 | 0 | 0.2 | 0.2 | 0.2 | 0.2 | 0.1 | 0.2 | 0.2 | 0.2 | 0.2 | 0.4 | 0.2 | 0.3 | 0.4 | 0.4 | 0.4 | 0.5 | 0.6 | 0.5 | 0.6 | 0.2 |  | 6.2 | 6.2 | 6.2 | 8.8818e-16 |  | 0 | 0 | 0 | 0 | 0
1979-12-15 | 1979 | 12 | 15 | 0.2 | 0.2 | 0.2 | 0.2 | 0 | 0 | 0 | 0 | 0 | 0 | 0 | 0.2 | 0 | 0 | 0 | 0 | 0 | 0 | 0 | 0 | 0 | 0 | 0 | 0 |  | 1 | 1 | 1 | 0 |  | 0 | 0 | 0 | 0 | 0
1979-12-16 | 1979 | 12 | 16 | 0 | 0 | 0 | 0 | 0 | 0 | 0 | 0 | 0 | 0 | 0 | 0 | 0 | 0 | 0 | 0 | 0 | 0 | 0 | 0 | 0 | 0 | 0 | 0 |  | 0 | 0 | 0 | 0 |  | 0 | 0 | 0 | 0 | 0
1979-12-17 | 1979 | 12 | 17 | 0 | 0 | 0 | 0 | 0 | 0 | 0 | 0 | 0 | 0 | 0 | 0 | 0 | 0 | 0 | 0 | 0 | 0 | 0 | 0 | 0 | 0 | 0 | 0 |  | 0 | 0 | 0 | 0 |  | 0 | 0 | 0 | 0 | 0
1979-12-18 | 1979 | 12 | 18 | 0 | 0 | 0 | 0 | 0 | 0 | 0 | 0 | 0 | 0 | 0 | 0 | 0 | 0 | 0 | 0 | 0 | 0 | 0 | 0 | 0 | 0 | 0 | 0 |  | 0 | 0 | 0 | 0 |  | 0 | 0 | 0 | 0 | 0
1979-12-19 | 1979 | 12 | 19 | 0 | 0 | 0 | 0 | 0 | 0 | 0 | 0 | 0 | 0 | 0 | 0 | 0 | 0 | 0 | 0 | 0 | 0 | 0 | 0 | 0 | 0 | 0 | 0 |  | 0 | 0 | 0 | 0 |  | 0 | 0 | 0 | 0 | 0
1979-12-20 | 1979 | 12 | 20 | 0 | 0 | 0 | 0 | 0 | 0 | 0 | 0 | 0 | 0 | 0 | 0 | 0 | 0 | 0 | 0 | 0 | 0 | 0 | 0 | 0 | 0 | 0 | 0 |  | 0 | 0 | 0 | 0 |  | 0 | 0 | 0 | 0 | 0
1979-12-21 | 1979 | 12 | 21 | 0 | 0 | 0 | 0 | 0 | 0 | 0 | 0 | 0 | 0 | 0 | 0 | 0 | 0 | 0 | 0 | 0 | 0 | 0 | 0 | 0 | 0 | 0 | 0 |  | 0 | 0 | 0 | 0 |  | 0 | 0 | 0 | 0 | 0
1979-12-22 | 1979 | 12 | 22 | 0 | 0 | 0 | 0 | 0 | 0 | 0 | 0 | 0 | 0 | 0 | 0 | 0 | 0 | 0 | 0 | 0 | 0 | 0 | 0 | 0 | 0 | 0 | 0 |  | 0 | 0 | 0 | 0 |  | 0 | 0 | 0 | 0 | 0
1979-12-23 | 1979 | 12 | 23 | 0 | 0 | 0 | 0 | 0 | 0 | 0 | 0 | 0 | 0 | 0 | 0 | 0 | 0 | 0 | 0 | 0 | 0 | 0 | 0 | 0 | 0 | 0 | 0 |  | 0 | 0 | 0 | 0 |  | 0 | 0 | 0 | 0 | 0
1979-12-24 | 1979 | 12 | 24 | 0 | 0 | 0 | 0 | 0 | 0 | 0 | 0 | 0 | 0 | 0 | 0 | 0 | 0 | 0 | 0 | 0 | 0 | 0 | 0 | 0 | 0 | 0 | 0 |  | 0 | 0 | 0 | 0 |  | 0 | 0 | 0 | 0 | 0
1979-12-25 | 1979 | 12 | 25 | 0 | 0 | 0 | 0 | 0 | 0 | 0 | 0 | 0 | 0 | 0 | 0 | 0 | 0 | 0 | 0 | 0 | 0 | 0 | 0 | 0 | 0 | 0 | 0 |  | 0 | 0 | 0 | 0 |  | 0 | 0 | 0 | 0 | 0
1979-12-26 | 1979 | 12 | 26 | 0 | 0 | 0 | 0 | 0 | 0 | 0 | 0 | 0 | 0 | 0 | 0 | 0 | 0 | 0 | 0 | 0 | 0 | 0 | 0 | 0 | 0 | 0 | 0 |  | 0 | 0 | 0 | 0 |  | 0 | 0 | 0 | 0 | 0
1979-12-27 | 1979 | 12 | 27 | 0 | 0 | 0 | 0 | 0 | 0 | 0 | 0 | 0 | 0 | 0 | 0 | 0 | 0 | 0 | 0 | 0 | 0 | 0 | 0 | 0 | 0 | 0 | 0 |  | 0 | 0 | 0 | 0 |  | 0 | 0 | 0 | 0 | 0
1979-12-28 | 1979 | 12 | 28 | 0 | 0 | 0 | 0 | 0 | 0 | 0 | 0 | 0 | 0 | 0 | 0 | 0 | 0 | 0 | 0 | 0 | 0 | 0 | 0 | 0 | 0 | 0 | 0 |  | 0 | 0 | 0 | 0 |  | 0 | 0 | 0 | 0 | 0
1979-12-29 | 1979 | 12 | 29 | 0 | 0 | 0 | 0 | 0 | 0 | 0 | 0 | 0 | 0 | 0 | 0 | 0 | 0 | 0 | 0 | 0 | 0 | 0 | 0 | 0 | 0 | 0 | 0 |  | 0 | 0 | 0 | 0 |  | 0 | 0 | 0 | 0 | 0
1979-12-30 | 1979 | 12 | 30 | 0 | 0 | 0 | 0 | 0 | 0 | 0 | 0 | 0 | 0 | 0 | 0 | 0 | 0 | 0 | 0 | 0 | 0 | 0 | 0 | 0 | 0 | 0 | 0 |  | 0 | 0 | 0 | 0 |  | 0 | 0 | 0 | 0 | 0
1979-12-31 | 1979 | 12 | 31 | 0 | 0 | 0 | 0 | 0 | 0 | 0 | 0 | 0 | 0 | 0 | 0 | 0 | 0 | 0 | 0 | 0 | 0 | 0 | 0 | 0 | 0 | 0 | 0 |  | 0 | 0 | 0 | 0 |  | 0 | 0 | 0 | 0 | 0
1980-01-01 | 1980 | 1 | 1 | 0 | 0 | 0 | 0 | 0 | 0 | 0 | 0 | 0 | 0 | 0 | 0 | 0 | 0 | 0 | 0 | 0 | 0 | 0 | 0 | 0 | 0 | 0 | 0 |  | 0 | 0 | 0 | 0 |  | 0 | 0 | 0 | 0 | 0
1980-01-02 | 1980 | 1 | 2 | 0 | 0 | 0 | 0 | 0 | 0 | 0 | 0 | 0 | 0 | 0 | 0 | 0 | 0 | 0 | 0 | 0 | 0 | 0 | 0 | 0 | 0 | 0 | 0 |  | 0 | 0 | 0 | 0 |  | 0 | 0 | 0 | 0 | 0
1980-01-03 | 1980 | 1 | 3 | 0 | 0 | 0 | 0 | 0 | 0 | 0 | 0 | 0 | 0 | 0 | 0 | 0 | 0 | 0 | 0 | 0 | 0 | 0 | 0 | 0 | 0 | 0 | 0 |  | 0 | 0 | 0 | 0 |  | 0 | 0 | 0 | 0 | 0
1980-01-04 | 1980 | 1 | 4 | 0 | 0 | 0 | 0 | 0 | 0 | 0 | 0 | 0 | 0 | 0 | 0 | 0 | 0 | 0 | 0 | 0 | 0 | 0 | 0 | 0 | 0 | 0 | 0 |  | 0 | 0 | 0 | 0 |  | 0 | 0 | 0 | 0 | 0
1980-01-05 | 1980 | 1 | 5 | 0.1 | 0 | 0.1 | 0 | 0.1 | 0 | 0.1 | 0.2 | 0.1 | 0.1 | 0.1 | 0 | 0.1 | 0 | 0.1 | 0 | 0.1 | 0.1 | 0 | 0.1 | 0 | 0.1 | 0 | 0.1 |  | 1.6 | 1.6 | 1.6 | 4.4409e-16 |  | 0 | 0 | 0 | 0 | 0
1980-01-06 | 1980 | 1 | 6 | 0 | 0 | 0 | 0 | 0 | 0 | 0 | 0 | 0 | 0 | 0 | 0 | 0 | 0 | 0 | 0 | 0 | 0 | 0 | 0 | 0 | 0 | 0 | 0 |  | 0 | 0 | 0 | 0 |  | 0 | 0 | 0 | 0 | 0
1980-01-07 | 1980 | 1 | 7 | 0 | 0 | 0.1 | 0 | 0 | 0 | 0.1 | 0 | 0 | 0 | 0.1 | 0 | 0 | 0 | 0 | 0 | 0 | 0 | 0 | 0 | 0 | 0.1 | 0 | 0 |  | 0.4 | 0.4 | 0.4 | 0 |  | 0 | 0 | 0 | 0 | 0
1980-01-08 | 1980 | 1 | 8 | 0 | 0 | 0 | 0 | 0 | 0 | 0 | 0 | 0 | 0 | 0 | 0 | 0 | 0 | 0 | 0 | 0 | 0 | 0 | 0 | 0 | 0 | 0 | 0 |  | 0 | 0 | 0 | 0 |  | 0 | 0 | 0 | 0 | 0
1980-01-09 | 1980 | 1 | 9 | 0 | 0 | 0.1 | 0 | 0 | 0 | 0.1 | 0 | 0 | 0 | 0 | 0 | 0 | 0.1 | 0 | 0 | 0 | 0.1 | 0 | 0 | 0 | 0.1 | 0 | 0 |  | 0.5 | 0.5 | 0.5 | 0 |  | 0 | 0 | 0 | 0 | 0
1980-01-10 | 1980 | 1 | 10 | 0 | 0 | 0 | 0.1 | 0 | 0 | 0 | 0 | 0 | 0 | 0.1 | 0 | 0 | 0 | 0 | 0 | 0 | 0 | 0 | 0 | 0 | 0 | 0 | 0 |  | 0.2 | 0.2 | 0.2 | 0 |  | 0 | 0 | 0 | 0 | 0
1980-01-11 | 1980 | 1 | 11 | 0 | 0 | 0 | 0 | 0 | 0 | 0 | 0 | 0 | 0 | 0 | 0 | 0 | 0 | 0 | 0 | 0 | 0 | 0 | 0 | 0 | 0 | 0 | 0 |  | 0 | 0 | 0 | 0 |  | 0 | 0 | 0 | 0 | 0
1980-01-12 | 1980 | 1 | 12 | 0 | 0 | 0 | 0 | 0 | 0 | 0 | 0 | 0 | 0 | 0 | 0 | 0 | 0 | 0 | 0 | 0 | 0 | 0 | 0 | 0.5 | 0.2 | 0 | 0 |  | 0.7 | 0.7 | 0.7 | 0 |  | 0 | 0 | 0 | 0 | 0
1980-01-13 | 1980 | 1 | 13 | 0 | 0 | 0 | 0 | 0 | 0 | 0 | 0 | 0 | 0 | 0 | 0 | 0 | 0 | 0 | 0 | 0 | 0 | 0 | 0 | 0 | 0 | 0 | 0 |  | 0 | 0 | 0 | 0 |  | 0 | 0 | 0 | 0 | 0
1980-01-14 | 1980 | 1 | 14 | 0 | 0 | 0 | 0 | 0 | 0 | 0 | 0 | 0 | 0 | 0 | 0 | 0 | 0 | 0 | 0 | 0 | 1 | 0.9 | 1 | 1 | 0.9 | 1 | 0 |  | 5.8 | 5.8 | 5.8 | 0 |  | 0 | 0 | 0 | 0 | 0
1980-01-15 | 1980 | 1 | 15 | 0 | 0 | 0 | 0 | 0 | 0 | 0 | 0 | 0 | 0 | 0 | 0 | 0 | 0 | 0 | 0 | 0 | 0 | 0 | 0 | 0 | 0 | 0 | 0 |  | 0 | 0 | 0 | 0 |  | 0 | 0 | 0 | 0 | 0
1980-01-16 | 1980 | 1 | 16 | 0 | 0 | 0 | 0 | 0 | 0 | 0 | 0 | 0 | 0 | 0 | 0 | 0 | 0 | 0 | 0 | 0 | 0 | 0 | 0 | 0 | 0 | 0 | 0 |  | 0 | 0 | 0 | 0 |  | 0 | 0 | 0 | 0 | 0
1980-01-17 | 1980 | 1 | 17 | 0 | 0 | 0 | 0 | 0 | 0 | 0 | 0 | 0 | 0 | 0 | 0 | 0 | 0 | 0 | 0 | 0 | 0 | 0 | 0 | 0 | 0 | 0 | 0 |  | 0 | 0 | 0 | 0 |  | 0 | 0 | 0 | 0 | 0
1980-01-18 | 1980 | 1 | 18 | 0 | 0 | 0 | 0 | 0 | 0 | 0 | 0 | 0 | 0 | 0 | 0 | 0 | 0 | 0 | 0 | 0 | 0 | 0 | 0 | 0 | 0 | 0 | 0 |  | 0 | 0 | 0 | 0 |  | 0 | 0 | 0 | 0 | 0
1980-01-19 | 1980 | 1 | 19 | 0 | 0 | 0 | 0 | 0 | 0 | 0 | 0 | 0 | 0 | 0 | 0 | 0 | 0 | 0 | 0 | 0 | 0 | 0 | 0 | 0 | 0 | 0 | 0 |  | 0 | 0 | 0 | 0 |  | 0 | 0 | 0 | 0 | 0
1980-01-20 | 1980 | 1 | 20 | 0 | 0 | 0 | 0 | 0 | 0 | 0 | 0 | 0 | 0 | 0 | 0 | 0 | 0 | 0 | 0 | 0 | 0 | 0 | 0 | 0 | 0 | 0 | 0 |  | 0 | 0 | 0 | 0 |  | 0 | 0 | 0 | 0 | 0
1980-01-21 | 1980 | 1 | 21 | 0 | 0 | 0 | 0 | 0 | 0 | 0 | 0 | 0 | 0 | 0 | 0 | 0 | 0 | 0 | 0 | 0 | 0 | 0 | 0 | 0 | 0 | 0 | 0 |  | 0 | 0 | 0 | 0 |  | 0 | 0 | 0 | 0 | 0
1980-01-22 | 1980 | 1 | 22 | 0 | 0 | 0 | 0 | 0 | 0 | 0 | 0 | 0 | 0 | 0 | 0 | 0 | 0 | 0 | 0 | 0 | 0 | 0 | 0 | 0 | 0 | 0 | 0 |  | 0 | 0 | 0 | 0 |  | 0 | 0 | 0 | 0 | 0
1980-01-23 | 1980 | 1 | 23 | 0 | 0 | 0 | 0 | 0 | 0 | 0 | 0 | 0 | 0 | 0 | 0 | 0 | 0 | 0 | 0 | 0 | 0 | 0 | 0 | 0 | 0 | 0 | 0 |  | 0 | 0 | 0 | 0 |  | 0 | 0 | 0 | 0 | 0
1980-01-24 | 1980 | 1 | 24 | 0 | 0 | 0 | 0.2 | 0.2 | 0.4 | 0.2 | 0.2 | 0 | 0 | 0 | 0 | 0 | 0 | 0 | 0 | 0 | 0 | 0.2 | 0.2 | 0.2 | 0.2 | 0.2 | 0.2 |  | 2.4 | 2.4 | 2.4 | 0 |  | 0 | 0 | 0 | 0 | 0
1980-01-25 | 1980 | 1 | 25 | 0 | 0.1 | 0 | 0 | 0.1 | 0 | 0 | 0.1 | 0 | 0 | 0.1 | 0 | 0 | 0.1 | 0 | 0 | 0.1 | 0 | 0 | 0.1 | 0 | 0 | 0.1 | 0 |  | 0.8 | 0.8 | 0.8 | 1.1102e-16 |  | 0 | 0 | 0 | 0 | 0
1980-01-26 | 1980 | 1 | 26 | 0 | 0 | 0 | 0 | 0 | 0.1 | 0 | 0 | 0 | 0 | 0 | 0 | 0 | 0 | 0 | 0 | 0 | 0.1 | 0 | 0 | 0 | 0 | 0 | 0 |  | 0.2 | 0.2 | 0.2 | 0 |  | 0 | 0 | 0 | 0 | 0
1980-01-27 | 1980 | 1 | 27 | 0 | 0 | 0 | 0 | 0 | 0 | 0 | 0 | 0 | 0 | 0 | 0 | 0 | 0 | 0 | 0 | 0 | 0 | 0 | 0 | 0 | 0 | 0 | 0 |  | 0 | 0 | 0 | 0 |  | 0 | 0 | 0 | 0 | 0
1980-01-28 | 1980 | 1 | 28 | 0 | 0 | 0 | 0 | 0 | 0 | 0 | 0 | 0 | 0 | 0 | 0 | 0 | 0 | 0 | 0 | 0 | 0 | 0 | 0 | 0 | 0 | 0 | 0 |  | 0 | 0 | 0 | 0 |  | 0 | 0 | 0 | 0 | 0
1980-01-29 | 1980 | 1 | 29 | 0 | 0 | 0 | 0 | 0 | 0 | 0 | 0 | 0 | 0 | 0 | 0 | 0 | 0 | 0 | 0 | 0 | 0 | 0 | 0 | 0 | 0 | 0 | 0 |  | 0 | 0 | 0 | 0 |  | 0 | 0 | 0 | 0 | 0
1980-01-30 | 1980 | 1 | 30 | 0 | 0 | 0 | 0 | 0 | 0 | 0 | 0 | 0 | 0 | 0 | 0 | 0 | 0 | 0 | 0 | 0 | 0 | 0 | 0 | 0 | 0 | 0 | 0 |  | 0 | 0 | 0 | 0 |  | 0 | 0 | 0 | 0 | 0
1980-01-31 | 1980 | 1 | 31 | 0 | 0 | 0 | 0 | 0 | 0 | 0 | 0 | 0 | 0 | 0 | 0 | 0 | 0 | 0 | 0 | 0 | 0 | 0 | 0 | 0 | 0 | 0 | 0 |  | 0 | 0 | 0 | 0 |  | 0 | 0 | 0 | 0 | 0
1980-02-01 | 1980 | 2 | 1 | 0 | 0 | 0 | 0 | 0 | 0 | 0 | 0 | 0 | 0 | 0 | 0 | 0 | 0 | 0 | 0 | 0 | 0 | 0 | 0 | 0 | 0 | 0 | 0 |  | 0 | 0 | 0 | 0 |  | 0 | 0 | 0 | 0 | 0
1980-02-02 | 1980 | 2 | 2 | 0 | 0 | 0 | 0 | 0 | 0 | 0 | 0 | 0 | 0 | 0 | 0 | 0 | 0 | 0 | 0 | 0 | 0 | 0 | 0 | 0 | 0 | 0 | 0 |  | 0 | 0 | 0 | 0 |  | 0 | 0 | 0 | 0 | 0
1980-02-03 | 1980 | 2 | 3 | 0 | 0 | 0 | 0 | 0 | 0 | 0 | 0 | 0 | 0 | 0 | 0 | 0 | 0 | 0 | 0 | 0 | 0 | 0 | 0 | 0 | 0 | 0 | 0 |  | 0 | 0 | 0 | 0 |  | 0 | 0 | 0 | 0 | 0
1980-02-04 | 1980 | 2 | 4 | 0 | 0 | 0 | 0 | 0 | 0 | 0 | 0 | 0 | 0 | 0 | 0 | 0 | 0 | 0 | 0 | 0 | 0 | 0 | 0 | 0 | 0 | 0 | 0 |  | 0 | 0 | 0 | 0 |  | 0 | 0 | 0 | 0 | 0
1980-02-05 | 1980 | 2 | 5 | 0 | 0 | 0 | 0 | 0 | 0 | 0 | 0 | 0 | 0 | 0 | 0 | 0 | 0 | 0 | 0 | 0 | 0 | 0 | 0 | 0 | 0 | 0 | 0 |  | 0 | 0 | 0 | 0 |  | 0 | 0 | 0 | 0 | 0
1980-02-06 | 1980 | 2 | 6 | 0 | 0 | 0 | 0 | 0 | 0 | 0 | 0 | 0 | 0 | 0 | 0 | 0 | 0 | 0 | 0 | 0 | 0 | 0 | 0 | 0 | 0 | 0 | 0 |  | 0 | 0 | 0 | 0 |  | 0 | 0 | 0 | 0 | 0
1980-02-07 | 1980 | 2 | 7 | 0 | 0 | 0 | 0 | 0 | 0 | 0 | 0 | 0 | 0 | 0 | 0 | 0 | 0 | 0 | 0 | 0 | 0 | 0 | 0 | 0 | 0 | 0 | 0 |  | 0 | 0 | 0 | 0 |  | 0 | 0 | 0 | 0 | 0
1980-02-08 | 1980 | 2 | 8 | 0 | 0 | 0 | 0 | 0 | 0 | 0 | 0 | 0 | 0 | 0 | 0 | 0 | 0 | 0 | 0 | 0 | 0 | 0 | 0 | 0 | 0 | 0 | 0 |  | 0 | 0 | 0 | 0 |  | 0 | 0 | 0 | 0 | 0
1980-02-09 | 1980 | 2 | 9 | 0 | 0 | 0 | 0 | 0 | 0 | 0 | 0 | 0 | 0 | 0 | 0 | 0 | 0 | 0 | 0 | 0 | 0 | 0 | 0 | 0 | 0 | 0 | 0 |  | 0 | 0 | 0 | 0 |  | 0 | 0 | 0 | 0 | 0
1980-02-10 | 1980 | 2 | 10 | 0 | 0 | 0 | 0 | 0 | 0 | 0 | 0 | 0 | 0 | 0 | 0 | 0 | 0 | 0 | 0 | 0 | 0 | 0 | 0 | 0 | 0 | 0 | 0 |  | 0 | 0 | 0 | 0 |  | 0 | 0 | 0 | 0 | 0
1980-02-11 | 1980 | 2 | 11 | 0 | 0 | 0 | 0 | 0 | 0 | 0 | 0 | 0 | 0 | 0 | 0 | 0 | 0 | 0 | 0 | 0 | 0 | 0 | 0 | 0 | 0 | 0 | 0 |  | 0 | 0 | 0 | 0 |  | 0 | 0 | 0 | 0 | 0
1980-02-12 | 1980 | 2 | 12 | 0.1 | 0 | 0 | 0 | 0 | 0 | 0 | 0 | 0 | 0 | 0 | 0.1 | 0 | 0.1 | 0.1 | 0 | 0 | 0 | 0.1 | 0.1 | 0 | 0.1 | 0 | 0.1 |  | 0.8 | 0.8 | 0.8 | 1.1102e-16 |  | 0 | 0 | 0 | 0 | 0
1980-02-13 | 1980 | 2 | 13 | 0 | 0 | 0 | 0 | 0 | 0 | 0 | 0 | 0 | 0 | 0 | 0 | 0 | 0 | 0 | 0 | 0 | 0 | 0 | 0 | 0 | 0 | 0 | 0 |  | 0 | 0 | 0 | 0 |  | 0 | 0 | 0 | 0 | 0
1980-02-14 | 1980 | 2 | 14 | 0 | 0.1 | 0 | 0 | 0.1 | 0 | 0 | 0 | 0.1 | 0 | 0 | 0.1 | 0 | 0 | 0 | 0 | 0 | 0 | 0.1 | 0 | 0 | 0 | 0.1 | 0 |  | 0.6 | 0.6 | 0.6 | 0 |  | 0 | 0 | 0 | 0 | 0
1980-02-15 | 1980 | 2 | 15 | 0.1 | 0 | 0.1 | 0.1 | 0 | 0.1 | 0.1 | 0 | 0 | 0 | 0 | 0 | 0 | 0 | 0 | 0 | 0 | 0.1 | 0.1 | 0 | 0.1 | 0.1 | 0 | 0.1 |  | 1 | 1 | 1 | 1.1102e-16 |  | 0 | 0 | 0 | 0 | 0
1980-02-16 | 1980 | 2 | 16 | 0 | 0 | 0 | 0 | 0 | 0 | 0 | 0 | 0 | 0 | 0 | 0 | 0 | 0 | 0 | 0 | 0 | 0 | 0 | 0 | 0 | 0 | 0 | 0 |  | 0 | 0 | 0 | 0 |  | 0 | 0 | 0 | 0 | 0
1980-02-17 | 1980 | 2 | 17 | 0 | 0 | 0 | 0 | 0 | 0 | 0 | 0 | 0 | 0 | 0 | 0 | 0 | 0 | 0 | 0 | 0 | 0 | 0 | 0 | 0 | 0 | 0 | 0 |  | 0 | 0 | 0 | 0 |  | 0 | 0 | 0 | 0 | 0
1980-02-18 | 1980 | 2 | 18 | 0 | 0.2 | 0.2 | 0.2 | 0.2 | 0.2 | 0.1 | 0.2 | 0.2 | 0.2 | 0.2 | 0.2 | 0.2 | 0.2 | 0.2 | 0.2 | 0.2 | 0.2 | 0.1 | 0.2 | 0.2 | 0.2 | 0.2 | 0.2 |  | 4.4 | 4.4 | 4.4 | 1.7764e-15 |  | 0 | 0 | 0 | 0 | 0
1980-02-19 | 1980 | 2 | 19 | 0 | 0 | 0.1 | 0 | 0 | 0 | 0 | 0.1 | 0 | 0 | 0 | 0 | 0.1 | 0 | 0 | 0 | 0 | 0 | 0 | 0 | 0 | 0.1 | 0 | 0 |  | 0.4 | 0.4 | 0.4 | 0 |  | 0 | 0 | 0 | 0 | 0
1980-02-20 | 1980 | 2 | 20 | 0 | 0 | 0 | 0 | 0 | 0 | 0 | 0 | 0 | 0 | 0 | 0 | 0 | 0 | 0 | 0 | 0 | 0 | 0 | 0 | 0 | 0 | 0 | 0 |  | 0 | 0 | 0 | 0 |  | 0 | 0 | 0 | 0 | 0
1980-02-21 | 1980 | 2 | 21 | 0.1 | 0.1 | 0.1 | 0.1 | 0.2 | 0 | 0 | 0 | 0 | 0 | 0 | 0.1 | 0.1 | 0.1 | 0.1 | 0 | 0 | 0 | 0 | 0 | 0 | 0 | 0 | 0 |  | 1 | 1 | 1 | 0 |  | 0 | 0 | 0 | 0 | 0
1980-02-22 | 1980 | 2 | 22 | 0 | 0 | 0 | 0 | 0 | 0 | 0 | 0 | 0 | 0 | 0 | 0 | 0 | 0 | 0 | 0 | 0 | 0 | 0 | 0 | 0 | 0 | 0 | 0 |  | 0 | 0 | 0 | 0 |  | 0 | 0 | 0 | 0 | 0
1980-02-23 | 1980 | 2 | 23 | 0 | 0 | 0 | 0 | 0 | 0 | 0 | 0 | 0 | 0 | 0 | 0 | 0 | 0 | 0 | 0 | 0 | 0 | 0 | 0 | 0 | 0 | 0 | 0 |  | 0 | 0 | 0 | 0 |  | 0 | 0 | 0 | 0 | 0
1980-02-24 | 1980 | 2 | 24 | 0 | 0 | 0 | 0 | 0 | 0 | 0 | 0 | 0 | 0 | 0 | 0 | 0 | 0 | 0 | 0 | 0 | 0 | 0 | 0 | 0 | 0 | 0 | 0 |  | 0 | 0 | 0 | 0 |  | 0 | 0 | 0 | 0 | 0
1980-02-25 | 1980 | 2 | 25 | 0 | 0 | 0 | 0 | 0 | 0 | 0 | 0 | 0 | 0 | 0 | 0 | 0 | 0 | 0 | 0 | 0 | 0 | 0 | 0 | 0 | 0 | 0 | 0 |  | 0 | 0 | 0 | 0 |  | 0 | 0 | 0 | 0 | 0
1980-02-26 | 1980 | 2 | 26 | 0 | 0 | 0 | 0 | 0 | 0 | 0 | 0 | 0 | 0 | 0 | 0 | 0 | 0 | 0 | 0 | 0 | 0 | 0 | 0 | 0 | 0 | 0 | 0 |  | 0 | 0 | 0 | 0 |  | 0 | 0 | 0 | 0 | 0
1980-02-27 | 1980 | 2 | 27 | 0 | 0 | 0 | 0 | 0 | 0 | 0 | 0 | 0 | 0 | 0 | 0 | 0 | 0 | 0 | 0 | 0 | 0 | 0 | 0 | 0 | 0 | 0 | 0 |  | 0 | 0 | 0 | 0 |  | 0 | 0 | 0 | 0 | 0
1980-02-28 | 1980 | 2 | 28 | 0.1 | 0.1 | 0 | 0.1 | 0 | 0.1 | 0.1 | 0.1 | 0.1 | 0.1 | 0.1 | 0.1 | 0 | 0.1 | 0.1 | 0.1 | 0.1 | 0.1 | 0.1 | 0.1 | 0 | 0.1 | 0.1 | 0.1 |  | 2 | 2 | 2 | 4.4409e-16 |  | 0 | 0 | 0 | 0 | 0
1980-02-29 | 1980 | 2 | 29 | 0 | 0.1 | 0 | 0 | 0.1 | 0 | 0 | 0 | 0.1 | 0 | 0 | 0.1 | 0 | 0 | 0 | 0 | 0 | 0 | 0 | 0 | 0 | 0 | 0 | 0 |  | 0.4 | 0.4 | 0.4 | 0 |  | 0 | 0 | 0 | 0 | 0
1980-03-01 | 1980 | 3 | 1 | 0 | 0 | 0 | 0 | 0 | 0 | 0 | 0 | 0 | 0 | 0 | 0 | 0 | 0 | 0 | 0 | 0 | 0 | 0 | 0 | 0 | 0 | 0 | 0 |  | 0 | 0 | 0 | 0 |  | 0 | 0 | 0 | 0 | 0
1980-03-02 | 1980 | 3 | 2 | 0 | 0 | 0 | 0 | 0 | 0 | 0 | 0 | 0 | 0 | 0.1 | 0.1 | 0.1 | 0.1 | 0.1 | 0.1 | 0.1 | 0.1 | 0.1 | 0.1 | 0.1 | 0.1 | 0.1 | 0.1 |  | 1.4 | 1.4 | 1.4 | 2.2204e-16 |  | 0 | 0 | 0 | 0 | 0
1980-03-03 | 1980 | 3 | 3 | 0.1 | 0.1 | 0.1 | 0.1 | 0.1 | 0.1 | 0.1 | 0.1 | 0.1 | 0.1 | 0.2 | 0.2 | 0.1 | 0.1 | 0.1 | 0.1 | 0.1 | 0.1 | 0.1 | 0.1 | 0.1 | 0.1 | 0.1 | 0.1 |  | 2.6 | 2.6 | 2.6 | 8.8818e-16 |  | 0 | 0 | 0 | 0 | 0
1980-03-04 | 1980 | 3 | 4 | 0 | 0 | 0 | 0 | 0 | 0 | 0 | 0 | 0 | 0 | 0 | 0 | 0 | 0 | 0 | 0 | 0 | 0 | 0 | 0 | 0 | 0 | 0 | 0 |  | 0 | 0 | 0 | 0 |  | 0 | 0 | 0 | 0 | 0
1980-03-05 | 1980 | 3 | 5 | 0 | 0 | 0 | 0 | 0 | 0 | 0 | 0 | 0 | 0 | 0 | 0 | 0 | 0 | 0 | 0 | 0 | 0 | 0 | 0 | 0 | 0 | 0 | 0 |  | 0 | 0 | 0 | 0 |  | 0 | 0 | 0 | 0 | 0
1980-03-06 | 1980 | 3 | 6 | 0 | 0 | 0 | 0 | 0 | 0 | 0 | 0 | 0 | 0 | 0 | 0 | 0 | 0 | 0 | 0 | 0 | 0 | 0 | 0 | 0 | 0 | 0 | 0 |  | 0 | 0 | 0 | 0 |  | 0 | 0 | 0 | 0 | 0
1980-03-07 | 1980 | 3 | 7 | 0 | 0 | 0 | 0 | 0 | 0 | 0 | 0 | 0 | 0 | 0 | 0 | 0 | 0 | 0 | 0 | 0 | 0 | 0 | 0 | 0 | 0 | 0 | 0 |  | 0 | 0 | 0 | 0 |  | 0 | 0 | 0 | 0 | 0
1980-03-08 | 1980 | 3 | 8 | 0 | 0 | 0 | 0 | 0 | 0 | 0 | 0 | 0 | 0 | 0 | 0 | 0 | 0 | 0 | 0 | 0 | 0 | 0 | 0 | 0 | 0 | 0 | 0 |  | 0 | 0 | 0 | 0 |  | 0 | 0 | 0 | 0 | 0
1980-03-09 | 1980 | 3 | 9 | 0 | 0 | 0 | 0 | 0 | 0 | 0 | 0 | 0 | 0 | 0 | 0 | 0 | 0.1 | 0 | 0 | 0 | 0.1 | 0 | 0 | 0.1 | 0 | 0.1 | 0 |  | 0.4 | 0.4 | 0.4 | 0 |  | 0 | 0 | 0 | 0 | 0
1980-03-10 | 1980 | 3 | 10 | 0 | 0.1 | 0 | 0 | 0.1 | 0 | 0.1 | 0 | 0 | 0.1 | 0 | 0 | 0 | 0 | 0 | 0 | 0 | 0 | 0 | 0 | 0 | 0 | 0 | 0 |  | 0.4 | 0.4 | 0.4 | 0 |  | 0 | 0 | 0 | 0 | 0
1980-03-11 | 1980 | 3 | 11 | 0 | 0 | 0 | 0 | 0 | 0 | 0 | 0 | 0 | 0 | 0 | 0 | 0.1 | 0 | 0 | 0 | 0.1 | 0 | 0.1 | 0 | 0.1 | 0 | 0 | 0 |  | 0.4 | 0.4 | 0.4 | 0 |  | 0 | 0 | 0 | 0 | 0
1980-03-12 | 1980 | 3 | 12 | 0 | 0 | 0 | 0 | 0 | 0 | 0 | 0 | 0 | 0 | 0 | 0 | 0 | 0 | 0 | 0 | 0 | 0 | 0 | 0 | 0 | 0 | 0 | 0 |  | 0 | 0 | 0 | 0 |  | 0 | 0 | 0 | 0 | 0
1980-03-13 | 1980 | 3 | 13 | 0 | 0 | 0 | 0 | 0 | 0.1 | 0.1 | 0.1 | 0 | 0.1 | 0.1 | 0 | 0 | 0 | 0 | 0.1 | 0.1 | 0.1 | 0 | 0 | 0 | 0 | 0.1 | 0.1 |  | 1 | 1 | 1 | 1.1102e-16 |  | 0 | 0 | 0 | 0 | 0
1980-03-14 | 1980 | 3 | 14 | 0 | 0 | 0 | 0 | 0 | 0 | 0 | 0 | 0 | 0.1 | 0 | 0 | 0 | 0 | 0 | 0 | 0 | 0 | 0.1 | 0 | 0 | 0 | 0 | 0 |  | 0.2 | 0.2 | 0.2 | 0 |  | 0 | 0 | 0 | 0 | 0
1980-03-15 | 1980 | 3 | 15 | 0 | 0.2 | 0.4 | 0.2 | 0.2 | 0.2 | 0.2 | 0.2 | 0.2 | 0.2 | 0.2 | 0.2 | 0 | 0 | 0 | 0 | 0 | 0 | 0 | 0 | 0 | 0 | 0 | 0 |  | 2.4 | 2.4 | 2.4 | 0 |  | 0 | 0 | 0 | 0 | 0
1980-03-16 | 1980 | 3 | 16 | 0 | 0 | 0 | 0 | 0 | 0 | 0 | 0 | 0 | 0 | 0 | 0 | 0 | 0 | 0 | 0 | 0 | 0 | 0 | 0 | 0 | 0 | 0 | 0 |  | 0 | 0 | 0 | 0 |  | 0 | 0 | 0 | 0 | 0
1980-03-17 | 1980 | 3 | 17 | 0 | 0 | 0 | 0 | 0 | 0 | 0 | 0 | 0 | 0 | 0 | 0 | 0 | 0 | 0 | 0 | 0 | 0 | 0 | 0 | 0 | 0 | 0 | 0 |  | 0 | 0 | 0 | 0 |  | 0 | 0 | 0 | 0 | 0
1980-03-18 | 1980 | 3 | 18 | 0 | 0 | 0 | 0 | 0 | 0 | 0 | 0 | 0 | 0 | 0 | 0 | 0 | 0 | 0 | 0 | 0 | 0 | 0 | 0 | 0 | 0 | 0 | 0 |  | 0 | 0 | 0 | 0 |  | 0 | 0 | 0 | 0 | 0
1980-03-19 | 1980 | 3 | 19 | 0 | 0 | 0 | 0 | 0 | 0 | 0 | 0 | 0 | 0 | 0 | 0 | 0 | 0 | 0 | 0 | 0 | 0 | 0 | 0 | 0 | 0 | 0 | 0 |  | 0 | 0 | 0 | 0 |  | 0 | 0 | 0 | 0 | 0
1980-03-20 | 1980 | 3 | 20 | 0 | 0 | 0 | 0 | 0 | 0 | 0 | 0 | 0 | 0 | 0 | 0 | 0 | 0 | 0 | 0 | 0 | 0 | 0 | 0 | 0 | 0 | 0 | 0 |  | 0 | 0 | 0 | 0 |  | 0 | 0 | 0 | 0 | 0
1980-03-21 | 1980 | 3 | 21 | 0 | 0 | 0 | 0 | 0 | 0 | 0.3 | 0.4 | 0.3 | 0 | 0 | 0 | 0 | 0 | 0 | 0 | 0 | 0 | 0 | 0 | 0 | 0 | 0 | 0 |  | 1 | 1 | 1 | 0 |  | 0 | 0 | 0 | 0 | 0
1980-03-22 | 1980 | 3 | 22 | 0 | 0 | 0 | 0 | 0 | 0 | 0 | 0 | 0 | 0 | 0 | 0 | 0 | 0 | 0 | 0 | 0 | 0 | 0 | 0 | 0 | 0 | 0 | 0 |  | 0 | 0 | 0 | 0 |  | 0 | 0 | 0 | 0 | 0
1980-03-23 | 1980 | 3 | 23 | 0 | 0 | 0 | 0 | 0 | 0.3 | 0.2 | 0.5 | 0.5 | 0.3 | 0.5 | 0.5 | 0.3 | 0.2 | 0 | 0.3 | 0 | 0 | 0 | 0 | 0 | 0 | 0 | 0 |  | 3.6 | 3.6 | 3.6 | 4.4409e-16 |  | 0 | 0 | 0 | 0 | 0
1980-03-24 | 1980 | 3 | 24 | 0 | 0 | 0 | 0 | 0 | 0 | 0 | 0 | 0 | 0 | 0 | 0 | 0 | 0 | 0 | 0 | 0 | 0 | 0 | 0 | 0 | 0 | 0 | 0 |  | 0 | 0 | 0 | 0 |  | 0 | 0 | 0 | 0 | 0
1980-03-25 | 1980 | 3 | 25 | 0 | 0 | 0 | 0 | 0 | 0 | 0 | 0 | 0 | 0 | 0 | 0 | 0 | 0 | 0 | 0 | 0 | 0 | 0 | 0 | 0 | 0 | 0 | 0 |  | 0 | 0 | 0 | 0 |  | 0 | 0 | 0 | 0 | 0
1980-03-26 | 1980 | 3 | 26 | 0 | 0 | 0 | 0 | 0 | 0 | 0 | 0 | 0 | 0 | 0 | 0 | 0 | 0 | 0 | 0 | 0 | 0 | 0 | 0 | 0 | 0 | 0 | 0 |  | 0 | 0 | 0 | 0 |  | 0 | 0 | 0 | 0 | 0
1980-03-27 | 1980 | 3 | 27 | 0 | 0 | 0 | 0 | 0 | 0 | 0 | 0 | 0 | 0 | 0 | 0 | 0 | 0 | 0 | 0 | 0 | 0 | 0 | 0 | 0 | 0 | 0 | 0 |  | 0 | 0 | 0 | 0 |  | 0 | 0 | 0 | 0 | 0
1980-03-28 | 1980 | 3 | 28 | 0 | 0 | 0 | 0 | 0 | 0 | 0 | 0 | 0 | 0 | 0 | 0 | 0 | 0 | 0 | 0 | 0 | 0 | 0 | 0 | 0 | 0 | 0 | 0 |  | 0 | 0 | 0 | 0 |  | 0 | 0 | 0 | 0 | 0
1980-03-29 | 1980 | 3 | 29 | 0 | 0 | 0 | 0 | 0 | 0 | 0 | 0 | 0 | 0 | 0 | 0 | 0 | 0 | 0 | 0.1 | 0 | 0 | 0 | 0 | 0.1 | 0.1 | 0 | 0.1 |  | 0.4 | 0.4 | 0.4 | 0 |  | 0 | 0 | 0 | 0 | 0
1980-03-30 | 1980 | 3 | 30 | 0 | 0 | 0 | 0.1 | 0 | 0 | 0.1 | 0 | 0 | 0 | 0 | 0 | 0 | 0 | 0 | 0 | 0 | 0 | 0 | 0 | 0 | 0 | 0 | 0 |  | 0.2 | 0.2 | 0.2 | 0 |  | 0 | 0 | 0 | 0 | 0
1980-03-31 | 1980 | 3 | 31 | 0 | 0 | 0 | 0 | 0 | 0 | 0 | 0 | 0 | 0 | 0 | 0 | 0 | 0 | 0 | 0 | 0 | 0 | 0 | 0 | 0 | 0 | 0 | 0 |  | 0 | 0 | 0 | 0 |  | 0 | 0 | 0 | 0 | 0
1980-04-01 | 1980 | 4 | 1 | 0 | 0 | 0 | 0 | 0 | 0 | 0 | 0 | 0 | 0 | 0 | 0 | 0 | 0 | 0 | 0 | 0 | 0 | 0 | 0 | 0 | 0 | 0 | 0 |  | 0 | 0 | 0 | 0 |  | 0 | 0 | 0 | 0 | 0
1980-04-02 | 1980 | 4 | 2 | 0 | 0 | 0 | 0 | 0 | 0 | 0 | 0 | 0 | 0 | 0 | 0 | 0 | 0 | 0 | 0 | 0 | 0 | 0 | 0 | 0 | 0 | 0 | 0 |  | 0 | 0 | 0 | 0 |  | 0 | 0 | 0 | 0 | 0
1980-04-03 | 1980 | 4 | 3 | 0 | 0 | 0 | 0 | 0 | 0 | 0 | 0 | 0 | 0 | 0 | 0 | 0 | 0 | 0 | 0 | 0 | 0 | 0 | 0 | 0 | 0 | 0 | 0 |  | 0 | 0 | 0 | 0 |  | 0 | 0 | 0 | 0 | 0
1980-04-04 | 1980 | 4 | 4 | 0 | 0 | 0 | 0 | 0 | 0 | 0 | 0 | 0 | 0 | 0 | 0 | 0 | 0 | 0 | 0 | 0 | 0 | 0 | 0 | 0 | 0 | 0 | 0 |  | 0 | 0 | 0 | 0 |  | 0 | 0 | 0 | 0 | 0
1980-04-05 | 1980 | 4 | 5 | 0 | 0 | 0 | 0 | 0 | 0 | 0 | 0 | 0 | 0 | 0 | 0 | 0 | 0 | 0 | 0 | 0 | 0 | 0 | 0 | 0 | 0 | 0 | 0 |  | 0 | 0 | 0 | 0 |  | 0 | 0 | 0 | 0 | 0
1980-04-06 | 1980 | 4 | 6 | 0 | 0 | 0 | 0 | 0 | 0 | 0 | 0 | 0 | 0 | 0 | 0 | 0 | 0 | 0 | 0 | 0 | 0 | 0 | 0.3 | 0.4 | 0 | 0.3 | 0 |  | 1 | 1 | 1 | 0 |  | 0 | 0 | 0 | 0 | 0
1980-04-07 | 1980 | 4 | 7 | 0 | 0 | 0 | 0 | 0 | 0 | 0 | 0 | 0 | 0 | 0 | 0 | 0 | 0 | 0 | 0 | 0 | 0 | 0.6 | 0.6 | 0 | 0 | 0 | 0 |  | 1.2 | 1.2 | 1.2 | 0 |  | 0 | 0 | 0 | 0 | 0
1980-04-08 | 1980 | 4 | 8 | 0 | 0 | 0 | 0 | 0 | 0 | 0 | 0 | 0 | 0 | 0 | 0 | 0 | 0 | 0 | 0 | 0 | 0 | 0 | 0 | 0 | 0 | 0 | 0 |  | 0 | 0 | 0 | 0 |  | 0 | 0 | 0 | 0 | 0
1980-04-09 | 1980 | 4 | 9 | 0 | 0 | 0 | 0 | 0 | 0 | 0 | 0 | 0 | 0 | 0 | 0 | 0.6 | 0.6 | 0.6 | 0.6 | 0.6 | 0.6 | 0.6 | 0.6 | 0.6 | 0.6 | 0.6 | 0.6 |  | 7.2 | 7.2 | 7.2 | 1.7764e-15 |  | 0 | 0 | 0 | 0 | 0
1980-04-10 | 1980 | 4 | 10 | 1.3 | 0.6 | 0.6 | 0.7 | 0.6 | 0.6 | 0.7 | 0.6 | 0.6 | 0.6 | 0.7 | 0.6 | 0.6 | 0.7 | 0.6 | 0.6 | 0.7 | 0.6 | 0 | 0 | 0 | 0 | 0 | 0 |  | 12 | 12 | 12 | 3.5527e-15 |  | 0 | 0 | 0 | 0 | 0
1980-04-11 | 1980 | 4 | 11 | 0 | 0 | 0 | 0 | 0 | 0 | 0 | 0 | 0 | 0 | 0 | 0 | 0 | 0 | 0 | 0 | 0 | 0 | 0 | 0 | 0 | 0 | 0 | 0 |  | 0 | 0 | 0 | 0 |  | 0 | 0 | 0 | 0 | 0
1980-04-12 | 1980 | 4 | 12 | 0 | 0 | 0 | 0 | 0 | 0 | 0 | 0 | 0 | 0 | 0 | 0 | 0 | 0 | 0 | 0 | 0 | 0 | 0 | 0 | 0 | 0 | 0 | 0 |  | 0 | 0 | 0 | 0 |  | 0 | 0 | 0 | 0 | 0
1980-04-13 | 1980 | 4 | 13 | 0 | 0 | 0 | 0 | 0 | 0 | 0 | 0 | 0 | 0 | 0 | 0 | 0 | 0 | 0 | 0 | 0 | 0 | 0 | 0 | 0 | 0 | 0 | 0 |  | 0 | 0 | 0 | 0 |  | 0 | 0 | 0 | 0 | 0
1980-04-14 | 1980 | 4 | 14 | 0 | 0 | 0 | 0 | 0 | 0 | 0 | 0 | 0 | 0 | 0 | 0 | 0 | 0 | 0 | 0 | 0 | 0 | 0 | 0 | 0 | 0 | 0 | 0 |  | 0 | 0 | 0 | 0 |  | 0 | 0 | 0 | 0 | 0
1980-04-15 | 1980 | 4 | 15 | 0 | 0 | 0 | 0 | 0 | 0 | 0 | 0 | 0 | 0 | 0 | 0 | 0 | 0 | 0 | 0 | 0 | 0 | 0 | 0 | 0 | 0 | 0 | 0 |  | 0 | 0 | 0 | 0 |  | 0 | 0 | 0 | 0 | 0
1980-04-16 | 1980 | 4 | 16 | 0 | 0 | 0 | 0 | 0 | 0 | 0 | 0 | 0 | 0 | 0 | 0 | 0 | 0 | 0 | 0 | 0 | 0 | 0 | 0 | 0 | 0 | 0 | 0 |  | 0 | 0 | 0 | 0 |  | 0 | 0 | 0 | 0 | 0
1980-04-17 | 1980 | 4 | 17 | 0 | 0 | 0 | 0 | 0 | 0 | 0 | 0 | 0 | 0 | 0 | 0 | 0 | 0 | 0 | 0 | 0 | 0 | 0 | 0 | 0 | 0 | 0 | 0 |  | 0 | 0 | 0 | 0 |  | 0 | 0 | 0 | 0 | 0
1980-04-18 | 1980 | 4 | 18 | 0 | 0 | 0 | 0 | 0 | 0 | 0 | 0 | 0 | 0 | 0 | 0 | 0 | 0 | 0 | 0 | 0 | 0 | 0 | 0 | 0 | 0 | 0 | 0 |  | 0 | 0 | 0 | 0 |  | 0 | 0 | 0 | 0 | 0
1980-04-19 | 1980 | 4 | 19 | 0 | 0 | 0 | 0 | 0 | 0 | 0 | 0 | 0 | 0 | 0 | 0 | 0 | 0 | 0 | 0 | 0 | 0 | 0 | 0 | 0 | 0 | 0 | 0 |  | 0 | 0 | 0 | 0 |  | 0 | 0 | 0 | 0 | 0
1980-04-20 | 1980 | 4 | 20 | 0 | 0 | 0 | 0 | 0 | 0 | 0 | 0 | 0 | 0 | 0 | 0 | 0 | 0 | 0 | 0 | 0 | 0 | 0 | 0 | 0 | 0 | 0 | 0 |  | 0 | 0 | 0 | 0 |  | 0 | 0 | 0 | 0 | 0
1980-04-21 | 1980 | 4 | 21 | 0 | 0 | 0 | 0 | 0 | 0 | 0 | 0 | 0 | 0 | 0 | 0 | 0 | 0 | 0 | 0 | 0 | 0 | 0 | 0 | 0 | 0 | 0 | 0 |  | 0 | 0 | 0 | 0 |  | 0 | 0 | 0 | 0 | 0
1980-04-22 | 1980 | 4 | 22 | 0 | 0 | 0 | 0 | 0 | 0 | 0 | 0 | 0 | 0 | 0 | 0 | 0 | 0 | 0 | 0 | 0 | 0 | 0 | 0 | 0 | 0 | 0 | 0 |  | 0 | 0 | 0 | 0 |  | 0 | 0 | 0 | 0 | 0
1980-04-23 | 1980 | 4 | 23 | 0 | 0 | 0 | 0 | 0 | 0 | 0 | 0 | 0 | 0 | 0 | 0 | 0 | 0 | 0 | 0 | 0 | 0 | 0 | 0 | 0 | 0 | 0 | 0 |  | 0 | 0 | 0 | 0 |  | 0 | 0 | 0 | 0 | 0
1980-04-24 | 1980 | 4 | 24 | 0 | 0 | 0 | 0 | 0 | 0 | 0 | 0 | 0 | 0 | 0 | 0 | 0 | 0 | 0 | 0 | 0 | 0 | 0 | 0 | 0 | 0 | 0 | 0 |  | 0 | 0 | 0 | 0 |  | 0 | 0 | 0 | 0 | 0
1980-04-25 | 1980 | 4 | 25 | 0 | 0 | 0 | 0 | 0 | 0 | 0 | 0 | 0 | 0 | 0 | 0 | 0 | 0 | 0 | 0 | 0 | 0 | 0 | 0 | 0 | 0 | 0 | 0 |  | 0 | 0 | 0 | 0 |  | 0 | 0 | 0 | 0 | 0
1980-04-26 | 1980 | 4 | 26 | 0 | 0 | 0 | 0 | 0 | 0 | 0 | 0 | 0 | 0 | 0 | 0 | 0 | 0 | 0 | 0 | 0 | 0 | 0 | 0 | 0 | 0 | 0 | 0 |  | 0 | 0 | 0 | 0 |  | 0 | 0 | 0 | 0 | 0
1980-04-27 | 1980 | 4 | 27 | 0 | 0 | 0 | 0 | 0 | 0 | 0 | 0 | 0 | 0 | 0 | 0 | 0 | 0 | 0 | 0 | 0 | 0 | 0 | 0 | 0 | 0 | 0 | 0 |  | 0 | 0 | 0 | 0 |  | 0 | 0 | 0 | 0 | 0
1980-04-28 | 1980 | 4 | 28 | 0 | 0 | 0 | 0 | 0 | 0 | 0 | 0 | 0 | 0 | 0 | 0 | 0 | 0 | 0 | 0 | 0 | 0 | 0 | 0 | 0 | 0 | 0 | 0 |  | 0 | 0 | 0 | 0 |  | 0 | 0 | 0 | 0 | 0
1980-04-29 | 1980 | 4 | 29 | 0 | 0 | 0 | 0 | 0 | 0 | 0 | 0 | 0 | 0 | 0 | 0 | 0 | 0 | 0 | 0.3 | 0 | 0.5 | 0 | 0 | 0 | 0 | 0 | 0 |  | 0.8 | 0.8 | 0.8 | 0 |  | 0 | 0 | 0 | 0 | 0
1980-04-30 | 1980 | 4 | 30 | 0 | 0 | 0 | 0 | 0 | 0 | 0 | 0 | 0 | 0 | 0 | 0 | 0 | 0 | 0 | 0 | 0 | 0 | 0 | 0 | 0 | 0 | 0 | 0 |  | 0 | 0 | 0 | 0 |  | 0 | 0 | 0 | 0 | 0
1980-05-01 | 1980 | 5 | 1 | 0 | 0 | 0 | 0 | 0 | 0 | 0 | 0 | 0 | 0 | 0 | 0 | 0 | 0 | 0 | 0 | 0 | 0 | 0 | 0 | 0 | 0 | 0 | 0 |  | 0 | 0 | 0 | 0 |  | 0 | 0 | 0 | 0 | 0
1980-05-02 | 1980 | 5 | 2 | 0 | 0 | 0 | 0 | 0 | 0 | 0 | 0 | 0 | 0 | 0 | 0 | 0 | 0 | 0 | 0 | 0 | 0 | 0 | 0 | 0 | 0.6 | 0 | 0.2 |  | 0.8 | 0.8 | 0.8 | 0 |  | 0.8 | 0 | 0 | 0 | 0
1980-05-03 | 1980 | 5 | 3 | 0 | 0 | 0 | 0 | 0 | 0 | 0 | 0 | 0 | 0 | 0 | 0 | 0 | 0 | 0 | 0 | 0 | 0 | 0 | 0 | 0 | 0 | 0 | 0 |  | 0 | 0 | 0 | 0 |  | 0 | 0 | 0 | 0 | 0
1980-05-04 | 1980 | 5 | 4 | 0 | 0 | 0 | 0 | 0 | 0 | 0 | 0 | 0 | 0 | 0 | 0 | 0 | 0 | 0 | 0 | 0 | 0 | 0 | 0 | 0 | 0 | 0 | 0 |  | 0 | 0 | 0 | 0 |  | 0 | 0 | 0 | 0 | 0
1980-05-05 | 1980 | 5 | 5 | 0 | 0 | 0 | 0 | 0 | 0 | 0 | 0 | 0 | 0 | 0 | 0 | 0 | 0 | 0 | 0 | 0 | 0 | 0 | 0 | 0 | 0 | 0 | 0 |  | 0 | 0 | 0 | 0 |  | 0 | 0 | 0 | 0 | 0
1980-05-06 | 1980 | 5 | 6 | 0 | 0 | 0 | 0 | 0 | 0 | 0 | 0 | 0 | 0 | 0 | 0 | 0 | 0 | 0 | 0 | 0 | 0 | 0 | 0 | 0 | 0 | 0 | 0 |  | 0 | 0 | 0 | 0 |  | 0 | 0 | 0 | 0 | 0
1980-05-07 | 1980 | 5 | 7 | 0 | 0 | 0 | 0 | 0 | 0 | 0 | 0 | 0 | 0 | 0 | 0 | 0 | 0 | 0 | 0 | 0 | 0 | 0 | 0 | 0 | 0 | 0 | 0 |  | 0 | 0 | 0 | 0 |  | 0 | 0 | 0 | 0 | 0
1980-05-08 | 1980 | 5 | 8 | 0 | 0 | 0 | 0 | 0 | 0 | 0 | 0 | 0 | 0 | 0 | 0 | 0 | 0 | 0 | 0 | 0 | 0 | 0 | 0 | 0 | 0 | 0 | 0 |  | 0 | 0 | 0 | 0 |  | 0 | 0 | 0 | 0 | 0
1980-05-09 | 1980 | 5 | 9 | 0 | 0 | 0 | 0 | 0 | 0 | 0 | 0 | 0 | 0 | 0 | 0 | 0 | 0 | 0 | 0 | 0 | 0 | 0 | 0 | 0 | 0 | 0 | 0 |  | 0 | 0 | 0 | 0 |  | 0 | 0 | 0 | 0 | 0
1980-05-10 | 1980 | 5 | 10 | 0 | 0 | 0 | 0 | 0 | 0 | 0 | 0 | 0 | 0 | 0 | 0 | 0 | 0 | 0 | 0 | 0 | 0 | 0 | 0 | 0 | 0 | 0 | 0 |  | 0 | 0 | 0 | 0 |  | 0 | 0 | 0 | 0 | 0
1980-05-11 | 1980 | 5 | 11 | 0 | 0 | 0 | 0 | 0 | 0 | 0 | 0 | 0 | 0 | 0 | 0 | 0 | 0 | 0 | 0 | 0 | 0 | 0 | 0 | 0 | 0 | 0 | 0 |  | 0 | 0 | 0 | 0 |  | 0 | 0 | 0 | 0 | 0
1980-05-12 | 1980 | 5 | 12 | 0 | 0 | 0 | 0 | 0 | 0 | 0 | 0 | 0 | 0 | 0 | 0 | 0 | 0 | 0 | 0 | 0 | 0 | 0 | 0 | 0 | 0 | 0 | 0 |  | 0 | 0 | 0 | 0 |  | 0 | 0 | 0 | 0 | 0
1980-05-13 | 1980 | 5 | 13 | 0 | 0 | 0 | 0 | 0 | 0 | 0 | 0 | 0 | 0 | 0 | 0 | 0 | 0 | 0 | 0 | 0 | 0 | 0 | 0 | 0 | 0 | 0 | 0 |  | 0 | 0 | 0 | 0 |  | 0 | 0 | 0 | 0 | 0
1980-05-14 | 1980 | 5 | 14 | 0 | 0 | 0 | 0 | 0 | 0 | 0 | 0 | 0 | 0 | 0 | 0 | 0 | 0 | 0 | 0 | 0 | 0 | 0 | 0 | 0 | 0 | 0 | 0 |  | 0 | 0 | 0 | 0 |  | 0 | 0 | 0 | 0 | 0
1980-05-15 | 1980 | 5 | 15 | 0 | 0 | 0 | 0 | 0 | 0 | 0 | 0 | 0 | 0 | 0 | 0 | 0 | 0 | 0 | 0 | 0 | 0 | 0 | 0 | 0 | 0 | 0 | 0 |  | 0 | 0 | 0 | 0 |  | 0 | 0 | 0 | 0 | 0
1980-05-16 | 1980 | 5 | 16 | 0 | 0 | 0 | 0 | 0 | 0 | 0 | 0 | 0 | 0 | 0 | 0 | 0 | 0 | 0 | 0 | 0 | 0 | 0 | 0 | 0 | 0 | 0 | 0 |  | 0 | 0 | 0 | 0 |  | 0 | 0 | 0 | 0 | 0
1980-05-17 | 1980 | 5 | 17 | 0 | 0 | 0 | 0 | 0 | 0 | 0 | 0 | 0 | 0 | 0 | 0 | 0 | 0 | 0 | 0 | 0 | 0 | 0 | 0 | 0 | 0 | 0 | 0 |  | 0 | 0 | 0 | 0 |  | 0 | 0 | 0 | 0 | 0
1980-05-18 | 1980 | 5 | 18 | 0 | 0 | 0 | 0 | 0 | 0 | 0 | 0 | 0 | 0 | 0 | 0 | 0 | 0 | 0 | 0 | 0 | 0 | 0 | 0 | 0 | 0 | 0 | 0 |  | 0 | 0 | 0 | 0 |  | 0 | 0 | 0 | 0 | 0
1980-05-19 | 1980 | 5 | 19 | 0 | 0 | 0 | 0 | 0 | 0 | 0 | 0 | 0 | 0 | 0 | 0 | 0 | 0 | 0 | 0 | 0 | 0 | 0 | 0 | 0 | 0 | 0 | 0 |  | 0 | 0 | 0 | 0 |  | 0 | 0 | 0 | 0 | 0
1980-05-20 | 1980 | 5 | 20 | 0 | 0 | 0 | 0 | 0 | 0 | 0 | 0 | 0 | 0 | 0 | 0 | 0 | 0 | 0 | 0 | 0 | 0 | 0 | 0 | 0 | 0 | 0 | 0 |  | 0 | 0 | 0 | 0 |  | 0 | 0 | 0 | 0 | 0
1980-05-21 | 1980 | 5 | 21 | 0 | 0 | 0 | 0 | 0 | 0 | 0 | 0 | 0 | 0 | 0 | 0 | 0 | 0 | 0 | 0 | 0 | 0 | 0 | 0 | 0 | 0 | 0 | 0 |  | 0 | 0 | 0 | 0 |  | 0 | 0 | 0 | 0 | 0
1980-05-22 | 1980 | 5 | 22 | 0 | 0 | 0 | 0 | 0 | 0 | 0 | 0 | 0 | 0.2 | 0 | 0 | 0 | 0 | 0 | 0 | 0.2 | 0 | 0 | 0 | 0 | 0 | 0 | 0 |  | 0.4 | 0.4 | 0.4 | 0 |  | 0.4 | 0 | 0 | 0 | 0
1980-05-23 | 1980 | 5 | 23 | 0 | 0 | 0 | 0.6 | 2.2 | 0 | 0 | 0 | 0 | 0 | 0 | 0 | 0 | 0.8 | 1.8 | 2.2 | 3 | 2.4 | 3.6 | 5.9 | 3.2 | 4.2 | 2.8 | 5.5 |  | 38.2 | 38.2 | 38.2 | 7.1054e-15 |  | 38.2 | 0 | 0 | 0 | 0
1980-05-24 | 1980 | 5 | 24 | 7.4 | 0 | 0 | 0 | 0.2 | 0 | 0 | 0 | 0 | 0 | 0 | 0 | 0 | 0 | 0 | 0 | 0 | 0 | 0 | 0 | 0 | 0 | 0 | 0 |  | 7.6 | 7.6 | 7.6 | 8.8818e-16 |  | 7.6 | 0 | 0 | 0 | 0
1980-05-25 | 1980 | 5 | 25 | 0 | 0 | 0 | 0 | 0 | 0 | 1.2 | 1.4 | 0.4 | 1.2 | 0.8 | 0.2 | 0 | 0 | 0 | 0 | 0 | 0 | 0 | 0 | 9.5 | 3.8 | 0 | 0 |  | 18.5 | 18.5 | 18.5 | 0 |  | 18.5 | 0 | 0 | 0 | 0
1980-05-26 | 1980 | 5 | 26 | 0 | 0 | 0 | 0.4 | 1.9 | 0.4 | 0 | 0 | 0.2 | 0 | 0.2 | 0 | 0 | 0 | 0.8 | 3.3 | 6.4 | 2.9 | 2.3 | 0 | 0 | 0 | 0 | 0 |  | 18.8 | 18.8 | 18.8 | 0 |  | 18.8 | 0 | 0 | 0 | 0
1980-05-27 | 1980 | 5 | 27 | 0 | 0 | 0 | 0 | 0 | 0 | 0 | 0 | 0 | 0.3 | 0.3 | 0 | 0 | 0 | 0 | 0 | 0 | 1.2 | 1.6 | 0 | 0 | 0 | 0 | 0 |  | 3.4 | 3.4 | 3.4 | 0 |  | 3.4 | 0 | 0 | 0 | 0
1980-05-28 | 1980 | 5 | 28 | 0 | 0 | 0 | 0 | 0 | 0 | 0 | 0 | 0 | 0 | 0 | 0 | 0 | 0 | 0 | 0 | 0 | 0.4 | 0.9 | 0.2 | 0 | 0.2 | 3.3 | 2.4 |  | 7.4 | 7.4 | 7.4 | 0 |  | 7.4 | 0 | 0 | 0 | 0
1980-05-29 | 1980 | 5 | 29 | 0 | 0 | 0 | 0 | 0 | 0 | 0 | 0 | 0 | 0 | 0 | 0 | 0 | 0 | 0 | 0 | 0 | 0 | 0 | 0 | 0 | 0 | 0 | 0 |  | 0 | 0 | 0 | 0 |  | 0 | 0 | 0 | 0 | 0
1980-05-30 | 1980 | 5 | 30 | 0 | 0 | 0 | 0 | 0 | 0 | 0 | 0 | 0 | 0 | 0 | 0 | 0 | 0 | 0 | 0 | 0 | 0 | 0 | 0 | 0 | 0 | 0 | 0 |  | 0 | 0 | 0 | 0 |  | 0 | 0 | 0 | 0 | 0
1980-05-31 | 1980 | 5 | 31 | 0 | 0 | 0 | 0 | 0 | 0 | 0 | 0 | 0 | 0 | 0 | 0 | 0 | 0 | 0 | 0 | 0 | 0 | 0 | 0 | 0 | 0 | 0 | 0 |  | 0 | 0 | 0 | 0 |  | 0 | 0 | 0 | 0 | 0
1980-06-01 | 1980 | 6 | 1 | 0 | 0 | 0 | 0 | 0 | 0 | 0 | 0 | 0 | 0 | 0 | 0 | 0 | 0 | 0 | 7.3 | 6.1 | 0 | 0.4 | 1.8 | 5.4 | 0.4 | 0 | 0 |  | 21.4 | 21.4 | 21.4 | 0 |  | 0 | 21.4 | 0 | 0 | 0
1980-06-02 | 1980 | 6 | 2 | 0 | 0 | 0 | 0 | 0 | 0 | 0 | 0 | 0 | 0 | 0 | 0 | 0 | 0 | 0 | 0 | 0 | 0 | 0 | 2.3 | 2.7 | 0.8 | 0 | 0 |  | 5.8 | 5.8 | 5.8 | 0 |  | 0 | 5.8 | 0 | 0 | 0
1980-06-03 | 1980 | 6 | 3 | 0 | 0 | 0 | 0 | 0 | 0 | 0 | 0 | 0 | 0 | 0 | 0 | 0 | 0.3 | 0.5 | 0.8 | 0.5 | 0.5 | 0.5 | 0 | 0 | 0.3 | 0 | 0 |  | 3.4 | 3.4 | 3.4 | 0 |  | 0 | 3.4 | 0 | 0 | 0
1980-06-04 | 1980 | 6 | 4 | 0 | 0 | 0 | 0 | 0 | 0 | 0 | 0 | 0 | 0 | 0 | 0 | 0 | 0.2 | 0 | 0 | 0 | 0 | 0 | 0 | 0.5 | 0.8 | 0.5 | 0.3 |  | 2.3 | 2.3 | 2.3 | 0 |  | 0 | 2.3 | 0 | 0 | 0
1980-06-05 | 1980 | 6 | 5 | 0 | 0 | 0 | 0 | 0 | 0 | 0 | 0 | 0 | 0 | 0 | 0 | 0 | 0 | 0 | 0 | 0 | 0 | 0 | 0 | 0 | 0 | 0 | 0 |  | 0 | 0 | 0 | 0 |  | 0 | 0 | 0 | 0 | 0
1980-06-06 | 1980 | 6 | 6 | 0 | 0 | 0 | 0 | 0 | 0 | 0 | 0 | 0 | 0 | 0 | 0 | 0 | 0 | 0 | 0 | 0 | 0 | 0 | 0 | 0 | 0 | 0 | 0 |  | 0 | 0 | 0 | 0 |  | 0 | 0 | 0 | 0 | 0
1980-06-07 | 1980 | 6 | 7 | 0 | 0 | 0 | 0 | 0 | 0 | 0 | 0 | 0 | 0 | 0 | 0 | 0 | 0 | 0 | 0 | 0 | 0 | 0 | 0 | 0 | 0 | 0 | 0 |  | 0 | 0 | 0 | 0 |  | 0 | 0 | 0 | 0 | 0
1980-06-08 | 1980 | 6 | 8 | 0 | 0 | 0 | 0 | 0 | 0 | 0 | 0 | 0 | 0 | 0 | 0 | 0 | 0 | 0 | 0 | 0 | 0 | 0 | 0 | 0 | 0 | 0 | 0 |  | 0 | 0 | 0 | 0 |  | 0 | 0 | 0 | 0 | 0
1980-06-09 | 1980 | 6 | 9 | 0 | 0 | 0 | 0 | 0 | 0 | 0 | 0 | 0 | 0 | 0 | 0 | 0 | 0 | 0 | 0 | 0 | 0 | 0 | 0 | 0 | 0 | 0 | 0 |  | 0 | 0 | 0 | 0 |  | 0 | 0 | 0 | 0 | 0
1980-06-10 | 1980 | 6 | 10 | 0 | 0 | 0 | 0 | 0 | 0 | 0 | 0 | 0 | 0 | 0 | 0 | 0 | 0 | 0 | 0 | 0 | 0 | 0 | 0 | 0 | 0 | 0 | 0 |  | 0 | 0 | 0 | 0 |  | 0 | 0 | 0 | 0 | 0
1980-06-11 | 1980 | 6 | 11 | 0 | 0 | 0 | 0 | 0 | 0 | 0 | 0 | 0 | 0 | 0.3 | 0 | 0.7 | 0 | 0 | 0 | 0 | 0 | 0 | 0 | 0 | 0 | 0 | 0 |  | 1 | 1 | 1 | 0 |  | 0 | 1 | 0 | 0 | 0
1980-06-12 | 1980 | 6 | 12 | 0 | 0 | 0 | 0 | 0 | 0 | 0 | 0 | 0 | 0 | 0 | 0 | 0 | 0 | 0 | 0 | 0 | 0 | 0 | 0 | 0 | 0 | 0 | 0 |  | 0 | 0 | 0 | 0 |  | 0 | 0 | 0 | 0 | 0
1980-06-13 | 1980 | 6 | 13 | 0 | 0 | 0 | 0 | 0 | 0 | 0 | 0 | 0 | 0 | 0 | 0 | 0 | 0 | 0 | 0 | 0 | 0 | 0 | 0 | 0 | 0 | 0 | 0 |  | 0 | 0 | 0 | 0 |  | 0 | 0 | 0 | 0 | 0
1980-06-14 | 1980 | 6 | 14 | 0 | 0 | 0 | 0 | 0 | 0 | 0 | 0 | 0 | 0 | 0 | 0 | 0 | 0 | 0.3 | 0 | 0.3 | 0 | 0 | 0 | 0 | 0 | 0 | 0 |  | 0.6 | 0.6 | 0.6 | 0 |  | 0 | 0.6 | 0 | 0 | 0
1980-06-15 | 1980 | 6 | 15 | 0 | 0 | 0 | 0 | 0 | 0 | 0 | 0 | 0 | 0 | 0 | 0 | 0 | 0 | 0 | 0 | 0 | 0 | 0 | 0 | 0 | 0 | 0 | 0 |  | 0 | 0 | 0 | 0 |  | 0 | 0 | 0 | 0 | 0
1980-06-16 | 1980 | 6 | 16 | 0.2 | 0 | 0 | 0 | 0 | 0 | 0 | 0 | 0 | 0 | 0 | 0 | 0 | 0 | 0 | 0 | 0 | 0 | 0 | 0 | 0 | 0 | 0 | 0 |  | 0.2 | 0.2 | 0.2 | 0 |  | 0 | 0.2 | 0 | 0 | 0
1980-06-17 | 1980 | 6 | 17 | 0 | 0 | 0 | 0 | 0 | 0 | 0 | 0 | 0 | 0 | 0 | 0 | 0 | 0 | 0 | 0 | 0 | 0 | 0 | 0 | 0 | 0 | 0 | 0 |  | 0 | 0 | 0 | 0 |  | 0 | 0 | 0 | 0 | 0
1980-06-18 | 1980 | 6 | 18 | 0 | 0 | 0 | 0 | 0 | 0 | 0 | 0 | 0 | 0 | 0 | 0 | 0 | 0 | 0 | 0 | 0 | 0 | 0 | 0 | 0 | 0 | 0 | 0 |  | 0 | 0 | 0 | 0 |  | 0 | 0 | 0 | 0 | 0
1980-06-19 | 1980 | 6 | 19 | 8.2 | 3.8 | 1.6 | 0 | 0 | 0 | 0 | 0.2 | 0 | 0 | 0 | 0 | 0 | 0 | 0 | 0 | 0 | 0 | 0 | 1.6 | 0.8 | 0 | 1.6 | 0 |  | 17.8 | 17.8 | 17.8 | 0 |  | 0 | 17.8 | 0 | 0 | 0
1980-06-20 | 1980 | 6 | 20 | 0 | 0 | 0.2 | 0 | 0 | 0 | 0 | 0 | 0 | 0 | 0 | 0 | 0 | 0 | 0 | 0 | 0 | 0 | 0 | 0 | 0.3 | 1.3 | 0 | 0 |  | 1.8 | 1.8 | 1.8 | 0 |  | 0 | 1.8 | 0 | 0 | 0
1980-06-21 | 1980 | 6 | 21 | 0 | 0 | 0 | 0 | 0 | 0 | 0 | 0 | 0 | 0 | 0 | 0 | 0 | 0 | 0 | 0 | 0 | 0 | 0 | 0 | 0 | 0 | 0 | 0 |  | 0 | 0 | 0 | 0 |  | 0 | 0 | 0 | 0 | 0
1980-06-22 | 1980 | 6 | 22 | 0 | 0 | 0 | 0 | 0 | 0 | 0 | 0 | 0 | 0 | 0 | 0 | 0 | 0 | 0 | 0 | 0 | 0.5 | 3.1 | 0 | 0 | 0 | 0 | 0 |  | 3.6 | 3.6 | 3.6 | 0 |  | 0 | 3.6 | 0 | 0 | 0
1980-06-23 | 1980 | 6 | 23 | 0 | 0 | 0 | 0 | 0 | 0 | 0 | 0 | 0 | 0 | 0 | 0 | 5.4 | 3.4 | 0 | 2.3 | 0 | 2.3 | 0 | 0 | 0 | 0 | 0 | 0 |  | 13.4 | 13.4 | 13.4 | 1.7764e-15 |  | 0 | 13.4 | 0 | 0 | 0
1980-06-24 | 1980 | 6 | 24 | 0 | 0 | 0 | 0 | 0 | 0 | 0 | 0 | 0 | 0 | 0 | 0 | 0 | 0 | 0 | 0 | 0 | 0 | 0 | 0 | 0 | 0 | 0 | 0 |  | 0 | 0 | 0 | 0 |  | 0 | 0 | 0 | 0 | 0
1980-06-25 | 1980 | 6 | 25 | 0 | 0 | 0 | 0 | 0 | 0 | 0 | 0 | 0 | 0 | 0 | 1.2 | 0 | 1.3 | 1.2 | 1.3 | 1.2 | 1.2 | 1.3 | 0 | 0 | 0 | 0 | 1.2 |  | 9.9 | 9.9 | 9.9 | 0 |  | 0 | 9.9 | 0 | 0 | 0
1980-06-26 | 1980 | 6 | 26 | 0 | 0 | 0 | 0 | 0 | 0.2 | 0 | 0 | 0 | 0 | 0 | 0 | 0 | 4.8 | 0 | 0.4 | 3.4 | 0.8 | 0 | 0 | 0.2 | 0 | 0 | 0 |  | 9.8 | 9.8 | 9.8 | 0 |  | 0 | 9.8 | 0 | 0 | 0
1980-06-27 | 1980 | 6 | 27 | 0 | 0 | 0 | 0 | 0 | 0 | 0 | 0 | 0 | 0 | 0 | 0 | 0 | 0 | 0 | 0 | 4.7 | 3.5 | 0 | 0 | 0 | 0 | 0 | 0 |  | 8.2 | 8.2 | 8.2 | 0 |  | 0 | 8.2 | 0 | 0 | 0
1980-06-28 | 1980 | 6 | 28 | 0 | 0 | 0 | 0 | 0 | 0 | 0 | 0 | 0 | 0.2 | 0 | 0 | 0 | 0 | 0 | 0 | 0 | 0 | 0 | 0 | 0 | 0 | 0 | 0 |  | 0.2 | 0.2 | 0.2 | 0 |  | 0 | 0.2 | 0 | 0 | 0
1980-06-29 | 1980 | 6 | 29 | 0 | 0 | 0 | 0 | 0 | 0 | 0 | 0 | 0 | 0 | 0 | 0 | 0 | 0 | 0 | 0 | 0 | 0 | 0 | 4.2 | 0 | 0 | 0 | 0 |  | 4.2 | 4.2 | 4.2 | 0 |  | 0 | 4.2 | 0 | 0 | 0
1980-06-30 | 1980 | 6 | 30 | 0 | 0 | 0 | 0 | 0 | 0 | 0 | 0 | 0 | 0 | 0 | 0 | 0 | 0 | 0 | 0 | 0 | 0 | 0 | 0 | 0 | 0 | 0 | 0 |  | 0 | 0 | 0 | 0 |  | 0 | 0 | 0 | 0 | 0
1980-07-01 | 1980 | 7 | 1 | 0 | 0 | 0 | 0 | 0 | 0 | 0 | 0 | 0 | 0 | 0 | 0 | 0 | 0 | 0 | 0 | 0 | 0 | 0 | 0 | 0 | 0 | 0 | 0 |  | 0 | 0 | 0 | 0 |  | 0 | 0 | 0 | 0 | 0
1980-07-02 | 1980 | 7 | 2 | 0 | 0 | 0 | 0 | 0 | 0 | 0 | 0 | 0 | 0 | 0 | 0 | 0 | 0 | 0 | 0 | 0 | 0 | 0 | 0 | 0 | 0 | 0 | 0 |  | 0 | 0 | 0 | 0 |  | 0 | 0 | 0 | 0 | 0
1980-07-03 | 1980 | 7 | 3 | 0 | 0 | 0 | 0 | 0 | 0 | 0 | 0 | 0 | 0 | 0 | 0 | 0 | 0 | 0 | 0 | 0 | 0 | 0 | 0 | 0 | 0 | 0 | 0 |  | 0 | 0 | 0 | 0 |  | 0 | 0 | 0 | 0 | 0
1980-07-04 | 1980 | 7 | 4 | 0 | 0 | 0 | 0 | 0 | 0 | 0 | 0 | 0 | 0 | 0 | 0 | 0 | 0 | 0 | 0 | 0 | 0 | 0 | 0 | 0 | 0 | 0 | 0 |  | 0 | 0 | 0 | 0 |  | 0 | 0 | 0 | 0 | 0
1980-07-05 | 1980 | 7 | 5 | 0 | 0 | 0 | 0 | 0 | 0 | 0 | 0 | 0 | 0 | 0 | 0 | 0 | 0 | 0 | 0 | 0 | 0 | 0 | 0 | 0 | 0 | 0 | 0 |  | 0 | 0 | 0 | 0 |  | 0 | 0 | 0 | 0 | 0
1980-07-06 | 1980 | 7 | 6 | 0 | 0 | 0 | 0 | 0 | 0 | 0 | 0 | 0 | 0 | 0 | 0 | 0 | 0 | 0 | 0 | 0 | 0 | 0 | 0 | 0 | 0 | 0 | 0 |  | 0 | 0 | 0 | 0 |  | 0 | 0 | 0 | 0 | 0
1980-07-07 | 1980 | 7 | 7 | 0 | 0 | 0 | 0 | 0 | 0 | 0 | 0 | 0 | 0 | 0 | 0 | 0 | 0 | 0 | 0 | 0 | 0 | 0 | 0 | 0 | 0 | 0 | 0 |  | 0 | 0 | 0 | 0 |  | 0 | 0 | 0 | 0 | 0
1980-07-08 | 1980 | 7 | 8 | 0 | 0 | 0 | 0 | 0 | 0 | 0 | 0 | 0 | 0 | 0 | 0 | 0 | 0 | 0 | 0 | 0 | 0 | 0 | 0 | 0 | 0 | 0 | 0 |  | 0 | 0 | 0 | 0 |  | 0 | 0 | 0 | 0 | 0
1980-07-09 | 1980 | 7 | 9 | 0 | 0 | 0 | 0 | 0 | 0 | 0 | 0 | 0 | 0 | 0 | 0 | 0 | 0 | 0 | 0 | 0 | 0 | 0 | 0 | 0 | 0 | 0 | 0 |  | 0 | 0 | 0 | 0 |  | 0 | 0 | 0 | 0 | 0
1980-07-10 | 1980 | 7 | 10 | 0 | 0 | 0 | 0 | 0 | 0 | 0 | 0 | 0 | 0 | 0 | 0 | 0 | 0 | 0 | 0 | 0 | 0 | 0 | 0 | 0 | 0 | 0 | 0 |  | 0 | 0 | 0 | 0 |  | 0 | 0 | 0 | 0 | 0
1980-07-11 | 1980 | 7 | 11 | 0 | 0 | 0 | 0 | 0 | 0 | 0 | 0 | 0 | 0 | 0 | 0 | 0 | 0 | 0 | 0 | 0 | 0 | 0 | 0 | 0 | 0 | 0 | 0 |  | 0 | 0 | 0 | 0 |  | 0 | 0 | 0 | 0 | 0
1980-07-12 | 1980 | 7 | 12 | 0 | 0 | 0 | 0 | 0 | 0 | 0 | 0 | 1.2 | 4.3 | 2.1 | 0 | 0 | 0 | 0 | 5 | 0 | 0 | 0 | 0 | 0 | 0 | 0 | 0 |  | 12.6 | 12.6 | 12.6 | 0 |  | 0 | 0 | 12.6 | 0 | 0
1980-07-13 | 1980 | 7 | 13 | 0 | 0 | 0 | 0 | 0 | 0 | 0 | 0 | 0 | 0 | 0 | 0 | 0 | 0 | 0 | 0 | 0 | 0 | 0 | 0 | 0 | 0 | 0 | 0 |  | 0 | 0 | 0 | 0 |  | 0 | 0 | 0 | 0 | 0
1980-07-14 | 1980 | 7 | 14 | 0 | 0 | 0 | 0 | 0 | 0 | 0 | 0 | 0 | 0 | 0 | 0 | 0 | 0 | 0 | 0 | 0 | 0 | 0 | 0 | 0 | 0.3 | 0.9 | 0 |  | 1.2 | 1.2 | 1.2 | 0 |  | 0 | 0 | 1.2 | 0 | 0
1980-07-15 | 1980 | 7 | 15 | 0 | 0 | 0.3 | 0 | 0 | 0 | 0 | 0 | 0 | 0 | 0 | 0 | 0 | 0 | 0.8 | 0 | 0 | 0 | 0 | 0 | 0 | 0 | 0 | 0 |  | 1.1 | 1.1 | 1.1 | 0 |  | 0 | 0 | 1.1 | 0 | 0
1980-07-16 | 1980 | 7 | 16 | 0 | 0 | 0 | 0 | 0 | 0 | 0 | 0 | 0 | 0 | 0 | 0 | 0 | 0 | 0 | 0 | 0 | 0 | 0 | 0 | 0 | 0 | 0 | 0 |  | 0 | 0 | 0 | 0 |  | 0 | 0 | 0 | 0 | 0
1980-07-17 | 1980 | 7 | 17 | 0 | 0 | 0 | 0 | 0 | 0 | 0 | 0 | 0 | 0 | 0 | 0 | 0 | 0 | 0.2 | 0 | 0 | 0 | 0 | 0 | 0 | 0 | 0 | 0 |  | 0.2 | 0.2 | 0.2 | 0 |  | 0 | 0 | 0.2 | 0 | 0
1980-07-18 | 1980 | 7 | 18 | 0 | 0 | 0 | 0 | 0 | 0 | 0 | 0 | 0 | 0 | 0 | 0 | 0 | 0 | 0 | 0 | 0 | 0 | 0.9 | 0.4 | 0 | 0 | 1.9 | 0.8 |  | 4 | 4 | 4 | 0 |  | 0 | 0 | 4 | 0 | 0
1980-07-19 | 1980 | 7 | 19 | 1.4 | 3.1 | 3.5 | 2 | 0.8 | 1.4 | 0.2 | 0 | 0.2 | 0.2 | 0 | 0 | 0 | 0 | 0 | 0 | 0 | 0 | 0 | 0 | 0 | 0 | 0 | 0 |  | 12.8 | 12.8 | 12.8 | 1.7764e-15 |  | 0 | 0 | 12.8 | 0 | 0
1980-07-20 | 1980 | 7 | 20 | 0 | 0 | 0 | 0 | 0 | 0 | 0 | 0 | 0 | 0 | 0 | 0 | 0 | 0 | 0 | 0 | 0 | 0 | 0 | 0 | 0 | 0 | 0 | 0 |  | 0 | 0 | 0 | 0 |  | 0 | 0 | 0 | 0 | 0
1980-07-21 | 1980 | 7 | 21 | 0 | 0 | 0 | 0 | 0 | 0 | 0 | 0 | 0 | 0 | 0 | 0 | 0 | 0 | 0 | 0 | 0 | 0 | 0 | 0 | 0 | 0 | 0 | 0 |  | 0 | 0 | 0 | 0 |  | 0 | 0 | 0 | 0 | 0
1980-07-22 | 1980 | 7 | 22 | 0 | 0 | 0 | 0 | 0 | 0 | 0 | 0 | 0 | 0 | 0 | 0 | 0 | 0 | 0 | 0 | 0 | 0 | 0 | 0 | 0 | 0 | 0 | 0 |  | 0 | 0 | 0 | 0 |  | 0 | 0 | 0 | 0 | 0
1980-07-23 | 1980 | 7 | 23 | 0 | 0 | 0 | 0 | 0 | 0 | 0 | 0 | 0 | 0 | 0 | 0 | 0 | 0 | 0 | 0 | 0 | 0 | 0 | 0 | 0 | 0 | 0 | 0 |  | 0 | 0 | 0 | 0 |  | 0 | 0 | 0 | 0 | 0
1980-07-24 | 1980 | 7 | 24 | 0 | 0 | 0 | 0 | 0 | 0 | 0 | 0 | 0 | 0 | 0 | 0 | 0 | 0 | 0 | 0 | 0 | 0 | 0 | 0 | 0 | 0 | 0 | 0 |  | 0 | 0 | 0 | 0 |  | 0 | 0 | 0 | 0 | 0
1980-07-25 | 1980 | 7 | 25 | 0 | 0 | 0 | 0 | 0 | 0 | 0 | 0 | 0 | 0 | 0 | 0 | 0 | 0 | 0 | 0 | 0 | 0 | 0 | 0 | 0 | 0 | 0 | 0 |  | 0 | 0 | 0 | 0 |  | 0 | 0 | 0 | 0 | 0
1980-07-26 | 1980 | 7 | 26 | 0 | 0 | 0 | 0 | 0 | 0 | 0 | 0 | 0 | 0 | 0 | 0 | 0 | 0 | 0 | 0 | 0 | 0 | 0 | 0 | 0 | 0 | 0 | 0 |  | 0 | 0 | 0 | 0 |  | 0 | 0 | 0 | 0 | 0
1980-07-27 | 1980 | 7 | 27 | 0 | 0 | 0 | 0 | 0 | 1.2 | 0 | 0 | 0 | 0 | 0 | 0 | 0 | 0 | 0 | 0 | 0 | 0 | 0 | 0 | 0 | 0 | 0 | 0 |  | 1.2 | 1.2 | 1.2 | 0 |  | 0 | 0 | 1.2 | 0 | 0
1980-07-28 | 1980 | 7 | 28 | 0 | 0 | 0 | 0 | 0 | 0 | 0 | 0 | 0 | 0 | 0 | 0 | 0 | 0 | 0 | 0 | 0 | 0 | 0 | 0 | 0 | 0 | 0 | 0 |  | 0 | 0 | 0 | 0 |  | 0 | 0 | 0 | 0 | 0
1980-07-29 | 1980 | 7 | 29 | 0 | 0 | 0 | 6.1 | 1.4 | 0.2 | 0.2 | 3 | 5.4 | 0.6 | 0 | 0 | 0 | 0 | 0 | 0 | 0 | 0 | 0 | 0 | 0 | 0 | 0 | 0 |  | 16.9 | 16.9 | 16.9 | 3.5527e-15 |  | 0 | 0 | 16.9 | 0 | 0
1980-07-30 | 1980 | 7 | 30 | 0 | 0 | 0 | 0 | 0 | 0 | 0 | 0 | 0 | 0 | 0 | 0 | 0 | 0 | 0 | 0 | 0 | 0 | 0 | 0 | 0 | 0 | 0 | 0 |  | 0 | 0 | 0 | 0 |  | 0 | 0 | 0 | 0 | 0
1980-07-31 | 1980 | 7 | 31 | 0 | 0 | 0 | 0 | 0 | 0 | 0 | 0 | 0 | 0 | 0 | 0 | 0 | 0 | 0 | 0 | 0 | 0 | 0 | 0 | 0 | 0 | 0 | 0 |  | 0 | 0 | 0 | 0 |  | 0 | 0 | 0 | 0 | 0
1980-08-01 | 1980 | 8 | 1 | 0 | 0 | 0 | 0 | 0 | 0 | 0 | 0 | 0 | 0 | 0 | 0 | 0 | 0 | 0 | 0 | 1 | 0 | 0 | 0 | 0 | 0 | 0 | 0 |  | 1 | 1 | 1 | 0 |  | 0 | 0 | 0 | 1 | 0
1980-08-02 | 1980 | 8 | 2 | 0 | 0 | 0 | 0 | 0 | 0 | 0.1 | 0 | 0 | 0 | 0 | 0 | 0 | 0 | 0 | 0 | 0 | 0 | 0.1 | 0 | 0 | 0 | 0 | 0 |  | 0.2 | 0.2 | 0.2 | 0 |  | 0 | 0 | 0 | 0.2 | 0
1980-08-03 | 1980 | 8 | 3 | 0 | 0.2 | 0 | 0 | 0 | 0.2 | 0.8 | 0.3 | 0.3 | 0 | 0 | 0 | 0 | 0 | 0.3 | 0 | 0 | 0 | 0 | 0 | 0 | 0 | 0 | 0 |  | 2.1 | 2.1 | 2.1 | 0 |  | 0 | 0 | 0 | 2.1 | 0
1980-08-04 | 1980 | 8 | 4 | 0 | 0 | 0 | 0 | 0 | 0 | 0 | 0 | 0 | 0 | 0 | 0 | 0 | 0 | 0 | 0 | 0 | 0 | 0 | 0 | 0 | 0.2 | 0.5 | 0.2 |  | 0.9 | 0.9 | 0.9 | 1.1102e-16 |  | 0 | 0 | 0 | 0.9 | 0
1980-08-05 | 1980 | 8 | 5 | 0 | 0 | 0 | 0 | 0 | 0 | 0 | 0 | 0 | 0 | 0 | 0 | 0 | 0 | 0 | 0 | 0 | 0 | 0 | 0 | 0 | 0 | 0 | 0.4 |  | 0.4 | 0.4 | 0.4 | 0 |  | 0 | 0 | 0 | 0.4 | 0
1980-08-06 | 1980 | 8 | 6 | 0 | 0 | 0.2 | 0 | 0 | 0 | 0 | 0 | 0 | 0 | 0 | 0 | 0 | 0 | 0 | 0 | 0 | 0.5 | 0.3 | 0 | 0 | 0 | 0 | 0 |  | 1 | 1 | 1 | 0 |  | 0 | 0 | 0 | 1 | 0
1980-08-07 | 1980 | 8 | 7 | 0 | 0 | 0 | 0 | 0 | 0 | 0 | 0.4 | 0 | 0 | 0 | 0 | 0 | 0 | 0 | 0 | 0 | 0 | 0 | 0 | 0 | 0 | 0 | 0 |  | 0.4 | 0.4 | 0.4 | 0 |  | 0 | 0 | 0 | 0.4 | 0
1980-08-08 | 1980 | 8 | 8 | 0 | 0 | 0 | 0 | 0 | 0 | 0 | 0 | 0 | 0 | 0 | 0 | 0 | 0 | 0 | 0 | 0 | 0 | 0 | 0 | 0 | 2.2 | 0.2 | 0 |  | 2.4 | 2.4 | 2.4 | 4.4409e-16 |  | 0 | 0 | 0 | 2.4 | 0
1980-08-09 | 1980 | 8 | 9 | 0 | 0 | 0 | 0 | 0 | 0 | 0 | 0 | 0 | 0 | 0 | 0 | 0 | 0 | 0 | 0 | 0 | 0 | 0 | 0 | 0 | 0 | 0 | 0 |  | 0 | 0 | 0 | 0 |  | 0 | 0 | 0 | 0 | 0
1980-08-10 | 1980 | 8 | 10 | 0 | 0 | 0 | 0 | 0 | 0 | 0 | 0 | 0 | 0 | 0 | 0 | 0 | 0 | 0 | 0 | 0 | 0 | 0.2 | 3.8 | 0 | 0 | 0 | 0 |  | 4 | 4 | 4 | 0 |  | 0 | 0 | 0 | 4 | 0
1980-08-11 | 1980 | 8 | 11 | 0 | 0 | 0 | 0.5 | 0 | 0 | 0 | 0 | 0 | 0 | 0 | 0 | 0 | 1 | 0.3 | 0 | 0 | 0 | 0.3 | 0.5 | 0 | 0 | 0 | 0 |  | 2.6 | 2.6 | 2.6 | 0 |  | 0 | 0 | 0 | 2.6 | 0
1980-08-12 | 1980 | 8 | 12 | 0.2 | 0.2 | 0 | 0 | 0.2 | 0 | 0 | 0 | 0 | 0 | 0 | 0 | 0 | 0 | 0 | 0 | 0 | 0 | 0 | 0 | 0 | 0 | 0 | 0 |  | 0.6 | 0.6 | 0.6 | 1.1102e-16 |  | 0 | 0 | 0 | 0.6 | 0
1980-08-13 | 1980 | 8 | 13 | 0 | 0 | 0 | 0 | 0 | 0 | 0 | 0 | 0 | 0 | 0 | 0 | 0 | 0 | 0 | 0 | 0 | 0 | 0 | 0 | 0 | 0 | 0 | 0 |  | 0 | 0 | 0 | 0 |  | 0 | 0 | 0 | 0 | 0
1980-08-14 | 1980 | 8 | 14 | 0 | 0 | 0 | 0 | 0 | 0 | 0 | 0 | 0 | 0 | 0 | 0 | 0 | 0 | 0 | 0 | 0 | 0 | 0 | 0 | 0 | 0 | 0 | 0 |  | 0 | 0 | 0 | 0 |  | 0 | 0 | 0 | 0 | 0
1980-08-15 | 1980 | 8 | 15 | 0 | 0 | 0 | 0 | 0 | 0 | 0 | 0 | 0 | 0 | 0 | 0 | 0 | 0 | 0 | 0 | 0 | 0 | 0 | 0 | 0 | 0 | 0 | 0 |  | 0 | 0 | 0 | 0 |  | 0 | 0 | 0 | 0 | 0
1980-08-16 | 1980 | 8 | 16 | 0 | 0 | 0 | 0 | 0 | 0 | 0 | 0 | 0 | 0 | 0 | 0 | 0 | 0 | 0 | 0 | 0 | 0 | 0 | 0 | 0 | 0 | 0 | 0 |  | 0 | 0 | 0 | 0 |  | 0 | 0 | 0 | 0 | 0
1980-08-17 | 1980 | 8 | 17 | 0 | 0 | 0 | 0 | 0 | 0 | 0 | 0 | 0 | 0 | 0 | 0 | 0 | 0 | 0 | 0 | 0 | 0 | 0 | 0.4 | 0 | 0 | 0.4 | 0 |  | 0.8 | 0.8 | 0.8 | 0 |  | 0 | 0 | 0 | 0.8 | 0
1980-08-18 | 1980 | 8 | 18 | 0.2 | 0.2 | 0 | 0.2 | 0.6 | 0.3 | 0.2 | 0 | 0.6 | 0.2 | 0.2 | 0 | 0 | 0 | 0 | 0 | 0 | 0 | 0 | 0 | 0 | 0 | 0 | 0 |  | 2.7 | 2.7 | 2.7 | 4.4409e-16 |  | 0 | 0 | 0 | 2.7 | 0
1980-08-19 | 1980 | 8 | 19 | 0 | 0 | 0 | 0 | 0 | 0 | 0 | 0 | 0 | 0 | 0 | 0 | 0 | 0 | 0 | 0 | 0 | 0 | 0 | 0 | 0 | 0 | 0 | 0 |  | 0 | 0 | 0 | 0 |  | 0 | 0 | 0 | 0 | 0
1980-08-20 | 1980 | 8 | 20 | 0 | 0 | 0 | 0 | 0 | 0 | 0 | 0 | 0 | 0 | 0 | 0 | 0 | 0 | 0 | 5.2 | 0 | 0.2 | 0 | 0 | 0 | 0.2 | 0 | 0.2 |  | 5.8 | 5.8 | 5.8 | 8.8818e-16 |  | 0 | 0 | 0 | 5.8 | 0
1980-08-21 | 1980 | 8 | 21 | 0 | 0 | 0 | 0 | 0 | 0 | 0.1 | 0 | 0 | 0 | 0 | 0 | 0 | 0 | 0 | 0 | 0 | 0 | 0.1 | 0 | 0 | 0 | 0 | 0 |  | 0.2 | 0.2 | 0.2 | 0 |  | 0 | 0 | 0 | 0.2 | 0
1980-08-22 | 1980 | 8 | 22 | 0 | 0 | 0 | 0 | 0 | 0 | 0 | 0 | 0 | 0 | 0 | 0 | 0 | 0 | 0 | 0 | 0 | 0 | 0 | 0 | 0 | 0 | 0 | 0 |  | 0 | 0 | 0 | 0 |  | 0 | 0 | 0 | 0 | 0
1980-08-23 | 1980 | 8 | 23 | 0 | 0 | 0 | 0 | 0 | 0 | 0 | 0 | 0 | 0 | 0 | 0 | 0 | 0 | 0 | 0 | 0 | 0 | 0 | 0 | 0 | 0 | 0 | 0 |  | 0 | 0 | 0 | 0 |  | 0 | 0 | 0 | 0 | 0
1980-08-24 | 1980 | 8 | 24 | 0 | 0 | 0 | 0 | 0 | 0 | 0 | 0.4 | 0.9 | 0 | 0 | 0.2 | 0 | 0 | 0 | 1.3 | 0.2 | 0 | 0 | 0 | 0 | 0 | 0 | 0 |  | 3 | 3 | 3 | 0 |  | 0 | 0 | 0 | 3 | 0
1980-08-25 | 1980 | 8 | 25 | 0 | 0 | 0 | 0 | 0 | 0 | 0 | 0 | 0 | 0 | 0 | 0 | 0 | 0 | 0 | 0 | 0 | 0 | 0 | 0 | 0 | 0 | 0 | 0 |  | 0 | 0 | 0 | 0 |  | 0 | 0 | 0 | 0 | 0
1980-08-26 | 1980 | 8 | 26 | 0 | 0 | 0 | 0 | 0 | 0 | 0 | 0 | 0 | 0 | 0 | 0 | 0 | 0 | 0 | 0 | 0 | 0 | 0 | 0 | 0 | 0 | 0 | 0 |  | 0 | 0 | 0 | 0 |  | 0 | 0 | 0 | 0 | 0
1980-08-27 | 1980 | 8 | 27 | 0 | 0 | 0 | 0 | 0 | 0 | 0 | 0 | 0 | 0 | 0 | 0 | 0 | 0 | 0 | 0 | 0 | 0 | 0 | 0 | 0 | 0 | 0 | 0 |  | 0 | 0 | 0 | 0 |  | 0 | 0 | 0 | 0 | 0
1980-08-28 | 1980 | 8 | 28 | 0 | 0 | 0 | 0 | 0 | 0 | 0 | 0 | 0 | 0 | 0 | 0 | 0 | 0 | 0 | 0 | 0 | 0 | 0 | 0 | 0 | 1.2 | 0 | 0 |  | 1.2 | 1.2 | 1.2 | 0 |  | 0 | 0 | 0 | 1.2 | 0
1980-08-29 | 1980 | 8 | 29 | 0 | 0 | 0 | 0 | 0 | 0 | 0 | 0 | 0 | 0 | 0 | 0 | 0 | 0 | 0 | 0 | 0 | 0 | 0 | 0 | 0 | 0 | 0 | 0 |  | 0 | 0 | 0 | 0 |  | 0 | 0 | 0 | 0 | 0
1980-08-30 | 1980 | 8 | 30 | 0 | 0 | 0 | 0 | 0 | 0 | 0 | 0 | 0 | 0 | 0 | 0 | 0 | 0 | 0 | 0 | 0 | 0 | 0 | 0 | 0.5 | 0.7 | 0.5 | 0 |  | 1.7 | 1.7 | 1.7 | 0 |  | 0 | 0 | 0 | 1.7 | 0
1980-08-31 | 1980 | 8 | 31 | 0 | 0 | 0 | 0 | 0 | 0 | 0 | 0 | 0.4 | 0 | 0 | 0 | 0 | 0 | 0 | 0 | 0 | 0 | 0 | 0 | 0 | 0 | 0 | 0 |  | 0.4 | 0.4 | 0.4 | 0 |  | 0 | 0 | 0 | 0.4 | 0
1980-09-01 | 1980 | 9 | 1 | 0 | 0 | 0 | 0 | 0 | 0 | 0 | 0 | 0 | 0 | 0 | 0 | 0 | 0 | 0 | 0 | 0 | 0 | 0 | 0 | 0 | 0 | 0 | 0 |  | 0 | 0 | 0 | 0 |  | 0 | 0 | 0 | 0 | 0
1980-09-02 | 1980 | 9 | 2 | 0 | 0 | 0 | 0 | 0 | 0 | 0 | 0 | 0 | 0 | 0 | 0 | 0 | 0 | 0 | 0 | 0 | 0.4 | 0 | 0 | 0 | 0 | 0 | 0 |  | 0.4 | 0.4 | 0.4 | 0 |  | 0 | 0 | 0 | 0 | 0.4
1980-09-03 | 1980 | 9 | 3 | 0 | 1.8 | 2 | 1.4 | 0 | 0 | 0 | 0 | 0 | 0 | 0 | 0 | 0 | 0 | 0 | 0 | 0 | 0 | 0 | 0 | 0 | 0 | 0 | 0 |  | 5.2 | 5.2 | 5.2 | 8.8818e-16 |  | 0 | 0 | 0 | 0 | 5.2
1980-09-04 | 1980 | 9 | 4 | 0 | 0 | 0 | 0 | 0 | 0 | 0 | 0 | 0 | 0 | 0 | 0 | 0 | 0 | 0 | 0 | 0 | 0 | 0 | 0 | 0 | 0 | 0 | 0 |  | 0 | 0 | 0 | 0 |  | 0 | 0 | 0 | 0 | 0
1980-09-05 | 1980 | 9 | 5 | 0 | 0 | 0 | 0 | 0 | 0 | 0 | 0 | 0 | 0 | 0 | 0 | 0 | 0 | 0 | 0 | 0 | 0 | 0 | 0 | 0 | 0 | 0 | 0 |  | 0 | 0 | 0 | 0 |  | 0 | 0 | 0 | 0 | 0
1980-09-06 | 1980 | 9 | 6 | 0 | 0 | 0 | 0 | 0 | 0 | 0 | 0 | 0 | 0 | 0 | 0 | 0 | 0 | 0 | 0 | 0 | 0 | 0 | 0 | 0 | 0 | 0 | 0 |  | 0 | 0 | 0 | 0 |  | 0 | 0 | 0 | 0 | 0
1980-09-07 | 1980 | 9 | 7 | 0 | 0 | 0 | 0 | 0 | 0 | 0 | 0 | 0 | 0 | 0 | 0 | 0 | 0 | 0 | 0 | 0 | 0 | 0 | 0.6 | 0 | 0 | 0 | 0 |  | 0.6 | 0.6 | 0.6 | 0 |  | 0 | 0 | 0 | 0 | 0.6
1980-09-08 | 1980 | 9 | 8 | 0 | 0 | 0 | 0 | 0 | 0 | 0 | 0 | 0 | 0 | 0 | 0 | 0 | 0 | 0 | 0 | 0 | 0 | 0 | 0 | 0 | 0 | 0 | 0 |  | 0 | 0 | 0 | 0 |  | 0 | 0 | 0 | 0 | 0
1980-09-09 | 1980 | 9 | 9 | 0 | 0 | 0 | 0 | 0 | 0 | 0 | 0 | 0 | 0 | 0 | 0 | 0 | 0 | 0 | 0 | 0 | 0 | 0 | 0 | 0 | 0 | 0 | 0 |  | 0 | 0 | 0 | 0 |  | 0 | 0 | 0 | 0 | 0
1980-09-10 | 1980 | 9 | 10 | 0 | 0 | 0 | 0 | 0 | 0 | 0 | 0 | 0 | 0 | 0 | 0 | 0 | 0 | 0 | 0 | 0 | 0 | 0 | 0 | 0 | 0 | 0 | 0 |  | 0 | 0 | 0 | 0 |  | 0 | 0 | 0 | 0 | 0
1980-09-11 | 1980 | 9 | 11 | 0 | 0 | 0 | 0 | 0 | 0 | 0 | 0 | 0 | 0 | 0 | 0 | 0 | 0 | 0 | 0 | 0 | 0 | 0 | 0 | 0 | 0 | 0 | 0 |  | 0 | 0 | 0 | 0 |  | 0 | 0 | 0 | 0 | 0
1980-09-12 | 1980 | 9 | 12 | 0 | 0 | 0 | 0 | 0 | 0 | 0 | 0 | 0 | 0 | 0.4 | 0 | 0 | 0 | 0 | 0 | 0 | 0 | 0 | 0 | 0.4 | 0 | 0 | 0 |  | 0.8 | 0.8 | 0.8 | 0 |  | 0 | 0 | 0 | 0 | 0.8
1980-09-13 | 1980 | 9 | 13 | 1.6 | 0.9 | 0 | 0 | 0 | 0 | 0.2 | 0 | 0 | 0.2 | 0.2 | 1.2 | 1.9 | 0.7 | 0.5 | 4.7 | 0.5 | 1.8 | 0.7 | 0.2 | 0 | 0.5 | 0 | 0.2 |  | 16 | 16 | 16 | 0 |  | 0 | 0 | 0 | 0 | 16
1980-09-14 | 1980 | 9 | 14 | 0 | 0 | 0 | 0 | 0 | 0 | 0 | 0 | 0 | 0 | 0 | 0 | 0 | 0 | 0 | 0 | 0 | 0 | 0 | 1.8 | 0.4 | 0 | 0 | 0 |  | 2.2 | 2.2 | 2.2 | 0 |  | 0 | 0 | 0 | 0 | 2.2
1980-09-15 | 1980 | 9 | 15 | 0 | 0 | 0 | 0 | 0 | 0 | 0 | 0 | 0 | 0 | 0 | 0 | 0 | 0 | 0 | 0 | 0 | 0 | 0 | 0 | 0 | 0 | 0 | 0 |  | 0 | 0 | 0 | 0 |  | 0 | 0 | 0 | 0 | 0
1980-09-16 | 1980 | 9 | 16 | 0 | 0 | 0 | 0 | 0 | 0 | 0 | 0 | 0 | 0 | 0 | 0 | 0 | 0 | 0 | 0 | 0 | 0 | 0 | 0 | 0 | 0 | 0 | 0 |  | 0 | 0 | 0 | 0 |  | 0 | 0 | 0 | 0 | 0
1980-09-17 | 1980 | 9 | 17 | 0 | 0 | 0 | 0 | 0.5 | 0 | 0 | 0 | 0.5 | 0.8 | 0 | 0.2 | 0.3 | 0.3 | 0.8 | 0.3 | 0.5 | 0.3 | 0.5 | 0.3 | 0.5 | 0.3 | 0 | 0.3 |  | 6.4 | 6.4 | 6.4 | 1.7764e-15 |  | 0 | 0 | 0 | 0 | 6.4
1980-09-18 | 1980 | 9 | 18 | 0 | 0 | 0 | 0 | 0 | 0 | 0 | 0 | 0 | 0 | 0 | 0 | 0 | 0 | 0 | 0 | 0 | 0 | 0 | 0 | 0 | 0 | 0 | 0.4 |  | 0.4 | 0.4 | 0.4 | 0 |  | 0 | 0 | 0 | 0 | 0.4
1980-09-19 | 1980 | 9 | 19 | 0 | 0.4 | 0 | 0 | 0 | 0 | 0 | 0 | 0 | 0 | 0 | 0 | 0 | 0 | 0 | 0 | 0 | 0 | 0 | 0 | 0 | 0 | 0 | 0 |  | 0.4 | 0.4 | 0.4 | 0 |  | 0 | 0 | 0 | 0 | 0.4
1980-09-20 | 1980 | 9 | 20 | 0 | 0 | 0 | 0 | 0 | 0 | 0 | 0 | 0 | 0 | 0 | 0 | 0 | 0 | 0 | 0 | 0 | 0 | 0 | 0 | 0 | 0 | 0 | 0.2 |  | 0.2 | 0.2 | 0.2 | 0 |  | 0 | 0 | 0 | 0 | 0.2
1980-09-21 | 1980 | 9 | 21 | 0 | 0 | 0 | 0 | 0 | 0 | 0 | 0 | 0 | 0 | 0 | 0 | 0 | 0.2 | 0 | 0 | 0 | 0 | 0 | 0 | 0 | 0 | 0 | 0 |  | 0.2 | 0.2 | 0.2 | 0 |  | 0 | 0 | 0 | 0 | 0.2
1980-09-22 | 1980 | 9 | 22 | 0 | 0 | 0 | 0 | 0 | 0 | 0 | 0 | 0 | 0 | 0 | 0 | 0 | 0 | 0 | 0 | 0 | 0 | 0 | 0 | 0 | 0 | 0 | 0 |  | 0 | 0 | 0 | 0 |  | 0 | 0 | 0 | 0 | 0
1980-09-23 | 1980 | 9 | 23 | 0 | 0 | 0 | 0 | 0 | 0 | 0 | 0 | 0 | 0.5 | 0 | 0 | 0 | 0 | 0 | 0 | 0 | 1.1 | 0.8 | 0.6 | 0 | 0 | 0 | 0 |  | 3 | 3 | 3 | 4.4409e-16 |  | 0 | 0 | 0 | 0 | 3
1980-09-24 | 1980 | 9 | 24 | 0 | 2.3 | 0.3 | 0 | 0 | 0 | 0 | 0 | 0 | 0 | 0 | 0 | 0.3 | 0 | 0 | 0 | 0 | 0 | 0 | 0.3 | 0 | 0 | 0 | 0 |  | 3.2 | 3.2 | 3.2 | 8.8818e-16 |  | 0 | 0 | 0 | 0 | 3.2
1980-09-25 | 1980 | 9 | 25 | 0 | 0 | 0 | 0 | 0 | 0 | 0 | 0 | 0 | 0 | 0 | 0 | 0 | 0 | 0 | 0 | 0 | 0 | 0 | 0 | 0 | 0 | 0 | 0 |  | 0 | 0 | 0 | 0 |  | 0 | 0 | 0 | 0 | 0
1980-09-26 | 1980 | 9 | 26 | 0 | 0 | 0 | 0 | 0 | 0 | 0 | 0 | 0 | 0 | 0 | 0 | 0 | 0 | 0 | 0 | 0 | 0 | 0 | 0 | 0 | 0 | 0 | 0 |  | 0 | 0 | 0 | 0 |  | 0 | 0 | 0 | 0 | 0
1980-09-27 | 1980 | 9 | 27 | 0 | 0 | 0 | 0 | 0 | 0 | 0 | 0 | 0 | 0 | 0 | 0 | 0 | 0 | 0 | 0 | 0 | 0 | 0 | 0 | 0 | 0 | 0 | 0 |  | 0 | 0 | 0 | 0 |  | 0 | 0 | 0 | 0 | 0
1980-09-28 | 1980 | 9 | 28 | 0 | 0 | 0 | 0 | 0 | 0 | 0 | 0 | 0 | 0 | 0 | 0 | 0 | 0 | 0 | 0 | 0 | 0 | 0 | 0 | 0 | 0 | 0 | 0 |  | 0 | 0 | 0 | 0 |  | 0 | 0 | 0 | 0 | 0
1980-09-29 | 1980 | 9 | 29 | 0 | 0 | 0 | 0 | 0 | 0 | 0 | 0 | 0 | 0 | 0 | 0 | 0 | 0 | 0 | 0 | 0 | 0 | 0 | 0 | 0 | 0 | 0 | 0 |  | 0 | 0 | 0 | 0 |  | 0 | 0 | 0 | 0 | 0
1980-09-30 | 1980 | 9 | 30 | 0 | 0 | 0 | 0 | 0 | 0 | 0 | 0 | 1.8 | 0.2 | 0 | 0 | 0 | 0 | 0 | 0 | 0 | 0 | 0 | 0 | 0 | 0 | 0 | 0 |  | 2 | 2 | 2 | 0 |  | 0 | 0 | 0 | 0 | 2
1980-10-01 | 1980 | 10 | 1 | 0 | 0 | 0 | 0 | 0 | 0 | 0 | 0 | 0 | 0 | 0 | 0 | 0 | 0 | 0 | 0 | 0 | 0 | 0 | 0 | 0 | 0 | 0 | 0 |  | 0 | 0 | 0 | 0 |  | 0 | 0 | 0 | 0 | 0
1980-10-02 | 1980 | 10 | 2 | 0 | 0 | 0 | 0 | 0 | 0 | 0 | 0 | 0 | 0 | 0 | 0 | 0 | 0 | 0 | 0 | 0 | 0 | 0 | 0 | 0 | 0 | 0 | 0 |  | 0 | 0 | 0 | 0 |  | 0 | 0 | 0 | 0 | 0
1980-10-03 | 1980 | 10 | 3 | 0 | 0 | 0 | 0 | 0 | 0 | 0 | 0 | 0 | 0 | 0 | 0 | 0 | 0 | 0 | 0 | 0 | 0 | 0 | 0 | 0 | 0 | 0 | 0 |  | 0 | 0 | 0 | 0 |  | 0 | 0 | 0 | 0 | 0
1980-10-04 | 1980 | 10 | 4 | 0 | 0 | 0 | 0 | 0 | 0 | 0 | 0 | 0 | 0 | 0 | 0 | 0 | 0 | 0 | 0 | 0 | 0 | 0 | 0 | 0 | 0 | 0 | 0 |  | 0 | 0 | 0 | 0 |  | 0 | 0 | 0 | 0 | 0
1980-10-05 | 1980 | 10 | 5 | 0 | 0 | 0 | 0 | 0 | 0 | 0 | 0 | 0 | 0 | 0 | 0 | 0 | 0 | 0 | 0 | 0 | 0 | 0 | 0 | 0 | 0 | 0 | 0 |  | 0 | 0 | 0 | 0 |  | 0 | 0 | 0 | 0 | 0
1980-10-06 | 1980 | 10 | 6 | 0 | 0 | 0 | 0 | 0 | 0 | 0 | 0 | 0 | 0 | 0 | 0 | 0 | 0 | 0 | 0 | 0 | 0 | 0 | 0 | 0 | 0 | 0 | 0 |  | 0 | 0 | 0 | 0 |  | 0 | 0 | 0 | 0 | 0
1980-10-07 | 1980 | 10 | 7 | 0 | 0 | 0 | 0 | 0 | 0 | 0 | 0 | 0 | 0 | 0 | 0 | 0 | 0 | 0 | 0 | 0 | 0 | 0 | 0 | 0 | 0 | 0 | 0 |  | 0 | 0 | 0 | 0 |  | 0 | 0 | 0 | 0 | 0
1980-10-08 | 1980 | 10 | 8 | 0 | 0 | 0 | 0 | 0 | 0 | 0 | 0 | 0 | 0 | 0 | 0 | 0 | 0 | 0 | 0 | 0 | 0 | 0 | 0.9 | 0.8 | 0 | 0 | 0 |  | 1.7 | 1.7 | 1.7 | 2.2204e-16 |  | 0 | 0 | 0 | 0 | 0
1980-10-09 | 1980 | 10 | 9 | 0 | 0 | 0 | 0 | 0 | 0 | 0 | 0 | 0 | 0 | 0 | 0 | 0 | 0 | 0 | 0 | 0 | 0 | 0 | 0 | 0 | 0 | 0 | 0 |  | 0 | 0 | 0 | 0 |  | 0 | 0 | 0 | 0 | 0
1980-10-10 | 1980 | 10 | 10 | 0 | 0 | 0 | 0 | 0 | 0 | 0 | 0 | 0 | 0 | 0 | 0 | 0 | 0 | 0 | 0 | 0 | 0 | 0 | 0 | 0 | 0 | 0 | 0 |  | 0 | 0 | 0 | 0 |  | 0 | 0 | 0 | 0 | 0
1980-10-11 | 1980 | 10 | 11 | 0 | 0 | 0 | 0 | 0 | 0 | 0 | 0 | 0 | 0 | 0 | 0 | 0 | 0 | 0 | 0 | 0 | 0 | 0 | 0 | 0 | 0 | 0 | 0 |  | 0 | 0 | 0 | 0 |  | 0 | 0 | 0 | 0 | 0
1980-10-12 | 1980 | 10 | 12 | 0 | 0 | 0 | 0 | 0 | 0 | 0 | 0 | 0 | 0 | 0 | 0 | 0 | 0 | 0 | 0 | 0 | 0 | 0 | 0 | 0 | 0 | 0 | 0 |  | 0 | 0 | 0 | 0 |  | 0 | 0 | 0 | 0 | 0
1980-10-13 | 1980 | 10 | 13 | 0 | 1 | 1 | 1 | 1 | 1 | 2.1 | 2 | 1 | 1 | 0 | 0 | 0 | 0 | 0 | 0 | 0 | 0 | 0 | 1 | 0 | 0 | 0 | 0 |  | 12.1 | 12.1 | 12.1 | 0 |  | 0 | 0 | 0 | 0 | 0
1980-10-14 | 1980 | 10 | 14 | 0 | 0 | 0 | 0 | 0 | 0.1 | 0.1 | 0.1 | 0.1 | 0 | 0 | 0 | 0 | 0 | 0 | 0 | 0 | 0 | 0 | 0 | 0 | 0 | 0 | 0 |  | 0.4 | 0.4 | 0.4 | 0 |  | 0 | 0 | 0 | 0 | 0
1980-10-15 | 1980 | 10 | 15 | 0 | 0 | 0 | 0 | 0 | 0 | 0 | 0 | 0 | 0 | 0 | 0 | 0 | 0 | 0 | 0 | 0 | 0 | 0 | 0 | 0 | 0 | 0 | 0 |  | 0 | 0 | 0 | 0 |  | 0 | 0 | 0 | 0 | 0
1980-10-16 | 1980 | 10 | 16 | 0 | 0 | 0 | 0 | 0 | 0 | 0 | 0 | 0 | 0 | 0 | 0 | 0 | 0 | 0 | 0 | 0 | 0 | 0 | 0 | 0.3 | 0.2 | 0.3 | 0.2 |  | 1 | 1 | 1 | 0 |  | 0 | 0 | 0 | 0 | 0
1980-10-17 | 1980 | 10 | 17 | 0.4 | 0.4 | 0 | 0 | 0 | 0 | 0 | 0 | 0 | 0 | 0 | 0 | 0 | 0 | 0 | 0 | 0 | 0 | 0 | 0 | 0 | 0 | 0 | 0 |  | 0.8 | 0.8 | 0.8 | 0 |  | 0 | 0 | 0 | 0 | 0
1980-10-18 | 1980 | 10 | 18 | 0 | 0 | 0 | 0 | 0 | 0 | 0 | 0 | 0 | 0 | 0 | 0 | 0 | 0 | 0 | 0 | 0 | 0 | 0 | 0 | 0 | 0 | 0 | 0 |  | 0 | 0 | 0 | 0 |  | 0 | 0 | 0 | 0 | 0
1980-10-19 | 1980 | 10 | 19 | 0 | 0 | 0 | 0 | 0 | 0 | 0 | 0 | 0 | 0 | 0 | 0 | 0 | 0 | 0 | 0 | 0 | 0 | 0 | 0 | 0 | 0 | 0 | 0 |  | 0 | 0 | 0 | 0 |  | 0 | 0 | 0 | 0 | 0
1980-10-20 | 1980 | 10 | 20 | 0 | 0 | 0 | 0 | 0 | 0 | 0 | 0 | 0 | 0 | 0 | 0 | 0 | 0 | 0 | 0 | 0 | 0 | 0 | 0 | 0 | 0 | 0 | 0 |  | 0 | 0 | 0 | 0 |  | 0 | 0 | 0 | 0 | 0
1980-10-21 | 1980 | 10 | 21 | 0 | 0 | 0 | 0 | 0 | 0 | 1.1 | 0 | 1.2 | 1.1 | 1.1 | 2.3 | 2.2 | 1.1 | 1.2 | 1.1 | 0 | 0 | 0 | 0 | 0 | 0 | 0 | 0 |  | 12.4 | 12.4 | 12.4 | 1.7764e-15 |  | 0 | 0 | 0 | 0 | 0
1980-10-22 | 1980 | 10 | 22 | 0 | 0 | 0 | 0 | 0 | 0 | 0 | 0 | 0 | 0 | 0 | 0 | 0 | 0 | 0 | 0 | 0 | 0 | 0 | 0 | 0 | 0 | 0 | 0 |  | 0 | 0 | 0 | 0 |  | 0 | 0 | 0 | 0 | 0
1980-10-23 | 1980 | 10 | 23 | 0 | 0 | 0 | 0 | 0 | 0 | 0 | 0 | 0 | 0 | 0 | 0 | 0 | 0 | 0 | 0 | 0 | 0 | 0 | 0 | 0 | 0 | 0 | 0 |  | 0 | 0 | 0 | 0 |  | 0 | 0 | 0 | 0 | 0
1980-10-24 | 1980 | 10 | 24 | 0 | 0 | 0 | 0 | 0 | 0 | 0 | 0 | 0 | 0 | 0 | 0 | 0 | 0 | 0 | 0 | 0 | 0 | 0 | 0 | 0 | 0 | 0 | 0 |  | 0 | 0 | 0 | 0 |  | 0 | 0 | 0 | 0 | 0
1980-10-25 | 1980 | 10 | 25 | 0 | 0 | 0 | 0 | 0 | 0.2 | 0 | 0 | 0 | 0 | 0 | 0 | 0 | 0 | 0 | 0.1 | 0.2 | 0.1 | 0.2 | 0.2 | 0.1 | 0.2 | 0.1 | 0.2 |  | 1.6 | 1.6 | 1.6 | 0 |  | 0 | 0 | 0 | 0 | 0
1980-10-26 | 1980 | 10 | 26 | 0.2 | 0.2 | 0.2 | 0.2 | 0 | 0 | 0 | 0 | 0 | 0 | 0 | 0 | 0 | 0 | 0.2 | 0 | 0 | 0.2 | 0 | 0 | 0 | 0 | 0 | 0 |  | 1.2 | 1.2 | 1.2 | 0 |  | 0 | 0 | 0 | 0 | 0
1980-10-27 | 1980 | 10 | 27 | 0 | 0 | 0 | 0 | 0 | 0 | 0 | 0 | 0 | 0 | 0 | 0 | 0 | 0 | 0 | 0 | 0 | 0 | 0 | 0 | 0 | 0 | 0 | 0 |  | 0 | 0 | 0 | 0 |  | 0 | 0 | 0 | 0 | 0
1980-10-28 | 1980 | 10 | 28 | 0 | 0 | 0 | 0 | 0 | 0 | 0 | 0 | 0 | 0 | 0 | 0 | 0 | 0 | 0 | 0 | 0 | 0 | 0 | 0 | 0 | 0 | 0 | 0 |  | 0 | 0 | 0 | 0 |  | 0 | 0 | 0 | 0 | 0
1980-10-29 | 1980 | 10 | 29 | 0 | 0 | 0 | 0 | 0 | 0 | 0 | 0 | 0 | 0 | 0 | 0 | 0 | 0 | 0 | 0 | 0 | 0 | 0 | 0 | 0 | 0 | 0 | 0 |  | 0 | 0 | 0 | 0 |  | 0 | 0 | 0 | 0 | 0
1980-10-30 | 1980 | 10 | 30 | 0 | 0 | 0 | 0 | 0 | 0 | 0 | 0 | 0 | 0 | 0 | 0 | 0 | 0 | 0 | 0 | 0 | 0 | 0 | 0 | 0 | 0 | 0 | 0 |  | 0 | 0 | 0 | 0 |  | 0 | 0 | 0 | 0 | 0
1980-10-31 | 1980 | 10 | 31 | 0 | 0 | 0 | 0 | 0 | 0 | 0 | 0 | 0 | 0 | 0 | 0 | 0 | 0 | 0 | 0 | 0 | 0 | 0 | 0 | 0 | 0 | 0 | 0 |  | 0 | 0 | 0 | 0 |  | 0 | 0 | 0 | 0 | 0
1980-11-01 | 1980 | 11 | 1 | 0 | 0 | 0 | 0 | 0 | 0 | 0 | 0 | 0 | 0 | 0 | 0 | 0 | 0 | 0 | 0 | 0 | 0 | 0 | 0 | 0 | 0 | 0 | 0 |  | 0 | 0 | 0 | 0 |  | 0 | 0 | 0 | 0 | 0
1980-11-02 | 1980 | 11 | 2 | 0 | 0 | 0 | 0 | 0 | 0 | 0 | 0 | 0 | 0 | 0 | 0 | 0 | 0 | 0 | 0 | 0 | 0 | 0 | 0 | 0 | 0 | 0 | 0 |  | 0 | 0 | 0 | 0 |  | 0 | 0 | 0 | 0 | 0
1980-11-03 | 1980 | 11 | 3 | 0 | 0 | 0 | 0 | 0 | 0 | 0 | 0 | 0 | 0 | 0 | 0 | 0 | 0 | 0 | 0 | 0 | 0 | 0 | 0 | 0 | 0 | 0 | 0 |  | 0 | 0 | 0 | 0 |  | 0 | 0 | 0 | 0 | 0
1980-11-04 | 1980 | 11 | 4 | 0 | 0 | 0 | 0 | 0 | 0 | 0 | 0 | 0 | 0 | 0 | 0 | 0 | 0 | 0 | 0 | 0 | 0 | 0 | 0 | 0 | 0 | 0 | 0 |  | 0 | 0 | 0 | 0 |  | 0 | 0 | 0 | 0 | 0
1980-11-05 | 1980 | 11 | 5 | 0 | 0 | 0 | 0 | 0 | 0 | 0 | 0 | 0 | 0 | 0 | 0 | 0 | 0 | 0 | 0 | 0 | 0 | 0 | 0 | 0 | 0 | 0 | 0 |  | 0 | 0 | 0 | 0 |  | 0 | 0 | 0 | 0 | 0
1980-11-06 | 1980 | 11 | 6 | 0 | 0 | 0 | 0 | 0 | 0 | 0 | 0 | 0 | 0 | 0 | 0 | 0 | 0 | 0 | 0 | 0 | 0 | 0 | 0 | 0 | 0 | 0 | 0 |  | 0 | 0 | 0 | 0 |  | 0 | 0 | 0 | 0 | 0
1980-11-07 | 1980 | 11 | 7 | 0 | 0 | 0 | 0 | 0 | 0 | 0 | 0 | 0 | 0 | 0 | 0 | 0 | 0 | 0 | 0 | 0 | 0 | 0 | 0 | 0 | 0 | 0 | 0 |  | 0 | 0 | 0 | 0 |  | 0 | 0 | 0 | 0 | 0
1980-11-08 | 1980 | 11 | 8 | 0 | 0 | 0 | 0 | 0 | 0 | 0 | 0 | 0 | 0 | 0 | 0 | 0 | 0 | 0 | 0 | 0 | 0 | 0 | 0 | 0 | 0 | 0 | 0 |  | 0 | 0 | 0 | 0 |  | 0 | 0 | 0 | 0 | 0
1980-11-09 | 1980 | 11 | 9 | 0 | 0 | 0 | 0 | 0 | 0 | 0 | 0 | 0 | 0 | 0 | 0 | 0 | 0 | 0 | 0 | 0 | 0 | 0 | 0 | 0 | 0 | 0 | 0 |  | 0 | 0 | 0 | 0 |  | 0 | 0 | 0 | 0 | 0
1980-11-10 | 1980 | 11 | 10 | 0 | 0 | 0 | 0 | 0 | 0 | 0 | 0 | 0 | 0 | 0 | 0 | 0 | 0 | 0 | 0 | 0 | 0 | 0 | 0 | 0 | 0 | 0 | 0 |  | 0 | 0 | 0 | 0 |  | 0 | 0 | 0 | 0 | 0
1980-11-11 | 1980 | 11 | 11 | 0 | 0 | 0 | 0 | 0 | 0 | 0 | 0 | 0 | 0 | 0 | 0 | 0 | 0 | 0 | 0 | 0 | 0 | 0 | 0 | 0 | 0 | 0 | 0 |  | 0 | 0 | 0 | 0 |  | 0 | 0 | 0 | 0 | 0
1980-11-12 | 1980 | 11 | 12 | 0 | 0 | 0 | 0 | 0 | 0 | 0 | 0 | 0 | 0 | 0 | 0 | 0 | 0 | 0 | 0 | 0 | 0 | 0 | 0 | 0 | 0 | 0 | 0 |  | 0 | 0 | 0 | 0 |  | 0 | 0 | 0 | 0 | 0
1980-11-13 | 1980 | 11 | 13 | 0 | 0 | 0 | 0 | 0 | 0 | 0 | 0 | 0 | 0 | 0 | 0 | 0 | 0 | 0 | 0 | 0 | 0 | 0 | 0 | 0 | 0 | 0 | 0 |  | 0 | 0 | 0 | 0 |  | 0 | 0 | 0 | 0 | 0
1980-11-14 | 1980 | 11 | 14 | 0 | 0 | 0 | 0 | 0 | 0 | 0 | 0 | 0 | 0 | 0 | 0 | 0 | 0 | 0 | 0 | 0 | 0 | 0 | 0 | 0 | 0 | 0 | 0 |  | 0 | 0 | 0 | 0 |  | 0 | 0 | 0 | 0 | 0
1980-11-15 | 1980 | 11 | 15 | 0 | 0 | 0 | 0 | 0 | 0 | 0 | 0 | 0 | 0 | 0 | 0 | 0 | 0 | 0 | 0 | 0 | 0 | 0 | 0 | 0 | 0 | 0 | 0 |  | 0 | 0 | 0 | 0 |  | 0 | 0 | 0 | 0 | 0
1980-11-16 | 1980 | 11 | 16 | 0 | 0 | 0 | 0 | 0 | 0 | 0 | 0 | 0 | 0 | 0 | 0 | 0 | 0 | 0 | 0 | 0 | 0 | 0 | 0 | 0 | 0 | 0 | 0 |  | 0 | 0 | 0 | 0 |  | 0 | 0 | 0 | 0 | 0
1980-11-17 | 1980 | 11 | 17 | 0 | 0 | 0 | 0 | 0 | 0 | 0 | 0 | 0 | 0 | 0 | 0 | 0 | 0 | 0 | 0 | 0 | 0 | 0 | 0 | 0 | 0 | 0 | 0 |  | 0 | 0 | 0 | 0 |  | 0 | 0 | 0 | 0 | 0
1980-11-18 | 1980 | 11 | 18 | 0 | 0 | 0 | 0 | 0 | 0 | 0 | 0 | 0 | 0 | 0 | 0 | 0 | 0 | 0 | 0 | 0 | 0 | 0 | 0 | 0 | 0 | 0 | 0 |  | 0 | 0 | 0 | 0 |  | 0 | 0 | 0 | 0 | 0
1980-11-19 | 1980 | 11 | 19 | 0 | 0 | 0 | 0 | 0 | 0 | 0 | 0 | 0 | 0.4 | 0.4 | 0 | 0 | 0 | 0 | 0 | 0 | 0 | 0 | 0 | 0 | 0 | 0 | 0 |  | 0.8 | 0.8 | 0.8 | 0 |  | 0 | 0 | 0 | 0 | 0
1980-11-20 | 1980 | 11 | 20 | 0 | 0 | 0 | 0 | 0 | 0 | 0 | 0 | 0 | 0 | 0 | 0 | 0 | 0 | 0 | 0 | 0 | 0 | 0 | 0 | 0 | 0 | 0 | 0 |  | 0 | 0 | 0 | 0 |  | 0 | 0 | 0 | 0 | 0
1980-11-21 | 1980 | 11 | 21 | 0 | 0 | 0 | 0 | 0 | 0 | 0 | 0 | 0 | 0 | 0 | 0 | 0 | 0 | 0 | 0 | 0.3 | 0.2 | 0.3 | 0.2 | 0.3 | 0.2 | 0.3 | 0.2 |  | 2 | 2 | 2 | 0 |  | 0 | 0 | 0 | 0 | 0
1980-11-22 | 1980 | 11 | 22 | 0 | 0.2 | 0 | 0 | 0 | 0 | 0 | 0 | 0 | 0 | 0 | 0 | 0 | 0 | 0 | 0 | 0 | 0 | 0 | 0 | 0 | 0 | 0 | 0 |  | 0.2 | 0.2 | 0.2 | 0 |  | 0 | 0 | 0 | 0 | 0
1980-11-23 | 1980 | 11 | 23 | 0 | 0 | 0 | 0 | 0 | 0 | 0 | 0 | 0 | 0 | 0 | 0 | 0 | 0 | 0 | 0 | 0 | 0 | 0 | 0 | 0 | 0 | 0 | 0 |  | 0 | 0 | 0 | 0 |  | 0 | 0 | 0 | 0 | 0
1980-11-24 | 1980 | 11 | 24 | 0 | 0 | 0 | 0 | 0 | 0 | 0 | 0 | 0 | 0 | 0 | 0 | 0 | 0 | 0 | 0 | 0 | 0 | 0 | 0 | 0 | 0 | 0 | 0 |  | 0 | 0 | 0 | 0 |  | 0 | 0 | 0 | 0 | 0
1980-11-25 | 1980 | 11 | 25 | 0 | 0 | 0 | 0 | 0 | 0 | 0 | 0 | 0 | 0 | 0 | 0 | 0 | 0 | 0 | 0 | 0 | 0 | 0 | 0 | 0 | 0 | 0 | 0 |  | 0 | 0 | 0 | 0 |  | 0 | 0 | 0 | 0 | 0
1980-11-26 | 1980 | 11 | 26 | 0 | 0 | 0 | 0 | 0 | 0 | 0 | 0 | 0 | 0 | 0 | 0 | 0 | 0 | 0 | 0 | 0 | 0 | 0 | 0 | 0 | 0 | 0 | 0 |  | 0 | 0 | 0 | 0 |  | 0 | 0 | 0 | 0 | 0
1980-11-27 | 1980 | 11 | 27 | 0 | 0 | 0 | 0 | 0 | 0 | 0 | 0 | 0 | 0 | 0 | 0 | 0 | 0 | 0 | 0 | 0 | 0 | 0 | 0 | 0 | 0 | 0 | 0 |  | 0 | 0 | 0 | 0 |  | 0 | 0 | 0 | 0 | 0
1980-11-28 | 1980 | 11 | 28 | 0 | 0 | 0 | 0 | 0 | 0 | 0 | 0 | 0 | 0 | 0 | 0 | 0 | 0 | 0 | 0 | 0 | 0 | 0 | 0 | 0 | 0 | 0 | 0 |  | 0 | 0 | 0 | 0 |  | 0 | 0 | 0 | 0 | 0
1980-11-29 | 1980 | 11 | 29 | 0 | 0 | 0 | 0 | 0 | 0 | 0.5 | 1.1 | 0.5 | 1 | 0.6 | 0.5 | 1 | 0 | 0 | 0 | 0.5 | 0.6 | 0.5 | 0.5 | 0.5 | 0.6 | 0.5 | 0.5 |  | 9.4 | 9.4 | 9.4 | 0 |  | 0 | 0 | 0 | 0 | 0
1980-11-30 | 1980 | 11 | 30 | 0.2 | 0.1 | 0.2 | 0.2 | 0.1 | 0.2 | 0.2 | 0.1 | 0.2 | 0.2 | 0.1 | 0.2 | 0.1 | 0.2 | 0.2 | 0.1 | 0 | 0.2 | 0.2 | 0.1 | 0.2 | 0.2 | 0.1 | 0.2 |  | 3.8 | 3.8 | 3.8 | 1.7764e-15 |  | 0 | 0 | 0 | 0 | 0
1980-12-01 | 1980 | 12 | 1 | 0.1 | 0 | 0.1 | 0 | 0.1 | 0.1 | 0 | 0.1 | 0 | 0 | 0 | 0 | 0 | 0 | 0 | 0 | 0 | 0 | 0.1 | 0.1 | 0 | 0.1 | 0 | 0.1 |  | 0.9 | 0.9 | 0.9 | 1.1102e-16 |  | 0 | 0 | 0 | 0 | 0
1980-12-02 | 1980 | 12 | 2 | 0.3 | 0.2 | 0.3 | 0.2 | 0.3 | 0.3 | 0.2 | 0.3 | 0.2 | 0.3 | 0.2 | 0.3 | 0.3 | 0.2 | 0.3 | 0.2 | 0.3 | 0.2 | 0.3 | 0.3 | 0.5 | 0.2 | 0.3 | 0 |  | 6.2 | 6.2 | 6.2 | 8.8818e-16 |  | 0 | 0 | 0 | 0 | 0
1980-12-03 | 1980 | 12 | 3 | 0 | 0.1 | 0 | 0 | 0 | 0 | 0.2 | 0.1 | 0.1 | 0.2 | 0.1 | 0.1 | 0.3 | 0.1 | 0.2 | 0.1 | 0.1 | 0 | 0 | 0.2 | 0.1 | 0.1 | 0.2 | 0.1 |  | 2.4 | 2.4 | 2.4 | 4.4409e-16 |  | 0 | 0 | 0 | 0 | 0
1980-12-04 | 1980 | 12 | 4 | 0.1 | 0 | 0.1 | 0 | 0.1 | 0 | 0.1 | 0 | 0.1 | 0 | 0.1 | 0 | 0 | 0 | 0 | 0 | 0 | 0 | 0 | 0 | 0 | 0 | 0 | 0 |  | 0.6 | 0.6 | 0.6 | 0 |  | 0 | 0 | 0 | 0 | 0
1980-12-05 | 1980 | 12 | 5 | 0 | 0 | 0 | 0 | 0 | 0 | 0 | 0.1 | 0.1 | 0 | 0 | 0.1 | 0.1 | 0 | 0 | 0 | 0 | 0 | 0 | 0 | 0 | 0.1 | 0 | 0.1 |  | 0.6 | 0.6 | 0.6 | 0 |  | 0 | 0 | 0 | 0 | 0
1980-12-06 | 1980 | 12 | 6 | 0 | 0 | 0 | 0 | 0 | 0 | 0 | 0 | 0 | 0 | 0 | 0 | 0 | 0 | 0 | 0 | 0 | 0 | 0 | 0 | 0 | 0 | 0 | 0 |  | 0 | 0 | 0 | 0 |  | 0 | 0 | 0 | 0 | 0
1980-12-07 | 1980 | 12 | 7 | 0 | 0 | 0 | 0 | 0 | 0 | 0 | 0 | 0 | 0 | 0 | 0 | 0 | 0 | 0 | 0 | 0 | 0 | 0 | 0 | 0 | 0 | 0 | 0 |  | 0 | 0 | 0 | 0 |  | 0 | 0 | 0 | 0 | 0
1980-12-08 | 1980 | 12 | 8 | 0 | 0 | 0 | 0 | 0 | 0 | 0 | 0 | 0 | 0 | 0 | 0 | 0 | 0 | 0 | 0 | 0 | 0 | 0 | 0 | 0 | 0 | 0 | 0 |  | 0 | 0 | 0 | 0 |  | 0 | 0 | 0 | 0 | 0
1980-12-09 | 1980 | 12 | 9 | 0 | 0 | 0.1 | 0 | 0 | 0 | 0 | 0 | 0 | 0 | 0 | 0 | 0 | 0 | 0 | 0 | 0 | 0 | 0 | 0 | 0 | 0.1 | 0 | 0 |  | 0.2 | 0.2 | 0.2 | 0 |  | 0 | 0 | 0 | 0 | 0
1980-12-10 | 1980 | 12 | 10 | 0 | 0 | 0 | 0 | 0 | 0 | 0 | 0 | 0 | 0 | 0 | 0 | 0 | 0 | 0 | 0 | 0 | 0 | 0 | 0 | 0 | 0 | 0 | 0 |  | 0 | 0 | 0 | 0 |  | 0 | 0 | 0 | 0 | 0
1980-12-11 | 1980 | 12 | 11 | 0 | 0 | 0 | 0 | 0 | 0 | 0 | 0 | 0 | 0 | 0 | 0 | 0 | 0 | 0 | 0 | 0 | 0 | 0 | 0 | 0 | 0 | 0 | 0 |  | 0 | 0 | 0 | 0 |  | 0 | 0 | 0 | 0 | 0
1980-12-12 | 1980 | 12 | 12 | 0 | 0 | 0 | 0 | 0 | 0 | 0 | 0 | 0 | 0 | 0 | 0 | 0 | 0 | 0 | 0 | 0 | 0 | 0 | 0 | 0 | 0 | 0 | 0 |  | 0 | 0 | 0 | 0 |  | 0 | 0 | 0 | 0 | 0
1980-12-13 | 1980 | 12 | 13 | 0 | 0 | 0 | 0 | 0 | 0 | 0 | 0 | 0 | 0 | 0 | 0 | 0 | 0 | 0 | 0 | 0 | 0 | 0 | 0 | 0 | 0 | 0 | 0 |  | 0 | 0 | 0 | 0 |  | 0 | 0 | 0 | 0 | 0
1980-12-14 | 1980 | 12 | 14 | 0 | 0 | 0 | 0 | 0 | 0 | 0 | 0 | 0 | 0 | 0 | 0 | 0 | 0 | 0 | 0 | 0 | 0 | 0 | 0 | 0 | 0 | 0 | 0 |  | 0 | 0 | 0 | 0 |  | 0 | 0 | 0 | 0 | 0
1980-12-15 | 1980 | 12 | 15 | 0 | 0 | 0 | 0 | 0 | 0 | 0 | 0 | 0 | 0 | 0 | 0 | 0 | 0 | 0 | 0 | 0 | 0 | 0 | 0 | 0 | 0 | 0 | 0 |  | 0 | 0 | 0 | 0 |  | 0 | 0 | 0 | 0 | 0
1980-12-16 | 1980 | 12 | 16 | 0 | 0 | 0 | 0 | 0 | 0 | 0 | 0 | 0 | 0 | 0 | 0 | 0 | 0 | 0 | 0 | 0 | 0 | 0 | 0 | 0 | 0 | 0 | 0 |  | 0 | 0 | 0 | 0 |  | 0 | 0 | 0 | 0 | 0
1980-12-17 | 1980 | 12 | 17 | 0 | 0.1 | 0.1 | 0 | 0.1 | 0.1 | 0.1 | 0 | 0.1 | 0.1 | 0.1 | 0.1 | 0 | 0.1 | 0.1 | 0.1 | 0.1 | 0 | 0.1 | 0.1 | 0.1 | 0 | 0.1 | 0.1 |  | 1.8 | 1.8 | 1.8 | 4.4409e-16 |  | 0 | 0 | 0 | 0 | 0
1980-12-18 | 1980 | 12 | 18 | 0 | 0 | 0 | 0 | 0 | 0 | 0 | 0 | 0 | 0 | 0 | 0 | 0 | 0 | 0 | 0 | 0 | 0 | 0 | 0 | 0 | 0 | 0 | 0 |  | 0 | 0 | 0 | 0 |  | 0 | 0 | 0 | 0 | 0
1980-12-19 | 1980 | 12 | 19 | 0 | 0 | 0 | 0 | 0 | 0 | 0 | 0.1 | 0 | 0.1 | 0.1 | 0 | 0.1 | 0 | 0 | 0.1 | 0.1 | 0 | 0.1 | 0.1 | 0 | 0.1 | 0 | 0.1 |  | 1 | 1 | 1 | 1.1102e-16 |  | 0 | 0 | 0 | 0 | 0
1980-12-20 | 1980 | 12 | 20 | 0.1 | 0.1 | 0.1 | 0.1 | 0.1 | 0.2 | 0.1 | 0.1 | 0.1 | 0.1 | 0.1 | 0.1 | 0.1 | 0.1 | 0.1 | 0.1 | 0.1 | 0.1 | 0.2 | 0.1 | 0.1 | 0.1 | 0.1 | 0.1 |  | 2.6 | 2.6 | 2.6 | 8.8818e-16 |  | 0 | 0 | 0 | 0 | 0
1980-12-21 | 1980 | 12 | 21 | 0 | 0 | 0 | 0 | 0 | 0 | 0 | 0 | 0 | 0 | 0 | 0 | 0 | 0 | 0 | 0 | 0 | 0 | 0 | 0 | 0 | 0 | 0 | 0 |  | 0 | 0 | 0 | 0 |  | 0 | 0 | 0 | 0 | 0
1980-12-22 | 1980 | 12 | 22 | 0 | 0 | 0 | 0.1 | 0 | 0 | 0 | 0 | 0 | 0.1 | 0 | 0 | 0 | 0 | 0 | 0.1 | 0 | 0 | 0 | 0 | 0 | 0 | 0 | 0 |  | 0.3 | 0.3 | 0.3 | 5.5511e-17 |  | 0 | 0 | 0 | 0 | 0
1980-12-23 | 1980 | 12 | 23 | 0 | 0.1 | 0.1 | 0.1 | 0.1 | 0 | 0.1 | 0.1 | 0.1 | 0.1 | 0.1 | 0.1 | 0.1 | 0 | 0.1 | 0.1 | 0 | 0 | 0 | 0 | 0 | 0 | 0 | 0.1 |  | 1.4 | 1.4 | 1.4 | 2.2204e-16 |  | 0 | 0 | 0 | 0 | 0
1980-12-24 | 1980 | 12 | 24 | 0 | 0 | 0 | 0 | 0 | 0 | 0 | 0 | 0 | 0 | 0 | 0 | 0 | 0 | 0 | 0 | 0 | 0 | 0 | 0 | 0 | 0 | 0 | 0 |  | 0 | 0 | 0 | 0 |  | 0 | 0 | 0 | 0 | 0
1980-12-25 | 1980 | 12 | 25 | 0 | 0 | 0 | 0 | 0 | 0 | 0 | 0 | 0 | 0 | 0 | 0 | 0 | 0 | 0 | 0 | 0 | 0 | 0 | 0 | 0 | 0 | 0 | 0 |  | 0 | 0 | 0 | 0 |  | 0 | 0 | 0 | 0 | 0
1980-12-26 | 1980 | 12 | 26 | 0 | 0 | 0 | 0 | 0 | 0 | 0 | 0 | 0 | 0 | 0 | 0 | 0 | 0 | 0 | 0 | 0 | 0 | 0 | 0 | 0 | 0 | 0 | 0 |  | 0 | 0 | 0 | 0 |  | 0 | 0 | 0 | 0 | 0
1980-12-27 | 1980 | 12 | 27 | 0 | 0 | 0 | 0 | 0 | 0 | 0 | 0 | 0 | 0.4 | 0 | 0 | 0 | 0 | 0 | 0 | 0 | 0 | 0 | 0 | 0 | 0 | 0 | 0 |  | 0.4 | 0.4 | 0.4 | 0 |  | 0 | 0 | 0 | 0 | 0
1980-12-28 | 1980 | 12 | 28 | 0 | 0 | 0 | 0 | 0 | 0 | 0 | 0 | 0 | 0 | 0 | 0 | 0 | 0 | 0 | 0 | 0 | 0 | 0 | 0 | 0 | 0 | 0 | 0 |  | 0 | 0 | 0 | 0 |  | 0 | 0 | 0 | 0 | 0
1980-12-29 | 1980 | 12 | 29 | 0 | 0 | 0 | 0 | 0 | 0 | 0 | 0 | 0 | 0 | 0 | 0 | 0 | 0 | 0 | 0 | 0 | 0 | 0 | 0 | 0 | 0 | 0 | 0 |  | 0 | 0 | 0 | 0 |  | 0 | 0 | 0 | 0 | 0
1980-12-30 | 1980 | 12 | 30 | 0 | 0 | 0 | 0 | 0 | 0 | 0 | 0 | 0 | 0 | 0 | 0 | 0 | 0 | 0 | 0 | 0 | 0 | 0 | 0 | 0 | 0 | 0 | 0 |  | 0 | 0 | 0 | 0 |  | 0 | 0 | 0 | 0 | 0
1980-12-31 | 1980 | 12 | 31 | 0 | 0 | 0 | 0 | 0 | 0 | 0 | 0 | 0 | 0 | 0 | 0 | 0 | 0 | 0 | 0 | 0 | 0 | 0 | 0 | 0 | 0 | 0 | 0 |  | 0 | 0 | 0 | 0 |  | 0 | 0 | 0 | 0 | 0
1981-01-01 | 1981 | 1 | 1 | 0 | 0 | 0 | 0 | 0 | 0 | 0 | 0 | 0 | 0 | 0 | 0 | 0 | 0 | 0 | 0 | 0 | 0 | 0 | 0 | 0 | 0 | 0 | 0 |  | 0 | 0 | 0 | 0 |  | 0 | 0 | 0 | 0 | 0
1981-01-02 | 1981 | 1 | 2 | 0 | 0 | 0 | 0 | 0 | 0 | 0 | 0 | 0 | 0 | 0 | 0 | 0 | 0 | 0 | 0 | 0 | 0 | 0 | 0 | 0 | 0 | 0 | 0 |  | 0 | 0 | 0 | 0 |  | 0 | 0 | 0 | 0 | 0
1981-01-03 | 1981 | 1 | 3 | 0 | 0 | 0 | 0 | 0 | 0 | 0 | 0 | 0 | 0 | 0 | 0 | 0 | 0 | 0 | 0 | 0 | 0 | 0 | 0 | 0 | 0 | 0 | 0 |  | 0 | 0 | 0 | 0 |  | 0 | 0 | 0 | 0 | 0
1981-01-04 | 1981 | 1 | 4 | 0 | 0 | 0 | 0 | 0 | 0 | 0 | 0 | 0 | 0 | 0 | 0 | 0 | 0 | 0 | 0 | 0 | 0 | 0 | 0 | 0 | 0 | 0 | 0 |  | 0 | 0 | 0 | 0 |  | 0 | 0 | 0 | 0 | 0
1981-01-05 | 1981 | 1 | 5 | 0 | 0 | 0 | 0 | 0 | 0 | 0 | 0 | 0 | 0 | 0 | 0 | 0 | 0 | 0 | 0 | 0 | 0 | 0 | 0 | 0 | 0 | 0 | 0 |  | 0 | 0 | 0 | 0 |  | 0 | 0 | 0 | 0 | 0
1981-01-06 | 1981 | 1 | 6 | 0 | 0 | 0 | 0 | 0 | 0 | 0 | 0 | 0 | 0 | 0 | 0 | 0 | 0 | 0 | 0 | 0 | 0 | 0 | 0 | 0 | 0 | 0 | 0 |  | 0 | 0 | 0 | 0 |  | 0 | 0 | 0 | 0 | 0
1981-01-07 | 1981 | 1 | 7 | 0 | 0 | 0 | 0 | 0 | 0 | 0 | 0 | 0 | 0 | 0 | 0 | 0 | 0 | 0 | 0 | 0 | 0 | 0 | 0 | 0 | 0 | 0 | 0 |  | 0 | 0 | 0 | 0 |  | 0 | 0 | 0 | 0 | 0
1981-01-08 | 1981 | 1 | 8 | 0 | 0 | 0 | 0 | 0 | 0 | 0 | 0 | 0 | 0 | 0 | 0 | 0 | 0 | 0 | 0 | 0 | 0 | 0 | 0 | 0 | 0 | 0 | 0 |  | 0 | 0 | 0 | 0 |  | 0 | 0 | 0 | 0 | 0
1981-01-09 | 1981 | 1 | 9 | 0 | 0 | 0 | 0 | 0 | 0 | 0 | 0 | 0 | 0 | 0 | 0 | 0 | 0 | 0 | 0 | 0 | 0 | 0 | 0 | 0 | 0 | 0 | 0 |  | 0 | 0 | 0 | 0 |  | 0 | 0 | 0 | 0 | 0
1981-01-10 | 1981 | 1 | 10 | 0 | 0 | 0 | 0 | 0 | 0 | 0 | 0 | 0 | 0 | 0 | 0 | 0 | 0 | 0 | 0 | 0 | 0 | 0 | 0 | 0 | 0 | 0 | 0 |  | 0 | 0 | 0 | 0 |  | 0 | 0 | 0 | 0 | 0
1981-01-11 | 1981 | 1 | 11 | 0 | 0 | 0 | 0 | 0 | 0 | 0 | 0 | 0 | 0 | 0 | 0 | 0 | 0 | 0 | 0 | 0 | 0 | 0 | 0 | 0 | 0 | 0 | 0 |  | 0 | 0 | 0 | 0 |  | 0 | 0 | 0 | 0 | 0
1981-01-12 | 1981 | 1 | 12 | 0 | 0 | 0 | 0 | 0 | 0 | 0 | 0 | 0 | 0 | 0 | 0 | 0 | 0 | 0 | 0 | 0 | 0 | 0 | 0 | 0 | 0 | 0 | 0 |  | 0 | 0 | 0 | 0 |  | 0 | 0 | 0 | 0 | 0
1981-01-13 | 1981 | 1 | 13 | 0 | 0 | 0 | 0 | 0 | 0 | 0 | 0 | 0 | 0 | 0 | 0 | 0 | 0 | 0 | 0 | 0 | 0 | 0 | 0 | 0 | 0 | 0 | 0 |  | 0 | 0 | 0 | 0 |  | 0 | 0 | 0 | 0 | 0
1981-01-14 | 1981 | 1 | 14 | 0 | 0 | 0 | 0 | 0 | 0 | 0 | 0 | 0 | 0 | 0 | 0 | 0 | 0 | 0 | 0 | 0 | 0 | 0 | 0 | 0 | 0 | 0 | 0 |  | 0 | 0 | 0 | 0 |  | 0 | 0 | 0 | 0 | 0
1981-01-15 | 1981 | 1 | 15 | 0 | 0 | 0 | 0 | 0 | 0 | 0 | 0 | 0 | 0 | 0 | 0 | 0 | 0 | 0 | 0 | 0 | 0 | 0 | 0 | 0 | 0 | 0 | 0 |  | 0 | 0 | 0 | 0 |  | 0 | 0 | 0 | 0 | 0
1981-01-16 | 1981 | 1 | 16 | 0 | 0 | 0 | 0 | 0 | 0 | 0 | 0 | 0 | 0 | 0 | 0 | 0 | 0 | 0 | 0 | 0 | 0 | 0 | 0 | 0 | 0 | 0 | 0 |  | 0 | 0 | 0 | 0 |  | 0 | 0 | 0 | 0 | 0
1981-01-17 | 1981 | 1 | 17 | 0 | 0 | 0 | 0 | 0 | 0 | 0 | 0 | 0 | 0 | 0 | 0 | 0 | 0 | 0 | 0 | 0 | 0 | 0 | 0 | 0 | 0 | 0 | 0 |  | 0 | 0 | 0 | 0 |  | 0 | 0 | 0 | 0 | 0
1981-01-18 | 1981 | 1 | 18 | 0 | 0 | 0 | 0 | 0 | 0 | 0 | 0 | 0 | 0 | 0 | 0 | 0 | 0 | 0 | 0 | 0 | 0 | 0 | 0 | 0 | 0 | 0 | 0 |  | 0 | 0 | 0 | 0 |  | 0 | 0 | 0 | 0 | 0
1981-01-19 | 1981 | 1 | 19 | 0 | 0 | 0 | 0 | 0 | 0 | 0 | 0 | 0 | 0 | 0 | 0 | 0 | 0 | 0 | 0 | 0 | 0 | 0 | 0 | 0 | 0 | 0 | 0 |  | 0 | 0 | 0 | 0 |  | 0 | 0 | 0 | 0 | 0
1981-01-20 | 1981 | 1 | 20 | 0 | 0 | 0 | 0 | 0 | 0 | 0 | 0 | 0 | 0 | 0 | 0 | 0 | 0 | 0 | 0 | 0 | 0 | 0 | 0 | 0 | 0 | 0 | 0 |  | 0 | 0 | 0 | 0 |  | 0 | 0 | 0 | 0 | 0
1981-01-21 | 1981 | 1 | 21 | 0 | 0 | 0 | 0 | 0 | 0 | 0 | 0 | 0 | 0 | 0 | 0 | 0 | 0 | 0 | 0 | 0 | 0 | 0 | 0 | 0 | 0 | 0 | 0 |  | 0 | 0 | 0 | 0 |  | 0 | 0 | 0 | 0 | 0
1981-01-22 | 1981 | 1 | 22 | 0 | 0 | 0 | 0 | 0 | 0 | 0 | 0 | 0 | 0 | 0 | 0 | 0 | 0 | 0 | 0 | 0 | 0 | 0 | 0 | 0 | 0 | 0 | 0 |  | 0 | 0 | 0 | 0 |  | 0 | 0 | 0 | 0 | 0
1981-01-23 | 1981 | 1 | 23 | 0 | 0 | 0 | 0 | 0 | 0 | 0 | 0 | 0 | 0 | 0 | 0 | 0 | 0 | 0 | 0 | 0 | 0 | 0 | 0 | 0 | 0 | 0 | 0 |  | 0 | 0 | 0 | 0 |  | 0 | 0 | 0 | 0 | 0
1981-01-24 | 1981 | 1 | 24 | 0 | 0 | 0 | 0.3 | 0.3 | 0.3 | 0.3 | 0.3 | 0.2 | 0.3 | 0.3 | 0 | 0 | 0 | 0 | 0 | 0 | 0 | 0 | 0 | 0 | 0 | 0.3 | 0.3 |  | 2.9 | 2.9 | 2.9 | 4.4409e-16 |  | 0 | 0 | 0 | 0 | 0
1981-01-25 | 1981 | 1 | 25 | 0 | 0 | 0 | 0 | 0 | 0 | 0 | 0 | 0 | 0 | 0 | 0 | 0 | 0 | 0 | 0 | 0 | 0 | 0 | 0 | 0 | 0 | 0 | 0 |  | 0 | 0 | 0 | 0 |  | 0 | 0 | 0 | 0 | 0
1981-01-26 | 1981 | 1 | 26 | 0 | 0 | 0 | 0 | 0 | 0 | 0 | 0 | 0 | 0 | 0 | 0 | 0 | 0 | 0 | 0 | 0 | 0 | 0 | 0 | 0 | 0 | 0 | 0 |  | 0 | 0 | 0 | 0 |  | 0 | 0 | 0 | 0 | 0
1981-01-27 | 1981 | 1 | 27 | 0 | 0 | 0 | 0 | 0 | 0 | 0 | 0 | 0 | 0 | 0 | 0 | 0 | 0 | 0 | 0 | 0 | 0 | 0 | 0 | 0 | 0 | 0 | 0 |  | 0 | 0 | 0 | 0 |  | 0 | 0 | 0 | 0 | 0
1981-01-28 | 1981 | 1 | 28 | 0.1 | 0 | 0 | 0.1 | 0 | 0.1 | 0.1 | 0 | 0.1 | 0.1 | 0 | 0.1 | 0.1 | 0 | 0.1 | 0.1 | 0.1 | 0 | 0 | 0.1 | 0.1 | 0 | 0.1 | 0 |  | 1.4 | 1.4 | 1.4 | 2.2204e-16 |  | 0 | 0 | 0 | 0 | 0
1981-01-29 | 1981 | 1 | 29 | 0 | 0 | 0 | 0 | 0 | 0 | 0 | 0 | 0 | 0 | 0 | 0 | 0 | 0 | 0 | 0 | 0 | 0 | 0 | 0 | 0 | 0 | 0 | 0 |  | 0 | 0 | 0 | 0 |  | 0 | 0 | 0 | 0 | 0
1981-01-30 | 1981 | 1 | 30 | 0 | 0 | 0 | 0 | 0 | 0 | 0 | 0 | 0 | 0 | 0 | 0 | 0 | 0 | 0 | 0 | 0 | 0 | 0 | 0 | 0 | 0 | 0 | 0 |  | 0 | 0 | 0 | 0 |  | 0 | 0 | 0 | 0 | 0
1981-01-31 | 1981 | 1 | 31 | 0 | 0 | 0 | 0 | 0.1 | 0.1 | 0.1 | 0.1 | 0 | 0 | 0 | 0 | 0 | 0 | 0 | 0 | 0 | 0 | 0 | 0 | 0 | 0 | 0 | 0 |  | 0.4 | 0.4 | 0.4 | 0 |  | 0 | 0 | 0 | 0 | 0
1981-02-01 | 1981 | 2 | 1 | 0 | 0 | 0 | 0 | 0 | 0 | 0 | 0 | 0 | 0 | 0 | 0 | 0 | 0 | 0 | 0 | 0 | 0 | 0 | 0 | 0 | 0 | 0 | 0 |  | 0 | 0 | 0 | 0 |  | 0 | 0 | 0 | 0 | 0
1981-02-02 | 1981 | 2 | 2 | 0 | 0 | 0 | 0 | 0 | 0 | 0 | 0 | 0 | 0 | 0 | 0 | 0 | 0 | 0 | 0 | 0 | 0 | 0 | 0 | 0 | 0 | 0 | 0 |  | 0 | 0 | 0 | 0 |  | 0 | 0 | 0 | 0 | 0
1981-02-03 | 1981 | 2 | 3 | 0 | 0 | 0 | 0 | 0 | 0 | 0 | 0 | 0 | 0 | 0 | 0 | 0 | 0 | 0 | 0 | 0 | 0 | 0 | 0 | 0 | 0 | 0 | 0 |  | 0 | 0 | 0 | 0 |  | 0 | 0 | 0 | 0 | 0
1981-02-04 | 1981 | 2 | 4 | 0 | 0 | 0 | 0 | 0 | 0 | 0 | 0 | 0 | 0 | 0 | 0 | 0 | 0 | 0 | 0 | 0 | 0 | 0 | 0 | 0 | 0 | 0 | 0 |  | 0 | 0 | 0 | 0 |  | 0 | 0 | 0 | 0 | 0
1981-02-05 | 1981 | 2 | 5 | 0 | 0 | 0 | 0 | 0 | 0 | 0 | 0 | 0 | 0 | 0 | 0 | 0 | 0 | 0 | 0 | 0 | 0 | 0 | 0 | 0 | 0 | 0 | 0 |  | 0 | 0 | 0 | 0 |  | 0 | 0 | 0 | 0 | 0
1981-02-06 | 1981 | 2 | 6 | 0 | 0 | 0 | 0 | 0 | 0 | 0 | 0 | 0 | 0 | 0 | 0 | 0 | 0 | 0 | 0 | 0 | 0 | 0 | 0 | 0 | 0 | 0 | 0 |  | 0 | 0 | 0 | 0 |  | 0 | 0 | 0 | 0 | 0
1981-02-07 | 1981 | 2 | 7 | 0 | 0 | 0 | 0.3 | 0.2 | 0 | 0 | 0 | 0 | 0 | 0 | 0 | 0 | 0 | 0 | 0 | 0 | 0.6 | 0.2 | 0.3 | 0.3 | 0.2 | 0.3 | 0 |  | 2.4 | 2.4 | 2.4 | 0 |  | 0 | 0 | 0 | 0 | 0
1981-02-08 | 1981 | 2 | 8 | 0 | 0 | 0 | 0.1 | 0.1 | 0.1 | 0.1 | 0.1 | 0.1 | 0 | 0 | 0 | 0 | 0 | 0 | 0 | 0 | 0 | 0.1 | 0.1 | 0.1 | 0.1 | 0.1 | 0.1 |  | 1.2 | 1.2 | 1.2 | 0 |  | 0 | 0 | 0 | 0 | 0
1981-02-09 | 1981 | 2 | 9 | 0.1 | 0 | 0.1 | 0 | 0.1 | 0 | 0.1 | 0 | 0 | 0 | 0 | 0 | 0 | 0 | 0 | 0 | 0 | 0 | 0 | 0 | 0 | 0 | 0 | 0 |  | 0.4 | 0.4 | 0.4 | 0 |  | 0 | 0 | 0 | 0 | 0
1981-02-10 | 1981 | 2 | 10 | 0 | 0 | 0 | 0 | 0 | 0 | 0 | 0 | 0 | 0 | 0 | 0 | 0 | 0 | 0 | 0 | 0 | 0 | 0 | 0 | 0 | 0 | 0 | 0 |  | 0 | 0 | 0 | 0 |  | 0 | 0 | 0 | 0 | 0
1981-02-11 | 1981 | 2 | 11 | 0 | 0 | 0 | 0 | 0 | 0 | 0 | 0 | 0 | 0 | 0 | 0 | 0 | 0 | 0 | 0 | 0 | 0 | 0 | 0 | 0 | 0 | 0 | 0 |  | 0 | 0 | 0 | 0 |  | 0 | 0 | 0 | 0 | 0
1981-02-12 | 1981 | 2 | 12 | 0 | 0 | 0 | 0 | 0 | 0 | 0 | 0 | 0 | 0 | 0 | 0 | 0 | 0 | 0 | 0 | 0 | 0 | 0 | 0 | 0 | 0 | 0 | 0 |  | 0 | 0 | 0 | 0 |  | 0 | 0 | 0 | 0 | 0
1981-02-13 | 1981 | 2 | 13 | 0 | 0 | 0 | 0 | 0 | 0 | 0 | 0 | 0 | 0 | 0 | 0 | 0 | 0 | 0 | 0 | 0 | 0 | 0 | 0 | 0 | 0 | 0 | 0 |  | 0 | 0 | 0 | 0 |  | 0 | 0 | 0 | 0 | 0
1981-02-14 | 1981 | 2 | 14 | 0 | 0 | 0 | 0 | 0 | 0 | 0 | 0 | 0 | 0 | 0 | 0 | 0 | 0 | 0 | 0 | 0 | 0 | 0 | 0 | 0 | 0 | 0 | 0 |  | 0 | 0 | 0 | 0 |  | 0 | 0 | 0 | 0 | 0
1981-02-15 | 1981 | 2 | 15 | 0 | 0 | 0 | 0 | 0 | 0 | 0 | 0 | 0 | 0 | 0 | 0 | 0 | 0 | 0 | 0 | 0 | 0 | 0 | 0 | 0 | 0 | 0 | 0 |  | 0 | 0 | 0 | 0 |  | 0 | 0 | 0 | 0 | 0
1981-02-16 | 1981 | 2 | 16 | 0 | 0 | 0 | 0 | 0 | 0 | 0 | 0 | 0 | 0 | 0 | 0 | 0 | 0 | 0 | 0 | 0 | 0 | 0 | 0 | 0 | 0 | 0 | 0 |  | 0 | 0 | 0 | 0 |  | 0 | 0 | 0 | 0 | 0
1981-02-17 | 1981 | 2 | 17 | 0 | 0 | 0 | 0 | 0 | 0 | 0 | 0 | 0 | 0 | 0 | 0 | 0 | 0 | 0 | 0 | 0 | 0 | 0 | 0 | 0 | 0 | 0 | 0 |  | 0 | 0 | 0 | 0 |  | 0 | 0 | 0 | 0 | 0
1981-02-18 | 1981 | 2 | 18 | 0 | 0 | 0 | 0 | 0 | 0 | 0 | 0 | 0 | 0 | 0 | 0 | 0 | 0 | 0 | 0 | 0 | 0 | 0 | 0 | 0 | 0 | 0 | 0 |  | 0 | 0 | 0 | 0 |  | 0 | 0 | 0 | 0 | 0
1981-02-19 | 1981 | 2 | 19 | 0 | 0 | 0 | 0 | 0 | 0 | 0 | 0 | 0 | 0 | 0 | 0 | 0 | 0 | 0 | 0 | 0 | 0 | 0 | 0 | 0 | 0 | 0 | 0 |  | 0 | 0 | 0 | 0 |  | 0 | 0 | 0 | 0 | 0
1981-02-20 | 1981 | 2 | 20 | 0 | 0 | 0 | 0 | 0 | 0 | 0 | 0 | 0 | 0 | 0 | 0 | 0 | 0 | 0 | 0 | 0 | 0 | 0 | 0 | 0 | 0 | 0 | 0 |  | 0 | 0 | 0 | 0 |  | 0 | 0 | 0 | 0 | 0
1981-02-21 | 1981 | 2 | 21 | 0 | 0 | 0 | 0 | 0 | 0 | 0 | 0 | 0 | 0 | 0 | 0 | 0 | 0 | 0 | 0 | 0 | 0 | 0 | 0 | 0 | 0 | 0 | 0 |  | 0 | 0 | 0 | 0 |  | 0 | 0 | 0 | 0 | 0
1981-02-22 | 1981 | 2 | 22 | 0 | 0 | 0 | 0 | 0 | 0 | 0 | 0 | 0 | 0 | 0 | 0 | 0 | 0 | 0 | 0 | 0 | 0 | 0 | 0 | 0 | 0 | 0 | 0 |  | 0 | 0 | 0 | 0 |  | 0 | 0 | 0 | 0 | 0
1981-02-23 | 1981 | 2 | 23 | 0 | 0 | 0 | 0 | 0 | 0 | 0 | 0 | 0 | 0 | 0 | 0 | 0 | 0 | 0 | 0 | 0 | 0 | 0 | 0 | 0 | 0 | 0 | 0 |  | 0 | 0 | 0 | 0 |  | 0 | 0 | 0 | 0 | 0
1981-02-24 | 1981 | 2 | 24 | 0 | 0 | 0 | 0 | 0 | 0.2 | 0.1 | 0.2 | 0.2 | 0.1 | 0.2 | 0.2 | 0.2 | 0.1 | 0.2 | 0 | 0 | 0 | 0.2 | 0.1 | 0.2 | 0.2 | 0.1 | 0.2 |  | 2.7 | 2.7 | 2.7 | 4.4409e-16 |  | 0 | 0 | 0 | 0 | 0
1981-02-25 | 1981 | 2 | 25 | 0.1 | 0.1 | 0.2 | 0.1 | 0.1 | 0.1 | 0.1 | 0.2 | 0.1 | 0.1 | 0.1 | 0.1 | 0.2 | 0.1 | 0 | 0 | 0 | 0 | 0 | 0 | 0 | 0.1 | 0 | 0 |  | 1.8 | 1.8 | 1.8 | 4.4409e-16 |  | 0 | 0 | 0 | 0 | 0
1981-02-26 | 1981 | 2 | 26 | 0 | 0 | 0 | 0 | 0 | 0 | 0 | 0 | 0 | 0 | 0 | 0 | 0 | 0 | 0 | 0 | 0 | 0.1 | 0 | 0 | 0 | 0 | 0.1 | 0 |  | 0.2 | 0.2 | 0.2 | 0 |  | 0 | 0 | 0 | 0 | 0
1981-02-27 | 1981 | 2 | 27 | 0 | 0 | 0 | 0 | 0 | 0 | 0 | 0 | 0 | 0 | 0 | 0 | 0 | 0 | 0 | 0 | 0 | 0 | 0 | 0 | 0 | 0 | 0 | 0 |  | 0 | 0 | 0 | 0 |  | 0 | 0 | 0 | 0 | 0
1981-02-28 | 1981 | 2 | 28 | 0 | 0 | 0 | 0 | 0 | 0 | 0 | 0 | 0 | 0 | 0 | 0 | 0 | 0 | 0 | 0 | 0 | 0 | 0 | 0 | 0 | 0 | 0 | 0 |  | 0 | 0 | 0 | 0 |  | 0 | 0 | 0 | 0 | 0
1981-03-01 | 1981 | 3 | 1 | 0 | 0 | 0 | 0 | 0 | 0 | 0 | 0 | 0 | 0 | 0 | 0 | 0 | 0 | 0 | 0 | 0 | 0 | 0 | 0 | 0 | 0 | 0 | 0 |  | 0 | 0 | 0 | 0 |  | 0 | 0 | 0 | 0 | 0
1981-03-02 | 1981 | 3 | 2 | 0 | 0 | 0 | 0 | 0 | 0 | 0 | 0 | 0 | 0 | 0 | 0 | 0 | 0 | 0 | 0 | 0 | 0 | 0 | 0 | 0 | 0 | 0 | 0 |  | 0 | 0 | 0 | 0 |  | 0 | 0 | 0 | 0 | 0
1981-03-03 | 1981 | 3 | 3 | 0 | 0 | 0 | 0 | 0 | 0 | 0 | 0 | 0 | 0 | 0 | 0 | 0 | 0 | 0 | 0 | 0 | 0 | 0 | 0 | 0 | 0 | 0 | 0 |  | 0 | 0 | 0 | 0 |  | 0 | 0 | 0 | 0 | 0
1981-03-04 | 1981 | 3 | 4 | 0 | 0 | 0 | 0 | 0 | 0 | 0 | 0 | 0 | 0 | 0 | 0 | 0 | 0 | 0 | 0 | 0 | 0 | 0 | 0 | 0 | 0 | 0 | 0 |  | 0 | 0 | 0 | 0 |  | 0 | 0 | 0 | 0 | 0
1981-03-05 | 1981 | 3 | 5 | 0 | 0 | 0 | 0 | 0 | 0 | 0 | 0 | 0 | 0 | 0 | 0 | 0 | 0 | 0 | 0 | 0 | 0 | 0 | 0 | 0 | 0 | 0 | 0 |  | 0 | 0 | 0 | 0 |  | 0 | 0 | 0 | 0 | 0
1981-03-06 | 1981 | 3 | 6 | 0 | 0 | 0 | 0 | 0 | 0 | 0 | 0 | 0 | 0 | 0 | 0 | 0 | 0 | 0 | 0 | 0 | 0 | 0 | 0 | 0 | 0 | 0 | 0 |  | 0 | 0 | 0 | 0 |  | 0 | 0 | 0 | 0 | 0
1981-03-07 | 1981 | 3 | 7 | 0 | 0 | 0 | 0 | 0 | 0 | 0 | 0 | 0 | 0 | 0 | 0 | 0 | 0 | 0 | 0 | 0 | 0 | 0 | 0 | 0 | 0 | 0 | 0 |  | 0 | 0 | 0 | 0 |  | 0 | 0 | 0 | 0 | 0
1981-03-08 | 1981 | 3 | 8 | 0 | 0 | 0 | 0 | 0 | 0 | 0 | 0 | 0 | 0 | 0 | 0 | 0 | 0 | 0 | 0 | 0 | 0 | 0 | 0 | 0 | 0 | 0 | 0 |  | 0 | 0 | 0 | 0 |  | 0 | 0 | 0 | 0 | 0
1981-03-09 | 1981 | 3 | 9 | 0 | 0 | 0 | 0 | 0 | 0 | 0 | 0 | 0 | 0 | 0 | 0 | 0 | 0 | 0 | 0 | 0 | 0 | 0 | 0 | 0 | 0 | 0 | 0 |  | 0 | 0 | 0 | 0 |  | 0 | 0 | 0 | 0 | 0
1981-03-10 | 1981 | 3 | 10 | 0 | 0 | 0 | 0 | 0 | 0 | 0 | 0 | 0 | 0 | 0 | 0 | 0 | 0 | 0 | 0 | 0 | 0 | 0 | 0 | 0 | 0 | 0 | 0 |  | 0 | 0 | 0 | 0 |  | 0 | 0 | 0 | 0 | 0
1981-03-11 | 1981 | 3 | 11 | 0 | 0 | 0 | 0 | 0 | 0 | 0 | 0 | 0 | 0 | 0 | 0 | 0 | 0 | 0 | 0 | 0 | 0 | 0 | 0 | 0 | 0 | 0 | 0 |  | 0 | 0 | 0 | 0 |  | 0 | 0 | 0 | 0 | 0
1981-03-12 | 1981 | 3 | 12 | 0 | 0 | 0 | 0 | 0 | 0 | 0 | 0 | 0 | 0 | 0 | 0 | 0 | 0 | 0 | 0 | 0 | 0 | 0 | 0 | 0 | 0 | 0 | 0 |  | 0 | 0 | 0 | 0 |  | 0 | 0 | 0 | 0 | 0
1981-03-13 | 1981 | 3 | 13 | 0 | 0 | 0.2 | 0.2 | 0 | 0 | 0 | 0 | 0 | 0 | 0 | 0 | 0 | 0 | 0 | 0 | 0 | 0 | 0 | 0 | 0 | 0 | 0 | 0 |  | 0.4 | 0.4 | 0.4 | 0 |  | 0 | 0 | 0 | 0 | 0
1981-03-14 | 1981 | 3 | 14 | 0 | 0 | 0 | 0 | 0 | 0 | 0 | 0 | 0 | 0 | 0 | 0 | 0 | 0 | 0 | 0 | 0 | 0 | 0 | 0 | 0 | 0 | 0 | 0 |  | 0 | 0 | 0 | 0 |  | 0 | 0 | 0 | 0 | 0
1981-03-15 | 1981 | 3 | 15 | 0 | 0 | 0 | 0 | 0 | 0 | 0 | 0 | 0 | 0 | 0 | 0 | 0 | 0 | 0 | 0 | 0 | 0 | 0 | 0 | 0 | 0 | 0 | 0 |  | 0 | 0 | 0 | 0 |  | 0 | 0 | 0 | 0 | 0
1981-03-16 | 1981 | 3 | 16 | 0 | 0 | 0 | 0 | 0 | 0 | 0 | 0 | 0 | 0 | 0 | 0 | 0 | 0 | 0 | 0 | 0 | 0 | 0.1 | 0 | 0.1 | 0 | 0 | 0 |  | 0.2 | 0.2 | 0.2 | 0 |  | 0 | 0 | 0 | 0 | 0
1981-03-17 | 1981 | 3 | 17 | 0 | 0 | 0 | 0 | 0 | 0 | 0 | 0 | 0 | 0 | 0 | 0 | 0 | 0 | 0 | 0 | 0 | 0 | 0 | 0 | 0 | 0 | 0 | 0 |  | 0 | 0 | 0 | 0 |  | 0 | 0 | 0 | 0 | 0
1981-03-18 | 1981 | 3 | 18 | 0 | 0 | 0 | 0 | 0 | 0 | 0 | 0 | 0 | 0 | 0 | 0 | 0 | 0 | 0 | 0 | 0 | 0 | 0 | 0 | 0 | 0 | 0 | 0 |  | 0 | 0 | 0 | 0 |  | 0 | 0 | 0 | 0 | 0
1981-03-19 | 1981 | 3 | 19 | 0 | 0 | 0 | 0 | 0 | 0 | 0 | 0 | 0 | 0 | 0 | 0 | 0 | 0 | 0 | 0 | 0 | 0 | 0 | 0 | 0 | 0 | 0 | 0 |  | 0 | 0 | 0 | 0 |  | 0 | 0 | 0 | 0 | 0
1981-03-20 | 1981 | 3 | 20 | 0 | 0 | 0 | 0 | 0 | 0.1 | 0 | 0 | 0 | 0 | 0 | 0.1 | 0 | 0 | 0 | 0 | 0 | 0 | 0 | 0 | 0 | 0 | 0 | 0 |  | 0.2 | 0.2 | 0.2 | 0 |  | 0 | 0 | 0 | 0 | 0
1981-03-21 | 1981 | 3 | 21 | 0 | 0 | 0 | 0 | 0 | 0 | 0 | 0 | 0 | 0 | 0 | 0 | 0 | 0 | 0 | 0 | 0 | 0 | 0 | 0 | 0 | 0 | 0 | 0 |  | 0 | 0 | 0 | 0 |  | 0 | 0 | 0 | 0 | 0
1981-03-22 | 1981 | 3 | 22 | 0 | 0 | 0 | 0 | 0 | 0 | 0 | 0 | 0 | 0 | 0 | 0 | 0 | 0 | 0 | 0 | 0 | 0 | 0 | 0 | 0 | 0 | 0 | 0 |  | 0 | 0 | 0 | 0 |  | 0 | 0 | 0 | 0 | 0
1981-03-23 | 1981 | 3 | 23 | 0 | 0.3 | 0.2 | 0.3 | 0 | 0 | 0 | 0 | 0 | 0 | 0 | 0 | 0 | 0 | 0 | 0 | 0 | 0 | 0 | 0 | 0 | 0 | 0 | 0 |  | 0.8 | 0.8 | 0.8 | 0 |  | 0 | 0 | 0 | 0 | 0
1981-03-24 | 1981 | 3 | 24 | 0 | 0 | 0 | 0 | 0 | 0 | 0 | 0 | 0 | 0 | 0 | 0 | 0 | 0 | 0 | 0 | 0 | 0 | 0 | 0 | 0 | 0 | 0 | 0 |  | 0 | 0 | 0 | 0 |  | 0 | 0 | 0 | 0 | 0
1981-03-25 | 1981 | 3 | 25 | 0 | 0 | 0 | 0 | 0 | 0 | 0 | 0 | 0 | 0 | 0 | 0 | 0 | 0 | 0 | 0 | 0 | 0 | 0 | 0 | 0 | 0 | 0.2 | 0.2 |  | 0.4 | 0.4 | 0.4 | 0 |  | 0 | 0 | 0 | 0 | 0
1981-03-26 | 1981 | 3 | 26 | 0.8 | 0.8 | 0.8 | 0.8 | 0.7 | 0.8 | 0.8 | 0.8 | 0 | 0 | 0 | 0 | 0 | 0 | 0 | 0 | 0 | 0 | 0 | 0 | 0 | 0 | 0 | 0 |  | 6.3 | 6.3 | 6.3 | 0 |  | 0 | 0 | 0 | 0 | 0
1981-03-27 | 1981 | 3 | 27 | 0 | 0 | 0 | 0 | 0 | 0 | 0 | 0 | 0 | 0 | 0 | 0 | 0 | 0 | 0 | 0 | 0 | 0 | 0 | 0 | 0 | 0 | 0 | 0 |  | 0 | 0 | 0 | 0 |  | 0 | 0 | 0 | 0 | 0
1981-03-28 | 1981 | 3 | 28 | 0 | 0 | 0 | 0 | 0 | 0 | 0 | 0 | 0 | 0 | 0 | 0 | 0 | 0 | 0 | 0 | 0 | 0 | 0 | 0 | 0 | 0 | 0 | 0 |  | 0 | 0 | 0 | 0 |  | 0 | 0 | 0 | 0 | 0
1981-03-29 | 1981 | 3 | 29 | 0 | 0 | 0 | 0 | 0 | 0 | 0 | 0 | 0 | 0 | 2.6 | 0 | 0 | 0 | 0 | 0 | 0 | 0 | 5.1 | 2.6 | 0 | 0 | 2.5 | 2.6 |  | 15.4 | 15.4 | 15.4 | 1.7764e-15 |  | 0 | 0 | 0 | 0 | 0
1981-03-30 | 1981 | 3 | 30 | 2 | 2 | 2 | 1.9 | 0 | 0 | 0 | 0 | 2 | 0 | 0 | 0 | 0 | 0 | 0 | 2 | 0 | 0 | 0 | 0 | 0 | 0 | 0 | 0 |  | 11.9 | 11.9 | 11.9 | 0 |  | 0 | 0 | 0 | 0 | 0
1981-03-31 | 1981 | 3 | 31 | 0 | 0 | 0 | 0 | 0 | 0 | 0 | 0 | 0 | 0 | 0 | 0 | 0 | 0 | 0 | 0 | 0 | 0 | 0 | 0 | 0 | 0 | 0 | 0 |  | 0 | 0 | 0 | 0 |  | 0 | 0 | 0 | 0 | 0
1981-04-01 | 1981 | 4 | 1 | 0 | 0 | 0 | 0 | 0 | 0 | 0 | 0 | 0 | 0 | 0 | 0 | 0 | 0 | 0 | 0 | 0 | 0 | 0 | 0 | 0 | 0 | 0 | 0 |  | 0 | 0 | 0 | 0 |  | 0 | 0 | 0 | 0 | 0
1981-04-02 | 1981 | 4 | 2 | 0 | 0 | 0 | 0 | 0 | 0 | 0 | 0 | 0 | 0 | 0 | 0 | 0 | 0 | 0 | 0 | 0 | 0 | 0 | 0 | 0 | 0 | 0 | 0 |  | 0 | 0 | 0 | 0 |  | 0 | 0 | 0 | 0 | 0
1981-04-03 | 1981 | 4 | 3 | 0 | 0 | 0 | 0 | 0 | 0 | 0 | 0 | 0 | 0 | 0 | 0 | 0 | 0 | 0 | 0 | 0 | 0 | 0 | 0 | 0 | 0 | 0 | 0 |  | 0 | 0 | 0 | 0 |  | 0 | 0 | 0 | 0 | 0
1981-04-04 | 1981 | 4 | 4 | 0 | 0 | 0 | 0 | 0 | 0 | 0 | 0 | 0 | 0 | 0 | 0 | 0 | 0 | 0 | 0 | 0 | 0 | 0 | 0 | 0 | 0 | 0 | 0 |  | 0 | 0 | 0 | 0 |  | 0 | 0 | 0 | 0 | 0
1981-04-05 | 1981 | 4 | 5 | 0 | 0 | 0 | 0 | 0 | 0 | 0 | 0 | 0 | 0 | 0 | 0 | 0 | 0 | 0 | 0 | 0 | 0 | 0 | 0 | 0 | 0 | 0 | 0 |  | 0 | 0 | 0 | 0 |  | 0 | 0 | 0 | 0 | 0
1981-04-06 | 1981 | 4 | 6 | 0 | 0 | 0 | 0 | 0 | 0 | 0 | 0 | 0 | 0 | 0 | 0 | 0 | 0 | 0 | 0 | 0 | 0 | 0 | 0 | 0 | 0 | 0 | 0 |  | 0 | 0 | 0 | 0 |  | 0 | 0 | 0 | 0 | 0
1981-04-07 | 1981 | 4 | 7 | 0 | 0 | 0 | 0 | 0 | 0 | 0 | 0 | 0 | 0 | 0 | 0 | 0 | 0 | 0 | 0 | 0 | 0 | 0 | 0 | 0 | 0 | 0 | 0 |  | 0 | 0 | 0 | 0 |  | 0 | 0 | 0 | 0 | 0
1981-04-08 | 1981 | 4 | 8 | 0 | 0 | 0 | 0 | 0 | 0 | 0 | 0 | 0 | 0 | 0 | 0 | 0 | 0 | 0 | 0 | 0 | 0 | 0 | 0 | 0 | 0 | 0 | 0 |  | 0 | 0 | 0 | 0 |  | 0 | 0 | 0 | 0 | 0
1981-04-09 | 1981 | 4 | 9 | 0 | 0 | 0 | 0 | 0 | 0 | 0 | 0 | 0 | 0 | 0 | 0 | 0 | 0 | 0 | 0 | 0 | 0 | 0 | 0 | 0 | 0 | 0 | 0 |  | 0 | 0 | 0 | 0 |  | 0 | 0 | 0 | 0 | 0
1981-04-10 | 1981 | 4 | 10 | 0 | 0 | 0 | 0 | 0 | 0 | 0 | 0 | 0 | 0 | 0 | 0 | 0 | 0 | 0 | 0 | 0 | 0 | 0 | 0 | 0 | 0 | 0 | 0 |  | 0 | 0 | 0 | 0 |  | 0 | 0 | 0 | 0 | 0
1981-04-11 | 1981 | 4 | 11 | 0 | 0 | 0 | 0 | 0 | 0 | 0 | 0 | 0 | 0 | 0 | 0 | 0 | 0 | 0 | 0 | 0 | 0 | 0 | 0 | 0 | 0.5 | 0.6 | 0.5 |  | 1.6 | 1.6 | 1.6 | 0 |  | 0 | 0 | 0 | 0 | 0
1981-04-12 | 1981 | 4 | 12 | 0 | 0.1 | 0 | 0 | 0.1 | 0 | 0 | 0 | 0 | 0.1 | 0 | 0 | 0 | 0 | 0 | 0 | 0 | 0 | 0.1 | 0 | 0 | 0 | 0 | 0 |  | 0.4 | 0.4 | 0.4 | 0 |  | 0 | 0 | 0 | 0 | 0
1981-04-13 | 1981 | 4 | 13 | 0 | 0 | 0 | 0 | 0 | 0 | 0 | 0 | 0 | 0 | 0 | 0 | 0 | 0 | 0 | 0 | 0 | 0 | 0 | 0 | 0 | 0 | 0 | 0 |  | 0 | 0 | 0 | 0 |  | 0 | 0 | 0 | 0 | 0
1981-04-14 | 1981 | 4 | 14 | 0 | 0 | 0 | 0 | 0 | 0 | 0 | 0 | 0 | 0 | 0 | 0 | 0 | 0 | 0 | 0 | 0 | 0 | 0 | 0 | 0 | 0 | 0 | 0 |  | 0 | 0 | 0 | 0 |  | 0 | 0 | 0 | 0 | 0
1981-04-15 | 1981 | 4 | 15 | 0 | 0 | 0 | 0 | 0 | 0 | 0 | 0 | 0 | 0 | 0 | 0 | 0 | 0 | 0 | 0 | 0 | 0 | 0 | 0 | 0 | 0 | 0 | 0 |  | 0 | 0 | 0 | 0 |  | 0 | 0 | 0 | 0 | 0
1981-04-16 | 1981 | 4 | 16 | 0 | 0 | 0 | 0 | 0 | 0 | 0 | 0 | 0 | 0 | 0 | 0 | 0 | 0 | 0 | 0 | 0 | 0 | 0 | 0 | 0 | 0 | 0 | 0 |  | 0 | 0 | 0 | 0 |  | 0 | 0 | 0 | 0 | 0
1981-04-17 | 1981 | 4 | 17 | 0 | 0 | 0 | 0 | 0 | 0 | 0 | 0 | 0 | 0 | 0 | 0 | 0 | 0 | 0 | 0 | 0 | 0 | 0 | 0 | 0 | 0 | 0 | 0 |  | 0 | 0 | 0 | 0 |  | 0 | 0 | 0 | 0 | 0
1981-04-18 | 1981 | 4 | 18 | 0 | 0 | 0 | 0 | 0 | 0 | 0 | 0 | 0 | 0 | 0 | 0 | 0 | 0 | 0 | 0 | 0 | 0 | 0 | 0 | 0 | 0 | 0 | 0 |  | 0 | 0 | 0 | 0 |  | 0 | 0 | 0 | 0 | 0
1981-04-19 | 1981 | 4 | 19 | 0 | 0 | 0 | 0 | 0 | 0 | 0 | 0 | 0 | 0 | 0 | 0 | 0 | 0 | 0 | 0 | 0 | 0 | 0 | 0 | 0 | 0 | 0 | 0 |  | 0 | 0 | 0 | 0 |  | 0 | 0 | 0 | 0 | 0
1981-04-20 | 1981 | 4 | 20 | 0 | 0 | 0 | 0 | 0 | 0 | 0 | 0 | 0 | 0 | 0 | 0 | 0.2 | 0 | 0 | 0 | 0 | 0 | 0 | 0 | 0 | 0 | 0 | 0 |  | 0.2 | 0.2 | 0.2 | 0 |  | 0 | 0 | 0 | 0 | 0
1981-04-21 | 1981 | 4 | 21 | 0 | 0 | 0 | 0 | 0 | 0 | 0 | 0 | 0 | 0 | 0 | 0 | 0 | 0 | 0 | 0 | 0 | 0 | 0 | 0 | 0 | 0 | 0 | 0 |  | 0 | 0 | 0 | 0 |  | 0 | 0 | 0 | 0 | 0
1981-04-22 | 1981 | 4 | 22 | 0 | 0 | 0 | 0 | 0 | 0 | 0 | 0 | 0 | 0 | 0 | 0 | 0 | 0 | 0 | 0 | 0 | 0 | 0 | 0 | 0 | 0 | 0 | 0 |  | 0 | 0 | 0 | 0 |  | 0 | 0 | 0 | 0 | 0
1981-04-23 | 1981 | 4 | 23 | 0 | 0 | 0 | 0 | 0 | 0 | 0 | 0 | 0 | 0 | 0 | 0 | 0 | 0 | 0 | 0 | 0 | 0 | 0 | 0 | 0 | 0 | 0 | 0 |  | 0 | 0 | 0 | 0 |  | 0 | 0 | 0 | 0 | 0
1981-04-24 | 1981 | 4 | 24 | 0 | 0 | 0 | 0 | 0 | 0 | 0 | 0 | 0 | 0 | 0 | 0 | 0 | 0 | 0 | 0 | 0 | 0 | 0 | 0 | 0 | 0 | 0 | 0 |  | 0 | 0 | 0 | 0 |  | 0 | 0 | 0 | 0 | 0
1981-04-25 | 1981 | 4 | 25 | 0 | 0 | 0 | 0 | 0 | 0 | 0 | 0 | 0 | 0 | 0 | 0 | 0 | 0 | 0 | 0 | 0 | 0 | 0 | 0 | 0 | 0 | 0 | 0 |  | 0 | 0 | 0 | 0 |  | 0 | 0 | 0 | 0 | 0
1981-04-26 | 1981 | 4 | 26 | 0 | 0 | 0 | 0 | 0 | 0 | 0 | 0 | 0 | 0 | 0 | 0 | 0 | 0 | 0 | 0 | 0 | 0 | 0 | 0 | 0 | 0 | 0 | 0 |  | 0 | 0 | 0 | 0 |  | 0 | 0 | 0 | 0 | 0
1981-04-27 | 1981 | 4 | 27 | 0 | 0 | 0 | 0 | 0 | 0 | 0 | 0 | 0 | 0 | 0 | 0 | 0 | 0 | 0 | 0 | 0 | 0 | 0 | 0 | 0 | 0 | 0 | 0 |  | 0 | 0 | 0 | 0 |  | 0 | 0 | 0 | 0 | 0
1981-04-28 | 1981 | 4 | 28 | 0 | 0 | 0 | 0 | 0 | 0 | 0 | 0 | 0 | 0 | 0 | 0 | 0 | 0 | 0 | 0 | 0 | 0 | 0 | 0 | 0 | 0 | 0 | 0 |  | 0 | 0 | 0 | 0 |  | 0 | 0 | 0 | 0 | 0
1981-04-29 | 1981 | 4 | 29 | 0 | 0 | 0 | 0 | 0 | 0 | 0 | 0 | 0 | 0 | 0 | 0 | 0 | 0 | 0 | 0 | 0 | 0 | 0 | 0 | 0.4 | 0 | 0 | 0 |  | 0.4 | 0.4 | 0.4 | 0 |  | 0 | 0 | 0 | 0 | 0
1981-04-30 | 1981 | 4 | 30 | 0 | 0 | 0 | 0 | 0 | 0 | 0 | 0 | 0 | 0 | 0 | 0 | 0 | 0 | 0 | 0 | 0 | 0 | 0 | 0 | 0 | 0 | 0 | 0 |  | 0 | 0 | 0 | 0 |  | 0 | 0 | 0 | 0 | 0
1981-05-01 | 1981 | 5 | 1 | 0 | 0 | 0 | 0 | 0 | 0 | 0 | 0 | 0 | 0 | 0 | 0 | 0 | 0 | 0 | 0 | 0 | 0 | 0 | 0 | 0 | 0 | 0 | 0 |  | 0 | 0 | 0 | 0 |  | 0 | 0 | 0 | 0 | 0
1981-05-02 | 1981 | 5 | 2 | 0 | 1.2 | 1.8 | 2 | 0 | 0 | 0 | 0 | 0 | 0 | 0 | 0 | 0 | 0 | 0.2 | 0 | 0 | 0 | 0 | 0 | 0 | 0 | 0 | 0 |  | 5.2 | 5.2 | 5.2 | 0 |  | 5.2 | 0 | 0 | 0 | 0
1981-05-03 | 1981 | 5 | 3 | 0 | 0 | 0 | 0 | 0 | 0 | 0 | 0 | 0 | 0 | 0 | 0 | 0 | 0 | 0 | 0 | 0 | 0 | 0 | 0 | 0 | 0 | 0 | 0 |  | 0 | 0 | 0 | 0 |  | 0 | 0 | 0 | 0 | 0
1981-05-04 | 1981 | 5 | 4 | 0 | 0 | 0 | 0 | 0 | 0 | 0 | 0.2 | 0 | 0 | 0 | 0 | 0 | 0 | 0 | 0 | 0 | 0 | 0 | 0 | 0 | 0 | 0 | 0 |  | 0.2 | 0.2 | 0.2 | 0 |  | 0.2 | 0 | 0 | 0 | 0
1981-05-05 | 1981 | 5 | 5 | 0 | 0 | 0.5 | 0.5 | 0.5 | 0.5 | 0 | 0 | 0 | 0 | 0 | 0 | 0 | 0 | 0 | 0 | 0 | 0 | 0 | 0 | 0 | 0.5 | 0.5 | 0.5 |  | 3.5 | 3.5 | 3.5 | 0 |  | 3.5 | 0 | 0 | 0 | 0
1981-05-06 | 1981 | 5 | 6 | 1.9 | 3.9 | 1.9 | 1.9 | 1.9 | 1.9 | 3.9 | 1.9 | 1.9 | 1.9 | 1.9 | 2 | 1.9 | 3.8 | 1.9 | 2 | 1.9 | 1.9 | 1.9 | 1.9 | 1.9 | 2 | 1.9 | 1.9 |  | 51.8 | 51.8 | 51.8 | 1.4211e-14 |  | 51.8 | 0 | 0 | 0 | 0
1981-05-07 | 1981 | 5 | 7 | 0 | 0.8 | 0.9 | 0.6 | 1.2 | 1.9 | 2 | 1.3 | 0.4 | 0.4 | 1 | 0.9 | 0.6 | 1 | 1.3 | 2 | 1.3 | 0.6 | 0.2 | 0 | 0 | 0 | 0 | 0 |  | 18.4 | 18.4 | 18.4 | 7.1054e-15 |  | 18.4 | 0 | 0 | 0 | 0
1981-05-08 | 1981 | 5 | 8 | 0 | 0 | 0 | 0 | 0 | 0 | 0 | 0 | 0 | 0.2 | 1.1 | 0 | 0 | 0.3 | 0 | 0 | 0 | 0 | 0 | 0 | 0 | 0 | 0 | 0 |  | 1.6 | 1.6 | 1.6 | 0 |  | 1.6 | 0 | 0 | 0 | 0
1981-05-09 | 1981 | 5 | 9 | 0 | 0 | 0 | 0 | 0 | 0 | 0 | 0 | 0 | 0 | 0 | 0 | 0 | 0 | 0 | 0 | 0 | 0 | 0 | 0 | 0 | 1 | 0 | 0 |  | 1 | 1 | 1 | 0 |  | 1 | 0 | 0 | 0 | 0
1981-05-10 | 1981 | 5 | 10 | 0 | 0 | 0 | 0 | 0 | 0 | 0 | 0 | 0 | 0 | 0 | 0 | 0 | 0 | 0 | 0 | 0 | 0 | 0 | 0 | 0 | 0 | 0 | 0 |  | 0 | 0 | 0 | 0 |  | 0 | 0 | 0 | 0 | 0
1981-05-11 | 1981 | 5 | 11 | 0 | 0 | 0 | 0 | 0 | 0 | 0 | 0 | 0.2 | 0 | 0 | 0 | 0 | 0 | 0 | 0 | 0 | 0 | 0 | 0 | 0 | 0 | 0 | 0 |  | 0.2 | 0.2 | 0.2 | 0 |  | 0.2 | 0 | 0 | 0 | 0
1981-05-12 | 1981 | 5 | 12 | 0 | 0 | 0 | 0 | 0 | 0 | 0 | 0 | 0 | 0 | 0 | 0 | 0 | 0 | 0 | 0 | 0 | 0 | 0 | 0 | 0 | 0 | 0 | 0 |  | 0 | 0 | 0 | 0 |  | 0 | 0 | 0 | 0 | 0
1981-05-13 | 1981 | 5 | 13 | 0 | 0 | 0 | 0 | 0 | 0 | 0 | 0 | 0 | 0 | 0 | 0 | 0 | 0 | 0 | 0 | 0 | 0 | 0 | 0 | 0 | 0 | 0 | 0 |  | 0 | 0 | 0 | 0 |  | 0 | 0 | 0 | 0 | 0
1981-05-14 | 1981 | 5 | 14 | 0 | 0 | 0 | 0 | 0 | 0 | 0 | 0 | 0 | 0 | 0 | 0 | 0 | 0 | 0 | 0 | 0 | 0.4 | 0 | 0 | 0.7 | 2 | 0.4 | 0 |  | 3.5 | 3.5 | 3.5 | 0 |  | 3.5 | 0 | 0 | 0 | 0
1981-05-15 | 1981 | 5 | 15 | 0 | 0 | 0 | 0 | 0 | 0 | 0 | 0 | 0 | 0 | 0.2 | 0 | 0 | 0 | 0.4 | 0.7 | 2.2 | 1.7 | 0.9 | 0.9 | 0.9 | 0.9 | 1.4 | 1.4 |  | 11.6 | 11.6 | 11.6 | 1.7764e-15 |  | 11.6 | 0 | 0 | 0 | 0
1981-05-16 | 1981 | 5 | 16 | 0.7 | 0.6 | 0.7 | 0.7 | 0.6 | 0.7 | 0.6 | 0.7 | 0.7 | 0.6 | 0.7 | 0.7 | 0.6 | 0.7 | 0.6 | 0 | 0 | 0 | 0 | 0.7 | 0 | 0 | 0 | 0 |  | 10.6 | 10.6 | 10.6 | 1.7764e-15 |  | 10.6 | 0 | 0 | 0 | 0
1981-05-17 | 1981 | 5 | 17 | 0 | 0 | 0 | 0 | 0 | 0 | 0 | 0 | 0 | 0 | 0 | 0 | 0 | 0 | 0 | 0 | 0 | 0 | 0 | 0 | 0 | 0 | 0 | 0 |  | 0 | 0 | 0 | 0 |  | 0 | 0 | 0 | 0 | 0
1981-05-18 | 1981 | 5 | 18 | 0 | 0 | 0 | 0 | 0 | 0 | 0 | 0 | 0 | 0 | 0 | 0 | 0 | 0 | 0 | 0 | 0 | 0 | 0 | 0 | 0 | 0 | 0 | 0 |  | 0 | 0 | 0 | 0 |  | 0 | 0 | 0 | 0 | 0
1981-05-19 | 1981 | 5 | 19 | 0 | 0 | 0 | 0 | 0 | 0 | 0 | 0.4 | 0 | 0 | 0 | 0 | 0 | 0 | 0 | 0 | 0 | 0 | 0 | 0 | 0 | 0 | 0 | 0 |  | 0.4 | 0.4 | 0.4 | 0 |  | 0.4 | 0 | 0 | 0 | 0
1981-05-20 | 1981 | 5 | 20 | 0 | 0 | 0 | 0 | 0 | 0 | 0 | 0 | 0 | 0 | 0 | 0 | 0.2 | 0.4 | 1.2 | 2 | 0.2 | 0.2 | 0 | 0 | 0 | 0 | 0 | 0 |  | 4.2 | 4.2 | 4.2 | 0 |  | 4.2 | 0 | 0 | 0 | 0
1981-05-21 | 1981 | 5 | 21 | 0 | 0 | 0 | 0 | 0 | 0 | 0 | 0 | 0 | 0.2 | 0 | 0 | 0.3 | 0.3 | 0 | 0 | 0 | 0 | 0 | 0 | 0 | 0 | 0 | 0 |  | 0.8 | 0.8 | 0.8 | 0 |  | 0.8 | 0 | 0 | 0 | 0
1981-05-22 | 1981 | 5 | 22 | 0 | 0 | 0 | 0 | 0 | 0 | 1.8 | 2.1 | 0.5 | 0 | 0 | 0 | 0 | 0 | 0 | 0 | 0 | 0 | 0 | 0 | 0 | 0 | 0 | 0 |  | 4.4 | 4.4 | 4.4 | 0 |  | 4.4 | 0 | 0 | 0 | 0
1981-05-23 | 1981 | 5 | 23 | 0 | 0 | 0 | 0 | 0 | 0 | 0 | 0 | 0 | 0 | 0 | 0 | 0 | 0 | 0 | 0 | 0 | 0 | 0.6 | 0 | 0 | 0 | 0 | 0 |  | 0.6 | 0.6 | 0.6 | 0 |  | 0.6 | 0 | 0 | 0 | 0
1981-05-24 | 1981 | 5 | 24 | 0 | 0 | 0 | 0 | 0 | 0 | 0 | 0 | 0 | 0 | 0 | 0 | 0 | 0 | 0 | 0 | 0 | 0 | 0 | 0 | 0 | 0 | 0 | 0 |  | 0 | 0 | 0 | 0 |  | 0 | 0 | 0 | 0 | 0
1981-05-25 | 1981 | 5 | 25 | 0 | 0 | 0 | 0 | 0 | 0 | 0 | 0 | 0 | 0 | 0 | 0 | 0 | 0 | 0 | 0 | 0 | 0 | 0 | 0 | 0 | 0 | 0 | 0 |  | 0 | 0 | 0 | 0 |  | 0 | 0 | 0 | 0 | 0
1981-05-26 | 1981 | 5 | 26 | 0 | 0 | 0 | 0 | 0 | 0 | 0 | 0 | 0 | 0 | 0 | 0 | 0 | 0 | 0 | 0 | 0 | 0 | 0 | 0 | 0 | 0 | 0 | 0 |  | 0 | 0 | 0 | 0 |  | 0 | 0 | 0 | 0 | 0
1981-05-27 | 1981 | 5 | 27 | 0 | 0 | 0 | 0 | 0 | 0 | 0 | 0 | 0 | 0 | 0 | 0 | 0 | 0 | 0 | 0 | 0 | 0.3 | 0.6 | 0 | 0.3 | 0 | 0 | 0 |  | 1.2 | 1.2 | 1.2 | 0 |  | 1.2 | 0 | 0 | 0 | 0
1981-05-28 | 1981 | 5 | 28 | 0 | 0 | 0 | 0 | 0 | 0 | 0 | 0 | 0 | 0 | 0 | 0 | 0 | 0 | 0 | 0 | 0 | 0 | 0 | 0 | 0 | 0 | 0 | 0 |  | 0 | 0 | 0 | 0 |  | 0 | 0 | 0 | 0 | 0
1981-05-29 | 1981 | 5 | 29 | 0 | 0 | 0 | 0 | 0 | 0 | 0 | 0 | 0 | 0 | 0 | 0 | 0 | 0 | 0 | 0 | 0 | 0 | 0 | 0 | 0 | 0 | 0 | 0 |  | 0 | 0 | 0 | 0 |  | 0 | 0 | 0 | 0 | 0
1981-05-30 | 1981 | 5 | 30 | 0 | 0 | 0 | 0 | 0 | 0 | 0 | 0 | 0 | 0 | 0 | 0 | 0 | 0 | 0 | 0 | 0 | 0 | 0 | 0 | 0.2 | 0 | 0 | 0 |  | 0.2 | 0.2 | 0.2 | 0 |  | 0.2 | 0 | 0 | 0 | 0
1981-05-31 | 1981 | 5 | 31 | 0 | 0 | 0 | 0 | 0 | 0 | 0 | 0 | 0 | 0 | 0 | 0 | 0 | 0 | 0 | 2.3 | 6.2 | 3.5 | 2.9 | 7.2 | 0.6 | 0 | 0 | 0 |  | 22.7 | 22.7 | 22.7 | 3.5527e-15 |  | 22.7 | 0 | 0 | 0 | 0
1981-06-01 | 1981 | 6 | 1 | 0.2 | 0.6 | 1.7 | 0.9 | 0.2 | 0.4 | 3.2 | 0.8 | 0.6 | 0 | 0 | 0 | 0 | 0 | 0 | 0 | 0 | 0 | 0 | 0 | 0 | 0 | 0 | 0 |  | 8.6 | 8.6 | 8.6 | 0 |  | 0 | 8.6 | 0 | 0 | 0
1981-06-02 | 1981 | 6 | 2 | 0 | 0 | 0 | 0 | 0 | 0 | 0 | 0 | 0 | 0 | 0 | 0 | 0 | 0 | 0 | 0 | 0 | 0 | 0 | 0 | 0 | 0 | 0 | 0 |  | 0 | 0 | 0 | 0 |  | 0 | 0 | 0 | 0 | 0
1981-06-03 | 1981 | 6 | 3 | 0 | 0 | 0 | 0 | 0 | 0 | 0 | 0 | 0 | 0 | 0 | 0 | 1.2 | 0 | 0 | 0 | 0 | 0 | 0 | 0 | 0 | 0 | 0 | 0 |  | 1.2 | 1.2 | 1.2 | 0 |  | 0 | 1.2 | 0 | 0 | 0
1981-06-04 | 1981 | 6 | 4 | 0 | 0 | 0 | 0 | 0 | 0 | 0 | 0 | 0 | 0 | 0 | 0 | 0 | 0 | 0 | 0 | 0 | 0 | 0 | 0 | 0 | 0 | 0 | 0 |  | 0 | 0 | 0 | 0 |  | 0 | 0 | 0 | 0 | 0
1981-06-05 | 1981 | 6 | 5 | 0 | 0 | 0 | 0 | 0 | 0 | 0 | 0 | 0 | 0 | 0 | 0 | 0 | 0 | 0 | 0 | 0 | 0 | 0 | 0 | 0 | 0 | 0 | 0 |  | 0 | 0 | 0 | 0 |  | 0 | 0 | 0 | 0 | 0
1981-06-06 | 1981 | 6 | 6 | 0 | 0 | 0 | 0 | 0 | 0 | 0 | 0 | 0 | 0 | 0 | 0 | 0 | 0 | 0 | 0 | 0 | 0 | 0 | 0 | 0 | 1.4 | 0 | 0 |  | 1.4 | 1.4 | 1.4 | 0 |  | 0 | 1.4 | 0 | 0 | 0
1981-06-07 | 1981 | 6 | 7 | 0 | 0 | 0 | 0 | 0 | 0 | 0 | 0 | 0 | 0 | 0 | 0 | 0 | 0 | 0 | 0 | 0 | 0 | 0 | 0 | 0 | 0 | 0 | 0 |  | 0 | 0 | 0 | 0 |  | 0 | 0 | 0 | 0 | 0
1981-06-08 | 1981 | 6 | 8 | 0 | 0 | 0 | 0 | 0.4 | 0 | 0 | 0 | 0 | 0 | 0 | 0 | 2.4 | 0 | 0 | 0 | 0 | 0.8 | 0.2 | 0 | 0 | 0 | 0 | 0 |  | 3.8 | 3.8 | 3.8 | 0 |  | 0 | 3.8 | 0 | 0 | 0
1981-06-09 | 1981 | 6 | 9 | 0 | 0 | 0 | 0 | 0 | 0 | 0 | 0 | 0 | 0 | 0 | 0 | 0.4 | 0 | 0 | 0 | 0 | 0 | 0 | 1.8 | 0.6 | 1.2 | 0 | 0 |  | 4 | 4 | 4 | 0 |  | 0 | 4 | 0 | 0 | 0
1981-06-10 | 1981 | 6 | 10 | 0.2 | 0 | 0 | 0 | 0 | 0 | 0 | 0 | 0 | 0 | 0 | 0 | 0 | 0 | 0 | 0 | 0 | 0 | 0 | 0 | 1.5 | 2.9 | 0.2 | 0 |  | 4.8 | 4.8 | 4.8 | 0 |  | 0 | 4.8 | 0 | 0 | 0
1981-06-11 | 1981 | 6 | 11 | 0 | 0 | 0 | 0 | 0 | 0 | 0 | 0 | 0 | 0 | 0 | 0 | 0 | 0 | 0 | 0 | 0 | 0 | 0 | 0 | 0 | 0 | 0 | 0 |  | 0 | 0 | 0 | 0 |  | 0 | 0 | 0 | 0 | 0
1981-06-12 | 1981 | 6 | 12 | 0 | 0 | 0 | 0 | 0 | 0 | 0 | 0 | 0 | 0 | 0 | 0 | 0 | 0 | 0 | 0 | 0 | 0 | 0 | 0 | 0.2 | 0 | 0 | 0 |  | 0.2 | 0.2 | 0.2 | 0 |  | 0 | 0.2 | 0 | 0 | 0
1981-06-13 | 1981 | 6 | 13 | 0 | 0 | 0 | 0 | 0 | 0.2 | 2.1 | 1.1 | 1.7 | 1.1 | 0.4 | 0.6 | 1.5 | 0 | 0 | 0.2 | 2.1 | 0.8 | 0.8 | 0 | 0 | 0 | 0 | 0 |  | 12.6 | 12.6 | 12.6 | 1.7764e-15 |  | 0 | 12.6 | 0 | 0 | 0
1981-06-14 | 1981 | 6 | 14 | 0 | 0 | 0 | 0 | 0 | 0 | 0 | 0 | 0 | 0 | 0 | 0 | 0 | 0 | 0 | 0 | 0.2 | 0 | 0 | 0 | 0 | 0 | 0 | 0 |  | 0.2 | 0.2 | 0.2 | 0 |  | 0 | 0.2 | 0 | 0 | 0
1981-06-15 | 1981 | 6 | 15 | 0 | 0 | 0 | 0 | 0 | 0 | 0 | 0 | 0 | 0 | 0 | 0 | 0 | 0 | 0.4 | 0 | 0 | 0 | 0 | 0 | 0 | 0 | 0 | 0 |  | 0.4 | 0.4 | 0.4 | 0 |  | 0 | 0.4 | 0 | 0 | 0
1981-06-16 | 1981 | 6 | 16 | 0 | 0 | 0 | 0 | 0 | 0 | 0 | 0 | 0 | 0 | 0 | 0 | 0 | 0 | 0 | 0 | 0 | 0 | 0 | 0 | 0 | 0 | 0 | 0 |  | 0 | 0 | 0 | 0 |  | 0 | 0 | 0 | 0 | 0
1981-06-17 | 1981 | 6 | 17 | 0 | 0 | 0 | 0 | 0 | 0 | 0 | 0 | 0 | 0 | 0 | 0 | 0.5 | 2.3 | 0 | 0 | 0 | 0.2 | 0 | 0 | 0 | 0 | 0.2 | 0 |  | 3.2 | 3.2 | 3.2 | 0 |  | 0 | 3.2 | 0 | 0 | 0
1981-06-18 | 1981 | 6 | 18 | 0 | 0 | 0 | 0 | 0 | 0 | 0 | 0 | 0 | 0 | 0 | 0 | 0 | 0 | 0 | 0 | 0 | 0 | 0 | 0 | 0 | 0 | 0 | 0 |  | 0 | 0 | 0 | 0 |  | 0 | 0 | 0 | 0 | 0
1981-06-19 | 1981 | 6 | 19 | 0 | 0 | 0 | 0 | 0 | 0 | 0 | 0 | 0 | 0 | 0 | 0 | 0 | 0 | 0 | 0 | 0 | 0 | 0 | 0 | 0 | 0 | 0 | 0 |  | 0 | 0 | 0 | 0 |  | 0 | 0 | 0 | 0 | 0
1981-06-20 | 1981 | 6 | 20 | 0 | 0 | 0 | 0 | 0 | 0 | 0 | 0 | 0 | 0 | 0 | 0 | 0 | 0.2 | 0 | 0 | 0 | 0 | 0 | 0 | 0 | 0 | 0 | 0 |  | 0.2 | 0.2 | 0.2 | 0 |  | 0 | 0.2 | 0 | 0 | 0
1981-06-21 | 1981 | 6 | 21 | 0 | 0 | 0 | 0 | 0 | 0 | 0 | 0 | 0 | 0 | 0 | 0 | 0 | 0 | 0 | 3.2 | 0 | 0 | 0 | 0 | 0 | 0 | 0 | 0 |  | 3.2 | 3.2 | 3.2 | 0 |  | 0 | 3.2 | 0 | 0 | 0
1981-06-22 | 1981 | 6 | 22 | 0 | 0 | 0 | 0 | 0 | 0 | 0 | 0 | 0 | 0 | 0 | 0 | 0 | 0 | 0 | 0 | 0 | 0 | 0 | 0 | 0 | 0 | 0 | 0 |  | 0 | 0 | 0 | 0 |  | 0 | 0 | 0 | 0 | 0
1981-06-23 | 1981 | 6 | 23 | 0 | 0 | 0 | 0 | 0 | 0 | 0 | 0 | 0 | 0 | 0 | 0 | 0 | 0 | 0.8 | 0.2 | 0 | 0 | 0 | 0 | 0 | 0 | 0 | 0 |  | 1 | 1 | 1 | 0 |  | 0 | 1 | 0 | 0 | 0
1981-06-24 | 1981 | 6 | 24 | 0 | 0 | 0 | 0 | 0 | 0 | 0 | 0 | 0 | 0 | 0 | 0 | 0 | 0 | 0 | 0 | 0 | 0 | 0 | 0 | 0 | 0 | 0 | 0 |  | 0 | 0 | 0 | 0 |  | 0 | 0 | 0 | 0 | 0
1981-06-25 | 1981 | 6 | 25 | 0 | 0 | 0 | 0 | 0 | 0 | 0 | 0 | 0 | 0 | 0 | 0 | 0 | 0 | 0 | 0 | 0 | 0 | 0 | 0 | 0 | 0 | 0 | 0 |  | 0 | 0 | 0 | 0 |  | 0 | 0 | 0 | 0 | 0
1981-06-26 | 1981 | 6 | 26 | 0 | 0 | 0 | 0 | 0 | 0 | 0 | 0 | 0 | 0 | 0 | 0 | 0 | 0 | 0 | 0 | 0 | 0.2 | 0 | 0 | 0.9 | 7 | 1.1 | 0.4 |  | 9.6 | 9.6 | 9.6 | 0 |  | 0 | 9.6 | 0 | 0 | 0
1981-06-27 | 1981 | 6 | 27 | 0 | 0 | 0 | 0 | 0.2 | 0.2 | 0.9 | 0.2 | 0 | 0.2 | 0.9 | 1.4 | 5.2 | 1.2 | 3.7 | 0 | 0 | 0 | 0 | 0 | 0 | 0 | 0 | 0 |  | 14.1 | 14.1 | 14.1 | 1.7764e-15 |  | 0 | 14.1 | 0 | 0 | 0
1981-06-28 | 1981 | 6 | 28 | 0 | 0 | 0 | 0 | 0 | 0 | 0 | 0 | 0 | 0 | 0 | 0 | 0 | 0 | 0 | 0 | 0 | 0 | 0 | 0 | 0 | 0 | 0 | 0 |  | 0 | 0 | 0 | 0 |  | 0 | 0 | 0 | 0 | 0
1981-06-29 | 1981 | 6 | 29 | 0 | 0 | 0 | 0 | 0 | 0 | 0 | 0 | 0 | 0 | 0 | 0 | 0 | 0 | 0 | 0 | 0 | 0 | 0 | 0 | 0 | 0 | 0 | 0 |  | 0 | 0 | 0 | 0 |  | 0 | 0 | 0 | 0 | 0
1981-06-30 | 1981 | 6 | 30 | 0 | 0 | 0 | 0 | 0 | 0 | 0 | 0 | 0 | 0 | 0 | 0 | 0 | 0 | 0 | 0 | 0 | 0 | 0 | 0 | 0 | 0 | 0 | 0.4 |  | 0.4 | 0.4 | 0.4 | 0 |  | 0 | 0.4 | 0 | 0 | 0
1981-07-01 | 1981 | 7 | 1 | 0.4 | 0 | 0 | 2.9 | 1.3 | 0.6 | 0 | 0.2 | 1.1 | 2.9 | 2.7 | 0 | 0.6 | 0.4 | 0 | 0 | 0 | 0 | 0 | 0 | 0 | 0 | 0 | 0 |  | 13.1 | 13.1 | 13.1 | 1.7764e-15 |  | 0 | 0 | 13.1 | 0 | 0
1981-07-02 | 1981 | 7 | 2 | 0 | 0 | 0 | 0 | 0 | 0 | 0 | 0 | 0 | 0 | 0 | 0 | 0 | 0 | 0 | 0 | 0 | 0 | 0 | 0 | 0 | 0 | 0 | 0 |  | 0 | 0 | 0 | 0 |  | 0 | 0 | 0 | 0 | 0
1981-07-03 | 1981 | 7 | 3 | 0 | 0 | 0 | 0 | 0 | 0 | 0 | 0 | 0 | 0 | 0 | 0 | 0 | 0 | 0 | 0 | 0 | 0 | 0 | 0 | 0 | 0 | 0 | 0 |  | 0 | 0 | 0 | 0 |  | 0 | 0 | 0 | 0 | 0
1981-07-04 | 1981 | 7 | 4 | 0 | 0 | 0 | 0 | 0 | 0 | 0 | 0 | 0 | 0 | 0 | 0 | 0 | 0 | 0 | 0 | 0 | 0 | 0 | 0 | 0 | 0 | 0 | 0 |  | 0 | 0 | 0 | 0 |  | 0 | 0 | 0 | 0 | 0
1981-07-05 | 1981 | 7 | 5 | 0 | 0 | 0 | 0 | 0 | 0 | 0 | 0 | 0 | 0 | 0 | 0 | 0 | 0 | 0 | 0 | 0 | 0 | 0 | 0 | 0 | 0 | 0 | 0 |  | 0 | 0 | 0 | 0 |  | 0 | 0 | 0 | 0 | 0
1981-07-06 | 1981 | 7 | 6 | 0 | 0 | 0 | 0 | 0 | 0 | 0 | 0 | 0 | 0 | 0 | 0 | 0 | 0 | 0 | 0 | 0 | 0 | 0 | 0 | 0 | 0 | 0 | 0 |  | 0 | 0 | 0 | 0 |  | 0 | 0 | 0 | 0 | 0
1981-07-07 | 1981 | 7 | 7 | 0 | 0 | 0 | 0 | 0.2 | 0.9 | 0.6 | 0.2 | 0 | 0.4 | 1.1 | 0 | 0.4 | 0 | 0 | 1.1 | 2.6 | 1.7 | 2.4 | 2.6 | 0.6 | 0.6 | 0 | 0 |  | 15.4 | 15.4 | 15.4 | 1.7764e-15 |  | 0 | 0 | 15.4 | 0 | 0
1981-07-08 | 1981 | 7 | 8 | 0 | 0 | 0 | 0 | 0 | 0 | 0 | 0 | 0 | 0 | 0 | 0 | 0 | 0 | 0 | 0 | 0 | 0 | 0 | 0 | 0 | 0 | 0 | 0 |  | 0 | 0 | 0 | 0 |  | 0 | 0 | 0 | 0 | 0
1981-07-09 | 1981 | 7 | 9 | 0 | 0 | 0 | 0 | 0 | 0 | 0 | 0 | 0 | 0 | 0 | 0 | 0 | 0 | 0 | 0 | 0 | 0 | 0 | 0 | 0 | 0 | 0 | 0 |  | 0 | 0 | 0 | 0 |  | 0 | 0 | 0 | 0 | 0
1981-07-10 | 1981 | 7 | 10 | 0 | 0 | 0 | 0 | 0.2 | 0 | 0 | 0 | 0 | 0 | 0 | 0 | 0 | 0 | 0 | 0 | 0 | 0 | 0 | 0 | 0 | 0 | 0 | 0 |  | 0.2 | 0.2 | 0.2 | 0 |  | 0 | 0 | 0.2 | 0 | 0
1981-07-11 | 1981 | 7 | 11 | 0 | 0 | 0 | 0 | 0 | 0 | 0 | 0 | 0 | 0 | 0 | 0 | 0 | 0 | 0 | 0 | 0 | 0 | 0 | 0 | 0 | 0 | 0 | 0 |  | 0 | 0 | 0 | 0 |  | 0 | 0 | 0 | 0 | 0
1981-07-12 | 1981 | 7 | 12 | 0 | 0 | 0 | 0 | 0 | 0 | 0 | 0 | 0 | 0 | 0 | 0 | 0 | 0 | 0 | 0 | 0 | 0 | 0 | 0 | 0 | 0 | 0 | 0 |  | 0 | 0 | 0 | 0 |  | 0 | 0 | 0 | 0 | 0
1981-07-13 | 1981 | 7 | 13 | 0 | 0 | 1.3 | 3.4 | 2.1 | 0 | 0 | 0 | 0 | 0 | 0 | 0.4 | 1.6 | 3.6 | 0 | 0 | 0 | 0 | 0 | 0 | 0 | 0 | 0 | 0 |  | 12.4 | 12.4 | 12.4 | 0 |  | 0 | 0 | 12.4 | 0 | 0
1981-07-14 | 1981 | 7 | 14 | 0 | 0 | 0 | 0 | 0 | 0 | 0 | 0 | 0 | 0 | 0 | 2.3 | 1.3 | 0 | 0 | 0 | 0 | 4.4 | 6.3 | 6.3 | 0.8 | 0.2 | 0 | 0.2 |  | 21.8 | 21.8 | 21.8 | 0 |  | 0 | 0 | 21.8 | 0 | 0
1981-07-15 | 1981 | 7 | 15 | 0.5 | 0.8 | 0.5 | 0.8 | 0.2 | 0.2 | 0 | 0.5 | 0 | 0 | 0 | 0 | 0 | 0 | 0.2 | 0 | 0 | 0 | 0 | 0 | 0 | 0 | 0 | 0 |  | 3.7 | 3.7 | 3.7 | 4.4409e-16 |  | 0 | 0 | 3.7 | 0 | 0
1981-07-16 | 1981 | 7 | 16 | 0 | 0 | 0.5 | 1 | 0.5 | 0 | 0.3 | 0 | 0 | 0 | 0 | 0.3 | 0 | 0.8 | 0.5 | 0.5 | 0.5 | 0 | 0 | 0 | 0 | 0 | 0 | 0 |  | 4.9 | 4.9 | 4.9 | 8.8818e-16 |  | 0 | 0 | 4.9 | 0 | 0
1981-07-17 | 1981 | 7 | 17 | 0 | 0 | 0 | 0 | 0 | 0 | 0 | 0 | 0 | 0 | 0 | 0 | 0 | 0 | 0 | 0 | 0 | 0 | 0 | 0 | 0 | 0 | 0 | 0 |  | 0 | 0 | 0 | 0 |  | 0 | 0 | 0 | 0 | 0
1981-07-18 | 1981 | 7 | 18 | 0 | 0 | 0 | 0 | 0 | 0 | 0 | 0 | 0 | 0 | 0 | 0 | 0 | 0 | 0 | 0 | 0 | 0 | 0 | 0 | 0 | 0 | 0 | 0 |  | 0 | 0 | 0 | 0 |  | 0 | 0 | 0 | 0 | 0
1981-07-19 | 1981 | 7 | 19 | 0 | 0 | 0 | 0 | 0 | 0 | 0 | 0 | 0 | 0 | 0 | 0 | 0 | 0 | 0 | 0 | 0 | 2.9 | 0 | 0 | 0 | 0.7 | 2.5 | 0 |  | 6.1 | 6.1 | 6.1 | 0 |  | 0 | 0 | 6.1 | 0 | 0
1981-07-20 | 1981 | 7 | 20 | 0 | 0 | 0 | 0 | 0 | 0 | 0 | 0 | 0 | 0 | 0 | 0 | 0 | 0 | 0 | 0.4 | 0 | 0 | 0 | 0 | 0 | 0 | 0 | 0 |  | 0.4 | 0.4 | 0.4 | 0 |  | 0 | 0 | 0.4 | 0 | 0
1981-07-21 | 1981 | 7 | 21 | 0 | 0 | 0 | 0 | 0 | 0 | 0 | 0 | 0 | 0 | 0 | 0 | 0 | 0 | 0.6 | 0 | 0 | 0 | 0 | 0 | 0 | 0 | 0 | 1.7 |  | 2.3 | 2.3 | 2.3 | 0 |  | 0 | 0 | 2.3 | 0 | 0
1981-07-22 | 1981 | 7 | 22 | 0 | 0 | 0 | 0 | 0 | 0 | 0 | 0 | 0 | 0 | 0 | 0 | 0 | 0 | 0.3 | 1.5 | 0 | 0.3 | 0 | 0 | 0 | 0 | 0 | 0 |  | 2.1 | 2.1 | 2.1 | 0 |  | 0 | 0 | 2.1 | 0 | 0
1981-07-23 | 1981 | 7 | 23 | 0 | 0 | 0 | 0 | 0 | 0 | 0 | 0 | 0.3 | 0 | 0 | 0 | 0.5 | 1.1 | 0.5 | 0 | 0 | 0 | 0 | 0 | 0 | 0 | 0 | 0.8 |  | 3.2 | 3.2 | 3.2 | 0 |  | 0 | 0 | 3.2 | 0 | 0
1981-07-24 | 1981 | 7 | 24 | 0 | 0 | 0 | 0 | 0 | 0 | 0.6 | 2.7 | 5.5 | 4.2 | 1.2 | 4.2 | 1 | 0.4 | 0 | 0 | 0 | 0 | 0 | 0 | 0 | 0 | 0 | 0 |  | 19.8 | 19.8 | 19.8 | 3.5527e-15 |  | 0 | 0 | 19.8 | 0 | 0
1981-07-25 | 1981 | 7 | 25 | 0 | 0 | 0 | 0 | 0 | 0 | 0 | 0 | 0 | 0 | 0 | 0 | 0 | 0 | 0 | 0 | 0 | 0 | 0 | 0 | 0 | 0 | 0 | 0 |  | 0 | 0 | 0 | 0 |  | 0 | 0 | 0 | 0 | 0
1981-07-26 | 1981 | 7 | 26 | 0 | 0 | 0 | 0 | 0 | 0 | 0 | 0 | 0 | 0 | 0 | 0 | 0 | 0 | 0 | 0 | 0 | 0 | 0 | 0 | 0 | 0 | 0 | 0 |  | 0 | 0 | 0 | 0 |  | 0 | 0 | 0 | 0 | 0
1981-07-27 | 1981 | 7 | 27 | 0 | 0 | 0 | 0 | 0 | 0 | 0 | 0 | 0 | 0 | 0 | 0 | 0 | 0 | 0 | 0 | 0 | 0 | 0 | 0 | 0 | 0 | 0 | 0 |  | 0 | 0 | 0 | 0 |  | 0 | 0 | 0 | 0 | 0
1981-07-28 | 1981 | 7 | 28 | 0 | 0 | 0 | 0 | 0 | 0 | 0 | 0 | 0 | 0 | 0 | 0 | 0 | 0 | 0 | 0 | 0 | 0 | 8.2 | 0 | 0.2 | 0.2 | 0 | 0.8 |  | 9.4 | 9.4 | 9.4 | 1.7764e-15 |  | 0 | 0 | 9.4 | 0 | 0
1981-07-29 | 1981 | 7 | 29 | 5.2 | 0 | 0 | 0 | 0 | 0 | 0 | 0 | 0.2 | 0 | 0 | 0 | 0 | 0 | 0 | 0 | 0 | 3.2 | 0.2 | 0.7 | 0.5 | 0 | 0 | 0 |  | 10 | 10 | 10 | 0 |  | 0 | 0 | 10 | 0 | 0
1981-07-30 | 1981 | 7 | 30 | 0 | 0 | 0 | 0 | 0 | 0 | 0 | 0 | 0 | 0.5 | 0.4 | 0.9 | 0 | 0 | 0 | 0 | 0 | 0 | 0 | 0 | 0 | 0 | 0.4 | 0 |  | 2.2 | 2.2 | 2.2 | 0 |  | 0 | 0 | 2.2 | 0 | 0
1981-07-31 | 1981 | 7 | 31 | 0 | 0 | 0 | 0 | 0 | 0 | 0 | 0 | 0 | 0 | 0 | 0 | 0 | 0 | 0 | 0 | 0 | 0 | 0 | 0 | 0 | 0 | 0 | 0 |  | 0 | 0 | 0 | 0 |  | 0 | 0 | 0 | 0 | 0
1981-08-01 | 1981 | 8 | 1 | 0 | 0 | 0 | 0 | 0 | 0 | 0 | 0 | 0 | 0 | 0 | 0 | 0 | 0 | 0 | 0 | 0 | 0 | 10.2 | 0 | 0 | 0 | 0 | 0 |  | 10.2 | 10.2 | 10.2 | 0 |  | 0 | 0 | 0 | 10.2 | 0
1981-08-02 | 1981 | 8 | 2 | 0 | 0 | 0 | 0 | 0 | 0 | 0 | 0 | 0 | 0 | 0 | 0 | 0 | 0 | 0 | 0 | 0 | 0 | 0 | 0 | 0 | 0 | 0 | 0 |  | 0 | 0 | 0 | 0 |  | 0 | 0 | 0 | 0 | 0
1981-08-03 | 1981 | 8 | 3 | 0 | 0 | 0 | 0 | 0 | 0 | 0 | 0 | 0 | 0 | 0 | 0 | 0 | 0 | 0 | 0 | 0 | 4.5 | 3.1 | 0 | 0 | 0 | 0 | 0 |  | 7.6 | 7.6 | 7.6 | 0 |  | 0 | 0 | 0 | 7.6 | 0
1981-08-04 | 1981 | 8 | 4 | 0 | 0 | 0 | 0 | 0 | 0 | 0 | 0 | 0 | 0 | 0 | 0 | 0 | 0 | 0 | 0 | 0 | 0 | 0 | 0 | 0 | 0 | 0 | 0 |  | 0 | 0 | 0 | 0 |  | 0 | 0 | 0 | 0 | 0
1981-08-05 | 1981 | 8 | 5 | 0 | 0 | 0 | 0 | 0 | 0 | 0 | 0 | 0 | 0 | 0 | 0 | 0 | 0 | 0 | 0 | 0 | 0 | 0 | 0 | 0 | 0 | 0 | 0 |  | 0 | 0 | 0 | 0 |  | 0 | 0 | 0 | 0 | 0
1981-08-06 | 1981 | 8 | 6 | 0 | 0 | 0 | 0 | 0 | 0 | 0 | 0 | 0 | 0 | 0 | 0 | 0 | 0 | 0 | 0 | 0 | 0 | 0 | 0 | 0 | 0 | 0 | 0 |  | 0 | 0 | 0 | 0 |  | 0 | 0 | 0 | 0 | 0
1981-08-07 | 1981 | 8 | 7 | 0 | 0 | 0 | 0 | 0 | 0 | 0 | 0 | 0 | 0 | 0 | 0 | 0 | 0 | 0 | 0 | 0 | 0 | 0 | 0 | 0 | 0 | 0 | 0 |  | 0 | 0 | 0 | 0 |  | 0 | 0 | 0 | 0 | 0
1981-08-08 | 1981 | 8 | 8 | 0 | 0 | 0 | 0 | 0 | 0 | 0 | 0 | 0 | 0 | 0 | 0 | 0 | 0 | 0 | 0 | 0 | 0 | 0 | 0 | 0 | 0 | 0 | 0 |  | 0 | 0 | 0 | 0 |  | 0 | 0 | 0 | 0 | 0
1981-08-09 | 1981 | 8 | 9 | 0 | 0 | 0 | 0 | 0 | 0 | 0 | 0 | 0 | 0 | 0 | 0 | 0 | 0 | 0 | 0 | 0 | 0 | 0 | 0 | 0 | 0 | 0 | 0 |  | 0 | 0 | 0 | 0 |  | 0 | 0 | 0 | 0 | 0
1981-08-10 | 1981 | 8 | 10 | 0 | 0 | 0 | 0 | 0 | 0 | 0 | 0 | 0 | 0 | 0 | 0 | 0 | 0 | 0 | 0 | 0 | 0 | 0 | 0 | 0 | 0 | 0 | 0 |  | 0 | 0 | 0 | 0 |  | 0 | 0 | 0 | 0 | 0
1981-08-11 | 1981 | 8 | 11 | 0 | 0 | 0 | 0 | 0 | 0 | 0 | 0 | 0 | 0 | 0 | 0 | 0 | 0 | 0 | 0 | 0 | 0 | 0 | 0 | 0 | 0 | 0 | 0 |  | 0 | 0 | 0 | 0 |  | 0 | 0 | 0 | 0 | 0
1981-08-12 | 1981 | 8 | 12 | 0 | 0 | 0 | 0 | 0 | 0 | 0 | 0 | 0 | 0 | 0 | 0 | 0 | 0 | 0 | 0 | 0 | 0 | 0 | 0 | 0.2 | 0 | 0 | 0 |  | 0.2 | 0.2 | 0.2 | 0 |  | 0 | 0 | 0 | 0.2 | 0
1981-08-13 | 1981 | 8 | 13 | 0 | 0 | 0 | 0 | 0 | 0 | 0 | 0 | 0 | 0 | 0 | 0 | 0 | 0 | 0 | 0 | 0 | 0 | 0 | 0 | 0 | 0 | 0 | 0 |  | 0 | 0 | 0 | 0 |  | 0 | 0 | 0 | 0 | 0
1981-08-14 | 1981 | 8 | 14 | 0 | 0 | 0 | 0 | 0 | 0 | 0 | 0 | 0 | 0 | 0 | 0 | 0 | 0 | 0 | 0 | 0 | 0 | 0 | 0 | 0 | 0 | 0 | 0 |  | 0 | 0 | 0 | 0 |  | 0 | 0 | 0 | 0 | 0
1981-08-15 | 1981 | 8 | 15 | 0 | 0 | 0 | 0 | 0 | 0 | 0 | 0 | 0 | 0 | 0 | 0 | 0 | 0 | 0 | 0 | 0 | 0 | 0 | 2.6 | 3 | 0 | 0 | 0.2 |  | 5.8 | 5.8 | 5.8 | 0 |  | 0 | 0 | 0 | 5.8 | 0
1981-08-16 | 1981 | 8 | 16 | 0 | 0 | 0 | 0 | 0 | 0 | 0 | 0 | 0 | 0 | 0 | 0 | 0 | 0 | 0 | 0 | 0 | 0 | 0 | 0 | 0 | 1 | 0.2 | 0 |  | 1.2 | 1.2 | 1.2 | 0 |  | 0 | 0 | 0 | 1.2 | 0
1981-08-17 | 1981 | 8 | 17 | 0 | 0 | 0 | 0 | 0 | 0 | 0 | 0 | 0 | 0 | 0 | 0 | 0 | 0 | 1 | 0.2 | 0.2 | 0 | 0 | 0 | 0 | 0 | 0 | 0 |  | 1.4 | 1.4 | 1.4 | 0 |  | 0 | 0 | 0 | 1.4 | 0
1981-08-18 | 1981 | 8 | 18 | 0 | 0 | 0 | 0 | 0 | 0 | 0 | 0 | 0 | 0 | 0 | 0 | 0 | 0 | 0 | 0 | 0 | 0 | 0 | 0 | 0 | 0 | 0 | 0 |  | 0 | 0 | 0 | 0 |  | 0 | 0 | 0 | 0 | 0
1981-08-19 | 1981 | 8 | 19 | 0 | 0 | 0 | 0 | 0 | 0 | 0 | 0 | 0 | 0 | 0 | 0 | 0 | 0 | 0 | 0 | 0 | 0 | 0 | 0 | 0 | 0 | 0 | 0 |  | 0 | 0 | 0 | 0 |  | 0 | 0 | 0 | 0 | 0
1981-08-20 | 1981 | 8 | 20 | 0 | 0 | 0 | 0 | 0 | 0 | 0 | 0 | 0 | 0 | 0 | 0 | 0 | 0 | 0 | 0 | 0 | 0 | 0 | 0 | 0 | 0 | 0 | 0 |  | 0 | 0 | 0 | 0 |  | 0 | 0 | 0 | 0 | 0
1981-08-21 | 1981 | 8 | 21 | 0 | 0 | 0 | 0 | 0 | 0 | 0 | 0 | 0 | 0 | 0 | 0 | 0 | 0 | 0 | 0 | 0 | 0 | 0 | 0 | 0 | 0 | 0 | 0 |  | 0 | 0 | 0 | 0 |  | 0 | 0 | 0 | 0 | 0
1981-08-22 | 1981 | 8 | 22 | 0 | 0 | 0 | 0 | 0 | 0 | 0 | 0 | 0 | 0 | 0 | 0 | 0 | 0 | 0 | 0 | 0 | 0 | 0 | 0 | 0 | 0 | 0 | 0 |  | 0 | 0 | 0 | 0 |  | 0 | 0 | 0 | 0 | 0
1981-08-23 | 1981 | 8 | 23 | 0 | 0 | 0 | 0 | 0 | 0 | 0 | 0 | 0 | 0 | 0 | 0 | 0 | 0 | 0 | 0 | 0 | 0 | 0 | 0 | 0 | 0 | 0 | 0 |  | 0 | 0 | 0 | 0 |  | 0 | 0 | 0 | 0 | 0
1981-08-24 | 1981 | 8 | 24 | 0 | 0 | 0 | 0 | 0 | 0 | 0 | 0 | 0 | 0 | 0 | 0 | 0 | 0 | 0 | 0 | 0 | 0 | 0 | 0 | 0 | 0 | 0 | 0 |  | 0 | 0 | 0 | 0 |  | 0 | 0 | 0 | 0 | 0
1981-08-25 | 1981 | 8 | 25 | 0 | 0 | 0 | 0 | 0 | 0 | 0 | 0 | 0 | 0 | 0 | 0 | 0 | 0 | 0 | 0 | 0 | 0 | 0 | 0 | 0 | 0 | 0 | 0 |  | 0 | 0 | 0 | 0 |  | 0 | 0 | 0 | 0 | 0
1981-08-26 | 1981 | 8 | 26 | 0 | 0 | 0 | 0 | 0 | 0 | 0 | 0 | 0 | 0 | 0 | 0 | 0 | 0 | 0 | 0 | 0 | 0 | 0 | 0 | 0 | 0 | 0 | 0 |  | 0 | 0 | 0 | 0 |  | 0 | 0 | 0 | 0 | 0
1981-08-27 | 1981 | 8 | 27 | 0 | 0 | 0 | 0 | 0 | 0 | 0 | 0 | 0 | 0 | 0 | 0 | 0 | 0 | 0 | 0 | 0 | 0 | 0 | 0 | 0 | 0 | 0 | 0 |  | 0 | 0 | 0 | 0 |  | 0 | 0 | 0 | 0 | 0
1981-08-28 | 1981 | 8 | 28 | 0 | 0 | 0 | 0 | 0 | 0 | 0 | 0 | 0 | 0 | 0 | 0 | 0 | 0 | 0 | 0 | 0 | 0 | 0 | 0 | 0 | 0 | 0 | 0 |  | 0 | 0 | 0 | 0 |  | 0 | 0 | 0 | 0 | 0
1981-08-29 | 1981 | 8 | 29 | 0 | 0 | 0 | 0 | 0 | 0 | 0 | 0 | 0 | 0 | 0 | 0 | 0 | 0 | 0 | 0 | 0 | 0 | 0 | 0 | 0 | 0 | 0 | 0 |  | 0 | 0 | 0 | 0 |  | 0 | 0 | 0 | 0 | 0
1981-08-30 | 1981 | 8 | 30 | 0 | 1.4 | 0.2 | 0 | 0.2 | 0.2 | 0 | 0 | 0 | 0 | 0 | 0 | 0 | 0 | 0 | 0 | 0 | 0 | 0 | 0 | 0 | 0 | 0 | 0 |  | 2 | 2 | 2 | 2.2204e-16 |  | 0 | 0 | 0 | 2 | 0
1981-08-31 | 1981 | 8 | 31 | 0 | 0 | 0 | 0 | 0 | 0 | 0 | 0 | 0 | 0 | 0 | 0 | 0 | 0 | 0 | 0 | 0 | 0 | 0 | 0 | 0 | 0 | 0 | 0 |  | 0 | 0 | 0 | 0 |  | 0 | 0 | 0 | 0 | 0
1981-09-01 | 1981 | 9 | 1 | 0 | 0.9 | 0 | 0 | 0 | 0 | 0 | 0 | 0 | 0 | 0 | 0 | 0 | 0 | 0 | 0.8 | 0 | 0 | 0 | 0 | 0 | 0 | 0.9 | 0.8 |  | 3.4 | 3.4 | 3.4 | 4.4409e-16 |  | 0 | 0 | 0 | 0 | 3.4
1981-09-02 | 1981 | 9 | 2 | 0.7 | 0.3 | 0 | 0 | 0 | 0 | 0 | 0 | 0 | 0 | 0 | 0 | 0.3 | 0 | 0 | 0 | 0 | 0 | 0 | 0 | 0 | 0 | 0 | 0 |  | 1.3 | 1.3 | 1.3 | 0 |  | 0 | 0 | 0 | 0 | 1.3
1981-09-03 | 1981 | 9 | 3 | 0 | 0 | 0 | 0 | 0 | 0 | 0 | 0 | 0 | 0 | 0 | 0 | 0 | 0 | 0 | 0 | 0 | 0 | 0 | 0 | 0 | 0 | 0 | 0 |  | 0 | 0 | 0 | 0 |  | 0 | 0 | 0 | 0 | 0
1981-09-04 | 1981 | 9 | 4 | 0 | 0 | 0 | 0 | 0 | 0 | 0 | 0 | 0 | 0 | 0 | 0 | 0 | 0 | 0 | 0 | 0 | 0 | 0 | 0 | 1.8 | 2.2 | 0 | 0 |  | 4 | 4 | 4 | 0 |  | 0 | 0 | 0 | 0 | 4
1981-09-05 | 1981 | 9 | 5 | 0 | 0 | 0 | 0 | 0 | 0 | 0 | 0 | 0 | 0 | 0 | 0 | 0 | 0 | 0 | 0 | 0 | 0 | 0 | 0 | 0 | 0 | 0 | 0 |  | 0 | 0 | 0 | 0 |  | 0 | 0 | 0 | 0 | 0
1981-09-06 | 1981 | 9 | 6 | 0 | 0 | 0 | 0 | 0 | 0 | 0 | 0 | 0 | 0 | 0 | 0 | 0 | 0 | 0 | 0 | 0 | 0 | 0 | 0 | 0 | 0 | 0 | 0 |  | 0 | 0 | 0 | 0 |  | 0 | 0 | 0 | 0 | 0
1981-09-07 | 1981 | 9 | 7 | 0 | 0 | 0 | 0 | 0 | 0 | 0 | 0 | 0 | 0 | 0 | 0 | 0 | 0 | 0 | 0 | 0 | 0 | 0 | 0 | 0 | 0 | 0 | 0 |  | 0 | 0 | 0 | 0 |  | 0 | 0 | 0 | 0 | 0
1981-09-08 | 1981 | 9 | 8 | 0 | 0 | 0 | 0 | 0 | 0 | 0 | 0 | 0 | 0 | 0 | 0 | 0 | 0 | 0 | 0 | 0 | 0 | 0 | 0 | 0 | 0 | 0 | 0 |  | 0 | 0 | 0 | 0 |  | 0 | 0 | 0 | 0 | 0
1981-09-09 | 1981 | 9 | 9 | 0 | 0 | 0 | 0 | 0 | 0 | 0 | 0 | 0 | 0 | 0 | 0 | 0 | 0 | 0 | 0 | 0 | 0 | 0 | 0 | 0 | 0 | 0 | 0 |  | 0 | 0 | 0 | 0 |  | 0 | 0 | 0 | 0 | 0
1981-09-10 | 1981 | 9 | 10 | 0 | 0 | 0 | 0 | 0 | 0 | 0 | 0 | 0.2 | 0 | 0 | 0 | 0 | 0 | 0 | 0 | 0 | 0 | 0 | 0 | 0 | 0 | 0 | 0 |  | 0.2 | 0.2 | 0.2 | 0 |  | 0 | 0 | 0 | 0 | 0.2
1981-09-11 | 1981 | 9 | 11 | 0 | 0 | 0 | 0 | 0 | 0 | 0 | 0 | 0 | 0 | 0 | 0 | 0 | 0 | 0 | 0 | 0 | 0 | 0 | 0 | 0 | 0 | 0 | 0 |  | 0 | 0 | 0 | 0 |  | 0 | 0 | 0 | 0 | 0
1981-09-12 | 1981 | 9 | 12 | 0 | 0 | 0 | 0 | 0 | 0 | 0 | 0 | 0 | 0 | 0 | 0 | 0 | 0 | 0 | 0 | 0 | 0 | 0 | 0 | 0 | 0 | 0 | 0 |  | 0 | 0 | 0 | 0 |  | 0 | 0 | 0 | 0 | 0
1981-09-13 | 1981 | 9 | 13 | 0 | 0 | 0 | 0 | 0 | 0 | 0 | 0 | 0 | 0 | 0 | 0 | 0 | 0 | 0 | 0 | 0 | 0 | 0 | 0 | 0 | 0 | 0 | 0 |  | 0 | 0 | 0 | 0 |  | 0 | 0 | 0 | 0 | 0
1981-09-14 | 1981 | 9 | 14 | 0 | 0 | 0 | 0 | 0 | 0 | 0 | 0 | 0 | 0 | 0 | 0 | 0 | 0 | 0 | 0 | 0 | 0 | 0 | 0 | 0 | 0 | 0 | 0 |  | 0 | 0 | 0 | 0 |  | 0 | 0 | 0 | 0 | 0
1981-09-15 | 1981 | 9 | 15 | 0 | 0 | 0 | 0 | 0 | 0 | 0 | 0 | 0 | 0 | 0 | 0 | 0 | 0 | 0 | 0 | 0 | 0 | 0 | 0 | 0 | 0 | 0 | 0 |  | 0 | 0 | 0 | 0 |  | 0 | 0 | 0 | 0 | 0
1981-09-16 | 1981 | 9 | 16 | 0 | 0 | 0 | 0 | 0 | 0 | 0 | 0 | 0 | 0 | 0 | 0 | 0 | 0 | 0 | 0 | 0 | 0 | 0 | 0 | 0 | 0 | 0 | 0 |  | 0 | 0 | 0 | 0 |  | 0 | 0 | 0 | 0 | 0
1981-09-17 | 1981 | 9 | 17 | 0 | 0 | 0 | 0 | 0 | 0 | 0 | 0 | 0 | 0 | 0 | 0 | 0 | 0 | 0 | 0 | 0 | 0 | 0 | 0 | 0 | 0 | 0 | 0 |  | 0 | 0 | 0 | 0 |  | 0 | 0 | 0 | 0 | 0
1981-09-18 | 1981 | 9 | 18 | 0 | 0 | 0 | 0 | 0 | 0 | 0 | 0 | 0 | 0 | 0 | 0 | 0 | 0 | 0 | 0 | 0 | 0 | 0 | 0 | 0 | 0 | 0 | 0 |  | 0 | 0 | 0 | 0 |  | 0 | 0 | 0 | 0 | 0
1981-09-19 | 1981 | 9 | 19 | 0 | 0 | 0 | 0 | 0 | 0 | 0 | 0 | 0 | 0 | 0 | 0 | 0 | 0 | 0 | 0.2 | 0.2 | 0 | 3.4 | 13 | 5.3 | 2.5 | 1.2 | 0.6 |  | 26.4 | 26.4 | 26.4 | 3.5527e-15 |  | 0 | 0 | 0 | 0 | 26.4
1981-09-20 | 1981 | 9 | 20 | 0 | 0 | 0 | 0 | 0 | 0 | 0 | 0 | 0 | 0 | 0 | 0 | 0.8 | 0 | 0 | 0 | 0 | 0 | 0 | 0 | 0 | 0 | 0 | 0 |  | 0.8 | 0.8 | 0.8 | 0 |  | 0 | 0 | 0 | 0 | 0.8
1981-09-21 | 1981 | 9 | 21 | 0 | 0 | 0 | 0 | 0 | 0 | 0 | 0 | 0 | 0 | 0 | 0 | 0 | 0 | 0 | 0 | 0 | 0 | 0 | 0 | 0 | 0 | 0 | 0 |  | 0 | 0 | 0 | 0 |  | 0 | 0 | 0 | 0 | 0
1981-09-22 | 1981 | 9 | 22 | 0 | 0 | 0 | 0 | 0 | 0 | 0 | 0 | 0 | 0 | 0 | 0 | 0 | 0 | 0 | 1 | 0 | 0 | 0 | 0 | 0 | 0 | 0 | 0 |  | 1 | 1 | 1 | 0 |  | 0 | 0 | 0 | 0 | 1
1981-09-23 | 1981 | 9 | 23 | 0 | 0 | 0 | 0 | 0 | 0 | 0 | 0 | 0.4 | 0 | 0 | 0 | 0 | 0 | 0 | 0 | 0 | 0 | 0 | 0 | 0 | 0 | 0 | 0 |  | 0.4 | 0.4 | 0.4 | 0 |  | 0 | 0 | 0 | 0 | 0.4
1981-09-24 | 1981 | 9 | 24 | 0 | 0 | 0 | 0 | 0 | 0 | 0 | 0 | 0 | 0 | 0 | 0 | 0 | 0 | 0 | 0 | 0 | 0 | 0 | 0 | 0 | 0 | 0 | 0 |  | 0 | 0 | 0 | 0 |  | 0 | 0 | 0 | 0 | 0
1981-09-25 | 1981 | 9 | 25 | 0 | 0 | 0 | 0 | 0 | 0 | 0.3 | 1.5 | 0.4 | 0 | 0 | 0 | 0 | 0.4 | 0 | 0 | 0 | 0 | 0 | 0 | 0 | 0 | 0 | 0 |  | 2.6 | 2.6 | 2.6 | 0 |  | 0 | 0 | 0 | 0 | 2.6
1981-09-26 | 1981 | 9 | 26 | 0 | 0 | 0 | 0 | 0 | 0 | 0 | 0 | 0 | 0 | 0 | 0 | 0 | 0 | 0 | 0 | 0 | 0 | 0 | 0 | 0 | 0 | 0 | 0 |  | 0 | 0 | 0 | 0 |  | 0 | 0 | 0 | 0 | 0
1981-09-27 | 1981 | 9 | 27 | 0 | 0 | 0 | 0 | 0 | 0 | 0 | 0 | 0 | 0 | 0 | 0 | 0 | 0 | 0 | 0 | 0 | 0 | 0 | 0 | 0 | 0 | 0 | 0 |  | 0 | 0 | 0 | 0 |  | 0 | 0 | 0 | 0 | 0
1981-09-28 | 1981 | 9 | 28 | 0 | 0 | 0 | 0 | 0 | 0 | 0 | 0 | 0 | 0 | 0 | 0 | 0 | 0 | 0 | 0 | 0 | 0 | 0 | 0 | 0 | 0 | 0 | 0 |  | 0 | 0 | 0 | 0 |  | 0 | 0 | 0 | 0 | 0
1981-09-29 | 1981 | 9 | 29 | 0 | 0 | 0 | 0 | 0 | 0 | 0 | 0 | 0 | 0 | 0 | 0 | 0 | 0 | 0 | 0 | 0 | 0 | 0 | 0 | 0 | 0 | 0 | 0 |  | 0 | 0 | 0 | 0 |  | 0 | 0 | 0 | 0 | 0
1981-09-30 | 1981 | 9 | 30 | 0 | 0 | 0 | 0 | 0 | 0 | 0 | 0 | 0 | 0 | 0 | 0 | 0 | 0 | 0 | 0 | 0 | 0 | 0 | 0 | 0 | 0 | 0 | 0 |  | 0 | 0 | 0 | 0 |  | 0 | 0 | 0 | 0 | 0
1981-10-01 | 1981 | 10 | 1 | 0 | 0 | 0 | 0 | 0 | 0 | 0 | 0 | 0 | 0 | 0 | 0 | 0 | 0 | 0 | 0 | 0 | 0 | 0 | 0 | 0 | 0 | 0 | 0 |  | 0 | 0 | 0 | 0 |  | 0 | 0 | 0 | 0 | 0
1981-10-02 | 1981 | 10 | 2 | 0 | 0 | 0 | 0 | 0 | 0 | 0 | 0.6 | 0 | 0 | 0 | 0 | 0 | 0 | 0 | 0 | 0 | 0 | 0.6 | 0 | 0 | 0 | 0 | 0 |  | 1.2 | 1.2 | 1.2 | 0 |  | 0 | 0 | 0 | 0 | 0
1981-10-03 | 1981 | 10 | 3 | 0 | 0 | 0 | 0 | 0 | 0 | 0 | 0 | 0 | 0 | 0 | 0 | 0 | 0 | 0 | 0 | 0 | 0 | 0 | 0 | 0 | 0 | 0 | 0 |  | 0 | 0 | 0 | 0 |  | 0 | 0 | 0 | 0 | 0
1981-10-04 | 1981 | 10 | 4 | 0 | 0 | 0 | 0 | 0 | 0 | 0 | 0 | 0 | 0 | 0 | 0 | 0 | 0 | 0 | 0 | 0 | 0 | 0 | 0 | 0 | 0 | 0 | 0 |  | 0 | 0 | 0 | 0 |  | 0 | 0 | 0 | 0 | 0
1981-10-05 | 1981 | 10 | 5 | 0 | 0 | 0 | 0 | 0 | 0 | 0 | 0 | 0 | 0 | 0 | 0 | 0 | 0 | 0 | 0 | 0 | 0 | 0 | 0 | 0 | 0 | 0 | 0 |  | 0 | 0 | 0 | 0 |  | 0 | 0 | 0 | 0 | 0
1981-10-06 | 1981 | 10 | 6 | 0 | 0 | 0 | 0 | 0 | 0 | 0 | 0 | 0 | 0 | 0 | 0 | 0 | 0 | 0 | 0 | 0 | 0 | 0 | 0 | 0 | 0 | 0 | 0 |  | 0 | 0 | 0 | 0 |  | 0 | 0 | 0 | 0 | 0
1981-10-07 | 1981 | 10 | 7 | 0 | 0 | 0 | 0 | 0 | 0 | 0 | 0 | 0 | 0 | 0 | 0 | 0 | 0 | 0 | 0 | 0 | 0 | 0 | 0 | 0 | 0 | 0 | 0 |  | 0 | 0 | 0 | 0 |  | 0 | 0 | 0 | 0 | 0
1981-10-08 | 1981 | 10 | 8 | 0 | 0 | 0 | 0 | 0 | 0 | 1.3 | 1 | 2 | 0 | 0 | 0 | 0 | 0 | 0 | 0.3 | 0 | 0 | 0 | 0 | 0 | 0 | 0 | 0 |  | 4.6 | 4.6 | 4.6 | 0 |  | 0 | 0 | 0 | 0 | 0
1981-10-09 | 1981 | 10 | 9 | 0 | 0 | 0 | 0 | 0 | 0 | 0 | 0 | 0 | 0.2 | 0 | 0 | 0.4 | 0 | 0 | 0 | 0 | 0.2 | 0.4 | 1.5 | 1.3 | 1 | 0.4 | 0.6 |  | 6 | 6 | 6 | 0 |  | 0 | 0 | 0 | 0 | 0
1981-10-10 | 1981 | 10 | 10 | 0.5 | 0.6 | 0.5 | 0 | 0 | 0.5 | 0 | 0 | 0 | 0 | 0 | 0 | 0 | 0 | 0 | 0 | 0 | 0 | 0 | 0 | 0 | 0 | 0 | 0 |  | 2.1 | 2.1 | 2.1 | 0 |  | 0 | 0 | 0 | 0 | 0
1981-10-11 | 1981 | 10 | 11 | 0 | 0 | 0 | 0 | 0 | 0.2 | 0.2 | 0.1 | 0.2 | 0.2 | 0.2 | 0.2 | 0.2 | 0.1 | 0.2 | 0.2 | 0.2 | 0.2 | 0.1 | 0.2 | 0 | 0 | 0 | 0.2 |  | 2.9 | 2.9 | 2.9 | 4.4409e-16 |  | 0 | 0 | 0 | 0 | 0
1981-10-12 | 1981 | 10 | 12 | 0 | 0 | 0 | 0 | 0 | 0 | 0 | 0 | 0 | 0 | 0 | 0 | 0 | 0 | 0 | 0 | 0 | 0 | 0 | 0 | 0 | 0 | 0 | 0 |  | 0 | 0 | 0 | 0 |  | 0 | 0 | 0 | 0 | 0
1981-10-13 | 1981 | 10 | 13 | 0 | 0 | 0 | 0 | 0 | 0 | 0 | 0 | 0 | 0 | 0.2 | 0.1 | 0.2 | 0 | 0 | 0 | 0 | 0 | 0 | 0 | 0 | 0 | 0.1 | 0 |  | 0.6 | 0.6 | 0.6 | 0 |  | 0 | 0 | 0 | 0 | 0
1981-10-14 | 1981 | 10 | 14 | 0 | 0 | 0 | 0 | 0 | 0 | 0 | 0 | 0 | 0.4 | 0 | 0 | 0 | 0 | 0 | 0 | 0 | 0 | 0 | 0 | 0 | 0 | 0 | 0 |  | 0.4 | 0.4 | 0.4 | 0 |  | 0 | 0 | 0 | 0 | 0
1981-10-15 | 1981 | 10 | 15 | 0 | 0 | 0 | 0 | 0 | 0 | 0 | 0 | 0 | 0 | 0 | 0 | 0 | 0 | 0 | 0 | 0 | 0 | 0 | 0 | 0 | 0 | 0 | 0 |  | 0 | 0 | 0 | 0 |  | 0 | 0 | 0 | 0 | 0
1981-10-16 | 1981 | 10 | 16 | 0 | 0 | 0 | 0 | 0 | 0 | 0 | 0 | 0 | 0 | 0 | 0 | 0 | 0 | 0 | 0 | 0 | 0 | 0.4 | 0 | 0 | 0 | 0 | 0 |  | 0.4 | 0.4 | 0.4 | 0 |  | 0 | 0 | 0 | 0 | 0
1981-10-17 | 1981 | 10 | 17 | 0 | 0 | 0 | 0 | 0 | 0 | 0 | 0 | 0 | 0 | 0 | 0 | 0 | 0 | 0 | 0 | 0 | 0 | 0 | 0 | 0 | 0 | 0 | 0 |  | 0 | 0 | 0 | 0 |  | 0 | 0 | 0 | 0 | 0
1981-10-18 | 1981 | 10 | 18 | 0 | 0 | 0 | 0 | 0 | 0 | 0 | 0 | 0 | 0 | 0 | 0 | 0 | 0 | 0 | 0 | 0 | 0 | 0 | 0 | 0 | 0 | 0 | 0 |  | 0 | 0 | 0 | 0 |  | 0 | 0 | 0 | 0 | 0
1981-10-19 | 1981 | 10 | 19 | 0 | 0 | 0 | 0 | 0 | 0 | 0 | 0 | 0 | 0 | 0 | 0.1 | 0.1 | 0.2 | 0 | 0.1 | 0.1 | 0 | 0 | 0 | 0 | 0 | 0 | 0 |  | 0.6 | 0.6 | 0.6 | 0 |  | 0 | 0 | 0 | 0 | 0
1981-10-20 | 1981 | 10 | 20 | 0 | 0 | 0 | 0 | 0 | 0 | 0 | 0 | 0 | 0 | 0 | 0 | 0 | 0 | 0 | 0 | 0 | 0 | 0 | 0 | 0 | 0 | 0 | 0 |  | 0 | 0 | 0 | 0 |  | 0 | 0 | 0 | 0 | 0
1981-10-21 | 1981 | 10 | 21 | 0 | 0 | 0 | 0 | 0 | 0 | 0 | 0 | 0 | 0 | 0 | 0 | 0 | 0 | 0 | 0 | 0 | 0 | 0 | 0 | 0 | 0 | 0 | 0 |  | 0 | 0 | 0 | 0 |  | 0 | 0 | 0 | 0 | 0
1981-10-22 | 1981 | 10 | 22 | 0 | 0 | 0 | 0 | 0 | 0 | 0 | 0 | 0 | 0 | 0 | 0 | 0 | 0 | 0 | 0 | 0 | 0 | 0 | 0 | 0 | 0 | 0 | 0 |  | 0 | 0 | 0 | 0 |  | 0 | 0 | 0 | 0 | 0
1981-10-23 | 1981 | 10 | 23 | 0 | 0 | 0 | 0 | 0 | 0 | 0 | 0 | 0 | 0 | 0 | 0 | 0 | 0 | 0 | 0 | 0 | 0 | 0 | 0 | 0 | 0 | 0 | 0 |  | 0 | 0 | 0 | 0 |  | 0 | 0 | 0 | 0 | 0
1981-10-24 | 1981 | 10 | 24 | 0.3 | 0.4 | 0.3 | 0.4 | 0.3 | 0.3 | 0.4 | 0.3 | 0.4 | 0.3 | 0.3 | 0.4 | 0.3 | 0.3 | 0.4 | 0.3 | 0 | 0.4 | 0.3 | 0.3 | 0.4 | 0.3 | 0.4 | 0.3 |  | 7.8 | 7.8 | 7.8 | 0 |  | 0 | 0 | 0 | 0 | 0
1981-10-25 | 1981 | 10 | 25 | 0 | 0 | 0 | 0 | 0 | 0 | 0 | 0 | 0 | 0 | 0 | 0 | 0 | 0 | 0 | 0 | 0 | 0 | 0 | 0 | 0 | 0 | 0 | 0 |  | 0 | 0 | 0 | 0 |  | 0 | 0 | 0 | 0 | 0
1981-10-26 | 1981 | 10 | 26 | 0 | 0 | 0 | 0 | 0.8 | 0.9 | 0.8 | 0.8 | 0.8 | 1.7 | 1.7 | 0.8 | 0.8 | 0.8 | 0.9 | 0 | 0.8 | 0 | 0 | 0 | 0 | 0 | 0 | 0 |  | 11.6 | 11.6 | 11.6 | 3.5527e-15 |  | 0 | 0 | 0 | 0 | 0
1981-10-27 | 1981 | 10 | 27 | 0 | 0 | 0 | 0 | 0 | 0 | 0 | 0 | 0 | 0 | 0 | 0 | 0 | 0 | 0 | 0 | 0 | 0 | 0 | 0 | 0 | 0 | 0 | 0 |  | 0 | 0 | 0 | 0 |  | 0 | 0 | 0 | 0 | 0
1981-10-28 | 1981 | 10 | 28 | 0 | 0 | 0 | 0 | 0 | 0 | 0 | 0 | 0 | 0 | 0 | 0 | 0 | 0 | 0 | 0 | 0 | 0 | 0 | 0 | 0 | 0 | 0 | 0 |  | 0 | 0 | 0 | 0 |  | 0 | 0 | 0 | 0 | 0
1981-10-29 | 1981 | 10 | 29 | 0 | 0 | 0 | 0 | 0 | 0 | 0 | 0 | 0 | 0 | 0 | 0 | 0 | 0 | 0 | 0 | 0 | 0 | 0 | 0 | 0 | 0 | 0 | 0 |  | 0 | 0 | 0 | 0 |  | 0 | 0 | 0 | 0 | 0
1981-10-30 | 1981 | 10 | 30 | 0 | 0 | 0 | 0 | 0 | 0 | 0 | 0 | 0 | 0 | 0 | 0 | 0 | 0 | 0 | 0 | 0 | 0 | 0 | 0 | 0 | 0 | 0 | 0 |  | 0 | 0 | 0 | 0 |  | 0 | 0 | 0 | 0 | 0
1981-10-31 | 1981 | 10 | 31 | 0 | 0 | 0 | 0 | 0 | 0 | 0 | 0 | 0 | 0 | 0 | 0 | 0 | 0 | 0 | 0 | 0 | 0 | 0 | 0 | 0 | 0 | 0 | 0 |  | 0 | 0 | 0 | 0 |  | 0 | 0 | 0 | 0 | 0
1981-11-01 | 1981 | 11 | 1 | 0 | 0 | 0 | 0 | 0 | 0 | 0 | 0 | 0 | 0 | 0 | 0 | 0 | 0 | 0 | 0 | 0 | 0 | 0 | 0 | 0 | 0 | 0 | 0 |  | 0 | 0 | 0 | 0 |  | 0 | 0 | 0 | 0 | 0
1981-11-02 | 1981 | 11 | 2 | 0 | 0 | 0 | 0 | 0 | 0 | 0 | 0 | 0 | 0 | 0 | 0 | 0 | 0 | 0 | 0 | 0 | 0 | 0 | 0 | 0 | 0 | 0 | 0 |  | 0 | 0 | 0 | 0 |  | 0 | 0 | 0 | 0 | 0
1981-11-03 | 1981 | 11 | 3 | 0 | 0 | 0 | 0 | 0 | 0 | 0 | 0 | 0 | 0 | 0 | 0 | 0 | 0 | 0 | 0 | 0 | 0 | 0 | 0 | 0 | 0 | 0 | 0 |  | 0 | 0 | 0 | 0 |  | 0 | 0 | 0 | 0 | 0
1981-11-04 | 1981 | 11 | 4 | 0 | 0 | 0 | 0 | 0 | 0 | 0 | 0 | 0 | 0 | 0 | 0 | 0 | 0 | 0 | 0 | 0 | 0 | 0 | 0 | 0 | 0 | 0 | 0 |  | 0 | 0 | 0 | 0 |  | 0 | 0 | 0 | 0 | 0
1981-11-05 | 1981 | 11 | 5 | 0 | 0 | 0 | 0 | 0 | 0 | 0 | 0 | 0 | 0 | 0 | 0 | 0 | 0 | 0 | 0 | 0 | 0 | 0 | 0 | 0 | 0 | 0 | 0 |  | 0 | 0 | 0 | 0 |  | 0 | 0 | 0 | 0 | 0
1981-11-06 | 1981 | 11 | 6 | 0 | 0 | 0 | 0 | 0 | 0 | 0 | 0 | 0 | 0 | 0 | 0 | 0 | 0 | 0 | 0 | 0 | 0 | 0 | 0 | 0 | 0 | 0 | 0 |  | 0 | 0 | 0 | 0 |  | 0 | 0 | 0 | 0 | 0
1981-11-07 | 1981 | 11 | 7 | 0 | 0 | 0 | 0 | 0 | 0 | 0 | 0 | 0 | 0 | 0 | 0 | 0 | 0 | 0 | 0 | 0 | 0 | 0 | 0 | 0 | 0 | 0 | 0 |  | 0 | 0 | 0 | 0 |  | 0 | 0 | 0 | 0 | 0
1981-11-08 | 1981 | 11 | 8 | 0 | 0 | 0 | 0 | 0 | 0 | 0 | 0 | 0 | 0 | 0 | 0 | 0 | 0 | 0 | 0 | 0 | 0 | 0 | 0 | 0 | 0 | 0 | 0 |  | 0 | 0 | 0 | 0 |  | 0 | 0 | 0 | 0 | 0
1981-11-09 | 1981 | 11 | 9 | 0 | 0 | 0 | 0 | 0 | 0 | 0 | 0 | 0 | 0 | 0 | 0 | 0 | 0 | 0 | 0 | 0 | 0 | 0 | 0 | 0 | 0 | 0 | 0 |  | 0 | 0 | 0 | 0 |  | 0 | 0 | 0 | 0 | 0
1981-11-10 | 1981 | 11 | 10 | 0 | 0 | 0 | 0 | 0 | 0 | 0 | 0 | 0 | 0 | 0 | 0 | 0 | 0 | 0 | 0 | 0 | 0 | 0 | 0 | 0 | 0 | 0 | 0 |  | 0 | 0 | 0 | 0 |  | 0 | 0 | 0 | 0 | 0
1981-11-11 | 1981 | 11 | 11 | 0 | 0 | 0 | 0 | 0 | 0 | 0 | 0 | 0 | 0 | 0 | 0 | 0 | 0 | 0 | 0 | 0 | 0 | 0 | 0 | 0 | 0 | 0 | 0 |  | 0 | 0 | 0 | 0 |  | 0 | 0 | 0 | 0 | 0
1981-11-12 | 1981 | 11 | 12 | 0 | 0 | 0 | 0 | 0 | 0 | 0 | 0 | 0 | 0 | 0 | 0 | 0 | 0 | 0 | 0 | 0 | 0 | 0 | 0 | 0 | 0 | 0 | 0 |  | 0 | 0 | 0 | 0 |  | 0 | 0 | 0 | 0 | 0
1981-11-13 | 1981 | 11 | 13 | 0 | 0 | 0 | 0 | 0 | 0 | 0 | 0 | 0 | 0 | 0 | 0 | 0 | 0 | 0 | 0 | 0 | 0 | 0 | 0 | 0 | 0 | 0 | 0 |  | 0 | 0 | 0 | 0 |  | 0 | 0 | 0 | 0 | 0
1981-11-14 | 1981 | 11 | 14 | 0 | 0 | 0 | 0 | 0 | 0 | 0 | 0 | 0.3 | 0.3 | 0 | 0 | 0 | 0 | 0 | 0 | 0 | 0 | 0 | 0 | 0 | 0 | 0 | 0 |  | 0.6 | 0.6 | 0.6 | 0 |  | 0 | 0 | 0 | 0 | 0
1981-11-15 | 1981 | 11 | 15 | 0 | 0 | 0 | 0 | 0 | 0 | 0 | 0 | 0 | 0 | 0 | 0 | 0 | 0 | 0 | 0 | 0 | 0 | 0 | 0 | 0 | 0 | 0 | 0 |  | 0 | 0 | 0 | 0 |  | 0 | 0 | 0 | 0 | 0
1981-11-16 | 1981 | 11 | 16 | 0 | 0 | 0 | 0 | 0 | 0 | 0 | 0 | 0 | 0 | 0 | 0 | 0 | 0 | 0 | 0 | 0 | 0 | 0 | 0 | 0 | 0 | 0 | 0 |  | 0 | 0 | 0 | 0 |  | 0 | 0 | 0 | 0 | 0
1981-11-17 | 1981 | 11 | 17 | 0 | 0 | 0 | 0 | 0 | 0 | 0 | 0 | 0 | 0 | 0.4 | 0 | 0 | 0.5 | 0 | 0.4 | 0 | 0 | 0.5 | 0.4 | 0.5 | 0.4 | 0.5 | 0.4 |  | 4 | 4 | 4 | 0 |  | 0 | 0 | 0 | 0 | 0
1981-11-18 | 1981 | 11 | 18 | 0.2 | 0.1 | 0.2 | 0.2 | 0.2 | 0.1 | 0.2 | 0.2 | 0.1 | 0.2 | 0 | 0 | 0 | 0 | 0 | 0 | 0 | 0 | 0 | 0.2 | 0.2 | 0 | 0.1 | 0.2 |  | 2.4 | 2.4 | 2.4 | 4.4409e-16 |  | 0 | 0 | 0 | 0 | 0
1981-11-19 | 1981 | 11 | 19 | 0 | 0 | 0 | 0 | 0 | 0 | 0 | 0 | 0 | 0 | 0 | 0 | 0 | 0 | 0 | 0 | 0 | 0 | 0 | 0 | 0 | 0 | 0 | 0 |  | 0 | 0 | 0 | 0 |  | 0 | 0 | 0 | 0 | 0
1981-11-20 | 1981 | 11 | 20 | 0 | 0 | 0 | 0 | 0 | 0 | 0 | 0 | 0 | 0 | 0 | 0 | 0 | 0 | 0 | 0 | 0 | 0 | 0 | 0 | 0 | 0 | 0 | 0 |  | 0 | 0 | 0 | 0 |  | 0 | 0 | 0 | 0 | 0
1981-11-21 | 1981 | 11 | 21 | 0 | 0 | 0 | 0 | 0 | 0 | 0 | 0 | 0 | 0 | 0 | 0 | 0 | 0 | 0 | 0 | 0 | 0 | 0 | 0 | 0 | 0 | 0 | 0 |  | 0 | 0 | 0 | 0 |  | 0 | 0 | 0 | 0 | 0
1981-11-22 | 1981 | 11 | 22 | 0 | 0 | 0 | 0 | 0 | 0 | 0 | 0 | 0 | 0 | 0 | 0 | 0 | 0 | 0 | 0 | 0 | 0 | 0 | 0 | 0 | 0 | 0 | 0 |  | 0 | 0 | 0 | 0 |  | 0 | 0 | 0 | 0 | 0
1981-11-23 | 1981 | 11 | 23 | 0 | 0 | 0 | 0 | 0 | 0 | 0 | 0 | 0 | 0 | 0 | 0 | 0 | 0 | 0 | 0 | 0 | 0 | 0 | 0 | 0 | 0 | 0 | 0 |  | 0 | 0 | 0 | 0 |  | 0 | 0 | 0 | 0 | 0
1981-11-24 | 1981 | 11 | 24 | 0 | 0 | 0 | 0 | 0 | 0 | 0 | 0 | 0 | 0 | 0 | 0 | 0 | 0 | 0 | 0 | 0 | 0 | 0 | 0 | 0 | 0 | 0 | 0 |  | 0 | 0 | 0 | 0 |  | 0 | 0 | 0 | 0 | 0
1981-11-25 | 1981 | 11 | 25 | 0 | 0 | 0 | 0 | 0 | 0 | 0 | 0 | 0 | 0 | 0 | 0 | 0 | 0 | 0 | 0 | 0 | 0 | 0 | 0 | 0 | 0 | 0 | 0 |  | 0 | 0 | 0 | 0 |  | 0 | 0 | 0 | 0 | 0
1981-11-26 | 1981 | 11 | 26 | 0 | 0 | 0 | 0 | 0 | 0 | 0 | 0 | 0 | 0 | 0 | 0 | 0 | 0 | 0 | 0 | 0 | 0 | 0 | 0 | 0 | 0 | 0 | 0 |  | 0 | 0 | 0 | 0 |  | 0 | 0 | 0 | 0 | 0
1981-11-27 | 1981 | 11 | 27 | 0 | 0 | 0 | 0 | 0 | 0 | 0 | 0 | 0 | 0 | 0 | 0 | 0 | 0 | 0 | 0 | 0 | 0 | 0 | 0 | 0 | 0 | 0 | 0 |  | 0 | 0 | 0 | 0 |  | 0 | 0 | 0 | 0 | 0
1981-11-28 | 1981 | 11 | 28 | 0 | 0 | 0 | 0 | 0 | 0 | 0 | 0 | 0 | 0 | 0 | 0 | 0 | 0 | 0 | 0 | 0 | 0 | 0 | 0 | 0 | 0 | 0 | 0 |  | 0 | 0 | 0 | 0 |  | 0 | 0 | 0 | 0 | 0
1981-11-29 | 1981 | 11 | 29 | 0 | 0 | 0 | 0 | 0 | 0 | 0 | 0 | 0 | 0 | 0 | 0 | 0 | 0 | 0 | 0 | 0 | 0 | 0 | 0 | 0 | 0 | 0 | 0 |  | 0 | 0 | 0 | 0 |  | 0 | 0 | 0 | 0 | 0
1981-11-30 | 1981 | 11 | 30 | 0 | 0 | 0 | 0 | 0 | 0 | 0 | 0 | 0 | 0 | 0 | 0 | 0 | 0 | 0 | 0 | 0 | 0 | 0 | 0 | 0 | 0 | 0 | 0 |  | 0 | 0 | 0 | 0 |  | 0 | 0 | 0 | 0 | 0
1981-12-01 | 1981 | 12 | 1 | 0 | 0 | 0 | 0 | 0 | 0 | 0 | 0 | 0 | 0 | 0 | 0 | 0 | 0 | 0 | 0 | 0 | 0 | 0 | 0 | 0 | 0 | 0 | 0 |  | 0 | 0 | 0 | 0 |  | 0 | 0 | 0 | 0 | 0
1981-12-02 | 1981 | 12 | 2 | 0 | 0 | 0 | 0 | 0 | 0 | 0 | 0 | 0 | 0 | 0 | 0 | 0 | 0 | 0 | 0 | 0 | 0 | 0 | 0 | 0 | 0 | 0 | 0 |  | 0 | 0 | 0 | 0 |  | 0 | 0 | 0 | 0 | 0
1981-12-03 | 1981 | 12 | 3 | 0 | 0 | 0 | 0 | 0 | 0 | 0 | 0 | 0 | 0 | 0 | 0 | 0 | 0 | 0 | 0 | 0 | 0 | 0 | 0 | 0 | 0 | 0 | 0 |  | 0 | 0 | 0 | 0 |  | 0 | 0 | 0 | 0 | 0
1981-12-04 | 1981 | 12 | 4 | 0 | 0 | 0 | 0 | 0 | 0 | 0 | 0 | 0 | 0 | 0 | 0 | 0 | 0 | 0 | 0 | 0 | 0 | 0 | 0 | 0 | 0 | 0 | 0 |  | 0 | 0 | 0 | 0 |  | 0 | 0 | 0 | 0 | 0
1981-12-05 | 1981 | 12 | 5 | 0 | 0 | 0 | 0 | 0 | 0 | 0 | 0 | 0 | 0 | 0 | 0 | 0 | 0 | 0 | 0 | 0 | 0 | 0 | 0 | 0 | 0 | 0 | 0 |  | 0 | 0 | 0 | 0 |  | 0 | 0 | 0 | 0 | 0
1981-12-06 | 1981 | 12 | 6 | 0 | 0 | 0 | 0 | 0 | 0 | 0 | 0 | 0 | 0 | 0 | 0 | 0 | 0 | 0 | 0 | 0 | 0 | 0 | 0 | 0 | 0 | 0 | 0 |  | 0 | 0 | 0 | 0 |  | 0 | 0 | 0 | 0 | 0
1981-12-07 | 1981 | 12 | 7 | 0 | 0 | 0 | 0 | 0 | 0 | 0 | 0 | 0 | 0 | 0 | 0 | 0 | 0 | 0 | 0 | 0 | 0 | 0 | 0 | 0 | 0 | 0 | 0 |  | 0 | 0 | 0 | 0 |  | 0 | 0 | 0 | 0 | 0
1981-12-08 | 1981 | 12 | 8 | 0 | 0 | 0 | 0 | 0 | 0 | 0 | 0 | 0 | 0 | 0 | 0 | 0 | 0 | 0 | 0 | 0 | 0 | 0 | 0 | 0 | 0 | 0 | 0 |  | 0 | 0 | 0 | 0 |  | 0 | 0 | 0 | 0 | 0
1981-12-09 | 1981 | 12 | 9 | 0 | 0 | 0 | 0 | 0 | 0 | 0 | 0 | 0 | 0 | 0 | 0 | 0 | 0 | 0 | 0 | 0 | 0 | 0 | 0 | 0 | 0 | 0 | 0 |  | 0 | 0 | 0 | 0 |  | 0 | 0 | 0 | 0 | 0
1981-12-10 | 1981 | 12 | 10 | 0 | 0 | 0 | 0 | 0 | 0 | 0 | 0 | 0 | 0 | 0 | 0 | 0 | 0 | 0 | 0 | 0 | 0 | 0 | 0 | 0 | 0 | 0 | 0 |  | 0 | 0 | 0 | 0 |  | 0 | 0 | 0 | 0 | 0
1981-12-11 | 1981 | 12 | 11 | 0 | 0 | 0 | 0 | 0 | 0 | 0 | 0 | 0 | 0 | 0 | 0 | 0 | 0 | 0 | 0 | 0 | 0 | 0 | 0 | 0 | 0 | 0 | 0 |  | 0 | 0 | 0 | 0 |  | 0 | 0 | 0 | 0 | 0
1981-12-12 | 1981 | 12 | 12 | 0 | 0 | 0.1 | 0.1 | 0.1 | 0.1 | 0 | 0 | 0 | 0 | 0 | 0 | 0 | 0 | 0 | 0 | 0 | 0 | 0 | 0 | 0 | 0 | 0 | 0 |  | 0.4 | 0.4 | 0.4 | 0 |  | 0 | 0 | 0 | 0 | 0
1981-12-13 | 1981 | 12 | 13 | 0 | 0 | 0 | 0 | 0 | 0 | 0 | 0 | 0 | 0 | 0 | 0 | 0 | 0 | 0 | 0 | 0 | 0 | 0 | 0 | 0 | 0 | 0 | 0 |  | 0 | 0 | 0 | 0 |  | 0 | 0 | 0 | 0 | 0
1981-12-14 | 1981 | 12 | 14 | 0.1 | 0.1 | 0 | 0.1 | 0.1 | 0.1 | 0.1 | 0.1 | 0.1 | 0.1 | 0 | 0.1 | 0.1 | 0.1 | 0.1 | 0 | 0 | 0 | 0 | 0.1 | 0.1 | 0.1 | 0.1 | 0.1 |  | 1.8 | 1.8 | 1.8 | 4.4409e-16 |  | 0 | 0 | 0 | 0 | 0
1981-12-15 | 1981 | 12 | 15 | 0 | 0 | 0 | 0 | 0 | 0 | 0 | 0 | 0 | 0 | 0 | 0 | 0 | 0 | 0 | 0 | 0 | 0 | 0 | 0 | 0 | 0 | 0 | 0 |  | 0 | 0 | 0 | 0 |  | 0 | 0 | 0 | 0 | 0
1981-12-16 | 1981 | 12 | 16 | 0 | 0 | 0 | 0 | 0 | 0 | 0 | 0 | 0 | 0 | 0 | 0 | 0 | 0 | 0 | 0 | 0 | 0 | 0 | 0 | 0 | 0 | 0 | 0 |  | 0 | 0 | 0 | 0 |  | 0 | 0 | 0 | 0 | 0
1981-12-17 | 1981 | 12 | 17 | 0 | 0 | 0 | 0 | 0 | 0 | 0 | 0 | 0 | 0 | 0 | 0 | 0 | 0 | 0 | 0 | 0 | 0 | 0 | 0 | 0 | 0 | 0 | 0 |  | 0 | 0 | 0 | 0 |  | 0 | 0 | 0 | 0 | 0
1981-12-18 | 1981 | 12 | 18 | 0 | 0 | 0 | 0 | 0 | 0 | 0 | 0 | 0 | 0 | 0 | 0 | 0 | 0 | 0 | 0 | 0 | 0 | 0 | 0 | 0 | 0 | 0 | 0 |  | 0 | 0 | 0 | 0 |  | 0 | 0 | 0 | 0 | 0
1981-12-19 | 1981 | 12 | 19 | 0 | 0 | 0 | 0 | 0 | 0 | 0 | 0 | 0 | 0 | 0 | 0 | 0 | 0 | 0 | 0 | 0 | 0 | 0 | 0 | 0 | 0 | 0 | 0 |  | 0 | 0 | 0 | 0 |  | 0 | 0 | 0 | 0 | 0
1981-12-20 | 1981 | 12 | 20 | 0 | 0 | 0 | 0 | 0 | 0 | 0 | 0 | 0 | 0 | 0 | 0 | 0 | 0 | 0 | 0 | 0 | 0 | 0 | 0 | 0 | 0 | 0 | 0 |  | 0 | 0 | 0 | 0 |  | 0 | 0 | 0 | 0 | 0
1981-12-21 | 1981 | 12 | 21 | 0 | 0 | 0 | 0 | 0 | 0 | 0 | 0 | 0 | 0 | 0 | 0 | 0 | 0 | 0 | 0 | 0 | 0 | 0 | 0 | 0 | 0 | 0 | 0 |  | 0 | 0 | 0 | 0 |  | 0 | 0 | 0 | 0 | 0
1981-12-22 | 1981 | 12 | 22 | 0 | 0 | 0 | 0 | 0 | 0 | 0 | 0 | 0 | 0 | 0 | 0 | 0 | 0 | 0 | 0 | 0 | 0 | 0 | 0 | 0 | 0 | 0 | 0 |  | 0 | 0 | 0 | 0 |  | 0 | 0 | 0 | 0 | 0
1981-12-23 | 1981 | 12 | 23 | 0 | 0 | 0 | 0 | 0 | 0 | 0 | 0 | 0 | 0 | 0 | 0 | 0 | 0 | 0 | 0 | 0 | 0 | 0 | 0 | 0 | 0 | 0 | 0 |  | 0 | 0 | 0 | 0 |  | 0 | 0 | 0 | 0 | 0
1981-12-24 | 1981 | 12 | 24 | 0 | 0 | 0 | 0 | 0 | 0 | 0 | 0 | 0 | 0 | 0 | 0 | 0 | 0 | 0 | 0 | 0 | 0 | 0 | 0 | 0 | 0 | 0 | 0 |  | 0 | 0 | 0 | 0 |  | 0 | 0 | 0 | 0 | 0
1981-12-25 | 1981 | 12 | 25 | 0 | 0 | 0 | 0 | 0 | 0 | 0 | 0 | 0 | 0 | 0 | 0 | 0 | 0 | 0 | 0 | 0 | 0 | 0 | 0 | 0 | 0 | 0 | 0 |  | 0 | 0 | 0 | 0 |  | 0 | 0 | 0 | 0 | 0
1981-12-26 | 1981 | 12 | 26 | 0 | 0 | 0 | 0 | 0 | 0 | 0 | 0 | 0 | 0 | 0 | 0 | 0 | 0 | 0 | 0 | 0 | 0 | 0 | 0 | 0 | 0 | 0 | 0 |  | 0 | 0 | 0 | 0 |  | 0 | 0 | 0 | 0 | 0
1981-12-27 | 1981 | 12 | 27 | 0.1 | 0.1 | 0.1 | 0.1 | 0.1 | 0.1 | 0.1 | 0.2 | 0.1 | 0.1 | 0.1 | 0 | 0 | 0 | 0 | 0 | 0 | 0 | 0 | 0 | 0.1 | 0.1 | 0.1 | 0.1 |  | 1.6 | 1.6 | 1.6 | 2.2204e-16 |  | 0 | 0 | 0 | 0 | 0
1981-12-28 | 1981 | 12 | 28 | 0 | 0 | 0 | 0.1 | 0 | 0 | 0 | 0 | 0 | 0 | 0.1 | 0 | 0 | 0 | 0 | 0 | 0 | 0 | 0 | 0 | 0 | 0 | 0 | 0 |  | 0.2 | 0.2 | 0.2 | 0 |  | 0 | 0 | 0 | 0 | 0
1981-12-29 | 1981 | 12 | 29 | 0 | 0 | 0 | 0 | 0 | 0 | 0 | 0 | 0 | 0 | 0 | 0 | 0 | 0 | 0 | 0 | 0 | 0 | 0 | 0 | 0 | 0 | 0 | 0 |  | 0 | 0 | 0 | 0 |  | 0 | 0 | 0 | 0 | 0
1981-12-30 | 1981 | 12 | 30 | 0 | 0 | 0 | 0 | 0 | 0 | 0 | 0 | 0 | 0 | 0 | 0 | 0 | 0 | 0 | 0 | 0 | 0 | 0 | 0 | 0 | 0 | 0 | 0 |  | 0 | 0 | 0 | 0 |  | 0 | 0 | 0 | 0 | 0
1981-12-31 | 1981 | 12 | 31 | 0 | 0 | 0 | 0 | 0 | 0 | 0 | 0 | 0 | 0 | 0 | 0 | 0 | 0 | 0 | 0 | 0 | 0 | 0 | 0 | 0 | 0 | 0 | 0 |  | 0 | 0 | 0 | 0 |  | 0 | 0 | 0 | 0 | 0
1982-01-01 | 1982 | 1 | 1 | 0.1 | 0.1 | 0.1 | 0.2 | 0.1 | 0.1 | 0.1 | 0.1 | 0.1 | 0.1 | 0.1 | 0.2 | 0.1 | 0.1 | 0.1 | 0.1 | 0.1 | 0.1 | 0.1 | 0.1 | 0.2 | 0.1 | 0.1 | 0.1 |  | 2.7 | 2.7 | 2.7 | 8.8818e-16 |  | 0 | 0 | 0 | 0 | 0
1982-01-02 | 1982 | 1 | 2 | 0 | 0 | 0 | 0 | 0 | 0 | 0 | 0 | 0 | 0 | 0 | 0 | 0 | 0 | 0 | 0 | 0 | 0 | 0 | 0 | 0 | 0 | 0 | 0 |  | 0 | 0 | 0 | 0 |  | 0 | 0 | 0 | 0 | 0
1982-01-03 | 1982 | 1 | 3 | 0 | 0 | 0 | 0 | 0 | 0 | 0 | 0 | 0 | 0 | 0 | 0 | 0 | 0 | 0 | 0 | 0 | 0 | 0 | 0 | 0 | 0 | 0 | 0 |  | 0 | 0 | 0 | 0 |  | 0 | 0 | 0 | 0 | 0
1982-01-04 | 1982 | 1 | 4 | 0 | 0.1 | 0 | 0 | 0.1 | 0 | 0 | 0.1 | 0 | 0 | 0.1 | 0 | 0.1 | 0 | 0 | 0.1 | 0 | 0 | 0.1 | 0 | 0 | 0 | 0.1 | 0 |  | 0.8 | 0.8 | 0.8 | 1.1102e-16 |  | 0 | 0 | 0 | 0 | 0
1982-01-05 | 1982 | 1 | 5 | 0 | 0 | 0 | 0 | 0 | 0 | 0 | 0 | 0 | 0 | 0 | 0 | 0 | 0 | 0 | 0 | 0 | 0 | 0 | 0 | 0 | 0 | 0 | 0 |  | 0 | 0 | 0 | 0 |  | 0 | 0 | 0 | 0 | 0
1982-01-06 | 1982 | 1 | 6 | 0 | 0 | 0 | 0 | 0 | 0 | 0 | 0 | 0 | 0 | 0 | 0 | 0 | 0 | 0 | 0 | 0 | 0 | 0 | 0 | 0 | 0 | 0 | 0 |  | 0 | 0 | 0 | 0 |  | 0 | 0 | 0 | 0 | 0
1982-01-07 | 1982 | 1 | 7 | 0 | 0 | 0 | 0 | 0 | 0 | 0 | 0 | 0.1 | 0 | 0 | 0 | 0.1 | 0 | 0 | 0.1 | 0 | 0 | 0 | 0 | 0 | 0 | 0.1 | 0 |  | 0.4 | 0.4 | 0.4 | 0 |  | 0 | 0 | 0 | 0 | 0
1982-01-08 | 1982 | 1 | 8 | 0 | 0 | 0 | 0 | 0 | 0 | 0 | 0 | 0 | 0 | 0 | 0 | 0 | 0 | 0 | 0 | 0 | 0 | 0 | 0 | 0 | 0 | 0 | 0 |  | 0 | 0 | 0 | 0 |  | 0 | 0 | 0 | 0 | 0
1982-01-09 | 1982 | 1 | 9 | 0 | 0 | 0 | 0 | 0 | 0 | 0 | 0 | 0.1 | 0 | 0.1 | 0 | 0.1 | 0 | 0.1 | 0 | 0.1 | 0 | 0.1 | 0 | 0.1 | 0 | 0.1 | 0 |  | 0.8 | 0.8 | 0.8 | 1.1102e-16 |  | 0 | 0 | 0 | 0 | 0
1982-01-10 | 1982 | 1 | 10 | 0.1 | 0.1 | 0.1 | 0.2 | 0.1 | 0.1 | 0.1 | 0.1 | 0.1 | 0.1 | 0.1 | 0 | 0 | 0 | 0 | 0 | 0 | 0 | 0 | 0.2 | 0.1 | 0.1 | 0.1 | 0.1 |  | 1.8 | 1.8 | 1.8 | 2.2204e-16 |  | 0 | 0 | 0 | 0 | 0
1982-01-11 | 1982 | 1 | 11 | 0.1 | 0.1 | 0 | 0.1 | 0.1 | 0.1 | 0.1 | 0.1 | 0 | 0.1 | 0.1 | 0.1 | 0.1 | 0.1 | 0 | 0.1 | 0.1 | 0.1 | 0.1 | 0.1 | 0 | 0.1 | 0.1 | 0 |  | 1.9 | 1.9 | 1.9 | 6.6613e-16 |  | 0 | 0 | 0 | 0 | 0
1982-01-12 | 1982 | 1 | 12 | 0 | 0 | 0 | 0 | 0 | 0 | 0 | 0.2 | 0.2 | 0.2 | 0.2 | 0.2 | 0.2 | 0.2 | 0.2 | 0.2 | 0.2 | 0.2 | 0.2 | 0.2 | 0.2 | 0 | 0 | 0 |  | 2.8 | 2.8 | 2.8 | 4.4409e-16 |  | 0 | 0 | 0 | 0 | 0
1982-01-13 | 1982 | 1 | 13 | 0 | 0 | 0 | 0 | 0 | 0 | 0 | 0 | 0 | 0 | 0 | 0 | 0 | 0 | 0 | 0 | 0 | 0 | 0 | 0 | 0 | 0 | 0 | 0 |  | 0 | 0 | 0 | 0 |  | 0 | 0 | 0 | 0 | 0
1982-01-14 | 1982 | 1 | 14 | 0 | 0 | 0 | 0 | 0 | 0 | 0 | 0 | 0 | 0 | 0 | 0 | 0 | 0 | 0 | 0 | 0 | 0.2 | 0.3 | 0.2 | 0.2 | 0.2 | 0.3 | 0.2 |  | 1.6 | 1.6 | 1.6 | 2.2204e-16 |  | 0 | 0 | 0 | 0 | 0
1982-01-15 | 1982 | 1 | 15 | 0.1 | 0.1 | 0.1 | 0.1 | 0.1 | 0.1 | 0.1 | 0.1 | 0 | 0 | 0 | 0 | 0 | 0 | 0 | 0 | 0 | 0 | 0 | 0 | 0 | 0 | 0 | 0 |  | 0.8 | 0.8 | 0.8 | 1.1102e-16 |  | 0 | 0 | 0 | 0 | 0
1982-01-16 | 1982 | 1 | 16 | 0 | 0 | 0 | 0 | 0 | 0 | 0 | 0 | 0 | 0 | 0 | 0 | 0 | 0 | 0.6 | 0 | 0 | 0 | 0 | 0 | 0 | 0 | 0 | 0 |  | 0.6 | 0.6 | 0.6 | 0 |  | 0 | 0 | 0 | 0 | 0
1982-01-17 | 1982 | 1 | 17 | 0 | 0 | 0 | 0 | 0 | 0 | 0 | 0 | 0 | 0 | 0 | 0 | 0 | 0 | 0 | 0 | 0 | 0 | 0 | 0 | 0 | 0 | 0 | 0 |  | 0 | 0 | 0 | 0 |  | 0 | 0 | 0 | 0 | 0
1982-01-18 | 1982 | 1 | 18 | 0 | 0.1 | 0 | 0 | 0 | 0.1 | 0 | 0 | 0 | 0.1 | 0 | 0 | 0 | 0 | 0 | 0 | 0 | 0 | 0 | 0 | 0 | 0 | 0.1 | 0 |  | 0.4 | 0.4 | 0.4 | 0 |  | 0 | 0 | 0 | 0 | 0
1982-01-19 | 1982 | 1 | 19 | 0 | 0 | 0 | 0 | 0 | 0 | 0 | 0 | 0 | 0 | 0.1 | 0 | 0 | 0 | 0 | 0 | 0 | 0 | 0 | 0.1 | 0 | 0 | 0 | 0 |  | 0.2 | 0.2 | 0.2 | 0 |  | 0 | 0 | 0 | 0 | 0
1982-01-20 | 1982 | 1 | 20 | 0.1 | 0 | 0.1 | 0 | 0.1 | 0 | 0.1 | 0 | 0.1 | 0 | 0.1 | 0 | 0.1 | 0 | 0 | 0.1 | 0 | 0.1 | 0 | 0.1 | 0 | 0.1 | 0 | 0.1 |  | 1.2 | 1.2 | 1.2 | 0 |  | 0 | 0 | 0 | 0 | 0
1982-01-21 | 1982 | 1 | 21 | 0 | 0.1 | 0 | 0 | 0.1 | 0 | 0 | 0.1 | 0 | 0 | 0.1 | 0 | 0 | 0.1 | 0 | 0 | 0.1 | 0 | 0 | 0.1 | 0 | 0 | 0.1 | 0 |  | 0.8 | 0.8 | 0.8 | 1.1102e-16 |  | 0 | 0 | 0 | 0 | 0
1982-01-22 | 1982 | 1 | 22 | 0.1 | 0 | 0.1 | 0 | 0.1 | 0 | 0.1 | 0 | 0.1 | 0 | 0.1 | 0 | 0.1 | 0 | 0 | 0.1 | 0 | 0.1 | 0 | 0.1 | 0 | 0.1 | 0 | 0.1 |  | 1.2 | 1.2 | 1.2 | 0 |  | 0 | 0 | 0 | 0 | 0
1982-01-23 | 1982 | 1 | 23 | 0.1 | 0.2 | 0.1 | 0.2 | 0.1 | 0.2 | 0.1 | 0.2 | 0.1 | 0.2 | 0.1 | 0.2 | 0.1 | 0.2 | 0.1 | 0.2 | 0.1 | 0.2 | 0.1 | 0 | 0 | 0 | 0 | 0 |  | 2.8 | 2.8 | 2.8 | 1.3323e-15 |  | 0 | 0 | 0 | 0 | 0
1982-01-24 | 1982 | 1 | 24 | 0 | 0.1 | 0 | 0 | 0.1 | 0.1 | 0.1 | 0 | 0 | 0 | 0 | 0 | 0 | 0 | 0 | 0 | 0 | 0 | 0 | 0 | 0 | 0 | 0 | 0 |  | 0.4 | 0.4 | 0.4 | 0 |  | 0 | 0 | 0 | 0 | 0
1982-01-25 | 1982 | 1 | 25 | 0 | 0 | 0 | 0 | 0 | 0 | 0 | 0 | 0 | 0 | 0 | 0 | 0 | 0 | 0 | 0 | 0 | 0 | 0 | 0 | 0 | 0 | 0 | 0 |  | 0 | 0 | 0 | 0 |  | 0 | 0 | 0 | 0 | 0
1982-01-26 | 1982 | 1 | 26 | 0 | 0 | 0 | 0 | 0 | 0 | 0 | 0 | 0 | 0 | 0 | 0 | 0 | 0 | 0 | 0 | 0 | 0 | 0 | 0 | 0 | 0 | 0 | 0 |  | 0 | 0 | 0 | 0 |  | 0 | 0 | 0 | 0 | 0
1982-01-27 | 1982 | 1 | 27 | 0.2 | 0.3 | 0.2 | 0.2 | 0 | 0 | 0.3 | 0.2 | 0 | 0 | 0 | 0 | 0 | 0 | 0 | 0 | 0 | 0 | 0 | 0 | 0 | 0 | 0 | 0 |  | 1.4 | 1.4 | 1.4 | 0 |  | 0 | 0 | 0 | 0 | 0
1982-01-28 | 1982 | 1 | 28 | 0 | 0 | 0 | 0 | 0 | 0 | 0 | 0 | 0 | 0 | 0 | 0 | 0 | 0 | 0 | 0 | 0 | 0 | 0 | 0 | 0 | 0 | 0 | 0 |  | 0 | 0 | 0 | 0 |  | 0 | 0 | 0 | 0 | 0
1982-01-29 | 1982 | 1 | 29 | 0 | 0 | 0 | 0 | 0 | 0 | 0 | 0 | 0 | 0 | 0 | 0 | 0 | 0 | 0 | 0 | 0 | 0 | 0 | 0 | 0 | 0 | 0 | 0 |  | 0 | 0 | 0 | 0 |  | 0 | 0 | 0 | 0 | 0
1982-01-30 | 1982 | 1 | 30 | 0 | 0 | 0 | 0 | 0 | 0 | 0 | 0 | 0 | 0 | 0 | 0 | 0 | 0 | 0 | 0 | 0 | 0 | 0 | 0 | 0 | 0 | 0 | 0 |  | 0 | 0 | 0 | 0 |  | 0 | 0 | 0 | 0 | 0
1982-01-31 | 1982 | 1 | 31 | 0 | 0 | 0 | 0 | 0 | 0 | 0 | 0 | 0 | 0 | 0 | 0 | 0 | 0 | 0 | 0 | 0 | 0 | 0 | 0 | 0 | 0 | 0 | 0 |  | 0 | 0 | 0 | 0 |  | 0 | 0 | 0 | 0 | 0
1982-02-01 | 1982 | 2 | 1 | 0 | 0 | 0 | 0 | 0 | 0 | 0 | 0 | 0 | 0 | 0 | 0.2 | 0.2 | 0.2 | 0.1 | 0.2 | 0.2 | 0.2 | 0.2 | 0.2 | 0.1 | 0.2 | 0.2 | 0.2 |  | 2.4 | 2.4 | 2.4 | 4.4409e-16 |  | 0 | 0 | 0 | 0 | 0
1982-02-02 | 1982 | 2 | 2 | 0.1 | 0.1 | 0.2 | 0.1 | 0.1 | 0.1 | 0.1 | 0.1 | 0.2 | 0.1 | 0.1 | 0.1 | 0.1 | 0.1 | 0.2 | 0.1 | 0.1 | 0.1 | 0.1 | 0.1 | 0.1 | 0.2 | 0.1 | 0.1 |  | 2.8 | 2.8 | 2.8 | 1.3323e-15 |  | 0 | 0 | 0 | 0 | 0
1982-02-03 | 1982 | 2 | 3 | 0 | 0 | 0 | 0 | 0 | 0 | 0 | 0 | 0 | 0 | 0 | 0 | 0 | 0 | 0 | 0 | 0 | 0 | 0 | 0 | 0 | 0 | 0 | 0 |  | 0 | 0 | 0 | 0 |  | 0 | 0 | 0 | 0 | 0
1982-02-04 | 1982 | 2 | 4 | 0 | 0 | 0 | 0 | 0 | 0 | 0 | 0 | 0 | 0 | 0 | 0 | 0 | 0 | 0 | 0 | 0 | 0 | 0 | 0 | 0 | 0 | 0 | 0 |  | 0 | 0 | 0 | 0 |  | 0 | 0 | 0 | 0 | 0
1982-02-05 | 1982 | 2 | 5 | 0 | 0 | 0 | 0 | 0 | 0 | 0 | 0 | 0 | 0 | 0 | 0 | 0 | 0 | 0 | 0 | 0 | 0 | 0 | 0 | 0 | 0 | 0 | 0 |  | 0 | 0 | 0 | 0 |  | 0 | 0 | 0 | 0 | 0
1982-02-06 | 1982 | 2 | 6 | 0 | 0.1 | 0 | 0.1 | 0 | 0 | 0 | 0 | 0 | 0 | 0 | 0 | 0 | 0 | 0 | 0 | 0 | 0 | 0 | 0 | 0 | 0 | 0 | 0 |  | 0.2 | 0.2 | 0.2 | 0 |  | 0 | 0 | 0 | 0 | 0
1982-02-07 | 1982 | 2 | 7 | 0 | 0 | 0 | 0 | 0 | 0 | 0 | 0 | 0 | 0 | 0 | 0 | 0 | 0 | 0 | 0 | 0 | 0 | 0 | 0 | 0 | 0 | 0 | 0 |  | 0 | 0 | 0 | 0 |  | 0 | 0 | 0 | 0 | 0
1982-02-08 | 1982 | 2 | 8 | 0 | 0 | 0 | 0 | 0 | 0 | 0 | 0 | 0 | 0 | 0 | 0 | 0 | 0 | 0 | 0 | 0 | 0 | 0 | 0 | 0 | 0 | 0 | 0 |  | 0 | 0 | 0 | 0 |  | 0 | 0 | 0 | 0 | 0
1982-02-09 | 1982 | 2 | 9 | 0 | 0 | 0 | 0 | 0 | 0 | 0 | 0 | 0 | 0 | 0 | 0 | 0 | 0 | 0 | 0 | 0 | 0 | 0 | 0 | 0 | 0 | 0 | 0 |  | 0 | 0 | 0 | 0 |  | 0 | 0 | 0 | 0 | 0
1982-02-10 | 1982 | 2 | 10 | 0 | 0 | 0 | 0 | 0 | 0 | 0 | 0 | 0 | 0 | 0 | 0 | 0 | 0 | 0 | 0 | 0 | 0 | 0 | 0 | 0.1 | 0 | 0.1 | 0 |  | 0.2 | 0.2 | 0.2 | 0 |  | 0 | 0 | 0 | 0 | 0
1982-02-11 | 1982 | 2 | 11 | 0 | 0.1 | 0 | 0.1 | 0 | 0.1 | 0 | 0 | 0.1 | 0 | 0.1 | 0 | 0 | 0.1 | 0 | 0.1 | 0 | 0 | 0.1 | 0 | 0.1 | 0 | 0.1 | 0 |  | 1 | 1 | 1 | 1.1102e-16 |  | 0 | 0 | 0 | 0 | 0
1982-02-12 | 1982 | 2 | 12 | 0 | 0 | 0 | 0 | 0 | 0.1 | 0 | 0 | 0 | 0 | 0 | 0 | 0 | 0 | 0 | 0 | 0 | 0 | 0.1 | 0 | 0 | 0 | 0 | 0 |  | 0.2 | 0.2 | 0.2 | 0 |  | 0 | 0 | 0 | 0 | 0
1982-02-13 | 1982 | 2 | 13 | 0 | 0 | 0.1 | 0 | 0 | 0 | 0 | 0 | 0.1 | 0 | 0 | 0 | 0 | 0 | 0 | 0 | 0 | 0 | 0 | 0 | 0 | 0 | 0 | 0 |  | 0.2 | 0.2 | 0.2 | 0 |  | 0 | 0 | 0 | 0 | 0
1982-02-14 | 1982 | 2 | 14 | 0 | 0 | 0 | 0 | 0 | 0 | 0 | 0 | 0 | 0 | 0 | 0 | 0 | 0 | 0 | 0 | 0 | 0 | 0 | 0 | 0 | 0 | 0 | 0 |  | 0 | 0 | 0 | 0 |  | 0 | 0 | 0 | 0 | 0
1982-02-15 | 1982 | 2 | 15 | 0 | 0 | 0.1 | 0 | 0.1 | 0 | 0 | 0.1 | 0 | 0.1 | 0 | 0 | 0 | 0 | 0 | 0 | 0 | 0 | 0 | 0 | 0 | 0 | 0 | 0 |  | 0.4 | 0.4 | 0.4 | 0 |  | 0 | 0 | 0 | 0 | 0
1982-02-16 | 1982 | 2 | 16 | 0 | 0 | 0 | 0 | 0 | 0 | 0 | 0 | 0 | 0 | 0 | 0 | 0 | 0 | 0 | 0 | 0 | 0 | 0 | 0 | 0 | 0 | 0 | 0 |  | 0 | 0 | 0 | 0 |  | 0 | 0 | 0 | 0 | 0
1982-02-17 | 1982 | 2 | 17 | 0 | 0 | 0 | 0 | 0 | 0 | 0 | 0 | 0 | 0 | 0 | 0 | 0 | 0 | 0 | 0 | 0 | 0 | 0 | 0 | 0 | 0 | 0 | 0 |  | 0 | 0 | 0 | 0 |  | 0 | 0 | 0 | 0 | 0
1982-02-18 | 1982 | 2 | 18 | 0 | 0 | 0 | 0 | 0 | 0 | 0 | 0 | 0 | 0 | 0 | 0 | 0 | 0 | 0 | 0 | 0 | 0 | 0 | 0 | 0 | 0 | 0 | 0 |  | 0 | 0 | 0 | 0 |  | 0 | 0 | 0 | 0 | 0
1982-02-19 | 1982 | 2 | 19 | 0 | 0 | 0 | 0 | 0 | 0 | 0 | 0 | 0 | 0 | 0 | 0 | 0 | 0 | 0 | 0 | 0 | 0 | 0 | 0 | 0 | 0 | 0 | 0 |  | 0 | 0 | 0 | 0 |  | 0 | 0 | 0 | 0 | 0
1982-02-20 | 1982 | 2 | 20 | 0 | 0 | 0 | 0 | 0 | 0 | 0 | 0 | 0 | 0 | 0 | 0 | 0 | 0 | 0 | 0 | 0 | 0 | 0 | 0 | 0 | 0 | 0 | 0 |  | 0 | 0 | 0 | 0 |  | 0 | 0 | 0 | 0 | 0
1982-02-21 | 1982 | 2 | 21 | 0 | 0 | 0.6 | 0.6 | 0 | 0 | 0 | 0 | 0 | 0 | 0 | 0 | 0 | 0 | 0 | 0 | 0 | 0 | 0 | 0 | 0 | 0 | 0 | 0 |  | 1.2 | 1.2 | 1.2 | 0 |  | 0 | 0 | 0 | 0 | 0
1982-02-22 | 1982 | 2 | 22 | 0 | 0 | 0 | 0 | 0 | 0 | 0 | 0 | 0 | 0 | 0 | 0 | 0 | 0 | 0 | 0 | 0 | 0 | 0 | 0 | 0 | 0 | 0 | 0 |  | 0 | 0 | 0 | 0 |  | 0 | 0 | 0 | 0 | 0
1982-02-23 | 1982 | 2 | 23 | 0.1 | 0 | 0 | 0 | 0.1 | 0.1 | 0.1 | 0 | 0.1 | 0.1 | 0.1 | 0 | 0.1 | 0.1 | 0 | 0.1 | 0.1 | 0.1 | 0 | 0.1 | 0.1 | 0.1 | 0 | 0.1 |  | 1.6 | 1.6 | 1.6 | 2.2204e-16 |  | 0 | 0 | 0 | 0 | 0
1982-02-24 | 1982 | 2 | 24 | 0 | 0 | 0 | 0 | 0 | 0 | 0 | 0 | 0 | 0 | 0 | 0 | 0 | 0 | 0 | 0 | 0 | 0 | 0 | 0 | 0 | 0 | 0 | 0 |  | 0 | 0 | 0 | 0 |  | 0 | 0 | 0 | 0 | 0
1982-02-25 | 1982 | 2 | 25 | 0 | 0 | 0 | 0 | 0.1 | 0 | 0 | 0 | 0 | 0 | 0 | 0 | 0 | 0 | 0 | 0 | 0 | 0 | 0 | 0.1 | 0 | 0 | 0 | 0 |  | 0.2 | 0.2 | 0.2 | 0 |  | 0 | 0 | 0 | 0 | 0
1982-02-26 | 1982 | 2 | 26 | 0 | 0 | 0 | 0 | 0 | 0 | 0 | 0 | 0 | 0 | 0 | 0 | 0 | 0 | 0 | 0 | 0 | 0 | 0 | 0 | 0 | 0 | 0 | 0 |  | 0 | 0 | 0 | 0 |  | 0 | 0 | 0 | 0 | 0
1982-02-27 | 1982 | 2 | 27 | 0 | 0 | 0 | 0 | 0 | 0 | 0 | 0 | 0 | 0 | 0 | 0 | 0 | 0 | 0 | 0 | 0 | 0 | 0 | 0 | 0 | 0 | 0 | 0 |  | 0 | 0 | 0 | 0 |  | 0 | 0 | 0 | 0 | 0
1982-02-28 | 1982 | 2 | 28 | 0 | 0 | 0 | 0 | 0 | 0 | 0 | 0 | 0 | 0 | 0 | 0 | 0 | 0 | 0 | 0 | 0 | 0 | 0 | 0 | 0 | 0 | 0 | 0 |  | 0 | 0 | 0 | 0 |  | 0 | 0 | 0 | 0 | 0
1982-03-01 | 1982 | 3 | 1 | 0.2 | 0.2 | 0.2 | 0.1 | 0.2 | 0.2 | 0.2 | 0.2 | 0.2 | 0.1 | 0.2 | 0.2 | 0.2 | 0.2 | 0.2 | 0.1 | 0.2 | 0.2 | 0.2 | 0.2 | 0.1 | 0.2 | 0.2 | 0.2 |  | 4.4 | 4.4 | 4.4 | 1.7764e-15 |  | 0 | 0 | 0 | 0 | 0
1982-03-02 | 1982 | 3 | 2 | 0 | 0 | 0 | 0 | 0 | 0 | 0 | 0 | 0 | 0 | 0 | 0 | 0 | 0 | 0 | 0 | 0 | 0 | 0 | 0 | 0 | 0 | 0 | 0 |  | 0 | 0 | 0 | 0 |  | 0 | 0 | 0 | 0 | 0
1982-03-03 | 1982 | 3 | 3 | 0 | 0 | 0 | 0 | 0 | 0 | 0 | 0 | 0 | 0 | 0 | 0 | 0.1 | 0.2 | 0 | 0 | 0 | 0.1 | 0.1 | 0.2 | 0.1 | 0.1 | 0.2 | 0.1 |  | 1.2 | 1.2 | 1.2 | 0 |  | 0 | 0 | 0 | 0 | 0
1982-03-04 | 1982 | 3 | 4 | 0 | 0.1 | 0 | 0 | 0.1 | 0 | 0 | 0.1 | 0 | 0 | 0.1 | 0 | 0 | 0 | 0 | 0 | 0 | 0 | 0 | 0 | 0 | 0 | 0 | 0 |  | 0.4 | 0.4 | 0.4 | 0 |  | 0 | 0 | 0 | 0 | 0
1982-03-05 | 1982 | 3 | 5 | 0 | 0 | 0 | 0 | 0 | 0 | 0 | 0 | 0 | 0 | 0 | 0 | 0 | 0 | 0 | 0 | 0 | 0 | 0 | 0 | 0 | 0.3 | 0.2 | 0.3 |  | 0.8 | 0.8 | 0.8 | 0 |  | 0 | 0 | 0 | 0 | 0
1982-03-06 | 1982 | 3 | 6 | 0.3 | 0.3 | 0.3 | 0.3 | 0.3 | 0.3 | 0 | 0 | 0 | 0 | 0 | 0 | 0 | 0 | 0 | 0 | 0 | 0 | 0 | 0 | 0 | 0 | 0 | 0 |  | 1.8 | 1.8 | 1.8 | 0 |  | 0 | 0 | 0 | 0 | 0
1982-03-07 | 1982 | 3 | 7 | 0 | 0 | 0 | 0 | 0 | 0 | 0 | 0 | 0 | 0 | 0 | 0 | 0 | 0.1 | 0 | 0.1 | 0.1 | 0.1 | 0 | 0.1 | 0.1 | 0.1 | 0 | 0.1 |  | 0.8 | 0.8 | 0.8 | 1.1102e-16 |  | 0 | 0 | 0 | 0 | 0
1982-03-08 | 1982 | 3 | 8 | 0 | 0 | 0 | 0 | 0 | 0 | 0 | 0 | 0 | 0 | 0 | 0 | 0 | 0 | 0 | 0 | 0 | 0 | 0 | 0 | 0 | 0 | 0 | 0 |  | 0 | 0 | 0 | 0 |  | 0 | 0 | 0 | 0 | 0
1982-03-09 | 1982 | 3 | 9 | 0 | 0 | 0 | 0 | 0 | 0 | 0 | 0 | 0 | 0 | 0 | 0 | 0 | 0 | 0 | 0 | 0 | 0 | 0 | 0 | 0 | 0.8 | 0.4 | 0 |  | 1.2 | 1.2 | 1.2 | 2.2204e-16 |  | 0 | 0 | 0 | 0 | 0
1982-03-10 | 1982 | 3 | 10 | 0.1 | 0.1 | 0 | 0 | 0 | 0 | 0 | 0 | 0 | 0 | 0 | 0 | 0 | 0 | 0 | 0 | 0 | 0 | 0 | 0 | 0 | 0 | 0 | 0 |  | 0.2 | 0.2 | 0.2 | 0 |  | 0 | 0 | 0 | 0 | 0
1982-03-11 | 1982 | 3 | 11 | 0 | 0 | 0 | 0 | 0 | 0 | 0 | 0 | 0 | 0 | 0 | 0 | 0 | 0.3 | 0 | 0 | 0.3 | 0.9 | 0.3 | 0.3 | 0 | 0 | 0 | 0 |  | 2.1 | 2.1 | 2.1 | 0 |  | 0 | 0 | 0 | 0 | 0
1982-03-12 | 1982 | 3 | 12 | 0 | 0 | 0 | 0 | 0 | 0 | 0 | 0 | 0 | 0 | 0 | 0 | 0 | 0 | 0 | 0 | 0 | 0 | 0 | 0 | 0 | 0 | 0 | 0 |  | 0 | 0 | 0 | 0 |  | 0 | 0 | 0 | 0 | 0
1982-03-13 | 1982 | 3 | 13 | 0 | 0 | 0 | 0 | 0 | 0 | 0 | 0 | 0 | 0 | 0 | 0 | 0 | 0 | 0 | 0 | 0 | 0 | 0 | 0 | 0 | 0 | 0 | 0 |  | 0 | 0 | 0 | 0 |  | 0 | 0 | 0 | 0 | 0
1982-03-14 | 1982 | 3 | 14 | 0 | 0 | 0 | 0 | 0 | 0 | 0 | 0 | 0 | 0 | 0 | 0 | 0 | 0 | 0 | 0 | 0 | 0 | 0 | 0 | 0 | 0 | 0 | 0 |  | 0 | 0 | 0 | 0 |  | 0 | 0 | 0 | 0 | 0
1982-03-15 | 1982 | 3 | 15 | 0 | 0 | 0 | 0 | 0 | 0 | 0 | 0 | 0 | 0 | 0 | 0 | 0 | 0 | 0 | 0 | 0 | 0 | 0 | 0 | 0 | 0 | 0.1 | 0.1 |  | 0.2 | 0.2 | 0.2 | 0 |  | 0 | 0 | 0 | 0 | 0
1982-03-16 | 1982 | 3 | 16 | 0.1 | 0.1 | 0 | 0.1 | 0.1 | 0.1 | 0.1 | 0.1 | 0 | 0.1 | 0.1 | 0.1 | 0.1 | 0 | 0 | 0 | 0.1 | 0.1 | 0.1 | 0.1 | 0.1 | 0 | 0.1 | 0.1 |  | 1.8 | 1.8 | 1.8 | 4.4409e-16 |  | 0 | 0 | 0 | 0 | 0
1982-03-17 | 1982 | 3 | 17 | 0.1 | 0 | 0.1 | 0.1 | 0 | 0.1 | 0.1 | 0.1 | 0 | 0.1 | 0.1 | 0 | 0.1 | 0.1 | 0 | 0.1 | 0.1 | 0.1 | 0 | 0 | 0.1 | 0.1 | 0 | 0.1 |  | 1.6 | 1.6 | 1.6 | 2.2204e-16 |  | 0 | 0 | 0 | 0 | 0
1982-03-18 | 1982 | 3 | 18 | 0 | 0.1 | 0 | 0 | 0 | 0.1 | 0 | 0 | 0 | 0.1 | 0 | 0 | 0 | 0 | 0 | 0 | 0 | 0 | 0 | 0 | 0 | 0 | 0.1 | 0 |  | 0.4 | 0.4 | 0.4 | 0 |  | 0 | 0 | 0 | 0 | 0
1982-03-19 | 1982 | 3 | 19 | 0 | 0.1 | 0 | 0.1 | 0 | 0 | 0 | 0 | 0 | 0 | 0 | 0 | 0 | 0 | 0 | 0 | 0 | 0 | 0 | 0 | 0 | 0 | 0 | 0 |  | 0.2 | 0.2 | 0.2 | 0 |  | 0 | 0 | 0 | 0 | 0
1982-03-20 | 1982 | 3 | 20 | 0 | 0 | 0 | 0 | 0 | 0 | 0 | 0 | 0 | 0 | 0 | 0 | 0 | 0 | 0 | 0 | 0 | 0 | 0 | 0 | 0 | 0 | 0 | 0 |  | 0 | 0 | 0 | 0 |  | 0 | 0 | 0 | 0 | 0
1982-03-21 | 1982 | 3 | 21 | 0 | 0 | 0 | 0 | 0 | 0 | 0 | 0 | 0 | 0 | 0 | 0 | 0 | 0 | 0 | 0 | 0 | 0 | 0 | 0 | 0 | 0 | 0 | 0 |  | 0 | 0 | 0 | 0 |  | 0 | 0 | 0 | 0 | 0
1982-03-22 | 1982 | 3 | 22 | 0 | 0 | 0 | 0 | 0 | 0 | 0 | 0 | 0 | 0 | 0 | 0 | 0 | 0 | 0 | 0 | 0 | 0 | 0 | 0 | 0 | 0 | 0 | 0 |  | 0 | 0 | 0 | 0 |  | 0 | 0 | 0 | 0 | 0
1982-03-23 | 1982 | 3 | 23 | 0.2 | 0.3 | 0 | 0 | 0 | 0.2 | 0.2 | 0.3 | 0.2 | 0.2 | 0.5 | 0.5 | 0.2 | 0.2 | 0.3 | 0 | 0 | 0 | 0.2 | 0 | 0 | 0 | 0 | 0 |  | 3.5 | 3.5 | 3.5 | 0 |  | 0 | 0 | 0 | 0 | 0
1982-03-24 | 1982 | 3 | 24 | 0 | 0 | 0 | 0 | 0 | 0 | 0 | 0 | 0 | 0 | 0 | 0 | 0 | 0 | 0 | 0 | 0 | 0 | 0 | 0 | 0 | 0 | 0 | 0 |  | 0 | 0 | 0 | 0 |  | 0 | 0 | 0 | 0 | 0
1982-03-25 | 1982 | 3 | 25 | 0 | 0 | 0 | 0 | 0 | 0 | 0 | 0 | 0 | 0 | 0 | 0 | 0 | 0 | 0 | 0 | 0 | 0 | 0 | 0 | 0 | 0 | 0 | 0 |  | 0 | 0 | 0 | 0 |  | 0 | 0 | 0 | 0 | 0
1982-03-26 | 1982 | 3 | 26 | 0 | 0 | 0 | 0 | 0 | 0 | 0 | 0 | 0 | 0 | 0 | 0 | 0 | 0 | 0 | 0 | 0 | 0 | 0 | 0 | 0 | 0 | 0 | 0 |  | 0 | 0 | 0 | 0 |  | 0 | 0 | 0 | 0 | 0
1982-03-27 | 1982 | 3 | 27 | 0 | 0 | 0 | 0 | 0 | 0 | 0 | 0 | 0 | 0 | 0 | 0 | 0 | 0 | 0 | 0 | 0 | 0 | 0 | 0 | 0 | 0 | 0 | 0 |  | 0 | 0 | 0 | 0 |  | 0 | 0 | 0 | 0 | 0
1982-03-28 | 1982 | 3 | 28 | 0 | 0 | 0 | 0 | 0 | 0 | 0 | 0 | 0 | 0 | 0 | 0 | 0 | 0 | 0.1 | 0.1 | 0.2 | 0.1 | 0.1 | 0 | 0 | 0 | 0 | 0 |  | 0.6 | 0.6 | 0.6 | 0 |  | 0 | 0 | 0 | 0 | 0
1982-03-29 | 1982 | 3 | 29 | 0 | 0 | 0 | 0 | 0 | 0 | 0 | 0 | 0 | 0 | 0 | 0 | 0 | 0 | 0 | 0 | 0 | 0 | 0 | 0 | 0 | 0 | 0 | 0 |  | 0 | 0 | 0 | 0 |  | 0 | 0 | 0 | 0 | 0
1982-03-30 | 1982 | 3 | 30 | 0 | 0 | 0 | 0 | 0 | 0 | 0 | 0 | 0 | 0.1 | 0 | 0.1 | 0 | 0 | 0 | 0 | 0 | 0 | 0 | 0 | 0 | 0 | 0 | 0 |  | 0.2 | 0.2 | 0.2 | 0 |  | 0 | 0 | 0 | 0 | 0
1982-03-31 | 1982 | 3 | 31 | 0 | 0 | 0.2 | 0.3 | 0.2 | 0.3 | 0.2 | 0.3 | 0.2 | 0.2 | 0.3 | 0.2 | 0.3 | 0.2 | 0.3 | 0.2 | 0.3 | 0.4 | 0.3 | 0.2 | 0.3 | 0.2 | 0.3 | 0.2 |  | 5.6 | 5.6 | 5.6 | 0 |  | 0 | 0 | 0 | 0 | 0
1982-04-01 | 1982 | 4 | 1 | 0 | 0.1 | 0 | 0 | 0.1 | 0 | 0 | 0 | 0.1 | 0 | 0 | 0 | 0 | 0 | 0 | 0 | 0 | 0 | 0 | 0 | 0 | 0 | 0.1 | 0 |  | 0.4 | 0.4 | 0.4 | 0 |  | 0 | 0 | 0 | 0 | 0
1982-04-02 | 1982 | 4 | 2 | 0 | 0 | 0.1 | 0 | 0 | 0 | 0 | 0.1 | 0 | 0 | 0 | 0 | 0 | 0 | 0 | 0 | 0.1 | 0 | 0 | 0 | 0 | 0.1 | 0 | 0 |  | 0.4 | 0.4 | 0.4 | 0 |  | 0 | 0 | 0 | 0 | 0
1982-04-03 | 1982 | 4 | 3 | 0.1 | 0.1 | 0.1 | 0.1 | 0.1 | 0.2 | 0.1 | 0.1 | 0.1 | 0.1 | 0.1 | 0.1 | 0.1 | 0.1 | 0.1 | 0.1 | 0.1 | 0.1 | 0.2 | 0.1 | 0.1 | 0.1 | 0.1 | 0.1 |  | 2.6 | 2.6 | 2.6 | 8.8818e-16 |  | 0 | 0 | 0 | 0 | 0
1982-04-04 | 1982 | 4 | 4 | 0 | 0.1 | 0 | 0 | 0 | 0.1 | 0 | 0 | 0 | 0.1 | 0 | 0 | 0 | 0 | 0.1 | 0 | 0 | 0 | 0.1 | 0 | 0 | 0 | 0.1 | 0 |  | 0.6 | 0.6 | 0.6 | 0 |  | 0 | 0 | 0 | 0 | 0
1982-04-05 | 1982 | 4 | 5 | 0.1 | 0.2 | 0.1 | 0.2 | 0.1 | 0 | 0 | 0 | 0.1 | 0.2 | 0 | 0 | 0 | 0 | 0 | 0.1 | 0.1 | 0.2 | 0.1 | 0.2 | 0.1 | 0.1 | 0.2 | 0.1 |  | 2.2 | 2.2 | 2.2 | 4.4409e-16 |  | 0 | 0 | 0 | 0 | 0
1982-04-06 | 1982 | 4 | 6 | 0.1 | 0.2 | 0.1 | 0.1 | 0.1 | 0.2 | 0.1 | 0.1 | 0.1 | 0.2 | 0.1 | 0.1 | 0.1 | 0.2 | 0.1 | 0.1 | 0.1 | 0.1 | 0.2 | 0.1 | 0.1 | 0.1 | 0.2 | 0.1 |  | 3 | 3 | 3 | 1.3323e-15 |  | 0 | 0 | 0 | 0 | 0
1982-04-07 | 1982 | 4 | 7 | 0 | 0 | 0 | 0 | 0 | 0 | 0 | 0 | 0 | 0 | 0 | 0 | 0 | 0 | 0 | 0 | 0 | 0 | 0 | 0 | 0 | 0 | 0 | 0 |  | 0 | 0 | 0 | 0 |  | 0 | 0 | 0 | 0 | 0
1982-04-08 | 1982 | 4 | 8 | 0 | 0 | 0 | 0 | 0 | 0 | 0 | 0 | 0 | 0 | 0 | 0 | 0 | 0 | 0 | 0 | 0 | 0 | 0 | 0.2 | 0.1 | 0.2 | 0.1 | 0.2 |  | 0.8 | 0.8 | 0.8 | 0 |  | 0 | 0 | 0 | 0 | 0
1982-04-09 | 1982 | 4 | 9 | 0 | 0 | 0 | 0 | 0 | 0 | 0 | 0 | 0 | 0 | 0 | 0 | 0 | 0 | 0 | 0 | 0 | 0 | 0 | 0 | 0 | 0 | 0 | 0 |  | 0 | 0 | 0 | 0 |  | 0 | 0 | 0 | 0 | 0
1982-04-10 | 1982 | 4 | 10 | 0 | 0 | 0 | 0 | 0 | 0 | 0 | 0 | 0 | 0 | 0 | 0 | 0 | 0 | 0 | 0 | 0 | 0 | 0 | 0 | 0 | 0 | 0 | 0 |  | 0 | 0 | 0 | 0 |  | 0 | 0 | 0 | 0 | 0
1982-04-11 | 1982 | 4 | 11 | 0 | 0 | 0 | 0 | 0 | 0 | 0 | 0 | 0 | 0 | 0 | 0 | 0 | 0 | 0 | 0 | 0 | 0 | 0 | 0 | 0 | 0 | 0 | 0 |  | 0 | 0 | 0 | 0 |  | 0 | 0 | 0 | 0 | 0
1982-04-12 | 1982 | 4 | 12 | 0 | 0 | 0 | 0 | 0 | 0 | 0 | 0 | 0 | 0 | 0 | 0 | 0 | 0 | 0 | 0 | 0 | 0 | 0 | 0 | 0 | 0 | 0 | 0 |  | 0 | 0 | 0 | 0 |  | 0 | 0 | 0 | 0 | 0
1982-04-13 | 1982 | 4 | 13 | 0 | 0 | 0 | 0 | 0 | 0 | 0 | 0 | 0 | 0 | 0 | 0 | 0 | 0 | 0 | 0 | 0 | 0 | 0 | 0 | 0 | 0 | 0 | 0 |  | 0 | 0 | 0 | 0 |  | 0 | 0 | 0 | 0 | 0
1982-04-14 | 1982 | 4 | 14 | 0 | 0 | 0 | 0 | 0 | 0 | 0 | 0 | 0 | 0 | 0 | 0 | 0 | 0 | 0 | 0 | 0 | 0 | 0 | 0 | 0 | 0 | 0 | 0 |  | 0 | 0 | 0 | 0 |  | 0 | 0 | 0 | 0 | 0
1982-04-15 | 1982 | 4 | 15 | 0 | 0 | 0 | 0 | 0 | 0 | 0 | 0 | 0 | 0 | 0 | 0 | 0 | 0 | 0 | 0 | 0 | 0 | 0 | 0 | 0 | 0 | 0 | 0 |  | 0 | 0 | 0 | 0 |  | 0 | 0 | 0 | 0 | 0
1982-04-16 | 1982 | 4 | 16 | 0 | 0 | 0 | 0 | 0 | 0 | 0 | 0 | 0 | 0 | 0 | 0 | 0 | 0 | 0 | 0 | 0 | 0 | 0 | 0 | 0 | 0 | 0 | 0 |  | 0 | 0 | 0 | 0 |  | 0 | 0 | 0 | 0 | 0
1982-04-17 | 1982 | 4 | 17 | 0 | 0 | 0 | 0 | 0 | 0 | 0 | 0 | 0 | 0 | 0 | 0 | 0 | 0 | 0 | 0 | 0 | 0 | 0 | 0 | 0 | 0 | 0 | 0 |  | 0 | 0 | 0 | 0 |  | 0 | 0 | 0 | 0 | 0
1982-04-18 | 1982 | 4 | 18 | 0.2 | 0.2 | 0.2 | 0.2 | 0.2 | 0.2 | 0 | 0 | 0 | 0 | 0 | 0 | 0 | 0 | 0 | 0 | 0 | 0 | 0 | 0 | 0 | 0 | 0 | 0 |  | 1.2 | 1.2 | 1.2 | 0 |  | 0 | 0 | 0 | 0 | 0
1982-04-19 | 1982 | 4 | 19 | 0 | 0 | 0 | 0 | 0 | 0 | 0 | 0 | 0 | 0 | 0 | 0 | 0 | 0 | 0 | 0 | 0 | 0 | 0 | 0 | 0 | 0 | 0 | 0 |  | 0 | 0 | 0 | 0 |  | 0 | 0 | 0 | 0 | 0
1982-04-20 | 1982 | 4 | 20 | 0 | 0 | 0 | 0 | 0 | 0 | 0 | 0 | 0 | 0 | 0 | 0 | 0 | 0 | 0 | 0 | 0 | 0 | 0 | 0 | 0 | 0 | 0 | 0 |  | 0 | 0 | 0 | 0 |  | 0 | 0 | 0 | 0 | 0
1982-04-21 | 1982 | 4 | 21 | 0 | 0 | 0 | 0 | 0 | 0 | 0 | 0 | 0 | 0 | 0 | 0 | 0 | 0 | 0 | 0 | 0 | 0 | 0 | 0 | 0 | 0 | 0 | 0 |  | 0 | 0 | 0 | 0 |  | 0 | 0 | 0 | 0 | 0
1982-04-22 | 1982 | 4 | 22 | 0 | 0 | 0 | 0 | 0 | 0 | 0 | 0 | 0 | 0 | 0 | 0 | 0 | 0 | 0 | 0 | 0 | 0 | 0 | 0 | 0 | 0 | 0 | 0 |  | 0 | 0 | 0 | 0 |  | 0 | 0 | 0 | 0 | 0
1982-04-23 | 1982 | 4 | 23 | 0 | 0 | 0 | 0 | 0 | 0 | 0 | 0 | 0 | 0 | 0 | 0 | 0 | 0 | 0 | 0 | 0 | 0 | 0 | 0 | 0 | 0 | 0 | 0 |  | 0 | 0 | 0 | 0 |  | 0 | 0 | 0 | 0 | 0
1982-04-24 | 1982 | 4 | 24 | 0.2 | 0.1 | 0.2 | 0.1 | 0.2 | 0 | 0 | 0 | 0 | 0 | 0 | 0 | 0 | 0 | 0 | 0 | 0 | 0 | 0 | 0 | 0 | 0 | 0 | 0 |  | 0.8 | 0.8 | 0.8 | 0 |  | 0 | 0 | 0 | 0 | 0
1982-04-25 | 1982 | 4 | 25 | 0 | 0 | 0 | 0 | 0 | 0 | 0 | 0 | 0 | 0 | 0 | 0 | 0 | 0 | 0 | 0 | 0 | 0 | 0 | 0 | 0 | 0 | 0 | 0 |  | 0 | 0 | 0 | 0 |  | 0 | 0 | 0 | 0 | 0
1982-04-26 | 1982 | 4 | 26 | 0 | 0 | 0 | 0 | 0 | 0 | 0 | 0 | 0 | 0 | 0 | 0 | 0 | 0 | 0 | 0 | 0 | 0 | 0 | 0 | 0 | 0 | 0 | 0 |  | 0 | 0 | 0 | 0 |  | 0 | 0 | 0 | 0 | 0
1982-04-27 | 1982 | 4 | 27 | 0 | 0 | 0 | 0 | 0 | 0 | 0 | 0 | 0 | 0 | 0 | 0 | 0 | 0 | 0 | 0 | 0 | 0 | 0 | 0 | 0 | 0 | 0 | 0 |  | 0 | 0 | 0 | 0 |  | 0 | 0 | 0 | 0 | 0
1982-04-28 | 1982 | 4 | 28 | 0 | 0 | 0 | 0 | 0 | 0 | 0 | 0 | 0 | 0 | 0 | 0 | 0 | 0 | 0 | 0 | 0 | 0 | 0 | 0 | 0 | 0 | 0 | 0 |  | 0 | 0 | 0 | 0 |  | 0 | 0 | 0 | 0 | 0
1982-04-29 | 1982 | 4 | 29 | 0 | 0 | 0 | 0 | 0 | 0 | 0 | 0 | 0 | 0 | 0 | 0 | 0 | 0 | 0 | 0 | 0 | 0 | 0 | 0 | 0 | 0 | 0 | 0 |  | 0 | 0 | 0 | 0 |  | 0 | 0 | 0 | 0 | 0
1982-04-30 | 1982 | 4 | 30 | 0 | 0 | 0 | 0 | 0 | 0 | 0 | 0 | 0 | 0 | 0 | 0 | 0 | 0 | 0 | 0 | 0 | 0 | 0 | 0 | 0 | 0 | 0 | 0 |  | 0 | 0 | 0 | 0 |  | 0 | 0 | 0 | 0 | 0
1982-05-01 | 1982 | 5 | 1 | 0 | 0 | 0 | 0 | 0 | 0 | 0 | 0 | 0 | 0 | 0 | 0 | 0 | 0 | 0 | 0 | 0 | 0 | 0 | 0 | 0 | 0 | 0 | 0 |  | 0 | 0 | 0 | 0 |  | 0 | 0 | 0 | 0 | 0
1982-05-02 | 1982 | 5 | 2 | 0 | 0 | 0 | 0 | 0 | 0 | 0 | 0 | 0 | 0 | 0 | 0 | 0 | 0 | 0 | 0 | 0 | 0 | 0 | 0 | 0 | 0 | 0 | 0 |  | 0 | 0 | 0 | 0 |  | 0 | 0 | 0 | 0 | 0
1982-05-03 | 1982 | 5 | 3 | 0 | 0 | 0 | 0 | 0 | 0 | 1.4 | 0 | 0 | 0 | 0 | 1.4 | 0 | 0 | 1.4 | 0 | 0 | 0 | 0 | 0 | 0 | 0 | 1.4 | 0 |  | 5.6 | 5.6 | 5.6 | 0 |  | 5.6 | 0 | 0 | 0 | 0
1982-05-04 | 1982 | 5 | 4 | 0 | 0 | 0 | 0 | 0 | 0 | 0 | 0 | 0 | 0 | 0 | 0 | 0 | 0 | 0 | 0 | 0 | 0 | 0 | 0 | 0 | 0 | 0 | 0 |  | 0 | 0 | 0 | 0 |  | 0 | 0 | 0 | 0 | 0
1982-05-05 | 1982 | 5 | 5 | 0 | 0 | 0 | 0 | 0 | 0 | 0 | 0 | 0 | 0 | 0 | 0 | 0 | 0 | 0 | 0 | 0 | 0 | 0 | 0 | 0 | 0 | 0 | 0 |  | 0 | 0 | 0 | 0 |  | 0 | 0 | 0 | 0 | 0
1982-05-06 | 1982 | 5 | 6 | 0 | 0 | 0 | 0 | 0 | 0 | 0 | 0 | 0 | 0 | 0 | 0 | 0 | 0 | 0 | 0 | 0 | 0 | 0 | 1.2 | 1.3 | 1.2 | 1.3 | 1.2 |  | 6.2 | 6.2 | 6.2 | 0 |  | 6.2 | 0 | 0 | 0 | 0
1982-05-07 | 1982 | 5 | 7 | 0.7 | 0 | 0 | 0 | 0 | 0 | 0 | 0.8 | 0.7 | 0.7 | 1.5 | 1.4 | 1.5 | 1.4 | 1.5 | 1.4 | 0.8 | 1.4 | 0.8 | 0.7 | 0.7 | 0.7 | 0.8 | 0.7 |  | 18.2 | 18.2 | 18.2 | 3.5527e-15 |  | 18.2 | 0 | 0 | 0 | 0
1982-05-08 | 1982 | 5 | 8 | 0.1 | 0.2 | 0.1 | 0 | 0.1 | 0.1 | 0.2 | 0.1 | 0.1 | 0 | 0 | 0 | 0 | 0 | 0 | 0 | 0 | 0 | 0 | 0 | 0 | 0 | 0 | 0 |  | 1 | 1 | 1 | 0 |  | 1 | 0 | 0 | 0 | 0
1982-05-09 | 1982 | 5 | 9 | 0 | 0 | 0 | 0 | 0 | 0 | 0 | 0 | 0 | 0 | 0 | 0 | 0 | 0 | 0 | 0 | 0 | 0 | 0 | 0 | 0 | 0 | 0 | 0 |  | 0 | 0 | 0 | 0 |  | 0 | 0 | 0 | 0 | 0
1982-05-10 | 1982 | 5 | 10 | 0 | 0 | 0 | 0 | 0 | 0 | 0 | 0 | 0 | 0 | 0 | 0 | 0 | 0 | 0 | 0 | 0 | 0 | 0 | 0 | 0 | 0 | 0 | 0 |  | 0 | 0 | 0 | 0 |  | 0 | 0 | 0 | 0 | 0
1982-05-11 | 1982 | 5 | 11 | 0 | 0 | 0 | 0 | 0 | 0 | 0 | 0 | 0 | 0 | 0 | 0 | 0 | 0 | 0 | 0 | 0 | 0 | 0 | 0 | 0 | 0 | 0 | 0 |  | 0 | 0 | 0 | 0 |  | 0 | 0 | 0 | 0 | 0
1982-05-12 | 1982 | 5 | 12 | 0 | 0 | 0 | 0 | 0 | 0 | 0 | 0 | 0 | 0 | 0 | 0 | 0 | 0 | 0 | 0 | 0 | 0 | 0 | 0 | 0 | 2.6 | 0.6 | 0 |  | 3.2 | 3.2 | 3.2 | 0 |  | 3.2 | 0 | 0 | 0 | 0
1982-05-13 | 1982 | 5 | 13 | 0 | 0 | 0 | 0 | 0 | 0 | 0 | 0 | 0 | 0 | 0 | 0 | 0 | 0 | 0 | 0 | 0 | 0 | 0 | 0 | 0 | 0 | 0 | 0 |  | 0 | 0 | 0 | 0 |  | 0 | 0 | 0 | 0 | 0
1982-05-14 | 1982 | 5 | 14 | 0 | 0 | 0 | 0 | 0 | 0 | 0 | 0 | 0 | 0 | 0 | 0 | 0 | 0 | 0 | 0 | 0 | 0 | 0 | 0 | 0 | 0 | 0 | 0 |  | 0 | 0 | 0 | 0 |  | 0 | 0 | 0 | 0 | 0
1982-05-15 | 1982 | 5 | 15 | 0 | 0 | 0 | 0 | 0 | 0 | 0 | 0 | 0 | 0 | 0 | 0 | 0 | 0 | 0 | 0 | 0 | 0 | 0 | 0 | 0 | 0 | 0.4 | 10 |  | 10.4 | 10.4 | 10.4 | 0 |  | 10.4 | 0 | 0 | 0 | 0
1982-05-16 | 1982 | 5 | 16 | 0.7 | 0.7 | 0.7 | 0.3 | 0 | 0 | 0 | 0 | 0 | 0 | 0 | 0 | 0 | 0 | 0 | 0 | 0 | 0 | 0 | 0 | 0 | 0 | 0 | 0 |  | 2.4 | 2.4 | 2.4 | 4.4409e-16 |  | 2.4 | 0 | 0 | 0 | 0
1982-05-17 | 1982 | 5 | 17 | 0 | 0 | 0 | 0 | 0 | 0 | 0 | 0 | 0 | 0 | 0 | 0 | 0 | 0 | 0 | 0 | 0 | 0 | 0 | 0 | 0 | 0 | 0 | 0 |  | 0 | 0 | 0 | 0 |  | 0 | 0 | 0 | 0 | 0
1982-05-18 | 1982 | 5 | 18 | 0 | 0 | 0 | 0 | 0 | 0 | 0 | 0 | 0 | 0 | 0 | 0 | 0 | 0 | 0 | 1.7 | 1.5 | 1.3 | 0.9 | 0 | 0 | 0 | 0 | 0 |  | 5.4 | 5.4 | 5.4 | 0 |  | 5.4 | 0 | 0 | 0 | 0
1982-05-19 | 1982 | 5 | 19 | 0 | 0 | 0 | 0 | 0 | 0 | 0 | 0 | 0 | 0 | 0 | 0 | 0 | 0 | 0 | 0 | 0 | 0 | 0 | 0 | 0 | 0 | 0 | 0 |  | 0 | 0 | 0 | 0 |  | 0 | 0 | 0 | 0 | 0
1982-05-20 | 1982 | 5 | 20 | 0 | 0 | 0 | 0 | 0 | 0 | 0 | 0 | 0 | 0 | 0 | 0 | 0 | 0 | 0 | 0 | 0 | 0 | 0 | 0 | 0 | 0 | 0 | 0 |  | 0 | 0 | 0 | 0 |  | 0 | 0 | 0 | 0 | 0
1982-05-21 | 1982 | 5 | 21 | 0 | 0 | 0 | 0 | 0 | 0 | 0 | 0 | 0 | 0 | 0 | 0 | 0 | 0 | 0 | 0 | 0 | 0 | 0 | 0 | 0 | 0 | 0 | 0 |  | 0 | 0 | 0 | 0 |  | 0 | 0 | 0 | 0 | 0
1982-05-22 | 1982 | 5 | 22 | 0 | 0 | 0 | 0 | 0 | 0 | 0 | 0 | 0 | 0 | 0 | 0 | 0 | 0 | 0 | 0 | 0 | 0 | 0 | 0.4 | 0.2 | 0 | 0 | 0 |  | 0.6 | 0.6 | 0.6 | 1.1102e-16 |  | 0.6 | 0 | 0 | 0 | 0
1982-05-23 | 1982 | 5 | 23 | 0 | 0 | 0 | 0 | 0 | 0 | 0 | 0 | 0 | 0 | 0 | 0 | 0 | 0 | 0 | 0 | 0 | 0 | 0 | 0 | 0 | 0 | 0 | 0 |  | 0 | 0 | 0 | 0 |  | 0 | 0 | 0 | 0 | 0
1982-05-24 | 1982 | 5 | 24 | 0 | 0 | 0 | 0 | 0 | 0 | 0 | 0 | 0 | 0 | 0 | 0 | 0 | 0 | 0 | 0 | 0 | 0 | 0 | 0 | 0 | 0 | 0 | 0 |  | 0 | 0 | 0 | 0 |  | 0 | 0 | 0 | 0 | 0
1982-05-25 | 1982 | 5 | 25 | 0 | 0 | 0 | 0 | 0 | 0 | 0 | 0 | 0 | 0 | 0 | 0 | 0 | 0 | 0 | 0.2 | 0.4 | 0 | 0 | 0 | 0 | 0 | 0 | 0 |  | 0.6 | 0.6 | 0.6 | 1.1102e-16 |  | 0.6 | 0 | 0 | 0 | 0
1982-05-26 | 1982 | 5 | 26 | 0 | 0 | 0 | 0 | 0 | 0 | 0 | 0 | 0 | 0 | 0 | 0 | 0 | 0 | 0.2 | 1.5 | 0.8 | 1.1 | 1.3 | 2.2 | 2.4 | 2.4 | 2.2 | 1.1 |  | 15.2 | 15.2 | 15.2 | 1.7764e-15 |  | 15.2 | 0 | 0 | 0 | 0
1982-05-27 | 1982 | 5 | 27 | 1.1 | 1.7 | 1.3 | 0.8 | 2.2 | 1.7 | 0.8 | 1.1 | 1.1 | 0.6 | 0 | 0.4 | 0.2 | 0 | 0 | 0 | 0 | 0 | 0 | 0 | 0 | 0 | 0 | 0 |  | 13 | 13 | 13 | 1.7764e-15 |  | 13 | 0 | 0 | 0 | 0
1982-05-28 | 1982 | 5 | 28 | 0 | 0 | 0 | 0 | 0 | 0 | 0 | 0 | 0 | 0 | 0 | 0 | 0 | 0 | 0 | 0 | 0 | 0 | 0 | 0 | 0 | 0 | 0 | 0 |  | 0 | 0 | 0 | 0 |  | 0 | 0 | 0 | 0 | 0
1982-05-29 | 1982 | 5 | 29 | 0 | 0 | 0 | 0 | 0 | 0 | 0 | 0 | 0 | 0 | 0 | 0 | 0 | 0 | 0 | 0 | 0 | 0 | 0 | 0 | 0 | 0 | 0 | 0 |  | 0 | 0 | 0 | 0 |  | 0 | 0 | 0 | 0 | 0
1982-05-30 | 1982 | 5 | 30 | 0 | 0 | 0 | 0 | 0 | 0 | 0 | 0 | 0 | 0 | 0 | 0 | 0 | 0 | 0 | 0 | 0 | 0 | 0 | 0 | 0 | 0 | 0 | 0 |  | 0 | 0 | 0 | 0 |  | 0 | 0 | 0 | 0 | 0
1982-05-31 | 1982 | 5 | 31 | 0 | 0 | 0 | 0 | 0 | 0 | 0 | 0 | 0 | 0 | 0 | 0 | 0 | 0 | 0 | 0 | 0 | 0 | 0 | 0 | 0 | 0 | 0 | 0 |  | 0 | 0 | 0 | 0 |  | 0 | 0 | 0 | 0 | 0
1982-06-01 | 1982 | 6 | 1 | 0 | 0 | 0 | 0 | 0 | 0 | 0 | 0 | 0 | 0 | 0 | 0 | 0 | 0 | 0 | 0 | 0 | 0 | 0 | 0 | 0 | 0 | 0 | 0 |  | 0 | 0 | 0 | 0 |  | 0 | 0 | 0 | 0 | 0
1982-06-02 | 1982 | 6 | 2 | 0 | 0 | 0 | 0 | 0 | 0 | 0 | 0 | 0 | 0 | 0 | 0 | 0 | 0 | 0 | 0 | 0 | 0 | 0 | 0 | 0 | 0 | 0 | 0 |  | 0 | 0 | 0 | 0 |  | 0 | 0 | 0 | 0 | 0
1982-06-03 | 1982 | 6 | 3 | 0 | 0 | 0 | 0 | 0 | 0 | 0 | 0 | 0 | 0 | 0 | 0 | 0 | 0 | 0 | 0 | 4 | 0 | 0 | 0 | 0 | 0 | 0 | 0 |  | 4 | 4 | 4 | 0 |  | 0 | 4 | 0 | 0 | 0
1982-06-04 | 1982 | 6 | 4 | 0 | 0 | 0 | 0 | 0 | 0 | 0 | 0 | 0 | 0 | 0 | 0 | 0 | 0 | 0 | 2.8 | 0 | 0 | 0 | 0 | 0 | 0 | 0 | 0 |  | 2.8 | 2.8 | 2.8 | 0 |  | 0 | 2.8 | 0 | 0 | 0
1982-06-05 | 1982 | 6 | 5 | 0 | 0 | 0 | 0 | 0 | 0 | 0 | 0.6 | 0.9 | 0 | 0 | 0 | 0 | 0 | 0 | 0 | 0.4 | 0.4 | 0.9 | 1.3 | 1.9 | 0.4 | 0.2 | 0.6 |  | 7.6 | 7.6 | 7.6 | 8.8818e-16 |  | 0 | 7.6 | 0 | 0 | 0
1982-06-06 | 1982 | 6 | 6 | 0 | 0 | 0.3 | 0.5 | 0.3 | 0.5 | 0 | 0 | 0 | 0 | 0 | 0.3 | 0.3 | 0 | 0 | 0 | 1.9 | 0.8 | 0.5 | 0.5 | 0.5 | 1.1 | 0.3 | 0 |  | 7.8 | 7.8 | 7.8 | 0 |  | 0 | 7.8 | 0 | 0 | 0
1982-06-07 | 1982 | 6 | 7 | 0 | 0.6 | 0.5 | 0 | 0 | 0.5 | 0 | 0 | 0 | 0 | 0 | 0 | 0 | 0 | 0 | 0 | 0 | 0 | 0 | 0 | 0 | 0 | 0 | 0 |  | 1.6 | 1.6 | 1.6 | 0 |  | 0 | 1.6 | 0 | 0 | 0
1982-06-08 | 1982 | 6 | 8 | 0 | 0 | 0 | 0 | 0 | 0 | 0 | 0 | 0 | 0 | 0 | 0 | 0 | 0 | 0 | 0 | 0 | 0 | 0 | 0 | 0 | 0 | 0.2 | 0 |  | 0.2 | 0.2 | 0.2 | 0 |  | 0 | 0.2 | 0 | 0 | 0
1982-06-09 | 1982 | 6 | 9 | 0 | 0 | 0 | 0 | 0 | 0 | 0 | 0 | 0 | 0 | 0 | 0 | 0 | 0 | 0 | 0 | 0.6 | 0 | 0 | 0 | 0 | 0 | 0 | 0 |  | 0.6 | 0.6 | 0.6 | 0 |  | 0 | 0.6 | 0 | 0 | 0
1982-06-10 | 1982 | 6 | 10 | 0 | 0 | 0 | 0 | 0 | 0 | 0 | 0 | 0 | 0 | 0 | 0 | 0 | 0 | 0 | 0 | 0 | 0 | 0 | 0 | 0 | 0 | 0 | 0 |  | 0 | 0 | 0 | 0 |  | 0 | 0 | 0 | 0 | 0
1982-06-11 | 1982 | 6 | 11 | 0 | 0 | 0 | 0 | 0 | 0 | 0 | 0 | 0 | 0 | 0 | 0 | 0 | 0 | 0 | 0 | 0 | 0 | 0 | 0 | 0 | 0 | 0 | 0 |  | 0 | 0 | 0 | 0 |  | 0 | 0 | 0 | 0 | 0
1982-06-12 | 1982 | 6 | 12 | 0 | 0 | 0 | 0 | 0 | 0 | 0 | 0 | 0 | 0 | 0 | 0 | 0 | 0 | 0 | 0 | 0 | 0 | 0 | 0 | 0 | 0 | 0 | 0 |  | 0 | 0 | 0 | 0 |  | 0 | 0 | 0 | 0 | 0
1982-06-13 | 1982 | 6 | 13 | 0 | 0 | 0 | 0 | 0 | 0 | 0 | 0 | 0 | 0 | 0 | 0 | 0 | 0 | 0 | 0 | 0 | 0 | 0 | 0 | 0 | 0 | 0 | 0 |  | 0 | 0 | 0 | 0 |  | 0 | 0 | 0 | 0 | 0
1982-06-14 | 1982 | 6 | 14 | 0 | 0 | 0 | 0 | 0 | 0 | 0 | 0 | 0 | 0 | 0 | 0 | 0 | 0 | 0 | 0 | 0 | 0 | 0 | 0 | 0 | 0 | 0 | 0 |  | 0 | 0 | 0 | 0 |  | 0 | 0 | 0 | 0 | 0
1982-06-15 | 1982 | 6 | 15 | 0 | 0 | 0 | 0 | 0 | 0 | 0 | 0 | 0 | 0 | 0 | 0 | 0 | 0 | 0 | 0 | 0 | 0 | 1.4 | 0 | 0 | 0 | 0 | 0 |  | 1.4 | 1.4 | 1.4 | 0 |  | 0 | 1.4 | 0 | 0 | 0
1982-06-16 | 1982 | 6 | 16 | 0 | 0 | 0.4 | 0 | 3.6 | 0.4 | 0.2 | 0.2 | 0 | 0 | 0 | 0 | 0 | 0 | 0 | 0 | 0 | 0 | 0 | 0 | 0 | 0 | 0 | 0 |  | 4.8 | 4.8 | 4.8 | 8.8818e-16 |  | 0 | 4.8 | 0 | 0 | 0
1982-06-17 | 1982 | 6 | 17 | 0 | 0 | 0 | 0 | 0 | 0 | 0 | 0 | 0 | 0 | 0 | 0 | 0 | 0 | 0 | 0 | 0 | 0 | 0 | 0 | 0 | 0 | 0 | 0 |  | 0 | 0 | 0 | 0 |  | 0 | 0 | 0 | 0 | 0
1982-06-18 | 1982 | 6 | 18 | 0 | 0 | 0 | 0 | 0 | 0 | 0 | 0 | 0 | 0 | 0 | 0 | 0 | 0 | 0 | 0 | 0 | 0 | 0 | 0 | 0 | 0 | 0 | 0 |  | 0 | 0 | 0 | 0 |  | 0 | 0 | 0 | 0 | 0
1982-06-19 | 1982 | 6 | 19 | 0 | 0 | 0 | 0 | 0 | 0 | 0 | 0 | 0 | 0 | 0 | 0 | 0 | 0 | 0 | 0 | 0 | 0 | 0 | 0 | 0 | 0 | 0 | 0 |  | 0 | 0 | 0 | 0 |  | 0 | 0 | 0 | 0 | 0
1982-06-20 | 1982 | 6 | 20 | 0 | 0 | 0 | 0 | 0 | 0 | 0 | 0 | 0 | 0 | 0 | 0 | 0 | 0 | 0 | 0 | 0 | 0 | 0 | 0 | 0 | 0 | 0 | 0 |  | 0 | 0 | 0 | 0 |  | 0 | 0 | 0 | 0 | 0
1982-06-21 | 1982 | 6 | 21 | 0 | 0 | 0 | 0 | 0 | 0 | 0 | 0 | 0 | 0 | 0 | 0 | 0 | 0 | 0 | 0 | 0 | 0 | 0 | 0 | 0 | 0 | 0 | 0 |  | 0 | 0 | 0 | 0 |  | 0 | 0 | 0 | 0 | 0
1982-06-22 | 1982 | 6 | 22 | 0 | 0 | 0 | 0 | 0 | 0 | 0 | 0 | 0 | 0.2 | 0 | 0.2 | 0 | 0.2 | 1.1 | 0.2 | 0 | 0 | 4.2 | 1.5 | 0 | 0 | 0 | 0 |  | 7.6 | 7.6 | 7.6 | 8.8818e-16 |  | 0 | 7.6 | 0 | 0 | 0
1982-06-23 | 1982 | 6 | 23 | 0 | 0 | 0 | 0 | 0 | 0 | 0 | 0 | 0 | 0 | 0 | 0 | 0 | 0 | 0 | 0 | 0 | 0 | 0 | 1.2 | 2.8 | 1.4 | 0.8 | 0.2 |  | 6.4 | 6.4 | 6.4 | 0 |  | 0 | 6.4 | 0 | 0 | 0
1982-06-24 | 1982 | 6 | 24 | 0 | 0 | 0 | 0 | 0 | 0 | 0 | 0 | 0 | 0 | 0 | 0 | 1 | 0 | 0 | 0 | 0 | 0 | 0 | 0 | 0 | 0 | 0 | 0 |  | 1 | 1 | 1 | 0 |  | 0 | 1 | 0 | 0 | 0
1982-06-25 | 1982 | 6 | 25 | 0 | 0 | 0 | 0 | 0 | 0 | 0 | 0 | 0 | 0 | 0 | 0 | 0 | 0 | 0 | 0 | 0 | 0 | 0 | 0 | 0 | 0 | 0 | 0 |  | 0 | 0 | 0 | 0 |  | 0 | 0 | 0 | 0 | 0
1982-06-26 | 1982 | 6 | 26 | 0 | 0 | 0 | 0 | 0 | 0 | 0 | 0 | 0 | 0 | 0 | 0 | 0 | 0 | 0 | 0 | 0 | 0 | 0.1 | 0 | 0 | 0 | 0 | 0.1 |  | 0.2 | 0.2 | 0.2 | 0 |  | 0 | 0.2 | 0 | 0 | 0
1982-06-27 | 1982 | 6 | 27 | 3.2 | 2.6 | 0 | 0 | 0 | 0 | 0 | 0 | 0.2 | 0 | 0 | 0 | 0 | 0 | 0 | 0 | 0 | 0 | 0 | 0 | 0 | 0 | 0 | 0.2 |  | 6.2 | 6.2 | 6.2 | 8.8818e-16 |  | 0 | 6.2 | 0 | 0 | 0
1982-06-28 | 1982 | 6 | 28 | 1.6 | 0.9 | 0.9 | 0.2 | 0 | 0.2 | 0 | 0 | 0 | 0 | 0.2 | 0 | 0 | 0.2 | 0.7 | 1.3 | 0 | 0.4 | 0 | 0 | 1.5 | 1.3 | 0.2 | 0 |  | 9.6 | 9.6 | 9.6 | 1.7764e-15 |  | 0 | 9.6 | 0 | 0 | 0
1982-06-29 | 1982 | 6 | 29 | 0.2 | 0 | 0 | 0 | 0 | 0 | 0 | 0 | 0.2 | 0.2 | 0.5 | 0.5 | 0.2 | 0 | 0 | 0 | 0 | 0 | 0 | 0 | 0 | 0 | 0.9 | 4.5 |  | 7.2 | 7.2 | 7.2 | 0 |  | 0 | 7.2 | 0 | 0 | 0
1982-06-30 | 1982 | 6 | 30 | 11.6 | 0.4 | 0 | 0 | 0 | 0 | 0 | 0 | 0 | 0 | 0 | 0 | 0 | 0 | 0 | 0 | 0 | 5.8 | 0 | 0 | 0 | 0 | 0 | 0 |  | 17.8 | 17.8 | 17.8 | 0 |  | 0 | 17.8 | 0 | 0 | 0
1982-07-01 | 1982 | 7 | 1 | 0 | 0 | 0 | 0 | 0 | 0 | 0 | 0 | 0 | 0 | 0 | 0 | 0 | 0 | 0 | 0 | 0 | 0 | 0 | 0 | 0 | 0 | 0 | 0 |  | 0 | 0 | 0 | 0 |  | 0 | 0 | 0 | 0 | 0
1982-07-02 | 1982 | 7 | 2 | 0 | 12.3 | 0.2 | 0 | 0 | 0.2 | 0 | 0.2 | 0.6 | 3.8 | 1.6 | 0.4 | 0 | 0 | 0 | 0 | 0 | 0 | 0 | 0 | 0.4 | 0.8 | 0.2 | 0 |  | 20.7 | 20.7 | 20.7 | 3.5527e-15 |  | 0 | 0 | 20.7 | 0 | 0
1982-07-03 | 1982 | 7 | 3 | 0 | 0 | 0 | 0 | 0 | 0 | 0 | 0 | 0 | 1 | 0 | 0 | 0 | 4.8 | 0 | 0 | 0 | 0 | 0 | 0 | 0 | 0 | 0 | 0 |  | 5.8 | 5.8 | 5.8 | 0 |  | 0 | 0 | 5.8 | 0 | 0
1982-07-04 | 1982 | 7 | 4 | 0 | 0 | 0 | 0 | 0 | 0 | 0 | 0 | 0 | 0 | 0 | 0.2 | 0 | 1.5 | 4.4 | 4.7 | 2.3 | 1.1 | 0.8 | 0.4 | 0 | 0 | 0 | 0 |  | 15.4 | 15.4 | 15.4 | 1.7764e-15 |  | 0 | 0 | 15.4 | 0 | 0
1982-07-05 | 1982 | 7 | 5 | 0 | 0 | 0 | 0 | 0 | 0 | 0 | 0.4 | 0 | 0 | 0 | 0 | 0 | 0 | 0 | 0 | 0 | 0 | 0 | 0 | 0 | 0 | 0 | 0 |  | 0.4 | 0.4 | 0.4 | 0 |  | 0 | 0 | 0.4 | 0 | 0
1982-07-06 | 1982 | 7 | 6 | 0.2 | 0 | 0 | 0 | 0 | 0 | 0 | 0.5 | 0 | 0 | 0 | 0 | 0 | 0.8 | 0 | 0 | 0 | 0.3 | 0 | 0 | 0 | 0 | 0 | 0 |  | 1.8 | 1.8 | 1.8 | 0 |  | 0 | 0 | 1.8 | 0 | 0
1982-07-07 | 1982 | 7 | 7 | 0 | 0 | 0 | 0 | 0 | 0 | 0 | 0 | 0 | 0 | 0 | 0 | 0 | 0 | 0 | 0 | 0 | 0 | 0 | 0 | 0 | 0 | 0 | 12.2 |  | 12.2 | 12.2 | 12.2 | 0 |  | 0 | 0 | 12.2 | 0 | 0
1982-07-08 | 1982 | 7 | 8 | 0 | 0 | 0 | 0 | 0.2 | 0 | 0 | 0 | 0 | 0 | 0 | 0 | 0 | 0 | 0 | 0 | 0.2 | 0 | 0 | 0 | 0 | 0 | 0 | 0 |  | 0.4 | 0.4 | 0.4 | 0 |  | 0 | 0 | 0.4 | 0 | 0
1982-07-09 | 1982 | 7 | 9 | 0 | 0 | 0 | 0 | 0 | 0 | 0 | 0 | 0 | 0 | 0 | 0 | 0 | 0 | 0 | 0 | 0 | 0 | 0 | 0 | 0 | 0 | 0 | 0 |  | 0 | 0 | 0 | 0 |  | 0 | 0 | 0 | 0 | 0
1982-07-10 | 1982 | 7 | 10 | 0 | 0 | 0 | 0 | 0 | 0 | 0 | 0 | 0 | 0 | 0 | 0 | 0 | 0 | 0 | 0 | 0 | 0 | 0 | 0 | 0 | 0 | 0 | 0 |  | 0 | 0 | 0 | 0 |  | 0 | 0 | 0 | 0 | 0
1982-07-11 | 1982 | 7 | 11 | 0 | 0 | 0 | 0 | 0 | 0 | 0 | 0 | 0 | 0 | 0 | 0 | 0 | 0 | 0 | 0 | 0 | 0 | 0 | 0 | 0 | 0 | 0 | 0 |  | 0 | 0 | 0 | 0 |  | 0 | 0 | 0 | 0 | 0
1982-07-12 | 1982 | 7 | 12 | 0 | 0 | 0 | 0 | 0 | 0 | 0 | 0 | 0 | 0 | 0 | 0 | 0 | 0 | 0 | 0 | 0.4 | 0 | 0 | 0 | 0 | 0 | 0 | 0 |  | 0.4 | 0.4 | 0.4 | 0 |  | 0 | 0 | 0.4 | 0 | 0
1982-07-13 | 1982 | 7 | 13 | 0 | 0 | 0 | 0 | 0 | 0 | 0 | 0 | 0 | 0 | 0 | 0 | 0 | 0 | 0 | 0 | 0 | 0 | 0 | 0 | 0 | 0 | 0 | 0 |  | 0 | 0 | 0 | 0 |  | 0 | 0 | 0 | 0 | 0
1982-07-14 | 1982 | 7 | 14 | 0 | 0 | 0 | 0 | 0 | 0 | 0 | 0.6 | 0 | 0 | 0 | 0 | 0 | 0 | 0 | 0 | 0 | 0 | 0 | 0 | 0 | 0 | 0 | 0 |  | 0.6 | 0.6 | 0.6 | 0 |  | 0 | 0 | 0.6 | 0 | 0
1982-07-15 | 1982 | 7 | 15 | 0 | 0 | 0 | 0 | 0 | 0 | 0 | 0 | 0 | 0 | 0 | 0 | 0 | 0 | 0 | 0 | 0 | 0 | 0 | 0 | 0 | 0 | 0 | 0 |  | 0 | 0 | 0 | 0 |  | 0 | 0 | 0 | 0 | 0
1982-07-16 | 1982 | 7 | 16 | 0 | 0 | 0 | 0 | 0 | 0 | 0 | 0 | 0 | 0 | 0 | 0 | 0 | 0 | 0 | 0 | 0 | 0 | 0 | 0 | 0 | 0 | 0 | 0 |  | 0 | 0 | 0 | 0 |  | 0 | 0 | 0 | 0 | 0
1982-07-17 | 1982 | 7 | 17 | 0 | 0 | 0 | 0 | 0 | 0 | 0 | 0 | 0 | 0 | 0 | 0 | 0 | 0 | 0 | 0 | 0 | 0 | 0 | 0 | 0 | 0 | 0 | 0 |  | 0 | 0 | 0 | 0 |  | 0 | 0 | 0 | 0 | 0
1982-07-18 | 1982 | 7 | 18 | 0 | 0 | 0 | 0 | 0 | 0 | 0 | 0 | 0 | 0 | 0 | 0 | 0 | 0 | 0 | 0 | 0 | 0 | 0 | 0 | 0 | 0 | 0 | 0 |  | 0 | 0 | 0 | 0 |  | 0 | 0 | 0 | 0 | 0
1982-07-19 | 1982 | 7 | 19 | 0 | 0 | 0 | 0 | 0 | 0 | 0 | 0 | 0 | 0 | 0 | 0 | 0 | 0 | 0 | 0 | 0 | 0 | 0 | 0 | 0 | 0 | 0.2 | 0 |  | 0.2 | 0.2 | 0.2 | 0 |  | 0 | 0 | 0.2 | 0 | 0
1982-07-20 | 1982 | 7 | 20 | 0 | 0 | 0.2 | 0 | 0.4 | 2 | 3.9 | 1.9 | 0 | 0 | 0 | 0 | 0 | 0 | 0 | 0 | 0 | 0 | 0 | 0 | 0 | 0 | 0 | 0 |  | 8.4 | 8.4 | 8.4 | 0 |  | 0 | 0 | 8.4 | 0 | 0
1982-07-21 | 1982 | 7 | 21 | 0 | 0 | 0 | 0 | 0 | 0 | 0 | 0 | 0 | 0 | 0 | 0 | 0 | 0 | 0 | 0 | 0 | 0 | 0 | 0 | 0 | 0 | 0 | 0 |  | 0 | 0 | 0 | 0 |  | 0 | 0 | 0 | 0 | 0
1982-07-22 | 1982 | 7 | 22 | 0 | 0 | 0 | 0 | 0 | 0 | 0 | 0 | 0 | 0 | 0 | 0 | 0 | 0 | 0 | 0 | 0 | 0 | 0 | 0 | 0 | 0 | 0 | 0 |  | 0 | 0 | 0 | 0 |  | 0 | 0 | 0 | 0 | 0
1982-07-23 | 1982 | 7 | 23 | 0 | 0 | 0 | 0 | 0 | 0 | 0 | 0 | 0 | 0 | 0 | 0 | 0 | 0 | 0 | 0 | 0 | 0 | 0 | 0 | 0 | 0 | 0 | 0 |  | 0 | 0 | 0 | 0 |  | 0 | 0 | 0 | 0 | 0
1982-07-24 | 1982 | 7 | 24 | 0 | 0 | 0 | 0 | 0 | 0 | 0 | 0 | 0 | 0 | 0 | 0 | 0 | 0 | 0 | 0 | 0 | 0 | 0 | 0 | 0 | 0 | 2.6 | 0 |  | 2.6 | 2.6 | 2.6 | 0 |  | 0 | 0 | 2.6 | 0 | 0
1982-07-25 | 1982 | 7 | 25 | 0 | 3.2 | 0.2 | 0 | 0 | 0 | 0 | 0 | 0 | 0 | 0 | 0 | 0 | 0 | 0 | 0 | 0 | 0 | 1.6 | 0.2 | 0 | 0 | 0 | 0 |  | 5.2 | 5.2 | 5.2 | 0 |  | 0 | 0 | 5.2 | 0 | 0
1982-07-26 | 1982 | 7 | 26 | 0 | 0 | 0 | 0 | 0 | 0 | 0 | 0 | 0 | 0 | 0 | 0 | 0 | 0 | 0 | 0 | 0 | 0 | 0 | 0 | 0 | 0 | 0 | 0 |  | 0 | 0 | 0 | 0 |  | 0 | 0 | 0 | 0 | 0
1982-07-27 | 1982 | 7 | 27 | 0 | 0 | 0 | 0 | 0 | 0 | 0 | 0 | 0 | 0 | 0 | 0 | 0 | 0 | 0 | 0 | 0 | 0 | 0 | 0 | 0 | 0 | 0 | 0 |  | 0 | 0 | 0 | 0 |  | 0 | 0 | 0 | 0 | 0
1982-07-28 | 1982 | 7 | 28 | 0 | 0.2 | 0 | 0 | 0 | 0 | 0 | 0 | 0 | 0 | 0 | 0 | 0 | 0 | 0 | 0 | 0 | 0 | 0 | 0 | 0 | 0 | 0 | 0 |  | 0.2 | 0.2 | 0.2 | 0 |  | 0 | 0 | 0.2 | 0 | 0
1982-07-29 | 1982 | 7 | 29 | 0 | 0 | 0 | 0 | 0 | 0 | 0 | 0 | 0 | 0 | 0 | 0 | 0 | 0 | 0 | 0 | 0 | 0 | 0 | 0 | 0 | 0 | 0 | 0 |  | 0 | 0 | 0 | 0 |  | 0 | 0 | 0 | 0 | 0
1982-07-30 | 1982 | 7 | 30 | 0 | 0 | 0 | 0 | 0 | 0 | 0 | 0 | 0 | 0 | 0 | 0 | 0 | 0 | 0 | 0 | 0 | 0 | 0 | 0 | 0 | 0 | 0 | 0 |  | 0 | 0 | 0 | 0 |  | 0 | 0 | 0 | 0 | 0
1982-07-31 | 1982 | 7 | 31 | 0 | 0 | 0 | 0 | 0 | 0 | 0 | 0 | 0 | 0 | 0 | 0 | 0 | 0 | 0 | 0 | 0.8 | 0 | 0 | 0 | 0 | 0 | 0 | 0 |  | 0.8 | 0.8 | 0.8 | 0 |  | 0 | 0 | 0.8 | 0 | 0
1982-08-01 | 1982 | 8 | 1 | 0 | 0 | 0 | 0 | 0 | 0 | 0 | 0 | 0 | 0 | 0 | 0 | 0 | 0 | 0 | 0 | 0 | 0 | 0 | 0 | 0 | 0.2 | 0 | 0 |  | 0.2 | 0.2 | 0.2 | 0 |  | 0 | 0 | 0 | 0.2 | 0
1982-08-02 | 1982 | 8 | 2 | 0 | 0.4 | 0 | 0 | 0 | 0 | 0 | 0 | 0 | 0 | 0 | 0 | 0 | 0 | 0 | 0 | 0 | 0 | 0 | 0 | 0 | 0 | 0 | 0 |  | 0.4 | 0.4 | 0.4 | 0 |  | 0 | 0 | 0 | 0.4 | 0
1982-08-03 | 1982 | 8 | 3 | 0 | 0 | 0 | 0 | 0 | 0 | 0 | 0 | 0 | 0 | 0 | 0 | 0 | 0 | 0 | 0 | 0 | 0 | 0 | 0 | 0 | 0 | 0 | 0 |  | 0 | 0 | 0 | 0 |  | 0 | 0 | 0 | 0 | 0
1982-08-04 | 1982 | 8 | 4 | 0 | 0 | 0 | 0 | 0 | 0 | 0 | 0 | 0 | 0 | 0 | 0 | 0 | 0 | 0 | 0 | 0 | 0 | 0 | 0 | 0 | 0 | 0 | 0 |  | 0 | 0 | 0 | 0 |  | 0 | 0 | 0 | 0 | 0
1982-08-05 | 1982 | 8 | 5 | 0 | 0 | 0 | 0 | 0 | 0 | 0 | 0 | 0 | 0 | 0 | 0 | 0 | 0 | 0 | 0 | 0 | 0 | 0 | 0 | 0 | 0 | 0 | 0 |  | 0 | 0 | 0 | 0 |  | 0 | 0 | 0 | 0 | 0
1982-08-06 | 1982 | 8 | 6 | 0 | 0 | 0 | 0 | 0 | 0 | 0 | 0 | 0 | 0 | 0 | 0 | 0 | 0 | 0 | 0 | 0 | 0 | 0 | 0 | 0 | 0 | 0 | 0 |  | 0 | 0 | 0 | 0 |  | 0 | 0 | 0 | 0 | 0
1982-08-07 | 1982 | 8 | 7 | 0 | 0 | 0 | 0 | 0 | 0 | 0 | 0 | 0 | 0 | 0 | 0 | 0 | 0 | 0 | 0 | 0 | 0 | 0 | 0 | 0 | 0 | 0 | 0 |  | 0 | 0 | 0 | 0 |  | 0 | 0 | 0 | 0 | 0
1982-08-08 | 1982 | 8 | 8 | 0 | 0 | 0 | 0 | 0 | 0 | 0 | 0 | 0 | 0 | 0 | 0 | 0 | 0 | 0 | 0 | 0 | 0 | 0 | 0 | 0 | 0 | 0 | 0 |  | 0 | 0 | 0 | 0 |  | 0 | 0 | 0 | 0 | 0
1982-08-09 | 1982 | 8 | 9 | 0 | 0 | 0 | 0 | 0 | 0 | 0 | 0 | 0 | 0 | 0 | 0 | 0 | 0 | 0 | 0 | 0 | 0 | 0 | 0 | 0 | 0 | 0 | 0 |  | 0 | 0 | 0 | 0 |  | 0 | 0 | 0 | 0 | 0
1982-08-10 | 1982 | 8 | 10 | 0 | 0 | 0 | 0 | 0 | 0 | 0 | 0 | 0 | 0 | 0 | 0 | 0 | 0 | 0 | 0 | 0 | 0 | 0 | 0 | 0 | 0 | 0 | 0 |  | 0 | 0 | 0 | 0 |  | 0 | 0 | 0 | 0 | 0
1982-08-11 | 1982 | 8 | 11 | 0 | 0 | 0 | 0 | 0 | 0 | 0 | 0 | 0 | 0 | 0 | 0 | 0 | 0 | 0 | 0 | 0 | 0 | 0 | 0 | 0 | 0 | 0 | 0 |  | 0 | 0 | 0 | 0 |  | 0 | 0 | 0 | 0 | 0
1982-08-12 | 1982 | 8 | 12 | 0 | 0 | 0 | 0 | 0 | 0 | 0 | 0 | 0 | 0 | 0 | 0 | 0 | 0 | 0 | 0 | 0 | 0 | 0 | 0 | 0 | 0 | 0 | 0 |  | 0 | 0 | 0 | 0 |  | 0 | 0 | 0 | 0 | 0
1982-08-13 | 1982 | 8 | 13 | 0 | 0 | 0 | 0 | 0 | 0 | 0 | 0 | 0 | 0 | 0 | 0 | 0 | 0 | 0 | 0 | 0 | 0 | 0 | 0 | 0 | 0 | 0 | 0 |  | 0 | 0 | 0 | 0 |  | 0 | 0 | 0 | 0 | 0
1982-08-14 | 1982 | 8 | 14 | 0 | 0 | 0 | 0 | 0 | 0 | 0 | 0 | 0 | 0 | 0 | 0.2 | 2.2 | 0 | 0 | 0 | 0 | 0 | 0 | 0 | 0 | 0 | 0 | 0 |  | 2.4 | 2.4 | 2.4 | 4.4409e-16 |  | 0 | 0 | 0 | 2.4 | 0
1982-08-15 | 1982 | 8 | 15 | 0 | 0 | 0 | 0 | 0 | 0 | 0 | 0 | 0 | 0 | 0 | 0 | 0 | 0 | 0 | 0 | 0 | 0 | 0 | 0 | 0 | 0 | 0 | 0 |  | 0 | 0 | 0 | 0 |  | 0 | 0 | 0 | 0 | 0
1982-08-16 | 1982 | 8 | 16 | 0 | 0 | 0 | 0 | 0 | 0 | 0 | 0 | 0 | 0 | 0 | 0 | 0 | 0 | 0 | 0 | 0 | 0 | 0 | 0 | 0 | 0 | 0 | 0 |  | 0 | 0 | 0 | 0 |  | 0 | 0 | 0 | 0 | 0
1982-08-17 | 1982 | 8 | 17 | 0 | 0 | 0 | 0 | 0 | 0 | 0 | 0 | 0 | 0 | 0 | 0 | 0 | 0 | 0 | 0 | 0 | 0 | 0 | 0 | 0 | 0 | 0 | 0 |  | 0 | 0 | 0 | 0 |  | 0 | 0 | 0 | 0 | 0
1982-08-18 | 1982 | 8 | 18 | 0 | 0 | 0 | 0 | 0 | 0 | 0 | 0 | 0 | 0 | 0 | 0 | 0 | 0 | 0 | 0 | 0 | 0 | 0 | 0 | 0 | 0 | 0 | 0 |  | 0 | 0 | 0 | 0 |  | 0 | 0 | 0 | 0 | 0
1982-08-19 | 1982 | 8 | 19 | 0 | 0 | 0 | 0 | 0 | 0 | 0 | 0 | 0 | 0 | 0 | 0 | 0 | 0 | 0 | 0 | 0 | 0 | 0 | 0 | 0 | 0 | 0 | 0 |  | 0 | 0 | 0 | 0 |  | 0 | 0 | 0 | 0 | 0
1982-08-20 | 1982 | 8 | 20 | 0 | 0 | 0 | 0 | 0 | 0 | 0 | 0 | 0 | 0 | 0 | 0 | 0 | 0 | 0 | 0 | 0 | 0 | 0 | 0 | 0 | 0 | 0 | 0 |  | 0 | 0 | 0 | 0 |  | 0 | 0 | 0 | 0 | 0
1982-08-21 | 1982 | 8 | 21 | 0 | 0 | 0 | 0 | 0 | 0 | 0 | 0 | 0 | 0 | 0 | 0 | 0 | 0 | 0.1 | 0.1 | 0 | 0 | 0 | 0 | 0 | 0 | 0 | 0 |  | 0.2 | 0.2 | 0.2 | 0 |  | 0 | 0 | 0 | 0.2 | 0
1982-08-22 | 1982 | 8 | 22 | 0 | 0 | 0 | 0 | 0 | 0 | 0 | 0 | 0 | 0 | 0 | 0 | 0 | 0 | 0 | 0 | 0 | 0 | 0 | 0 | 0 | 0 | 0 | 0 |  | 0 | 0 | 0 | 0 |  | 0 | 0 | 0 | 0 | 0
1982-08-23 | 1982 | 8 | 23 | 0 | 1.6 | 0.5 | 0 | 0 | 0 | 0 | 0 | 0 | 0 | 0 | 0 | 0 | 0 | 0 | 0.2 | 0 | 0 | 0.3 | 0 | 0 | 0 | 0 | 0 |  | 2.6 | 2.6 | 2.6 | 0 |  | 0 | 0 | 0 | 2.6 | 0
1982-08-24 | 1982 | 8 | 24 | 0 | 0 | 0 | 0 | 0 | 0 | 0 | 0 | 0 | 0 | 0 | 0 | 0 | 0 | 0 | 0 | 0 | 0 | 0 | 0 | 0 | 0 | 0 | 0 |  | 0 | 0 | 0 | 0 |  | 0 | 0 | 0 | 0 | 0
1982-08-25 | 1982 | 8 | 25 | 0 | 0 | 0 | 0 | 0 | 0 | 0 | 0 | 0 | 0 | 0 | 0 | 0 | 0 | 0 | 0 | 0 | 0 | 0 | 0 | 0.2 | 0 | 0 | 2 |  | 2.2 | 2.2 | 2.2 | 0 |  | 0 | 0 | 0 | 2.2 | 0
1982-08-26 | 1982 | 8 | 26 | 1 | 0.5 | 0.8 | 1 | 0.3 | 0.2 | 0 | 0.2 | 0 | 0.2 | 0 | 0 | 0 | 0 | 0 | 0 | 0 | 0 | 0 | 0 | 0 | 0 | 0 | 0 |  | 4.2 | 4.2 | 4.2 | 0 |  | 0 | 0 | 0 | 4.2 | 0
1982-08-27 | 1982 | 8 | 27 | 0 | 0 | 0.6 | 4.2 | 0 | 0 | 0 | 0 | 0 | 0 | 0 | 0 | 0.2 | 0 | 0 | 0 | 0 | 0 | 0 | 0 | 0 | 0 | 0 | 0 |  | 5 | 5 | 5 | 0 |  | 0 | 0 | 0 | 5 | 0
1982-08-28 | 1982 | 8 | 28 | 0 | 0 | 0 | 0 | 0 | 0 | 0 | 0 | 0 | 0 | 0 | 0 | 0 | 0 | 0 | 0 | 0 | 0 | 0.4 | 0 | 0 | 0 | 0 | 0 |  | 0.4 | 0.4 | 0.4 | 0 |  | 0 | 0 | 0 | 0.4 | 0
1982-08-29 | 1982 | 8 | 29 | 0 | 0 | 0 | 0 | 0 | 0 | 0 | 0 | 0 | 0 | 0 | 0 | 0 | 0 | 0 | 0 | 0 | 0 | 0 | 0 | 0 | 0 | 0 | 0 |  | 0 | 0 | 0 | 0 |  | 0 | 0 | 0 | 0 | 0
1982-08-30 | 1982 | 8 | 30 | 0 | 0 | 0 | 0 | 0 | 0 | 0 | 0 | 0 | 0 | 0 | 0 | 0 | 0 | 0 | 0 | 5.3 | 1.1 | 0 | 0 | 0 | 0 | 0 | 0 |  | 6.4 | 6.4 | 6.4 | 0 |  | 0 | 0 | 0 | 6.4 | 0
1982-08-31 | 1982 | 8 | 31 | 0 | 0 | 0 | 0 | 0 | 0 | 0 | 0 | 0 | 0 | 0 | 0 | 0 | 0 | 0 | 0 | 0 | 0 | 0 | 0 | 0 | 0 | 0 | 0 |  | 0 | 0 | 0 | 0 |  | 0 | 0 | 0 | 0 | 0
1982-09-01 | 1982 | 9 | 1 | 0 | 0 | 0 | 0 | 0 | 0 | 0 | 0 | 0 | 0 | 0 | 0 | 0 | 0 | 0 | 0 | 0 | 0 | 0 | 0 | 0 | 0 | 0 | 0 |  | 0 | 0 | 0 | 0 |  | 0 | 0 | 0 | 0 | 0
1982-09-02 | 1982 | 9 | 2 | 0 | 0 | 0 | 0 | 0 | 0 | 0 | 0 | 0 | 0 | 0 | 0 | 0 | 0 | 0 | 0 | 0 | 0 | 0 | 0 | 0 | 0 | 0 | 0 |  | 0 | 0 | 0 | 0 |  | 0 | 0 | 0 | 0 | 0
1982-09-03 | 1982 | 9 | 3 | 0 | 0 | 0 | 0 | 0 | 0 | 0 | 0 | 0 | 0 | 0 | 0 | 0 | 0 | 0 | 0 | 0 | 0 | 0 | 0 | 0 | 0 | 0 | 0 |  | 0 | 0 | 0 | 0 |  | 0 | 0 | 0 | 0 | 0
1982-09-04 | 1982 | 9 | 4 | 0 | 0 | 0 | 0 | 0 | 0 | 0.8 | 0.2 | 1.8 | 4.8 | 2.4 | 1.2 | 0.8 | 0 | 0.2 | 0 | 0 | 0 | 0 | 0 | 0 | 0 | 0 | 0 |  | 12.2 | 12.2 | 12.2 | 0 |  | 0 | 0 | 0 | 0 | 12.2
1982-09-05 | 1982 | 9 | 5 | 0 | 0 | 0 | 0 | 0 | 0 | 0 | 0 | 0 | 0 | 0 | 0 | 0 | 0 | 0 | 0 | 0 | 0 | 0 | 0 | 0 | 0 | 0 | 0 |  | 0 | 0 | 0 | 0 |  | 0 | 0 | 0 | 0 | 0
1982-09-06 | 1982 | 9 | 6 | 0 | 0 | 0 | 0 | 0 | 0 | 0 | 0 | 0 | 0 | 0 | 0 | 0 | 0 | 0 | 0 | 0 | 0 | 0 | 0 | 0 | 0 | 0 | 0 |  | 0 | 0 | 0 | 0 |  | 0 | 0 | 0 | 0 | 0
1982-09-07 | 1982 | 9 | 7 | 0 | 0 | 0 | 0 | 0 | 0 | 0 | 0 | 0 | 0 | 0 | 0 | 0 | 0 | 0 | 0 | 0 | 0 | 0 | 0 | 0 | 0 | 0 | 0 |  | 0 | 0 | 0 | 0 |  | 0 | 0 | 0 | 0 | 0
1982-09-08 | 1982 | 9 | 8 | 0 | 0 | 0 | 0 | 0 | 0 | 0 | 0 | 0 | 0 | 0 | 0 | 0 | 0 | 0 | 0 | 0 | 0 | 0 | 0 | 0 | 0 | 0 | 0 |  | 0 | 0 | 0 | 0 |  | 0 | 0 | 0 | 0 | 0
1982-09-09 | 1982 | 9 | 9 | 0 | 0 | 0 | 0 | 0 | 0 | 0 | 0 | 0 | 0 | 0 | 0 | 0 | 0 | 0 | 0 | 0 | 0 | 0 | 0 | 0 | 0 | 0 | 0 |  | 0 | 0 | 0 | 0 |  | 0 | 0 | 0 | 0 | 0
1982-09-10 | 1982 | 9 | 10 | 0 | 1.1 | 1.4 | 1.8 | 1.1 | 2.1 | 0.7 | 0.2 | 0 | 0 | 0 | 0 | 0 | 0 | 0 | 0 | 0 | 0.2 | 1.4 | 0 | 0 | 0 | 0 | 0 |  | 10 | 10 | 10 | 1.7764e-15 |  | 0 | 0 | 0 | 0 | 10
1982-09-11 | 1982 | 9 | 11 | 0 | 0 | 0 | 0 | 0 | 0 | 0 | 0 | 0 | 0 | 0 | 0 | 0 | 0 | 0 | 0 | 0 | 0 | 0 | 0 | 0 | 0 | 0 | 0 |  | 0 | 0 | 0 | 0 |  | 0 | 0 | 0 | 0 | 0
1982-09-12 | 1982 | 9 | 12 | 0 | 0 | 0.2 | 0 | 0 | 0 | 0 | 0 | 0 | 0 | 0 | 0 | 0.3 | 0.3 | 0 | 0 | 0 | 0 | 0 | 0 | 0 | 0 | 0 | 0 |  | 0.8 | 0.8 | 0.8 | 0 |  | 0 | 0 | 0 | 0 | 0.8
1982-09-13 | 1982 | 9 | 13 | 0 | 0 | 0 | 0 | 0 | 0 | 0 | 0 | 0 | 0 | 0 | 0 | 0 | 0 | 0 | 0 | 0 | 0 | 0 | 0 | 0 | 0 | 0 | 0 |  | 0 | 0 | 0 | 0 |  | 0 | 0 | 0 | 0 | 0
1982-09-14 | 1982 | 9 | 14 | 0 | 0 | 0 | 0 | 0 | 0 | 0 | 0 | 0 | 0 | 0 | 0 | 0 | 0 | 0 | 0 | 0 | 0 | 0 | 0 | 0 | 0 | 0 | 0 |  | 0 | 0 | 0 | 0 |  | 0 | 0 | 0 | 0 | 0
1982-09-15 | 1982 | 9 | 15 | 0 | 0 | 0 | 0 | 0 | 0 | 0 | 0 | 0.2 | 0.2 | 0.2 | 0 | 0 | 0 | 0 | 0 | 0 | 0 | 0.5 | 0.2 | 0 | 0 | 0 | 0 |  | 1.3 | 1.3 | 1.3 | 0 |  | 0 | 0 | 0 | 0 | 1.3
1982-09-16 | 1982 | 9 | 16 | 0.2 | 0 | 0 | 0 | 0 | 0 | 0 | 0 | 0 | 0 | 0 | 0 | 0 | 0 | 0 | 0 | 0 | 0 | 0 | 0 | 0 | 0 | 0 | 0 |  | 0.2 | 0.2 | 0.2 | 0 |  | 0 | 0 | 0 | 0 | 0.2
1982-09-17 | 1982 | 9 | 17 | 0 | 0 | 0 | 0 | 0 | 0 | 0 | 0 | 0 | 0 | 0 | 0 | 0 | 0 | 0 | 0 | 0 | 0 | 0 | 0 | 0 | 0 | 0 | 0 |  | 0 | 0 | 0 | 0 |  | 0 | 0 | 0 | 0 | 0
1982-09-18 | 1982 | 9 | 18 | 0 | 0 | 0 | 0 | 0 | 0 | 0 | 0 | 0 | 0 | 0 | 0 | 0 | 0 | 0 | 0 | 0 | 0 | 0 | 0 | 0 | 0 | 0 | 0 |  | 0 | 0 | 0 | 0 |  | 0 | 0 | 0 | 0 | 0
1982-09-19 | 1982 | 9 | 19 | 0 | 0 | 0 | 0 | 0 | 0 | 0 | 0 | 0 | 0 | 0 | 0 | 0 | 0 | 0 | 0 | 0 | 0 | 0 | 0 | 0 | 0 | 0 | 0 |  | 0 | 0 | 0 | 0 |  | 0 | 0 | 0 | 0 | 0
1982-09-20 | 1982 | 9 | 20 | 0 | 0 | 0 | 0 | 0 | 0 | 0 | 0 | 0 | 0 | 0 | 0 | 0 | 0 | 0 | 0 | 0 | 0 | 0 | 0 | 0 | 0 | 0 | 0 |  | 0 | 0 | 0 | 0 |  | 0 | 0 | 0 | 0 | 0
1982-09-21 | 1982 | 9 | 21 | 0 | 0 | 0 | 0 | 0 | 0 | 0 | 0 | 0 | 0 | 0 | 0 | 0 | 0 | 0 | 0 | 0 | 0 | 0 | 0 | 0 | 0 | 0 | 0 |  | 0 | 0 | 0 | 0 |  | 0 | 0 | 0 | 0 | 0
1982-09-22 | 1982 | 9 | 22 | 0 | 0 | 0 | 0 | 0 | 0 | 0 | 0 | 0 | 0 | 0 | 0 | 0 | 0 | 0 | 0 | 0 | 0 | 0 | 0 | 0 | 0.8 | 0 | 0 |  | 0.8 | 0.8 | 0.8 | 0 |  | 0 | 0 | 0 | 0 | 0.8
1982-09-23 | 1982 | 9 | 23 | 0 | 0 | 0 | 0 | 0 | 0 | 0 | 0 | 0 | 0 | 0 | 0 | 0 | 0 | 0 | 0 | 0 | 0 | 0 | 0 | 0 | 0 | 0 | 0 |  | 0 | 0 | 0 | 0 |  | 0 | 0 | 0 | 0 | 0
1982-09-24 | 1982 | 9 | 24 | 0 | 0 | 0 | 0 | 0 | 0 | 0 | 0 | 0 | 0 | 0 | 0 | 0 | 0 | 0 | 0 | 0 | 0 | 0 | 0 | 0 | 0 | 0 | 0 |  | 0 | 0 | 0 | 0 |  | 0 | 0 | 0 | 0 | 0
1982-09-25 | 1982 | 9 | 25 | 0 | 0 | 0 | 0 | 0 | 0 | 0 | 0 | 0 | 0 | 0 | 0 | 0 | 0 | 0 | 0 | 0 | 0 | 0 | 0 | 0 | 0 | 0 | 0.2 |  | 0.2 | 0.2 | 0.2 | 0 |  | 0 | 0 | 0 | 0 | 0.2
1982-09-26 | 1982 | 9 | 26 | 0 | 0.2 | 0 | 0 | 0 | 0 | 1.3 | 2.6 | 5.6 | 3.2 | 3.2 | 2.6 | 2 | 1.3 | 0.6 | 0.2 | 0.8 | 0 | 0 | 0.2 | 0.2 | 0.2 | 0.4 | 0.2 |  | 24.8 | 24.8 | 24.8 | 3.5527e-15 |  | 0 | 0 | 0 | 0 | 24.8
1982-09-27 | 1982 | 9 | 27 | 0.4 | 0.5 | 0 | 0 | 0 | 0 | 0 | 0 | 0 | 0 | 0 | 0 | 0 | 0 | 0 | 0 | 0 | 0 | 0 | 0 | 0 | 0 | 0 | 0.5 |  | 1.4 | 1.4 | 1.4 | 0 |  | 0 | 0 | 0 | 0 | 1.4
1982-09-28 | 1982 | 9 | 28 | 0.3 | 0.3 | 0.4 | 0.3 | 0.3 | 0.3 | 0.3 | 0.3 | 0.4 | 0.3 | 0.3 | 0.3 | 0.3 | 0.3 | 0.3 | 0.4 | 0.3 | 0.3 | 0.3 | 0.3 | 0.3 | 0.4 | 0.3 | 0.3 |  | 7.6 | 7.6 | 7.6 | 8.8818e-16 |  | 0 | 0 | 0 | 0 | 7.6
1982-09-29 | 1982 | 9 | 29 | 0.3 | 0.4 | 0.3 | 0.3 | 0.3 | 0 | 0.4 | 0.3 | 0.3 | 0.3 | 0.4 | 0.3 | 0 | 0 | 0 | 0 | 0 | 0 | 0 | 0 | 0 | 0 | 0 | 0 |  | 3.6 | 3.6 | 3.6 | 8.8818e-16 |  | 0 | 0 | 0 | 0 | 3.6
1982-09-30 | 1982 | 9 | 30 | 0 | 0 | 0 | 0 | 0 | 0 | 0 | 0 | 0 | 0 | 0 | 0 | 0 | 0 | 0 | 0 | 0 | 0 | 0 | 0 | 0 | 0 | 0 | 0 |  | 0 | 0 | 0 | 0 |  | 0 | 0 | 0 | 0 | 0
1982-10-01 | 1982 | 10 | 1 | 0 | 0 | 0 | 0 | 0 | 0 | 0 | 0 | 0 | 0 | 0 | 0 | 0 | 0 | 0 | 0 | 0 | 0 | 0 | 0 | 0 | 0 | 0 | 0 |  | 0 | 0 | 0 | 0 |  | 0 | 0 | 0 | 0 | 0
1982-10-02 | 1982 | 10 | 2 | 0 | 0 | 0 | 0 | 0 | 0 | 0 | 0 | 0 | 0 | 0 | 0 | 0 | 0 | 0 | 0 | 0 | 0 | 0 | 0 | 0 | 0 | 0 | 0 |  | 0 | 0 | 0 | 0 |  | 0 | 0 | 0 | 0 | 0
1982-10-03 | 1982 | 10 | 3 | 0 | 0 | 0 | 0 | 0 | 0 | 0 | 0 | 0 | 0 | 0 | 0 | 0 | 0 | 0 | 0 | 0 | 0 | 0 | 0 | 0 | 0 | 0 | 0 |  | 0 | 0 | 0 | 0 |  | 0 | 0 | 0 | 0 | 0
1982-10-04 | 1982 | 10 | 4 | 0 | 0 | 0 | 0 | 0 | 0 | 0 | 0 | 0 | 0 | 0 | 0 | 0 | 0 | 0 | 0 | 0 | 0 | 0 | 0 | 0 | 0 | 0 | 0 |  | 0 | 0 | 0 | 0 |  | 0 | 0 | 0 | 0 | 0
1982-10-05 | 1982 | 10 | 5 | 0 | 0 | 0 | 0 | 0 | 0 | 0 | 0 | 0 | 0 | 0 | 0 | 0 | 0 | 0 | 0 | 0 | 0 | 0 | 0 | 0 | 0 | 0 | 0 |  | 0 | 0 | 0 | 0 |  | 0 | 0 | 0 | 0 | 0
1982-10-06 | 1982 | 10 | 6 | 0 | 0 | 0 | 0 | 0 | 0 | 0 | 0 | 0 | 0 | 0 | 0 | 0 | 0 | 0 | 0 | 0 | 0 | 0 | 0 | 0 | 0 | 0 | 0 |  | 0 | 0 | 0 | 0 |  | 0 | 0 | 0 | 0 | 0
1982-10-07 | 1982 | 10 | 7 | 0 | 0 | 0 | 0 | 0 | 0 | 0 | 0 | 0 | 0 | 0 | 0 | 0 | 0 | 0 | 0 | 0 | 0 | 0 | 0 | 0 | 0 | 0 | 0 |  | 0 | 0 | 0 | 0 |  | 0 | 0 | 0 | 0 | 0
1982-10-08 | 1982 | 10 | 8 | 0 | 0 | 0 | 0 | 0 | 0 | 0 | 0 | 0 | 0 | 0 | 0 | 0 | 0 | 0 | 0 | 0 | 0 | 0 | 0 | 0 | 0 | 0 | 0 |  | 0 | 0 | 0 | 0 |  | 0 | 0 | 0 | 0 | 0
1982-10-09 | 1982 | 10 | 9 | 0 | 0 | 0 | 0 | 0 | 0 | 0 | 0 | 0 | 0 | 0 | 0 | 0 | 0 | 0 | 0 | 0 | 0 | 0 | 0 | 0 | 0 | 0 | 0 |  | 0 | 0 | 0 | 0 |  | 0 | 0 | 0 | 0 | 0
1982-10-10 | 1982 | 10 | 10 | 0 | 0 | 0 | 0 | 0 | 0 | 0 | 0 | 0 | 0 | 0 | 0 | 0 | 0 | 0 | 0 | 0 | 0 | 0 | 0 | 0 | 0 | 0 | 0 |  | 0 | 0 | 0 | 0 |  | 0 | 0 | 0 | 0 | 0
1982-10-11 | 1982 | 10 | 11 | 0 | 0 | 0 | 0 | 0 | 0 | 0 | 0 | 0 | 0 | 0 | 0 | 0 | 0 | 0 | 0 | 0 | 0 | 0 | 0 | 0 | 0 | 0 | 0 |  | 0 | 0 | 0 | 0 |  | 0 | 0 | 0 | 0 | 0
1982-10-12 | 1982 | 10 | 12 | 0 | 0 | 0 | 0 | 0 | 0 | 0 | 0 | 0 | 0 | 0 | 0 | 0 | 0 | 0 | 0 | 0 | 0 | 0 | 0 | 0 | 0 | 0 | 0 |  | 0 | 0 | 0 | 0 |  | 0 | 0 | 0 | 0 | 0
1982-10-13 | 1982 | 10 | 13 | 0 | 0 | 0 | 0 | 0 | 0 | 0 | 0 | 0 | 0 | 0 | 0 | 0 | 0 | 0 | 0 | 0 | 0 | 0 | 0 | 0 | 0 | 0 | 0 |  | 0 | 0 | 0 | 0 |  | 0 | 0 | 0 | 0 | 0
1982-10-14 | 1982 | 10 | 14 | 0 | 0 | 0 | 0 | 0 | 0 | 0 | 0 | 0 | 0 | 0 | 0 | 0 | 0 | 0 | 0 | 0 | 0 | 0 | 0 | 0 | 0 | 0 | 0 |  | 0 | 0 | 0 | 0 |  | 0 | 0 | 0 | 0 | 0
1982-10-15 | 1982 | 10 | 15 | 0 | 0 | 0 | 0 | 0 | 0 | 0 | 0 | 0 | 0 | 0 | 0 | 0 | 0 | 0 | 0 | 0 | 0 | 0 | 0 | 0 | 0 | 0 | 0 |  | 0 | 0 | 0 | 0 |  | 0 | 0 | 0 | 0 | 0
1982-10-16 | 1982 | 10 | 16 | 0 | 0 | 0 | 0 | 0 | 0 | 0.5 | 0 | 0 | 0 | 0 | 0 | 0 | 0 | 0 | 0 | 0 | 0 | 0 | 0 | 0 | 0 | 0 | 0 |  | 0.5 | 0.5 | 0.5 | 0 |  | 0 | 0 | 0 | 0 | 0
1982-10-17 | 1982 | 10 | 17 | 0 | 0 | 0 | 0 | 0.1 | 0 | 0 | 0 | 0.1 | 0.1 | 0 | 0 | 0.1 | 0.1 | 0.1 | 0.2 | 0.1 | 0 | 0 | 0.1 | 0.1 | 0.1 | 0.1 | 0.1 |  | 1.4 | 1.4 | 1.4 | 4.4409e-16 |  | 0 | 0 | 0 | 0 | 0
1982-10-18 | 1982 | 10 | 18 | 0.2 | 0.2 | 0.2 | 0.2 | 0.2 | 0.2 | 0.2 | 0.2 | 0 | 0.2 | 0 | 0 | 0 | 0 | 0 | 0 | 0 | 0 | 0 | 0 | 0 | 0 | 0 | 0 |  | 1.8 | 1.8 | 1.8 | 2.2204e-16 |  | 0 | 0 | 0 | 0 | 0
1982-10-19 | 1982 | 10 | 19 | 0 | 0 | 0 | 0 | 0 | 0 | 0 | 0 | 0 | 0 | 0 | 0 | 0 | 0 | 0 | 0 | 0 | 0 | 0 | 0 | 0 | 0 | 0 | 0 |  | 0 | 0 | 0 | 0 |  | 0 | 0 | 0 | 0 | 0
1982-10-20 | 1982 | 10 | 20 | 0 | 0 | 0 | 0 | 0 | 0 | 0 | 0 | 0 | 0 | 0 | 0 | 0 | 0 | 0 | 0 | 0 | 0 | 0 | 0 | 0 | 0 | 0 | 0 |  | 0 | 0 | 0 | 0 |  | 0 | 0 | 0 | 0 | 0
1982-10-21 | 1982 | 10 | 21 | 0 | 0 | 0 | 0 | 0 | 0 | 0 | 0 | 0 | 0 | 0 | 0 | 0 | 0 | 0 | 0 | 0 | 0 | 0 | 0 | 0 | 0 | 0 | 0 |  | 0 | 0 | 0 | 0 |  | 0 | 0 | 0 | 0 | 0
1982-10-22 | 1982 | 10 | 22 | 0 | 0 | 0 | 0 | 0 | 0 | 0 | 0 | 0 | 0 | 0 | 0 | 0 | 0 | 0 | 0 | 0 | 0 | 0 | 0 | 0 | 0 | 0 | 0 |  | 0 | 0 | 0 | 0 |  | 0 | 0 | 0 | 0 | 0
1982-10-23 | 1982 | 10 | 23 | 0 | 0 | 0 | 0 | 0 | 0 | 0 | 0 | 0 | 0 | 0 | 0 | 0 | 0 | 0 | 0 | 0 | 0 | 0 | 0 | 0 | 0 | 0 | 0 |  | 0 | 0 | 0 | 0 |  | 0 | 0 | 0 | 0 | 0
1982-10-24 | 1982 | 10 | 24 | 0 | 0 | 0 | 0 | 0 | 0 | 0 | 0 | 0 | 0 | 0 | 0 | 0 | 0 | 0 | 0 | 0 | 0 | 0 | 0 | 0 | 0 | 0 | 0 |  | 0 | 0 | 0 | 0 |  | 0 | 0 | 0 | 0 | 0
1982-10-25 | 1982 | 10 | 25 | 0 | 0 | 0 | 0 | 0 | 0 | 0 | 0 | 0 | 0 | 0 | 0 | 0 | 0 | 0 | 0 | 0 | 0 | 0 | 0 | 0 | 0 | 0 | 0 |  | 0 | 0 | 0 | 0 |  | 0 | 0 | 0 | 0 | 0
1982-10-26 | 1982 | 10 | 26 | 0 | 0 | 0 | 0 | 0 | 0 | 0 | 0 | 0 | 0 | 0 | 0 | 0 | 0 | 0 | 0 | 0 | 0 | 0 | 0 | 0 | 0 | 0 | 0 |  | 0 | 0 | 0 | 0 |  | 0 | 0 | 0 | 0 | 0
1982-10-27 | 1982 | 10 | 27 | 0 | 0 | 0 | 0 | 0 | 0 | 0 | 0 | 0 | 0 | 0 | 0 | 0 | 0 | 0 | 0 | 0 | 0 | 0 | 0 | 0 | 0 | 0 | 0 |  | 0 | 0 | 0 | 0 |  | 0 | 0 | 0 | 0 | 0
1982-10-28 | 1982 | 10 | 28 | 0 | 0 | 0 | 0 | 0 | 0 | 0 | 0 | 0 | 0 | 0 | 0 | 0 | 0 | 0 | 0 | 0 | 0 | 0 | 0 | 0 | 0 | 0 | 0 |  | 0 | 0 | 0 | 0 |  | 0 | 0 | 0 | 0 | 0
1982-10-29 | 1982 | 10 | 29 | 0 | 0 | 0 | 0 | 0 | 0 | 0 | 0 | 0 | 0 | 0 | 0 | 0 | 0 | 0 | 0 | 0 | 0 | 0 | 0 | 0 | 0 | 0 | 0 |  | 0 | 0 | 0 | 0 |  | 0 | 0 | 0 | 0 | 0
1982-10-30 | 1982 | 10 | 30 | 0 | 0 | 0 | 0 | 0 | 0 | 0 | 0 | 0 | 0 | 0 | 0 | 0 | 0 | 0 | 0 | 0 | 0 | 0 | 0 | 0 | 0 | 0 | 0 |  | 0 | 0 | 0 | 0 |  | 0 | 0 | 0 | 0 | 0
1982-10-31 | 1982 | 10 | 31 | 0 | 0 | 0 | 0 | 0 | 0 | 0 | 0 | 0 | 0 | 0 | 0 | 0 | 0 | 0 | 0 | 0 | 0 | 0 | 0 | 0 | 0 | 0 | 0 |  | 0 | 0 | 0 | 0 |  | 0 | 0 | 0 | 0 | 0
1982-11-01 | 1982 | 11 | 1 | 0 | 0 | 0 | 0 | 0 | 0 | 0 | 0 | 0 | 0 | 0 | 0 | 0 | 0 | 0 | 0 | 0 | 0 | 0 | 0 | 0 | 0 | 0 | 0 |  | 0 | 0 | 0 | 0 |  | 0 | 0 | 0 | 0 | 0
1982-11-02 | 1982 | 11 | 2 | 0 | 0 | 0 | 0 | 0 | 0 | 0 | 0 | 0 | 0 | 0 | 0 | 0 | 0 | 0 | 0 | 0 | 0 | 0 | 0 | 0 | 0 | 0 | 0 |  | 0 | 0 | 0 | 0 |  | 0 | 0 | 0 | 0 | 0
1982-11-03 | 1982 | 11 | 3 | 0 | 0 | 0 | 0 | 0 | 0 | 0 | 0 | 0 | 0 | 0 | 0 | 0 | 0 | 0 | 0 | 0 | 0 | 0 | 0 | 0 | 0 | 0 | 0 |  | 0 | 0 | 0 | 0 |  | 0 | 0 | 0 | 0 | 0
1982-11-04 | 1982 | 11 | 4 | 0 | 0 | 0 | 0 | 0 | 0 | 0 | 0 | 0 | 0 | 0 | 0 | 0 | 0 | 0 | 0 | 0 | 0 | 0 | 0 | 0 | 0 | 0 | 0 |  | 0 | 0 | 0 | 0 |  | 0 | 0 | 0 | 0 | 0
1982-11-05 | 1982 | 11 | 5 | 0 | 0 | 0 | 0 | 0 | 0 | 0 | 0 | 0 | 0 | 0 | 0 | 0 | 0 | 0 | 0 | 0 | 0 | 0 | 0 | 0 | 0 | 0 | 0 |  | 0 | 0 | 0 | 0 |  | 0 | 0 | 0 | 0 | 0
1982-11-06 | 1982 | 11 | 6 | 0 | 0 | 0 | 0 | 0 | 0 | 0 | 0 | 0 | 0 | 0 | 0 | 0 | 0 | 0 | 0 | 0 | 0 | 0 | 0 | 0 | 0 | 0 | 0 |  | 0 | 0 | 0 | 0 |  | 0 | 0 | 0 | 0 | 0
1982-11-07 | 1982 | 11 | 7 | 0 | 0 | 0 | 0 | 0 | 0 | 0 | 0 | 0 | 0 | 0 | 0 | 0 | 0 | 0 | 0 | 0 | 0 | 0 | 0 | 0 | 0 | 0 | 0 |  | 0 | 0 | 0 | 0 |  | 0 | 0 | 0 | 0 | 0
1982-11-08 | 1982 | 11 | 8 | 0 | 0 | 0 | 0 | 0 | 0 | 0 | 0 | 0 | 0 | 0 | 0 | 0 | 0 | 0 | 0 | 0 | 0 | 0 | 0 | 0 | 0 | 0 | 0 |  | 0 | 0 | 0 | 0 |  | 0 | 0 | 0 | 0 | 0
1982-11-09 | 1982 | 11 | 9 | 0 | 0 | 0 | 0 | 0 | 0 | 0 | 0 | 0 | 0 | 0 | 0 | 0 | 0 | 0 | 0 | 0 | 0 | 0 | 0 | 0 | 0 | 0 | 0 |  | 0 | 0 | 0 | 0 |  | 0 | 0 | 0 | 0 | 0
1982-11-10 | 1982 | 11 | 10 | 0 | 0 | 0 | 0 | 0 | 0 | 0 | 0 | 0 | 0 | 0 | 0 | 0 | 0 | 0 | 0 | 0 | 0 | 0 | 0 | 0 | 0 | 0 | 0 |  | 0 | 0 | 0 | 0 |  | 0 | 0 | 0 | 0 | 0
1982-11-11 | 1982 | 11 | 11 | 0.2 | 0.2 | 0.3 | 0.2 | 0.2 | 0.2 | 0.3 | 0.2 | 0.2 | 0 | 0 | 0 | 0 | 0 | 0 | 0 | 0 | 0 | 0 | 0 | 0 | 0 | 0 | 0 |  | 2 | 2 | 2 | 2.2204e-16 |  | 0 | 0 | 0 | 0 | 0
1982-11-12 | 1982 | 11 | 12 | 0 | 0 | 0 | 0 | 0 | 0 | 0 | 0 | 0 | 0 | 0 | 0 | 0 | 0 | 0 | 0 | 0 | 0 | 0 | 0 | 0.1 | 0 | 0.1 | 0 |  | 0.2 | 0.2 | 0.2 | 0 |  | 0 | 0 | 0 | 0 | 0
1982-11-13 | 1982 | 11 | 13 | 0 | 0.1 | 0 | 0.1 | 0 | 0 | 0 | 0 | 0 | 0 | 0 | 0 | 0 | 0 | 0 | 0 | 0 | 0 | 0 | 0 | 0 | 0 | 0 | 0 |  | 0.2 | 0.2 | 0.2 | 0 |  | 0 | 0 | 0 | 0 | 0
1982-11-14 | 1982 | 11 | 14 | 0 | 0 | 0 | 0 | 0 | 0 | 0 | 0 | 0 | 0 | 0 | 0 | 0 | 0 | 0 | 0 | 0 | 0 | 0 | 0 | 0 | 0 | 0 | 0 |  | 0 | 0 | 0 | 0 |  | 0 | 0 | 0 | 0 | 0
1982-11-15 | 1982 | 11 | 15 | 0 | 0 | 0 | 0 | 0 | 0 | 0 | 0 | 0 | 0 | 0 | 0 | 0 | 0 | 0 | 0 | 0 | 0 | 0 | 0 | 0 | 0 | 0 | 0 |  | 0 | 0 | 0 | 0 |  | 0 | 0 | 0 | 0 | 0
1982-11-16 | 1982 | 11 | 16 | 0 | 0 | 0 | 0 | 0 | 0 | 0 | 0 | 0 | 0 | 0 | 0 | 0 | 0 | 0 | 0 | 0 | 0 | 0 | 0 | 0 | 0 | 0 | 0 |  | 0 | 0 | 0 | 0 |  | 0 | 0 | 0 | 0 | 0
1982-11-17 | 1982 | 11 | 17 | 0 | 0 | 0 | 0 | 0 | 0 | 0 | 0 | 0 | 0 | 0 | 0 | 0 | 0 | 0 | 0 | 0 | 0 | 0 | 0 | 0 | 0 | 0 | 0 |  | 0 | 0 | 0 | 0 |  | 0 | 0 | 0 | 0 | 0
1982-11-18 | 1982 | 11 | 18 | 0 | 0 | 0 | 0 | 0 | 0 | 0 | 0.2 | 0.2 | 0.2 | 0.2 | 0.2 | 0.2 | 0.2 | 0.2 | 0.2 | 0.2 | 0.2 | 0.2 | 0.2 | 0.2 | 0.2 | 0.2 | 0.2 |  | 3.4 | 3.4 | 3.4 | 8.8818e-16 |  | 0 | 0 | 0 | 0 | 0
1982-11-19 | 1982 | 11 | 19 | 0 | 0 | 0 | 0 | 0 | 0 | 0 | 0 | 0 | 0 | 0 | 0 | 0 | 0 | 0 | 0 | 0 | 0 | 0 | 0 | 0 | 0 | 0 | 0 |  | 0 | 0 | 0 | 0 |  | 0 | 0 | 0 | 0 | 0
1982-11-20 | 1982 | 11 | 20 | 0 | 0 | 0.1 | 0 | 0 | 0 | 0.1 | 0.1 | 0.1 | 0 | 0.2 | 0.1 | 0 | 0 | 0 | 0 | 0 | 0 | 0 | 0 | 0 | 0 | 0 | 0.1 |  | 0.8 | 0.8 | 0.8 | 0 |  | 0 | 0 | 0 | 0 | 0
1982-11-21 | 1982 | 11 | 21 | 0 | 0 | 0 | 0 | 0 | 0 | 0 | 0 | 0 | 0 | 0 | 0 | 0 | 0 | 0 | 0 | 0 | 0 | 0 | 0 | 0 | 0 | 0 | 0 |  | 0 | 0 | 0 | 0 |  | 0 | 0 | 0 | 0 | 0
1982-11-22 | 1982 | 11 | 22 | 0 | 0 | 0 | 0 | 0 | 0 | 0 | 0 | 0 | 0 | 0 | 0 | 0 | 0 | 0 | 0 | 0 | 0 | 0 | 0 | 0 | 0 | 0 | 0 |  | 0 | 0 | 0 | 0 |  | 0 | 0 | 0 | 0 | 0
1982-11-23 | 1982 | 11 | 23 | 0 | 0 | 0 | 0 | 0 | 0 | 0 | 0 | 0 | 0 | 0 | 0 | 0 | 0 | 0 | 0 | 0 | 0 | 0 | 0 | 0 | 0 | 0 | 0 |  | 0 | 0 | 0 | 0 |  | 0 | 0 | 0 | 0 | 0
1982-11-24 | 1982 | 11 | 24 | 0 | 0 | 0 | 0 | 0 | 0 | 0 | 0 | 0 | 0 | 0 | 0 | 0 | 0 | 0 | 0 | 0 | 0 | 0 | 0 | 0 | 0 | 0 | 0 |  | 0 | 0 | 0 | 0 |  | 0 | 0 | 0 | 0 | 0
1982-11-25 | 1982 | 11 | 25 | 0 | 0 | 0 | 0 | 0 | 0 | 0 | 0 | 0 | 0 | 0 | 0 | 0 | 0 | 0 | 0 | 0 | 0 | 0 | 0 | 0 | 0 | 0 | 0 |  | 0 | 0 | 0 | 0 |  | 0 | 0 | 0 | 0 | 0
1982-11-26 | 1982 | 11 | 26 | 0 | 0 | 0 | 0 | 0 | 0 | 0 | 0 | 0 | 0 | 0 | 0 | 0 | 0 | 0 | 0 | 0 | 0 | 0 | 0 | 0 | 0 | 0 | 0 |  | 0 | 0 | 0 | 0 |  | 0 | 0 | 0 | 0 | 0
1982-11-27 | 1982 | 11 | 27 | 0 | 0 | 0 | 0 | 0 | 0 | 0 | 0 | 0 | 0 | 0 | 0 | 0 | 0 | 0 | 0 | 0 | 0 | 0 | 0 | 0 | 0 | 0 | 0 |  | 0 | 0 | 0 | 0 |  | 0 | 0 | 0 | 0 | 0
1982-11-28 | 1982 | 11 | 28 | 0 | 0 | 0 | 0 | 0 | 0 | 0 | 0 | 0 | 0 | 0 | 0 | 0 | 0 | 0 | 0 | 0 | 0 | 0 | 0 | 0 | 0 | 0 | 0 |  | 0 | 0 | 0 | 0 |  | 0 | 0 | 0 | 0 | 0
1982-11-29 | 1982 | 11 | 29 | 0 | 0 | 0 | 0 | 0 | 0 | 0 | 0 | 0 | 0 | 0 | 0 | 0 | 0 | 0 | 0 | 0 | 0 | 0 | 0 | 0 | 0 | 0 | 0 |  | 0 | 0 | 0 | 0 |  | 0 | 0 | 0 | 0 | 0
1982-11-30 | 1982 | 11 | 30 | 0 | 0 | 0 | 0 | 0 | 0 | 0 | 0 | 0 | 0 | 0 | 0 | 0 | 0 | 0 | 0 | 0 | 0 | 0 | 0 | 0 | 0 | 0 | 0 |  | 0 | 0 | 0 | 0 |  | 0 | 0 | 0 | 0 | 0
1982-12-01 | 1982 | 12 | 1 | 0 | 0 | 0 | 0 | 0 | 0 | 0 | 0 | 0 | 0 | 0 | 0 | 0 | 0 | 0 | 0 | 0 | 0 | 0 | 0 | 0 | 0 | 0 | 0 |  | 0 | 0 | 0 | 0 |  | 0 | 0 | 0 | 0 | 0
1982-12-02 | 1982 | 12 | 2 | 0 | 0 | 0 | 0 | 0 | 0 | 0 | 0 | 0 | 0 | 0 | 0 | 0 | 0 | 0 | 0 | 0 | 0 | 0 | 0 | 0 | 0 | 0 | 0 |  | 0 | 0 | 0 | 0 |  | 0 | 0 | 0 | 0 | 0
1982-12-03 | 1982 | 12 | 3 | 0 | 0 | 0 | 0 | 0 | 0 | 0 | 0 | 0 | 0 | 0 | 0 | 0 | 0 | 0 | 0 | 0 | 0 | 0 | 0 | 0 | 0 | 0 | 0 |  | 0 | 0 | 0 | 0 |  | 0 | 0 | 0 | 0 | 0
1982-12-04 | 1982 | 12 | 4 | 0 | 0 | 0 | 0 | 0 | 0 | 0 | 0 | 0 | 0 | 0 | 0 | 0 | 0 | 0 | 0 | 0 | 0 | 0 | 0 | 0 | 0 | 0 | 0 |  | 0 | 0 | 0 | 0 |  | 0 | 0 | 0 | 0 | 0
1982-12-05 | 1982 | 12 | 5 | 0 | 0 | 0 | 0 | 0 | 0 | 0 | 0 | 0 | 0 | 0 | 0 | 0 | 0 | 0 | 0 | 0 | 0 | 0 | 0 | 0 | 0 | 0 | 0 |  | 0 | 0 | 0 | 0 |  | 0 | 0 | 0 | 0 | 0
1982-12-06 | 1982 | 12 | 6 | 0 | 0 | 0 | 0 | 0 | 0 | 0 | 0 | 0 | 0 | 0 | 0 | 0 | 0 | 0 | 0 | 0 | 0 | 0 | 0 | 0 | 0 | 0 | 0 |  | 0 | 0 | 0 | 0 |  | 0 | 0 | 0 | 0 | 0
1982-12-07 | 1982 | 12 | 7 | 0 | 0 | 0 | 0 | 0 | 0 | 0 | 0 | 0 | 0 | 0 | 0 | 0 | 0 | 0 | 0 | 0 | 0 | 0 | 0 | 0 | 0 | 0 | 0 |  | 0 | 0 | 0 | 0 |  | 0 | 0 | 0 | 0 | 0
1982-12-08 | 1982 | 12 | 8 | 0 | 0 | 0 | 0 | 0 | 0 | 0 | 0 | 0 | 0 | 0 | 0 | 0 | 0 | 0 | 0 | 0 | 0 | 0 | 0 | 0 | 0 | 0 | 0 |  | 0 | 0 | 0 | 0 |  | 0 | 0 | 0 | 0 | 0
1982-12-09 | 1982 | 12 | 9 | 0 | 0 | 0 | 0 | 0 | 0 | 0 | 0 | 0 | 0 | 0 | 0 | 0 | 0 | 0 | 0 | 0 | 0 | 0 | 0 | 0 | 0 | 0 | 0 |  | 0 | 0 | 0 | 0 |  | 0 | 0 | 0 | 0 | 0
1982-12-10 | 1982 | 12 | 10 | 0 | 0 | 0 | 0 | 0 | 0 | 0 | 0 | 0 | 0 | 0 | 0 | 0 | 0 | 0 | 0 | 0 | 0 | 0 | 0 | 0 | 0 | 0 | 0 |  | 0 | 0 | 0 | 0 |  | 0 | 0 | 0 | 0 | 0
1982-12-11 | 1982 | 12 | 11 | 0 | 0 | 0 | 0 | 0 | 0 | 0 | 0 | 0 | 0 | 0 | 0 | 0 | 0 | 0 | 0 | 0 | 0 | 0 | 0 | 0 | 0 | 0 | 0 |  | 0 | 0 | 0 | 0 |  | 0 | 0 | 0 | 0 | 0
1982-12-12 | 1982 | 12 | 12 | 0 | 0 | 0 | 0 | 0 | 0 | 0 | 0 | 0 | 0 | 0 | 0 | 0 | 0 | 0 | 0 | 0 | 0 | 0 | 0 | 0 | 0 | 0 | 0.2 |  | 0.2 | 0.2 | 0.2 | 0 |  | 0 | 0 | 0 | 0 | 0
1982-12-13 | 1982 | 12 | 13 | 0.4 | 0.4 | 0.4 | 0.4 | 0.4 | 0.4 | 0.4 | 0.4 | 0.4 | 0.4 | 0.4 | 0.4 | 0.4 | 0 | 0 | 0 | 0 | 0 | 0 | 0 | 0 | 0 | 0 | 0 |  | 5.2 | 5.2 | 5.2 | 0 |  | 0 | 0 | 0 | 0 | 0
1982-12-14 | 1982 | 12 | 14 | 0 | 0 | 0 | 0 | 0 | 0 | 0 | 0 | 0 | 0 | 0 | 0 | 0 | 0 | 0 | 0 | 0 | 0 | 0 | 0 | 0 | 0 | 0 | 0 |  | 0 | 0 | 0 | 0 |  | 0 | 0 | 0 | 0 | 0
1982-12-15 | 1982 | 12 | 15 | 0 | 0 | 0 | 0 | 0 | 0 | 0 | 0 | 0 | 0 | 0 | 0 | 0 | 0 | 0 | 0 | 0 | 0 | 0 | 0 | 0 | 0 | 0 | 0 |  | 0 | 0 | 0 | 0 |  | 0 | 0 | 0 | 0 | 0
1982-12-16 | 1982 | 12 | 16 | 0 | 0 | 0 | 0 | 0 | 0 | 0 | 0 | 0 | 0 | 0 | 0 | 0 | 0 | 0 | 0 | 0 | 0 | 0 | 0 | 0 | 0 | 0 | 0 |  | 0 | 0 | 0 | 0 |  | 0 | 0 | 0 | 0 | 0
1982-12-17 | 1982 | 12 | 17 | 0 | 0 | 0 | 0 | 0 | 0 | 0 | 0 | 0 | 0 | 0 | 0 | 0 | 0 | 0 | 0 | 0 | 0 | 0 | 0 | 0 | 0 | 0 | 0 |  | 0 | 0 | 0 | 0 |  | 0 | 0 | 0 | 0 | 0
1982-12-18 | 1982 | 12 | 18 | 0 | 0 | 0 | 0 | 0 | 0 | 0 | 0 | 0 | 0 | 0 | 0 | 0 | 0 | 0 | 0 | 0 | 0 | 0 | 0 | 0 | 0 | 0 | 0 |  | 0 | 0 | 0 | 0 |  | 0 | 0 | 0 | 0 | 0
1982-12-19 | 1982 | 12 | 19 | 0 | 0 | 0 | 0 | 0 | 0 | 0 | 0 | 0 | 0 | 0 | 0 | 0 | 0 | 0 | 0 | 0 | 0 | 0 | 0 | 0 | 0 | 0 | 0 |  | 0 | 0 | 0 | 0 |  | 0 | 0 | 0 | 0 | 0
1982-12-20 | 1982 | 12 | 20 | 0 | 0 | 0 | 0 | 0 | 0 | 0 | 0 | 0 | 0 | 0 | 0 | 0 | 0 | 0 | 0.1 | 0 | 0.1 | 0 | 0 | 0.1 | 0 | 0.1 | 0 |  | 0.4 | 0.4 | 0.4 | 0 |  | 0 | 0 | 0 | 0 | 0
1982-12-21 | 1982 | 12 | 21 | 0.1 | 0.1 | 0 | 0.1 | 0.1 | 0.1 | 0.1 | 0 | 0.1 | 0.1 | 0.1 | 0.1 | 0 | 0.1 | 0.1 | 0.1 | 0 | 0.1 | 0.1 | 0.1 | 0.1 | 0 | 0.1 | 0.1 |  | 1.9 | 1.9 | 1.9 | 6.6613e-16 |  | 0 | 0 | 0 | 0 | 0
1982-12-22 | 1982 | 12 | 22 | 0 | 0.1 | 0 | 0 | 0.1 | 0 | 0.1 | 0 | 0 | 0.1 | 0 | 0 | 0 | 0 | 0 | 0 | 0 | 0 | 0 | 0 | 0 | 0 | 0 | 0 |  | 0.4 | 0.4 | 0.4 | 0 |  | 0 | 0 | 0 | 0 | 0
1982-12-23 | 1982 | 12 | 23 | 0 | 0 | 0 | 0 | 0 | 0 | 0 | 0 | 0 | 0 | 0 | 0 | 0 | 0 | 0 | 0 | 0 | 0 | 0 | 0 | 0 | 0 | 0 | 0 |  | 0 | 0 | 0 | 0 |  | 0 | 0 | 0 | 0 | 0
1982-12-24 | 1982 | 12 | 24 | 0 | 0 | 0 | 0 | 0 | 0 | 0 | 0 | 0 | 0 | 0 | 0 | 0 | 0 | 0 | 0 | 0 | 0 | 0 | 0 | 0 | 0 | 0 | 0 |  | 0 | 0 | 0 | 0 |  | 0 | 0 | 0 | 0 | 0
1982-12-25 | 1982 | 12 | 25 | 0 | 0 | 0 | 0 | 0 | 0 | 0 | 0 | 0 | 0 | 0 | 0 | 0 | 0 | 0 | 0 | 0 | 0 | 0 | 0 | 0 | 0 | 0 | 0 |  | 0 | 0 | 0 | 0 |  | 0 | 0 | 0 | 0 | 0
1982-12-26 | 1982 | 12 | 26 | 0 | 0 | 0 | 0 | 0 | 0 | 0 | 0 | 0 | 0 | 0 | 0 | 0 | 0 | 0 | 0 | 0 | 0 | 0 | 0 | 0 | 0 | 0 | 0 |  | 0 | 0 | 0 | 0 |  | 0 | 0 | 0 | 0 | 0
1982-12-27 | 1982 | 12 | 27 | 0 | 0 | 0 | 0 | 0 | 0 | 0 | 0 | 0 | 0 | 0 | 0 | 0 | 0 | 0 | 0 | 0 | 0 | 0 | 0 | 0 | 0 | 0 | 0 |  | 0 | 0 | 0 | 0 |  | 0 | 0 | 0 | 0 | 0
1982-12-28 | 1982 | 12 | 28 | 0 | 0 | 0 | 0 | 0 | 0 | 0 | 0 | 0 | 0 | 0 | 0 | 0 | 0 | 0 | 0 | 0 | 0 | 0 | 0 | 0 | 0 | 0 | 0 |  | 0 | 0 | 0 | 0 |  | 0 | 0 | 0 | 0 | 0
1982-12-29 | 1982 | 12 | 29 | 0 | 0 | 0 | 0 | 0 | 0 | 0 | 0 | 0 | 0 | 0 | 0 | 0 | 0 | 0 | 0 | 0 | 0 | 0 | 0 | 0 | 0 | 0 | 0 |  | 0 | 0 | 0 | 0 |  | 0 | 0 | 0 | 0 | 0
1982-12-30 | 1982 | 12 | 30 | 0 | 0 | 0 | 0 | 0 | 0 | 0 | 0 | 0 | 0 | 0 | 0 | 0 | 0 | 0 | 0 | 0 | 0 | 0 | 0 | 0 | 0 | 0 | 0 |  | 0 | 0 | 0 | 0 |  | 0 | 0 | 0 | 0 | 0
1982-12-31 | 1982 | 12 | 31 | 0 | 0 | 0 | 0 | 0 | 0 | 0 | 0 | 0 | 0 | 0 | 0 | 0 | 0 | 0 | 0 | 0 | 0 | 0 | 0 | 0 | 0 | 0 | 0 |  | 0 | 0 | 0 | 0 |  | 0 | 0 | 0 | 0 | 0
1983-01-01 | 1983 | 1 | 1 | 0 | 0 | 0 | 0 | 0 | 0 | 0 | 0 | 0 | 0 | 0 | 0 | 0 | 0 | 0 | 0 | 0 | 0 | 0 | 0 | 0 | 0 | 0 | 0 |  | 0 | 0 | 0 | 0 |  | 0 | 0 | 0 | 0 | 0
1983-01-02 | 1983 | 1 | 2 | 0 | 0 | 0 | 0 | 0 | 0 | 0 | 0 | 0 | 0 | 0 | 0 | 0 | 0 | 0 | 0 | 0 | 0 | 0 | 0 | 0 | 0 | 0 | 0 |  | 0 | 0 | 0 | 0 |  | 0 | 0 | 0 | 0 | 0
1983-01-03 | 1983 | 1 | 3 | 0 | 0 | 0 | 0 | 0 | 0 | 0 | 0 | 0 | 0 | 0 | 0 | 0 | 0 | 0 | 0 | 0 | 0 | 0 | 0 | 0 | 0 | 0 | 0 |  | 0 | 0 | 0 | 0 |  | 0 | 0 | 0 | 0 | 0
1983-01-04 | 1983 | 1 | 4 | 0 | 0 | 0 | 0 | 0 | 0 | 0 | 0 | 0 | 0 | 0 | 0 | 0 | 0 | 0 | 0 | 0 | 0 | 0 | 0 | 0 | 0 | 0 | 0 |  | 0 | 0 | 0 | 0 |  | 0 | 0 | 0 | 0 | 0
1983-01-05 | 1983 | 1 | 5 | 0 | 0 | 0 | 0 | 0 | 0 | 0 | 0 | 0 | 0 | 0 | 0 | 0 | 0 | 0 | 0.4 | 0.3 | 0.4 | 0.4 | 0.3 | 0.4 | 0 | 0 | 0 |  | 2.2 | 2.2 | 2.2 | 0 |  | 0 | 0 | 0 | 0 | 0
1983-01-06 | 1983 | 1 | 6 | 0 | 0 | 0 | 0 | 0 | 0 | 0 | 0 | 0 | 0 | 0 | 0 | 0 | 0 | 0 | 0 | 0 | 0 | 0 | 0 | 0 | 0 | 0 | 0 |  | 0 | 0 | 0 | 0 |  | 0 | 0 | 0 | 0 | 0
1983-01-07 | 1983 | 1 | 7 | 0 | 0 | 0 | 0 | 0 | 0 | 0 | 0 | 0 | 0 | 0 | 0 | 0 | 0 | 0 | 0 | 0 | 0 | 0 | 0 | 0 | 0 | 0 | 0 |  | 0 | 0 | 0 | 0 |  | 0 | 0 | 0 | 0 | 0
1983-01-08 | 1983 | 1 | 8 | 0 | 0 | 0 | 0 | 0 | 0 | 0 | 0 | 0 | 0 | 0 | 0 | 0 | 0 | 0 | 0 | 0 | 0 | 0 | 0 | 0 | 0 | 0 | 0 |  | 0 | 0 | 0 | 0 |  | 0 | 0 | 0 | 0 | 0
1983-01-09 | 1983 | 1 | 9 | 0.4 | 0.4 | 0 | 0 | 0 | 0 | 0 | 0 | 0 | 0 | 0 | 0 | 0 | 0 | 0 | 0 | 0 | 0 | 0 | 0 | 0 | 0 | 0 | 0 |  | 0.8 | 0.8 | 0.8 | 0 |  | 0 | 0 | 0 | 0 | 0
1983-01-10 | 1983 | 1 | 10 | 0 | 0 | 0 | 0 | 0.2 | 0.1 | 0.2 | 0.1 | 0.2 | 0.1 | 0.2 | 0.1 | 0.2 | 0.1 | 0.2 | 0.1 | 0.2 | 0.1 | 0.2 | 0.1 | 0.2 | 0.1 | 0.2 | 0.1 |  | 3 | 3 | 3 | 1.3323e-15 |  | 0 | 0 | 0 | 0 | 0
1983-01-11 | 1983 | 1 | 11 | 0 | 0 | 0 | 0 | 0 | 0 | 0 | 0 | 0 | 0 | 0 | 0 | 0 | 0 | 0 | 0 | 0 | 0 | 0 | 0 | 0 | 0 | 0 | 0 |  | 0 | 0 | 0 | 0 |  | 0 | 0 | 0 | 0 | 0
1983-01-12 | 1983 | 1 | 12 | 0 | 0 | 0 | 0 | 0 | 0 | 0 | 0 | 0 | 0 | 0 | 0 | 0 | 0 | 0 | 0 | 0 | 0 | 0 | 0 | 0 | 0 | 0 | 0 |  | 0 | 0 | 0 | 0 |  | 0 | 0 | 0 | 0 | 0
1983-01-13 | 1983 | 1 | 13 | 0 | 0 | 0 | 0 | 0 | 0 | 0 | 0 | 0 | 0 | 0 | 0 | 0 | 0 | 0 | 0 | 0 | 0 | 0 | 0 | 0 | 0 | 0 | 0 |  | 0 | 0 | 0 | 0 |  | 0 | 0 | 0 | 0 | 0
1983-01-14 | 1983 | 1 | 14 | 0 | 0 | 0 | 0 | 0 | 0 | 0 | 0 | 0 | 0 | 0 | 0 | 0 | 0 | 0 | 0 | 0 | 0 | 0 | 0 | 0 | 0 | 0 | 0 |  | 0 | 0 | 0 | 0 |  | 0 | 0 | 0 | 0 | 0
1983-01-15 | 1983 | 1 | 15 | 0 | 0 | 0 | 0 | 0 | 0 | 0 | 0 | 0 | 0 | 0 | 0 | 0 | 0 | 0 | 0 | 0 | 0 | 0 | 0 | 0 | 0 | 0 | 0 |  | 0 | 0 | 0 | 0 |  | 0 | 0 | 0 | 0 | 0
1983-01-16 | 1983 | 1 | 16 | 0 | 0 | 0 | 0 | 0 | 0 | 0 | 0 | 0 | 0 | 0 | 0 | 0 | 0 | 0 | 0 | 0 | 0 | 0 | 0 | 0 | 0 | 0 | 0 |  | 0 | 0 | 0 | 0 |  | 0 | 0 | 0 | 0 | 0
1983-01-17 | 1983 | 1 | 17 | 0 | 0 | 0 | 0 | 0 | 0 | 0 | 0 | 0 | 0 | 0 | 0 | 0 | 0 | 0 | 0 | 0 | 0 | 0 | 0 | 0 | 0 | 0 | 0 |  | 0 | 0 | 0 | 0 |  | 0 | 0 | 0 | 0 | 0
1983-01-18 | 1983 | 1 | 18 | 0 | 0 | 0 | 0 | 0 | 0 | 0 | 0 | 0 | 0 | 0 | 0 | 0 | 0 | 0 | 0 | 0 | 0 | 0 | 0 | 0 | 0 | 0 | 0 |  | 0 | 0 | 0 | 0 |  | 0 | 0 | 0 | 0 | 0
1983-01-19 | 1983 | 1 | 19 | 0 | 0 | 0 | 0 | 0 | 0 | 0 | 0 | 0 | 0 | 0 | 0 | 0 | 0 | 0 | 0 | 0 | 0 | 0 | 0 | 0 | 0 | 0 | 0 |  | 0 | 0 | 0 | 0 |  | 0 | 0 | 0 | 0 | 0
1983-01-20 | 1983 | 1 | 20 | 0 | 0 | 0 | 0 | 0 | 0 | 0 | 0 | 0 | 0 | 0 | 0 | 0 | 0 | 0 | 0 | 0 | 0 | 0 | 0 | 0 | 0 | 0 | 0 |  | 0 | 0 | 0 | 0 |  | 0 | 0 | 0 | 0 | 0
1983-01-21 | 1983 | 1 | 21 | 0 | 0 | 0 | 0 | 0 | 0 | 0 | 0 | 0 | 0 | 0 | 0 | 0 | 0 | 0 | 0 | 0 | 0 | 0 | 0 | 0 | 0 | 0 | 0 |  | 0 | 0 | 0 | 0 |  | 0 | 0 | 0 | 0 | 0
1983-01-22 | 1983 | 1 | 22 | 0 | 0.1 | 0 | 0 | 0.1 | 0 | 0 | 0.1 | 0 | 0 | 0.1 | 0 | 0 | 0.1 | 0 | 0 | 0.1 | 0 | 0 | 0.1 | 0 | 0 | 0.1 | 0 |  | 0.8 | 0.8 | 0.8 | 1.1102e-16 |  | 0 | 0 | 0 | 0 | 0
1983-01-23 | 1983 | 1 | 23 | 0 | 0.1 | 0 | 0 | 0.1 | 0 | 0 | 0.1 | 0 | 0.1 | 0 | 0 | 0.1 | 0 | 0 | 0 | 0 | 0 | 0 | 0 | 0 | 0 | 0.1 | 0 |  | 0.6 | 0.6 | 0.6 | 0 |  | 0 | 0 | 0 | 0 | 0
1983-01-24 | 1983 | 1 | 24 | 0.1 | 0 | 0.1 | 0 | 0.1 | 0 | 0.1 | 0 | 0.1 | 0 | 0.1 | 0.1 | 0 | 0.1 | 0.1 | 0 | 0.1 | 0 | 0.1 | 0.1 | 0 | 0.1 | 0 | 0.1 |  | 1.4 | 1.4 | 1.4 | 2.2204e-16 |  | 0 | 0 | 0 | 0 | 0
1983-01-25 | 1983 | 1 | 25 | 0 | 0 | 0 | 0 | 0 | 0 | 0 | 0 | 0 | 0 | 0 | 0 | 0 | 0 | 0 | 0 | 0 | 0 | 0 | 0 | 0 | 0 | 0 | 0 |  | 0 | 0 | 0 | 0 |  | 0 | 0 | 0 | 0 | 0
1983-01-26 | 1983 | 1 | 26 | 0 | 0 | 0 | 0 | 0 | 0 | 0 | 0 | 0 | 0 | 0 | 0 | 0 | 0 | 0 | 0 | 0 | 0 | 0 | 0 | 0 | 0 | 0 | 0 |  | 0 | 0 | 0 | 0 |  | 0 | 0 | 0 | 0 | 0
1983-01-27 | 1983 | 1 | 27 | 0 | 0 | 0 | 0 | 0 | 0 | 0 | 0 | 0 | 0 | 0 | 0 | 0 | 0 | 0 | 0 | 0 | 0 | 0 | 0 | 0 | 0 | 0 | 0 |  | 0 | 0 | 0 | 0 |  | 0 | 0 | 0 | 0 | 0
1983-01-28 | 1983 | 1 | 28 | 0 | 0 | 0 | 0 | 0 | 0 | 0 | 0 | 0 | 0 | 0 | 0 | 0 | 0 | 0 | 0 | 0 | 0 | 0 | 0 | 0 | 0 | 0 | 0 |  | 0 | 0 | 0 | 0 |  | 0 | 0 | 0 | 0 | 0
1983-01-29 | 1983 | 1 | 29 | 0 | 0 | 0 | 0 | 0 | 0 | 0 | 0 | 0 | 0 | 0 | 0 | 0 | 0 | 0 | 0 | 0 | 0 | 0 | 0 | 0 | 0 | 0 | 0 |  | 0 | 0 | 0 | 0 |  | 0 | 0 | 0 | 0 | 0
1983-01-30 | 1983 | 1 | 30 | 0 | 0 | 0 | 0 | 0 | 0 | 0 | 0 | 0 | 0 | 0 | 0 | 0 | 0 | 0 | 0 | 0 | 0 | 0 | 0 | 0 | 0 | 0 | 0 |  | 0 | 0 | 0 | 0 |  | 0 | 0 | 0 | 0 | 0
1983-01-31 | 1983 | 1 | 31 | 0 | 0 | 0 | 0 | 0 | 0 | 0 | 0 | 0 | 0 | 0 | 0 | 0 | 0 | 0 | 0 | 0 | 0 | 0 | 0 | 0 | 0 | 0 | 0 |  | 0 | 0 | 0 | 0 |  | 0 | 0 | 0 | 0 | 0
1983-02-01 | 1983 | 2 | 1 | 0 | 0 | 0 | 0 | 0 | 0 | 0 | 0 | 0.1 | 0 | 0.1 | 0.1 | 0 | 0.1 | 0.1 | 0 | 0.1 | 0.1 | 0 | 0.1 | 0.1 | 0 | 0.1 | 0 |  | 1 | 1 | 1 | 1.1102e-16 |  | 0 | 0 | 0 | 0 | 0
1983-02-02 | 1983 | 2 | 2 | 0 | 0 | 0 | 0 | 0 | 0 | 0 | 0 | 0 | 0 | 0 | 0 | 0 | 0 | 0 | 0 | 0 | 0 | 0 | 0 | 0 | 0 | 0 | 0 |  | 0 | 0 | 0 | 0 |  | 0 | 0 | 0 | 0 | 0
1983-02-03 | 1983 | 2 | 3 | 0 | 0 | 0 | 0 | 0 | 0 | 0 | 0 | 0 | 0 | 0 | 0 | 0 | 0 | 0 | 0 | 0 | 0 | 0 | 0 | 0 | 0 | 0 | 0 |  | 0 | 0 | 0 | 0 |  | 0 | 0 | 0 | 0 | 0
1983-02-04 | 1983 | 2 | 4 | 0 | 0 | 0 | 0 | 0 | 0 | 0 | 0 | 0 | 0 | 0 | 0 | 0 | 0 | 0 | 0 | 0 | 0 | 0 | 0 | 0 | 0 | 0 | 0 |  | 0 | 0 | 0 | 0 |  | 0 | 0 | 0 | 0 | 0
1983-02-05 | 1983 | 2 | 5 | 0 | 0 | 0 | 0 | 0.1 | 0 | 0 | 0 | 0 | 0 | 0 | 0 | 0.1 | 0 | 0 | 0 | 0 | 0 | 0 | 0 | 0 | 0 | 0 | 0 |  | 0.2 | 0.2 | 0.2 | 0 |  | 0 | 0 | 0 | 0 | 0
1983-02-06 | 1983 | 2 | 6 | 0 | 0 | 0 | 0 | 0 | 0 | 0 | 0 | 0 | 0 | 0 | 0 | 0 | 0 | 0 | 0 | 0 | 0 | 0 | 0 | 0 | 0 | 0 | 0 |  | 0 | 0 | 0 | 0 |  | 0 | 0 | 0 | 0 | 0
1983-02-07 | 1983 | 2 | 7 | 0 | 0 | 0 | 0 | 0 | 0 | 0 | 0 | 0 | 0 | 0 | 0 | 0 | 0 | 0 | 0 | 0 | 0 | 0 | 0 | 0 | 0 | 0 | 0 |  | 0 | 0 | 0 | 0 |  | 0 | 0 | 0 | 0 | 0
1983-02-08 | 1983 | 2 | 8 | 0 | 0 | 0 | 0 | 0 | 0 | 0 | 0 | 0 | 0 | 0 | 0 | 0 | 0 | 0 | 0 | 0 | 0 | 0 | 0 | 0 | 0 | 0 | 0 |  | 0 | 0 | 0 | 0 |  | 0 | 0 | 0 | 0 | 0
1983-02-09 | 1983 | 2 | 9 | 0 | 0 | 0 | 0 | 0 | 0 | 0 | 0 | 0 | 0 | 0 | 0 | 0 | 0 | 0 | 0 | 0 | 0 | 0 | 0 | 0 | 0 | 0 | 0 |  | 0 | 0 | 0 | 0 |  | 0 | 0 | 0 | 0 | 0
1983-02-10 | 1983 | 2 | 10 | 0 | 0 | 0 | 0 | 0 | 0 | 0 | 0 | 0 | 0 | 0 | 0 | 0 | 0 | 0 | 0 | 0 | 0 | 0 | 0 | 0 | 0 | 0 | 0 |  | 0 | 0 | 0 | 0 |  | 0 | 0 | 0 | 0 | 0
1983-02-11 | 1983 | 2 | 11 | 0 | 0 | 0 | 0 | 0 | 0 | 0 | 0 | 0 | 0 | 0 | 0 | 0 | 0 | 0 | 0 | 0 | 0 | 0 | 0 | 0 | 0 | 0 | 0 |  | 0 | 0 | 0 | 0 |  | 0 | 0 | 0 | 0 | 0
1983-02-12 | 1983 | 2 | 12 | 0 | 0 | 0 | 0 | 0 | 0 | 0 | 0 | 0 | 0 | 0 | 0 | 0 | 0 | 0 | 0 | 0 | 0 | 0 | 0 | 0 | 0 | 0 | 0 |  | 0 | 0 | 0 | 0 |  | 0 | 0 | 0 | 0 | 0
1983-02-13 | 1983 | 2 | 13 | 0 | 0 | 0 | 0 | 0 | 0 | 0 | 0 | 0 | 0 | 0 | 0 | 0 | 0 | 0 | 0 | 0 | 0 | 0 | 0 | 0 | 0 | 0 | 0 |  | 0 | 0 | 0 | 0 |  | 0 | 0 | 0 | 0 | 0
1983-02-14 | 1983 | 2 | 14 | 0 | 0 | 0 | 0 | 0 | 0 | 0 | 0 | 0 | 0 | 0 | 0 | 0 | 0 | 0 | 0 | 0 | 0 | 0 | 0 | 0 | 0 | 0 | 0 |  | 0 | 0 | 0 | 0 |  | 0 | 0 | 0 | 0 | 0
1983-02-15 | 1983 | 2 | 15 | 0 | 0 | 0 | 0 | 0 | 0 | 0 | 0 | 0 | 0 | 0 | 0 | 0 | 0 | 0 | 0 | 0 | 0 | 0 | 0 | 0 | 0 | 0 | 0 |  | 0 | 0 | 0 | 0 |  | 0 | 0 | 0 | 0 | 0
1983-02-16 | 1983 | 2 | 16 | 0 | 0 | 0 | 0 | 0 | 0 | 0 | 0 | 0 | 0 | 0 | 0 | 0 | 0 | 0 | 0 | 0 | 0 | 0 | 0 | 0 | 0 | 0 | 0 |  | 0 | 0 | 0 | 0 |  | 0 | 0 | 0 | 0 | 0
1983-02-17 | 1983 | 2 | 17 | 0 | 0 | 0 | 0 | 0 | 0 | 0 | 0 | 0 | 0 | 0 | 0 | 0 | 0 | 0 | 0 | 0 | 0 | 0 | 0 | 0 | 0 | 0 | 0 |  | 0 | 0 | 0 | 0 |  | 0 | 0 | 0 | 0 | 0
1983-02-18 | 1983 | 2 | 18 | 0 | 0 | 0 | 0 | 0 | 0 | 0 | 0 | 0 | 0 | 0 | 0 | 0 | 0 | 0 | 0 | 0 | 0 | 0 | 0 | 0 | 0 | 0 | 0 |  | 0 | 0 | 0 | 0 |  | 0 | 0 | 0 | 0 | 0
1983-02-19 | 1983 | 2 | 19 | 0 | 0 | 0 | 0 | 0 | 0 | 0 | 0 | 0 | 0 | 0 | 0 | 0 | 0 | 0 | 0 | 0 | 0 | 0 | 0 | 0 | 0 | 0 | 0 |  | 0 | 0 | 0 | 0 |  | 0 | 0 | 0 | 0 | 0
1983-02-20 | 1983 | 2 | 20 | 0 | 0 | 0 | 0 | 0 | 0 | 0 | 0 | 0 | 0 | 0 | 0 | 0 | 0 | 0 | 0 | 0 | 0 | 0 | 0 | 0 | 0 | 0 | 0 |  | 0 | 0 | 0 | 0 |  | 0 | 0 | 0 | 0 | 0
1983-02-21 | 1983 | 2 | 21 | 0 | 0 | 0 | 0 | 0 | 0 | 0 | 0 | 0 | 0 | 0 | 0 | 0 | 0 | 0 | 0 | 0 | 0 | 0 | 0 | 0 | 0 | 0 | 0 |  | 0 | 0 | 0 | 0 |  | 0 | 0 | 0 | 0 | 0
1983-02-22 | 1983 | 2 | 22 | 0 | 0 | 0 | 0 | 0 | 0 | 0 | 0 | 0 | 0 | 0 | 0 | 0 | 0 | 0 | 0 | 0 | 0 | 0 | 0 | 0 | 0 | 0 | 0 |  | 0 | 0 | 0 | 0 |  | 0 | 0 | 0 | 0 | 0
1983-02-23 | 1983 | 2 | 23 | 0 | 0 | 0 | 0 | 0 | 0 | 0 | 0 | 0 | 0 | 0 | 0 | 0 | 0 | 0 | 0 | 0 | 0 | 0 | 0 | 0 | 0 | 0 | 0 |  | 0 | 0 | 0 | 0 |  | 0 | 0 | 0 | 0 | 0
1983-02-24 | 1983 | 2 | 24 | 0 | 0 | 0 | 0 | 0 | 0 | 0 | 0 | 0 | 0 | 0 | 0 | 0 | 0 | 0 | 0 | 0 | 0 | 0 | 0 | 0 | 0 | 0 | 0 |  | 0 | 0 | 0 | 0 |  | 0 | 0 | 0 | 0 | 0
1983-02-25 | 1983 | 2 | 25 | 0 | 0 | 0 | 0 | 0 | 0 | 0 | 0 | 0 | 0 | 0 | 0 | 0 | 0 | 0 | 0 | 0 | 0 | 0 | 0 | 0 | 0 | 0 | 0 |  | 0 | 0 | 0 | 0 |  | 0 | 0 | 0 | 0 | 0
1983-02-26 | 1983 | 2 | 26 | 0 | 0 | 0 | 0 | 0 | 0 | 0 | 0 | 0 | 0 | 0 | 0.3 | 0.3 | 0.2 | 0.3 | 0.3 | 0 | 0 | 0.3 | 0 | 0 | 0 | 0.2 | 0.3 |  | 2.2 | 2.2 | 2.2 | 0 |  | 0 | 0 | 0 | 0 | 0
1983-02-27 | 1983 | 2 | 27 | 0 | 0 | 0 | 0 | 0 | 0 | 0 | 0 | 0 | 0 | 0 | 0 | 0 | 0 | 0 | 0 | 0 | 0 | 0.1 | 0.1 | 0.2 | 0.1 | 0.1 | 0.1 |  | 0.7 | 0.7 | 0.7 | 0 |  | 0 | 0 | 0 | 0 | 0
1983-02-28 | 1983 | 2 | 28 | 0.1 | 0 | 0.1 | 0.1 | 0.1 | 0 | 0.1 | 0 | 0.1 | 0.1 | 0 | 0.1 | 0 | 0.1 | 0.1 | 0 | 0.1 | 0 | 0.1 | 0.1 | 0 | 0.1 | 0 | 0.1 |  | 1.5 | 1.5 | 1.5 | 2.2204e-16 |  | 0 | 0 | 0 | 0 | 0
1983-03-01 | 1983 | 3 | 1 | 0 | 0.1 | 0 | 0.1 | 0 | 0.1 | 0 | 0.1 | 0 | 0.1 | 0 | 0.1 | 0 | 0 | 0 | 0 | 0 | 0 | 0 | 0 | 0 | 0 | 0 | 0 |  | 0.6 | 0.6 | 0.6 | 0 |  | 0 | 0 | 0 | 0 | 0
1983-03-02 | 1983 | 3 | 2 | 0 | 0 | 0.1 | 0 | 0 | 0 | 0 | 0 | 0 | 0 | 0 | 0 | 0 | 0 | 0 | 0 | 0 | 0 | 0 | 0.1 | 0 | 0 | 0 | 0 |  | 0.2 | 0.2 | 0.2 | 0 |  | 0 | 0 | 0 | 0 | 0
1983-03-03 | 1983 | 3 | 3 | 0 | 0 | 0 | 0 | 0 | 0 | 0 | 0 | 0 | 0 | 0 | 0 | 0 | 0 | 0 | 0 | 0 | 0 | 0 | 0 | 0 | 0 | 0 | 0 |  | 0 | 0 | 0 | 0 |  | 0 | 0 | 0 | 0 | 0
1983-03-04 | 1983 | 3 | 4 | 0 | 0 | 0 | 0 | 0 | 0 | 0 | 0.2 | 0.1 | 0.2 | 0.1 | 0.2 | 0.1 | 0.2 | 0.1 | 0.2 | 0.1 | 0.2 | 0.1 | 0.2 | 0.1 | 0.2 | 0.1 | 0.2 |  | 2.6 | 2.6 | 2.6 | 8.8818e-16 |  | 0 | 0 | 0 | 0 | 0
1983-03-05 | 1983 | 3 | 5 | 0 | 0 | 0 | 0 | 0 | 0 | 0 | 0 | 0 | 0 | 0 | 0 | 0 | 0 | 0 | 0 | 0 | 0 | 0 | 0 | 0 | 0 | 0 | 0 |  | 0 | 0 | 0 | 0 |  | 0 | 0 | 0 | 0 | 0
1983-03-06 | 1983 | 3 | 6 | 0 | 0 | 0 | 0 | 0.1 | 0 | 0 | 0 | 0 | 0 | 0 | 0 | 0 | 0 | 0 | 0 | 0 | 0 | 0.1 | 0 | 0 | 0 | 0 | 0 |  | 0.2 | 0.2 | 0.2 | 0 |  | 0 | 0 | 0 | 0 | 0
1983-03-07 | 1983 | 3 | 7 | 0 | 0.1 | 0 | 0 | 0 | 0.1 | 0 | 0 | 0 | 0.1 | 0 | 0 | 0 | 0.1 | 0 | 0 | 0 | 0 | 0.1 | 0 | 0 | 0 | 0.1 | 0 |  | 0.6 | 0.6 | 0.6 | 0 |  | 0 | 0 | 0 | 0 | 0
1983-03-08 | 1983 | 3 | 8 | 0.1 | 0 | 0 | 0 | 0 | 0 | 0 | 0 | 0 | 0 | 0 | 0 | 0 | 0 | 0 | 0 | 0 | 0 | 0 | 0.1 | 0.1 | 0 | 0.1 | 0 |  | 0.4 | 0.4 | 0.4 | 0 |  | 0 | 0 | 0 | 0 | 0
1983-03-09 | 1983 | 3 | 9 | 0 | 0 | 0 | 0 | 0 | 0 | 0 | 0 | 0 | 0 | 0 | 0 | 0 | 0 | 0 | 0 | 0 | 0 | 0 | 0 | 0 | 0 | 0 | 0 |  | 0 | 0 | 0 | 0 |  | 0 | 0 | 0 | 0 | 0
1983-03-10 | 1983 | 3 | 10 | 0 | 0 | 0 | 0 | 0 | 0 | 0 | 0 | 0 | 0 | 0 | 0 | 0 | 0 | 0 | 0 | 0 | 0 | 0 | 0 | 0 | 0 | 0 | 0 |  | 0 | 0 | 0 | 0 |  | 0 | 0 | 0 | 0 | 0
1983-03-11 | 1983 | 3 | 11 | 0 | 0 | 0 | 0 | 0 | 0 | 0 | 0 | 0 | 0 | 0 | 0 | 0 | 0 | 0 | 0.3 | 0.2 | 0.3 | 0.2 | 0.3 | 0.2 | 0.3 | 0.2 | 0 |  | 2 | 2 | 2 | 0 |  | 0 | 0 | 0 | 0 | 0
1983-03-12 | 1983 | 3 | 12 | 0.1 | 0.1 | 0.1 | 0.1 | 0.1 | 0.1 | 0.1 | 0.1 | 0 | 0 | 0 | 0 | 0 | 0 | 0 | 0 | 0 | 0 | 0 | 0 | 0 | 0 | 0 | 0 |  | 0.8 | 0.8 | 0.8 | 1.1102e-16 |  | 0 | 0 | 0 | 0 | 0
1983-03-13 | 1983 | 3 | 13 | 0 | 0 | 0 | 0 | 0 | 0 | 0 | 0 | 0 | 0 | 0 | 0 | 0 | 0 | 0 | 0 | 0 | 0 | 0.1 | 0.1 | 0 | 0 | 0 | 0 |  | 0.2 | 0.2 | 0.2 | 0 |  | 0 | 0 | 0 | 0 | 0
1983-03-14 | 1983 | 3 | 14 | 0 | 0 | 0 | 0 | 0 | 0 | 0 | 0 | 0 | 0 | 0 | 0 | 0 | 0 | 0 | 0 | 0 | 0 | 0 | 0 | 0 | 0 | 0 | 0 |  | 0 | 0 | 0 | 0 |  | 0 | 0 | 0 | 0 | 0
1983-03-15 | 1983 | 3 | 15 | 0 | 0 | 0 | 0 | 0 | 0 | 0 | 0 | 0 | 0 | 0 | 0 | 0 | 0 | 0 | 0 | 0 | 0.4 | 0.4 | 0.5 | 0.4 | 0.4 | 0.4 | 0 |  | 2.5 | 2.5 | 2.5 | 0 |  | 0 | 0 | 0 | 0 | 0
1983-03-16 | 1983 | 3 | 16 | 0 | 0 | 0 | 0 | 0 | 0 | 0 | 0 | 0 | 0 | 0 | 0.1 | 0.2 | 0 | 0 | 0.1 | 0.2 | 0.1 | 0.2 | 0.1 | 0.2 | 0.1 | 0.2 | 0.1 |  | 1.6 | 1.6 | 1.6 | 2.2204e-16 |  | 0 | 0 | 0 | 0 | 0
1983-03-17 | 1983 | 3 | 17 | 0.3 | 0.2 | 0.3 | 0.2 | 0.3 | 0.2 | 0.3 | 0.2 | 0.3 | 0.2 | 0.3 | 0.2 | 0.3 | 0.2 | 0.3 | 0.2 | 0 | 0 | 0 | 0 | 0 | 0 | 0 | 0 |  | 4 | 4 | 4 | 0 |  | 0 | 0 | 0 | 0 | 0
1983-03-18 | 1983 | 3 | 18 | 0 | 0 | 0 | 0 | 0 | 0 | 0 | 0 | 0 | 0 | 0 | 0 | 0 | 0 | 0 | 0 | 0 | 0 | 0 | 0 | 0 | 0 | 0 | 0 |  | 0 | 0 | 0 | 0 |  | 0 | 0 | 0 | 0 | 0
1983-03-19 | 1983 | 3 | 19 | 0 | 0 | 0 | 0 | 0 | 0 | 0 | 0 | 0 | 0 | 0 | 0 | 0 | 0 | 0 | 0 | 0 | 0 | 0 | 0 | 0 | 0 | 0 | 0 |  | 0 | 0 | 0 | 0 |  | 0 | 0 | 0 | 0 | 0
1983-03-20 | 1983 | 3 | 20 | 0 | 0 | 0 | 0 | 0 | 0 | 0 | 0 | 0 | 0 | 0 | 0 | 0 | 0 | 0 | 0 | 0 | 0 | 0 | 0 | 0 | 0 | 0 | 0 |  | 0 | 0 | 0 | 0 |  | 0 | 0 | 0 | 0 | 0
1983-03-21 | 1983 | 3 | 21 | 0 | 0.1 | 0 | 0.1 | 0.1 | 0 | 0.1 | 0.1 | 0.1 | 0.1 | 0.1 | 0 | 0 | 0.1 | 0.1 | 0 | 0.1 | 0.1 | 0.1 | 0 | 0.1 | 0.1 | 0 | 0.1 |  | 1.6 | 1.6 | 1.6 | 2.2204e-16 |  | 0 | 0 | 0 | 0 | 0
1983-03-22 | 1983 | 3 | 22 | 0 | 0 | 0.1 | 0 | 0 | 0 | 0 | 0 | 0.1 | 0 | 0 | 0 | 0 | 0 | 0 | 0.1 | 0 | 0 | 0 | 0 | 0 | 0.1 | 0 | 0 |  | 0.4 | 0.4 | 0.4 | 0 |  | 0 | 0 | 0 | 0 | 0
1983-03-23 | 1983 | 3 | 23 | 0.1 | 0 | 0.1 | 0 | 0.1 | 0 | 0.1 | 0 | 0 | 0 | 0.1 | 0 | 0 | 0 | 0 | 0 | 0 | 0 | 0.1 | 0 | 0.1 | 0 | 0.1 | 0 |  | 0.8 | 0.8 | 0.8 | 1.1102e-16 |  | 0 | 0 | 0 | 0 | 0
1983-03-24 | 1983 | 3 | 24 | 0.1 | 0.2 | 0.1 | 0.1 | 0.1 | 0.2 | 0.1 | 0.1 | 0.1 | 0.2 | 0.1 | 0.1 | 0.1 | 0.2 | 0.1 | 0.1 | 0.1 | 0.1 | 0.2 | 0.1 | 0.1 | 0.1 | 0.2 | 0.1 |  | 3 | 3 | 3 | 1.3323e-15 |  | 0 | 0 | 0 | 0 | 0
1983-03-25 | 1983 | 3 | 25 | 0.1 | 0 | 0.1 | 0.1 | 0 | 0 | 0 | 0.1 | 0.1 | 0 | 0.1 | 0.1 | 0 | 0.1 | 0 | 0 | 0 | 0 | 0 | 0 | 0 | 0 | 0 | 0 |  | 0.8 | 0.8 | 0.8 | 1.1102e-16 |  | 0 | 0 | 0 | 0 | 0
1983-03-26 | 1983 | 3 | 26 | 0 | 0 | 0 | 0 | 0 | 0 | 0 | 0 | 0 | 0 | 0 | 0 | 0 | 0 | 0 | 0 | 0 | 0 | 0 | 0 | 0 | 0 | 0 | 0 |  | 0 | 0 | 0 | 0 |  | 0 | 0 | 0 | 0 | 0
1983-03-27 | 1983 | 3 | 27 | 0 | 0 | 0 | 0 | 0 | 0 | 0 | 0 | 0 | 0 | 0 | 0 | 0 | 0 | 0 | 0 | 0 | 0 | 0 | 0 | 0 | 0 | 0 | 0 |  | 0 | 0 | 0 | 0 |  | 0 | 0 | 0 | 0 | 0
1983-03-28 | 1983 | 3 | 28 | 0 | 0 | 0 | 0 | 0 | 0 | 0 | 0 | 0 | 0 | 0 | 0 | 0 | 0 | 0 | 0 | 0 | 0 | 0 | 0 | 0 | 0 | 0 | 0 |  | 0 | 0 | 0 | 0 |  | 0 | 0 | 0 | 0 | 0
1983-03-29 | 1983 | 3 | 29 | 0 | 0 | 0 | 0 | 0 | 0 | 0 | 0 | 0 | 0 | 0 | 0 | 0 | 0 | 0 | 0 | 0 | 0 | 0 | 0 | 0 | 0 | 0 | 0 |  | 0 | 0 | 0 | 0 |  | 0 | 0 | 0 | 0 | 0
1983-03-30 | 1983 | 3 | 30 | 0 | 0 | 0 | 0 | 0 | 0 | 0 | 0 | 0 | 0 | 0 | 0 | 0 | 0 | 0 | 0 | 0 | 0 | 0 | 0 | 0 | 0 | 0 | 0 |  | 0 | 0 | 0 | 0 |  | 0 | 0 | 0 | 0 | 0
1983-03-31 | 1983 | 3 | 31 | 0 | 0 | 0 | 0 | 0 | 0 | 0 | 0 | 0 | 0 | 0 | 0 | 0 | 0 | 0 | 0 | 0.1 | 0.2 | 0.1 | 0 | 0 | 0 | 0 | 0 |  | 0.4 | 0.4 | 0.4 | 0 |  | 0 | 0 | 0 | 0 | 0
1983-04-01 | 1983 | 4 | 1 | 0 | 0 | 0 | 0 | 0 | 0 | 0 | 0 | 0 | 0 | 0 | 0 | 0 | 0 | 0 | 0 | 0 | 0 | 0 | 0 | 0 | 0 | 0 | 0 |  | 0 | 0 | 0 | 0 |  | 0 | 0 | 0 | 0 | 0
1983-04-02 | 1983 | 4 | 2 | 0 | 0 | 0 | 0 | 0 | 0 | 0 | 0 | 0 | 0 | 0 | 0 | 0 | 0 | 0 | 0 | 0 | 0 | 0 | 0 | 0 | 0 | 0 | 0.2 |  | 0.2 | 0.2 | 0.2 | 0 |  | 0 | 0 | 0 | 0 | 0
1983-04-03 | 1983 | 4 | 3 | 0.4 | 0.4 | 0.4 | 0.3 | 0.4 | 0.4 | 0.4 | 0.4 | 0.4 | 0.3 | 0.4 | 0.8 | 0.4 | 0.4 | 0.3 | 0.4 | 0.4 | 0 | 0 | 0 | 0 | 0 | 0 | 0.4 |  | 7.3 | 7.3 | 7.3 | 1.7764e-15 |  | 0 | 0 | 0 | 0 | 0
1983-04-04 | 1983 | 4 | 4 | 0.1 | 0.1 | 0.1 | 0.1 | 0 | 0 | 0.1 | 0 | 0 | 0 | 0 | 0 | 0 | 0.1 | 0.1 | 0 | 0.1 | 0 | 0 | 0 | 0 | 0 | 0 | 0 |  | 0.8 | 0.8 | 0.8 | 1.1102e-16 |  | 0 | 0 | 0 | 0 | 0
1983-04-05 | 1983 | 4 | 5 | 0 | 0 | 0 | 0 | 0 | 0 | 0 | 0 | 0 | 0 | 0 | 0 | 0 | 0 | 0 | 0 | 0 | 0 | 0 | 0 | 0 | 0 | 0 | 0 |  | 0 | 0 | 0 | 0 |  | 0 | 0 | 0 | 0 | 0
1983-04-06 | 1983 | 4 | 6 | 0 | 0 | 0 | 0 | 0 | 0 | 0 | 0 | 0 | 0 | 0 | 0 | 0 | 0 | 0 | 0 | 0 | 0 | 0 | 0 | 0 | 0 | 0 | 0 |  | 0 | 0 | 0 | 0 |  | 0 | 0 | 0 | 0 | 0
1983-04-07 | 1983 | 4 | 7 | 0 | 0 | 0 | 0 | 0 | 0 | 0 | 0 | 0 | 0 | 0 | 0 | 0 | 0 | 0 | 0 | 0 | 0 | 0 | 0 | 0 | 0 | 0 | 0 |  | 0 | 0 | 0 | 0 |  | 0 | 0 | 0 | 0 | 0
1983-04-08 | 1983 | 4 | 8 | 0 | 0 | 0 | 0 | 0 | 0 | 0 | 0 | 0 | 0 | 0 | 0 | 0 | 0 | 0 | 0 | 0 | 0 | 0.4 | 0 | 0.4 | 0 | 0 | 0.4 |  | 1.2 | 1.2 | 1.2 | 2.2204e-16 |  | 0 | 0 | 0 | 0 | 0
1983-04-09 | 1983 | 4 | 9 | 0.2 | 0.1 | 0.2 | 0.1 | 0.2 | 0.1 | 0.2 | 0.1 | 0.2 | 0.1 | 0.2 | 0.1 | 0.2 | 0.1 | 0.2 | 0.1 | 0.1 | 0.2 | 0.1 | 0.2 | 0.1 | 0.2 | 0.1 | 0.2 |  | 3.6 | 3.6 | 3.6 | 1.7764e-15 |  | 0 | 0 | 0 | 0 | 0
1983-04-10 | 1983 | 4 | 10 | 0.2 | 0.1 | 0.2 | 0.2 | 0.2 | 0.1 | 0.2 | 0.2 | 0 | 0 | 0 | 0 | 0 | 0 | 0 | 0 | 0 | 0.2 | 0.1 | 0.2 | 0.2 | 0.2 | 0.1 | 0.2 |  | 2.6 | 2.6 | 2.6 | 4.4409e-16 |  | 0 | 0 | 0 | 0 | 0
1983-04-11 | 1983 | 4 | 11 | 0 | 0.1 | 0 | 0 | 0 | 0.1 | 0 | 0 | 0 | 0.1 | 0 | 0 | 0.1 | 0 | 0 | 0 | 0 | 0 | 0 | 0 | 0 | 0 | 0 | 0 |  | 0.4 | 0.4 | 0.4 | 0 |  | 0 | 0 | 0 | 0 | 0
1983-04-12 | 1983 | 4 | 12 | 0 | 0 | 0 | 0 | 0 | 0 | 0 | 0 | 0 | 0 | 0 | 0 | 0 | 0 | 0 | 0 | 0 | 0 | 0 | 0 | 0 | 0 | 0 | 0 |  | 0 | 0 | 0 | 0 |  | 0 | 0 | 0 | 0 | 0
1983-04-13 | 1983 | 4 | 13 | 0 | 0 | 0 | 0 | 0 | 0 | 0 | 0 | 0 | 0 | 0 | 0 | 0 | 0 | 0 | 0 | 0 | 0 | 0 | 0 | 0 | 0 | 0 | 0 |  | 0 | 0 | 0 | 0 |  | 0 | 0 | 0 | 0 | 0
1983-04-14 | 1983 | 4 | 14 | 0 | 0 | 0 | 0 | 0 | 0 | 0 | 0 | 0 | 0 | 0 | 0 | 0 | 0 | 0 | 0 | 0 | 0 | 0 | 0 | 0 | 0 | 0 | 0 |  | 0 | 0 | 0 | 0 |  | 0 | 0 | 0 | 0 | 0
1983-04-15 | 1983 | 4 | 15 | 0 | 0 | 0 | 0 | 0 | 0 | 0 | 0 | 0 | 0 | 0 | 0 | 0 | 0 | 0 | 0 | 0 | 0 | 0 | 0 | 0 | 0 | 0 | 0 |  | 0 | 0 | 0 | 0 |  | 0 | 0 | 0 | 0 | 0
1983-04-16 | 1983 | 4 | 16 | 0 | 0 | 0 | 0 | 0 | 0 | 0 | 0 | 0 | 0 | 0 | 0 | 0 | 0 | 0 | 0 | 0 | 0 | 0 | 0 | 0 | 0 | 0 | 0 |  | 0 | 0 | 0 | 0 |  | 0 | 0 | 0 | 0 | 0
1983-04-17 | 1983 | 4 | 17 | 0 | 0 | 0 | 0 | 0 | 0 | 0 | 0 | 0 | 0 | 0 | 0 | 0 | 0 | 0 | 0 | 0 | 0 | 0 | 0 | 0 | 0 | 0 | 0 |  | 0 | 0 | 0 | 0 |  | 0 | 0 | 0 | 0 | 0
1983-04-18 | 1983 | 4 | 18 | 0 | 0 | 0 | 0 | 0 | 0 | 0 | 0 | 0 | 0 | 0 | 0 | 0 | 0 | 0 | 0 | 0 | 0 | 0 | 0 | 0 | 0 | 0 | 0 |  | 0 | 0 | 0 | 0 |  | 0 | 0 | 0 | 0 | 0
1983-04-19 | 1983 | 4 | 19 | 0 | 0 | 0 | 0 | 0 | 0 | 0 | 0 | 0 | 0 | 0 | 0 | 0 | 0 | 0 | 0 | 0 | 0 | 0 | 0 | 0 | 0 | 0 | 0 |  | 0 | 0 | 0 | 0 |  | 0 | 0 | 0 | 0 | 0
1983-04-20 | 1983 | 4 | 20 | 0 | 0 | 0 | 0 | 0 | 0 | 0 | 0 | 0 | 0 | 0 | 0 | 0 | 0 | 0 | 0 | 0 | 0 | 0 | 0 | 0 | 0 | 0 | 0 |  | 0 | 0 | 0 | 0 |  | 0 | 0 | 0 | 0 | 0
1983-04-21 | 1983 | 4 | 21 | 0 | 0 | 0 | 0 | 0 | 0 | 0 | 0 | 0 | 0 | 0 | 0 | 0 | 0 | 0 | 0 | 0 | 0 | 0 | 0 | 0 | 0 | 0 | 0 |  | 0 | 0 | 0 | 0 |  | 0 | 0 | 0 | 0 | 0
1983-04-22 | 1983 | 4 | 22 | 0 | 0 | 0 | 0 | 0 | 0 | 0 | 0 | 0 | 0 | 0 | 0 | 0 | 0 | 0 | 0 | 0 | 0 | 0 | 0 | 0 | 0 | 0 | 0 |  | 0 | 0 | 0 | 0 |  | 0 | 0 | 0 | 0 | 0
1983-04-23 | 1983 | 4 | 23 | 0 | 0 | 0 | 0 | 0 | 0 | 0 | 0 | 0 | 0 | 0 | 0 | 0 | 0 | 0 | 0 | 0 | 0 | 0 | 0.6 | 0.2 | 0 | 0.2 | 0 |  | 1 | 1 | 1 | 0 |  | 0 | 0 | 0 | 0 | 0
1983-04-24 | 1983 | 4 | 24 | 0 | 0 | 0 | 0 | 0 | 0 | 0.8 | 0.8 | 1.4 | 1.8 | 1.8 | 0 | 0.2 | 0.2 | 0 | 0 | 0 | 0 | 0.6 | 9.3 | 3.6 | 0 | 1 | 1.8 |  | 23.3 | 23.3 | 23.3 | 0 |  | 0 | 0 | 0 | 0 | 0
1983-04-25 | 1983 | 4 | 25 | 0 | 0 | 0.9 | 2.8 | 0.9 | 0.9 | 1.9 | 1.8 | 1.8 | 1 | 0 | 0.9 | 0.9 | 0 | 0 | 0 | 0 | 0 | 0 | 0 | 0 | 0 | 0 | 0 |  | 13.8 | 13.8 | 13.8 | 1.7764e-15 |  | 0 | 0 | 0 | 0 | 0
1983-04-26 | 1983 | 4 | 26 | 0 | 0 | 0 | 0 | 0 | 0 | 0 | 0 | 0 | 0 | 0 | 0 | 0 | 0 | 0 | 0 | 0 | 0 | 0 | 0 | 0 | 0 | 0 | 0 |  | 0 | 0 | 0 | 0 |  | 0 | 0 | 0 | 0 | 0
1983-04-27 | 1983 | 4 | 27 | 0 | 0 | 0 | 0 | 0.1 | 0 | 0 | 0 | 0.1 | 0 | 0 | 0 | 0 | 0 | 0 | 0 | 0 | 0 | 0 | 0 | 0 | 0 | 0 | 0 |  | 0.2 | 0.2 | 0.2 | 0 |  | 0 | 0 | 0 | 0 | 0
1983-04-28 | 1983 | 4 | 28 | 0 | 0 | 0 | 0 | 0 | 0 | 0 | 0 | 0 | 0 | 0 | 0 | 0 | 0 | 0 | 0 | 0 | 0 | 0 | 0 | 0 | 0 | 0 | 0 |  | 0 | 0 | 0 | 0 |  | 0 | 0 | 0 | 0 | 0
1983-04-29 | 1983 | 4 | 29 | 0 | 0 | 0 | 0 | 0 | 0 | 0 | 0 | 0 | 0 | 0 | 0 | 0 | 0 | 0 | 0 | 0 | 0 | 0 | 0 | 0 | 0 | 0 | 0 |  | 0 | 0 | 0 | 0 |  | 0 | 0 | 0 | 0 | 0
1983-04-30 | 1983 | 4 | 30 | 0 | 0 | 0 | 0 | 0 | 0 | 0 | 0.1 | 0.1 | 0.1 | 0.2 | 0.1 | 0 | 0 | 0 | 0 | 0.1 | 0.1 | 0 | 0 | 0 | 0 | 0 | 0 |  | 0.8 | 0.8 | 0.8 | 1.1102e-16 |  | 0 | 0 | 0 | 0 | 0
1983-05-01 | 1983 | 5 | 1 | 0 | 0 | 0 | 0 | 0 | 0 | 0 | 0 | 0 | 0 | 0 | 0 | 0 | 0 | 0 | 0 | 0 | 0 | 0 | 0 | 0 | 0 | 0 | 0 |  | 0 | 0 | 0 | 0 |  | 0 | 0 | 0 | 0 | 0
1983-05-02 | 1983 | 5 | 2 | 0 | 0 | 0 | 0 | 0 | 0 | 0 | 0 | 0 | 0 | 0 | 0 | 0 | 0 | 0 | 0.7 | 0.5 | 0 | 0 | 0.2 | 0.2 | 0 | 0 | 0 |  | 1.6 | 1.6 | 1.6 | 2.2204e-16 |  | 1.6 | 0 | 0 | 0 | 0
1983-05-03 | 1983 | 5 | 3 | 0 | 0 | 0 | 0 | 0 | 0 | 0 | 0 | 0 | 0 | 0 | 0 | 0 | 0 | 0 | 0 | 0 | 0 | 0 | 0 | 0 | 0 | 0 | 0 |  | 0 | 0 | 0 | 0 |  | 0 | 0 | 0 | 0 | 0
1983-05-04 | 1983 | 5 | 4 | 0 | 0 | 0 | 0 | 0 | 0 | 0 | 0 | 0 | 0 | 0 | 0 | 0 | 0 | 0 | 0 | 0 | 0 | 0 | 0 | 0 | 0 | 0 | 0 |  | 0 | 0 | 0 | 0 |  | 0 | 0 | 0 | 0 | 0
1983-05-05 | 1983 | 5 | 5 | 0 | 0 | 0 | 0 | 0 | 0 | 0 | 0 | 0 | 0 | 0 | 0 | 0 | 0 | 0.2 | 0.2 | 0 | 2 | 0 | 0 | 0 | 0 | 0 | 0 |  | 2.4 | 2.4 | 2.4 | 0 |  | 2.4 | 0 | 0 | 0 | 0
1983-05-06 | 1983 | 5 | 6 | 0 | 0.1 | 0 | 0 | 0 | 0 | 0 | 0 | 0 | 0 | 0 | 0 | 0 | 0 | 0 | 0 | 0 | 0.1 | 0 | 0 | 0 | 0 | 0 | 0 |  | 0.2 | 0.2 | 0.2 | 0 |  | 0.2 | 0 | 0 | 0 | 0
1983-05-07 | 1983 | 5 | 7 | 0 | 0 | 0 | 0 | 0 | 0 | 0 | 0 | 0 | 0 | 0 | 0 | 0 | 0 | 0 | 0 | 0 | 0 | 0 | 0 | 0 | 0 | 0 | 0 |  | 0 | 0 | 0 | 0 |  | 0 | 0 | 0 | 0 | 0
1983-05-08 | 1983 | 5 | 8 | 0 | 0 | 0 | 0 | 0 | 0 | 0 | 0 | 0 | 0 | 0 | 0 | 0 | 0.2 | 0 | 0 | 0 | 0 | 0 | 0 | 0 | 0 | 0 | 0 |  | 0.2 | 0.2 | 0.2 | 0 |  | 0.2 | 0 | 0 | 0 | 0
1983-05-09 | 1983 | 5 | 9 | 0 | 0 | 0 | 0.1 | 0 | 0 | 0 | 0 | 0 | 0 | 0 | 0 | 0.1 | 0 | 0 | 0 | 0.1 | 0 | 0 | 0 | 0 | 0.1 | 0 | 0 |  | 0.4 | 0.4 | 0.4 | 0 |  | 0.4 | 0 | 0 | 0 | 0
1983-05-10 | 1983 | 5 | 10 | 0 | 0 | 0 | 0 | 0 | 0 | 0 | 0 | 0 | 0 | 0 | 0 | 0 | 0 | 0 | 0 | 0 | 0 | 0 | 0 | 0 | 0 | 0 | 0 |  | 0 | 0 | 0 | 0 |  | 0 | 0 | 0 | 0 | 0
1983-05-11 | 1983 | 5 | 11 | 0 | 0 | 0 | 0 | 0 | 0 | 0 | 0 | 0 | 0 | 0 | 0 | 0 | 0 | 0 | 0 | 0 | 0 | 0 | 0 | 0 | 0 | 0 | 0 |  | 0 | 0 | 0 | 0 |  | 0 | 0 | 0 | 0 | 0
1983-05-12 | 1983 | 5 | 12 | 0 | 0 | 0 | 0 | 0 | 0 | 0 | 0 | 0 | 0 | 0 | 0 | 0 | 0 | 0 | 0 | 0 | 0 | 0 | 0 | 0 | 0 | 0 | 0 |  | 0 | 0 | 0 | 0 |  | 0 | 0 | 0 | 0 | 0
1983-05-13 | 1983 | 5 | 13 | 0 | 0 | 0 | 0 | 0 | 0 | 0 | 0 | 0 | 0 | 0 | 0 | 0 | 0 | 0 | 0 | 0.1 | 0 | 0.1 | 0 | 0 | 0 | 0 | 0 |  | 0.2 | 0.2 | 0.2 | 0 |  | 0.2 | 0 | 0 | 0 | 0
1983-05-14 | 1983 | 5 | 14 | 0.1 | 0.2 | 0.1 | 0.2 | 0.1 | 0.1 | 0.2 | 0.1 | 0.2 | 0.1 | 0.2 | 0.1 | 0.1 | 0.2 | 0 | 0 | 0 | 0 | 0 | 0 | 0.1 | 0.2 | 0 | 0.1 |  | 2.4 | 2.4 | 2.4 | 8.8818e-16 |  | 2.4 | 0 | 0 | 0 | 0
1983-05-15 | 1983 | 5 | 15 | 0 | 0 | 0 | 0 | 0 | 0 | 0 | 0 | 0 | 0 | 0 | 0 | 0 | 0 | 0 | 0 | 0 | 0 | 0 | 0 | 0 | 0 | 0 | 0 |  | 0 | 0 | 0 | 0 |  | 0 | 0 | 0 | 0 | 0
1983-05-16 | 1983 | 5 | 16 | 0 | 0 | 0 | 0 | 0 | 0 | 0 | 0 | 0 | 0 | 0 | 0 | 0 | 0 | 0 | 0 | 0 | 0.1 | 0.1 | 0 | 0 | 0 | 0 | 0 |  | 0.2 | 0.2 | 0.2 | 0 |  | 0.2 | 0 | 0 | 0 | 0
1983-05-17 | 1983 | 5 | 17 | 0 | 0 | 0 | 0 | 0 | 0 | 0 | 0 | 0 | 0 | 0 | 0 | 0 | 0 | 0 | 0 | 0 | 0 | 0 | 0 | 0 | 0 | 0 | 0 |  | 0 | 0 | 0 | 0 |  | 0 | 0 | 0 | 0 | 0
1983-05-18 | 1983 | 5 | 18 | 0 | 0 | 0 | 0 | 0 | 0 | 0.6 | 0.6 | 0 | 0 | 0 | 0 | 0 | 0 | 0 | 0 | 0 | 0 | 0 | 0 | 0 | 0 | 0 | 0 |  | 1.2 | 1.2 | 1.2 | 0 |  | 1.2 | 0 | 0 | 0 | 0
1983-05-19 | 1983 | 5 | 19 | 0 | 0 | 0 | 0 | 0 | 0 | 0 | 0 | 0 | 0 | 0 | 0 | 0 | 0 | 0 | 0 | 0 | 0 | 0 | 0 | 0 | 0 | 0 | 0 |  | 0 | 0 | 0 | 0 |  | 0 | 0 | 0 | 0 | 0
1983-05-20 | 1983 | 5 | 20 | 0 | 0 | 0 | 0 | 0 | 0 | 0 | 0 | 0 | 0 | 0 | 0 | 0 | 0 | 0 | 0 | 0 | 0 | 0 | 0 | 0 | 0 | 0.2 | 0 |  | 0.2 | 0.2 | 0.2 | 0 |  | 0.2 | 0 | 0 | 0 | 0
1983-05-21 | 1983 | 5 | 21 | 0.2 | 0 | 0 | 0 | 0.2 | 0 | 0 | 0 | 0 | 0 | 0 | 0 | 0 | 0 | 0 | 0 | 0 | 0 | 0 | 0 | 0 | 0 | 0 | 0.2 |  | 0.6 | 0.6 | 0.6 | 1.1102e-16 |  | 0.6 | 0 | 0 | 0 | 0
1983-05-22 | 1983 | 5 | 22 | 0 | 0 | 0 | 0 | 0 | 0 | 0 | 0 | 0 | 0 | 0 | 0 | 0 | 0 | 0 | 0 | 0 | 0 | 0 | 0 | 0 | 0 | 0 | 0 |  | 0 | 0 | 0 | 0 |  | 0 | 0 | 0 | 0 | 0
1983-05-23 | 1983 | 5 | 23 | 0 | 0 | 0 | 0 | 0 | 0 | 0 | 0 | 0 | 0 | 0 | 0 | 0 | 0 | 0 | 0 | 0 | 0 | 0 | 0 | 0 | 0 | 0 | 0 |  | 0 | 0 | 0 | 0 |  | 0 | 0 | 0 | 0 | 0
1983-05-24 | 1983 | 5 | 24 | 0 | 0 | 0 | 0 | 0 | 0 | 0 | 0 | 0 | 0 | 0 | 0 | 0 | 0 | 0 | 0 | 0 | 0 | 0 | 0 | 0 | 0 | 0 | 0 |  | 0 | 0 | 0 | 0 |  | 0 | 0 | 0 | 0 | 0
1983-05-25 | 1983 | 5 | 25 | 0 | 0 | 0 | 0 | 0 | 0 | 0 | 0 | 0 | 0 | 0 | 0 | 0 | 0 | 0 | 0 | 0 | 0 | 0 | 0 | 0 | 0 | 0 | 0 |  | 0 | 0 | 0 | 0 |  | 0 | 0 | 0 | 0 | 0
1983-05-26 | 1983 | 5 | 26 | 0 | 0 | 0 | 0 | 0 | 0 | 0 | 0 | 0 | 0 | 0 | 0 | 0 | 0 | 0 | 0 | 0 | 0 | 0 | 0 | 0 | 0 | 0 | 0 |  | 0 | 0 | 0 | 0 |  | 0 | 0 | 0 | 0 | 0
1983-05-27 | 1983 | 5 | 27 | 0 | 0 | 0 | 0 | 0 | 0 | 0 | 0 | 0 | 0 | 0 | 0 | 0 | 0 | 0 | 0 | 0 | 0 | 0 | 0 | 0 | 0 | 0 | 0 |  | 0 | 0 | 0 | 0 |  | 0 | 0 | 0 | 0 | 0
1983-05-28 | 1983 | 5 | 28 | 0 | 0 | 0 | 0 | 0 | 0 | 0 | 0 | 0 | 0 | 0 | 0 | 0 | 0 | 0 | 0 | 0 | 0 | 0 | 0 | 0 | 0 | 0 | 0 |  | 0 | 0 | 0 | 0 |  | 0 | 0 | 0 | 0 | 0
1983-05-29 | 1983 | 5 | 29 | 0 | 0 | 0 | 0 | 0 | 0 | 0 | 0 | 0 | 0 | 0 | 0 | 0 | 0 | 0 | 0 | 0 | 0 | 0 | 0 | 0 | 0 | 0 | 0 |  | 0 | 0 | 0 | 0 |  | 0 | 0 | 0 | 0 | 0
1983-05-30 | 1983 | 5 | 30 | 0 | 0 | 0 | 0 | 0 | 0 | 0 | 0 | 0 | 0 | 0 | 0 | 0 | 0 | 0 | 0 | 0 | 0 | 0 | 0 | 0 | 0 | 0 | 0 |  | 0 | 0 | 0 | 0 |  | 0 | 0 | 0 | 0 | 0
1983-05-31 | 1983 | 5 | 31 | 0 | 0 | 0 | 0 | 0 | 0 | 0 | 0 | 0 | 0 | 0 | 0 | 0 | 0 | 0 | 0 | 0 | 0 | 0 | 0 | 0 | 0 | 0 | 0 |  | 0 | 0 | 0 | 0 |  | 0 | 0 | 0 | 0 | 0
1983-06-01 | 1983 | 6 | 1 | 0.8 | 0 | 0 | 0 | 0 | 0 | 0 | 0 | 0 | 0 | 0 | 0 | 0 | 0 | 0 | 0 | 0 | 0 | 0 | 0 | 0 | 0 | 0 | 0 |  | 0.8 | 0.8 | 0.8 | 0 |  | 0 | 0.8 | 0 | 0 | 0
1983-06-02 | 1983 | 6 | 2 | 0 | 0 | 0 | 0 | 0 | 0 | 0 | 0 | 0 | 0 | 0 | 0 | 0 | 0 | 0 | 0 | 0 | 0 | 0 | 0.2 | 0.6 | 1 | 1 | 1.4 |  | 4.2 | 4.2 | 4.2 | 8.8818e-16 |  | 0 | 4.2 | 0 | 0 | 0
1983-06-03 | 1983 | 6 | 3 | 2.2 | 2.2 | 0 | 0 | 0 | 0 | 0.9 | 0.7 | 0.2 | 0 | 0 | 0 | 0 | 0 | 0 | 0 | 0 | 0 | 0 | 0 | 0 | 0 | 0 | 0 |  | 6.2 | 6.2 | 6.2 | 8.8818e-16 |  | 0 | 6.2 | 0 | 0 | 0
1983-06-04 | 1983 | 6 | 4 | 0 | 0 | 0 | 0 | 0 | 0 | 0 | 0 | 0 | 0 | 0 | 0 | 0 | 0 | 0 | 0 | 0 | 0 | 0 | 0 | 0 | 0 | 0 | 0.6 |  | 0.6 | 0.6 | 0.6 | 0 |  | 0 | 0.6 | 0 | 0 | 0
1983-06-05 | 1983 | 6 | 5 | 1.2 | 3.2 | 0 | 0.2 | 0 | 0 | 0 | 0 | 0 | 0 | 0 | 0 | 0 | 0 | 0.2 | 0 | 0 | 0 | 0 | 0 | 0 | 0 | 0 | 0 |  | 4.8 | 4.8 | 4.8 | 8.8818e-16 |  | 0 | 4.8 | 0 | 0 | 0
1983-06-06 | 1983 | 6 | 6 | 0 | 0 | 0 | 0 | 0 | 0 | 0 | 0 | 0 | 0 | 0 | 0 | 0 | 0 | 0 | 0 | 0 | 0 | 0 | 0 | 0 | 0 | 0 | 0 |  | 0 | 0 | 0 | 0 |  | 0 | 0 | 0 | 0 | 0
1983-06-07 | 1983 | 6 | 7 | 0 | 0 | 0 | 0 | 0 | 0.4 | 0 | 0 | 0 | 0 | 0 | 0 | 0 | 0 | 0 | 0 | 0 | 0 | 0 | 0 | 0 | 0 | 0 | 0 |  | 0.4 | 0.4 | 0.4 | 0 |  | 0 | 0.4 | 0 | 0 | 0
1983-06-08 | 1983 | 6 | 8 | 0 | 0 | 0 | 0 | 0 | 0 | 0 | 0 | 0 | 0 | 0 | 0 | 0 | 0 | 0 | 0 | 0 | 0.8 | 0 | 0 | 0 | 0 | 0 | 0 |  | 0.8 | 0.8 | 0.8 | 0 |  | 0 | 0.8 | 0 | 0 | 0
1983-06-09 | 1983 | 6 | 9 | 0 | 0 | 0 | 0 | 0 | 0 | 0 | 0 | 0 | 0 | 0 | 0 | 0 | 0 | 0 | 0 | 0 | 0 | 0 | 0 | 0 | 0 | 0 | 0 |  | 0 | 0 | 0 | 0 |  | 0 | 0 | 0 | 0 | 0
1983-06-10 | 1983 | 6 | 10 | 0 | 0 | 0 | 0 | 0 | 0 | 0 | 0 | 0 | 0 | 0 | 0 | 0 | 0 | 0 | 0 | 0 | 0 | 0 | 0 | 0 | 0 | 0 | 0 |  | 0 | 0 | 0 | 0 |  | 0 | 0 | 0 | 0 | 0
1983-06-11 | 1983 | 6 | 11 | 0 | 0 | 0 | 0 | 0 | 0 | 0 | 0 | 0 | 0 | 0 | 0 | 0 | 0 | 0 | 0 | 0 | 0 | 0 | 0 | 0 | 0 | 0 | 0 |  | 0 | 0 | 0 | 0 |  | 0 | 0 | 0 | 0 | 0
1983-06-12 | 1983 | 6 | 12 | 0 | 0 | 0 | 0 | 0 | 0 | 0 | 0 | 0 | 0 | 0 | 0 | 0 | 0 | 0 | 0 | 0 | 0 | 0 | 0 | 0 | 0 | 0 | 0 |  | 0 | 0 | 0 | 0 |  | 0 | 0 | 0 | 0 | 0
1983-06-13 | 1983 | 6 | 13 | 0 | 0 | 0 | 0 | 0 | 0 | 0 | 0 | 0 | 0 | 0 | 0 | 0 | 0 | 0 | 0 | 0 | 0 | 0 | 0 | 0 | 0 | 0 | 0 |  | 0 | 0 | 0 | 0 |  | 0 | 0 | 0 | 0 | 0
1983-06-14 | 1983 | 6 | 14 | 0 | 0 | 0 | 0 | 0 | 0 | 0 | 0 | 0 | 0 | 0 | 0 | 0 | 0 | 0 | 0 | 0 | 0 | 0 | 0 | 0 | 0 | 0 | 0 |  | 0 | 0 | 0 | 0 |  | 0 | 0 | 0 | 0 | 0
1983-06-15 | 1983 | 6 | 15 | 0 | 0 | 0 | 0 | 0 | 0 | 0 | 0 | 0 | 0 | 0 | 0 | 0 | 0 | 0 | 0 | 0 | 0 | 0 | 0 | 0 | 0 | 0 | 0 |  | 0 | 0 | 0 | 0 |  | 0 | 0 | 0 | 0 | 0
1983-06-16 | 1983 | 6 | 16 | 0 | 0 | 0 | 0 | 0 | 0 | 0 | 0 | 0 | 0 | 0 | 0 | 0 | 0 | 0 | 0 | 0 | 0 | 0 | 0 | 0 | 0 | 0 | 0 |  | 0 | 0 | 0 | 0 |  | 0 | 0 | 0 | 0 | 0
1983-06-17 | 1983 | 6 | 17 | 0 | 0 | 0 | 0 | 0 | 0 | 0 | 0 | 0 | 0 | 0 | 0 | 0 | 0 | 0 | 0 | 0 | 0 | 0 | 0 | 0 | 0 | 0 | 0 |  | 0 | 0 | 0 | 0 |  | 0 | 0 | 0 | 0 | 0
1983-06-18 | 1983 | 6 | 18 | 0 | 0 | 0 | 0 | 0 | 0 | 0 | 0 | 0 | 0 | 0 | 0 | 0 | 1 | 2.5 | 0.5 | 0 | 0 | 0 | 0 | 0 | 0 | 0 | 0 |  | 4 | 4 | 4 | 0 |  | 0 | 4 | 0 | 0 | 0
1983-06-19 | 1983 | 6 | 19 | 0 | 0 | 0 | 0 | 0 | 0 | 0 | 0 | 0 | 0 | 0 | 0 | 0 | 0 | 0 | 0 | 0 | 0 | 0 | 0 | 0 | 0 | 0 | 0 |  | 0 | 0 | 0 | 0 |  | 0 | 0 | 0 | 0 | 0
1983-06-20 | 1983 | 6 | 20 | 0 | 0 | 0 | 0 | 0 | 0 | 0.4 | 0 | 0 | 0 | 0 | 0 | 0 | 0 | 0 | 0 | 0.3 | 0.3 | 0 | 0 | 0 | 0 | 0 | 0 |  | 1 | 1 | 1 | 0 |  | 0 | 1 | 0 | 0 | 0
1983-06-21 | 1983 | 6 | 21 | 0 | 0 | 0 | 0 | 0 | 0 | 0 | 0 | 0 | 0 | 0 | 0 | 0 | 0 | 0 | 0 | 0 | 0.2 | 0 | 0 | 0 | 0 | 0 | 0 |  | 0.2 | 0.2 | 0.2 | 0 |  | 0 | 0.2 | 0 | 0 | 0
1983-06-22 | 1983 | 6 | 22 | 0 | 0 | 0 | 0 | 0 | 0 | 0 | 0 | 0 | 0 | 0 | 0 | 0.4 | 0 | 0.6 | 0 | 0.2 | 0.2 | 0 | 0 | 0 | 0 | 0 | 0 |  | 1.4 | 1.4 | 1.4 | 0 |  | 0 | 1.4 | 0 | 0 | 0
1983-06-23 | 1983 | 6 | 23 | 0 | 0 | 0 | 1 | 3.2 | 2.1 | 0.6 | 0.2 | 0 | 0 | 0 | 0 | 0 | 0 | 0 | 0 | 0 | 0 | 0 | 0 | 0 | 2.5 | 2.9 | 2.1 |  | 14.6 | 14.6 | 14.6 | 1.7764e-15 |  | 0 | 14.6 | 0 | 0 | 0
1983-06-24 | 1983 | 6 | 24 | 0 | 0 | 0 | 0 | 0 | 0.4 | 0 | 0 | 0 | 0 | 0 | 0 | 0 | 0 | 0 | 0 | 0 | 0 | 0 | 0 | 0 | 0 | 0 | 0 |  | 0.4 | 0.4 | 0.4 | 0 |  | 0 | 0.4 | 0 | 0 | 0
1983-06-25 | 1983 | 6 | 25 | 0 | 0 | 0 | 0 | 0 | 0 | 0 | 0 | 0 | 0 | 0 | 0 | 0 | 0 | 0 | 0 | 0 | 0 | 0 | 0 | 0 | 0 | 0 | 0 |  | 0 | 0 | 0 | 0 |  | 0 | 0 | 0 | 0 | 0
1983-06-26 | 1983 | 6 | 26 | 0 | 0 | 0 | 0 | 0 | 0 | 0 | 0 | 0 | 0 | 0 | 0 | 0 | 0 | 0 | 0 | 0 | 0 | 0 | 0 | 0 | 0 | 0 | 0 |  | 0 | 0 | 0 | 0 |  | 0 | 0 | 0 | 0 | 0
1983-06-27 | 1983 | 6 | 27 | 0 | 0 | 0 | 0 | 0 | 0 | 0 | 0 | 0 | 0.9 | 0.2 | 0.9 | 0 | 0 | 0 | 1.9 | 1.5 | 0 | 0 | 0 | 0 | 0 | 0 | 0 |  | 5.4 | 5.4 | 5.4 | 0 |  | 0 | 5.4 | 0 | 0 | 0
1983-06-28 | 1983 | 6 | 28 | 0 | 0 | 0 | 0 | 0 | 0 | 0 | 0 | 0 | 0 | 0 | 0 | 0 | 0 | 0 | 0 | 0 | 0 | 0 | 0 | 0 | 0 | 0 | 0 |  | 0 | 0 | 0 | 0 |  | 0 | 0 | 0 | 0 | 0
1983-06-29 | 1983 | 6 | 29 | 0 | 0 | 0 | 0 | 0 | 0 | 0 | 0 | 0 | 0 | 0 | 0 | 0 | 0 | 0 | 0 | 0 | 0 | 0 | 0 | 0 | 0 | 0 | 0 |  | 0 | 0 | 0 | 0 |  | 0 | 0 | 0 | 0 | 0
1983-06-30 | 1983 | 6 | 30 | 0 | 0 | 0 | 0 | 0 | 0 | 0 | 0 | 0.7 | 0.5 | 0.7 | 0.9 | 0 | 0.2 | 0 | 0 | 0 | 0 | 0 | 0 | 0 | 0 | 0 | 0 |  | 3 | 3 | 3 | 0 |  | 0 | 3 | 0 | 0 | 0
1983-07-01 | 1983 | 7 | 1 | 0 | 0 | 0 | 0 | 0 | 0 | 0 | 0 | 0 | 0 | 0 | 0 | 0 | 0 | 0 | 0 | 0 | 0 | 0 | 0.2 | 0 | 0 | 0 | 0 |  | 0.2 | 0.2 | 0.2 | 0 |  | 0 | 0 | 0.2 | 0 | 0
1983-07-02 | 1983 | 7 | 2 | 0 | 0 | 0 | 0 | 0 | 0 | 0 | 0 | 0 | 0 | 0 | 0 | 0 | 0 | 0 | 0 | 6.3 | 3.3 | 0.6 | 1 | 1.2 | 0.6 | 1.6 | 1.6 |  | 16.2 | 16.2 | 16.2 | 0 |  | 0 | 0 | 16.2 | 0 | 0
1983-07-03 | 1983 | 7 | 3 | 1.1 | 0.4 | 0.9 | 0.9 | 1.6 | 3.6 | 2.1 | 0.2 | 0 | 0 | 0 | 0 | 0 | 0 | 0 | 0 | 0 | 0 | 0 | 0.2 | 0 | 0 | 0 | 0 |  | 11 | 11 | 11 | 1.7764e-15 |  | 0 | 0 | 11 | 0 | 0
1983-07-04 | 1983 | 7 | 4 | 0 | 0 | 0 | 0 | 0 | 0 | 0 | 0 | 0 | 0 | 0 | 0 | 0 | 0 | 0 | 0 | 0 | 0 | 0 | 0 | 0 | 0 | 0 | 0 |  | 0 | 0 | 0 | 0 |  | 0 | 0 | 0 | 0 | 0
1983-07-05 | 1983 | 7 | 5 | 0 | 0 | 0 | 0 | 0 | 0 | 0 | 0 | 0 | 0 | 0 | 0 | 0 | 0 | 0 | 0 | 0 | 0 | 0 | 0 | 0 | 0 | 0 | 0 |  | 0 | 0 | 0 | 0 |  | 0 | 0 | 0 | 0 | 0
1983-07-06 | 1983 | 7 | 6 | 0 | 0 | 0 | 0 | 0 | 0 | 0 | 0 | 0 | 0 | 0 | 0 | 0 | 0 | 0 | 0 | 0 | 0 | 2.2 | 0.2 | 0.2 | 0.8 | 0 | 0 |  | 3.4 | 3.4 | 3.4 | 4.4409e-16 |  | 0 | 0 | 3.4 | 0 | 0
1983-07-07 | 1983 | 7 | 7 | 0 | 0 | 0 | 0 | 0 | 0.8 | 0 | 0 | 0 | 0 | 0 | 0 | 0 | 0 | 0 | 0 | 0 | 0 | 0 | 0 | 0 | 0 | 0 | 0 |  | 0.8 | 0.8 | 0.8 | 0 |  | 0 | 0 | 0.8 | 0 | 0
1983-07-08 | 1983 | 7 | 8 | 0 | 0 | 0 | 0.4 | 2.5 | 4.1 | 0.7 | 2.7 | 0.2 | 0 | 0 | 0 | 0 | 0 | 0.4 | 0 | 0 | 0 | 0 | 0 | 0 | 0 | 0 | 0 |  | 11 | 11 | 11 | 0 |  | 0 | 0 | 11 | 0 | 0
1983-07-09 | 1983 | 7 | 9 | 0 | 0 | 0 | 0 | 0 | 0 | 0 | 0 | 0 | 0 | 0 | 0 | 0 | 0 | 0 | 0 | 0 | 0 | 0 | 0 | 0 | 0 | 0 | 0 |  | 0 | 0 | 0 | 0 |  | 0 | 0 | 0 | 0 | 0
1983-07-10 | 1983 | 7 | 10 | 0 | 0 | 0 | 0 | 0 | 0 | 0 | 0 | 0 | 0 | 0 | 0 | 0 | 0 | 0 | 0 | 0 | 0 | 0 | 0 | 0 | 0 | 0 | 0 |  | 0 | 0 | 0 | 0 |  | 0 | 0 | 0 | 0 | 0
1983-07-11 | 1983 | 7 | 11 | 0 | 0 | 0 | 0 | 0 | 0 | 0 | 0 | 0 | 0 | 0 | 0 | 0 | 0 | 0 | 0 | 0 | 0 | 0 | 0 | 0 | 0 | 0 | 0 |  | 0 | 0 | 0 | 0 |  | 0 | 0 | 0 | 0 | 0
1983-07-12 | 1983 | 7 | 12 | 0 | 0 | 0 | 0 | 0 | 0 | 0 | 0 | 0 | 0 | 0 | 0 | 0 | 1.6 | 0 | 0 | 0 | 0 | 0 | 0 | 0 | 0 | 0 | 0 |  | 1.6 | 1.6 | 1.6 | 0 |  | 0 | 0 | 1.6 | 0 | 0
1983-07-13 | 1983 | 7 | 13 | 0 | 0 | 0 | 0 | 0 | 0 | 0 | 0 | 0 | 0 | 0 | 0 | 0 | 0 | 0 | 0 | 0 | 0 | 0 | 0 | 0 | 0 | 0 | 0 |  | 0 | 0 | 0 | 0 |  | 0 | 0 | 0 | 0 | 0
1983-07-14 | 1983 | 7 | 14 | 0 | 0 | 0 | 0 | 0 | 0 | 0 | 0 | 0 | 0 | 0 | 0 | 0 | 0.4 | 0 | 0 | 0 | 0 | 0 | 0 | 0 | 0 | 0 | 0 |  | 0.4 | 0.4 | 0.4 | 0 |  | 0 | 0 | 0.4 | 0 | 0
1983-07-15 | 1983 | 7 | 15 | 0 | 0 | 0 | 0 | 0 | 0 | 0 | 0 | 0 | 0 | 0 | 0 | 0 | 0 | 0 | 0 | 0 | 1.5 | 1.5 | 0.5 | 0.3 | 0 | 0.2 | 0.2 |  | 4.2 | 4.2 | 4.2 | 0 |  | 0 | 0 | 4.2 | 0 | 0
1983-07-16 | 1983 | 7 | 16 | 0.2 | 0 | 0.2 | 0 | 0 | 0 | 0 | 0 | 0.2 | 0 | 0 | 0 | 0 | 0 | 0.2 | 0.4 | 0 | 0 | 0 | 0 | 0 | 0 | 0.2 | 0.2 |  | 1.6 | 1.6 | 1.6 | 0 |  | 0 | 0 | 1.6 | 0 | 0
1983-07-17 | 1983 | 7 | 17 | 0 | 0.2 | 0 | 0 | 0 | 0 | 0 | 0 | 0 | 0 | 0 | 0 | 0 | 0 | 0 | 0 | 0 | 0.3 | 1.3 | 0.8 | 0 | 0 | 0 | 0 |  | 2.6 | 2.6 | 2.6 | 0 |  | 0 | 0 | 2.6 | 0 | 0
1983-07-18 | 1983 | 7 | 18 | 0 | 0 | 0 | 0 | 0 | 0 | 0 | 0 | 0 | 0 | 0 | 0 | 0 | 0 | 0 | 0 | 0 | 0 | 0 | 0 | 0 | 0 | 0 | 0 |  | 0 | 0 | 0 | 0 |  | 0 | 0 | 0 | 0 | 0
1983-07-19 | 1983 | 7 | 19 | 0 | 0 | 0 | 0 | 0 | 0 | 0 | 0 | 0 | 0 | 0 | 0 | 0 | 0 | 0 | 0 | 0 | 0 | 0 | 0 | 1.1 | 0.9 | 0 | 0.2 |  | 2.2 | 2.2 | 2.2 | 0 |  | 0 | 0 | 2.2 | 0 | 0
1983-07-20 | 1983 | 7 | 20 | 0 | 1.6 | 0 | 0 | 0.2 | 0 | 0 | 0 | 0 | 0 | 0 | 0 | 0 | 0 | 0 | 0 | 0 | 0 | 0 | 0 | 0 | 0 | 0 | 0 |  | 1.8 | 1.8 | 1.8 | 0 |  | 0 | 0 | 1.8 | 0 | 0
1983-07-21 | 1983 | 7 | 21 | 0 | 0 | 0 | 0 | 0 | 0 | 0 | 0 | 0 | 0 | 0 | 0 | 0 | 0 | 0 | 0 | 0 | 0 | 0 | 0 | 0 | 0 | 0 | 0 |  | 0 | 0 | 0 | 0 |  | 0 | 0 | 0 | 0 | 0
1983-07-22 | 1983 | 7 | 22 | 0 | 0 | 0 | 0 | 0 | 0 | 0 | 0 | 0 | 0 | 0 | 0 | 0 | 0 | 0 | 0 | 0 | 0 | 0 | 0 | 0 | 0 | 0 | 0 |  | 0 | 0 | 0 | 0 |  | 0 | 0 | 0 | 0 | 0
1983-07-23 | 1983 | 7 | 23 | 0 | 0 | 0 | 0 | 0 | 0 | 0 | 0 | 0 | 0 | 0 | 0 | 0 | 0 | 0 | 0 | 0 | 0 | 0 | 0 | 0 | 0 | 0 | 0 |  | 0 | 0 | 0 | 0 |  | 0 | 0 | 0 | 0 | 0
1983-07-24 | 1983 | 7 | 24 | 0 | 0 | 0 | 0 | 0 | 0 | 0 | 0 | 0 | 0 | 0 | 0 | 0 | 0 | 0 | 0 | 0 | 0 | 0 | 0 | 0 | 0 | 0 | 0 |  | 0 | 0 | 0 | 0 |  | 0 | 0 | 0 | 0 | 0
1983-07-25 | 1983 | 7 | 25 | 0 | 0 | 0 | 0 | 0 | 0 | 0 | 0 | 0 | 0 | 0 | 0 | 0 | 0 | 0 | 0 | 0 | 0.2 | 1.8 | 0 | 0 | 0 | 0 | 0 |  | 2 | 2 | 2 | 0 |  | 0 | 0 | 2 | 0 | 0
1983-07-26 | 1983 | 7 | 26 | 0 | 0 | 0 | 0 | 0 | 0 | 0 | 0 | 0 | 0 | 0 | 0 | 0 | 0 | 0 | 0 | 0 | 0 | 0 | 0 | 0 | 0 | 0 | 0 |  | 0 | 0 | 0 | 0 |  | 0 | 0 | 0 | 0 | 0
1983-07-27 | 1983 | 7 | 27 | 0 | 0 | 0 | 0 | 0 | 0 | 0 | 0 | 0 | 0 | 0 | 0 | 0 | 0 | 0 | 0 | 0 | 0 | 0 | 0 | 0 | 0 | 0 | 0 |  | 0 | 0 | 0 | 0 |  | 0 | 0 | 0 | 0 | 0
1983-07-28 | 1983 | 7 | 28 | 0 | 0 | 0 | 0 | 0 | 0 | 0 | 0 | 0 | 0 | 0 | 0 | 0 | 0 | 0 | 0 | 0 | 0 | 0 | 0 | 0 | 0 | 0 | 0 |  | 0 | 0 | 0 | 0 |  | 0 | 0 | 0 | 0 | 0
1983-07-29 | 1983 | 7 | 29 | 0 | 0 | 0 | 0 | 0 | 0 | 0 | 0 | 0 | 0 | 0 | 0 | 0 | 0 | 0 | 0 | 0 | 0 | 0 | 0 | 0 | 0 | 0 | 0 |  | 0 | 0 | 0 | 0 |  | 0 | 0 | 0 | 0 | 0
1983-07-30 | 1983 | 7 | 30 | 0 | 0 | 0 | 0 | 0 | 0 | 0 | 0 | 0 | 0 | 0 | 0 | 0 | 0 | 0 | 0 | 0 | 0 | 0 | 0 | 0 | 0 | 0 | 0 |  | 0 | 0 | 0 | 0 |  | 0 | 0 | 0 | 0 | 0
1983-07-31 | 1983 | 7 | 31 | 0 | 0 | 0 | 0 | 0 | 0 | 0 | 0 | 0 | 0 | 0 | 0 | 0 | 0 | 0 | 0 | 0 | 0 | 0 | 0 | 0 | 0 | 0 | 0 |  | 0 | 0 | 0 | 0 |  | 0 | 0 | 0 | 0 | 0
1983-08-01 | 1983 | 8 | 1 | 0 | 0 | 0 | 0 | 0 | 0 | 0 | 0 | 0 | 0 | 0 | 0 | 0 | 0 | 0 | 0 | 3.6 | 0 | 0 | 0 | 0 | 0 | 0 | 0 |  | 3.6 | 3.6 | 3.6 | 0 |  | 0 | 0 | 0 | 3.6 | 0
1983-08-02 | 1983 | 8 | 2 | 0 | 0 | 0 | 0 | 0 | 0 | 0 | 0 | 0 | 0 | 0 | 0 | 0 | 0 | 0 | 0 | 0 | 0 | 0 | 0 | 0 | 0 | 0 | 0 |  | 0 | 0 | 0 | 0 |  | 0 | 0 | 0 | 0 | 0
1983-08-03 | 1983 | 8 | 3 | 0 | 0 | 0 | 0 | 0 | 0 | 0 | 0 | 0 | 0 | 0 | 0 | 0 | 0 | 0 | 0 | 0 | 0 | 0 | 0 | 0 | 0 | 0 | 0 |  | 0 | 0 | 0 | 0 |  | 0 | 0 | 0 | 0 | 0
1983-08-04 | 1983 | 8 | 4 | 0 | 0 | 0 | 0 | 0 | 0 | 0 | 0 | 0 | 0 | 0 | 0 | 0 | 0 | 0 | 0 | 0 | 0 | 0 | 0 | 0 | 0 | 0 | 0 |  | 0 | 0 | 0 | 0 |  | 0 | 0 | 0 | 0 | 0
1983-08-05 | 1983 | 8 | 5 | 0 | 0 | 0 | 0 | 0 | 0 | 0 | 0 | 0 | 0 | 0 | 0 | 0 | 0 | 0 | 0 | 0 | 0 | 0 | 0 | 0 | 0 | 0 | 0 |  | 0 | 0 | 0 | 0 |  | 0 | 0 | 0 | 0 | 0
1983-08-06 | 1983 | 8 | 6 | 0 | 0 | 0 | 0 | 0 | 0 | 0 | 0 | 0 | 0 | 0 | 0 | 0 | 0 | 0 | 0 | 0 | 0 | 0 | 0 | 0 | 0 | 0 | 0 |  | 0 | 0 | 0 | 0 |  | 0 | 0 | 0 | 0 | 0
1983-08-07 | 1983 | 8 | 7 | 0 | 0 | 0 | 0 | 0 | 0 | 0 | 0 | 0 | 0 | 0 | 0 | 0 | 0 | 0 | 0 | 0 | 0 | 0 | 0 | 0 | 0 | 0 | 0 |  | 0 | 0 | 0 | 0 |  | 0 | 0 | 0 | 0 | 0
1983-08-08 | 1983 | 8 | 8 | 0 | 0 | 0 | 0 | 0 | 0 | 0 | 0 | 0 | 0 | 0 | 0 | 0 | 0 | 0 | 0 | 0 | 0 | 0 | 0 | 0 | 0 | 0.4 | 0 |  | 0.4 | 0.4 | 0.4 | 0 |  | 0 | 0 | 0 | 0.4 | 0
1983-08-09 | 1983 | 8 | 9 | 0 | 0 | 0 | 0 | 0 | 0 | 0 | 0 | 0 | 0 | 0 | 0 | 0 | 0 | 0 | 0 | 0 | 0 | 0 | 0 | 0 | 0 | 0 | 0 |  | 0 | 0 | 0 | 0 |  | 0 | 0 | 0 | 0 | 0
1983-08-10 | 1983 | 8 | 10 | 0 | 0 | 0 | 0 | 0 | 0 | 0 | 0 | 0 | 0 | 0 | 0 | 0 | 0 | 0 | 0 | 0 | 0 | 0 | 0 | 0 | 0 | 0 | 0 |  | 0 | 0 | 0 | 0 |  | 0 | 0 | 0 | 0 | 0
1983-08-11 | 1983 | 8 | 11 | 0 | 0 | 0 | 0 | 0 | 0 | 0 | 0 | 0 | 0 | 0 | 0 | 0 | 0 | 0 | 0 | 0 | 0 | 0 | 0 | 0 | 0 | 0 | 0 |  | 0 | 0 | 0 | 0 |  | 0 | 0 | 0 | 0 | 0
1983-08-12 | 1983 | 8 | 12 | 0 | 0 | 0 | 0 | 0 | 0 | 0 | 0 | 0 | 0 | 0 | 0 | 0 | 0 | 0 | 0 | 0 | 0 | 0 | 0 | 0 | 0 | 0 | 0 |  | 0 | 0 | 0 | 0 |  | 0 | 0 | 0 | 0 | 0
1983-08-13 | 1983 | 8 | 13 | 0 | 0 | 0 | 0 | 0 | 0 | 0 | 0 | 0 | 0 | 0 | 0 | 0 | 0 | 0 | 0 | 0 | 0 | 0 | 0 | 0 | 0 | 0 | 0 |  | 0 | 0 | 0 | 0 |  | 0 | 0 | 0 | 0 | 0
1983-08-14 | 1983 | 8 | 14 | 0 | 0 | 0 | 0 | 0 | 0 | 0 | 0 | 0 | 0 | 0 | 0 | 0 | 0 | 0 | 0 | 0 | 0 | 0 | 0.8 | 0 | 0.2 | 0 | 0 |  | 1 | 1 | 1 | 0 |  | 0 | 0 | 0 | 1 | 0
1983-08-15 | 1983 | 8 | 15 | 0 | 0 | 0 | 0 | 0 | 0 | 0 | 0 | 0 | 0 | 0 | 0 | 0 | 0 | 0 | 0 | 0 | 0 | 0 | 0 | 0 | 0 | 0 | 0 |  | 0 | 0 | 0 | 0 |  | 0 | 0 | 0 | 0 | 0
1983-08-16 | 1983 | 8 | 16 | 0 | 0 | 0 | 0 | 0 | 0 | 0 | 0 | 0 | 0 | 0 | 0 | 0 | 0 | 0 | 0 | 0 | 0 | 0 | 0 | 0 | 0 | 0 | 0 |  | 0 | 0 | 0 | 0 |  | 0 | 0 | 0 | 0 | 0
1983-08-17 | 1983 | 8 | 17 | 0 | 0 | 0 | 0 | 0 | 0 | 0 | 0 | 0 | 0 | 0 | 0 | 0 | 0 | 0 | 0 | 0 | 0 | 0 | 0 | 0 | 0 | 0.1 | 0.1 |  | 0.2 | 0.2 | 0.2 | 0 |  | 0 | 0 | 0 | 0.2 | 0
1983-08-18 | 1983 | 8 | 18 | 0 | 0 | 0 | 4.1 | 4.5 | 3.9 | 4.1 | 0.6 | 0 | 0 | 6.1 | 3.2 | 5.3 | 0.6 | 0 | 0 | 0 | 0 | 0 | 0 | 0 | 0 | 0 | 0 |  | 32.4 | 32.4 | 32.4 | 7.1054e-15 |  | 0 | 0 | 0 | 32.4 | 0
1983-08-19 | 1983 | 8 | 19 | 0 | 0 | 0 | 0 | 0 | 0 | 0 | 0 | 0 | 0 | 0 | 0 | 0 | 0 | 0 | 0 | 0 | 0 | 0 | 0 | 0 | 0 | 0 | 0 |  | 0 | 0 | 0 | 0 |  | 0 | 0 | 0 | 0 | 0
1983-08-20 | 1983 | 8 | 20 | 0 | 0 | 0 | 0 | 0 | 0 | 0 | 0 | 0 | 0 | 0 | 0 | 0 | 0 | 0 | 0 | 0 | 0 | 0 | 0 | 0 | 0 | 0 | 0 |  | 0 | 0 | 0 | 0 |  | 0 | 0 | 0 | 0 | 0
1983-08-21 | 1983 | 8 | 21 | 0 | 0 | 0 | 0 | 0 | 0 | 0 | 0 | 0 | 0 | 0 | 0 | 0 | 0 | 0 | 0 | 0 | 0 | 0 | 0 | 0 | 0 | 0 | 0 |  | 0 | 0 | 0 | 0 |  | 0 | 0 | 0 | 0 | 0
1983-08-22 | 1983 | 8 | 22 | 0 | 0 | 0 | 0 | 0 | 0 | 0 | 0 | 0 | 0 | 0 | 0 | 0 | 0 | 0 | 0 | 0 | 0 | 0 | 0 | 0 | 0 | 0 | 0 |  | 0 | 0 | 0 | 0 |  | 0 | 0 | 0 | 0 | 0
1983-08-23 | 1983 | 8 | 23 | 0 | 0 | 0 | 0 | 0 | 0 | 0 | 0 | 0 | 0 | 0 | 0 | 0 | 0 | 0 | 0 | 0 | 0 | 0 | 0 | 0 | 0 | 0 | 0 |  | 0 | 0 | 0 | 0 |  | 0 | 0 | 0 | 0 | 0
1983-08-24 | 1983 | 8 | 24 | 0 | 0 | 0 | 0 | 0 | 0 | 0 | 0 | 0 | 0 | 0 | 0 | 0 | 0 | 0 | 0 | 0 | 0 | 0 | 0 | 0 | 0 | 0 | 0 |  | 0 | 0 | 0 | 0 |  | 0 | 0 | 0 | 0 | 0
1983-08-25 | 1983 | 8 | 25 | 0 | 0 | 0 | 0 | 0 | 0 | 0 | 0 | 0 | 0 | 0 | 0 | 0 | 0 | 0 | 0 | 0 | 0 | 0 | 0 | 0 | 0 | 0 | 0 |  | 0 | 0 | 0 | 0 |  | 0 | 0 | 0 | 0 | 0
1983-08-26 | 1983 | 8 | 26 | 0 | 0 | 0 | 0 | 0 | 0 | 0 | 0 | 0 | 0 | 0 | 0 | 0 | 0 | 0 | 0 | 0 | 0 | 0 | 0 | 0 | 0 | 0 | 0 |  | 0 | 0 | 0 | 0 |  | 0 | 0 | 0 | 0 | 0
1983-08-27 | 1983 | 8 | 27 | 0 | 0 | 0 | 0 | 0 | 0 | 0 | 0 | 0 | 0 | 0 | 0 | 0 | 0 | 0 | 0 | 0 | 0 | 0 | 0 | 0 | 0 | 0 | 0 |  | 0 | 0 | 0 | 0 |  | 0 | 0 | 0 | 0 | 0
1983-08-28 | 1983 | 8 | 28 | 0 | 0 | 0 | 0 | 0 | 0 | 0 | 0 | 3.7 | 0 | 0.7 | 0 | 0 | 0 | 0 | 0 | 0 | 0 | 0 | 0 | 0 | 0 | 0 | 0 |  | 4.4 | 4.4 | 4.4 | 0 |  | 0 | 0 | 0 | 4.4 | 0
1983-08-29 | 1983 | 8 | 29 | 0 | 0 | 0 | 0 | 0 | 0 | 0 | 0 | 0 | 0 | 0 | 0 | 0 | 0 | 0 | 0 | 0 | 0 | 0 | 0 | 0 | 0 | 0 | 0 |  | 0 | 0 | 0 | 0 |  | 0 | 0 | 0 | 0 | 0
1983-08-30 | 1983 | 8 | 30 | 0 | 0 | 0 | 0 | 0 | 0 | 0 | 0 | 0 | 0 | 0 | 0 | 0 | 0 | 0 | 0 | 0 | 0 | 0 | 0 | 0 | 0 | 0 | 0 |  | 0 | 0 | 0 | 0 |  | 0 | 0 | 0 | 0 | 0
1983-08-31 | 1983 | 8 | 31 | 0 | 0 | 0 | 0 | 0 | 0 | 0 | 0 | 0 | 0 | 0 | 0 | 0 | 0 | 0 | 0 | 0 | 0 | 0 | 0 | 0 | 0 | 0 | 0 |  | 0 | 0 | 0 | 0 |  | 0 | 0 | 0 | 0 | 0
1983-09-01 | 1983 | 9 | 1 | 0 | 0 | 0 | 0 | 0 | 0 | 0 | 0 | 0 | 0 | 0 | 0 | 0.3 | 0 | 0 | 0 | 0 | 0 | 0 | 0 | 0 | 0 | 0 | 0 |  | 0.3 | 0.3 | 0.3 | 0 |  | 0 | 0 | 0 | 0 | 0.3
1983-09-02 | 1983 | 9 | 2 | 0 | 0 | 0 | 0 | 0 | 0 | 0 | 0 | 0 | 0 | 0.2 | 0 | 0 | 0 | 0 | 0 | 0 | 0 | 0 | 0 | 0 | 0 | 0 | 0 |  | 0.2 | 0.2 | 0.2 | 0 |  | 0 | 0 | 0 | 0 | 0.2
1983-09-03 | 1983 | 9 | 3 | 0 | 0 | 0 | 0 | 0 | 0 | 0 | 0 | 0 | 0 | 0 | 0 | 0 | 0.2 | 0 | 0 | 0 | 0 | 0 | 0 | 0 | 0 | 0 | 0 |  | 0.2 | 0.2 | 0.2 | 0 |  | 0 | 0 | 0 | 0 | 0.2
1983-09-04 | 1983 | 9 | 4 | 0 | 0 | 0 | 0 | 0 | 0 | 0 | 0 | 0 | 0 | 0 | 0 | 0 | 0 | 0 | 0 | 0 | 0 | 0 | 0 | 0 | 0 | 0 | 0 |  | 0 | 0 | 0 | 0 |  | 0 | 0 | 0 | 0 | 0
1983-09-05 | 1983 | 9 | 5 | 0 | 0 | 0 | 0 | 0 | 0 | 0 | 0 | 0 | 0 | 0 | 0 | 0 | 0 | 0 | 0 | 0 | 0 | 0 | 0 | 0 | 0 | 0 | 0 |  | 0 | 0 | 0 | 0 |  | 0 | 0 | 0 | 0 | 0
1983-09-06 | 1983 | 9 | 6 | 0 | 0 | 0 | 0 | 0 | 0 | 0 | 0 | 0 | 0 | 0 | 0 | 0 | 0 | 0 | 0 | 0 | 0 | 0 | 0 | 0 | 0 | 0 | 0 |  | 0 | 0 | 0 | 0 |  | 0 | 0 | 0 | 0 | 0
1983-09-07 | 1983 | 9 | 7 | 0 | 0 | 0 | 0 | 0 | 0 | 0 | 0 | 0 | 0 | 0 | 0 | 0 | 0 | 0 | 0 | 0 | 0 | 0 | 0 | 0 | 0 | 0 | 0 |  | 0 | 0 | 0 | 0 |  | 0 | 0 | 0 | 0 | 0
1983-09-08 | 1983 | 9 | 8 | 0 | 0 | 0 | 0 | 0 | 0 | 0 | 0 | 0 | 0 | 0 | 0 | 0 | 0 | 0 | 0 | 0 | 0 | 0 | 0 | 0 | 0 | 0 | 0 |  | 0 | 0 | 0 | 0 |  | 0 | 0 | 0 | 0 | 0
1983-09-09 | 1983 | 9 | 9 | 0 | 0 | 0 | 0.7 | 3.1 | 0 | 0 | 0.4 | 1.6 | 0.2 | 0 | 0 | 0 | 0 | 0 | 0 | 0 | 0 | 0 | 0 | 0 | 0 | 0 | 0 |  | 6 | 6 | 6 | 8.8818e-16 |  | 0 | 0 | 0 | 0 | 6
1983-09-10 | 1983 | 9 | 10 | 0 | 0 | 0 | 0 | 0 | 0 | 0 | 0 | 0 | 0 | 0 | 0 | 0 | 0 | 0 | 0 | 0 | 0 | 0 | 0 | 0 | 0 | 0 | 0 |  | 0 | 0 | 0 | 0 |  | 0 | 0 | 0 | 0 | 0
1983-09-11 | 1983 | 9 | 11 | 0 | 0 | 0 | 0 | 0 | 0 | 0 | 0 | 0 | 0 | 0 | 0 | 0 | 0 | 0 | 0 | 0 | 0 | 0 | 0 | 0.6 | 0 | 0 | 0 |  | 0.6 | 0.6 | 0.6 | 0 |  | 0 | 0 | 0 | 0 | 0.6
1983-09-12 | 1983 | 9 | 12 | 0 | 0 | 0 | 0 | 0 | 0 | 0 | 0 | 0 | 0 | 0 | 0 | 0 | 0 | 0 | 0 | 0 | 0 | 0 | 0 | 0 | 0 | 0 | 0 |  | 0 | 0 | 0 | 0 |  | 0 | 0 | 0 | 0 | 0
1983-09-13 | 1983 | 9 | 13 | 0 | 0 | 0 | 0 | 0 | 0 | 0 | 0 | 0 | 0 | 0 | 0 | 0 | 0 | 0 | 0 | 0 | 0 | 0 | 0 | 0 | 0 | 0 | 0 |  | 0 | 0 | 0 | 0 |  | 0 | 0 | 0 | 0 | 0
1983-09-14 | 1983 | 9 | 14 | 0 | 0 | 0 | 0 | 0 | 0 | 0 | 0 | 0 | 0 | 0 | 0 | 0 | 0 | 0 | 0 | 0 | 0 | 0 | 0 | 0 | 0 | 0 | 0 |  | 0 | 0 | 0 | 0 |  | 0 | 0 | 0 | 0 | 0
1983-09-15 | 1983 | 9 | 15 | 0 | 0 | 0 | 0 | 0 | 0 | 0 | 0 | 0 | 0 | 0 | 0 | 0 | 0 | 0 | 0 | 0 | 0 | 0 | 0 | 0 | 0 | 0 | 0 |  | 0 | 0 | 0 | 0 |  | 0 | 0 | 0 | 0 | 0
1983-09-16 | 1983 | 9 | 16 | 0 | 0 | 0 | 0 | 0 | 0 | 0 | 0 | 0 | 0 | 0 | 0 | 0 | 0 | 0 | 0 | 0 | 0 | 0 | 1.1 | 0.5 | 0 | 0 | 0 |  | 1.6 | 1.6 | 1.6 | 0 |  | 0 | 0 | 0 | 0 | 1.6
1983-09-17 | 1983 | 9 | 17 | 0 | 0 | 0 | 0 | 0 | 0 | 0 | 0 | 0 | 0 | 0 | 0 | 0 | 0 | 0 | 0 | 0 | 0 | 0 | 0 | 0 | 0 | 0 | 0 |  | 0 | 0 | 0 | 0 |  | 0 | 0 | 0 | 0 | 0
1983-09-18 | 1983 | 9 | 18 | 0 | 0 | 0 | 0 | 0 | 0 | 0 | 0 | 0 | 0 | 0 | 0 | 0 | 0 | 0 | 0 | 0 | 0 | 0 | 0 | 0 | 0 | 0 | 0 |  | 0 | 0 | 0 | 0 |  | 0 | 0 | 0 | 0 | 0
1983-09-19 | 1983 | 9 | 19 | 0 | 0 | 0 | 0 | 0 | 0 | 0 | 0 | 0 | 0 | 0 | 0 | 0 | 0 | 0 | 0 | 0 | 0 | 0 | 0 | 0 | 0 | 0 | 0 |  | 0 | 0 | 0 | 0 |  | 0 | 0 | 0 | 0 | 0
1983-09-20 | 1983 | 9 | 20 | 0 | 0 | 0 | 0 | 0 | 0 | 0 | 0 | 0 | 0 | 0 | 0 | 0 | 0 | 0 | 0 | 0 | 0 | 0 | 0 | 0 | 0 | 0 | 0 |  | 0 | 0 | 0 | 0 |  | 0 | 0 | 0 | 0 | 0
1983-09-21 | 1983 | 9 | 21 | 0 | 0 | 0 | 0 | 0 | 0 | 0 | 0 | 0 | 0 | 0 | 0.3 | 0.3 | 0 | 0 | 0 | 0 | 0 | 0 | 0 | 0 | 0 | 0 | 0 |  | 0.6 | 0.6 | 0.6 | 0 |  | 0 | 0 | 0 | 0 | 0.6
1983-09-22 | 1983 | 9 | 22 | 0 | 0 | 0 | 0 | 0 | 0 | 0 | 0 | 0 | 0 | 0 | 0 | 0 | 0 | 0 | 0 | 0 | 0 | 0 | 0 | 0 | 0 | 0 | 0 |  | 0 | 0 | 0 | 0 |  | 0 | 0 | 0 | 0 | 0
1983-09-23 | 1983 | 9 | 23 | 0 | 0 | 0 | 0 | 0 | 0 | 0 | 0 | 0 | 0 | 0 | 0 | 0 | 0 | 0 | 0 | 0 | 0 | 0 | 0 | 0 | 0 | 0 | 0 |  | 0 | 0 | 0 | 0 |  | 0 | 0 | 0 | 0 | 0
1983-09-24 | 1983 | 9 | 24 | 0 | 0 | 0 | 0 | 0 | 0 | 0 | 0 | 0 | 0 | 0 | 0 | 0 | 0 | 0 | 0 | 0 | 0 | 0 | 0 | 0 | 0 | 0 | 0 |  | 0 | 0 | 0 | 0 |  | 0 | 0 | 0 | 0 | 0
1983-09-25 | 1983 | 9 | 25 | 0 | 0 | 0 | 0 | 0 | 0 | 0 | 0 | 0 | 0 | 0 | 0 | 0 | 0 | 0 | 0 | 0 | 0 | 0 | 0 | 0 | 0 | 0 | 0 |  | 0 | 0 | 0 | 0 |  | 0 | 0 | 0 | 0 | 0
1983-09-26 | 1983 | 9 | 26 | 0 | 0 | 0 | 0 | 0 | 0 | 0 | 0 | 0 | 0 | 0 | 0 | 0 | 0 | 0 | 0 | 0 | 0 | 0 | 0 | 0 | 0 | 0 | 0 |  | 0 | 0 | 0 | 0 |  | 0 | 0 | 0 | 0 | 0
1983-09-27 | 1983 | 9 | 27 | 0 | 0 | 0 | 0 | 0 | 0 | 0.7 | 0.6 | 0.7 | 0.6 | 0.7 | 0.6 | 0.7 | 0.6 | 0 | 0.6 | 0 | 0.7 | 0 | 0 | 0 | 0 | 0 | 0 |  | 6.5 | 6.5 | 6.5 | 8.8818e-16 |  | 0 | 0 | 0 | 0 | 6.5
1983-09-28 | 1983 | 9 | 28 | 0 | 0 | 0 | 0 | 0 | 0 | 0 | 0 | 0 | 0 | 0 | 0 | 0 | 0 | 0 | 0 | 0 | 0 | 0 | 0 | 0 | 0 | 0 | 0 |  | 0 | 0 | 0 | 0 |  | 0 | 0 | 0 | 0 | 0
1983-09-29 | 1983 | 9 | 29 | 0 | 0 | 0 | 0 | 0 | 0 | 0 | 0 | 0 | 0 | 0 | 0 | 0 | 0 | 0 | 0 | 0 | 0 | 0 | 0 | 0 | 0 | 0 | 0 |  | 0 | 0 | 0 | 0 |  | 0 | 0 | 0 | 0 | 0
1983-09-30 | 1983 | 9 | 30 | 0 | 0 | 0 | 0 | 0 | 0 | 0 | 0 | 0 | 0 | 0 | 0 | 0 | 0 | 0 | 0 | 0 | 0 | 0 | 0 | 0 | 0 | 0 | 0 |  | 0 | 0 | 0 | 0 |  | 0 | 0 | 0 | 0 | 0
1983-10-01 | 1983 | 10 | 1 | 0 | 0 | 0 | 0 | 0 | 0 | 0 | 0 | 0 | 0 | 0 | 0 | 0 | 0 | 0 | 0 | 0 | 0 | 0 | 0 | 0 | 0 | 0 | 0 |  | 0 | 0 | 0 | 0 |  | 0 | 0 | 0 | 0 | 0
1983-10-02 | 1983 | 10 | 2 | 0 | 0 | 0 | 0 | 0 | 0 | 0 | 0 | 0 | 0.4 | 0 | 0.4 | 0 | 0 | 0 | 0 | 0 | 0 | 0 | 0 | 0 | 0 | 0 | 0 |  | 0.8 | 0.8 | 0.8 | 0 |  | 0 | 0 | 0 | 0 | 0
1983-10-03 | 1983 | 10 | 3 | 0 | 0 | 0 | 0 | 0 | 0 | 0 | 0 | 0 | 0 | 0 | 0 | 0 | 0 | 0 | 0 | 0 | 0 | 0 | 0 | 0 | 0 | 0 | 0 |  | 0 | 0 | 0 | 0 |  | 0 | 0 | 0 | 0 | 0
1983-10-04 | 1983 | 10 | 4 | 0 | 0 | 0 | 0 | 0 | 0 | 0 | 0 | 0 | 0 | 0 | 0 | 0 | 0 | 0 | 0 | 0 | 0 | 0 | 0 | 0 | 0 | 0 | 0 |  | 0 | 0 | 0 | 0 |  | 0 | 0 | 0 | 0 | 0
1983-10-05 | 1983 | 10 | 5 | 0 | 0 | 0 | 0 | 0 | 0 | 0 | 0 | 0 | 0 | 0 | 0 | 0 | 0 | 0 | 0 | 0 | 0 | 0 | 0 | 0 | 0 | 0 | 0 |  | 0 | 0 | 0 | 0 |  | 0 | 0 | 0 | 0 | 0
1983-10-06 | 1983 | 10 | 6 | 0 | 0 | 0 | 0 | 0 | 0 | 0.1 | 0 | 0 | 0 | 0 | 0 | 0 | 0 | 0 | 0 | 0 | 0 | 0.1 | 0 | 0 | 0 | 0 | 0 |  | 0.2 | 0.2 | 0.2 | 0 |  | 0 | 0 | 0 | 0 | 0
1983-10-07 | 1983 | 10 | 7 | 0 | 0 | 0 | 0 | 0 | 0 | 0 | 0 | 0 | 0 | 0 | 0 | 0 | 0 | 0 | 0 | 0 | 0 | 0 | 0 | 0 | 0 | 0 | 0 |  | 0 | 0 | 0 | 0 |  | 0 | 0 | 0 | 0 | 0
1983-10-08 | 1983 | 10 | 8 | 0 | 0 | 0 | 0 | 0 | 0 | 0 | 0 | 0 | 0 | 0 | 0 | 0 | 0 | 0 | 0 | 0 | 0 | 0 | 0 | 0 | 0 | 0 | 0 |  | 0 | 0 | 0 | 0 |  | 0 | 0 | 0 | 0 | 0
1983-10-09 | 1983 | 10 | 9 | 0 | 0 | 0 | 0 | 0 | 0 | 0 | 0 | 0 | 0 | 0 | 0 | 0 | 0 | 0 | 0 | 0 | 0 | 0 | 0 | 0 | 0 | 0 | 0 |  | 0 | 0 | 0 | 0 |  | 0 | 0 | 0 | 0 | 0
1983-10-10 | 1983 | 10 | 10 | 0 | 0 | 0 | 0 | 0 | 0 | 0 | 0 | 0 | 0 | 0 | 0 | 0 | 0 | 0 | 0 | 0 | 0 | 0 | 0 | 0 | 0 | 0 | 0 |  | 0 | 0 | 0 | 0 |  | 0 | 0 | 0 | 0 | 0
1983-10-11 | 1983 | 10 | 11 | 0 | 0 | 0 | 0 | 0 | 0 | 0 | 0 | 0 | 0 | 0 | 0 | 0 | 0 | 0 | 0 | 0 | 0 | 0 | 0 | 0 | 0 | 0 | 0 |  | 0 | 0 | 0 | 0 |  | 0 | 0 | 0 | 0 | 0
1983-10-12 | 1983 | 10 | 12 | 0 | 0 | 0 | 0 | 0 | 0 | 0 | 0 | 0 | 0 | 0 | 0 | 0 | 0 | 0 | 0 | 0 | 0 | 0 | 0 | 0 | 0 | 0 | 0 |  | 0 | 0 | 0 | 0 |  | 0 | 0 | 0 | 0 | 0
1983-10-13 | 1983 | 10 | 13 | 0 | 0 | 0 | 0 | 0 | 0 | 0 | 0 | 0 | 0 | 0 | 0 | 0 | 0 | 0 | 0 | 0 | 0 | 0 | 0 | 0 | 0 | 0 | 0 |  | 0 | 0 | 0 | 0 |  | 0 | 0 | 0 | 0 | 0
1983-10-14 | 1983 | 10 | 14 | 0 | 0 | 0 | 0 | 0 | 0 | 0.3 | 0 | 0.2 | 0 | 0.2 | 0 | 0 | 0 | 0 | 0 | 0 | 0 | 0 | 0 | 0 | 0.2 | 1 | 0 |  | 1.9 | 1.9 | 1.9 | 0 |  | 0 | 0 | 0 | 0 | 0
1983-10-15 | 1983 | 10 | 15 | 0.1 | 0 | 0 | 0 | 0 | 0 | 0 | 0 | 0 | 0.2 | 0 | 0 | 0 | 0 | 0 | 0 | 0 | 0 | 0 | 0.1 | 0.2 | 0.1 | 0.2 | 0.1 |  | 1 | 1 | 1 | 2.2204e-16 |  | 0 | 0 | 0 | 0 | 0
1983-10-16 | 1983 | 10 | 16 | 0 | 0 | 0 | 0 | 0 | 0 | 0 | 0 | 0 | 0 | 0 | 0.2 | 0 | 0 | 0 | 0 | 0 | 0 | 0 | 0 | 0 | 0 | 0 | 0 |  | 0.2 | 0.2 | 0.2 | 0 |  | 0 | 0 | 0 | 0 | 0
1983-10-17 | 1983 | 10 | 17 | 0 | 0 | 0 | 0 | 0 | 0 | 0 | 0 | 0 | 0 | 0 | 0 | 0 | 0 | 0 | 0 | 0 | 0 | 0 | 0 | 0 | 0 | 0 | 0 |  | 0 | 0 | 0 | 0 |  | 0 | 0 | 0 | 0 | 0
1983-10-18 | 1983 | 10 | 18 | 0 | 0 | 0 | 0 | 0 | 0 | 0 | 0 | 0 | 0 | 0 | 0 | 0 | 0 | 0 | 0 | 0 | 0 | 0 | 0 | 0 | 0 | 0 | 0 |  | 0 | 0 | 0 | 0 |  | 0 | 0 | 0 | 0 | 0
1983-10-19 | 1983 | 10 | 19 | 0 | 0 | 0 | 0 | 0 | 0 | 0 | 0 | 0 | 0 | 0 | 0 | 0 | 0 | 0 | 0 | 0 | 0 | 0 | 0 | 0 | 0 | 0 | 0 |  | 0 | 0 | 0 | 0 |  | 0 | 0 | 0 | 0 | 0
1983-10-20 | 1983 | 10 | 20 | 0 | 0 | 0 | 0 | 0 | 0 | 0 | 0 | 0 | 0 | 0 | 0 | 0 | 0 | 0 | 0 | 0 | 0 | 0 | 0 | 0 | 0 | 0 | 0 |  | 0 | 0 | 0 | 0 |  | 0 | 0 | 0 | 0 | 0
1983-10-21 | 1983 | 10 | 21 | 0 | 0 | 0 | 0 | 0 | 0 | 0 | 0 | 0 | 0 | 0 | 0 | 0 | 0 | 0 | 0 | 0 | 0 | 0 | 0 | 0 | 0 | 0 | 0 |  | 0 | 0 | 0 | 0 |  | 0 | 0 | 0 | 0 | 0
1983-10-22 | 1983 | 10 | 22 | 0 | 0 | 0 | 0 | 0 | 0 | 0 | 0 | 0 | 0 | 0 | 0 | 0 | 0 | 0 | 0 | 0 | 0 | 0 | 0 | 0 | 0 | 0 | 0 |  | 0 | 0 | 0 | 0 |  | 0 | 0 | 0 | 0 | 0
1983-10-23 | 1983 | 10 | 23 | 0 | 0 | 0 | 0 | 0 | 0 | 0 | 0 | 0 | 0 | 0 | 0 | 0 | 0 | 0 | 0 | 0 | 0 | 0 | 0 | 0 | 0 | 0 | 0 |  | 0 | 0 | 0 | 0 |  | 0 | 0 | 0 | 0 | 0
1983-10-24 | 1983 | 10 | 24 | 0 | 0 | 0 | 0 | 0 | 0 | 0 | 0 | 0 | 0 | 0 | 0 | 0 | 0 | 0 | 0 | 0 | 0 | 0 | 0 | 0 | 0 | 0 | 0 |  | 0 | 0 | 0 | 0 |  | 0 | 0 | 0 | 0 | 0
1983-10-25 | 1983 | 10 | 25 | 0 | 0 | 0 | 0 | 0 | 0 | 0 | 0 | 0 | 0 | 0 | 0 | 0 | 0 | 0 | 0 | 0 | 0 | 0 | 0 | 0 | 0 | 0 | 0 |  | 0 | 0 | 0 | 0 |  | 0 | 0 | 0 | 0 | 0
1983-10-26 | 1983 | 10 | 26 | 0 | 0 | 0 | 0 | 0 | 0 | 0 | 0 | 0 | 0 | 0 | 0 | 0 | 0 | 0 | 0 | 0 | 0 | 0 | 0 | 0 | 0 | 0 | 0 |  | 0 | 0 | 0 | 0 |  | 0 | 0 | 0 | 0 | 0
1983-10-27 | 1983 | 10 | 27 | 0 | 0 | 0 | 0 | 0 | 0 | 0 | 0 | 0 | 0 | 0 | 0 | 0 | 0 | 0 | 0 | 0 | 0 | 0 | 0 | 0 | 0 | 0 | 0 |  | 0 | 0 | 0 | 0 |  | 0 | 0 | 0 | 0 | 0
1983-10-28 | 1983 | 10 | 28 | 0 | 0 | 0 | 0 | 0 | 0 | 0 | 0 | 0 | 0 | 0 | 0 | 0 | 0 | 0 | 0 | 0 | 0 | 0 | 0 | 0 | 0 | 0 | 0 |  | 0 | 0 | 0 | 0 |  | 0 | 0 | 0 | 0 | 0
1983-10-29 | 1983 | 10 | 29 | 0 | 0 | 0 | 0 | 0 | 0 | 0 | 0 | 0 | 0 | 0 | 0 | 0 | 0 | 0 | 0 | 0 | 0 | 0 | 0 | 0 | 0 | 0 | 0 |  | 0 | 0 | 0 | 0 |  | 0 | 0 | 0 | 0 | 0
1983-10-30 | 1983 | 10 | 30 | 0 | 0 | 0 | 0 | 0 | 0 | 0 | 0 | 0 | 0 | 0 | 0 | 0 | 0 | 0 | 0 | 0 | 0 | 0 | 0 | 0 | 0 | 0 | 0 |  | 0 | 0 | 0 | 0 |  | 0 | 0 | 0 | 0 | 0
1983-10-31 | 1983 | 10 | 31 | 0 | 0 | 0 | 0 | 0 | 0 | 0 | 0 | 0 | 0 | 0 | 0 | 0 | 0 | 0 | 0 | 0 | 0 | 0 | 0 | 0 | 0 | 0 | 0 |  | 0 | 0 | 0 | 0 |  | 0 | 0 | 0 | 0 | 0
1983-11-01 | 1983 | 11 | 1 | 0 | 0 | 0 | 0 | 0 | 0 | 0 | 0 | 0 | 0 | 0 | 0 | 0 | 0 | 0 | 0 | 0 | 0 | 0 | 0 | 0 | 0 | 0 | 0 |  | 0 | 0 | 0 | 0 |  | 0 | 0 | 0 | 0 | 0
1983-11-02 | 1983 | 11 | 2 | 0 | 0 | 0 | 0 | 0 | 0 | 0 | 0 | 0 | 0 | 0 | 0 | 0 | 0 | 0 | 0 | 0 | 0 | 0 | 0 | 0 | 0 | 0 | 0 |  | 0 | 0 | 0 | 0 |  | 0 | 0 | 0 | 0 | 0
1983-11-03 | 1983 | 11 | 3 | 0 | 0 | 0 | 0 | 0 | 0 | 0 | 0 | 0 | 0 | 0 | 0 | 0 | 0 | 0 | 0 | 0 | 0 | 0 | 0 | 0 | 0 | 0 | 0 |  | 0 | 0 | 0 | 0 |  | 0 | 0 | 0 | 0 | 0
1983-11-04 | 1983 | 11 | 4 | 0 | 0 | 0 | 0 | 0 | 0 | 0 | 0 | 0 | 0 | 0 | 0 | 0 | 0 | 0 | 0 | 0 | 0 | 0 | 0 | 0 | 0 | 0 | 0 |  | 0 | 0 | 0 | 0 |  | 0 | 0 | 0 | 0 | 0
1983-11-05 | 1983 | 11 | 5 | 0 | 0 | 0 | 0 | 0 | 0 | 0 | 0 | 0 | 0 | 0 | 0 | 0 | 0 | 0 | 0 | 0 | 0 | 0 | 0 | 0 | 0 | 0 | 0 |  | 0 | 0 | 0 | 0 |  | 0 | 0 | 0 | 0 | 0
1983-11-06 | 1983 | 11 | 6 | 0 | 0 | 0 | 0 | 0 | 0 | 0 | 0 | 0 | 0 | 0 | 0 | 0 | 0 | 0 | 0 | 0 | 0 | 0 | 0 | 0 | 0 | 0 | 0 |  | 0 | 0 | 0 | 0 |  | 0 | 0 | 0 | 0 | 0
1983-11-07 | 1983 | 11 | 7 | 0 | 0 | 0 | 0 | 0 | 0 | 0 | 0 | 0 | 0 | 0 | 0 | 0 | 0 | 0 | 0 | 0 | 0 | 0 | 0 | 0 | 0 | 0 | 0 |  | 0 | 0 | 0 | 0 |  | 0 | 0 | 0 | 0 | 0
1983-11-08 | 1983 | 11 | 8 | 0 | 0 | 0 | 0 | 0 | 0 | 0 | 0 | 0 | 0 | 0 | 0 | 0 | 0 | 0 | 0 | 0 | 0 | 0 | 0 | 0 | 0.1 | 0.2 | 0.1 |  | 0.4 | 0.4 | 0.4 | 0 |  | 0 | 0 | 0 | 0 | 0
1983-11-09 | 1983 | 11 | 9 | 0 | 0 | 0 | 0.1 | 0 | 0 | 0 | 0 | 0 | 0 | 0.1 | 0 | 0 | 0 | 0.1 | 0 | 0 | 0 | 0 | 0 | 0 | 0.1 | 0 | 0 |  | 0.4 | 0.4 | 0.4 | 0 |  | 0 | 0 | 0 | 0 | 0
1983-11-10 | 1983 | 11 | 10 | 0.2 | 0 | 0 | 0 | 0 | 0 | 0 | 0 | 0 | 0 | 0.3 | 0.2 | 0.2 | 0.2 | 0 | 0.3 | 0.2 | 0.2 | 0.3 | 0.2 | 0.2 | 0.2 | 0.3 | 0.2 |  | 3.2 | 3.2 | 3.2 | 0 |  | 0 | 0 | 0 | 0 | 0
1983-11-11 | 1983 | 11 | 11 | 0.1 | 0.1 | 0.1 | 0.1 | 0.2 | 0.1 | 0.1 | 0.1 | 0.1 | 0 | 0 | 0 | 0 | 0 | 0 | 0 | 0 | 0 | 0 | 0 | 0 | 0 | 0 | 0 |  | 1 | 1 | 1 | 0 |  | 0 | 0 | 0 | 0 | 0
1983-11-12 | 1983 | 11 | 12 | 0 | 0 | 0 | 0 | 0 | 0 | 0 | 0 | 0 | 0 | 0 | 0 | 0 | 0 | 0 | 0 | 0 | 0 | 0 | 0 | 0 | 0 | 0 | 0 |  | 0 | 0 | 0 | 0 |  | 0 | 0 | 0 | 0 | 0
1983-11-13 | 1983 | 11 | 13 | 0 | 0 | 0 | 0 | 0 | 0 | 0 | 0 | 0 | 0 | 0 | 0 | 0 | 0 | 0 | 0 | 0 | 0 | 0 | 0 | 0 | 0 | 0 | 0 |  | 0 | 0 | 0 | 0 |  | 0 | 0 | 0 | 0 | 0
1983-11-14 | 1983 | 11 | 14 | 0 | 0 | 0 | 0 | 0 | 0 | 0 | 0 | 0 | 0 | 0 | 0 | 0 | 0 | 0 | 0 | 0 | 0 | 0 | 0 | 0 | 0 | 0 | 0 |  | 0 | 0 | 0 | 0 |  | 0 | 0 | 0 | 0 | 0
1983-11-15 | 1983 | 11 | 15 | 0 | 0 | 0 | 0 | 0 | 0 | 0 | 0 | 0 | 0 | 0 | 0 | 0 | 0 | 0 | 0 | 0 | 0 | 0 | 0 | 0 | 0 | 0 | 0 |  | 0 | 0 | 0 | 0 |  | 0 | 0 | 0 | 0 | 0
1983-11-16 | 1983 | 11 | 16 | 0 | 0 | 0 | 0 | 0 | 0 | 0 | 0 | 0 | 0 | 0 | 0 | 0 | 0 | 0 | 0 | 0 | 0 | 0 | 0 | 0 | 0 | 0 | 0 |  | 0 | 0 | 0 | 0 |  | 0 | 0 | 0 | 0 | 0
1983-11-17 | 1983 | 11 | 17 | 0 | 0 | 0 | 0 | 0 | 0 | 0 | 0 | 0 | 0 | 0 | 0 | 0 | 0 | 0 | 0 | 0 | 0 | 0 | 0 | 0 | 0 | 0 | 0 |  | 0 | 0 | 0 | 0 |  | 0 | 0 | 0 | 0 | 0
1983-11-18 | 1983 | 11 | 18 | 0 | 0 | 0 | 0 | 0 | 0 | 0 | 0 | 0 | 0 | 0 | 0 | 0 | 0 | 0 | 0 | 0 | 0 | 0 | 0 | 0 | 0 | 0 | 0 |  | 0 | 0 | 0 | 0 |  | 0 | 0 | 0 | 0 | 0
1983-11-19 | 1983 | 11 | 19 | 0 | 0 | 0 | 0 | 0 | 0 | 0 | 0 | 0 | 0 | 0 | 0 | 0 | 0 | 0 | 0 | 0 | 0 | 0 | 0 | 0 | 0 | 0 | 0 |  | 0 | 0 | 0 | 0 |  | 0 | 0 | 0 | 0 | 0
1983-11-20 | 1983 | 11 | 20 | 0.2 | 0.1 | 0.2 | 0.2 | 0.1 | 0.2 | 0.2 | 0.1 | 0.2 | 0.2 | 0.2 | 0.1 | 0.2 | 0 | 0 | 0 | 0 | 0 | 0.2 | 0.1 | 0.2 | 0.2 | 0.1 | 0.2 |  | 3.2 | 3.2 | 3.2 | 8.8818e-16 |  | 0 | 0 | 0 | 0 | 0
1983-11-21 | 1983 | 11 | 21 | 0.1 | 0 | 0.1 | 0 | 0.1 | 0 | 0.1 | 0 | 0.1 | 0 | 0.1 | 0 | 0.1 | 0 | 0.1 | 0 | 0 | 0 | 0 | 0 | 0 | 0 | 0 | 0 |  | 0.8 | 0.8 | 0.8 | 1.1102e-16 |  | 0 | 0 | 0 | 0 | 0
1983-11-22 | 1983 | 11 | 22 | 0 | 0 | 0 | 0 | 0 | 0 | 0 | 0 | 0 | 0 | 0 | 0 | 0 | 0 | 0 | 0 | 0 | 0 | 0 | 0 | 0 | 0 | 0 | 0 |  | 0 | 0 | 0 | 0 |  | 0 | 0 | 0 | 0 | 0
1983-11-23 | 1983 | 11 | 23 | 0 | 0 | 0 | 0 | 0 | 0 | 0 | 0 | 0 | 0 | 0 | 0 | 0 | 0 | 0 | 0 | 0 | 0 | 0 | 0 | 0 | 0 | 0 | 0 |  | 0 | 0 | 0 | 0 |  | 0 | 0 | 0 | 0 | 0
1983-11-24 | 1983 | 11 | 24 | 0 | 0 | 0 | 0 | 0 | 0 | 0 | 0 | 0 | 0 | 0 | 0 | 0 | 0 | 0 | 0 | 0 | 0 | 0 | 0.1 | 0.1 | 0.1 | 0.1 | 0 |  | 0.4 | 0.4 | 0.4 | 0 |  | 0 | 0 | 0 | 0 | 0
1983-11-25 | 1983 | 11 | 25 | 0 | 0 | 0.1 | 0 | 0 | 0.1 | 0 | 0 | 0.1 | 0 | 0 | 0 | 0.1 | 0 | 0 | 0.1 | 0 | 0 | 0.1 | 0 | 0 | 0 | 0 | 0 |  | 0.6 | 0.6 | 0.6 | 0 |  | 0 | 0 | 0 | 0 | 0
1983-11-26 | 1983 | 11 | 26 | 0 | 0 | 0 | 0 | 0 | 0 | 0 | 0 | 0 | 0 | 0 | 0 | 0 | 0 | 0 | 0 | 0 | 0 | 0 | 0 | 0 | 0 | 0 | 0 |  | 0 | 0 | 0 | 0 |  | 0 | 0 | 0 | 0 | 0
1983-11-27 | 1983 | 11 | 27 | 0 | 0 | 0 | 0 | 0 | 0 | 0 | 0 | 0 | 0 | 0 | 0 | 0 | 0 | 0 | 0 | 0 | 0 | 0.1 | 0 | 0.1 | 0 | 0 | 0 |  | 0.2 | 0.2 | 0.2 | 0 |  | 0 | 0 | 0 | 0 | 0
1983-11-28 | 1983 | 11 | 28 | 0 | 0 | 0 | 0 | 0 | 0.1 | 0 | 0 | 0.1 | 0 | 0.1 | 0 | 0 | 0 | 0.1 | 0 | 0 | 0 | 0 | 0 | 0 | 0 | 0 | 0 |  | 0.4 | 0.4 | 0.4 | 0 |  | 0 | 0 | 0 | 0 | 0
1983-11-29 | 1983 | 11 | 29 | 0 | 0 | 0 | 0 | 0 | 0 | 0 | 0 | 0 | 0 | 0 | 0 | 0 | 0 | 0 | 0 | 0 | 0 | 0 | 0 | 0 | 0 | 0 | 0 |  | 0 | 0 | 0 | 0 |  | 0 | 0 | 0 | 0 | 0
1983-11-30 | 1983 | 11 | 30 | 0 | 0 | 0 | 0 | 0 | 0 | 0 | 0 | 0 | 0 | 0 | 0 | 0 | 0 | 0 | 0 | 0 | 0 | 0 | 0 | 0 | 0 | 0 | 0 |  | 0 | 0 | 0 | 0 |  | 0 | 0 | 0 | 0 | 0
1983-12-01 | 1983 | 12 | 1 | 0 | 0 | 0 | 0 | 0 | 0 | 0 | 0 | 0 | 0 | 0 | 0 | 0 | 0 | 0 | 0 | 0 | 0 | 0 | 0 | 0 | 0 | 0 | 0 |  | 0 | 0 | 0 | 0 |  | 0 | 0 | 0 | 0 | 0
1983-12-02 | 1983 | 12 | 2 | 0 | 0 | 0 | 0 | 0 | 0 | 0 | 0 | 0 | 0 | 0 | 0 | 0 | 0 | 0 | 0 | 0 | 0 | 0 | 0 | 0 | 0 | 0 | 0 |  | 0 | 0 | 0 | 0 |  | 0 | 0 | 0 | 0 | 0
1983-12-03 | 1983 | 12 | 3 | 0 | 0 | 0 | 0 | 0 | 0 | 0 | 0 | 0 | 0 | 0 | 0 | 0 | 0 | 0 | 0 | 0 | 0 | 0 | 0 | 0 | 0 | 0 | 0 |  | 0 | 0 | 0 | 0 |  | 0 | 0 | 0 | 0 | 0
1983-12-04 | 1983 | 12 | 4 | 0 | 0 | 0 | 0 | 0 | 0 | 0 | 0 | 0 | 0 | 0 | 0 | 0 | 0 | 0 | 0 | 0 | 0 | 0 | 0 | 0 | 0 | 0 | 0 |  | 0 | 0 | 0 | 0 |  | 0 | 0 | 0 | 0 | 0
1983-12-05 | 1983 | 12 | 5 | 0 | 0 | 0 | 0 | 0 | 0 | 0 | 0 | 0 | 0 | 0 | 0 | 0 | 0 | 0 | 0 | 0 | 0 | 0 | 0 | 0 | 0 | 0 | 0 |  | 0 | 0 | 0 | 0 |  | 0 | 0 | 0 | 0 | 0
1983-12-06 | 1983 | 12 | 6 | 0 | 0 | 0 | 0 | 0 | 0 | 0 | 0 | 0 | 0 | 0 | 0 | 0 | 0 | 0 | 0 | 0 | 0 | 0 | 0 | 0 | 0 | 0 | 0 |  | 0 | 0 | 0 | 0 |  | 0 | 0 | 0 | 0 | 0
1983-12-07 | 1983 | 12 | 7 | 0 | 0 | 0 | 0 | 0 | 0 | 0 | 0 | 0 | 0.1 | 0 | 0 | 0 | 0.1 | 0 | 0 | 0 | 0.1 | 0 | 0 | 0 | 0.1 | 0 | 0 |  | 0.4 | 0.4 | 0.4 | 0 |  | 0 | 0 | 0 | 0 | 0
1983-12-08 | 1983 | 12 | 8 | 0.1 | 0 | 0.1 | 0.1 | 0 | 0.1 | 0.1 | 0 | 0.1 | 0.1 | 0 | 0.1 | 0.1 | 0 | 0.1 | 0.1 | 0 | 0 | 0 | 0 | 0 | 0 | 0 | 0.1 |  | 1.2 | 1.2 | 1.2 | 0 |  | 0 | 0 | 0 | 0 | 0
1983-12-09 | 1983 | 12 | 9 | 0.1 | 0.1 | 0.1 | 0 | 0.1 | 0.1 | 0.1 | 0.1 | 0.1 | 0 | 0.1 | 0.1 | 0.1 | 0.1 | 0 | 0.1 | 0.1 | 0.1 | 0.1 | 0.1 | 0 | 0.1 | 0.1 | 0.1 |  | 2 | 2 | 2 | 4.4409e-16 |  | 0 | 0 | 0 | 0 | 0
1983-12-10 | 1983 | 12 | 10 | 0.1 | 0 | 0.1 | 0.1 | 0 | 0.1 | 0.1 | 0 | 0.1 | 0.1 | 0 | 0.1 | 0.1 | 0 | 0.1 | 0 | 0 | 0 | 0 | 0 | 0 | 0 | 0 | 0 |  | 1 | 1 | 1 | 1.1102e-16 |  | 0 | 0 | 0 | 0 | 0
1983-12-11 | 1983 | 12 | 11 | 0 | 0 | 0 | 0 | 0 | 0 | 0 | 0 | 0 | 0 | 0 | 0 | 0 | 0 | 0 | 0 | 0 | 0 | 0 | 0 | 0 | 0 | 0 | 0 |  | 0 | 0 | 0 | 0 |  | 0 | 0 | 0 | 0 | 0
1983-12-12 | 1983 | 12 | 12 | 0 | 0 | 0 | 0 | 0 | 0 | 0 | 0 | 0 | 0 | 0 | 0 | 0 | 0 | 0 | 0 | 0 | 0 | 0 | 0 | 0 | 0 | 0 | 0 |  | 0 | 0 | 0 | 0 |  | 0 | 0 | 0 | 0 | 0
1983-12-13 | 1983 | 12 | 13 | 0 | 0 | 0 | 0 | 0 | 0 | 0 | 0 | 0 | 0 | 0 | 0 | 0 | 0 | 0 | 0 | 0 | 0 | 0 | 0 | 0 | 0 | 0 | 0 |  | 0 | 0 | 0 | 0 |  | 0 | 0 | 0 | 0 | 0
1983-12-14 | 1983 | 12 | 14 | 0 | 0 | 0 | 0 | 0 | 0.1 | 0 | 0 | 0 | 0 | 0 | 0 | 0 | 0 | 0 | 0 | 0 | 0 | 0.1 | 0 | 0 | 0 | 0 | 0 |  | 0.2 | 0.2 | 0.2 | 0 |  | 0 | 0 | 0 | 0 | 0
1983-12-15 | 1983 | 12 | 15 | 0.1 | 0 | 0.1 | 0.1 | 0 | 0.1 | 0 | 0.1 | 0.1 | 0 | 0.1 | 0.1 | 0 | 0.1 | 0.1 | 0 | 0 | 0 | 0.1 | 0 | 0.1 | 0.1 | 0 | 0.1 |  | 1.4 | 1.4 | 1.4 | 2.2204e-16 |  | 0 | 0 | 0 | 0 | 0
1983-12-16 | 1983 | 12 | 16 | 0.1 | 0.2 | 0.1 | 0.2 | 0.1 | 0.1 | 0.2 | 0.1 | 0.2 | 0 | 0 | 0 | 0 | 0 | 0 | 0 | 0 | 0 | 0 | 0 | 0 | 0 | 0 | 0.1 |  | 1.4 | 1.4 | 1.4 | 2.2204e-16 |  | 0 | 0 | 0 | 0 | 0
1983-12-17 | 1983 | 12 | 17 | 0 | 0 | 0 | 0 | 0 | 0 | 0 | 0 | 0 | 0 | 0 | 0 | 0 | 0 | 0 | 0 | 0 | 0 | 0 | 0 | 0 | 0 | 0 | 0 |  | 0 | 0 | 0 | 0 |  | 0 | 0 | 0 | 0 | 0
1983-12-18 | 1983 | 12 | 18 | 0 | 0 | 0 | 0 | 0 | 0 | 0 | 0 | 0 | 0 | 0 | 0 | 0 | 0 | 0 | 0 | 0 | 0 | 0 | 0 | 0 | 0 | 0 | 0 |  | 0 | 0 | 0 | 0 |  | 0 | 0 | 0 | 0 | 0
1983-12-19 | 1983 | 12 | 19 | 0 | 0 | 0 | 0 | 0 | 0 | 0 | 0 | 0 | 0 | 0 | 0 | 0 | 0 | 0 | 0 | 0 | 0 | 0 | 0 | 0 | 0 | 0 | 0 |  | 0 | 0 | 0 | 0 |  | 0 | 0 | 0 | 0 | 0
1983-12-20 | 1983 | 12 | 20 | 0 | 0 | 0 | 0 | 0 | 0 | 0 | 0 | 0 | 0 | 0 | 0 | 0 | 0 | 0 | 0 | 0 | 0 | 0 | 0 | 0 | 0 | 0 | 0 |  | 0 | 0 | 0 | 0 |  | 0 | 0 | 0 | 0 | 0
1983-12-21 | 1983 | 12 | 21 | 0 | 0 | 0 | 0 | 0 | 0 | 0 | 0 | 0 | 0 | 0 | 0 | 0 | 0 | 0 | 0 | 0 | 0 | 0 | 0 | 0 | 0 | 0 | 0 |  | 0 | 0 | 0 | 0 |  | 0 | 0 | 0 | 0 | 0
1983-12-22 | 1983 | 12 | 22 | 0 | 0.1 | 0 | 0.1 | 0 | 0 | 0.1 | 0 | 0 | 0 | 0 | 0 | 0.1 | 0 | 0 | 0.1 | 0 | 0.1 | 0 | 0 | 0.1 | 0 | 0.1 | 0 |  | 0.8 | 0.8 | 0.8 | 1.1102e-16 |  | 0 | 0 | 0 | 0 | 0
1983-12-23 | 1983 | 12 | 23 | 0 | 0.1 | 0 | 0 | 0.1 | 0 | 0.1 | 0 | 0 | 0 | 0 | 0 | 0 | 0 | 0 | 0 | 0 | 0 | 0 | 0 | 0 | 0.1 | 0 | 0 |  | 0.4 | 0.4 | 0.4 | 0 |  | 0 | 0 | 0 | 0 | 0
1983-12-24 | 1983 | 12 | 24 | 0 | 0 | 0 | 0 | 0 | 0 | 0 | 0 | 0 | 0 | 0 | 0 | 0 | 0 | 0 | 0 | 0 | 0 | 0 | 0 | 0 | 0 | 0 | 0 |  | 0 | 0 | 0 | 0 |  | 0 | 0 | 0 | 0 | 0
1983-12-25 | 1983 | 12 | 25 | 0 | 0 | 0 | 0 | 0 | 0 | 0 | 0 | 0 | 0 | 0 | 0 | 0 | 0 | 0 | 0 | 0 | 0 | 0 | 0 | 0 | 0 | 0 | 0 |  | 0 | 0 | 0 | 0 |  | 0 | 0 | 0 | 0 | 0
1983-12-26 | 1983 | 12 | 26 | 0.2 | 0.2 | 0.2 | 0.2 | 0.2 | 0.3 | 0.2 | 0.2 | 0.2 | 0.2 | 0.2 | 0.2 | 0.2 | 0.2 | 0.2 | 0.2 | 0.3 | 0.2 | 0 | 0.2 | 0.2 | 0.2 | 0.2 | 0 |  | 4.6 | 4.6 | 4.6 | 1.7764e-15 |  | 0 | 0 | 0 | 0 | 0
1983-12-27 | 1983 | 12 | 27 | 0 | 0 | 0 | 0 | 0 | 0 | 0 | 0 | 0 | 0 | 0 | 0 | 0 | 0 | 0 | 0 | 0 | 0 | 0 | 0 | 0 | 0 | 0 | 0 |  | 0 | 0 | 0 | 0 |  | 0 | 0 | 0 | 0 | 0
1983-12-28 | 1983 | 12 | 28 | 0 | 0 | 0 | 0 | 0 | 0 | 0 | 0 | 0 | 0 | 0 | 0 | 0 | 0 | 0 | 0 | 0 | 0 | 0 | 0 | 0 | 0 | 0 | 0 |  | 0 | 0 | 0 | 0 |  | 0 | 0 | 0 | 0 | 0
1983-12-29 | 1983 | 12 | 29 | 0 | 0 | 0 | 0 | 0 | 0 | 0 | 0 | 0 | 0 | 0 | 0 | 0 | 0 | 0 | 0 | 0 | 0 | 0 | 0 | 0 | 0 | 0 | 0 |  | 0 | 0 | 0 | 0 |  | 0 | 0 | 0 | 0 | 0
1983-12-30 | 1983 | 12 | 30 | 0 | 0 | 0 | 0 | 0 | 0 | 0 | 0 | 0 | 0 | 0 | 0 | 0 | 0 | 0 | 0 | 0 | 0 | 0 | 0 | 0 | 0 | 0 | 0 |  | 0 | 0 | 0 | 0 |  | 0 | 0 | 0 | 0 | 0
1983-12-31 | 1983 | 12 | 31 | 0 | 0 | 0 | 0 | 0 | 0 | 0 | 0 | 0 | 0 | 0 | 0 | 0 | 0 | 0 | 0 | 0 | 0 | 0 | 0 | 0 | 0 | 0 | 0 |  | 0 | 0 | 0 | 0 |  | 0 | 0 | 0 | 0 | 0
1984-01-01 | 1984 | 1 | 1 | 0 | 0 | 0 | 0 | 0 | 0 | 0 | 0 | 0 | 0 | 0 | 0 | 0 | 0 | 0 | 0 | 0 | 0 | 0 | 0 | 0 | 0 | 0 | 0 |  | 0 | 0 | 0 | 0 |  | 0 | 0 | 0 | 0 | 0
1984-01-02 | 1984 | 1 | 2 | 0 | 0 | 0 | 0 | 0 | 0 | 0 | 0 | 0 | 0 | 0 | 0 | 0 | 0 | 0 | 0 | 0 | 0 | 0 | 0 | 0 | 0 | 0 | 0 |  | 0 | 0 | 0 | 0 |  | 0 | 0 | 0 | 0 | 0
1984-01-03 | 1984 | 1 | 3 | 0 | 0 | 0 | 0 | 0 | 0 | 0 | 0 | 0 | 0 | 0 | 0 | 0 | 0 | 0 | 0 | 0 | 0 | 0 | 0 | 0 | 0 | 0 | 0 |  | 0 | 0 | 0 | 0 |  | 0 | 0 | 0 | 0 | 0
1984-01-04 | 1984 | 1 | 4 | 0 | 0 | 0 | 0 | 0 | 0 | 0 | 0 | 0 | 0 | 0 | 0 | 0 | 0 | 0 | 0 | 0 | 0 | 0 | 0 | 0 | 0 | 0 | 0 |  | 0 | 0 | 0 | 0 |  | 0 | 0 | 0 | 0 | 0
1984-01-05 | 1984 | 1 | 5 | 0 | 0 | 0 | 0 | 0 | 0 | 0 | 0 | 0 | 0 | 0 | 0 | 0 | 0 | 0 | 0 | 0 | 0 | 0 | 0 | 0 | 0 | 0 | 0 |  | 0 | 0 | 0 | 0 |  | 0 | 0 | 0 | 0 | 0
1984-01-06 | 1984 | 1 | 6 | 0 | 0 | 0 | 0 | 0 | 0 | 0 | 0 | 0 | 0 | 0 | 0 | 0 | 0 | 0 | 0 | 0 | 0 | 0 | 0 | 0 | 0 | 0 | 0 |  | 0 | 0 | 0 | 0 |  | 0 | 0 | 0 | 0 | 0
1984-01-07 | 1984 | 1 | 7 | 0 | 0 | 0 | 0 | 0 | 0 | 0 | 0 | 0 | 0 | 0 | 0 | 0 | 0.1 | 0 | 0 | 0 | 0 | 0 | 0 | 0.1 | 0 | 0 | 0 |  | 0.2 | 0.2 | 0.2 | 0 |  | 0 | 0 | 0 | 0 | 0
1984-01-08 | 1984 | 1 | 8 | 0 | 0 | 0 | 0 | 0 | 0 | 0 | 0 | 0 | 0 | 0 | 0 | 0 | 0 | 0 | 0 | 0 | 0 | 0 | 0 | 0 | 0 | 0 | 0 |  | 0 | 0 | 0 | 0 |  | 0 | 0 | 0 | 0 | 0
1984-01-09 | 1984 | 1 | 9 | 0 | 0 | 0 | 0 | 0 | 0 | 0 | 0 | 0 | 0 | 0 | 0 | 0 | 0.1 | 0 | 0.1 | 0 | 0.1 | 0 | 0.1 | 0 | 0 | 0 | 0 |  | 0.4 | 0.4 | 0.4 | 0 |  | 0 | 0 | 0 | 0 | 0
1984-01-10 | 1984 | 1 | 10 | 0 | 0 | 0 | 0 | 0 | 0 | 0 | 0 | 0 | 0 | 0 | 0 | 0 | 0 | 0 | 0 | 0 | 0.4 | 0.4 | 0.4 | 0.5 | 0.4 | 0.4 | 0.4 |  | 2.9 | 2.9 | 2.9 | 0 |  | 0 | 0 | 0 | 0 | 0
1984-01-11 | 1984 | 1 | 11 | 0.1 | 0.1 | 0.1 | 0.1 | 0 | 0 | 0 | 0 | 0 | 0 | 0 | 0 | 0 | 0 | 0 | 0 | 0 | 0 | 0 | 0 | 0 | 0 | 0.1 | 0.1 |  | 0.6 | 0.6 | 0.6 | 0 |  | 0 | 0 | 0 | 0 | 0
1984-01-12 | 1984 | 1 | 12 | 0.3 | 0.2 | 0.3 | 0.2 | 0 | 0 | 0 | 0 | 0 | 0 | 0 | 0 | 0 | 0 | 0 | 0 | 0 | 0 | 0 | 0 | 0 | 0 | 0 | 0 |  | 1 | 1 | 1 | 0 |  | 0 | 0 | 0 | 0 | 0
1984-01-13 | 1984 | 1 | 13 | 0 | 0 | 0.1 | 0 | 0 | 0 | 0 | 0.1 | 0 | 0 | 0 | 0 | 0.1 | 0 | 0 | 0 | 0 | 0 | 0 | 0 | 0 | 0.1 | 0 | 0 |  | 0.4 | 0.4 | 0.4 | 0 |  | 0 | 0 | 0 | 0 | 0
1984-01-14 | 1984 | 1 | 14 | 0 | 0 | 0 | 0 | 0 | 0 | 0 | 0 | 0 | 0 | 0 | 0 | 0 | 0 | 0 | 0 | 0 | 0 | 0 | 0 | 0 | 0 | 0 | 0 |  | 0 | 0 | 0 | 0 |  | 0 | 0 | 0 | 0 | 0
1984-01-15 | 1984 | 1 | 15 | 0 | 0 | 0 | 0 | 0 | 0 | 0 | 0 | 0 | 0 | 0 | 0 | 0.1 | 0 | 0 | 0 | 0 | 0 | 0 | 0 | 0.1 | 0 | 0 | 0 |  | 0.2 | 0.2 | 0.2 | 0 |  | 0 | 0 | 0 | 0 | 0
1984-01-16 | 1984 | 1 | 16 | 0.1 | 0 | 0 | 0.1 | 0 | 0 | 0 | 0 | 0 | 0 | 0 | 0 | 0 | 0 | 0 | 0 | 0 | 0.1 | 0 | 0.1 | 0 | 0.1 | 0 | 0.1 |  | 0.6 | 0.6 | 0.6 | 0 |  | 0 | 0 | 0 | 0 | 0
1984-01-17 | 1984 | 1 | 17 | 0 | 0.1 | 0 | 0 | 0.1 | 0 | 0 | 0 | 0.1 | 0 | 0 | 0.1 | 0 | 0 | 0 | 0 | 0 | 0 | 0 | 0 | 0 | 0 | 0 | 0 |  | 0.4 | 0.4 | 0.4 | 0 |  | 0 | 0 | 0 | 0 | 0
1984-01-18 | 1984 | 1 | 18 | 0 | 0 | 0 | 0 | 0 | 0 | 0 | 0 | 0 | 0 | 0 | 0 | 0.1 | 0 | 0 | 0.1 | 0 | 0 | 0 | 0 | 0.1 | 0 | 0.1 | 0 |  | 0.4 | 0.4 | 0.4 | 0 |  | 0 | 0 | 0 | 0 | 0
1984-01-19 | 1984 | 1 | 19 | 0 | 0.1 | 0 | 0 | 0 | 0.1 | 0 | 0 | 0 | 0 | 0 | 0 | 0 | 0 | 0 | 0 | 0 | 0 | 0 | 0 | 0 | 0 | 0 | 0 |  | 0.2 | 0.2 | 0.2 | 0 |  | 0 | 0 | 0 | 0 | 0
1984-01-20 | 1984 | 1 | 20 | 0 | 0 | 0 | 0 | 0 | 0 | 0 | 0 | 0 | 0 | 0 | 0 | 0 | 0 | 0 | 0 | 0 | 0 | 0 | 0 | 0 | 0 | 0 | 0 |  | 0 | 0 | 0 | 0 |  | 0 | 0 | 0 | 0 | 0
1984-01-21 | 1984 | 1 | 21 | 0 | 0 | 0 | 0 | 0 | 0 | 0 | 0 | 0 | 0 | 0 | 0 | 0 | 0 | 0 | 0 | 0 | 0 | 0 | 0 | 0 | 0 | 0 | 0 |  | 0 | 0 | 0 | 0 |  | 0 | 0 | 0 | 0 | 0
1984-01-22 | 1984 | 1 | 22 | 0 | 0 | 0 | 0 | 0 | 0 | 0 | 0 | 0 | 0 | 0 | 0 | 0 | 0 | 0 | 0 | 0 | 0 | 0 | 0 | 0 | 0 | 0 | 0 |  | 0 | 0 | 0 | 0 |  | 0 | 0 | 0 | 0 | 0
1984-01-23 | 1984 | 1 | 23 | 0 | 0 | 0 | 0 | 0 | 0 | 0 | 0 | 0 | 0 | 0 | 0 | 0 | 0 | 0 | 0 | 0 | 0 | 0 | 0 | 0 | 0 | 0 | 0 |  | 0 | 0 | 0 | 0 |  | 0 | 0 | 0 | 0 | 0
1984-01-24 | 1984 | 1 | 24 | 0 | 0 | 0 | 0 | 0 | 0 | 0 | 0 | 0 | 0 | 0 | 0 | 0 | 0 | 0 | 0 | 0 | 0 | 0 | 0 | 0 | 0 | 0 | 0 |  | 0 | 0 | 0 | 0 |  | 0 | 0 | 0 | 0 | 0
1984-01-25 | 1984 | 1 | 25 | 0 | 0 | 0 | 0 | 0 | 0 | 0 | 0 | 0 | 0 | 0 | 0 | 0 | 0 | 0 | 0 | 0 | 0 | 0 | 0 | 0 | 0 | 0 | 0 |  | 0 | 0 | 0 | 0 |  | 0 | 0 | 0 | 0 | 0
1984-01-26 | 1984 | 1 | 26 | 0 | 0 | 0 | 0 | 0 | 0 | 0 | 0 | 0 | 0 | 0 | 0 | 0 | 0 | 0 | 0 | 0 | 0 | 0 | 0 | 0 | 0 | 0 | 0 |  | 0 | 0 | 0 | 0 |  | 0 | 0 | 0 | 0 | 0
1984-01-27 | 1984 | 1 | 27 | 0 | 0 | 0 | 0 | 0 | 0 | 0 | 0 | 0 | 0 | 0 | 0 | 0 | 0 | 0 | 0 | 0 | 0 | 0 | 0 | 0 | 0 | 0 | 0 |  | 0 | 0 | 0 | 0 |  | 0 | 0 | 0 | 0 | 0
1984-01-28 | 1984 | 1 | 28 | 0 | 0 | 0 | 0 | 0 | 0 | 0 | 0 | 0 | 0 | 0 | 0 | 0 | 0 | 0 | 0 | 0 | 0 | 0.2 | 0.3 | 0.2 | 0.2 | 0.3 | 0.2 |  | 1.4 | 1.4 | 1.4 | 0 |  | 0 | 0 | 0 | 0 | 0
1984-01-29 | 1984 | 1 | 29 | 0.3 | 0.9 | 0 | 0 | 0 | 0 | 0 | 0 | 0 | 0 | 0 | 0 | 0 | 0 | 0 | 0 | 0 | 0 | 0 | 0 | 0 | 0 | 0 | 0 |  | 1.2 | 1.2 | 1.2 | 0 |  | 0 | 0 | 0 | 0 | 0
1984-01-30 | 1984 | 1 | 30 | 0 | 0 | 0 | 0 | 0 | 0 | 0 | 0 | 0 | 0 | 0 | 0 | 0 | 0 | 0 | 0 | 0 | 0 | 0 | 0 | 0 | 0 | 0 | 0 |  | 0 | 0 | 0 | 0 |  | 0 | 0 | 0 | 0 | 0
1984-01-31 | 1984 | 1 | 31 | 0 | 0 | 0 | 0 | 0 | 0 | 0 | 0 | 0 | 0 | 0 | 0 | 0 | 0 | 0 | 0 | 0 | 0 | 0 | 0 | 0 | 0 | 0 | 0 |  | 0 | 0 | 0 | 0 |  | 0 | 0 | 0 | 0 | 0
1984-02-01 | 1984 | 2 | 1 | 0 | 0 | 0 | 0 | 0 | 0 | 0 | 0 | 0 | 0 | 0 | 0 | 0 | 0 | 0 | 0 | 0 | 0 | 0 | 0 | 0 | 0 | 0 | 0 |  | 0 | 0 | 0 | 0 |  | 0 | 0 | 0 | 0 | 0
1984-02-02 | 1984 | 2 | 2 | 0 | 0 | 0 | 0 | 0 | 0 | 0 | 0 | 0 | 0 | 0 | 0 | 0 | 0 | 0 | 0 | 0 | 0 | 0 | 0 | 0 | 0 | 0 | 0 |  | 0 | 0 | 0 | 0 |  | 0 | 0 | 0 | 0 | 0
1984-02-03 | 1984 | 2 | 3 | 0 | 0 | 0 | 0 | 0 | 0 | 0 | 0 | 0 | 0 | 0 | 0 | 0 | 0 | 0 | 0 | 0 | 0 | 0 | 0 | 0 | 0 | 0 | 0 |  | 0 | 0 | 0 | 0 |  | 0 | 0 | 0 | 0 | 0
1984-02-04 | 1984 | 2 | 4 | 0 | 0 | 0 | 0 | 0 | 0 | 0 | 0 | 0 | 0 | 0 | 0 | 0 | 0 | 0 | 0 | 0 | 0 | 0 | 0 | 0 | 0 | 0 | 0 |  | 0 | 0 | 0 | 0 |  | 0 | 0 | 0 | 0 | 0
1984-02-05 | 1984 | 2 | 5 | 0 | 0 | 0 | 0 | 0 | 0 | 0 | 0 | 0 | 0 | 0 | 0 | 0 | 0 | 0 | 0 | 0 | 0 | 0 | 0 | 0 | 0 | 0 | 0 |  | 0 | 0 | 0 | 0 |  | 0 | 0 | 0 | 0 | 0
1984-02-06 | 1984 | 2 | 6 | 0 | 0 | 0 | 0 | 0 | 0 | 0 | 0 | 0 | 0 | 0 | 0 | 0 | 0 | 0 | 0 | 0 | 0 | 0 | 0 | 0 | 0 | 0 | 0 |  | 0 | 0 | 0 | 0 |  | 0 | 0 | 0 | 0 | 0
1984-02-07 | 1984 | 2 | 7 | 0 | 0 | 0 | 0 | 0 | 0 | 0 | 0 | 0 | 0 | 0 | 0 | 0 | 0 | 0 | 0 | 0 | 0 | 0 | 0 | 0 | 0 | 0 | 0 |  | 0 | 0 | 0 | 0 |  | 0 | 0 | 0 | 0 | 0
1984-02-08 | 1984 | 2 | 8 | 0 | 0 | 0 | 0 | 0 | 0 | 0 | 0 | 0 | 0 | 0 | 0 | 0 | 0 | 0 | 0 | 0 | 0 | 0 | 0 | 0 | 0 | 0 | 0 |  | 0 | 0 | 0 | 0 |  | 0 | 0 | 0 | 0 | 0
1984-02-09 | 1984 | 2 | 9 | 0 | 0 | 0 | 0 | 0 | 0 | 0 | 0 | 0 | 0 | 0 | 0 | 0 | 0 | 0 | 0 | 0 | 0 | 0 | 0 | 0 | 0 | 0 | 0 |  | 0 | 0 | 0 | 0 |  | 0 | 0 | 0 | 0 | 0
1984-02-10 | 1984 | 2 | 10 | 0 | 0 | 0 | 0 | 0 | 0 | 0 | 0 | 0 | 0 | 0 | 0 | 0 | 0 | 0 | 0 | 0 | 0 | 0 | 0 | 0 | 0 | 0 | 0 |  | 0 | 0 | 0 | 0 |  | 0 | 0 | 0 | 0 | 0
1984-02-11 | 1984 | 2 | 11 | 0 | 0 | 0 | 0 | 0 | 0 | 0 | 0 | 0 | 0 | 0 | 0 | 0 | 0 | 0 | 0 | 0 | 0 | 0 | 0 | 0 | 0 | 0 | 0 |  | 0 | 0 | 0 | 0 |  | 0 | 0 | 0 | 0 | 0
1984-02-12 | 1984 | 2 | 12 | 0 | 0 | 0 | 0 | 0 | 0 | 0 | 0 | 0 | 0 | 0 | 0 | 0 | 0 | 0 | 0 | 0 | 0 | 0 | 0 | 0 | 0 | 0 | 0 |  | 0 | 0 | 0 | 0 |  | 0 | 0 | 0 | 0 | 0
1984-02-13 | 1984 | 2 | 13 | 0 | 0 | 0 | 0 | 0 | 0 | 0 | 0 | 0 | 0 | 0 | 0 | 0 | 0 | 0 | 0 | 0 | 0 | 0 | 0 | 0 | 0 | 0 | 0 |  | 0 | 0 | 0 | 0 |  | 0 | 0 | 0 | 0 | 0
1984-02-14 | 1984 | 2 | 14 | 0 | 0 | 0 | 0 | 0 | 0 | 0 | 0 | 0 | 0 | 0 | 0 | 0 | 0 | 0 | 0 | 0 | 0 | 0 | 0 | 0 | 0 | 0 | 0 |  | 0 | 0 | 0 | 0 |  | 0 | 0 | 0 | 0 | 0
1984-02-15 | 1984 | 2 | 15 | 0 | 0 | 0 | 0 | 0 | 0 | 0 | 0 | 0 | 0 | 0 | 0 | 0 | 0 | 0 | 0 | 0 | 0 | 0 | 0 | 0 | 0 | 0 | 0 |  | 0 | 0 | 0 | 0 |  | 0 | 0 | 0 | 0 | 0
1984-02-16 | 1984 | 2 | 16 | 0 | 0 | 0 | 0 | 0 | 0 | 0 | 0 | 0 | 0 | 0 | 0 | 0 | 0 | 0 | 0 | 0 | 0 | 0 | 0 | 0 | 0 | 0 | 0 |  | 0 | 0 | 0 | 0 |  | 0 | 0 | 0 | 0 | 0
1984-02-17 | 1984 | 2 | 17 | 0 | 0 | 0 | 0 | 0 | 0 | 0 | 0 | 0 | 0 | 0 | 0 | 0 | 0 | 0 | 0 | 0 | 0 | 0 | 0 | 0 | 0 | 0 | 0 |  | 0 | 0 | 0 | 0 |  | 0 | 0 | 0 | 0 | 0
1984-02-18 | 1984 | 2 | 18 | 0 | 0 | 0 | 0 | 0 | 0 | 0 | 0 | 0 | 0 | 0 | 0 | 0 | 0 | 0 | 0 | 0 | 0 | 0 | 0 | 0 | 0 | 0 | 0 |  | 0 | 0 | 0 | 0 |  | 0 | 0 | 0 | 0 | 0
1984-02-19 | 1984 | 2 | 19 | 0 | 0 | 0 | 0 | 0 | 0 | 0 | 0 | 0 | 0 | 0 | 0 | 0 | 0 | 0 | 0 | 0 | 0 | 0 | 0 | 0 | 0 | 0 | 0 |  | 0 | 0 | 0 | 0 |  | 0 | 0 | 0 | 0 | 0
1984-02-20 | 1984 | 2 | 20 | 0 | 0 | 0 | 0 | 0 | 0 | 0 | 0 | 0 | 0 | 0 | 0 | 0 | 0 | 0 | 0 | 0 | 0 | 0 | 0 | 0 | 0 | 0 | 0 |  | 0 | 0 | 0 | 0 |  | 0 | 0 | 0 | 0 | 0
1984-02-21 | 1984 | 2 | 21 | 0 | 0 | 0 | 0 | 0 | 0 | 0 | 0 | 0 | 0 | 0 | 0 | 0 | 0 | 0 | 0 | 0 | 0 | 0.1 | 0 | 0.1 | 0.1 | 0.1 | 0 |  | 0.4 | 0.4 | 0.4 | 0 |  | 0 | 0 | 0 | 0 | 0
1984-02-22 | 1984 | 2 | 22 | 0 | 0 | 0 | 0 | 0 | 0 | 0 | 0 | 0 | 0 | 0 | 0 | 0 | 0 | 0 | 0 | 0 | 0 | 0 | 0 | 0 | 0 | 0 | 0 |  | 0 | 0 | 0 | 0 |  | 0 | 0 | 0 | 0 | 0
1984-02-23 | 1984 | 2 | 23 | 0 | 0 | 0 | 0 | 0 | 0 | 0 | 0 | 0 | 0 | 0 | 0 | 0 | 0 | 0 | 0 | 0 | 0 | 0 | 0 | 0 | 0 | 0 | 0 |  | 0 | 0 | 0 | 0 |  | 0 | 0 | 0 | 0 | 0
1984-02-24 | 1984 | 2 | 24 | 0 | 0 | 0 | 0 | 0 | 0 | 0 | 0 | 0 | 0 | 0 | 0 | 0 | 0 | 0 | 0 | 0 | 0 | 0 | 0 | 0 | 0 | 0 | 0 |  | 0 | 0 | 0 | 0 |  | 0 | 0 | 0 | 0 | 0
1984-02-25 | 1984 | 2 | 25 | 0 | 0 | 0 | 0 | 0 | 0 | 0 | 0 | 0.1 | 0.2 | 0 | 0.1 | 0.1 | 0.2 | 0.1 | 0.1 | 0.2 | 0.1 | 0.1 | 0.2 | 0.1 | 0.1 | 0.2 | 0.1 |  | 2 | 2 | 2 | 0 |  | 0 | 0 | 0 | 0 | 0
1984-02-26 | 1984 | 2 | 26 | 0 | 0.1 | 0 | 0 | 0.1 | 0 | 0 | 0 | 0 | 0 | 0 | 0 | 0 | 0 | 0 | 0 | 0 | 0 | 0 | 0 | 0 | 0 | 0 | 0 |  | 0.2 | 0.2 | 0.2 | 0 |  | 0 | 0 | 0 | 0 | 0
1984-02-27 | 1984 | 2 | 27 | 0 | 0 | 0 | 0 | 0 | 0 | 0 | 0 | 0 | 0 | 0 | 0 | 0 | 0 | 0 | 0 | 0 | 0 | 0 | 0 | 0 | 0 | 0 | 0 |  | 0 | 0 | 0 | 0 |  | 0 | 0 | 0 | 0 | 0
1984-02-28 | 1984 | 2 | 28 | 0 | 0 | 0 | 0 | 0 | 0 | 0 | 0 | 0 | 0 | 0 | 0 | 0 | 0 | 0 | 0 | 0 | 0 | 0 | 0 | 0 | 0 | 0 | 0 |  | 0 | 0 | 0 | 0 |  | 0 | 0 | 0 | 0 | 0
1984-02-29 | 1984 | 2 | 29 | 0 | 0 | 0 | 0 | 0 | 0 | 0 | 0 | 0 | 0 | 0 | 0 | 0 | 0 | 0 | 0 | 0 | 0 | 0 | 0 | 0 | 0 | 0 | 0 |  | 0 | 0 | 0 | 0 |  | 0 | 0 | 0 | 0 | 0
1984-03-01 | 1984 | 3 | 1 | 0 | 0 | 0 | 0 | 0 | 0 | 0 | 0 | 0 | 0 | 0 | 0 | 0 | 0 | 0 | 0 | 0 | 0 | 0 | 0 | 0 | 0 | 0 | 0 |  | 0 | 0 | 0 | 0 |  | 0 | 0 | 0 | 0 | 0
1984-03-02 | 1984 | 3 | 2 | 0 | 0 | 0 | 0 | 0 | 0 | 0 | 0 | 0 | 0 | 0 | 0 | 0 | 0 | 0 | 0 | 0 | 0 | 0 | 0 | 0 | 0 | 0 | 0 |  | 0 | 0 | 0 | 0 |  | 0 | 0 | 0 | 0 | 0
1984-03-03 | 1984 | 3 | 3 | 0 | 0.2 | 0 | 0 | 0 | 0 | 0 | 0 | 0 | 0 | 0 | 0 | 0 | 0 | 0 | 0 | 0 | 0 | 0 | 0 | 0 | 0 | 0 | 0 |  | 0.2 | 0.2 | 0.2 | 0 |  | 0 | 0 | 0 | 0 | 0
1984-03-04 | 1984 | 3 | 4 | 0 | 0 | 0 | 0 | 0 | 0 | 0 | 0 | 0 | 0 | 0 | 0 | 0 | 0 | 0 | 0 | 0 | 0 | 0 | 0 | 0 | 0 | 0 | 0 |  | 0 | 0 | 0 | 0 |  | 0 | 0 | 0 | 0 | 0
1984-03-05 | 1984 | 3 | 5 | 0 | 0 | 0 | 0 | 0 | 0 | 0 | 0 | 0 | 0 | 0 | 0 | 0 | 0 | 0 | 0 | 0 | 0 | 0 | 0 | 0 | 0 | 0 | 0 |  | 0 | 0 | 0 | 0 |  | 0 | 0 | 0 | 0 | 0
1984-03-06 | 1984 | 3 | 6 | 0 | 0 | 0 | 0 | 0 | 0 | 0 | 0 | 0 | 0 | 0 | 0 | 0 | 0 | 0 | 0 | 0 | 0 | 0 | 0 | 0 | 0 | 0 | 0 |  | 0 | 0 | 0 | 0 |  | 0 | 0 | 0 | 0 | 0
1984-03-07 | 1984 | 3 | 7 | 0 | 0 | 0 | 0 | 0 | 0 | 0 | 0 | 0 | 0 | 0 | 0 | 0 | 0 | 0 | 0 | 0 | 0 | 0 | 0 | 0 | 0 | 0 | 0 |  | 0 | 0 | 0 | 0 |  | 0 | 0 | 0 | 0 | 0
1984-03-08 | 1984 | 3 | 8 | 0.1 | 0.1 | 0.1 | 0.1 | 0 | 0 | 0 | 0 | 0 | 0 | 0.1 | 0.1 | 0 | 0 | 0.1 | 0.2 | 0.1 | 0.1 | 0.1 | 0.1 | 0.1 | 0.1 | 0 | 0.1 |  | 1.6 | 1.6 | 1.6 | 2.2204e-16 |  | 0 | 0 | 0 | 0 | 0
1984-03-09 | 1984 | 3 | 9 | 0 | 0 | 0 | 0 | 0 | 0 | 0 | 0 | 0 | 0 | 0 | 0 | 0 | 0 | 0 | 0 | 0 | 0 | 0 | 0 | 0 | 0 | 0 | 0 |  | 0 | 0 | 0 | 0 |  | 0 | 0 | 0 | 0 | 0
1984-03-10 | 1984 | 3 | 10 | 0 | 0 | 0 | 0 | 0 | 0 | 0 | 0 | 0 | 0.1 | 0 | 0.1 | 0 | 0 | 0.1 | 0 | 0 | 0.1 | 0 | 0.1 | 0 | 0 | 0.1 | 0 |  | 0.6 | 0.6 | 0.6 | 0 |  | 0 | 0 | 0 | 0 | 0
1984-03-11 | 1984 | 3 | 11 | 0.2 | 0.1 | 0.2 | 0.2 | 0.1 | 0.2 | 0.2 | 0.1 | 0.2 | 0.2 | 0 | 0 | 0.2 | 0.1 | 0.2 | 0.2 | 0.1 | 0.2 | 0.2 | 0.1 | 0.2 | 0.2 | 0.1 | 0.2 |  | 3.7 | 3.7 | 3.7 | 1.3323e-15 |  | 0 | 0 | 0 | 0 | 0
1984-03-12 | 1984 | 3 | 12 | 0.1 | 0.1 | 0.2 | 0.1 | 0.1 | 0.1 | 0.1 | 0.1 | 0.2 | 0.1 | 0.1 | 0.1 | 0.1 | 0.1 | 0.2 | 0.1 | 0.1 | 0.1 | 0.1 | 0.1 | 0.1 | 0.2 | 0.1 | 0.1 |  | 2.8 | 2.8 | 2.8 | 1.3323e-15 |  | 0 | 0 | 0 | 0 | 0
1984-03-13 | 1984 | 3 | 13 | 0 | 0 | 0.1 | 0 | 0 | 0 | 0 | 0 | 0 | 0.1 | 0 | 0 | 0 | 0 | 0 | 0.1 | 0 | 0 | 0 | 0 | 0 | 0.1 | 0 | 0 |  | 0.4 | 0.4 | 0.4 | 0 |  | 0 | 0 | 0 | 0 | 0
1984-03-14 | 1984 | 3 | 14 | 0.1 | 0.1 | 0.1 | 0.1 | 0.1 | 0.1 | 0.1 | 0.1 | 0.2 | 0.1 | 0.1 | 0.1 | 0 | 0 | 0 | 0 | 0 | 0 | 0.1 | 0 | 0.1 | 0.1 | 0.1 | 0.1 |  | 1.8 | 1.8 | 1.8 | 6.6613e-16 |  | 0 | 0 | 0 | 0 | 0
1984-03-15 | 1984 | 3 | 15 | 0 | 0 | 0 | 0 | 0 | 0.1 | 0 | 0 | 0 | 0 | 0 | 0 | 0 | 0 | 0 | 0 | 0 | 0 | 0.1 | 0 | 0 | 0 | 0 | 0 |  | 0.2 | 0.2 | 0.2 | 0 |  | 0 | 0 | 0 | 0 | 0
1984-03-16 | 1984 | 3 | 16 | 0 | 0 | 0 | 0 | 0 | 0 | 0 | 0 | 0 | 0 | 0 | 0 | 0 | 0 | 0 | 0 | 0 | 0 | 0 | 0 | 0 | 0 | 0 | 0 |  | 0 | 0 | 0 | 0 |  | 0 | 0 | 0 | 0 | 0
1984-03-17 | 1984 | 3 | 17 | 0 | 0 | 0 | 0 | 0 | 0 | 0 | 0 | 0 | 0 | 0 | 0 | 0 | 0 | 0 | 0 | 0 | 0 | 0 | 0 | 0 | 0 | 0 | 0 |  | 0 | 0 | 0 | 0 |  | 0 | 0 | 0 | 0 | 0
1984-03-18 | 1984 | 3 | 18 | 0 | 0 | 0 | 0 | 0 | 0 | 0 | 0 | 0 | 0 | 0 | 0 | 0 | 0 | 0 | 0 | 0 | 0 | 0 | 0 | 0 | 0 | 0 | 0 |  | 0 | 0 | 0 | 0 |  | 0 | 0 | 0 | 0 | 0
1984-03-19 | 1984 | 3 | 19 | 0 | 0 | 0 | 0 | 0 | 0 | 0 | 0 | 0 | 0 | 0 | 0 | 0 | 0 | 0 | 0 | 0 | 0 | 0 | 0 | 0 | 0 | 0 | 0 |  | 0 | 0 | 0 | 0 |  | 0 | 0 | 0 | 0 | 0
1984-03-20 | 1984 | 3 | 20 | 0 | 0 | 0 | 0 | 0 | 0 | 0 | 0 | 0 | 0 | 0 | 0 | 0 | 0 | 0 | 0 | 0 | 0 | 0 | 0 | 0 | 0 | 0 | 0 |  | 0 | 0 | 0 | 0 |  | 0 | 0 | 0 | 0 | 0
1984-03-21 | 1984 | 3 | 21 | 0 | 0 | 0 | 0 | 0 | 0 | 0 | 0 | 0 | 0 | 0 | 0 | 0.5 | 0.5 | 0.5 | 0.4 | 0.5 | 0.5 | 0.5 | 0.5 | 0.5 | 0.4 | 0.5 | 0.5 |  | 5.8 | 5.8 | 5.8 | 8.8818e-16 |  | 0 | 0 | 0 | 0 | 0
1984-03-22 | 1984 | 3 | 22 | 0 | 0 | 0 | 0 | 0 | 0 | 0 | 0 | 0 | 0 | 0 | 0 | 0 | 0 | 0 | 0 | 0 | 0 | 0 | 0 | 0 | 0 | 0 | 0 |  | 0 | 0 | 0 | 0 |  | 0 | 0 | 0 | 0 | 0
1984-03-23 | 1984 | 3 | 23 | 0 | 0 | 0 | 0 | 0 | 0 | 0 | 0 | 0 | 0 | 0 | 0 | 0 | 0 | 0 | 0 | 0 | 0 | 0 | 0 | 0 | 0 | 0 | 0 |  | 0 | 0 | 0 | 0 |  | 0 | 0 | 0 | 0 | 0
1984-03-24 | 1984 | 3 | 24 | 0 | 0 | 0 | 0.3 | 0 | 0 | 0.2 | 0.3 | 0 | 0 | 0 | 0 | 0 | 0 | 0 | 0 | 0 | 0 | 0 | 0 | 0 | 0 | 0 | 0 |  | 0.8 | 0.8 | 0.8 | 0 |  | 0 | 0 | 0 | 0 | 0
1984-03-25 | 1984 | 3 | 25 | 0 | 0 | 0 | 0 | 0 | 0 | 0 | 0 | 0 | 0 | 0 | 0 | 0 | 0 | 0 | 0 | 0 | 0 | 0 | 0 | 0 | 0 | 0 | 0 |  | 0 | 0 | 0 | 0 |  | 0 | 0 | 0 | 0 | 0
1984-03-26 | 1984 | 3 | 26 | 0 | 0 | 0 | 0 | 0.1 | 0.1 | 0.1 | 0.1 | 0.1 | 0.2 | 0.1 | 0.1 | 0.1 | 0.1 | 0.1 | 0 | 0 | 0 | 0 | 0 | 0 | 0 | 0 | 0 |  | 1.2 | 1.2 | 1.2 | 0 |  | 0 | 0 | 0 | 0 | 0
1984-03-27 | 1984 | 3 | 27 | 0.1 | 0 | 0.1 | 0.1 | 0 | 0 | 0 | 0 | 0 | 0 | 0.1 | 0 | 0 | 0 | 0 | 0 | 0 | 0 | 0 | 0 | 0 | 0 | 0 | 0 |  | 0.4 | 0.4 | 0.4 | 0 |  | 0 | 0 | 0 | 0 | 0
1984-03-28 | 1984 | 3 | 28 | 0 | 0 | 0 | 0 | 0 | 0 | 0 | 0 | 0 | 0 | 0 | 0 | 0 | 0 | 0 | 0 | 0 | 0 | 0 | 0 | 0 | 0 | 0 | 0 |  | 0 | 0 | 0 | 0 |  | 0 | 0 | 0 | 0 | 0
1984-03-29 | 1984 | 3 | 29 | 0 | 0 | 0 | 0 | 0 | 0 | 0 | 0 | 0 | 0.3 | 0.2 | 0.3 | 0 | 0 | 0 | 0 | 0 | 0 | 0 | 0 | 0 | 0 | 0 | 0 |  | 0.8 | 0.8 | 0.8 | 0 |  | 0 | 0 | 0 | 0 | 0
1984-03-30 | 1984 | 3 | 30 | 0 | 0 | 0 | 0 | 0 | 0 | 0 | 0 | 0 | 0 | 0 | 0 | 0 | 0 | 0 | 0 | 0 | 0 | 0 | 0 | 0 | 0 | 0 | 0 |  | 0 | 0 | 0 | 0 |  | 0 | 0 | 0 | 0 | 0
1984-03-31 | 1984 | 3 | 31 | 0 | 0 | 0 | 0 | 0 | 0 | 0 | 0 | 0 | 0 | 0 | 0 | 0 | 0 | 0 | 0 | 0 | 0 | 0 | 0 | 0 | 0 | 0 | 0 |  | 0 | 0 | 0 | 0 |  | 0 | 0 | 0 | 0 | 0
1984-04-01 | 1984 | 4 | 1 | 0 | 0 | 0 | 0 | 0 | 0 | 0 | 0 | 0 | 0 | 0 | 0 | 0 | 0 | 0 | 0 | 0 | 0 | 0 | 0 | 0 | 0 | 0 | 0 |  | 0 | 0 | 0 | 0 |  | 0 | 0 | 0 | 0 | 0
1984-04-02 | 1984 | 4 | 2 | 0 | 0 | 0 | 0 | 0 | 0 | 0 | 0 | 0 | 0 | 0 | 0 | 0 | 0 | 0 | 0 | 0 | 0 | 0 | 0 | 0 | 0 | 0 | 0 |  | 0 | 0 | 0 | 0 |  | 0 | 0 | 0 | 0 | 0
1984-04-03 | 1984 | 4 | 3 | 0 | 0 | 0 | 0 | 0 | 0 | 0 | 0 | 0 | 0 | 0 | 0 | 0 | 0 | 0 | 0 | 0 | 0 | 0 | 0 | 0 | 0 | 0 | 0 |  | 0 | 0 | 0 | 0 |  | 0 | 0 | 0 | 0 | 0
1984-04-04 | 1984 | 4 | 4 | 0 | 0 | 0 | 0 | 0 | 0 | 0 | 0 | 0 | 0 | 0 | 0 | 0 | 0 | 0 | 0 | 0 | 0 | 0 | 0 | 0 | 0 | 0 | 0 |  | 0 | 0 | 0 | 0 |  | 0 | 0 | 0 | 0 | 0
1984-04-05 | 1984 | 4 | 5 | 0 | 0 | 0 | 0 | 0 | 0 | 0 | 0 | 0 | 0 | 0 | 0 | 0 | 0 | 0 | 0 | 0 | 0 | 0 | 0 | 0 | 0 | 0 | 0 |  | 0 | 0 | 0 | 0 |  | 0 | 0 | 0 | 0 | 0
1984-04-06 | 1984 | 4 | 6 | 0 | 0 | 0 | 0 | 0 | 0 | 0 | 0 | 0 | 0 | 0 | 0 | 0 | 0 | 0 | 0 | 0 | 0 | 0 | 0.1 | 0 | 0.1 | 0 | 0 |  | 0.2 | 0.2 | 0.2 | 0 |  | 0 | 0 | 0 | 0 | 0
1984-04-07 | 1984 | 4 | 7 | 0 | 0 | 0 | 0 | 0 | 0 | 0 | 0 | 0 | 0 | 0 | 0 | 0 | 0 | 0 | 0 | 0 | 0 | 0 | 0 | 0 | 0 | 0 | 0 |  | 0 | 0 | 0 | 0 |  | 0 | 0 | 0 | 0 | 0
1984-04-08 | 1984 | 4 | 8 | 0 | 0 | 0 | 0 | 0 | 0 | 0 | 0 | 0 | 0 | 0 | 0 | 0 | 0 | 0 | 0 | 0 | 0 | 0 | 0 | 0 | 0 | 0 | 0 |  | 0 | 0 | 0 | 0 |  | 0 | 0 | 0 | 0 | 0
1984-04-09 | 1984 | 4 | 9 | 0 | 0 | 0 | 0 | 0 | 0 | 0 | 0 | 0 | 0 | 0 | 0 | 0 | 0 | 0 | 0 | 0 | 0 | 0 | 0 | 0 | 0 | 0 | 0 |  | 0 | 0 | 0 | 0 |  | 0 | 0 | 0 | 0 | 0
1984-04-10 | 1984 | 4 | 10 | 0 | 0 | 0 | 0 | 0 | 0 | 0 | 0 | 0 | 0 | 0 | 0 | 0 | 0 | 0 | 0 | 0 | 0 | 0 | 0 | 0 | 0 | 0 | 0 |  | 0 | 0 | 0 | 0 |  | 0 | 0 | 0 | 0 | 0
1984-04-11 | 1984 | 4 | 11 | 0 | 0 | 0 | 0 | 0 | 0 | 0 | 0 | 0 | 0 | 0 | 0 | 0 | 0 | 0 | 0 | 0 | 0 | 0 | 0 | 0 | 0 | 0 | 0 |  | 0 | 0 | 0 | 0 |  | 0 | 0 | 0 | 0 | 0
1984-04-12 | 1984 | 4 | 12 | 0 | 0 | 0 | 0 | 0 | 0 | 0 | 0 | 0 | 0 | 0 | 0 | 0 | 0 | 0 | 0 | 0 | 0 | 0 | 0 | 0 | 0 | 0 | 0 |  | 0 | 0 | 0 | 0 |  | 0 | 0 | 0 | 0 | 0
1984-04-13 | 1984 | 4 | 13 | 0 | 0 | 0 | 0 | 0 | 0 | 0 | 0 | 0 | 0 | 0 | 0 | 0 | 0 | 0 | 0 | 0 | 0 | 0 | 0 | 0 | 0 | 0 | 0 |  | 0 | 0 | 0 | 0 |  | 0 | 0 | 0 | 0 | 0
1984-04-14 | 1984 | 4 | 14 | 0 | 0 | 0 | 0 | 0 | 0 | 0 | 0 | 0 | 0 | 0 | 0 | 0 | 0 | 0 | 0 | 0 | 0 | 0 | 0 | 0 | 0 | 0 | 0 |  | 0 | 0 | 0 | 0 |  | 0 | 0 | 0 | 0 | 0
1984-04-15 | 1984 | 4 | 15 | 0 | 0 | 0 | 0 | 0 | 0 | 0 | 0 | 0 | 0 | 0 | 0 | 0 | 0 | 0 | 0 | 0 | 0 | 0 | 0 | 0 | 0 | 0 | 0 |  | 0 | 0 | 0 | 0 |  | 0 | 0 | 0 | 0 | 0
1984-04-16 | 1984 | 4 | 16 | 0 | 0 | 0 | 0 | 0 | 0 | 0 | 0 | 0 | 0 | 0 | 0 | 0 | 0 | 0 | 0 | 0 | 0 | 0 | 0 | 0 | 0 | 0 | 0 |  | 0 | 0 | 0 | 0 |  | 0 | 0 | 0 | 0 | 0
1984-04-17 | 1984 | 4 | 17 | 0 | 0 | 0 | 0 | 0 | 0 | 0 | 0 | 0 | 0 | 0 | 0 | 0 | 0 | 0 | 0 | 0 | 0 | 0 | 0 | 0 | 0 | 0 | 0 |  | 0 | 0 | 0 | 0 |  | 0 | 0 | 0 | 0 | 0
1984-04-18 | 1984 | 4 | 18 | 0 | 0 | 0 | 0.4 | 0.5 | 0.4 | 0.5 | 0.4 | 0.5 | 0.4 | 0.5 | 0.4 | 0 | 0 | 0.5 | 0.4 | 0.5 | 0.4 | 0.5 | 0 | 0.4 | 0.5 | 0.4 | 0 |  | 7.6 | 7.6 | 7.6 | 1.7764e-15 |  | 0 | 0 | 0 | 0 | 0
1984-04-19 | 1984 | 4 | 19 | 0 | 0 | 0 | 0 | 0 | 0.5 | 0 | 0 | 0.5 | 0.8 | 1 | 0 | 0.2 | 0 | 0 | 0 | 0 | 0 | 0.7 | 1 | 1.5 | 0 | 0.5 | 0 |  | 6.7 | 6.7 | 6.7 | 0 |  | 0 | 0 | 0 | 0 | 0
1984-04-20 | 1984 | 4 | 20 | 0 | 0 | 0 | 0 | 0 | 0 | 0 | 0 | 0 | 0 | 0 | 0 | 0 | 0 | 0 | 0 | 0 | 0 | 0 | 0 | 0 | 0 | 0 | 0 |  | 0 | 0 | 0 | 0 |  | 0 | 0 | 0 | 0 | 0
1984-04-21 | 1984 | 4 | 21 | 0 | 0 | 0 | 0 | 0 | 0 | 0 | 0 | 0 | 0 | 0 | 0 | 0 | 0 | 0 | 0 | 0 | 0 | 0 | 0 | 0 | 0 | 0 | 0 |  | 0 | 0 | 0 | 0 |  | 0 | 0 | 0 | 0 | 0
1984-04-22 | 1984 | 4 | 22 | 0 | 0 | 0 | 0 | 0 | 0 | 0 | 0 | 0 | 0 | 0 | 0 | 0 | 0 | 0 | 0 | 0 | 0 | 0 | 0 | 0 | 0 | 0 | 0 |  | 0 | 0 | 0 | 0 |  | 0 | 0 | 0 | 0 | 0
1984-04-23 | 1984 | 4 | 23 | 0 | 0 | 0 | 0 | 0 | 0 | 0 | 0 | 0 | 0 | 0 | 0 | 0 | 0 | 0 | 0 | 0 | 0 | 0 | 0.1 | 0 | 0.1 | 0 | 0 |  | 0.2 | 0.2 | 0.2 | 0 |  | 0 | 0 | 0 | 0 | 0
1984-04-24 | 1984 | 4 | 24 | 0 | 0 | 0 | 0.1 | 0 | 0 | 0 | 0 | 0 | 0 | 0 | 0 | 0 | 0.1 | 0 | 0 | 0 | 0 | 0 | 0 | 0 | 0 | 0 | 0 |  | 0.2 | 0.2 | 0.2 | 0 |  | 0 | 0 | 0 | 0 | 0
1984-04-25 | 1984 | 4 | 25 | 0 | 0.1 | 0 | 0 | 0 | 0 | 0 | 0 | 0.1 | 0 | 0.1 | 0 | 0 | 0.1 | 0 | 0 | 0 | 0.1 | 0 | 0.1 | 0 | 0 | 0 | 0 |  | 0.6 | 0.6 | 0.6 | 0 |  | 0 | 0 | 0 | 0 | 0
1984-04-26 | 1984 | 4 | 26 | 0 | 0 | 0 | 0 | 0 | 0 | 0 | 0 | 0 | 0 | 0 | 0 | 0 | 0 | 0 | 0 | 0 | 0 | 0 | 0 | 0 | 0 | 0 | 0 |  | 0 | 0 | 0 | 0 |  | 0 | 0 | 0 | 0 | 0
1984-04-27 | 1984 | 4 | 27 | 0 | 0 | 0 | 0 | 0 | 0 | 0 | 0 | 0 | 0 | 0 | 0 | 0 | 0 | 0 | 0 | 0 | 0 | 0 | 0 | 0 | 0 | 0 | 0 |  | 0 | 0 | 0 | 0 |  | 0 | 0 | 0 | 0 | 0
1984-04-28 | 1984 | 4 | 28 | 0 | 0 | 0 | 0 | 0 | 0 | 0 | 0 | 0 | 0 | 0 | 0 | 0 | 0 | 0 | 0 | 0 | 0 | 0 | 0 | 0 | 0 | 0 | 0 |  | 0 | 0 | 0 | 0 |  | 0 | 0 | 0 | 0 | 0
1984-04-29 | 1984 | 4 | 29 | 0 | 0 | 0 | 0 | 0 | 0 | 0 | 0 | 0 | 0 | 0 | 0 | 0 | 0 | 0 | 0 | 0 | 0 | 0 | 0 | 0 | 0 | 0 | 0 |  | 0 | 0 | 0 | 0 |  | 0 | 0 | 0 | 0 | 0
1984-04-30 | 1984 | 4 | 30 | 0 | 0 | 0 | 0 | 0 | 0 | 0 | 0 | 0 | 0 | 0 | 0 | 0 | 0 | 0 | 0 | 0 | 0 | 0 | 0 | 0 | 0 | 0 | 0 |  | 0 | 0 | 0 | 0 |  | 0 | 0 | 0 | 0 | 0
1984-05-01 | 1984 | 5 | 1 | 0 | 0 | 0 | 0 | 0 | 0 | 0 | 0 | 0 | 0 | 0 | 0 | 0 | 0 | 0 | 0 | 0 | 0 | 0 | 0 | 0 | 0 | 0 | 0 |  | 0 | 0 | 0 | 0 |  | 0 | 0 | 0 | 0 | 0
1984-05-02 | 1984 | 5 | 2 | 0 | 0 | 0 | 0 | 0 | 0 | 0 | 0 | 0 | 0 | 0 | 0 | 0 | 0 | 0 | 0 | 0 | 0.2 | 0.4 | 0 | 0 | 0 | 0 | 0 |  | 0.6 | 0.6 | 0.6 | 1.1102e-16 |  | 0.6 | 0 | 0 | 0 | 0
1984-05-03 | 1984 | 5 | 3 | 0 | 0 | 0 | 0 | 0 | 0 | 0 | 0 | 0 | 0 | 0 | 0 | 0 | 0 | 0 | 0 | 0.4 | 0 | 0 | 0 | 0 | 0 | 0 | 0 |  | 0.4 | 0.4 | 0.4 | 0 |  | 0.4 | 0 | 0 | 0 | 0
1984-05-04 | 1984 | 5 | 4 | 0 | 0.2 | 0.3 | 0.2 | 0 | 0 | 0.2 | 0.3 | 0.2 | 0.2 | 0.2 | 0 | 0 | 0 | 0.3 | 0 | 0 | 0 | 0 | 0.2 | 0 | 0 | 0 | 0 |  | 2.3 | 2.3 | 2.3 | 0 |  | 2.3 | 0 | 0 | 0 | 0
1984-05-05 | 1984 | 5 | 5 | 0 | 0 | 0 | 0 | 0 | 0 | 0 | 0 | 0 | 0 | 0 | 0 | 0.2 | 0.4 | 0.9 | 1.3 | 0.8 | 2.8 | 0 | 0.6 | 0 | 0 | 0 | 0 |  | 7 | 7 | 7 | 8.8818e-16 |  | 7 | 0 | 0 | 0 | 0
1984-05-06 | 1984 | 5 | 6 | 0.6 | 0.6 | 0 | 0 | 0 | 0 | 0.7 | 0.6 | 0.6 | 0.6 | 0.6 | 0.6 | 0.7 | 0.6 | 0 | 0 | 0.6 | 0 | 0 | 0 | 0 | 0 | 0 | 0 |  | 6.8 | 6.8 | 6.8 | 8.8818e-16 |  | 6.8 | 0 | 0 | 0 | 0
1984-05-07 | 1984 | 5 | 7 | 0 | 0 | 0 | 0 | 0 | 0 | 0 | 0 | 0 | 0 | 0 | 0 | 0 | 0 | 0 | 0 | 0 | 0 | 0 | 0 | 0 | 0 | 0 | 0 |  | 0 | 0 | 0 | 0 |  | 0 | 0 | 0 | 0 | 0
1984-05-08 | 1984 | 5 | 8 | 0 | 0 | 0 | 0 | 0 | 0 | 0 | 0 | 0 | 0 | 0 | 0 | 0 | 0 | 0 | 0 | 0 | 0 | 0 | 0 | 0 | 0 | 0 | 0 |  | 0 | 0 | 0 | 0 |  | 0 | 0 | 0 | 0 | 0
1984-05-09 | 1984 | 5 | 9 | 0 | 0 | 0 | 0 | 0 | 0 | 0 | 0.3 | 0.3 | 0 | 0 | 0 | 0 | 0 | 0 | 0 | 0 | 0 | 0 | 0 | 0 | 0 | 0 | 0 |  | 0.6 | 0.6 | 0.6 | 0 |  | 0.6 | 0 | 0 | 0 | 0
1984-05-10 | 1984 | 5 | 10 | 0 | 0 | 0 | 0 | 0 | 0 | 0 | 0 | 0 | 0 | 0 | 0 | 0 | 0 | 0 | 0 | 0 | 0 | 0 | 0 | 0 | 0 | 0 | 0 |  | 0 | 0 | 0 | 0 |  | 0 | 0 | 0 | 0 | 0
1984-05-11 | 1984 | 5 | 11 | 0 | 0 | 0 | 0 | 0 | 0 | 0 | 0 | 0 | 0 | 0 | 0 | 0 | 0 | 0 | 0 | 0 | 0 | 0 | 0 | 0 | 0 | 0 | 0 |  | 0 | 0 | 0 | 0 |  | 0 | 0 | 0 | 0 | 0
1984-05-12 | 1984 | 5 | 12 | 0 | 0 | 0 | 0 | 0 | 0 | 0 | 0 | 0 | 0 | 0 | 0 | 0 | 0 | 0 | 0 | 0 | 0 | 0 | 0 | 0 | 0 | 0 | 0 |  | 0 | 0 | 0 | 0 |  | 0 | 0 | 0 | 0 | 0
1984-05-13 | 1984 | 5 | 13 | 0 | 0 | 0 | 0 | 0 | 0 | 0 | 0 | 0 | 0 | 0 | 0 | 0 | 0 | 0 | 0 | 0 | 0 | 0 | 0 | 0 | 0 | 0 | 0 |  | 0 | 0 | 0 | 0 |  | 0 | 0 | 0 | 0 | 0
1984-05-14 | 1984 | 5 | 14 | 0 | 0 | 0 | 0 | 0 | 0 | 0 | 0 | 0 | 0 | 0 | 0 | 0 | 0 | 0 | 0 | 0 | 0 | 0 | 0 | 0 | 0 | 0 | 0 |  | 0 | 0 | 0 | 0 |  | 0 | 0 | 0 | 0 | 0
1984-05-15 | 1984 | 5 | 15 | 0 | 0 | 0 | 0 | 0 | 0 | 0 | 0.2 | 0 | 0.7 | 0.5 | 0.2 | 0 | 0 | 0 | 0 | 0 | 0 | 0 | 0 | 0 | 0 | 0 | 0 |  | 1.6 | 1.6 | 1.6 | 2.2204e-16 |  | 1.6 | 0 | 0 | 0 | 0
1984-05-16 | 1984 | 5 | 16 | 0 | 0 | 0 | 0.6 | 3.6 | 3.6 | 1.7 | 0.6 | 0 | 1.1 | 0.4 | 0 | 0 | 0 | 0 | 0 | 0 | 0 | 0 | 0 | 0.8 | 0 | 0 | 0 |  | 12.4 | 12.4 | 12.4 | 0 |  | 12.4 | 0 | 0 | 0 | 0
1984-05-17 | 1984 | 5 | 17 | 0 | 0 | 0 | 0 | 0 | 0 | 0 | 0 | 0 | 0 | 0 | 0 | 0 | 0 | 0 | 0 | 0 | 0 | 0 | 0 | 0 | 0 | 0 | 0 |  | 0 | 0 | 0 | 0 |  | 0 | 0 | 0 | 0 | 0
1984-05-18 | 1984 | 5 | 18 | 0 | 0 | 0 | 0 | 0 | 0 | 0 | 0 | 0 | 0 | 0 | 0 | 0 | 0 | 0 | 0 | 0 | 0 | 0 | 0 | 0 | 0 | 0 | 0 |  | 0 | 0 | 0 | 0 |  | 0 | 0 | 0 | 0 | 0
1984-05-19 | 1984 | 5 | 19 | 0 | 0 | 0 | 0 | 0 | 0 | 0 | 0 | 0 | 0 | 0 | 0 | 0 | 0 | 0 | 0 | 0 | 0 | 0 | 0 | 0 | 0 | 0 | 0 |  | 0 | 0 | 0 | 0 |  | 0 | 0 | 0 | 0 | 0
1984-05-20 | 1984 | 5 | 20 | 0 | 0 | 0 | 0 | 0 | 0 | 0 | 0 | 0 | 0 | 0 | 0 | 0 | 0 | 0 | 0 | 0 | 0 | 0 | 0 | 0 | 0 | 0 | 0 |  | 0 | 0 | 0 | 0 |  | 0 | 0 | 0 | 0 | 0
1984-05-21 | 1984 | 5 | 21 | 0 | 0 | 0 | 0 | 0 | 0 | 0 | 0 | 0 | 0 | 0 | 0 | 0 | 0 | 0 | 0 | 0 | 0 | 0 | 0 | 0 | 0 | 0 | 0 |  | 0 | 0 | 0 | 0 |  | 0 | 0 | 0 | 0 | 0
1984-05-22 | 1984 | 5 | 22 | 0 | 0 | 0 | 0 | 0 | 0 | 0 | 0 | 0 | 0 | 0 | 0 | 0 | 0 | 0 | 0 | 0 | 0 | 0 | 0 | 0 | 0 | 0 | 0 |  | 0 | 0 | 0 | 0 |  | 0 | 0 | 0 | 0 | 0
1984-05-23 | 1984 | 5 | 23 | 0 | 0 | 0 | 0 | 0 | 0 | 0 | 0 | 0 | 0 | 0 | 0 | 1.7 | 2 | 0 | 0.2 | 4.8 | 0.2 | 0 | 0 | 0 | 0.4 | 0 | 0 |  | 9.3 | 9.3 | 9.3 | 1.7764e-15 |  | 9.3 | 0 | 0 | 0 | 0
1984-05-24 | 1984 | 5 | 24 | 0 | 0 | 0 | 0 | 0 | 0 | 0 | 0 | 0 | 0 | 0 | 0 | 0 | 0 | 0 | 0.2 | 1.4 | 0 | 0 | 0 | 0 | 0 | 0 | 0 |  | 1.6 | 1.6 | 1.6 | 2.2204e-16 |  | 1.6 | 0 | 0 | 0 | 0
1984-05-25 | 1984 | 5 | 25 | 0.5 | 0 | 0 | 0 | 0 | 0 | 0 | 0 | 0 | 0 | 0 | 0.3 | 0 | 0 | 0 | 0 | 0 | 0 | 0 | 0 | 0 | 0 | 0 | 0 |  | 0.8 | 0.8 | 0.8 | 0 |  | 0.8 | 0 | 0 | 0 | 0
1984-05-26 | 1984 | 5 | 26 | 0 | 0 | 0 | 0 | 0 | 0 | 0 | 0 | 0 | 0 | 0 | 0 | 0 | 0.2 | 0 | 0 | 0 | 0 | 0 | 0 | 0 | 1.4 | 4.7 | 4.3 |  | 10.6 | 10.6 | 10.6 | 0 |  | 10.6 | 0 | 0 | 0 | 0
1984-05-27 | 1984 | 5 | 27 | 3.3 | 2.4 | 3.3 | 0.7 | 0.5 | 0 | 0 | 0 | 0 | 0 | 0 | 0 | 0 | 0 | 1.2 | 0 | 0 | 0 | 0 | 0 | 0 | 0 | 0 | 0 |  | 11.4 | 11.4 | 11.4 | 1.7764e-15 |  | 11.4 | 0 | 0 | 0 | 0
1984-05-28 | 1984 | 5 | 28 | 0 | 0 | 0 | 0 | 0 | 0 | 0 | 0 | 0 | 0 | 0 | 0 | 0 | 0 | 0 | 0 | 0 | 0 | 0 | 0 | 0 | 0 | 0 | 0 |  | 0 | 0 | 0 | 0 |  | 0 | 0 | 0 | 0 | 0
1984-05-29 | 1984 | 5 | 29 | 0 | 0 | 0 | 0 | 0 | 0 | 0 | 0 | 0 | 0 | 0 | 0 | 0 | 0 | 0 | 0 | 0 | 0 | 0 | 0 | 0 | 0 | 0 | 0 |  | 0 | 0 | 0 | 0 |  | 0 | 0 | 0 | 0 | 0
1984-05-30 | 1984 | 5 | 30 | 0 | 0 | 0 | 0 | 0 | 0 | 0 | 0 | 0 | 0 | 0 | 0 | 0 | 0 | 0 | 0 | 0 | 0 | 0 | 0 | 0 | 0 | 0 | 0 |  | 0 | 0 | 0 | 0 |  | 0 | 0 | 0 | 0 | 0
1984-05-31 | 1984 | 5 | 31 | 0 | 0 | 0 | 0 | 0 | 0 | 0 | 0.4 | 0 | 0 | 0 | 0 | 0 | 0 | 0 | 0 | 0 | 0 | 0 | 0 | 0 | 0 | 0 | 0 |  | 0.4 | 0.4 | 0.4 | 0 |  | 0.4 | 0 | 0 | 0 | 0
1984-06-01 | 1984 | 6 | 1 | 0 | 0 | 0 | 0 | 0 | 0 | 0 | 0 | 0 | 0 | 0 | 0 | 0 | 0 | 0 | 0 | 0 | 0 | 0 | 0 | 0 | 0 | 0 | 0 |  | 0 | 0 | 0 | 0 |  | 0 | 0 | 0 | 0 | 0
1984-06-02 | 1984 | 6 | 2 | 0 | 0 | 0 | 0 | 0 | 0 | 0 | 0 | 0 | 0 | 0 | 0 | 0 | 0 | 0 | 0 | 0 | 0 | 0 | 0 | 0 | 0 | 0 | 0 |  | 0 | 0 | 0 | 0 |  | 0 | 0 | 0 | 0 | 0
1984-06-03 | 1984 | 6 | 3 | 0 | 0 | 0 | 0 | 0 | 0 | 0 | 0 | 0 | 0 | 0 | 0 | 0 | 0 | 0 | 0 | 0 | 0 | 0 | 0 | 0 | 0 | 0 | 0 |  | 0 | 0 | 0 | 0 |  | 0 | 0 | 0 | 0 | 0
1984-06-04 | 1984 | 6 | 4 | 0 | 0 | 0 | 0 | 0 | 0 | 0 | 0 | 0 | 0 | 0 | 0 | 0 | 0 | 0 | 0 | 0 | 0 | 0 | 0 | 0 | 0 | 0.4 | 1 |  | 1.4 | 1.4 | 1.4 | 0 |  | 0 | 1.4 | 0 | 0 | 0
1984-06-05 | 1984 | 6 | 5 | 2.3 | 3 | 1.7 | 0.4 | 0 | 0.4 | 6.5 | 2.5 | 0.2 | 0 | 0.2 | 0.2 | 0 | 0 | 0 | 0 | 0 | 0 | 0 | 0 | 0 | 0 | 0 | 0 |  | 17.4 | 17.4 | 17.4 | 0 |  | 0 | 17.4 | 0 | 0 | 0
1984-06-06 | 1984 | 6 | 6 | 0 | 0 | 0.4 | 0 | 0 | 0.2 | 0 | 0 | 0 | 0 | 0 | 0 | 0 | 0 | 0.2 | 0 | 0 | 0 | 0 | 0.8 | 0 | 0 | 0 | 0 |  | 1.6 | 1.6 | 1.6 | 0 |  | 0 | 1.6 | 0 | 0 | 0
1984-06-07 | 1984 | 6 | 7 | 0 | 0 | 0 | 0 | 0 | 0 | 0 | 0 | 0 | 0 | 0 | 0.4 | 0.4 | 0 | 0 | 0 | 1.2 | 0.2 | 2.9 | 3.8 | 1.4 | 0.4 | 0.7 | 0.9 |  | 12.3 | 12.3 | 12.3 | 1.7764e-15 |  | 0 | 12.3 | 0 | 0 | 0
1984-06-08 | 1984 | 6 | 8 | 2.5 | 2.1 | 1.4 | 1.1 | 0.5 | 0.7 | 0.7 | 0.2 | 0.5 | 0.5 | 0.9 | 1.1 | 0.2 | 0.5 | 2.1 | 1.6 | 0.2 | 0.9 | 1.1 | 0.7 | 1.8 | 1.6 | 1.1 | 0.9 |  | 24.9 | 24.9 | 24.9 | 0 |  | 0 | 24.9 | 0 | 0 | 0
1984-06-09 | 1984 | 6 | 9 | 1.4 | 0.4 | 0 | 0 | 0 | 0 | 0.3 | 0.3 | 0 | 0 | 0 | 0 | 0 | 0 | 0 | 0 | 0 | 0 | 0 | 0 | 0 | 0 | 0 | 0 |  | 2.4 | 2.4 | 2.4 | 4.4409e-16 |  | 0 | 2.4 | 0 | 0 | 0
1984-06-10 | 1984 | 6 | 10 | 0 | 0 | 0 | 0 | 0 | 0 | 0 | 0 | 0 | 0 | 0 | 0 | 0 | 0 | 0 | 0 | 0 | 0 | 0 | 0 | 0 | 0 | 0 | 0 |  | 0 | 0 | 0 | 0 |  | 0 | 0 | 0 | 0 | 0
1984-06-11 | 1984 | 6 | 11 | 0 | 0 | 0 | 0 | 0 | 0 | 0 | 0 | 0 | 0 | 0 | 0 | 0 | 0 | 0 | 0 | 0 | 0 | 0 | 0 | 0 | 0 | 0 | 0 |  | 0 | 0 | 0 | 0 |  | 0 | 0 | 0 | 0 | 0
1984-06-12 | 1984 | 6 | 12 | 0 | 0 | 0 | 0 | 0 | 0 | 0 | 0 | 0 | 0 | 0 | 0 | 0 | 0 | 0 | 0 | 0 | 0 | 0 | 0 | 0 | 0 | 0 | 0 |  | 0 | 0 | 0 | 0 |  | 0 | 0 | 0 | 0 | 0
1984-06-13 | 1984 | 6 | 13 | 0 | 0 | 0 | 0 | 0 | 0 | 0 | 0 | 0 | 0 | 0 | 0 | 0 | 0 | 0 | 0 | 0 | 0 | 0 | 0 | 0 | 0 | 0 | 0 |  | 0 | 0 | 0 | 0 |  | 0 | 0 | 0 | 0 | 0
1984-06-14 | 1984 | 6 | 14 | 0 | 0 | 0 | 0 | 0 | 0 | 0 | 0 | 0 | 0 | 0 | 0 | 0 | 0 | 0 | 0 | 0 | 0 | 0 | 0 | 0 | 0 | 0 | 0 |  | 0 | 0 | 0 | 0 |  | 0 | 0 | 0 | 0 | 0
1984-06-15 | 1984 | 6 | 15 | 0 | 0 | 0 | 0 | 0 | 0 | 0 | 0 | 0 | 0 | 0 | 0 | 0 | 0 | 0 | 0 | 0 | 0 | 0 | 0 | 0 | 0 | 0 | 0 |  | 0 | 0 | 0 | 0 |  | 0 | 0 | 0 | 0 | 0
1984-06-16 | 1984 | 6 | 16 | 0 | 0 | 0 | 0 | 0 | 0 | 0 | 0 | 0 | 0 | 0 | 0 | 0 | 0 | 0 | 0 | 0 | 0.8 | 0 | 0 | 0 | 0 | 0 | 0 |  | 0.8 | 0.8 | 0.8 | 0 |  | 0 | 0.8 | 0 | 0 | 0
1984-06-17 | 1984 | 6 | 17 | 0 | 0 | 0 | 0 | 0 | 0 | 0 | 0 | 0 | 0 | 0 | 0 | 0 | 0 | 0 | 0 | 0 | 0 | 0 | 0 | 0 | 0 | 0 | 0 |  | 0 | 0 | 0 | 0 |  | 0 | 0 | 0 | 0 | 0
1984-06-18 | 1984 | 6 | 18 | 0 | 0 | 0 | 0 | 0 | 0 | 0 | 0 | 0 | 0 | 0 | 0 | 0 | 0 | 0 | 0 | 0 | 0 | 0 | 0 | 0 | 0 | 0 | 0 |  | 0 | 0 | 0 | 0 |  | 0 | 0 | 0 | 0 | 0
1984-06-19 | 1984 | 6 | 19 | 0 | 0 | 0 | 0 | 0 | 0 | 0 | 0 | 0 | 0 | 0 | 0 | 0 | 0 | 1.4 | 0.4 | 0 | 0 | 0 | 0 | 0 | 0 | 0 | 0 |  | 1.8 | 1.8 | 1.8 | 2.2204e-16 |  | 0 | 1.8 | 0 | 0 | 0
1984-06-20 | 1984 | 6 | 20 | 0 | 0 | 0 | 0 | 0.4 | 0.4 | 0 | 0 | 0 | 0 | 0.2 | 0 | 0 | 0 | 0 | 0 | 0 | 0 | 0 | 0 | 0 | 0 | 0 | 0 |  | 1 | 1 | 1 | 0 |  | 0 | 1 | 0 | 0 | 0
1984-06-21 | 1984 | 6 | 21 | 0 | 0 | 0 | 0 | 0 | 0 | 0 | 0 | 0 | 0 | 0 | 0 | 0 | 0 | 0 | 0 | 0 | 0 | 0.7 | 0.7 | 1.1 | 1.1 | 0.7 | 0.7 |  | 5 | 5 | 5 | 0 |  | 0 | 5 | 0 | 0 | 0
1984-06-22 | 1984 | 6 | 22 | 0.8 | 1.2 | 0.6 | 0.4 | 0 | 0.4 | 0.6 | 0.2 | 0 | 0 | 0 | 0 | 0 | 0 | 0 | 0 | 0 | 0.2 | 0 | 0 | 0 | 0 | 0 | 0 |  | 4.4 | 4.4 | 4.4 | 0 |  | 0 | 4.4 | 0 | 0 | 0
1984-06-23 | 1984 | 6 | 23 | 0 | 0 | 0 | 0 | 0 | 0 | 0 | 0 | 0 | 0 | 0 | 0 | 0 | 0 | 0 | 0 | 0 | 0 | 0 | 0 | 0 | 0 | 0 | 0 |  | 0 | 0 | 0 | 0 |  | 0 | 0 | 0 | 0 | 0
1984-06-24 | 1984 | 6 | 24 | 0 | 0 | 0 | 0 | 0 | 0 | 0 | 0 | 0 | 0 | 0 | 0 | 0 | 0 | 0 | 0 | 0 | 0 | 0 | 0 | 0 | 0 | 0 | 0 |  | 0 | 0 | 0 | 0 |  | 0 | 0 | 0 | 0 | 0
1984-06-25 | 1984 | 6 | 25 | 0 | 0 | 0 | 0 | 0 | 0 | 0 | 0 | 0 | 0 | 0 | 0 | 0 | 0 | 0 | 0 | 0 | 0 | 0 | 0 | 0 | 0 | 0 | 0 |  | 0 | 0 | 0 | 0 |  | 0 | 0 | 0 | 0 | 0
1984-06-26 | 1984 | 6 | 26 | 0 | 0 | 0 | 0 | 0 | 0 | 0 | 0 | 0 | 0 | 0 | 0 | 0 | 0 | 0 | 0 | 0 | 0 | 0 | 0 | 0 | 0 | 0 | 0 |  | 0 | 0 | 0 | 0 |  | 0 | 0 | 0 | 0 | 0
1984-06-27 | 1984 | 6 | 27 | 0 | 0 | 0 | 0 | 0 | 0 | 0 | 0 | 0 | 0 | 0 | 0 | 0 | 0 | 0 | 0 | 0 | 0 | 0 | 0 | 0 | 0 | 0 | 0 |  | 0 | 0 | 0 | 0 |  | 0 | 0 | 0 | 0 | 0
1984-06-28 | 1984 | 6 | 28 | 0 | 0 | 0 | 0 | 0 | 0 | 0 | 0 | 0 | 0 | 0 | 0 | 0 | 0 | 0 | 0 | 0 | 0 | 0 | 0 | 0 | 0 | 0 | 0 |  | 0 | 0 | 0 | 0 |  | 0 | 0 | 0 | 0 | 0
1984-06-29 | 1984 | 6 | 29 | 0 | 0 | 0 | 0 | 0 | 0 | 0 | 0 | 0 | 0 | 0 | 0 | 0 | 0 | 0 | 0 | 0 | 0 | 0 | 0 | 0 | 0 | 0 | 0 |  | 0 | 0 | 0 | 0 |  | 0 | 0 | 0 | 0 | 0
1984-06-30 | 1984 | 6 | 30 | 0 | 0 | 0 | 0 | 0 | 0 | 0 | 0 | 0 | 0 | 0 | 0 | 0 | 0 | 0 | 0 | 0 | 0 | 0 | 0 | 0 | 0 | 0 | 0 |  | 0 | 0 | 0 | 0 |  | 0 | 0 | 0 | 0 | 0
1984-07-01 | 1984 | 7 | 1 | 0 | 0 | 0 | 0 | 0 | 0 | 0 | 0 | 0 | 0 | 0 | 0 | 0 | 0 | 0 | 0 | 0 | 0 | 0 | 0 | 0 | 0 | 0 | 0 |  | 0 | 0 | 0 | 0 |  | 0 | 0 | 0 | 0 | 0
1984-07-02 | 1984 | 7 | 2 | 0 | 0 | 0 | 0 | 0 | 0 | 0 | 0 | 0 | 0 | 0 | 0 | 0 | 0 | 0 | 0 | 0 | 0 | 0 | 0 | 0 | 0 | 0 | 0 |  | 0 | 0 | 0 | 0 |  | 0 | 0 | 0 | 0 | 0
1984-07-03 | 1984 | 7 | 3 | 0 | 0 | 0 | 0 | 0 | 0 | 0 | 0 | 0 | 0 | 0 | 0 | 0 | 0 | 0 | 0 | 0 | 0 | 0 | 0 | 0 | 0 | 0 | 0 |  | 0 | 0 | 0 | 0 |  | 0 | 0 | 0 | 0 | 0
1984-07-04 | 1984 | 7 | 4 | 0 | 0 | 0 | 0 | 0 | 0 | 0 | 0 | 0.7 | 0 | 0.7 | 0.3 | 0 | 0 | 0 | 0 | 0 | 0 | 0 | 0 | 0 | 0 | 0 | 0 |  | 1.7 | 1.7 | 1.7 | 0 |  | 0 | 0 | 1.7 | 0 | 0
1984-07-05 | 1984 | 7 | 5 | 0 | 0 | 0 | 0 | 0 | 0 | 0 | 0 | 0 | 0 | 0 | 0 | 0 | 0 | 0 | 0 | 0 | 0 | 0 | 0 | 0 | 0 | 0 | 0 |  | 0 | 0 | 0 | 0 |  | 0 | 0 | 0 | 0 | 0
1984-07-06 | 1984 | 7 | 6 | 0 | 0 | 0 | 0 | 0 | 0 | 0 | 0 | 0 | 0 | 0 | 0 | 0 | 0 | 0 | 0 | 0 | 0 | 0 | 0 | 0 | 0 | 0 | 0 |  | 0 | 0 | 0 | 0 |  | 0 | 0 | 0 | 0 | 0
1984-07-07 | 1984 | 7 | 7 | 0 | 0 | 0 | 0 | 0 | 0 | 0 | 0 | 0 | 0 | 0 | 0 | 0 | 0 | 0 | 0 | 0 | 0 | 0 | 0 | 0 | 0 | 0 | 0 |  | 0 | 0 | 0 | 0 |  | 0 | 0 | 0 | 0 | 0
1984-07-08 | 1984 | 7 | 8 | 0 | 0 | 0 | 0 | 0 | 0 | 0 | 0 | 0 | 0 | 0 | 0 | 0 | 0 | 0 | 0 | 0 | 0 | 0 | 0 | 0 | 0 | 0 | 0 |  | 0 | 0 | 0 | 0 |  | 0 | 0 | 0 | 0 | 0
1984-07-09 | 1984 | 7 | 9 | 0 | 0 | 0 | 0 | 0 | 0 | 0 | 0 | 0 | 0 | 0 | 0 | 0 | 0 | 0 | 0 | 0 | 0 | 0 | 0 | 0 | 0 | 0 | 0 |  | 0 | 0 | 0 | 0 |  | 0 | 0 | 0 | 0 | 0
1984-07-10 | 1984 | 7 | 10 | 0 | 0 | 0 | 0 | 0 | 0 | 0 | 0 | 0 | 0 | 0 | 0 | 0 | 0 | 0 | 0 | 0 | 0 | 0 | 0 | 0 | 0 | 0 | 0 |  | 0 | 0 | 0 | 0 |  | 0 | 0 | 0 | 0 | 0
1984-07-11 | 1984 | 7 | 11 | 0 | 0 | 0 | 0 | 0 | 0 | 0 | 0 | 0 | 0 | 0 | 0 | 0 | 0 | 0 | 0 | 0 | 0 | 0 | 0 | 0 | 0 | 0 | 0 |  | 0 | 0 | 0 | 0 |  | 0 | 0 | 0 | 0 | 0
1984-07-12 | 1984 | 7 | 12 | 0 | 0 | 0 | 0 | 0 | 0 | 0 | 0 | 0 | 0 | 0 | 0 | 0 | 0 | 0 | 0 | 0 | 3.3 | 0 | 0 | 0 | 0 | 0 | 0 |  | 3.3 | 3.3 | 3.3 | 0 |  | 0 | 0 | 3.3 | 0 | 0
1984-07-13 | 1984 | 7 | 13 | 0 | 0 | 0 | 1.1 | 0.7 | 0 | 0.2 | 0 | 0 | 0 | 0 | 0 | 0 | 0 | 0 | 0 | 0 | 0 | 0 | 0 | 0 | 0 | 0 | 0 |  | 2 | 2 | 2 | 0 |  | 0 | 0 | 2 | 0 | 0
1984-07-14 | 1984 | 7 | 14 | 0 | 0 | 0 | 0 | 0 | 0 | 0 | 0 | 0 | 0 | 0 | 0 | 0 | 0 | 0 | 0 | 0 | 0 | 0 | 0 | 0 | 0 | 0 | 0 |  | 0 | 0 | 0 | 0 |  | 0 | 0 | 0 | 0 | 0
1984-07-15 | 1984 | 7 | 15 | 0 | 0 | 0 | 0 | 0 | 0 | 0 | 0 | 0 | 0 | 0 | 0 | 0 | 0 | 0 | 0 | 0 | 0 | 0 | 0 | 0 | 0 | 0 | 0 |  | 0 | 0 | 0 | 0 |  | 0 | 0 | 0 | 0 | 0
1984-07-16 | 1984 | 7 | 16 | 0 | 0 | 0 | 0 | 0 | 0 | 0 | 0 | 0 | 0 | 0 | 0 | 0 | 0 | 0 | 0 | 0 | 0 | 0 | 0 | 0 | 0 | 0 | 0 |  | 0 | 0 | 0 | 0 |  | 0 | 0 | 0 | 0 | 0
1984-07-17 | 1984 | 7 | 17 | 0 | 0 | 0 | 0 | 0 | 0 | 0 | 0 | 0 | 0 | 0 | 0 | 0 | 0 | 0 | 0 | 0 | 0 | 0 | 0 | 0 | 0 | 0 | 0 |  | 0 | 0 | 0 | 0 |  | 0 | 0 | 0 | 0 | 0
1984-07-18 | 1984 | 7 | 18 | 0 | 0 | 0 | 0 | 0 | 0 | 0 | 0 | 0 | 0 | 0 | 0 | 0 | 0 | 0 | 0 | 0 | 0 | 0 | 0 | 0 | 0 | 0 | 0 |  | 0 | 0 | 0 | 0 |  | 0 | 0 | 0 | 0 | 0
1984-07-19 | 1984 | 7 | 19 | 0 | 0 | 0 | 0 | 0 | 0 | 0 | 0 | 0 | 0 | 0 | 0 | 0 | 0 | 0 | 0 | 0 | 0 | 0.8 | 0 | 0 | 0 | 0 | 0 |  | 0.8 | 0.8 | 0.8 | 0 |  | 0 | 0 | 0.8 | 0 | 0
1984-07-20 | 1984 | 7 | 20 | 0 | 0 | 0 | 0 | 0 | 0 | 0 | 0 | 0 | 0 | 0 | 0 | 0 | 1.9 | 0.7 | 0 | 0 | 0 | 0 | 0 | 0 | 0 | 0.2 | 0 |  | 2.8 | 2.8 | 2.8 | 0 |  | 0 | 0 | 2.8 | 0 | 0
1984-07-21 | 1984 | 7 | 21 | 0 | 0 | 0 | 0 | 0 | 0 | 2.4 | 0 | 0 | 0 | 3.8 | 1.2 | 0.7 | 0.2 | 0.2 | 0 | 0 | 0 | 0 | 0 | 0 | 0 | 0 | 0 |  | 8.5 | 8.5 | 8.5 | 1.7764e-15 |  | 0 | 0 | 8.5 | 0 | 0
1984-07-22 | 1984 | 7 | 22 | 0 | 0 | 0 | 0 | 0 | 0 | 0 | 0 | 0 | 0 | 0 | 0 | 0 | 0 | 0 | 0 | 0 | 0 | 0 | 0 | 0 | 0 | 0 | 0 |  | 0 | 0 | 0 | 0 |  | 0 | 0 | 0 | 0 | 0
1984-07-23 | 1984 | 7 | 23 | 0 | 0 | 0 | 0 | 0 | 0 | 0 | 0 | 0 | 0 | 0 | 0 | 0 | 0 | 0 | 0 | 0 | 0 | 0 | 0 | 0 | 0 | 0 | 0 |  | 0 | 0 | 0 | 0 |  | 0 | 0 | 0 | 0 | 0
1984-07-24 | 1984 | 7 | 24 | 0 | 0 | 0 | 0 | 0 | 0 | 0 | 0 | 0 | 0 | 0 | 0 | 0 | 0 | 0 | 0 | 0 | 0 | 0 | 0 | 0 | 0 | 0 | 0 |  | 0 | 0 | 0 | 0 |  | 0 | 0 | 0 | 0 | 0
1984-07-25 | 1984 | 7 | 25 | 0 | 0 | 0 | 0 | 0 | 0 | 0 | 0 | 0 | 0 | 0 | 0 | 0 | 0 | 0 | 0 | 0 | 0 | 0 | 0 | 0 | 0 | 0 | 0 |  | 0 | 0 | 0 | 0 |  | 0 | 0 | 0 | 0 | 0
1984-07-26 | 1984 | 7 | 26 | 0 | 0 | 0 | 0 | 0 | 0 | 0 | 0 | 0 | 0 | 0 | 0 | 0 | 0 | 0 | 0 | 0 | 0 | 0 | 0 | 0 | 0 | 0 | 0 |  | 0 | 0 | 0 | 0 |  | 0 | 0 | 0 | 0 | 0
1984-07-27 | 1984 | 7 | 27 | 0 | 0 | 0 | 0 | 0 | 0 | 0 | 0 | 0 | 0.6 | 0 | 0 | 0 | 0 | 0 | 0 | 0 | 0 | 0 | 0 | 0 | 0 | 0 | 0 |  | 0.6 | 0.6 | 0.6 | 0 |  | 0 | 0 | 0.6 | 0 | 0
1984-07-28 | 1984 | 7 | 28 | 0 | 0 | 0 | 0 | 0 | 0 | 0 | 0 | 0 | 0 | 0 | 0 | 0 | 0 | 0 | 0 | 0 | 0 | 0 | 0 | 0 | 0 | 0 | 0 |  | 0 | 0 | 0 | 0 |  | 0 | 0 | 0 | 0 | 0
1984-07-29 | 1984 | 7 | 29 | 0 | 0 | 0 | 0 | 0 | 0 | 0 | 0 | 0 | 0 | 0.4 | 0.4 | 1.4 | 0.2 | 0 | 0 | 0 | 0 | 0 | 0 | 0 | 0 | 0 | 0 |  | 2.4 | 2.4 | 2.4 | 4.4409e-16 |  | 0 | 0 | 2.4 | 0 | 0
1984-07-30 | 1984 | 7 | 30 | 0 | 0 | 0.2 | 0.9 | 0.2 | 0 | 0.5 | 0.5 | 0 | 0 | 0 | 0 | 0.2 | 0 | 0 | 0 | 0 | 0 | 0 | 0 | 0 | 0 | 0 | 0 |  | 2.5 | 2.5 | 2.5 | 0 |  | 0 | 0 | 2.5 | 0 | 0
1984-07-31 | 1984 | 7 | 31 | 0 | 0 | 0 | 0 | 0 | 0 | 0 | 0 | 0 | 0 | 0 | 0 | 0 | 0 | 0 | 0 | 0 | 0 | 0 | 0 | 0 | 0 | 0 | 0 |  | 0 | 0 | 0 | 0 |  | 0 | 0 | 0 | 0 | 0
1984-08-01 | 1984 | 8 | 1 | 0 | 0 | 0 | 0 | 0 | 0 | 0 | 0 | 0 | 0 | 0 | 0 | 0 | 0 | 0 | 0 | 0 | 0 | 0 | 0 | 0 | 0 | 0 | 0 |  | 0 | 0 | 0 | 0 |  | 0 | 0 | 0 | 0 | 0
1984-08-02 | 1984 | 8 | 2 | 0 | 0 | 0 | 0 | 0 | 0 | 0 | 0 | 0 | 0 | 0 | 0 | 0 | 0 | 0 | 0 | 0 | 0 | 0 | 0 | 0 | 0 | 0 | 0 |  | 0 | 0 | 0 | 0 |  | 0 | 0 | 0 | 0 | 0
1984-08-03 | 1984 | 8 | 3 | 0 | 0 | 0 | 0 | 0 | 0 | 0 | 0 | 0 | 0 | 0 | 0 | 0 | 0 | 0 | 0 | 0 | 1.8 | 3.4 | 0 | 0 | 1.2 | 3 | 0 |  | 9.4 | 9.4 | 9.4 | 0 |  | 0 | 0 | 0 | 9.4 | 0
1984-08-04 | 1984 | 8 | 4 | 2.4 | 1.8 | 0 | 0 | 0 | 0 | 0 | 0 | 0 | 0 | 0 | 0 | 0 | 0 | 0 | 0 | 0 | 0 | 0 | 0 | 0 | 0 | 0 | 0 |  | 4.2 | 4.2 | 4.2 | 0 |  | 0 | 0 | 0 | 4.2 | 0
1984-08-05 | 1984 | 8 | 5 | 0 | 0 | 0 | 0 | 0 | 0 | 0 | 0 | 0 | 0 | 0 | 0 | 0 | 0 | 0 | 0.6 | 0 | 0 | 0 | 0 | 0 | 0 | 0 | 0 |  | 0.6 | 0.6 | 0.6 | 0 |  | 0 | 0 | 0 | 0.6 | 0
1984-08-06 | 1984 | 8 | 6 | 0 | 0 | 0 | 0 | 0 | 0 | 0 | 0 | 0 | 0 | 0 | 0 | 0 | 0 | 0 | 0 | 0 | 0 | 0 | 0 | 0 | 0 | 0 | 0 |  | 0 | 0 | 0 | 0 |  | 0 | 0 | 0 | 0 | 0
1984-08-07 | 1984 | 8 | 7 | 0 | 0 | 0 | 0 | 0 | 0 | 0 | 0 | 0 | 0 | 0 | 0 | 0 | 0 | 0 | 0 | 0 | 0 | 0 | 0 | 0 | 0 | 0 | 0 |  | 0 | 0 | 0 | 0 |  | 0 | 0 | 0 | 0 | 0
1984-08-08 | 1984 | 8 | 8 | 0 | 0 | 0 | 0 | 0 | 0 | 0 | 0 | 0 | 0 | 0 | 0 | 0 | 0 | 0 | 0 | 0 | 0 | 0 | 0 | 0 | 0 | 0 | 0 |  | 0 | 0 | 0 | 0 |  | 0 | 0 | 0 | 0 | 0
1984-08-09 | 1984 | 8 | 9 | 0 | 0 | 0 | 0 | 0 | 0 | 0 | 0 | 0 | 0 | 0 | 0 | 0 | 0 | 0 | 0 | 0 | 0 | 0 | 0 | 0 | 0 | 0 | 0 |  | 0 | 0 | 0 | 0 |  | 0 | 0 | 0 | 0 | 0
1984-08-10 | 1984 | 8 | 10 | 0 | 0 | 0 | 0 | 0 | 0 | 0 | 0 | 0 | 0 | 0 | 0 | 0 | 0 | 0 | 0.2 | 0 | 0 | 0 | 0 | 0 | 0 | 0 | 0 |  | 0.2 | 0.2 | 0.2 | 0 |  | 0 | 0 | 0 | 0.2 | 0
1984-08-11 | 1984 | 8 | 11 | 0 | 0 | 0 | 0 | 0 | 0 | 0 | 0 | 0 | 0 | 0 | 0 | 0 | 0 | 0 | 0 | 0 | 0 | 0 | 0 | 0 | 0 | 0 | 0 |  | 0 | 0 | 0 | 0 |  | 0 | 0 | 0 | 0 | 0
1984-08-12 | 1984 | 8 | 12 | 0 | 0 | 0 | 0 | 0 | 0 | 0 | 0 | 0 | 0 | 0 | 0 | 0 | 0.2 | 0.4 | 0 | 0 | 0 | 0 | 0 | 0 | 0 | 0 | 0 |  | 0.6 | 0.6 | 0.6 | 1.1102e-16 |  | 0 | 0 | 0 | 0.6 | 0
1984-08-13 | 1984 | 8 | 13 | 0 | 0 | 0 | 0 | 0 | 0 | 0 | 0.2 | 0 | 0 | 0 | 0 | 0 | 0 | 0 | 0 | 0 | 0 | 0 | 0 | 0 | 0 | 0 | 0 |  | 0.2 | 0.2 | 0.2 | 0 |  | 0 | 0 | 0 | 0.2 | 0
1984-08-14 | 1984 | 8 | 14 | 0 | 0 | 0 | 0 | 0 | 0 | 0 | 0 | 0 | 0 | 0 | 0 | 0 | 0 | 0 | 0 | 0 | 0 | 0 | 0 | 0 | 0 | 0 | 0 |  | 0 | 0 | 0 | 0 |  | 0 | 0 | 0 | 0 | 0
1984-08-15 | 1984 | 8 | 15 | 0 | 0 | 0 | 0 | 0 | 0 | 0 | 0 | 0 | 0 | 0 | 0 | 0 | 0 | 0 | 0 | 0 | 0 | 0 | 0 | 0 | 0 | 0 | 0 |  | 0 | 0 | 0 | 0 |  | 0 | 0 | 0 | 0 | 0
1984-08-16 | 1984 | 8 | 16 | 0 | 0 | 0 | 0 | 0 | 0 | 0 | 0 | 0 | 0 | 0 | 0 | 0 | 0 | 0 | 0 | 0 | 0 | 0 | 0 | 0 | 0 | 0 | 0 |  | 0 | 0 | 0 | 0 |  | 0 | 0 | 0 | 0 | 0
1984-08-17 | 1984 | 8 | 17 | 0 | 0 | 0 | 0 | 0 | 0 | 0 | 0 | 0 | 0 | 0 | 0 | 0 | 0.2 | 0 | 0 | 0 | 0 | 0 | 0 | 0 | 0 | 0 | 0 |  | 0.2 | 0.2 | 0.2 | 0 |  | 0 | 0 | 0 | 0.2 | 0
1984-08-18 | 1984 | 8 | 18 | 0 | 0 | 0 | 0 | 0 | 0 | 0 | 0 | 0 | 0 | 0 | 0 | 0 | 0 | 0 | 0 | 0 | 0 | 0 | 0 | 0 | 0 | 0 | 0 |  | 0 | 0 | 0 | 0 |  | 0 | 0 | 0 | 0 | 0
1984-08-19 | 1984 | 8 | 19 | 0 | 0 | 0 | 0 | 0 | 0 | 0 | 0 | 0 | 0 | 0 | 0 | 0 | 0 | 0 | 0 | 0 | 0 | 0 | 0 | 0 | 0 | 0 | 0 |  | 0 | 0 | 0 | 0 |  | 0 | 0 | 0 | 0 | 0
1984-08-20 | 1984 | 8 | 20 | 0 | 0 | 0 | 0 | 0 | 0 | 0 | 0 | 0 | 0 | 0 | 0 | 0 | 0 | 0 | 0 | 0 | 0 | 0 | 0 | 0 | 0 | 0 | 0 |  | 0 | 0 | 0 | 0 |  | 0 | 0 | 0 | 0 | 0
1984-08-21 | 1984 | 8 | 21 | 0 | 0 | 0 | 0 | 0 | 0 | 0 | 0 | 0 | 0 | 0 | 0 | 0 | 0 | 0 | 0 | 0 | 0 | 0 | 0 | 0 | 0 | 0 | 0 |  | 0 | 0 | 0 | 0 |  | 0 | 0 | 0 | 0 | 0
1984-08-22 | 1984 | 8 | 22 | 0 | 0 | 0 | 0 | 0 | 0 | 0 | 0 | 0 | 0 | 0 | 0 | 0 | 0 | 0 | 0 | 0 | 0 | 0 | 0 | 0 | 0 | 0 | 0 |  | 0 | 0 | 0 | 0 |  | 0 | 0 | 0 | 0 | 0
1984-08-23 | 1984 | 8 | 23 | 0 | 0 | 0 | 0 | 0 | 0 | 0 | 0 | 0 | 0 | 0 | 0 | 0 | 0 | 0 | 0 | 0 | 0 | 0 | 0 | 0.4 | 0 | 0 | 0 |  | 0.4 | 0.4 | 0.4 | 0 |  | 0 | 0 | 0 | 0.4 | 0
1984-08-24 | 1984 | 8 | 24 | 0 | 0 | 0 | 0 | 0 | 0 | 0 | 0 | 0 | 0 | 0 | 0 | 0 | 0 | 0 | 0 | 0 | 0 | 0 | 0 | 0 | 0 | 0 | 0 |  | 0 | 0 | 0 | 0 |  | 0 | 0 | 0 | 0 | 0
1984-08-25 | 1984 | 8 | 25 | 0 | 0 | 0 | 0 | 0 | 0 | 0 | 0 | 0 | 0 | 0 | 0 | 0 | 0 | 0 | 0 | 0 | 0 | 0 | 0 | 0 | 0 | 0 | 0 |  | 0 | 0 | 0 | 0 |  | 0 | 0 | 0 | 0 | 0
1984-08-26 | 1984 | 8 | 26 | 0 | 0 | 0 | 0 | 0 | 0 | 0 | 0 | 0 | 0 | 0 | 0 | 0 | 0 | 0 | 0 | 0 | 0 | 0 | 0 | 0 | 0 | 0 | 0 |  | 0 | 0 | 0 | 0 |  | 0 | 0 | 0 | 0 | 0
1984-08-27 | 1984 | 8 | 27 | 0 | 0 | 0 | 0 | 0 | 0 | 0 | 0 | 0 | 0 | 0 | 0 | 0 | 0 | 0 | 0 | 0 | 0 | 0 | 0 | 0 | 0.6 | 0 | 0 |  | 0.6 | 0.6 | 0.6 | 0 |  | 0 | 0 | 0 | 0.6 | 0
1984-08-28 | 1984 | 8 | 28 | 0 | 0 | 0 | 0 | 0 | 0 | 0 | 0 | 0 | 0 | 0 | 0 | 0 | 0 | 0 | 0 | 0 | 0 | 0 | 0 | 0 | 0 | 0 | 0 |  | 0 | 0 | 0 | 0 |  | 0 | 0 | 0 | 0 | 0
1984-08-29 | 1984 | 8 | 29 | 0 | 0 | 0 | 0 | 0 | 0 | 0 | 0 | 0 | 0 | 0 | 0 | 0 | 0 | 0 | 0 | 0 | 0 | 0 | 0 | 0 | 0 | 0 | 0 |  | 0 | 0 | 0 | 0 |  | 0 | 0 | 0 | 0 | 0
1984-08-30 | 1984 | 8 | 30 | 0 | 0 | 0 | 0 | 0 | 0 | 0 | 0 | 0 | 0 | 0 | 0 | 0 | 0 | 0 | 0 | 0 | 0 | 0 | 0 | 0 | 0 | 0 | 0 |  | 0 | 0 | 0 | 0 |  | 0 | 0 | 0 | 0 | 0
1984-08-31 | 1984 | 8 | 31 | 0 | 0 | 0 | 0 | 0 | 0 | 0 | 0 | 0 | 0 | 0 | 0 | 0 | 0 | 0 | 0 | 0 | 0 | 0 | 0 | 0 | 0 | 0 | 0 |  | 0 | 0 | 0 | 0 |  | 0 | 0 | 0 | 0 | 0
1984-09-01 | 1984 | 9 | 1 | 0 | 0 | 0 | 0 | 0 | 0 | 0 | 0 | 0 | 0 | 0 | 0 | 0 | 0 | 0 | 0 | 0 | 0 | 0 | 0 | 0 | 0 | 0 | 0 |  | 0 | 0 | 0 | 0 |  | 0 | 0 | 0 | 0 | 0
1984-09-02 | 1984 | 9 | 2 | 0 | 0 | 0 | 0 | 0 | 0 | 0 | 0 | 0 | 0 | 0 | 0 | 0 | 0 | 0 | 0 | 0 | 0 | 0 | 0 | 0 | 0 | 0 | 0 |  | 0 | 0 | 0 | 0 |  | 0 | 0 | 0 | 0 | 0
1984-09-03 | 1984 | 9 | 3 | 0 | 0 | 0 | 0 | 0 | 0 | 0 | 0 | 0 | 0 | 0 | 0 | 0 | 0 | 0 | 0 | 0 | 0 | 0 | 0 | 0 | 0 | 0 | 0 |  | 0 | 0 | 0 | 0 |  | 0 | 0 | 0 | 0 | 0
1984-09-04 | 1984 | 9 | 4 | 0 | 0 | 0 | 0 | 0 | 0 | 0 | 0 | 0 | 0 | 0 | 0 | 0 | 0 | 0 | 0 | 0 | 0 | 0 | 0 | 0 | 0 | 0 | 0 |  | 0 | 0 | 0 | 0 |  | 0 | 0 | 0 | 0 | 0
1984-09-05 | 1984 | 9 | 5 | 0 | 0 | 0 | 0 | 0 | 0 | 0 | 0 | 0 | 0 | 0 | 0 | 0 | 0 | 0 | 0 | 0 | 0 | 0 | 0 | 0 | 0 | 0 | 0 |  | 0 | 0 | 0 | 0 |  | 0 | 0 | 0 | 0 | 0
1984-09-06 | 1984 | 9 | 6 | 0 | 0 | 0 | 0 | 0 | 0 | 0 | 0 | 0 | 0 | 0 | 0.8 | 6.9 | 5.1 | 4.5 | 1.1 | 4 | 2.4 | 2.1 | 2.7 | 3.5 | 2.9 | 2.1 | 2.7 |  | 40.8 | 40.8 | 40.8 | 7.1054e-15 |  | 0 | 0 | 0 | 0 | 40.8
1984-09-07 | 1984 | 9 | 7 | 1.4 | 0 | 1.1 | 0.3 | 0 | 0 | 0 | 0 | 0 | 0 | 0 | 0 | 0 | 0 | 0 | 0 | 0 | 0 | 0 | 0 | 0 | 0 | 0 | 0 |  | 2.8 | 2.8 | 2.8 | 0 |  | 0 | 0 | 0 | 0 | 2.8
1984-09-08 | 1984 | 9 | 8 | 0 | 0 | 0 | 0 | 0 | 0 | 0 | 0 | 0 | 0 | 0 | 0 | 0 | 0 | 0 | 0 | 0 | 0 | 0 | 0 | 0 | 0 | 0 | 0 |  | 0 | 0 | 0 | 0 |  | 0 | 0 | 0 | 0 | 0
1984-09-09 | 1984 | 9 | 9 | 0 | 0 | 0 | 0 | 0 | 0 | 0 | 0 | 0 | 0 | 0 | 0 | 0 | 0 | 0 | 0 | 0 | 2.1 | 0 | 0.2 | 0 | 0 | 0.3 | 0 |  | 2.6 | 2.6 | 2.6 | 0 |  | 0 | 0 | 0 | 0 | 2.6
1984-09-10 | 1984 | 9 | 10 | 0 | 0 | 0 | 0 | 0 | 0 | 0 | 0 | 0 | 0 | 0 | 0 | 0 | 0 | 0 | 0 | 0 | 0 | 0 | 0 | 0 | 0 | 0 | 0 |  | 0 | 0 | 0 | 0 |  | 0 | 0 | 0 | 0 | 0
1984-09-11 | 1984 | 9 | 11 | 0 | 0 | 0 | 0 | 0 | 0 | 0 | 0 | 0 | 0 | 0 | 0 | 0 | 0 | 0 | 0 | 0 | 0 | 0 | 0 | 0 | 0 | 3 | 2 |  | 5 | 5 | 5 | 0 |  | 0 | 0 | 0 | 0 | 5
1984-09-12 | 1984 | 9 | 12 | 1.2 | 1.9 | 2.9 | 1 | 3.6 | 2.6 | 1.4 | 0.5 | 0.2 | 0 | 0 | 0 | 0.2 | 0 | 0 | 0 | 0 | 0 | 0 | 0 | 0 | 0.7 | 0 | 0 |  | 16.2 | 16.2 | 16.2 | 0 |  | 0 | 0 | 0 | 0 | 16.2
1984-09-13 | 1984 | 9 | 13 | 0 | 0 | 0 | 0 | 0 | 0 | 0 | 0 | 0 | 0 | 0 | 0 | 0 | 0 | 0 | 0 | 0 | 0 | 0 | 0 | 0 | 0 | 0 | 1.4 |  | 1.4 | 1.4 | 1.4 | 0 |  | 0 | 0 | 0 | 0 | 1.4
1984-09-14 | 1984 | 9 | 14 | 0.6 | 3 | 0.2 | 0 | 0 | 0 | 0 | 0 | 0 | 0 | 0 | 0 | 0 | 0 | 0 | 0 | 0 | 0 | 0 | 0 | 0 | 0 | 0 | 0 |  | 3.8 | 3.8 | 3.8 | 4.4409e-16 |  | 0 | 0 | 0 | 0 | 3.8
1984-09-15 | 1984 | 9 | 15 | 0 | 0 | 0 | 0 | 0 | 0 | 0 | 0 | 0 | 0 | 0 | 0 | 0 | 0 | 0 | 0 | 0 | 0 | 0 | 0 | 0 | 0 | 0 | 0 |  | 0 | 0 | 0 | 0 |  | 0 | 0 | 0 | 0 | 0
1984-09-16 | 1984 | 9 | 16 | 0 | 0 | 0 | 0 | 0 | 0 | 0 | 0 | 0 | 0 | 0 | 0 | 0 | 0 | 0 | 0 | 0 | 0 | 0 | 0 | 0 | 0 | 0 | 0 |  | 0 | 0 | 0 | 0 |  | 0 | 0 | 0 | 0 | 0
1984-09-17 | 1984 | 9 | 17 | 0 | 0 | 0 | 0 | 0 | 0 | 0 | 0 | 0 | 0 | 0 | 0 | 0 | 0 | 0 | 0 | 0 | 0 | 0 | 0 | 0 | 0 | 0 | 0 |  | 0 | 0 | 0 | 0 |  | 0 | 0 | 0 | 0 | 0
1984-09-18 | 1984 | 9 | 18 | 0 | 0 | 0 | 0 | 0 | 0 | 0 | 0 | 0 | 0 | 0 | 0 | 0 | 0 | 0 | 0 | 0 | 0 | 0 | 0 | 0 | 0 | 0 | 0 |  | 0 | 0 | 0 | 0 |  | 0 | 0 | 0 | 0 | 0
1984-09-19 | 1984 | 9 | 19 | 0 | 0 | 0 | 0 | 0 | 0 | 0 | 0 | 0 | 0 | 0 | 0 | 0 | 0 | 0 | 0 | 0 | 0 | 0 | 0 | 0 | 0 | 0 | 0 |  | 0 | 0 | 0 | 0 |  | 0 | 0 | 0 | 0 | 0
1984-09-20 | 1984 | 9 | 20 | 0 | 0 | 0 | 0 | 0 | 0 | 0 | 0 | 0 | 0 | 0 | 0 | 0.6 | 1.5 | 2.6 | 1.5 | 0.7 | 1.1 | 0.9 | 0.7 | 0.2 | 0 | 0.7 | 0.9 |  | 11.4 | 11.4 | 11.4 | 1.7764e-15 |  | 0 | 0 | 0 | 0 | 11.4
1984-09-21 | 1984 | 9 | 21 | 0.6 | 0.6 | 0.6 | 0.6 | 0.6 | 0.6 | 0.7 | 0.6 | 0.6 | 0.6 | 0.6 | 0.6 | 0.6 | 0.6 | 0.6 | 0.6 | 0.6 | 0.6 | 0.7 | 0.6 | 0.6 | 0.6 | 0.6 | 0.6 |  | 14.6 | 14.6 | 14.6 | 5.3291e-15 |  | 0 | 0 | 0 | 0 | 14.6
1984-09-22 | 1984 | 9 | 22 | 0.2 | 0.2 | 0.2 | 0.2 | 0.2 | 0.3 | 0.2 | 0.2 | 0.2 | 0.2 | 0.2 | 0.2 | 0.2 | 0.2 | 0.2 | 0.2 | 0.2 | 0.2 | 0.3 | 0.2 | 0.2 | 0.2 | 0.2 | 0.2 |  | 5 | 5 | 5 | 2.6645e-15 |  | 0 | 0 | 0 | 0 | 5
1984-09-23 | 1984 | 9 | 23 | 0.1 | 0.2 | 0.1 | 0.2 | 0.1 | 0.2 | 0.1 | 0.1 | 0.2 | 0.1 | 0.2 | 0.1 | 0.2 | 0.1 | 0.1 | 0.2 | 0.1 | 0.2 | 0.1 | 0.2 | 0 | 0.1 | 0 | 0 |  | 3 | 3 | 3 | 1.3323e-15 |  | 0 | 0 | 0 | 0 | 3
1984-09-24 | 1984 | 9 | 24 | 0 | 0 | 0 | 0 | 0 | 0 | 0 | 0 | 0 | 0 | 0 | 0 | 0 | 0 | 0 | 0 | 0 | 0 | 0 | 0 | 0.1 | 0 | 0 | 0.1 |  | 0.2 | 0.2 | 0.2 | 0 |  | 0 | 0 | 0 | 0 | 0.2
1984-09-25 | 1984 | 9 | 25 | 0.2 | 0.3 | 0.2 | 0.2 | 0.3 | 0.2 | 0 | 0 | 0 | 0 | 0 | 0 | 0 | 0 | 0 | 0 | 0 | 0 | 0 | 0 | 0 | 0 | 0 | 0 |  | 1.4 | 1.4 | 1.4 | 0 |  | 0 | 0 | 0 | 0 | 1.4
1984-09-26 | 1984 | 9 | 26 | 0 | 0 | 0 | 0 | 0 | 0 | 0 | 0 | 0 | 0 | 0 | 0 | 0 | 0 | 0 | 0 | 0 | 0 | 0 | 0 | 0 | 0 | 0 | 0 |  | 0 | 0 | 0 | 0 |  | 0 | 0 | 0 | 0 | 0
1984-09-27 | 1984 | 9 | 27 | 0 | 0 | 0 | 0 | 0 | 0 | 0 | 0 | 0 | 0 | 0 | 0 | 0 | 0 | 0 | 0 | 0 | 0 | 0 | 0 | 0 | 0 | 0 | 0 |  | 0 | 0 | 0 | 0 |  | 0 | 0 | 0 | 0 | 0
1984-09-28 | 1984 | 9 | 28 | 0 | 0 | 0 | 0 | 0 | 0 | 0 | 0 | 0 | 0 | 0 | 0 | 0 | 0 | 0 | 0 | 0 | 0 | 0 | 0 | 0 | 0 | 0 | 0 |  | 0 | 0 | 0 | 0 |  | 0 | 0 | 0 | 0 | 0
1984-09-29 | 1984 | 9 | 29 | 0 | 0 | 0 | 0 | 0 | 0 | 0 | 0 | 0 | 0 | 0 | 0 | 0 | 0 | 0 | 0 | 0 | 0 | 0 | 0 | 0 | 0 | 0 | 0 |  | 0 | 0 | 0 | 0 |  | 0 | 0 | 0 | 0 | 0
1984-09-30 | 1984 | 9 | 30 | 0 | 0 | 0 | 0 | 0 | 0 | 0 | 0 | 0 | 0 | 0 | 0 | 0 | 0 | 0 | 0 | 0 | 0 | 0 | 0 | 0 | 0 | 0 | 0 |  | 0 | 0 | 0 | 0 |  | 0 | 0 | 0 | 0 | 0
1984-10-01 | 1984 | 10 | 1 | 0 | 0 | 0 | 0 | 0 | 0 | 0 | 0 | 0 | 0 | 0 | 0 | 0 | 0 | 0 | 0 | 0 | 0 | 0 | 0 | 0 | 0 | 0 | 0 |  | 0 | 0 | 0 | 0 |  | 0 | 0 | 0 | 0 | 0
1984-10-02 | 1984 | 10 | 2 | 0 | 0 | 0 | 0 | 0 | 0 | 0 | 0 | 0 | 0 | 0 | 0 | 0 | 0 | 0 | 0 | 0 | 0 | 0 | 0 | 0 | 0 | 0 | 0 |  | 0 | 0 | 0 | 0 |  | 0 | 0 | 0 | 0 | 0
1984-10-03 | 1984 | 10 | 3 | 0 | 0 | 0 | 0 | 0 | 0 | 0 | 0 | 0 | 0 | 0 | 0 | 0 | 0 | 0 | 0 | 0 | 0 | 0 | 0 | 0 | 0 | 0 | 0 |  | 0 | 0 | 0 | 0 |  | 0 | 0 | 0 | 0 | 0
1984-10-04 | 1984 | 10 | 4 | 0 | 0 | 0 | 0 | 0 | 0 | 0 | 0 | 0 | 0 | 0 | 0 | 0 | 0 | 0 | 0 | 0 | 0 | 0 | 0 | 0 | 0 | 0 | 0 |  | 0 | 0 | 0 | 0 |  | 0 | 0 | 0 | 0 | 0
1984-10-05 | 1984 | 10 | 5 | 0 | 0 | 0 | 0 | 0 | 0 | 0 | 0 | 0 | 0 | 0 | 0 | 0 | 0 | 0 | 0 | 0 | 0 | 0 | 0 | 0 | 0 | 0 | 0 |  | 0 | 0 | 0 | 0 |  | 0 | 0 | 0 | 0 | 0
1984-10-06 | 1984 | 10 | 6 | 0 | 0 | 0 | 0 | 0 | 0 | 0 | 0 | 0 | 0 | 0 | 0 | 0 | 0 | 0 | 0 | 0 | 0 | 0 | 0 | 0 | 0 | 0 | 0 |  | 0 | 0 | 0 | 0 |  | 0 | 0 | 0 | 0 | 0
1984-10-07 | 1984 | 10 | 7 | 0 | 0 | 0 | 0 | 0 | 0 | 0 | 0 | 0 | 0 | 0 | 0 | 0 | 0 | 0 | 0 | 0 | 0 | 0 | 0 | 0 | 0 | 0 | 0 |  | 0 | 0 | 0 | 0 |  | 0 | 0 | 0 | 0 | 0
1984-10-08 | 1984 | 10 | 8 | 0 | 0 | 0 | 0 | 0 | 0 | 0 | 0 | 0 | 0 | 0 | 0 | 0 | 0 | 0 | 0 | 0 | 0 | 0 | 0 | 0 | 0 | 0 | 0 |  | 0 | 0 | 0 | 0 |  | 0 | 0 | 0 | 0 | 0
1984-10-09 | 1984 | 10 | 9 | 0 | 0 | 0 | 0 | 0 | 0 | 0 | 0 | 0 | 0 | 0 | 0 | 0 | 0 | 0 | 0 | 0 | 0 | 0 | 0 | 0 | 0 | 0 | 0 |  | 0 | 0 | 0 | 0 |  | 0 | 0 | 0 | 0 | 0
1984-10-10 | 1984 | 10 | 10 | 0 | 0 | 0 | 0 | 0 | 0 | 0 | 0 | 0 | 0 | 0 | 0 | 0 | 0 | 0 | 0 | 0 | 0 | 0 | 0 | 0 | 0 | 0 | 0 |  | 0 | 0 | 0 | 0 |  | 0 | 0 | 0 | 0 | 0
1984-10-11 | 1984 | 10 | 11 | 0 | 0 | 0 | 0 | 0 | 0 | 0 | 0 | 0 | 0 | 0 | 0 | 0 | 0 | 0 | 0 | 0 | 0 | 0 | 0 | 0 | 0 | 0 | 0 |  | 0 | 0 | 0 | 0 |  | 0 | 0 | 0 | 0 | 0
1984-10-12 | 1984 | 10 | 12 | 0.9 | 0.5 | 0 | 0.3 | 0.5 | 0.3 | 0.5 | 0 | 0 | 0 | 0 | 0 | 0 | 0 | 0 | 0 | 0 | 0 | 0 | 0 | 0 | 0 | 0 | 0 |  | 3 | 3 | 3 | 0 |  | 0 | 0 | 0 | 0 | 0
1984-10-13 | 1984 | 10 | 13 | 0 | 0 | 0 | 0 | 0 | 0 | 0 | 0 | 0 | 0 | 0 | 0 | 0 | 0 | 0 | 0 | 0 | 0 | 0 | 0 | 0 | 0 | 0 | 0 |  | 0 | 0 | 0 | 0 |  | 0 | 0 | 0 | 0 | 0
1984-10-14 | 1984 | 10 | 14 | 0 | 0 | 0 | 0 | 0 | 0 | 0 | 0 | 0 | 0 | 0 | 0 | 0 | 0 | 0 | 0 | 0 | 0 | 0 | 0 | 0 | 0 | 0.2 | 0 |  | 0.2 | 0.2 | 0.2 | 0 |  | 0 | 0 | 0 | 0 | 0
1984-10-15 | 1984 | 10 | 15 | 0 | 0 | 0 | 0 | 0 | 0 | 0 | 0 | 0 | 0 | 0 | 0 | 0 | 0 | 0 | 0 | 0 | 0 | 0 | 0 | 0 | 0 | 0 | 0 |  | 0 | 0 | 0 | 0 |  | 0 | 0 | 0 | 0 | 0
1984-10-16 | 1984 | 10 | 16 | 0 | 0 | 0 | 0 | 0 | 0 | 0 | 0 | 0 | 0 | 0 | 0 | 0 | 0 | 0 | 0 | 0 | 0 | 0 | 0.2 | 0.1 | 0.2 | 0.1 | 0.2 |  | 0.8 | 0.8 | 0.8 | 0 |  | 0 | 0 | 0 | 0 | 0
1984-10-17 | 1984 | 10 | 17 | 0 | 0 | 0 | 0 | 0 | 0 | 0 | 0 | 0 | 0 | 0 | 0 | 0 | 0 | 0 | 0 | 0 | 0 | 0 | 0 | 0 | 0 | 0 | 0 |  | 0 | 0 | 0 | 0 |  | 0 | 0 | 0 | 0 | 0
1984-10-18 | 1984 | 10 | 18 | 0 | 0 | 0 | 0.1 | 0.2 | 0.1 | 0.1 | 0.2 | 0.1 | 0.1 | 0.2 | 0.1 | 0.1 | 0.2 | 0.1 | 0.1 | 0.2 | 0.1 | 0.1 | 0.2 | 0.1 | 0.1 | 0.2 | 0.1 |  | 2.8 | 2.8 | 2.8 | 8.8818e-16 |  | 0 | 0 | 0 | 0 | 0
1984-10-19 | 1984 | 10 | 19 | 0.2 | 0.2 | 0.3 | 0.2 | 0.2 | 0.2 | 0.2 | 0.2 | 0.3 | 0.2 | 0.2 | 0.2 | 0.2 | 0.2 | 0.3 | 0.2 | 0.2 | 0.2 | 0 | 0 | 0 | 0 | 0 | 0 |  | 3.9 | 3.9 | 3.9 | 8.8818e-16 |  | 0 | 0 | 0 | 0 | 0
1984-10-20 | 1984 | 10 | 20 | 0 | 0 | 0 | 0 | 0 | 0 | 0 | 0 | 0 | 0 | 0 | 0 | 0 | 0 | 0 | 0 | 0 | 0 | 0 | 0 | 0 | 0 | 0 | 0 |  | 0 | 0 | 0 | 0 |  | 0 | 0 | 0 | 0 | 0
1984-10-21 | 1984 | 10 | 21 | 0 | 0 | 0 | 0 | 0 | 0 | 0 | 0 | 0 | 0 | 0 | 0 | 0 | 0 | 0 | 0 | 0 | 0 | 0 | 0 | 0 | 0 | 0 | 0 |  | 0 | 0 | 0 | 0 |  | 0 | 0 | 0 | 0 | 0
1984-10-22 | 1984 | 10 | 22 | 0 | 0 | 0 | 0 | 0 | 0 | 0 | 0 | 0 | 0 | 0 | 0 | 0 | 0 | 0 | 0 | 0 | 0 | 0 | 0 | 0 | 0 | 0 | 0 |  | 0 | 0 | 0 | 0 |  | 0 | 0 | 0 | 0 | 0
1984-10-23 | 1984 | 10 | 23 | 0 | 0 | 0 | 0 | 0 | 0 | 0 | 0 | 0 | 0 | 0 | 0 | 0 | 0.2 | 0.4 | 0 | 0 | 0 | 0 | 0 | 0 | 0 | 0 | 0 |  | 0.6 | 0.6 | 0.6 | 1.1102e-16 |  | 0 | 0 | 0 | 0 | 0
1984-10-24 | 1984 | 10 | 24 | 0 | 0.1 | 0 | 0 | 0 | 0 | 0 | 0 | 0 | 0 | 0.1 | 0 | 0.1 | 0 | 0.1 | 0 | 0 | 0 | 0 | 0 | 0 | 0 | 0 | 0 |  | 0.4 | 0.4 | 0.4 | 0 |  | 0 | 0 | 0 | 0 | 0
1984-10-25 | 1984 | 10 | 25 | 0 | 0 | 0 | 0 | 0 | 0 | 0 | 0 | 0 | 0 | 0 | 0 | 0 | 0 | 0 | 0 | 0 | 0 | 0.5 | 0.6 | 0.5 | 0 | 0 | 0 |  | 1.6 | 1.6 | 1.6 | 0 |  | 0 | 0 | 0 | 0 | 0
1984-10-26 | 1984 | 10 | 26 | 0.1 | 0.2 | 0.1 | 0.2 | 0.1 | 0.2 | 0.1 | 0.1 | 0.2 | 0.1 | 0.2 | 0.1 | 0.1 | 0.2 | 0.1 | 0.2 | 0.1 | 0.1 | 0.2 | 0.1 | 0.2 | 0.1 | 0.2 | 0.1 |  | 3.4 | 3.4 | 3.4 | 1.7764e-15 |  | 0 | 0 | 0 | 0 | 0
1984-10-27 | 1984 | 10 | 27 | 0 | 0.1 | 0 | 0 | 0 | 0.1 | 0 | 0 | 0 | 0.1 | 0 | 0 | 0 | 0.1 | 0 | 0 | 0 | 0 | 0.1 | 0 | 0 | 0 | 0.1 | 0 |  | 0.6 | 0.6 | 0.6 | 0 |  | 0 | 0 | 0 | 0 | 0
1984-10-28 | 1984 | 10 | 28 | 0 | 0 | 0 | 0 | 0.1 | 0 | 0 | 0 | 0 | 0 | 0 | 0 | 0 | 0 | 0.1 | 0 | 0 | 0 | 0 | 0 | 0 | 0 | 0 | 0 |  | 0.2 | 0.2 | 0.2 | 0 |  | 0 | 0 | 0 | 0 | 0
1984-10-29 | 1984 | 10 | 29 | 0 | 0 | 0 | 0 | 0 | 0 | 0 | 0 | 0 | 0 | 0 | 0 | 0 | 0 | 0 | 0 | 0 | 0 | 0 | 0 | 0 | 0 | 0 | 0 |  | 0 | 0 | 0 | 0 |  | 0 | 0 | 0 | 0 | 0
1984-10-30 | 1984 | 10 | 30 | 0 | 0.1 | 0 | 0 | 0.1 | 0 | 0 | 0.1 | 0 | 0 | 0.1 | 0 | 0 | 0.1 | 0 | 0 | 0.1 | 0 | 0 | 0.1 | 0 | 0 | 0.1 | 0 |  | 0.8 | 0.8 | 0.8 | 1.1102e-16 |  | 0 | 0 | 0 | 0 | 0
1984-10-31 | 1984 | 10 | 31 | 0 | 0 | 0 | 0 | 0 | 0 | 0 | 0 | 0 | 0 | 0 | 0 | 0 | 0 | 0 | 0 | 0 | 0 | 0 | 0 | 0 | 0 | 0 | 0 |  | 0 | 0 | 0 | 0 |  | 0 | 0 | 0 | 0 | 0
1984-11-01 | 1984 | 11 | 1 | 0 | 0 | 0 | 0 | 0 | 0 | 0 | 0 | 0 | 0 | 0 | 0 | 0 | 0 | 0 | 0 | 0 | 0 | 0.1 | 0 | 0.1 | 0.1 | 0 | 0.1 |  | 0.4 | 0.4 | 0.4 | 0 |  | 0 | 0 | 0 | 0 | 0
1984-11-02 | 1984 | 11 | 2 | 0 | 0 | 0 | 0 | 0 | 0 | 0 | 0 | 0 | 0 | 0 | 0 | 0 | 0 | 0 | 0 | 0 | 0 | 0 | 0 | 0 | 0 | 0 | 0 |  | 0 | 0 | 0 | 0 |  | 0 | 0 | 0 | 0 | 0
1984-11-03 | 1984 | 11 | 3 | 0 | 0 | 0 | 0 | 0 | 0 | 0 | 0 | 0 | 0 | 0 | 0 | 0 | 0 | 0 | 0 | 0 | 0 | 0 | 0 | 0 | 0 | 0 | 0 |  | 0 | 0 | 0 | 0 |  | 0 | 0 | 0 | 0 | 0
1984-11-04 | 1984 | 11 | 4 | 0 | 0 | 0 | 0 | 0 | 0 | 0 | 0 | 0 | 0 | 0 | 0 | 0 | 0 | 0 | 0 | 0 | 0 | 0 | 0 | 0 | 0 | 0 | 0 |  | 0 | 0 | 0 | 0 |  | 0 | 0 | 0 | 0 | 0
1984-11-05 | 1984 | 11 | 5 | 0 | 0 | 0 | 0 | 0 | 0 | 0 | 0 | 0 | 0 | 0 | 0 | 0 | 0 | 0 | 0 | 0 | 0 | 0 | 0 | 0 | 0 | 0 | 0 |  | 0 | 0 | 0 | 0 |  | 0 | 0 | 0 | 0 | 0
1984-11-06 | 1984 | 11 | 6 | 0 | 0 | 0 | 0 | 0 | 0 | 0 | 0 | 0 | 0 | 0 | 0 | 0 | 0 | 0 | 0 | 0 | 0 | 0 | 0 | 0 | 0 | 0 | 0 |  | 0 | 0 | 0 | 0 |  | 0 | 0 | 0 | 0 | 0
1984-11-07 | 1984 | 11 | 7 | 0 | 0 | 0 | 0 | 0 | 0 | 0 | 0 | 0 | 0 | 0 | 0 | 0 | 0 | 0 | 0 | 0 | 0 | 0 | 0 | 0 | 0 | 0 | 0 |  | 0 | 0 | 0 | 0 |  | 0 | 0 | 0 | 0 | 0
1984-11-08 | 1984 | 11 | 8 | 0 | 0 | 0 | 0 | 0 | 0 | 0 | 0 | 0 | 0 | 0 | 0 | 0 | 0 | 0 | 0 | 0 | 0 | 0 | 0 | 0 | 0 | 0 | 0 |  | 0 | 0 | 0 | 0 |  | 0 | 0 | 0 | 0 | 0
1984-11-09 | 1984 | 11 | 9 | 0 | 0 | 0 | 0 | 0 | 0 | 0 | 0 | 0 | 0 | 0 | 0 | 0 | 0 | 0 | 0 | 0 | 0 | 0 | 0 | 0 | 0 | 0 | 0 |  | 0 | 0 | 0 | 0 |  | 0 | 0 | 0 | 0 | 0
1984-11-10 | 1984 | 11 | 10 | 0 | 0 | 0 | 0 | 0 | 0 | 0 | 0 | 0 | 0 | 0 | 0 | 0 | 0 | 0 | 0 | 0 | 0 | 0 | 0 | 0 | 0 | 0 | 0 |  | 0 | 0 | 0 | 0 |  | 0 | 0 | 0 | 0 | 0
1984-11-11 | 1984 | 11 | 11 | 0 | 0 | 0 | 0 | 0 | 0 | 0 | 0 | 0 | 0 | 0 | 0 | 0 | 0 | 0 | 0 | 0 | 0 | 0 | 0 | 0 | 0 | 0 | 0 |  | 0 | 0 | 0 | 0 |  | 0 | 0 | 0 | 0 | 0
1984-11-12 | 1984 | 11 | 12 | 0.1 | 0 | 0.1 | 0 | 0.1 | 0 | 0.1 | 0 | 0.1 | 0 | 0 | 0.1 | 0 | 0 | 0 | 0 | 0 | 0 | 0 | 0 | 0 | 0.1 | 0 | 0.1 |  | 0.8 | 0.8 | 0.8 | 1.1102e-16 |  | 0 | 0 | 0 | 0 | 0
1984-11-13 | 1984 | 11 | 13 | 0 | 0 | 0 | 0 | 0.1 | 0 | 0 | 0 | 0 | 0 | 0.1 | 0 | 0 | 0 | 0 | 0.1 | 0 | 0 | 0 | 0 | 0 | 0.1 | 0 | 0 |  | 0.4 | 0.4 | 0.4 | 0 |  | 0 | 0 | 0 | 0 | 0
1984-11-14 | 1984 | 11 | 14 | 0.3 | 0.3 | 0.3 | 0.3 | 0 | 0 | 0 | 0 | 0 | 0 | 0 | 0 | 0 | 0 | 0 | 0 | 0 | 0 | 0 | 0 | 0 | 0 | 0 | 0 |  | 1.2 | 1.2 | 1.2 | 0 |  | 0 | 0 | 0 | 0 | 0
1984-11-15 | 1984 | 11 | 15 | 0 | 0 | 0 | 0 | 0 | 0 | 0 | 0 | 0 | 0 | 0 | 0 | 0 | 0 | 0 | 0 | 0 | 0 | 0 | 0 | 0 | 0 | 0 | 0 |  | 0 | 0 | 0 | 0 |  | 0 | 0 | 0 | 0 | 0
1984-11-16 | 1984 | 11 | 16 | 0 | 0 | 0 | 0 | 0 | 0 | 0 | 0 | 0 | 0 | 0 | 0 | 0 | 0 | 0 | 0 | 0 | 0 | 0 | 0 | 0 | 0 | 0 | 0 |  | 0 | 0 | 0 | 0 |  | 0 | 0 | 0 | 0 | 0
1984-11-17 | 1984 | 11 | 17 | 0 | 0 | 0 | 0 | 0 | 0 | 0 | 0 | 0 | 0 | 0 | 0 | 0 | 0 | 0 | 0 | 0 | 0 | 0 | 0 | 0 | 0 | 0 | 0 |  | 0 | 0 | 0 | 0 |  | 0 | 0 | 0 | 0 | 0
1984-11-18 | 1984 | 11 | 18 | 0 | 0 | 0 | 0 | 0 | 0 | 0 | 0 | 0 | 0 | 0 | 0 | 0 | 0 | 0 | 0 | 0 | 0 | 0 | 0 | 0 | 0 | 0 | 0 |  | 0 | 0 | 0 | 0 |  | 0 | 0 | 0 | 0 | 0
1984-11-19 | 1984 | 11 | 19 | 0 | 0 | 0 | 0 | 0 | 0 | 0 | 0 | 0 | 0 | 0 | 0 | 0 | 0 | 0 | 0 | 0 | 0 | 0 | 0 | 0 | 0 | 0 | 0 |  | 0 | 0 | 0 | 0 |  | 0 | 0 | 0 | 0 | 0
1984-11-20 | 1984 | 11 | 20 | 0 | 0 | 0 | 0 | 0 | 0 | 0 | 0 | 0 | 0 | 0 | 0 | 0 | 0 | 0 | 0 | 0 | 0 | 0 | 0 | 0 | 0 | 0 | 0 |  | 0 | 0 | 0 | 0 |  | 0 | 0 | 0 | 0 | 0
1984-11-21 | 1984 | 11 | 21 | 0.1 | 0 | 0.1 | 0.1 | 0 | 0.1 | 0.1 | 0 | 0.1 | 0.1 | 0 | 0.1 | 0 | 0 | 0 | 0 | 0 | 0 | 0 | 0 | 0 | 0 | 0 | 0 |  | 0.8 | 0.8 | 0.8 | 1.1102e-16 |  | 0 | 0 | 0 | 0 | 0
1984-11-22 | 1984 | 11 | 22 | 0 | 0 | 0 | 0 | 0 | 0 | 0 | 0 | 0 | 0 | 0 | 0 | 0 | 0 | 0 | 0 | 0 | 0 | 0 | 0 | 0 | 0 | 0 | 0 |  | 0 | 0 | 0 | 0 |  | 0 | 0 | 0 | 0 | 0
1984-11-23 | 1984 | 11 | 23 | 0 | 0 | 0 | 0 | 0 | 0 | 0 | 0 | 0 | 0 | 0 | 0 | 0 | 0 | 0 | 0 | 0 | 0 | 0 | 0 | 0 | 0 | 0 | 0 |  | 0 | 0 | 0 | 0 |  | 0 | 0 | 0 | 0 | 0
1984-11-24 | 1984 | 11 | 24 | 0 | 0 | 0 | 0 | 0.1 | 0 | 0.1 | 0 | 0 | 0 | 0 | 0 | 0 | 0 | 0 | 0 | 0 | 0 | 0 | 0.1 | 0 | 0 | 0 | 0 |  | 0.3 | 0.3 | 0.3 | 5.5511e-17 |  | 0 | 0 | 0 | 0 | 0
1984-11-25 | 1984 | 11 | 25 | 0 | 0 | 0 | 0 | 0 | 0 | 0 | 0 | 0 | 0 | 0 | 0 | 0 | 0 | 0 | 0 | 0 | 0 | 0 | 0 | 0 | 0 | 0 | 0 |  | 0 | 0 | 0 | 0 |  | 0 | 0 | 0 | 0 | 0
1984-11-26 | 1984 | 11 | 26 | 0 | 0 | 0 | 0 | 0 | 0 | 0 | 0 | 0 | 0 | 0 | 0 | 0 | 0 | 0 | 0 | 0 | 0 | 0 | 0 | 0 | 0 | 0 | 0 |  | 0 | 0 | 0 | 0 |  | 0 | 0 | 0 | 0 | 0
1984-11-27 | 1984 | 11 | 27 | 0 | 0 | 0 | 0 | 0 | 0 | 0 | 0 | 0 | 0 | 0 | 0 | 0 | 0 | 0 | 0 | 0 | 0 | 0 | 0 | 0 | 0 | 0 | 0 |  | 0 | 0 | 0 | 0 |  | 0 | 0 | 0 | 0 | 0
1984-11-28 | 1984 | 11 | 28 | 0 | 0 | 0 | 0 | 0 | 0 | 0 | 0 | 0 | 0 | 0 | 0 | 0 | 0 | 0 | 0 | 0 | 0 | 0 | 0 | 0 | 0 | 0 | 0 |  | 0 | 0 | 0 | 0 |  | 0 | 0 | 0 | 0 | 0
1984-11-29 | 1984 | 11 | 29 | 0 | 0 | 0 | 0 | 0 | 0 | 0 | 0.1 | 0 | 0 | 0 | 0.1 | 0 | 0 | 0 | 0 | 0 | 0.1 | 0 | 0 | 0 | 0.1 | 0 | 0 |  | 0.4 | 0.4 | 0.4 | 0 |  | 0 | 0 | 0 | 0 | 0
1984-11-30 | 1984 | 11 | 30 | 0.1 | 0 | 0 | 0 | 0 | 0 | 0.1 | 0 | 0.1 | 0 | 0.1 | 0 | 0.1 | 0 | 0 | 0.1 | 0.1 | 0 | 0.1 | 0 | 0.1 | 0 | 0.1 | 0 |  | 1 | 1 | 1 | 1.1102e-16 |  | 0 | 0 | 0 | 0 | 0
1984-12-01 | 1984 | 12 | 1 | 0 | 0 | 0 | 0 | 0 | 0 | 0 | 0 | 0 | 0 | 0 | 0 | 0 | 0 | 0 | 0 | 0 | 0 | 0 | 0 | 0 | 0 | 0 | 0 |  | 0 | 0 | 0 | 0 |  | 0 | 0 | 0 | 0 | 0
1984-12-02 | 1984 | 12 | 2 | 0 | 0 | 0 | 0 | 0 | 0 | 0 | 0 | 0 | 0 | 0 | 0 | 0 | 0 | 0 | 0 | 0 | 0 | 0 | 0 | 0 | 0 | 0 | 0 |  | 0 | 0 | 0 | 0 |  | 0 | 0 | 0 | 0 | 0
1984-12-03 | 1984 | 12 | 3 | 0 | 0 | 0 | 0 | 0 | 0 | 0 | 0 | 0 | 0 | 0 | 0 | 0 | 0 | 0 | 0 | 0 | 0 | 0 | 0 | 0 | 0 | 0 | 0 |  | 0 | 0 | 0 | 0 |  | 0 | 0 | 0 | 0 | 0
1984-12-04 | 1984 | 12 | 4 | 0 | 0 | 0 | 0 | 0 | 0 | 0 | 0 | 0 | 0 | 0 | 0 | 0 | 0 | 0 | 0 | 0 | 0 | 0 | 0 | 0 | 0 | 0 | 0 |  | 0 | 0 | 0 | 0 |  | 0 | 0 | 0 | 0 | 0
1984-12-05 | 1984 | 12 | 5 | 0 | 0 | 0 | 0 | 0 | 0 | 0 | 0 | 0 | 0 | 0 | 0 | 0 | 0 | 0 | 0 | 0 | 0 | 0 | 0 | 0 | 0 | 0 | 0 |  | 0 | 0 | 0 | 0 |  | 0 | 0 | 0 | 0 | 0
1984-12-06 | 1984 | 12 | 6 | 0 | 0 | 0 | 0 | 0 | 0 | 0 | 0 | 0 | 0 | 0 | 0 | 0 | 0 | 0 | 0 | 0 | 0 | 0 | 0 | 0 | 0 | 0 | 0 |  | 0 | 0 | 0 | 0 |  | 0 | 0 | 0 | 0 | 0
1984-12-07 | 1984 | 12 | 7 | 0 | 0 | 0 | 0 | 0 | 0 | 0 | 0 | 0 | 0 | 0 | 0 | 0 | 0 | 0 | 0 | 0 | 0 | 0 | 0 | 0 | 0 | 0 | 0 |  | 0 | 0 | 0 | 0 |  | 0 | 0 | 0 | 0 | 0
1984-12-08 | 1984 | 12 | 8 | 0 | 0 | 0 | 0 | 0 | 0 | 0 | 0 | 0 | 0 | 0 | 0 | 0 | 0 | 0 | 0 | 0 | 0 | 0 | 0 | 0 | 0 | 0 | 0 |  | 0 | 0 | 0 | 0 |  | 0 | 0 | 0 | 0 | 0
1984-12-09 | 1984 | 12 | 9 | 0 | 0 | 0 | 0 | 0 | 0 | 0 | 0 | 0 | 0 | 0 | 0 | 0 | 0 | 0 | 0 | 0 | 0 | 0 | 0 | 0 | 0 | 0 | 0 |  | 0 | 0 | 0 | 0 |  | 0 | 0 | 0 | 0 | 0
1984-12-10 | 1984 | 12 | 10 | 0 | 0 | 0 | 0 | 0 | 0 | 0 | 0 | 0 | 0 | 0 | 0 | 0.1 | 0.1 | 0.2 | 0.1 | 0.1 | 0.1 | 0.1 | 0.1 | 0.1 | 0.1 | 0.1 | 0 |  | 1.2 | 1.2 | 1.2 | 0 |  | 0 | 0 | 0 | 0 | 0
1984-12-11 | 1984 | 12 | 11 | 0 | 0 | 0 | 0 | 0 | 0 | 0 | 0 | 0 | 0 | 0 | 0 | 0 | 0 | 0 | 0 | 0 | 0 | 0 | 0 | 0 | 0 | 0 | 0 |  | 0 | 0 | 0 | 0 |  | 0 | 0 | 0 | 0 | 0
1984-12-12 | 1984 | 12 | 12 | 0 | 0 | 0 | 0 | 0 | 0 | 0 | 0 | 0 | 0 | 0 | 0 | 0 | 0 | 0 | 0 | 0 | 0 | 0 | 0 | 0 | 0 | 0 | 0 |  | 0 | 0 | 0 | 0 |  | 0 | 0 | 0 | 0 | 0
1984-12-13 | 1984 | 12 | 13 | 0 | 0 | 0 | 0 | 0 | 0 | 0 | 0 | 0 | 0 | 0 | 0 | 0 | 0 | 0 | 0 | 0 | 0 | 0 | 0 | 0 | 0 | 0 | 0 |  | 0 | 0 | 0 | 0 |  | 0 | 0 | 0 | 0 | 0
1984-12-14 | 1984 | 12 | 14 | 0 | 0 | 0 | 0 | 0 | 0 | 0 | 0 | 0 | 0 | 0 | 0 | 0 | 0 | 0 | 0 | 0 | 0 | 0 | 0 | 0 | 0 | 0 | 0 |  | 0 | 0 | 0 | 0 |  | 0 | 0 | 0 | 0 | 0
1984-12-15 | 1984 | 12 | 15 | 0 | 0 | 0.1 | 0 | 0 | 0 | 0.1 | 0 | 0 | 0 | 0.1 | 0 | 0 | 0 | 0 | 0 | 0 | 0 | 0 | 0 | 0 | 0 | 0 | 0 |  | 0.3 | 0.3 | 0.3 | 5.5511e-17 |  | 0 | 0 | 0 | 0 | 0
1984-12-16 | 1984 | 12 | 16 | 0 | 0 | 0 | 0 | 0 | 0 | 0 | 0 | 0 | 0 | 0 | 0 | 0 | 0 | 0 | 0 | 0 | 0 | 0 | 0 | 0 | 0 | 0 | 0 |  | 0 | 0 | 0 | 0 |  | 0 | 0 | 0 | 0 | 0
1984-12-17 | 1984 | 12 | 17 | 0 | 0 | 0 | 0 | 0 | 0 | 0 | 0 | 0 | 0 | 0 | 0 | 0 | 0 | 0 | 0 | 0 | 0 | 0 | 0 | 0 | 0 | 0 | 0 |  | 0 | 0 | 0 | 0 |  | 0 | 0 | 0 | 0 | 0
1984-12-18 | 1984 | 12 | 18 | 0 | 0 | 0 | 0 | 0 | 0 | 0 | 0 | 0 | 0 | 0 | 0 | 0 | 0 | 0 | 0 | 0 | 0 | 0 | 0 | 0 | 0 | 0 | 0 |  | 0 | 0 | 0 | 0 |  | 0 | 0 | 0 | 0 | 0
1984-12-19 | 1984 | 12 | 19 | 0 | 0 | 0 | 0 | 0 | 0 | 0 | 0 | 0 | 0 | 0 | 0 | 0 | 0 | 0 | 0 | 0 | 0 | 0 | 0 | 0 | 0 | 0 | 0 |  | 0 | 0 | 0 | 0 |  | 0 | 0 | 0 | 0 | 0
1984-12-20 | 1984 | 12 | 20 | 0 | 0 | 0 | 0 | 0 | 0 | 0 | 0 | 0 | 0 | 0 | 0 | 0 | 0 | 0 | 0 | 0 | 0 | 0 | 0 | 0 | 0 | 0 | 0 |  | 0 | 0 | 0 | 0 |  | 0 | 0 | 0 | 0 | 0
1984-12-21 | 1984 | 12 | 21 | 0 | 0 | 0 | 0 | 0 | 0 | 0 | 0 | 0 | 0 | 0 | 0 | 0 | 0 | 0 | 0 | 0 | 0 | 0 | 0 | 0 | 0 | 0 | 0 |  | 0 | 0 | 0 | 0 |  | 0 | 0 | 0 | 0 | 0
1984-12-22 | 1984 | 12 | 22 | 0 | 0 | 0 | 0 | 0 | 0 | 0 | 0 | 0 | 0 | 0 | 0 | 0 | 0 | 0 | 0.1 | 0 | 0 | 0 | 0 | 0 | 0.1 | 0 | 0 |  | 0.2 | 0.2 | 0.2 | 0 |  | 0 | 0 | 0 | 0 | 0
1984-12-23 | 1984 | 12 | 23 | 0.1 | 0.1 | 0 | 0.1 | 0.1 | 0.1 | 0 | 0.1 | 0.1 | 0.1 | 0 | 0.1 | 0.1 | 0 | 0 | 0 | 0 | 0 | 0 | 0 | 0 | 0 | 0 | 0 |  | 1 | 1 | 1 | 1.1102e-16 |  | 0 | 0 | 0 | 0 | 0
1984-12-24 | 1984 | 12 | 24 | 0 | 0 | 0 | 0 | 0 | 0 | 0 | 0 | 0 | 0 | 0 | 0 | 0 | 0 | 0 | 0 | 0 | 0 | 0 | 0 | 0 | 0 | 0 | 0 |  | 0 | 0 | 0 | 0 |  | 0 | 0 | 0 | 0 | 0
1984-12-25 | 1984 | 12 | 25 | 0 | 0 | 0 | 0.1 | 0 | 0 | 0.1 | 0 | 0.1 | 0 | 0 | 0.1 | 0 | 0 | 0.1 | 0 | 0 | 0.1 | 0 | 0.1 | 0 | 0 | 0.1 | 0 |  | 0.8 | 0.8 | 0.8 | 1.1102e-16 |  | 0 | 0 | 0 | 0 | 0
1984-12-26 | 1984 | 12 | 26 | 0.1 | 0 | 0.1 | 0 | 0.1 | 0 | 0.1 | 0 | 0 | 0 | 0 | 0 | 0 | 0 | 0 | 0 | 0 | 0 | 0 | 0 | 0 | 0 | 0 | 0 |  | 0.4 | 0.4 | 0.4 | 0 |  | 0 | 0 | 0 | 0 | 0
1984-12-27 | 1984 | 12 | 27 | 0.1 | 0.1 | 0.2 | 0.1 | 0.1 | 0.1 | 0.2 | 0.1 | 0.1 | 0 | 0.1 | 0.1 | 0.2 | 0.1 | 0.1 | 0.1 | 0.1 | 0.2 | 0.1 | 0.1 | 0.1 | 0.2 | 0.1 | 0.1 |  | 2.8 | 2.8 | 2.8 | 1.3323e-15 |  | 0 | 0 | 0 | 0 | 0
1984-12-28 | 1984 | 12 | 28 | 0 | 0.1 | 0 | 0 | 0.1 | 0 | 0 | 0.1 | 0 | 0 | 0 | 0 | 0.1 | 0 | 0 | 0 | 0 | 0 | 0 | 0.1 | 0 | 0 | 0.1 | 0 |  | 0.6 | 0.6 | 0.6 | 0 |  | 0 | 0 | 0 | 0 | 0
1984-12-29 | 1984 | 12 | 29 | 0 | 0 | 0 | 0 | 0 | 0 | 0 | 0 | 0 | 0 | 0 | 0 | 0 | 0 | 0 | 0 | 0 | 0 | 0 | 0 | 0 | 0 | 0 | 0 |  | 0 | 0 | 0 | 0 |  | 0 | 0 | 0 | 0 | 0
1984-12-30 | 1984 | 12 | 30 | 0 | 0 | 0 | 0 | 0 | 0 | 0 | 0 | 0 | 0 | 0 | 0 | 0 | 0 | 0 | 0 | 0 | 0 | 0 | 0 | 0 | 0 | 0 | 0 |  | 0 | 0 | 0 | 0 |  | 0 | 0 | 0 | 0 | 0
1984-12-31 | 1984 | 12 | 31 | 0 | 0 | 0 | 0 | 0 | 0 | 0 | 0 | 0 | 0 | 0 | 0 | 0 | 0 | 0 | 0 | 0 | 0 | 0 | 0 | 0 | 0 | 0 | 0 |  | 0 | 0 | 0 | 0 |  | 0 | 0 | 0 | 0 | 0
1985-01-01 | 1985 | 1 | 1 | 0 | 0 | 0 | 0 | 0 | 0 | 0 | 0 | 0 | 0 | 0 | 0 | 0 | 0 | 0 | 0 | 0 | 0 | 0 | 0 | 0 | 0 | 0 | 0 |  | 0 | 0 | 0 | 0 |  | 0 | 0 | 0 | 0 | 0
1985-01-02 | 1985 | 1 | 2 | 0 | 0 | 0 | 0 | 0 | 0 | 0 | 0 | 0 | 0 | 0 | 0 | 0 | 0 | 0 | 0 | 0 | 0 | 0 | 0 | 0 | 0 | 0 | 0 |  | 0 | 0 | 0 | 0 |  | 0 | 0 | 0 | 0 | 0
1985-01-03 | 1985 | 1 | 3 | 0 | 0 | 0 | 0 | 0 | 0 | 0 | 0 | 0 | 0 | 0 | 0 | 0 | 0 | 0 | 0 | 0 | 0 | 0 | 0 | 0 | 0 | 0 | 0 |  | 0 | 0 | 0 | 0 |  | 0 | 0 | 0 | 0 | 0
1985-01-04 | 1985 | 1 | 4 | 0 | 0 | 0 | 0 | 0 | 0 | 0 | 0 | 0 | 0 | 0 | 0 | 0 | 0 | 0 | 0 | 0 | 0 | 0 | 0 | 0 | 0 | 0 | 0 |  | 0 | 0 | 0 | 0 |  | 0 | 0 | 0 | 0 | 0
1985-01-05 | 1985 | 1 | 5 | 0 | 0 | 0 | 0 | 0 | 0 | 0 | 0 | 0 | 0 | 0 | 0 | 0 | 0 | 0 | 0 | 0 | 0 | 0 | 0 | 0 | 0 | 0 | 0 |  | 0 | 0 | 0 | 0 |  | 0 | 0 | 0 | 0 | 0
1985-01-06 | 1985 | 1 | 6 | 0 | 0 | 0 | 0 | 0 | 0 | 0 | 0 | 0 | 0 | 0 | 0 | 0 | 0 | 0 | 0 | 0 | 0 | 0 | 0 | 0 | 0 | 0 | 0 |  | 0 | 0 | 0 | 0 |  | 0 | 0 | 0 | 0 | 0
1985-01-07 | 1985 | 1 | 7 | 0 | 0 | 0 | 0 | 0 | 0 | 0 | 0 | 0 | 0 | 0 | 0 | 0 | 0 | 0 | 0 | 0 | 0 | 0 | 0 | 0 | 0 | 0 | 0 |  | 0 | 0 | 0 | 0 |  | 0 | 0 | 0 | 0 | 0
1985-01-08 | 1985 | 1 | 8 | 0 | 0 | 0 | 0 | 0 | 0 | 0 | 0 | 0 | 0 | 0 | 0 | 0 | 0 | 0 | 0 | 0 | 0 | 0 | 0 | 0 | 0 | 0 | 0 |  | 0 | 0 | 0 | 0 |  | 0 | 0 | 0 | 0 | 0
1985-01-09 | 1985 | 1 | 9 | 0 | 0 | 0 | 0 | 0 | 0 | 0 | 0 | 0 | 0 | 0 | 0 | 0 | 0 | 0 | 0 | 0 | 0 | 0 | 0 | 0 | 0 | 0 | 0 |  | 0 | 0 | 0 | 0 |  | 0 | 0 | 0 | 0 | 0
1985-01-10 | 1985 | 1 | 10 | 0 | 0 | 0 | 0 | 0 | 0.1 | 0 | 0 | 0 | 0 | 0 | 0 | 0 | 0 | 0 | 0.1 | 0 | 0 | 0 | 0 | 0 | 0 | 0 | 0 |  | 0.2 | 0.2 | 0.2 | 0 |  | 0 | 0 | 0 | 0 | 0
1985-01-11 | 1985 | 1 | 11 | 0 | 0 | 0 | 0 | 0 | 0 | 0 | 0 | 0 | 0 | 0 | 0 | 0 | 0 | 0 | 0 | 0 | 0 | 0 | 0 | 0 | 0 | 0 | 0 |  | 0 | 0 | 0 | 0 |  | 0 | 0 | 0 | 0 | 0
1985-01-12 | 1985 | 1 | 12 | 0 | 0 | 0 | 0 | 0 | 0 | 0 | 0 | 0 | 0 | 0 | 0 | 0 | 0 | 0 | 0 | 0 | 0 | 0 | 0 | 0 | 0 | 0 | 0 |  | 0 | 0 | 0 | 0 |  | 0 | 0 | 0 | 0 | 0
1985-01-13 | 1985 | 1 | 13 | 0 | 0 | 0 | 0 | 0 | 0 | 0 | 0 | 0 | 0 | 0 | 0 | 0 | 0 | 0 | 0 | 0 | 0 | 0 | 0 | 0 | 0 | 0 | 0 |  | 0 | 0 | 0 | 0 |  | 0 | 0 | 0 | 0 | 0
1985-01-14 | 1985 | 1 | 14 | 0 | 0 | 0 | 0 | 0 | 0 | 0 | 0 | 0 | 0 | 0 | 0 | 0 | 0 | 0 | 0 | 0 | 0 | 0 | 0 | 0 | 0 | 0 | 0 |  | 0 | 0 | 0 | 0 |  | 0 | 0 | 0 | 0 | 0
1985-01-15 | 1985 | 1 | 15 | 0 | 0 | 0 | 0 | 0 | 0 | 0 | 0 | 0 | 0 | 0 | 0 | 0 | 0 | 0 | 0 | 0 | 0 | 0 | 0 | 0 | 0 | 0 | 0 |  | 0 | 0 | 0 | 0 |  | 0 | 0 | 0 | 0 | 0
1985-01-16 | 1985 | 1 | 16 | 0 | 0 | 0 | 0 | 0 | 0 | 0 | 0 | 0 | 0 | 0 | 0 | 0 | 0 | 0 | 0 | 0 | 0 | 0 | 0 | 0 | 0 | 0 | 0 |  | 0 | 0 | 0 | 0 |  | 0 | 0 | 0 | 0 | 0
1985-01-17 | 1985 | 1 | 17 | 0 | 0 | 0 | 0 | 0 | 0 | 0 | 0 | 0 | 0 | 0 | 0 | 0 | 0 | 0 | 0 | 0 | 0 | 0 | 0 | 0 | 0 | 0 | 0 |  | 0 | 0 | 0 | 0 |  | 0 | 0 | 0 | 0 | 0
1985-01-18 | 1985 | 1 | 18 | 0 | 0 | 0 | 0 | 0 | 0 | 0 | 0 | 0 | 0 | 0 | 0 | 0 | 0 | 0 | 0 | 0 | 0 | 0 | 0 | 0 | 0 | 0 | 0 |  | 0 | 0 | 0 | 0 |  | 0 | 0 | 0 | 0 | 0
1985-01-19 | 1985 | 1 | 19 | 0.1 | 0.1 | 0.1 | 0.1 | 0.1 | 0.1 | 0.1 | 0.1 | 0.1 | 0.1 | 0.1 | 0.2 | 0.1 | 0.1 | 0 | 0.1 | 0.1 | 0.1 | 0.1 | 0.1 | 0.1 | 0.1 | 0.1 | 0.1 |  | 2.4 | 2.4 | 2.4 | 8.8818e-16 |  | 0 | 0 | 0 | 0 | 0
1985-01-20 | 1985 | 1 | 20 | 0 | 0 | 0.1 | 0 | 0 | 0 | 0 | 0 | 0.1 | 0 | 0 | 0 | 0 | 0.1 | 0 | 0 | 0 | 0 | 0 | 0 | 0 | 0.1 | 0 | 0 |  | 0.4 | 0.4 | 0.4 | 0 |  | 0 | 0 | 0 | 0 | 0
1985-01-21 | 1985 | 1 | 21 | 0 | 0 | 0 | 0 | 0 | 0 | 0 | 0 | 0 | 0 | 0 | 0 | 0 | 0 | 0 | 0 | 0 | 0 | 0 | 0 | 0 | 0 | 0 | 0 |  | 0 | 0 | 0 | 0 |  | 0 | 0 | 0 | 0 | 0
1985-01-22 | 1985 | 1 | 22 | 0 | 0 | 0 | 0 | 0 | 0 | 0 | 0 | 0 | 0 | 0 | 0 | 0 | 0 | 0 | 0 | 0 | 0 | 0 | 0 | 0 | 0 | 0 | 0 |  | 0 | 0 | 0 | 0 |  | 0 | 0 | 0 | 0 | 0
1985-01-23 | 1985 | 1 | 23 | 0 | 0 | 0 | 0 | 0 | 0 | 0 | 0 | 0 | 0 | 0 | 0 | 0 | 0 | 0 | 0 | 0 | 0 | 0 | 0 | 0 | 0 | 0 | 0 |  | 0 | 0 | 0 | 0 |  | 0 | 0 | 0 | 0 | 0
1985-01-24 | 1985 | 1 | 24 | 0 | 0 | 0 | 0 | 0 | 0 | 0 | 0 | 0 | 0 | 0 | 0 | 0 | 0 | 0 | 0 | 0 | 0 | 0 | 0 | 0 | 0 | 0 | 0 |  | 0 | 0 | 0 | 0 |  | 0 | 0 | 0 | 0 | 0
1985-01-25 | 1985 | 1 | 25 | 0 | 0 | 0 | 0 | 0 | 0 | 0 | 0 | 0 | 0 | 0 | 0 | 0 | 0 | 0 | 0 | 0 | 0 | 0 | 0 | 0 | 0 | 0 | 0 |  | 0 | 0 | 0 | 0 |  | 0 | 0 | 0 | 0 | 0
1985-01-26 | 1985 | 1 | 26 | 0 | 0 | 0 | 0 | 0 | 0 | 0 | 0 | 0 | 0 | 0 | 0 | 0 | 0 | 0 | 0 | 0 | 0 | 0 | 0 | 0 | 0 | 0 | 0 |  | 0 | 0 | 0 | 0 |  | 0 | 0 | 0 | 0 | 0
1985-01-27 | 1985 | 1 | 27 | 0 | 0 | 0 | 0 | 0 | 0 | 0 | 0 | 0 | 0 | 0 | 0 | 0 | 0 | 0 | 0 | 0 | 0 | 0 | 0 | 0 | 0 | 0 | 0 |  | 0 | 0 | 0 | 0 |  | 0 | 0 | 0 | 0 | 0
1985-01-28 | 1985 | 1 | 28 | 0.1 | 0 | 0.1 | 0 | 0 | 0 | 0 | 0 | 0 | 0 | 0 | 0 | 0 | 0 | 0 | 0 | 0 | 0 | 0.1 | 0 | 0.1 | 0 | 0 | 0 |  | 0.4 | 0.4 | 0.4 | 0 |  | 0 | 0 | 0 | 0 | 0
1985-01-29 | 1985 | 1 | 29 | 0 | 0 | 0 | 0 | 0 | 0 | 0 | 0 | 0 | 0 | 0 | 0 | 0 | 0 | 0 | 0 | 0 | 0 | 0 | 0 | 0 | 0 | 0 | 0 |  | 0 | 0 | 0 | 0 |  | 0 | 0 | 0 | 0 | 0
1985-01-30 | 1985 | 1 | 30 | 0 | 0 | 0 | 0 | 0 | 0 | 0 | 0 | 0 | 0 | 0 | 0 | 0 | 0 | 0 | 0 | 0 | 0 | 0 | 0 | 0 | 0 | 0 | 0 |  | 0 | 0 | 0 | 0 |  | 0 | 0 | 0 | 0 | 0
1985-01-31 | 1985 | 1 | 31 | 0 | 0 | 0 | 0 | 0 | 0 | 0 | 0 | 0 | 0 | 0 | 0 | 0 | 0 | 0 | 0 | 0 | 0 | 0 | 0 | 0 | 0 | 0 | 0 |  | 0 | 0 | 0 | 0 |  | 0 | 0 | 0 | 0 | 0
1985-02-01 | 1985 | 2 | 1 | 0 | 0 | 0 | 0 | 0 | 0 | 0 | 0 | 0 | 0 | 0 | 0 | 0 | 0 | 0 | 0 | 0 | 0 | 0 | 0 | 0 | 0 | 0 | 0 |  | 0 | 0 | 0 | 0 |  | 0 | 0 | 0 | 0 | 0
1985-02-02 | 1985 | 2 | 2 | 0 | 0 | 0 | 0 | 0 | 0 | 0 | 0 | 0 | 0 | 0 | 0 | 0 | 0 | 0 | 0 | 0 | 0 | 0 | 0 | 0 | 0 | 0 | 0 |  | 0 | 0 | 0 | 0 |  | 0 | 0 | 0 | 0 | 0
1985-02-03 | 1985 | 2 | 3 | 0 | 0 | 0 | 0 | 0 | 0 | 0 | 0 | 0 | 0 | 0 | 0 | 0 | 0 | 0 | 0 | 0 | 0 | 0 | 0 | 0 | 0 | 0 | 0 |  | 0 | 0 | 0 | 0 |  | 0 | 0 | 0 | 0 | 0
1985-02-04 | 1985 | 2 | 4 | 0 | 0 | 0 | 0 | 0 | 0 | 0 | 0 | 0 | 0 | 0 | 0 | 0 | 0 | 0 | 0 | 0 | 0 | 0 | 0 | 0 | 0 | 0 | 0 |  | 0 | 0 | 0 | 0 |  | 0 | 0 | 0 | 0 | 0
1985-02-05 | 1985 | 2 | 5 | 0 | 0.1 | 0 | 0 | 0 | 0.1 | 0 | 0 | 0 | 0.1 | 0 | 0 | 0.1 | 0 | 0 | 0 | 0 | 0.1 | 0 | 0 | 0 | 0 | 0.1 | 0 |  | 0.6 | 0.6 | 0.6 | 0 |  | 0 | 0 | 0 | 0 | 0
1985-02-06 | 1985 | 2 | 6 | 0 | 0 | 0 | 0 | 0 | 0 | 0 | 0 | 0 | 0 | 0 | 0 | 0 | 0 | 0 | 0 | 0 | 0 | 0 | 0 | 0 | 0 | 0 | 0 |  | 0 | 0 | 0 | 0 |  | 0 | 0 | 0 | 0 | 0
1985-02-07 | 1985 | 2 | 7 | 0.2 | 0.1 | 0.2 | 0.2 | 0.2 | 0.1 | 0.2 | 0.2 | 0.1 | 0.2 | 0.2 | 0.2 | 0.1 | 0.2 | 0.2 | 0.1 | 0.2 | 0.2 | 0.1 | 0.2 | 0.2 | 0.2 | 0.1 | 0.2 |  | 4.1 | 4.1 | 4.1 | 1.7764e-15 |  | 0 | 0 | 0 | 0 | 0
1985-02-08 | 1985 | 2 | 8 | 0.1 | 0.1 | 0.1 | 0.1 | 0.1 | 0.1 | 0.1 | 0.1 | 0.1 | 0.1 | 0.1 | 0 | 0.1 | 0.1 | 0.1 | 0 | 0 | 0 | 0 | 0 | 0 | 0 | 0 | 0 |  | 1.4 | 1.4 | 1.4 | 2.2204e-16 |  | 0 | 0 | 0 | 0 | 0
1985-02-09 | 1985 | 2 | 9 | 0 | 0 | 0 | 0 | 0 | 0 | 0 | 0 | 0 | 0 | 0 | 0 | 0 | 0 | 0 | 0 | 0 | 0 | 0 | 0 | 0 | 0 | 0 | 0 |  | 0 | 0 | 0 | 0 |  | 0 | 0 | 0 | 0 | 0
1985-02-10 | 1985 | 2 | 10 | 0 | 0 | 0 | 0 | 0 | 0 | 0 | 0 | 0 | 0 | 0 | 0 | 0 | 0 | 0 | 0 | 0 | 0 | 0 | 0 | 0 | 0 | 0 | 0 |  | 0 | 0 | 0 | 0 |  | 0 | 0 | 0 | 0 | 0
1985-02-11 | 1985 | 2 | 11 | 0 | 0 | 0 | 0 | 0 | 0 | 0 | 0 | 0 | 0 | 0 | 0 | 0 | 0 | 0 | 0 | 0 | 0 | 0 | 0 | 0 | 0 | 0 | 0 |  | 0 | 0 | 0 | 0 |  | 0 | 0 | 0 | 0 | 0
1985-02-12 | 1985 | 2 | 12 | 0 | 0 | 0 | 0 | 0 | 0 | 0 | 0 | 0 | 0 | 0 | 0 | 0 | 0 | 0 | 0 | 0 | 0 | 0 | 0 | 0 | 0 | 0 | 0 |  | 0 | 0 | 0 | 0 |  | 0 | 0 | 0 | 0 | 0
1985-02-13 | 1985 | 2 | 13 | 0 | 0 | 0 | 0 | 0 | 0 | 0 | 0 | 0 | 0 | 0 | 0 | 0 | 0 | 0 | 0 | 0 | 0 | 0 | 0 | 0 | 0 | 0 | 0 |  | 0 | 0 | 0 | 0 |  | 0 | 0 | 0 | 0 | 0
1985-02-14 | 1985 | 2 | 14 | 0 | 0 | 0 | 0 | 0 | 0 | 0 | 0 | 0 | 0 | 0 | 0 | 0 | 0 | 0 | 0 | 0 | 0 | 0 | 0 | 0 | 0 | 0 | 0 |  | 0 | 0 | 0 | 0 |  | 0 | 0 | 0 | 0 | 0
1985-02-15 | 1985 | 2 | 15 | 0 | 0 | 0 | 0 | 0 | 0 | 0 | 0 | 0 | 0 | 0 | 0 | 0 | 0 | 0 | 0 | 0 | 0 | 0 | 0 | 0 | 0 | 0 | 0 |  | 0 | 0 | 0 | 0 |  | 0 | 0 | 0 | 0 | 0
1985-02-16 | 1985 | 2 | 16 | 0 | 0 | 0 | 0 | 0 | 0 | 0 | 0 | 0 | 0 | 0 | 0 | 0 | 0 | 0 | 0 | 0 | 0 | 0 | 0 | 0 | 0 | 0 | 0 |  | 0 | 0 | 0 | 0 |  | 0 | 0 | 0 | 0 | 0
1985-02-17 | 1985 | 2 | 17 | 0 | 0 | 0 | 0 | 0.2 | 0.1 | 0.2 | 0.1 | 0.2 | 0.1 | 0.2 | 0.1 | 0 | 0 | 0 | 0 | 0 | 0 | 0 | 0 | 0 | 0 | 0 | 0 |  | 1.2 | 1.2 | 1.2 | 2.2204e-16 |  | 0 | 0 | 0 | 0 | 0
1985-02-18 | 1985 | 2 | 18 | 0 | 0 | 0 | 0 | 0 | 0 | 0 | 0 | 0 | 0 | 0 | 0 | 0 | 0 | 0 | 0 | 0 | 0 | 0 | 0 | 0 | 0 | 0 | 0 |  | 0 | 0 | 0 | 0 |  | 0 | 0 | 0 | 0 | 0
1985-02-19 | 1985 | 2 | 19 | 0 | 0 | 0 | 0 | 0 | 0 | 0 | 0 | 0 | 0 | 0 | 0 | 0 | 0 | 0 | 0 | 0 | 0 | 0 | 0 | 0 | 0 | 0 | 0 |  | 0 | 0 | 0 | 0 |  | 0 | 0 | 0 | 0 | 0
1985-02-20 | 1985 | 2 | 20 | 0 | 0 | 0 | 0 | 0 | 0 | 0 | 0 | 0 | 0 | 0 | 0 | 0 | 0 | 0 | 0 | 0 | 0 | 0 | 0 | 0 | 0 | 0 | 0 |  | 0 | 0 | 0 | 0 |  | 0 | 0 | 0 | 0 | 0
1985-02-21 | 1985 | 2 | 21 | 0 | 0 | 0 | 0 | 0 | 0 | 0 | 0 | 0 | 0 | 0 | 0 | 0 | 0 | 0 | 0 | 0 | 0 | 0 | 0 | 0 | 0 | 0 | 0 |  | 0 | 0 | 0 | 0 |  | 0 | 0 | 0 | 0 | 0
1985-02-22 | 1985 | 2 | 22 | 0 | 0 | 0 | 0 | 0 | 0 | 0 | 0.3 | 0.3 | 0.2 | 0.3 | 0 | 0 | 0 | 0 | 0 | 0 | 0 | 0 | 0.3 | 0 | 0 | 0 | 0 |  | 1.4 | 1.4 | 1.4 | 2.2204e-16 |  | 0 | 0 | 0 | 0 | 0
1985-02-23 | 1985 | 2 | 23 | 0 | 0 | 0 | 0 | 0 | 0 | 0 | 0 | 0 | 0 | 0 | 0 | 0 | 0 | 0 | 0 | 0 | 0 | 0 | 0 | 0 | 0 | 0 | 0 |  | 0 | 0 | 0 | 0 |  | 0 | 0 | 0 | 0 | 0
1985-02-24 | 1985 | 2 | 24 | 0 | 0 | 0 | 0 | 0 | 0 | 0 | 0 | 0 | 0 | 0 | 0 | 0 | 0 | 0 | 0 | 0 | 0 | 0 | 0 | 0 | 0 | 0 | 0 |  | 0 | 0 | 0 | 0 |  | 0 | 0 | 0 | 0 | 0
1985-02-25 | 1985 | 2 | 25 | 0 | 0.1 | 0 | 0 | 0 | 0 | 0 | 0 | 0 | 0 | 0 | 0 | 0 | 0 | 0 | 0 | 0 | 0.2 | 0.1 | 0.1 | 0 | 0 | 0.2 | 0.1 |  | 0.8 | 0.8 | 0.8 | 1.1102e-16 |  | 0 | 0 | 0 | 0 | 0
1985-02-26 | 1985 | 2 | 26 | 0 | 0 | 0 | 0 | 0 | 0 | 0 | 0 | 0 | 0 | 0 | 0 | 0 | 0 | 0 | 0 | 0 | 0 | 0 | 0 | 0 | 0 | 0 | 0 |  | 0 | 0 | 0 | 0 |  | 0 | 0 | 0 | 0 | 0
1985-02-27 | 1985 | 2 | 27 | 0 | 0 | 0 | 0 | 0 | 0 | 0 | 0 | 0 | 0 | 0 | 0 | 0 | 0 | 0 | 0 | 0 | 0 | 0 | 0 | 0 | 0 | 0 | 0 |  | 0 | 0 | 0 | 0 |  | 0 | 0 | 0 | 0 | 0
1985-02-28 | 1985 | 2 | 28 | 0 | 0 | 0 | 0 | 0 | 0 | 0.6 | 0.7 | 0.6 | 0.7 | 0.6 | 0.6 | 0.7 | 0.6 | 0 | 0 | 0 | 0 | 0 | 0 | 0 | 0 | 0.7 | 0.6 |  | 6.4 | 6.4 | 6.4 | 8.8818e-16 |  | 0 | 0 | 0 | 0 | 0
1985-03-01 | 1985 | 3 | 1 | 0.2 | 0.2 | 0.2 | 0 | 0 | 0 | 0 | 0 | 0 | 0 | 0 | 0 | 0 | 0 | 0 | 0 | 0 | 0 | 0 | 0 | 0.2 | 0.2 | 0.2 | 0.2 |  | 1.4 | 1.4 | 1.4 | 0 |  | 0 | 0 | 0 | 0 | 0
1985-03-02 | 1985 | 3 | 2 | 0 | 0 | 0 | 0 | 0 | 0 | 0 | 0 | 0 | 0 | 0 | 0 | 0 | 0 | 0 | 0 | 0 | 0 | 0 | 0 | 0 | 0 | 0 | 0 |  | 0 | 0 | 0 | 0 |  | 0 | 0 | 0 | 0 | 0
1985-03-03 | 1985 | 3 | 3 | 0 | 0 | 0 | 0 | 0 | 0 | 0 | 0 | 0 | 0 | 0 | 0 | 0 | 0 | 0 | 0 | 0 | 0 | 0 | 0 | 0 | 0 | 0 | 0 |  | 0 | 0 | 0 | 0 |  | 0 | 0 | 0 | 0 | 0
1985-03-04 | 1985 | 3 | 4 | 0 | 0 | 0 | 0 | 0 | 0 | 0 | 0 | 0 | 0 | 0 | 0 | 0 | 0 | 0 | 0 | 0 | 0 | 0 | 0 | 0 | 0 | 0 | 0 |  | 0 | 0 | 0 | 0 |  | 0 | 0 | 0 | 0 | 0
1985-03-05 | 1985 | 3 | 5 | 0 | 0 | 0 | 0 | 0 | 0 | 0 | 0 | 0 | 0 | 0 | 0 | 0 | 0 | 0 | 0 | 0 | 0 | 0 | 0 | 0 | 0 | 0 | 0 |  | 0 | 0 | 0 | 0 |  | 0 | 0 | 0 | 0 | 0
1985-03-06 | 1985 | 3 | 6 | 0 | 0 | 0 | 0 | 0 | 0 | 0.1 | 0 | 0 | 0 | 0.1 | 0 | 0 | 0 | 0 | 0 | 0 | 0 | 0 | 0 | 0 | 0 | 0 | 0 |  | 0.2 | 0.2 | 0.2 | 0 |  | 0 | 0 | 0 | 0 | 0
1985-03-07 | 1985 | 3 | 7 | 0 | 0 | 0 | 0 | 0 | 0 | 0 | 0 | 0 | 0 | 0 | 0 | 0 | 0 | 0 | 0 | 0 | 0 | 0 | 0 | 0 | 0 | 0 | 0 |  | 0 | 0 | 0 | 0 |  | 0 | 0 | 0 | 0 | 0
1985-03-08 | 1985 | 3 | 8 | 0 | 0 | 0 | 0 | 0 | 0 | 0 | 0 | 0 | 0 | 0 | 0 | 0 | 0 | 0 | 0 | 0 | 0 | 0 | 0 | 0 | 0 | 0 | 0 |  | 0 | 0 | 0 | 0 |  | 0 | 0 | 0 | 0 | 0
1985-03-09 | 1985 | 3 | 9 | 0 | 0 | 0 | 0 | 0 | 0 | 0 | 0 | 0 | 0 | 0 | 0 | 0 | 0 | 0 | 0 | 0 | 0 | 0 | 0 | 0 | 0 | 0 | 0 |  | 0 | 0 | 0 | 0 |  | 0 | 0 | 0 | 0 | 0
1985-03-10 | 1985 | 3 | 10 | 0 | 0 | 0 | 0 | 0 | 0 | 0 | 0 | 0 | 0 | 0 | 0 | 0 | 0 | 0 | 0 | 0 | 0 | 0 | 0 | 0 | 0 | 0 | 0 |  | 0 | 0 | 0 | 0 |  | 0 | 0 | 0 | 0 | 0
1985-03-11 | 1985 | 3 | 11 | 0 | 0 | 0 | 0 | 0 | 0 | 0 | 0 | 0 | 0 | 0 | 0 | 0 | 0 | 0 | 0 | 0 | 0 | 0 | 0 | 0 | 0 | 0 | 0 |  | 0 | 0 | 0 | 0 |  | 0 | 0 | 0 | 0 | 0
1985-03-12 | 1985 | 3 | 12 | 0 | 0 | 0 | 0 | 0 | 0 | 0 | 0 | 0 | 0 | 0 | 0 | 0 | 0 | 0 | 0 | 0 | 0 | 0 | 0 | 0 | 0 | 0 | 0 |  | 0 | 0 | 0 | 0 |  | 0 | 0 | 0 | 0 | 0
1985-03-13 | 1985 | 3 | 13 | 0 | 0 | 0 | 0 | 0 | 0 | 0 | 0 | 0 | 0 | 0 | 0 | 0 | 0 | 0 | 0 | 0 | 0 | 0 | 0 | 0 | 0 | 0 | 0 |  | 0 | 0 | 0 | 0 |  | 0 | 0 | 0 | 0 | 0
1985-03-14 | 1985 | 3 | 14 | 0 | 0 | 0 | 0 | 0 | 0 | 0 | 0 | 0 | 0 | 0 | 0 | 0 | 0 | 0 | 0 | 0 | 0 | 0 | 0 | 0 | 0 | 0 | 0 |  | 0 | 0 | 0 | 0 |  | 0 | 0 | 0 | 0 | 0
1985-03-15 | 1985 | 3 | 15 | 0 | 0 | 0 | 0 | 0 | 0 | 0 | 0 | 0 | 0 | 0 | 0 | 0 | 0 | 0 | 0 | 0 | 0 | 0 | 0 | 0 | 0 | 0 | 0 |  | 0 | 0 | 0 | 0 |  | 0 | 0 | 0 | 0 | 0
1985-03-16 | 1985 | 3 | 16 | 0 | 0 | 0 | 0 | 0 | 0 | 0 | 0 | 0 | 0 | 0 | 0 | 0 | 0 | 0 | 0 | 0 | 0 | 0 | 0 | 0 | 0 | 0 | 0 |  | 0 | 0 | 0 | 0 |  | 0 | 0 | 0 | 0 | 0
1985-03-17 | 1985 | 3 | 17 | 0 | 0 | 0 | 0 | 0 | 0 | 0 | 0 | 0 | 0 | 0 | 0 | 0 | 0 | 0 | 0 | 0 | 0 | 0 | 0 | 0 | 0 | 0 | 0 |  | 0 | 0 | 0 | 0 |  | 0 | 0 | 0 | 0 | 0
1985-03-18 | 1985 | 3 | 18 | 0 | 0 | 0 | 0 | 0 | 0 | 0 | 0 | 0 | 0 | 0 | 0 | 0 | 0 | 0 | 0 | 0 | 0 | 0 | 0 | 0 | 0 | 0 | 0 |  | 0 | 0 | 0 | 0 |  | 0 | 0 | 0 | 0 | 0
1985-03-19 | 1985 | 3 | 19 | 0 | 0 | 0 | 0 | 0 | 0 | 0 | 0 | 0 | 0 | 0 | 0 | 0 | 0 | 0 | 0 | 0 | 0 | 0 | 0 | 0 | 0 | 0 | 0 |  | 0 | 0 | 0 | 0 |  | 0 | 0 | 0 | 0 | 0
1985-03-20 | 1985 | 3 | 20 | 0 | 0 | 0 | 0 | 0 | 0 | 0 | 0 | 0 | 0 | 0 | 0 | 0 | 0 | 0 | 0 | 0 | 0 | 0 | 0 | 0 | 0 | 0 | 0 |  | 0 | 0 | 0 | 0 |  | 0 | 0 | 0 | 0 | 0
1985-03-21 | 1985 | 3 | 21 | 0 | 0 | 0 | 0 | 0 | 0 | 0 | 0 | 0 | 0 | 0 | 0 | 0 | 0 | 0 | 0 | 0 | 0 | 0 | 0 | 0 | 0 | 0 | 0 |  | 0 | 0 | 0 | 0 |  | 0 | 0 | 0 | 0 | 0
1985-03-22 | 1985 | 3 | 22 | 0.1 | 0.1 | 0.1 | 0.1 | 0.1 | 0.1 | 0 | 0.1 | 0.1 | 0.1 | 0.1 | 0.1 | 0.1 | 0 | 0 | 0 | 0 | 0 | 0 | 0 | 0 | 0 | 0 | 0 |  | 1.2 | 1.2 | 1.2 | 0 |  | 0 | 0 | 0 | 0 | 0
1985-03-23 | 1985 | 3 | 23 | 0 | 0 | 0 | 0 | 0 | 0 | 0 | 0 | 0 | 0 | 0 | 0 | 0 | 0 | 0 | 0 | 0 | 0 | 0 | 0 | 0 | 0 | 0 | 0 |  | 0 | 0 | 0 | 0 |  | 0 | 0 | 0 | 0 | 0
1985-03-24 | 1985 | 3 | 24 | 0 | 0 | 0 | 0 | 0 | 0 | 0 | 0 | 0 | 0 | 0 | 0 | 0 | 0 | 0 | 0 | 0 | 0 | 0 | 0 | 0 | 0 | 0 | 0 |  | 0 | 0 | 0 | 0 |  | 0 | 0 | 0 | 0 | 0
1985-03-25 | 1985 | 3 | 25 | 0 | 0 | 0 | 0 | 0 | 0 | 0 | 0 | 0 | 0 | 0 | 0 | 0 | 0 | 0 | 0 | 0 | 0 | 0 | 0 | 0 | 0 | 0 | 0 |  | 0 | 0 | 0 | 0 |  | 0 | 0 | 0 | 0 | 0
1985-03-26 | 1985 | 3 | 26 | 0 | 0 | 0 | 0 | 0 | 0 | 0 | 0 | 0 | 0 | 0 | 0 | 0 | 0 | 0 | 0 | 0 | 0 | 0 | 0 | 0 | 0 | 0 | 0 |  | 0 | 0 | 0 | 0 |  | 0 | 0 | 0 | 0 | 0
1985-03-27 | 1985 | 3 | 27 | 0 | 0 | 0 | 0 | 0 | 0 | 0 | 0 | 0 | 0 | 0 | 0 | 0 | 0 | 0 | 0 | 0 | 0 | 0 | 0 | 0 | 0 | 0 | 0 |  | 0 | 0 | 0 | 0 |  | 0 | 0 | 0 | 0 | 0
1985-03-28 | 1985 | 3 | 28 | 0 | 0 | 0 | 0 | 0 | 0 | 0 | 0 | 0 | 0 | 0 | 0 | 0 | 0 | 0 | 0 | 0 | 0 | 0 | 0 | 0 | 0 | 0 | 0 |  | 0 | 0 | 0 | 0 |  | 0 | 0 | 0 | 0 | 0
1985-03-29 | 1985 | 3 | 29 | 0 | 0 | 0 | 0 | 0 | 0 | 0 | 0 | 0 | 0 | 0 | 0 | 0 | 0 | 0 | 0 | 0 | 0 | 0 | 0 | 0 | 0 | 0 | 0 |  | 0 | 0 | 0 | 0 |  | 0 | 0 | 0 | 0 | 0
1985-03-30 | 1985 | 3 | 30 | 0 | 0 | 0 | 0 | 0 | 0 | 0 | 0 | 0 | 0 | 0 | 0 | 0 | 0 | 0 | 0 | 0 | 0 | 0 | 0 | 0 | 0 | 0 | 0 |  | 0 | 0 | 0 | 0 |  | 0 | 0 | 0 | 0 | 0
1985-03-31 | 1985 | 3 | 31 | 0 | 0 | 0 | 0 | 0 | 0 | 0 | 0 | 0 | 0 | 0 | 0 | 0 | 0 | 0 | 0 | 0 | 0 | 0 | 0 | 0 | 0 | 0 | 0 |  | 0 | 0 | 0 | 0 |  | 0 | 0 | 0 | 0 | 0
1985-04-01 | 1985 | 4 | 1 | 0 | 0 | 0 | 0 | 0 | 0 | 0 | 0 | 0 | 0 | 0 | 0 | 0 | 0 | 0 | 0 | 0 | 0 | 0 | 0 | 0 | 0 | 0 | 0 |  | 0 | 0 | 0 | 0 |  | 0 | 0 | 0 | 0 | 0
1985-04-02 | 1985 | 4 | 2 | 0 | 0 | 0 | 0 | 0 | 0 | 0 | 0 | 0 | 0.1 | 0 | 0 | 0 | 0.1 | 0 | 0 | 0 | 0 | 0 | 0 | 0 | 0 | 0 | 0 |  | 0.2 | 0.2 | 0.2 | 0 |  | 0 | 0 | 0 | 0 | 0
1985-04-03 | 1985 | 4 | 3 | 0 | 0 | 0.3 | 0.7 | 0.4 | 0.3 | 0.4 | 0.3 | 0 | 0 | 0 | 0 | 0 | 0 | 0 | 0 | 0 | 0 | 0 | 0 | 0 | 0 | 0 | 0 |  | 2.4 | 2.4 | 2.4 | 0 |  | 0 | 0 | 0 | 0 | 0
1985-04-04 | 1985 | 4 | 4 | 0 | 0 | 0 | 0 | 0 | 0 | 0 | 0 | 0 | 0 | 0 | 0 | 0 | 0 | 0 | 0 | 0 | 0 | 0 | 0 | 0 | 0 | 0 | 0 |  | 0 | 0 | 0 | 0 |  | 0 | 0 | 0 | 0 | 0
1985-04-05 | 1985 | 4 | 5 | 0 | 0 | 0 | 0 | 0 | 0 | 0 | 0 | 0 | 0 | 0 | 0 | 0 | 0 | 0 | 0 | 0 | 0 | 0 | 0 | 0 | 0.1 | 0.1 | 0 |  | 0.2 | 0.2 | 0.2 | 0 |  | 0 | 0 | 0 | 0 | 0
1985-04-06 | 1985 | 4 | 6 | 0 | 0 | 0 | 0 | 0 | 0 | 0 | 0 | 0 | 0 | 0 | 0 | 0 | 0 | 0 | 0 | 0 | 0 | 0 | 0 | 0 | 0 | 0 | 0 |  | 0 | 0 | 0 | 0 |  | 0 | 0 | 0 | 0 | 0
1985-04-07 | 1985 | 4 | 7 | 0 | 0 | 0 | 0 | 0 | 0 | 0 | 0 | 0 | 0 | 0 | 0 | 0 | 0 | 0 | 0 | 0 | 0 | 0 | 0 | 0 | 0 | 0 | 0 |  | 0 | 0 | 0 | 0 |  | 0 | 0 | 0 | 0 | 0
1985-04-08 | 1985 | 4 | 8 | 0 | 0 | 0 | 0 | 0 | 0 | 0 | 0 | 0 | 0 | 0 | 0 | 0 | 0 | 0 | 0 | 0 | 0 | 0 | 0 | 0 | 0 | 0 | 0 |  | 0 | 0 | 0 | 0 |  | 0 | 0 | 0 | 0 | 0
1985-04-09 | 1985 | 4 | 9 | 0 | 0 | 0 | 0 | 0 | 0 | 0 | 0 | 0 | 0 | 0 | 0 | 0 | 0 | 0 | 0 | 0 | 0 | 0 | 0 | 0 | 0 | 0 | 0 |  | 0 | 0 | 0 | 0 |  | 0 | 0 | 0 | 0 | 0
1985-04-10 | 1985 | 4 | 10 | 0 | 0 | 0 | 0 | 0 | 0 | 0 | 0 | 0 | 0 | 0 | 0 | 0 | 0 | 0 | 0 | 0 | 0 | 0 | 0 | 0 | 0 | 0 | 0 |  | 0 | 0 | 0 | 0 |  | 0 | 0 | 0 | 0 | 0
1985-04-11 | 1985 | 4 | 11 | 0 | 0 | 0 | 0 | 0 | 0 | 0 | 0 | 0 | 0 | 0 | 0 | 0 | 0 | 0 | 0 | 0 | 0 | 0.2 | 0 | 0 | 0 | 0 | 0 |  | 0.2 | 0.2 | 0.2 | 0 |  | 0 | 0 | 0 | 0 | 0
1985-04-12 | 1985 | 4 | 12 | 0 | 0 | 0 | 0 | 0 | 0 | 0 | 0 | 0 | 0 | 0 | 0 | 0 | 0 | 0 | 0 | 0 | 0 | 0 | 0 | 0 | 0 | 0 | 0 |  | 0 | 0 | 0 | 0 |  | 0 | 0 | 0 | 0 | 0
1985-04-13 | 1985 | 4 | 13 | 0 | 0 | 0 | 0 | 0 | 0 | 0 | 0 | 0 | 0 | 0 | 0 | 0 | 0 | 0 | 0 | 0 | 0 | 0 | 0 | 0 | 0 | 0 | 0 |  | 0 | 0 | 0 | 0 |  | 0 | 0 | 0 | 0 | 0
1985-04-14 | 1985 | 4 | 14 | 0 | 0 | 0 | 0 | 0 | 0 | 0.3 | 0.4 | 0.3 | 0.3 | 0.3 | 0.4 | 0.3 | 0.3 | 0.3 | 0.4 | 0.3 | 0 | 0 | 0 | 0 | 0 | 0 | 0 |  | 3.6 | 3.6 | 3.6 | 8.8818e-16 |  | 0 | 0 | 0 | 0 | 0
1985-04-15 | 1985 | 4 | 15 | 0 | 0 | 0 | 0 | 0 | 0 | 0 | 0 | 0 | 0 | 0 | 0 | 0 | 0 | 0 | 0 | 0 | 0 | 0 | 0 | 0 | 0 | 0 | 0 |  | 0 | 0 | 0 | 0 |  | 0 | 0 | 0 | 0 | 0
1985-04-16 | 1985 | 4 | 16 | 0 | 0 | 0 | 0 | 0 | 0 | 0 | 0 | 0 | 0 | 0 | 0 | 0 | 0 | 0 | 0 | 0 | 0 | 0 | 0 | 0 | 0 | 0 | 0 |  | 0 | 0 | 0 | 0 |  | 0 | 0 | 0 | 0 | 0
1985-04-17 | 1985 | 4 | 17 | 0 | 0 | 0 | 0 | 0 | 0 | 0 | 0 | 0 | 0 | 0 | 0 | 0 | 0 | 0 | 0 | 0 | 0 | 0 | 0 | 0 | 0 | 0 | 0 |  | 0 | 0 | 0 | 0 |  | 0 | 0 | 0 | 0 | 0
1985-04-18 | 1985 | 4 | 18 | 0 | 0 | 0 | 0 | 0 | 0 | 0 | 0 | 0 | 0 | 0 | 0 | 0 | 0 | 0 | 0 | 0 | 0 | 0 | 0 | 0 | 0 | 0 | 0 |  | 0 | 0 | 0 | 0 |  | 0 | 0 | 0 | 0 | 0
1985-04-19 | 1985 | 4 | 19 | 0.5 | 0.5 | 0.5 | 0.5 | 0.5 | 0.5 | 0.6 | 0 | 0 | 0.5 | 0.5 | 0.5 | 0.5 | 0.5 | 0.5 | 1 | 1 | 1.1 | 0.5 | 0.5 | 0.5 | 0.5 | 0.5 | 0.5 |  | 12.7 | 12.7 | 12.7 | 0 |  | 0 | 0 | 0 | 0 | 0
1985-04-20 | 1985 | 4 | 20 | 0.1 | 0 | 0.1 | 0.1 | 0.1 | 0 | 0 | 0.1 | 0 | 0.1 | 0 | 0.1 | 0.1 | 0 | 0.1 | 0.1 | 0 | 0 | 0 | 0.1 | 0 | 0 | 0.1 | 0 |  | 1.2 | 1.2 | 1.2 | 0 |  | 0 | 0 | 0 | 0 | 0
1985-04-21 | 1985 | 4 | 21 | 0 | 0 | 0 | 0 | 0 | 0 | 0 | 0 | 0 | 0 | 0 | 0 | 0 | 0 | 0 | 0 | 0 | 0 | 0 | 0 | 0 | 0 | 0 | 0 |  | 0 | 0 | 0 | 0 |  | 0 | 0 | 0 | 0 | 0
1985-04-22 | 1985 | 4 | 22 | 0 | 0 | 0 | 0 | 0 | 0 | 0 | 0 | 0 | 0 | 0 | 0 | 0 | 0 | 0 | 0 | 0 | 0 | 0 | 0 | 0 | 0 | 0 | 0 |  | 0 | 0 | 0 | 0 |  | 0 | 0 | 0 | 0 | 0
1985-04-23 | 1985 | 4 | 23 | 0 | 0 | 0 | 0 | 0 | 0 | 0 | 0 | 0 | 0 | 0 | 0 | 0 | 0 | 0 | 0 | 0 | 0 | 0 | 0 | 0 | 0 | 0 | 0 |  | 0 | 0 | 0 | 0 |  | 0 | 0 | 0 | 0 | 0
1985-04-24 | 1985 | 4 | 24 | 0 | 0 | 0 | 0 | 0 | 0 | 0 | 0 | 0 | 0 | 0 | 0 | 0 | 0 | 0 | 0.1 | 0 | 0 | 0.1 | 0 | 0 | 0 | 0 | 0 |  | 0.2 | 0.2 | 0.2 | 0 |  | 0 | 0 | 0 | 0 | 0
1985-04-25 | 1985 | 4 | 25 | 0 | 0 | 0 | 0 | 0 | 0 | 0.2 | 0.3 | 0.2 | 0.3 | 0.2 | 0.3 | 0.2 | 0.3 | 0.2 | 0.3 | 0 | 0 | 0 | 0 | 0 | 0.2 | 0.3 | 0.2 |  | 3.2 | 3.2 | 3.2 | 0 |  | 0 | 0 | 0 | 0 | 0
1985-04-26 | 1985 | 4 | 26 | 0 | 0 | 0 | 0 | 0 | 0 | 0 | 0 | 0 | 0 | 0 | 0 | 0 | 0 | 0 | 0 | 0 | 0 | 0 | 0 | 0 | 0 | 0 | 0 |  | 0 | 0 | 0 | 0 |  | 0 | 0 | 0 | 0 | 0
1985-04-27 | 1985 | 4 | 27 | 0 | 0 | 0 | 0 | 0 | 0 | 0 | 0 | 0 | 0 | 0 | 0 | 0 | 0 | 0 | 0 | 0 | 0 | 0 | 0 | 0 | 0 | 0 | 0 |  | 0 | 0 | 0 | 0 |  | 0 | 0 | 0 | 0 | 0
1985-04-28 | 1985 | 4 | 28 | 0 | 0 | 0 | 0 | 0 | 0 | 0 | 0 | 0 | 0 | 0 | 0 | 0 | 0 | 0 | 0 | 0 | 0 | 0 | 0 | 0 | 0 | 0 | 0 |  | 0 | 0 | 0 | 0 |  | 0 | 0 | 0 | 0 | 0
1985-04-29 | 1985 | 4 | 29 | 0 | 0 | 0 | 0 | 0 | 0 | 0 | 0 | 0 | 0 | 0 | 0 | 0 | 0 | 0 | 0 | 0 | 0 | 0 | 0 | 0 | 0 | 0 | 0 |  | 0 | 0 | 0 | 0 |  | 0 | 0 | 0 | 0 | 0
1985-04-30 | 1985 | 4 | 30 | 0 | 0 | 0 | 0 | 0 | 0 | 0 | 0 | 0 | 0 | 0 | 0 | 0 | 0 | 0 | 0 | 0 | 0 | 0 | 0 | 0 | 0 | 0 | 0 |  | 0 | 0 | 0 | 0 |  | 0 | 0 | 0 | 0 | 0
1985-05-01 | 1985 | 5 | 1 | 0 | 0 | 0 | 0 | 0 | 0 | 0 | 0 | 0 | 0 | 0 | 0 | 0 | 0 | 0 | 0 | 0 | 0 | 0 | 0 | 0 | 0 | 0 | 0 |  | 0 | 0 | 0 | 0 |  | 0 | 0 | 0 | 0 | 0
1985-05-02 | 1985 | 5 | 2 | 0 | 0 | 0 | 0 | 0 | 0 | 0 | 0 | 0 | 0 | 0 | 0 | 0 | 0 | 0 | 0 | 0 | 0 | 0 | 0 | 0 | 0 | 0 | 0 |  | 0 | 0 | 0 | 0 |  | 0 | 0 | 0 | 0 | 0
1985-05-03 | 1985 | 5 | 3 | 0 | 0 | 0 | 0 | 0 | 0 | 0 | 0 | 0 | 0 | 0 | 0 | 0 | 0 | 0 | 0 | 0 | 0 | 0 | 0 | 0 | 0 | 0 | 0 |  | 0 | 0 | 0 | 0 |  | 0 | 0 | 0 | 0 | 0
1985-05-04 | 1985 | 5 | 4 | 0 | 0 | 0 | 0 | 0 | 0 | 0 | 0 | 0 | 0 | 0 | 0 | 0 | 0 | 0 | 0 | 0 | 0 | 0 | 0 | 0 | 0 | 0 | 0 |  | 0 | 0 | 0 | 0 |  | 0 | 0 | 0 | 0 | 0
1985-05-05 | 1985 | 5 | 5 | 0 | 0 | 0 | 0 | 0 | 0 | 0 | 0 | 0 | 0 | 0 | 0 | 0 | 0 | 0 | 0 | 0 | 0 | 0 | 0 | 0 | 0 | 0 | 0 |  | 0 | 0 | 0 | 0 |  | 0 | 0 | 0 | 0 | 0
1985-05-06 | 1985 | 5 | 6 | 0 | 0 | 0 | 0 | 0 | 0 | 0 | 0 | 0 | 0 | 0 | 0 | 0 | 0 | 0 | 0 | 0 | 0 | 0 | 0 | 0 | 0 | 0 | 0 |  | 0 | 0 | 0 | 0 |  | 0 | 0 | 0 | 0 | 0
1985-05-07 | 1985 | 5 | 7 | 0 | 0 | 0 | 0 | 0 | 0 | 0 | 0 | 0 | 0 | 0 | 0 | 0 | 0 | 0 | 0 | 0 | 0 | 0 | 0 | 0 | 0 | 0 | 0 |  | 0 | 0 | 0 | 0 |  | 0 | 0 | 0 | 0 | 0
1985-05-08 | 1985 | 5 | 8 | 0 | 0 | 0 | 0 | 0 | 0 | 0 | 0 | 0 | 0 | 0 | 0 | 0 | 0 | 0 | 0 | 0 | 0 | 0 | 0 | 0 | 0 | 0 | 0 |  | 0 | 0 | 0 | 0 |  | 0 | 0 | 0 | 0 | 0
1985-05-09 | 1985 | 5 | 9 | 0 | 0 | 0 | 0 | 0 | 0 | 0 | 0 | 0 | 0 | 0 | 0 | 0 | 0 | 0 | 0 | 0 | 0 | 0 | 0 | 0 | 0 | 0 | 0 |  | 0 | 0 | 0 | 0 |  | 0 | 0 | 0 | 0 | 0
1985-05-10 | 1985 | 5 | 10 | 0 | 0 | 0 | 0 | 0 | 0 | 0 | 0 | 0 | 0 | 0 | 0 | 0 | 0 | 0 | 0 | 0 | 0 | 0 | 0 | 0 | 0 | 0 | 0 |  | 0 | 0 | 0 | 0 |  | 0 | 0 | 0 | 0 | 0
1985-05-11 | 1985 | 5 | 11 | 0 | 0 | 0 | 0 | 0 | 0 | 0 | 0 | 0 | 0 | 0 | 0 | 0 | 0 | 0.2 | 0.1 | 0.2 | 0.1 | 0.2 | 0 | 0 | 0 | 0 | 0 |  | 0.8 | 0.8 | 0.8 | 0 |  | 0.8 | 0 | 0 | 0 | 0
1985-05-12 | 1985 | 5 | 12 | 0 | 0 | 0 | 0 | 0 | 0 | 0 | 0 | 0 | 0 | 0 | 0 | 0 | 0 | 0 | 0 | 0 | 0 | 0 | 0 | 0 | 0 | 0 | 0 |  | 0 | 0 | 0 | 0 |  | 0 | 0 | 0 | 0 | 0
1985-05-13 | 1985 | 5 | 13 | 0 | 0 | 0 | 0 | 0 | 0 | 0 | 0 | 0 | 0 | 0 | 0 | 0 | 0 | 0 | 0 | 0 | 0 | 0 | 0 | 0 | 0 | 0 | 0 |  | 0 | 0 | 0 | 0 |  | 0 | 0 | 0 | 0 | 0
1985-05-14 | 1985 | 5 | 14 | 0 | 0 | 0 | 0 | 0 | 0 | 0 | 0 | 0 | 0 | 0 | 0 | 0 | 0 | 0 | 0 | 0 | 0 | 0 | 0 | 0 | 0 | 0 | 0 |  | 0 | 0 | 0 | 0 |  | 0 | 0 | 0 | 0 | 0
1985-05-15 | 1985 | 5 | 15 | 0 | 0 | 0 | 0 | 0 | 0 | 0 | 0 | 0 | 0 | 0 | 0 | 0 | 0 | 0 | 0 | 0 | 0 | 0 | 0 | 0 | 0 | 0 | 0 |  | 0 | 0 | 0 | 0 |  | 0 | 0 | 0 | 0 | 0
1985-05-16 | 1985 | 5 | 16 | 0 | 0 | 0 | 0 | 0 | 0 | 0 | 0 | 0 | 0 | 0 | 0 | 0 | 0 | 0 | 0 | 0 | 0 | 0 | 0 | 0 | 0 | 0 | 0 |  | 0 | 0 | 0 | 0 |  | 0 | 0 | 0 | 0 | 0
1985-05-17 | 1985 | 5 | 17 | 0 | 0 | 0 | 0 | 0 | 0 | 0 | 0 | 0 | 0 | 0 | 0 | 0 | 0 | 0 | 0 | 0 | 0 | 0 | 0 | 0 | 0 | 0 | 0 |  | 0 | 0 | 0 | 0 |  | 0 | 0 | 0 | 0 | 0
1985-05-18 | 1985 | 5 | 18 | 0 | 0 | 0 | 0 | 0 | 0 | 0 | 0 | 0 | 0 | 0 | 0 | 0 | 0 | 0 | 0 | 0 | 0 | 0 | 0 | 0 | 0 | 0 | 0 |  | 0 | 0 | 0 | 0 |  | 0 | 0 | 0 | 0 | 0
1985-05-19 | 1985 | 5 | 19 | 0 | 0 | 0 | 0 | 0 | 0 | 0 | 0 | 0 | 0 | 0 | 0 | 0 | 0 | 0 | 0 | 0 | 0 | 0 | 0 | 0 | 0 | 0 | 0 |  | 0 | 0 | 0 | 0 |  | 0 | 0 | 0 | 0 | 0
1985-05-20 | 1985 | 5 | 20 | 0 | 0 | 0 | 0 | 0 | 0 | 0 | 0 | 0 | 0 | 0 | 0 | 0 | 0 | 0 | 0 | 0 | 0 | 0 | 0 | 0 | 0 | 0 | 0 |  | 0 | 0 | 0 | 0 |  | 0 | 0 | 0 | 0 | 0
1985-05-21 | 1985 | 5 | 21 | 0 | 0 | 0 | 0 | 0 | 0 | 0 | 0 | 0 | 0 | 0 | 0 | 0 | 0 | 0 | 0 | 0 | 0 | 0 | 0 | 0 | 0 | 0 | 0 |  | 0 | 0 | 0 | 0 |  | 0 | 0 | 0 | 0 | 0
1985-05-22 | 1985 | 5 | 22 | 0 | 0 | 0 | 0 | 0 | 0 | 0 | 0 | 0 | 0 | 0 | 0 | 0 | 0 | 0 | 0 | 0 | 0 | 0 | 0 | 0 | 0 | 0 | 0 |  | 0 | 0 | 0 | 0 |  | 0 | 0 | 0 | 0 | 0
1985-05-23 | 1985 | 5 | 23 | 0 | 0 | 0 | 0 | 0 | 0 | 0 | 0 | 0 | 0 | 0 | 0 | 0 | 0 | 0 | 0 | 0 | 0 | 0 | 0 | 0 | 0 | 0 | 0 |  | 0 | 0 | 0 | 0 |  | 0 | 0 | 0 | 0 | 0
1985-05-24 | 1985 | 5 | 24 | 0 | 2.2 | 0 | 0.2 | 0 | 0 | 0 | 0 | 0 | 0 | 0 | 0 | 0 | 0 | 0 | 0 | 0 | 0 | 0 | 0 | 0 | 0 | 5.2 | 1.6 |  | 9.2 | 9.2 | 9.2 | 1.7764e-15 |  | 9.2 | 0 | 0 | 0 | 0
1985-05-25 | 1985 | 5 | 25 | 0.2 | 0.2 | 0.2 | 0.2 | 0.2 | 0.2 | 0.2 | 0 | 0.2 | 0 | 0.9 | 0.2 | 0.5 | 1.1 | 2 | 1.1 | 0 | 0 | 0 | 0 | 0.2 | 0 | 0 | 0 |  | 7.6 | 7.6 | 7.6 | 8.8818e-16 |  | 7.6 | 0 | 0 | 0 | 0
1985-05-26 | 1985 | 5 | 26 | 0 | 0 | 0 | 0 | 0 | 0 | 0 | 0 | 0 | 0 | 0 | 0 | 0 | 0 | 0 | 0 | 0 | 0 | 0 | 0 | 0 | 0 | 0 | 0 |  | 0 | 0 | 0 | 0 |  | 0 | 0 | 0 | 0 | 0
1985-05-27 | 1985 | 5 | 27 | 0 | 0 | 0 | 0 | 0 | 0 | 0 | 0 | 0 | 0 | 0 | 0 | 0 | 0 | 0 | 0 | 0 | 0 | 0 | 0 | 0 | 0 | 0 | 0 |  | 0 | 0 | 0 | 0 |  | 0 | 0 | 0 | 0 | 0
1985-05-28 | 1985 | 5 | 28 | 0 | 0 | 0 | 0 | 0.5 | 0 | 2.5 | 0 | 0.2 | 0.7 | 0 | 0 | 0 | 0 | 0.2 | 0 | 0 | 0 | 0 | 0 | 0 | 0 | 0 | 0 |  | 4.1 | 4.1 | 4.1 | 8.8818e-16 |  | 4.1 | 0 | 0 | 0 | 0
1985-05-29 | 1985 | 5 | 29 | 0 | 0 | 0 | 0.2 | 0 | 0 | 0 | 0 | 0 | 0 | 0 | 0 | 0 | 0 | 0 | 0 | 0 | 0 | 0 | 0 | 0 | 0 | 0 | 0 |  | 0.2 | 0.2 | 0.2 | 0 |  | 0.2 | 0 | 0 | 0 | 0
1985-05-30 | 1985 | 5 | 30 | 0 | 0 | 0 | 0 | 0 | 0 | 0 | 0 | 0 | 0 | 0 | 0 | 0 | 0 | 0 | 0 | 0 | 0 | 0 | 0 | 0 | 0 | 0 | 0 |  | 0 | 0 | 0 | 0 |  | 0 | 0 | 0 | 0 | 0
1985-05-31 | 1985 | 5 | 31 | 0 | 0 | 0 | 0 | 0 | 0 | 0 | 0 | 0 | 0 | 0 | 0 | 0 | 0 | 0 | 0 | 0 | 0 | 0 | 0 | 0 | 0 | 0 | 0 |  | 0 | 0 | 0 | 0 |  | 0 | 0 | 0 | 0 | 0
1985-06-01 | 1985 | 6 | 1 | 0 | 0 | 0 | 0 | 0 | 0 | 0 | 0 | 0 | 0 | 0 | 0 | 0 | 0 | 0 | 0 | 0 | 0 | 0 | 0 | 0 | 0 | 0 | 0 |  | 0 | 0 | 0 | 0 |  | 0 | 0 | 0 | 0 | 0
1985-06-02 | 1985 | 6 | 2 | 0 | 0 | 0 | 0 | 0 | 0 | 0 | 0 | 0 | 0 | 0 | 0 | 0 | 0 | 0 | 0 | 0 | 0 | 0 | 0 | 0.4 | 0 | 0 | 0 |  | 0.4 | 0.4 | 0.4 | 0 |  | 0 | 0.4 | 0 | 0 | 0
1985-06-03 | 1985 | 6 | 3 | 0 | 0 | 0 | 0 | 0 | 0 | 0 | 0 | 0 | 0 | 0 | 0 | 0 | 0 | 0 | 0 | 0 | 0 | 0 | 0 | 0 | 0 | 0 | 0 |  | 0 | 0 | 0 | 0 |  | 0 | 0 | 0 | 0 | 0
1985-06-04 | 1985 | 6 | 4 | 0 | 0 | 0 | 0 | 0 | 0 | 0 | 0 | 0 | 0 | 0 | 0 | 0 | 0 | 0 | 0 | 0 | 0 | 0 | 0 | 0 | 0 | 0 | 0 |  | 0 | 0 | 0 | 0 |  | 0 | 0 | 0 | 0 | 0
1985-06-05 | 1985 | 6 | 5 | 0 | 0 | 0 | 0 | 0 | 0 | 0 | 0 | 0 | 0 | 0 | 0 | 0 | 1.5 | 0 | 0 | 0 | 1.5 | 0 | 0 | 0 | 0 | 0 | 0 |  | 3 | 3 | 3 | 0 |  | 0 | 3 | 0 | 0 | 0
1985-06-06 | 1985 | 6 | 6 | 0 | 0 | 0 | 0 | 0 | 0 | 0 | 0 | 0 | 0 | 0 | 0 | 0 | 0 | 0 | 0 | 0 | 0 | 0 | 0 | 0 | 0 | 0 | 0 |  | 0 | 0 | 0 | 0 |  | 0 | 0 | 0 | 0 | 0
1985-06-07 | 1985 | 6 | 7 | 0 | 0 | 0 | 0 | 0 | 0 | 0 | 0 | 0 | 0 | 0 | 0 | 0 | 0 | 0 | 0 | 0 | 0 | 0 | 3.2 | 0 | 0 | 0 | 0 |  | 3.2 | 3.2 | 3.2 | 0 |  | 0 | 3.2 | 0 | 0 | 0
1985-06-08 | 1985 | 6 | 8 | 0 | 0 | 0 | 0 | 0 | 0 | 0 | 0 | 0 | 0 | 0 | 1.1 | 0.7 | 0 | 1.1 | 1.1 | 0 | 0 | 0 | 0 | 0 | 0 | 0 | 0 |  | 4 | 4 | 4 | 0 |  | 0 | 4 | 0 | 0 | 0
1985-06-09 | 1985 | 6 | 9 | 0 | 0 | 0 | 0 | 0 | 0 | 0 | 0 | 0 | 0 | 0 | 0 | 0 | 0 | 0 | 0 | 0 | 0 | 0 | 0 | 0 | 0 | 0 | 0 |  | 0 | 0 | 0 | 0 |  | 0 | 0 | 0 | 0 | 0
1985-06-10 | 1985 | 6 | 10 | 0.4 | 0.4 | 0.4 | 0 | 0 | 0 | 0 | 0 | 0 | 0 | 0 | 0 | 0 | 0 | 0 | 0 | 0 | 0 | 0 | 0 | 0 | 0 | 0 | 0 |  | 1.2 | 1.2 | 1.2 | 2.2204e-16 |  | 0 | 1.2 | 0 | 0 | 0
1985-06-11 | 1985 | 6 | 11 | 0 | 0 | 0 | 0 | 0 | 0 | 0 | 0 | 0 | 0 | 0 | 0 | 0 | 0 | 0 | 0 | 0 | 0 | 0 | 0 | 0 | 0 | 0 | 0 |  | 0 | 0 | 0 | 0 |  | 0 | 0 | 0 | 0 | 0
1985-06-12 | 1985 | 6 | 12 | 0 | 0 | 0 | 0 | 0 | 0 | 0 | 0 | 0 | 0 | 0 | 0 | 0 | 0 | 0 | 0 | 0 | 0 | 0 | 0 | 0 | 0 | 0 | 0 |  | 0 | 0 | 0 | 0 |  | 0 | 0 | 0 | 0 | 0
1985-06-13 | 1985 | 6 | 13 | 0 | 0 | 0 | 0 | 0.6 | 0 | 0 | 0 | 0 | 0 | 0 | 0.2 | 0 | 0.8 | 0.2 | 0 | 0 | 0 | 0 | 0 | 0 | 0 | 0 | 0 |  | 1.8 | 1.8 | 1.8 | 0 |  | 0 | 1.8 | 0 | 0 | 0
1985-06-14 | 1985 | 6 | 14 | 0 | 0 | 0 | 0 | 0 | 0 | 0 | 0 | 0 | 0 | 0 | 0 | 0 | 0 | 0 | 0 | 0 | 0 | 0 | 0 | 0 | 0 | 0 | 0 |  | 0 | 0 | 0 | 0 |  | 0 | 0 | 0 | 0 | 0
1985-06-15 | 1985 | 6 | 15 | 0 | 0 | 0 | 0 | 0 | 0 | 0 | 0 | 0 | 0 | 0 | 0 | 0 | 0 | 0 | 0 | 0 | 0 | 0 | 0 | 0 | 0 | 0 | 0 |  | 0 | 0 | 0 | 0 |  | 0 | 0 | 0 | 0 | 0
1985-06-16 | 1985 | 6 | 16 | 0 | 0 | 0 | 0 | 0 | 0 | 0 | 0 | 0 | 0 | 0 | 0 | 0 | 0 | 0 | 0 | 0 | 0 | 0 | 0 | 0 | 0 | 0 | 0 |  | 0 | 0 | 0 | 0 |  | 0 | 0 | 0 | 0 | 0
1985-06-17 | 1985 | 6 | 17 | 0 | 0 | 0 | 0 | 0 | 0 | 0 | 0 | 0 | 0 | 0 | 0 | 0 | 0 | 0 | 0 | 0 | 0 | 0 | 0 | 0 | 0 | 0 | 0 |  | 0 | 0 | 0 | 0 |  | 0 | 0 | 0 | 0 | 0
1985-06-18 | 1985 | 6 | 18 | 0 | 0 | 0 | 0 | 0 | 0 | 0 | 0 | 0 | 0 | 0 | 0 | 0 | 0 | 0 | 0 | 0 | 0 | 0 | 0 | 0 | 0 | 0 | 0 |  | 0 | 0 | 0 | 0 |  | 0 | 0 | 0 | 0 | 0
1985-06-19 | 1985 | 6 | 19 | 0 | 0 | 0 | 0 | 0 | 0 | 0 | 0 | 0 | 0 | 0 | 0 | 0 | 0 | 0 | 0 | 0 | 0 | 0 | 0 | 0 | 0 | 0 | 0 |  | 0 | 0 | 0 | 0 |  | 0 | 0 | 0 | 0 | 0
1985-06-20 | 1985 | 6 | 20 | 0 | 0 | 0 | 1.1 | 0.7 | 3.2 | 1.8 | 0 | 0 | 0 | 0 | 0 | 6.9 | 3 | 4.1 | 0 | 0 | 0 | 0 | 2.3 | 0 | 0 | 0 | 0 |  | 23.1 | 23.1 | 23.1 | 3.5527e-15 |  | 0 | 23.1 | 0 | 0 | 0
1985-06-21 | 1985 | 6 | 21 | 0 | 0 | 0 | 0 | 0 | 0 | 0 | 0 | 0 | 0 | 0 | 0 | 0 | 0 | 0 | 0 | 0 | 0 | 0 | 0 | 0 | 0 | 0 | 0 |  | 0 | 0 | 0 | 0 |  | 0 | 0 | 0 | 0 | 0
1985-06-22 | 1985 | 6 | 22 | 0 | 0 | 0.7 | 0.6 | 1.7 | 0.2 | 0 | 0 | 0 | 0 | 0 | 0 | 0 | 0 | 0 | 0 | 0 | 0 | 0 | 0 | 0 | 0 | 0 | 0 |  | 3.2 | 3.2 | 3.2 | 0 |  | 0 | 3.2 | 0 | 0 | 0
1985-06-23 | 1985 | 6 | 23 | 0 | 0 | 0 | 0 | 0 | 0 | 0 | 0 | 0 | 0 | 0 | 0 | 0 | 0 | 0 | 0 | 0 | 0 | 0 | 0 | 0 | 0 | 0 | 0 |  | 0 | 0 | 0 | 0 |  | 0 | 0 | 0 | 0 | 0
1985-06-24 | 1985 | 6 | 24 | 0 | 0 | 0 | 0 | 0 | 0 | 0 | 0 | 0 | 0 | 0 | 0 | 0 | 0.2 | 0 | 0.2 | 0 | 0 | 0 | 0 | 0 | 0 | 0 | 0 |  | 0.4 | 0.4 | 0.4 | 0 |  | 0 | 0.4 | 0 | 0 | 0
1985-06-25 | 1985 | 6 | 25 | 0 | 0 | 0 | 0 | 0 | 0 | 0 | 0 | 0 | 0 | 0 | 0 | 0 | 0 | 0 | 0 | 0 | 0 | 0 | 0 | 0 | 0 | 0 | 0 |  | 0 | 0 | 0 | 0 |  | 0 | 0 | 0 | 0 | 0
1985-06-26 | 1985 | 6 | 26 | 0 | 0 | 0 | 0 | 0 | 0 | 0 | 0 | 0 | 0 | 0 | 0 | 0 | 0 | 0 | 0 | 0 | 0 | 0 | 0 | 0 | 0 | 0 | 0 |  | 0 | 0 | 0 | 0 |  | 0 | 0 | 0 | 0 | 0
1985-06-27 | 1985 | 6 | 27 | 0 | 0 | 0 | 0 | 0 | 0 | 0 | 0 | 0 | 0 | 0 | 0 | 0 | 0 | 0 | 0 | 0 | 0 | 0 | 0 | 0 | 0 | 0 | 0 |  | 0 | 0 | 0 | 0 |  | 0 | 0 | 0 | 0 | 0
1985-06-28 | 1985 | 6 | 28 | 0 | 0 | 0 | 0 | 0 | 0 | 0 | 0 | 0 | 0 | 0 | 0 | 0 | 0 | 0 | 0 | 0 | 0 | 0.4 | 0 | 0 | 0 | 0.2 | 0 |  | 0.6 | 0.6 | 0.6 | 1.1102e-16 |  | 0 | 0.6 | 0 | 0 | 0
1985-06-29 | 1985 | 6 | 29 | 0 | 0 | 0 | 0 | 0 | 0 | 0 | 0 | 0 | 0 | 0 | 0 | 0 | 0 | 0 | 0 | 0 | 0 | 0 | 0 | 0 | 0 | 0 | 0 |  | 0 | 0 | 0 | 0 |  | 0 | 0 | 0 | 0 | 0
1985-06-30 | 1985 | 6 | 30 | 0 | 0 | 0 | 0 | 0 | 0 | 0 | 0 | 0 | 0 | 0 | 0 | 0 | 0 | 0 | 0 | 0 | 0 | 0 | 0 | 0 | 0 | 0 | 0 |  | 0 | 0 | 0 | 0 |  | 0 | 0 | 0 | 0 | 0
1985-07-01 | 1985 | 7 | 1 | 0 | 0 | 0 | 0 | 0 | 0 | 0 | 0 | 0 | 0 | 0 | 0 | 0 | 0 | 0 | 0 | 0 | 0 | 0 | 0 | 0 | 0 | 0 | 0 |  | 0 | 0 | 0 | 0 |  | 0 | 0 | 0 | 0 | 0
1985-07-02 | 1985 | 7 | 2 | 0 | 0 | 0 | 0 | 0 | 0 | 0 | 0 | 0 | 0 | 0 | 0 | 0 | 0 | 0 | 0 | 0 | 0 | 0 | 0 | 0 | 0 | 0 | 0 |  | 0 | 0 | 0 | 0 |  | 0 | 0 | 0 | 0 | 0
1985-07-03 | 1985 | 7 | 3 | 0 | 0 | 0 | 0 | 0 | 0 | 0 | 0 | 0 | 0 | 0 | 0 | 0 | 0 | 0 | 0 | 0 | 0 | 0 | 0 | 0 | 0 | 0 | 0 |  | 0 | 0 | 0 | 0 |  | 0 | 0 | 0 | 0 | 0
1985-07-04 | 1985 | 7 | 4 | 0 | 0 | 0 | 0 | 0 | 0 | 0 | 0 | 0 | 0 | 0 | 0 | 0 | 0 | 0 | 0 | 0 | 0 | 0 | 0 | 0 | 0 | 0 | 0 |  | 0 | 0 | 0 | 0 |  | 0 | 0 | 0 | 0 | 0
1985-07-05 | 1985 | 7 | 5 | 0 | 0 | 0 | 0 | 0 | 0 | 0 | 0 | 0 | 0 | 0 | 0 | 0 | 0 | 0 | 0 | 0 | 0 | 0 | 0 | 0 | 0 | 0 | 0 |  | 0 | 0 | 0 | 0 |  | 0 | 0 | 0 | 0 | 0
1985-07-06 | 1985 | 7 | 6 | 0 | 0 | 0 | 0 | 0 | 0 | 0 | 0 | 0 | 0 | 0 | 0 | 0 | 0 | 0 | 0 | 0 | 0 | 0 | 0 | 0 | 0 | 0 | 0 |  | 0 | 0 | 0 | 0 |  | 0 | 0 | 0 | 0 | 0
1985-07-07 | 1985 | 7 | 7 | 0 | 0 | 0 | 0 | 0 | 0 | 0 | 0 | 0 | 0 | 0 | 0 | 0 | 0 | 0 | 0 | 0 | 0 | 0 | 0 | 0 | 0 | 0 | 0 |  | 0 | 0 | 0 | 0 |  | 0 | 0 | 0 | 0 | 0
1985-07-08 | 1985 | 7 | 8 | 0 | 0 | 0 | 0 | 0 | 0 | 0 | 0 | 0 | 0 | 0 | 0 | 0 | 0 | 0 | 0 | 0 | 0 | 0 | 0 | 0 | 0 | 0 | 0 |  | 0 | 0 | 0 | 0 |  | 0 | 0 | 0 | 0 | 0
1985-07-09 | 1985 | 7 | 9 | 0 | 0 | 0 | 0 | 0 | 0 | 0 | 0 | 0 | 0 | 0 | 0 | 0 | 0 | 0 | 0 | 0 | 0 | 0 | 0 | 0 | 0 | 0 | 0 |  | 0 | 0 | 0 | 0 |  | 0 | 0 | 0 | 0 | 0
1985-07-10 | 1985 | 7 | 10 | 0 | 0 | 0 | 0 | 0 | 0 | 0 | 0 | 0 | 0 | 0 | 0 | 0 | 0 | 0 | 0 | 0 | 0 | 0 | 0 | 0 | 0 | 0 | 0 |  | 0 | 0 | 0 | 0 |  | 0 | 0 | 0 | 0 | 0
1985-07-11 | 1985 | 7 | 11 | 0 | 0 | 0 | 0 | 0 | 0 | 0 | 0 | 0 | 0 | 0 | 0 | 0 | 0 | 0 | 0 | 0 | 0 | 0 | 0 | 0 | 0 | 0 | 0 |  | 0 | 0 | 0 | 0 |  | 0 | 0 | 0 | 0 | 0
1985-07-12 | 1985 | 7 | 12 | 0 | 0 | 0 | 0 | 0 | 0 | 0 | 0 | 0 | 0 | 0 | 0 | 0 | 6.2 | 0 | 0 | 0 | 0 | 0 | 0 | 0 | 0 | 0 | 0 |  | 6.2 | 6.2 | 6.2 | 0 |  | 0 | 0 | 6.2 | 0 | 0
1985-07-13 | 1985 | 7 | 13 | 0 | 0 | 0 | 0 | 0 | 0.4 | 0 | 0 | 0 | 0 | 0 | 0.2 | 0.2 | 0 | 0 | 0 | 0 | 0 | 0 | 0 | 0 | 0 | 0 | 0 |  | 0.8 | 0.8 | 0.8 | 0 |  | 0 | 0 | 0.8 | 0 | 0
1985-07-14 | 1985 | 7 | 14 | 0 | 0 | 0 | 0 | 0 | 0 | 0 | 0 | 0 | 0 | 0 | 0 | 0 | 0 | 0 | 0 | 0 | 0 | 0 | 0 | 0 | 0 | 0 | 0 |  | 0 | 0 | 0 | 0 |  | 0 | 0 | 0 | 0 | 0
1985-07-15 | 1985 | 7 | 15 | 0 | 0 | 0 | 0 | 0 | 0 | 0 | 0 | 0 | 0 | 0 | 0 | 0 | 0 | 0 | 0 | 0 | 0 | 0 | 0.2 | 0 | 0 | 0 | 0 |  | 0.2 | 0.2 | 0.2 | 0 |  | 0 | 0 | 0.2 | 0 | 0
1985-07-16 | 1985 | 7 | 16 | 0 | 0 | 0 | 0 | 0 | 0 | 0 | 0 | 0 | 0 | 0 | 0 | 0 | 0 | 0 | 0 | 0 | 0 | 1 | 8.9 | 0.7 | 0 | 0.2 | 0 |  | 10.8 | 10.8 | 10.8 | 1.7764e-15 |  | 0 | 0 | 10.8 | 0 | 0
1985-07-17 | 1985 | 7 | 17 | 0 | 0 | 0.2 | 0 | 0 | 0.7 | 1.4 | 1.4 | 2.5 | 1.4 | 2.3 | 1.4 | 1.4 | 0 | 0 | 0 | 0 | 0 | 0 | 0.5 | 0 | 0 | 0 | 0 |  | 13.2 | 13.2 | 13.2 | 0 |  | 0 | 0 | 13.2 | 0 | 0
1985-07-18 | 1985 | 7 | 18 | 0 | 0 | 0 | 0 | 0 | 0 | 0 | 0 | 0 | 0 | 0 | 0 | 0 | 0 | 0 | 0 | 0 | 0 | 0 | 0 | 0 | 0 | 0 | 0 |  | 0 | 0 | 0 | 0 |  | 0 | 0 | 0 | 0 | 0
1985-07-19 | 1985 | 7 | 19 | 0 | 0 | 0 | 0 | 0 | 0 | 0 | 0 | 0 | 0 | 0 | 0 | 0 | 0 | 0 | 0 | 0 | 0 | 0 | 0 | 0 | 0 | 0 | 0 |  | 0 | 0 | 0 | 0 |  | 0 | 0 | 0 | 0 | 0
1985-07-20 | 1985 | 7 | 20 | 0 | 0 | 0 | 0 | 0 | 0 | 0 | 0 | 0 | 0 | 0 | 0 | 0 | 0 | 0 | 0 | 0 | 0 | 0 | 0 | 0 | 0 | 0 | 0 |  | 0 | 0 | 0 | 0 |  | 0 | 0 | 0 | 0 | 0
1985-07-21 | 1985 | 7 | 21 | 0 | 0 | 0 | 0 | 0 | 0 | 0 | 0 | 0 | 0 | 0 | 0 | 0 | 0 | 0 | 0 | 0 | 0 | 0 | 0 | 0 | 0 | 0 | 0 |  | 0 | 0 | 0 | 0 |  | 0 | 0 | 0 | 0 | 0
1985-07-22 | 1985 | 7 | 22 | 0 | 0 | 0 | 0 | 0 | 0 | 0 | 0 | 0 | 0 | 0 | 0 | 0 | 0 | 0 | 0 | 0 | 0 | 0 | 0.2 | 3.6 | 0 | 0 | 0 |  | 3.8 | 3.8 | 3.8 | 4.4409e-16 |  | 0 | 0 | 3.8 | 0 | 0
1985-07-23 | 1985 | 7 | 23 | 0 | 0 | 0 | 0 | 0 | 0 | 0 | 0 | 0 | 0 | 0 | 0 | 0 | 0 | 0 | 0 | 0 | 13 | 0.2 | 0 | 0 | 0 | 0 | 0 |  | 13.2 | 13.2 | 13.2 | 0 |  | 0 | 0 | 13.2 | 0 | 0
1985-07-24 | 1985 | 7 | 24 | 0 | 0.2 | 0 | 0 | 0 | 0 | 0 | 0 | 0 | 0 | 0 | 0 | 0 | 0 | 0 | 0 | 0 | 0 | 0 | 0 | 0 | 0 | 0 | 0.4 |  | 0.6 | 0.6 | 0.6 | 1.1102e-16 |  | 0 | 0 | 0.6 | 0 | 0
1985-07-25 | 1985 | 7 | 25 | 0.2 | 0.2 | 0 | 0 | 0 | 0 | 0 | 0 | 0 | 0 | 0 | 0 | 0 | 0 | 0 | 0 | 0 | 0 | 0 | 0 | 0 | 0 | 0 | 0 |  | 0.4 | 0.4 | 0.4 | 0 |  | 0 | 0 | 0.4 | 0 | 0
1985-07-26 | 1985 | 7 | 26 | 0 | 0 | 0 | 0 | 0 | 0 | 0 | 0 | 0 | 0 | 0 | 0 | 0 | 0 | 0 | 0 | 0 | 0 | 0 | 0 | 0 | 0 | 0 | 0 |  | 0 | 0 | 0 | 0 |  | 0 | 0 | 0 | 0 | 0
1985-07-27 | 1985 | 7 | 27 | 0 | 0 | 0 | 0 | 0 | 0 | 0 | 0 | 0 | 0 | 0 | 0 | 0 | 0 | 0 | 0 | 0 | 0 | 0 | 0 | 0 | 0 | 0 | 0 |  | 0 | 0 | 0 | 0 |  | 0 | 0 | 0 | 0 | 0
1985-07-28 | 1985 | 7 | 28 | 0 | 0 | 0 | 0 | 0 | 0 | 0 | 0 | 0 | 0 | 0 | 0 | 0 | 0 | 0 | 0 | 0 | 0 | 0 | 0 | 0 | 2 | 0.2 | 0 |  | 2.2 | 2.2 | 2.2 | 0 |  | 0 | 0 | 2.2 | 0 | 0
1985-07-29 | 1985 | 7 | 29 | 0 | 1 | 0.6 | 0.2 | 0 | 0 | 0 | 0 | 0 | 0 | 0 | 0 | 0 | 0 | 0 | 0 | 0 | 0 | 0 | 0 | 0 | 0 | 0 | 0 |  | 1.8 | 1.8 | 1.8 | 0 |  | 0 | 0 | 1.8 | 0 | 0
1985-07-30 | 1985 | 7 | 30 | 0 | 0 | 0 | 0 | 0 | 0 | 0 | 0 | 0 | 0 | 0 | 0 | 0 | 0 | 0 | 0 | 0 | 0 | 0 | 0 | 0 | 0 | 0 | 0 |  | 0 | 0 | 0 | 0 |  | 0 | 0 | 0 | 0 | 0
1985-07-31 | 1985 | 7 | 31 | 0 | 0 | 0 | 0 | 0 | 0 | 0 | 0 | 0 | 0 | 0 | 0 | 0 | 0 | 0 | 0 | 0 | 0 | 0 | 0 | 0 | 0 | 0 | 0 |  | 0 | 0 | 0 | 0 |  | 0 | 0 | 0 | 0 | 0
1985-08-01 | 1985 | 8 | 1 | 0 | 0 | 0 | 0 | 0 | 0 | 0 | 0 | 0 | 0 | 0 | 0 | 0 | 0 | 0 | 0 | 0 | 0 | 0 | 0 | 0 | 0 | 0 | 0 |  | 0 | 0 | 0 | 0 |  | 0 | 0 | 0 | 0 | 0
1985-08-02 | 1985 | 8 | 2 | 0 | 0 | 0 | 0 | 0 | 0 | 0 | 0 | 0 | 0 | 0 | 0 | 0 | 0 | 0 | 0 | 0 | 0 | 0 | 0 | 0 | 0 | 0 | 0 |  | 0 | 0 | 0 | 0 |  | 0 | 0 | 0 | 0 | 0
1985-08-03 | 1985 | 8 | 3 | 0 | 0 | 0 | 0 | 0 | 0 | 0 | 0 | 0 | 0 | 0 | 0 | 0 | 0 | 0 | 0 | 0 | 0 | 0 | 0 | 0 | 0 | 0 | 0 |  | 0 | 0 | 0 | 0 |  | 0 | 0 | 0 | 0 | 0
1985-08-04 | 1985 | 8 | 4 | 0 | 0 | 0 | 0 | 0 | 0 | 0 | 0 | 0 | 0 | 0 | 0 | 0 | 0 | 0 | 0 | 0 | 0 | 0.2 | 0 | 0.6 | 0.2 | 0 | 0 |  | 1 | 1 | 1 | 0 |  | 0 | 0 | 0 | 1 | 0
1985-08-05 | 1985 | 8 | 5 | 0 | 0 | 0 | 0 | 0 | 0 | 0 | 0 | 0 | 0 | 0 | 0 | 0 | 0 | 0 | 0 | 0 | 0 | 0 | 0 | 0 | 0 | 0 | 0 |  | 0 | 0 | 0 | 0 |  | 0 | 0 | 0 | 0 | 0
1985-08-06 | 1985 | 8 | 6 | 0 | 0 | 0 | 0 | 0 | 0 | 0 | 0 | 0 | 0 | 0 | 0 | 0 | 0 | 0 | 0 | 0 | 0 | 0 | 0 | 0 | 0 | 0 | 0 |  | 0 | 0 | 0 | 0 |  | 0 | 0 | 0 | 0 | 0
1985-08-07 | 1985 | 8 | 7 | 0 | 0 | 0 | 0 | 0 | 0 | 0 | 0 | 0 | 0 | 0 | 0 | 0 | 0 | 0 | 0 | 0 | 0 | 0 | 0 | 0 | 0 | 0 | 0 |  | 0 | 0 | 0 | 0 |  | 0 | 0 | 0 | 0 | 0
1985-08-08 | 1985 | 8 | 8 | 0 | 0 | 0 | 2.6 | 0 | 0 | 0 | 0 | 0.7 | 1.4 | 0.2 | 0.5 | 0.2 | 0 | 0 | 0 | 0 | 0 | 0 | 0 | 0 | 0 | 0 | 0 |  | 5.6 | 5.6 | 5.6 | 0 |  | 0 | 0 | 0 | 5.6 | 0
1985-08-09 | 1985 | 8 | 9 | 0 | 0 | 0 | 0 | 0 | 0 | 0 | 0 | 0 | 0 | 0 | 0 | 0 | 0 | 0 | 0 | 1.9 | 0 | 0 | 0 | 2.1 | 1 | 0.2 | 0 |  | 5.2 | 5.2 | 5.2 | 0 |  | 0 | 0 | 0 | 5.2 | 0
1985-08-10 | 1985 | 8 | 10 | 0 | 0 | 0 | 0 | 0 | 0 | 0 | 0 | 0.5 | 0 | 0 | 0.5 | 0 | 0 | 0 | 0 | 0 | 0 | 0 | 0 | 0 | 0 | 0 | 0 |  | 1 | 1 | 1 | 0 |  | 0 | 0 | 0 | 1 | 0
1985-08-11 | 1985 | 8 | 11 | 0 | 0 | 0 | 0 | 0 | 0 | 0 | 0 | 0 | 0 | 0 | 0 | 0 | 0 | 0 | 0 | 0 | 0 | 0 | 0.2 | 2.4 | 0.2 | 0 | 0 |  | 2.8 | 2.8 | 2.8 | 4.4409e-16 |  | 0 | 0 | 0 | 2.8 | 0
1985-08-12 | 1985 | 8 | 12 | 0 | 0 | 0 | 0 | 0 | 0 | 0 | 0 | 0 | 0.7 | 0 | 0 | 0 | 0 | 0 | 0 | 0 | 0 | 0 | 0.3 | 0 | 0 | 0 | 0 |  | 1 | 1 | 1 | 0 |  | 0 | 0 | 0 | 1 | 0
1985-08-13 | 1985 | 8 | 13 | 0 | 0 | 0 | 0 | 0 | 0 | 0 | 0 | 0 | 0 | 0 | 0 | 0 | 0 | 0 | 0 | 0 | 0 | 0 | 0 | 0 | 0 | 0 | 0 |  | 0 | 0 | 0 | 0 |  | 0 | 0 | 0 | 0 | 0
1985-08-14 | 1985 | 8 | 14 | 0 | 0 | 0 | 0 | 0 | 0 | 0 | 0 | 0 | 0 | 0 | 0 | 0 | 0 | 0 | 0 | 0 | 0 | 0 | 1 | 0.2 | 0.2 | 0 | 0 |  | 1.4 | 1.4 | 1.4 | 0 |  | 0 | 0 | 0 | 1.4 | 0
1985-08-15 | 1985 | 8 | 15 | 0.2 | 0 | 0 | 0 | 1.3 | 0 | 0.2 | 1.3 | 2.5 | 3.6 | 3.4 | 3.2 | 1.9 | 1.7 | 1.1 | 0.8 | 0.4 | 0 | 0 | 0 | 0 | 0 | 0.2 | 0 |  | 21.8 | 21.8 | 21.8 | 3.5527e-15 |  | 0 | 0 | 0 | 21.8 | 0
1985-08-16 | 1985 | 8 | 16 | 0 | 0 | 0 | 0 | 0 | 0 | 0 | 0 | 0 | 0 | 0 | 0 | 0 | 0 | 0 | 0 | 0 | 0 | 0 | 0 | 0 | 0 | 0 | 0 |  | 0 | 0 | 0 | 0 |  | 0 | 0 | 0 | 0 | 0
1985-08-17 | 1985 | 8 | 17 | 0 | 0 | 0 | 0 | 0 | 0 | 0 | 0 | 0 | 0 | 0 | 0 | 0 | 0 | 0 | 0 | 0 | 0 | 0 | 0 | 0 | 0 | 0 | 0 |  | 0 | 0 | 0 | 0 |  | 0 | 0 | 0 | 0 | 0
1985-08-18 | 1985 | 8 | 18 | 0 | 0 | 0 | 0 | 0 | 0 | 0 | 0 | 0 | 0 | 0 | 0 | 0 | 0 | 0 | 0 | 0 | 0 | 0 | 0 | 0 | 0 | 0 | 0 |  | 0 | 0 | 0 | 0 |  | 0 | 0 | 0 | 0 | 0
1985-08-19 | 1985 | 8 | 19 | 0 | 0 | 0 | 0 | 0 | 0 | 0 | 0 | 0 | 0 | 0 | 0 | 0 | 0 | 0 | 0 | 0 | 0 | 0 | 0.2 | 0 | 0 | 0.3 | 0 |  | 0.5 | 0.5 | 0.5 | 0 |  | 0 | 0 | 0 | 0.5 | 0
1985-08-20 | 1985 | 8 | 20 | 0 | 0 | 0 | 0 | 0 | 0 | 0 | 0 | 0 | 0 | 0 | 0 | 0 | 0 | 0 | 0 | 0 | 0 | 0 | 0 | 0.1 | 0 | 0.1 | 0 |  | 0.2 | 0.2 | 0.2 | 0 |  | 0 | 0 | 0 | 0.2 | 0
1985-08-21 | 1985 | 8 | 21 | 0 | 0 | 0.2 | 0.2 | 0 | 0 | 0.4 | 0.2 | 0.7 | 2.9 | 4 | 3.5 | 1.5 | 0.7 | 0.2 | 0.2 | 0.4 | 0.4 | 0.9 | 1.3 | 0.9 | 1.8 | 0.2 | 1.3 |  | 21.9 | 21.9 | 21.9 | 0 |  | 0 | 0 | 0 | 21.9 | 0
1985-08-22 | 1985 | 8 | 22 | 2.8 | 0.6 | 0.2 | 0.2 | 0 | 0 | 0 | 0 | 0 | 0 | 0 | 0 | 0 | 0 | 0 | 0 | 0 | 0 | 0 | 0 | 0 | 0 | 0 | 0 |  | 3.8 | 3.8 | 3.8 | 4.4409e-16 |  | 0 | 0 | 0 | 3.8 | 0
1985-08-23 | 1985 | 8 | 23 | 0 | 0 | 0 | 0 | 0 | 0 | 0 | 0 | 0 | 0 | 0 | 0 | 0 | 0 | 0 | 0 | 0 | 0 | 0 | 0 | 0 | 0 | 0 | 0 |  | 0 | 0 | 0 | 0 |  | 0 | 0 | 0 | 0 | 0
1985-08-24 | 1985 | 8 | 24 | 0 | 0 | 0 | 0 | 0 | 0 | 0 | 0 | 0 | 0 | 0 | 0 | 0 | 0 | 0 | 0 | 0 | 0 | 0 | 0 | 0 | 0 | 0 | 0 |  | 0 | 0 | 0 | 0 |  | 0 | 0 | 0 | 0 | 0
1985-08-25 | 1985 | 8 | 25 | 0 | 0 | 0 | 0 | 0 | 0 | 0 | 0 | 0 | 0 | 0 | 0 | 0 | 0 | 0 | 0 | 0 | 0 | 0 | 0 | 0 | 0 | 0 | 0 |  | 0 | 0 | 0 | 0 |  | 0 | 0 | 0 | 0 | 0
1985-08-26 | 1985 | 8 | 26 | 0 | 0 | 0 | 0 | 0 | 0 | 0 | 0 | 0 | 0 | 0 | 0 | 0 | 0 | 0 | 0 | 0 | 0 | 0 | 0 | 0 | 0 | 0 | 0 |  | 0 | 0 | 0 | 0 |  | 0 | 0 | 0 | 0 | 0
1985-08-27 | 1985 | 8 | 27 | 0 | 0 | 0 | 0 | 0 | 0 | 0 | 0 | 0 | 0 | 0 | 0 | 0 | 0 | 0 | 0 | 0 | 0 | 0 | 0 | 0 | 0 | 0 | 0 |  | 0 | 0 | 0 | 0 |  | 0 | 0 | 0 | 0 | 0
1985-08-28 | 1985 | 8 | 28 | 0 | 0 | 0 | 0 | 0 | 0 | 0 | 0 | 0 | 0 | 0 | 0 | 0 | 0 | 0 | 0 | 0 | 0 | 0 | 0 | 0 | 0 | 0 | 0 |  | 0 | 0 | 0 | 0 |  | 0 | 0 | 0 | 0 | 0
1985-08-29 | 1985 | 8 | 29 | 0 | 0 | 0 | 0 | 0 | 0 | 0 | 0 | 0 | 0 | 0 | 0 | 0 | 0 | 0 | 0 | 0 | 0 | 0 | 0 | 0 | 0 | 0 | 0 |  | 0 | 0 | 0 | 0 |  | 0 | 0 | 0 | 0 | 0
1985-08-30 | 1985 | 8 | 30 | 0 | 0 | 0 | 0 | 0 | 0 | 0 | 0 | 0 | 0 | 0 | 0 | 0 | 0 | 0 | 0 | 0 | 0 | 0 | 0 | 0 | 0 | 0 | 0 |  | 0 | 0 | 0 | 0 |  | 0 | 0 | 0 | 0 | 0
1985-08-31 | 1985 | 8 | 31 | 0 | 0 | 0 | 0 | 0 | 0 | 0 | 0 | 0 | 0 | 0 | 0 | 0 | 0 | 0 | 0 | 0 | 0 | 0 | 0 | 0 | 0 | 0 | 0 |  | 0 | 0 | 0 | 0 |  | 0 | 0 | 0 | 0 | 0
1985-09-01 | 1985 | 9 | 1 | 0 | 0 | 0 | 0 | 0 | 0 | 0 | 0 | 0 | 0 | 0 | 0 | 0 | 0 | 0 | 0 | 0 | 0 | 0 | 0 | 0 | 0 | 0 | 0 |  | 0 | 0 | 0 | 0 |  | 0 | 0 | 0 | 0 | 0
1985-09-02 | 1985 | 9 | 2 | 0 | 0 | 0 | 0 | 0 | 0 | 0 | 0 | 0 | 0 | 0 | 0 | 0 | 0 | 0 | 0 | 0 | 0 | 0 | 0 | 0 | 0 | 0 | 0 |  | 0 | 0 | 0 | 0 |  | 0 | 0 | 0 | 0 | 0
1985-09-03 | 1985 | 9 | 3 | 0 | 0 | 0 | 0 | 0 | 0 | 0 | 0 | 0 | 0.2 | 0 | 0 | 0 | 1.4 | 1.6 | 0.2 | 0 | 0 | 0 | 0 | 0 | 0 | 0 | 0 |  | 3.4 | 3.4 | 3.4 | 4.4409e-16 |  | 0 | 0 | 0 | 0 | 3.4
1985-09-04 | 1985 | 9 | 4 | 0 | 0 | 0 | 0 | 0 | 0 | 0 | 0 | 0 | 0 | 0 | 0 | 0 | 0 | 0 | 0 | 0 | 0 | 0 | 0.2 | 0 | 0 | 0 | 0 |  | 0.2 | 0.2 | 0.2 | 0 |  | 0 | 0 | 0 | 0 | 0.2
1985-09-05 | 1985 | 9 | 5 | 0 | 0 | 0 | 0 | 0.4 | 0 | 0 | 0 | 0 | 0 | 0 | 2.1 | 0.5 | 0.7 | 0.2 | 0.2 | 0.5 | 0 | 0.5 | 0.9 | 0.7 | 0.7 | 0.2 | 0 |  | 7.6 | 7.6 | 7.6 | 1.7764e-15 |  | 0 | 0 | 0 | 0 | 7.6
1985-09-06 | 1985 | 9 | 6 | 0 | 0.2 | 0.3 | 0.2 | 0.2 | 0.3 | 0.2 | 0.2 | 0.3 | 0.4 | 0.3 | 0.4 | 0.2 | 0.3 | 0.2 | 0.2 | 0.3 | 0.2 | 0.2 | 0.3 | 0.2 | 0.2 | 0.3 | 0.2 |  | 5.8 | 5.8 | 5.8 | 8.8818e-16 |  | 0 | 0 | 0 | 0 | 5.8
1985-09-07 | 1985 | 9 | 7 | 0 | 0.3 | 0.2 | 0.3 | 0.2 | 0 | 0 | 0 | 0 | 0 | 0 | 0 | 0 | 0 | 0 | 0 | 0 | 0 | 0 | 0 | 0 | 0 | 0 | 0 |  | 1 | 1 | 1 | 0 |  | 0 | 0 | 0 | 0 | 1
1985-09-08 | 1985 | 9 | 8 | 0 | 0 | 0 | 0 | 0 | 0 | 0 | 0 | 0 | 0 | 0 | 0 | 0 | 0.5 | 0 | 0 | 0 | 0 | 0 | 0 | 0 | 0 | 0 | 0 |  | 0.5 | 0.5 | 0.5 | 0 |  | 0 | 0 | 0 | 0 | 0.5
1985-09-09 | 1985 | 9 | 9 | 0 | 0 | 0 | 0 | 0 | 0 | 0 | 0 | 0 | 0 | 0 | 0 | 0 | 0 | 0 | 0 | 0 | 0 | 0 | 0 | 0 | 0 | 0 | 0 |  | 0 | 0 | 0 | 0 |  | 0 | 0 | 0 | 0 | 0
1985-09-10 | 1985 | 9 | 10 | 0 | 0 | 0 | 0 | 0 | 0 | 0 | 0 | 0 | 0 | 0 | 0 | 0 | 0 | 0 | 0 | 0 | 0 | 0 | 0 | 0 | 0 | 0 | 0 |  | 0 | 0 | 0 | 0 |  | 0 | 0 | 0 | 0 | 0
1985-09-11 | 1985 | 9 | 11 | 0 | 0 | 0 | 0 | 0 | 0 | 0 | 0 | 0.1 | 0 | 0.1 | 0 | 0 | 0 | 0 | 0 | 0 | 0 | 0 | 0 | 0 | 0 | 0 | 0 |  | 0.2 | 0.2 | 0.2 | 0 |  | 0 | 0 | 0 | 0 | 0.2
1985-09-12 | 1985 | 9 | 12 | 0 | 0 | 0 | 0.6 | 6.3 | 3.6 | 6.5 | 2.1 | 4.3 | 5.8 | 13.1 | 12.9 | 3.9 | 5.6 | 7.3 | 6.7 | 4.7 | 1.7 | 2.1 | 2.6 | 0.6 | 0.9 | 1.1 | 0.2 |  | 92.6 | 92.6 | 92.6 | 0 |  | 0 | 0 | 0 | 0 | 92.6
1985-09-13 | 1985 | 9 | 13 | 0 | 0.2 | 0 | 0 | 0 | 0 | 0 | 0 | 0 | 0 | 0 | 0 | 0 | 0 | 0 | 0 | 0 | 0 | 0 | 0 | 0 | 0 | 0 | 0 |  | 0.2 | 0.2 | 0.2 | 0 |  | 0 | 0 | 0 | 0 | 0.2
1985-09-14 | 1985 | 9 | 14 | 0 | 0 | 0 | 0 | 0 | 0 | 0 | 0 | 0 | 0 | 0 | 0 | 0 | 0 | 0 | 0 | 0 | 0 | 0 | 0 | 0 | 0 | 0 | 0 |  | 0 | 0 | 0 | 0 |  | 0 | 0 | 0 | 0 | 0
1985-09-15 | 1985 | 9 | 15 | 0 | 0 | 0 | 0 | 0 | 0 | 0 | 0 | 0 | 0 | 0 | 0 | 0 | 0 | 0 | 0 | 0 | 0 | 0 | 0 | 0 | 0 | 0 | 0 |  | 0 | 0 | 0 | 0 |  | 0 | 0 | 0 | 0 | 0
1985-09-16 | 1985 | 9 | 16 | 0 | 0 | 0.1 | 0 | 0 | 0.1 | 0 | 0 | 0 | 0 | 0 | 0 | 0 | 0 | 0 | 0 | 0 | 0 | 0 | 0 | 0 | 0 | 0 | 0 |  | 0.2 | 0.2 | 0.2 | 0 |  | 0 | 0 | 0 | 0 | 0.2
1985-09-17 | 1985 | 9 | 17 | 0 | 0 | 0 | 0 | 0 | 0 | 0 | 0 | 0 | 0 | 0 | 0 | 0 | 0 | 0 | 0 | 0 | 0 | 0 | 0 | 0 | 0 | 0 | 0 |  | 0 | 0 | 0 | 0 |  | 0 | 0 | 0 | 0 | 0
1985-09-18 | 1985 | 9 | 18 | 0 | 0 | 0 | 0 | 0 | 0 | 0 | 0 | 0 | 0 | 0 | 0 | 0 | 0 | 0 | 0 | 0 | 0 | 0 | 0 | 0 | 0 | 0 | 0.5 |  | 0.5 | 0.5 | 0.5 | 0 |  | 0 | 0 | 0 | 0 | 0.5
1985-09-19 | 1985 | 9 | 19 | 0.9 | 1 | 0.9 | 1 | 0.9 | 0.9 | 1 | 0.9 | 1 | 0.9 | 0 | 0 | 0 | 0 | 0 | 0 | 0 | 0 | 0 | 0 | 0 | 0 | 0 | 0 |  | 9.4 | 9.4 | 9.4 | 0 |  | 0 | 0 | 0 | 0 | 9.4
1985-09-20 | 1985 | 9 | 20 | 0 | 0 | 0 | 0 | 0 | 0 | 0 | 0 | 0 | 0 | 0 | 0 | 0 | 0 | 0 | 0 | 0 | 0 | 0 | 0 | 0 | 0 | 0 | 0 |  | 0 | 0 | 0 | 0 |  | 0 | 0 | 0 | 0 | 0
1985-09-21 | 1985 | 9 | 21 | 0 | 0 | 0 | 0 | 0 | 0 | 0.1 | 0 | 0 | 0 | 0 | 0 | 0 | 0 | 0 | 0 | 0 | 0 | 0.1 | 0 | 0 | 0 | 0 | 0 |  | 0.2 | 0.2 | 0.2 | 0 |  | 0 | 0 | 0 | 0 | 0.2
1985-09-22 | 1985 | 9 | 22 | 0 | 0 | 0 | 0 | 0 | 0 | 0 | 0 | 0.2 | 0 | 0 | 0 | 0 | 0 | 0 | 0.2 | 0 | 0 | 0 | 0 | 0 | 0 | 0 | 0 |  | 0.4 | 0.4 | 0.4 | 0 |  | 0 | 0 | 0 | 0 | 0.4
1985-09-23 | 1985 | 9 | 23 | 0 | 0 | 0 | 0 | 0 | 0 | 0 | 0 | 0 | 0 | 0 | 0 | 0 | 0 | 0 | 0 | 0 | 0 | 0 | 0 | 0 | 0 | 0 | 0.4 |  | 0.4 | 0.4 | 0.4 | 0 |  | 0 | 0 | 0 | 0 | 0.4
1985-09-24 | 1985 | 9 | 24 | 0 | 0 | 0 | 0 | 0 | 0 | 0 | 0 | 0 | 0 | 0 | 0 | 0 | 0 | 0 | 0 | 0 | 0 | 0 | 0 | 0 | 0 | 0 | 0 |  | 0 | 0 | 0 | 0 |  | 0 | 0 | 0 | 0 | 0
1985-09-25 | 1985 | 9 | 25 | 0 | 0 | 0 | 0 | 0 | 0 | 0 | 0 | 0 | 0 | 0 | 0 | 0 | 0 | 0 | 0 | 0 | 0 | 0 | 0 | 0 | 0 | 0 | 0 |  | 0 | 0 | 0 | 0 |  | 0 | 0 | 0 | 0 | 0
1985-09-26 | 1985 | 9 | 26 | 0 | 0 | 0 | 0 | 0 | 0 | 0 | 0 | 0 | 0 | 0 | 0 | 0.2 | 0 | 0 | 0 | 0 | 0 | 0.3 | 0 | 0 | 0.2 | 0.3 | 0.2 |  | 1.2 | 1.2 | 1.2 | 0 |  | 0 | 0 | 0 | 0 | 1.2
1985-09-27 | 1985 | 9 | 27 | 0 | 0 | 0 | 0 | 0 | 0 | 0 | 0 | 0 | 0 | 0 | 0 | 0 | 0 | 0 | 0 | 0 | 0 | 0 | 0 | 0 | 0 | 0 | 0 |  | 0 | 0 | 0 | 0 |  | 0 | 0 | 0 | 0 | 0
1985-09-28 | 1985 | 9 | 28 | 0 | 0 | 0 | 0 | 0 | 0 | 0 | 0 | 0 | 0 | 0 | 0 | 0 | 0 | 0 | 0 | 0 | 0 | 0 | 0 | 0 | 0 | 0 | 0 |  | 0 | 0 | 0 | 0 |  | 0 | 0 | 0 | 0 | 0
1985-09-29 | 1985 | 9 | 29 | 0 | 0 | 0 | 0 | 0 | 0 | 0 | 0 | 0 | 0 | 0 | 0 | 0 | 0 | 0 | 0 | 0 | 0 | 0 | 0 | 0 | 0 | 0 | 0 |  | 0 | 0 | 0 | 0 |  | 0 | 0 | 0 | 0 | 0
1985-09-30 | 1985 | 9 | 30 | 0 | 0 | 0 | 0 | 0 | 0 | 0 | 0 | 0 | 0 | 0 | 0 | 0 | 0 | 0 | 0 | 0 | 0 | 0 | 0 | 0 | 0 | 0 | 0 |  | 0 | 0 | 0 | 0 |  | 0 | 0 | 0 | 0 | 0
1985-10-01 | 1985 | 10 | 1 | 0 | 0 | 0 | 0 | 0 | 0 | 0 | 0 | 0 | 0 | 0 | 0 | 0.3 | 0 | 0 | 0 | 0 | 0 | 0 | 0 | 0 | 0 | 0 | 0 |  | 0.3 | 0.3 | 0.3 | 0 |  | 0 | 0 | 0 | 0 | 0
1985-10-02 | 1985 | 10 | 2 | 0 | 0 | 0 | 0 | 0 | 0 | 0 | 0 | 0 | 0 | 0 | 0 | 0 | 0 | 0 | 0 | 0 | 0 | 0.4 | 0 | 0 | 0 | 0 | 0 |  | 0.4 | 0.4 | 0.4 | 0 |  | 0 | 0 | 0 | 0 | 0
1985-10-03 | 1985 | 10 | 3 | 0 | 0 | 0 | 0 | 0 | 0 | 0 | 0 | 0 | 0 | 0 | 0 | 0 | 0 | 0 | 0 | 0 | 0 | 0 | 0 | 0 | 0 | 0 | 0 |  | 0 | 0 | 0 | 0 |  | 0 | 0 | 0 | 0 | 0
1985-10-04 | 1985 | 10 | 4 | 0 | 0 | 0 | 0 | 0 | 0 | 0 | 0 | 0 | 0 | 0 | 0 | 0 | 0 | 0 | 0 | 0 | 0 | 0 | 0 | 0 | 0 | 0 | 0 |  | 0 | 0 | 0 | 0 |  | 0 | 0 | 0 | 0 | 0
1985-10-05 | 1985 | 10 | 5 | 0 | 0 | 0 | 0 | 0 | 0 | 0 | 0 | 0 | 0 | 0 | 0 | 0 | 0 | 0 | 0 | 0 | 0 | 0.1 | 0 | 0 | 0 | 0.1 | 0 |  | 0.2 | 0.2 | 0.2 | 0 |  | 0 | 0 | 0 | 0 | 0
1985-10-06 | 1985 | 10 | 6 | 0.1 | 0.2 | 0.1 | 0.2 | 0.1 | 0.2 | 0.1 | 0.2 | 0.1 | 0.2 | 0.1 | 0.2 | 0.1 | 0.2 | 0.1 | 0 | 0 | 0 | 0 | 0 | 0.2 | 0.1 | 0.2 | 0.1 |  | 2.8 | 2.8 | 2.8 | 1.3323e-15 |  | 0 | 0 | 0 | 0 | 0
1985-10-07 | 1985 | 10 | 7 | 0.1 | 0 | 0 | 0 | 0 | 0 | 0.1 | 0 | 0.1 | 0 | 0 | 0 | 0.1 | 0.1 | 0 | 0 | 0.1 | 0 | 0 | 0 | 0.1 | 0 | 0 | 0.1 |  | 0.8 | 0.8 | 0.8 | 1.1102e-16 |  | 0 | 0 | 0 | 0 | 0
1985-10-08 | 1985 | 10 | 8 | 0.1 | 0 | 0.2 | 0.1 | 0.2 | 0.1 | 0.2 | 0.1 | 0.2 | 0.1 | 0 | 0.2 | 0.1 | 0 | 0 | 0 | 0 | 0 | 0 | 0 | 0 | 0 | 0 | 0 |  | 1.6 | 1.6 | 1.6 | 2.2204e-16 |  | 0 | 0 | 0 | 0 | 0
1985-10-09 | 1985 | 10 | 9 | 0 | 0 | 0 | 0 | 0 | 0 | 0 | 0 | 0 | 0 | 0 | 0 | 0 | 0 | 0 | 0 | 0 | 0 | 0 | 0 | 0 | 0 | 0 | 0 |  | 0 | 0 | 0 | 0 |  | 0 | 0 | 0 | 0 | 0
1985-10-10 | 1985 | 10 | 10 | 0 | 0 | 0 | 0 | 0 | 0 | 0 | 0 | 0 | 0 | 0 | 0 | 0 | 0 | 0 | 0 | 0 | 0 | 0 | 0 | 0 | 0 | 0 | 0 |  | 0 | 0 | 0 | 0 |  | 0 | 0 | 0 | 0 | 0
1985-10-11 | 1985 | 10 | 11 | 0 | 0 | 0 | 0 | 0 | 0 | 0 | 0 | 0 | 0 | 0 | 0 | 0 | 0 | 0 | 0 | 0 | 0 | 0 | 0 | 0 | 0 | 0 | 0 |  | 0 | 0 | 0 | 0 |  | 0 | 0 | 0 | 0 | 0
1985-10-12 | 1985 | 10 | 12 | 0 | 0 | 0 | 0 | 0 | 0 | 0 | 0 | 0 | 0 | 0 | 0 | 0 | 0 | 0 | 0 | 0 | 0 | 0 | 0 | 0 | 0 | 0 | 0 |  | 0 | 0 | 0 | 0 |  | 0 | 0 | 0 | 0 | 0
1985-10-13 | 1985 | 10 | 13 | 0 | 0 | 0 | 0 | 0 | 0 | 0 | 0 | 0 | 0 | 0 | 0 | 0 | 0 | 0 | 0 | 0 | 0 | 0 | 0 | 0 | 0 | 0 | 0 |  | 0 | 0 | 0 | 0 |  | 0 | 0 | 0 | 0 | 0
1985-10-14 | 1985 | 10 | 14 | 0 | 0 | 0 | 0 | 0 | 0 | 0 | 0 | 0 | 0 | 0 | 0 | 0 | 0 | 0 | 0 | 0 | 0 | 0 | 0 | 0 | 0 | 0.2 | 0.6 |  | 0.8 | 0.8 | 0.8 | 0 |  | 0 | 0 | 0 | 0 | 0
1985-10-15 | 1985 | 10 | 15 | 1.2 | 0.8 | 0.7 | 0.6 | 0.5 | 0.8 | 0.5 | 0.2 | 0.2 | 0 | 0 | 0 | 0 | 0 | 0 | 0 | 0 | 0 | 0 | 0 | 0 | 0 | 0 | 0 |  | 5.5 | 5.5 | 5.5 | 8.8818e-16 |  | 0 | 0 | 0 | 0 | 0
1985-10-16 | 1985 | 10 | 16 | 0 | 0 | 0 | 0 | 0 | 0 | 0 | 0 | 0 | 0 | 0 | 0.2 | 0 | 0.5 | 0.8 | 0 | 0 | 0 | 0 | 0 | 0 | 0 | 0 | 0 |  | 1.5 | 1.5 | 1.5 | 0 |  | 0 | 0 | 0 | 0 | 0
1985-10-17 | 1985 | 10 | 17 | 0 | 0 | 0 | 0 | 0 | 0 | 0 | 0 | 0 | 0 | 0 | 0 | 0 | 0 | 0 | 0 | 0 | 0 | 0 | 0 | 0 | 0 | 0 | 0 |  | 0 | 0 | 0 | 0 |  | 0 | 0 | 0 | 0 | 0
1985-10-18 | 1985 | 10 | 18 | 0 | 0 | 0 | 0 | 0 | 0 | 0 | 0 | 0 | 0 | 0 | 0 | 0 | 0 | 0 | 0 | 0 | 0 | 0 | 0 | 0 | 0 | 0 | 0 |  | 0 | 0 | 0 | 0 |  | 0 | 0 | 0 | 0 | 0
1985-10-19 | 1985 | 10 | 19 | 0 | 0 | 0 | 0 | 0 | 0 | 0 | 0 | 0 | 0 | 0 | 0 | 0 | 0 | 0 | 0 | 0 | 0 | 0 | 0 | 0 | 0 | 0 | 0 |  | 0 | 0 | 0 | 0 |  | 0 | 0 | 0 | 0 | 0
1985-10-20 | 1985 | 10 | 20 | 0 | 0 | 0 | 0 | 0 | 0 | 0 | 0 | 0 | 0 | 0 | 0 | 0 | 0 | 0 | 0 | 0 | 0 | 0 | 0 | 0 | 0 | 0 | 0 |  | 0 | 0 | 0 | 0 |  | 0 | 0 | 0 | 0 | 0
1985-10-21 | 1985 | 10 | 21 | 0 | 0 | 0 | 0 | 0 | 0 | 0 | 0 | 0 | 0 | 0 | 0 | 0 | 0 | 0 | 0 | 0 | 0 | 0 | 0 | 0 | 0 | 0 | 0 |  | 0 | 0 | 0 | 0 |  | 0 | 0 | 0 | 0 | 0
1985-10-22 | 1985 | 10 | 22 | 0 | 0 | 0 | 0 | 0 | 0 | 0 | 0 | 0 | 0 | 0 | 0 | 0 | 0 | 0 | 0 | 0 | 0 | 0 | 0 | 0 | 0 | 0 | 0 |  | 0 | 0 | 0 | 0 |  | 0 | 0 | 0 | 0 | 0
1985-10-23 | 1985 | 10 | 23 | 0 | 0 | 0 | 0 | 0 | 0 | 0 | 0 | 0 | 0 | 0 | 0 | 0 | 0 | 0 | 0 | 0 | 0 | 0 | 0 | 0 | 0 | 0 | 0 |  | 0 | 0 | 0 | 0 |  | 0 | 0 | 0 | 0 | 0
1985-10-24 | 1985 | 10 | 24 | 0 | 0 | 0 | 0 | 0 | 0 | 0 | 0 | 0 | 0 | 0 | 0 | 0 | 0 | 0 | 0 | 0 | 0 | 0 | 0 | 0 | 0 | 0 | 0 |  | 0 | 0 | 0 | 0 |  | 0 | 0 | 0 | 0 | 0
1985-10-25 | 1985 | 10 | 25 | 0 | 0 | 0 | 0 | 0 | 0 | 0 | 0 | 0 | 0 | 0 | 0 | 0 | 0 | 0 | 0 | 0 | 0 | 0 | 0 | 0 | 0 | 0 | 0 |  | 0 | 0 | 0 | 0 |  | 0 | 0 | 0 | 0 | 0
1985-10-26 | 1985 | 10 | 26 | 0 | 0 | 0 | 0 | 0 | 0 | 0 | 0 | 0 | 0 | 0 | 0 | 0 | 0 | 0 | 0 | 0 | 0 | 0 | 0 | 0 | 0 | 0 | 0 |  | 0 | 0 | 0 | 0 |  | 0 | 0 | 0 | 0 | 0
1985-10-27 | 1985 | 10 | 27 | 0 | 0 | 0 | 0 | 0 | 0 | 0 | 0 | 0 | 0 | 0 | 0 | 0 | 0 | 0 | 0 | 0 | 0 | 0 | 0 | 0 | 0 | 0 | 0 |  | 0 | 0 | 0 | 0 |  | 0 | 0 | 0 | 0 | 0
1985-10-28 | 1985 | 10 | 28 | 0 | 0 | 0 | 0 | 0 | 0 | 0.7 | 0 | 1.4 | 0.7 | 0 | 0 | 0 | 0 | 0 | 0 | 0 | 0 | 0 | 0 | 0 | 0 | 0 | 0 |  | 2.8 | 2.8 | 2.8 | 0 |  | 0 | 0 | 0 | 0 | 0
1985-10-29 | 1985 | 10 | 29 | 0 | 0 | 0 | 0 | 0 | 0 | 0 | 0 | 0 | 0 | 0 | 0 | 0 | 0 | 0 | 0 | 0 | 0 | 0 | 0 | 0 | 0 | 0 | 0 |  | 0 | 0 | 0 | 0 |  | 0 | 0 | 0 | 0 | 0
1985-10-30 | 1985 | 10 | 30 | 0 | 0 | 0 | 0 | 0 | 0 | 0 | 0 | 0 | 0 | 0 | 0 | 0 | 0 | 0 | 0 | 0 | 0 | 0 | 0 | 0 | 0 | 0 | 0 |  | 0 | 0 | 0 | 0 |  | 0 | 0 | 0 | 0 | 0
1985-10-31 | 1985 | 10 | 31 | 0 | 0 | 0 | 0 | 0 | 0 | 0 | 0 | 0 | 0 | 0 | 0 | 0 | 0 | 0 | 0 | 0 | 0 | 0 | 0 | 0 | 0 | 0 | 0 |  | 0 | 0 | 0 | 0 |  | 0 | 0 | 0 | 0 | 0
1985-11-01 | 1985 | 11 | 1 | 0 | 0 | 0 | 0 | 0 | 0 | 0 | 0 | 0 | 0 | 0 | 0 | 0 | 0 | 0 | 0 | 0 | 0 | 0 | 0 | 0 | 0 | 0 | 0 |  | 0 | 0 | 0 | 0 |  | 0 | 0 | 0 | 0 | 0
1985-11-02 | 1985 | 11 | 2 | 0 | 0 | 0 | 0 | 0 | 0 | 0 | 0 | 0 | 0 | 0 | 0 | 0 | 0 | 0 | 0 | 0 | 0 | 0 | 0 | 0 | 0 | 0 | 0 |  | 0 | 0 | 0 | 0 |  | 0 | 0 | 0 | 0 | 0
1985-11-03 | 1985 | 11 | 3 | 0 | 0 | 0 | 0 | 0 | 0 | 0 | 0 | 0 | 0 | 0 | 0 | 0 | 0 | 0 | 0 | 0 | 0 | 0 | 0 | 0 | 0 | 0 | 0 |  | 0 | 0 | 0 | 0 |  | 0 | 0 | 0 | 0 | 0
1985-11-04 | 1985 | 11 | 4 | 0 | 0 | 0 | 0 | 0 | 0 | 0 | 0 | 0 | 0 | 0 | 0 | 0 | 0 | 0 | 0 | 0 | 0 | 0.2 | 0.1 | 0.2 | 0.2 | 0.1 | 0.2 |  | 1 | 1 | 1 | 0 |  | 0 | 0 | 0 | 0 | 0
1985-11-05 | 1985 | 11 | 5 | 0.6 | 0 | 0 | 0 | 0 | 0 | 0 | 0 | 0 | 0 | 0 | 0 | 0 | 0 | 0 | 0 | 0 | 0 | 0 | 0 | 0 | 0 | 0 | 0 |  | 0.6 | 0.6 | 0.6 | 0 |  | 0 | 0 | 0 | 0 | 0
1985-11-06 | 1985 | 11 | 6 | 0 | 0 | 0 | 0 | 0 | 0 | 0 | 0 | 0 | 0 | 0 | 0 | 0 | 0 | 0 | 0 | 0 | 0 | 0 | 0 | 0 | 0 | 0 | 0 |  | 0 | 0 | 0 | 0 |  | 0 | 0 | 0 | 0 | 0
1985-11-07 | 1985 | 11 | 7 | 0 | 0 | 0 | 0 | 0 | 0 | 0.1 | 0 | 0 | 0 | 0.1 | 0 | 0 | 0.1 | 0 | 0 | 0 | 0 | 0 | 0.1 | 0 | 0 | 0 | 0 |  | 0.4 | 0.4 | 0.4 | 0 |  | 0 | 0 | 0 | 0 | 0
1985-11-08 | 1985 | 11 | 8 | 0 | 0 | 0 | 0 | 0 | 0 | 0 | 0 | 0 | 0.1 | 0.1 | 0.1 | 0.1 | 0.1 | 0.1 | 0.1 | 0.2 | 0.1 | 0.1 | 0.1 | 0.1 | 0.1 | 0.1 | 0.1 |  | 1.6 | 1.6 | 1.6 | 2.2204e-16 |  | 0 | 0 | 0 | 0 | 0
1985-11-09 | 1985 | 11 | 9 | 0.2 | 0.1 | 0.2 | 0.1 | 0.2 | 0.1 | 0.2 | 0.1 | 0.2 | 0.1 | 0.2 | 0.1 | 0.2 | 0.1 | 0.2 | 0.1 | 0.1 | 0.2 | 0.1 | 0.2 | 0.1 | 0.2 | 0.1 | 0.2 |  | 3.6 | 3.6 | 3.6 | 1.7764e-15 |  | 0 | 0 | 0 | 0 | 0
1985-11-10 | 1985 | 11 | 10 | 0 | 0 | 0 | 0.1 | 0 | 0 | 0 | 0 | 0 | 0 | 0 | 0 | 0 | 0 | 0 | 0 | 0 | 0 | 0 | 0 | 0.1 | 0 | 0 | 0 |  | 0.2 | 0.2 | 0.2 | 0 |  | 0 | 0 | 0 | 0 | 0
1985-11-11 | 1985 | 11 | 11 | 0 | 0 | 0 | 0 | 0 | 0 | 0 | 0 | 0 | 0 | 0 | 0 | 0 | 0 | 0 | 0 | 0 | 0 | 0 | 0 | 0 | 0 | 0 | 0 |  | 0 | 0 | 0 | 0 |  | 0 | 0 | 0 | 0 | 0
1985-11-12 | 1985 | 11 | 12 | 0 | 0 | 0 | 0 | 0 | 0 | 0 | 0 | 0 | 0 | 0 | 0 | 0 | 0 | 0 | 0 | 0 | 0 | 0 | 0 | 0 | 0 | 0 | 0 |  | 0 | 0 | 0 | 0 |  | 0 | 0 | 0 | 0 | 0
1985-11-13 | 1985 | 11 | 13 | 0 | 0 | 0 | 0 | 0 | 0 | 0 | 0 | 0 | 0 | 0 | 0 | 0 | 0 | 0 | 0 | 0 | 0 | 0 | 0 | 0 | 0 | 0 | 0 |  | 0 | 0 | 0 | 0 |  | 0 | 0 | 0 | 0 | 0
1985-11-14 | 1985 | 11 | 14 | 0 | 0 | 0 | 0 | 0 | 0 | 0 | 0 | 0 | 0 | 0 | 0 | 0 | 0 | 0 | 0 | 0 | 0 | 0 | 0 | 0 | 0 | 0 | 0 |  | 0 | 0 | 0 | 0 |  | 0 | 0 | 0 | 0 | 0
1985-11-15 | 1985 | 11 | 15 | 0 | 0 | 0 | 0 | 0 | 0 | 0 | 0 | 0 | 0 | 0 | 0 | 0 | 0 | 0 | 0 | 0 | 0 | 0 | 0 | 0 | 0 | 0 | 0 |  | 0 | 0 | 0 | 0 |  | 0 | 0 | 0 | 0 | 0
1985-11-16 | 1985 | 11 | 16 | 0 | 0 | 0 | 0 | 0 | 0 | 0 | 0 | 0.1 | 0 | 0.1 | 0.1 | 0 | 0.1 | 0.1 | 0 | 0 | 0.1 | 0.1 | 0 | 0.1 | 0.1 | 0 | 0.1 |  | 1 | 1 | 1 | 1.1102e-16 |  | 0 | 0 | 0 | 0 | 0
1985-11-17 | 1985 | 11 | 17 | 0 | 0.1 | 0 | 0 | 0.1 | 0 | 0 | 0.1 | 0 | 0 | 0.1 | 0 | 0 | 0.1 | 0 | 0 | 0.1 | 0 | 0 | 0.1 | 0 | 0 | 0.1 | 0 |  | 0.8 | 0.8 | 0.8 | 1.1102e-16 |  | 0 | 0 | 0 | 0 | 0
1985-11-18 | 1985 | 11 | 18 | 0 | 0 | 0 | 0 | 0 | 0 | 0 | 0 | 0 | 0 | 0 | 0 | 0 | 0 | 0 | 0 | 0 | 0 | 0 | 0 | 0 | 0 | 0 | 0 |  | 0 | 0 | 0 | 0 |  | 0 | 0 | 0 | 0 | 0
1985-11-19 | 1985 | 11 | 19 | 0 | 0 | 0 | 0 | 0 | 0 | 0 | 0 | 0 | 0 | 0 | 0 | 0 | 0 | 0 | 0 | 0 | 0 | 0 | 0 | 0 | 0 | 0 | 0 |  | 0 | 0 | 0 | 0 |  | 0 | 0 | 0 | 0 | 0
1985-11-20 | 1985 | 11 | 20 | 0 | 0 | 0 | 0 | 0 | 0 | 0 | 0 | 0 | 0 | 0 | 0 | 0 | 0 | 0 | 0 | 0 | 0 | 0 | 0 | 0 | 0 | 0 | 0 |  | 0 | 0 | 0 | 0 |  | 0 | 0 | 0 | 0 | 0
1985-11-21 | 1985 | 11 | 21 | 0 | 0 | 0 | 0 | 0 | 0 | 0 | 0 | 0 | 0 | 0 | 0 | 0 | 0 | 0 | 0 | 0 | 0 | 0 | 0 | 0 | 0 | 0 | 0 |  | 0 | 0 | 0 | 0 |  | 0 | 0 | 0 | 0 | 0
1985-11-22 | 1985 | 11 | 22 | 0 | 0 | 0 | 0 | 0 | 0 | 0 | 0 | 0 | 0 | 0 | 0 | 0 | 0 | 0 | 0 | 0 | 0 | 0 | 0 | 0 | 0 | 0 | 0 |  | 0 | 0 | 0 | 0 |  | 0 | 0 | 0 | 0 | 0
1985-11-23 | 1985 | 11 | 23 | 0 | 0 | 0 | 0 | 0 | 0 | 0 | 0 | 0 | 0 | 0 | 0 | 0 | 0 | 0 | 0 | 0 | 0 | 0 | 0 | 0 | 0 | 0 | 0 |  | 0 | 0 | 0 | 0 |  | 0 | 0 | 0 | 0 | 0
1985-11-24 | 1985 | 11 | 24 | 0 | 0 | 0.1 | 0 | 0 | 0 | 0 | 0 | 0.1 | 0 | 0 | 0 | 0 | 0 | 0.1 | 0 | 0 | 0 | 0 | 0 | 0 | 0.1 | 0 | 0 |  | 0.4 | 0.4 | 0.4 | 0 |  | 0 | 0 | 0 | 0 | 0
1985-11-25 | 1985 | 11 | 25 | 0 | 0 | 0.1 | 0 | 0 | 0 | 0 | 0 | 0.1 | 0 | 0 | 0 | 0 | 0 | 0.1 | 0 | 0 | 0 | 0 | 0 | 0 | 0.1 | 0 | 0 |  | 0.4 | 0.4 | 0.4 | 0 |  | 0 | 0 | 0 | 0 | 0
1985-11-26 | 1985 | 11 | 26 | 0 | 0 | 0 | 0 | 0 | 0 | 0 | 0 | 0 | 0 | 0 | 0 | 0 | 0 | 0 | 0 | 0 | 0 | 0 | 0 | 0 | 0 | 0 | 0 |  | 0 | 0 | 0 | 0 |  | 0 | 0 | 0 | 0 | 0
1985-11-27 | 1985 | 11 | 27 | 0 | 0 | 0 | 0 | 0 | 0 | 0 | 0 | 0 | 0 | 0 | 0 | 0 | 0 | 0 | 0 | 0 | 0 | 0 | 0 | 0 | 0 | 0 | 0 |  | 0 | 0 | 0 | 0 |  | 0 | 0 | 0 | 0 | 0
1985-11-28 | 1985 | 11 | 28 | 0 | 0 | 0 | 0 | 0 | 0 | 0 | 0 | 0 | 0 | 0 | 0 | 0 | 0 | 0 | 0 | 0 | 0 | 0 | 0 | 0 | 0 | 0 | 0 |  | 0 | 0 | 0 | 0 |  | 0 | 0 | 0 | 0 | 0
1985-11-29 | 1985 | 11 | 29 | 0 | 0 | 0.1 | 0 | 0 | 0 | 0 | 0 | 0.1 | 0 | 0 | 0 | 0 | 0 | 0.1 | 0 | 0 | 0 | 0 | 0 | 0 | 0.1 | 0 | 0 |  | 0.4 | 0.4 | 0.4 | 0 |  | 0 | 0 | 0 | 0 | 0
1985-11-30 | 1985 | 11 | 30 | 0 | 0.1 | 0 | 0.1 | 0 | 0 | 0.1 | 0 | 0.1 | 0 | 0 | 0.1 | 0 | 0 | 0.1 | 0 | 0.1 | 0 | 0 | 0.1 | 0 | 0.1 | 0 | 0 |  | 0.9 | 0.9 | 0.9 | 1.1102e-16 |  | 0 | 0 | 0 | 0 | 0
1985-12-01 | 1985 | 12 | 1 | 0 | 0 | 0 | 0 | 0 | 0 | 0 | 0 | 0 | 0 | 0 | 0 | 0 | 0 | 0 | 0 | 0 | 0 | 0 | 0 | 0 | 0 | 0 | 0 |  | 0 | 0 | 0 | 0 |  | 0 | 0 | 0 | 0 | 0
1985-12-02 | 1985 | 12 | 2 | 0 | 0 | 0 | 0 | 0 | 0 | 0 | 0 | 0 | 0 | 0 | 0 | 0 | 0 | 0 | 0 | 0 | 0 | 0 | 0 | 0 | 0 | 0 | 0 |  | 0 | 0 | 0 | 0 |  | 0 | 0 | 0 | 0 | 0
1985-12-03 | 1985 | 12 | 3 | 0 | 0 | 0 | 0 | 0 | 0 | 0 | 0 | 0 | 0 | 0 | 0 | 0 | 0 | 0 | 0 | 0 | 0 | 0 | 0 | 0 | 0 | 0 | 0 |  | 0 | 0 | 0 | 0 |  | 0 | 0 | 0 | 0 | 0
1985-12-04 | 1985 | 12 | 4 | 0 | 0 | 0 | 0 | 0 | 0 | 0 | 0 | 0 | 0 | 0 | 0 | 0 | 0 | 0 | 0 | 0 | 0 | 0 | 0 | 0 | 0 | 0 | 0 |  | 0 | 0 | 0 | 0 |  | 0 | 0 | 0 | 0 | 0
1985-12-05 | 1985 | 12 | 5 | 0 | 0 | 0 | 0 | 0 | 0 | 0 | 0 | 0 | 0 | 0 | 0 | 0 | 0 | 0 | 0 | 0 | 0 | 0 | 0 | 0 | 0 | 0 | 0 |  | 0 | 0 | 0 | 0 |  | 0 | 0 | 0 | 0 | 0
1985-12-06 | 1985 | 12 | 6 | 0 | 0 | 0 | 0 | 0 | 0 | 0 | 0 | 0 | 0 | 0 | 0 | 0 | 0 | 0 | 0 | 0 | 0 | 0 | 0 | 0 | 0 | 0 | 0 |  | 0 | 0 | 0 | 0 |  | 0 | 0 | 0 | 0 | 0
1985-12-07 | 1985 | 12 | 7 | 0 | 0 | 0 | 0 | 0 | 0 | 0 | 0 | 0 | 0 | 0 | 0 | 0 | 0 | 0 | 0 | 0 | 0 | 0 | 0 | 0 | 0 | 0 | 0 |  | 0 | 0 | 0 | 0 |  | 0 | 0 | 0 | 0 | 0
1985-12-08 | 1985 | 12 | 8 | 0 | 0 | 0 | 0 | 0 | 0 | 0 | 0 | 0 | 0 | 0 | 0 | 0 | 0 | 0 | 0 | 0 | 0 | 0 | 0 | 0 | 0 | 0 | 0 |  | 0 | 0 | 0 | 0 |  | 0 | 0 | 0 | 0 | 0
1985-12-09 | 1985 | 12 | 9 | 0 | 0 | 0 | 0 | 0 | 0 | 0 | 0 | 0 | 0 | 0 | 0 | 0 | 0 | 0 | 0 | 0 | 0 | 0 | 0 | 0 | 0 | 0 | 0 |  | 0 | 0 | 0 | 0 |  | 0 | 0 | 0 | 0 | 0
1985-12-10 | 1985 | 12 | 10 | 0 | 0 | 0 | 0 | 0 | 0 | 0 | 0 | 0 | 0 | 0 | 0 | 0 | 0 | 0 | 0 | 0 | 0 | 0 | 0 | 0 | 0 | 0 | 0 |  | 0 | 0 | 0 | 0 |  | 0 | 0 | 0 | 0 | 0
1985-12-11 | 1985 | 12 | 11 | 0 | 0 | 0 | 0.1 | 0 | 0 | 0 | 0 | 0 | 0 | 0 | 0 | 0 | 0.1 | 0 | 0.1 | 0.1 | 0 | 0.1 | 0.1 | 0 | 0.1 | 0 | 0.1 |  | 0.8 | 0.8 | 0.8 | 1.1102e-16 |  | 0 | 0 | 0 | 0 | 0
1985-12-12 | 1985 | 12 | 12 | 0.3 | 0.3 | 0.3 | 0.3 | 0.3 | 0.3 | 0.3 | 0.3 | 0.3 | 0.3 | 0.7 | 0.3 | 0.3 | 0 | 0.3 | 0.3 | 0.3 | 0.3 | 0.3 | 0.3 | 0.3 | 0.3 | 0.3 | 0.3 |  | 7.3 | 7.3 | 7.3 | 2.6645e-15 |  | 0 | 0 | 0 | 0 | 0
1985-12-13 | 1985 | 12 | 13 | 0 | 0 | 0 | 0 | 0 | 0 | 0 | 0 | 0 | 0 | 0 | 0 | 0 | 0 | 0 | 0 | 0 | 0 | 0 | 0 | 0 | 0 | 0 | 0 |  | 0 | 0 | 0 | 0 |  | 0 | 0 | 0 | 0 | 0
1985-12-14 | 1985 | 12 | 14 | 0 | 0 | 0 | 0 | 0 | 0 | 0 | 0 | 0 | 0 | 0 | 0 | 0 | 0 | 0 | 0 | 0 | 0 | 0 | 0 | 0 | 0 | 0 | 0 |  | 0 | 0 | 0 | 0 |  | 0 | 0 | 0 | 0 | 0
1985-12-15 | 1985 | 12 | 15 | 0 | 0 | 0 | 0 | 0 | 0 | 0 | 0 | 0 | 0 | 0 | 0 | 0 | 0 | 0 | 0 | 0 | 0 | 0 | 0 | 0 | 0 | 0 | 0 |  | 0 | 0 | 0 | 0 |  | 0 | 0 | 0 | 0 | 0
1985-12-16 | 1985 | 12 | 16 | 0 | 0 | 0 | 0 | 0 | 0 | 0 | 0 | 0 | 0 | 0 | 0 | 0 | 0 | 0 | 0 | 0 | 0 | 0 | 0 | 0 | 0 | 0 | 0 |  | 0 | 0 | 0 | 0 |  | 0 | 0 | 0 | 0 | 0
1985-12-17 | 1985 | 12 | 17 | 0 | 0 | 0 | 0 | 0 | 0 | 0 | 0 | 0 | 0 | 0 | 0 | 0 | 0 | 0 | 0 | 0 | 0 | 0 | 0 | 0 | 0 | 0 | 0 |  | 0 | 0 | 0 | 0 |  | 0 | 0 | 0 | 0 | 0
1985-12-18 | 1985 | 12 | 18 | 0 | 0 | 0 | 0 | 0 | 0 | 0 | 0 | 0 | 0 | 0 | 0 | 0 | 0 | 0 | 0 | 0 | 0 | 0 | 0 | 0 | 0.2 | 0.2 | 0.2 |  | 0.6 | 0.6 | 0.6 | 1.1102e-16 |  | 0 | 0 | 0 | 0 | 0
1985-12-19 | 1985 | 12 | 19 | 0 | 0 | 0 | 0 | 0 | 0 | 0 | 0 | 0 | 0 | 0 | 0 | 0 | 0 | 0 | 0 | 0 | 0 | 0 | 0 | 0 | 0 | 0 | 0 |  | 0 | 0 | 0 | 0 |  | 0 | 0 | 0 | 0 | 0
1985-12-20 | 1985 | 12 | 20 | 0 | 0 | 0 | 0 | 0 | 0 | 0 | 0 | 0 | 0 | 0 | 0 | 0 | 0 | 0 | 0 | 0 | 0 | 0 | 0 | 0 | 0 | 0 | 0 |  | 0 | 0 | 0 | 0 |  | 0 | 0 | 0 | 0 | 0
1985-12-21 | 1985 | 12 | 21 | 0 | 0 | 0 | 0 | 0 | 0 | 0 | 0 | 0 | 0 | 0 | 0 | 0 | 0 | 0 | 0 | 0 | 0 | 0 | 0 | 0 | 0 | 0 | 0 |  | 0 | 0 | 0 | 0 |  | 0 | 0 | 0 | 0 | 0
1985-12-22 | 1985 | 12 | 22 | 0 | 0 | 0 | 0 | 0 | 0 | 0 | 0 | 0 | 0 | 0 | 0 | 0 | 0 | 0 | 0 | 0 | 0 | 0 | 0 | 0 | 0 | 0 | 0 |  | 0 | 0 | 0 | 0 |  | 0 | 0 | 0 | 0 | 0
1985-12-23 | 1985 | 12 | 23 | 0 | 0 | 0 | 0 | 0 | 0 | 0 | 0 | 0 | 0 | 0 | 0 | 0 | 0 | 0 | 0 | 0 | 0 | 0 | 0 | 0 | 0 | 0 | 0 |  | 0 | 0 | 0 | 0 |  | 0 | 0 | 0 | 0 | 0
1985-12-24 | 1985 | 12 | 24 | 0 | 0 | 0 | 0 | 0 | 0 | 0 | 0 | 0 | 0 | 0 | 0 | 0 | 0 | 0 | 0 | 0 | 0 | 0 | 0 | 0 | 0 | 0 | 0 |  | 0 | 0 | 0 | 0 |  | 0 | 0 | 0 | 0 | 0
1985-12-25 | 1985 | 12 | 25 | 0 | 0 | 0 | 0 | 0 | 0 | 0 | 0 | 0 | 0 | 0 | 0 | 0 | 0 | 0 | 0 | 0 | 0 | 0 | 0 | 0 | 0 | 0 | 0 |  | 0 | 0 | 0 | 0 |  | 0 | 0 | 0 | 0 | 0
1985-12-26 | 1985 | 12 | 26 | 0 | 0 | 0 | 0 | 0 | 0 | 0 | 0 | 0 | 0 | 0 | 0 | 0 | 0 | 0 | 0 | 0 | 0 | 0 | 0 | 0 | 0 | 0 | 0 |  | 0 | 0 | 0 | 0 |  | 0 | 0 | 0 | 0 | 0
1985-12-27 | 1985 | 12 | 27 | 0 | 0 | 0 | 0 | 0 | 0 | 0 | 0 | 0 | 0 | 0 | 0 | 0 | 0 | 0 | 0 | 0 | 0 | 0 | 0 | 0 | 0 | 0 | 0 |  | 0 | 0 | 0 | 0 |  | 0 | 0 | 0 | 0 | 0
1985-12-28 | 1985 | 12 | 28 | 0 | 0 | 0 | 0 | 0 | 0 | 0 | 0 | 0 | 0 | 0 | 0 | 0 | 0 | 0 | 0 | 0 | 0 | 0 | 0 | 0 | 0 | 0 | 0 |  | 0 | 0 | 0 | 0 |  | 0 | 0 | 0 | 0 | 0
1985-12-29 | 1985 | 12 | 29 | 0 | 0 | 0 | 0 | 0 | 0 | 0 | 0 | 0 | 0 | 0 | 0 | 0 | 0 | 0 | 0 | 0 | 0 | 0 | 0 | 0 | 0 | 0 | 0 |  | 0 | 0 | 0 | 0 |  | 0 | 0 | 0 | 0 | 0
1985-12-30 | 1985 | 12 | 30 | 0 | 0 | 0 | 0 | 0 | 0 | 0 | 0 | 0 | 0 | 0 | 0 | 0 | 0 | 0 | 0 | 0 | 0 | 0 | 0 | 0 | 0 | 0 | 0 |  | 0 | 0 | 0 | 0 |  | 0 | 0 | 0 | 0 | 0
1985-12-31 | 1985 | 12 | 31 | 0 | 0 | 0 | 0 | 0 | 0 | 0 | 0 | 0 | 0 | 0 | 0 | 0 | 0 | 0 | 0 | 0 | 0 | 0 | 0 | 0 | 0 | 0 | 0 |  | 0 | 0 | 0 | 0 |  | 0 | 0 | 0 | 0 | 0
1986-01-01 | 1986 | 1 | 1 | 0 | 0 | 0 | 0 | 0 | 0 | 0 | 0 | 0 | 0 | 0 | 0 | 0 | 0 | 0 | 0 | 0 | 0 | 0 | 0 | 0 | 0 | 0 | 0 |  | 0 | 0 | 0 | 0 |  | 0 | 0 | 0 | 0 | 0
1986-01-02 | 1986 | 1 | 2 | 0 | 0 | 0 | 0 | 0 | 0 | 0 | 0 | 0 | 0 | 0 | 0 | 0 | 0 | 0 | 0 | 0 | 0 | 0 | 0 | 0 | 0 | 0 | 0 |  | 0 | 0 | 0 | 0 |  | 0 | 0 | 0 | 0 | 0
1986-01-03 | 1986 | 1 | 3 | 0 | 0 | 0 | 0 | 0 | 0 | 0.1 | 0 | 0.1 | 0 | 0 | 0 | 0 | 0 | 0 | 0 | 0 | 0 | 0 | 0 | 0 | 0 | 0 | 0 |  | 0.2 | 0.2 | 0.2 | 0 |  | 0 | 0 | 0 | 0 | 0
1986-01-04 | 1986 | 1 | 4 | 0 | 0 | 0 | 0 | 0 | 0 | 0 | 0 | 0 | 0 | 0 | 0 | 0 | 0 | 0 | 0 | 0 | 0 | 0 | 0 | 0 | 0 | 0 | 0 |  | 0 | 0 | 0 | 0 |  | 0 | 0 | 0 | 0 | 0
1986-01-05 | 1986 | 1 | 5 | 0 | 0 | 0 | 0 | 0 | 0 | 0 | 0 | 0 | 0 | 0 | 0 | 0 | 0 | 0 | 0 | 0 | 0 | 0 | 0 | 0 | 0 | 0 | 0 |  | 0 | 0 | 0 | 0 |  | 0 | 0 | 0 | 0 | 0
1986-01-06 | 1986 | 1 | 6 | 0 | 0 | 0 | 0 | 0 | 0 | 0 | 0 | 0 | 0 | 0 | 0 | 0 | 0 | 0 | 0 | 0 | 0 | 0 | 0 | 0 | 0 | 0 | 0 |  | 0 | 0 | 0 | 0 |  | 0 | 0 | 0 | 0 | 0
1986-01-07 | 1986 | 1 | 7 | 0 | 0 | 0 | 0 | 0 | 0 | 0 | 0 | 0 | 0 | 0 | 0 | 0 | 0 | 0 | 0 | 0 | 0 | 0 | 0 | 0 | 0 | 0 | 0 |  | 0 | 0 | 0 | 0 |  | 0 | 0 | 0 | 0 | 0
1986-01-08 | 1986 | 1 | 8 | 0 | 0 | 0 | 0 | 0 | 0 | 0 | 0 | 0 | 0 | 0 | 0 | 0 | 0 | 0 | 0 | 0 | 0 | 0 | 0 | 0 | 0 | 0 | 0 |  | 0 | 0 | 0 | 0 |  | 0 | 0 | 0 | 0 | 0
1986-01-09 | 1986 | 1 | 9 | 0 | 0 | 0 | 0 | 0 | 0 | 0 | 0 | 0 | 0 | 0 | 0 | 0 | 0 | 0 | 0 | 0 | 0 | 0 | 0 | 0 | 0 | 0 | 0 |  | 0 | 0 | 0 | 0 |  | 0 | 0 | 0 | 0 | 0
1986-01-10 | 1986 | 1 | 10 | 0 | 0 | 0 | 0 | 0 | 0 | 0 | 0 | 0 | 0 | 0 | 0 | 0 | 0 | 0 | 0 | 0 | 0 | 0 | 0 | 0 | 0 | 0 | 0 |  | 0 | 0 | 0 | 0 |  | 0 | 0 | 0 | 0 | 0
1986-01-11 | 1986 | 1 | 11 | 0 | 0 | 0 | 0 | 0 | 0 | 0 | 0 | 0 | 0 | 0 | 0 | 0 | 0 | 0 | 0 | 0 | 0 | 0 | 0 | 0 | 0 | 0 | 0 |  | 0 | 0 | 0 | 0 |  | 0 | 0 | 0 | 0 | 0
1986-01-12 | 1986 | 1 | 12 | 0 | 0 | 0 | 0 | 0 | 0 | 0 | 0 | 0 | 0 | 0 | 0 | 0 | 0 | 0 | 0 | 0 | 0 | 0 | 0 | 0 | 0 | 0 | 0 |  | 0 | 0 | 0 | 0 |  | 0 | 0 | 0 | 0 | 0
1986-01-13 | 1986 | 1 | 13 | 0 | 0 | 0 | 0 | 0 | 0 | 0 | 0 | 0 | 0 | 0 | 0 | 0 | 0 | 0 | 0 | 0 | 0 | 0 | 0 | 0 | 0 | 0 | 0 |  | 0 | 0 | 0 | 0 |  | 0 | 0 | 0 | 0 | 0
1986-01-14 | 1986 | 1 | 14 | 0 | 0 | 0 | 0 | 0 | 0 | 0 | 0 | 0 | 0 | 0 | 0 | 0 | 0 | 0 | 0 | 0 | 0 | 0 | 0 | 0 | 0 | 0 | 0 |  | 0 | 0 | 0 | 0 |  | 0 | 0 | 0 | 0 | 0
1986-01-15 | 1986 | 1 | 15 | 0 | 0 | 0 | 0 | 0 | 0 | 0 | 0 | 0 | 0 | 0 | 0 | 0 | 0 | 0 | 0 | 0 | 0 | 0 | 0 | 0 | 0 | 0 | 0 |  | 0 | 0 | 0 | 0 |  | 0 | 0 | 0 | 0 | 0
1986-01-16 | 1986 | 1 | 16 | 0 | 0 | 0 | 0 | 0 | 0 | 0 | 0 | 0 | 0 | 0 | 0 | 0 | 0 | 0 | 0 | 0 | 0 | 0 | 0 | 0 | 0 | 0 | 0 |  | 0 | 0 | 0 | 0 |  | 0 | 0 | 0 | 0 | 0
1986-01-17 | 1986 | 1 | 17 | 0 | 0 | 0 | 0 | 0 | 0 | 0 | 0 | 0 | 0 | 0 | 0 | 0 | 0 | 0 | 0 | 0 | 0 | 0 | 0 | 0 | 0 | 0 | 0 |  | 0 | 0 | 0 | 0 |  | 0 | 0 | 0 | 0 | 0
1986-01-18 | 1986 | 1 | 18 | 0 | 0 | 0 | 0 | 0 | 0 | 0 | 0 | 0 | 0 | 0 | 0 | 0 | 0 | 0 | 0 | 0 | 0 | 0 | 0 | 0 | 0 | 0 | 0 |  | 0 | 0 | 0 | 0 |  | 0 | 0 | 0 | 0 | 0
1986-01-19 | 1986 | 1 | 19 | 0 | 0 | 0 | 0 | 0 | 0 | 0 | 0 | 0 | 0 | 0 | 0 | 0 | 0 | 0 | 0 | 0 | 0 | 0 | 0 | 0 | 0 | 0 | 0 |  | 0 | 0 | 0 | 0 |  | 0 | 0 | 0 | 0 | 0
1986-01-20 | 1986 | 1 | 20 | 0 | 0 | 0 | 0 | 0 | 0 | 0 | 0 | 0 | 0 | 0 | 0 | 0 | 0 | 0 | 0 | 0 | 0 | 0 | 0 | 0 | 0 | 0 | 0 |  | 0 | 0 | 0 | 0 |  | 0 | 0 | 0 | 0 | 0
1986-01-21 | 1986 | 1 | 21 | 0 | 0 | 0 | 0 | 0 | 0 | 0 | 0 | 0 | 0 | 0 | 0 | 0 | 0 | 0 | 0 | 0 | 0 | 0 | 0 | 0 | 0 | 0 | 0 |  | 0 | 0 | 0 | 0 |  | 0 | 0 | 0 | 0 | 0
1986-01-22 | 1986 | 1 | 22 | 0 | 0 | 0 | 0 | 0 | 0 | 0 | 0 | 0 | 0 | 0 | 0 | 0 | 0 | 0 | 0 | 0 | 0 | 0 | 0 | 0 | 0 | 0 | 0 |  | 0 | 0 | 0 | 0 |  | 0 | 0 | 0 | 0 | 0
1986-01-23 | 1986 | 1 | 23 | 0 | 0 | 0 | 0 | 0 | 0 | 0 | 0 | 0 | 0 | 0 | 0 | 0 | 0 | 0 | 0 | 0 | 0 | 0 | 0 | 0 | 0 | 0 | 0 |  | 0 | 0 | 0 | 0 |  | 0 | 0 | 0 | 0 | 0
1986-01-24 | 1986 | 1 | 24 | 0 | 0 | 0 | 0 | 0 | 0 | 0 | 0 | 0 | 0 | 0 | 0 | 0 | 0 | 0 | 0 | 0 | 0 | 0 | 0 | 0 | 0 | 0 | 0 |  | 0 | 0 | 0 | 0 |  | 0 | 0 | 0 | 0 | 0
1986-01-25 | 1986 | 1 | 25 | 0 | 0 | 0 | 0 | 0 | 0 | 0 | 0 | 0 | 0 | 0 | 0 | 0 | 0 | 0 | 0 | 0 | 0 | 0 | 0 | 0 | 0 | 0 | 0 |  | 0 | 0 | 0 | 0 |  | 0 | 0 | 0 | 0 | 0
1986-01-26 | 1986 | 1 | 26 | 0 | 0 | 0 | 0 | 0 | 0 | 0 | 0 | 0 | 0 | 0 | 0 | 0 | 0 | 0 | 0 | 0 | 0 | 0 | 0 | 0 | 0 | 0 | 0 |  | 0 | 0 | 0 | 0 |  | 0 | 0 | 0 | 0 | 0
1986-01-27 | 1986 | 1 | 27 | 0 | 0 | 0 | 0 | 0 | 0 | 0 | 0 | 0 | 0 | 0 | 0 | 0 | 0 | 0 | 0 | 0 | 0 | 0 | 0 | 0 | 0 | 0 | 0 |  | 0 | 0 | 0 | 0 |  | 0 | 0 | 0 | 0 | 0
1986-01-28 | 1986 | 1 | 28 | 0 | 0 | 0 | 0 | 0 | 0 | 0 | 0 | 0 | 0 | 0 | 0 | 0 | 0 | 0 | 0 | 0 | 0 | 0 | 0 | 0 | 0 | 0 | 0 |  | 0 | 0 | 0 | 0 |  | 0 | 0 | 0 | 0 | 0
1986-01-29 | 1986 | 1 | 29 | 0 | 0 | 0 | 0 | 0 | 0 | 0.1 | 0 | 0 | 0 | 0 | 0 | 0.1 | 0 | 0 | 0.1 | 0 | 0 | 0 | 0.1 | 0 | 0 | 0.1 | 0 |  | 0.5 | 0.5 | 0.5 | 0 |  | 0 | 0 | 0 | 0 | 0
1986-01-30 | 1986 | 1 | 30 | 0 | 0 | 0 | 0 | 0 | 0 | 0 | 0 | 0 | 0 | 0 | 0 | 0 | 0 | 0 | 0 | 0 | 0 | 0 | 0 | 0 | 0 | 0 | 0 |  | 0 | 0 | 0 | 0 |  | 0 | 0 | 0 | 0 | 0
1986-01-31 | 1986 | 1 | 31 | 0 | 0 | 0 | 0 | 0 | 0 | 0 | 0 | 0 | 0 | 0 | 0 | 0 | 0 | 0 | 0 | 0 | 0 | 0 | 0 | 0 | 0 | 0 | 0 |  | 0 | 0 | 0 | 0 |  | 0 | 0 | 0 | 0 | 0
1986-02-01 | 1986 | 2 | 1 | 0 | 0 | 0 | 0 | 0 | 0 | 0 | 0 | 0 | 0 | 0 | 0 | 0 | 0 | 0 | 0 | 0 | 0 | 0 | 0 | 0 | 0 | 0 | 0 |  | 0 | 0 | 0 | 0 |  | 0 | 0 | 0 | 0 | 0
1986-02-02 | 1986 | 2 | 2 | 0 | 0 | 0 | 0 | 0 | 0 | 0 | 0 | 0 | 0 | 0 | 0 | 0 | 0 | 0 | 0 | 0 | 0 | 0 | 0 | 0 | 0 | 0 | 0 |  | 0 | 0 | 0 | 0 |  | 0 | 0 | 0 | 0 | 0
1986-02-03 | 1986 | 2 | 3 | 0 | 0 | 0 | 0 | 0 | 0 | 0 | 0 | 0 | 0 | 0 | 0 | 0 | 0 | 0 | 0 | 0 | 0 | 0 | 0 | 0 | 0 | 0 | 0 |  | 0 | 0 | 0 | 0 |  | 0 | 0 | 0 | 0 | 0
1986-02-04 | 1986 | 2 | 4 | 0 | 0 | 0 | 0 | 0 | 0 | 0 | 0 | 0 | 0 | 0 | 0 | 0 | 0 | 0 | 0 | 0 | 0 | 0 | 0 | 0 | 0 | 0 | 0 |  | 0 | 0 | 0 | 0 |  | 0 | 0 | 0 | 0 | 0
1986-02-05 | 1986 | 2 | 5 | 0 | 0 | 0 | 0 | 0 | 0 | 0 | 0 | 0 | 0 | 0 | 0 | 0 | 0 | 0 | 0 | 0 | 0 | 0 | 0 | 0 | 0 | 0 | 0 |  | 0 | 0 | 0 | 0 |  | 0 | 0 | 0 | 0 | 0
1986-02-06 | 1986 | 2 | 6 | 0 | 0 | 0 | 0 | 0 | 0 | 0 | 0 | 0 | 0 | 0 | 0 | 0 | 0 | 0 | 0 | 0 | 0 | 0 | 0 | 0 | 0 | 0 | 0 |  | 0 | 0 | 0 | 0 |  | 0 | 0 | 0 | 0 | 0
1986-02-07 | 1986 | 2 | 7 | 0 | 0 | 0 | 0 | 0 | 0 | 0 | 0 | 0 | 0 | 0 | 0 | 0 | 0 | 0 | 0 | 0 | 0 | 0 | 0 | 0 | 0 | 0 | 0 |  | 0 | 0 | 0 | 0 |  | 0 | 0 | 0 | 0 | 0
1986-02-08 | 1986 | 2 | 8 | 0 | 0 | 0 | 0 | 0 | 0 | 0 | 0.1 | 0 | 0 | 0 | 0 | 0 | 0 | 0 | 0 | 0 | 0 | 0 | 0.1 | 0 | 0 | 0 | 0 |  | 0.2 | 0.2 | 0.2 | 0 |  | 0 | 0 | 0 | 0 | 0
1986-02-09 | 1986 | 2 | 9 | 0 | 0.1 | 0 | 0.1 | 0 | 0.1 | 0 | 0 | 0 | 0 | 0 | 0 | 0 | 0 | 0 | 0 | 0.1 | 0 | 0 | 0 | 0.1 | 0 | 0.1 | 0 |  | 0.6 | 0.6 | 0.6 | 0 |  | 0 | 0 | 0 | 0 | 0
1986-02-10 | 1986 | 2 | 10 | 0 | 0.1 | 0 | 0 | 0 | 0.1 | 0 | 0 | 0.1 | 0 | 0 | 0 | 0 | 0 | 0 | 0.1 | 0 | 0 | 0.1 | 0 | 0 | 0 | 0.1 | 0 |  | 0.6 | 0.6 | 0.6 | 0 |  | 0 | 0 | 0 | 0 | 0
1986-02-11 | 1986 | 2 | 11 | 0 | 0 | 0.1 | 0 | 0 | 0 | 0 | 0.1 | 0 | 0 | 0 | 0 | 0.1 | 0 | 0 | 0 | 0 | 0 | 0 | 0 | 0 | 0.1 | 0 | 0 |  | 0.4 | 0.4 | 0.4 | 0 |  | 0 | 0 | 0 | 0 | 0
1986-02-12 | 1986 | 2 | 12 | 0 | 0 | 0 | 0 | 0.1 | 0 | 0 | 0 | 0 | 0 | 0 | 0 | 0 | 0 | 0 | 0 | 0 | 0 | 0 | 0.1 | 0 | 0 | 0 | 0 |  | 0.2 | 0.2 | 0.2 | 0 |  | 0 | 0 | 0 | 0 | 0
1986-02-13 | 1986 | 2 | 13 | 0 | 0.1 | 0 | 0 | 0 | 0.1 | 0 | 0 | 0 | 0 | 0 | 0 | 0 | 0 | 0 | 0 | 0 | 0 | 0 | 0 | 0 | 0 | 0 | 0 |  | 0.2 | 0.2 | 0.2 | 0 |  | 0 | 0 | 0 | 0 | 0
1986-02-14 | 1986 | 2 | 14 | 0 | 0 | 0 | 0 | 0 | 0 | 0 | 0 | 0 | 0 | 0 | 0 | 0 | 0 | 0 | 0 | 0 | 0 | 0 | 0.2 | 0.1 | 0.6 | 0.1 | 0.2 |  | 1.2 | 1.2 | 1.2 | 0 |  | 0 | 0 | 0 | 0 | 0
1986-02-15 | 1986 | 2 | 15 | 0.3 | 0.3 | 0.2 | 0.3 | 0.3 | 0.3 | 0.2 | 0.3 | 0.3 | 0.3 | 0.2 | 0.3 | 0.3 | 0.2 | 0.3 | 0.3 | 0.3 | 0.2 | 0.3 | 0.3 | 0.3 | 0.2 | 0.3 | 0.3 |  | 6.6 | 6.6 | 6.6 | 8.8818e-16 |  | 0 | 0 | 0 | 0 | 0
1986-02-16 | 1986 | 2 | 16 | 0.1 | 0 | 0.1 | 0 | 0.1 | 0 | 0.1 | 0 | 0.1 | 0 | 0 | 0 | 0.1 | 0 | 0.1 | 0 | 0.1 | 0 | 0.1 | 0 | 0.1 | 0 | 0.1 | 0 |  | 1.1 | 1.1 | 1.1 | 2.2204e-16 |  | 0 | 0 | 0 | 0 | 0
1986-02-17 | 1986 | 2 | 17 | 0 | 0 | 0 | 0.1 | 0 | 0 | 0 | 0 | 0 | 0 | 0 | 0 | 0 | 0 | 0 | 0 | 0 | 0 | 0 | 0 | 0 | 0.1 | 0 | 0 |  | 0.2 | 0.2 | 0.2 | 0 |  | 0 | 0 | 0 | 0 | 0
1986-02-18 | 1986 | 2 | 18 | 0 | 0 | 0 | 0 | 0 | 0 | 0 | 0 | 0 | 0 | 0 | 0 | 0 | 0 | 0 | 0 | 0 | 0 | 0 | 0 | 0 | 0 | 0 | 0 |  | 0 | 0 | 0 | 0 |  | 0 | 0 | 0 | 0 | 0
1986-02-19 | 1986 | 2 | 19 | 0 | 0 | 0 | 0 | 0 | 0 | 0 | 0 | 0 | 0 | 0 | 0 | 0 | 0 | 0 | 0 | 0 | 0 | 0 | 0 | 0 | 0 | 0 | 0 |  | 0 | 0 | 0 | 0 |  | 0 | 0 | 0 | 0 | 0
1986-02-20 | 1986 | 2 | 20 | 0 | 0 | 0 | 0 | 0 | 0 | 0 | 0 | 0 | 0 | 0 | 0 | 0 | 0 | 0 | 0 | 0 | 0 | 0 | 0 | 0 | 0 | 0 | 0 |  | 0 | 0 | 0 | 0 |  | 0 | 0 | 0 | 0 | 0
1986-02-21 | 1986 | 2 | 21 | 0 | 0 | 0 | 0 | 0 | 0 | 0 | 0 | 0 | 0 | 0 | 0 | 0 | 0 | 0 | 0 | 0 | 0 | 0 | 0 | 0 | 0 | 0 | 0 |  | 0 | 0 | 0 | 0 |  | 0 | 0 | 0 | 0 | 0
1986-02-22 | 1986 | 2 | 22 | 0 | 0 | 0 | 0 | 0 | 0 | 0 | 0 | 0 | 0 | 0 | 0 | 0 | 0 | 0 | 0 | 0 | 0 | 0 | 0 | 0 | 0 | 0 | 0 |  | 0 | 0 | 0 | 0 |  | 0 | 0 | 0 | 0 | 0
1986-02-23 | 1986 | 2 | 23 | 0 | 0 | 0 | 0 | 0 | 0 | 0 | 0 | 0 | 0 | 0 | 0 | 0 | 0 | 0 | 0 | 0 | 0 | 0 | 0 | 0 | 0 | 0 | 0 |  | 0 | 0 | 0 | 0 |  | 0 | 0 | 0 | 0 | 0
1986-02-24 | 1986 | 2 | 24 | 0 | 0 | 0 | 0 | 0 | 0 | 0 | 0 | 0 | 0 | 0 | 0 | 0 | 0 | 0 | 0 | 0 | 0 | 0 | 0 | 0 | 0 | 0 | 0 |  | 0 | 0 | 0 | 0 |  | 0 | 0 | 0 | 0 | 0
1986-02-25 | 1986 | 2 | 25 | 0 | 0 | 0 | 0 | 0 | 0 | 0 | 0 | 0 | 0 | 0 | 0 | 0 | 0 | 0 | 0 | 0 | 0 | 0 | 0 | 0 | 0 | 0 | 0 |  | 0 | 0 | 0 | 0 |  | 0 | 0 | 0 | 0 | 0
1986-02-26 | 1986 | 2 | 26 | 0 | 0 | 0 | 0 | 0 | 0 | 0 | 0 | 0 | 0 | 0 | 0 | 0 | 0 | 0 | 0 | 0 | 0 | 0 | 0 | 0 | 0 | 0 | 0 |  | 0 | 0 | 0 | 0 |  | 0 | 0 | 0 | 0 | 0
1986-02-27 | 1986 | 2 | 27 | 0 | 0 | 0 | 0 | 0 | 0 | 0 | 0 | 0 | 0 | 0 | 0 | 0 | 0 | 0 | 0 | 0 | 0 | 0 | 0 | 0 | 0 | 0 | 0 |  | 0 | 0 | 0 | 0 |  | 0 | 0 | 0 | 0 | 0
1986-02-28 | 1986 | 2 | 28 | 0 | 0 | 0 | 0 | 0 | 0 | 0 | 0 | 0 | 0 | 0 | 0 | 0 | 0 | 0 | 0 | 0 | 0 | 0 | 0 | 0 | 0 | 0 | 0 |  | 0 | 0 | 0 | 0 |  | 0 | 0 | 0 | 0 | 0
1986-03-01 | 1986 | 3 | 1 | 0 | 0 | 0 | 0 | 0 | 0 | 0 | 0 | 0 | 0 | 0 | 0 | 0 | 0 | 0 | 0 | 0 | 0 | 0 | 0 | 0 | 0 | 0 | 0 |  | 0 | 0 | 0 | 0 |  | 0 | 0 | 0 | 0 | 0
1986-03-02 | 1986 | 3 | 2 | 0 | 0 | 0 | 0 | 0 | 0 | 0 | 0 | 0 | 0 | 0 | 0 | 0 | 0 | 0 | 0 | 0 | 0 | 0 | 0 | 0 | 0 | 0 | 0 |  | 0 | 0 | 0 | 0 |  | 0 | 0 | 0 | 0 | 0
1986-03-03 | 1986 | 3 | 3 | 0 | 0 | 0 | 0 | 0 | 0 | 0 | 0 | 0 | 0 | 0 | 0 | 0 | 0 | 0 | 0 | 0 | 0 | 0 | 0 | 0 | 0 | 0 | 0 |  | 0 | 0 | 0 | 0 |  | 0 | 0 | 0 | 0 | 0
1986-03-04 | 1986 | 3 | 4 | 0 | 0 | 0 | 0 | 0 | 0 | 0 | 0 | 0 | 0 | 0.2 | 0 | 0 | 0 | 0 | 0 | 0 | 0 | 0 | 0 | 0 | 0 | 0 | 0 |  | 0.2 | 0.2 | 0.2 | 0 |  | 0 | 0 | 0 | 0 | 0
1986-03-05 | 1986 | 3 | 5 | 0 | 0 | 0 | 0 | 0 | 0 | 0 | 0 | 0 | 0 | 0 | 0 | 0 | 0 | 0 | 0 | 0 | 0 | 0 | 0 | 0 | 0 | 0 | 0 |  | 0 | 0 | 0 | 0 |  | 0 | 0 | 0 | 0 | 0
1986-03-06 | 1986 | 3 | 6 | 0 | 0.1 | 0 | 0 | 0 | 0.1 | 0 | 0 | 0 | 0.1 | 0 | 0 | 0 | 0.1 | 0 | 0 | 0 | 0 | 0.1 | 0 | 0 | 0 | 0.1 | 0 |  | 0.6 | 0.6 | 0.6 | 0 |  | 0 | 0 | 0 | 0 | 0
1986-03-07 | 1986 | 3 | 7 | 0 | 0 | 0 | 0 | 0 | 0 | 0 | 0 | 0 | 0 | 0 | 0 | 0 | 0 | 0 | 0 | 0 | 0 | 0 | 0 | 0 | 0 | 0 | 0 |  | 0 | 0 | 0 | 0 |  | 0 | 0 | 0 | 0 | 0
1986-03-08 | 1986 | 3 | 8 | 0 | 0 | 0 | 0 | 0 | 0 | 0 | 0 | 0 | 0 | 0 | 0 | 0 | 0 | 0 | 0 | 0 | 0 | 0 | 0 | 0 | 0 | 0 | 0 |  | 0 | 0 | 0 | 0 |  | 0 | 0 | 0 | 0 | 0
1986-03-09 | 1986 | 3 | 9 | 0 | 0 | 0 | 0 | 0 | 0 | 0 | 0 | 0 | 0 | 0 | 0 | 0 | 0 | 0 | 0 | 0 | 0 | 0 | 0 | 0 | 0 | 0 | 0 |  | 0 | 0 | 0 | 0 |  | 0 | 0 | 0 | 0 | 0
1986-03-10 | 1986 | 3 | 10 | 0 | 0 | 0 | 0 | 0 | 0 | 0 | 0 | 0 | 0 | 0 | 0 | 0 | 0 | 0 | 0 | 0 | 0 | 0 | 0 | 0 | 0 | 0 | 0 |  | 0 | 0 | 0 | 0 |  | 0 | 0 | 0 | 0 | 0
1986-03-11 | 1986 | 3 | 11 | 0 | 0 | 0 | 0 | 0 | 0 | 0 | 0 | 0 | 0 | 0 | 0 | 0 | 0 | 0 | 0 | 0 | 0 | 0 | 0 | 0 | 0 | 0 | 0 |  | 0 | 0 | 0 | 0 |  | 0 | 0 | 0 | 0 | 0
1986-03-12 | 1986 | 3 | 12 | 0 | 0 | 0 | 0 | 0 | 0 | 0 | 0 | 0 | 0 | 0 | 0 | 0 | 0 | 0 | 0 | 0 | 0 | 0 | 0 | 0 | 0 | 0 | 0 |  | 0 | 0 | 0 | 0 |  | 0 | 0 | 0 | 0 | 0
1986-03-13 | 1986 | 3 | 13 | 0 | 0 | 0 | 0 | 0 | 0 | 0 | 0 | 0.1 | 0 | 0 | 0 | 0 | 0 | 0 | 0 | 0 | 0 | 0 | 0 | 0 | 0 | 0.1 | 0 |  | 0.2 | 0.2 | 0.2 | 0 |  | 0 | 0 | 0 | 0 | 0
1986-03-14 | 1986 | 3 | 14 | 0 | 0 | 0 | 0 | 0 | 0 | 0 | 0 | 0 | 0 | 0 | 0 | 0 | 0 | 0 | 0 | 0 | 0 | 0 | 0 | 0 | 0 | 0 | 0 |  | 0 | 0 | 0 | 0 |  | 0 | 0 | 0 | 0 | 0
1986-03-15 | 1986 | 3 | 15 | 0 | 0 | 0 | 0 | 0 | 0 | 0 | 0 | 0 | 0 | 0 | 0.1 | 0 | 0 | 0 | 0 | 0 | 0 | 0 | 0 | 0 | 0.1 | 0 | 0 |  | 0.2 | 0.2 | 0.2 | 0 |  | 0 | 0 | 0 | 0 | 0
1986-03-16 | 1986 | 3 | 16 | 0.2 | 0.1 | 0.2 | 0.1 | 0.2 | 0.2 | 0.1 | 0.2 | 0.1 | 0.2 | 0.1 | 0.2 | 0.2 | 0.1 | 0.2 | 0 | 0.3 | 0.2 | 0.1 | 0.2 | 0.1 | 0.2 | 0.1 | 0.2 |  | 3.8 | 3.8 | 3.8 | 1.3323e-15 |  | 0 | 0 | 0 | 0 | 0
1986-03-17 | 1986 | 3 | 17 | 0.1 | 0 | 0 | 0 | 0 | 0.1 | 0 | 0 | 0 | 0 | 0 | 0 | 0 | 0 | 0 | 0 | 0 | 0 | 0 | 0 | 0 | 0 | 0 | 0 |  | 0.2 | 0.2 | 0.2 | 0 |  | 0 | 0 | 0 | 0 | 0
1986-03-18 | 1986 | 3 | 18 | 0 | 0 | 0 | 0 | 0 | 0 | 0 | 0 | 0 | 0 | 0 | 0 | 0 | 0 | 0 | 0 | 0 | 0 | 0 | 0 | 0 | 0 | 0 | 0 |  | 0 | 0 | 0 | 0 |  | 0 | 0 | 0 | 0 | 0
1986-03-19 | 1986 | 3 | 19 | 0 | 0 | 0 | 0 | 0 | 0 | 0 | 0 | 0 | 0 | 0 | 0 | 0 | 0 | 0 | 0 | 0 | 0 | 0 | 0 | 0 | 0 | 0 | 0 |  | 0 | 0 | 0 | 0 |  | 0 | 0 | 0 | 0 | 0
1986-03-20 | 1986 | 3 | 20 | 0 | 0 | 0 | 0 | 0 | 0 | 0 | 0 | 0 | 0 | 0 | 0 | 0 | 0 | 0 | 0 | 0 | 0 | 0 | 0 | 0 | 0 | 0 | 0 |  | 0 | 0 | 0 | 0 |  | 0 | 0 | 0 | 0 | 0
1986-03-21 | 1986 | 3 | 21 | 0 | 0 | 0 | 0 | 0 | 0 | 0 | 0 | 0 | 0 | 0 | 0 | 0 | 0 | 0 | 0 | 0 | 0 | 0 | 0 | 0 | 0 | 0 | 0 |  | 0 | 0 | 0 | 0 |  | 0 | 0 | 0 | 0 | 0
1986-03-22 | 1986 | 3 | 22 | 0 | 0 | 0 | 0 | 0 | 0 | 0 | 0 | 0 | 0 | 0 | 0 | 0 | 0 | 0 | 0 | 0 | 0 | 0 | 0 | 0 | 0 | 0 | 0 |  | 0 | 0 | 0 | 0 |  | 0 | 0 | 0 | 0 | 0
1986-03-23 | 1986 | 3 | 23 | 0 | 0 | 0 | 0 | 0 | 0 | 0 | 0 | 0 | 0 | 0 | 0 | 0 | 0 | 0 | 0 | 0 | 0 | 0 | 0 | 0 | 0 | 0 | 0 |  | 0 | 0 | 0 | 0 |  | 0 | 0 | 0 | 0 | 0
1986-03-24 | 1986 | 3 | 24 | 0 | 0 | 0 | 0 | 0 | 0 | 0 | 0 | 0 | 0 | 0 | 0 | 0 | 0 | 0.2 | 0 | 0.2 | 0 | 0 | 0 | 0 | 0 | 0 | 0 |  | 0.4 | 0.4 | 0.4 | 0 |  | 0 | 0 | 0 | 0 | 0
1986-03-25 | 1986 | 3 | 25 | 0 | 0 | 0 | 0 | 0 | 0 | 0 | 0 | 0 | 0 | 0 | 0 | 0 | 0 | 0 | 0 | 0 | 0 | 0 | 0 | 0 | 0 | 0 | 0 |  | 0 | 0 | 0 | 0 |  | 0 | 0 | 0 | 0 | 0
1986-03-26 | 1986 | 3 | 26 | 0 | 0 | 0 | 0 | 0 | 0 | 0 | 0 | 0 | 0 | 0 | 0 | 0 | 0 | 0 | 0 | 0 | 0 | 0 | 0 | 0 | 0 | 0 | 0 |  | 0 | 0 | 0 | 0 |  | 0 | 0 | 0 | 0 | 0
1986-03-27 | 1986 | 3 | 27 | 0 | 0 | 0 | 0 | 0 | 0 | 0 | 0 | 0 | 0 | 0 | 0 | 0 | 0 | 0 | 0 | 0 | 0 | 0 | 0 | 0 | 0 | 0 | 0 |  | 0 | 0 | 0 | 0 |  | 0 | 0 | 0 | 0 | 0
1986-03-28 | 1986 | 3 | 28 | 0 | 0 | 0 | 0 | 0 | 0 | 0 | 0 | 0 | 0 | 0 | 0 | 0 | 0 | 0 | 0 | 0 | 0 | 0 | 0 | 0 | 0 | 0 | 0 |  | 0 | 0 | 0 | 0 |  | 0 | 0 | 0 | 0 | 0
1986-03-29 | 1986 | 3 | 29 | 0 | 0 | 0 | 0 | 0 | 0 | 0 | 0 | 0 | 0 | 0 | 0 | 0 | 0 | 0 | 0 | 0 | 0 | 0 | 0 | 0 | 0 | 0 | 0 |  | 0 | 0 | 0 | 0 |  | 0 | 0 | 0 | 0 | 0
1986-03-30 | 1986 | 3 | 30 | 0 | 0 | 0 | 0 | 0 | 0 | 0 | 0 | 0 | 0 | 0 | 0 | 0 | 0.1 | 0 | 0 | 0.1 | 0 | 0 | 0 | 0 | 0 | 0 | 0 |  | 0.2 | 0.2 | 0.2 | 0 |  | 0 | 0 | 0 | 0 | 0
1986-03-31 | 1986 | 3 | 31 | 0 | 0 | 0 | 0 | 0 | 0 | 0 | 0 | 0 | 0 | 0 | 0 | 0 | 0 | 0 | 0 | 0 | 0 | 0 | 0 | 0 | 0 | 0 | 0 |  | 0 | 0 | 0 | 0 |  | 0 | 0 | 0 | 0 | 0
1986-04-01 | 1986 | 4 | 1 | 0 | 0 | 0 | 0 | 0 | 0 | 0 | 0 | 0 | 0 | 0 | 0 | 0 | 0 | 0 | 0 | 0 | 0 | 0 | 0 | 0 | 0 | 0 | 0 |  | 0 | 0 | 0 | 0 |  | 0 | 0 | 0 | 0 | 0
1986-04-02 | 1986 | 4 | 2 | 0.2 | 0.2 | 0.2 | 0.2 | 0.2 | 0.2 | 0 | 0 | 0 | 0 | 0 | 0 | 0 | 0 | 0 | 0 | 0 | 0 | 0 | 0 | 0 | 0 | 0 | 0 |  | 1.2 | 1.2 | 1.2 | 0 |  | 0 | 0 | 0 | 0 | 0
1986-04-03 | 1986 | 4 | 3 | 0 | 0 | 0 | 0 | 0 | 0 | 0 | 0 | 0 | 0 | 0 | 0 | 0 | 0 | 0 | 0 | 0 | 0 | 0 | 0 | 0 | 0 | 0 | 0 |  | 0 | 0 | 0 | 0 |  | 0 | 0 | 0 | 0 | 0
1986-04-04 | 1986 | 4 | 4 | 0 | 0 | 0 | 0 | 0 | 0 | 0 | 0 | 0 | 0 | 0 | 0 | 0 | 0 | 0 | 0 | 0 | 0 | 0 | 0 | 0 | 0 | 0 | 0 |  | 0 | 0 | 0 | 0 |  | 0 | 0 | 0 | 0 | 0
1986-04-05 | 1986 | 4 | 5 | 0 | 0 | 0 | 0 | 0 | 0 | 0 | 0 | 0 | 0 | 0 | 0 | 0 | 0 | 0 | 0 | 0 | 0 | 0 | 0 | 0 | 0 | 0 | 0 |  | 0 | 0 | 0 | 0 |  | 0 | 0 | 0 | 0 | 0
1986-04-06 | 1986 | 4 | 6 | 0 | 0 | 0 | 0 | 0 | 0 | 0 | 0 | 0 | 0 | 0 | 0 | 0 | 0 | 0 | 0 | 0 | 0 | 0 | 0 | 0 | 0 | 0 | 0 |  | 0 | 0 | 0 | 0 |  | 0 | 0 | 0 | 0 | 0
1986-04-07 | 1986 | 4 | 7 | 0 | 0 | 0 | 0 | 0 | 0 | 0 | 0 | 0 | 0 | 0 | 0 | 0 | 0 | 0 | 0 | 0 | 0 | 0 | 0 | 0 | 0 | 0 | 0 |  | 0 | 0 | 0 | 0 |  | 0 | 0 | 0 | 0 | 0
1986-04-08 | 1986 | 4 | 8 | 0 | 0 | 0 | 0 | 0 | 0 | 0 | 0 | 0 | 0 | 0 | 0 | 0 | 0 | 0 | 0 | 0 | 0 | 0 | 0 | 0 | 0 | 0 | 0 |  | 0 | 0 | 0 | 0 |  | 0 | 0 | 0 | 0 | 0
1986-04-09 | 1986 | 4 | 9 | 0 | 0 | 0 | 0 | 0 | 0 | 0 | 0 | 0 | 0 | 0 | 0 | 0 | 0 | 0 | 0 | 0 | 0 | 0 | 0 | 0 | 0 | 0 | 0 |  | 0 | 0 | 0 | 0 |  | 0 | 0 | 0 | 0 | 0
1986-04-10 | 1986 | 4 | 10 | 0 | 0 | 0 | 0 | 0 | 0 | 0 | 0.1 | 0 | 0 | 0 | 0 | 0 | 0 | 0 | 0 | 0 | 0 | 0 | 0 | 0.1 | 0 | 0 | 0 |  | 0.2 | 0.2 | 0.2 | 0 |  | 0 | 0 | 0 | 0 | 0
1986-04-11 | 1986 | 4 | 11 | 0.1 | 0.1 | 0 | 0.1 | 0.1 | 0.1 | 0.1 | 0 | 0.1 | 0.1 | 0.1 | 0.1 | 0 | 0.1 | 0.1 | 0.1 | 0 | 0.1 | 0.1 | 0.1 | 0.1 | 0 | 0.1 | 0.1 |  | 1.9 | 1.9 | 1.9 | 6.6613e-16 |  | 0 | 0 | 0 | 0 | 0
1986-04-12 | 1986 | 4 | 12 | 0.1 | 0.2 | 0.1 | 0.1 | 0.2 | 0.1 | 0.1 | 0.2 | 0.1 | 0.1 | 0.2 | 0.1 | 0.2 | 0.1 | 0 | 0.1 | 0.2 | 0.1 | 0.1 | 0.2 | 0.1 | 0.1 | 0.2 | 0.1 |  | 3.1 | 3.1 | 3.1 | 8.8818e-16 |  | 0 | 0 | 0 | 0 | 0
1986-04-13 | 1986 | 4 | 13 | 0 | 0.1 | 0 | 0 | 0 | 0 | 0 | 0 | 0 | 0 | 0 | 0 | 0 | 0.1 | 0 | 0 | 0 | 0 | 0 | 0 | 0 | 0 | 0 | 0 |  | 0.2 | 0.2 | 0.2 | 0 |  | 0 | 0 | 0 | 0 | 0
1986-04-14 | 1986 | 4 | 14 | 0 | 0 | 0 | 0 | 0 | 0 | 0 | 0 | 0 | 0 | 0 | 0 | 0 | 0 | 0 | 0 | 0 | 0 | 0 | 0 | 0 | 0 | 0 | 0 |  | 0 | 0 | 0 | 0 |  | 0 | 0 | 0 | 0 | 0
1986-04-15 | 1986 | 4 | 15 | 0 | 0 | 0 | 0 | 0 | 0 | 0 | 0 | 0 | 0 | 0 | 0 | 0 | 0 | 0 | 0 | 0 | 0 | 0 | 0 | 0 | 0 | 0 | 0 |  | 0 | 0 | 0 | 0 |  | 0 | 0 | 0 | 0 | 0
1986-04-16 | 1986 | 4 | 16 | 0 | 0 | 0 | 0 | 0 | 0 | 0 | 0 | 0 | 0 | 0 | 0 | 0 | 0 | 0 | 0 | 0 | 0 | 0 | 0 | 0 | 0 | 0 | 0 |  | 0 | 0 | 0 | 0 |  | 0 | 0 | 0 | 0 | 0
1986-04-17 | 1986 | 4 | 17 | 0 | 0 | 0 | 0 | 0 | 0 | 0 | 0 | 0 | 0 | 0 | 0 | 0 | 0 | 0 | 0 | 0 | 0 | 0 | 0 | 0 | 0 | 0 | 0 |  | 0 | 0 | 0 | 0 |  | 0 | 0 | 0 | 0 | 0
1986-04-18 | 1986 | 4 | 18 | 0 | 0 | 0 | 0 | 0 | 0 | 0 | 0 | 0 | 0 | 0 | 0 | 0 | 0 | 0 | 0 | 0 | 0 | 0 | 0 | 0 | 0 | 0 | 0 |  | 0 | 0 | 0 | 0 |  | 0 | 0 | 0 | 0 | 0
1986-04-19 | 1986 | 4 | 19 | 0 | 0 | 0 | 0 | 0 | 0 | 0 | 0 | 0 | 0 | 0 | 0 | 0 | 0 | 0 | 0 | 0 | 0 | 0 | 0 | 0 | 0 | 0 | 0 |  | 0 | 0 | 0 | 0 |  | 0 | 0 | 0 | 0 | 0
1986-04-20 | 1986 | 4 | 20 | 0 | 0 | 0 | 0 | 0 | 0 | 0 | 0 | 0 | 0 | 0 | 0 | 0 | 0 | 0 | 0 | 0 | 0 | 0 | 0 | 0 | 0 | 0 | 0 |  | 0 | 0 | 0 | 0 |  | 0 | 0 | 0 | 0 | 0
1986-04-21 | 1986 | 4 | 21 | 0 | 0 | 0 | 0 | 0 | 0 | 0 | 0 | 0 | 0 | 0 | 0 | 0 | 0 | 0 | 0 | 0 | 0 | 0 | 0 | 0 | 0 | 0 | 0 |  | 0 | 0 | 0 | 0 |  | 0 | 0 | 0 | 0 | 0
1986-04-22 | 1986 | 4 | 22 | 0 | 0.2 | 0.5 | 0 | 0 | 0 | 0.5 | 0 | 0.2 | 0.8 | 0.2 | 0 | 0 | 0 | 0 | 0 | 0 | 0 | 0 | 0 | 0 | 0 | 0 | 0 |  | 2.4 | 2.4 | 2.4 | 4.4409e-16 |  | 0 | 0 | 0 | 0 | 0
1986-04-23 | 1986 | 4 | 23 | 0 | 0 | 0 | 0 | 0 | 0 | 0 | 0 | 0 | 0 | 0 | 0 | 0 | 0 | 0 | 0 | 0 | 0 | 0 | 0 | 0 | 1.6 | 0 | 0 |  | 1.6 | 1.6 | 1.6 | 0 |  | 0 | 0 | 0 | 0 | 0
1986-04-24 | 1986 | 4 | 24 | 0 | 0 | 0 | 0 | 0 | 0 | 0 | 0 | 0 | 0 | 0 | 0 | 0 | 0 | 0 | 0 | 0 | 0 | 0 | 0 | 0 | 0 | 0 | 0 |  | 0 | 0 | 0 | 0 |  | 0 | 0 | 0 | 0 | 0
1986-04-25 | 1986 | 4 | 25 | 0 | 0 | 0 | 0 | 0 | 0 | 0 | 0 | 0 | 0 | 0 | 0 | 0 | 0 | 0 | 0 | 0 | 0 | 0 | 0 | 0 | 0 | 0 | 0 |  | 0 | 0 | 0 | 0 |  | 0 | 0 | 0 | 0 | 0
1986-04-26 | 1986 | 4 | 26 | 0 | 0.2 | 0 | 0 | 0.3 | 0 | 0 | 0 | 0 | 0 | 0 | 0 | 0 | 0 | 0.3 | 0 | 0 | 0 | 0 | 0 | 0 | 0 | 0 | 0 |  | 0.8 | 0.8 | 0.8 | 0 |  | 0 | 0 | 0 | 0 | 0
1986-04-27 | 1986 | 4 | 27 | 0 | 0 | 0 | 0 | 0 | 0 | 0 | 0 | 0 | 0 | 0 | 0 | 0 | 0 | 0 | 0 | 0 | 0 | 0 | 0 | 0 | 0 | 0 | 0 |  | 0 | 0 | 0 | 0 |  | 0 | 0 | 0 | 0 | 0
1986-04-28 | 1986 | 4 | 28 | 0 | 0 | 0 | 0 | 0 | 0 | 0 | 0 | 0 | 0 | 0 | 0 | 0 | 0 | 0 | 0 | 0 | 0 | 0 | 0 | 0 | 0 | 0 | 0 |  | 0 | 0 | 0 | 0 |  | 0 | 0 | 0 | 0 | 0
1986-04-29 | 1986 | 4 | 29 | 0 | 0 | 0 | 0 | 0 | 0 | 0 | 0 | 0 | 0 | 0 | 0 | 0 | 0 | 0 | 0 | 0 | 0 | 0 | 0 | 0 | 0 | 0 | 0 |  | 0 | 0 | 0 | 0 |  | 0 | 0 | 0 | 0 | 0
1986-04-30 | 1986 | 4 | 30 | 0 | 0 | 0 | 0 | 0 | 0 | 0 | 0 | 0 | 0 | 0 | 0 | 0 | 0 | 0 | 0 | 0 | 0 | 0 | 0 | 0 | 0 | 0 | 0 |  | 0 | 0 | 0 | 0 |  | 0 | 0 | 0 | 0 | 0
1986-05-01 | 1986 | 5 | 1 | 0 | 0 | 0 | 0 | 0 | 0 | 0 | 0 | 0 | 0 | 0 | 0 | 0 | 0 | 0 | 0 | 0 | 0 | 0 | 0 | 0 | 0 | 0 | 0 |  | 0 | 0 | 0 | 0 |  | 0 | 0 | 0 | 0 | 0
1986-05-02 | 1986 | 5 | 2 | 0 | 0 | 0 | 0 | 0 | 0 | 0 | 0 | 0 | 0 | 0 | 0 | 0 | 0 | 0 | 0 | 0 | 0 | 0 | 0 | 0 | 0 | 0 | 0 |  | 0 | 0 | 0 | 0 |  | 0 | 0 | 0 | 0 | 0
1986-05-03 | 1986 | 5 | 3 | 0 | 0 | 0 | 0 | 0 | 0 | 0 | 0 | 0 | 0 | 0 | 0 | 0 | 0 | 0 | 0 | 0 | 0 | 0 | 0.2 | 0 | 0 | 0 | 0 |  | 0.2 | 0.2 | 0.2 | 0 |  | 0.2 | 0 | 0 | 0 | 0
1986-05-04 | 1986 | 5 | 4 | 0 | 0 | 0 | 0 | 0.9 | 1.6 | 0.9 | 0.4 | 0.7 | 1.8 | 1.6 | 1.8 | 2.1 | 2.3 | 1.4 | 0.7 | 1.2 | 0.4 | 0.4 | 0.2 | 0.2 | 0.4 | 0.4 | 0 |  | 19.4 | 19.4 | 19.4 | 3.5527e-15 |  | 19.4 | 0 | 0 | 0 | 0
1986-05-05 | 1986 | 5 | 5 | 0.3 | 0 | 0 | 0 | 0 | 0 | 0 | 0.3 | 0.3 | 0 | 0.3 | 0 | 0 | 0 | 0 | 0 | 0 | 0 | 0 | 0 | 0 | 0 | 0 | 0 |  | 1.2 | 1.2 | 1.2 | 0 |  | 1.2 | 0 | 0 | 0 | 0
1986-05-06 | 1986 | 5 | 6 | 0 | 0 | 0.2 | 0.2 | 0.7 | 0.7 | 0.2 | 0.5 | 0.2 | 1 | 1.6 | 0.2 | 0 | 0.2 | 0 | 0 | 0 | 0 | 0 | 0 | 0 | 0 | 0 | 0 |  | 5.7 | 5.7 | 5.7 | 8.8818e-16 |  | 5.7 | 0 | 0 | 0 | 0
1986-05-07 | 1986 | 5 | 7 | 0 | 0 | 0 | 0 | 0 | 0 | 0 | 0 | 0 | 0 | 0 | 0 | 0 | 0 | 0 | 0 | 0 | 0 | 0 | 0 | 0 | 0 | 0 | 0 |  | 0 | 0 | 0 | 0 |  | 0 | 0 | 0 | 0 | 0
1986-05-08 | 1986 | 5 | 8 | 0 | 0 | 0 | 0 | 0 | 0 | 0 | 0 | 0 | 0 | 0 | 0 | 0 | 0 | 0 | 0 | 0 | 0 | 0 | 0 | 0 | 0 | 0 | 0 |  | 0 | 0 | 0 | 0 |  | 0 | 0 | 0 | 0 | 0
1986-05-09 | 1986 | 5 | 9 | 0 | 0 | 0 | 0 | 0 | 0 | 0 | 0 | 0 | 0 | 0 | 0 | 0 | 0 | 0 | 0 | 0 | 0 | 0 | 0 | 0 | 0 | 0 | 0 |  | 0 | 0 | 0 | 0 |  | 0 | 0 | 0 | 0 | 0
1986-05-10 | 1986 | 5 | 10 | 0.6 | 0.6 | 0.6 | 0 | 0.6 | 0.5 | 0.6 | 0.6 | 0.6 | 0.6 | 0 | 0 | 0 | 0 | 0 | 0 | 0 | 0 | 0 | 0 | 0 | 0 | 0 | 0 |  | 5.3 | 5.3 | 5.3 | 8.8818e-16 |  | 5.3 | 0 | 0 | 0 | 0
1986-05-11 | 1986 | 5 | 11 | 0 | 0 | 0 | 0 | 0 | 0 | 0 | 0 | 0 | 0.1 | 0 | 0 | 0 | 0 | 0 | 0 | 0 | 0 | 0.1 | 0 | 0 | 0 | 0 | 0 |  | 0.2 | 0.2 | 0.2 | 0 |  | 0.2 | 0 | 0 | 0 | 0
1986-05-12 | 1986 | 5 | 12 | 0 | 0 | 0 | 0 | 0 | 0 | 0 | 0 | 0 | 0 | 0 | 0 | 0 | 0 | 0 | 0 | 0 | 0 | 0 | 0 | 0 | 0 | 0 | 0 |  | 0 | 0 | 0 | 0 |  | 0 | 0 | 0 | 0 | 0
1986-05-13 | 1986 | 5 | 13 | 0 | 0 | 0 | 0 | 0 | 0 | 0 | 0 | 0 | 0 | 0 | 0 | 0 | 1.7 | 0 | 0 | 1.7 | 1.8 | 1.7 | 3.4 | 1.7 | 1.8 | 1.7 | 1.7 |  | 17.2 | 17.2 | 17.2 | 0 |  | 17.2 | 0 | 0 | 0 | 0
1986-05-14 | 1986 | 5 | 14 | 0.5 | 0.4 | 0.5 | 0.5 | 0.5 | 0.4 | 0.5 | 0.9 | 0.5 | 0.5 | 0.5 | 0.4 | 0.5 | 0.5 | 0.5 | 0.4 | 0.5 | 0.5 | 0.4 | 0.5 | 0.5 | 0.5 | 0.4 | 0.5 |  | 11.8 | 11.8 | 11.8 | 0 |  | 11.8 | 0 | 0 | 0 | 0
1986-05-15 | 1986 | 5 | 15 | 0.4 | 0.4 | 0.4 | 0.4 | 0 | 0 | 0 | 0 | 0 | 0 | 0 | 0 | 0 | 0 | 0 | 0 | 0 | 0 | 0 | 0 | 0 | 0 | 0 | 0 |  | 1.6 | 1.6 | 1.6 | 0 |  | 1.6 | 0 | 0 | 0 | 0
1986-05-16 | 1986 | 5 | 16 | 0 | 0 | 0 | 0 | 0 | 0 | 0 | 0 | 0 | 0 | 0 | 0 | 0 | 0 | 0 | 0 | 0 | 0 | 0 | 0 | 0 | 0 | 0 | 0 |  | 0 | 0 | 0 | 0 |  | 0 | 0 | 0 | 0 | 0
1986-05-17 | 1986 | 5 | 17 | 0 | 0 | 0 | 0 | 0 | 0 | 0 | 0 | 0 | 0 | 0 | 0 | 0 | 0 | 0 | 0 | 0 | 0 | 0 | 0 | 0 | 0 | 0 | 0 |  | 0 | 0 | 0 | 0 |  | 0 | 0 | 0 | 0 | 0
1986-05-18 | 1986 | 5 | 18 | 0 | 0 | 0 | 0 | 0 | 0 | 0 | 0 | 0 | 0 | 0 | 0 | 0 | 0 | 0 | 0 | 0 | 0 | 0 | 0 | 0 | 0 | 0 | 0 |  | 0 | 0 | 0 | 0 |  | 0 | 0 | 0 | 0 | 0
1986-05-19 | 1986 | 5 | 19 | 0 | 0 | 0 | 0 | 0 | 0 | 0 | 0 | 0 | 0 | 0 | 0 | 0 | 0 | 0 | 0 | 0 | 0 | 0 | 0 | 0 | 0 | 0 | 0 |  | 0 | 0 | 0 | 0 |  | 0 | 0 | 0 | 0 | 0
1986-05-20 | 1986 | 5 | 20 | 0 | 0 | 0 | 0 | 0 | 0 | 0 | 0 | 0 | 0 | 0 | 0 | 0 | 0 | 0 | 0 | 0 | 0 | 0 | 0 | 0 | 0 | 0 | 0 |  | 0 | 0 | 0 | 0 |  | 0 | 0 | 0 | 0 | 0
1986-05-21 | 1986 | 5 | 21 | 0 | 0 | 0 | 0 | 0 | 1.5 | 0.8 | 0.2 | 0 | 0 | 2.2 | 0 | 0 | 0.2 | 0 | 0 | 0 | 0 | 0 | 0 | 0 | 0 | 0 | 0 |  | 4.9 | 4.9 | 4.9 | 0 |  | 4.9 | 0 | 0 | 0 | 0
1986-05-22 | 1986 | 5 | 22 | 0 | 0 | 0 | 0 | 0 | 0 | 0 | 0 | 0 | 0 | 0 | 0 | 0 | 0 | 0 | 0 | 0 | 0 | 0 | 0 | 0 | 0 | 0 | 0 |  | 0 | 0 | 0 | 0 |  | 0 | 0 | 0 | 0 | 0
1986-05-23 | 1986 | 5 | 23 | 0 | 0 | 0 | 0 | 0 | 0 | 0 | 0 | 0 | 0 | 0 | 0 | 0 | 0 | 0 | 0 | 0 | 0 | 0 | 0 | 0 | 0 | 0 | 0 |  | 0 | 0 | 0 | 0 |  | 0 | 0 | 0 | 0 | 0
1986-05-24 | 1986 | 5 | 24 | 0 | 0 | 0 | 0 | 0 | 0 | 0 | 0 | 0 | 0 | 0 | 0 | 0 | 0 | 0 | 0 | 0 | 0 | 0 | 0 | 0 | 0 | 0 | 0 |  | 0 | 0 | 0 | 0 |  | 0 | 0 | 0 | 0 | 0
1986-05-25 | 1986 | 5 | 25 | 0 | 0 | 0 | 0 | 0 | 0 | 0 | 0 | 0 | 0 | 0 | 0 | 0 | 0 | 0 | 0 | 0 | 0 | 0 | 0 | 0 | 0 | 0 | 0 |  | 0 | 0 | 0 | 0 |  | 0 | 0 | 0 | 0 | 0
1986-05-26 | 1986 | 5 | 26 | 0 | 0 | 0 | 0 | 0 | 0 | 0 | 0 | 0 | 0 | 0 | 0 | 0 | 0 | 0 | 0 | 0 | 0 | 0 | 0 | 0 | 0 | 0 | 0 |  | 0 | 0 | 0 | 0 |  | 0 | 0 | 0 | 0 | 0
1986-05-27 | 1986 | 5 | 27 | 0 | 0 | 0 | 0 | 0 | 0 | 0 | 0 | 0 | 0 | 0 | 0 | 0 | 0 | 0 | 0 | 0 | 0 | 0 | 0 | 0 | 0 | 0 | 0 |  | 0 | 0 | 0 | 0 |  | 0 | 0 | 0 | 0 | 0
1986-05-28 | 1986 | 5 | 28 | 0 | 0 | 0 | 0 | 0 | 0 | 0 | 0 | 0 | 0 | 0 | 0 | 0 | 0 | 0 | 0 | 0 | 0 | 0 | 0 | 0 | 0 | 0 | 0 |  | 0 | 0 | 0 | 0 |  | 0 | 0 | 0 | 0 | 0
1986-05-29 | 1986 | 5 | 29 | 0 | 0 | 0 | 0 | 0 | 0 | 0 | 0 | 0 | 0 | 0 | 0 | 0 | 0 | 0 | 0 | 0 | 0 | 0 | 0 | 0 | 0 | 0 | 0 |  | 0 | 0 | 0 | 0 |  | 0 | 0 | 0 | 0 | 0
1986-05-30 | 1986 | 5 | 30 | 0 | 0 | 0 | 0 | 0 | 0 | 0 | 0 | 0 | 0 | 0 | 0 | 0 | 0 | 0 | 0 | 0 | 0 | 0 | 0 | 0 | 0 | 0 | 0 |  | 0 | 0 | 0 | 0 |  | 0 | 0 | 0 | 0 | 0
1986-05-31 | 1986 | 5 | 31 | 0 | 0 | 0 | 0 | 0 | 0 | 0 | 0 | 0 | 0 | 0 | 0 | 0 | 0 | 0 | 0 | 0 | 0 | 0 | 0 | 0 | 0 | 0 | 0 |  | 0 | 0 | 0 | 0 |  | 0 | 0 | 0 | 0 | 0
1986-06-01 | 1986 | 6 | 1 | 0 | 0 | 0 | 0 | 0 | 0 | 0 | 0 | 0 | 0 | 0 | 0 | 0 | 0 | 0 | 0 | 0 | 0 | 0 | 0 | 0 | 0 | 0 | 0 |  | 0 | 0 | 0 | 0 |  | 0 | 0 | 0 | 0 | 0
1986-06-02 | 1986 | 6 | 2 | 0 | 0 | 0 | 0 | 0 | 0 | 0 | 0 | 0 | 0 | 0 | 0 | 0 | 0 | 0 | 0 | 0 | 0 | 0 | 0 | 0 | 0 | 0 | 0 |  | 0 | 0 | 0 | 0 |  | 0 | 0 | 0 | 0 | 0
1986-06-03 | 1986 | 6 | 3 | 0 | 0 | 0 | 0 | 0 | 0 | 0 | 0 | 0 | 0 | 0 | 0 | 0 | 0 | 0 | 0 | 0 | 0 | 0 | 0 | 0 | 0 | 0 | 0 |  | 0 | 0 | 0 | 0 |  | 0 | 0 | 0 | 0 | 0
1986-06-04 | 1986 | 6 | 4 | 0 | 0 | 0 | 0 | 0 | 0 | 0 | 0 | 0 | 0 | 0 | 0 | 0 | 0 | 0 | 0.2 | 0 | 0 | 1.4 | 0.8 | 0 | 0 | 0 | 0 |  | 2.4 | 2.4 | 2.4 | 0 |  | 0 | 2.4 | 0 | 0 | 0
1986-06-05 | 1986 | 6 | 5 | 0 | 0 | 0 | 0 | 0 | 0 | 0 | 0 | 0 | 0 | 0 | 0.4 | 0 | 0 | 0 | 0 | 0 | 0 | 0 | 0 | 0 | 0 | 0 | 0 |  | 0.4 | 0.4 | 0.4 | 0 |  | 0 | 0.4 | 0 | 0 | 0
1986-06-06 | 1986 | 6 | 6 | 0 | 0 | 0 | 0 | 0 | 0 | 0 | 0 | 0 | 0 | 0 | 0 | 0 | 6.1 | 0 | 0 | 0 | 0 | 0 | 0 | 0 | 0 | 0.4 | 0 |  | 6.5 | 6.5 | 6.5 | 0 |  | 0 | 6.5 | 0 | 0 | 0
1986-06-07 | 1986 | 6 | 7 | 0 | 0 | 0 | 0 | 0 | 0 | 0 | 0 | 0 | 0 | 0 | 0 | 0 | 0 | 0 | 0 | 0 | 0 | 0 | 0 | 0 | 0 | 0 | 0 |  | 0 | 0 | 0 | 0 |  | 0 | 0 | 0 | 0 | 0
1986-06-08 | 1986 | 6 | 8 | 0 | 0 | 0 | 0 | 0 | 0 | 0 | 0 | 0 | 0 | 0 | 0 | 0 | 0 | 0 | 0 | 0 | 0 | 0 | 0 | 0 | 0 | 0 | 0 |  | 0 | 0 | 0 | 0 |  | 0 | 0 | 0 | 0 | 0
1986-06-09 | 1986 | 6 | 9 | 0 | 0 | 0 | 0 | 0 | 0 | 0 | 0 | 0 | 0 | 0 | 0 | 0 | 0 | 0 | 0 | 0 | 0 | 0 | 0 | 0 | 0 | 0 | 0 |  | 0 | 0 | 0 | 0 |  | 0 | 0 | 0 | 0 | 0
1986-06-10 | 1986 | 6 | 10 | 0 | 0 | 0 | 0 | 0 | 0 | 0 | 0 | 0 | 0 | 0 | 0 | 0 | 0 | 0 | 0 | 0 | 0 | 0 | 0 | 0 | 0 | 0 | 0 |  | 0 | 0 | 0 | 0 |  | 0 | 0 | 0 | 0 | 0
1986-06-11 | 1986 | 6 | 11 | 0 | 0 | 0 | 0 | 0 | 0 | 0 | 0 | 0 | 0 | 0 | 0 | 0 | 0 | 0 | 0 | 0 | 0 | 0 | 0 | 0 | 0 | 0 | 0 |  | 0 | 0 | 0 | 0 |  | 0 | 0 | 0 | 0 | 0
1986-06-12 | 1986 | 6 | 12 | 0 | 0 | 0 | 0 | 0 | 0 | 0 | 0 | 0 | 0 | 0 | 0 | 0 | 0 | 0 | 0 | 0 | 0 | 0 | 0 | 0 | 0 | 0 | 0 |  | 0 | 0 | 0 | 0 |  | 0 | 0 | 0 | 0 | 0
1986-06-13 | 1986 | 6 | 13 | 0 | 0 | 0 | 0 | 0 | 0 | 0 | 0 | 0 | 0 | 0 | 0 | 0 | 0 | 0 | 0 | 0 | 0 | 0 | 0 | 0 | 0 | 0 | 0 |  | 0 | 0 | 0 | 0 |  | 0 | 0 | 0 | 0 | 0
1986-06-14 | 1986 | 6 | 14 | 0 | 0 | 0 | 0 | 0 | 0 | 0 | 0 | 0 | 0 | 0 | 0 | 0 | 0 | 0 | 0 | 0 | 0 | 0 | 0 | 0 | 0 | 1.8 | 0.2 |  | 2 | 2 | 2 | 0 |  | 0 | 2 | 0 | 0 | 0
1986-06-15 | 1986 | 6 | 15 | 1.8 | 0.2 | 0 | 0 | 0 | 0 | 0 | 0 | 0 | 0 | 0 | 0 | 0 | 0 | 0 | 0 | 0 | 0 | 0 | 0 | 0 | 0 | 0 | 0 |  | 2 | 2 | 2 | 0 |  | 0 | 2 | 0 | 0 | 0
1986-06-16 | 1986 | 6 | 16 | 0 | 0 | 0 | 0 | 0 | 0 | 0 | 0 | 0 | 0 | 0 | 0 | 0 | 0 | 0 | 0 | 0 | 0 | 0 | 0 | 0 | 0 | 0 | 0 |  | 0 | 0 | 0 | 0 |  | 0 | 0 | 0 | 0 | 0
1986-06-17 | 1986 | 6 | 17 | 0 | 0 | 0 | 0 | 0 | 0 | 0 | 0 | 0 | 0 | 0 | 0 | 0 | 0 | 0 | 0 | 0 | 0 | 0 | 0 | 0 | 0 | 0 | 0 |  | 0 | 0 | 0 | 0 |  | 0 | 0 | 0 | 0 | 0
1986-06-18 | 1986 | 6 | 18 | 0 | 0 | 0 | 0 | 0 | 0 | 0 | 0 | 0.5 | 0.8 | 0 | 0 | 0 | 0 | 0 | 0 | 0 | 0 | 0.3 | 0.3 | 0 | 0 | 0 | 0 |  | 1.9 | 1.9 | 1.9 | 2.2204e-16 |  | 0 | 1.9 | 0 | 0 | 0
1986-06-19 | 1986 | 6 | 19 | 0 | 0 | 0 | 0 | 0 | 0 | 0 | 0 | 0 | 0 | 0 | 0 | 0 | 0 | 0 | 0 | 0 | 0 | 0 | 0 | 0 | 0 | 0 | 0 |  | 0 | 0 | 0 | 0 |  | 0 | 0 | 0 | 0 | 0
1986-06-20 | 1986 | 6 | 20 | 0 | 0 | 0 | 0 | 0 | 0 | 0 | 0 | 0 | 0 | 0 | 0 | 0 | 0 | 0 | 0 | 0 | 0 | 0 | 0 | 0 | 0 | 0 | 0 |  | 0 | 0 | 0 | 0 |  | 0 | 0 | 0 | 0 | 0
1986-06-21 | 1986 | 6 | 21 | 0 | 0 | 0 | 0 | 0 | 0 | 0 | 0 | 0 | 0 | 0 | 0 | 0 | 0 | 0 | 0 | 0 | 0 | 0 | 0 | 0 | 0 | 0 | 0 |  | 0 | 0 | 0 | 0 |  | 0 | 0 | 0 | 0 | 0
1986-06-22 | 1986 | 6 | 22 | 0 | 0 | 0 | 0 | 0 | 0 | 0 | 0 | 0 | 0 | 0 | 0 | 0 | 0 | 0 | 0 | 0 | 0 | 0 | 0 | 0 | 0 | 0 | 0 |  | 0 | 0 | 0 | 0 |  | 0 | 0 | 0 | 0 | 0
1986-06-23 | 1986 | 6 | 23 | 0 | 0 | 0 | 0 | 0 | 0 | 0 | 0 | 0 | 0 | 0 | 0 | 0 | 0 | 0 | 0 | 0 | 0 | 0 | 0 | 0 | 0 | 0 | 0 |  | 0 | 0 | 0 | 0 |  | 0 | 0 | 0 | 0 | 0
1986-06-24 | 1986 | 6 | 24 | 0 | 0 | 0 | 0 | 0 | 0 | 0 | 0 | 0 | 0 | 0 | 0 | 0 | 0 | 0 | 0 | 0 | 0 | 0 | 0 | 0 | 0 | 0 | 0 |  | 0 | 0 | 0 | 0 |  | 0 | 0 | 0 | 0 | 0
1986-06-25 | 1986 | 6 | 25 | 0 | 0 | 0 | 0 | 0 | 0 | 0 | 0 | 0 | 0 | 0 | 0 | 0 | 0 | 0 | 0 | 0 | 0 | 0 | 0 | 0 | 0 | 0 | 0 |  | 0 | 0 | 0 | 0 |  | 0 | 0 | 0 | 0 | 0
1986-06-26 | 1986 | 6 | 26 | 0 | 0 | 0 | 0 | 0 | 0 | 0 | 0 | 0 | 0 | 0 | 0 | 0 | 0 | 0 | 0 | 0 | 0 | 0 | 0 | 0 | 0 | 0 | 0 |  | 0 | 0 | 0 | 0 |  | 0 | 0 | 0 | 0 | 0
1986-06-27 | 1986 | 6 | 27 | 0 | 0 | 0 | 0 | 0 | 0 | 0 | 0 | 0 | 0 | 0 | 0 | 0 | 0 | 0 | 0 | 0 | 0 | 8.3 | 1.5 | 0 | 0 | 0 | 0.2 |  | 10 | 10 | 10 | 0 |  | 0 | 10 | 0 | 0 | 0
1986-06-28 | 1986 | 6 | 28 | 0 | 0 | 0 | 0 | 0 | 0 | 0 | 0 | 0 | 0 | 0 | 0 | 0 | 0 | 0 | 0 | 0 | 0 | 0 | 0 | 0 | 0 | 0 | 0.6 |  | 0.6 | 0.6 | 0.6 | 0 |  | 0 | 0.6 | 0 | 0 | 0
1986-06-29 | 1986 | 6 | 29 | 4.9 | 5.1 | 3.5 | 4.7 | 4.4 | 2.3 | 3.2 | 3 | 5.8 | 1.2 | 0.2 | 0.5 | 0.2 | 0.2 | 2.3 | 8.1 | 0.2 | 0 | 0.5 | 0.5 | 1.8 | 2.5 | 0 | 0 |  | 55.1 | 55.1 | 55.1 | 7.1054e-15 |  | 0 | 55.1 | 0 | 0 | 0
1986-06-30 | 1986 | 6 | 30 | 0 | 0 | 0 | 0 | 0 | 0 | 0 | 0.2 | 0 | 0 | 0 | 0 | 0 | 0 | 0 | 0 | 0 | 0 | 0 | 0 | 0 | 0 | 0 | 0 |  | 0.2 | 0.2 | 0.2 | 0 |  | 0 | 0.2 | 0 | 0 | 0
1986-07-01 | 1986 | 7 | 1 | 0 | 0 | 0 | 0 | 0 | 0 | 0 | 0 | 0 | 0 | 0 | 0 | 0 | 0 | 0 | 0 | 0 | 0 | 0 | 0 | 0 | 0 | 0 | 0 |  | 0 | 0 | 0 | 0 |  | 0 | 0 | 0 | 0 | 0
1986-07-02 | 1986 | 7 | 2 | 0 | 0 | 0 | 0 | 0 | 0 | 0 | 0 | 0 | 0 | 0 | 0 | 0 | 0 | 0 | 0 | 0 | 0 | 0 | 0 | 0 | 0 | 0 | 0 |  | 0 | 0 | 0 | 0 |  | 0 | 0 | 0 | 0 | 0
1986-07-03 | 1986 | 7 | 3 | 0 | 0 | 0 | 0 | 0 | 0 | 0 | 0 | 0 | 0 | 0 | 0 | 0 | 0 | 0 | 0 | 0 | 0 | 0 | 0 | 0 | 0 | 0 | 0 |  | 0 | 0 | 0 | 0 |  | 0 | 0 | 0 | 0 | 0
1986-07-04 | 1986 | 7 | 4 | 0 | 0 | 0 | 0 | 0 | 0 | 0 | 0 | 0 | 0 | 0 | 0 | 0 | 0 | 0 | 0 | 0 | 0 | 0 | 0 | 0 | 0 | 0 | 0 |  | 0 | 0 | 0 | 0 |  | 0 | 0 | 0 | 0 | 0
1986-07-05 | 1986 | 7 | 5 | 0 | 0 | 0 | 0.6 | 2.2 | 1.5 | 1.1 | 0.4 | 0 | 0 | 0 | 0 | 0 | 0 | 0 | 0 | 0 | 0 | 0 | 0 | 0 | 0 | 0 | 0 |  | 5.8 | 5.8 | 5.8 | 8.8818e-16 |  | 0 | 0 | 5.8 | 0 | 0
1986-07-06 | 1986 | 7 | 6 | 0 | 0 | 0 | 0 | 0 | 0 | 0 | 0 | 0 | 0 | 0 | 0 | 0 | 0 | 0 | 0 | 0 | 0 | 0 | 0 | 0 | 0 | 0 | 0 |  | 0 | 0 | 0 | 0 |  | 0 | 0 | 0 | 0 | 0
1986-07-07 | 1986 | 7 | 7 | 0 | 0 | 0 | 0 | 0 | 0 | 0 | 0 | 0 | 0 | 0 | 0 | 0 | 0 | 0 | 0 | 0 | 2.8 | 0 | 0 | 0 | 0 | 0 | 0 |  | 2.8 | 2.8 | 2.8 | 0 |  | 0 | 0 | 2.8 | 0 | 0
1986-07-08 | 1986 | 7 | 8 | 0 | 0 | 0 | 0 | 0 | 0 | 0 | 0 | 0 | 0 | 0 | 0 | 0 | 0 | 0 | 0 | 0 | 0 | 0 | 0.2 | 0 | 0 | 0 | 0.4 |  | 0.6 | 0.6 | 0.6 | 1.1102e-16 |  | 0 | 0 | 0.6 | 0 | 0
1986-07-09 | 1986 | 7 | 9 | 0.6 | 0 | 0 | 0 | 0 | 0 | 0 | 0 | 0 | 0 | 0 | 0 | 0 | 0 | 7.8 | 0 | 0 | 0 | 0 | 0 | 0 | 0 | 0 | 0 |  | 8.4 | 8.4 | 8.4 | 0 |  | 0 | 0 | 8.4 | 0 | 0
1986-07-10 | 1986 | 7 | 10 | 0 | 0 | 0 | 0 | 0 | 0 | 0 | 0 | 0 | 0 | 0 | 0 | 0 | 0 | 0 | 0 | 0 | 0 | 0 | 0.4 | 0 | 0 | 0 | 0 |  | 0.4 | 0.4 | 0.4 | 0 |  | 0 | 0 | 0.4 | 0 | 0
1986-07-11 | 1986 | 7 | 11 | 0 | 0 | 0 | 0 | 0 | 0 | 0 | 0 | 0 | 0 | 0 | 0 | 0 | 0 | 0 | 0 | 0 | 0 | 0 | 0 | 0.3 | 0.6 | 0 | 0 |  | 0.9 | 0.9 | 0.9 | 1.1102e-16 |  | 0 | 0 | 0.9 | 0 | 0
1986-07-12 | 1986 | 7 | 12 | 0.2 | 0 | 0 | 0 | 0 | 0 | 0 | 0 | 0 | 0.2 | 0 | 0 | 0 | 0 | 0 | 4.2 | 0 | 0.9 | 0 | 0 | 0 | 0 | 0.5 | 0.2 |  | 6.2 | 6.2 | 6.2 | 8.8818e-16 |  | 0 | 0 | 6.2 | 0 | 0
1986-07-13 | 1986 | 7 | 13 | 0 | 0.2 | 0.2 | 0 | 0 | 0 | 0 | 0 | 0 | 0 | 0 | 0 | 0 | 0 | 0 | 0 | 0 | 1 | 0 | 0 | 0 | 0 | 0 | 0 |  | 1.4 | 1.4 | 1.4 | 0 |  | 0 | 0 | 1.4 | 0 | 0
1986-07-14 | 1986 | 7 | 14 | 0 | 0 | 0 | 0 | 0 | 0 | 0 | 0 | 0 | 0 | 0 | 0 | 0 | 0 | 0 | 0 | 0 | 0 | 0 | 0 | 0 | 0 | 0 | 0 |  | 0 | 0 | 0 | 0 |  | 0 | 0 | 0 | 0 | 0
1986-07-15 | 1986 | 7 | 15 | 0 | 0 | 0 | 0.3 | 0 | 0 | 0 | 0 | 0 | 0.6 | 0.3 | 0.3 | 0.6 | 0 | 0 | 0 | 0 | 0 | 0 | 0 | 0 | 0 | 0 | 0 |  | 2.1 | 2.1 | 2.1 | 0 |  | 0 | 0 | 2.1 | 0 | 0
1986-07-16 | 1986 | 7 | 16 | 0 | 0 | 0 | 0.2 | 0 | 0 | 0 | 0 | 0 | 0 | 0 | 0 | 0 | 0 | 0 | 0 | 0 | 0 | 0 | 0 | 0 | 0.4 | 5.3 | 6.7 |  | 12.6 | 12.6 | 12.6 | 1.7764e-15 |  | 0 | 0 | 12.6 | 0 | 0
1986-07-17 | 1986 | 7 | 17 | 0.2 | 0 | 0 | 0 | 0 | 0 | 0 | 0 | 0 | 0 | 2.1 | 3.9 | 3 | 3 | 3 | 5.6 | 2.1 | 1.2 | 1.2 | 0.5 | 0.2 | 0 | 0 | 0 |  | 26 | 26 | 26 | 3.5527e-15 |  | 0 | 0 | 26 | 0 | 0
1986-07-18 | 1986 | 7 | 18 | 0 | 0 | 0 | 0 | 0 | 0 | 0 | 0 | 0 | 0 | 0 | 0 | 0 | 0 | 0 | 0 | 0 | 0 | 0 | 0 | 0 | 0 | 0 | 0 |  | 0 | 0 | 0 | 0 |  | 0 | 0 | 0 | 0 | 0
1986-07-19 | 1986 | 7 | 19 | 0 | 0 | 0 | 0 | 0 | 0 | 0 | 0 | 0 | 0 | 0 | 0 | 0 | 0 | 0 | 0 | 0 | 0 | 0 | 0 | 0 | 0 | 0 | 0 |  | 0 | 0 | 0 | 0 |  | 0 | 0 | 0 | 0 | 0
1986-07-20 | 1986 | 7 | 20 | 0 | 0 | 0 | 0 | 0 | 0 | 0 | 0 | 0 | 0 | 0 | 0 | 0 | 0 | 0 | 0 | 0 | 0 | 0 | 0 | 0 | 0 | 0 | 0 |  | 0 | 0 | 0 | 0 |  | 0 | 0 | 0 | 0 | 0
1986-07-21 | 1986 | 7 | 21 | 0 | 0 | 0 | 0 | 0 | 0 | 0 | 0 | 0 | 0 | 0 | 0 | 0 | 0 | 0 | 0 | 0 | 0 | 0 | 0 | 0 | 0 | 0 | 0 |  | 0 | 0 | 0 | 0 |  | 0 | 0 | 0 | 0 | 0
1986-07-22 | 1986 | 7 | 22 | 0 | 0 | 0 | 0 | 0 | 0 | 0 | 0 | 0 | 0 | 0 | 0 | 0 | 0 | 0.5 | 0 | 0 | 0 | 0 | 0 | 0 | 0 | 0 | 0 |  | 0.5 | 0.5 | 0.5 | 0 |  | 0 | 0 | 0.5 | 0 | 0
1986-07-23 | 1986 | 7 | 23 | 0 | 0 | 0 | 0 | 0 | 0 | 0 | 1.3 | 0 | 0.8 | 0 | 0 | 0 | 0.2 | 0 | 0 | 0 | 0 | 0 | 0 | 0 | 0 | 0 | 0 |  | 2.3 | 2.3 | 2.3 | 4.4409e-16 |  | 0 | 0 | 2.3 | 0 | 0
1986-07-24 | 1986 | 7 | 24 | 0 | 0 | 0 | 0 | 0 | 0 | 0 | 0 | 0 | 0 | 0 | 0 | 0 | 0 | 0 | 0 | 0 | 0 | 0 | 0 | 0 | 0 | 0 | 0 |  | 0 | 0 | 0 | 0 |  | 0 | 0 | 0 | 0 | 0
1986-07-25 | 1986 | 7 | 25 | 0 | 0 | 0 | 0 | 0 | 0 | 0 | 0 | 0 | 0 | 0 | 0 | 0 | 0 | 0 | 1.1 | 6.1 | 1.5 | 0 | 0 | 0 | 0 | 0 | 0 |  | 8.7 | 8.7 | 8.7 | 0 |  | 0 | 0 | 8.7 | 0 | 0
1986-07-26 | 1986 | 7 | 26 | 0 | 0 | 0 | 0 | 0 | 0 | 0 | 0 | 0 | 0 | 0 | 0 | 0 | 0 | 0 | 0 | 0 | 0 | 0 | 0 | 0 | 0 | 0 | 0 |  | 0 | 0 | 0 | 0 |  | 0 | 0 | 0 | 0 | 0
1986-07-27 | 1986 | 7 | 27 | 0 | 0 | 0 | 0 | 0.8 | 2.1 | 1.2 | 1 | 0.2 | 0.3 | 0.2 | 0 | 0 | 0.2 | 0 | 0 | 0.4 | 0 | 0 | 0 | 0 | 0 | 0 | 0 |  | 6.4 | 6.4 | 6.4 | 8.8818e-16 |  | 0 | 0 | 6.4 | 0 | 0
1986-07-28 | 1986 | 7 | 28 | 0 | 0 | 0 | 0 | 0 | 0 | 0 | 0 | 0 | 0 | 0 | 0 | 0 | 0 | 0 | 0 | 0 | 0 | 0 | 0 | 0 | 2.8 | 0.2 | 0 |  | 3 | 3 | 3 | 0 |  | 0 | 0 | 3 | 0 | 0
1986-07-29 | 1986 | 7 | 29 | 0 | 0 | 0 | 0 | 3.8 | 1.4 | 0.2 | 0 | 0 | 0 | 0.2 | 0 | 0 | 0 | 0 | 0 | 0 | 0 | 0 | 0 | 0 | 0 | 0 | 0 |  | 5.6 | 5.6 | 5.6 | 0 |  | 0 | 0 | 5.6 | 0 | 0
1986-07-30 | 1986 | 7 | 30 | 0 | 0 | 0 | 0 | 0 | 0 | 0 | 0 | 0 | 0 | 0 | 0 | 0 | 0 | 0 | 0 | 0 | 0 | 0 | 0 | 0 | 0 | 0 | 0 |  | 0 | 0 | 0 | 0 |  | 0 | 0 | 0 | 0 | 0
1986-07-31 | 1986 | 7 | 31 | 0 | 0 | 0 | 0 | 0 | 0 | 0 | 0 | 0 | 0 | 0 | 0 | 0 | 0 | 0 | 0 | 0 | 0 | 0 | 0 | 0 | 0 | 0 | 0 |  | 0 | 0 | 0 | 0 |  | 0 | 0 | 0 | 0 | 0
1986-08-01 | 1986 | 8 | 1 | 0 | 0 | 0 | 0 | 0 | 0 | 0 | 0 | 0 | 0 | 0 | 0 | 0 | 0 | 0 | 0 | 0 | 0 | 0 | 0 | 0 | 0 | 0 | 0 |  | 0 | 0 | 0 | 0 |  | 0 | 0 | 0 | 0 | 0
1986-08-02 | 1986 | 8 | 2 | 0 | 0 | 0 | 0 | 0 | 0 | 0 | 0 | 0 | 0 | 0 | 0 | 0 | 0 | 0 | 0 | 0 | 0 | 0 | 0 | 0 | 0 | 0 | 0 |  | 0 | 0 | 0 | 0 |  | 0 | 0 | 0 | 0 | 0
1986-08-03 | 1986 | 8 | 3 | 0 | 0 | 0 | 0 | 0 | 0 | 0 | 0 | 0 | 0 | 0 | 0 | 0 | 0 | 0 | 0 | 0 | 0 | 0 | 0 | 0 | 0 | 0.4 | 0 |  | 0.4 | 0.4 | 0.4 | 0 |  | 0 | 0 | 0 | 0.4 | 0
1986-08-04 | 1986 | 8 | 4 | 0.6 | 0 | 0 | 0 | 0 | 0 | 0 | 0 | 0 | 0 | 0 | 0 | 0 | 0 | 0 | 0 | 0 | 0 | 0 | 0 | 0 | 0 | 0 | 0 |  | 0.6 | 0.6 | 0.6 | 0 |  | 0 | 0 | 0 | 0.6 | 0
1986-08-05 | 1986 | 8 | 5 | 0 | 0 | 0 | 0 | 0 | 0 | 0.6 | 0 | 0 | 0 | 0.9 | 1.7 | 0.2 | 0 | 0 | 0 | 0 | 0 | 0 | 0 | 0 | 0 | 0 | 0 |  | 3.4 | 3.4 | 3.4 | 4.4409e-16 |  | 0 | 0 | 0 | 3.4 | 0
1986-08-06 | 1986 | 8 | 6 | 0 | 0 | 0 | 0 | 0 | 0 | 0 | 0 | 0 | 0 | 0 | 0 | 0 | 0 | 0 | 0 | 0 | 0 | 0 | 0 | 0 | 0 | 0 | 0 |  | 0 | 0 | 0 | 0 |  | 0 | 0 | 0 | 0 | 0
1986-08-07 | 1986 | 8 | 7 | 0 | 0 | 0 | 0 | 0 | 0 | 0 | 0 | 0 | 0 | 0 | 0 | 0 | 0 | 0 | 0 | 0 | 0 | 0 | 0 | 0 | 0 | 0 | 0 |  | 0 | 0 | 0 | 0 |  | 0 | 0 | 0 | 0 | 0
1986-08-08 | 1986 | 8 | 8 | 0 | 0 | 0 | 0 | 0 | 0 | 0 | 0 | 0 | 0 | 0 | 0 | 0 | 0 | 0 | 0 | 0 | 0 | 0 | 0.3 | 0 | 0 | 0 | 0 |  | 0.3 | 0.3 | 0.3 | 0 |  | 0 | 0 | 0 | 0.3 | 0
1986-08-09 | 1986 | 8 | 9 | 0 | 0 | 0 | 0 | 0 | 0 | 0 | 0 | 0 | 0 | 0 | 0 | 0 | 0 | 0 | 0 | 0 | 0 | 0 | 0 | 0 | 0 | 0 | 0 |  | 0 | 0 | 0 | 0 |  | 0 | 0 | 0 | 0 | 0
1986-08-10 | 1986 | 8 | 10 | 0 | 0 | 0 | 0 | 0 | 0 | 0 | 0 | 0 | 0 | 0 | 0 | 0 | 0 | 0 | 0 | 0 | 0 | 0 | 0 | 0 | 0 | 0 | 0 |  | 0 | 0 | 0 | 0 |  | 0 | 0 | 0 | 0 | 0
1986-08-11 | 1986 | 8 | 11 | 0 | 0 | 0 | 0 | 0 | 0 | 0 | 0 | 0 | 0 | 0 | 0 | 0 | 0 | 0 | 0 | 0 | 0 | 0 | 0 | 0 | 0 | 0 | 0 |  | 0 | 0 | 0 | 0 |  | 0 | 0 | 0 | 0 | 0
1986-08-12 | 1986 | 8 | 12 | 0 | 0 | 0 | 0 | 0 | 0 | 0 | 0 | 0 | 0 | 0 | 0 | 0 | 0 | 0 | 0 | 0 | 0 | 0 | 0 | 0 | 0 | 0 | 0 |  | 0 | 0 | 0 | 0 |  | 0 | 0 | 0 | 0 | 0
1986-08-13 | 1986 | 8 | 13 | 0 | 0 | 0 | 0 | 0 | 0 | 0.2 | 0.9 | 0 | 0 | 0 | 0 | 0.2 | 0 | 0 | 0 | 0 | 0 | 0 | 0 | 0 | 0 | 0 | 0 |  | 1.3 | 1.3 | 1.3 | 0 |  | 0 | 0 | 0 | 1.3 | 0
1986-08-14 | 1986 | 8 | 14 | 0 | 0 | 0 | 0 | 0 | 0 | 0 | 0 | 0 | 0 | 0 | 0 | 0 | 0 | 0 | 0 | 0 | 0 | 0 | 0 | 0 | 0 | 0 | 0 |  | 0 | 0 | 0 | 0 |  | 0 | 0 | 0 | 0 | 0
1986-08-15 | 1986 | 8 | 15 | 0 | 0 | 0 | 0 | 0 | 0 | 0 | 0 | 0 | 0 | 0 | 0 | 0 | 0 | 0 | 0 | 0 | 0 | 0 | 0 | 0 | 0 | 0 | 0 |  | 0 | 0 | 0 | 0 |  | 0 | 0 | 0 | 0 | 0
1986-08-16 | 1986 | 8 | 16 | 0 | 0 | 0 | 0 | 0 | 0 | 0 | 0 | 0 | 0 | 0 | 0 | 0 | 0 | 0 | 0 | 0 | 0 | 0 | 0 | 0 | 0 | 0 | 0 |  | 0 | 0 | 0 | 0 |  | 0 | 0 | 0 | 0 | 0
1986-08-17 | 1986 | 8 | 17 | 0 | 0 | 0 | 0 | 0 | 0 | 0 | 0 | 0 | 0 | 0 | 0 | 0 | 0 | 0 | 0 | 0 | 0 | 0 | 0 | 0 | 0 | 0 | 0 |  | 0 | 0 | 0 | 0 |  | 0 | 0 | 0 | 0 | 0
1986-08-18 | 1986 | 8 | 18 | 0 | 0 | 0 | 0 | 0 | 0 | 0 | 0 | 0 | 0 | 0 | 0 | 0 | 0 | 0 | 0 | 0 | 0 | 0 | 0 | 0 | 0 | 0 | 0 |  | 0 | 0 | 0 | 0 |  | 0 | 0 | 0 | 0 | 0
1986-08-19 | 1986 | 8 | 19 | 0 | 0 | 0 | 0 | 0 | 0 | 0 | 0 | 0 | 0 | 0 | 0 | 0 | 0 | 0 | 0 | 0 | 0 | 0 | 0 | 0 | 0 | 0 | 0 |  | 0 | 0 | 0 | 0 |  | 0 | 0 | 0 | 0 | 0
1986-08-20 | 1986 | 8 | 20 | 0 | 0 | 0 | 0 | 0 | 0 | 0 | 0 | 0 | 0 | 0 | 0 | 0 | 0 | 0 | 0 | 0 | 0 | 0 | 0 | 0 | 0 | 0 | 0 |  | 0 | 0 | 0 | 0 |  | 0 | 0 | 0 | 0 | 0
1986-08-21 | 1986 | 8 | 21 | 0 | 0 | 0 | 0 | 0 | 0 | 0 | 0 | 0 | 0 | 0 | 0 | 0 | 0 | 0 | 0 | 0 | 0 | 0 | 0 | 0 | 0 | 0 | 0 |  | 0 | 0 | 0 | 0 |  | 0 | 0 | 0 | 0 | 0
1986-08-22 | 1986 | 8 | 22 | 0 | 0 | 0 | 0 | 0 | 0 | 0 | 0 | 0 | 0 | 0 | 0 | 0 | 0 | 0 | 0 | 0 | 0 | 0 | 0 | 0 | 0 | 0 | 0 |  | 0 | 0 | 0 | 0 |  | 0 | 0 | 0 | 0 | 0
1986-08-23 | 1986 | 8 | 23 | 0 | 0 | 0 | 0 | 0 | 0 | 0 | 0 | 0 | 0 | 0 | 0 | 0 | 0 | 0 | 0 | 0 | 0 | 0 | 0 | 0 | 0 | 0 | 0 |  | 0 | 0 | 0 | 0 |  | 0 | 0 | 0 | 0 | 0
1986-08-24 | 1986 | 8 | 24 | 0 | 0 | 0 | 0 | 0 | 0 | 0 | 0 | 0 | 0 | 0 | 0 | 0 | 0 | 0 | 0 | 0 | 0 | 0 | 0 | 0 | 0 | 0 | 0 |  | 0 | 0 | 0 | 0 |  | 0 | 0 | 0 | 0 | 0
1986-08-25 | 1986 | 8 | 25 | 0 | 0 | 0 | 0 | 0 | 0 | 0 | 0 | 0 | 0 | 0 | 0 | 0 | 0 | 0 | 0 | 0 | 0 | 0 | 0 | 0 | 0 | 0 | 0 |  | 0 | 0 | 0 | 0 |  | 0 | 0 | 0 | 0 | 0
1986-08-26 | 1986 | 8 | 26 | 0 | 0 | 0 | 0 | 0 | 0 | 0 | 0 | 0 | 0 | 0 | 0 | 0 | 0 | 0 | 0 | 0 | 0 | 0 | 0 | 0 | 0 | 0 | 0 |  | 0 | 0 | 0 | 0 |  | 0 | 0 | 0 | 0 | 0
1986-08-27 | 1986 | 8 | 27 | 0 | 0 | 0 | 0 | 0 | 0 | 0 | 0 | 0 | 0 | 0 | 0 | 0 | 0 | 0 | 0 | 0 | 0 | 0 | 0 | 0 | 0 | 0 | 0 |  | 0 | 0 | 0 | 0 |  | 0 | 0 | 0 | 0 | 0
1986-08-28 | 1986 | 8 | 28 | 0 | 0 | 0 | 0 | 0 | 0 | 0 | 0 | 0 | 0 | 0 | 0 | 0 | 0 | 0 | 0 | 0 | 0 | 0 | 0 | 0 | 0 | 0 | 0 |  | 0 | 0 | 0 | 0 |  | 0 | 0 | 0 | 0 | 0
1986-08-29 | 1986 | 8 | 29 | 0 | 0 | 0 | 0 | 0 | 0 | 0 | 0 | 0 | 0 | 0 | 0 | 0 | 0 | 0 | 0 | 0 | 0 | 0 | 0 | 0 | 0 | 0 | 0 |  | 0 | 0 | 0 | 0 |  | 0 | 0 | 0 | 0 | 0
1986-08-30 | 1986 | 8 | 30 | 0.2 | 3 | 5 | 2.8 | 0.2 | 0 | 0.2 | 0.2 | 0 | 0 | 0 | 0 | 0.2 | 0.7 | 0.7 | 1.1 | 0.7 | 0.5 | 0.2 | 0 | 0 | 0 | 0 | 0 |  | 15.7 | 15.7 | 15.7 | 5.3291e-15 |  | 0 | 0 | 0 | 15.7 | 0
1986-08-31 | 1986 | 8 | 31 | 0 | 0 | 0 | 0 | 0 | 0 | 0 | 0 | 0 | 0 | 0 | 0 | 0 | 0 | 0 | 0 | 0 | 0 | 0 | 0 | 0 | 0 | 0 | 0 |  | 0 | 0 | 0 | 0 |  | 0 | 0 | 0 | 0 | 0
1986-09-01 | 1986 | 9 | 1 | 0 | 0 | 0 | 0 | 0 | 0 | 0 | 0 | 0 | 0 | 0 | 0 | 0 | 0 | 0 | 0 | 0 | 0 | 0 | 0 | 0 | 0 | 0 | 0 |  | 0 | 0 | 0 | 0 |  | 0 | 0 | 0 | 0 | 0
1986-09-02 | 1986 | 9 | 2 | 0 | 0 | 0 | 0 | 0 | 0 | 0 | 0 | 0 | 0 | 0 | 0 | 0 | 0 | 0 | 0 | 0 | 0 | 0 | 0 | 0 | 0 | 0 | 0 |  | 0 | 0 | 0 | 0 |  | 0 | 0 | 0 | 0 | 0
1986-09-03 | 1986 | 9 | 3 | 0 | 0 | 3.5 | 2.9 | 2 | 0 | 2.4 | 1.4 | 0 | 0 | 0 | 0 | 0 | 0 | 0 | 0 | 0 | 0 | 0 | 0 | 0 | 0 | 0 | 0 |  | 12.2 | 12.2 | 12.2 | 1.7764e-15 |  | 0 | 0 | 0 | 0 | 12.2
1986-09-04 | 1986 | 9 | 4 | 0 | 0 | 0 | 0 | 0 | 0 | 0 | 0 | 0 | 0 | 0 | 0 | 0 | 0 | 0.2 | 0 | 0.4 | 0.2 | 0.2 | 0.2 | 1.1 | 0.4 | 1.1 | 1.6 |  | 5.4 | 5.4 | 5.4 | 0 |  | 0 | 0 | 0 | 0 | 5.4
1986-09-05 | 1986 | 9 | 5 | 0.7 | 0.3 | 0.7 | 0.2 | 0 | 0.2 | 0 | 0 | 0 | 0 | 0 | 0 | 0 | 0 | 0 | 0 | 0 | 0 | 0 | 0 | 0 | 0 | 0 | 0 |  | 2.1 | 2.1 | 2.1 | 0 |  | 0 | 0 | 0 | 0 | 2.1
1986-09-06 | 1986 | 9 | 6 | 0 | 0 | 0 | 0 | 0 | 0 | 0 | 0 | 0 | 0 | 0 | 0 | 0 | 0 | 0 | 0 | 0 | 0 | 0 | 0 | 0 | 0 | 0 | 0 |  | 0 | 0 | 0 | 0 |  | 0 | 0 | 0 | 0 | 0
1986-09-07 | 1986 | 9 | 7 | 0 | 0 | 0 | 0 | 0 | 0 | 0 | 0 | 0 | 0 | 0 | 0 | 0 | 0 | 0 | 0 | 0 | 0 | 0 | 0 | 0 | 0 | 0 | 0 |  | 0 | 0 | 0 | 0 |  | 0 | 0 | 0 | 0 | 0
1986-09-08 | 1986 | 9 | 8 | 0 | 0 | 0 | 0 | 0 | 0 | 0 | 0 | 0 | 0 | 0 | 0 | 0 | 0 | 0 | 0 | 0 | 0 | 0 | 0 | 0 | 0 | 0 | 0 |  | 0 | 0 | 0 | 0 |  | 0 | 0 | 0 | 0 | 0
1986-09-09 | 1986 | 9 | 9 | 0 | 0.4 | 1.8 | 0.4 | 0.4 | 0 | 0 | 0 | 0 | 0 | 0 | 0 | 0 | 0 | 0 | 0 | 0 | 0 | 0 | 0 | 0 | 0 | 0 | 0 |  | 3 | 3 | 3 | 0 |  | 0 | 0 | 0 | 0 | 3
1986-09-10 | 1986 | 9 | 10 | 0 | 0 | 0 | 0 | 0 | 0 | 0 | 0 | 0 | 0 | 0 | 0 | 0 | 0 | 0 | 0 | 0.4 | 0 | 0 | 0 | 0 | 0 | 0 | 0 |  | 0.4 | 0.4 | 0.4 | 0 |  | 0 | 0 | 0 | 0 | 0.4
1986-09-11 | 1986 | 9 | 11 | 0 | 0.6 | 0.2 | 0 | 0 | 0 | 0 | 0 | 0 | 0 | 0 | 0 | 0 | 0 | 0.2 | 0 | 1 | 0 | 0 | 0 | 0 | 0 | 0 | 0 |  | 2 | 2 | 2 | 0 |  | 0 | 0 | 0 | 0 | 2
1986-09-12 | 1986 | 9 | 12 | 0 | 0 | 0 | 0 | 0 | 0 | 0 | 0 | 0 | 0 | 0 | 0 | 0 | 0 | 0 | 0 | 0 | 0 | 0 | 0 | 0 | 0 | 0 | 0 |  | 0 | 0 | 0 | 0 |  | 0 | 0 | 0 | 0 | 0
1986-09-13 | 1986 | 9 | 13 | 0 | 0 | 0 | 0 | 0 | 0 | 0 | 0 | 0 | 0 | 0 | 0.2 | 0.2 | 0 | 0 | 0 | 0 | 0 | 1.3 | 0.8 | 0.2 | 0.2 | 0 | 0 |  | 2.9 | 2.9 | 2.9 | 4.4409e-16 |  | 0 | 0 | 0 | 0 | 2.9
1986-09-14 | 1986 | 9 | 14 | 0 | 0 | 0 | 0 | 0 | 0 | 0 | 0 | 0 | 0 | 0 | 0 | 0 | 0 | 0 | 0 | 0 | 0 | 0 | 0 | 0 | 0 | 0 | 0 |  | 0 | 0 | 0 | 0 |  | 0 | 0 | 0 | 0 | 0
1986-09-15 | 1986 | 9 | 15 | 0 | 0 | 0 | 0 | 0 | 0 | 0 | 0 | 0 | 0 | 0 | 0 | 0 | 0 | 0 | 0 | 0 | 0.2 | 0 | 0.2 | 0 | 0 | 0.2 | 0 |  | 0.6 | 0.6 | 0.6 | 1.1102e-16 |  | 0 | 0 | 0 | 0 | 0.6
1986-09-16 | 1986 | 9 | 16 | 0 | 0 | 0 | 0 | 0 | 0 | 0 | 0.6 | 0.4 | 0 | 0 | 0.4 | 0 | 0 | 0 | 0 | 0 | 0 | 0 | 0 | 0 | 5.8 | 4.4 | 9.7 |  | 21.3 | 21.3 | 21.3 | 3.5527e-15 |  | 0 | 0 | 0 | 0 | 21.3
1986-09-17 | 1986 | 9 | 17 | 3.9 | 0.3 | 0.3 | 0.3 | 0 | 0 | 0 | 0.3 | 0 | 1.3 | 0.6 | 0 | 0 | 0 | 1.7 | 0.3 | 0 | 0 | 0 | 0 | 0 | 0 | 0 | 0 |  | 9 | 9 | 9 | 0 |  | 0 | 0 | 0 | 0 | 9
1986-09-18 | 1986 | 9 | 18 | 0 | 0 | 0 | 0 | 0 | 0 | 0.2 | 0 | 0 | 0 | 0 | 0 | 0 | 0 | 0 | 0 | 0 | 0 | 0 | 0 | 0 | 0 | 0 | 0 |  | 0.2 | 0.2 | 0.2 | 0 |  | 0 | 0 | 0 | 0 | 0.2
1986-09-19 | 1986 | 9 | 19 | 0 | 0 | 0 | 0 | 0.2 | 0 | 0 | 0 | 0 | 0 | 0 | 0 | 0 | 0 | 0.2 | 0.2 | 0 | 0 | 0 | 0 | 0.4 | 0.2 | 0.4 | 0.6 |  | 2.2 | 2.2 | 2.2 | 0 |  | 0 | 0 | 0 | 0 | 2.2
1986-09-20 | 1986 | 9 | 20 | 0.8 | 0.2 | 0 | 0 | 0 | 0 | 0 | 0 | 0 | 0.2 | 0 | 0 | 0 | 0 | 0 | 0 | 0 | 0 | 0 | 0 | 0 | 0 | 0 | 0 |  | 1.2 | 1.2 | 1.2 | 0 |  | 0 | 0 | 0 | 0 | 1.2
1986-09-21 | 1986 | 9 | 21 | 0 | 0 | 0 | 0 | 0 | 0 | 0 | 0 | 0 | 0 | 0 | 0 | 0 | 0 | 0 | 0 | 0 | 0 | 0 | 0 | 0 | 0 | 0 | 0 |  | 0 | 0 | 0 | 0 |  | 0 | 0 | 0 | 0 | 0
1986-09-22 | 1986 | 9 | 22 | 0 | 0 | 0 | 0 | 0 | 0 | 0 | 0 | 0 | 0 | 0 | 0 | 0 | 0 | 0 | 0 | 0 | 0 | 0 | 0 | 0 | 0 | 0 | 0 |  | 0 | 0 | 0 | 0 |  | 0 | 0 | 0 | 0 | 0
1986-09-23 | 1986 | 9 | 23 | 0 | 0 | 0 | 0 | 0 | 0 | 0 | 0 | 0 | 0 | 0 | 0 | 0 | 0 | 0 | 0 | 0 | 0 | 0 | 0 | 0 | 0 | 0 | 0 |  | 0 | 0 | 0 | 0 |  | 0 | 0 | 0 | 0 | 0
1986-09-24 | 1986 | 9 | 24 | 0 | 0 | 0 | 0 | 0 | 0 | 0 | 0 | 0 | 0 | 0 | 0 | 0 | 0 | 0 | 0 | 0 | 0 | 0 | 0 | 0 | 0 | 0 | 0 |  | 0 | 0 | 0 | 0 |  | 0 | 0 | 0 | 0 | 0
1986-09-25 | 1986 | 9 | 25 | 2 | 2 | 2.1 | 4 | 4.1 | 2 | 2 | 4.1 | 2 | 4 | 4.1 | 4 | 2 | 2.1 | 2 | 2 | 2 | 2.1 | 2 | 2 | 2 | 2.1 | 2 | 2 |  | 60.7 | 60.7 | 60.7 | 0 |  | 0 | 0 | 0 | 0 | 60.7
1986-09-26 | 1986 | 9 | 26 | 0.8 | 0.8 | 0.8 | 0.8 | 0.8 | 0.7 | 0.8 | 0.8 | 0.8 | 0.8 | 0.8 | 0.8 | 0.8 | 0.8 | 0.8 | 0.8 | 0.8 | 0.7 | 0.8 | 0.8 | 0 | 0.8 | 0.8 | 0.8 |  | 18.2 | 18.2 | 18.2 | 7.1054e-15 |  | 0 | 0 | 0 | 0 | 18.2
1986-09-27 | 1986 | 9 | 27 | 0 | 0 | 0 | 0.2 | 0 | 0.2 | 0 | 0.3 | 0 | 0 | 0 | 0 | 0 | 0 | 0 | 0 | 0 | 0 | 0.5 | 0.3 | 0 | 0 | 0 | 0 |  | 1.5 | 1.5 | 1.5 | 0 |  | 0 | 0 | 0 | 0 | 1.5
1986-09-28 | 1986 | 9 | 28 | 0 | 0 | 0 | 0 | 0 | 0 | 0 | 0 | 0 | 0 | 0 | 0 | 0 | 0 | 0 | 0 | 0 | 0.7 | 0 | 0 | 0 | 0 | 0 | 0 |  | 0.7 | 0.7 | 0.7 | 0 |  | 0 | 0 | 0 | 0 | 0.7
1986-09-29 | 1986 | 9 | 29 | 0 | 0 | 0 | 0 | 0 | 0 | 0 | 0 | 0 | 0 | 0 | 0 | 0 | 0 | 0 | 0 | 0 | 0 | 0 | 0 | 0 | 0 | 0 | 0 |  | 0 | 0 | 0 | 0 |  | 0 | 0 | 0 | 0 | 0
1986-09-30 | 1986 | 9 | 30 | 0 | 0 | 0 | 0 | 0 | 0 | 0 | 0 | 0 | 0 | 0 | 0 | 0 | 0 | 0 | 0 | 0.9 | 0 | 0 | 0 | 0 | 0.7 | 0.2 | 0.2 |  | 2 | 2 | 2 | 0 |  | 0 | 0 | 0 | 0 | 2
1986-10-01 | 1986 | 10 | 1 | 0.5 | 0.9 | 0 | 0 | 0 | 0 | 0 | 0.2 | 0.7 | 0.2 | 0 | 0 | 0 | 0 | 1.4 | 0.5 | 0.4 | 0.4 | 0.4 | 0.4 | 0 | 0 | 0 | 0 |  | 6 | 6 | 6 | 1.7764e-15 |  | 0 | 0 | 0 | 0 | 0
1986-10-02 | 1986 | 10 | 2 | 0 | 0 | 0 | 0 | 0 | 0 | 0 | 0 | 0 | 0 | 0 | 0 | 0 | 0 | 0 | 0 | 0 | 0 | 0 | 0 | 0 | 0 | 0 | 0 |  | 0 | 0 | 0 | 0 |  | 0 | 0 | 0 | 0 | 0
1986-10-03 | 1986 | 10 | 3 | 0 | 0 | 0 | 0 | 0 | 0 | 0 | 0 | 0 | 0 | 0 | 0 | 0 | 0 | 0 | 0 | 0 | 0 | 0 | 0 | 0 | 0 | 0 | 0 |  | 0 | 0 | 0 | 0 |  | 0 | 0 | 0 | 0 | 0
1986-10-04 | 1986 | 10 | 4 | 0 | 0 | 0 | 0 | 0 | 0 | 0 | 0 | 0 | 0 | 0 | 0 | 0 | 0 | 0 | 0 | 0 | 0 | 0 | 0 | 0 | 0 | 0 | 0 |  | 0 | 0 | 0 | 0 |  | 0 | 0 | 0 | 0 | 0
1986-10-05 | 1986 | 10 | 5 | 0 | 0 | 0 | 0 | 0 | 0 | 0 | 0 | 0 | 0 | 0 | 0 | 0 | 0 | 0 | 0 | 0 | 0 | 0 | 0 | 0 | 0 | 0 | 0 |  | 0 | 0 | 0 | 0 |  | 0 | 0 | 0 | 0 | 0
1986-10-06 | 1986 | 10 | 6 | 0 | 0 | 0 | 0 | 0 | 0 | 0 | 0 | 0 | 0 | 0 | 0 | 0 | 0 | 0 | 0 | 0 | 0 | 0 | 0 | 0 | 0 | 0 | 0 |  | 0 | 0 | 0 | 0 |  | 0 | 0 | 0 | 0 | 0
1986-10-07 | 1986 | 10 | 7 | 0 | 0 | 0 | 0 | 0 | 0 | 0 | 0 | 0 | 0 | 0 | 0 | 0 | 0 | 0 | 0 | 0 | 0 | 0.4 | 0.4 | 0 | 0.4 | 0 | 0 |  | 1.2 | 1.2 | 1.2 | 2.2204e-16 |  | 0 | 0 | 0 | 0 | 0
1986-10-08 | 1986 | 10 | 8 | 0 | 0.1 | 0 | 0.1 | 0 | 0.1 | 0 | 0.1 | 0 | 0.1 | 0 | 0 | 0 | 0 | 0 | 0 | 0 | 0 | 0 | 0 | 0 | 0 | 0 | 0 |  | 0.5 | 0.5 | 0.5 | 0 |  | 0 | 0 | 0 | 0 | 0
1986-10-09 | 1986 | 10 | 9 | 0 | 0 | 0 | 0 | 0 | 0 | 0 | 0 | 0 | 0 | 0 | 0 | 0 | 0 | 0.2 | 0 | 0 | 0.2 | 0 | 0 | 0 | 0 | 0 | 0 |  | 0.4 | 0.4 | 0.4 | 0 |  | 0 | 0 | 0 | 0 | 0
1986-10-10 | 1986 | 10 | 10 | 0 | 0 | 0 | 0 | 0 | 0 | 0 | 0 | 0 | 0 | 0 | 0 | 0 | 0 | 0 | 0 | 0 | 0 | 0 | 0 | 0 | 0 | 0 | 0 |  | 0 | 0 | 0 | 0 |  | 0 | 0 | 0 | 0 | 0
1986-10-11 | 1986 | 10 | 11 | 0 | 0 | 0 | 0 | 0 | 0 | 0 | 0 | 0 | 0 | 0 | 0 | 0 | 0 | 0 | 0 | 0 | 0 | 0 | 0 | 0 | 0 | 0 | 0 |  | 0 | 0 | 0 | 0 |  | 0 | 0 | 0 | 0 | 0
1986-10-12 | 1986 | 10 | 12 | 0 | 0 | 0 | 0 | 0 | 0 | 0 | 0 | 0 | 0 | 0 | 0 | 0 | 0 | 0 | 0 | 0 | 0 | 0 | 0 | 0 | 0 | 0 | 0 |  | 0 | 0 | 0 | 0 |  | 0 | 0 | 0 | 0 | 0
1986-10-13 | 1986 | 10 | 13 | 0 | 0 | 0 | 0 | 0 | 0 | 0 | 0 | 0 | 0 | 0 | 0 | 0 | 0 | 0 | 0 | 0 | 0 | 0 | 0 | 0 | 0 | 0 | 0 |  | 0 | 0 | 0 | 0 |  | 0 | 0 | 0 | 0 | 0
1986-10-14 | 1986 | 10 | 14 | 0 | 0 | 0 | 0 | 0 | 0 | 0 | 0 | 0 | 0 | 0 | 0 | 0 | 0 | 0 | 0 | 0 | 0 | 0 | 0 | 0 | 0 | 0 | 0 |  | 0 | 0 | 0 | 0 |  | 0 | 0 | 0 | 0 | 0
1986-10-15 | 1986 | 10 | 15 | 0 | 0 | 0 | 0 | 0 | 0 | 0 | 0 | 0 | 0 | 0 | 0 | 0 | 0 | 0 | 0 | 0 | 0 | 0 | 0 | 0 | 0 | 0 | 0 |  | 0 | 0 | 0 | 0 |  | 0 | 0 | 0 | 0 | 0
1986-10-16 | 1986 | 10 | 16 | 0 | 0 | 0 | 0 | 0 | 0 | 0 | 0 | 0 | 0 | 0 | 0 | 0 | 0 | 0 | 0 | 0 | 0 | 0 | 0 | 0 | 0 | 0 | 0 |  | 0 | 0 | 0 | 0 |  | 0 | 0 | 0 | 0 | 0
1986-10-17 | 1986 | 10 | 17 | 0 | 0 | 0 | 0 | 0 | 0 | 0 | 0 | 0 | 0 | 0 | 0 | 0 | 0 | 0 | 0 | 0 | 0 | 0 | 0 | 0 | 0 | 0 | 0 |  | 0 | 0 | 0 | 0 |  | 0 | 0 | 0 | 0 | 0
1986-10-18 | 1986 | 10 | 18 | 0 | 0 | 0 | 0 | 0 | 0 | 0 | 0 | 0 | 0 | 0 | 0 | 0 | 0 | 0 | 0 | 0 | 0 | 0 | 0 | 0 | 0 | 0 | 0 |  | 0 | 0 | 0 | 0 |  | 0 | 0 | 0 | 0 | 0
1986-10-19 | 1986 | 10 | 19 | 0 | 0 | 0 | 0 | 0 | 0 | 0 | 0 | 0 | 0 | 0 | 0 | 0 | 0 | 0 | 0 | 0 | 0 | 0 | 0 | 0 | 0 | 0 | 0 |  | 0 | 0 | 0 | 0 |  | 0 | 0 | 0 | 0 | 0
1986-10-20 | 1986 | 10 | 20 | 0 | 0 | 0 | 0 | 0 | 0 | 0 | 0 | 0 | 0 | 0 | 0 | 0 | 0 | 0 | 0 | 0 | 0 | 0 | 0 | 0 | 0 | 0 | 0 |  | 0 | 0 | 0 | 0 |  | 0 | 0 | 0 | 0 | 0
1986-10-21 | 1986 | 10 | 21 | 0 | 0 | 0 | 0 | 0 | 0 | 0 | 0 | 0 | 0 | 0 | 0 | 0 | 0 | 0 | 0 | 0 | 0 | 0 | 0 | 0 | 0 | 0 | 0 |  | 0 | 0 | 0 | 0 |  | 0 | 0 | 0 | 0 | 0
1986-10-22 | 1986 | 10 | 22 | 0 | 0 | 0 | 0 | 0 | 0 | 0 | 0 | 0 | 0 | 0 | 0 | 0 | 0 | 0 | 0 | 0 | 0 | 0 | 0 | 0 | 0 | 0 | 0 |  | 0 | 0 | 0 | 0 |  | 0 | 0 | 0 | 0 | 0
1986-10-23 | 1986 | 10 | 23 | 0 | 0 | 0 | 0 | 0 | 0 | 0 | 0 | 0 | 0 | 0 | 0 | 0 | 0 | 0 | 0 | 0 | 0 | 0 | 0 | 0 | 0 | 0 | 0 |  | 0 | 0 | 0 | 0 |  | 0 | 0 | 0 | 0 | 0
1986-10-24 | 1986 | 10 | 24 | 0 | 0 | 0 | 0 | 0 | 0 | 0 | 0 | 0 | 0 | 0 | 0 | 0 | 0 | 0 | 0 | 0 | 0 | 0 | 0 | 0 | 0 | 0 | 0 |  | 0 | 0 | 0 | 0 |  | 0 | 0 | 0 | 0 | 0
1986-10-25 | 1986 | 10 | 25 | 0 | 0 | 0 | 0 | 0 | 0 | 0 | 0 | 0 | 0 | 0 | 0 | 0 | 0 | 0 | 0 | 0 | 0 | 0 | 0 | 0 | 0 | 0 | 0 |  | 0 | 0 | 0 | 0 |  | 0 | 0 | 0 | 0 | 0
1986-10-26 | 1986 | 10 | 26 | 0 | 0 | 0 | 0 | 0 | 0 | 0 | 0 | 0 | 0 | 0 | 0 | 0 | 0 | 0 | 0 | 0 | 0 | 0 | 0 | 0 | 0 | 0 | 0 |  | 0 | 0 | 0 | 0 |  | 0 | 0 | 0 | 0 | 0
1986-10-27 | 1986 | 10 | 27 | 0 | 0 | 0 | 0 | 0 | 0 | 0 | 0 | 0 | 0 | 0 | 0 | 0 | 0 | 0 | 0 | 0 | 0 | 0 | 0 | 0 | 0 | 0 | 0 |  | 0 | 0 | 0 | 0 |  | 0 | 0 | 0 | 0 | 0
1986-10-28 | 1986 | 10 | 28 | 0 | 0 | 0 | 0 | 0 | 0 | 0 | 0 | 0 | 0 | 0 | 0 | 0 | 0 | 0 | 0 | 0 | 0 | 0 | 0 | 0 | 0 | 0 | 0 |  | 0 | 0 | 0 | 0 |  | 0 | 0 | 0 | 0 | 0
1986-10-29 | 1986 | 10 | 29 | 0 | 0 | 0 | 0 | 0 | 0 | 0 | 0 | 0 | 0 | 0 | 0 | 0 | 0 | 0 | 0 | 0 | 0 | 0 | 0 | 0 | 0 | 0 | 0 |  | 0 | 0 | 0 | 0 |  | 0 | 0 | 0 | 0 | 0
1986-10-30 | 1986 | 10 | 30 | 0 | 0 | 0 | 0 | 0 | 0 | 0 | 0 | 0.1 | 0.2 | 0.1 | 0.1 | 0.2 | 0.1 | 0.1 | 0.2 | 0.1 | 0.1 | 0.1 | 0.2 | 0.1 | 0.1 | 0.2 | 0.1 |  | 2.1 | 2.1 | 2.1 | 4.4409e-16 |  | 0 | 0 | 0 | 0 | 0
1986-10-31 | 1986 | 10 | 31 | 0 | 0.1 | 0 | 0.1 | 0 | 0.1 | 0 | 0.1 | 0 | 0 | 0 | 0 | 0 | 0 | 0 | 0 | 0 | 0 | 0 | 0 | 0 | 0 | 0 | 0 |  | 0.4 | 0.4 | 0.4 | 0 |  | 0 | 0 | 0 | 0 | 0
1986-11-01 | 1986 | 11 | 1 | 0 | 0 | 0 | 0 | 0 | 0 | 0 | 0 | 0 | 0 | 0 | 0 | 0 | 0 | 0 | 0 | 0 | 0 | 0 | 0 | 0 | 0 | 0 | 0 |  | 0 | 0 | 0 | 0 |  | 0 | 0 | 0 | 0 | 0
1986-11-02 | 1986 | 11 | 2 | 0 | 0 | 0 | 0 | 0 | 0 | 0 | 0 | 0 | 0 | 0 | 0 | 0 | 0 | 0 | 0 | 0 | 0 | 0 | 0 | 0 | 0 | 0 | 0 |  | 0 | 0 | 0 | 0 |  | 0 | 0 | 0 | 0 | 0
1986-11-03 | 1986 | 11 | 3 | 0 | 0 | 0 | 0 | 0 | 0 | 0 | 0 | 0 | 0 | 0 | 0 | 0 | 0 | 0 | 0 | 0 | 0 | 0 | 0 | 0 | 0 | 0 | 0 |  | 0 | 0 | 0 | 0 |  | 0 | 0 | 0 | 0 | 0
1986-11-04 | 1986 | 11 | 4 | 0 | 0 | 0 | 0 | 0 | 0 | 0 | 0 | 0 | 0 | 0 | 0 | 0 | 0 | 0 | 0 | 0 | 0 | 0 | 0 | 0 | 0 | 0 | 0 |  | 0 | 0 | 0 | 0 |  | 0 | 0 | 0 | 0 | 0
1986-11-05 | 1986 | 11 | 5 | 0 | 0 | 0 | 0 | 0.2 | 0.2 | 0.2 | 0.2 | 0.2 | 0.2 | 0.2 | 0.2 | 0 | 0 | 0 | 0 | 0 | 0 | 0 | 0 | 0 | 0 | 0 | 0 |  | 1.6 | 1.6 | 1.6 | 2.2204e-16 |  | 0 | 0 | 0 | 0 | 0
1986-11-06 | 1986 | 11 | 6 | 0 | 0 | 0 | 0 | 0 | 0 | 0 | 0 | 0 | 0 | 0 | 0 | 0 | 0 | 0 | 0 | 0 | 0 | 0 | 0 | 0 | 0 | 0 | 0 |  | 0 | 0 | 0 | 0 |  | 0 | 0 | 0 | 0 | 0
1986-11-07 | 1986 | 11 | 7 | 0 | 0 | 0 | 0 | 0 | 0.1 | 0 | 0 | 0 | 0 | 0 | 0 | 0 | 0 | 0 | 0 | 0 | 0 | 0.1 | 0 | 0 | 0 | 0 | 0 |  | 0.2 | 0.2 | 0.2 | 0 |  | 0 | 0 | 0 | 0 | 0
1986-11-08 | 1986 | 11 | 8 | 0.1 | 0 | 0.1 | 0 | 0.1 | 0 | 0.1 | 0 | 0.1 | 0 | 0 | 0 | 0 | 0 | 0 | 0 | 0.1 | 0 | 0 | 0 | 0.1 | 0 | 0.1 | 0 |  | 0.8 | 0.8 | 0.8 | 1.1102e-16 |  | 0 | 0 | 0 | 0 | 0
1986-11-09 | 1986 | 11 | 9 | 0.1 | 0 | 0.1 | 0 | 0 | 0 | 0 | 0 | 0 | 0 | 0 | 0 | 0 | 0 | 0 | 0 | 0 | 0 | 0 | 0 | 0 | 0 | 0 | 0 |  | 0.2 | 0.2 | 0.2 | 0 |  | 0 | 0 | 0 | 0 | 0
1986-11-10 | 1986 | 11 | 10 | 0 | 0 | 0 | 0 | 0 | 0 | 0 | 0 | 0 | 0 | 0 | 0 | 0 | 0 | 0 | 0 | 0 | 0 | 0 | 0 | 0 | 0 | 0 | 0 |  | 0 | 0 | 0 | 0 |  | 0 | 0 | 0 | 0 | 0
1986-11-11 | 1986 | 11 | 11 | 0 | 0 | 0 | 0 | 0 | 0.1 | 0 | 0 | 0 | 0 | 0 | 0 | 0 | 0 | 0 | 0 | 0 | 0.1 | 0 | 0 | 0 | 0 | 0 | 0 |  | 0.2 | 0.2 | 0.2 | 0 |  | 0 | 0 | 0 | 0 | 0
1986-11-12 | 1986 | 11 | 12 | 0 | 0 | 0 | 0 | 0 | 0 | 0 | 0 | 0 | 0 | 0 | 0 | 0 | 0 | 0 | 0 | 0 | 0 | 0 | 0 | 0 | 0 | 0 | 0 |  | 0 | 0 | 0 | 0 |  | 0 | 0 | 0 | 0 | 0
1986-11-13 | 1986 | 11 | 13 | 0 | 0 | 0 | 0 | 0 | 0 | 0 | 0 | 0 | 0 | 0 | 0 | 0 | 0 | 0 | 0 | 0 | 0.4 | 0.5 | 0.4 | 0.4 | 0.4 | 0.5 | 0.4 |  | 3 | 3 | 3 | 0 |  | 0 | 0 | 0 | 0 | 0
1986-11-14 | 1986 | 11 | 14 | 0.1 | 0.1 | 0.1 | 0.1 | 0.1 | 0.1 | 0.1 | 0.1 | 0.1 | 0.1 | 0.1 | 0.1 | 0 | 0 | 0.1 | 0.1 | 0.1 | 0 | 0 | 0 | 0 | 0 | 0 | 0 |  | 1.5 | 1.5 | 1.5 | 2.2204e-16 |  | 0 | 0 | 0 | 0 | 0
1986-11-15 | 1986 | 11 | 15 | 0 | 0 | 0 | 0 | 0 | 0 | 0 | 0 | 0 | 0 | 0 | 0 | 0 | 0 | 0 | 0 | 0 | 0 | 0 | 0 | 0 | 0 | 0 | 0 |  | 0 | 0 | 0 | 0 |  | 0 | 0 | 0 | 0 | 0
1986-11-16 | 1986 | 11 | 16 | 0 | 0 | 0 | 0 | 0 | 0 | 0 | 0 | 0 | 0 | 0 | 0 | 0 | 0 | 0 | 0 | 0 | 0 | 0 | 0 | 0 | 0.3 | 0.2 | 0.3 |  | 0.8 | 0.8 | 0.8 | 0 |  | 0 | 0 | 0 | 0 | 0
1986-11-17 | 1986 | 11 | 17 | 0.2 | 0.2 | 0.1 | 0.2 | 0.2 | 0.2 | 0.2 | 0.1 | 0.2 | 0.2 | 0.2 | 0.1 | 0.2 | 0 | 0 | 0 | 0 | 0 | 0.2 | 0.2 | 0.2 | 0.1 | 0.2 | 0.2 |  | 3.4 | 3.4 | 3.4 | 8.8818e-16 |  | 0 | 0 | 0 | 0 | 0
1986-11-18 | 1986 | 11 | 18 | 0 | 0 | 0 | 0 | 0 | 0 | 0 | 0 | 0 | 0 | 0 | 0 | 0 | 0 | 0 | 0 | 0 | 0 | 0 | 0 | 0 | 0 | 0 | 0 |  | 0 | 0 | 0 | 0 |  | 0 | 0 | 0 | 0 | 0
1986-11-19 | 1986 | 11 | 19 | 0 | 0 | 0 | 0 | 0 | 0 | 0 | 0 | 0 | 0 | 0 | 0 | 0 | 0 | 0 | 0 | 0 | 0 | 0 | 0 | 0 | 0 | 0 | 0 |  | 0 | 0 | 0 | 0 |  | 0 | 0 | 0 | 0 | 0
1986-11-20 | 1986 | 11 | 20 | 0 | 0 | 0 | 0 | 0 | 0 | 0 | 0 | 0 | 0 | 0 | 0 | 0 | 0 | 0 | 0 | 0 | 0 | 0 | 0 | 0 | 0 | 0 | 0 |  | 0 | 0 | 0 | 0 |  | 0 | 0 | 0 | 0 | 0
1986-11-21 | 1986 | 11 | 21 | 0 | 0 | 0 | 0 | 0 | 0 | 0 | 0 | 0 | 0 | 0 | 0 | 0 | 0 | 0 | 0 | 0 | 0 | 0 | 0 | 0 | 0 | 0 | 0 |  | 0 | 0 | 0 | 0 |  | 0 | 0 | 0 | 0 | 0
1986-11-22 | 1986 | 11 | 22 | 0 | 0 | 0 | 0 | 0 | 0 | 0 | 0 | 0 | 0 | 0 | 0 | 0 | 0 | 0 | 0 | 0 | 0 | 0 | 0 | 0 | 0 | 0 | 0 |  | 0 | 0 | 0 | 0 |  | 0 | 0 | 0 | 0 | 0
1986-11-23 | 1986 | 11 | 23 | 0 | 0 | 0 | 0 | 0 | 0 | 0 | 0 | 0 | 0 | 0 | 0 | 0 | 0 | 0 | 0 | 0 | 0 | 0 | 0 | 0 | 0 | 0 | 0 |  | 0 | 0 | 0 | 0 |  | 0 | 0 | 0 | 0 | 0
1986-11-24 | 1986 | 11 | 24 | 0 | 0 | 0 | 0 | 0 | 0 | 0 | 0 | 0 | 0 | 0 | 0 | 0 | 0 | 0 | 0 | 0 | 0 | 0 | 0 | 0 | 0 | 0 | 0 |  | 0 | 0 | 0 | 0 |  | 0 | 0 | 0 | 0 | 0
1986-11-25 | 1986 | 11 | 25 | 0 | 0 | 0 | 0 | 0 | 0 | 0 | 0 | 0 | 0 | 0 | 0 | 0 | 0 | 0 | 0 | 0 | 0 | 0 | 0 | 0 | 0 | 0 | 0 |  | 0 | 0 | 0 | 0 |  | 0 | 0 | 0 | 0 | 0
1986-11-26 | 1986 | 11 | 26 | 0 | 0 | 0 | 0 | 0 | 0 | 0 | 0 | 0 | 0 | 0 | 0 | 0 | 0 | 0 | 0 | 0 | 0 | 0 | 0 | 0 | 0 | 0 | 0 |  | 0 | 0 | 0 | 0 |  | 0 | 0 | 0 | 0 | 0
1986-11-27 | 1986 | 11 | 27 | 0 | 0 | 0 | 0 | 0 | 0 | 0 | 0 | 0 | 0 | 0 | 0 | 0 | 0 | 0 | 0 | 0 | 0 | 0 | 0 | 0 | 0 | 0 | 0 |  | 0 | 0 | 0 | 0 |  | 0 | 0 | 0 | 0 | 0
1986-11-28 | 1986 | 11 | 28 | 0 | 0 | 0 | 0 | 0 | 0 | 0 | 0 | 0 | 0 | 0 | 0 | 0 | 0 | 0 | 0 | 0 | 0 | 0 | 0 | 0 | 0 | 0 | 0 |  | 0 | 0 | 0 | 0 |  | 0 | 0 | 0 | 0 | 0
1986-11-29 | 1986 | 11 | 29 | 0 | 0 | 0 | 0 | 0 | 0 | 0 | 0 | 0 | 0 | 0 | 0 | 0 | 0 | 0 | 0 | 0 | 0 | 0 | 0 | 0 | 0 | 0 | 0 |  | 0 | 0 | 0 | 0 |  | 0 | 0 | 0 | 0 | 0
1986-11-30 | 1986 | 11 | 30 | 0 | 0 | 0 | 0 | 0 | 0 | 0 | 0 | 0 | 0 | 0 | 0 | 0 | 0 | 0 | 0 | 0 | 0 | 0 | 0 | 0 | 0 | 0 | 0 |  | 0 | 0 | 0 | 0 |  | 0 | 0 | 0 | 0 | 0
1986-12-01 | 1986 | 12 | 1 | 0 | 0 | 0 | 0 | 0 | 0 | 0 | 0 | 0 | 0 | 0 | 0 | 0 | 0 | 0 | 0 | 0 | 0 | 0 | 0 | 0 | 0 | 0 | 0 |  | 0 | 0 | 0 | 0 |  | 0 | 0 | 0 | 0 | 0
1986-12-02 | 1986 | 12 | 2 | 0 | 0 | 0 | 0 | 0 | 0 | 0 | 0 | 0 | 0 | 0 | 0 | 0 | 0 | 0 | 0 | 0 | 0 | 0 | 0 | 0 | 0 | 0 | 0 |  | 0 | 0 | 0 | 0 |  | 0 | 0 | 0 | 0 | 0
1986-12-03 | 1986 | 12 | 3 | 0 | 0 | 0 | 0 | 0 | 0 | 0 | 0 | 0 | 0 | 0 | 0 | 0 | 0 | 0 | 0 | 0 | 0 | 0 | 0 | 0 | 0 | 0 | 0 |  | 0 | 0 | 0 | 0 |  | 0 | 0 | 0 | 0 | 0
1986-12-04 | 1986 | 12 | 4 | 0 | 0 | 0 | 0 | 0 | 0 | 0 | 0 | 0 | 0 | 0 | 0 | 0 | 0 | 0 | 0 | 0 | 0 | 0 | 0 | 0 | 0 | 0 | 0 |  | 0 | 0 | 0 | 0 |  | 0 | 0 | 0 | 0 | 0
1986-12-05 | 1986 | 12 | 5 | 0 | 0 | 0 | 0 | 0 | 0 | 0 | 0 | 0 | 0 | 0 | 0 | 0 | 0 | 0 | 0 | 0 | 0 | 0 | 0 | 0 | 0 | 0 | 0 |  | 0 | 0 | 0 | 0 |  | 0 | 0 | 0 | 0 | 0
1986-12-06 | 1986 | 12 | 6 | 0 | 0 | 0 | 0 | 0 | 0 | 0 | 0 | 0 | 0 | 0 | 0 | 0 | 0 | 0 | 0 | 0 | 0 | 0 | 0 | 0 | 0 | 0 | 0 |  | 0 | 0 | 0 | 0 |  | 0 | 0 | 0 | 0 | 0
1986-12-07 | 1986 | 12 | 7 | 0 | 0 | 0 | 0 | 0 | 0 | 0 | 0 | 0 | 0 | 0 | 0 | 0 | 0 | 0 | 0 | 0 | 0 | 0 | 0 | 0 | 0 | 0 | 0 |  | 0 | 0 | 0 | 0 |  | 0 | 0 | 0 | 0 | 0
1986-12-08 | 1986 | 12 | 8 | 0 | 0 | 0 | 0 | 0 | 0 | 0 | 0 | 0 | 0 | 0 | 0 | 0 | 0 | 0 | 0 | 0 | 0 | 0 | 0 | 0 | 0 | 0 | 0 |  | 0 | 0 | 0 | 0 |  | 0 | 0 | 0 | 0 | 0
1986-12-09 | 1986 | 12 | 9 | 0 | 0 | 0 | 0 | 0 | 0 | 0 | 0 | 0 | 0 | 0 | 0 | 0 | 0 | 0 | 0 | 0 | 0 | 0 | 0 | 0 | 0 | 0 | 0 |  | 0 | 0 | 0 | 0 |  | 0 | 0 | 0 | 0 | 0
1986-12-10 | 1986 | 12 | 10 | 0 | 0 | 0 | 0 | 0 | 0 | 0 | 0 | 0 | 0 | 0 | 0 | 0 | 0 | 0 | 0 | 0 | 0 | 0 | 0 | 0 | 0 | 0 | 0 |  | 0 | 0 | 0 | 0 |  | 0 | 0 | 0 | 0 | 0
1986-12-11 | 1986 | 12 | 11 | 0 | 0 | 0 | 0 | 0 | 0 | 0 | 0 | 0 | 0 | 0 | 0 | 0 | 0 | 0 | 0 | 0 | 0 | 0 | 0 | 0 | 0 | 0 | 0 |  | 0 | 0 | 0 | 0 |  | 0 | 0 | 0 | 0 | 0
1986-12-12 | 1986 | 12 | 12 | 0 | 0 | 0 | 0 | 0 | 0 | 0 | 0 | 0 | 0 | 0 | 0 | 0 | 0 | 0 | 0 | 0 | 0 | 0 | 0.3 | 0.3 | 0.3 | 0.3 | 0 |  | 1.2 | 1.2 | 1.2 | 0 |  | 0 | 0 | 0 | 0 | 0
1986-12-13 | 1986 | 12 | 13 | 0 | 0 | 0 | 0 | 0 | 0 | 0 | 0 | 0 | 0 | 0 | 0 | 0 | 0 | 0 | 0 | 0 | 0 | 0 | 0 | 0 | 0 | 0 | 0 |  | 0 | 0 | 0 | 0 |  | 0 | 0 | 0 | 0 | 0
1986-12-14 | 1986 | 12 | 14 | 0 | 0 | 0 | 0 | 0 | 0 | 0 | 0 | 0 | 0 | 0 | 0 | 0 | 0 | 0 | 0 | 0 | 0 | 0 | 0 | 0 | 0 | 0 | 0 |  | 0 | 0 | 0 | 0 |  | 0 | 0 | 0 | 0 | 0
1986-12-15 | 1986 | 12 | 15 | 0 | 0 | 0 | 0 | 0 | 0 | 0 | 0 | 0 | 0 | 0 | 0 | 0 | 0 | 0 | 0 | 0 | 0 | 0 | 0 | 0 | 0 | 0 | 0 |  | 0 | 0 | 0 | 0 |  | 0 | 0 | 0 | 0 | 0
1986-12-16 | 1986 | 12 | 16 | 0 | 0 | 0 | 0 | 0 | 0 | 0 | 0 | 0 | 0 | 0 | 0 | 0 | 0 | 0 | 0 | 0 | 0 | 0 | 0 | 0 | 0 | 0 | 0 |  | 0 | 0 | 0 | 0 |  | 0 | 0 | 0 | 0 | 0
1986-12-17 | 1986 | 12 | 17 | 0 | 0 | 0 | 0 | 0 | 0 | 0 | 0 | 0 | 0 | 0 | 0 | 0 | 0 | 0 | 0 | 0 | 0 | 0 | 0 | 0 | 0 | 0 | 0 |  | 0 | 0 | 0 | 0 |  | 0 | 0 | 0 | 0 | 0
1986-12-18 | 1986 | 12 | 18 | 0 | 0 | 0 | 0 | 0 | 0 | 0 | 0 | 0 | 0 | 0 | 0 | 0 | 0 | 0 | 0 | 0 | 0 | 0 | 0 | 0 | 0 | 0 | 0 |  | 0 | 0 | 0 | 0 |  | 0 | 0 | 0 | 0 | 0
1986-12-19 | 1986 | 12 | 19 | 0 | 0 | 0 | 0 | 0 | 0 | 0 | 0 | 0 | 0 | 0 | 0 | 0 | 0 | 0 | 0 | 0 | 0 | 0 | 0 | 0 | 0 | 0 | 0 |  | 0 | 0 | 0 | 0 |  | 0 | 0 | 0 | 0 | 0
1986-12-20 | 1986 | 12 | 20 | 0 | 0 | 0 | 0 | 0 | 0 | 0 | 0 | 0 | 0 | 0 | 0 | 0 | 0 | 0 | 0 | 0 | 0 | 0 | 0 | 0 | 0 | 0 | 0 |  | 0 | 0 | 0 | 0 |  | 0 | 0 | 0 | 0 | 0
1986-12-21 | 1986 | 12 | 21 | 0 | 0 | 0 | 0 | 0 | 0 | 0 | 0 | 0 | 0 | 0 | 0 | 0 | 0 | 0 | 0 | 0 | 0 | 0 | 0 | 0 | 0 | 0 | 0 |  | 0 | 0 | 0 | 0 |  | 0 | 0 | 0 | 0 | 0
1986-12-22 | 1986 | 12 | 22 | 0 | 0 | 0 | 0 | 0 | 0 | 0 | 0 | 0 | 0 | 0 | 0 | 0 | 0 | 0 | 0 | 0 | 0 | 0 | 0 | 0 | 0 | 0 | 0 |  | 0 | 0 | 0 | 0 |  | 0 | 0 | 0 | 0 | 0
1986-12-23 | 1986 | 12 | 23 | 0 | 0 | 0 | 0 | 0 | 0 | 0 | 0 | 0 | 0 | 0 | 0 | 0 | 0 | 0 | 0 | 0 | 0 | 0 | 0 | 0 | 0 | 0 | 0 |  | 0 | 0 | 0 | 0 |  | 0 | 0 | 0 | 0 | 0
1986-12-24 | 1986 | 12 | 24 | 0 | 0 | 0 | 0 | 0 | 0 | 0 | 0 | 0 | 0 | 0 | 0 | 0 | 0 | 0 | 0 | 0 | 0 | 0 | 0 | 0 | 0 | 0 | 0 |  | 0 | 0 | 0 | 0 |  | 0 | 0 | 0 | 0 | 0
1986-12-25 | 1986 | 12 | 25 | 0 | 0 | 0 | 0 | 0 | 0 | 0 | 0 | 0 | 0 | 0 | 0 | 0 | 0 | 0 | 0 | 0 | 0 | 0 | 0 | 0 | 0 | 0 | 0 |  | 0 | 0 | 0 | 0 |  | 0 | 0 | 0 | 0 | 0
1986-12-26 | 1986 | 12 | 26 | 0 | 0 | 0 | 0 | 0 | 0 | 0 | 0 | 0 | 0 | 0 | 0 | 0 | 0 | 0 | 0 | 0 | 0 | 0 | 0 | 0 | 0 | 0 | 0 |  | 0 | 0 | 0 | 0 |  | 0 | 0 | 0 | 0 | 0
1986-12-27 | 1986 | 12 | 27 | 0 | 0 | 0 | 0 | 0 | 0 | 0 | 0 | 0 | 0 | 0 | 0 | 0 | 0 | 0 | 0 | 0 | 0 | 0 | 0 | 0 | 0 | 0 | 0 |  | 0 | 0 | 0 | 0 |  | 0 | 0 | 0 | 0 | 0
1986-12-28 | 1986 | 12 | 28 | 0 | 0 | 0 | 0 | 0 | 0 | 0 | 0 | 0 | 0 | 0 | 0 | 0 | 0 | 0 | 0 | 0 | 0 | 0 | 0 | 0 | 0 | 0 | 0 |  | 0 | 0 | 0 | 0 |  | 0 | 0 | 0 | 0 | 0
1986-12-29 | 1986 | 12 | 29 | 0 | 0 | 0 | 0 | 0 | 0 | 0 | 0 | 0 | 0 | 0 | 0 | 0 | 0 | 0 | 0 | 0 | 0 | 0 | 0 | 0 | 0 | 0 | 0 |  | 0 | 0 | 0 | 0 |  | 0 | 0 | 0 | 0 | 0
1986-12-30 | 1986 | 12 | 30 | 0 | 0 | 0 | 0 | 0 | 0 | 0 | 0 | 0 | 0 | 0 | 0 | 0 | 0 | 0 | 0 | 0 | 0 | 0 | 0 | 0 | 0 | 0 | 0 |  | 0 | 0 | 0 | 0 |  | 0 | 0 | 0 | 0 | 0
1986-12-31 | 1986 | 12 | 31 | 0 | 0 | 0 | 0 | 0 | 0 | 0 | 0 | 0 | 0 | 0 | 0 | 0 | 0 | 0 | 0 | 0 | 0 | 0 | 0 | 0 | 0 | 0 | 0 |  | 0 | 0 | 0 | 0 |  | 0 | 0 | 0 | 0 | 0
1987-01-01 | 1987 | 1 | 1 | 0 | 0 | 0 | 0 | 0 | 0 | 0 | 0 | 0 | 0 | 0 | 0 | 0 | 0 | 0 | 0 | 0 | 0 | 0 | 0 | 0 | 0 | 0 | 0 |  | 0 | 0 | 0 | 0 |  | 0 | 0 | 0 | 0 | 0
1987-01-02 | 1987 | 1 | 2 | 0 | 0 | 0 | 0 | 0 | 0 | 0 | 0 | 0 | 0 | 0 | 0 | 0 | 0 | 0 | 0 | 0 | 0 | 0 | 0 | 0 | 0 | 0 | 0 |  | 0 | 0 | 0 | 0 |  | 0 | 0 | 0 | 0 | 0
1987-01-03 | 1987 | 1 | 3 | 0 | 0 | 0 | 0 | 0 | 0 | 0 | 0 | 0 | 0 | 0 | 0 | 0 | 0 | 0 | 0 | 0 | 0 | 0 | 0 | 0 | 0 | 0 | 0 |  | 0 | 0 | 0 | 0 |  | 0 | 0 | 0 | 0 | 0
1987-01-04 | 1987 | 1 | 4 | 0 | 0 | 0 | 0 | 0 | 0 | 0 | 0 | 0 | 0 | 0 | 0 | 0 | 0 | 0 | 0 | 0 | 0 | 0 | 0 | 0 | 0 | 0 | 0 |  | 0 | 0 | 0 | 0 |  | 0 | 0 | 0 | 0 | 0
1987-01-05 | 1987 | 1 | 5 | 0 | 0 | 0 | 0 | 0 | 0 | 0 | 0 | 0 | 0 | 0 | 0 | 0 | 0 | 0 | 0 | 0 | 0 | 0 | 0 | 0 | 0 | 0 | 0 |  | 0 | 0 | 0 | 0 |  | 0 | 0 | 0 | 0 | 0
1987-01-06 | 1987 | 1 | 6 | 0 | 0 | 0 | 0 | 0 | 0 | 0 | 0 | 0 | 0 | 0 | 0 | 0 | 0 | 0 | 0 | 0 | 0 | 0 | 0 | 0 | 0 | 0 | 0 |  | 0 | 0 | 0 | 0 |  | 0 | 0 | 0 | 0 | 0
1987-01-07 | 1987 | 1 | 7 | 0 | 0 | 0 | 0 | 0 | 0 | 0 | 0 | 0 | 0 | 0 | 0 | 0 | 0 | 0 | 0 | 0 | 0 | 0 | 0 | 0 | 0 | 0 | 0 |  | 0 | 0 | 0 | 0 |  | 0 | 0 | 0 | 0 | 0
1987-01-08 | 1987 | 1 | 8 | 0 | 0 | 0 | 0 | 0 | 0 | 0 | 0 | 0 | 0 | 0 | 0 | 0 | 0 | 0 | 0 | 0 | 0 | 0 | 0 | 0 | 0 | 0 | 0 |  | 0 | 0 | 0 | 0 |  | 0 | 0 | 0 | 0 | 0
1987-01-09 | 1987 | 1 | 9 | 0 | 0 | 0 | 0 | 0 | 0 | 0 | 0 | 0 | 0 | 0 | 0 | 0 | 0 | 0 | 0 | 0 | 0 | 0 | 0 | 0 | 0 | 0 | 0 |  | 0 | 0 | 0 | 0 |  | 0 | 0 | 0 | 0 | 0
1987-01-10 | 1987 | 1 | 10 | 0 | 0 | 0 | 0 | 0 | 0 | 0 | 0 | 0 | 0 | 0 | 0 | 0 | 0 | 0 | 0 | 0 | 0 | 0 | 0 | 0 | 0 | 0 | 0 |  | 0 | 0 | 0 | 0 |  | 0 | 0 | 0 | 0 | 0
1987-01-11 | 1987 | 1 | 11 | 0 | 0 | 0 | 0 | 0 | 0 | 0 | 0 | 0 | 0 | 0 | 0 | 0 | 0 | 0 | 0 | 0 | 0 | 0 | 0 | 0 | 0 | 0 | 0 |  | 0 | 0 | 0 | 0 |  | 0 | 0 | 0 | 0 | 0
1987-01-12 | 1987 | 1 | 12 | 0 | 0 | 0 | 0 | 0 | 0 | 0 | 0 | 0 | 0 | 0 | 0 | 0 | 0 | 0 | 0 | 0 | 0 | 0 | 0 | 0 | 0 | 0 | 0 |  | 0 | 0 | 0 | 0 |  | 0 | 0 | 0 | 0 | 0
1987-01-13 | 1987 | 1 | 13 | 0 | 0 | 0 | 0 | 0 | 0 | 0 | 0 | 0 | 0 | 0 | 0 | 0 | 0 | 0 | 0.1 | 0 | 0 | 0 | 0 | 0.1 | 0 | 0 | 0 |  | 0.2 | 0.2 | 0.2 | 0 |  | 0 | 0 | 0 | 0 | 0
1987-01-14 | 1987 | 1 | 14 | 0 | 0 | 0 | 0 | 0.1 | 0 | 0 | 0 | 0 | 0 | 0 | 0 | 0.1 | 0 | 0 | 0 | 0 | 0 | 0 | 0 | 0 | 0 | 0 | 0 |  | 0.2 | 0.2 | 0.2 | 0 |  | 0 | 0 | 0 | 0 | 0
1987-01-15 | 1987 | 1 | 15 | 0 | 0 | 0 | 0 | 0 | 0 | 0 | 0 | 0 | 0 | 0 | 0 | 0 | 0 | 0 | 0 | 0 | 0 | 0 | 0 | 0 | 0 | 0 | 0 |  | 0 | 0 | 0 | 0 |  | 0 | 0 | 0 | 0 | 0
1987-01-16 | 1987 | 1 | 16 | 0 | 0 | 0 | 0 | 0.1 | 0 | 0.1 | 0.1 | 0 | 0.1 | 0 | 0.1 | 0 | 0 | 0 | 0 | 0 | 0 | 0.1 | 0 | 0.1 | 0.1 | 0 | 0.1 |  | 0.9 | 0.9 | 0.9 | 1.1102e-16 |  | 0 | 0 | 0 | 0 | 0
1987-01-17 | 1987 | 1 | 17 | 0 | 0 | 0 | 0 | 0 | 0 | 0 | 0 | 0 | 0 | 0 | 0 | 0 | 0 | 0 | 0 | 0 | 0 | 0 | 0 | 0 | 0 | 0 | 0 |  | 0 | 0 | 0 | 0 |  | 0 | 0 | 0 | 0 | 0
1987-01-18 | 1987 | 1 | 18 | 0 | 0 | 0 | 0 | 0 | 0 | 0 | 0 | 0 | 0 | 0 | 0 | 0 | 0 | 0 | 0 | 0 | 0 | 0 | 0 | 0 | 0 | 0 | 0 |  | 0 | 0 | 0 | 0 |  | 0 | 0 | 0 | 0 | 0
1987-01-19 | 1987 | 1 | 19 | 0 | 0 | 0 | 0 | 0 | 0 | 0 | 0 | 0 | 0 | 0 | 0 | 0 | 0 | 0 | 0 | 0 | 0 | 0 | 0 | 0 | 0 | 0 | 0 |  | 0 | 0 | 0 | 0 |  | 0 | 0 | 0 | 0 | 0
1987-01-20 | 1987 | 1 | 20 | 0 | 0 | 0 | 0 | 0 | 0 | 0 | 0 | 0 | 0 | 0 | 0 | 0 | 0 | 0 | 0 | 0 | 0 | 0 | 0 | 0 | 0 | 0 | 0 |  | 0 | 0 | 0 | 0 |  | 0 | 0 | 0 | 0 | 0
1987-01-21 | 1987 | 1 | 21 | 0 | 0 | 0 | 0 | 0 | 0 | 0 | 0 | 0 | 0 | 0 | 0 | 0 | 0 | 0 | 0 | 0 | 0 | 0 | 0 | 0 | 0 | 0 | 0 |  | 0 | 0 | 0 | 0 |  | 0 | 0 | 0 | 0 | 0
1987-01-22 | 1987 | 1 | 22 | 0 | 0 | 0 | 0 | 0 | 0 | 0 | 0 | 0 | 0 | 0 | 0 | 0 | 0 | 0 | 0 | 0 | 0 | 0 | 0 | 0 | 0 | 0 | 0 |  | 0 | 0 | 0 | 0 |  | 0 | 0 | 0 | 0 | 0
1987-01-23 | 1987 | 1 | 23 | 0 | 0 | 0 | 0 | 0 | 0 | 0 | 0 | 0 | 0 | 0 | 0 | 0 | 0 | 0 | 0 | 0 | 0 | 0 | 0 | 0 | 0 | 0 | 0 |  | 0 | 0 | 0 | 0 |  | 0 | 0 | 0 | 0 | 0
1987-01-24 | 1987 | 1 | 24 | 0 | 0 | 0 | 0 | 0 | 0 | 0 | 0 | 0 | 0 | 0 | 0 | 0 | 0 | 0 | 0 | 0 | 0 | 0 | 0 | 0 | 0 | 0 | 0 |  | 0 | 0 | 0 | 0 |  | 0 | 0 | 0 | 0 | 0
1987-01-25 | 1987 | 1 | 25 | 0 | 0 | 0 | 0 | 0 | 0 | 0 | 0 | 0 | 0 | 0 | 0 | 0 | 0 | 0 | 0 | 0 | 0 | 0 | 0 | 0 | 0 | 0 | 0 |  | 0 | 0 | 0 | 0 |  | 0 | 0 | 0 | 0 | 0
1987-01-26 | 1987 | 1 | 26 | 0 | 0 | 0 | 0 | 0 | 0 | 0 | 0 | 0 | 0 | 0 | 0 | 0 | 0 | 0 | 0 | 0 | 0 | 0 | 0 | 0 | 0 | 0 | 0 |  | 0 | 0 | 0 | 0 |  | 0 | 0 | 0 | 0 | 0
1987-01-27 | 1987 | 1 | 27 | 0 | 0 | 0 | 0 | 0 | 0 | 0 | 0 | 0 | 0 | 0 | 0 | 0 | 0 | 0 | 0 | 0 | 0 | 0 | 0 | 0 | 0 | 0 | 0 |  | 0 | 0 | 0 | 0 |  | 0 | 0 | 0 | 0 | 0
1987-01-28 | 1987 | 1 | 28 | 0 | 0 | 0 | 0 | 0 | 0 | 0 | 0 | 0 | 0 | 0 | 0 | 0 | 0 | 0 | 0 | 0 | 0 | 0 | 0 | 0 | 0 | 0 | 0 |  | 0 | 0 | 0 | 0 |  | 0 | 0 | 0 | 0 | 0
1987-01-29 | 1987 | 1 | 29 | 0 | 0 | 0 | 0 | 0 | 0 | 0 | 0 | 0 | 0 | 0 | 0 | 0 | 0 | 0 | 0 | 0 | 0 | 0 | 0 | 0 | 0 | 0 | 0 |  | 0 | 0 | 0 | 0 |  | 0 | 0 | 0 | 0 | 0
1987-01-30 | 1987 | 1 | 30 | 0 | 0 | 0 | 0 | 0 | 0 | 0 | 0 | 0 | 0 | 0 | 0 | 0 | 0 | 0 | 0 | 0 | 0 | 0 | 0 | 0 | 0 | 0 | 0 |  | 0 | 0 | 0 | 0 |  | 0 | 0 | 0 | 0 | 0
1987-01-31 | 1987 | 1 | 31 | 0 | 0 | 0 | 0 | 0 | 0 | 0 | 0 | 0 | 0 | 0 | 0 | 0 | 0 | 0 | 0 | 0 | 0 | 0 | 0 | 0 | 0 | 0 | 0 |  | 0 | 0 | 0 | 0 |  | 0 | 0 | 0 | 0 | 0
1987-02-01 | 1987 | 2 | 1 | 0 | 0 | 0 | 0 | 0 | 0 | 0 | 0.1 | 0.1 | 0.2 | 0.1 | 0.1 | 0.1 | 0.1 | 0.1 | 0 | 0 | 0 | 0 | 0.2 | 0.1 | 0.1 | 0.1 | 0 |  | 1.4 | 1.4 | 1.4 | 2.2204e-16 |  | 0 | 0 | 0 | 0 | 0
1987-02-02 | 1987 | 2 | 2 | 0 | 0 | 0 | 0 | 0 | 0 | 0 | 0 | 0 | 0 | 0 | 0 | 0 | 0 | 0 | 0 | 0 | 0 | 0 | 0 | 0 | 0 | 0 | 0 |  | 0 | 0 | 0 | 0 |  | 0 | 0 | 0 | 0 | 0
1987-02-03 | 1987 | 2 | 3 | 0 | 0 | 0 | 0 | 0 | 0 | 0 | 0 | 0 | 0 | 0 | 0 | 0 | 0 | 0 | 0 | 0 | 0 | 0 | 0 | 0 | 0 | 0 | 0 |  | 0 | 0 | 0 | 0 |  | 0 | 0 | 0 | 0 | 0
1987-02-04 | 1987 | 2 | 4 | 0 | 0 | 0 | 0 | 0 | 0 | 0 | 0 | 0 | 0 | 0 | 0 | 0 | 0 | 0 | 0 | 0 | 0 | 0 | 0 | 0 | 0 | 0 | 0 |  | 0 | 0 | 0 | 0 |  | 0 | 0 | 0 | 0 | 0
1987-02-05 | 1987 | 2 | 5 | 0 | 0 | 0 | 0 | 0 | 0 | 0 | 0 | 0 | 0 | 0 | 0 | 0 | 0 | 0 | 0 | 0 | 0 | 0 | 0 | 0 | 0 | 0 | 0 |  | 0 | 0 | 0 | 0 |  | 0 | 0 | 0 | 0 | 0
1987-02-06 | 1987 | 2 | 6 | 0 | 0 | 0 | 0 | 0 | 0 | 0 | 0 | 0 | 0 | 0 | 0 | 0 | 0 | 0 | 0 | 0 | 0 | 0 | 0 | 0 | 0 | 0 | 0 |  | 0 | 0 | 0 | 0 |  | 0 | 0 | 0 | 0 | 0
1987-02-07 | 1987 | 2 | 7 | 0 | 0 | 0 | 0 | 0 | 0 | 0 | 0 | 0 | 0 | 0 | 0 | 0 | 0 | 0 | 0 | 0 | 0 | 0 | 0 | 0 | 0 | 0 | 0 |  | 0 | 0 | 0 | 0 |  | 0 | 0 | 0 | 0 | 0
1987-02-08 | 1987 | 2 | 8 | 0 | 0 | 0 | 0 | 0 | 0 | 0 | 0 | 0 | 0 | 0 | 0 | 0 | 0 | 0 | 0 | 0 | 0 | 0 | 0 | 0 | 0 | 0 | 0 |  | 0 | 0 | 0 | 0 |  | 0 | 0 | 0 | 0 | 0
1987-02-09 | 1987 | 2 | 9 | 0 | 0 | 0 | 0 | 0 | 0 | 0 | 0 | 0 | 0 | 0 | 0 | 0 | 0 | 0 | 0 | 0 | 0 | 0 | 0 | 0 | 0 | 0 | 0 |  | 0 | 0 | 0 | 0 |  | 0 | 0 | 0 | 0 | 0
1987-02-10 | 1987 | 2 | 10 | 0 | 0 | 0 | 0 | 0 | 0 | 0 | 0 | 0 | 0 | 0 | 0 | 0 | 0 | 0 | 0 | 0 | 0 | 0 | 0 | 0 | 0 | 0 | 0 |  | 0 | 0 | 0 | 0 |  | 0 | 0 | 0 | 0 | 0
1987-02-11 | 1987 | 2 | 11 | 0 | 0 | 0 | 0 | 0 | 0 | 0 | 0 | 0 | 0 | 0 | 0 | 0 | 0 | 0 | 0 | 0 | 0 | 0 | 0 | 0 | 0 | 0 | 0 |  | 0 | 0 | 0 | 0 |  | 0 | 0 | 0 | 0 | 0
1987-02-12 | 1987 | 2 | 12 | 0 | 0 | 0 | 0 | 0 | 0 | 0 | 0 | 0 | 0 | 0 | 0 | 0 | 0 | 0 | 0 | 0 | 0 | 0 | 0 | 0 | 0 | 0 | 0 |  | 0 | 0 | 0 | 0 |  | 0 | 0 | 0 | 0 | 0
1987-02-13 | 1987 | 2 | 13 | 0 | 0 | 0 | 0 | 0 | 0 | 0 | 0 | 0 | 0 | 0 | 0 | 0 | 0 | 0 | 0 | 0 | 0 | 0 | 0 | 0 | 0 | 0 | 0 |  | 0 | 0 | 0 | 0 |  | 0 | 0 | 0 | 0 | 0
1987-02-14 | 1987 | 2 | 14 | 0 | 0 | 0 | 0 | 0 | 0 | 0 | 0 | 0 | 0 | 0 | 0 | 0 | 0 | 0 | 0 | 0 | 0 | 0 | 0 | 0 | 0 | 0 | 0 |  | 0 | 0 | 0 | 0 |  | 0 | 0 | 0 | 0 | 0
1987-02-15 | 1987 | 2 | 15 | 0 | 0 | 0 | 0 | 0 | 0 | 0 | 0 | 0 | 0 | 0 | 0 | 0 | 0 | 0 | 0 | 0 | 0 | 0 | 0 | 0 | 0 | 0 | 0 |  | 0 | 0 | 0 | 0 |  | 0 | 0 | 0 | 0 | 0
1987-02-16 | 1987 | 2 | 16 | 0 | 0 | 0 | 0 | 0 | 0 | 0 | 0 | 0 | 0 | 0 | 0 | 0 | 0 | 0 | 0 | 0 | 0 | 0 | 0 | 0 | 0 | 0 | 0 |  | 0 | 0 | 0 | 0 |  | 0 | 0 | 0 | 0 | 0
1987-02-17 | 1987 | 2 | 17 | 0 | 0 | 0 | 0 | 0 | 0 | 0 | 0 | 0 | 0 | 0 | 0 | 0 | 0 | 0 | 0 | 0 | 0 | 0 | 0 | 0 | 0 | 0 | 0 |  | 0 | 0 | 0 | 0 |  | 0 | 0 | 0 | 0 | 0
1987-02-18 | 1987 | 2 | 18 | 0 | 0 | 0 | 0 | 0 | 0 | 0 | 0 | 0 | 0 | 0 | 0 | 0 | 0 | 0 | 0 | 0 | 0 | 0 | 0 | 0 | 0 | 0 | 0 |  | 0 | 0 | 0 | 0 |  | 0 | 0 | 0 | 0 | 0
1987-02-19 | 1987 | 2 | 19 | 0 | 0 | 0 | 0 | 0 | 0 | 0 | 0 | 0 | 0 | 0 | 0 | 0 | 0 | 0 | 0 | 0 | 0 | 0 | 0 | 0 | 0 | 0 | 0 |  | 0 | 0 | 0 | 0 |  | 0 | 0 | 0 | 0 | 0
1987-02-20 | 1987 | 2 | 20 | 0 | 0 | 0 | 0 | 0 | 0 | 0 | 0 | 0 | 0 | 0 | 0 | 0 | 0 | 0 | 0 | 0 | 0 | 0 | 0 | 0 | 0 | 0 | 0 |  | 0 | 0 | 0 | 0 |  | 0 | 0 | 0 | 0 | 0
1987-02-21 | 1987 | 2 | 21 | 0 | 0 | 0 | 0 | 0 | 0 | 0 | 0 | 0 | 0 | 0 | 0 | 0 | 0 | 0 | 0 | 0 | 0 | 0 | 0 | 0 | 0 | 0 | 0 |  | 0 | 0 | 0 | 0 |  | 0 | 0 | 0 | 0 | 0
1987-02-22 | 1987 | 2 | 22 | 0 | 0 | 0 | 0 | 0 | 0 | 0 | 0 | 0 | 0 | 0 | 0 | 0 | 0 | 0 | 0 | 0 | 0 | 0 | 0 | 0 | 0 | 0 | 0 |  | 0 | 0 | 0 | 0 |  | 0 | 0 | 0 | 0 | 0
1987-02-23 | 1987 | 2 | 23 | 0 | 0 | 0 | 0 | 0.1 | 0 | 0.1 | 0 | 0 | 0.1 | 0 | 0.1 | 0 | 0 | 0.1 | 0 | 0 | 0.1 | 0 | 0 | 0 | 0 | 0 | 0 |  | 0.6 | 0.6 | 0.6 | 0 |  | 0 | 0 | 0 | 0 | 0
1987-02-24 | 1987 | 2 | 24 | 0 | 0 | 0 | 0 | 0 | 0 | 0 | 0 | 0 | 0.1 | 0 | 0 | 0 | 0.1 | 0 | 0 | 0 | 0.1 | 0 | 0 | 0 | 0.1 | 0 | 0 |  | 0.4 | 0.4 | 0.4 | 0 |  | 0 | 0 | 0 | 0 | 0
1987-02-25 | 1987 | 2 | 25 | 0 | 0 | 0 | 0 | 0 | 0 | 0 | 0 | 0 | 0 | 0 | 0 | 0 | 0 | 0 | 0 | 0 | 0 | 0 | 0 | 0 | 0 | 0 | 0 |  | 0 | 0 | 0 | 0 |  | 0 | 0 | 0 | 0 | 0
1987-02-26 | 1987 | 2 | 26 | 0 | 0 | 0 | 0 | 0 | 0 | 0 | 0 | 0 | 0 | 0 | 0 | 0 | 0 | 0 | 0 | 0 | 0 | 0 | 0 | 0 | 0 | 0 | 0 |  | 0 | 0 | 0 | 0 |  | 0 | 0 | 0 | 0 | 0
1987-02-27 | 1987 | 2 | 27 | 0 | 0 | 0 | 0 | 0 | 0 | 0 | 0 | 0 | 0 | 0 | 0 | 0 | 0 | 0 | 0 | 0 | 0 | 0.1 | 0 | 0.1 | 0.1 | 0 | 0.1 |  | 0.4 | 0.4 | 0.4 | 0 |  | 0 | 0 | 0 | 0 | 0
1987-02-28 | 1987 | 2 | 28 | 0 | 0 | 0 | 0 | 0 | 0 | 0 | 0 | 0 | 0 | 0 | 0 | 0 | 0 | 0 | 0 | 0 | 0 | 0 | 0 | 0 | 0 | 0 | 0 |  | 0 | 0 | 0 | 0 |  | 0 | 0 | 0 | 0 | 0
1987-03-01 | 1987 | 3 | 1 | 0 | 0 | 0 | 0 | 0 | 0 | 0 | 0 | 0 | 0 | 0 | 0 | 0 | 0 | 0 | 0 | 0 | 0 | 0 | 0 | 0 | 0 | 0 | 0 |  | 0 | 0 | 0 | 0 |  | 0 | 0 | 0 | 0 | 0
1987-03-02 | 1987 | 3 | 2 | 0 | 0 | 0 | 0 | 0 | 0 | 0 | 0 | 0 | 0 | 0 | 0 | 0 | 0 | 0 | 0 | 0 | 0 | 0 | 0 | 0 | 0 | 0 | 0 |  | 0 | 0 | 0 | 0 |  | 0 | 0 | 0 | 0 | 0
1987-03-03 | 1987 | 3 | 3 | 0 | 0 | 0 | 0 | 0 | 0 | 0 | 0 | 0 | 0 | 0 | 0 | 0 | 0 | 0 | 0 | 0 | 0 | 0 | 0 | 0 | 0 | 0 | 0 |  | 0 | 0 | 0 | 0 |  | 0 | 0 | 0 | 0 | 0
1987-03-04 | 1987 | 3 | 4 | 0 | 0 | 0 | 0 | 0 | 0 | 0 | 0 | 0 | 0 | 0 | 0 | 0 | 0 | 0 | 0 | 0 | 0 | 0 | 0 | 0 | 0 | 0 | 0 |  | 0 | 0 | 0 | 0 |  | 0 | 0 | 0 | 0 | 0
1987-03-05 | 1987 | 3 | 5 | 0 | 0 | 0 | 0 | 0 | 0 | 0 | 0 | 0 | 0 | 0 | 0 | 0 | 0 | 0 | 0 | 0 | 0 | 0 | 0 | 0 | 0 | 0 | 0 |  | 0 | 0 | 0 | 0 |  | 0 | 0 | 0 | 0 | 0
1987-03-06 | 1987 | 3 | 6 | 0 | 0 | 0 | 0 | 0 | 0 | 0 | 0 | 0 | 0 | 0 | 0 | 0 | 0 | 0 | 0 | 0 | 0 | 0 | 0 | 0 | 0 | 0 | 0 |  | 0 | 0 | 0 | 0 |  | 0 | 0 | 0 | 0 | 0
1987-03-07 | 1987 | 3 | 7 | 0.3 | 0.3 | 0.3 | 0 | 0 | 0 | 0 | 0 | 0 | 0 | 0 | 0 | 0 | 0 | 0 | 0 | 0.3 | 0.3 | 0.4 | 0.3 | 0.3 | 0.3 | 0.3 | 0.3 |  | 3.4 | 3.4 | 3.4 | 8.8818e-16 |  | 0 | 0 | 0 | 0 | 0
1987-03-08 | 1987 | 3 | 8 | 0 | 0 | 0.1 | 0 | 0 | 0 | 0 | 0.1 | 0 | 0 | 0 | 0.1 | 0 | 0 | 0 | 0 | 0 | 0 | 0 | 0 | 0 | 0.1 | 0 | 0 |  | 0.4 | 0.4 | 0.4 | 0 |  | 0 | 0 | 0 | 0 | 0
1987-03-09 | 1987 | 3 | 9 | 0 | 0.1 | 0 | 0 | 0.1 | 0 | 0 | 0.1 | 0 | 0 | 0.1 | 0 | 0.1 | 0 | 0 | 0 | 0.1 | 0 | 0 | 0.1 | 0 | 0 | 0.1 | 0 |  | 0.8 | 0.8 | 0.8 | 1.1102e-16 |  | 0 | 0 | 0 | 0 | 0
1987-03-10 | 1987 | 3 | 10 | 0.1 | 0.1 | 0.2 | 0.1 | 0.1 | 0.1 | 0.1 | 0.1 | 0.2 | 0.1 | 0.1 | 0.1 | 0.1 | 0.1 | 0.2 | 0.1 | 0.1 | 0.1 | 0.1 | 0.1 | 0.1 | 0.2 | 0.1 | 0.1 |  | 2.8 | 2.8 | 2.8 | 1.3323e-15 |  | 0 | 0 | 0 | 0 | 0
1987-03-11 | 1987 | 3 | 11 | 0 | 0.1 | 0 | 0 | 0 | 0.1 | 0 | 0 | 0 | 0 | 0.1 | 0 | 0 | 0.1 | 0 | 0 | 0 | 0.1 | 0 | 0 | 0 | 0.1 | 0 | 0 |  | 0.6 | 0.6 | 0.6 | 0 |  | 0 | 0 | 0 | 0 | 0
1987-03-12 | 1987 | 3 | 12 | 0 | 0 | 0 | 0 | 0 | 0 | 0 | 0 | 0 | 0 | 0 | 0 | 0 | 0 | 0 | 0 | 0 | 0 | 0 | 0 | 0 | 0 | 0 | 0 |  | 0 | 0 | 0 | 0 |  | 0 | 0 | 0 | 0 | 0
1987-03-13 | 1987 | 3 | 13 | 0 | 0 | 0 | 0.3 | 0.4 | 0.3 | 0.3 | 0.3 | 0.4 | 0.3 | 0.3 | 0.4 | 0.3 | 0.3 | 0.4 | 0.3 | 0.3 | 0.3 | 0 | 0 | 0 | 0.4 | 0.3 | 0 |  | 5.6 | 5.6 | 5.6 | 8.8818e-16 |  | 0 | 0 | 0 | 0 | 0
1987-03-14 | 1987 | 3 | 14 | 0 | 0 | 0 | 0 | 0 | 0 | 0 | 0 | 0 | 0 | 0 | 0 | 0 | 0 | 0 | 0 | 0 | 0 | 0 | 0 | 0 | 0 | 0 | 0 |  | 0 | 0 | 0 | 0 |  | 0 | 0 | 0 | 0 | 0
1987-03-15 | 1987 | 3 | 15 | 0 | 0 | 0 | 0 | 0 | 0 | 0 | 0 | 0 | 0 | 0 | 0 | 0 | 0 | 0 | 0 | 0 | 0 | 0 | 0 | 0 | 0 | 0 | 0 |  | 0 | 0 | 0 | 0 |  | 0 | 0 | 0 | 0 | 0
1987-03-16 | 1987 | 3 | 16 | 0 | 0 | 0 | 0 | 0 | 0 | 0 | 0 | 0 | 0 | 0 | 0 | 0 | 0 | 0 | 0 | 0 | 0 | 0 | 0 | 0 | 0 | 0 | 0 |  | 0 | 0 | 0 | 0 |  | 0 | 0 | 0 | 0 | 0
1987-03-17 | 1987 | 3 | 17 | 0 | 0 | 0 | 0 | 0 | 0 | 0 | 0 | 0 | 0 | 0 | 0 | 0 | 0 | 0 | 0 | 0 | 0 | 0 | 0 | 0 | 0 | 0 | 0 |  | 0 | 0 | 0 | 0 |  | 0 | 0 | 0 | 0 | 0
1987-03-18 | 1987 | 3 | 18 | 0 | 0 | 0 | 0 | 0 | 0 | 0 | 0 | 0 | 0 | 0 | 0 | 0 | 0 | 0 | 0 | 0 | 0 | 0 | 0 | 0.1 | 0 | 0.1 | 0 |  | 0.2 | 0.2 | 0.2 | 0 |  | 0 | 0 | 0 | 0 | 0
1987-03-19 | 1987 | 3 | 19 | 0.2 | 0.2 | 0.2 | 0.2 | 0.2 | 0.2 | 0.2 | 0.2 | 0.2 | 0.2 | 0.2 | 0.3 | 0.2 | 0.2 | 0.2 | 0.2 | 0.2 | 0.2 | 0.2 | 0.2 | 0.2 | 0.2 | 0.2 | 0.2 |  | 4.9 | 4.9 | 4.9 | 8.8818e-16 |  | 0 | 0 | 0 | 0 | 0
1987-03-20 | 1987 | 3 | 20 | 0 | 0.1 | 0 | 0 | 0 | 0.1 | 0 | 0 | 0 | 0 | 0 | 0 | 0 | 0 | 0 | 0 | 0 | 0 | 0 | 0 | 0 | 0 | 0 | 0 |  | 0.2 | 0.2 | 0.2 | 0 |  | 0 | 0 | 0 | 0 | 0
1987-03-21 | 1987 | 3 | 21 | 0 | 0 | 0 | 0 | 0 | 0 | 0 | 0 | 0 | 0 | 0 | 0 | 0 | 0 | 0 | 0 | 0 | 0 | 0 | 0 | 0 | 0 | 0 | 0 |  | 0 | 0 | 0 | 0 |  | 0 | 0 | 0 | 0 | 0
1987-03-22 | 1987 | 3 | 22 | 0 | 0 | 0 | 0 | 0 | 0 | 0 | 0 | 0 | 0 | 0 | 0 | 0 | 0 | 0 | 0 | 0 | 0 | 0 | 0 | 0 | 0 | 0 | 0 |  | 0 | 0 | 0 | 0 |  | 0 | 0 | 0 | 0 | 0
1987-03-23 | 1987 | 3 | 23 | 0 | 0 | 0 | 0 | 0 | 0 | 0 | 0 | 0 | 0 | 0 | 0 | 0 | 0 | 0 | 0 | 0 | 0 | 0 | 0 | 0 | 0 | 0 | 0 |  | 0 | 0 | 0 | 0 |  | 0 | 0 | 0 | 0 | 0
1987-03-24 | 1987 | 3 | 24 | 0 | 0 | 0 | 0 | 0 | 0 | 0 | 0 | 0 | 0 | 0 | 0 | 0 | 0 | 0 | 0 | 0 | 0 | 0 | 0 | 0 | 0 | 0 | 0 |  | 0 | 0 | 0 | 0 |  | 0 | 0 | 0 | 0 | 0
1987-03-25 | 1987 | 3 | 25 | 0 | 0 | 0 | 0 | 0 | 0 | 0 | 0 | 0 | 0 | 0 | 0 | 0 | 0 | 0 | 0 | 0 | 0 | 0 | 0 | 0 | 0 | 0 | 0 |  | 0 | 0 | 0 | 0 |  | 0 | 0 | 0 | 0 | 0
1987-03-26 | 1987 | 3 | 26 | 0 | 0 | 0 | 0 | 0 | 0 | 0 | 0 | 0 | 0 | 0 | 0 | 0 | 0 | 0 | 0 | 0 | 0 | 0 | 0 | 0 | 0 | 0 | 0 |  | 0 | 0 | 0 | 0 |  | 0 | 0 | 0 | 0 | 0
1987-03-27 | 1987 | 3 | 27 | 0.1 | 0.1 | 0.1 | 0 | 0.1 | 0.1 | 0.1 | 0.1 | 0.1 | 0.1 | 0 | 0.1 | 0.1 | 0.1 | 0 | 0 | 0 | 0 | 0 | 0 | 0 | 0 | 0 | 0 |  | 1.2 | 1.2 | 1.2 | 0 |  | 0 | 0 | 0 | 0 | 0
1987-03-28 | 1987 | 3 | 28 | 0 | 0 | 0 | 0 | 0 | 0 | 0 | 0 | 0 | 0 | 0 | 0 | 0 | 0 | 0 | 0 | 0 | 0 | 0 | 0 | 0 | 0 | 0 | 0 |  | 0 | 0 | 0 | 0 |  | 0 | 0 | 0 | 0 | 0
1987-03-29 | 1987 | 3 | 29 | 0 | 0 | 0 | 0 | 0 | 0 | 0 | 0 | 0 | 0 | 0 | 0 | 0 | 0 | 0 | 0 | 0 | 0 | 0 | 0 | 0 | 0 | 0 | 0 |  | 0 | 0 | 0 | 0 |  | 0 | 0 | 0 | 0 | 0
1987-03-30 | 1987 | 3 | 30 | 0 | 0 | 0 | 0 | 0 | 0 | 0 | 0 | 0 | 0 | 0 | 0 | 0 | 0 | 0 | 0 | 0 | 0 | 0 | 0 | 0 | 0 | 0 | 0 |  | 0 | 0 | 0 | 0 |  | 0 | 0 | 0 | 0 | 0
1987-03-31 | 1987 | 3 | 31 | 0 | 0 | 0 | 0 | 0 | 0 | 0 | 0 | 0 | 0 | 0 | 0 | 0 | 0 | 0 | 0 | 0 | 0 | 0 | 0 | 0 | 0 | 0 | 0 |  | 0 | 0 | 0 | 0 |  | 0 | 0 | 0 | 0 | 0
1987-04-01 | 1987 | 4 | 1 | 0 | 0 | 0 | 0 | 0 | 0 | 0 | 0 | 0 | 0 | 0 | 0 | 0 | 0 | 0 | 0 | 0 | 0 | 0 | 0 | 0 | 0 | 0 | 0 |  | 0 | 0 | 0 | 0 |  | 0 | 0 | 0 | 0 | 0
1987-04-02 | 1987 | 4 | 2 | 0 | 0 | 0 | 0 | 0 | 0 | 0 | 0 | 0 | 0 | 0 | 0 | 0 | 0 | 0 | 0 | 0 | 0 | 0 | 0 | 0 | 0 | 0 | 0 |  | 0 | 0 | 0 | 0 |  | 0 | 0 | 0 | 0 | 0
1987-04-03 | 1987 | 4 | 3 | 0 | 0 | 0 | 0 | 0 | 0 | 0 | 0 | 0 | 0 | 0 | 0 | 0 | 0 | 0 | 0 | 0 | 0 | 0 | 0 | 0 | 0 | 0 | 0 |  | 0 | 0 | 0 | 0 |  | 0 | 0 | 0 | 0 | 0
1987-04-04 | 1987 | 4 | 4 | 0 | 0 | 0 | 0 | 0 | 0 | 0 | 0 | 0 | 0 | 0 | 0 | 0 | 0 | 0 | 0 | 0 | 0 | 0 | 0 | 0 | 0 | 0 | 0 |  | 0 | 0 | 0 | 0 |  | 0 | 0 | 0 | 0 | 0
1987-04-05 | 1987 | 4 | 5 | 0 | 0 | 0 | 0 | 0 | 0 | 0 | 0 | 0 | 0 | 0 | 0 | 0 | 0 | 0 | 0 | 0 | 0 | 0 | 0 | 0 | 0 | 0 | 0 |  | 0 | 0 | 0 | 0 |  | 0 | 0 | 0 | 0 | 0
1987-04-06 | 1987 | 4 | 6 | 0 | 0 | 0 | 0 | 0 | 0 | 0 | 0 | 0 | 0 | 0 | 0 | 0 | 0 | 0.2 | 0 | 0 | 0 | 0 | 0 | 0 | 0 | 0 | 0 |  | 0.2 | 0.2 | 0.2 | 0 |  | 0 | 0 | 0 | 0 | 0
1987-04-07 | 1987 | 4 | 7 | 0 | 0 | 0 | 0 | 0 | 0 | 0 | 0 | 0 | 0 | 0 | 0 | 0 | 0 | 0 | 0 | 0 | 0 | 0 | 0 | 0 | 0 | 0 | 0 |  | 0 | 0 | 0 | 0 |  | 0 | 0 | 0 | 0 | 0
1987-04-08 | 1987 | 4 | 8 | 0 | 0 | 0 | 0 | 0 | 0 | 0 | 0 | 0 | 0 | 0 | 0 | 0 | 0 | 0 | 0 | 0 | 0 | 0 | 0 | 0 | 0 | 0 | 0 |  | 0 | 0 | 0 | 0 |  | 0 | 0 | 0 | 0 | 0
1987-04-09 | 1987 | 4 | 9 | 0 | 0 | 0 | 0 | 0 | 0 | 0 | 0 | 0 | 0 | 0 | 0 | 0 | 0 | 0 | 0 | 0 | 0 | 0 | 0 | 0 | 0 | 0 | 0 |  | 0 | 0 | 0 | 0 |  | 0 | 0 | 0 | 0 | 0
1987-04-10 | 1987 | 4 | 10 | 0 | 0 | 0 | 0 | 0 | 0 | 0 | 0 | 0 | 0 | 0 | 0 | 0 | 0 | 0 | 0 | 0 | 0 | 0 | 0 | 0 | 0 | 0 | 0 |  | 0 | 0 | 0 | 0 |  | 0 | 0 | 0 | 0 | 0
1987-04-11 | 1987 | 4 | 11 | 0 | 0 | 0 | 0 | 0.4 | 0.5 | 0.4 | 0.4 | 0 | 0 | 0 | 0 | 0 | 0.5 | 0 | 0 | 0 | 0 | 0.4 | 0 | 0 | 0 | 0 | 0 |  | 2.6 | 2.6 | 2.6 | 0 |  | 0 | 0 | 0 | 0 | 0
1987-04-12 | 1987 | 4 | 12 | 0 | 0 | 0 | 0 | 0 | 0 | 0 | 0 | 0 | 0 | 0 | 0 | 0 | 0 | 0 | 0 | 0 | 0 | 0 | 0 | 0 | 0 | 0 | 0 |  | 0 | 0 | 0 | 0 |  | 0 | 0 | 0 | 0 | 0
1987-04-13 | 1987 | 4 | 13 | 0 | 0 | 0 | 0 | 0 | 0 | 0 | 0 | 0 | 0 | 0 | 0 | 0 | 0 | 0 | 0 | 0 | 0 | 0 | 0 | 0 | 0 | 0 | 0 |  | 0 | 0 | 0 | 0 |  | 0 | 0 | 0 | 0 | 0
1987-04-14 | 1987 | 4 | 14 | 0 | 0 | 0 | 0 | 0 | 0 | 0 | 0 | 0 | 0 | 0 | 0 | 0 | 0 | 0 | 0 | 0 | 0 | 0 | 0 | 0 | 0 | 0 | 0 |  | 0 | 0 | 0 | 0 |  | 0 | 0 | 0 | 0 | 0
1987-04-15 | 1987 | 4 | 15 | 0 | 0 | 0 | 0 | 0 | 0 | 0 | 0 | 0 | 0 | 0 | 0 | 0 | 0 | 0 | 0 | 0 | 0 | 0 | 0 | 0 | 0 | 0 | 0 |  | 0 | 0 | 0 | 0 |  | 0 | 0 | 0 | 0 | 0
1987-04-16 | 1987 | 4 | 16 | 0 | 0 | 0 | 0 | 0 | 0 | 0 | 0 | 0 | 0 | 0 | 0 | 0 | 0 | 0 | 0 | 0 | 0 | 0 | 0 | 0 | 0 | 0 | 0 |  | 0 | 0 | 0 | 0 |  | 0 | 0 | 0 | 0 | 0
1987-04-17 | 1987 | 4 | 17 | 0 | 0 | 0 | 0 | 0 | 0 | 0 | 0 | 0.5 | 0.4 | 0 | 0 | 0 | 0 | 0 | 0 | 0 | 0.5 | 0.4 | 0.5 | 0 | 0.4 | 0.5 | 0.4 |  | 3.6 | 3.6 | 3.6 | 4.4409e-16 |  | 0 | 0 | 0 | 0 | 0
1987-04-18 | 1987 | 4 | 18 | 1.3 | 1.8 | 1.3 | 1.2 | 0.7 | 0.6 | 0.6 | 0.6 | 0 | 0 | 0 | 0 | 0 | 0 | 0 | 0.7 | 0.6 | 0 | 0 | 0 | 0 | 0 | 0 | 0 |  | 9.4 | 9.4 | 9.4 | 1.7764e-15 |  | 0 | 0 | 0 | 0 | 0
1987-04-19 | 1987 | 4 | 19 | 0 | 0 | 0 | 0 | 0 | 0 | 0 | 0 | 0 | 0 | 0 | 0 | 0 | 0 | 0 | 0 | 0 | 0 | 0 | 0 | 0 | 0 | 0 | 0 |  | 0 | 0 | 0 | 0 |  | 0 | 0 | 0 | 0 | 0
1987-04-20 | 1987 | 4 | 20 | 0 | 0 | 0 | 0 | 0 | 0 | 0 | 0 | 0 | 0 | 0 | 0 | 0 | 0 | 0 | 0 | 0 | 0 | 0 | 0 | 0 | 0 | 0 | 0 |  | 0 | 0 | 0 | 0 |  | 0 | 0 | 0 | 0 | 0
1987-04-21 | 1987 | 4 | 21 | 0 | 0 | 0 | 0 | 0 | 0 | 0 | 0 | 0 | 0 | 0 | 0 | 0 | 0 | 0 | 0 | 0 | 0 | 0 | 0 | 0 | 0 | 0 | 0 |  | 0 | 0 | 0 | 0 |  | 0 | 0 | 0 | 0 | 0
1987-04-22 | 1987 | 4 | 22 | 0 | 0 | 0 | 0 | 0 | 0 | 0 | 0 | 0 | 0 | 0 | 0 | 0 | 0 | 0 | 0 | 0 | 0 | 0 | 0 | 0 | 0 | 0 | 0 |  | 0 | 0 | 0 | 0 |  | 0 | 0 | 0 | 0 | 0
1987-04-23 | 1987 | 4 | 23 | 0 | 0 | 0 | 0 | 0 | 0.2 | 0.2 | 0.2 | 0.2 | 0.2 | 0.2 | 0 | 0 | 0 | 0 | 0 | 0 | 0.2 | 0.2 | 0.2 | 0.2 | 0 | 0 | 0 |  | 2 | 2 | 2 | 2.2204e-16 |  | 0 | 0 | 0 | 0 | 0
1987-04-24 | 1987 | 4 | 24 | 0 | 0 | 0 | 0 | 0 | 0 | 0 | 0 | 0 | 0 | 0 | 0 | 0 | 0 | 0 | 0 | 0 | 0 | 0 | 0 | 0 | 0 | 0 | 0 |  | 0 | 0 | 0 | 0 |  | 0 | 0 | 0 | 0 | 0
1987-04-25 | 1987 | 4 | 25 | 0 | 0 | 0 | 0 | 0 | 0 | 0 | 0 | 0 | 0 | 0 | 0 | 0 | 0 | 0 | 0 | 0 | 0 | 0 | 0 | 0 | 0 | 0 | 0 |  | 0 | 0 | 0 | 0 |  | 0 | 0 | 0 | 0 | 0
1987-04-26 | 1987 | 4 | 26 | 0 | 0 | 0 | 0 | 0 | 0 | 0 | 0 | 0 | 0 | 0 | 0 | 0 | 0 | 0 | 0 | 0 | 0 | 0 | 0 | 0 | 0 | 0 | 0 |  | 0 | 0 | 0 | 0 |  | 0 | 0 | 0 | 0 | 0
1987-04-27 | 1987 | 4 | 27 | 0 | 0 | 0 | 0 | 0 | 0 | 0 | 0 | 0 | 0 | 0 | 0 | 0 | 0 | 0 | 0 | 0 | 0 | 0 | 0 | 0 | 0 | 0 | 0 |  | 0 | 0 | 0 | 0 |  | 0 | 0 | 0 | 0 | 0
1987-04-28 | 1987 | 4 | 28 | 0 | 0 | 0 | 0 | 0 | 0 | 0 | 0 | 0 | 0 | 0 | 0 | 0 | 0 | 0 | 0 | 0 | 0 | 0 | 0 | 0 | 0 | 0 | 0 |  | 0 | 0 | 0 | 0 |  | 0 | 0 | 0 | 0 | 0
1987-04-29 | 1987 | 4 | 29 | 0 | 0 | 0 | 0 | 0 | 0 | 0 | 0 | 0 | 0 | 0 | 0 | 0 | 0 | 0 | 0 | 0 | 0 | 0 | 0 | 2 | 0 | 0 | 0 |  | 2 | 2 | 2 | 0 |  | 0 | 0 | 0 | 0 | 0
1987-04-30 | 1987 | 4 | 30 | 0 | 0 | 0 | 0 | 0 | 0 | 0 | 0 | 0 | 0 | 0 | 0 | 0 | 0 | 0 | 0 | 0 | 0 | 0.2 | 0 | 0.5 | 0 | 0 | 1.9 |  | 2.6 | 2.6 | 2.6 | 4.4409e-16 |  | 0 | 0 | 0 | 0 | 0
1987-05-01 | 1987 | 5 | 1 | 2.2 | 0 | 0.3 | 0 | 0 | 0 | 0 | 0.2 | 0 | 0 | 0 | 0 | 0 | 0 | 0 | 0 | 0 | 0 | 0 | 0 | 0 | 0 | 0 | 0 |  | 2.7 | 2.7 | 2.7 | 0 |  | 2.7 | 0 | 0 | 0 | 0
1987-05-02 | 1987 | 5 | 2 | 0 | 0 | 0 | 0 | 0 | 0 | 0 | 0 | 0 | 0 | 0 | 0 | 0 | 0 | 0 | 0 | 0 | 2 | 0.4 | 0 | 0 | 0 | 0 | 0 |  | 2.4 | 2.4 | 2.4 | 0 |  | 2.4 | 0 | 0 | 0 | 0
1987-05-03 | 1987 | 5 | 3 | 0 | 0 | 0 | 0 | 0 | 0 | 0 | 0 | 0 | 0 | 0 | 0 | 0 | 0 | 0 | 0 | 0 | 0 | 0 | 0 | 0 | 0 | 0 | 0 |  | 0 | 0 | 0 | 0 |  | 0 | 0 | 0 | 0 | 0
1987-05-04 | 1987 | 5 | 4 | 0 | 0 | 0 | 0 | 0 | 0 | 0 | 0 | 0 | 0 | 0 | 0 | 0 | 0 | 0 | 0 | 0 | 0 | 0 | 0 | 0 | 0 | 0 | 0 |  | 0 | 0 | 0 | 0 |  | 0 | 0 | 0 | 0 | 0
1987-05-05 | 1987 | 5 | 5 | 0 | 0 | 0 | 0 | 0 | 0 | 0 | 0 | 0 | 0 | 0 | 0 | 0 | 0 | 0 | 0 | 0 | 0 | 0 | 0 | 0 | 0 | 0 | 0 |  | 0 | 0 | 0 | 0 |  | 0 | 0 | 0 | 0 | 0
1987-05-06 | 1987 | 5 | 6 | 0 | 0 | 0 | 0 | 0 | 0 | 0 | 0 | 0 | 0 | 0 | 0 | 0 | 0 | 0 | 0 | 0 | 0 | 0 | 0 | 0 | 0 | 0 | 0 |  | 0 | 0 | 0 | 0 |  | 0 | 0 | 0 | 0 | 0
1987-05-07 | 1987 | 5 | 7 | 0 | 0 | 0 | 0 | 0 | 0 | 0 | 0 | 0 | 0 | 0 | 0 | 0 | 0 | 0 | 0 | 0 | 0 | 0 | 0 | 0 | 0 | 0 | 0 |  | 0 | 0 | 0 | 0 |  | 0 | 0 | 0 | 0 | 0
1987-05-08 | 1987 | 5 | 8 | 0 | 0 | 0 | 0 | 0 | 0 | 0 | 0 | 0 | 0 | 0 | 0 | 0 | 0 | 0 | 0 | 0 | 0 | 0 | 0 | 0 | 0 | 0 | 0 |  | 0 | 0 | 0 | 0 |  | 0 | 0 | 0 | 0 | 0
1987-05-09 | 1987 | 5 | 9 | 0 | 0 | 0 | 0 | 0 | 0 | 0 | 0 | 0 | 0 | 0 | 0 | 0 | 0 | 0 | 0 | 0 | 0 | 0 | 0 | 0 | 0 | 0 | 0 |  | 0 | 0 | 0 | 0 |  | 0 | 0 | 0 | 0 | 0
1987-05-10 | 1987 | 5 | 10 | 0 | 0 | 0 | 0 | 0 | 0 | 0 | 0 | 0 | 0 | 0 | 0 | 0 | 0 | 0 | 0 | 0 | 0 | 0 | 0 | 0 | 0 | 0 | 0 |  | 0 | 0 | 0 | 0 |  | 0 | 0 | 0 | 0 | 0
1987-05-11 | 1987 | 5 | 11 | 0 | 0 | 0 | 0 | 0 | 0 | 0 | 0 | 0 | 0 | 0 | 0 | 0 | 0 | 0 | 0 | 0 | 0 | 0 | 0 | 0 | 0 | 0 | 0 |  | 0 | 0 | 0 | 0 |  | 0 | 0 | 0 | 0 | 0
1987-05-12 | 1987 | 5 | 12 | 0 | 0 | 0 | 0 | 0 | 0 | 0 | 0 | 0.4 | 0 | 0.6 | 0.2 | 0.2 | 0 | 0 | 0 | 0 | 0 | 0 | 0 | 0 | 0 | 0 | 0 |  | 1.4 | 1.4 | 1.4 | 0 |  | 1.4 | 0 | 0 | 0 | 0
1987-05-13 | 1987 | 5 | 13 | 0 | 0 | 0 | 0 | 0 | 0 | 0 | 0 | 0 | 0 | 0 | 0 | 0 | 0 | 0 | 0 | 0 | 0 | 0 | 0 | 0 | 0 | 0 | 0 |  | 0 | 0 | 0 | 0 |  | 0 | 0 | 0 | 0 | 0
1987-05-14 | 1987 | 5 | 14 | 0 | 0 | 0 | 0 | 0 | 0 | 0 | 0 | 0 | 0 | 0 | 0 | 0 | 0 | 0 | 0 | 0 | 0 | 0 | 0 | 0 | 0 | 0 | 0 |  | 0 | 0 | 0 | 0 |  | 0 | 0 | 0 | 0 | 0
1987-05-15 | 1987 | 5 | 15 | 0 | 0 | 0 | 0 | 0 | 0 | 0 | 0 | 0 | 0 | 0 | 0 | 0 | 0 | 0 | 0 | 0 | 0 | 0 | 0 | 0 | 0 | 0 | 0 |  | 0 | 0 | 0 | 0 |  | 0 | 0 | 0 | 0 | 0
1987-05-16 | 1987 | 5 | 16 | 0 | 0 | 0.9 | 1.9 | 1.4 | 0.5 | 0 | 0.7 | 0.2 | 0 | 0 | 0 | 0 | 0 | 0 | 0 | 0 | 0 | 0 | 0 | 0 | 0 | 0 | 0 |  | 5.6 | 5.6 | 5.6 | 0 |  | 5.6 | 0 | 0 | 0 | 0
1987-05-17 | 1987 | 5 | 17 | 0 | 0 | 0 | 0 | 0 | 0 | 0 | 0 | 0 | 0 | 0 | 0 | 0 | 0 | 0 | 0 | 0 | 0 | 0 | 0 | 0 | 0 | 0 | 0 |  | 0 | 0 | 0 | 0 |  | 0 | 0 | 0 | 0 | 0
1987-05-18 | 1987 | 5 | 18 | 0 | 0 | 0 | 0 | 0 | 0 | 0 | 0 | 0 | 0 | 0 | 0 | 0 | 0 | 0 | 0 | 0 | 0 | 0 | 0 | 0 | 0 | 0 | 0 |  | 0 | 0 | 0 | 0 |  | 0 | 0 | 0 | 0 | 0
1987-05-19 | 1987 | 5 | 19 | 0 | 0 | 0 | 0 | 0 | 0 | 0 | 0 | 0 | 0 | 0 | 0 | 0 | 0 | 0 | 0 | 0 | 0 | 0 | 0 | 0 | 0 | 0 | 0 |  | 0 | 0 | 0 | 0 |  | 0 | 0 | 0 | 0 | 0
1987-05-20 | 1987 | 5 | 20 | 0 | 0 | 0 | 0 | 0 | 0 | 0 | 0 | 0 | 0 | 0 | 0 | 0 | 0 | 0 | 0 | 0 | 0 | 0 | 0 | 0 | 0 | 0 | 0 |  | 0 | 0 | 0 | 0 |  | 0 | 0 | 0 | 0 | 0
1987-05-21 | 1987 | 5 | 21 | 0 | 0 | 0 | 0 | 0.1 | 0 | 0 | 0 | 0 | 0 | 0 | 0.1 | 0 | 0 | 0 | 0 | 0 | 0 | 0 | 0 | 0 | 0 | 0 | 0 |  | 0.2 | 0.2 | 0.2 | 0 |  | 0.2 | 0 | 0 | 0 | 0
1987-05-22 | 1987 | 5 | 22 | 0 | 0 | 0 | 0 | 0 | 0 | 0 | 0 | 0 | 0 | 0 | 0 | 0 | 0 | 0 | 0 | 0 | 0 | 0 | 0 | 0 | 0 | 0 | 0 |  | 0 | 0 | 0 | 0 |  | 0 | 0 | 0 | 0 | 0
1987-05-23 | 1987 | 5 | 23 | 0 | 0 | 0 | 0 | 0 | 0 | 0 | 0 | 0 | 0 | 0 | 0 | 0 | 0 | 0 | 0 | 0 | 0 | 0 | 0 | 0 | 0 | 0 | 0 |  | 0 | 0 | 0 | 0 |  | 0 | 0 | 0 | 0 | 0
1987-05-24 | 1987 | 5 | 24 | 0 | 0 | 0 | 0 | 0 | 0 | 0 | 0 | 0 | 0 | 0 | 0 | 0 | 0 | 0 | 0 | 0 | 0 | 0 | 0 | 0 | 0 | 0 | 0 |  | 0 | 0 | 0 | 0 |  | 0 | 0 | 0 | 0 | 0
1987-05-25 | 1987 | 5 | 25 | 0 | 0 | 0 | 0 | 0 | 0 | 0 | 0 | 0 | 0 | 0 | 0 | 0 | 0 | 0 | 0 | 0 | 0 | 0 | 0 | 0 | 0 | 0 | 0 |  | 0 | 0 | 0 | 0 |  | 0 | 0 | 0 | 0 | 0
1987-05-26 | 1987 | 5 | 26 | 0 | 0 | 0 | 0 | 0 | 0 | 0 | 0 | 0 | 0 | 0 | 0 | 0 | 0 | 0 | 0 | 0 | 0 | 0 | 0 | 0 | 0 | 0 | 0 |  | 0 | 0 | 0 | 0 |  | 0 | 0 | 0 | 0 | 0
1987-05-27 | 1987 | 5 | 27 | 0 | 0 | 0 | 0 | 0 | 0 | 0 | 0 | 0 | 0 | 0 | 0 | 0 | 0 | 0 | 0 | 0 | 0 | 0 | 0 | 0 | 0 | 0 | 0 |  | 0 | 0 | 0 | 0 |  | 0 | 0 | 0 | 0 | 0
1987-05-28 | 1987 | 5 | 28 | 0 | 0 | 0 | 0 | 0 | 0 | 0 | 0 | 0 | 0 | 0 | 0 | 0 | 0 | 0 | 0 | 0 | 0 | 0 | 0 | 0 | 0 | 0 | 0 |  | 0 | 0 | 0 | 0 |  | 0 | 0 | 0 | 0 | 0
1987-05-29 | 1987 | 5 | 29 | 0 | 0 | 0 | 0 | 0 | 0 | 0 | 0 | 0 | 0 | 0 | 0 | 0 | 0 | 0 | 0 | 0 | 0 | 0 | 0 | 0 | 0 | 0 | 0 |  | 0 | 0 | 0 | 0 |  | 0 | 0 | 0 | 0 | 0
1987-05-30 | 1987 | 5 | 30 | 0 | 0 | 0 | 0 | 0 | 0 | 0 | 0 | 0 | 0 | 0 | 0 | 0 | 0 | 0 | 0 | 0 | 0 | 0 | 0 | 0 | 0 | 0 | 0 |  | 0 | 0 | 0 | 0 |  | 0 | 0 | 0 | 0 | 0
1987-05-31 | 1987 | 5 | 31 | 0 | 0 | 0 | 0 | 0 | 0 | 0 | 0 | 0 | 0 | 0 | 0 | 0 | 0 | 0 | 0 | 0 | 0 | 0.4 | 0 | 0 | 0 | 0 | 0 |  | 0.4 | 0.4 | 0.4 | 0 |  | 0.4 | 0 | 0 | 0 | 0
1987-06-01 | 1987 | 6 | 1 | 0 | 0 | 0 | 0 | 0 | 0 | 0 | 0 | 0 | 0 | 0 | 0 | 0 | 0 | 0 | 0 | 0 | 0 | 0 | 0 | 0 | 0 | 0 | 0 |  | 0 | 0 | 0 | 0 |  | 0 | 0 | 0 | 0 | 0
1987-06-02 | 1987 | 6 | 2 | 0 | 0 | 0 | 0 | 0 | 0 | 0 | 0 | 0 | 0 | 0 | 0 | 0 | 0 | 0 | 0 | 0 | 0 | 0 | 0 | 0 | 0 | 0 | 0 |  | 0 | 0 | 0 | 0 |  | 0 | 0 | 0 | 0 | 0
1987-06-03 | 1987 | 6 | 3 | 0 | 0 | 0 | 0 | 0 | 0 | 0 | 0 | 0 | 0 | 0 | 0 | 0 | 0 | 0 | 0 | 0 | 0 | 0 | 0 | 0 | 0 | 0 | 0 |  | 0 | 0 | 0 | 0 |  | 0 | 0 | 0 | 0 | 0
1987-06-04 | 1987 | 6 | 4 | 0 | 0 | 0 | 0 | 0 | 0 | 0 | 0 | 0 | 0 | 0 | 0 | 0 | 0 | 0 | 0 | 0 | 0 | 0 | 0 | 0 | 0 | 0 | 0 |  | 0 | 0 | 0 | 0 |  | 0 | 0 | 0 | 0 | 0
1987-06-05 | 1987 | 6 | 5 | 0 | 0 | 0 | 0 | 0 | 0 | 0 | 0 | 0 | 0 | 0 | 0 | 0 | 0 | 0.2 | 0 | 0 | 0 | 0 | 0 | 0 | 0 | 0 | 0 |  | 0.2 | 0.2 | 0.2 | 0 |  | 0 | 0.2 | 0 | 0 | 0
1987-06-06 | 1987 | 6 | 6 | 0 | 0 | 0 | 0 | 0 | 0 | 0 | 0 | 0 | 0 | 0 | 0 | 0 | 2 | 0 | 0 | 0 | 0 | 0 | 0 | 0 | 0 | 0 | 0 |  | 2 | 2 | 2 | 0 |  | 0 | 2 | 0 | 0 | 0
1987-06-07 | 1987 | 6 | 7 | 0 | 0 | 0 | 0 | 0 | 0 | 0 | 0 | 0 | 0 | 0 | 0 | 0 | 0 | 0 | 0 | 0 | 0 | 0 | 0 | 0 | 0 | 0 | 0 |  | 0 | 0 | 0 | 0 |  | 0 | 0 | 0 | 0 | 0
1987-06-08 | 1987 | 6 | 8 | 0 | 0 | 0 | 0 | 0 | 0 | 0 | 0 | 0 | 0 | 0 | 0 | 0 | 0 | 0 | 0 | 0 | 0 | 0 | 0 | 0 | 0 | 0 | 0 |  | 0 | 0 | 0 | 0 |  | 0 | 0 | 0 | 0 | 0
1987-06-09 | 1987 | 6 | 9 | 0 | 0 | 0 | 0 | 0 | 0 | 0 | 0 | 0 | 0 | 0 | 0 | 0 | 0 | 0 | 0 | 0 | 0 | 0 | 0 | 0 | 0 | 0 | 0 |  | 0 | 0 | 0 | 0 |  | 0 | 0 | 0 | 0 | 0
1987-06-10 | 1987 | 6 | 10 | 0 | 0 | 0 | 0 | 0 | 0 | 0 | 0 | 0 | 0 | 0 | 0 | 0 | 0 | 0 | 0 | 0 | 0 | 0 | 0 | 0 | 0 | 0 | 0 |  | 0 | 0 | 0 | 0 |  | 0 | 0 | 0 | 0 | 0
1987-06-11 | 1987 | 6 | 11 | 0 | 0 | 0 | 0 | 0 | 0 | 0 | 0 | 0 | 0 | 0 | 0 | 0 | 0 | 0 | 0 | 0 | 0 | 0 | 0 | 0 | 0 | 0 | 0 |  | 0 | 0 | 0 | 0 |  | 0 | 0 | 0 | 0 | 0
1987-06-12 | 1987 | 6 | 12 | 0 | 0 | 0 | 0 | 0 | 0 | 0 | 0 | 0 | 0 | 0 | 0 | 0 | 0 | 0 | 0 | 0 | 0 | 0 | 0 | 0 | 0 | 0 | 0 |  | 0 | 0 | 0 | 0 |  | 0 | 0 | 0 | 0 | 0
1987-06-13 | 1987 | 6 | 13 | 0 | 0 | 0 | 0 | 0 | 0 | 0 | 0 | 0 | 0 | 0 | 0 | 0 | 0 | 0 | 0 | 0 | 0 | 0 | 0 | 0 | 0 | 0 | 0 |  | 0 | 0 | 0 | 0 |  | 0 | 0 | 0 | 0 | 0
1987-06-14 | 1987 | 6 | 14 | 0 | 0 | 0 | 0 | 0 | 0 | 0 | 0 | 0 | 0 | 0 | 0 | 0 | 0 | 0 | 0 | 0 | 0 | 0 | 0 | 0 | 0 | 0 | 0 |  | 0 | 0 | 0 | 0 |  | 0 | 0 | 0 | 0 | 0
1987-06-15 | 1987 | 6 | 15 | 0 | 0 | 0 | 0 | 0 | 0 | 0 | 0 | 0 | 0 | 0 | 0 | 0 | 0 | 0 | 0 | 0 | 0 | 0 | 0 | 0 | 0 | 0 | 0 |  | 0 | 0 | 0 | 0 |  | 0 | 0 | 0 | 0 | 0
1987-06-16 | 1987 | 6 | 16 | 5.9 | 0.2 | 0.4 | 0.4 | 0 | 0 | 0 | 0 | 0 | 0 | 0 | 0 | 0 | 0 | 0 | 2.3 | 2.2 | 0 | 0 | 0 | 0 | 0 | 0 | 0 |  | 11.4 | 11.4 | 11.4 | 1.7764e-15 |  | 0 | 11.4 | 0 | 0 | 0
1987-06-17 | 1987 | 6 | 17 | 0 | 0 | 0 | 0 | 0 | 0 | 0 | 0 | 0 | 0 | 0 | 0 | 0 | 0 | 0 | 0 | 0 | 0 | 0 | 0 | 0 | 0 | 0 | 0 |  | 0 | 0 | 0 | 0 |  | 0 | 0 | 0 | 0 | 0
1987-06-18 | 1987 | 6 | 18 | 0 | 0 | 0 | 0 | 0 | 0 | 0 | 0 | 0 | 0 | 0 | 0 | 0 | 0 | 0 | 0 | 0 | 0 | 0 | 0 | 0 | 0 | 0 | 0 |  | 0 | 0 | 0 | 0 |  | 0 | 0 | 0 | 0 | 0
1987-06-19 | 1987 | 6 | 19 | 0 | 0 | 0 | 0 | 0 | 0 | 0 | 0 | 0 | 0 | 0 | 0 | 0 | 0 | 0 | 0 | 0 | 0 | 0 | 0 | 0 | 0 | 0 | 0 |  | 0 | 0 | 0 | 0 |  | 0 | 0 | 0 | 0 | 0
1987-06-20 | 1987 | 6 | 20 | 0 | 0 | 0 | 0 | 1.3 | 0 | 0.2 | 0 | 0 | 0 | 0 | 0.7 | 0 | 0 | 0.5 | 0.2 | 0 | 0 | 0 | 0 | 0 | 0 | 0 | 0 |  | 2.9 | 2.9 | 2.9 | 4.4409e-16 |  | 0 | 2.9 | 0 | 0 | 0
1987-06-21 | 1987 | 6 | 21 | 0 | 0 | 0 | 0 | 0 | 0 | 0 | 0 | 0 | 0 | 0 | 0 | 0 | 0 | 0 | 0 | 0 | 0 | 0 | 0 | 0 | 0 | 0 | 0 |  | 0 | 0 | 0 | 0 |  | 0 | 0 | 0 | 0 | 0
1987-06-22 | 1987 | 6 | 22 | 0 | 0 | 0 | 0 | 0 | 0 | 0 | 0 | 0 | 0 | 0 | 0 | 0 | 0 | 0 | 0 | 0 | 0 | 0 | 0 | 0 | 0 | 0 | 0 |  | 0 | 0 | 0 | 0 |  | 0 | 0 | 0 | 0 | 0
1987-06-23 | 1987 | 6 | 23 | 0 | 0 | 0 | 0 | 0 | 0 | 0 | 0 | 0 | 0 | 0 | 0 | 0 | 0 | 0 | 0 | 0 | 0 | 0 | 0 | 0 | 0 | 0 | 0 |  | 0 | 0 | 0 | 0 |  | 0 | 0 | 0 | 0 | 0
1987-06-24 | 1987 | 6 | 24 | 0 | 0 | 0 | 0 | 0 | 0 | 0 | 0 | 0 | 0 | 0 | 0 | 0 | 0 | 0 | 0 | 0 | 0 | 0 | 0 | 0 | 0 | 0 | 0 |  | 0 | 0 | 0 | 0 |  | 0 | 0 | 0 | 0 | 0
1987-06-25 | 1987 | 6 | 25 | 0 | 0 | 0 | 0 | 0 | 0 | 0 | 0 | 0 | 0 | 0 | 0 | 0 | 0 | 0 | 0 | 0 | 0 | 0 | 0 | 0 | 0 | 0 | 0 |  | 0 | 0 | 0 | 0 |  | 0 | 0 | 0 | 0 | 0
1987-06-26 | 1987 | 6 | 26 | 0 | 0 | 0 | 0 | 0 | 0 | 0 | 0 | 0 | 0 | 0 | 0 | 0 | 0 | 0 | 0 | 0 | 0 | 0 | 0 | 0 | 0 | 0 | 0 |  | 0 | 0 | 0 | 0 |  | 0 | 0 | 0 | 0 | 0
1987-06-27 | 1987 | 6 | 27 | 0 | 0 | 0 | 0 | 0 | 0 | 0 | 0 | 0 | 0 | 0 | 0 | 0 | 0 | 0.2 | 0 | 0.4 | 0.2 | 0.9 | 0.9 | 0 | 0 | 0 | 0 |  | 2.6 | 2.6 | 2.6 | 0 |  | 0 | 2.6 | 0 | 0 | 0
1987-06-28 | 1987 | 6 | 28 | 0 | 0 | 0 | 0 | 0 | 0 | 0 | 0 | 0 | 0 | 0 | 0 | 0 | 0 | 0 | 0 | 0 | 0 | 0 | 0 | 0 | 0 | 0 | 0 |  | 0 | 0 | 0 | 0 |  | 0 | 0 | 0 | 0 | 0
1987-06-29 | 1987 | 6 | 29 | 0 | 0 | 0 | 0 | 0 | 0 | 0 | 0 | 0 | 0 | 0 | 0 | 0 | 0 | 0 | 0 | 0 | 0 | 0 | 0 | 0 | 0 | 0 | 0.2 |  | 0.2 | 0.2 | 0.2 | 0 |  | 0 | 0.2 | 0 | 0 | 0
1987-06-30 | 1987 | 6 | 30 | 0.5 | 0 | 0 | 0 | 0 | 0 | 0 | 0 | 0 | 0 | 0 | 0 | 0 | 0.3 | 1.1 | 0 | 0.5 | 0 | 0 | 0 | 0 | 0 | 0 | 0 |  | 2.4 | 2.4 | 2.4 | 4.4409e-16 |  | 0 | 2.4 | 0 | 0 | 0
1987-07-01 | 1987 | 7 | 1 | 0 | 0 | 0 | 0 | 0 | 0 | 0 | 0 | 0 | 0 | 0 | 0 | 0 | 0 | 0 | 0 | 0 | 0 | 0 | 0 | 0 | 0 | 0 | 0 |  | 0 | 0 | 0 | 0 |  | 0 | 0 | 0 | 0 | 0
1987-07-02 | 1987 | 7 | 2 | 0 | 0 | 0 | 0 | 0 | 0 | 0 | 0 | 0 | 0 | 0 | 0 | 0 | 0 | 0 | 0 | 0 | 0 | 0 | 0 | 0 | 0.2 | 3.6 | 0 |  | 3.8 | 3.8 | 3.8 | 4.4409e-16 |  | 0 | 0 | 3.8 | 0 | 0
1987-07-03 | 1987 | 7 | 3 | 0 | 0 | 0 | 0 | 0 | 0 | 0 | 0 | 0 | 0 | 0 | 0 | 0 | 0 | 0 | 0 | 0 | 0 | 0 | 2.1 | 4.6 | 3 | 4.6 | 5.1 |  | 19.4 | 19.4 | 19.4 | 0 |  | 0 | 0 | 19.4 | 0 | 0
1987-07-04 | 1987 | 7 | 4 | 4.7 | 4.3 | 0.7 | 0.2 | 0.5 | 0.2 | 0 | 0 | 0 | 0 | 0 | 0 | 0 | 0.2 | 0 | 0 | 0 | 0 | 0 | 0 | 0 | 0 | 0 | 0 |  | 10.8 | 10.8 | 10.8 | 3.5527e-15 |  | 0 | 0 | 10.8 | 0 | 0
1987-07-05 | 1987 | 7 | 5 | 0 | 0 | 0 | 0 | 0 | 0 | 3 | 3.4 | 0.4 | 0 | 0 | 0 | 0 | 0 | 0 | 0 | 2.8 | 4.7 | 0.6 | 0.2 | 0 | 0 | 0 | 0 |  | 15.1 | 15.1 | 15.1 | 0 |  | 0 | 0 | 15.1 | 0 | 0
1987-07-06 | 1987 | 7 | 6 | 0 | 0 | 0 | 0 | 0 | 0 | 0 | 0 | 0 | 0 | 0 | 0 | 0 | 0 | 0 | 0 | 0 | 0.6 | 0 | 0 | 0 | 0 | 0 | 0 |  | 0.6 | 0.6 | 0.6 | 0 |  | 0 | 0 | 0.6 | 0 | 0
1987-07-07 | 1987 | 7 | 7 | 0 | 0 | 0 | 0 | 0 | 0 | 0 | 0 | 0 | 0 | 0 | 0 | 0 | 0 | 0 | 0 | 0 | 0 | 0 | 0 | 0 | 0 | 0 | 0 |  | 0 | 0 | 0 | 0 |  | 0 | 0 | 0 | 0 | 0
1987-07-08 | 1987 | 7 | 8 | 0 | 0 | 0 | 0 | 0 | 0 | 0 | 0 | 0 | 0 | 0 | 0 | 0 | 0 | 0 | 0 | 0 | 0 | 0 | 0 | 0 | 0 | 0 | 0.6 |  | 0.6 | 0.6 | 0.6 | 0 |  | 0 | 0 | 0.6 | 0 | 0
1987-07-09 | 1987 | 7 | 9 | 0 | 0 | 0 | 0 | 0 | 0 | 0 | 0 | 0 | 0 | 0 | 0 | 0 | 0 | 0 | 0 | 0 | 0 | 0 | 0 | 0 | 0 | 0 | 0 |  | 0 | 0 | 0 | 0 |  | 0 | 0 | 0 | 0 | 0
1987-07-10 | 1987 | 7 | 10 | 0 | 0 | 0 | 0.1 | 0 | 0 | 0 | 0 | 0 | 0 | 0 | 0 | 0 | 0 | 0 | 0 | 0 | 0.1 | 0 | 0 | 0 | 0 | 0 | 0 |  | 0.2 | 0.2 | 0.2 | 0 |  | 0 | 0 | 0.2 | 0 | 0
1987-07-11 | 1987 | 7 | 11 | 0 | 0 | 0 | 0 | 0 | 0 | 0 | 0 | 0 | 0 | 0 | 0 | 0 | 0 | 0 | 0 | 0 | 0 | 0 | 0 | 0 | 0 | 0 | 0 |  | 0 | 0 | 0 | 0 |  | 0 | 0 | 0 | 0 | 0
1987-07-12 | 1987 | 7 | 12 | 0 | 0 | 0 | 0 | 0 | 0 | 0 | 0 | 0 | 0 | 0 | 0 | 0 | 0.2 | 0 | 0 | 0 | 0 | 0 | 0 | 0 | 0 | 0 | 0 |  | 0.2 | 0.2 | 0.2 | 0 |  | 0 | 0 | 0.2 | 0 | 0
1987-07-13 | 1987 | 7 | 13 | 0 | 0 | 0 | 0 | 0 | 0 | 0 | 0 | 0 | 0 | 0 | 0 | 0 | 0 | 0 | 0 | 0 | 0 | 0 | 0 | 0 | 0 | 0 | 0 |  | 0 | 0 | 0 | 0 |  | 0 | 0 | 0 | 0 | 0
1987-07-14 | 1987 | 7 | 14 | 0 | 0 | 0 | 0 | 0 | 0 | 0 | 0 | 0 | 0 | 0 | 0 | 0 | 0 | 0 | 0 | 0 | 0 | 0 | 0 | 0 | 0 | 0 | 0 |  | 0 | 0 | 0 | 0 |  | 0 | 0 | 0 | 0 | 0
1987-07-15 | 1987 | 7 | 15 | 0 | 0 | 0 | 0 | 0 | 0 | 0 | 0 | 0 | 0 | 0 | 0 | 0 | 0 | 0 | 0 | 0 | 0 | 0.4 | 0 | 0.2 | 0 | 0 | 2.9 |  | 3.5 | 3.5 | 3.5 | 0 |  | 0 | 0 | 3.5 | 0 | 0
1987-07-16 | 1987 | 7 | 16 | 2.2 | 0.9 | 0 | 0 | 0 | 0 | 0 | 0 | 0 | 0 | 0.7 | 0 | 0 | 0 | 0 | 0 | 0.7 | 0.9 | 0 | 0 | 0 | 0 | 0 | 0.2 |  | 5.6 | 5.6 | 5.6 | 8.8818e-16 |  | 0 | 0 | 5.6 | 0 | 0
1987-07-17 | 1987 | 7 | 17 | 0 | 0 | 0 | 0 | 0 | 0 | 0 | 0 | 0 | 0 | 0 | 0 | 0 | 0 | 0 | 0 | 0 | 0 | 0 | 0 | 0 | 0 | 0 | 0 |  | 0 | 0 | 0 | 0 |  | 0 | 0 | 0 | 0 | 0
1987-07-18 | 1987 | 7 | 18 | 0 | 0 | 0 | 0 | 0 | 0 | 0 | 0 | 0.4 | 0 | 0.2 | 0.2 | 0.2 | 0.2 | 0 | 0.2 | 4.1 | 1.6 | 2.1 | 1.6 | 1.1 | 2.1 | 4.3 | 1.3 |  | 19.6 | 19.6 | 19.6 | 3.5527e-15 |  | 0 | 0 | 19.6 | 0 | 0
1987-07-19 | 1987 | 7 | 19 | 1.8 | 3.2 | 1.8 | 1.1 | 0.9 | 0.5 | 0.9 | 1.1 | 0.9 | 0.5 | 0 | 0.2 | 0 | 0 | 0 | 0 | 0 | 0 | 0 | 0 | 0 | 0.2 | 1.6 | 0 |  | 14.7 | 14.7 | 14.7 | 0 |  | 0 | 0 | 14.7 | 0 | 0
1987-07-20 | 1987 | 7 | 20 | 0 | 0 | 0 | 0 | 0 | 0 | 0 | 0 | 0 | 0 | 0 | 0 | 0 | 0 | 0 | 0 | 3.2 | 3.8 | 0 | 0 | 0 | 0 | 0 | 0 |  | 7 | 7 | 7 | 0 |  | 0 | 0 | 7 | 0 | 0
1987-07-21 | 1987 | 7 | 21 | 0 | 0 | 0 | 0 | 0 | 0 | 0 | 0 | 0 | 0 | 0 | 0 | 0 | 0 | 0 | 0 | 0 | 0 | 0 | 0 | 0 | 0 | 0 | 0 |  | 0 | 0 | 0 | 0 |  | 0 | 0 | 0 | 0 | 0
1987-07-22 | 1987 | 7 | 22 | 2.8 | 0.4 | 0.4 | 0.2 | 0 | 0 | 0.2 | 0 | 0 | 0 | 0 | 0 | 0 | 0 | 0 | 14.8 | 2.6 | 0.2 | 0 | 0 | 0 | 0 | 0 | 0 |  | 21.6 | 21.6 | 21.6 | 0 |  | 0 | 0 | 21.6 | 0 | 0
1987-07-23 | 1987 | 7 | 23 | 0 | 0 | 0 | 0 | 0 | 0 | 0 | 0 | 0 | 0 | 0 | 0 | 0 | 0 | 0 | 0 | 0 | 0 | 0 | 0 | 0 | 0 | 0 | 0 |  | 0 | 0 | 0 | 0 |  | 0 | 0 | 0 | 0 | 0
1987-07-24 | 1987 | 7 | 24 | 0 | 0 | 0 | 0 | 0 | 0 | 0 | 0 | 0 | 0 | 0 | 0 | 0 | 0 | 0 | 0 | 0 | 0 | 0 | 0 | 0 | 0 | 0 | 0 |  | 0 | 0 | 0 | 0 |  | 0 | 0 | 0 | 0 | 0
1987-07-25 | 1987 | 7 | 25 | 0 | 0 | 0 | 0 | 0 | 0 | 0 | 0 | 0 | 0 | 0 | 0 | 0 | 0 | 0 | 0 | 0.9 | 1.1 | 0 | 0 | 0 | 0 | 0 | 0 |  | 2 | 2 | 2 | 0 |  | 0 | 0 | 2 | 0 | 0
1987-07-26 | 1987 | 7 | 26 | 0 | 0 | 0 | 0 | 0 | 0 | 0 | 0 | 0 | 0 | 0 | 0 | 0 | 0 | 0 | 0 | 0 | 0 | 0 | 0 | 0 | 0 | 0 | 0 |  | 0 | 0 | 0 | 0 |  | 0 | 0 | 0 | 0 | 0
1987-07-27 | 1987 | 7 | 27 | 0 | 0 | 0 | 0 | 0 | 0 | 0 | 0 | 0 | 0 | 0 | 0 | 0 | 0 | 0 | 0 | 0 | 0 | 0 | 0 | 0 | 0 | 0 | 0 |  | 0 | 0 | 0 | 0 |  | 0 | 0 | 0 | 0 | 0
1987-07-28 | 1987 | 7 | 28 | 0 | 0 | 0 | 0 | 0 | 0 | 0 | 0 | 0 | 0 | 0 | 0 | 0 | 0 | 0 | 0 | 0 | 0 | 0 | 0 | 0 | 0 | 0 | 0 |  | 0 | 0 | 0 | 0 |  | 0 | 0 | 0 | 0 | 0
1987-07-29 | 1987 | 7 | 29 | 0 | 0 | 0 | 0 | 0 | 0 | 0 | 0 | 0 | 0 | 0 | 0 | 0 | 0 | 0 | 0 | 0 | 0 | 0 | 0 | 0 | 0 | 0 | 0 |  | 0 | 0 | 0 | 0 |  | 0 | 0 | 0 | 0 | 0
1987-07-30 | 1987 | 7 | 30 | 0 | 0 | 0 | 0 | 0 | 0 | 0 | 0 | 0 | 0 | 0 | 0 | 0 | 0 | 0 | 0 | 0 | 0 | 0.8 | 0 | 0.3 | 0.5 | 0 | 0 |  | 1.6 | 1.6 | 1.6 | 0 |  | 0 | 0 | 1.6 | 0 | 0
1987-07-31 | 1987 | 7 | 31 | 0 | 0 | 0 | 0 | 0 | 0 | 0 | 0 | 0 | 0 | 0 | 0 | 0 | 0 | 0 | 0 | 0 | 0 | 0 | 0 | 0 | 0 | 0 | 0 |  | 0 | 0 | 0 | 0 |  | 0 | 0 | 0 | 0 | 0
1987-08-01 | 1987 | 8 | 1 | 0 | 0 | 0 | 0 | 0 | 0 | 0 | 0 | 0 | 0 | 0 | 0 | 0 | 0 | 0 | 0 | 0 | 0 | 0 | 0 | 0 | 0 | 0 | 0 |  | 0 | 0 | 0 | 0 |  | 0 | 0 | 0 | 0 | 0
1987-08-02 | 1987 | 8 | 2 | 0 | 0 | 0 | 0 | 0 | 0 | 0 | 0 | 0 | 0 | 0 | 0 | 0 | 0 | 0 | 0 | 0 | 0 | 0 | 0 | 0 | 0 | 0.5 | 1.1 |  | 1.6 | 1.6 | 1.6 | 0 |  | 0 | 0 | 0 | 1.6 | 0
1987-08-03 | 1987 | 8 | 3 | 0.9 | 0 | 0.3 | 0 | 0 | 0 | 0 | 0 | 0 | 0 | 0 | 0 | 0 | 0 | 0 | 0 | 0 | 0 | 0 | 0 | 0 | 0 | 0 | 0 |  | 1.2 | 1.2 | 1.2 | 0 |  | 0 | 0 | 0 | 1.2 | 0
1987-08-04 | 1987 | 8 | 4 | 0 | 0 | 0 | 0 | 0 | 0 | 0 | 0 | 0 | 0 | 0 | 0 | 0 | 0 | 0 | 0 | 0 | 0.2 | 14.6 | 0.2 | 0 | 2.6 | 2.8 | 2.6 |  | 23 | 23 | 23 | 0 |  | 0 | 0 | 0 | 23 | 0
1987-08-05 | 1987 | 8 | 5 | 0 | 0 | 0 | 0 | 0 | 0 | 0 | 0 | 0 | 0 | 0 | 0 | 0 | 0 | 0 | 0 | 0 | 0 | 0 | 0 | 0 | 0 | 0 | 0 |  | 0 | 0 | 0 | 0 |  | 0 | 0 | 0 | 0 | 0
1987-08-06 | 1987 | 8 | 6 | 0 | 0 | 0 | 0 | 0 | 0 | 0 | 0 | 0 | 0 | 0 | 0 | 0 | 0 | 0 | 0 | 0 | 0 | 0 | 0 | 0 | 0 | 0 | 0 |  | 0 | 0 | 0 | 0 |  | 0 | 0 | 0 | 0 | 0
1987-08-07 | 1987 | 8 | 7 | 0 | 0 | 0 | 0 | 0 | 0 | 0 | 0 | 0 | 0 | 0 | 0 | 0 | 0 | 0 | 0 | 0 | 0 | 0 | 0 | 0 | 0 | 0 | 0 |  | 0 | 0 | 0 | 0 |  | 0 | 0 | 0 | 0 | 0
1987-08-08 | 1987 | 8 | 8 | 0 | 0 | 0 | 0 | 0 | 0 | 0 | 0 | 0 | 0 | 0 | 0 | 0 | 0 | 0 | 0 | 0.3 | 0 | 0 | 0 | 0 | 0 | 0 | 0 |  | 0.3 | 0.3 | 0.3 | 0 |  | 0 | 0 | 0 | 0.3 | 0
1987-08-09 | 1987 | 8 | 9 | 0 | 0 | 0 | 0 | 0 | 0 | 0 | 0 | 0 | 0 | 0 | 0 | 0 | 0 | 0 | 0 | 1.3 | 1.3 | 0 | 0 | 0 | 0.2 | 0 | 0 |  | 2.8 | 2.8 | 2.8 | 4.4409e-16 |  | 0 | 0 | 0 | 2.8 | 0
1987-08-10 | 1987 | 8 | 10 | 0 | 0 | 0 | 0 | 0 | 0.2 | 0 | 0 | 0 | 0 | 0.2 | 0.4 | 0 | 0 | 0.2 | 2.5 | 4.3 | 2.2 | 2.5 | 0.7 | 0 | 0 | 0 | 0 |  | 13.2 | 13.2 | 13.2 | 0 |  | 0 | 0 | 0 | 13.2 | 0
1987-08-11 | 1987 | 8 | 11 | 0 | 0 | 0 | 0 | 0 | 0 | 0 | 0.1 | 0.1 | 0 | 0 | 0 | 0 | 0 | 0 | 0 | 0 | 0 | 0 | 0 | 0 | 0 | 0 | 0 |  | 0.2 | 0.2 | 0.2 | 0 |  | 0 | 0 | 0 | 0.2 | 0
1987-08-12 | 1987 | 8 | 12 | 0 | 0 | 0 | 0 | 0 | 0 | 0 | 0 | 0 | 0 | 0 | 0 | 0 | 0 | 0 | 0 | 0 | 0 | 0 | 0 | 0 | 0 | 1.2 | 1 |  | 2.2 | 2.2 | 2.2 | 0 |  | 0 | 0 | 0 | 2.2 | 0
1987-08-13 | 1987 | 8 | 13 | 1.2 | 0.9 | 0.4 | 0.7 | 0.2 | 0.4 | 0.2 | 0 | 0 | 0 | 0 | 0 | 0 | 0 | 0.2 | 0 | 0 | 0 | 1.2 | 1.1 | 1.1 | 1.4 | 1.6 | 1.6 |  | 12.2 | 12.2 | 12.2 | 0 |  | 0 | 0 | 0 | 12.2 | 0
1987-08-14 | 1987 | 8 | 14 | 1.4 | 1.4 | 2.9 | 1.7 | 0.5 | 0.2 | 0.9 | 1.6 | 1.6 | 1.2 | 0.9 | 0.5 | 0.9 | 0.9 | 0 | 0 | 0 | 0 | 0 | 0 | 0 | 0 | 0.5 | 0.7 |  | 17.8 | 17.8 | 17.8 | 3.5527e-15 |  | 0 | 0 | 0 | 17.8 | 0
1987-08-15 | 1987 | 8 | 15 | 0 | 0 | 0 | 0 | 0 | 0 | 0 | 0 | 0 | 0 | 0 | 0 | 0 | 0 | 0 | 0 | 0 | 0 | 0 | 1.3 | 0.3 | 0 | 0 | 0 |  | 1.6 | 1.6 | 1.6 | 0 |  | 0 | 0 | 0 | 1.6 | 0
1987-08-16 | 1987 | 8 | 16 | 0 | 0 | 0 | 0 | 0 | 0 | 0 | 0 | 0 | 0 | 0 | 0.2 | 0 | 0 | 0 | 0 | 0 | 0.4 | 1.8 | 0.4 | 0 | 0 | 0 | 0 |  | 2.8 | 2.8 | 2.8 | 4.4409e-16 |  | 0 | 0 | 0 | 2.8 | 0
1987-08-17 | 1987 | 8 | 17 | 0.2 | 0.6 | 0 | 0 | 0 | 0 | 0 | 0 | 0 | 0 | 0 | 0 | 0 | 3 | 0 | 0 | 1.4 | 0 | 0 | 0 | 0.8 | 0.2 | 0 | 0.2 |  | 6.4 | 6.4 | 6.4 | 8.8818e-16 |  | 0 | 0 | 0 | 6.4 | 0
1987-08-18 | 1987 | 8 | 18 | 0 | 0.1 | 0 | 0 | 0 | 0 | 0 | 0 | 0 | 0 | 0 | 0 | 0 | 0 | 0 | 0 | 0 | 0 | 0 | 0.1 | 0 | 0 | 0 | 0 |  | 0.2 | 0.2 | 0.2 | 0 |  | 0 | 0 | 0 | 0.2 | 0
1987-08-19 | 1987 | 8 | 19 | 0 | 0 | 0 | 0 | 0 | 0 | 0 | 0 | 0 | 0 | 0 | 0 | 0 | 0 | 0 | 0 | 0 | 0 | 0 | 0 | 0 | 0 | 0 | 0 |  | 0 | 0 | 0 | 0 |  | 0 | 0 | 0 | 0 | 0
1987-08-20 | 1987 | 8 | 20 | 0 | 0 | 0 | 0 | 0 | 0 | 0 | 0 | 0 | 0 | 0 | 0 | 0 | 0 | 0 | 0 | 0 | 0 | 0 | 0 | 0 | 0 | 0 | 0 |  | 0 | 0 | 0 | 0 |  | 0 | 0 | 0 | 0 | 0
1987-08-21 | 1987 | 8 | 21 | 0 | 0 | 0 | 0 | 0 | 0 | 0 | 0 | 0 | 0 | 0 | 0 | 0 | 0 | 0 | 0 | 0 | 0 | 0 | 0 | 0 | 0 | 0 | 0 |  | 0 | 0 | 0 | 0 |  | 0 | 0 | 0 | 0 | 0
1987-08-22 | 1987 | 8 | 22 | 0 | 0 | 0 | 0 | 0 | 0 | 0 | 0 | 0 | 0 | 0 | 0 | 0 | 0 | 0 | 0 | 0 | 0 | 0 | 0 | 0 | 0 | 0 | 0 |  | 0 | 0 | 0 | 0 |  | 0 | 0 | 0 | 0 | 0
1987-08-23 | 1987 | 8 | 23 | 0 | 0 | 0 | 0 | 0 | 0 | 0 | 0 | 0 | 0 | 0 | 0 | 0 | 0 | 0 | 0 | 0 | 0 | 0 | 0 | 0 | 0 | 0 | 0 |  | 0 | 0 | 0 | 0 |  | 0 | 0 | 0 | 0 | 0
1987-08-24 | 1987 | 8 | 24 | 0 | 0 | 0 | 0 | 0 | 0 | 0 | 0 | 0 | 0 | 0 | 0 | 0 | 0 | 0 | 0 | 0 | 2.5 | 0 | 0.6 | 8.1 | 1.8 | 0 | 0 |  | 13 | 13 | 13 | 0 |  | 0 | 0 | 0 | 13 | 0
1987-08-25 | 1987 | 8 | 25 | 0 | 0 | 0 | 0 | 0 | 0 | 0 | 0 | 0 | 0 | 0.4 | 0 | 0 | 0 | 0 | 0 | 0 | 0 | 0 | 0 | 0 | 0 | 0 | 0 |  | 0.4 | 0.4 | 0.4 | 0 |  | 0 | 0 | 0 | 0.4 | 0
1987-08-26 | 1987 | 8 | 26 | 0 | 0 | 0 | 0 | 0 | 0 | 0 | 0 | 0 | 0 | 0 | 0 | 0 | 0 | 0 | 0 | 0 | 0 | 0 | 0 | 0 | 0 | 0 | 0 |  | 0 | 0 | 0 | 0 |  | 0 | 0 | 0 | 0 | 0
1987-08-27 | 1987 | 8 | 27 | 0 | 0 | 0 | 0 | 0 | 0 | 0 | 0 | 0 | 0 | 0 | 0 | 0 | 0 | 0 | 0 | 0 | 0 | 0 | 0 | 0 | 0 | 0 | 0 |  | 0 | 0 | 0 | 0 |  | 0 | 0 | 0 | 0 | 0
1987-08-28 | 1987 | 8 | 28 | 0 | 0 | 0 | 0 | 0 | 0 | 0 | 0 | 0 | 0 | 0 | 0 | 0 | 0 | 0 | 0 | 0 | 0 | 0 | 0 | 0 | 0 | 0 | 0 |  | 0 | 0 | 0 | 0 |  | 0 | 0 | 0 | 0 | 0
1987-08-29 | 1987 | 8 | 29 | 0.2 | 0.9 | 1.3 | 1.6 | 0 | 0 | 0 | 0 | 0 | 0 | 0 | 0 | 0 | 0 | 0 | 0 | 0 | 0 | 0 | 0 | 0 | 0 | 0 | 0 |  | 4 | 4 | 4 | 0 |  | 0 | 0 | 0 | 4 | 0
1987-08-30 | 1987 | 8 | 30 | 0 | 0 | 0 | 0 | 0 | 0 | 0 | 0 | 0 | 0 | 0 | 0 | 0 | 0 | 0 | 0 | 0 | 0 | 0 | 0 | 0 | 0 | 0 | 0 |  | 0 | 0 | 0 | 0 |  | 0 | 0 | 0 | 0 | 0
1987-08-31 | 1987 | 8 | 31 | 0 | 0 | 0 | 0 | 0 | 0 | 0 | 0 | 0 | 0 | 0 | 0 | 0 | 0 | 0 | 0 | 0 | 0 | 0 | 0 | 0 | 0 | 0 | 0 |  | 0 | 0 | 0 | 0 |  | 0 | 0 | 0 | 0 | 0
1987-09-01 | 1987 | 9 | 1 | 0 | 0 | 0 | 0 | 0 | 0 | 0 | 0 | 0 | 0 | 0 | 0 | 0 | 0 | 0 | 0 | 0 | 0 | 0 | 0 | 0 | 0 | 0 | 0 |  | 0 | 0 | 0 | 0 |  | 0 | 0 | 0 | 0 | 0
1987-09-02 | 1987 | 9 | 2 | 0 | 0 | 0 | 0 | 0 | 0 | 0 | 0 | 0 | 0 | 0 | 0 | 0 | 0 | 0 | 2.9 | 2.9 | 5.7 | 0.2 | 0 | 0.4 | 1.3 | 0.4 | 0 |  | 13.8 | 13.8 | 13.8 | 0 |  | 0 | 0 | 0 | 0 | 13.8
1987-09-03 | 1987 | 9 | 3 | 0.2 | 0.2 | 0.2 | 0 | 0 | 0.7 | 2 | 1.7 | 1 | 0.2 | 0 | 0 | 0 | 0 | 0 | 0 | 0 | 0 | 0 | 0 | 0 | 0 | 0 | 0 |  | 6.2 | 6.2 | 6.2 | 0 |  | 0 | 0 | 0 | 0 | 6.2
1987-09-04 | 1987 | 9 | 4 | 0 | 0 | 0 | 0 | 0 | 0 | 0 | 0 | 0 | 0 | 0 | 0 | 0 | 0 | 0 | 0 | 0 | 0 | 0 | 0 | 0 | 0 | 0 | 0 |  | 0 | 0 | 0 | 0 |  | 0 | 0 | 0 | 0 | 0
1987-09-05 | 1987 | 9 | 5 | 0 | 0 | 0 | 0 | 0 | 0 | 0 | 0 | 0 | 0 | 0 | 0 | 0 | 0 | 0 | 0 | 0 | 0 | 0 | 0 | 0 | 0 | 0 | 0 |  | 0 | 0 | 0 | 0 |  | 0 | 0 | 0 | 0 | 0
1987-09-06 | 1987 | 9 | 6 | 0.8 | 1 | 0.2 | 0 | 0 | 0.2 | 0 | 0.2 | 0 | 0 | 0 | 0 | 0 | 0 | 0 | 0 | 0 | 0 | 0 | 0 | 0 | 0 | 0 | 0 |  | 2.4 | 2.4 | 2.4 | 4.4409e-16 |  | 0 | 0 | 0 | 0 | 2.4
1987-09-07 | 1987 | 9 | 7 | 0 | 0 | 0 | 0 | 0 | 0 | 0 | 0 | 0 | 0 | 0 | 0 | 0 | 0 | 0 | 0 | 0 | 0 | 0 | 0 | 0 | 0 | 0 | 0 |  | 0 | 0 | 0 | 0 |  | 0 | 0 | 0 | 0 | 0
1987-09-08 | 1987 | 9 | 8 | 0 | 0 | 0 | 0 | 0 | 0 | 0 | 0 | 0 | 0 | 0 | 0 | 0 | 0 | 0 | 0 | 0 | 0 | 0 | 0 | 0 | 0 | 0 | 0 |  | 0 | 0 | 0 | 0 |  | 0 | 0 | 0 | 0 | 0
1987-09-09 | 1987 | 9 | 9 | 0 | 0 | 0 | 0 | 0 | 0 | 0 | 0 | 0 | 0 | 0 | 0 | 0 | 0 | 0 | 0 | 0 | 0 | 0 | 0 | 0 | 0 | 0 | 0 |  | 0 | 0 | 0 | 0 |  | 0 | 0 | 0 | 0 | 0
1987-09-10 | 1987 | 9 | 10 | 0 | 0 | 0 | 0 | 0 | 0 | 0 | 0 | 0 | 0 | 0 | 0 | 0 | 0 | 0 | 0 | 0 | 0 | 0 | 0 | 0 | 0 | 0 | 0 |  | 0 | 0 | 0 | 0 |  | 0 | 0 | 0 | 0 | 0
1987-09-11 | 1987 | 9 | 11 | 0 | 0 | 0 | 0 | 0 | 0 | 0 | 0 | 0 | 0 | 0 | 0 | 0 | 0 | 0 | 0 | 0 | 0 | 0 | 0 | 0 | 0 | 0 | 0 |  | 0 | 0 | 0 | 0 |  | 0 | 0 | 0 | 0 | 0
1987-09-12 | 1987 | 9 | 12 | 0 | 0 | 0 | 0 | 0 | 0 | 0 | 0 | 0 | 0 | 0 | 0 | 0 | 0 | 0 | 0 | 0 | 0 | 0 | 0 | 0 | 0 | 0 | 0 |  | 0 | 0 | 0 | 0 |  | 0 | 0 | 0 | 0 | 0
1987-09-13 | 1987 | 9 | 13 | 0 | 0 | 0 | 0 | 0 | 0 | 0 | 0 | 0 | 0 | 0 | 0 | 0 | 0 | 0 | 0 | 0 | 0 | 0 | 0 | 0 | 0 | 0 | 0 |  | 0 | 0 | 0 | 0 |  | 0 | 0 | 0 | 0 | 0
1987-09-14 | 1987 | 9 | 14 | 0 | 0 | 0 | 0 | 0 | 0 | 0 | 0 | 0 | 0 | 0 | 0 | 0 | 0 | 0 | 0 | 0 | 0 | 0 | 0 | 0 | 0 | 0 | 0 |  | 0 | 0 | 0 | 0 |  | 0 | 0 | 0 | 0 | 0
1987-09-15 | 1987 | 9 | 15 | 0 | 0 | 0 | 0 | 0 | 0 | 0 | 0 | 0 | 0 | 0 | 0 | 0 | 0 | 0 | 0 | 0 | 0 | 0 | 0 | 0 | 0 | 0 | 0 |  | 0 | 0 | 0 | 0 |  | 0 | 0 | 0 | 0 | 0
1987-09-16 | 1987 | 9 | 16 | 0 | 0 | 0 | 0 | 0 | 0 | 0 | 0 | 0 | 0 | 0 | 0 | 0 | 0 | 0 | 0 | 0 | 0 | 0 | 0 | 0 | 0 | 0 | 0 |  | 0 | 0 | 0 | 0 |  | 0 | 0 | 0 | 0 | 0
1987-09-17 | 1987 | 9 | 17 | 0 | 0 | 0 | 0 | 0 | 0 | 0 | 0 | 0 | 0 | 0 | 0 | 0 | 0 | 0 | 0 | 0 | 0 | 0 | 0 | 0 | 0 | 0 | 0 |  | 0 | 0 | 0 | 0 |  | 0 | 0 | 0 | 0 | 0
1987-09-18 | 1987 | 9 | 18 | 0 | 0 | 0 | 0 | 0 | 0 | 0 | 0 | 0 | 0 | 0 | 0 | 0 | 0 | 0 | 0 | 0 | 0 | 0 | 0 | 0 | 0 | 0 | 0 |  | 0 | 0 | 0 | 0 |  | 0 | 0 | 0 | 0 | 0
1987-09-19 | 1987 | 9 | 19 | 0 | 0 | 0 | 0 | 0 | 0 | 0 | 0 | 0 | 0 | 0 | 0 | 0 | 0 | 0 | 0 | 0 | 0 | 0 | 0 | 0 | 0 | 0 | 0 |  | 0 | 0 | 0 | 0 |  | 0 | 0 | 0 | 0 | 0
1987-09-20 | 1987 | 9 | 20 | 0 | 0 | 0 | 0 | 0 | 0 | 0 | 0 | 0 | 0 | 0 | 0 | 0 | 0 | 0 | 0 | 0 | 0 | 0 | 0 | 0 | 0 | 0 | 0 |  | 0 | 0 | 0 | 0 |  | 0 | 0 | 0 | 0 | 0
1987-09-21 | 1987 | 9 | 21 | 0 | 0 | 0 | 0 | 0 | 0 | 0 | 0 | 0 | 0 | 0 | 0 | 0 | 0 | 0 | 0 | 0 | 0 | 0 | 0 | 0 | 0 | 0 | 0 |  | 0 | 0 | 0 | 0 |  | 0 | 0 | 0 | 0 | 0
1987-09-22 | 1987 | 9 | 22 | 0 | 0 | 0 | 0 | 0 | 0 | 0 | 0 | 0 | 0 | 0 | 0 | 0 | 0 | 0 | 0 | 0 | 0 | 0 | 0 | 0 | 0 | 0 | 0 |  | 0 | 0 | 0 | 0 |  | 0 | 0 | 0 | 0 | 0
1987-09-23 | 1987 | 9 | 23 | 0 | 0 | 0 | 0 | 0 | 0 | 0 | 0 | 0 | 0 | 0 | 0 | 0 | 0 | 0 | 0 | 0 | 0 | 0 | 0 | 0 | 0 | 0 | 0 |  | 0 | 0 | 0 | 0 |  | 0 | 0 | 0 | 0 | 0
1987-09-24 | 1987 | 9 | 24 | 0 | 0 | 0 | 0 | 0 | 0 | 0 | 0 | 0 | 0 | 0 | 0 | 0 | 0 | 0 | 0 | 0 | 0 | 0 | 0 | 0 | 0 | 0 | 0 |  | 0 | 0 | 0 | 0 |  | 0 | 0 | 0 | 0 | 0
1987-09-25 | 1987 | 9 | 25 | 0 | 0 | 0 | 0 | 0 | 0 | 0 | 0 | 0 | 0 | 0 | 0 | 0 | 0 | 0 | 0 | 0 | 0 | 0 | 0 | 0 | 0 | 0 | 0 |  | 0 | 0 | 0 | 0 |  | 0 | 0 | 0 | 0 | 0
1987-09-26 | 1987 | 9 | 26 | 0 | 0 | 0 | 0 | 0 | 0 | 0 | 0 | 0 | 0 | 1.7 | 4 | 1.1 | 0 | 0 | 0 | 0 | 0 | 0 | 0 | 0 | 0 | 0 | 0 |  | 6.8 | 6.8 | 6.8 | 8.8818e-16 |  | 0 | 0 | 0 | 0 | 6.8
1987-09-27 | 1987 | 9 | 27 | 0 | 0 | 0 | 0 | 0 | 0 | 0 | 0 | 0 | 0 | 0 | 0 | 0 | 0 | 0 | 0 | 0 | 0 | 0 | 0 | 0 | 0 | 0 | 0 |  | 0 | 0 | 0 | 0 |  | 0 | 0 | 0 | 0 | 0
1987-09-28 | 1987 | 9 | 28 | 0 | 0 | 0 | 0 | 0 | 0 | 0 | 0 | 0 | 0 | 0 | 0 | 0 | 0 | 0 | 0 | 0 | 0 | 0 | 0 | 0 | 0 | 0 | 0 |  | 0 | 0 | 0 | 0 |  | 0 | 0 | 0 | 0 | 0
1987-09-29 | 1987 | 9 | 29 | 0 | 0 | 0 | 0 | 0 | 0 | 0 | 0 | 0 | 0 | 0 | 0 | 0 | 0 | 0 | 0 | 0 | 0 | 0 | 0 | 0 | 0 | 0 | 0 |  | 0 | 0 | 0 | 0 |  | 0 | 0 | 0 | 0 | 0
1987-09-30 | 1987 | 9 | 30 | 0 | 0 | 0 | 0 | 0 | 0 | 0 | 0 | 0 | 0 | 0 | 0 | 0 | 0 | 0 | 0 | 0 | 0 | 0 | 0 | 0 | 0 | 0 | 0 |  | 0 | 0 | 0 | 0 |  | 0 | 0 | 0 | 0 | 0
1987-10-01 | 1987 | 10 | 1 | 0 | 0 | 0 | 0 | 0 | 0 | 0 | 0 | 0 | 0 | 0 | 0 | 0 | 0 | 0 | 0 | 0 | 0 | 0 | 0 | 0 | 0 | 0 | 0 |  | 0 | 0 | 0 | 0 |  | 0 | 0 | 0 | 0 | 0
1987-10-02 | 1987 | 10 | 2 | 0 | 0 | 0 | 0 | 0 | 0 | 0 | 0 | 0 | 0 | 0 | 0 | 0 | 0 | 0 | 0 | 0 | 0 | 0 | 0 | 0 | 0 | 0 | 0 |  | 0 | 0 | 0 | 0 |  | 0 | 0 | 0 | 0 | 0
1987-10-03 | 1987 | 10 | 3 | 0 | 0 | 0 | 0 | 0 | 0 | 0 | 0 | 0 | 0 | 0 | 0 | 0 | 0 | 0 | 0 | 0 | 0 | 0 | 0 | 0 | 0 | 0 | 0 |  | 0 | 0 | 0 | 0 |  | 0 | 0 | 0 | 0 | 0
1987-10-04 | 1987 | 10 | 4 | 0 | 0 | 0 | 0 | 0 | 0 | 0 | 0 | 0 | 0 | 0 | 0 | 0 | 0 | 0 | 0 | 0 | 0 | 0 | 0 | 0 | 0 | 0 | 0 |  | 0 | 0 | 0 | 0 |  | 0 | 0 | 0 | 0 | 0
1987-10-05 | 1987 | 10 | 5 | 0 | 0 | 0 | 0 | 0 | 0 | 0 | 0 | 0 | 0 | 0 | 0 | 0 | 0 | 0 | 0 | 0 | 0 | 0 | 0 | 0 | 0 | 0 | 0 |  | 0 | 0 | 0 | 0 |  | 0 | 0 | 0 | 0 | 0
1987-10-06 | 1987 | 10 | 6 | 0 | 0 | 0 | 0 | 0 | 0 | 0 | 0 | 0 | 0 | 0 | 0 | 0 | 0 | 0 | 0 | 0 | 0 | 0 | 0 | 0 | 0 | 0 | 0 |  | 0 | 0 | 0 | 0 |  | 0 | 0 | 0 | 0 | 0
1987-10-07 | 1987 | 10 | 7 | 0 | 0 | 0 | 0 | 0 | 0 | 0 | 0 | 0 | 0 | 0 | 0 | 0 | 0 | 0 | 0 | 0 | 0 | 0 | 0 | 0 | 0 | 0 | 0 |  | 0 | 0 | 0 | 0 |  | 0 | 0 | 0 | 0 | 0
1987-10-08 | 1987 | 10 | 8 | 0 | 0 | 0 | 0 | 0 | 0 | 0 | 0 | 0 | 0 | 0 | 0 | 0 | 0 | 0 | 0 | 0 | 0 | 0 | 0 | 0 | 0 | 0 | 0 |  | 0 | 0 | 0 | 0 |  | 0 | 0 | 0 | 0 | 0
1987-10-09 | 1987 | 10 | 9 | 0 | 0 | 0 | 0 | 0 | 0 | 0 | 0 | 0 | 0 | 0 | 0 | 0 | 0 | 0 | 0 | 0 | 0 | 0 | 0 | 0 | 0 | 0 | 0 |  | 0 | 0 | 0 | 0 |  | 0 | 0 | 0 | 0 | 0
1987-10-10 | 1987 | 10 | 10 | 0 | 0 | 0 | 0 | 0 | 0 | 0 | 0 | 0 | 0 | 0 | 0 | 0 | 0 | 0 | 0 | 0 | 0 | 0 | 0 | 0 | 0 | 0 | 0 |  | 0 | 0 | 0 | 0 |  | 0 | 0 | 0 | 0 | 0
1987-10-11 | 1987 | 10 | 11 | 0 | 0 | 0 | 0 | 0 | 0 | 0 | 0 | 0 | 0 | 0 | 0 | 0 | 0 | 0 | 0 | 0 | 0 | 0 | 0 | 0 | 0 | 0 | 0 |  | 0 | 0 | 0 | 0 |  | 0 | 0 | 0 | 0 | 0
1987-10-12 | 1987 | 10 | 12 | 0 | 0 | 0 | 0 | 0 | 0 | 0 | 0 | 0 | 0 | 0 | 0 | 0 | 0 | 0 | 0 | 0 | 0 | 0 | 0 | 0 | 0 | 0 | 0 |  | 0 | 0 | 0 | 0 |  | 0 | 0 | 0 | 0 | 0
1987-10-13 | 1987 | 10 | 13 | 0 | 0 | 0 | 0 | 0 | 0 | 0 | 0 | 0 | 0 | 0 | 0 | 0 | 0 | 0 | 0 | 0 | 0 | 0 | 0 | 0 | 0 | 0 | 0 |  | 0 | 0 | 0 | 0 |  | 0 | 0 | 0 | 0 | 0
1987-10-14 | 1987 | 10 | 14 | 0 | 0 | 0 | 0 | 0 | 0 | 0 | 0 | 0 | 0 | 0 | 0 | 0 | 0 | 0 | 0 | 0 | 0 | 0 | 0 | 0 | 0 | 0 | 0 |  | 0 | 0 | 0 | 0 |  | 0 | 0 | 0 | 0 | 0
1987-10-15 | 1987 | 10 | 15 | 0 | 0 | 0 | 0 | 0 | 0 | 0 | 0 | 0 | 0 | 0 | 0 | 0 | 0 | 0 | 0 | 0 | 0 | 0 | 0 | 0 | 0 | 0 | 0 |  | 0 | 0 | 0 | 0 |  | 0 | 0 | 0 | 0 | 0
1987-10-16 | 1987 | 10 | 16 | 0 | 0 | 0 | 0 | 0 | 0 | 0 | 0 | 0 | 0 | 0 | 0 | 0 | 0 | 0 | 0 | 0 | 0 | 0 | 0 | 0 | 0 | 0 | 0 |  | 0 | 0 | 0 | 0 |  | 0 | 0 | 0 | 0 | 0
1987-10-17 | 1987 | 10 | 17 | 0.3 | 0.3 | 0 | 0 | 0 | 0 | 0 | 0 | 0 | 0 | 0 | 0 | 0 | 0 | 0 | 0 | 0 | 0 | 0 | 0 | 0 | 0 | 0 | 0 |  | 0.6 | 0.6 | 0.6 | 0 |  | 0 | 0 | 0 | 0 | 0
1987-10-18 | 1987 | 10 | 18 | 0 | 0 | 0 | 0 | 0 | 0 | 0 | 0 | 0 | 0 | 0 | 0 | 0 | 0 | 0 | 0 | 0 | 0 | 0 | 0 | 0 | 0 | 0 | 0 |  | 0 | 0 | 0 | 0 |  | 0 | 0 | 0 | 0 | 0
1987-10-19 | 1987 | 10 | 19 | 0 | 0 | 0 | 0 | 0 | 0 | 0 | 0 | 0 | 0 | 0 | 0 | 0 | 0 | 0 | 0 | 0 | 0 | 0 | 0 | 0 | 0 | 0 | 0 |  | 0 | 0 | 0 | 0 |  | 0 | 0 | 0 | 0 | 0
1987-10-20 | 1987 | 10 | 20 | 0 | 0 | 0 | 0 | 0 | 0 | 0 | 0 | 0 | 0 | 0 | 0 | 0 | 0 | 0 | 0 | 0 | 0 | 0 | 0 | 0 | 0 | 0 | 0 |  | 0 | 0 | 0 | 0 |  | 0 | 0 | 0 | 0 | 0
1987-10-21 | 1987 | 10 | 21 | 0 | 0 | 0 | 0 | 0 | 0 | 0 | 0 | 0 | 0 | 0 | 0 | 0 | 0 | 0 | 0 | 0 | 0 | 0 | 0 | 0 | 0 | 0 | 0 |  | 0 | 0 | 0 | 0 |  | 0 | 0 | 0 | 0 | 0
1987-10-22 | 1987 | 10 | 22 | 0 | 0 | 0 | 0 | 0 | 0 | 0 | 0 | 0 | 0 | 0 | 0 | 0 | 0 | 0 | 0 | 0 | 0 | 0 | 0 | 0 | 0 | 0 | 0 |  | 0 | 0 | 0 | 0 |  | 0 | 0 | 0 | 0 | 0
1987-10-23 | 1987 | 10 | 23 | 0 | 0 | 0 | 0 | 0 | 0 | 0 | 0 | 0 | 0 | 0 | 0 | 0 | 0 | 0 | 0 | 0 | 0 | 0 | 0 | 0 | 0 | 0 | 0 |  | 0 | 0 | 0 | 0 |  | 0 | 0 | 0 | 0 | 0
1987-10-24 | 1987 | 10 | 24 | 0 | 0 | 0 | 0 | 0 | 0 | 0 | 0 | 0 | 0 | 0 | 0 | 0 | 0 | 0 | 0 | 0 | 0 | 0 | 0 | 0 | 0 | 0 | 0 |  | 0 | 0 | 0 | 0 |  | 0 | 0 | 0 | 0 | 0
1987-10-25 | 1987 | 10 | 25 | 0 | 0 | 0 | 0 | 0 | 0 | 0 | 0 | 0 | 0 | 0 | 0 | 0 | 0 | 0 | 0 | 0 | 0 | 1.4 | 0 | 0 | 0 | 0 | 0 |  | 1.4 | 1.4 | 1.4 | 0 |  | 0 | 0 | 0 | 0 | 0
1987-10-26 | 1987 | 10 | 26 | 0 | 0 | 0 | 0 | 0 | 0 | 0 | 0 | 0 | 0 | 0 | 0 | 0 | 0 | 0 | 0 | 0 | 0 | 0 | 0 | 0 | 0 | 0 | 0 |  | 0 | 0 | 0 | 0 |  | 0 | 0 | 0 | 0 | 0
1987-10-27 | 1987 | 10 | 27 | 0 | 0 | 0 | 0 | 0 | 0 | 0 | 0 | 0 | 0 | 0 | 0 | 0 | 0 | 0 | 0 | 0 | 0 | 0 | 0 | 0 | 0 | 0 | 0 |  | 0 | 0 | 0 | 0 |  | 0 | 0 | 0 | 0 | 0
1987-10-28 | 1987 | 10 | 28 | 0 | 0 | 0 | 0 | 0 | 0 | 0 | 0 | 0 | 0 | 0 | 0 | 0 | 0 | 0 | 0 | 0 | 0 | 0 | 0 | 0 | 0 | 0 | 0 |  | 0 | 0 | 0 | 0 |  | 0 | 0 | 0 | 0 | 0
1987-10-29 | 1987 | 10 | 29 | 0 | 0 | 0 | 0 | 0 | 0 | 0 | 0 | 0 | 0 | 0 | 0 | 0 | 0 | 0 | 0 | 0 | 0 | 0 | 0 | 0 | 0 | 0 | 0 |  | 0 | 0 | 0 | 0 |  | 0 | 0 | 0 | 0 | 0
1987-10-30 | 1987 | 10 | 30 | 0 | 0 | 0 | 0 | 0 | 0 | 0 | 0 | 0 | 0 | 0 | 0 | 0 | 0 | 0 | 0 | 0 | 0 | 0 | 0 | 0 | 0 | 0 | 0 |  | 0 | 0 | 0 | 0 |  | 0 | 0 | 0 | 0 | 0
1987-10-31 | 1987 | 10 | 31 | 0 | 0 | 0 | 0 | 0 | 0 | 0 | 0 | 0 | 0 | 0 | 0 | 0 | 0 | 0 | 0 | 0 | 0 | 0 | 0 | 0 | 0 | 0 | 0 |  | 0 | 0 | 0 | 0 |  | 0 | 0 | 0 | 0 | 0
1987-11-01 | 1987 | 11 | 1 | 0 | 0 | 0 | 0 | 0 | 0 | 0 | 0 | 0 | 0 | 0 | 0 | 0 | 0 | 0 | 0 | 0 | 0 | 0 | 0 | 0 | 0 | 0 | 0 |  | 0 | 0 | 0 | 0 |  | 0 | 0 | 0 | 0 | 0
1987-11-02 | 1987 | 11 | 2 | 0 | 0 | 0 | 0 | 0 | 0 | 0 | 0 | 0 | 0 | 0 | 0 | 0 | 0 | 0 | 0 | 0 | 0 | 0 | 0 | 0 | 0 | 0 | 0 |  | 0 | 0 | 0 | 0 |  | 0 | 0 | 0 | 0 | 0
1987-11-03 | 1987 | 11 | 3 | 0 | 0 | 0 | 0 | 0 | 0 | 0 | 0 | 0 | 0 | 0 | 0 | 0 | 0 | 0 | 0 | 0 | 0 | 0 | 0.1 | 0.1 | 0 | 0.1 | 0.1 |  | 0.4 | 0.4 | 0.4 | 0 |  | 0 | 0 | 0 | 0 | 0
1987-11-04 | 1987 | 11 | 4 | 0.1 | 0 | 0.1 | 0 | 0.1 | 0 | 0.1 | 0 | 0 | 0 | 0 | 0 | 0 | 0 | 0 | 0 | 0 | 0 | 0 | 0 | 0 | 0 | 0 | 0 |  | 0.4 | 0.4 | 0.4 | 0 |  | 0 | 0 | 0 | 0 | 0
1987-11-05 | 1987 | 11 | 5 | 0 | 0 | 0 | 0 | 0 | 0 | 0 | 0 | 0 | 0 | 0 | 0 | 0 | 0 | 0 | 0 | 0 | 0 | 0 | 0 | 0 | 0 | 0 | 0 |  | 0 | 0 | 0 | 0 |  | 0 | 0 | 0 | 0 | 0
1987-11-06 | 1987 | 11 | 6 | 0 | 0 | 0 | 0 | 0 | 0 | 0 | 0 | 0 | 0 | 0 | 0 | 0 | 0 | 0 | 0 | 0 | 0 | 0 | 0 | 0 | 0 | 0 | 0 |  | 0 | 0 | 0 | 0 |  | 0 | 0 | 0 | 0 | 0
1987-11-07 | 1987 | 11 | 7 | 0 | 0 | 0 | 0 | 0 | 0 | 0 | 0 | 0 | 0 | 0 | 0 | 0 | 0 | 0 | 0 | 0 | 0 | 0 | 0 | 0 | 0 | 0 | 0 |  | 0 | 0 | 0 | 0 |  | 0 | 0 | 0 | 0 | 0
1987-11-08 | 1987 | 11 | 8 | 0 | 0 | 0 | 0 | 0 | 0 | 0 | 0 | 0 | 0 | 0 | 0 | 0 | 0 | 0 | 0 | 0 | 0 | 0 | 0 | 0 | 0 | 0 | 0 |  | 0 | 0 | 0 | 0 |  | 0 | 0 | 0 | 0 | 0
1987-11-09 | 1987 | 11 | 9 | 0 | 0 | 0 | 0 | 0 | 0 | 0 | 0 | 0 | 0 | 0 | 0 | 0 | 0 | 0 | 0 | 0 | 0 | 0 | 0 | 0 | 0 | 0 | 0 |  | 0 | 0 | 0 | 0 |  | 0 | 0 | 0 | 0 | 0
1987-11-10 | 1987 | 11 | 10 | 0 | 0 | 0 | 0 | 0 | 0 | 0 | 0 | 0 | 0 | 0 | 0 | 0 | 0 | 0 | 0 | 0 | 0 | 0 | 0 | 0 | 0 | 0 | 0 |  | 0 | 0 | 0 | 0 |  | 0 | 0 | 0 | 0 | 0
1987-11-11 | 1987 | 11 | 11 | 0 | 0 | 0 | 0 | 0 | 0 | 0 | 0 | 0 | 0 | 0 | 0 | 0 | 0 | 0 | 0 | 0 | 0 | 0 | 0 | 0 | 0 | 0 | 0 |  | 0 | 0 | 0 | 0 |  | 0 | 0 | 0 | 0 | 0
1987-11-12 | 1987 | 11 | 12 | 0 | 0 | 0 | 0 | 0 | 0 | 0 | 0 | 0 | 0 | 0 | 0 | 0 | 0 | 0 | 0 | 0 | 0 | 0 | 0 | 0 | 0 | 0 | 0 |  | 0 | 0 | 0 | 0 |  | 0 | 0 | 0 | 0 | 0
1987-11-13 | 1987 | 11 | 13 | 0 | 0 | 0 | 0 | 0 | 0 | 0 | 0 | 0 | 0 | 0 | 0 | 0 | 0 | 0 | 0 | 0 | 0 | 0 | 0 | 0 | 0 | 0 | 0 |  | 0 | 0 | 0 | 0 |  | 0 | 0 | 0 | 0 | 0
1987-11-14 | 1987 | 11 | 14 | 0 | 0 | 0 | 0 | 0 | 0 | 0 | 0 | 0 | 0 | 0 | 0 | 0 | 0 | 0 | 0 | 0 | 0 | 0 | 0 | 0 | 0 | 0 | 0 |  | 0 | 0 | 0 | 0 |  | 0 | 0 | 0 | 0 | 0
1987-11-15 | 1987 | 11 | 15 | 0 | 0 | 0 | 0 | 0 | 0 | 0 | 0 | 0 | 0 | 0 | 0 | 0 | 0 | 0 | 0 | 0 | 0 | 0 | 0 | 0 | 0 | 0 | 0 |  | 0 | 0 | 0 | 0 |  | 0 | 0 | 0 | 0 | 0
1987-11-16 | 1987 | 11 | 16 | 0 | 0 | 0 | 0 | 0 | 0 | 0.4 | 0.3 | 0.4 | 0.3 | 0.7 | 0.7 | 0.4 | 0.7 | 0.3 | 0.4 | 0 | 0 | 0 | 0 | 0 | 0 | 0 | 0 |  | 4.6 | 4.6 | 4.6 | 0 |  | 0 | 0 | 0 | 0 | 0
1987-11-17 | 1987 | 11 | 17 | 0 | 0 | 0 | 0 | 0 | 0 | 0 | 0 | 0 | 0 | 0 | 0 | 0 | 0 | 0 | 0 | 0 | 0 | 0 | 0 | 0 | 0 | 0 | 0 |  | 0 | 0 | 0 | 0 |  | 0 | 0 | 0 | 0 | 0
1987-11-18 | 1987 | 11 | 18 | 0 | 0 | 0 | 0 | 0 | 0 | 0 | 0 | 0 | 0 | 0 | 0 | 0 | 0 | 0 | 0 | 0 | 0 | 0 | 0 | 0 | 0 | 0 | 0 |  | 0 | 0 | 0 | 0 |  | 0 | 0 | 0 | 0 | 0
1987-11-19 | 1987 | 11 | 19 | 0 | 0 | 0 | 0 | 0 | 0 | 0 | 0 | 0 | 0 | 0 | 0 | 0 | 0 | 0 | 0 | 0 | 0 | 0 | 0 | 0 | 0 | 0 | 0 |  | 0 | 0 | 0 | 0 |  | 0 | 0 | 0 | 0 | 0
1987-11-20 | 1987 | 11 | 20 | 0 | 0 | 0 | 0 | 0 | 0 | 0 | 0 | 0 | 0 | 0 | 0 | 0 | 0 | 0 | 0 | 0 | 0 | 0 | 0 | 0 | 0 | 0 | 0 |  | 0 | 0 | 0 | 0 |  | 0 | 0 | 0 | 0 | 0
1987-11-21 | 1987 | 11 | 21 | 0 | 0 | 0 | 0 | 0 | 0 | 0 | 0 | 0 | 0 | 0 | 0 | 0 | 0 | 0 | 0 | 0 | 0 | 0 | 0 | 0 | 0 | 0 | 0 |  | 0 | 0 | 0 | 0 |  | 0 | 0 | 0 | 0 | 0
1987-11-22 | 1987 | 11 | 22 | 0 | 0 | 0 | 0 | 0 | 0 | 0 | 0 | 0 | 0 | 0 | 0 | 0 | 0 | 0 | 0 | 0 | 0 | 0 | 0 | 0 | 0 | 0 | 0 |  | 0 | 0 | 0 | 0 |  | 0 | 0 | 0 | 0 | 0
1987-11-23 | 1987 | 11 | 23 | 0 | 0 | 0 | 0 | 0 | 0 | 0 | 0 | 0 | 0 | 0 | 0 | 0 | 0 | 0 | 0 | 0 | 0 | 0 | 0 | 0 | 0 | 0 | 0 |  | 0 | 0 | 0 | 0 |  | 0 | 0 | 0 | 0 | 0
1987-11-24 | 1987 | 11 | 24 | 0 | 0 | 0 | 0 | 0 | 0 | 0 | 0 | 0 | 0 | 0 | 0 | 0 | 0 | 0 | 0 | 0 | 0 | 0 | 0 | 0 | 0 | 0 | 0 |  | 0 | 0 | 0 | 0 |  | 0 | 0 | 0 | 0 | 0
1987-11-25 | 1987 | 11 | 25 | 0 | 0 | 0 | 0 | 0 | 0 | 0 | 0 | 0 | 0 | 0 | 0 | 0 | 0 | 0 | 0 | 0 | 0 | 0 | 0 | 0 | 0 | 0 | 0 |  | 0 | 0 | 0 | 0 |  | 0 | 0 | 0 | 0 | 0
1987-11-26 | 1987 | 11 | 26 | 0 | 0 | 0 | 0 | 0 | 0 | 0 | 0 | 0 | 0 | 0 | 0 | 0 | 0 | 0 | 0 | 0 | 0 | 0 | 0 | 0 | 0 | 0 | 0 |  | 0 | 0 | 0 | 0 |  | 0 | 0 | 0 | 0 | 0
1987-11-27 | 1987 | 11 | 27 | 0 | 0 | 0 | 0 | 0 | 0 | 0 | 0 | 0 | 0 | 0 | 0 | 0 | 0 | 0 | 0 | 0 | 0 | 0 | 0 | 0 | 0 | 0 | 0 |  | 0 | 0 | 0 | 0 |  | 0 | 0 | 0 | 0 | 0
1987-11-28 | 1987 | 11 | 28 | 0 | 0 | 0 | 0 | 0 | 0 | 0 | 0 | 0 | 0 | 0 | 0 | 0 | 0 | 0 | 0 | 0 | 0 | 0 | 0 | 0 | 0 | 0 | 0 |  | 0 | 0 | 0 | 0 |  | 0 | 0 | 0 | 0 | 0
1987-11-29 | 1987 | 11 | 29 | 0 | 0 | 0 | 0 | 0 | 0 | 0 | 0 | 0 | 0 | 0 | 0 | 0 | 0 | 0 | 0 | 0 | 0 | 0 | 0 | 0 | 0 | 0 | 0 |  | 0 | 0 | 0 | 0 |  | 0 | 0 | 0 | 0 | 0
1987-11-30 | 1987 | 11 | 30 | 0 | 0 | 0 | 0 | 0 | 0 | 0 | 0 | 0 | 0 | 0 | 0 | 0 | 0 | 0 | 0 | 0 | 0 | 0 | 0 | 0 | 0 | 0 | 0 |  | 0 | 0 | 0 | 0 |  | 0 | 0 | 0 | 0 | 0
1987-12-01 | 1987 | 12 | 1 | 0 | 0 | 0 | 0 | 0 | 0 | 0 | 0 | 0 | 0 | 0 | 0 | 0 | 0 | 0 | 0 | 0 | 0 | 0 | 0 | 0 | 0 | 0 | 0 |  | 0 | 0 | 0 | 0 |  | 0 | 0 | 0 | 0 | 0
1987-12-02 | 1987 | 12 | 2 | 0 | 0 | 0 | 0 | 0 | 0 | 0 | 0 | 0 | 0 | 0 | 0 | 0 | 0 | 0 | 0 | 0 | 0 | 0 | 0 | 0 | 0 | 0 | 0 |  | 0 | 0 | 0 | 0 |  | 0 | 0 | 0 | 0 | 0
1987-12-03 | 1987 | 12 | 3 | 0 | 0 | 0 | 0 | 0 | 0 | 0 | 0 | 0 | 0 | 0 | 0 | 0 | 0 | 0 | 0 | 0 | 0 | 0 | 0 | 0 | 0 | 0 | 0 |  | 0 | 0 | 0 | 0 |  | 0 | 0 | 0 | 0 | 0
1987-12-04 | 1987 | 12 | 4 | 0.1 | 0 | 0 | 0 | 0 | 0 | 0.1 | 0 | 0 | 0 | 0 | 0 | 0.1 | 0 | 0 | 0 | 0 | 0 | 0.1 | 0 | 0 | 0 | 0 | 0 |  | 0.4 | 0.4 | 0.4 | 0 |  | 0 | 0 | 0 | 0 | 0
1987-12-05 | 1987 | 12 | 5 | 0 | 0 | 0 | 0 | 0 | 0 | 0 | 0 | 0 | 0 | 0 | 0 | 0 | 0 | 0 | 0 | 0 | 0 | 0 | 0 | 0 | 0 | 0 | 0 |  | 0 | 0 | 0 | 0 |  | 0 | 0 | 0 | 0 | 0
1987-12-06 | 1987 | 12 | 6 | 0 | 0 | 0 | 0 | 0 | 0 | 0 | 0 | 0 | 0 | 0 | 0 | 0 | 0 | 0 | 0 | 0 | 0 | 0 | 0 | 0 | 0 | 0 | 0 |  | 0 | 0 | 0 | 0 |  | 0 | 0 | 0 | 0 | 0
1987-12-07 | 1987 | 12 | 7 | 0 | 0 | 0 | 0 | 0 | 0 | 0 | 0 | 0 | 0 | 0 | 0 | 0 | 0 | 0 | 0 | 0 | 0 | 0 | 0 | 0 | 0 | 0 | 0 |  | 0 | 0 | 0 | 0 |  | 0 | 0 | 0 | 0 | 0
1987-12-08 | 1987 | 12 | 8 | 0 | 0 | 0 | 0 | 0 | 0 | 0 | 0 | 0 | 0 | 0 | 0 | 0 | 0 | 0 | 0 | 0 | 0 | 0 | 0 | 0 | 0 | 0 | 0 |  | 0 | 0 | 0 | 0 |  | 0 | 0 | 0 | 0 | 0
1987-12-09 | 1987 | 12 | 9 | 0 | 0 | 0 | 0 | 0 | 0 | 0 | 0 | 0 | 0 | 0 | 0 | 0 | 0 | 0 | 0 | 0 | 0 | 0 | 0 | 0 | 0 | 0 | 0 |  | 0 | 0 | 0 | 0 |  | 0 | 0 | 0 | 0 | 0
1987-12-10 | 1987 | 12 | 10 | 0 | 0 | 0 | 0 | 0 | 0 | 0 | 0 | 0 | 0 | 0 | 0 | 0 | 0 | 0 | 0 | 0 | 0 | 0 | 0 | 0 | 0 | 0 | 0 |  | 0 | 0 | 0 | 0 |  | 0 | 0 | 0 | 0 | 0
1987-12-11 | 1987 | 12 | 11 | 0 | 0 | 0 | 0 | 0 | 0 | 0.3 | 0.3 | 0 | 0 | 0 | 0 | 0 | 0 | 0 | 0 | 0 | 0 | 0 | 0 | 0 | 0 | 0 | 0 |  | 0.6 | 0.6 | 0.6 | 0 |  | 0 | 0 | 0 | 0 | 0
1987-12-12 | 1987 | 12 | 12 | 0 | 0 | 0 | 0 | 0 | 0 | 0 | 0 | 0 | 0 | 0 | 0 | 0 | 0 | 0 | 0 | 0 | 0 | 0 | 0 | 0 | 0 | 0 | 0 |  | 0 | 0 | 0 | 0 |  | 0 | 0 | 0 | 0 | 0
1987-12-13 | 1987 | 12 | 13 | 0 | 0 | 0 | 0 | 0 | 0 | 0 | 0 | 0 | 0 | 0 | 0 | 0 | 0 | 0 | 0 | 0 | 0 | 0 | 0 | 0 | 0 | 0 | 0 |  | 0 | 0 | 0 | 0 |  | 0 | 0 | 0 | 0 | 0
1987-12-14 | 1987 | 12 | 14 | 0 | 0 | 0 | 0 | 0 | 0 | 0 | 0 | 0 | 0 | 0 | 0 | 0 | 0 | 0 | 0 | 0 | 0 | 0 | 0 | 0 | 0 | 0 | 0 |  | 0 | 0 | 0 | 0 |  | 0 | 0 | 0 | 0 | 0
1987-12-15 | 1987 | 12 | 15 | 0 | 0 | 0 | 0 | 0 | 0 | 0 | 0 | 0 | 0 | 0 | 0 | 0 | 0 | 0 | 0 | 0 | 0 | 0 | 0 | 0 | 0 | 0 | 0 |  | 0 | 0 | 0 | 0 |  | 0 | 0 | 0 | 0 | 0
1987-12-16 | 1987 | 12 | 16 | 0 | 0 | 0 | 0 | 0 | 0 | 0 | 0 | 0 | 0 | 0 | 0 | 0 | 0 | 0 | 0 | 0 | 0 | 0 | 0 | 0 | 0 | 0 | 0 |  | 0 | 0 | 0 | 0 |  | 0 | 0 | 0 | 0 | 0
1987-12-17 | 1987 | 12 | 17 | 0 | 0 | 0 | 0 | 0 | 0 | 0 | 0 | 0 | 0 | 0 | 0 | 0 | 0 | 0 | 0 | 0 | 0 | 0 | 0 | 0 | 0 | 0 | 0 |  | 0 | 0 | 0 | 0 |  | 0 | 0 | 0 | 0 | 0
1987-12-18 | 1987 | 12 | 18 | 0 | 0 | 0 | 0 | 0 | 0 | 0.1 | 0 | 0 | 0 | 0 | 0 | 0 | 0 | 0 | 0 | 0 | 0 | 0.1 | 0 | 0 | 0 | 0 | 0 |  | 0.2 | 0.2 | 0.2 | 0 |  | 0 | 0 | 0 | 0 | 0
1987-12-19 | 1987 | 12 | 19 | 0 | 0 | 0 | 0 | 0 | 0 | 0 | 0 | 0 | 0 | 0 | 0 | 0 | 0 | 0 | 0 | 0 | 0 | 0 | 0 | 0 | 0 | 0 | 0 |  | 0 | 0 | 0 | 0 |  | 0 | 0 | 0 | 0 | 0
1987-12-20 | 1987 | 12 | 20 | 0 | 0 | 0 | 0 | 0 | 0 | 0 | 0 | 0 | 0 | 0 | 0 | 0 | 0 | 0 | 0 | 0 | 0 | 0 | 0 | 0 | 0 | 0 | 0 |  | 0 | 0 | 0 | 0 |  | 0 | 0 | 0 | 0 | 0
1987-12-21 | 1987 | 12 | 21 | 0 | 0 | 0 | 0 | 0 | 0 | 0 | 0 | 0 | 0 | 0 | 0 | 0 | 0 | 0 | 0 | 0 | 0 | 0 | 0 | 0 | 0 | 0 | 0 |  | 0 | 0 | 0 | 0 |  | 0 | 0 | 0 | 0 | 0
1987-12-22 | 1987 | 12 | 22 | 0 | 0 | 0 | 0 | 0 | 0 | 0 | 0 | 0 | 0 | 0 | 0 | 0 | 0 | 0 | 0 | 0 | 0 | 0 | 0 | 0 | 0 | 0 | 0 |  | 0 | 0 | 0 | 0 |  | 0 | 0 | 0 | 0 | 0
1987-12-23 | 1987 | 12 | 23 | 0 | 0 | 0 | 0 | 0 | 0 | 0 | 0 | 0 | 0 | 0 | 0 | 0 | 0 | 0 | 0 | 0 | 0 | 0 | 0 | 0 | 0 | 0 | 0 |  | 0 | 0 | 0 | 0 |  | 0 | 0 | 0 | 0 | 0
1987-12-24 | 1987 | 12 | 24 | 0 | 0 | 0 | 0 | 0 | 0 | 0.1 | 0.1 | 0.1 | 0.1 | 0.1 | 0.1 | 0.1 | 0.1 | 0.1 | 0.1 | 0 | 0 | 0 | 0 | 0 | 0 | 0 | 0 |  | 1 | 1 | 1 | 1.1102e-16 |  | 0 | 0 | 0 | 0 | 0
1987-12-25 | 1987 | 12 | 25 | 0 | 0 | 0 | 0 | 0 | 0 | 0 | 0 | 0 | 0 | 0 | 0 | 0 | 0 | 0 | 0 | 0 | 0 | 0 | 0 | 0 | 0 | 0 | 0 |  | 0 | 0 | 0 | 0 |  | 0 | 0 | 0 | 0 | 0
1987-12-26 | 1987 | 12 | 26 | 0 | 0 | 0 | 0 | 0 | 0 | 0 | 0 | 0 | 0 | 0 | 0 | 0 | 0 | 0 | 0 | 0 | 0 | 0 | 0 | 0 | 0 | 0 | 0 |  | 0 | 0 | 0 | 0 |  | 0 | 0 | 0 | 0 | 0
1987-12-27 | 1987 | 12 | 27 | 0 | 0 | 0 | 0 | 0 | 0 | 0 | 0 | 0 | 0 | 0 | 0 | 0 | 0 | 0 | 0 | 0 | 0 | 0 | 0 | 0 | 0 | 0 | 0 |  | 0 | 0 | 0 | 0 |  | 0 | 0 | 0 | 0 | 0
1987-12-28 | 1987 | 12 | 28 | 0 | 0 | 0 | 0 | 0 | 0 | 0 | 0 | 0 | 0 | 0 | 0 | 0 | 0 | 0 | 0 | 0 | 0 | 0 | 0 | 0 | 0 | 0 | 0 |  | 0 | 0 | 0 | 0 |  | 0 | 0 | 0 | 0 | 0
1987-12-29 | 1987 | 12 | 29 | 0 | 0 | 0 | 0 | 0 | 0 | 0 | 0.1 | 0.1 | 0.1 | 0.1 | 0.2 | 0.1 | 0.1 | 0.1 | 0.1 | 0.1 | 0.1 | 0.1 | 0.2 | 0.1 | 0.1 | 0.1 | 0.1 |  | 1.9 | 1.9 | 1.9 | 6.6613e-16 |  | 0 | 0 | 0 | 0 | 0
1987-12-30 | 1987 | 12 | 30 | 0.1 | 0 | 0.1 | 0 | 0.1 | 0.1 | 0 | 0.1 | 0.1 | 0 | 0.1 | 0 | 0.1 | 0 | 0 | 0 | 0 | 0 | 0 | 0 | 0 | 0 | 0 | 0 |  | 0.8 | 0.8 | 0.8 | 1.1102e-16 |  | 0 | 0 | 0 | 0 | 0
1987-12-31 | 1987 | 12 | 31 | 0 | 0 | 0 | 0 | 0 | 0 | 0 | 0 | 0 | 0 | 0 | 0 | 0 | 0 | 0 | 0 | 0 | 0 | 0 | 0 | 0 | 0 | 0 | 0 |  | 0 | 0 | 0 | 0 |  | 0 | 0 | 0 | 0 | 0
1988-01-01 | 1988 | 1 | 1 | 0 | 0 | 0 | 0 | 0 | 0 | 0 | 0 | 0 | 0 | 0 | 0 | 0 | 0 | 0 | 0 | 0 | 0 | 0 | 0 | 0 | 0 | 0 | 0 |  | 0 | 0 | 0 | 0 |  | 0 | 0 | 0 | 0 | 0
1988-01-02 | 1988 | 1 | 2 | 0 | 0 | 0 | 0 | 0 | 0 | 0 | 0 | 0 | 0 | 0 | 0 | 0 | 0 | 0 | 0 | 0 | 0 | 0 | 0 | 0 | 0 | 0 | 0 |  | 0 | 0 | 0 | 0 |  | 0 | 0 | 0 | 0 | 0
1988-01-03 | 1988 | 1 | 3 | 0 | 0 | 0 | 0 | 0 | 0 | 0 | 0 | 0 | 0 | 0 | 0 | 0 | 0 | 0 | 0 | 0 | 0 | 0 | 0 | 0 | 0 | 0 | 0 |  | 0 | 0 | 0 | 0 |  | 0 | 0 | 0 | 0 | 0
1988-01-04 | 1988 | 1 | 4 | 0 | 0 | 0 | 0 | 0 | 0 | 0 | 0 | 0 | 0 | 0 | 0 | 0 | 0 | 0 | 0 | 0 | 0 | 0 | 0 | 0 | 0 | 0 | 0 |  | 0 | 0 | 0 | 0 |  | 0 | 0 | 0 | 0 | 0
1988-01-05 | 1988 | 1 | 5 | 0 | 0 | 0 | 0 | 0 | 0 | 0 | 0 | 0 | 0 | 0 | 0 | 0 | 0 | 0 | 0 | 0 | 0 | 0 | 0 | 0 | 0 | 0 | 0 |  | 0 | 0 | 0 | 0 |  | 0 | 0 | 0 | 0 | 0
1988-01-06 | 1988 | 1 | 6 | 0 | 0 | 0 | 0 | 0 | 0 | 0 | 0 | 0 | 0 | 0 | 0 | 0 | 0 | 0 | 0 | 0 | 0 | 0 | 0 | 0 | 0 | 0 | 0 |  | 0 | 0 | 0 | 0 |  | 0 | 0 | 0 | 0 | 0
1988-01-07 | 1988 | 1 | 7 | 0 | 0 | 0 | 0 | 0 | 0.1 | 0 | 0 | 0 | 0 | 0 | 0 | 0 | 0.1 | 0 | 0 | 0 | 0 | 0 | 0 | 0 | 0 | 0 | 0 |  | 0.2 | 0.2 | 0.2 | 0 |  | 0 | 0 | 0 | 0 | 0
1988-01-08 | 1988 | 1 | 8 | 0 | 0 | 0 | 0 | 0 | 0 | 0 | 0 | 0 | 0 | 0 | 0 | 0 | 0 | 0 | 0 | 0 | 0 | 0 | 0 | 0 | 0 | 0 | 0 |  | 0 | 0 | 0 | 0 |  | 0 | 0 | 0 | 0 | 0
1988-01-09 | 1988 | 1 | 9 | 0 | 0 | 0 | 0 | 0 | 0 | 0 | 0 | 0 | 0 | 0 | 0 | 0 | 0 | 0 | 0 | 0 | 0 | 0 | 0 | 0 | 0 | 0 | 0 |  | 0 | 0 | 0 | 0 |  | 0 | 0 | 0 | 0 | 0
1988-01-10 | 1988 | 1 | 10 | 0 | 0 | 0 | 0 | 0 | 0 | 0 | 0 | 0 | 0 | 0 | 0 | 0 | 0 | 0 | 0 | 0 | 0 | 0 | 0 | 0 | 0 | 0 | 0 |  | 0 | 0 | 0 | 0 |  | 0 | 0 | 0 | 0 | 0
1988-01-11 | 1988 | 1 | 11 | 0.1 | 0 | 0.1 | 0.1 | 0.1 | 0 | 0.1 | 0.1 | 0.1 | 0 | 0.1 | 0.1 | 0 | 0.1 | 0.1 | 0.1 | 0 | 0.1 | 0 | 0 | 0.1 | 0.1 | 0 | 0.1 |  | 1.6 | 1.6 | 1.6 | 2.2204e-16 |  | 0 | 0 | 0 | 0 | 0
1988-01-12 | 1988 | 1 | 12 | 0 | 0 | 0 | 0 | 0 | 0 | 0 | 0 | 0 | 0 | 0 | 0 | 0 | 0 | 0 | 0 | 0 | 0 | 0 | 0 | 0 | 0 | 0 | 0 |  | 0 | 0 | 0 | 0 |  | 0 | 0 | 0 | 0 | 0
1988-01-13 | 1988 | 1 | 13 | 0 | 0 | 0 | 0 | 0 | 0 | 0 | 0 | 0 | 0 | 0 | 0 | 0 | 0 | 0 | 0 | 0 | 0 | 0 | 0 | 0 | 0 | 0 | 0 |  | 0 | 0 | 0 | 0 |  | 0 | 0 | 0 | 0 | 0
1988-01-14 | 1988 | 1 | 14 | 0 | 0 | 0 | 0 | 0 | 0 | 0 | 0 | 0 | 0 | 0 | 0 | 0 | 0 | 0 | 0 | 0 | 0 | 0 | 0 | 0 | 0 | 0 | 0 |  | 0 | 0 | 0 | 0 |  | 0 | 0 | 0 | 0 | 0
1988-01-15 | 1988 | 1 | 15 | 0 | 0 | 0 | 0 | 0 | 0 | 0 | 0 | 0 | 0 | 0 | 0 | 0 | 0 | 0 | 0 | 0 | 0 | 0 | 0 | 0 | 0 | 0 | 0 |  | 0 | 0 | 0 | 0 |  | 0 | 0 | 0 | 0 | 0
1988-01-16 | 1988 | 1 | 16 | 0 | 0 | 0 | 0 | 0 | 0 | 0 | 0 | 0 | 0 | 0 | 0 | 0 | 0 | 0 | 0 | 0 | 0 | 0 | 0 | 0 | 0 | 0 | 0 |  | 0 | 0 | 0 | 0 |  | 0 | 0 | 0 | 0 | 0
1988-01-17 | 1988 | 1 | 17 | 0 | 0 | 0 | 0 | 0 | 0 | 0 | 0 | 0 | 0 | 0 | 0 | 0 | 0 | 0 | 0 | 0 | 0 | 0 | 0 | 0 | 0 | 0 | 0 |  | 0 | 0 | 0 | 0 |  | 0 | 0 | 0 | 0 | 0
1988-01-18 | 1988 | 1 | 18 | 0 | 0 | 0 | 0 | 0 | 0 | 0 | 0 | 0 | 0 | 0 | 0 | 0 | 0 | 0 | 0 | 0 | 0 | 0 | 0 | 0 | 0 | 0 | 0 |  | 0 | 0 | 0 | 0 |  | 0 | 0 | 0 | 0 | 0
1988-01-19 | 1988 | 1 | 19 | 0 | 0 | 0 | 0 | 0 | 0 | 0 | 0 | 0 | 0 | 0 | 0 | 0 | 0 | 0 | 0 | 0 | 0 | 0 | 0 | 0 | 0 | 0 | 0 |  | 0 | 0 | 0 | 0 |  | 0 | 0 | 0 | 0 | 0
1988-01-20 | 1988 | 1 | 20 | 0 | 0 | 0 | 0 | 0 | 0 | 0 | 0 | 0 | 0 | 0 | 0 | 0 | 0 | 0 | 0 | 0 | 0 | 0 | 0 | 0 | 0 | 0 | 0 |  | 0 | 0 | 0 | 0 |  | 0 | 0 | 0 | 0 | 0
1988-01-21 | 1988 | 1 | 21 | 0 | 0 | 0 | 0 | 0 | 0 | 0 | 0 | 0 | 0 | 0 | 0 | 0 | 0 | 0 | 0 | 0 | 0 | 0 | 0 | 0 | 0 | 0 | 0 |  | 0 | 0 | 0 | 0 |  | 0 | 0 | 0 | 0 | 0
1988-01-22 | 1988 | 1 | 22 | 0 | 0 | 0 | 0 | 0 | 0 | 0 | 0 | 0 | 0 | 0 | 0 | 0 | 0 | 0 | 0 | 0 | 0 | 0 | 0 | 0 | 0 | 0 | 0 |  | 0 | 0 | 0 | 0 |  | 0 | 0 | 0 | 0 | 0
1988-01-23 | 1988 | 1 | 23 | 0 | 0 | 0 | 0 | 0 | 0 | 0 | 0 | 0 | 0 | 0 | 0 | 0 | 0 | 0 | 0 | 0 | 0 | 0 | 0 | 0 | 0 | 0 | 0 |  | 0 | 0 | 0 | 0 |  | 0 | 0 | 0 | 0 | 0
1988-01-24 | 1988 | 1 | 24 | 0 | 0 | 0 | 0 | 0 | 0 | 0 | 0 | 0 | 0 | 0 | 0 | 0 | 0 | 0 | 0 | 0 | 0 | 0 | 0 | 0 | 0 | 0 | 0 |  | 0 | 0 | 0 | 0 |  | 0 | 0 | 0 | 0 | 0
1988-01-25 | 1988 | 1 | 25 | 0 | 0 | 0 | 0 | 0 | 0 | 0 | 0 | 0 | 0 | 0 | 0 | 0 | 0 | 0 | 0 | 0 | 0 | 0 | 0 | 0 | 0 | 0 | 0 |  | 0 | 0 | 0 | 0 |  | 0 | 0 | 0 | 0 | 0
1988-01-26 | 1988 | 1 | 26 | 0 | 0 | 0 | 0 | 0 | 0 | 0 | 0 | 0 | 0 | 0 | 0 | 0 | 0 | 0 | 0 | 0 | 0 | 0 | 0 | 0 | 0 | 0 | 0 |  | 0 | 0 | 0 | 0 |  | 0 | 0 | 0 | 0 | 0
1988-01-27 | 1988 | 1 | 27 | 0 | 0 | 0 | 0 | 0 | 0 | 0 | 0 | 0 | 0 | 0 | 0 | 0 | 0 | 0 | 0 | 0 | 0 | 0 | 0 | 0 | 0 | 0 | 0 |  | 0 | 0 | 0 | 0 |  | 0 | 0 | 0 | 0 | 0
1988-01-28 | 1988 | 1 | 28 | 0 | 0 | 0 | 0 | 0 | 0 | 0 | 0 | 0 | 0 | 0 | 0 | 0 | 0 | 0 | 0 | 0 | 0 | 0 | 0 | 0 | 0 | 0 | 0 |  | 0 | 0 | 0 | 0 |  | 0 | 0 | 0 | 0 | 0
1988-01-29 | 1988 | 1 | 29 | 0 | 0 | 0.1 | 0 | 0 | 0 | 0 | 0 | 0.1 | 0 | 0 | 0 | 0 | 0 | 0.1 | 0 | 0 | 0 | 0 | 0 | 0 | 0.1 | 0 | 0 |  | 0.4 | 0.4 | 0.4 | 0 |  | 0 | 0 | 0 | 0 | 0
1988-01-30 | 1988 | 1 | 30 | 0.2 | 0.2 | 0.3 | 0.2 | 0.2 | 0.1 | 0.2 | 0.2 | 0.2 | 0.1 | 0.2 | 0 | 0 | 0 | 0 | 0 | 0 | 0 | 0 | 0 | 0 | 0 | 0 | 0 |  | 2.1 | 2.1 | 2.1 | 0 |  | 0 | 0 | 0 | 0 | 0
1988-01-31 | 1988 | 1 | 31 | 0 | 0 | 0 | 0 | 0 | 0 | 0 | 0 | 0 | 0 | 0 | 0 | 0 | 0 | 0 | 0 | 0 | 0 | 0 | 0 | 0 | 0 | 0 | 0 |  | 0 | 0 | 0 | 0 |  | 0 | 0 | 0 | 0 | 0
1988-02-01 | 1988 | 2 | 1 | 0 | 0 | 0 | 0 | 0 | 0 | 0 | 0 | 0 | 0 | 0 | 0 | 0 | 0 | 0 | 0 | 0 | 0 | 0 | 0 | 0 | 0 | 0 | 0 |  | 0 | 0 | 0 | 0 |  | 0 | 0 | 0 | 0 | 0
1988-02-02 | 1988 | 2 | 2 | 0 | 0 | 0 | 0 | 0.1 | 0 | 0 | 0 | 0 | 0 | 0 | 0 | 0 | 0 | 0 | 0 | 0 | 0 | 0 | 0 | 0.1 | 0 | 0 | 0 |  | 0.2 | 0.2 | 0.2 | 0 |  | 0 | 0 | 0 | 0 | 0
1988-02-03 | 1988 | 2 | 3 | 0 | 0 | 0 | 0 | 0 | 0 | 0 | 0 | 0 | 0 | 0 | 0 | 0 | 0 | 0 | 0 | 0 | 0 | 0 | 0 | 0 | 0 | 0 | 0 |  | 0 | 0 | 0 | 0 |  | 0 | 0 | 0 | 0 | 0
1988-02-04 | 1988 | 2 | 4 | 0 | 0 | 0 | 0 | 0 | 0 | 0 | 0 | 0 | 0 | 0.1 | 0 | 0 | 0 | 0 | 0 | 0.1 | 0 | 0.1 | 0.1 | 0 | 0.1 | 0 | 0.1 |  | 0.6 | 0.6 | 0.6 | 0 |  | 0 | 0 | 0 | 0 | 0
1988-02-05 | 1988 | 2 | 5 | 0.1 | 0 | 0.1 | 0 | 0 | 0 | 0 | 0 | 0 | 0 | 0 | 0 | 0 | 0 | 0 | 0 | 0 | 0 | 0 | 0 | 0 | 0 | 0 | 0 |  | 0.2 | 0.2 | 0.2 | 0 |  | 0 | 0 | 0 | 0 | 0
1988-02-06 | 1988 | 2 | 6 | 0 | 0 | 0 | 0 | 0 | 0 | 0 | 0 | 0 | 0 | 0 | 0 | 0 | 0 | 0 | 0 | 0 | 0 | 0 | 0 | 0 | 0 | 0 | 0 |  | 0 | 0 | 0 | 0 |  | 0 | 0 | 0 | 0 | 0
1988-02-07 | 1988 | 2 | 7 | 0 | 0.1 | 0 | 0 | 0 | 0.1 | 0 | 0 | 0.1 | 0 | 0 | 0 | 0 | 0 | 0 | 0 | 0 | 0 | 0 | 0 | 0 | 0 | 0.1 | 0 |  | 0.4 | 0.4 | 0.4 | 0 |  | 0 | 0 | 0 | 0 | 0
1988-02-08 | 1988 | 2 | 8 | 0 | 0.1 | 0 | 0.1 | 0 | 0.1 | 0 | 0.1 | 0 | 0.1 | 0 | 0.1 | 0 | 0 | 0.1 | 0 | 0.1 | 0 | 0.1 | 0 | 0.1 | 0 | 0.1 | 0 |  | 1.1 | 1.1 | 1.1 | 2.2204e-16 |  | 0 | 0 | 0 | 0 | 0
1988-02-09 | 1988 | 2 | 9 | 0.1 | 0.1 | 0 | 0.1 | 0.1 | 0.1 | 0.1 | 0.1 | 0 | 0.1 | 0 | 0 | 0.1 | 0.1 | 0.1 | 0 | 0.1 | 0.1 | 0.1 | 0.1 | 0.1 | 0 | 0.1 | 0.1 |  | 1.8 | 1.8 | 1.8 | 4.4409e-16 |  | 0 | 0 | 0 | 0 | 0
1988-02-10 | 1988 | 2 | 10 | 0 | 0 | 0 | 0 | 0 | 0 | 0 | 0 | 0 | 0 | 0 | 0 | 0 | 0 | 0 | 0 | 0 | 0 | 0 | 0 | 0 | 0 | 0 | 0 |  | 0 | 0 | 0 | 0 |  | 0 | 0 | 0 | 0 | 0
1988-02-11 | 1988 | 2 | 11 | 0 | 0 | 0 | 0 | 0 | 0 | 0 | 0 | 0 | 0 | 0 | 0 | 0 | 0 | 0 | 0 | 0 | 0 | 0 | 0 | 0 | 0 | 0 | 0 |  | 0 | 0 | 0 | 0 |  | 0 | 0 | 0 | 0 | 0
1988-02-12 | 1988 | 2 | 12 | 0 | 0 | 0 | 0 | 0 | 0 | 0 | 0 | 0 | 0 | 0 | 0 | 0 | 0 | 0 | 0 | 0 | 0 | 0 | 0 | 0 | 0 | 0 | 0 |  | 0 | 0 | 0 | 0 |  | 0 | 0 | 0 | 0 | 0
1988-02-13 | 1988 | 2 | 13 | 0 | 0 | 0 | 0 | 0 | 0 | 0 | 0 | 0 | 0 | 0 | 0 | 0 | 0 | 0 | 0 | 0 | 0 | 0 | 0 | 0 | 0 | 0 | 0 |  | 0 | 0 | 0 | 0 |  | 0 | 0 | 0 | 0 | 0
1988-02-14 | 1988 | 2 | 14 | 0 | 0 | 0 | 0 | 0 | 0 | 0 | 0 | 0 | 0 | 0 | 0 | 0 | 0 | 0 | 0 | 0 | 0 | 0 | 0 | 0 | 0 | 0 | 0 |  | 0 | 0 | 0 | 0 |  | 0 | 0 | 0 | 0 | 0
1988-02-15 | 1988 | 2 | 15 | 0 | 0 | 0 | 0 | 0 | 0 | 0 | 0 | 0 | 0 | 0 | 0 | 0 | 0 | 0 | 0 | 0 | 0 | 0 | 0 | 0 | 0 | 0 | 0 |  | 0 | 0 | 0 | 0 |  | 0 | 0 | 0 | 0 | 0
1988-02-16 | 1988 | 2 | 16 | 0 | 0 | 0 | 0 | 0 | 0 | 0 | 0 | 0 | 0 | 0 | 0 | 0 | 0 | 0 | 0 | 0 | 0 | 0 | 0 | 0 | 0 | 0 | 0 |  | 0 | 0 | 0 | 0 |  | 0 | 0 | 0 | 0 | 0
1988-02-17 | 1988 | 2 | 17 | 0 | 0 | 0 | 0 | 0 | 0 | 0 | 0 | 0 | 0 | 0 | 0 | 0 | 0 | 0 | 0 | 0 | 0 | 0 | 0 | 0 | 0 | 0 | 0 |  | 0 | 0 | 0 | 0 |  | 0 | 0 | 0 | 0 | 0
1988-02-18 | 1988 | 2 | 18 | 0 | 0 | 0 | 0 | 0 | 0 | 0 | 0 | 0 | 0 | 0 | 0 | 0 | 0 | 0 | 0 | 0 | 0 | 0 | 0 | 0 | 0 | 0 | 0 |  | 0 | 0 | 0 | 0 |  | 0 | 0 | 0 | 0 | 0
1988-02-19 | 1988 | 2 | 19 | 0 | 0 | 0 | 0 | 0 | 0 | 0 | 0 | 0 | 0 | 0 | 0 | 0 | 0 | 0 | 0 | 0 | 0 | 0 | 0 | 0 | 0 | 0 | 0 |  | 0 | 0 | 0 | 0 |  | 0 | 0 | 0 | 0 | 0
1988-02-20 | 1988 | 2 | 20 | 0 | 0 | 0 | 0 | 0 | 0 | 0 | 0 | 0 | 0 | 0 | 0 | 0 | 0 | 0 | 0 | 0 | 0 | 0 | 0 | 0 | 0 | 0 | 0 |  | 0 | 0 | 0 | 0 |  | 0 | 0 | 0 | 0 | 0
1988-02-21 | 1988 | 2 | 21 | 0 | 0 | 0 | 0 | 0 | 0 | 0 | 0 | 0 | 0 | 0 | 0 | 0 | 0 | 0 | 0 | 0 | 0 | 0 | 0 | 0 | 0 | 0 | 0 |  | 0 | 0 | 0 | 0 |  | 0 | 0 | 0 | 0 | 0
1988-02-22 | 1988 | 2 | 22 | 0 | 0 | 0 | 0 | 0 | 0 | 0 | 0 | 0 | 0 | 0 | 0 | 0 | 0 | 0 | 0 | 0 | 0 | 0 | 0 | 0 | 0 | 0 | 0 |  | 0 | 0 | 0 | 0 |  | 0 | 0 | 0 | 0 | 0
1988-02-23 | 1988 | 2 | 23 | 0 | 0 | 0 | 0 | 0 | 0 | 0 | 0 | 0 | 0 | 0 | 0 | 0 | 0 | 0 | 0 | 0 | 0 | 0 | 0 | 0 | 0 | 0 | 0 |  | 0 | 0 | 0 | 0 |  | 0 | 0 | 0 | 0 | 0
1988-02-24 | 1988 | 2 | 24 | 0 | 0 | 0 | 0 | 0 | 0 | 0 | 0 | 0 | 0 | 0 | 0 | 0 | 0 | 0 | 0 | 0 | 0 | 0 | 0 | 0 | 0 | 0 | 0 |  | 0 | 0 | 0 | 0 |  | 0 | 0 | 0 | 0 | 0
1988-02-25 | 1988 | 2 | 25 | 0 | 0 | 0 | 0 | 0 | 0 | 0 | 0 | 0 | 0 | 0 | 0 | 0 | 0 | 0 | 0 | 0 | 0 | 0 | 0 | 0 | 0 | 0 | 0 |  | 0 | 0 | 0 | 0 |  | 0 | 0 | 0 | 0 | 0
1988-02-26 | 1988 | 2 | 26 | 0 | 0 | 0 | 0 | 0 | 0 | 0 | 0 | 0 | 0 | 0 | 0 | 0 | 0 | 0 | 0 | 0 | 0 | 0 | 0 | 0 | 0 | 0 | 0 |  | 0 | 0 | 0 | 0 |  | 0 | 0 | 0 | 0 | 0
1988-02-27 | 1988 | 2 | 27 | 0 | 0 | 0 | 0 | 0 | 0 | 0 | 0 | 0 | 0 | 0 | 0 | 0 | 0 | 0 | 0 | 0 | 0 | 0 | 0 | 0 | 0 | 0 | 0 |  | 0 | 0 | 0 | 0 |  | 0 | 0 | 0 | 0 | 0
1988-02-28 | 1988 | 2 | 28 | 0 | 0 | 0 | 0 | 0 | 0 | 0 | 0 | 0 | 0 | 0 | 0 | 0 | 0 | 0 | 0 | 0 | 0 | 0 | 0 | 0 | 0 | 0 | 0 |  | 0 | 0 | 0 | 0 |  | 0 | 0 | 0 | 0 | 0
1988-02-29 | 1988 | 2 | 29 | 0 | 0 | 0 | 0 | 0 | 0 | 0 | 0 | 0 | 0 | 0 | 0 | 0 | 0 | 0 | 0 | 0 | 0 | 0 | 0 | 0 | 0 | 0 | 0 |  | 0 | 0 | 0 | 0 |  | 0 | 0 | 0 | 0 | 0
1988-03-01 | 1988 | 3 | 1 | 0 | 0 | 0 | 0 | 0 | 0 | 0 | 0.1 | 0.1 | 0 | 0 | 0 | 0 | 0 | 0 | 0 | 0 | 0 | 0 | 0 | 0 | 0 | 0 | 0 |  | 0.2 | 0.2 | 0.2 | 0 |  | 0 | 0 | 0 | 0 | 0
1988-03-02 | 1988 | 3 | 2 | 0 | 0 | 0 | 0 | 0 | 0 | 0 | 0 | 0 | 0 | 0 | 0 | 0 | 0 | 0 | 0 | 0 | 0 | 0 | 0 | 0 | 0 | 0 | 0 |  | 0 | 0 | 0 | 0 |  | 0 | 0 | 0 | 0 | 0
1988-03-03 | 1988 | 3 | 3 | 0 | 0 | 0 | 0 | 0 | 0 | 0 | 0 | 0.2 | 0.3 | 0.2 | 0.3 | 0.2 | 0.2 | 0.3 | 0.2 | 0.2 | 0.3 | 0.2 | 0.3 | 0.2 | 0.2 | 0.3 | 0.2 |  | 3.8 | 3.8 | 3.8 | 4.4409e-16 |  | 0 | 0 | 0 | 0 | 0
1988-03-04 | 1988 | 3 | 4 | 0 | 0 | 0 | 0 | 0 | 0 | 0 | 0 | 0 | 0 | 0 | 0 | 0 | 0 | 0 | 0 | 0 | 0 | 0 | 0 | 0 | 0 | 0 | 0 |  | 0 | 0 | 0 | 0 |  | 0 | 0 | 0 | 0 | 0
1988-03-05 | 1988 | 3 | 5 | 0 | 0 | 0 | 0 | 0 | 0 | 0 | 0 | 0 | 0 | 0 | 0 | 0 | 0 | 0 | 0 | 0 | 0 | 0 | 0 | 0 | 0 | 0 | 0 |  | 0 | 0 | 0 | 0 |  | 0 | 0 | 0 | 0 | 0
1988-03-06 | 1988 | 3 | 6 | 0 | 0 | 0 | 0 | 0 | 0 | 0 | 0 | 0 | 0 | 0 | 0 | 0 | 0 | 0 | 0 | 0 | 0 | 0 | 0 | 0 | 0 | 0 | 0 |  | 0 | 0 | 0 | 0 |  | 0 | 0 | 0 | 0 | 0
1988-03-07 | 1988 | 3 | 7 | 0 | 0 | 0 | 0 | 0 | 0 | 0 | 0 | 0 | 0 | 0 | 0 | 0 | 0 | 0 | 0 | 0 | 0 | 0 | 0 | 0 | 0 | 0 | 0 |  | 0 | 0 | 0 | 0 |  | 0 | 0 | 0 | 0 | 0
1988-03-08 | 1988 | 3 | 8 | 0 | 0 | 0 | 0 | 0 | 0 | 0 | 0 | 0 | 0 | 0 | 0 | 0 | 0 | 0 | 0 | 0 | 0 | 0 | 0 | 0 | 0 | 0 | 0 |  | 0 | 0 | 0 | 0 |  | 0 | 0 | 0 | 0 | 0
1988-03-09 | 1988 | 3 | 9 | 0 | 0 | 0 | 0 | 0 | 0 | 0 | 0 | 0 | 0 | 0 | 0 | 0 | 0 | 0 | 0 | 0 | 0 | 0 | 0 | 0 | 0 | 0 | 0 |  | 0 | 0 | 0 | 0 |  | 0 | 0 | 0 | 0 | 0
1988-03-10 | 1988 | 3 | 10 | 0 | 0 | 0 | 0 | 0 | 0 | 0 | 0 | 0 | 0 | 0 | 0 | 0 | 0 | 0 | 0 | 0 | 0 | 0 | 0 | 0 | 0 | 0 | 0 |  | 0 | 0 | 0 | 0 |  | 0 | 0 | 0 | 0 | 0
1988-03-11 | 1988 | 3 | 11 | 0 | 0 | 0 | 0 | 0 | 0 | 0 | 0 | 0 | 0 | 0 | 0 | 0 | 0 | 0 | 0 | 0 | 0 | 0 | 0 | 0 | 0 | 0 | 0 |  | 0 | 0 | 0 | 0 |  | 0 | 0 | 0 | 0 | 0
1988-03-12 | 1988 | 3 | 12 | 0 | 0 | 0 | 0 | 0 | 0 | 0 | 0 | 0 | 0 | 0 | 0 | 0 | 0 | 0 | 0 | 0 | 0 | 0 | 0 | 0 | 0 | 0 | 0 |  | 0 | 0 | 0 | 0 |  | 0 | 0 | 0 | 0 | 0
1988-03-13 | 1988 | 3 | 13 | 0 | 0 | 0 | 0 | 0 | 0 | 0 | 0 | 0 | 0 | 0 | 0 | 0 | 0 | 0 | 0 | 0 | 0 | 0 | 0 | 0 | 0 | 0 | 0 |  | 0 | 0 | 0 | 0 |  | 0 | 0 | 0 | 0 | 0
1988-03-14 | 1988 | 3 | 14 | 0 | 0 | 0 | 0 | 0 | 0.3 | 0.3 | 0.3 | 0.3 | 0.3 | 0.3 | 0.3 | 0.3 | 0.3 | 0.2 | 0.3 | 0.3 | 0.3 | 0.3 | 0.3 | 0.3 | 0.3 | 0.3 | 0.3 |  | 5.6 | 5.6 | 5.6 | 8.8818e-16 |  | 0 | 0 | 0 | 0 | 0
1988-03-15 | 1988 | 3 | 15 | 0.1 | 0 | 0 | 0 | 0.1 | 0.1 | 0.1 | 0 | 0.1 | 0.1 | 0 | 0.1 | 0.1 | 0.1 | 0 | 0 | 0 | 0 | 0 | 0 | 0 | 0 | 0 | 0.1 |  | 1 | 1 | 1 | 1.1102e-16 |  | 0 | 0 | 0 | 0 | 0
1988-03-16 | 1988 | 3 | 16 | 0 | 0 | 0 | 0 | 0 | 0 | 0 | 0 | 0 | 0 | 0 | 0 | 0 | 0 | 0 | 0 | 0 | 0 | 0 | 0 | 0 | 0 | 0 | 0 |  | 0 | 0 | 0 | 0 |  | 0 | 0 | 0 | 0 | 0
1988-03-17 | 1988 | 3 | 17 | 0 | 0 | 0 | 0 | 0 | 0 | 0 | 0 | 0 | 0 | 0 | 0 | 0 | 0 | 0 | 0 | 0 | 0 | 0 | 0 | 0 | 0 | 0 | 0 |  | 0 | 0 | 0 | 0 |  | 0 | 0 | 0 | 0 | 0
1988-03-18 | 1988 | 3 | 18 | 0 | 0 | 0 | 0 | 0 | 0 | 0 | 0 | 0 | 0 | 0 | 0 | 0 | 0 | 0 | 0 | 0 | 0 | 0 | 0 | 0 | 0 | 0 | 0 |  | 0 | 0 | 0 | 0 |  | 0 | 0 | 0 | 0 | 0
1988-03-19 | 1988 | 3 | 19 | 0 | 0 | 0 | 0 | 0 | 0 | 0 | 0 | 0 | 0 | 0 | 0 | 0 | 0 | 0 | 0 | 0 | 0 | 0 | 0 | 0 | 0 | 0 | 0 |  | 0 | 0 | 0 | 0 |  | 0 | 0 | 0 | 0 | 0
1988-03-20 | 1988 | 3 | 20 | 0 | 0 | 0 | 0 | 0 | 0 | 0 | 0 | 0 | 0 | 0 | 0 | 0 | 0 | 0 | 0 | 0 | 0 | 0 | 0 | 0 | 0 | 0 | 0 |  | 0 | 0 | 0 | 0 |  | 0 | 0 | 0 | 0 | 0
1988-03-21 | 1988 | 3 | 21 | 0 | 0 | 0 | 0 | 0 | 0 | 0 | 0 | 0 | 0 | 0 | 0 | 0 | 0 | 0 | 0 | 0 | 0 | 0 | 0 | 0 | 0 | 0 | 0 |  | 0 | 0 | 0 | 0 |  | 0 | 0 | 0 | 0 | 0
1988-03-22 | 1988 | 3 | 22 | 0 | 0 | 0 | 0 | 0 | 0 | 0 | 0 | 0 | 0 | 0 | 0 | 0 | 0 | 0 | 0 | 0 | 0 | 0 | 0 | 0 | 0 | 0 | 0 |  | 0 | 0 | 0 | 0 |  | 0 | 0 | 0 | 0 | 0
1988-03-23 | 1988 | 3 | 23 | 0 | 0 | 0 | 0 | 0 | 0 | 0 | 0 | 0 | 0 | 0 | 0 | 0 | 0 | 0 | 0 | 0 | 0 | 0 | 0 | 0 | 0 | 0 | 0 |  | 0 | 0 | 0 | 0 |  | 0 | 0 | 0 | 0 | 0
1988-03-24 | 1988 | 3 | 24 | 0 | 0 | 0 | 0 | 0 | 0 | 0 | 0 | 0 | 0 | 0 | 0 | 0 | 0 | 0 | 0 | 0 | 0 | 0 | 0 | 0 | 0 | 0 | 0 |  | 0 | 0 | 0 | 0 |  | 0 | 0 | 0 | 0 | 0
1988-03-25 | 1988 | 3 | 25 | 0 | 0 | 0 | 0 | 0 | 0 | 0 | 0 | 0 | 0 | 0 | 0 | 0 | 0 | 0 | 0 | 0 | 0 | 0 | 0 | 0 | 0 | 0 | 0 |  | 0 | 0 | 0 | 0 |  | 0 | 0 | 0 | 0 | 0
1988-03-26 | 1988 | 3 | 26 | 0 | 0 | 0 | 0 | 0 | 0 | 0 | 0 | 0 | 0 | 0 | 0 | 0 | 0 | 0 | 0 | 0 | 0 | 0 | 0 | 0 | 0.3 | 0.4 | 0.3 |  | 1 | 1 | 1 | 0 |  | 0 | 0 | 0 | 0 | 0
1988-03-27 | 1988 | 3 | 27 | 0.4 | 0.3 | 0.4 | 0.8 | 0.7 | 0.7 | 0.8 | 0.7 | 0.4 | 0.4 | 0.3 | 0.4 | 0 | 0 | 0 | 0 | 0 | 0 | 0 | 0 | 0 | 0.4 | 0.3 | 0.4 |  | 7.4 | 7.4 | 7.4 | 8.8818e-16 |  | 0 | 0 | 0 | 0 | 0
1988-03-28 | 1988 | 3 | 28 | 0 | 0.1 | 0 | 0 | 0 | 0.1 | 0 | 0 | 0 | 0 | 0 | 0 | 0 | 0 | 0 | 0 | 0 | 0 | 0 | 0 | 0 | 0 | 0 | 0 |  | 0.2 | 0.2 | 0.2 | 0 |  | 0 | 0 | 0 | 0 | 0
1988-03-29 | 1988 | 3 | 29 | 0 | 0 | 0 | 0 | 0 | 0 | 0 | 0 | 0 | 0 | 0 | 0 | 0 | 0 | 0 | 0 | 0 | 0 | 0 | 0 | 0 | 0 | 0 | 0 |  | 0 | 0 | 0 | 0 |  | 0 | 0 | 0 | 0 | 0
1988-03-30 | 1988 | 3 | 30 | 0 | 0 | 0 | 0 | 0.1 | 0.1 | 0.2 | 0.1 | 0.1 | 0 | 0 | 0 | 0 | 0 | 0 | 0 | 0 | 0 | 0 | 0 | 0 | 0 | 0 | 0 |  | 0.6 | 0.6 | 0.6 | 0 |  | 0 | 0 | 0 | 0 | 0
1988-03-31 | 1988 | 3 | 31 | 0 | 0 | 0 | 0 | 0 | 0 | 0 | 0 | 0 | 0 | 0 | 0 | 0 | 0 | 0 | 0 | 0 | 0 | 0 | 0 | 0 | 0 | 0 | 0 |  | 0 | 0 | 0 | 0 |  | 0 | 0 | 0 | 0 | 0
1988-04-01 | 1988 | 4 | 1 | 0 | 0 | 0 | 0 | 0 | 0 | 0 | 0 | 0 | 0 | 0 | 0 | 0 | 0 | 0 | 0 | 0 | 0 | 0 | 0 | 0 | 0 | 0 | 0 |  | 0 | 0 | 0 | 0 |  | 0 | 0 | 0 | 0 | 0
1988-04-02 | 1988 | 4 | 2 | 0 | 0 | 0 | 0 | 0 | 0 | 0 | 0.1 | 0.1 | 0 | 0 | 0.1 | 0.1 | 0 | 0 | 0 | 0 | 0 | 0 | 0 | 0 | 0 | 0 | 0 |  | 0.4 | 0.4 | 0.4 | 0 |  | 0 | 0 | 0 | 0 | 0
1988-04-03 | 1988 | 4 | 3 | 0 | 0 | 0 | 0 | 0 | 0 | 0 | 0 | 0 | 0 | 0 | 0 | 0 | 0 | 0 | 0 | 0 | 0 | 0 | 0 | 0 | 0 | 0 | 0 |  | 0 | 0 | 0 | 0 |  | 0 | 0 | 0 | 0 | 0
1988-04-04 | 1988 | 4 | 4 | 0 | 0 | 0 | 0 | 0 | 0 | 0 | 0 | 0 | 0 | 0 | 0 | 0 | 0 | 0 | 0 | 0 | 0 | 0 | 0 | 0 | 0 | 0 | 0 |  | 0 | 0 | 0 | 0 |  | 0 | 0 | 0 | 0 | 0
1988-04-05 | 1988 | 4 | 5 | 0 | 0 | 0 | 0 | 0 | 0 | 0 | 0 | 0 | 0 | 0 | 0 | 0 | 0 | 0 | 0 | 0 | 0 | 0 | 0 | 0 | 0 | 0 | 0 |  | 0 | 0 | 0 | 0 |  | 0 | 0 | 0 | 0 | 0
1988-04-06 | 1988 | 4 | 6 | 0 | 0 | 0 | 0 | 0 | 0 | 0 | 0 | 0 | 0 | 0 | 0 | 0 | 0 | 0 | 0 | 0 | 0 | 0 | 0 | 0 | 0 | 0 | 0 |  | 0 | 0 | 0 | 0 |  | 0 | 0 | 0 | 0 | 0
1988-04-07 | 1988 | 4 | 7 | 0 | 0 | 0 | 0 | 0 | 0 | 0 | 0 | 0 | 0 | 0 | 0 | 0 | 0 | 0 | 0 | 0 | 0 | 0 | 0 | 0 | 0 | 0 | 0 |  | 0 | 0 | 0 | 0 |  | 0 | 0 | 0 | 0 | 0
1988-04-08 | 1988 | 4 | 8 | 0 | 0 | 0 | 0 | 0 | 0 | 0 | 0 | 0 | 0 | 0 | 0 | 0 | 0 | 0 | 0 | 0 | 0 | 0 | 0 | 0 | 0 | 0 | 0 |  | 0 | 0 | 0 | 0 |  | 0 | 0 | 0 | 0 | 0
1988-04-09 | 1988 | 4 | 9 | 0 | 0 | 0 | 0 | 0 | 0 | 0 | 0 | 0 | 0 | 0 | 0 | 0 | 0 | 0 | 0 | 0 | 0 | 0 | 0 | 0 | 0 | 0 | 0 |  | 0 | 0 | 0 | 0 |  | 0 | 0 | 0 | 0 | 0
1988-04-10 | 1988 | 4 | 10 | 0 | 0 | 0 | 0 | 0 | 0 | 0 | 0 | 0 | 0 | 0 | 0 | 0 | 0 | 0 | 0 | 0 | 0 | 0 | 0 | 0 | 0 | 0 | 0 |  | 0 | 0 | 0 | 0 |  | 0 | 0 | 0 | 0 | 0
1988-04-11 | 1988 | 4 | 11 | 0 | 0 | 0 | 0 | 0 | 0 | 0 | 0 | 0 | 0 | 0 | 0 | 0 | 0 | 0 | 0 | 0 | 0 | 0 | 0 | 0 | 0 | 0 | 0 |  | 0 | 0 | 0 | 0 |  | 0 | 0 | 0 | 0 | 0
1988-04-12 | 1988 | 4 | 12 | 0 | 0 | 0 | 0 | 0 | 0 | 0 | 0 | 0 | 0 | 0 | 0 | 0 | 0 | 0 | 0 | 0 | 0 | 0 | 0 | 0 | 0 | 0 | 0 |  | 0 | 0 | 0 | 0 |  | 0 | 0 | 0 | 0 | 0
1988-04-13 | 1988 | 4 | 13 | 0 | 0 | 0 | 0 | 0 | 0 | 0 | 0 | 0 | 0 | 0 | 0 | 0 | 0 | 0 | 0 | 0 | 0 | 0 | 0 | 0 | 0 | 0 | 0 |  | 0 | 0 | 0 | 0 |  | 0 | 0 | 0 | 0 | 0
1988-04-14 | 1988 | 4 | 14 | 0 | 0 | 0 | 0 | 0 | 0 | 0 | 0 | 0 | 0 | 0 | 0 | 0 | 0 | 0 | 0 | 0 | 0 | 0 | 0 | 0 | 0 | 0 | 0 |  | 0 | 0 | 0 | 0 |  | 0 | 0 | 0 | 0 | 0
1988-04-15 | 1988 | 4 | 15 | 0 | 0 | 0 | 0 | 0 | 0 | 0 | 0 | 0 | 0 | 0 | 0 | 0 | 0 | 0 | 0 | 0 | 0 | 0 | 0 | 0 | 0 | 0 | 0 |  | 0 | 0 | 0 | 0 |  | 0 | 0 | 0 | 0 | 0
1988-04-16 | 1988 | 4 | 16 | 0 | 0 | 0 | 0 | 0 | 0 | 0 | 0 | 0 | 0 | 0 | 0 | 0 | 0 | 0 | 0 | 0 | 0 | 0 | 0 | 0 | 0 | 0 | 0 |  | 0 | 0 | 0 | 0 |  | 0 | 0 | 0 | 0 | 0
1988-04-17 | 1988 | 4 | 17 | 0 | 0 | 0 | 0 | 0 | 0 | 0 | 0 | 0 | 0 | 0 | 0 | 0 | 0 | 0 | 0 | 0 | 0 | 0 | 0 | 0 | 0 | 0 | 0 |  | 0 | 0 | 0 | 0 |  | 0 | 0 | 0 | 0 | 0
1988-04-18 | 1988 | 4 | 18 | 0 | 0 | 0 | 0 | 0 | 0 | 0 | 0 | 0 | 0 | 0 | 0 | 0 | 0 | 0 | 0 | 0 | 0 | 0 | 0 | 0 | 0 | 0 | 0.3 |  | 0.3 | 0.3 | 0.3 | 0 |  | 0 | 0 | 0 | 0 | 0
1988-04-19 | 1988 | 4 | 19 | 0.2 | 0 | 0.3 | 0 | 0 | 0 | 0 | 0 | 0 | 0 | 0 | 0 | 0 | 0 | 0 | 0 | 0 | 0 | 0 | 0 | 0 | 0 | 0.2 | 0 |  | 0.7 | 0.7 | 0.7 | 0 |  | 0 | 0 | 0 | 0 | 0
1988-04-20 | 1988 | 4 | 20 | 0 | 0 | 0 | 0 | 0 | 0 | 0 | 0 | 0 | 0 | 0 | 0 | 0 | 0 | 0 | 0 | 0 | 0 | 0 | 0 | 0 | 0 | 0 | 0 |  | 0 | 0 | 0 | 0 |  | 0 | 0 | 0 | 0 | 0
1988-04-21 | 1988 | 4 | 21 | 0 | 0 | 0 | 0 | 0 | 0 | 0 | 0 | 0 | 0 | 0 | 0 | 0 | 0 | 0 | 0 | 0 | 0 | 0 | 0 | 0 | 0 | 0 | 0 |  | 0 | 0 | 0 | 0 |  | 0 | 0 | 0 | 0 | 0
1988-04-22 | 1988 | 4 | 22 | 0 | 0 | 0 | 0 | 0 | 0 | 0 | 0 | 0 | 0 | 0 | 0 | 0 | 0 | 0 | 0 | 0 | 0 | 0 | 0 | 0 | 0 | 0 | 0 |  | 0 | 0 | 0 | 0 |  | 0 | 0 | 0 | 0 | 0
1988-04-23 | 1988 | 4 | 23 | 0 | 0 | 0 | 0 | 0 | 0 | 0 | 0 | 0 | 0 | 0 | 0 | 0 | 0 | 0 | 0 | 0 | 0 | 0 | 0 | 0 | 0 | 0 | 0 |  | 0 | 0 | 0 | 0 |  | 0 | 0 | 0 | 0 | 0
1988-04-24 | 1988 | 4 | 24 | 0 | 0 | 0 | 0 | 0 | 0 | 0 | 0 | 0 | 0 | 0 | 0 | 0 | 0 | 0 | 0 | 0 | 0 | 0 | 0 | 0 | 0 | 0 | 0 |  | 0 | 0 | 0 | 0 |  | 0 | 0 | 0 | 0 | 0
1988-04-25 | 1988 | 4 | 25 | 0 | 0 | 0 | 0 | 0 | 0 | 0 | 0 | 0 | 0 | 0 | 0 | 0 | 0 | 0 | 0 | 0 | 0 | 0 | 0 | 0 | 0 | 0 | 0 |  | 0 | 0 | 0 | 0 |  | 0 | 0 | 0 | 0 | 0
1988-04-26 | 1988 | 4 | 26 | 0 | 0 | 0 | 0 | 0 | 0 | 0 | 0 | 0 | 0 | 0 | 0 | 0 | 0 | 0 | 0 | 0 | 0 | 0 | 0 | 0 | 0 | 0 | 0 |  | 0 | 0 | 0 | 0 |  | 0 | 0 | 0 | 0 | 0
1988-04-27 | 1988 | 4 | 27 | 0 | 0 | 0 | 0 | 0 | 0 | 0 | 0 | 0 | 0 | 0 | 0 | 0 | 0 | 0 | 0 | 0 | 0 | 0 | 0 | 0 | 0 | 0 | 0 |  | 0 | 0 | 0 | 0 |  | 0 | 0 | 0 | 0 | 0
1988-04-28 | 1988 | 4 | 28 | 0 | 0 | 0 | 0 | 0 | 0 | 0 | 0 | 0 | 0 | 0 | 0 | 0 | 0 | 0 | 0 | 0 | 0 | 0 | 0 | 0 | 0 | 0 | 0 |  | 0 | 0 | 0 | 0 |  | 0 | 0 | 0 | 0 | 0
1988-04-29 | 1988 | 4 | 29 | 0 | 0 | 0 | 0 | 0 | 0 | 0 | 0 | 0 | 0 | 0 | 0 | 0 | 0 | 0 | 0 | 0 | 0 | 0 | 0 | 0 | 0 | 0 | 0 |  | 0 | 0 | 0 | 0 |  | 0 | 0 | 0 | 0 | 0
1988-04-30 | 1988 | 4 | 30 | 0 | 0 | 0 | 0 | 0 | 0 | 0 | 0 | 0 | 0 | 0 | 0 | 0 | 0 | 0 | 0 | 0 | 0 | 0 | 0 | 0 | 0 | 0 | 0 |  | 0 | 0 | 0 | 0 |  | 0 | 0 | 0 | 0 | 0
1988-05-01 | 1988 | 5 | 1 | 0 | 0 | 0 | 0 | 0 | 0 | 0 | 0 | 0 | 0 | 0 | 0 | 0 | 0 | 0 | 0 | 0 | 0 | 0 | 0 | 0 | 0 | 0 | 0 |  | 0 | 0 | 0 | 0 |  | 0 | 0 | 0 | 0 | 0
1988-05-02 | 1988 | 5 | 2 | 0 | 0 | 0 | 0 | 0 | 0 | 0 | 0 | 0 | 0 | 0 | 0 | 0 | 0 | 0 | 0 | 0 | 0 | 0 | 0 | 0 | 0 | 0 | 0 |  | 0 | 0 | 0 | 0 |  | 0 | 0 | 0 | 0 | 0
1988-05-03 | 1988 | 5 | 3 | 0 | 0 | 0 | 0 | 0 | 0 | 0 | 0 | 0 | 0 | 0 | 0 | 0 | 0 | 0 | 0 | 0 | 0 | 0 | 0 | 0 | 0 | 0 | 0 |  | 0 | 0 | 0 | 0 |  | 0 | 0 | 0 | 0 | 0
1988-05-04 | 1988 | 5 | 4 | 0 | 0 | 0 | 0 | 0 | 0 | 0 | 0 | 0 | 0 | 0 | 0 | 0 | 0 | 0 | 0 | 0 | 0 | 0 | 0 | 0 | 0 | 0.2 | 0 |  | 0.2 | 0.2 | 0.2 | 0 |  | 0.2 | 0 | 0 | 0 | 0
1988-05-05 | 1988 | 5 | 5 | 0 | 0 | 0 | 0 | 0 | 0 | 0 | 0.8 | 0.2 | 0.8 | 0.6 | 0 | 0 | 0 | 0 | 0 | 0 | 0 | 0 | 0 | 0 | 0 | 0 | 0 |  | 2.4 | 2.4 | 2.4 | 0 |  | 2.4 | 0 | 0 | 0 | 0
1988-05-06 | 1988 | 5 | 6 | 0 | 0 | 0 | 0 | 0 | 0 | 0 | 0 | 0 | 0 | 0 | 0 | 0 | 0 | 0 | 0 | 0 | 0 | 0 | 0 | 0 | 0 | 0 | 0 |  | 0 | 0 | 0 | 0 |  | 0 | 0 | 0 | 0 | 0
1988-05-07 | 1988 | 5 | 7 | 0 | 0 | 0 | 0 | 0 | 0 | 0 | 0 | 0 | 0 | 0 | 0 | 0 | 0 | 0 | 0 | 0 | 0 | 0 | 0 | 0 | 0 | 0 | 0 |  | 0 | 0 | 0 | 0 |  | 0 | 0 | 0 | 0 | 0
1988-05-08 | 1988 | 5 | 8 | 0 | 0 | 0 | 0 | 0 | 0 | 0 | 0 | 0 | 0 | 0 | 0 | 0 | 0 | 0 | 0 | 0 | 0 | 0 | 0 | 0 | 0 | 0 | 0 |  | 0 | 0 | 0 | 0 |  | 0 | 0 | 0 | 0 | 0
1988-05-09 | 1988 | 5 | 9 | 0 | 0 | 0 | 0 | 0 | 0 | 0 | 0 | 0 | 0 | 0 | 0 | 0 | 0 | 0 | 0 | 0 | 0 | 0 | 0 | 0 | 0 | 0 | 0 |  | 0 | 0 | 0 | 0 |  | 0 | 0 | 0 | 0 | 0
1988-05-10 | 1988 | 5 | 10 | 0 | 0 | 0 | 0 | 0 | 0 | 0 | 0 | 0 | 0 | 0 | 0 | 0 | 0 | 0 | 0 | 0 | 0 | 0 | 0 | 0 | 0 | 0 | 0 |  | 0 | 0 | 0 | 0 |  | 0 | 0 | 0 | 0 | 0
1988-05-11 | 1988 | 5 | 11 | 0 | 0 | 0 | 0 | 0 | 0 | 0 | 0 | 0 | 0 | 0 | 0 | 0 | 0 | 0 | 0 | 0 | 0 | 0 | 0 | 0 | 0 | 0 | 0 |  | 0 | 0 | 0 | 0 |  | 0 | 0 | 0 | 0 | 0
1988-05-12 | 1988 | 5 | 12 | 0 | 0 | 0 | 0 | 0 | 0 | 0 | 0 | 0 | 0 | 0 | 0 | 0 | 0 | 0 | 0 | 0 | 0 | 0 | 0 | 0 | 0 | 0 | 0 |  | 0 | 0 | 0 | 0 |  | 0 | 0 | 0 | 0 | 0
1988-05-13 | 1988 | 5 | 13 | 0 | 0 | 0 | 0 | 0 | 0 | 0 | 0 | 0 | 0 | 0 | 0 | 0 | 0 | 0 | 0 | 0 | 0 | 0 | 0 | 0 | 0 | 0 | 0 |  | 0 | 0 | 0 | 0 |  | 0 | 0 | 0 | 0 | 0
1988-05-14 | 1988 | 5 | 14 | 0 | 0 | 0 | 0 | 0 | 0 | 0 | 0 | 0 | 0 | 0 | 0 | 0 | 0 | 0 | 0 | 0 | 0 | 0 | 0 | 0 | 0 | 0 | 0 |  | 0 | 0 | 0 | 0 |  | 0 | 0 | 0 | 0 | 0
1988-05-15 | 1988 | 5 | 15 | 0 | 0 | 0 | 0 | 0 | 0 | 0 | 0 | 0 | 0 | 0 | 0 | 0 | 0 | 0 | 0 | 0 | 0 | 0 | 0 | 0 | 0 | 0 | 0 |  | 0 | 0 | 0 | 0 |  | 0 | 0 | 0 | 0 | 0
1988-05-16 | 1988 | 5 | 16 | 0 | 0 | 0 | 0 | 0 | 0 | 0 | 0 | 0 | 0 | 0 | 0 | 0 | 0 | 0 | 0 | 0 | 0 | 0 | 0 | 0 | 0 | 0 | 0 |  | 0 | 0 | 0 | 0 |  | 0 | 0 | 0 | 0 | 0
1988-05-17 | 1988 | 5 | 17 | 0 | 0 | 0 | 0 | 0 | 0 | 0 | 0 | 0 | 0 | 0 | 0 | 0 | 0 | 0 | 0 | 0 | 0 | 0 | 0 | 0 | 0 | 0 | 0 |  | 0 | 0 | 0 | 0 |  | 0 | 0 | 0 | 0 | 0
1988-05-18 | 1988 | 5 | 18 | 0 | 0 | 0 | 0 | 0 | 0 | 0 | 0 | 0 | 0 | 0 | 0 | 0 | 0 | 0 | 0 | 0 | 0 | 0 | 0 | 0 | 0 | 0 | 0 |  | 0 | 0 | 0 | 0 |  | 0 | 0 | 0 | 0 | 0
1988-05-19 | 1988 | 5 | 19 | 0 | 0 | 0 | 0 | 0 | 0 | 0 | 0 | 0 | 0 | 0 | 0 | 0 | 0 | 0 | 0 | 0 | 0 | 0 | 0 | 0 | 0 | 0 | 0 |  | 0 | 0 | 0 | 0 |  | 0 | 0 | 0 | 0 | 0
1988-05-20 | 1988 | 5 | 20 | 0 | 0 | 0 | 0 | 0 | 0 | 0 | 0 | 0 | 0 | 0 | 0 | 0 | 0 | 0 | 0 | 0 | 0 | 0 | 0 | 0 | 0 | 0 | 0 |  | 0 | 0 | 0 | 0 |  | 0 | 0 | 0 | 0 | 0
1988-05-21 | 1988 | 5 | 21 | 0 | 0 | 0 | 0 | 0 | 0 | 0 | 0 | 0 | 0 | 0 | 0 | 0 | 0 | 0 | 0 | 0 | 0 | 0 | 0 | 0 | 0 | 0 | 0 |  | 0 | 0 | 0 | 0 |  | 0 | 0 | 0 | 0 | 0
1988-05-22 | 1988 | 5 | 22 | 0 | 0 | 0 | 0 | 0 | 0 | 0 | 0 | 0 | 0 | 0 | 0 | 0 | 0 | 0 | 0 | 0 | 0 | 0 | 0 | 0 | 0 | 0 | 0 |  | 0 | 0 | 0 | 0 |  | 0 | 0 | 0 | 0 | 0
1988-05-23 | 1988 | 5 | 23 | 0 | 0 | 0 | 0 | 0 | 0 | 0 | 0 | 0 | 0 | 0 | 0 | 0 | 0 | 0 | 0 | 0 | 0 | 0 | 0 | 0 | 0 | 0 | 0 |  | 0 | 0 | 0 | 0 |  | 0 | 0 | 0 | 0 | 0
1988-05-24 | 1988 | 5 | 24 | 0 | 0 | 0 | 0 | 0 | 0 | 0 | 0 | 0 | 0 | 0 | 0 | 0 | 1.2 | 1.8 | 0 | 0 | 0 | 0 | 0 | 0 | 0 | 0 | 0 |  | 3 | 3 | 3 | 0 |  | 3 | 0 | 0 | 0 | 0
1988-05-25 | 1988 | 5 | 25 | 0 | 0 | 0 | 0 | 0 | 0 | 0 | 0 | 0 | 0 | 0 | 0 | 0 | 0 | 0 | 0 | 0 | 0 | 0 | 0 | 0 | 0 | 0 | 0 |  | 0 | 0 | 0 | 0 |  | 0 | 0 | 0 | 0 | 0
1988-05-26 | 1988 | 5 | 26 | 0 | 0 | 0 | 0 | 0 | 0 | 0 | 0 | 0 | 0 | 0 | 0 | 0 | 0 | 0 | 0 | 0 | 0 | 0 | 0 | 0 | 0 | 0 | 0 |  | 0 | 0 | 0 | 0 |  | 0 | 0 | 0 | 0 | 0
1988-05-27 | 1988 | 5 | 27 | 0 | 0 | 0 | 0 | 0 | 0 | 0 | 0 | 0 | 0 | 0 | 0 | 0 | 0 | 0 | 0 | 0 | 0 | 0 | 0 | 0 | 0 | 0 | 0 |  | 0 | 0 | 0 | 0 |  | 0 | 0 | 0 | 0 | 0
1988-05-28 | 1988 | 5 | 28 | 0 | 0 | 0 | 0 | 0 | 0 | 0 | 0 | 0 | 0 | 0 | 0 | 0 | 0 | 0 | 0 | 0 | 0.2 | 0 | 0 | 0.2 | 0 | 0 | 0 |  | 0.4 | 0.4 | 0.4 | 0 |  | 0.4 | 0 | 0 | 0 | 0
1988-05-29 | 1988 | 5 | 29 | 0 | 0 | 0 | 0 | 0 | 0 | 0 | 0 | 0 | 0.5 | 0.2 | 1 | 0 | 0 | 0 | 0 | 0 | 0 | 0 | 0 | 0 | 0.3 | 0 | 0 |  | 2 | 2 | 2 | 0 |  | 2 | 0 | 0 | 0 | 0
1988-05-30 | 1988 | 5 | 30 | 0 | 0 | 0 | 0 | 0 | 3.9 | 3.7 | 0.2 | 0 | 0 | 0 | 0 | 0 | 0 | 0 | 0 | 0 | 0 | 0 | 0 | 0 | 0 | 0 | 0 |  | 7.8 | 7.8 | 7.8 | 0 |  | 7.8 | 0 | 0 | 0 | 0
1988-05-31 | 1988 | 5 | 31 | 0 | 0 | 0 | 0 | 0 | 0 | 0 | 0 | 0 | 0 | 0 | 0 | 0 | 0 | 0 | 0 | 0.2 | 0 | 0 | 0 | 0 | 0 | 0 | 0 |  | 0.2 | 0.2 | 0.2 | 0 |  | 0.2 | 0 | 0 | 0 | 0
1988-06-01 | 1988 | 6 | 1 | 0 | 0 | 0 | 0 | 0 | 0 | 0 | 0 | 0 | 0 | 0 | 0 | 0 | 0 | 0 | 0 | 0 | 0 | 0 | 0 | 0 | 0 | 0 | 0 |  | 0 | 0 | 0 | 0 |  | 0 | 0 | 0 | 0 | 0
1988-06-02 | 1988 | 6 | 2 | 0 | 0 | 0 | 0 | 0 | 0 | 0 | 0 | 0 | 0 | 0 | 0 | 0 | 0 | 0 | 0 | 0 | 0 | 0 | 0 | 0 | 0 | 0 | 0 |  | 0 | 0 | 0 | 0 |  | 0 | 0 | 0 | 0 | 0
1988-06-03 | 1988 | 6 | 3 | 0 | 0 | 0 | 0 | 0 | 0 | 0 | 0 | 0 | 0 | 0 | 0 | 0 | 0 | 0 | 0 | 0 | 0 | 0 | 0 | 0 | 0 | 0 | 0 |  | 0 | 0 | 0 | 0 |  | 0 | 0 | 0 | 0 | 0
1988-06-04 | 1988 | 6 | 4 | 0 | 0 | 0 | 0 | 0 | 0 | 0 | 0 | 0 | 0 | 0 | 2.5 | 1.4 | 0 | 0 | 0 | 0 | 0 | 0 | 0 | 0 | 0.5 | 3.4 | 0.2 |  | 8 | 8 | 8 | 0 |  | 0 | 8 | 0 | 0 | 0
1988-06-05 | 1988 | 6 | 5 | 0 | 0 | 6.4 | 1.2 | 0 | 0 | 0 | 0 | 0 | 0 | 0 | 0 | 0 | 0 | 0 | 0 | 0 | 0 | 0 | 0 | 0 | 0 | 0 | 0 |  | 7.6 | 7.6 | 7.6 | 8.8818e-16 |  | 0 | 7.6 | 0 | 0 | 0
1988-06-06 | 1988 | 6 | 6 | 0 | 0 | 0 | 0 | 0 | 0 | 0 | 0 | 0 | 0 | 0 | 0 | 0 | 0 | 0 | 0 | 0 | 0 | 0 | 0 | 0 | 0 | 0 | 0 |  | 0 | 0 | 0 | 0 |  | 0 | 0 | 0 | 0 | 0
1988-06-07 | 1988 | 6 | 7 | 0 | 0 | 0.2 | 0 | 0 | 0 | 2.2 | 0 | 0.2 | 0 | 1.7 | 0.4 | 1.5 | 0.4 | 0 | 0 | 0 | 0 | 0 | 0 | 0 | 4.7 | 0.2 | 0 |  | 11.5 | 11.5 | 11.5 | 0 |  | 0 | 11.5 | 0 | 0 | 0
1988-06-08 | 1988 | 6 | 8 | 0 | 0 | 0 | 0 | 0 | 0 | 0 | 0 | 0 | 0 | 0 | 0 | 0 | 0 | 0 | 0 | 0.4 | 1.7 | 2.3 | 2.5 | 1.7 | 0.6 | 1.4 | 1.2 |  | 11.8 | 11.8 | 11.8 | 1.7764e-15 |  | 0 | 11.8 | 0 | 0 | 0
1988-06-09 | 1988 | 6 | 9 | 0.8 | 0 | 0 | 0 | 0 | 0 | 0 | 0 | 0 | 0 | 0 | 0 | 0 | 0 | 0 | 0 | 0 | 0 | 0 | 0 | 0 | 0 | 0 | 0 |  | 0.8 | 0.8 | 0.8 | 0 |  | 0 | 0.8 | 0 | 0 | 0
1988-06-10 | 1988 | 6 | 10 | 0 | 0 | 0 | 0 | 0 | 0 | 0 | 0 | 0 | 0 | 0 | 0 | 0 | 0 | 0 | 0 | 1.3 | 0 | 0 | 0 | 0 | 0 | 0 | 0 |  | 1.3 | 1.3 | 1.3 | 0 |  | 0 | 1.3 | 0 | 0 | 0
1988-06-11 | 1988 | 6 | 11 | 0 | 0 | 0 | 0 | 0 | 0 | 0 | 0 | 0 | 0 | 0 | 0 | 0 | 0 | 0 | 0 | 0 | 0 | 0 | 0 | 0 | 0 | 0 | 0 |  | 0 | 0 | 0 | 0 |  | 0 | 0 | 0 | 0 | 0
1988-06-12 | 1988 | 6 | 12 | 0 | 0 | 0 | 0 | 0 | 0 | 0 | 0 | 0 | 0 | 0 | 0 | 0 | 0 | 0 | 0 | 0 | 0 | 0 | 0 | 1.3 | 2.5 | 0 | 0 |  | 3.8 | 3.8 | 3.8 | 0 |  | 0 | 3.8 | 0 | 0 | 0
1988-06-13 | 1988 | 6 | 13 | 0 | 0 | 0 | 0 | 0 | 0 | 0 | 0 | 0 | 0 | 0 | 0 | 0 | 0 | 0 | 0 | 0 | 0 | 0 | 0 | 0 | 0 | 0 | 0 |  | 0 | 0 | 0 | 0 |  | 0 | 0 | 0 | 0 | 0
1988-06-14 | 1988 | 6 | 14 | 0 | 0 | 0 | 0 | 0 | 0 | 0 | 0 | 0 | 0 | 0 | 0 | 0 | 0 | 0 | 0 | 0 | 0 | 0 | 0 | 0 | 0 | 0 | 0 |  | 0 | 0 | 0 | 0 |  | 0 | 0 | 0 | 0 | 0
1988-06-15 | 1988 | 6 | 15 | 0 | 0 | 0 | 0 | 0 | 0 | 0 | 0 | 0 | 0 | 0 | 0 | 0 | 0 | 0 | 0 | 0 | 0 | 0 | 0 | 0 | 0 | 0 | 0 |  | 0 | 0 | 0 | 0 |  | 0 | 0 | 0 | 0 | 0
1988-06-16 | 1988 | 6 | 16 | 0 | 0 | 0 | 0 | 0 | 0 | 0 | 0 | 0 | 0 | 0 | 0 | 0 | 0 | 0 | 0 | 0 | 0 | 0 | 0 | 0 | 0 | 0 | 0 |  | 0 | 0 | 0 | 0 |  | 0 | 0 | 0 | 0 | 0
1988-06-17 | 1988 | 6 | 17 | 0 | 0 | 0 | 0 | 0 | 0 | 0 | 0 | 0 | 0 | 0 | 0 | 0 | 0 | 0 | 0 | 0 | 1 | 0 | 0 | 0 | 0 | 0 | 0 |  | 1 | 1 | 1 | 0 |  | 0 | 1 | 0 | 0 | 0
1988-06-18 | 1988 | 6 | 18 | 0 | 0 | 0 | 0 | 0 | 0 | 0 | 0 | 0 | 0 | 0 | 0 | 0 | 0 | 0 | 0 | 0 | 0 | 0 | 0 | 0 | 0 | 0 | 0 |  | 0 | 0 | 0 | 0 |  | 0 | 0 | 0 | 0 | 0
1988-06-19 | 1988 | 6 | 19 | 0 | 0 | 0 | 0 | 0 | 0 | 0 | 0 | 0 | 0 | 0 | 0 | 0 | 0 | 0 | 0 | 0 | 0 | 0 | 0 | 0 | 0 | 0 | 0 |  | 0 | 0 | 0 | 0 |  | 0 | 0 | 0 | 0 | 0
1988-06-20 | 1988 | 6 | 20 | 0 | 0 | 0 | 0 | 0 | 0 | 0 | 0 | 0 | 0 | 0 | 0 | 0 | 0 | 0 | 0 | 0 | 0 | 0 | 0 | 0 | 0 | 0 | 0 |  | 0 | 0 | 0 | 0 |  | 0 | 0 | 0 | 0 | 0
1988-06-21 | 1988 | 6 | 21 | 0 | 0 | 0 | 0 | 0 | 0 | 0 | 0 | 0 | 0 | 0 | 0 | 0 | 0 | 0 | 0 | 0 | 0 | 0 | 0 | 0 | 0 | 0 | 0 |  | 0 | 0 | 0 | 0 |  | 0 | 0 | 0 | 0 | 0
1988-06-22 | 1988 | 6 | 22 | 0 | 0 | 0 | 0 | 0 | 0 | 0 | 0 | 0 | 0 | 0 | 0 | 0 | 0 | 0 | 0 | 0 | 0 | 0 | 0 | 0 | 0 | 0 | 0 |  | 0 | 0 | 0 | 0 |  | 0 | 0 | 0 | 0 | 0
1988-06-23 | 1988 | 6 | 23 | 0 | 0 | 0 | 0 | 0 | 0 | 0 | 0 | 0 | 0 | 0 | 0 | 0 | 0 | 0 | 0 | 0 | 0 | 0 | 0 | 0 | 0 | 0 | 0 |  | 0 | 0 | 0 | 0 |  | 0 | 0 | 0 | 0 | 0
1988-06-24 | 1988 | 6 | 24 | 0 | 0 | 0 | 0 | 0 | 0 | 0 | 0 | 0 | 0 | 0 | 0 | 0 | 0 | 0 | 0 | 0 | 0 | 0 | 0 | 0 | 0 | 0 | 0 |  | 0 | 0 | 0 | 0 |  | 0 | 0 | 0 | 0 | 0
1988-06-25 | 1988 | 6 | 25 | 0 | 0 | 0 | 0 | 0 | 0 | 0 | 0 | 0 | 0 | 0 | 0 | 0 | 0 | 0 | 0 | 0 | 0 | 0 | 0 | 0 | 0 | 0 | 0 |  | 0 | 0 | 0 | 0 |  | 0 | 0 | 0 | 0 | 0
1988-06-26 | 1988 | 6 | 26 | 0 | 0 | 0 | 0 | 0 | 0 | 0 | 0 | 0 | 0 | 0 | 0 | 0 | 0 | 0 | 0 | 0 | 0 | 0 | 0 | 0 | 0 | 0 | 0.4 |  | 0.4 | 0.4 | 0.4 | 0 |  | 0 | 0.4 | 0 | 0 | 0
1988-06-27 | 1988 | 6 | 27 | 0 | 0 | 0 | 0 | 0 | 0 | 0 | 0 | 0 | 0 | 0 | 0 | 0 | 0 | 0 | 3.4 | 1.3 | 0 | 0 | 0 | 0 | 0 | 0 | 0 |  | 4.7 | 4.7 | 4.7 | 0 |  | 0 | 4.7 | 0 | 0 | 0
1988-06-28 | 1988 | 6 | 28 | 0 | 0 | 0 | 0 | 0 | 0 | 0 | 0 | 0 | 0 | 0 | 0 | 0 | 2.5 | 1.4 | 0 | 0 | 2.5 | 0.5 | 0 | 0 | 0 | 0 | 0 |  | 6.9 | 6.9 | 6.9 | 0 |  | 0 | 6.9 | 0 | 0 | 0
1988-06-29 | 1988 | 6 | 29 | 0 | 0 | 0 | 0 | 0 | 0 | 0 | 0 | 0 | 0 | 0 | 0 | 0 | 0 | 0 | 0 | 0 | 0 | 0 | 1.9 | 6.2 | 6 | 4.4 | 3.5 |  | 22 | 22 | 22 | 0 |  | 0 | 22 | 0 | 0 | 0
1988-06-30 | 1988 | 6 | 30 | 4.5 | 0 | 0.3 | 0 | 0 | 0 | 0 | 0 | 0 | 0 | 0 | 0 | 0 | 0 | 0 | 0 | 0 | 0 | 0 | 0 | 0 | 0 | 0 | 0 |  | 4.8 | 4.8 | 4.8 | 0 |  | 0 | 4.8 | 0 | 0 | 0
1988-07-01 | 1988 | 7 | 1 | 0 | 0 | 0 | 0 | 0 | 0 | 0 | 0 | 0 | 0 | 0 | 0 | 0 | 0 | 0 | 0 | 0 | 0 | 0 | 0 | 0 | 0 | 0 | 0 |  | 0 | 0 | 0 | 0 |  | 0 | 0 | 0 | 0 | 0
1988-07-02 | 1988 | 7 | 2 | 0 | 0 | 0 | 0 | 0 | 0 | 0 | 0 | 0 | 0 | 0 | 0 | 0 | 0 | 0 | 0 | 0 | 0 | 1.2 | 1.2 | 0 | 0 | 0 | 0 |  | 2.4 | 2.4 | 2.4 | 0 |  | 0 | 0 | 2.4 | 0 | 0
1988-07-03 | 1988 | 7 | 3 | 0 | 0 | 0 | 0 | 0 | 0 | 0 | 0 | 0 | 0 | 0 | 0 | 0 | 0 | 0 | 0 | 0 | 3.1 | 0.4 | 0.7 | 3.3 | 1.3 | 0.2 | 0.2 |  | 9.2 | 9.2 | 9.2 | 0 |  | 0 | 0 | 9.2 | 0 | 0
1988-07-04 | 1988 | 7 | 4 | 0 | 0 | 0 | 0 | 0 | 0 | 0 | 0 | 0 | 0 | 0 | 0 | 0 | 0 | 0 | 0 | 0 | 0 | 0 | 0 | 0 | 0 | 0 | 0 |  | 0 | 0 | 0 | 0 |  | 0 | 0 | 0 | 0 | 0
1988-07-05 | 1988 | 7 | 5 | 0 | 0 | 0 | 0 | 0 | 0 | 0 | 0 | 1.1 | 1.7 | 2.4 | 0.4 | 0.2 | 3.3 | 3.9 | 0.6 | 5.5 | 0.9 | 0 | 0 | 0 | 0 | 0 | 0 |  | 20 | 20 | 20 | 0 |  | 0 | 0 | 20 | 0 | 0
1988-07-06 | 1988 | 7 | 6 | 0 | 0 | 0 | 0 | 0 | 0 | 0 | 0 | 0 | 0 | 0 | 0 | 0 | 0 | 0 | 0 | 0 | 0 | 0 | 0 | 0 | 0 | 0 | 0 |  | 0 | 0 | 0 | 0 |  | 0 | 0 | 0 | 0 | 0
1988-07-07 | 1988 | 7 | 7 | 0 | 0 | 0 | 0 | 0 | 0 | 0 | 0 | 0 | 0 | 0 | 0 | 0 | 0 | 0 | 0 | 0 | 0 | 0 | 0 | 0 | 0 | 0 | 0 |  | 0 | 0 | 0 | 0 |  | 0 | 0 | 0 | 0 | 0
1988-07-08 | 1988 | 7 | 8 | 0 | 0 | 0 | 0 | 0 | 0 | 0 | 0 | 0 | 0 | 0 | 0 | 0 | 0 | 0 | 0 | 0 | 0 | 0 | 0 | 0 | 0 | 0 | 0 |  | 0 | 0 | 0 | 0 |  | 0 | 0 | 0 | 0 | 0
1988-07-09 | 1988 | 7 | 9 | 0 | 0 | 0 | 0 | 0 | 0 | 0 | 0 | 0 | 0 | 0 | 0 | 0 | 0 | 0 | 0 | 0 | 0 | 0 | 0 | 0 | 0.4 | 0.6 | 1 |  | 2 | 2 | 2 | 0 |  | 0 | 0 | 2 | 0 | 0
1988-07-10 | 1988 | 7 | 10 | 0 | 0 | 0 | 0 | 0 | 0 | 0 | 0 | 0 | 0 | 0 | 0 | 0 | 0 | 0 | 0 | 0 | 0 | 1 | 0 | 0 | 0 | 0 | 0 |  | 1 | 1 | 1 | 0 |  | 0 | 0 | 1 | 0 | 0
1988-07-11 | 1988 | 7 | 11 | 0 | 0 | 0 | 0 | 0 | 0 | 0 | 0 | 0 | 0 | 0 | 0 | 0 | 0 | 0 | 0 | 0 | 0 | 0 | 0 | 0 | 0 | 0 | 0 |  | 0 | 0 | 0 | 0 |  | 0 | 0 | 0 | 0 | 0
1988-07-12 | 1988 | 7 | 12 | 0 | 0 | 0 | 0 | 0 | 0.1 | 0 | 0 | 0.1 | 0 | 0 | 0 | 0 | 0 | 0 | 0 | 0 | 0 | 0 | 0 | 0 | 0 | 0 | 0 |  | 0.2 | 0.2 | 0.2 | 0 |  | 0 | 0 | 0.2 | 0 | 0
1988-07-13 | 1988 | 7 | 13 | 0 | 0 | 0 | 0 | 0 | 0 | 0 | 0 | 0 | 0 | 0 | 0 | 0 | 0 | 0 | 0 | 0 | 0 | 0 | 0 | 0 | 0 | 0 | 0 |  | 0 | 0 | 0 | 0 |  | 0 | 0 | 0 | 0 | 0
1988-07-14 | 1988 | 7 | 14 | 0 | 0 | 0 | 0 | 0 | 0 | 0 | 0 | 0 | 0 | 0 | 0 | 0.2 | 0 | 0 | 0 | 0 | 0 | 0 | 0 | 0 | 0 | 0 | 0 |  | 0.2 | 0.2 | 0.2 | 0 |  | 0 | 0 | 0.2 | 0 | 0
1988-07-15 | 1988 | 7 | 15 | 0 | 0 | 0 | 0 | 0 | 0 | 0 | 0 | 0 | 0 | 0 | 0 | 0 | 0 | 0 | 0 | 0 | 0 | 0 | 0 | 0 | 0 | 0 | 0 |  | 0 | 0 | 0 | 0 |  | 0 | 0 | 0 | 0 | 0
1988-07-16 | 1988 | 7 | 16 | 0 | 0 | 0 | 0 | 0 | 0 | 0 | 0 | 0 | 0 | 0 | 0 | 0 | 0 | 0 | 0 | 0 | 0 | 0 | 0 | 0 | 0 | 0 | 0 |  | 0 | 0 | 0 | 0 |  | 0 | 0 | 0 | 0 | 0
1988-07-17 | 1988 | 7 | 17 | 0 | 0 | 0 | 0 | 0 | 0 | 0 | 0 | 0 | 0 | 0 | 0 | 0 | 0 | 0 | 1.2 | 0 | 0 | 0 | 0 | 0 | 0 | 0 | 0 |  | 1.2 | 1.2 | 1.2 | 0 |  | 0 | 0 | 1.2 | 0 | 0
1988-07-18 | 1988 | 7 | 18 | 0 | 0 | 0 | 0.4 | 0.4 | 0 | 0 | 0 | 0 | 0 | 0 | 0 | 0 | 0 | 0 | 0 | 0 | 0 | 0 | 0 | 0 | 0 | 0 | 0 |  | 0.8 | 0.8 | 0.8 | 0 |  | 0 | 0 | 0.8 | 0 | 0
1988-07-19 | 1988 | 7 | 19 | 0 | 0 | 0 | 0 | 0 | 0 | 0 | 0 | 0 | 0 | 0 | 0 | 0 | 0 | 0 | 0 | 0 | 0 | 0 | 0 | 0 | 0 | 0 | 0 |  | 0 | 0 | 0 | 0 |  | 0 | 0 | 0 | 0 | 0
1988-07-20 | 1988 | 7 | 20 | 0 | 0 | 0 | 0 | 0 | 0 | 0 | 0 | 0 | 0 | 0 | 0 | 0 | 0 | 0 | 0 | 0 | 0 | 0 | 0 | 0 | 0 | 0 | 0 |  | 0 | 0 | 0 | 0 |  | 0 | 0 | 0 | 0 | 0
1988-07-21 | 1988 | 7 | 21 | 0 | 0 | 0 | 0 | 0 | 0 | 0 | 0 | 0 | 0 | 0 | 0 | 0 | 0 | 0 | 0 | 0 | 0 | 0 | 0 | 0 | 0 | 0 | 0 |  | 0 | 0 | 0 | 0 |  | 0 | 0 | 0 | 0 | 0
1988-07-22 | 1988 | 7 | 22 | 0 | 0 | 0 | 0 | 0 | 0 | 0 | 0 | 0 | 0 | 0 | 0 | 0 | 0 | 0 | 0 | 0 | 0 | 0 | 0 | 0 | 0 | 0 | 0 |  | 0 | 0 | 0 | 0 |  | 0 | 0 | 0 | 0 | 0
1988-07-23 | 1988 | 7 | 23 | 0 | 0 | 0 | 0 | 0 | 0 | 0 | 0 | 0 | 0 | 0 | 0 | 0 | 0 | 0 | 0 | 0 | 0 | 0 | 0 | 0 | 0 | 0 | 0 |  | 0 | 0 | 0 | 0 |  | 0 | 0 | 0 | 0 | 0
1988-07-24 | 1988 | 7 | 24 | 0 | 0 | 0 | 0 | 0 | 0 | 0 | 0 | 0 | 0 | 0 | 0 | 0 | 0 | 0 | 0 | 0 | 0 | 0 | 0 | 0 | 0 | 0 | 0 |  | 0 | 0 | 0 | 0 |  | 0 | 0 | 0 | 0 | 0
1988-07-25 | 1988 | 7 | 25 | 0 | 0 | 0 | 0 | 0 | 0 | 0 | 0 | 0 | 0 | 0 | 0 | 0 | 0 | 0 | 0 | 0 | 0 | 0 | 0 | 0 | 0 | 0 | 0 |  | 0 | 0 | 0 | 0 |  | 0 | 0 | 0 | 0 | 0
1988-07-26 | 1988 | 7 | 26 | 0 | 0 | 0 | 0 | 0 | 0 | 0 | 0 | 0 | 0 | 0 | 0 | 0 | 0 | 0 | 0 | 0 | 0 | 0 | 0 | 0 | 0 | 0 | 0 |  | 0 | 0 | 0 | 0 |  | 0 | 0 | 0 | 0 | 0
1988-07-27 | 1988 | 7 | 27 | 0 | 0 | 0 | 0 | 0 | 0 | 0 | 0 | 0 | 0 | 0 | 0 | 0 | 0 | 0 | 0 | 0 | 0 | 0 | 0 | 0 | 0 | 0 | 0 |  | 0 | 0 | 0 | 0 |  | 0 | 0 | 0 | 0 | 0
1988-07-28 | 1988 | 7 | 28 | 0 | 0 | 0 | 0 | 0 | 0 | 0.4 | 0 | 0 | 0 | 0 | 0 | 0 | 0 | 0 | 0 | 0 | 0 | 0 | 0 | 0 | 0 | 0 | 0 |  | 0.4 | 0.4 | 0.4 | 0 |  | 0 | 0 | 0.4 | 0 | 0
1988-07-29 | 1988 | 7 | 29 | 0 | 0 | 0 | 0 | 0 | 0 | 0 | 0 | 0 | 0 | 0 | 0 | 0 | 0 | 0 | 0 | 0 | 0 | 0 | 0 | 0 | 0 | 0 | 0 |  | 0 | 0 | 0 | 0 |  | 0 | 0 | 0 | 0 | 0
1988-07-30 | 1988 | 7 | 30 | 0 | 0 | 0 | 0 | 0 | 0 | 0 | 0 | 0 | 0 | 0 | 0 | 0 | 0 | 0 | 0 | 0 | 0 | 0 | 0 | 0 | 0 | 0 | 0 |  | 0 | 0 | 0 | 0 |  | 0 | 0 | 0 | 0 | 0
1988-07-31 | 1988 | 7 | 31 | 0 | 0 | 0 | 0 | 0 | 0 | 0 | 0 | 0 | 0 | 0 | 0 | 0 | 0 | 0 | 0 | 0 | 0 | 0.4 | 0.7 | 2 | 1.6 | 2.9 | 1.8 |  | 9.4 | 9.4 | 9.4 | 0 |  | 0 | 0 | 9.4 | 0 | 0
1988-08-01 | 1988 | 8 | 1 | 2.2 | 2.2 | 3.8 | 6.9 | 2.6 | 0.9 | 0.4 | 3.1 | 1.5 | 2.2 | 3.8 | 3.8 | 6.2 | 4.2 | 1.5 | 2.9 | 2 | 1.3 | 2 | 1.5 | 2.9 | 2.9 | 4.2 | 0 |  | 65 | 65 | 65 | 0 |  | 0 | 0 | 0 | 65 | 0
1988-08-02 | 1988 | 8 | 2 | 0.2 | 0.2 | 2.8 | 2 | 0 | 0 | 0 | 0 | 0.5 | 0 | 0 | 0 | 0 | 0 | 0 | 0 | 0.8 | 0 | 0 | 0 | 0 | 0 | 0 | 0 |  | 6.5 | 6.5 | 6.5 | 8.8818e-16 |  | 0 | 0 | 0 | 6.5 | 0
1988-08-03 | 1988 | 8 | 3 | 0 | 0 | 0 | 0 | 0 | 0 | 0 | 0 | 0 | 0 | 0 | 0 | 0 | 0 | 0 | 0 | 0 | 0 | 0 | 0 | 0 | 0 | 0 | 0 |  | 0 | 0 | 0 | 0 |  | 0 | 0 | 0 | 0 | 0
1988-08-04 | 1988 | 8 | 4 | 0 | 0 | 0 | 0 | 0 | 0 | 0 | 0 | 0 | 0 | 0 | 0 | 0 | 0 | 0 | 0 | 0 | 0 | 0 | 0 | 0 | 0 | 0 | 0 |  | 0 | 0 | 0 | 0 |  | 0 | 0 | 0 | 0 | 0
1988-08-05 | 1988 | 8 | 5 | 0 | 0 | 0 | 0 | 0 | 0 | 0 | 0 | 0 | 0 | 0 | 0 | 0 | 0 | 0 | 0 | 0 | 0 | 0 | 0 | 0 | 0 | 0 | 0 |  | 0 | 0 | 0 | 0 |  | 0 | 0 | 0 | 0 | 0
1988-08-06 | 1988 | 8 | 6 | 0 | 0 | 0 | 0 | 0 | 0 | 0 | 0 | 0 | 0 | 0 | 0 | 0 | 0 | 3.4 | 0.2 | 0 | 0 | 0 | 0 | 0 | 0 | 0 | 0 |  | 3.6 | 3.6 | 3.6 | 0 |  | 0 | 0 | 0 | 3.6 | 0
1988-08-07 | 1988 | 8 | 7 | 0 | 0 | 0 | 0 | 0 | 0 | 0 | 0 | 0 | 0 | 0 | 0 | 0 | 0 | 0 | 0 | 0 | 0 | 0 | 0 | 0 | 0 | 0 | 0 |  | 0 | 0 | 0 | 0 |  | 0 | 0 | 0 | 0 | 0
1988-08-08 | 1988 | 8 | 8 | 0 | 0 | 0 | 0 | 0 | 0 | 0 | 0 | 0 | 0 | 0 | 0 | 0 | 0 | 0 | 0 | 0 | 0 | 0 | 0 | 0 | 0 | 0 | 0 |  | 0 | 0 | 0 | 0 |  | 0 | 0 | 0 | 0 | 0
1988-08-09 | 1988 | 8 | 9 | 0 | 0 | 0 | 0 | 0 | 0 | 0 | 0 | 0 | 0 | 0 | 0 | 0 | 0 | 0 | 0 | 0 | 0 | 0 | 0 | 0 | 0 | 0 | 0 |  | 0 | 0 | 0 | 0 |  | 0 | 0 | 0 | 0 | 0
1988-08-10 | 1988 | 8 | 10 | 0 | 0 | 0 | 0 | 0 | 0 | 0 | 0 | 0 | 0 | 0 | 0 | 0 | 0 | 0 | 0 | 0 | 0 | 0.2 | 0 | 0 | 3.6 | 0 | 0.6 |  | 4.4 | 4.4 | 4.4 | 0 |  | 0 | 0 | 0 | 4.4 | 0
1988-08-11 | 1988 | 8 | 11 | 0.2 | 7 | 3.1 | 4 | 3.5 | 1.1 | 4.4 | 0.4 | 0.7 | 0 | 0.2 | 0 | 0 | 0 | 0.2 | 0 | 0 | 0 | 0 | 0 | 0 | 0 | 0 | 0 |  | 24.8 | 24.8 | 24.8 | 0 |  | 0 | 0 | 0 | 24.8 | 0
1988-08-12 | 1988 | 8 | 12 | 0 | 0 | 0 | 0 | 0 | 0 | 0 | 0 | 0 | 0 | 0 | 0 | 0 | 0 | 0 | 0 | 0 | 0 | 0 | 0 | 0 | 0 | 0 | 0 |  | 0 | 0 | 0 | 0 |  | 0 | 0 | 0 | 0 | 0
1988-08-13 | 1988 | 8 | 13 | 0 | 0 | 0 | 0 | 0 | 0 | 0 | 0 | 0 | 0 | 0 | 0 | 0 | 0 | 0 | 0 | 0 | 0 | 0 | 0 | 0 | 0 | 0 | 0 |  | 0 | 0 | 0 | 0 |  | 0 | 0 | 0 | 0 | 0
1988-08-14 | 1988 | 8 | 14 | 0 | 0 | 0 | 0 | 0 | 0 | 0 | 0 | 0 | 0 | 0 | 0 | 0 | 0 | 0 | 0 | 0 | 0 | 0 | 0 | 0 | 0 | 0 | 0 |  | 0 | 0 | 0 | 0 |  | 0 | 0 | 0 | 0 | 0
1988-08-15 | 1988 | 8 | 15 | 0 | 0 | 0 | 0 | 0 | 0 | 0 | 0 | 0 | 0 | 0 | 0 | 0 | 0 | 0 | 0 | 0 | 0 | 0 | 0 | 0 | 0 | 0 | 0 |  | 0 | 0 | 0 | 0 |  | 0 | 0 | 0 | 0 | 0
1988-08-16 | 1988 | 8 | 16 | 0 | 0.6 | 0 | 0 | 0 | 0 | 0 | 0 | 0 | 0 | 0 | 0 | 0 | 0 | 0 | 0 | 0 | 0 | 1.5 | 7.7 | 0.2 | 0 | 0 | 3.2 |  | 13.2 | 13.2 | 13.2 | 0 |  | 0 | 0 | 0 | 13.2 | 0
1988-08-17 | 1988 | 8 | 17 | 0 | 0 | 0 | 0 | 0 | 0 | 0 | 0.3 | 0.4 | 0.3 | 0.3 | 0 | 0 | 0 | 0 | 0 | 0 | 0 | 0 | 0 | 0.5 | 0 | 0 | 0 |  | 1.8 | 1.8 | 1.8 | 0 |  | 0 | 0 | 0 | 1.8 | 0
1988-08-18 | 1988 | 8 | 18 | 0 | 0.3 | 0.2 | 0 | 0 | 0 | 0 | 0 | 0 | 0 | 0 | 0 | 0 | 0 | 2.5 | 1 | 0.2 | 0 | 0 | 0 | 0 | 0 | 0 | 0 |  | 4.2 | 4.2 | 4.2 | 0 |  | 0 | 0 | 0 | 4.2 | 0
1988-08-19 | 1988 | 8 | 19 | 0 | 0 | 0 | 0 | 0 | 0 | 0 | 0 | 0 | 0 | 0 | 0 | 0 | 0 | 0 | 0 | 0 | 0 | 0 | 0 | 0 | 0 | 0.2 | 1.4 |  | 1.6 | 1.6 | 1.6 | 2.2204e-16 |  | 0 | 0 | 0 | 1.6 | 0
1988-08-20 | 1988 | 8 | 20 | 0.7 | 0.2 | 0 | 0 | 0 | 0 | 0.2 | 0.7 | 1.8 | 2.7 | 3.1 | 4.3 | 6.3 | 5.6 | 2.9 | 0.7 | 0 | 0 | 0 | 0 | 0 | 0 | 0 | 0.2 |  | 29.4 | 29.4 | 29.4 | 0 |  | 0 | 0 | 0 | 29.4 | 0
1988-08-21 | 1988 | 8 | 21 | 0.3 | 0.3 | 0.5 | 0.8 | 1.9 | 0 | 0 | 0 | 0 | 0 | 0 | 0 | 0 | 0 | 0 | 0 | 0 | 0 | 0 | 0 | 3.2 | 1.1 | 0 | 0 |  | 8.1 | 8.1 | 8.1 | 0 |  | 0 | 0 | 0 | 8.1 | 0
1988-08-22 | 1988 | 8 | 22 | 0 | 0 | 0 | 0 | 0 | 0 | 0 | 0 | 0 | 0 | 0 | 0 | 0 | 0 | 0 | 0 | 0 | 0 | 0 | 0 | 0 | 0 | 0 | 0 |  | 0 | 0 | 0 | 0 |  | 0 | 0 | 0 | 0 | 0
1988-08-23 | 1988 | 8 | 23 | 0 | 0 | 0 | 0 | 0 | 0 | 0 | 0 | 0 | 0 | 0 | 0 | 0 | 0 | 0 | 0 | 0 | 0 | 0 | 0 | 0 | 0 | 0 | 0 |  | 0 | 0 | 0 | 0 |  | 0 | 0 | 0 | 0 | 0
1988-08-24 | 1988 | 8 | 24 | 0 | 0 | 0 | 0 | 0 | 0 | 0 | 0 | 0 | 0 | 0 | 0 | 0 | 0 | 0 | 0 | 0 | 0 | 0 | 0 | 0 | 0 | 0 | 0 |  | 0 | 0 | 0 | 0 |  | 0 | 0 | 0 | 0 | 0
1988-08-25 | 1988 | 8 | 25 | 0 | 0 | 0 | 0 | 0 | 0 | 0 | 0 | 0 | 0 | 0 | 0 | 0 | 0 | 0 | 0 | 0 | 0 | 0 | 0 | 0 | 0.3 | 0.3 | 0.3 |  | 0.9 | 0.9 | 0.9 | 1.1102e-16 |  | 0 | 0 | 0 | 0.9 | 0
1988-08-26 | 1988 | 8 | 26 | 0 | 0 | 0 | 0 | 0 | 0 | 0 | 0 | 0 | 0 | 0 | 0 | 0 | 0 | 0 | 0 | 0 | 0 | 0 | 0 | 0 | 0 | 0 | 0 |  | 0 | 0 | 0 | 0 |  | 0 | 0 | 0 | 0 | 0
1988-08-27 | 1988 | 8 | 27 | 0 | 0 | 0 | 0 | 0 | 0 | 0 | 0 | 0 | 0 | 0 | 0 | 0 | 0 | 0 | 0 | 0 | 0 | 0 | 0 | 0 | 0 | 0 | 0 |  | 0 | 0 | 0 | 0 |  | 0 | 0 | 0 | 0 | 0
1988-08-28 | 1988 | 8 | 28 | 0 | 0 | 0 | 0 | 0 | 0 | 0 | 0 | 0 | 0 | 0 | 0 | 0 | 0 | 0 | 0 | 0 | 0 | 0 | 0 | 0 | 0 | 0 | 0 |  | 0 | 0 | 0 | 0 |  | 0 | 0 | 0 | 0 | 0
1988-08-29 | 1988 | 8 | 29 | 0 | 0 | 0 | 0 | 0 | 0 | 0 | 0 | 0 | 0 | 0 | 0 | 0 | 0 | 0 | 0 | 0 | 0 | 0 | 0 | 0 | 0 | 0 | 0 |  | 0 | 0 | 0 | 0 |  | 0 | 0 | 0 | 0 | 0
1988-08-30 | 1988 | 8 | 30 | 0 | 0 | 0.4 | 0 | 0 | 0 | 0 | 0 | 0 | 0 | 0 | 0 | 0 | 0 | 0 | 0 | 0 | 0 | 0 | 0 | 0 | 0 | 0 | 0 |  | 0.4 | 0.4 | 0.4 | 0 |  | 0 | 0 | 0 | 0.4 | 0
1988-08-31 | 1988 | 8 | 31 | 0 | 0 | 0 | 0 | 0 | 0 | 0 | 0 | 0 | 0 | 0 | 0 | 0 | 0 | 0 | 0 | 0 | 0 | 0 | 0 | 0 | 0 | 0 | 0 |  | 0 | 0 | 0 | 0 |  | 0 | 0 | 0 | 0 | 0
1988-09-01 | 1988 | 9 | 1 | 0 | 0 | 0 | 0 | 0 | 0 | 0 | 0 | 0 | 0 | 0 | 0 | 0 | 0 | 0 | 0 | 0 | 0 | 0 | 0 | 0 | 0 | 0 | 0 |  | 0 | 0 | 0 | 0 |  | 0 | 0 | 0 | 0 | 0
1988-09-02 | 1988 | 9 | 2 | 0 | 0 | 0 | 0 | 0 | 0 | 0 | 0 | 0 | 0 | 0 | 0 | 0 | 0 | 0 | 0 | 0 | 0 | 0 | 0 | 0 | 0 | 0 | 0 |  | 0 | 0 | 0 | 0 |  | 0 | 0 | 0 | 0 | 0
1988-09-03 | 1988 | 9 | 3 | 0 | 0 | 0 | 0 | 0 | 0 | 0 | 0 | 0 | 0 | 0 | 0 | 0 | 0 | 0 | 0 | 0 | 0 | 0 | 0 | 0 | 0 | 0 | 0 |  | 0 | 0 | 0 | 0 |  | 0 | 0 | 0 | 0 | 0
1988-09-04 | 1988 | 9 | 4 | 0 | 0 | 0 | 0 | 0 | 0 | 0 | 0 | 0 | 0 | 0 | 0 | 0 | 0 | 0 | 0 | 0 | 0 | 0 | 0 | 0 | 0 | 0 | 0 |  | 0 | 0 | 0 | 0 |  | 0 | 0 | 0 | 0 | 0
1988-09-05 | 1988 | 9 | 5 | 0 | 0 | 0 | 0 | 0 | 0 | 0 | 0 | 0 | 0 | 0 | 0 | 0 | 0 | 0 | 0 | 0 | 0 | 0 | 0 | 0 | 0 | 0 | 0 |  | 0 | 0 | 0 | 0 |  | 0 | 0 | 0 | 0 | 0
1988-09-06 | 1988 | 9 | 6 | 0 | 0 | 0 | 0 | 0 | 0 | 0 | 0 | 0 | 0 | 0 | 0 | 0 | 0 | 0 | 0 | 0 | 0 | 0 | 0 | 0 | 0 | 0 | 0 |  | 0 | 0 | 0 | 0 |  | 0 | 0 | 0 | 0 | 0
1988-09-07 | 1988 | 9 | 7 | 0 | 0 | 0 | 0 | 0 | 0 | 0 | 0 | 0 | 0 | 0 | 0 | 0 | 0 | 0 | 0 | 0 | 0 | 0 | 0 | 0 | 0 | 0 | 0 |  | 0 | 0 | 0 | 0 |  | 0 | 0 | 0 | 0 | 0
1988-09-08 | 1988 | 9 | 8 | 0 | 0 | 0 | 0 | 0 | 0 | 0 | 0 | 0 | 0 | 0 | 0 | 0 | 0 | 0 | 0 | 0 | 0 | 0 | 0 | 0 | 0 | 0 | 0 |  | 0 | 0 | 0 | 0 |  | 0 | 0 | 0 | 0 | 0
1988-09-09 | 1988 | 9 | 9 | 0 | 0 | 0 | 0 | 0 | 0 | 0 | 0 | 0 | 0 | 0 | 0 | 0 | 0 | 0 | 0 | 0 | 0 | 0 | 0 | 0 | 0 | 0 | 0 |  | 0 | 0 | 0 | 0 |  | 0 | 0 | 0 | 0 | 0
1988-09-10 | 1988 | 9 | 10 | 0 | 0 | 0 | 0 | 0 | 0 | 0 | 0 | 0 | 0 | 0 | 0 | 0.4 | 0.2 | 3 | 2.1 | 1.4 | 1.2 | 0.4 | 0.5 | 0 | 0 | 0 | 0 |  | 9.2 | 9.2 | 9.2 | 0 |  | 0 | 0 | 0 | 0 | 9.2
1988-09-11 | 1988 | 9 | 11 | 0 | 0 | 0 | 0 | 0 | 0 | 0 | 0 | 0 | 0 | 0 | 0 | 0 | 0 | 0 | 0 | 0 | 0 | 0 | 0 | 0 | 0 | 0 | 0 |  | 0 | 0 | 0 | 0 |  | 0 | 0 | 0 | 0 | 0
1988-09-12 | 1988 | 9 | 12 | 0 | 0 | 0 | 0 | 0 | 0 | 0 | 0 | 0 | 0 | 0 | 0 | 0 | 0 | 0 | 0 | 0 | 0 | 0 | 0 | 0 | 0 | 0 | 0 |  | 0 | 0 | 0 | 0 |  | 0 | 0 | 0 | 0 | 0
1988-09-13 | 1988 | 9 | 13 | 0 | 0 | 0 | 0 | 0 | 0 | 0 | 0 | 0 | 0 | 0 | 0 | 0 | 0 | 0 | 0 | 0 | 0 | 0 | 0 | 0 | 0 | 0 | 0 |  | 0 | 0 | 0 | 0 |  | 0 | 0 | 0 | 0 | 0
1988-09-14 | 1988 | 9 | 14 | 0 | 0 | 0 | 0 | 0 | 0 | 0 | 0 | 0 | 0 | 0 | 0 | 0 | 0 | 0 | 0 | 0 | 0 | 0 | 0 | 0 | 0 | 0 | 0 |  | 0 | 0 | 0 | 0 |  | 0 | 0 | 0 | 0 | 0
1988-09-15 | 1988 | 9 | 15 | 0 | 0 | 0 | 0 | 0 | 0 | 0 | 0 | 0 | 0 | 0 | 0 | 0 | 0 | 0 | 0 | 0 | 0 | 0 | 0 | 0 | 0 | 0 | 0 |  | 0 | 0 | 0 | 0 |  | 0 | 0 | 0 | 0 | 0
1988-09-16 | 1988 | 9 | 16 | 0 | 0 | 0 | 0 | 0 | 0 | 0 | 0.2 | 1 | 0 | 0.2 | 0 | 0 | 0 | 0 | 0.3 | 0 | 0 | 0.3 | 0.3 | 0.8 | 0.3 | 0.8 | 0.8 |  | 5 | 5 | 5 | 8.8818e-16 |  | 0 | 0 | 0 | 0 | 5
1988-09-17 | 1988 | 9 | 17 | 0.3 | 0.2 | 0.3 | 0.3 | 0.2 | 0.3 | 0.3 | 0.2 | 0.3 | 0.2 | 0.3 | 0.3 | 0.2 | 0.3 | 0.3 | 0 | 0 | 0 | 0 | 0.2 | 0.3 | 0 | 0 | 0 |  | 4.5 | 4.5 | 4.5 | 8.8818e-16 |  | 0 | 0 | 0 | 0 | 4.5
1988-09-18 | 1988 | 9 | 18 | 0 | 0 | 0 | 0 | 0 | 0 | 0 | 0 | 0 | 0 | 0 | 0 | 0 | 0 | 0 | 0 | 0 | 0 | 0 | 0 | 0 | 0 | 0 | 0 |  | 0 | 0 | 0 | 0 |  | 0 | 0 | 0 | 0 | 0
1988-09-19 | 1988 | 9 | 19 | 0 | 0 | 0 | 0 | 0 | 0.4 | 0.3 | 0 | 0 | 0.4 | 0 | 0 | 0 | 0.4 | 0.3 | 0.4 | 0.3 | 0.4 | 0.4 | 0.3 | 0.4 | 0.4 | 0.3 | 0.4 |  | 5.1 | 5.1 | 5.1 | 0 |  | 0 | 0 | 0 | 0 | 5.1
1988-09-20 | 1988 | 9 | 20 | 0 | 0 | 0.4 | 0.4 | 0 | 0 | 0 | 0 | 0 | 0 | 0 | 0 | 0 | 0 | 0 | 0 | 0 | 0 | 0 | 0 | 0 | 0 | 0 | 0 |  | 0.8 | 0.8 | 0.8 | 0 |  | 0 | 0 | 0 | 0 | 0.8
1988-09-21 | 1988 | 9 | 21 | 0 | 0 | 0 | 0 | 0 | 0 | 0 | 0 | 0 | 0 | 0 | 0 | 0 | 0 | 0 | 0 | 0 | 0 | 0 | 0 | 0 | 0 | 0 | 0 |  | 0 | 0 | 0 | 0 |  | 0 | 0 | 0 | 0 | 0
1988-09-22 | 1988 | 9 | 22 | 0 | 0 | 0 | 0 | 0 | 0 | 0 | 0 | 0 | 0 | 0 | 0 | 0 | 0 | 0 | 0 | 0 | 0 | 0 | 0 | 0 | 0 | 0 | 0 |  | 0 | 0 | 0 | 0 |  | 0 | 0 | 0 | 0 | 0
1988-09-23 | 1988 | 9 | 23 | 0 | 0 | 0 | 0 | 0 | 0 | 0 | 0 | 0 | 0 | 0.5 | 0.8 | 0.5 | 0 | 0.2 | 0 | 0.5 | 1.5 | 1 | 1.5 | 0.2 | 0 | 0 | 0 |  | 6.7 | 6.7 | 6.7 | 0 |  | 0 | 0 | 0 | 0 | 6.7
1988-09-24 | 1988 | 9 | 24 | 0.9 | 0 | 0.9 | 0.9 | 0.8 | 0.9 | 0.9 | 0.9 | 0 | 0 | 0 | 0 | 0 | 0 | 0 | 0 | 0 | 0 | 0 | 0 | 0 | 0 | 0 | 0 |  | 6.2 | 6.2 | 6.2 | 8.8818e-16 |  | 0 | 0 | 0 | 0 | 6.2
1988-09-25 | 1988 | 9 | 25 | 0.4 | 0.4 | 0.5 | 0.4 | 0.4 | 0.4 | 0.4 | 0.5 | 0 | 0 | 0.4 | 0.4 | 0 | 0 | 0 | 0 | 0 | 0 | 0 | 0 | 0 | 0 | 0 | 0 |  | 4.2 | 4.2 | 4.2 | 0 |  | 0 | 0 | 0 | 0 | 4.2
1988-09-26 | 1988 | 9 | 26 | 0 | 0 | 0 | 0 | 0 | 0 | 0 | 0 | 0 | 0 | 0 | 0 | 0 | 0 | 0 | 0 | 0 | 0 | 0 | 0 | 0 | 0 | 0 | 0 |  | 0 | 0 | 0 | 0 |  | 0 | 0 | 0 | 0 | 0
1988-09-27 | 1988 | 9 | 27 | 0 | 0 | 0 | 0 | 0 | 0 | 0 | 0 | 0 | 0 | 0 | 0 | 0 | 0 | 0 | 0 | 0 | 0.9 | 0.9 | 0 | 0 | 0 | 0 | 0 |  | 1.8 | 1.8 | 1.8 | 0 |  | 0 | 0 | 0 | 0 | 1.8
1988-09-28 | 1988 | 9 | 28 | 0 | 0 | 0 | 0 | 0 | 0 | 0 | 0 | 0 | 0 | 0 | 0 | 0 | 0 | 0 | 0 | 0 | 0 | 0 | 0 | 0 | 0 | 0 | 0 |  | 0 | 0 | 0 | 0 |  | 0 | 0 | 0 | 0 | 0
1988-09-29 | 1988 | 9 | 29 | 0 | 0 | 0 | 0 | 0 | 0 | 0 | 0 | 0 | 0 | 0 | 0 | 0 | 0 | 0 | 0 | 0 | 0 | 0 | 0 | 0 | 0 | 0 | 0 |  | 0 | 0 | 0 | 0 |  | 0 | 0 | 0 | 0 | 0
1988-09-30 | 1988 | 9 | 30 | 0 | 0 | 0 | 0 | 0 | 0 | 0 | 0 | 0 | 0 | 0 | 0 | 0 | 0 | 0 | 0 | 0 | 0 | 0 | 0 | 0 | 0 | 0 | 0 |  | 0 | 0 | 0 | 0 |  | 0 | 0 | 0 | 0 | 0
1988-10-01 | 1988 | 10 | 1 | 0 | 0 | 0 | 0 | 0 | 0 | 0 | 0 | 0 | 0 | 0 | 0 | 0 | 0 | 0 | 0 | 0 | 0 | 0 | 0 | 0 | 0 | 0 | 0 |  | 0 | 0 | 0 | 0 |  | 0 | 0 | 0 | 0 | 0
1988-10-02 | 1988 | 10 | 2 | 0 | 0 | 0 | 0 | 0 | 0 | 0 | 0 | 0 | 0 | 0 | 0 | 0 | 0 | 0 | 0 | 0 | 0 | 0 | 0 | 0 | 0 | 0 | 0 |  | 0 | 0 | 0 | 0 |  | 0 | 0 | 0 | 0 | 0
1988-10-03 | 1988 | 10 | 3 | 0 | 0 | 0 | 0 | 0 | 0 | 0 | 0 | 0 | 0 | 0 | 0 | 0 | 0 | 0 | 0 | 0 | 0 | 0 | 0 | 0 | 0 | 0 | 0 |  | 0 | 0 | 0 | 0 |  | 0 | 0 | 0 | 0 | 0
1988-10-04 | 1988 | 10 | 4 | 0 | 0 | 0 | 0 | 0 | 0 | 0 | 0 | 0 | 0 | 0 | 0 | 0 | 0 | 0 | 0 | 0 | 0 | 0 | 0 | 0 | 0 | 0 | 0 |  | 0 | 0 | 0 | 0 |  | 0 | 0 | 0 | 0 | 0
1988-10-05 | 1988 | 10 | 5 | 0 | 0 | 0 | 0 | 0 | 0 | 0 | 0 | 0 | 0 | 0 | 0 | 0 | 0 | 0 | 0 | 0 | 0 | 0 | 0 | 0 | 0 | 0 | 0 |  | 0 | 0 | 0 | 0 |  | 0 | 0 | 0 | 0 | 0
1988-10-06 | 1988 | 10 | 6 | 0 | 0 | 0 | 0 | 0 | 0 | 0 | 0 | 0 | 0 | 0 | 0 | 0 | 0 | 0 | 0 | 0 | 0 | 0 | 0 | 0 | 0 | 0 | 0 |  | 0 | 0 | 0 | 0 |  | 0 | 0 | 0 | 0 | 0
1988-10-07 | 1988 | 10 | 7 | 0 | 0 | 0 | 0 | 0 | 0 | 0 | 0 | 0 | 0 | 0 | 0 | 0 | 0 | 0 | 0 | 0 | 0 | 0 | 0 | 0 | 0 | 0 | 0 |  | 0 | 0 | 0 | 0 |  | 0 | 0 | 0 | 0 | 0
1988-10-08 | 1988 | 10 | 8 | 0 | 0 | 0 | 0 | 0 | 0 | 0 | 0 | 0 | 0 | 0 | 0 | 0 | 0 | 0 | 0 | 0 | 0 | 0 | 0 | 0 | 0 | 0 | 0 |  | 0 | 0 | 0 | 0 |  | 0 | 0 | 0 | 0 | 0
1988-10-09 | 1988 | 10 | 9 | 0 | 0 | 0 | 0 | 0 | 0 | 0 | 0 | 0 | 0 | 0 | 0 | 0 | 0 | 0 | 0 | 0 | 0 | 0 | 0 | 0 | 0 | 0 | 0 |  | 0 | 0 | 0 | 0 |  | 0 | 0 | 0 | 0 | 0
1988-10-10 | 1988 | 10 | 10 | 0 | 0 | 0 | 0 | 0 | 0 | 0 | 0 | 0 | 0 | 0 | 0 | 0 | 0 | 0 | 0 | 0 | 0 | 0 | 0 | 0 | 0 | 0 | 0 |  | 0 | 0 | 0 | 0 |  | 0 | 0 | 0 | 0 | 0
1988-10-11 | 1988 | 10 | 11 | 0 | 0 | 0 | 0 | 0 | 0 | 0 | 0 | 0 | 0 | 0 | 0 | 0 | 0 | 0 | 0 | 0 | 0 | 0 | 0 | 0 | 0 | 0 | 0 |  | 0 | 0 | 0 | 0 |  | 0 | 0 | 0 | 0 | 0
1988-10-12 | 1988 | 10 | 12 | 0 | 0 | 0 | 0 | 0 | 0 | 0 | 0 | 0 | 0 | 0 | 0 | 0 | 0 | 0 | 0 | 0 | 0 | 0 | 0 | 0 | 0 | 0 | 0 |  | 0 | 0 | 0 | 0 |  | 0 | 0 | 0 | 0 | 0
1988-10-13 | 1988 | 10 | 13 | 0 | 0 | 0 | 0 | 0 | 0 | 0 | 0 | 0 | 0 | 0 | 0 | 0 | 0 | 0 | 0 | 0 | 0 | 0 | 0 | 0 | 0 | 0 | 0 |  | 0 | 0 | 0 | 0 |  | 0 | 0 | 0 | 0 | 0
1988-10-14 | 1988 | 10 | 14 | 0 | 0 | 0 | 0 | 0 | 0 | 0 | 0 | 0 | 0 | 0 | 0 | 0 | 0 | 0 | 0 | 0 | 0 | 0 | 0 | 0 | 0 | 0 | 0 |  | 0 | 0 | 0 | 0 |  | 0 | 0 | 0 | 0 | 0
1988-10-15 | 1988 | 10 | 15 | 0 | 0 | 0 | 0 | 0 | 0 | 0.4 | 0 | 0 | 0 | 0 | 0 | 0 | 0 | 0 | 0 | 0 | 0 | 0 | 0 | 0 | 0 | 0 | 0 |  | 0.4 | 0.4 | 0.4 | 0 |  | 0 | 0 | 0 | 0 | 0
1988-10-16 | 1988 | 10 | 16 | 0 | 0 | 0 | 0 | 0 | 0 | 0 | 0 | 0 | 0.4 | 0 | 0 | 0 | 0 | 0 | 0.2 | 0 | 0 | 0 | 0 | 0 | 0 | 0.4 | 0.2 |  | 1.2 | 1.2 | 1.2 | 0 |  | 0 | 0 | 0 | 0 | 0
1988-10-17 | 1988 | 10 | 17 | 0 | 0 | 0 | 0 | 0 | 0 | 0 | 0 | 0 | 0 | 0 | 0 | 0 | 0 | 0 | 0 | 0 | 0 | 0 | 0 | 0 | 0 | 0 | 0 |  | 0 | 0 | 0 | 0 |  | 0 | 0 | 0 | 0 | 0
1988-10-18 | 1988 | 10 | 18 | 0 | 0 | 0 | 0 | 0 | 0 | 0 | 0 | 0 | 0 | 0 | 0 | 0 | 0 | 0 | 0 | 0 | 0 | 0 | 0 | 0 | 0 | 0 | 0 |  | 0 | 0 | 0 | 0 |  | 0 | 0 | 0 | 0 | 0
1988-10-19 | 1988 | 10 | 19 | 0 | 0 | 0 | 0 | 0 | 0 | 0 | 0 | 0 | 0 | 0 | 0 | 0 | 0 | 0 | 0 | 0 | 0 | 0 | 0 | 0 | 0 | 0 | 0 |  | 0 | 0 | 0 | 0 |  | 0 | 0 | 0 | 0 | 0
1988-10-20 | 1988 | 10 | 20 | 0 | 0 | 0 | 0 | 0 | 0 | 0 | 0 | 0 | 0 | 0 | 0 | 0 | 0 | 0 | 0 | 0 | 0 | 0 | 0 | 0 | 0 | 0 | 0 |  | 0 | 0 | 0 | 0 |  | 0 | 0 | 0 | 0 | 0
1988-10-21 | 1988 | 10 | 21 | 0 | 0 | 0 | 0 | 0 | 0 | 0 | 0 | 0 | 0 | 0 | 0 | 0 | 0 | 0 | 0 | 0 | 0 | 0 | 0 | 0 | 0 | 0 | 0 |  | 0 | 0 | 0 | 0 |  | 0 | 0 | 0 | 0 | 0
1988-10-22 | 1988 | 10 | 22 | 0 | 0.6 | 0 | 0 | 0 | 0 | 0 | 0 | 0 | 0 | 0 | 0 | 0 | 0 | 0 | 0 | 0 | 0 | 0 | 0 | 0 | 0 | 0 | 0 |  | 0.6 | 0.6 | 0.6 | 0 |  | 0 | 0 | 0 | 0 | 0
1988-10-23 | 1988 | 10 | 23 | 0 | 0 | 0 | 0 | 0 | 0 | 0 | 0 | 0 | 0 | 0 | 0 | 0 | 0 | 0 | 0 | 0 | 0 | 0 | 0 | 0 | 0 | 0 | 0 |  | 0 | 0 | 0 | 0 |  | 0 | 0 | 0 | 0 | 0
1988-10-24 | 1988 | 10 | 24 | 0 | 0 | 0 | 0 | 0 | 0 | 0 | 0 | 0 | 0 | 0 | 0 | 0 | 0 | 0 | 0 | 0 | 0 | 0 | 0 | 0 | 0 | 0 | 0 |  | 0 | 0 | 0 | 0 |  | 0 | 0 | 0 | 0 | 0
1988-10-25 | 1988 | 10 | 25 | 0 | 0 | 0 | 0 | 0 | 0 | 0 | 0 | 0 | 0 | 0 | 0 | 0 | 0 | 0 | 0 | 0 | 0 | 0 | 0 | 0 | 0 | 0 | 0 |  | 0 | 0 | 0 | 0 |  | 0 | 0 | 0 | 0 | 0
1988-10-26 | 1988 | 10 | 26 | 0 | 0 | 0 | 0 | 0 | 0.4 | 0.3 | 0.4 | 0.4 | 0.3 | 0.4 | 0.3 | 0.4 | 0.4 | 0.3 | 0.4 | 0.4 | 0 | 0 | 0 | 0.3 | 0.4 | 0.3 | 0.4 |  | 5.8 | 5.8 | 5.8 | 0 |  | 0 | 0 | 0 | 0 | 0
1988-10-27 | 1988 | 10 | 27 | 0 | 0 | 0 | 0 | 0 | 0 | 0 | 0 | 0 | 0 | 0 | 0 | 0 | 0 | 0 | 0 | 0 | 0 | 0 | 0 | 0 | 0 | 0 | 0 |  | 0 | 0 | 0 | 0 |  | 0 | 0 | 0 | 0 | 0
1988-10-28 | 1988 | 10 | 28 | 0 | 0 | 0 | 0 | 0 | 0 | 0 | 0 | 0 | 0 | 0 | 0 | 0 | 0 | 0 | 0 | 0 | 0 | 0 | 0 | 0 | 0 | 0 | 0 |  | 0 | 0 | 0 | 0 |  | 0 | 0 | 0 | 0 | 0
1988-10-29 | 1988 | 10 | 29 | 0 | 0 | 0 | 0 | 0 | 0 | 0 | 0 | 0 | 0 | 0 | 0 | 0 | 0 | 0 | 0 | 0 | 0 | 0 | 0 | 0 | 0 | 0 | 0 |  | 0 | 0 | 0 | 0 |  | 0 | 0 | 0 | 0 | 0
1988-10-30 | 1988 | 10 | 30 | 0 | 0 | 0 | 0 | 0 | 0 | 0 | 0 | 0 | 0 | 0 | 0 | 0 | 0 | 0 | 0 | 0 | 0 | 0 | 0 | 0 | 0 | 0 | 0 |  | 0 | 0 | 0 | 0 |  | 0 | 0 | 0 | 0 | 0
1988-10-31 | 1988 | 10 | 31 | 0 | 0 | 0 | 0 | 0 | 0 | 0 | 0 | 0 | 0 | 0 | 0 | 0 | 0 | 0 | 0 | 0 | 0 | 0 | 0 | 0 | 0 | 0 | 0 |  | 0 | 0 | 0 | 0 |  | 0 | 0 | 0 | 0 | 0
1988-11-01 | 1988 | 11 | 1 | 0 | 0 | 0 | 0 | 0 | 0 | 0 | 0 | 0 | 0 | 0 | 0 | 0 | 0 | 0 | 0 | 0 | 0 | 0 | 0 | 0 | 0 | 0 | 0 |  | 0 | 0 | 0 | 0 |  | 0 | 0 | 0 | 0 | 0
1988-11-02 | 1988 | 11 | 2 | 0 | 0 | 0 | 0 | 0 | 0 | 0 | 0 | 0 | 0 | 0 | 0 | 0 | 0 | 0 | 0 | 0 | 0 | 0 | 0 | 0 | 0 | 0 | 0 |  | 0 | 0 | 0 | 0 |  | 0 | 0 | 0 | 0 | 0
1988-11-03 | 1988 | 11 | 3 | 0 | 0 | 0 | 0 | 0 | 0 | 0 | 0 | 0 | 0 | 0 | 0 | 0 | 0 | 0 | 0 | 0 | 0 | 0 | 0 | 0 | 0 | 0 | 0 |  | 0 | 0 | 0 | 0 |  | 0 | 0 | 0 | 0 | 0
1988-11-04 | 1988 | 11 | 4 | 0 | 0 | 0 | 0 | 0 | 0 | 0 | 0 | 0 | 0 | 0 | 0 | 0 | 0 | 0 | 0 | 0 | 0 | 0 | 0 | 0 | 0 | 0 | 0 |  | 0 | 0 | 0 | 0 |  | 0 | 0 | 0 | 0 | 0
1988-11-05 | 1988 | 11 | 5 | 0 | 0 | 0 | 0 | 0 | 0 | 0 | 0 | 0 | 0 | 0 | 0 | 0 | 0 | 0 | 0 | 0 | 0 | 0 | 0 | 0 | 0 | 0 | 0 |  | 0 | 0 | 0 | 0 |  | 0 | 0 | 0 | 0 | 0
1988-11-06 | 1988 | 11 | 6 | 0 | 0 | 0 | 0 | 0 | 0 | 0 | 0 | 0 | 0.8 | 0.7 | 0.8 | 0 | 0 | 0 | 0 | 0 | 0 | 0 | 0 | 0 | 0 | 0 | 0 |  | 2.3 | 2.3 | 2.3 | 0 |  | 0 | 0 | 0 | 0 | 0
1988-11-07 | 1988 | 11 | 7 | 0 | 0 | 0 | 0 | 0 | 0 | 0 | 0 | 0 | 0 | 0 | 0 | 0 | 0 | 0 | 0 | 0 | 0 | 0 | 0 | 0 | 0 | 0 | 0 |  | 0 | 0 | 0 | 0 |  | 0 | 0 | 0 | 0 | 0
1988-11-08 | 1988 | 11 | 8 | 0 | 0 | 0 | 0 | 0 | 0 | 0 | 0 | 0 | 0 | 0 | 0 | 0 | 0 | 0 | 0 | 0 | 0 | 0 | 0 | 0 | 0 | 0 | 0 |  | 0 | 0 | 0 | 0 |  | 0 | 0 | 0 | 0 | 0
1988-11-09 | 1988 | 11 | 9 | 0 | 0 | 0 | 0 | 0 | 0 | 0 | 0 | 0 | 0 | 0 | 0 | 0 | 0 | 0 | 0 | 0 | 0 | 0 | 0 | 0 | 0 | 0 | 0 |  | 0 | 0 | 0 | 0 |  | 0 | 0 | 0 | 0 | 0
1988-11-10 | 1988 | 11 | 10 | 0 | 0 | 0 | 0 | 0 | 0 | 0 | 0 | 0 | 0 | 0 | 0 | 0 | 0 | 0 | 0 | 0 | 0 | 0 | 0 | 0 | 0.2 | 0.2 | 0 |  | 0.4 | 0.4 | 0.4 | 0 |  | 0 | 0 | 0 | 0 | 0
1988-11-11 | 1988 | 11 | 11 | 0 | 0 | 0 | 0 | 0 | 0 | 0 | 0 | 0 | 0 | 0 | 0 | 0 | 0 | 0 | 0 | 0 | 0 | 0 | 0 | 0 | 0 | 0 | 0 |  | 0 | 0 | 0 | 0 |  | 0 | 0 | 0 | 0 | 0
1988-11-12 | 1988 | 11 | 12 | 0 | 0 | 0 | 0 | 0 | 0 | 0 | 0 | 0 | 0 | 0 | 0 | 0 | 0 | 0 | 0 | 0 | 0 | 0 | 0 | 0 | 0 | 0 | 0 |  | 0 | 0 | 0 | 0 |  | 0 | 0 | 0 | 0 | 0
1988-11-13 | 1988 | 11 | 13 | 0 | 0 | 0 | 0 | 0 | 0 | 0 | 0 | 0 | 0 | 0 | 0 | 0 | 0 | 0 | 0 | 0 | 0 | 0 | 0 | 0 | 0 | 0 | 0 |  | 0 | 0 | 0 | 0 |  | 0 | 0 | 0 | 0 | 0
1988-11-14 | 1988 | 11 | 14 | 0 | 0 | 0 | 0.1 | 0 | 0 | 0 | 0 | 0 | 0 | 0 | 0.1 | 0 | 0 | 0 | 0 | 0 | 0 | 0 | 0 | 0 | 0 | 0 | 0 |  | 0.2 | 0.2 | 0.2 | 0 |  | 0 | 0 | 0 | 0 | 0
1988-11-15 | 1988 | 11 | 15 | 0 | 0 | 0 | 0 | 0 | 0 | 0 | 0 | 0 | 0 | 0 | 0 | 0 | 0 | 0 | 0 | 0 | 0 | 0 | 0 | 0 | 0 | 0 | 0 |  | 0 | 0 | 0 | 0 |  | 0 | 0 | 0 | 0 | 0
1988-11-16 | 1988 | 11 | 16 | 0 | 0 | 0 | 0 | 0 | 0 | 0 | 0 | 0 | 0 | 0 | 0 | 0 | 0 | 0 | 0 | 0 | 0 | 0 | 0 | 0 | 0 | 0 | 0 |  | 0 | 0 | 0 | 0 |  | 0 | 0 | 0 | 0 | 0
1988-11-17 | 1988 | 11 | 17 | 0 | 0 | 0 | 0 | 0 | 0 | 0 | 0 | 0 | 0 | 0 | 0 | 0 | 0 | 0 | 0 | 0 | 0 | 0 | 0 | 0 | 0 | 0 | 0 |  | 0 | 0 | 0 | 0 |  | 0 | 0 | 0 | 0 | 0
1988-11-18 | 1988 | 11 | 18 | 0 | 0 | 0 | 0 | 0 | 0 | 0 | 0 | 0 | 0 | 0 | 0 | 0 | 0 | 0 | 0 | 0 | 0 | 0 | 0 | 0 | 0 | 0 | 0 |  | 0 | 0 | 0 | 0 |  | 0 | 0 | 0 | 0 | 0
1988-11-19 | 1988 | 11 | 19 | 0 | 0 | 0 | 0 | 0 | 0 | 0 | 0 | 0 | 0 | 0 | 0 | 0 | 0 | 0 | 0 | 0 | 0 | 0 | 0 | 0 | 0 | 0 | 0 |  | 0 | 0 | 0 | 0 |  | 0 | 0 | 0 | 0 | 0
1988-11-20 | 1988 | 11 | 20 | 0 | 0 | 0 | 0 | 0 | 0 | 0 | 0 | 0 | 0 | 0 | 0 | 0 | 0 | 0 | 0 | 0 | 0 | 0 | 0 | 0 | 0 | 0 | 0 |  | 0 | 0 | 0 | 0 |  | 0 | 0 | 0 | 0 | 0
1988-11-21 | 1988 | 11 | 21 | 0 | 0 | 0 | 0 | 0 | 0 | 0 | 0 | 0 | 0 | 0 | 0 | 0 | 0 | 0 | 0 | 0 | 0 | 0 | 0 | 0 | 0 | 0 | 0 |  | 0 | 0 | 0 | 0 |  | 0 | 0 | 0 | 0 | 0
1988-11-22 | 1988 | 11 | 22 | 0 | 0 | 0 | 0 | 0 | 0 | 0 | 0 | 0 | 0 | 0 | 0 | 0 | 0 | 0 | 0 | 0 | 0 | 0 | 0 | 0 | 0 | 0 | 0 |  | 0 | 0 | 0 | 0 |  | 0 | 0 | 0 | 0 | 0
1988-11-23 | 1988 | 11 | 23 | 0 | 0.1 | 0 | 0.1 | 0 | 0.1 | 0 | 0.1 | 0 | 0.1 | 0.1 | 0 | 0.1 | 0.1 | 0 | 0.1 | 0 | 0.1 | 0.1 | 0.1 | 0 | 0.1 | 0 | 0.1 |  | 1.4 | 1.4 | 1.4 | 2.2204e-16 |  | 0 | 0 | 0 | 0 | 0
1988-11-24 | 1988 | 11 | 24 | 0 | 0 | 0 | 0 | 0 | 0 | 0 | 0 | 0 | 0 | 0 | 0 | 0 | 0 | 0 | 0 | 0 | 0 | 0 | 0 | 0 | 0 | 0 | 0 |  | 0 | 0 | 0 | 0 |  | 0 | 0 | 0 | 0 | 0
1988-11-25 | 1988 | 11 | 25 | 0 | 0 | 0 | 0 | 0 | 0 | 0 | 0 | 0 | 0 | 0 | 0 | 0 | 0 | 0.2 | 0.2 | 0.2 | 0.2 | 0.2 | 0.2 | 0.2 | 0.2 | 0.2 | 0.2 |  | 2 | 2 | 2 | 2.2204e-16 |  | 0 | 0 | 0 | 0 | 0
1988-11-26 | 1988 | 11 | 26 | 0.1 | 0 | 0.1 | 0 | 0.1 | 0 | 0.1 | 0.1 | 0 | 0.1 | 0 | 0.1 | 0 | 0.1 | 0 | 0 | 0 | 0 | 0 | 0 | 0 | 0 | 0 | 0 |  | 0.8 | 0.8 | 0.8 | 1.1102e-16 |  | 0 | 0 | 0 | 0 | 0
1988-11-27 | 1988 | 11 | 27 | 0 | 0 | 0 | 0 | 0 | 0 | 0 | 0 | 0 | 0 | 0 | 0 | 0 | 0 | 0 | 0 | 0 | 0 | 0 | 0 | 0 | 0 | 0 | 0 |  | 0 | 0 | 0 | 0 |  | 0 | 0 | 0 | 0 | 0
1988-11-28 | 1988 | 11 | 28 | 0 | 0 | 0 | 0 | 0 | 0 | 0 | 0 | 0 | 0 | 0 | 0 | 0 | 0 | 0 | 0 | 0 | 0 | 0 | 0 | 0 | 0 | 0 | 0 |  | 0 | 0 | 0 | 0 |  | 0 | 0 | 0 | 0 | 0
1988-11-29 | 1988 | 11 | 29 | 0 | 0 | 0 | 0 | 0 | 0 | 0 | 0 | 0 | 0 | 0 | 0 | 0 | 0 | 0 | 0 | 0 | 0 | 0 | 0 | 0 | 0 | 0 | 0 |  | 0 | 0 | 0 | 0 |  | 0 | 0 | 0 | 0 | 0
1988-11-30 | 1988 | 11 | 30 | 0 | 0 | 0 | 0 | 0 | 0 | 0 | 0 | 0 | 0 | 0 | 0 | 0 | 0 | 0 | 0 | 0 | 0 | 0 | 0 | 0 | 0 | 0 | 0 |  | 0 | 0 | 0 | 0 |  | 0 | 0 | 0 | 0 | 0
1988-12-01 | 1988 | 12 | 1 | 0 | 0 | 0 | 0 | 0 | 0 | 0 | 0 | 0 | 0 | 0 | 0 | 0 | 0 | 0 | 0 | 0 | 0 | 0 | 0 | 0 | 0 | 0 | 0 |  | 0 | 0 | 0 | 0 |  | 0 | 0 | 0 | 0 | 0
1988-12-02 | 1988 | 12 | 2 | 0 | 0 | 0 | 0 | 0 | 0 | 0 | 0 | 0 | 0 | 0 | 0 | 0 | 0 | 0 | 0 | 0 | 0 | 0 | 0 | 0 | 0 | 0 | 0 |  | 0 | 0 | 0 | 0 |  | 0 | 0 | 0 | 0 | 0
1988-12-03 | 1988 | 12 | 3 | 0 | 0 | 0 | 0 | 0 | 0 | 0 | 0 | 0 | 0 | 0 | 0 | 0 | 0 | 0 | 0 | 0 | 0 | 0 | 0 | 0 | 0 | 0 | 0 |  | 0 | 0 | 0 | 0 |  | 0 | 0 | 0 | 0 | 0
1988-12-04 | 1988 | 12 | 4 | 0 | 0 | 0 | 0 | 0 | 0 | 0 | 0 | 0 | 0 | 0 | 0 | 0 | 0 | 0 | 0 | 0 | 0 | 0 | 0 | 0 | 0 | 0 | 0 |  | 0 | 0 | 0 | 0 |  | 0 | 0 | 0 | 0 | 0
1988-12-05 | 1988 | 12 | 5 | 0 | 0 | 0 | 0 | 0 | 0 | 0 | 0 | 0 | 0 | 0 | 0 | 0 | 0 | 0 | 0 | 0 | 0 | 0 | 0 | 0 | 0 | 0 | 0 |  | 0 | 0 | 0 | 0 |  | 0 | 0 | 0 | 0 | 0
1988-12-06 | 1988 | 12 | 6 | 0 | 0 | 0 | 0 | 0 | 0 | 0 | 0 | 0 | 0 | 0 | 0 | 0 | 0 | 0 | 0 | 0 | 0 | 0 | 0 | 0 | 0 | 0 | 0 |  | 0 | 0 | 0 | 0 |  | 0 | 0 | 0 | 0 | 0
1988-12-07 | 1988 | 12 | 7 | 0 | 0 | 0 | 0 | 0 | 0 | 0 | 0 | 0 | 0 | 0 | 0 | 0 | 0 | 0 | 0 | 0 | 0 | 0 | 0 | 0 | 0 | 0 | 0 |  | 0 | 0 | 0 | 0 |  | 0 | 0 | 0 | 0 | 0
1988-12-08 | 1988 | 12 | 8 | 0 | 0 | 0 | 0 | 0 | 0 | 0 | 0 | 0 | 0 | 0 | 0 | 0 | 0 | 0 | 0 | 0 | 0 | 0 | 0 | 0 | 0 | 0 | 0 |  | 0 | 0 | 0 | 0 |  | 0 | 0 | 0 | 0 | 0
1988-12-09 | 1988 | 12 | 9 | 0 | 0 | 0 | 0 | 0 | 0 | 0 | 0 | 0 | 0 | 0 | 0 | 0 | 0 | 0 | 0 | 0 | 0 | 0 | 0 | 0 | 0 | 0 | 0 |  | 0 | 0 | 0 | 0 |  | 0 | 0 | 0 | 0 | 0
1988-12-10 | 1988 | 12 | 10 | 0 | 0 | 0 | 0 | 0 | 0 | 0 | 0 | 0 | 0 | 0 | 0 | 0 | 0 | 0 | 0 | 0 | 0 | 0 | 0 | 0 | 0 | 0 | 0 |  | 0 | 0 | 0 | 0 |  | 0 | 0 | 0 | 0 | 0
1988-12-11 | 1988 | 12 | 11 | 0 | 0 | 0 | 0 | 0 | 0 | 0 | 0 | 0 | 0 | 0 | 0 | 0 | 0 | 0 | 0 | 0 | 0 | 0 | 0 | 0 | 0 | 0 | 0 |  | 0 | 0 | 0 | 0 |  | 0 | 0 | 0 | 0 | 0
1988-12-12 | 1988 | 12 | 12 | 0 | 0 | 0 | 0 | 0 | 0 | 0 | 0 | 0 | 0 | 0 | 0 | 0 | 0 | 0 | 0 | 0 | 0 | 0 | 0 | 0 | 0 | 0 | 0 |  | 0 | 0 | 0 | 0 |  | 0 | 0 | 0 | 0 | 0
1988-12-13 | 1988 | 12 | 13 | 0 | 0 | 0 | 0 | 0 | 0 | 0 | 0 | 0 | 0 | 0 | 0.3 | 0.2 | 0 | 0.3 | 0.3 | 0.3 | 0.2 | 0.3 | 0.3 | 0.2 | 0 | 0.3 | 0 |  | 2.7 | 2.7 | 2.7 | 0 |  | 0 | 0 | 0 | 0 | 0
1988-12-14 | 1988 | 12 | 14 | 0 | 0 | 0 | 0 | 0 | 0 | 0 | 0 | 0 | 0 | 0 | 0 | 0 | 0 | 0 | 0 | 0 | 0 | 0 | 0 | 0 | 0 | 0 | 0 |  | 0 | 0 | 0 | 0 |  | 0 | 0 | 0 | 0 | 0
1988-12-15 | 1988 | 12 | 15 | 0 | 0 | 0 | 0 | 0 | 0 | 0 | 0 | 0 | 0 | 0 | 0 | 0 | 0 | 0 | 0 | 0 | 0 | 0 | 0 | 0 | 0 | 0 | 0 |  | 0 | 0 | 0 | 0 |  | 0 | 0 | 0 | 0 | 0
1988-12-16 | 1988 | 12 | 16 | 0 | 0 | 0 | 0 | 0 | 0 | 0 | 0 | 0 | 0 | 0 | 0 | 0 | 0 | 0 | 0 | 0 | 0 | 0 | 0 | 0 | 0 | 0 | 0 |  | 0 | 0 | 0 | 0 |  | 0 | 0 | 0 | 0 | 0
1988-12-17 | 1988 | 12 | 17 | 0 | 0 | 0 | 0 | 0 | 0 | 0 | 0 | 0 | 0 | 0 | 0 | 0 | 0 | 0 | 0 | 0 | 0 | 0 | 0 | 0 | 0 | 0 | 0 |  | 0 | 0 | 0 | 0 |  | 0 | 0 | 0 | 0 | 0
1988-12-18 | 1988 | 12 | 18 | 0 | 0 | 0 | 0 | 0 | 0 | 0 | 0 | 0 | 0 | 0 | 0 | 0 | 0 | 0 | 0 | 0 | 0 | 0 | 0 | 0 | 0 | 0 | 0 |  | 0 | 0 | 0 | 0 |  | 0 | 0 | 0 | 0 | 0
1988-12-19 | 1988 | 12 | 19 | 0.1 | 0.2 | 0.1 | 0.1 | 0.1 | 0.2 | 0.1 | 0.1 | 0.1 | 0 | 0.2 | 0.1 | 0 | 0 | 0 | 0 | 0 | 0 | 0 | 0 | 0 | 0 | 0 | 0 |  | 1.4 | 1.4 | 1.4 | 2.2204e-16 |  | 0 | 0 | 0 | 0 | 0
1988-12-20 | 1988 | 12 | 20 | 0 | 0 | 0 | 0 | 0 | 0 | 0 | 0 | 0 | 0 | 0 | 0 | 0 | 0 | 0 | 0 | 0 | 0 | 0 | 0 | 0 | 0 | 0 | 0 |  | 0 | 0 | 0 | 0 |  | 0 | 0 | 0 | 0 | 0
1988-12-21 | 1988 | 12 | 21 | 0 | 0 | 0 | 0 | 0 | 0 | 0 | 0 | 0 | 0 | 0 | 0 | 0 | 0 | 0 | 0 | 0 | 0.1 | 0.1 | 0.1 | 0 | 0 | 0 | 0 |  | 0.3 | 0.3 | 0.3 | 5.5511e-17 |  | 0 | 0 | 0 | 0 | 0
1988-12-22 | 1988 | 12 | 22 | 0 | 0 | 0 | 0 | 0 | 0 | 0 | 0 | 0 | 0 | 0 | 0 | 0 | 0 | 0 | 0 | 0 | 0 | 0 | 0 | 0 | 0 | 0 | 0 |  | 0 | 0 | 0 | 0 |  | 0 | 0 | 0 | 0 | 0
1988-12-23 | 1988 | 12 | 23 | 0 | 0 | 0 | 0 | 0 | 0 | 0 | 0 | 0 | 0 | 0 | 0 | 0 | 0 | 0 | 0 | 0 | 0 | 0 | 0 | 0 | 0 | 0 | 0 |  | 0 | 0 | 0 | 0 |  | 0 | 0 | 0 | 0 | 0
1988-12-24 | 1988 | 12 | 24 | 0 | 0 | 0 | 0 | 0 | 0 | 0 | 0 | 0 | 0 | 0 | 0 | 0 | 0 | 0 | 0 | 0 | 0 | 0 | 0 | 0 | 0 | 0 | 0 |  | 0 | 0 | 0 | 0 |  | 0 | 0 | 0 | 0 | 0
1988-12-25 | 1988 | 12 | 25 | 0 | 0 | 0 | 0 | 0 | 0.1 | 0 | 0 | 0 | 0 | 0 | 0 | 0 | 0 | 0 | 0 | 0 | 0.1 | 0 | 0 | 0 | 0 | 0 | 0 |  | 0.2 | 0.2 | 0.2 | 0 |  | 0 | 0 | 0 | 0 | 0
1988-12-26 | 1988 | 12 | 26 | 0 | 0 | 0 | 0 | 0 | 0 | 0 | 0 | 0 | 0 | 0 | 0 | 0 | 0 | 0 | 0 | 0 | 0 | 0 | 0 | 0 | 0 | 0 | 0 |  | 0 | 0 | 0 | 0 |  | 0 | 0 | 0 | 0 | 0
1988-12-27 | 1988 | 12 | 27 | 0 | 0 | 0 | 0 | 0 | 0 | 0 | 0 | 0 | 0 | 0 | 0 | 0 | 0 | 0 | 0 | 0 | 0 | 0 | 0 | 0 | 0 | 0 | 0 |  | 0 | 0 | 0 | 0 |  | 0 | 0 | 0 | 0 | 0
1988-12-28 | 1988 | 12 | 28 | 0 | 0 | 0 | 0 | 0 | 0 | 0 | 0 | 0 | 0 | 0 | 0 | 0 | 0 | 0 | 0 | 0 | 0 | 0 | 0 | 0 | 0 | 0 | 0 |  | 0 | 0 | 0 | 0 |  | 0 | 0 | 0 | 0 | 0
1988-12-29 | 1988 | 12 | 29 | 0 | 0 | 0 | 0 | 0 | 0 | 0 | 0 | 0 | 0 | 0 | 0 | 0 | 0 | 0 | 0 | 0 | 0 | 0 | 0 | 0 | 0 | 0 | 0 |  | 0 | 0 | 0 | 0 |  | 0 | 0 | 0 | 0 | 0
1988-12-30 | 1988 | 12 | 30 | 0 | 0 | 0 | 0 | 0 | 0 | 0 | 0 | 0 | 0 | 0 | 0 | 0 | 0 | 0 | 0 | 0 | 0 | 0 | 0 | 0 | 0 | 0 | 0 |  | 0 | 0 | 0 | 0 |  | 0 | 0 | 0 | 0 | 0
1988-12-31 | 1988 | 12 | 31 | 0 | 0.1 | 0 | 0 | 0 | 0.1 | 0 | 0 | 0 | 0.1 | 0 | 0 | 0 | 0 | 0 | 0 | 0 | 0 | 0 | 0 | 0 | 0 | 0 | 0 |  | 0.3 | 0.3 | 0.3 | 5.5511e-17 |  | 0 | 0 | 0 | 0 | 0
1989-01-01 | 1989 | 1 | 1 | 0 | 0 | 0 | 0 | 0 | 0 | 0 | 0 | 0 | 0 | 0 | 0 | 0 | 0 | 0 | 0 | 0 | 0 | 0 | 0 | 0 | 0 | 0 | 0 |  | 0 | 0 | 0 | 0 |  | 0 | 0 | 0 | 0 | 0
1989-01-02 | 1989 | 1 | 2 | 0 | 0 | 0 | 0 | 0 | 0 | 0 | 0 | 0 | 0 | 0 | 0 | 0 | 0 | 0 | 0 | 0 | 0 | 0 | 0 | 0 | 0 | 0 | 0 |  | 0 | 0 | 0 | 0 |  | 0 | 0 | 0 | 0 | 0
1989-01-03 | 1989 | 1 | 3 | 0 | 0 | 0 | 0 | 0 | 0 | 0 | 0 | 0 | 0 | 0 | 0 | 0 | 0 | 0 | 0 | 0 | 0 | 0 | 0 | 0 | 0 | 0 | 0 |  | 0 | 0 | 0 | 0 |  | 0 | 0 | 0 | 0 | 0
1989-01-04 | 1989 | 1 | 4 | 0 | 0 | 0 | 0.1 | 0 | 0.2 | 0.1 | 0.2 | 0.1 | 0.2 | 0.1 | 0.1 | 0.2 | 0.1 | 0.2 | 0 | 0 | 0 | 0 | 0 | 0 | 0.1 | 0.2 | 0.1 |  | 2 | 2 | 2 | 4.4409e-16 |  | 0 | 0 | 0 | 0 | 0
1989-01-05 | 1989 | 1 | 5 | 0.6 | 0.5 | 0.6 | 0.6 | 0.5 | 0.6 | 0.6 | 0.5 | 0.6 | 0.6 | 0.5 | 0.6 | 0.6 | 0.5 | 0.6 | 0.6 | 0.5 | 0.6 | 0.6 | 0.5 | 0.6 | 0.6 | 0.5 | 0.6 |  | 13.6 | 13.6 | 13.6 | 3.5527e-15 |  | 0 | 0 | 0 | 0 | 0
1989-01-06 | 1989 | 1 | 6 | 0.1 | 0.1 | 0.1 | 0.1 | 0.1 | 0 | 0.1 | 0.1 | 0.1 | 0.1 | 0.1 | 0.1 | 0.1 | 0.1 | 0.1 | 0.1 | 0.1 | 0 | 0.1 | 0.1 | 0.1 | 0.1 | 0.1 | 0.1 |  | 2.2 | 2.2 | 2.2 | 4.4409e-16 |  | 0 | 0 | 0 | 0 | 0
1989-01-07 | 1989 | 1 | 7 | 0 | 0 | 0 | 0 | 0 | 0 | 0 | 0 | 0 | 0 | 0 | 0 | 0 | 0 | 0 | 0 | 0 | 0 | 0 | 0 | 0 | 0 | 0 | 0 |  | 0 | 0 | 0 | 0 |  | 0 | 0 | 0 | 0 | 0
1989-01-08 | 1989 | 1 | 8 | 0 | 0 | 0 | 0 | 0 | 0 | 0 | 0 | 0 | 0 | 0 | 0 | 0 | 0 | 0 | 0 | 0 | 0 | 0 | 0 | 0 | 0 | 0 | 0 |  | 0 | 0 | 0 | 0 |  | 0 | 0 | 0 | 0 | 0
1989-01-09 | 1989 | 1 | 9 | 0 | 0 | 0 | 0 | 0 | 0 | 0 | 0 | 0 | 0 | 0 | 0 | 0 | 0 | 0 | 0 | 0 | 0 | 0 | 0 | 0 | 0 | 0 | 0 |  | 0 | 0 | 0 | 0 |  | 0 | 0 | 0 | 0 | 0
1989-01-10 | 1989 | 1 | 10 | 0 | 0 | 0 | 0 | 0 | 0 | 0 | 0 | 0 | 0 | 0 | 0 | 0 | 0 | 0 | 0 | 0 | 0 | 0 | 0 | 0 | 0 | 0 | 0 |  | 0 | 0 | 0 | 0 |  | 0 | 0 | 0 | 0 | 0
1989-01-11 | 1989 | 1 | 11 | 0 | 0 | 0 | 0 | 0 | 0 | 0 | 0 | 0 | 0 | 0 | 0 | 0 | 0 | 0 | 0 | 0 | 0 | 0 | 0 | 0 | 0 | 0 | 0 |  | 0 | 0 | 0 | 0 |  | 0 | 0 | 0 | 0 | 0
1989-01-12 | 1989 | 1 | 12 | 0 | 0 | 0 | 0 | 0 | 0 | 0 | 0 | 0 | 0 | 0 | 0 | 0 | 0 | 0 | 0 | 0 | 0 | 0 | 0 | 0 | 0 | 0 | 0 |  | 0 | 0 | 0 | 0 |  | 0 | 0 | 0 | 0 | 0
1989-01-13 | 1989 | 1 | 13 | 0 | 0 | 0 | 0 | 0 | 0 | 0 | 0 | 0 | 0 | 0 | 0 | 0 | 0 | 0 | 0 | 0.2 | 0.2 | 0.2 | 0.2 | 0.2 | 0.2 | 0.2 | 0.2 |  | 1.6 | 1.6 | 1.6 | 2.2204e-16 |  | 0 | 0 | 0 | 0 | 0
1989-01-14 | 1989 | 1 | 14 | 0 | 0 | 0 | 0 | 0 | 0 | 0 | 0 | 0 | 0 | 0 | 0 | 0 | 0 | 0 | 0 | 0 | 0 | 0 | 0 | 0 | 0 | 0 | 0 |  | 0 | 0 | 0 | 0 |  | 0 | 0 | 0 | 0 | 0
1989-01-15 | 1989 | 1 | 15 | 0 | 0 | 0 | 0 | 0 | 0 | 0 | 0 | 0 | 0 | 0 | 0 | 0 | 0 | 0 | 0 | 0 | 0 | 0 | 0 | 0 | 0 | 0 | 0 |  | 0 | 0 | 0 | 0 |  | 0 | 0 | 0 | 0 | 0
1989-01-16 | 1989 | 1 | 16 | 0 | 0 | 0 | 0 | 0 | 0 | 0 | 0 | 0 | 0 | 0 | 0 | 0 | 0 | 0 | 0 | 0 | 0 | 0 | 0 | 0 | 0 | 0 | 0 |  | 0 | 0 | 0 | 0 |  | 0 | 0 | 0 | 0 | 0
1989-01-17 | 1989 | 1 | 17 | 0 | 0 | 0 | 0 | 0 | 0 | 0 | 0 | 0 | 0 | 0 | 0 | 0 | 0 | 0 | 0 | 0 | 0 | 0 | 0 | 0 | 0 | 0 | 0 |  | 0 | 0 | 0 | 0 |  | 0 | 0 | 0 | 0 | 0
1989-01-18 | 1989 | 1 | 18 | 0 | 0 | 0 | 0 | 0 | 0 | 0 | 0 | 0 | 0 | 0 | 0 | 0 | 0 | 0 | 0 | 0.2 | 0.2 | 0 | 0 | 0 | 0 | 0 | 0 |  | 0.4 | 0.4 | 0.4 | 0 |  | 0 | 0 | 0 | 0 | 0
1989-01-19 | 1989 | 1 | 19 | 0 | 0 | 0 | 0 | 0 | 0 | 0 | 0 | 0 | 0 | 0 | 0 | 0 | 0 | 0 | 0 | 0 | 0 | 0 | 0 | 0 | 0 | 0 | 0 |  | 0 | 0 | 0 | 0 |  | 0 | 0 | 0 | 0 | 0
1989-01-20 | 1989 | 1 | 20 | 0 | 0 | 0 | 0 | 0 | 0 | 0 | 0 | 0 | 0 | 0 | 0 | 0 | 0 | 0 | 0 | 0 | 0 | 0 | 0 | 0 | 0 | 0 | 0 |  | 0 | 0 | 0 | 0 |  | 0 | 0 | 0 | 0 | 0
1989-01-21 | 1989 | 1 | 21 | 0 | 0 | 0 | 0 | 0 | 0 | 0 | 0 | 0 | 0 | 0 | 0 | 0 | 0 | 0 | 0 | 0 | 0 | 0 | 0 | 0 | 0 | 0 | 0 |  | 0 | 0 | 0 | 0 |  | 0 | 0 | 0 | 0 | 0
1989-01-22 | 1989 | 1 | 22 | 0 | 0 | 0 | 0 | 0 | 0 | 0 | 0 | 0 | 0 | 0 | 0 | 0 | 0 | 0 | 0 | 0 | 0 | 0 | 0 | 0.3 | 0.3 | 0.3 | 0.3 |  | 1.2 | 1.2 | 1.2 | 0 |  | 0 | 0 | 0 | 0 | 0
1989-01-23 | 1989 | 1 | 23 | 0.1 | 0 | 0.1 | 0 | 0 | 0 | 0 | 0 | 0 | 0 | 0 | 0 | 0 | 0 | 0 | 0 | 0 | 0 | 0 | 0 | 0 | 0 | 0 | 0 |  | 0.2 | 0.2 | 0.2 | 0 |  | 0 | 0 | 0 | 0 | 0
1989-01-24 | 1989 | 1 | 24 | 0 | 0 | 0 | 0 | 0 | 0 | 0 | 0 | 0 | 0 | 0 | 0 | 0 | 0 | 0 | 0 | 0 | 0 | 0 | 0 | 0 | 0 | 0 | 0 |  | 0 | 0 | 0 | 0 |  | 0 | 0 | 0 | 0 | 0
1989-01-25 | 1989 | 1 | 25 | 0 | 0 | 0 | 0 | 0 | 0 | 0 | 0 | 0 | 0 | 0 | 0 | 0 | 0 | 0 | 0 | 0 | 0 | 0 | 0 | 0 | 0 | 0 | 0 |  | 0 | 0 | 0 | 0 |  | 0 | 0 | 0 | 0 | 0
1989-01-26 | 1989 | 1 | 26 | 0 | 0 | 0 | 0 | 0 | 0 | 0 | 0 | 0 | 0 | 0 | 0 | 0 | 0 | 0 | 0 | 0 | 0 | 0 | 0 | 0 | 0 | 0 | 0 |  | 0 | 0 | 0 | 0 |  | 0 | 0 | 0 | 0 | 0
1989-01-27 | 1989 | 1 | 27 | 0 | 0 | 0 | 0 | 0 | 0 | 0 | 0 | 0 | 0 | 0 | 0 | 0 | 0 | 0 | 0 | 0 | 0 | 0 | 0 | 0 | 0 | 0 | 0 |  | 0 | 0 | 0 | 0 |  | 0 | 0 | 0 | 0 | 0
1989-01-28 | 1989 | 1 | 28 | 0 | 0 | 0 | 0 | 0 | 0 | 0 | 0 | 0 | 0 | 0 | 0 | 0 | 0 | 0 | 0 | 0 | 0 | 0 | 0 | 0 | 0 | 0 | 0 |  | 0 | 0 | 0 | 0 |  | 0 | 0 | 0 | 0 | 0
1989-01-29 | 1989 | 1 | 29 | 0 | 0 | 0 | 0 | 0 | 0 | 0 | 0 | 0 | 0 | 0 | 0 | 0 | 0 | 0 | 0 | 0 | 0 | 0 | 0 | 0 | 0 | 0 | 0 |  | 0 | 0 | 0 | 0 |  | 0 | 0 | 0 | 0 | 0
1989-01-30 | 1989 | 1 | 30 | 0 | 0 | 0 | 0 | 0 | 0 | 0 | 0 | 0 | 0 | 0 | 0 | 0.1 | 0.1 | 0.1 | 0.1 | 0.1 | 0.1 | 0.1 | 0.1 | 0.1 | 0.1 | 0.1 | 0.1 |  | 1.2 | 1.2 | 1.2 | 0 |  | 0 | 0 | 0 | 0 | 0
1989-01-31 | 1989 | 1 | 31 | 0.1 | 0 | 0.1 | 0 | 0.1 | 0.1 | 0 | 0.1 | 0 | 0.1 | 0 | 0.1 | 0.1 | 0 | 0 | 0 | 0 | 0 | 0 | 0 | 0 | 0.1 | 0 | 0.1 |  | 1 | 1 | 1 | 1.1102e-16 |  | 0 | 0 | 0 | 0 | 0
1989-02-01 | 1989 | 2 | 1 | 0 | 0 | 0 | 0 | 0 | 0 | 0 | 0 | 0 | 0 | 0 | 0 | 0 | 0 | 0 | 0 | 0 | 0 | 0 | 0 | 0 | 0 | 0 | 0 |  | 0 | 0 | 0 | 0 |  | 0 | 0 | 0 | 0 | 0
1989-02-02 | 1989 | 2 | 2 | 0 | 0 | 0 | 0 | 0 | 0 | 0 | 0 | 0 | 0 | 0 | 0 | 0 | 0 | 0 | 0 | 0 | 0 | 0 | 0 | 0 | 0 | 0 | 0 |  | 0 | 0 | 0 | 0 |  | 0 | 0 | 0 | 0 | 0
1989-02-03 | 1989 | 2 | 3 | 0 | 0 | 0 | 0 | 0 | 0 | 0 | 0 | 0 | 0 | 0 | 0 | 0 | 0 | 0 | 0 | 0 | 0 | 0 | 0 | 0 | 0 | 0 | 0 |  | 0 | 0 | 0 | 0 |  | 0 | 0 | 0 | 0 | 0
1989-02-04 | 1989 | 2 | 4 | 0 | 0 | 0 | 0 | 0 | 0 | 0 | 0 | 0 | 0 | 0 | 0 | 0 | 0 | 0 | 0 | 0 | 0 | 0 | 0 | 0 | 0 | 0 | 0 |  | 0 | 0 | 0 | 0 |  | 0 | 0 | 0 | 0 | 0
1989-02-05 | 1989 | 2 | 5 | 0 | 0 | 0 | 0 | 0 | 0 | 0 | 0 | 0 | 0 | 0 | 0 | 0 | 0 | 0 | 0 | 0 | 0 | 0 | 0 | 0 | 0 | 0 | 0 |  | 0 | 0 | 0 | 0 |  | 0 | 0 | 0 | 0 | 0
1989-02-06 | 1989 | 2 | 6 | 0 | 0 | 0 | 0 | 0 | 0 | 0 | 0 | 0 | 0 | 0 | 0 | 0 | 0 | 0 | 0 | 0 | 0 | 0 | 0 | 0 | 0 | 0 | 0 |  | 0 | 0 | 0 | 0 |  | 0 | 0 | 0 | 0 | 0
1989-02-07 | 1989 | 2 | 7 | 0 | 0 | 0 | 0 | 0 | 0 | 0 | 0 | 0 | 0 | 0 | 0 | 0 | 0 | 0 | 0 | 0 | 0 | 0 | 0 | 0 | 0 | 0 | 0 |  | 0 | 0 | 0 | 0 |  | 0 | 0 | 0 | 0 | 0
1989-02-08 | 1989 | 2 | 8 | 0 | 0 | 0 | 0 | 0 | 0 | 0 | 0 | 0 | 0 | 0 | 0 | 0 | 0 | 0 | 0 | 0 | 0 | 0 | 0 | 0 | 0 | 0 | 0 |  | 0 | 0 | 0 | 0 |  | 0 | 0 | 0 | 0 | 0
1989-02-09 | 1989 | 2 | 9 | 0 | 0 | 0 | 0 | 0 | 0 | 0 | 0 | 0 | 0 | 0 | 0 | 0 | 0 | 0 | 0 | 0 | 0 | 0 | 0 | 0 | 0 | 0 | 0 |  | 0 | 0 | 0 | 0 |  | 0 | 0 | 0 | 0 | 0
1989-02-10 | 1989 | 2 | 10 | 0 | 0 | 0 | 0 | 0 | 0 | 0 | 0 | 0 | 0 | 0 | 0 | 0 | 0 | 0 | 0 | 0 | 0 | 0 | 0 | 0 | 0 | 0 | 0 |  | 0 | 0 | 0 | 0 |  | 0 | 0 | 0 | 0 | 0
1989-02-11 | 1989 | 2 | 11 | 0 | 0 | 0 | 0 | 0 | 0 | 0 | 0 | 0 | 0 | 0 | 0 | 0 | 0 | 0 | 0 | 0 | 0 | 0 | 0 | 0 | 0 | 0 | 0 |  | 0 | 0 | 0 | 0 |  | 0 | 0 | 0 | 0 | 0
1989-02-12 | 1989 | 2 | 12 | 0 | 0 | 0 | 0 | 0 | 0 | 0 | 0 | 0 | 0 | 0 | 0 | 0 | 0 | 0 | 0 | 0 | 0 | 0 | 0 | 0 | 0 | 0 | 0 |  | 0 | 0 | 0 | 0 |  | 0 | 0 | 0 | 0 | 0
1989-02-13 | 1989 | 2 | 13 | 0 | 0 | 0 | 0 | 0 | 0 | 0 | 0 | 0 | 0 | 0 | 0 | 0 | 0 | 0 | 0 | 0 | 0 | 0 | 0 | 0 | 0 | 0 | 0 |  | 0 | 0 | 0 | 0 |  | 0 | 0 | 0 | 0 | 0
1989-02-14 | 1989 | 2 | 14 | 0.2 | 0.2 | 0.2 | 0.2 | 0.3 | 0.2 | 0.2 | 0.2 | 0.2 | 0.2 | 0.2 | 0 | 0 | 0 | 0 | 0 | 0 | 0 | 0.2 | 0.3 | 0.2 | 0.2 | 0.2 | 0.2 |  | 3.6 | 3.6 | 3.6 | 8.8818e-16 |  | 0 | 0 | 0 | 0 | 0
1989-02-15 | 1989 | 2 | 15 | 0.1 | 0.1 | 0.1 | 0.1 | 0.1 | 0.1 | 0.1 | 0.1 | 0.1 | 0.1 | 0.1 | 0.1 | 0.1 | 0.1 | 0.1 | 0.1 | 0.1 | 0.1 | 0.1 | 0.1 | 0.1 | 0.1 | 0.1 | 0.1 |  | 2.4 | 2.4 | 2.4 | 8.8818e-16 |  | 0 | 0 | 0 | 0 | 0
1989-02-16 | 1989 | 2 | 16 | 0 | 0 | 0.1 | 0 | 0 | 0 | 0.1 | 0 | 0 | 0 | 0 | 0 | 0 | 0 | 0 | 0 | 0 | 0 | 0 | 0 | 0 | 0 | 0 | 0 |  | 0.2 | 0.2 | 0.2 | 0 |  | 0 | 0 | 0 | 0 | 0
1989-02-17 | 1989 | 2 | 17 | 0 | 0 | 0 | 0 | 0 | 0 | 0 | 0 | 0 | 0 | 0 | 0 | 0 | 0 | 0 | 0 | 0 | 0 | 0 | 0 | 0 | 0 | 0 | 0 |  | 0 | 0 | 0 | 0 |  | 0 | 0 | 0 | 0 | 0
1989-02-18 | 1989 | 2 | 18 | 0 | 0 | 0 | 0 | 0 | 0 | 0 | 0 | 0 | 0 | 0 | 0 | 0 | 0 | 0 | 0 | 0 | 0 | 0 | 0 | 0 | 0 | 0 | 0 |  | 0 | 0 | 0 | 0 |  | 0 | 0 | 0 | 0 | 0
1989-02-19 | 1989 | 2 | 19 | 0 | 0 | 0 | 0 | 0 | 0 | 0 | 0 | 0 | 0 | 0 | 0 | 0 | 0 | 0 | 0 | 0 | 0 | 0 | 0 | 0 | 0 | 0 | 0 |  | 0 | 0 | 0 | 0 |  | 0 | 0 | 0 | 0 | 0
1989-02-20 | 1989 | 2 | 20 | 0 | 0 | 0 | 0 | 0 | 0 | 0 | 0 | 0 | 0 | 0 | 0 | 0 | 0 | 0 | 0 | 0 | 0 | 0 | 0 | 0 | 0 | 0 | 0 |  | 0 | 0 | 0 | 0 |  | 0 | 0 | 0 | 0 | 0
1989-02-21 | 1989 | 2 | 21 | 0 | 0 | 0 | 0 | 0 | 0 | 0 | 0 | 0 | 0 | 0 | 0 | 0 | 0 | 0 | 0 | 0 | 0 | 0 | 0 | 0 | 0 | 0 | 0 |  | 0 | 0 | 0 | 0 |  | 0 | 0 | 0 | 0 | 0
1989-02-22 | 1989 | 2 | 22 | 0 | 0 | 0 | 0 | 0 | 0 | 0 | 0 | 0 | 0 | 0 | 0 | 0 | 0 | 0 | 0 | 0 | 0 | 0 | 0 | 0 | 0 | 0 | 0 |  | 0 | 0 | 0 | 0 |  | 0 | 0 | 0 | 0 | 0
1989-02-23 | 1989 | 2 | 23 | 0 | 0 | 0 | 0 | 0 | 0 | 0 | 0 | 0 | 0 | 0 | 0 | 0 | 0 | 0 | 0 | 0 | 0 | 0 | 0 | 0 | 0 | 0 | 0 |  | 0 | 0 | 0 | 0 |  | 0 | 0 | 0 | 0 | 0
1989-02-24 | 1989 | 2 | 24 | 0 | 0 | 0 | 0 | 0 | 0 | 0 | 0 | 0 | 0 | 0 | 0 | 0 | 0.4 | 0.4 | 0.4 | 0.3 | 0.4 | 0.4 | 0.4 | 0.4 | 0.4 | 0.7 | 0.4 |  | 4.6 | 4.6 | 4.6 | 8.8818e-16 |  | 0 | 0 | 0 | 0 | 0
1989-02-25 | 1989 | 2 | 25 | 0.1 | 0 | 0.1 | 0 | 0 | 0 | 0 | 0.1 | 0 | 0.1 | 0 | 0.1 | 0.1 | 0 | 0 | 0 | 0 | 0.1 | 0 | 0.1 | 0 | 0.1 | 0 | 0.1 |  | 1 | 1 | 1 | 1.1102e-16 |  | 0 | 0 | 0 | 0 | 0
1989-02-26 | 1989 | 2 | 26 | 0 | 0 | 0.1 | 0 | 0 | 0 | 0 | 0 | 0 | 0 | 0 | 0 | 0 | 0 | 0 | 0 | 0 | 0 | 0 | 0.1 | 0 | 0 | 0 | 0 |  | 0.2 | 0.2 | 0.2 | 0 |  | 0 | 0 | 0 | 0 | 0
1989-02-27 | 1989 | 2 | 27 | 0 | 0 | 0 | 0 | 0 | 0 | 0.1 | 0 | 0 | 0 | 0.1 | 0 | 0 | 0 | 0.1 | 0 | 0 | 0 | 0.1 | 0 | 0 | 0 | 0 | 0 |  | 0.4 | 0.4 | 0.4 | 0 |  | 0 | 0 | 0 | 0 | 0
1989-02-28 | 1989 | 2 | 28 | 0 | 0 | 0 | 0 | 0 | 0 | 0 | 0 | 0 | 0 | 0 | 0 | 0 | 0 | 0 | 0 | 0 | 0 | 0 | 0 | 0 | 0 | 0 | 0 |  | 0 | 0 | 0 | 0 |  | 0 | 0 | 0 | 0 | 0
1989-03-01 | 1989 | 3 | 1 | 0 | 0 | 0 | 0 | 0 | 0 | 0 | 0 | 0 | 0 | 0 | 0 | 0 | 0 | 0 | 0 | 0 | 0 | 0 | 0 | 0 | 0 | 0 | 0 |  | 0 | 0 | 0 | 0 |  | 0 | 0 | 0 | 0 | 0
1989-03-02 | 1989 | 3 | 2 | 0 | 0 | 0 | 0 | 0 | 0 | 0 | 0 | 0 | 0 | 0 | 0 | 0 | 0 | 0 | 0 | 0 | 0 | 0 | 0 | 0 | 0 | 0 | 0 |  | 0 | 0 | 0 | 0 |  | 0 | 0 | 0 | 0 | 0
1989-03-03 | 1989 | 3 | 3 | 0 | 0 | 0 | 0 | 0 | 0 | 0 | 0 | 0 | 0 | 0 | 0 | 0 | 0 | 0 | 0 | 0 | 0 | 0 | 0 | 0 | 0 | 0 | 0 |  | 0 | 0 | 0 | 0 |  | 0 | 0 | 0 | 0 | 0
1989-03-04 | 1989 | 3 | 4 | 0 | 0 | 0 | 0 | 0 | 0 | 0 | 0 | 0 | 0 | 0 | 0 | 0 | 0 | 0 | 0 | 0 | 0 | 0 | 0 | 0 | 0 | 0 | 0 |  | 0 | 0 | 0 | 0 |  | 0 | 0 | 0 | 0 | 0
1989-03-05 | 1989 | 3 | 5 | 0 | 0 | 0 | 0 | 0 | 0 | 0 | 0 | 0 | 0 | 0 | 0 | 0 | 0 | 0 | 0 | 0 | 0 | 0 | 0 | 0 | 0 | 0 | 0 |  | 0 | 0 | 0 | 0 |  | 0 | 0 | 0 | 0 | 0
1989-03-06 | 1989 | 3 | 6 | 0 | 0 | 0 | 0 | 0 | 0 | 0 | 0 | 0 | 0 | 0 | 0 | 0 | 0 | 0 | 0 | 0 | 0 | 0 | 0 | 0 | 0 | 0 | 0 |  | 0 | 0 | 0 | 0 |  | 0 | 0 | 0 | 0 | 0
1989-03-07 | 1989 | 3 | 7 | 0 | 0 | 0 | 0 | 0 | 0 | 0 | 0 | 0 | 0 | 0 | 0 | 0 | 0 | 0 | 0 | 0 | 0 | 0 | 0 | 0 | 0 | 0 | 0 |  | 0 | 0 | 0 | 0 |  | 0 | 0 | 0 | 0 | 0
1989-03-08 | 1989 | 3 | 8 | 0 | 0 | 0 | 0 | 0 | 0 | 0 | 0 | 0 | 0 | 0 | 0 | 0 | 0 | 0 | 0 | 0 | 0 | 0 | 0 | 0 | 0 | 0 | 0 |  | 0 | 0 | 0 | 0 |  | 0 | 0 | 0 | 0 | 0
1989-03-09 | 1989 | 3 | 9 | 0 | 0 | 0 | 0 | 0 | 0 | 0 | 0 | 0 | 0 | 0 | 0 | 0 | 0 | 0 | 0 | 0 | 0 | 0.1 | 0.1 | 0 | 0 | 0 | 0 |  | 0.2 | 0.2 | 0.2 | 0 |  | 0 | 0 | 0 | 0 | 0
1989-03-10 | 1989 | 3 | 10 | 0 | 0 | 0 | 0 | 0 | 0 | 0 | 0 | 0 | 0 | 0 | 0 | 0 | 0 | 0 | 0 | 0 | 0 | 0 | 0 | 0 | 0 | 0 | 0 |  | 0 | 0 | 0 | 0 |  | 0 | 0 | 0 | 0 | 0
1989-03-11 | 1989 | 3 | 11 | 0 | 0.1 | 0 | 0 | 0 | 0 | 0 | 0 | 0 | 0 | 0 | 0 | 0.1 | 0 | 0.1 | 0 | 0 | 0 | 0.1 | 0 | 0.1 | 0 | 0.1 | 0 |  | 0.6 | 0.6 | 0.6 | 0 |  | 0 | 0 | 0 | 0 | 0
1989-03-12 | 1989 | 3 | 12 | 0 | 0.1 | 0 | 0 | 0 | 0.1 | 0 | 0 | 0 | 0 | 0 | 0 | 0 | 0 | 0 | 0 | 0 | 0 | 0 | 0 | 0 | 0 | 0 | 0 |  | 0.2 | 0.2 | 0.2 | 0 |  | 0 | 0 | 0 | 0 | 0
1989-03-13 | 1989 | 3 | 13 | 0 | 0 | 0 | 0 | 0 | 0 | 0 | 0.2 | 0.3 | 0.2 | 0.3 | 0.2 | 0.3 | 0.2 | 0.3 | 0.2 | 0.3 | 0.2 | 0.3 | 0.2 | 0.3 | 0.2 | 0.3 | 0.2 |  | 4.2 | 4.2 | 4.2 | 0 |  | 0 | 0 | 0 | 0 | 0
1989-03-14 | 1989 | 3 | 14 | 0.1 | 0.1 | 0 | 0.1 | 0.1 | 0.1 | 0.1 | 0 | 0.1 | 0.1 | 0.1 | 0.1 | 0 | 0 | 0 | 0 | 0 | 0 | 0 | 0 | 0 | 0 | 0.1 | 0.1 |  | 1.2 | 1.2 | 1.2 | 0 |  | 0 | 0 | 0 | 0 | 0
1989-03-15 | 1989 | 3 | 15 | 0 | 0 | 0 | 0 | 0.1 | 0 | 0 | 0 | 0 | 0 | 0 | 0 | 0 | 0 | 0 | 0.1 | 0 | 0 | 0 | 0 | 0 | 0 | 0 | 0 |  | 0.2 | 0.2 | 0.2 | 0 |  | 0 | 0 | 0 | 0 | 0
1989-03-16 | 1989 | 3 | 16 | 0 | 0.1 | 0 | 0.1 | 0 | 0.1 | 0 | 0.1 | 0 | 0 | 0 | 0 | 0 | 0 | 0 | 0 | 0 | 0 | 0 | 0 | 0 | 0 | 0 | 0 |  | 0.4 | 0.4 | 0.4 | 0 |  | 0 | 0 | 0 | 0 | 0
1989-03-17 | 1989 | 3 | 17 | 0 | 0 | 0 | 0 | 0 | 0 | 0 | 0 | 0 | 0 | 0 | 0 | 0 | 0 | 0 | 0 | 0 | 0 | 0 | 0 | 0 | 0 | 0 | 0 |  | 0 | 0 | 0 | 0 |  | 0 | 0 | 0 | 0 | 0
1989-03-18 | 1989 | 3 | 18 | 0 | 0 | 0 | 0 | 0 | 0 | 0 | 0 | 0 | 0 | 0 | 0 | 0 | 0 | 0 | 0 | 0 | 0 | 0 | 0 | 0 | 0 | 0 | 0 |  | 0 | 0 | 0 | 0 |  | 0 | 0 | 0 | 0 | 0
1989-03-19 | 1989 | 3 | 19 | 0 | 0 | 0 | 0 | 0 | 0 | 0 | 0 | 0 | 0 | 0 | 0 | 0 | 0 | 0 | 0 | 0 | 0 | 0 | 0 | 0 | 0 | 0 | 0 |  | 0 | 0 | 0 | 0 |  | 0 | 0 | 0 | 0 | 0
1989-03-20 | 1989 | 3 | 20 | 0 | 0 | 0 | 0 | 0 | 0 | 0 | 0 | 0 | 0 | 0 | 0 | 0 | 0 | 0 | 0 | 0 | 0 | 0 | 0 | 0 | 0 | 0 | 0 |  | 0 | 0 | 0 | 0 |  | 0 | 0 | 0 | 0 | 0
1989-03-21 | 1989 | 3 | 21 | 0 | 0 | 0 | 0 | 0 | 0 | 0 | 0 | 0 | 0 | 0 | 0 | 0 | 0 | 0 | 0 | 0 | 0 | 0 | 0 | 0 | 0 | 0 | 0 |  | 0 | 0 | 0 | 0 |  | 0 | 0 | 0 | 0 | 0
1989-03-22 | 1989 | 3 | 22 | 0 | 0 | 0 | 0 | 0 | 0 | 0 | 0 | 0 | 0 | 0 | 0 | 0 | 0 | 0 | 0 | 0 | 0 | 0 | 0 | 0 | 0 | 0 | 0 |  | 0 | 0 | 0 | 0 |  | 0 | 0 | 0 | 0 | 0
1989-03-23 | 1989 | 3 | 23 | 0 | 0 | 0 | 0 | 0 | 0 | 0 | 0 | 0 | 0 | 0 | 0 | 0 | 0 | 0 | 0 | 0 | 0 | 0 | 0 | 0 | 0 | 0 | 0 |  | 0 | 0 | 0 | 0 |  | 0 | 0 | 0 | 0 | 0
1989-03-24 | 1989 | 3 | 24 | 0 | 0 | 0 | 0 | 0 | 0 | 0 | 0 | 0 | 0 | 0 | 0 | 0 | 0 | 0 | 0 | 0 | 0 | 0 | 0 | 0 | 0 | 0 | 0 |  | 0 | 0 | 0 | 0 |  | 0 | 0 | 0 | 0 | 0
1989-03-25 | 1989 | 3 | 25 | 0 | 0 | 0 | 0 | 0 | 0 | 0 | 0 | 0 | 0 | 0 | 0 | 0 | 0 | 0 | 0 | 0 | 0 | 0 | 0 | 0 | 0 | 0 | 0 |  | 0 | 0 | 0 | 0 |  | 0 | 0 | 0 | 0 | 0
1989-03-26 | 1989 | 3 | 26 | 0 | 0 | 0 | 0 | 0 | 0 | 0 | 0 | 0 | 0 | 0 | 0 | 0 | 0 | 0 | 0 | 0 | 0 | 0 | 0 | 0 | 0 | 0 | 0 |  | 0 | 0 | 0 | 0 |  | 0 | 0 | 0 | 0 | 0
1989-03-27 | 1989 | 3 | 27 | 0 | 0 | 0 | 0 | 0 | 0 | 0 | 0 | 0 | 0 | 0 | 0 | 0 | 0 | 0 | 0 | 0 | 0 | 0 | 0 | 0 | 0 | 0 | 0 |  | 0 | 0 | 0 | 0 |  | 0 | 0 | 0 | 0 | 0
1989-03-28 | 1989 | 3 | 28 | 0 | 0 | 0 | 0 | 0 | 0 | 0 | 0 | 0 | 0 | 0 | 0 | 0 | 0 | 0 | 0 | 0 | 0 | 0.5 | 0 | 0 | 0 | 0.4 | 0.5 |  | 1.4 | 1.4 | 1.4 | 0 |  | 0 | 0 | 0 | 0 | 0
1989-03-29 | 1989 | 3 | 29 | 0 | 0 | 0 | 0 | 0 | 0 | 0 | 0 | 0 | 0 | 0 | 0 | 0 | 0 | 0 | 0 | 0 | 0 | 0 | 0 | 0 | 0 | 0 | 0 |  | 0 | 0 | 0 | 0 |  | 0 | 0 | 0 | 0 | 0
1989-03-30 | 1989 | 3 | 30 | 0 | 0 | 0 | 0 | 0 | 0 | 0 | 0 | 0 | 0 | 0 | 0 | 0 | 0 | 0 | 0 | 0 | 0 | 0 | 0 | 0 | 0 | 0 | 0 |  | 0 | 0 | 0 | 0 |  | 0 | 0 | 0 | 0 | 0
1989-03-31 | 1989 | 3 | 31 | 0 | 0 | 0 | 0 | 0 | 0 | 0 | 0 | 0 | 0 | 0 | 0 | 0 | 0 | 0 | 0 | 0 | 0 | 0 | 0 | 0 | 0 | 0 | 0 |  | 0 | 0 | 0 | 0 |  | 0 | 0 | 0 | 0 | 0
1989-04-01 | 1989 | 4 | 1 | 0 | 0 | 0 | 0 | 0 | 0 | 0 | 0 | 0 | 0 | 0 | 0 | 0 | 0 | 0 | 0 | 0 | 0 | 0 | 0 | 0 | 0 | 0 | 0 |  | 0 | 0 | 0 | 0 |  | 0 | 0 | 0 | 0 | 0
1989-04-02 | 1989 | 4 | 2 | 0 | 0 | 0 | 0 | 0 | 0 | 0 | 0 | 0 | 0 | 0 | 0 | 0 | 0 | 0 | 0 | 0 | 0 | 0 | 0 | 0.1 | 0 | 0 | 0.1 |  | 0.2 | 0.2 | 0.2 | 0 |  | 0 | 0 | 0 | 0 | 0
1989-04-03 | 1989 | 4 | 3 | 0 | 0 | 0 | 0 | 0 | 0 | 0 | 0 | 0 | 0 | 0 | 0 | 0 | 0 | 0 | 0 | 0 | 0 | 0 | 0 | 0 | 0 | 0 | 0 |  | 0 | 0 | 0 | 0 |  | 0 | 0 | 0 | 0 | 0
1989-04-04 | 1989 | 4 | 4 | 0 | 0 | 0 | 0 | 0 | 0 | 0 | 0 | 0 | 0 | 0 | 0 | 0 | 0 | 0 | 0 | 0 | 0 | 0 | 0 | 0 | 0 | 0 | 0 |  | 0 | 0 | 0 | 0 |  | 0 | 0 | 0 | 0 | 0
1989-04-05 | 1989 | 4 | 5 | 0 | 0 | 0 | 0 | 0 | 0 | 0 | 0 | 0 | 0 | 0 | 0 | 0 | 0 | 0 | 0 | 0 | 0 | 0 | 0 | 0 | 0 | 0 | 0 |  | 0 | 0 | 0 | 0 |  | 0 | 0 | 0 | 0 | 0
1989-04-06 | 1989 | 4 | 6 | 0 | 0 | 0 | 0 | 0 | 0 | 0.1 | 0.1 | 0.1 | 0 | 0.1 | 0.1 | 0.1 | 0.1 | 0 | 0 | 0 | 0 | 0.1 | 0.1 | 0 | 0.1 | 0.1 | 0.1 |  | 1.2 | 1.2 | 1.2 | 0 |  | 0 | 0 | 0 | 0 | 0
1989-04-07 | 1989 | 4 | 7 | 0.1 | 0 | 0.1 | 0 | 0 | 0 | 0 | 0 | 0.1 | 0 | 0 | 0 | 0 | 0 | 0 | 0 | 0 | 0 | 0 | 0 | 0.1 | 0.1 | 0 | 0.1 |  | 0.6 | 0.6 | 0.6 | 0 |  | 0 | 0 | 0 | 0 | 0
1989-04-08 | 1989 | 4 | 8 | 0.4 | 0.4 | 0.4 | 0.4 | 0 | 0 | 0 | 0 | 0 | 0 | 0 | 0 | 0 | 0 | 0 | 0 | 0 | 0 | 0 | 0 | 0 | 0 | 0 | 0 |  | 1.6 | 1.6 | 1.6 | 0 |  | 0 | 0 | 0 | 0 | 0
1989-04-09 | 1989 | 4 | 9 | 0 | 0 | 0 | 0 | 0 | 0 | 0 | 0 | 0 | 0 | 0 | 0 | 0 | 0 | 0 | 0 | 0 | 0 | 0 | 0 | 0 | 0 | 0 | 0 |  | 0 | 0 | 0 | 0 |  | 0 | 0 | 0 | 0 | 0
1989-04-10 | 1989 | 4 | 10 | 0 | 0 | 0 | 0 | 0 | 0 | 0 | 0 | 0 | 0 | 0 | 0 | 0 | 0 | 0 | 0 | 0 | 0 | 0 | 0 | 0 | 0 | 0 | 0 |  | 0 | 0 | 0 | 0 |  | 0 | 0 | 0 | 0 | 0
1989-04-11 | 1989 | 4 | 11 | 0 | 0 | 0 | 0 | 0 | 0 | 0 | 0 | 0 | 0 | 0 | 0 | 0 | 0 | 0 | 0 | 0 | 0 | 0 | 0 | 0 | 0 | 0 | 0 |  | 0 | 0 | 0 | 0 |  | 0 | 0 | 0 | 0 | 0
1989-04-12 | 1989 | 4 | 12 | 0 | 0 | 0 | 0 | 0 | 0 | 0 | 0 | 0 | 0 | 0 | 0 | 0 | 0 | 0 | 0 | 0 | 0 | 0 | 0 | 0 | 0 | 0 | 0 |  | 0 | 0 | 0 | 0 |  | 0 | 0 | 0 | 0 | 0
1989-04-13 | 1989 | 4 | 13 | 0 | 0 | 0 | 0 | 0 | 0 | 0 | 0 | 0 | 0 | 0 | 0 | 0 | 0 | 0 | 0 | 0 | 0 | 0 | 0 | 0 | 0 | 0 | 0 |  | 0 | 0 | 0 | 0 |  | 0 | 0 | 0 | 0 | 0
1989-04-14 | 1989 | 4 | 14 | 0 | 0 | 0 | 0 | 0 | 0 | 0 | 0 | 0 | 0 | 0 | 0 | 0 | 0 | 0 | 0 | 0 | 0 | 0 | 0 | 0 | 0 | 0 | 0 |  | 0 | 0 | 0 | 0 |  | 0 | 0 | 0 | 0 | 0
1989-04-15 | 1989 | 4 | 15 | 0 | 0 | 0 | 0 | 0 | 0 | 0 | 0 | 0 | 0 | 0 | 0 | 0 | 0 | 0 | 0 | 0 | 0 | 0 | 0 | 0 | 0 | 0 | 0 |  | 0 | 0 | 0 | 0 |  | 0 | 0 | 0 | 0 | 0
1989-04-16 | 1989 | 4 | 16 | 0.1 | 0.1 | 0.1 | 0 | 0.1 | 0 | 0.1 | 0.1 | 0 | 0.1 | 0.1 | 0 | 0 | 0.1 | 0 | 0.1 | 0 | 0 | 0 | 0 | 0 | 0 | 0 | 0 |  | 1 | 1 | 1 | 1.1102e-16 |  | 0 | 0 | 0 | 0 | 0
1989-04-17 | 1989 | 4 | 17 | 0 | 0 | 0 | 0 | 0 | 0 | 0 | 0 | 0 | 0 | 0 | 0 | 0 | 0 | 0 | 0 | 0 | 0 | 0 | 0 | 0 | 0 | 0 | 0 |  | 0 | 0 | 0 | 0 |  | 0 | 0 | 0 | 0 | 0
1989-04-18 | 1989 | 4 | 18 | 0 | 0 | 0 | 0 | 0 | 0 | 0 | 0 | 0 | 0 | 0 | 0 | 0 | 0 | 0 | 0 | 0 | 0 | 0 | 0 | 0 | 0 | 0 | 0 |  | 0 | 0 | 0 | 0 |  | 0 | 0 | 0 | 0 | 0
1989-04-19 | 1989 | 4 | 19 | 0 | 0 | 0 | 0 | 0 | 0 | 0 | 0 | 0 | 0 | 0 | 0.1 | 0 | 0 | 0 | 0.1 | 0 | 0 | 0 | 0 | 0 | 0 | 0 | 0 |  | 0.2 | 0.2 | 0.2 | 0 |  | 0 | 0 | 0 | 0 | 0
1989-04-20 | 1989 | 4 | 20 | 0 | 0 | 0 | 0 | 0 | 0 | 0 | 0 | 0 | 0 | 0 | 0 | 0 | 0 | 0 | 0 | 0 | 0 | 0 | 0 | 0 | 0 | 0 | 0 |  | 0 | 0 | 0 | 0 |  | 0 | 0 | 0 | 0 | 0
1989-04-21 | 1989 | 4 | 21 | 0 | 0 | 0 | 0 | 0 | 0 | 0 | 0 | 0 | 0 | 0 | 0 | 0 | 0 | 0 | 0 | 0 | 0 | 0 | 0 | 0 | 0 | 0 | 0 |  | 0 | 0 | 0 | 0 |  | 0 | 0 | 0 | 0 | 0
1989-04-22 | 1989 | 4 | 22 | 0 | 0 | 0 | 0 | 0 | 0 | 0 | 0.2 | 1 | 0.9 | 0.9 | 1.2 | 0.7 | 0.5 | 0.7 | 0.5 | 0 | 0 | 0 | 0 | 0 | 0 | 0 | 0 |  | 6.6 | 6.6 | 6.6 | 8.8818e-16 |  | 0 | 0 | 0 | 0 | 0
1989-04-23 | 1989 | 4 | 23 | 0 | 0 | 0 | 0 | 0 | 0 | 0 | 0 | 0 | 0 | 0 | 0 | 0 | 0 | 0 | 0 | 0 | 0 | 0 | 0 | 0 | 0.4 | 0 | 0 |  | 0.4 | 0.4 | 0.4 | 0 |  | 0 | 0 | 0 | 0 | 0
1989-04-24 | 1989 | 4 | 24 | 0.2 | 0 | 0 | 0 | 0 | 0 | 0 | 0 | 0 | 0 | 0 | 0 | 0 | 0 | 0 | 0 | 0 | 0 | 0 | 0 | 0 | 0 | 0 | 0 |  | 0.2 | 0.2 | 0.2 | 0 |  | 0 | 0 | 0 | 0 | 0
1989-04-25 | 1989 | 4 | 25 | 0 | 0 | 0 | 0 | 0 | 0 | 0 | 0 | 0 | 0 | 0 | 0 | 0 | 0 | 0 | 0 | 0 | 0.3 | 0.4 | 0 | 0 | 0 | 0 | 1.1 |  | 1.8 | 1.8 | 1.8 | 0 |  | 0 | 0 | 0 | 0 | 0
1989-04-26 | 1989 | 4 | 26 | 0.4 | 0.4 | 0.3 | 0.4 | 0.4 | 0.4 | 0.3 | 0.4 | 0.4 | 0.7 | 0.4 | 0.4 | 0.3 | 0.4 | 0.4 | 0.4 | 0.3 | 0.4 | 0.4 | 0.4 | 0.3 | 0.4 | 0.4 | 0 |  | 9 | 9 | 9 | 3.5527e-15 |  | 0 | 0 | 0 | 0 | 0
1989-04-27 | 1989 | 4 | 27 | 0 | 0 | 0 | 0 | 0 | 0 | 0 | 0 | 0 | 0 | 0 | 0 | 0 | 0 | 0 | 0 | 0 | 0 | 0 | 0 | 0 | 0 | 0 | 0 |  | 0 | 0 | 0 | 0 |  | 0 | 0 | 0 | 0 | 0
1989-04-28 | 1989 | 4 | 28 | 0 | 0 | 0 | 0 | 0 | 0 | 0 | 0 | 0 | 0 | 0 | 0 | 0 | 0 | 0 | 0 | 0 | 0 | 0 | 0 | 0 | 0 | 0 | 0 |  | 0 | 0 | 0 | 0 |  | 0 | 0 | 0 | 0 | 0
1989-04-29 | 1989 | 4 | 29 | 0 | 0 | 0 | 0 | 0 | 0 | 0 | 0 | 0 | 0 | 0 | 0 | 0 | 0 | 0 | 0 | 0 | 0 | 0 | 0 | 0 | 0 | 0 | 0 |  | 0 | 0 | 0 | 0 |  | 0 | 0 | 0 | 0 | 0
1989-04-30 | 1989 | 4 | 30 | 0 | 0 | 0 | 0 | 0 | 0 | 0 | 0 | 0 | 0 | 0 | 0 | 0 | 0 | 0 | 0 | 0 | 0 | 0 | 0 | 0 | 0 | 0 | 0 |  | 0 | 0 | 0 | 0 |  | 0 | 0 | 0 | 0 | 0
1989-05-01 | 1989 | 5 | 1 | 0 | 0 | 0 | 0 | 0 | 0 | 0 | 0 | 0 | 0 | 0 | 0 | 0 | 0 | 0 | 0 | 1.3 | 3.3 | 0.7 | 0.7 | 0.2 | 0 | 0 | 0 |  | 6.2 | 6.2 | 6.2 | 0 |  | 6.2 | 0 | 0 | 0 | 0
1989-05-02 | 1989 | 5 | 2 | 0 | 0 | 0 | 0 | 0 | 0 | 0 | 0 | 0 | 0 | 0 | 0 | 0 | 0 | 0 | 0 | 0 | 0 | 0 | 0 | 0 | 0 | 0 | 0 |  | 0 | 0 | 0 | 0 |  | 0 | 0 | 0 | 0 | 0
1989-05-03 | 1989 | 5 | 3 | 0 | 0 | 0 | 0 | 0 | 0 | 0 | 0 | 0 | 0 | 0 | 0 | 0 | 0 | 0 | 0 | 0.5 | 0.8 | 0 | 0 | 0 | 0 | 0 | 0 |  | 1.3 | 1.3 | 1.3 | 0 |  | 1.3 | 0 | 0 | 0 | 0
1989-05-04 | 1989 | 5 | 4 | 0 | 0 | 0 | 0 | 0 | 0 | 0 | 0 | 0 | 0 | 0 | 0 | 0 | 0 | 0 | 0 | 0 | 0 | 0 | 0 | 0 | 0 | 0 | 0 |  | 0 | 0 | 0 | 0 |  | 0 | 0 | 0 | 0 | 0
1989-05-05 | 1989 | 5 | 5 | 0 | 0 | 0 | 0 | 0 | 0 | 0 | 0 | 0 | 0 | 0 | 0 | 0 | 0 | 0 | 0 | 0 | 0 | 0 | 0 | 0 | 0 | 0 | 0 |  | 0 | 0 | 0 | 0 |  | 0 | 0 | 0 | 0 | 0
1989-05-06 | 1989 | 5 | 6 | 0 | 0 | 0 | 0 | 0 | 0 | 0 | 0 | 0 | 0 | 0 | 0 | 0 | 0 | 0 | 0 | 0 | 0 | 0 | 0 | 0 | 0 | 0 | 0 |  | 0 | 0 | 0 | 0 |  | 0 | 0 | 0 | 0 | 0
1989-05-07 | 1989 | 5 | 7 | 0.6 | 0 | 0 | 0 | 0 | 0 | 0 | 0 | 0 | 0 | 0 | 0 | 0 | 1.5 | 0 | 0 | 1 | 1.7 | 0 | 0 | 0 | 0 | 0 | 0 |  | 4.8 | 4.8 | 4.8 | 0 |  | 4.8 | 0 | 0 | 0 | 0
1989-05-08 | 1989 | 5 | 8 | 0 | 0 | 0 | 0 | 0 | 0 | 0 | 0 | 0 | 0 | 0 | 0 | 0 | 0 | 0 | 0 | 0 | 0 | 0 | 0 | 0 | 0 | 0 | 0 |  | 0 | 0 | 0 | 0 |  | 0 | 0 | 0 | 0 | 0
1989-05-09 | 1989 | 5 | 9 | 0 | 0 | 0 | 0 | 0 | 0 | 0 | 0 | 0 | 0 | 0 | 0 | 0 | 0 | 0 | 0 | 0 | 0 | 0 | 0 | 0 | 0 | 0 | 0 |  | 0 | 0 | 0 | 0 |  | 0 | 0 | 0 | 0 | 0
1989-05-10 | 1989 | 5 | 10 | 0 | 0 | 0 | 0 | 0 | 0 | 0 | 0 | 0 | 0 | 0 | 0 | 0 | 0 | 0 | 0 | 0 | 0 | 0 | 0 | 0 | 0 | 0 | 0 |  | 0 | 0 | 0 | 0 |  | 0 | 0 | 0 | 0 | 0
1989-05-11 | 1989 | 5 | 11 | 0 | 0 | 0.2 | 1.1 | 0.8 | 0 | 0 | 0 | 0.2 | 0 | 0.2 | 0.3 | 0.3 | 0 | 0 | 0 | 0 | 1.6 | 0.3 | 0.3 | 0.3 | 1.6 | 2.1 | 0 |  | 9.3 | 9.3 | 9.3 | 1.7764e-15 |  | 9.3 | 0 | 0 | 0 | 0
1989-05-12 | 1989 | 5 | 12 | 0 | 0 | 0 | 0 | 0 | 0 | 0 | 0 | 0 | 0 | 0 | 0 | 0 | 0 | 0 | 0 | 0 | 0 | 0 | 0 | 0 | 0 | 0 | 0 |  | 0 | 0 | 0 | 0 |  | 0 | 0 | 0 | 0 | 0
1989-05-13 | 1989 | 5 | 13 | 0 | 0 | 0 | 0 | 0 | 0 | 0 | 0 | 0 | 0 | 0 | 0 | 0 | 0 | 0 | 0 | 0 | 0 | 0 | 0 | 0 | 0 | 0 | 0 |  | 0 | 0 | 0 | 0 |  | 0 | 0 | 0 | 0 | 0
1989-05-14 | 1989 | 5 | 14 | 0 | 0 | 0 | 0 | 0 | 0 | 0 | 0 | 0 | 0 | 0 | 0 | 0 | 0 | 0 | 0 | 0 | 0 | 0 | 0 | 0 | 0 | 0 | 0 |  | 0 | 0 | 0 | 0 |  | 0 | 0 | 0 | 0 | 0
1989-05-15 | 1989 | 5 | 15 | 0 | 0 | 0 | 0 | 0 | 0 | 0 | 0 | 0 | 0 | 0 | 0 | 0 | 0 | 0 | 0 | 0 | 0 | 0 | 0 | 0 | 0 | 0 | 0 |  | 0 | 0 | 0 | 0 |  | 0 | 0 | 0 | 0 | 0
1989-05-16 | 1989 | 5 | 16 | 0 | 0 | 0 | 0 | 0 | 0 | 0 | 0 | 0 | 0 | 0 | 0 | 0 | 0 | 0 | 0 | 0 | 0 | 0 | 0 | 0 | 0.3 | 0 | 0 |  | 0.3 | 0.3 | 0.3 | 0 |  | 0.3 | 0 | 0 | 0 | 0
1989-05-17 | 1989 | 5 | 17 | 0 | 0 | 0 | 0 | 0 | 0 | 0 | 0 | 0 | 0 | 0 | 0 | 0 | 0 | 0 | 0 | 0 | 0 | 0 | 0 | 0 | 0 | 0 | 0 |  | 0 | 0 | 0 | 0 |  | 0 | 0 | 0 | 0 | 0
1989-05-18 | 1989 | 5 | 18 | 0 | 0 | 0 | 0 | 0 | 0 | 0 | 0 | 0 | 0 | 0 | 0 | 0 | 0 | 0 | 0 | 0 | 0 | 0 | 0 | 0 | 0 | 0 | 0 |  | 0 | 0 | 0 | 0 |  | 0 | 0 | 0 | 0 | 0
1989-05-19 | 1989 | 5 | 19 | 0 | 0 | 0 | 0 | 0 | 0 | 0 | 0 | 0 | 0 | 0 | 0 | 0 | 0 | 0 | 0 | 0 | 0 | 0 | 0 | 0 | 0 | 0 | 0 |  | 0 | 0 | 0 | 0 |  | 0 | 0 | 0 | 0 | 0
1989-05-20 | 1989 | 5 | 20 | 0 | 0 | 0 | 0 | 0 | 0 | 0 | 0 | 0 | 0 | 0 | 0 | 0 | 0 | 0 | 0 | 0 | 0 | 0 | 0 | 0 | 0 | 0 | 0 |  | 0 | 0 | 0 | 0 |  | 0 | 0 | 0 | 0 | 0
1989-05-21 | 1989 | 5 | 21 | 0 | 0 | 0 | 0 | 0 | 0 | 0 | 0 | 0 | 0 | 0 | 0 | 0 | 0 | 0 | 0 | 0 | 0 | 0 | 0 | 0 | 0 | 0 | 0 |  | 0 | 0 | 0 | 0 |  | 0 | 0 | 0 | 0 | 0
1989-05-22 | 1989 | 5 | 22 | 0 | 0 | 0 | 0 | 0 | 0 | 0 | 0 | 0 | 0 | 0 | 0 | 0 | 0 | 0 | 0 | 0 | 0 | 0 | 0 | 0 | 0 | 0 | 0 |  | 0 | 0 | 0 | 0 |  | 0 | 0 | 0 | 0 | 0
1989-05-23 | 1989 | 5 | 23 | 0 | 0 | 0 | 0 | 0 | 0 | 0 | 0 | 0.7 | 1.5 | 1.5 | 0.7 | 0 | 0 | 0 | 0 | 0 | 0 | 0 | 0 | 0 | 0 | 0 | 0 |  | 4.4 | 4.4 | 4.4 | 0 |  | 4.4 | 0 | 0 | 0 | 0
1989-05-24 | 1989 | 5 | 24 | 0 | 0 | 0 | 0.3 | 0.3 | 0.3 | 0.3 | 0.3 | 0.3 | 0.2 | 0.3 | 0.3 | 0.3 | 0.3 | 0.3 | 0.3 | 0 | 0 | 0 | 0 | 0 | 0 | 0 | 0 |  | 3.8 | 3.8 | 3.8 | 8.8818e-16 |  | 3.8 | 0 | 0 | 0 | 0
1989-05-25 | 1989 | 5 | 25 | 0 | 0 | 0 | 0 | 0 | 0 | 0 | 0 | 0 | 0 | 0 | 0 | 0 | 0 | 0 | 0 | 0 | 0 | 0 | 0 | 0 | 0 | 0 | 0 |  | 0 | 0 | 0 | 0 |  | 0 | 0 | 0 | 0 | 0
1989-05-26 | 1989 | 5 | 26 | 0 | 0 | 0 | 0 | 0 | 0 | 0 | 0 | 0 | 0 | 0 | 0 | 0 | 0 | 0 | 0 | 0 | 0 | 0 | 0 | 0 | 0 | 0 | 0 |  | 0 | 0 | 0 | 0 |  | 0 | 0 | 0 | 0 | 0
1989-05-27 | 1989 | 5 | 27 | 0 | 0 | 0 | 0 | 0 | 0 | 0 | 0 | 0 | 0.2 | 0.8 | 0.6 | 0.6 | 0.8 | 0 | 0 | 0.8 | 0.6 | 0.6 | 0.6 | 0.3 | 1.1 | 0 | 0 |  | 7 | 7 | 7 | 1.7764e-15 |  | 7 | 0 | 0 | 0 | 0
1989-05-28 | 1989 | 5 | 28 | 0 | 0 | 0 | 0 | 0 | 0 | 0 | 0 | 0 | 0 | 0 | 0 | 0 | 0 | 0 | 0 | 0 | 0 | 0 | 0 | 0 | 0 | 0 | 0 |  | 0 | 0 | 0 | 0 |  | 0 | 0 | 0 | 0 | 0
1989-05-29 | 1989 | 5 | 29 | 0 | 0 | 0 | 0 | 0 | 0 | 0 | 0 | 0 | 0 | 0 | 0 | 0 | 0 | 0 | 0 | 0 | 0 | 0 | 0 | 0 | 0 | 0 | 0 |  | 0 | 0 | 0 | 0 |  | 0 | 0 | 0 | 0 | 0
1989-05-30 | 1989 | 5 | 30 | 0 | 0 | 0 | 0 | 0 | 0 | 0 | 0 | 0 | 0 | 0 | 0 | 0 | 0 | 0 | 0 | 0 | 0 | 0 | 0.5 | 2.2 | 0 | 0 | 0 |  | 2.7 | 2.7 | 2.7 | 0 |  | 2.7 | 0 | 0 | 0 | 0
1989-05-31 | 1989 | 5 | 31 | 0 | 0 | 0 | 0 | 0 | 0 | 0 | 0 | 0 | 0 | 0 | 0 | 0 | 0.9 | 0 | 0 | 0 | 0.5 | 0 | 0 | 0 | 0 | 0 | 0 |  | 1.4 | 1.4 | 1.4 | 0 |  | 1.4 | 0 | 0 | 0 | 0
1989-06-01 | 1989 | 6 | 1 | 0 | 0 | 0 | 0 | 0 | 0 | 0 | 0 | 0 | 0 | 0 | 0 | 0 | 0 | 0 | 0.7 | 0 | 0 | 0 | 0 | 1.5 | 0 | 0 | 0 |  | 2.2 | 2.2 | 2.2 | 0 |  | 0 | 2.2 | 0 | 0 | 0
1989-06-02 | 1989 | 6 | 2 | 0 | 0 | 0 | 0 | 0 | 0 | 0 | 0 | 0 | 0 | 0 | 0 | 0 | 0 | 0 | 0 | 0 | 0 | 0 | 0 | 0 | 0 | 0 | 0 |  | 0 | 0 | 0 | 0 |  | 0 | 0 | 0 | 0 | 0
1989-06-03 | 1989 | 6 | 3 | 0 | 0 | 0 | 0 | 0.4 | 0 | 0 | 0 | 0 | 0 | 0 | 0 | 0 | 0 | 0 | 0 | 0 | 0 | 0 | 0 | 0 | 0 | 0 | 0 |  | 0.4 | 0.4 | 0.4 | 0 |  | 0 | 0.4 | 0 | 0 | 0
1989-06-04 | 1989 | 6 | 4 | 0 | 0 | 0 | 0 | 0 | 0 | 0 | 0 | 0 | 0 | 0 | 0 | 0 | 0 | 0 | 0 | 0 | 0 | 0 | 0 | 0 | 0 | 0 | 0 |  | 0 | 0 | 0 | 0 |  | 0 | 0 | 0 | 0 | 0
1989-06-05 | 1989 | 6 | 5 | 0 | 0 | 0 | 0 | 0 | 0 | 0 | 0 | 0 | 0 | 0 | 0 | 0 | 0 | 0 | 0 | 0 | 0 | 0 | 0 | 0 | 0 | 0 | 0 |  | 0 | 0 | 0 | 0 |  | 0 | 0 | 0 | 0 | 0
1989-06-06 | 1989 | 6 | 6 | 0 | 0 | 0 | 0 | 0 | 0 | 0 | 0 | 0 | 0 | 0 | 0 | 0 | 0 | 0 | 4 | 0 | 0 | 0 | 0 | 1.5 | 0.2 | 0.2 | 6.9 |  | 12.8 | 12.8 | 12.8 | 0 |  | 0 | 12.8 | 0 | 0 | 0
1989-06-07 | 1989 | 6 | 7 | 1.6 | 0.6 | 0 | 0 | 0 | 0 | 0 | 0 | 0 | 0 | 0 | 0 | 0 | 0 | 0 | 0 | 0 | 0 | 0 | 0 | 0 | 0 | 0 | 0 |  | 2.2 | 2.2 | 2.2 | 0 |  | 0 | 2.2 | 0 | 0 | 0
1989-06-08 | 1989 | 6 | 8 | 0 | 0 | 0 | 0 | 0 | 0 | 0 | 0 | 0 | 0 | 0 | 0 | 0 | 0 | 0 | 0 | 0 | 0 | 0 | 0 | 0 | 1.6 | 0 | 0.2 |  | 1.8 | 1.8 | 1.8 | 0 |  | 0 | 1.8 | 0 | 0 | 0
1989-06-09 | 1989 | 6 | 9 | 3.1 | 0.2 | 3.5 | 1.8 | 0 | 0 | 0 | 0 | 0 | 0 | 0 | 0 | 0 | 0 | 0 | 3.8 | 0 | 0.4 | 0 | 0 | 0 | 0 | 0 | 0 |  | 12.8 | 12.8 | 12.8 | 1.7764e-15 |  | 0 | 12.8 | 0 | 0 | 0
1989-06-10 | 1989 | 6 | 10 | 0 | 0 | 0 | 0 | 0 | 0 | 0 | 0 | 0 | 0 | 0 | 0 | 0 | 0 | 0 | 0 | 0 | 0 | 0 | 0 | 0 | 0 | 0 | 0 |  | 0 | 0 | 0 | 0 |  | 0 | 0 | 0 | 0 | 0
1989-06-11 | 1989 | 6 | 11 | 0 | 0 | 0 | 0.2 | 0.2 | 0 | 0 | 0 | 0 | 0 | 0 | 0 | 0 | 0 | 0 | 0 | 0 | 0 | 0 | 0 | 0 | 0 | 0 | 0 |  | 0.4 | 0.4 | 0.4 | 0 |  | 0 | 0.4 | 0 | 0 | 0
1989-06-12 | 1989 | 6 | 12 | 0 | 0 | 0 | 0 | 0 | 0 | 0 | 0 | 0 | 0 | 0 | 0 | 0 | 0 | 0 | 0 | 0 | 0 | 0 | 0 | 0 | 0 | 0 | 0 |  | 0 | 0 | 0 | 0 |  | 0 | 0 | 0 | 0 | 0
1989-06-13 | 1989 | 6 | 13 | 0 | 0 | 0 | 0 | 0 | 0 | 0 | 0 | 0 | 0 | 0 | 0 | 0 | 0 | 0 | 0 | 0 | 0 | 0 | 0 | 0 | 0 | 0 | 0 |  | 0 | 0 | 0 | 0 |  | 0 | 0 | 0 | 0 | 0
1989-06-14 | 1989 | 6 | 14 | 0 | 0 | 0 | 0 | 0 | 0 | 0 | 0 | 0 | 0 | 0 | 0 | 0 | 0 | 0 | 0 | 0 | 0 | 0 | 0 | 0 | 0 | 0 | 0 |  | 0 | 0 | 0 | 0 |  | 0 | 0 | 0 | 0 | 0
1989-06-15 | 1989 | 6 | 15 | 0 | 0 | 0 | 0 | 0 | 0 | 0 | 0 | 0 | 0 | 0 | 0 | 0 | 0 | 0 | 0 | 0 | 0 | 0 | 0 | 0 | 0.7 | 1.7 | 0 |  | 2.4 | 2.4 | 2.4 | 0 |  | 0 | 2.4 | 0 | 0 | 0
1989-06-16 | 1989 | 6 | 16 | 0 | 0.5 | 0 | 2 | 0.7 | 0.5 | 0 | 1 | 1.5 | 2.8 | 0 | 0 | 0.2 | 0 | 0 | 0 | 0 | 0 | 0 | 0 | 0 | 0 | 0 | 0 |  | 9.2 | 9.2 | 9.2 | 0 |  | 0 | 9.2 | 0 | 0 | 0
1989-06-17 | 1989 | 6 | 17 | 0 | 0 | 0 | 0 | 0 | 0 | 0 | 0 | 0 | 0 | 0 | 0 | 0 | 0 | 0 | 0 | 0 | 0 | 0 | 0 | 0 | 0 | 0 | 0 |  | 0 | 0 | 0 | 0 |  | 0 | 0 | 0 | 0 | 0
1989-06-18 | 1989 | 6 | 18 | 0 | 0 | 0 | 0 | 0 | 0 | 0 | 0 | 0 | 0 | 0 | 0 | 0 | 0 | 0 | 0 | 0 | 0 | 0 | 0 | 0 | 0 | 0 | 0 |  | 0 | 0 | 0 | 0 |  | 0 | 0 | 0 | 0 | 0
1989-06-19 | 1989 | 6 | 19 | 0 | 0 | 0 | 0 | 0 | 0 | 0 | 0 | 0 | 0 | 0 | 0 | 0 | 0 | 0 | 4.4 | 0 | 0.2 | 0 | 0 | 0 | 0 | 0 | 0 |  | 4.6 | 4.6 | 4.6 | 8.8818e-16 |  | 0 | 4.6 | 0 | 0 | 0
1989-06-20 | 1989 | 6 | 20 | 0 | 0 | 0 | 0 | 0 | 0 | 0 | 0 | 0 | 0 | 0 | 0 | 0 | 0 | 0 | 1 | 0 | 0 | 0 | 0 | 0 | 0 | 0 | 0.3 |  | 1.3 | 1.3 | 1.3 | 0 |  | 0 | 1.3 | 0 | 0 | 0
1989-06-21 | 1989 | 6 | 21 | 0.2 | 0 | 0 | 0 | 0 | 0 | 0 | 0 | 0 | 0 | 0 | 0 | 0 | 0 | 0 | 0 | 0 | 1.1 | 0.7 | 0 | 0 | 0 | 0 | 0 |  | 2 | 2 | 2 | 0 |  | 0 | 2 | 0 | 0 | 0
1989-06-22 | 1989 | 6 | 22 | 0 | 0 | 0 | 0 | 0 | 0 | 0 | 0 | 0 | 1.2 | 1.2 | 0 | 0 | 0 | 0 | 0 | 0.2 | 0 | 0 | 0 | 0 | 0 | 0 | 0 |  | 2.6 | 2.6 | 2.6 | 0 |  | 0 | 2.6 | 0 | 0 | 0
1989-06-23 | 1989 | 6 | 23 | 3.9 | 5 | 0 | 0.7 | 0.2 | 0 | 0 | 0 | 0 | 0 | 0 | 0 | 0 | 0 | 0 | 0 | 0 | 0 | 0 | 0 | 0 | 0 | 0 | 0 |  | 9.8 | 9.8 | 9.8 | 1.7764e-15 |  | 0 | 9.8 | 0 | 0 | 0
1989-06-24 | 1989 | 6 | 24 | 0 | 0 | 0 | 0 | 0 | 0 | 0 | 0 | 0 | 0 | 0 | 0 | 0 | 0 | 0 | 0.6 | 0 | 0 | 0 | 0 | 0.6 | 0 | 0 | 0 |  | 1.2 | 1.2 | 1.2 | 0 |  | 0 | 1.2 | 0 | 0 | 0
1989-06-25 | 1989 | 6 | 25 | 1.8 | 1.6 | 0 | 0 | 0 | 0 | 0 | 0 | 0 | 0 | 0 | 0 | 0 | 0 | 0 | 0 | 0 | 0 | 0 | 0 | 0 | 0 | 0 | 0 |  | 3.4 | 3.4 | 3.4 | 4.4409e-16 |  | 0 | 3.4 | 0 | 0 | 0
1989-06-26 | 1989 | 6 | 26 | 0 | 0 | 0 | 0 | 0 | 0 | 0 | 0 | 0 | 0 | 0 | 0 | 0 | 0 | 0 | 0 | 0 | 0 | 0 | 0 | 0 | 0.5 | 2.7 | 0.2 |  | 3.4 | 3.4 | 3.4 | 4.4409e-16 |  | 0 | 3.4 | 0 | 0 | 0
1989-06-27 | 1989 | 6 | 27 | 0 | 0 | 0 | 0 | 0 | 0 | 0 | 0 | 0 | 0 | 0 | 0 | 0 | 0 | 0 | 0 | 0 | 0 | 0 | 0 | 0 | 0 | 0 | 0 |  | 0 | 0 | 0 | 0 |  | 0 | 0 | 0 | 0 | 0
1989-06-28 | 1989 | 6 | 28 | 0 | 0 | 0 | 0 | 0 | 0 | 0 | 0 | 0 | 0 | 0 | 0 | 0 | 0 | 0 | 0 | 0 | 0 | 0 | 0 | 0 | 0 | 0 | 0 |  | 0 | 0 | 0 | 0 |  | 0 | 0 | 0 | 0 | 0
1989-06-29 | 1989 | 6 | 29 | 0 | 0 | 0 | 0 | 0 | 0 | 0 | 0 | 0 | 0 | 0 | 0 | 0 | 0 | 0 | 0 | 0 | 0 | 0 | 0 | 0 | 0 | 0 | 0 |  | 0 | 0 | 0 | 0 |  | 0 | 0 | 0 | 0 | 0
1989-06-30 | 1989 | 6 | 30 | 0 | 0 | 0 | 0 | 0 | 0 | 0 | 0 | 0 | 0 | 0 | 0 | 0 | 0 | 0 | 0 | 0 | 0 | 0 | 0 | 8 | 0.2 | 0 | 0 |  | 8.2 | 8.2 | 8.2 | 0 |  | 0 | 8.2 | 0 | 0 | 0
1989-07-01 | 1989 | 7 | 1 | 0 | 0 | 0 | 0 | 0 | 0 | 0 | 0 | 0 | 0 | 0 | 0 | 0 | 0 | 0 | 0 | 0 | 0 | 0 | 0 | 0 | 0 | 0 | 0 |  | 0 | 0 | 0 | 0 |  | 0 | 0 | 0 | 0 | 0
1989-07-02 | 1989 | 7 | 2 | 0 | 0 | 0 | 0 | 0 | 0 | 0 | 0 | 0 | 0 | 0 | 0 | 0 | 0 | 0 | 0 | 0 | 0 | 0 | 0 | 0 | 0 | 0 | 0 |  | 0 | 0 | 0 | 0 |  | 0 | 0 | 0 | 0 | 0
1989-07-03 | 1989 | 7 | 3 | 0 | 0 | 0 | 0 | 0 | 0 | 0 | 0 | 0 | 0 | 0 | 0 | 0 | 0 | 0 | 0 | 0 | 0 | 0 | 0 | 0 | 0 | 0 | 0 |  | 0 | 0 | 0 | 0 |  | 0 | 0 | 0 | 0 | 0
1989-07-04 | 1989 | 7 | 4 | 0 | 0 | 0 | 0 | 0 | 0 | 0 | 0 | 0 | 0 | 0 | 0 | 0 | 0 | 0 | 0 | 0 | 0 | 0 | 0 | 0 | 0 | 0 | 0 |  | 0 | 0 | 0 | 0 |  | 0 | 0 | 0 | 0 | 0
1989-07-05 | 1989 | 7 | 5 | 0 | 0 | 0 | 0 | 0 | 0 | 0 | 0 | 0 | 0 | 0 | 0 | 0 | 0 | 0 | 0 | 0 | 0 | 0 | 0 | 0 | 0 | 0 | 0 |  | 0 | 0 | 0 | 0 |  | 0 | 0 | 0 | 0 | 0
1989-07-06 | 1989 | 7 | 6 | 0 | 0 | 0 | 0 | 0 | 0 | 0 | 0 | 0 | 0 | 0 | 0 | 0 | 0 | 0 | 0 | 0 | 0 | 0 | 0 | 0 | 0 | 0 | 0 |  | 0 | 0 | 0 | 0 |  | 0 | 0 | 0 | 0 | 0
1989-07-07 | 1989 | 7 | 7 | 0 | 0 | 0 | 0 | 0 | 0 | 0 | 0 | 0 | 0 | 0 | 0 | 0 | 0 | 0 | 0 | 0 | 0 | 0 | 0 | 0 | 0 | 0 | 0 |  | 0 | 0 | 0 | 0 |  | 0 | 0 | 0 | 0 | 0
1989-07-08 | 1989 | 7 | 8 | 0 | 0 | 0 | 0 | 0 | 0 | 0 | 0 | 0 | 0 | 0 | 0 | 0 | 0 | 0 | 0 | 0 | 0 | 0 | 0 | 0 | 0 | 0 | 0 |  | 0 | 0 | 0 | 0 |  | 0 | 0 | 0 | 0 | 0
1989-07-09 | 1989 | 7 | 9 | 0 | 0 | 0 | 0 | 0 | 0 | 0 | 0 | 0 | 0 | 0 | 0 | 0 | 0 | 0 | 0 | 0 | 0 | 0 | 0 | 0 | 0 | 0 | 0 |  | 0 | 0 | 0 | 0 |  | 0 | 0 | 0 | 0 | 0
1989-07-10 | 1989 | 7 | 10 | 0 | 0 | 0 | 0.2 | 0.4 | 0 | 0 | 1.2 | 1.6 | 7.4 | 3.7 | 3.5 | 1.4 | 1.4 | 0.6 | 0 | 0 | 0 | 0 | 0 | 0 | 0 | 0 | 0 |  | 21.4 | 21.4 | 21.4 | 0 |  | 0 | 0 | 21.4 | 0 | 0
1989-07-11 | 1989 | 7 | 11 | 0 | 0 | 0 | 0 | 0 | 0 | 0.1 | 0 | 0 | 0 | 0 | 0 | 0 | 0 | 0 | 0 | 0 | 0 | 0.1 | 0 | 0 | 0 | 0 | 0 |  | 0.2 | 0.2 | 0.2 | 0 |  | 0 | 0 | 0.2 | 0 | 0
1989-07-12 | 1989 | 7 | 12 | 0 | 0 | 0 | 0 | 0 | 0 | 0 | 0 | 0 | 0 | 0 | 0 | 0 | 0 | 0 | 0 | 0 | 0 | 0 | 0 | 0 | 0 | 0 | 0 |  | 0 | 0 | 0 | 0 |  | 0 | 0 | 0 | 0 | 0
1989-07-13 | 1989 | 7 | 13 | 0 | 0 | 0 | 0 | 0 | 0 | 0 | 0 | 0 | 0 | 0 | 0 | 0 | 0 | 0 | 0 | 0 | 0 | 0 | 0 | 0 | 0 | 0 | 0 |  | 0 | 0 | 0 | 0 |  | 0 | 0 | 0 | 0 | 0
1989-07-14 | 1989 | 7 | 14 | 0 | 0 | 0 | 0 | 0 | 0 | 0 | 0 | 0 | 0 | 0 | 0 | 0 | 0 | 0 | 0 | 0 | 0 | 0 | 0 | 0 | 0 | 0 | 0 |  | 0 | 0 | 0 | 0 |  | 0 | 0 | 0 | 0 | 0
1989-07-15 | 1989 | 7 | 15 | 0 | 0 | 0 | 0 | 0 | 0 | 0 | 0 | 0 | 0 | 0 | 0 | 0 | 0 | 0 | 0 | 0 | 0 | 0 | 0 | 0 | 0 | 0 | 0 |  | 0 | 0 | 0 | 0 |  | 0 | 0 | 0 | 0 | 0
1989-07-16 | 1989 | 7 | 16 | 0 | 0 | 0 | 0 | 0 | 0 | 0 | 0 | 0.5 | 3 | 0.8 | 0 | 0 | 0 | 0 | 0 | 1.3 | 0 | 0 | 0 | 0 | 0 | 0 | 0 |  | 5.6 | 5.6 | 5.6 | 0 |  | 0 | 0 | 5.6 | 0 | 0
1989-07-17 | 1989 | 7 | 17 | 0 | 0 | 0 | 0 | 0 | 0 | 0 | 0 | 0 | 0 | 0 | 0 | 0 | 0 | 0 | 0 | 0 | 0 | 0 | 0 | 0 | 0 | 0 | 0 |  | 0 | 0 | 0 | 0 |  | 0 | 0 | 0 | 0 | 0
1989-07-18 | 1989 | 7 | 18 | 0 | 0 | 0 | 0 | 0 | 0 | 0 | 0 | 0 | 0 | 0 | 0 | 0 | 0 | 0 | 0 | 0 | 0 | 0 | 0 | 0 | 0 | 0 | 0 |  | 0 | 0 | 0 | 0 |  | 0 | 0 | 0 | 0 | 0
1989-07-19 | 1989 | 7 | 19 | 0 | 0 | 0 | 0 | 0 | 0 | 0 | 0 | 0 | 0 | 0 | 0 | 0 | 0 | 0 | 0 | 0 | 0 | 0 | 0 | 0 | 0 | 0 | 0 |  | 0 | 0 | 0 | 0 |  | 0 | 0 | 0 | 0 | 0
1989-07-20 | 1989 | 7 | 20 | 0 | 0 | 0 | 0 | 0 | 0 | 0 | 0 | 0 | 0 | 0 | 0 | 0 | 0 | 0 | 0 | 0 | 7.6 | 0 | 0 | 0 | 5 | 0 | 0 |  | 12.6 | 12.6 | 12.6 | 0 |  | 0 | 0 | 12.6 | 0 | 0
1989-07-21 | 1989 | 7 | 21 | 0 | 0 | 0 | 0 | 0 | 0 | 0 | 0 | 0 | 0 | 0 | 0 | 0 | 0 | 0 | 0 | 0 | 0 | 0 | 0 | 0 | 0 | 0 | 0 |  | 0 | 0 | 0 | 0 |  | 0 | 0 | 0 | 0 | 0
1989-07-22 | 1989 | 7 | 22 | 0 | 0 | 0 | 0 | 0 | 0 | 0 | 0 | 0 | 0 | 0 | 0 | 0 | 0 | 0 | 0 | 0 | 0 | 0 | 0 | 0 | 0 | 0 | 0 |  | 0 | 0 | 0 | 0 |  | 0 | 0 | 0 | 0 | 0
1989-07-23 | 1989 | 7 | 23 | 0 | 0 | 0 | 0 | 0 | 0 | 0 | 0 | 0 | 0 | 0 | 0 | 0 | 0 | 0 | 0 | 0 | 0 | 0 | 0 | 0 | 0 | 0 | 0 |  | 0 | 0 | 0 | 0 |  | 0 | 0 | 0 | 0 | 0
1989-07-24 | 1989 | 7 | 24 | 0 | 0 | 0 | 0 | 0 | 0 | 0 | 0 | 0 | 0 | 0 | 0 | 0 | 0 | 0 | 0 | 0 | 0 | 0 | 0 | 0 | 0 | 0 | 0 |  | 0 | 0 | 0 | 0 |  | 0 | 0 | 0 | 0 | 0
1989-07-25 | 1989 | 7 | 25 | 0 | 0 | 0 | 0 | 0 | 0 | 0 | 0 | 0 | 0 | 0 | 0 | 0 | 0 | 0 | 0 | 0 | 0 | 0 | 0 | 0 | 0 | 0 | 0 |  | 0 | 0 | 0 | 0 |  | 0 | 0 | 0 | 0 | 0
1989-07-26 | 1989 | 7 | 26 | 0 | 0 | 0 | 0 | 0 | 0 | 0 | 0 | 0 | 0 | 0 | 0 | 0 | 0 | 0 | 0 | 0 | 0 | 0 | 0 | 0 | 0 | 0 | 0 |  | 0 | 0 | 0 | 0 |  | 0 | 0 | 0 | 0 | 0
1989-07-27 | 1989 | 7 | 27 | 0 | 0 | 0 | 0 | 0 | 0 | 0 | 0 | 0 | 0 | 0 | 0 | 0 | 0 | 0 | 0 | 0 | 0 | 0 | 0 | 0 | 0 | 0 | 0 |  | 0 | 0 | 0 | 0 |  | 0 | 0 | 0 | 0 | 0
1989-07-28 | 1989 | 7 | 28 | 0 | 0 | 0 | 0 | 0 | 4 | 0.4 | 0 | 0 | 0 | 0 | 0 | 0 | 0 | 0 | 0 | 0 | 0 | 0 | 0 | 0 | 0 | 0 | 0 |  | 4.4 | 4.4 | 4.4 | 0 |  | 0 | 0 | 4.4 | 0 | 0
1989-07-29 | 1989 | 7 | 29 | 0 | 0 | 0 | 0 | 0 | 0 | 0 | 0 | 0 | 0 | 0 | 0 | 0 | 0 | 0 | 0 | 0 | 0 | 0 | 0 | 0 | 0 | 0 | 0 |  | 0 | 0 | 0 | 0 |  | 0 | 0 | 0 | 0 | 0
1989-07-30 | 1989 | 7 | 30 | 0 | 0 | 0 | 0 | 0 | 0 | 0 | 0 | 0 | 0 | 0 | 0 | 0 | 0 | 0 | 0 | 0 | 0 | 0.6 | 0 | 0 | 0 | 0.6 | 1.6 |  | 2.8 | 2.8 | 2.8 | 0 |  | 0 | 0 | 2.8 | 0 | 0
1989-07-31 | 1989 | 7 | 31 | 3 | 0.6 | 0 | 0 | 0 | 0 | 0 | 0 | 0 | 0 | 0 | 0 | 0 | 0 | 0 | 0 | 0 | 0 | 0 | 0 | 0 | 0 | 0 | 0 |  | 3.6 | 3.6 | 3.6 | 0 |  | 0 | 0 | 3.6 | 0 | 0
1989-08-01 | 1989 | 8 | 1 | 0 | 0 | 0 | 0 | 0 | 0 | 0 | 0 | 0 | 0 | 0 | 0 | 0 | 0 | 0 | 0 | 0 | 0 | 0 | 0 | 4 | 4 | 0.8 | 0 |  | 8.8 | 8.8 | 8.8 | 0 |  | 0 | 0 | 0 | 8.8 | 0
1989-08-02 | 1989 | 8 | 2 | 0 | 0 | 0 | 0 | 0 | 0 | 0 | 0 | 0 | 0 | 0 | 0 | 0 | 0 | 0 | 0 | 0 | 0 | 0 | 1.1 | 0.9 | 0 | 0 | 0 |  | 2 | 2 | 2 | 0 |  | 0 | 0 | 0 | 2 | 0
1989-08-03 | 1989 | 8 | 3 | 0 | 0 | 0 | 0 | 0 | 0.4 | 0 | 0 | 0.2 | 0.4 | 0 | 0 | 0 | 0 | 0 | 0 | 0 | 0 | 0 | 0 | 0 | 0 | 0 | 0 |  | 1 | 1 | 1 | 0 |  | 0 | 0 | 0 | 1 | 0
1989-08-04 | 1989 | 8 | 4 | 0 | 0 | 0 | 0 | 1 | 0 | 0 | 0 | 0 | 0 | 0 | 0 | 0 | 0 | 0 | 0 | 0 | 0 | 0 | 0 | 0 | 0 | 0 | 0 |  | 1 | 1 | 1 | 0 |  | 0 | 0 | 0 | 1 | 0
1989-08-05 | 1989 | 8 | 5 | 0 | 0 | 0 | 0 | 0 | 0 | 0 | 0 | 0 | 0 | 0 | 0 | 0 | 0 | 0 | 0 | 0 | 0 | 0 | 0 | 0 | 0 | 0 | 0 |  | 0 | 0 | 0 | 0 |  | 0 | 0 | 0 | 0 | 0
1989-08-06 | 1989 | 8 | 6 | 0 | 0 | 0 | 0 | 0 | 0 | 0 | 0 | 0 | 0 | 0 | 0 | 0 | 0 | 0 | 0 | 0 | 0 | 0 | 0 | 0 | 0 | 0 | 0 |  | 0 | 0 | 0 | 0 |  | 0 | 0 | 0 | 0 | 0
1989-08-07 | 1989 | 8 | 7 | 0 | 0 | 0 | 0 | 0 | 0 | 0 | 0 | 0 | 0 | 0 | 0 | 0 | 0 | 0 | 0 | 0 | 0 | 0 | 0 | 0 | 0 | 0 | 0.2 |  | 0.2 | 0.2 | 0.2 | 0 |  | 0 | 0 | 0 | 0.2 | 0
1989-08-08 | 1989 | 8 | 8 | 0 | 0 | 0 | 0 | 0 | 0 | 0 | 0 | 0 | 0 | 0 | 0 | 0 | 0 | 0 | 0 | 0 | 0 | 0 | 0 | 0 | 0 | 0 | 0 |  | 0 | 0 | 0 | 0 |  | 0 | 0 | 0 | 0 | 0
1989-08-09 | 1989 | 8 | 9 | 0 | 0 | 0 | 0 | 0 | 0 | 0 | 0 | 0 | 0 | 0 | 0 | 0 | 0 | 0 | 0.3 | 1.3 | 1 | 0 | 0 | 0 | 0 | 0 | 0 |  | 2.6 | 2.6 | 2.6 | 0 |  | 0 | 0 | 0 | 2.6 | 0
1989-08-10 | 1989 | 8 | 10 | 0 | 0 | 0 | 0 | 0 | 0 | 0 | 0 | 0 | 0 | 0 | 0 | 0 | 0 | 0 | 0 | 0 | 0 | 0 | 0 | 0 | 0 | 0 | 0 |  | 0 | 0 | 0 | 0 |  | 0 | 0 | 0 | 0 | 0
1989-08-11 | 1989 | 8 | 11 | 0 | 0 | 0 | 0 | 0 | 0 | 0 | 0 | 0 | 0 | 0 | 0 | 0 | 0 | 0 | 0 | 0 | 0 | 0 | 0 | 0 | 0 | 0 | 0 |  | 0 | 0 | 0 | 0 |  | 0 | 0 | 0 | 0 | 0
1989-08-12 | 1989 | 8 | 12 | 0 | 0 | 0 | 0 | 0 | 0 | 0 | 0 | 0 | 0 | 0 | 0 | 0 | 0 | 0 | 0 | 0 | 0 | 0 | 0 | 0 | 0 | 0 | 0 |  | 0 | 0 | 0 | 0 |  | 0 | 0 | 0 | 0 | 0
1989-08-13 | 1989 | 8 | 13 | 0 | 0 | 0 | 0 | 0 | 0 | 0 | 0 | 0 | 0 | 0 | 0 | 0 | 0 | 0 | 0 | 0 | 0 | 0 | 0 | 0 | 0 | 0 | 0 |  | 0 | 0 | 0 | 0 |  | 0 | 0 | 0 | 0 | 0
1989-08-14 | 1989 | 8 | 14 | 0 | 0 | 0 | 0 | 0 | 0 | 0 | 0 | 0 | 0 | 0 | 0 | 0 | 0 | 0 | 0 | 0 | 0 | 0 | 0 | 0 | 0 | 0 | 0 |  | 0 | 0 | 0 | 0 |  | 0 | 0 | 0 | 0 | 0
1989-08-15 | 1989 | 8 | 15 | 0 | 0 | 0 | 0 | 0 | 0 | 1.3 | 0.7 | 0 | 0 | 0 | 0 | 0 | 0 | 0 | 0 | 0 | 0 | 0 | 0 | 0 | 0 | 0 | 0 |  | 2 | 2 | 2 | 0 |  | 0 | 0 | 0 | 2 | 0
1989-08-16 | 1989 | 8 | 16 | 0 | 0 | 0 | 0 | 0 | 1.7 | 0.2 | 0 | 0 | 0.8 | 1.7 | 1.1 | 0 | 0 | 0.3 | 0 | 0 | 0 | 0 | 0.3 | 0.3 | 0 | 0 | 0 |  | 6.4 | 6.4 | 6.4 | 8.8818e-16 |  | 0 | 0 | 0 | 6.4 | 0
1989-08-17 | 1989 | 8 | 17 | 0 | 0 | 0 | 0 | 0 | 0 | 0 | 0 | 0 | 0 | 0 | 0 | 0 | 0 | 0 | 0 | 0 | 0 | 0 | 0 | 0 | 0 | 0 | 0 |  | 0 | 0 | 0 | 0 |  | 0 | 0 | 0 | 0 | 0
1989-08-18 | 1989 | 8 | 18 | 0 | 0 | 0 | 0 | 0 | 0 | 0 | 0 | 0 | 0 | 0 | 0 | 0 | 0 | 0 | 0 | 0 | 0 | 0 | 0 | 0 | 0 | 0 | 0 |  | 0 | 0 | 0 | 0 |  | 0 | 0 | 0 | 0 | 0
1989-08-19 | 1989 | 8 | 19 | 0 | 0 | 0 | 0 | 0 | 0 | 0 | 0 | 0 | 0 | 0 | 0 | 0 | 0 | 1 | 10.9 | 3.6 | 0 | 0.3 | 0 | 0 | 0 | 0 | 0 |  | 15.8 | 15.8 | 15.8 | 0 |  | 0 | 0 | 0 | 15.8 | 0
1989-08-20 | 1989 | 8 | 20 | 0 | 0 | 0 | 0 | 0 | 0 | 0 | 0 | 0 | 0 | 0 | 0 | 0 | 0 | 0 | 0 | 0 | 0 | 0 | 0 | 0 | 0 | 0 | 0 |  | 0 | 0 | 0 | 0 |  | 0 | 0 | 0 | 0 | 0
1989-08-21 | 1989 | 8 | 21 | 0 | 0 | 0 | 0 | 0 | 0 | 0 | 0 | 0 | 0 | 0 | 0 | 0 | 0 | 0 | 0 | 0 | 0.2 | 0 | 0 | 0 | 0 | 0 | 0 |  | 0.2 | 0.2 | 0.2 | 0 |  | 0 | 0 | 0 | 0.2 | 0
1989-08-22 | 1989 | 8 | 22 | 0 | 0 | 0 | 0 | 0 | 0 | 0 | 0 | 0 | 0 | 0 | 0 | 0 | 0 | 0 | 0 | 0 | 0 | 0 | 0 | 0 | 0 | 0 | 0 |  | 0 | 0 | 0 | 0 |  | 0 | 0 | 0 | 0 | 0
1989-08-23 | 1989 | 8 | 23 | 0 | 0 | 0 | 0 | 0 | 0 | 0 | 0 | 0 | 0 | 0 | 0 | 0 | 0 | 0 | 0 | 0 | 0 | 0 | 0 | 0 | 0 | 0 | 0 |  | 0 | 0 | 0 | 0 |  | 0 | 0 | 0 | 0 | 0
1989-08-24 | 1989 | 8 | 24 | 0 | 0 | 0 | 0 | 0 | 0 | 0 | 0 | 0 | 0 | 0 | 0 | 0 | 0 | 0 | 0 | 0 | 0 | 0 | 0 | 0 | 0 | 0 | 0 |  | 0 | 0 | 0 | 0 |  | 0 | 0 | 0 | 0 | 0
1989-08-25 | 1989 | 8 | 25 | 0 | 0 | 0 | 0 | 0 | 0 | 0 | 0 | 0 | 0 | 0 | 0 | 0 | 0 | 1 | 0 | 0 | 0.5 | 0 | 2.2 | 0.2 | 0 | 0 | 0 |  | 3.9 | 3.9 | 3.9 | 4.4409e-16 |  | 0 | 0 | 0 | 3.9 | 0
1989-08-26 | 1989 | 8 | 26 | 0 | 0 | 0 | 0 | 0 | 0 | 0 | 0 | 0.3 | 0 | 0 | 1.2 | 0.8 | 0 | 0 | 0.8 | 0.8 | 0 | 0 | 0 | 0 | 0 | 0 | 0 |  | 3.9 | 3.9 | 3.9 | 4.4409e-16 |  | 0 | 0 | 0 | 3.9 | 0
1989-08-27 | 1989 | 8 | 27 | 0 | 0 | 0 | 0 | 0 | 0 | 0 | 0 | 0 | 0 | 0 | 0 | 0 | 0 | 0 | 0 | 0 | 0 | 0 | 0 | 0 | 0.2 | 0 | 0.2 |  | 0.4 | 0.4 | 0.4 | 0 |  | 0 | 0 | 0 | 0.4 | 0
1989-08-28 | 1989 | 8 | 28 | 0.5 | 0.9 | 0.7 | 2.3 | 2.8 | 2.3 | 0.9 | 0 | 0 | 0 | 0 | 0 | 0 | 0 | 0 | 0 | 0 | 0 | 0 | 0 | 0 | 0 | 0 | 0 |  | 10.4 | 10.4 | 10.4 | 0 |  | 0 | 0 | 0 | 10.4 | 0
1989-08-29 | 1989 | 8 | 29 | 0 | 0 | 0 | 0 | 0 | 0 | 0 | 0 | 0 | 0 | 0 | 0 | 0 | 0 | 0 | 0 | 0 | 0 | 0 | 0.2 | 0 | 0.2 | 0 | 0 |  | 0.4 | 0.4 | 0.4 | 0 |  | 0 | 0 | 0 | 0.4 | 0
1989-08-30 | 1989 | 8 | 30 | 0 | 0 | 0.8 | 1.6 | 0 | 0 | 0 | 0.2 | 0 | 0 | 0 | 0 | 0 | 0 | 0 | 0 | 0 | 0 | 0 | 0 | 0 | 0 | 0 | 0 |  | 2.6 | 2.6 | 2.6 | 4.4409e-16 |  | 0 | 0 | 0 | 2.6 | 0
1989-08-31 | 1989 | 8 | 31 | 0 | 0 | 0 | 0 | 0 | 0 | 0 | 0 | 0 | 0 | 0 | 0 | 0 | 0 | 0 | 0 | 0 | 0 | 0 | 0 | 0 | 0 | 0 | 0 |  | 0 | 0 | 0 | 0 |  | 0 | 0 | 0 | 0 | 0
1989-09-01 | 1989 | 9 | 1 | 0 | 0 | 0 | 0 | 0 | 0 | 0 | 0 | 0 | 0 | 0 | 0 | 0 | 0 | 0 | 0 | 0 | 0 | 0 | 0 | 0 | 0 | 0 | 0 |  | 0 | 0 | 0 | 0 |  | 0 | 0 | 0 | 0 | 0
1989-09-02 | 1989 | 9 | 2 | 0 | 0 | 0 | 0 | 0.2 | 0 | 0 | 0 | 0 | 0 | 0 | 0 | 0 | 0 | 0 | 0.5 | 4 | 3 | 0.2 | 0 | 0 | 0 | 1.4 | 1.8 |  | 11.1 | 11.1 | 11.1 | 1.7764e-15 |  | 0 | 0 | 0 | 0 | 11.1
1989-09-03 | 1989 | 9 | 3 | 3.5 | 1.2 | 0.5 | 0.2 | 0 | 0 | 0 | 0 | 0 | 0 | 0 | 0 | 0 | 0 | 0 | 0 | 0 | 0 | 0 | 0 | 0 | 0 | 0 | 0 |  | 5.4 | 5.4 | 5.4 | 0 |  | 0 | 0 | 0 | 0 | 5.4
1989-09-04 | 1989 | 9 | 4 | 0 | 0 | 0 | 0 | 0 | 0 | 0 | 0 | 0 | 0 | 0 | 0 | 0 | 0 | 0 | 0 | 0 | 0 | 0 | 0 | 0 | 0 | 0 | 0 |  | 0 | 0 | 0 | 0 |  | 0 | 0 | 0 | 0 | 0
1989-09-05 | 1989 | 9 | 5 | 0.2 | 0.9 | 1.5 | 1.5 | 1.2 | 0.2 | 0 | 0 | 0 | 0 | 0 | 0 | 0 | 0 | 0 | 0 | 0 | 0 | 0.9 | 0.7 | 0 | 0 | 0 | 0.2 |  | 7.3 | 7.3 | 7.3 | 8.8818e-16 |  | 0 | 0 | 0 | 0 | 7.3
1989-09-06 | 1989 | 9 | 6 | 0.2 | 0 | 0 | 0.3 | 0.3 | 0 | 0 | 0 | 0 | 0 | 0 | 0 | 0 | 0 | 0 | 0 | 0 | 0 | 0 | 0 | 0 | 0 | 0 | 0 |  | 0.8 | 0.8 | 0.8 | 0 |  | 0 | 0 | 0 | 0 | 0.8
1989-09-07 | 1989 | 9 | 7 | 0 | 0 | 0.7 | 0.7 | 0 | 0 | 0 | 0 | 0 | 0.4 | 0.6 | 0.4 | 0 | 0 | 0 | 0 | 0.2 | 0 | 0.4 | 0 | 0 | 0 | 0 | 0 |  | 3.4 | 3.4 | 3.4 | 0 |  | 0 | 0 | 0 | 0 | 3.4
1989-09-08 | 1989 | 9 | 8 | 0 | 0 | 0 | 0 | 0 | 0 | 0 | 0 | 0 | 0 | 0 | 0 | 0 | 0 | 0 | 0 | 0 | 0 | 0 | 0 | 0 | 0 | 0 | 0.4 |  | 0.4 | 0.4 | 0.4 | 0 |  | 0 | 0 | 0 | 0 | 0.4
1989-09-09 | 1989 | 9 | 9 | 1.6 | 0.3 | 0 | 0 | 0 | 0 | 0 | 0 | 0 | 0 | 0 | 0 | 0 | 0 | 0 | 0 | 0 | 0 | 1 | 0 | 0.3 | 1 | 0 | 0 |  | 4.2 | 4.2 | 4.2 | 0 |  | 0 | 0 | 0 | 0 | 4.2
1989-09-10 | 1989 | 9 | 10 | 0 | 0 | 0 | 0 | 0 | 0 | 0 | 0 | 0 | 0 | 0 | 0 | 0 | 0 | 0 | 0 | 0 | 0 | 0 | 0 | 0 | 0 | 0 | 0 |  | 0 | 0 | 0 | 0 |  | 0 | 0 | 0 | 0 | 0
1989-09-11 | 1989 | 9 | 11 | 0 | 0 | 0 | 0 | 0 | 0 | 0 | 0 | 0 | 0 | 0 | 0 | 0 | 0 | 0 | 0 | 0 | 0 | 0 | 0 | 0 | 0 | 0 | 0 |  | 0 | 0 | 0 | 0 |  | 0 | 0 | 0 | 0 | 0
1989-09-12 | 1989 | 9 | 12 | 0 | 0 | 0 | 0 | 0 | 0 | 0 | 0 | 0 | 0 | 0 | 0 | 0 | 0 | 0 | 0 | 0 | 0 | 0 | 0 | 0 | 0 | 0 | 0 |  | 0 | 0 | 0 | 0 |  | 0 | 0 | 0 | 0 | 0
1989-09-13 | 1989 | 9 | 13 | 0 | 0 | 0 | 0 | 0 | 0 | 0 | 0 | 0 | 0 | 0 | 0 | 0 | 0 | 0 | 0 | 0 | 0 | 0 | 0 | 0 | 0 | 0 | 0 |  | 0 | 0 | 0 | 0 |  | 0 | 0 | 0 | 0 | 0
1989-09-14 | 1989 | 9 | 14 | 0 | 0 | 0 | 0 | 0 | 0 | 0 | 0 | 0 | 0 | 0 | 0 | 0 | 0 | 0 | 0 | 0 | 0 | 0 | 0 | 0 | 0 | 0 | 0 |  | 0 | 0 | 0 | 0 |  | 0 | 0 | 0 | 0 | 0
1989-09-15 | 1989 | 9 | 15 | 0 | 0 | 0 | 0 | 0 | 0 | 0 | 0 | 0 | 0 | 0 | 0 | 0 | 0 | 0 | 0 | 0 | 0 | 0 | 0 | 0 | 0 | 0 | 0 |  | 0 | 0 | 0 | 0 |  | 0 | 0 | 0 | 0 | 0
1989-09-16 | 1989 | 9 | 16 | 0 | 0 | 0 | 0 | 0 | 0 | 0 | 0 | 0 | 0 | 0 | 0 | 0 | 0 | 0 | 0 | 0 | 0 | 0 | 0 | 0 | 0 | 0 | 0 |  | 0 | 0 | 0 | 0 |  | 0 | 0 | 0 | 0 | 0
1989-09-17 | 1989 | 9 | 17 | 0 | 0 | 0.2 | 1.6 | 1.3 | 0.8 | 0 | 0 | 0.2 | 0.5 | 0.5 | 0.3 | 0.3 | 0 | 0.3 | 0 | 0 | 0 | 0 | 0 | 0 | 0 | 0 | 0 |  | 6 | 6 | 6 | 0 |  | 0 | 0 | 0 | 0 | 6
1989-09-18 | 1989 | 9 | 18 | 0 | 0 | 0 | 0 | 0 | 0 | 0 | 0 | 0 | 0 | 0 | 0 | 0 | 0 | 0 | 0 | 0 | 0 | 0 | 0 | 0 | 0 | 0 | 0 |  | 0 | 0 | 0 | 0 |  | 0 | 0 | 0 | 0 | 0
1989-09-19 | 1989 | 9 | 19 | 0 | 0 | 0 | 0 | 0 | 0 | 0 | 0 | 0 | 0 | 0 | 0 | 0 | 0 | 0 | 0 | 0 | 0 | 0 | 0 | 0 | 0 | 0 | 0 |  | 0 | 0 | 0 | 0 |  | 0 | 0 | 0 | 0 | 0
1989-09-20 | 1989 | 9 | 20 | 0 | 0 | 0 | 0 | 0 | 0 | 0 | 0 | 0 | 0 | 0 | 0 | 0 | 0 | 0 | 0 | 0 | 0 | 0 | 0 | 0 | 0 | 0 | 0 |  | 0 | 0 | 0 | 0 |  | 0 | 0 | 0 | 0 | 0
1989-09-21 | 1989 | 9 | 21 | 0 | 0 | 0 | 0 | 0 | 0 | 0 | 0 | 0 | 0 | 0 | 0 | 0 | 0 | 0 | 0 | 0 | 0 | 0 | 0 | 0 | 0 | 0 | 0 |  | 0 | 0 | 0 | 0 |  | 0 | 0 | 0 | 0 | 0
1989-09-22 | 1989 | 9 | 22 | 0 | 0 | 0 | 0 | 0 | 0 | 0 | 0 | 0 | 0 | 0 | 0 | 0 | 0 | 0 | 0 | 0 | 0 | 0 | 0 | 0 | 0 | 0 | 0 |  | 0 | 0 | 0 | 0 |  | 0 | 0 | 0 | 0 | 0
1989-09-23 | 1989 | 9 | 23 | 0 | 0 | 0 | 0 | 0 | 0 | 0 | 0 | 0 | 0 | 0 | 0 | 0 | 0 | 0 | 0 | 0 | 0 | 0 | 0 | 0 | 0 | 0 | 0 |  | 0 | 0 | 0 | 0 |  | 0 | 0 | 0 | 0 | 0
1989-09-24 | 1989 | 9 | 24 | 0 | 0 | 0 | 0 | 0 | 0 | 0 | 0 | 0 | 0 | 0 | 0 | 0 | 0 | 0 | 0 | 0 | 0 | 0 | 0 | 0 | 0 | 0 | 0 |  | 0 | 0 | 0 | 0 |  | 0 | 0 | 0 | 0 | 0
1989-09-25 | 1989 | 9 | 25 | 0 | 0 | 0 | 0 | 0 | 0 | 0 | 0 | 0 | 0 | 0 | 0 | 0 | 0 | 0 | 0 | 0 | 0 | 0 | 0 | 0 | 0 | 0 | 0 |  | 0 | 0 | 0 | 0 |  | 0 | 0 | 0 | 0 | 0
1989-09-26 | 1989 | 9 | 26 | 0 | 0 | 0 | 0 | 0 | 0 | 0 | 0 | 0 | 0 | 0 | 0 | 0 | 0 | 0 | 0 | 0 | 0 | 0 | 0 | 0 | 0 | 0 | 0 |  | 0 | 0 | 0 | 0 |  | 0 | 0 | 0 | 0 | 0
1989-09-27 | 1989 | 9 | 27 | 0 | 0 | 0 | 0 | 0 | 0 | 0 | 0 | 0 | 0 | 0 | 0 | 0 | 0 | 0 | 0 | 0 | 0 | 0 | 0 | 0 | 0 | 0 | 0 |  | 0 | 0 | 0 | 0 |  | 0 | 0 | 0 | 0 | 0
1989-09-28 | 1989 | 9 | 28 | 0 | 0 | 0 | 0 | 0 | 0 | 0 | 0 | 0 | 0 | 0 | 0 | 0 | 0 | 0 | 0 | 0 | 0 | 0 | 0 | 0 | 0 | 0 | 0 |  | 0 | 0 | 0 | 0 |  | 0 | 0 | 0 | 0 | 0
1989-09-29 | 1989 | 9 | 29 | 0 | 0 | 0 | 0 | 0 | 0 | 0 | 0 | 0 | 0 | 0 | 0 | 0 | 0 | 0 | 0 | 0 | 0 | 0 | 0 | 0 | 0 | 0 | 0 |  | 0 | 0 | 0 | 0 |  | 0 | 0 | 0 | 0 | 0
1989-09-30 | 1989 | 9 | 30 | 0 | 0 | 0 | 0 | 0 | 0 | 0 | 0 | 0 | 0 | 0 | 0 | 0 | 0 | 0 | 0 | 0 | 0 | 0.2 | 2.6 | 0 | 0 | 0 | 0 |  | 2.8 | 2.8 | 2.8 | 4.4409e-16 |  | 0 | 0 | 0 | 0 | 2.8
1989-10-01 | 1989 | 10 | 1 | 0 | 0 | 0 | 0 | 0 | 0 | 0 | 0 | 0 | 0 | 0 | 0 | 0 | 0 | 0 | 0 | 0 | 0 | 0 | 0 | 0 | 0 | 0 | 0 |  | 0 | 0 | 0 | 0 |  | 0 | 0 | 0 | 0 | 0
1989-10-02 | 1989 | 10 | 2 | 0 | 0 | 0 | 0 | 0 | 0 | 0 | 0 | 0 | 0 | 0 | 0 | 0 | 0 | 0 | 0 | 0 | 0 | 0 | 0 | 0 | 0 | 0 | 0 |  | 0 | 0 | 0 | 0 |  | 0 | 0 | 0 | 0 | 0
1989-10-03 | 1989 | 10 | 3 | 0 | 0 | 0 | 0 | 0 | 0 | 0 | 0 | 0 | 0 | 0 | 0 | 0 | 0 | 0 | 0 | 0 | 0 | 0 | 0 | 0 | 0 | 0 | 0 |  | 0 | 0 | 0 | 0 |  | 0 | 0 | 0 | 0 | 0
1989-10-04 | 1989 | 10 | 4 | 0 | 0 | 0 | 0 | 0 | 0 | 0 | 0 | 0 | 0 | 0 | 0 | 0 | 0 | 0 | 0 | 0 | 0 | 0 | 0 | 0 | 0 | 0 | 0 |  | 0 | 0 | 0 | 0 |  | 0 | 0 | 0 | 0 | 0
1989-10-05 | 1989 | 10 | 5 | 0 | 0 | 0 | 0 | 0 | 0 | 0 | 0 | 0 | 0 | 0 | 0 | 0 | 0 | 0 | 0 | 0 | 0 | 0 | 0 | 0 | 0 | 0 | 0 |  | 0 | 0 | 0 | 0 |  | 0 | 0 | 0 | 0 | 0
1989-10-06 | 1989 | 10 | 6 | 0 | 0.5 | 1.1 | 0 | 0 | 0 | 0 | 0 | 0 | 0 | 0 | 0 | 0 | 0 | 0 | 0 | 0 | 0 | 0 | 0 | 0 | 0 | 0 | 0 |  | 1.6 | 1.6 | 1.6 | 0 |  | 0 | 0 | 0 | 0 | 0
1989-10-07 | 1989 | 10 | 7 | 0 | 0 | 0 | 0 | 0 | 0 | 0 | 0 | 0 | 0 | 0 | 0 | 0 | 0 | 0 | 0 | 0 | 0 | 0 | 0 | 0 | 0 | 0 | 0 |  | 0 | 0 | 0 | 0 |  | 0 | 0 | 0 | 0 | 0
1989-10-08 | 1989 | 10 | 8 | 0 | 0 | 0 | 0 | 0 | 0 | 0 | 0 | 0 | 0 | 0 | 0 | 0 | 0 | 0 | 0 | 0 | 0 | 0 | 0 | 0 | 0 | 0 | 0 |  | 0 | 0 | 0 | 0 |  | 0 | 0 | 0 | 0 | 0
1989-10-09 | 1989 | 10 | 9 | 0 | 0 | 0 | 0 | 0 | 0 | 0 | 0 | 0 | 0 | 0 | 0 | 0 | 0 | 0 | 0 | 0 | 0 | 0 | 0 | 0 | 0 | 0 | 0 |  | 0 | 0 | 0 | 0 |  | 0 | 0 | 0 | 0 | 0
1989-10-10 | 1989 | 10 | 10 | 0 | 0 | 0 | 0 | 0 | 0 | 0 | 0 | 0 | 0 | 0 | 0 | 0 | 0.7 | 0.8 | 0.7 | 0 | 0 | 0 | 0 | 0 | 0 | 0 | 0 |  | 2.2 | 2.2 | 2.2 | 0 |  | 0 | 0 | 0 | 0 | 0
1989-10-11 | 1989 | 10 | 11 | 0 | 0 | 0 | 0 | 0 | 0 | 0 | 0 | 0 | 0 | 0 | 0 | 0 | 0 | 0 | 0 | 0 | 0 | 0 | 0 | 0 | 0 | 0 | 0 |  | 0 | 0 | 0 | 0 |  | 0 | 0 | 0 | 0 | 0
1989-10-12 | 1989 | 10 | 12 | 0 | 0 | 0 | 0 | 0 | 0 | 0 | 0 | 0 | 0 | 0 | 0 | 0 | 0 | 0 | 0 | 0 | 0 | 0 | 0 | 0 | 0 | 0 | 0 |  | 0 | 0 | 0 | 0 |  | 0 | 0 | 0 | 0 | 0
1989-10-13 | 1989 | 10 | 13 | 0 | 0 | 0 | 0 | 0 | 0 | 0 | 0 | 0 | 0 | 0 | 0 | 0 | 0 | 0 | 0 | 0 | 0 | 0 | 0 | 0 | 0 | 0 | 0 |  | 0 | 0 | 0 | 0 |  | 0 | 0 | 0 | 0 | 0
1989-10-14 | 1989 | 10 | 14 | 0 | 0 | 0 | 0 | 0 | 0 | 0 | 0 | 0 | 0 | 0 | 0 | 0 | 0 | 0 | 0 | 0 | 0 | 0 | 0 | 0 | 0 | 0 | 0 |  | 0 | 0 | 0 | 0 |  | 0 | 0 | 0 | 0 | 0
1989-10-15 | 1989 | 10 | 15 | 0 | 0 | 0 | 0 | 0 | 0 | 0 | 0 | 0 | 0 | 0 | 0 | 0 | 0 | 0 | 0 | 0 | 0 | 0 | 0 | 0 | 0 | 0 | 0 |  | 0 | 0 | 0 | 0 |  | 0 | 0 | 0 | 0 | 0
1989-10-16 | 1989 | 10 | 16 | 0 | 0 | 0 | 0 | 0 | 0 | 0 | 0 | 0 | 0 | 0 | 0 | 0 | 0 | 0 | 0 | 0 | 0 | 0 | 0 | 0 | 0 | 0 | 0 |  | 0 | 0 | 0 | 0 |  | 0 | 0 | 0 | 0 | 0
1989-10-17 | 1989 | 10 | 17 | 0 | 0 | 0 | 0 | 0 | 0 | 0 | 0 | 0 | 0 | 0 | 0 | 0 | 0 | 0 | 0 | 0 | 0 | 0 | 0 | 0 | 0 | 0 | 0 |  | 0 | 0 | 0 | 0 |  | 0 | 0 | 0 | 0 | 0
1989-10-18 | 1989 | 10 | 18 | 0 | 0 | 0 | 0 | 0 | 0 | 0 | 0 | 0 | 0 | 0 | 0 | 0 | 0 | 0 | 0 | 0 | 0 | 0 | 0 | 0 | 0 | 0 | 0 |  | 0 | 0 | 0 | 0 |  | 0 | 0 | 0 | 0 | 0
1989-10-19 | 1989 | 10 | 19 | 0 | 0 | 0 | 0 | 0 | 0 | 0 | 0 | 0 | 0 | 0 | 0 | 0 | 0 | 0 | 0 | 0 | 0 | 0 | 0 | 0 | 0 | 0 | 0 |  | 0 | 0 | 0 | 0 |  | 0 | 0 | 0 | 0 | 0
1989-10-20 | 1989 | 10 | 20 | 0 | 0 | 0 | 0 | 0 | 0 | 0 | 0 | 0 | 0 | 0 | 0 | 0 | 0 | 0 | 0 | 0 | 0 | 0 | 0 | 0 | 0 | 0 | 0 |  | 0 | 0 | 0 | 0 |  | 0 | 0 | 0 | 0 | 0
1989-10-21 | 1989 | 10 | 21 | 0 | 0 | 0 | 0 | 0 | 0 | 0 | 0 | 0 | 0 | 0 | 0 | 0 | 0 | 0 | 0 | 0 | 0 | 0 | 0 | 0 | 0 | 0 | 0 |  | 0 | 0 | 0 | 0 |  | 0 | 0 | 0 | 0 | 0
1989-10-22 | 1989 | 10 | 22 | 0 | 0 | 0 | 0 | 0 | 0 | 0 | 0 | 0 | 0 | 0 | 0 | 0 | 0 | 0 | 0 | 0 | 0 | 0 | 0 | 0 | 0 | 0 | 0 |  | 0 | 0 | 0 | 0 |  | 0 | 0 | 0 | 0 | 0
1989-10-23 | 1989 | 10 | 23 | 0 | 0 | 0 | 0 | 0 | 0 | 0 | 0 | 0 | 0 | 0 | 0 | 0 | 0 | 0 | 0 | 0 | 0 | 0 | 0 | 0 | 0 | 0 | 0 |  | 0 | 0 | 0 | 0 |  | 0 | 0 | 0 | 0 | 0
1989-10-24 | 1989 | 10 | 24 | 0 | 0 | 0 | 0 | 0 | 0 | 0 | 0 | 0 | 0 | 0 | 0 | 0 | 0 | 0 | 0 | 0 | 0 | 0 | 0 | 0 | 0 | 0 | 0 |  | 0 | 0 | 0 | 0 |  | 0 | 0 | 0 | 0 | 0
1989-10-25 | 1989 | 10 | 25 | 0 | 0 | 0 | 0 | 0 | 0 | 0 | 0 | 0 | 0 | 0 | 0 | 0 | 0 | 0 | 0 | 0 | 0 | 0 | 0 | 0 | 0 | 0 | 0 |  | 0 | 0 | 0 | 0 |  | 0 | 0 | 0 | 0 | 0
1989-10-26 | 1989 | 10 | 26 | 0 | 0 | 0 | 0 | 0 | 0 | 0 | 0 | 0 | 0 | 0 | 0 | 0 | 0 | 0 | 0 | 0 | 0 | 0 | 0 | 0 | 0 | 0 | 0 |  | 0 | 0 | 0 | 0 |  | 0 | 0 | 0 | 0 | 0
1989-10-27 | 1989 | 10 | 27 | 0 | 0 | 0 | 0 | 0 | 0 | 0 | 0 | 0 | 0 | 0 | 0 | 0 | 0 | 0 | 0 | 0 | 0 | 0 | 0 | 0 | 0 | 0 | 0 |  | 0 | 0 | 0 | 0 |  | 0 | 0 | 0 | 0 | 0
1989-10-28 | 1989 | 10 | 28 | 0 | 0 | 0 | 0 | 0 | 0 | 0 | 0 | 0 | 0 | 0 | 0 | 0 | 0 | 0 | 0 | 0 | 0 | 0 | 0 | 0 | 0 | 0 | 0 |  | 0 | 0 | 0 | 0 |  | 0 | 0 | 0 | 0 | 0
1989-10-29 | 1989 | 10 | 29 | 0 | 0 | 0 | 0 | 0 | 0 | 0 | 0 | 0 | 0 | 0 | 0 | 0 | 0 | 0 | 0 | 0 | 0 | 0 | 0 | 0 | 0 | 0 | 0 |  | 0 | 0 | 0 | 0 |  | 0 | 0 | 0 | 0 | 0
1989-10-30 | 1989 | 10 | 30 | 0 | 0 | 0 | 0 | 0 | 0 | 0 | 0 | 0 | 0 | 0 | 0 | 0 | 0 | 0 | 0.2 | 0.3 | 0.2 | 0.3 | 0.2 | 0.3 | 0.2 | 0.3 | 0.2 |  | 2.2 | 2.2 | 2.2 | 0 |  | 0 | 0 | 0 | 0 | 0
1989-10-31 | 1989 | 10 | 31 | 0 | 0 | 0 | 0 | 0 | 0 | 0 | 0 | 0 | 0 | 0 | 0 | 0 | 0 | 0 | 0 | 0 | 0 | 0 | 0 | 0 | 0 | 0 | 0 |  | 0 | 0 | 0 | 0 |  | 0 | 0 | 0 | 0 | 0
1989-11-01 | 1989 | 11 | 1 | 0 | 0 | 0 | 0 | 0 | 0 | 0 | 0 | 0 | 0 | 0 | 0 | 0 | 0 | 0 | 0 | 0 | 0 | 0 | 0 | 0 | 0 | 0 | 0 |  | 0 | 0 | 0 | 0 |  | 0 | 0 | 0 | 0 | 0
1989-11-02 | 1989 | 11 | 2 | 0 | 0 | 0 | 0 | 0 | 0 | 0 | 0 | 0 | 0 | 0 | 0 | 0 | 0 | 0 | 0 | 0 | 0 | 0 | 0 | 0 | 0 | 0 | 0 |  | 0 | 0 | 0 | 0 |  | 0 | 0 | 0 | 0 | 0
1989-11-03 | 1989 | 11 | 3 | 0 | 0 | 0 | 0 | 0 | 0 | 0 | 0 | 0 | 0 | 0 | 0 | 0 | 0 | 0 | 0 | 0 | 0 | 0 | 0 | 0 | 0 | 0 | 0 |  | 0 | 0 | 0 | 0 |  | 0 | 0 | 0 | 0 | 0
1989-11-04 | 1989 | 11 | 4 | 0 | 0 | 0.5 | 0 | 0 | 0 | 0.6 | 0.5 | 0.6 | 0 | 0 | 0 | 0 | 0 | 0.5 | 0 | 0 | 0 | 0 | 0 | 0 | 0.6 | 0.5 | 0 |  | 3.8 | 3.8 | 3.8 | 4.4409e-16 |  | 0 | 0 | 0 | 0 | 0
1989-11-05 | 1989 | 11 | 5 | 0 | 0 | 0 | 0 | 0 | 0 | 0 | 0 | 0 | 0 | 0 | 0 | 0 | 0 | 0 | 0 | 0 | 0 | 0 | 0 | 0 | 0 | 0 | 0 |  | 0 | 0 | 0 | 0 |  | 0 | 0 | 0 | 0 | 0
1989-11-06 | 1989 | 11 | 6 | 0 | 0 | 0 | 0 | 0 | 0 | 0 | 0 | 0 | 0 | 0 | 0 | 0 | 0 | 0 | 0 | 0 | 0 | 0 | 0 | 0 | 0 | 0 | 0 |  | 0 | 0 | 0 | 0 |  | 0 | 0 | 0 | 0 | 0
1989-11-07 | 1989 | 11 | 7 | 0 | 0 | 0 | 0 | 0 | 0.1 | 0.1 | 0 | 0 | 0 | 0 | 0 | 0 | 0 | 0 | 0 | 0 | 0 | 0 | 0 | 0 | 0 | 0 | 0 |  | 0.2 | 0.2 | 0.2 | 0 |  | 0 | 0 | 0 | 0 | 0
1989-11-08 | 1989 | 11 | 8 | 0 | 0 | 0 | 0 | 0 | 0 | 0 | 0 | 0 | 0 | 0 | 0 | 0 | 0 | 0 | 0 | 0 | 0 | 0 | 0 | 0 | 0 | 0 | 0 |  | 0 | 0 | 0 | 0 |  | 0 | 0 | 0 | 0 | 0
1989-11-09 | 1989 | 11 | 9 | 0 | 0 | 0 | 0 | 0 | 0 | 0 | 0 | 0 | 0 | 0 | 0 | 0 | 0 | 0 | 0 | 0 | 0 | 0 | 0 | 0 | 0 | 0 | 0 |  | 0 | 0 | 0 | 0 |  | 0 | 0 | 0 | 0 | 0
1989-11-10 | 1989 | 11 | 10 | 0 | 0 | 0 | 0 | 0 | 0 | 0 | 0 | 0 | 0 | 0 | 0.4 | 0.4 | 0.4 | 0.3 | 0.4 | 0.4 | 0.4 | 0.4 | 0.4 | 0.3 | 0.4 | 0.4 | 0.4 |  | 5 | 5 | 5 | 8.8818e-16 |  | 0 | 0 | 0 | 0 | 0
1989-11-11 | 1989 | 11 | 11 | 0.3 | 0.3 | 0.3 | 0.3 | 0.3 | 0.3 | 0.3 | 0.3 | 0.3 | 0 | 0 | 0 | 0 | 0 | 0 | 0 | 0 | 0 | 0 | 0 | 0 | 0.3 | 0.3 | 0.3 |  | 3.6 | 3.6 | 3.6 | 8.8818e-16 |  | 0 | 0 | 0 | 0 | 0
1989-11-12 | 1989 | 11 | 12 | 0.2 | 0.2 | 0.2 | 0.2 | 0.2 | 0.2 | 0.2 | 0.2 | 0 | 0 | 0 | 0 | 0 | 0 | 0 | 0 | 0 | 0 | 0 | 0 | 0 | 0 | 0 | 0 |  | 1.6 | 1.6 | 1.6 | 2.2204e-16 |  | 0 | 0 | 0 | 0 | 0
1989-11-13 | 1989 | 11 | 13 | 0 | 0 | 0 | 0 | 0 | 0 | 0 | 0 | 0 | 0 | 0 | 0 | 0 | 0 | 0 | 0 | 0 | 0 | 0 | 0 | 0 | 0 | 0 | 0 |  | 0 | 0 | 0 | 0 |  | 0 | 0 | 0 | 0 | 0
1989-11-14 | 1989 | 11 | 14 | 0 | 0 | 0 | 0 | 0 | 0 | 0 | 0 | 0 | 0 | 0 | 0 | 0.1 | 0.3 | 0 | 0 | 0 | 0 | 0 | 0 | 0 | 0 | 0 | 0 |  | 0.4 | 0.4 | 0.4 | 0 |  | 0 | 0 | 0 | 0 | 0
1989-11-15 | 1989 | 11 | 15 | 0 | 0 | 0 | 0 | 0 | 0 | 0 | 0 | 0 | 0 | 0 | 0 | 0 | 0 | 0 | 0 | 0 | 0 | 0 | 0 | 0 | 0 | 0 | 0 |  | 0 | 0 | 0 | 0 |  | 0 | 0 | 0 | 0 | 0
1989-11-16 | 1989 | 11 | 16 | 0 | 0 | 0 | 0 | 0 | 0 | 0 | 0 | 0 | 0 | 0 | 0 | 0 | 0 | 0 | 0 | 0 | 0 | 0 | 0 | 0 | 0 | 0 | 0 |  | 0 | 0 | 0 | 0 |  | 0 | 0 | 0 | 0 | 0
1989-11-17 | 1989 | 11 | 17 | 0 | 0 | 0 | 0 | 0 | 0 | 0 | 0 | 0 | 0 | 0 | 0 | 0 | 0 | 0 | 0 | 0 | 0 | 0 | 0 | 0 | 0 | 0 | 0 |  | 0 | 0 | 0 | 0 |  | 0 | 0 | 0 | 0 | 0
1989-11-18 | 1989 | 11 | 18 | 0 | 0 | 0 | 0 | 0 | 0 | 0 | 0 | 0 | 0 | 0 | 0 | 0 | 0 | 0 | 0 | 0 | 0 | 0 | 0 | 0 | 0 | 0 | 0 |  | 0 | 0 | 0 | 0 |  | 0 | 0 | 0 | 0 | 0
1989-11-19 | 1989 | 11 | 19 | 0 | 0 | 0 | 0 | 0 | 0 | 0 | 0 | 0 | 0 | 0 | 0 | 0 | 0 | 0 | 0 | 0 | 0.3 | 0.2 | 0.3 | 0.2 | 0 | 0 | 0 |  | 1 | 1 | 1 | 0 |  | 0 | 0 | 0 | 0 | 0
1989-11-20 | 1989 | 11 | 20 | 0 | 0 | 0 | 0 | 0 | 0 | 0 | 0 | 0 | 0 | 0 | 0 | 0.1 | 0.1 | 0 | 0.1 | 0 | 0 | 0.1 | 0.1 | 0.1 | 0 | 0.1 | 0.1 |  | 0.8 | 0.8 | 0.8 | 1.1102e-16 |  | 0 | 0 | 0 | 0 | 0
1989-11-21 | 1989 | 11 | 21 | 0.1 | 0 | 0 | 0.1 | 0.1 | 0.1 | 0 | 0.1 | 0.1 | 0.1 | 0 | 0 | 0 | 0 | 0 | 0 | 0 | 0 | 0 | 0.1 | 0 | 0 | 0 | 0 |  | 0.8 | 0.8 | 0.8 | 1.1102e-16 |  | 0 | 0 | 0 | 0 | 0
1989-11-22 | 1989 | 11 | 22 | 0 | 0 | 0 | 0 | 0 | 0 | 0 | 0 | 0 | 0 | 0 | 0 | 0 | 0 | 0 | 0 | 0 | 0 | 0 | 0 | 0 | 0 | 0 | 0 |  | 0 | 0 | 0 | 0 |  | 0 | 0 | 0 | 0 | 0
1989-11-23 | 1989 | 11 | 23 | 0 | 0 | 0 | 0 | 0 | 0 | 0 | 0 | 0 | 0 | 0 | 0 | 0 | 0 | 0 | 0 | 0 | 0 | 0 | 0 | 0 | 0 | 0 | 0 |  | 0 | 0 | 0 | 0 |  | 0 | 0 | 0 | 0 | 0
1989-11-24 | 1989 | 11 | 24 | 0 | 0 | 0 | 0 | 0 | 0 | 0 | 0 | 0 | 0 | 0 | 0 | 0 | 0 | 0 | 0 | 0 | 0 | 0 | 0 | 0 | 0 | 0 | 0 |  | 0 | 0 | 0 | 0 |  | 0 | 0 | 0 | 0 | 0
1989-11-25 | 1989 | 11 | 25 | 0 | 0 | 0 | 0 | 0 | 0 | 0 | 0 | 0 | 0 | 0 | 0 | 0 | 0 | 0 | 0 | 0 | 0 | 0 | 0 | 0 | 0 | 0 | 0 |  | 0 | 0 | 0 | 0 |  | 0 | 0 | 0 | 0 | 0
1989-11-26 | 1989 | 11 | 26 | 0 | 0 | 0 | 0 | 0 | 0 | 0 | 0 | 0 | 0 | 0 | 0 | 0 | 0 | 0 | 0 | 0 | 0 | 0 | 0 | 0 | 0 | 0 | 0 |  | 0 | 0 | 0 | 0 |  | 0 | 0 | 0 | 0 | 0
1989-11-27 | 1989 | 11 | 27 | 0 | 0 | 0 | 0 | 0 | 0 | 0 | 0 | 0 | 0 | 0 | 0 | 0 | 0 | 0 | 0 | 0 | 0 | 0 | 0 | 0 | 0 | 0 | 0 |  | 0 | 0 | 0 | 0 |  | 0 | 0 | 0 | 0 | 0
1989-11-28 | 1989 | 11 | 28 | 0 | 0 | 0 | 0 | 0 | 0 | 0 | 0 | 0 | 0 | 0 | 0 | 0 | 0 | 0 | 0 | 0 | 0 | 0 | 0 | 0 | 0 | 0 | 0 |  | 0 | 0 | 0 | 0 |  | 0 | 0 | 0 | 0 | 0
1989-11-29 | 1989 | 11 | 29 | 0 | 0 | 0 | 0 | 0 | 0 | 0 | 0 | 0 | 0 | 0 | 0 | 0 | 0 | 0 | 0 | 0 | 0 | 0 | 0 | 0 | 0 | 0 | 0 |  | 0 | 0 | 0 | 0 |  | 0 | 0 | 0 | 0 | 0
1989-11-30 | 1989 | 11 | 30 | 0 | 0 | 0 | 0 | 0 | 0 | 0 | 0 | 0 | 0 | 0 | 0 | 0 | 0 | 0 | 0 | 0 | 0 | 0 | 0 | 0 | 0 | 0 | 0 |  | 0 | 0 | 0 | 0 |  | 0 | 0 | 0 | 0 | 0
1989-12-01 | 1989 | 12 | 1 | 0 | 0 | 0 | 0 | 0 | 0 | 0 | 0 | 0 | 0 | 0 | 0 | 0 | 0 | 0 | 0 | 0 | 0 | 0 | 0 | 0 | 0 | 0 | 0 |  | 0 | 0 | 0 | 0 |  | 0 | 0 | 0 | 0 | 0
1989-12-02 | 1989 | 12 | 2 | 0 | 0 | 0 | 0 | 0 | 0 | 0 | 0 | 0 | 0 | 0 | 0 | 0 | 0 | 0 | 0 | 0 | 0 | 0 | 0 | 0 | 0 | 0 | 0 |  | 0 | 0 | 0 | 0 |  | 0 | 0 | 0 | 0 | 0
1989-12-03 | 1989 | 12 | 3 | 0 | 0 | 0 | 0 | 0 | 0 | 0 | 0 | 0 | 0 | 0 | 0 | 0 | 0 | 0 | 0 | 0 | 0 | 0 | 0 | 0 | 0 | 0 | 0 |  | 0 | 0 | 0 | 0 |  | 0 | 0 | 0 | 0 | 0
1989-12-04 | 1989 | 12 | 4 | 0 | 0 | 0 | 0 | 0 | 0 | 0 | 0 | 0 | 0 | 0 | 0 | 0 | 0 | 0 | 0 | 0 | 0 | 0 | 0 | 0 | 0 | 0 | 0 |  | 0 | 0 | 0 | 0 |  | 0 | 0 | 0 | 0 | 0
1989-12-05 | 1989 | 12 | 5 | 0 | 0 | 0 | 0 | 0 | 0 | 0 | 0 | 0.5 | 0.5 | 0 | 0 | 0 | 0 | 0 | 0 | 0 | 0 | 0 | 0 | 0 | 0 | 0 | 0 |  | 1 | 1 | 1 | 0 |  | 0 | 0 | 0 | 0 | 0
1989-12-06 | 1989 | 12 | 6 | 0 | 0 | 0 | 0 | 0 | 0 | 0.3 | 0.3 | 0.3 | 0.2 | 0.3 | 0.3 | 0.3 | 0 | 0 | 0 | 0 | 0 | 0 | 0 | 0 | 0 | 0 | 0 |  | 2 | 2 | 2 | 0 |  | 0 | 0 | 0 | 0 | 0
1989-12-07 | 1989 | 12 | 7 | 0 | 0 | 0 | 0 | 0 | 0 | 0 | 0 | 0 | 0 | 0 | 0 | 0 | 0 | 0 | 0 | 0 | 0 | 0 | 0 | 0 | 0 | 0 | 0 |  | 0 | 0 | 0 | 0 |  | 0 | 0 | 0 | 0 | 0
1989-12-08 | 1989 | 12 | 8 | 0 | 0 | 0 | 0 | 0 | 0 | 0 | 0 | 0 | 0 | 0 | 0 | 0 | 0 | 0 | 0 | 0 | 0 | 0 | 0 | 0 | 0 | 0 | 0 |  | 0 | 0 | 0 | 0 |  | 0 | 0 | 0 | 0 | 0
1989-12-09 | 1989 | 12 | 9 | 0 | 0 | 0 | 0 | 0 | 0 | 0.1 | 0 | 0.1 | 0 | 0.1 | 0 | 0.1 | 0.1 | 0 | 0 | 0 | 0 | 0 | 0.1 | 0 | 0.1 | 0 | 0.1 |  | 0.8 | 0.8 | 0.8 | 1.1102e-16 |  | 0 | 0 | 0 | 0 | 0
1989-12-10 | 1989 | 12 | 10 | 0 | 0 | 0 | 0 | 0 | 0 | 0 | 0 | 0 | 0 | 0 | 0 | 0 | 0 | 0 | 0 | 0 | 0 | 0 | 0 | 0 | 0 | 0 | 0 |  | 0 | 0 | 0 | 0 |  | 0 | 0 | 0 | 0 | 0
1989-12-11 | 1989 | 12 | 11 | 0 | 0 | 0 | 0 | 0 | 0 | 0 | 0 | 0 | 0 | 0 | 0 | 0 | 0 | 0 | 0 | 0 | 0 | 0 | 0 | 0 | 0 | 0 | 0 |  | 0 | 0 | 0 | 0 |  | 0 | 0 | 0 | 0 | 0
1989-12-12 | 1989 | 12 | 12 | 0 | 0 | 0 | 0 | 0 | 0 | 0 | 0 | 0 | 0 | 0 | 0 | 0 | 0 | 0 | 0 | 0 | 0 | 0 | 0 | 0 | 0 | 0 | 0 |  | 0 | 0 | 0 | 0 |  | 0 | 0 | 0 | 0 | 0
1989-12-13 | 1989 | 12 | 13 | 0.1 | 0.1 | 0.1 | 0 | 0 | 0 | 0 | 0 | 0 | 0 | 0 | 0 | 0 | 0 | 0 | 0.1 | 0.1 | 0.1 | 0.1 | 0.1 | 0.1 | 0.1 | 0.1 | 0.1 |  | 1.2 | 1.2 | 1.2 | 0 |  | 0 | 0 | 0 | 0 | 0
1989-12-14 | 1989 | 12 | 14 | 0.1 | 0 | 0 | 0 | 0 | 0 | 0 | 0 | 0 | 0 | 0 | 0 | 0 | 0 | 0.1 | 0.2 | 0.1 | 0.1 | 0 | 0 | 0 | 0 | 0 | 0 |  | 0.6 | 0.6 | 0.6 | 0 |  | 0 | 0 | 0 | 0 | 0
1989-12-15 | 1989 | 12 | 15 | 0 | 0 | 0 | 0 | 0 | 0 | 0 | 0 | 0 | 0 | 0 | 0 | 0 | 0 | 0 | 0 | 0 | 0 | 0 | 0 | 0 | 0 | 0 | 0 |  | 0 | 0 | 0 | 0 |  | 0 | 0 | 0 | 0 | 0
1989-12-16 | 1989 | 12 | 16 | 0.2 | 0 | 0.1 | 0.2 | 0.1 | 0.2 | 0.1 | 0.2 | 0.1 | 0.2 | 0.2 | 0.1 | 0.2 | 0 | 0 | 0 | 0 | 0 | 0.1 | 0.2 | 0.1 | 0.2 | 0.1 | 0.2 |  | 2.8 | 2.8 | 2.8 | 8.8818e-16 |  | 0 | 0 | 0 | 0 | 0
1989-12-17 | 1989 | 12 | 17 | 0 | 0.1 | 0 | 0 | 0 | 0.1 | 0 | 0 | 0 | 0.1 | 0 | 0 | 0.1 | 0 | 0 | 0.1 | 0 | 0 | 0 | 0 | 0 | 0 | 0.1 | 0 |  | 0.6 | 0.6 | 0.6 | 0 |  | 0 | 0 | 0 | 0 | 0
1989-12-18 | 1989 | 12 | 18 | 0 | 0 | 0 | 0 | 0 | 0 | 0 | 0 | 0 | 0 | 0 | 0 | 0 | 0 | 0 | 0 | 0 | 0 | 0 | 0 | 0 | 0 | 0 | 0 |  | 0 | 0 | 0 | 0 |  | 0 | 0 | 0 | 0 | 0
1989-12-19 | 1989 | 12 | 19 | 0 | 0 | 0.1 | 0.1 | 0.2 | 0.1 | 0.1 | 0.1 | 0.1 | 0.1 | 0.2 | 0.1 | 0.1 | 0.1 | 0.1 | 0.2 | 0.1 | 0.1 | 0.1 | 0.1 | 0.1 | 0.2 | 0.1 | 0.1 |  | 2.6 | 2.6 | 2.6 | 8.8818e-16 |  | 0 | 0 | 0 | 0 | 0
1989-12-20 | 1989 | 12 | 20 | 0.1 | 0.1 | 0 | 0.1 | 0.1 | 0 | 0.1 | 0.1 | 0.1 | 0.1 | 0 | 0.1 | 0.1 | 0 | 0.1 | 0.1 | 0.1 | 0 | 0.1 | 0.1 | 0.1 | 0 | 0.1 | 0.1 |  | 1.8 | 1.8 | 1.8 | 4.4409e-16 |  | 0 | 0 | 0 | 0 | 0
1989-12-21 | 1989 | 12 | 21 | 0 | 0 | 0 | 0 | 0 | 0 | 0 | 0 | 0 | 0 | 0 | 0 | 0 | 0 | 0 | 0 | 0 | 0 | 0 | 0 | 0 | 0 | 0 | 0 |  | 0 | 0 | 0 | 0 |  | 0 | 0 | 0 | 0 | 0
1989-12-22 | 1989 | 12 | 22 | 0 | 0 | 0 | 0 | 0 | 0 | 0 | 0 | 0 | 0 | 0 | 0 | 0 | 0 | 0 | 0 | 0 | 0 | 0 | 0 | 0 | 0 | 0 | 0 |  | 0 | 0 | 0 | 0 |  | 0 | 0 | 0 | 0 | 0
1989-12-23 | 1989 | 12 | 23 | 0 | 0 | 0 | 0 | 0 | 0 | 0 | 0 | 0 | 0 | 0 | 0 | 0 | 0 | 0 | 0 | 0 | 0 | 0 | 0 | 0 | 0 | 0 | 0 |  | 0 | 0 | 0 | 0 |  | 0 | 0 | 0 | 0 | 0
1989-12-24 | 1989 | 12 | 24 | 0 | 0 | 0 | 0 | 0 | 0 | 0 | 0 | 0 | 0 | 0 | 0 | 0 | 0 | 0 | 0 | 0 | 0 | 0 | 0 | 0 | 0 | 0 | 0 |  | 0 | 0 | 0 | 0 |  | 0 | 0 | 0 | 0 | 0
1989-12-25 | 1989 | 12 | 25 | 0 | 0 | 0 | 0 | 0 | 0 | 0 | 0 | 0 | 0 | 0 | 0 | 0 | 0 | 0 | 0 | 0 | 0 | 0 | 0 | 0 | 0 | 0 | 0 |  | 0 | 0 | 0 | 0 |  | 0 | 0 | 0 | 0 | 0
1989-12-26 | 1989 | 12 | 26 | 0 | 0 | 0 | 0 | 0 | 0 | 0 | 0 | 0 | 0 | 0 | 0 | 0 | 0 | 0 | 0 | 0 | 0 | 0 | 0 | 0 | 0 | 0 | 0 |  | 0 | 0 | 0 | 0 |  | 0 | 0 | 0 | 0 | 0
1989-12-27 | 1989 | 12 | 27 | 0 | 0 | 0 | 0 | 0 | 0 | 0 | 0 | 0 | 0 | 0 | 0 | 0 | 0 | 0 | 0 | 0 | 0 | 0 | 0 | 0 | 1.8 | 1.8 | 1.8 |  | 5.4 | 5.4 | 5.4 | 0 |  | 0 | 0 | 0 | 0 | 0
1989-12-28 | 1989 | 12 | 28 | 0.3 | 0.3 | 0.3 | 0.3 | 0.3 | 0.3 | 0.3 | 0.3 | 0.3 | 0.3 | 0 | 0 | 0 | 0 | 0 | 0 | 0 | 0 | 0 | 0 | 0 | 0 | 0 | 0 |  | 3 | 3 | 3 | 4.4409e-16 |  | 0 | 0 | 0 | 0 | 0
1989-12-29 | 1989 | 12 | 29 | 0 | 0 | 0 | 0 | 0 | 0 | 0 | 0 | 0 | 0 | 0 | 0 | 0 | 0 | 0 | 0 | 0 | 0 | 0 | 0 | 0 | 0 | 0 | 0 |  | 0 | 0 | 0 | 0 |  | 0 | 0 | 0 | 0 | 0
1989-12-30 | 1989 | 12 | 30 | 0 | 0 | 0 | 0 | 0 | 0 | 0 | 0 | 0 | 0 | 0 | 0 | 0 | 0 | 0 | 0 | 0 | 0 | 0 | 0 | 0 | 0 | 0 | 0 |  | 0 | 0 | 0 | 0 |  | 0 | 0 | 0 | 0 | 0
1989-12-31 | 1989 | 12 | 31 | 0 | 0 | 0 | 0 | 0 | 0 | 0 | 0 | 0 | 0 | 0 | 0 | 0 | 0 | 0 | 0 | 0 | 0 | 0 | 0 | 0 | 0 | 0 | 0 |  | 0 | 0 | 0 | 0 |  | 0 | 0 | 0 | 0 | 0
1990-01-01 | 1990 | 1 | 1 | 0 | 0 | 0 | 0 | 0 | 0 | 0 | 0 | 0 | 0 | 0 | 0 | 0 | 0 | 0 | 0 | 0 | 0 | 0 | 0 | 0 | 0 | 0 | 0 |  | 0 | 0 | 0 | 0 |  | 0 | 0 | 0 | 0 | 0
1990-01-02 | 1990 | 1 | 2 | 0 | 0 | 0 | 0 | 0 | 0.1 | 0 | 0.1 | 0.1 | 0 | 0.1 | 0.1 | 0 | 0.1 | 0 | 0 | 0 | 0 | 0 | 0 | 0 | 0 | 0 | 0 |  | 0.6 | 0.6 | 0.6 | 0 |  | 0 | 0 | 0 | 0 | 0
1990-01-03 | 1990 | 1 | 3 | 0 | 0 | 0 | 0 | 0 | 0 | 0 | 0 | 0 | 0 | 0 | 0 | 0 | 0 | 0 | 0 | 0 | 0 | 0 | 0 | 0 | 0 | 0 | 0 |  | 0 | 0 | 0 | 0 |  | 0 | 0 | 0 | 0 | 0
1990-01-04 | 1990 | 1 | 4 | 0 | 0 | 0 | 0 | 0 | 0 | 0 | 0 | 0 | 0 | 0 | 0 | 0 | 0 | 0 | 0 | 0 | 0 | 0 | 0 | 0 | 0 | 0 | 0 |  | 0 | 0 | 0 | 0 |  | 0 | 0 | 0 | 0 | 0
1990-01-05 | 1990 | 1 | 5 | 0 | 0 | 0 | 0 | 0 | 0 | 0 | 0 | 0 | 0 | 0 | 0 | 0 | 0 | 0 | 0 | 0 | 0 | 0 | 0 | 0 | 0 | 0 | 0 |  | 0 | 0 | 0 | 0 |  | 0 | 0 | 0 | 0 | 0
1990-01-06 | 1990 | 1 | 6 | 0 | 0 | 0 | 0 | 0 | 0 | 0 | 0 | 0 | 0 | 0 | 0 | 0 | 0 | 0 | 0 | 0 | 0 | 0 | 0 | 0 | 0 | 0 | 0 |  | 0 | 0 | 0 | 0 |  | 0 | 0 | 0 | 0 | 0
1990-01-07 | 1990 | 1 | 7 | 0 | 0 | 0 | 0 | 0 | 0 | 0 | 0 | 0 | 0 | 0 | 0 | 0 | 0 | 0 | 0 | 0 | 0 | 0 | 0 | 0 | 0 | 0 | 0 |  | 0 | 0 | 0 | 0 |  | 0 | 0 | 0 | 0 | 0
1990-01-08 | 1990 | 1 | 8 | 0 | 0 | 0 | 0 | 0 | 0 | 0 | 0 | 0 | 0 | 0 | 0 | 0 | 0 | 0 | 0 | 0 | 0 | 0 | 0 | 0 | 0 | 0 | 0 |  | 0 | 0 | 0 | 0 |  | 0 | 0 | 0 | 0 | 0
1990-01-09 | 1990 | 1 | 9 | 0 | 0 | 0 | 0 | 0 | 0 | 0 | 0 | 0 | 0 | 0 | 0 | 0 | 0 | 0 | 0 | 0 | 0 | 0 | 0 | 0 | 0 | 0 | 0 |  | 0 | 0 | 0 | 0 |  | 0 | 0 | 0 | 0 | 0
1990-01-10 | 1990 | 1 | 10 | 0 | 0 | 0 | 0 | 0 | 0 | 0 | 0 | 0 | 0 | 0 | 0 | 0 | 0 | 0 | 0 | 0 | 0 | 0 | 0 | 0 | 0 | 0 | 0 |  | 0 | 0 | 0 | 0 |  | 0 | 0 | 0 | 0 | 0
1990-01-11 | 1990 | 1 | 11 | 0 | 0 | 0 | 0 | 0 | 0 | 0 | 0 | 0 | 0 | 0 | 0 | 0 | 0 | 0 | 0 | 0 | 0 | 0 | 0 | 0 | 0 | 0 | 0 |  | 0 | 0 | 0 | 0 |  | 0 | 0 | 0 | 0 | 0
1990-01-12 | 1990 | 1 | 12 | 0 | 0 | 0 | 0 | 0 | 0 | 0 | 0 | 0 | 0 | 0 | 0 | 0 | 0 | 0 | 0 | 0 | 0 | 0 | 0 | 0 | 0 | 0 | 0 |  | 0 | 0 | 0 | 0 |  | 0 | 0 | 0 | 0 | 0
1990-01-13 | 1990 | 1 | 13 | 0 | 0 | 0 | 0 | 0 | 0 | 0 | 0 | 0 | 0 | 0 | 0 | 0 | 0 | 0 | 0 | 0 | 0 | 0 | 0 | 0 | 0 | 0 | 0 |  | 0 | 0 | 0 | 0 |  | 0 | 0 | 0 | 0 | 0
1990-01-14 | 1990 | 1 | 14 | 0 | 0 | 0 | 0 | 0 | 0 | 0 | 0 | 0 | 0 | 0 | 0 | 0 | 0 | 0 | 0 | 0 | 0 | 0 | 0 | 0 | 0 | 0 | 0 |  | 0 | 0 | 0 | 0 |  | 0 | 0 | 0 | 0 | 0
1990-01-15 | 1990 | 1 | 15 | 0 | 0 | 0 | 0 | 0 | 0 | 0 | 0 | 0 | 0 | 0 | 0 | 0 | 0 | 0 | 0 | 0 | 0 | 0 | 0 | 0 | 0 | 0 | 0 |  | 0 | 0 | 0 | 0 |  | 0 | 0 | 0 | 0 | 0
1990-01-16 | 1990 | 1 | 16 | 0 | 0 | 0 | 0 | 0 | 0 | 0 | 0.1 | 0 | 0 | 0 | 0.1 | 0 | 0 | 0 | 0.1 | 0 | 0 | 0 | 0 | 0 | 0.1 | 0 | 0 |  | 0.4 | 0.4 | 0.4 | 0 |  | 0 | 0 | 0 | 0 | 0
1990-01-17 | 1990 | 1 | 17 | 0 | 0 | 0 | 0 | 0 | 0 | 0 | 0 | 0 | 0 | 0 | 0 | 0 | 0 | 0 | 0 | 0 | 0 | 0 | 0 | 0 | 0 | 0 | 0 |  | 0 | 0 | 0 | 0 |  | 0 | 0 | 0 | 0 | 0
1990-01-18 | 1990 | 1 | 18 | 0 | 0 | 0 | 0 | 0 | 0 | 0 | 0 | 0 | 0 | 0 | 0 | 0 | 0 | 0 | 0 | 0 | 0 | 0 | 0 | 0 | 0 | 0 | 0 |  | 0 | 0 | 0 | 0 |  | 0 | 0 | 0 | 0 | 0
1990-01-19 | 1990 | 1 | 19 | 0 | 0 | 0 | 0 | 0 | 0 | 0 | 0 | 0 | 0 | 0 | 0 | 0 | 0 | 0 | 0 | 0 | 0 | 0 | 0 | 0 | 0 | 0 | 0 |  | 0 | 0 | 0 | 0 |  | 0 | 0 | 0 | 0 | 0
1990-01-20 | 1990 | 1 | 20 | 0 | 0 | 0 | 0 | 0 | 0 | 0 | 0 | 0 | 0 | 0 | 0 | 0 | 0 | 0 | 0 | 0 | 0 | 0 | 0 | 0 | 0 | 0 | 0 |  | 0 | 0 | 0 | 0 |  | 0 | 0 | 0 | 0 | 0
1990-01-21 | 1990 | 1 | 21 | 0 | 0 | 0 | 0 | 0 | 0 | 0 | 0 | 0 | 0 | 0 | 0 | 0 | 0 | 0 | 0 | 0 | 0 | 0 | 0 | 0 | 0 | 0 | 0 |  | 0 | 0 | 0 | 0 |  | 0 | 0 | 0 | 0 | 0
1990-01-22 | 1990 | 1 | 22 | 0 | 0 | 0 | 0 | 0 | 0 | 0 | 0 | 0 | 0 | 0 | 0 | 0 | 0 | 0 | 0 | 0 | 0 | 0 | 0 | 0 | 0 | 0 | 0 |  | 0 | 0 | 0 | 0 |  | 0 | 0 | 0 | 0 | 0
1990-01-23 | 1990 | 1 | 23 | 0 | 0 | 0 | 0 | 0 | 0 | 0 | 0 | 0 | 0 | 0 | 0 | 0 | 0 | 0 | 0 | 0 | 0 | 0 | 0 | 0 | 0 | 0 | 0 |  | 0 | 0 | 0 | 0 |  | 0 | 0 | 0 | 0 | 0
1990-01-24 | 1990 | 1 | 24 | 0 | 0 | 0 | 0 | 0 | 0 | 0 | 0 | 0 | 0 | 0 | 0 | 0 | 0 | 0 | 0 | 0 | 0 | 0 | 0 | 0 | 0 | 0 | 0 |  | 0 | 0 | 0 | 0 |  | 0 | 0 | 0 | 0 | 0
1990-01-25 | 1990 | 1 | 25 | 0 | 0 | 0 | 0 | 0 | 0 | 0 | 0 | 0 | 0 | 0 | 0 | 0 | 0 | 0 | 0 | 0 | 0 | 0 | 0 | 0 | 0 | 0 | 0 |  | 0 | 0 | 0 | 0 |  | 0 | 0 | 0 | 0 | 0
1990-01-26 | 1990 | 1 | 26 | 0 | 0 | 0 | 0 | 0 | 0 | 0.5 | 0.4 | 0.5 | 0 | 0 | 0 | 0.4 | 0 | 0 | 0 | 0 | 0 | 0 | 0 | 0 | 0 | 0 | 0 |  | 1.8 | 1.8 | 1.8 | 2.2204e-16 |  | 0 | 0 | 0 | 0 | 0
1990-01-27 | 1990 | 1 | 27 | 0 | 0 | 0 | 0 | 0 | 0 | 0 | 0 | 0 | 0 | 0 | 0 | 0 | 0 | 0 | 0 | 0 | 0 | 0 | 0 | 0 | 0 | 0 | 0 |  | 0 | 0 | 0 | 0 |  | 0 | 0 | 0 | 0 | 0
1990-01-28 | 1990 | 1 | 28 | 0 | 0 | 0 | 0 | 0 | 0 | 0 | 0 | 0 | 0 | 0 | 0 | 0 | 0 | 0 | 0 | 0 | 0 | 0 | 0 | 0.1 | 0.1 | 0.1 | 0.1 |  | 0.4 | 0.4 | 0.4 | 0 |  | 0 | 0 | 0 | 0 | 0
1990-01-29 | 1990 | 1 | 29 | 0.1 | 0 | 0.1 | 0 | 0.1 | 0 | 0.1 | 0 | 0.1 | 0 | 0.1 | 0 | 0 | 0 | 0 | 0 | 0 | 0 | 0 | 0 | 0 | 0 | 0 | 0 |  | 0.6 | 0.6 | 0.6 | 0 |  | 0 | 0 | 0 | 0 | 0
1990-01-30 | 1990 | 1 | 30 | 0.1 | 0 | 0.1 | 0.1 | 0 | 0.1 | 0.1 | 0 | 0.1 | 0.1 | 0 | 0.1 | 0.1 | 0 | 0.1 | 0.1 | 0 | 0 | 0 | 0 | 0.1 | 0.1 | 0 | 0.1 |  | 1.4 | 1.4 | 1.4 | 2.2204e-16 |  | 0 | 0 | 0 | 0 | 0
1990-01-31 | 1990 | 1 | 31 | 0 | 0 | 0.1 | 0 | 0 | 0 | 0.1 | 0 | 0 | 0 | 0 | 0 | 0.1 | 0 | 0 | 0 | 0 | 0 | 0 | 0 | 0 | 0.1 | 0 | 0 |  | 0.4 | 0.4 | 0.4 | 0 |  | 0 | 0 | 0 | 0 | 0
1990-02-01 | 1990 | 2 | 1 | 0 | 0 | 0 | 0 | 0 | 0 | 0 | 0 | 0 | 0 | 0 | 0 | 0 | 0 | 0 | 0 | 0 | 0 | 0 | 0 | 0 | 0 | 0 | 0 |  | 0 | 0 | 0 | 0 |  | 0 | 0 | 0 | 0 | 0
1990-02-02 | 1990 | 2 | 2 | 0 | 0 | 0 | 0 | 0 | 0 | 0 | 0 | 0 | 0 | 0 | 0 | 0 | 0 | 0 | 0 | 0 | 0 | 0 | 0 | 0 | 0 | 0 | 0 |  | 0 | 0 | 0 | 0 |  | 0 | 0 | 0 | 0 | 0
1990-02-03 | 1990 | 2 | 3 | 0 | 0 | 0 | 0 | 0 | 0 | 0 | 0 | 0 | 0 | 0 | 0 | 0 | 0 | 0 | 0 | 0 | 0 | 0 | 0 | 0 | 0 | 0 | 0 |  | 0 | 0 | 0 | 0 |  | 0 | 0 | 0 | 0 | 0
1990-02-04 | 1990 | 2 | 4 | 0 | 0 | 0 | 0 | 0 | 0 | 0 | 0.5 | 0.9 | 0.5 | 0.4 | 0.5 | 0 | 0 | 0 | 0 | 0 | 0 | 0 | 0 | 0 | 0 | 0 | 0 |  | 2.8 | 2.8 | 2.8 | 0 |  | 0 | 0 | 0 | 0 | 0
1990-02-05 | 1990 | 2 | 5 | 0 | 0 | 0 | 0 | 0 | 0 | 0 | 0 | 0 | 0 | 0 | 0 | 0 | 0 | 0 | 0 | 0 | 0 | 0 | 0 | 0 | 0 | 0 | 0 |  | 0 | 0 | 0 | 0 |  | 0 | 0 | 0 | 0 | 0
1990-02-06 | 1990 | 2 | 6 | 0 | 0 | 0 | 0 | 0 | 0 | 0 | 0 | 0 | 0 | 0 | 0 | 0 | 0 | 0 | 0 | 0 | 0 | 0 | 0 | 0 | 0 | 0 | 0 |  | 0 | 0 | 0 | 0 |  | 0 | 0 | 0 | 0 | 0
1990-02-07 | 1990 | 2 | 7 | 0 | 0 | 0 | 0 | 0 | 0 | 0 | 0 | 0 | 0 | 0 | 0 | 0 | 0 | 0 | 0 | 0 | 0 | 0 | 0 | 0 | 0 | 0 | 0 |  | 0 | 0 | 0 | 0 |  | 0 | 0 | 0 | 0 | 0
1990-02-08 | 1990 | 2 | 8 | 0 | 0 | 0 | 0 | 0 | 0 | 0 | 0 | 0 | 0 | 0 | 0 | 0 | 0 | 0 | 0 | 0 | 0 | 0 | 0 | 0 | 0 | 0 | 0 |  | 0 | 0 | 0 | 0 |  | 0 | 0 | 0 | 0 | 0
1990-02-09 | 1990 | 2 | 9 | 0 | 0 | 0 | 0 | 0 | 0 | 0 | 0 | 0 | 0 | 0 | 0 | 0 | 0 | 0 | 0 | 0 | 0 | 0 | 0 | 0 | 0 | 0 | 0 |  | 0 | 0 | 0 | 0 |  | 0 | 0 | 0 | 0 | 0
1990-02-10 | 1990 | 2 | 10 | 0 | 0 | 0 | 0 | 0 | 0 | 0 | 0 | 0 | 0 | 0 | 0 | 0 | 0 | 0 | 0 | 0 | 0 | 0 | 0 | 0 | 0 | 0 | 0 |  | 0 | 0 | 0 | 0 |  | 0 | 0 | 0 | 0 | 0
1990-02-11 | 1990 | 2 | 11 | 0 | 0 | 0 | 0 | 0 | 0 | 0 | 0 | 0 | 0 | 0 | 0 | 0 | 0 | 0 | 0.3 | 0.2 | 0.3 | 0 | 0 | 0 | 0 | 0 | 0 |  | 0.8 | 0.8 | 0.8 | 0 |  | 0 | 0 | 0 | 0 | 0
1990-02-12 | 1990 | 2 | 12 | 0 | 0.1 | 0 | 0.1 | 0 | 0.1 | 0.1 | 0 | 0.1 | 0 | 0.1 | 0.1 | 0 | 0.1 | 0.1 | 0 | 0.1 | 0 | 0.1 | 0.1 | 0 | 0.1 | 0 | 0.1 |  | 1.4 | 1.4 | 1.4 | 2.2204e-16 |  | 0 | 0 | 0 | 0 | 0
1990-02-13 | 1990 | 2 | 13 | 0 | 0 | 0 | 0 | 0 | 0 | 0 | 0 | 0 | 0 | 0 | 0 | 0 | 0 | 0 | 0 | 0 | 0 | 0 | 0 | 0 | 0 | 0 | 0 |  | 0 | 0 | 0 | 0 |  | 0 | 0 | 0 | 0 | 0
1990-02-14 | 1990 | 2 | 14 | 0 | 0 | 0 | 0 | 0 | 0 | 0 | 0 | 0 | 0 | 0 | 0 | 0 | 0 | 0 | 0 | 0 | 0 | 0 | 0 | 0 | 0 | 0 | 0 |  | 0 | 0 | 0 | 0 |  | 0 | 0 | 0 | 0 | 0
1990-02-15 | 1990 | 2 | 15 | 0 | 0 | 0 | 0 | 0 | 0 | 0 | 0 | 0 | 0 | 0 | 0 | 0 | 0.1 | 0 | 0.1 | 0 | 0.1 | 0 | 0.1 | 0 | 0.1 | 0 | 0.1 |  | 0.6 | 0.6 | 0.6 | 0 |  | 0 | 0 | 0 | 0 | 0
1990-02-16 | 1990 | 2 | 16 | 0.1 | 0 | 0.1 | 0 | 0.1 | 0 | 0.1 | 0 | 0.1 | 0 | 0.1 | 0 | 0.1 | 0 | 0.1 | 0 | 0 | 0 | 0 | 0 | 0 | 0 | 0 | 0 |  | 0.8 | 0.8 | 0.8 | 1.1102e-16 |  | 0 | 0 | 0 | 0 | 0
1990-02-17 | 1990 | 2 | 17 | 0 | 0 | 0 | 0 | 0 | 0 | 0 | 0 | 0 | 0 | 0 | 0 | 0 | 0 | 0 | 0 | 0 | 0 | 0 | 0 | 0 | 0 | 0 | 0 |  | 0 | 0 | 0 | 0 |  | 0 | 0 | 0 | 0 | 0
1990-02-18 | 1990 | 2 | 18 | 0 | 0 | 0 | 0 | 0 | 0 | 0 | 0 | 0 | 0 | 0 | 0 | 0 | 0 | 0 | 0 | 0 | 0 | 0 | 0 | 0 | 0 | 0 | 0 |  | 0 | 0 | 0 | 0 |  | 0 | 0 | 0 | 0 | 0
1990-02-19 | 1990 | 2 | 19 | 0 | 0 | 0 | 0 | 0 | 0 | 0 | 0 | 0 | 0 | 0 | 0 | 0 | 0 | 0 | 0 | 0 | 0 | 0 | 0 | 0 | 0 | 0 | 0 |  | 0 | 0 | 0 | 0 |  | 0 | 0 | 0 | 0 | 0
1990-02-20 | 1990 | 2 | 20 | 0 | 0 | 0 | 0 | 0 | 0 | 0 | 0 | 0 | 0 | 0 | 0 | 0 | 0 | 0 | 0 | 0 | 0 | 0 | 0 | 0 | 0 | 0 | 0 |  | 0 | 0 | 0 | 0 |  | 0 | 0 | 0 | 0 | 0
1990-02-21 | 1990 | 2 | 21 | 0 | 0 | 0 | 0 | 0 | 0 | 0 | 0 | 0 | 0 | 0 | 0 | 0 | 0 | 0 | 0 | 0 | 0 | 0 | 0 | 0 | 0 | 0 | 0 |  | 0 | 0 | 0 | 0 |  | 0 | 0 | 0 | 0 | 0
1990-02-22 | 1990 | 2 | 22 | 0 | 0 | 0 | 0 | 0 | 0 | 0 | 0 | 0 | 0 | 0 | 0 | 0 | 0 | 0 | 0 | 0 | 0 | 0 | 0 | 0 | 0 | 0 | 0 |  | 0 | 0 | 0 | 0 |  | 0 | 0 | 0 | 0 | 0
1990-02-23 | 1990 | 2 | 23 | 0 | 0 | 0 | 0 | 0 | 0 | 0 | 0 | 0 | 0 | 0 | 0 | 0 | 0 | 0 | 0 | 0 | 0 | 0 | 0 | 0 | 0 | 0 | 0 |  | 0 | 0 | 0 | 0 |  | 0 | 0 | 0 | 0 | 0
1990-02-24 | 1990 | 2 | 24 | 0 | 0 | 0 | 0 | 0 | 0 | 0 | 0 | 0 | 0 | 0 | 0 | 0 | 0 | 0 | 0 | 0 | 0 | 0 | 0 | 0 | 0 | 0 | 0 |  | 0 | 0 | 0 | 0 |  | 0 | 0 | 0 | 0 | 0
1990-02-25 | 1990 | 2 | 25 | 0 | 0 | 0 | 0 | 0 | 0 | 0 | 0 | 0 | 0 | 0 | 0 | 0 | 0 | 0 | 0 | 0 | 0 | 0 | 0 | 0 | 0 | 0 | 0 |  | 0 | 0 | 0 | 0 |  | 0 | 0 | 0 | 0 | 0
1990-02-26 | 1990 | 2 | 26 | 0 | 0 | 0 | 0 | 0 | 0 | 0 | 0 | 0 | 0 | 0 | 0 | 0 | 0 | 0 | 0 | 0 | 0 | 0 | 0 | 0 | 0 | 0 | 0 |  | 0 | 0 | 0 | 0 |  | 0 | 0 | 0 | 0 | 0
1990-02-27 | 1990 | 2 | 27 | 0 | 0 | 0 | 0 | 0 | 0 | 0 | 0 | 0 | 0 | 0 | 0 | 0 | 0 | 0 | 0 | 0 | 0 | 0 | 0 | 0 | 0 | 0 | 0 |  | 0 | 0 | 0 | 0 |  | 0 | 0 | 0 | 0 | 0
1990-02-28 | 1990 | 2 | 28 | 0 | 0 | 0 | 0 | 0 | 0 | 0 | 0 | 0 | 0 | 0 | 0 | 0 | 0 | 0 | 0 | 0 | 0 | 0 | 0 | 0 | 0 | 0 | 0 |  | 0 | 0 | 0 | 0 |  | 0 | 0 | 0 | 0 | 0
1990-03-01 | 1990 | 3 | 1 | 0 | 0 | 0 | 0 | 0 | 0 | 0 | 0 | 0 | 0 | 0 | 0 | 0 | 0 | 0 | 0 | 0 | 0 | 0 | 0 | 0 | 0 | 0 | 0 |  | 0 | 0 | 0 | 0 |  | 0 | 0 | 0 | 0 | 0
1990-03-02 | 1990 | 3 | 2 | 0 | 0 | 0 | 0 | 0 | 0 | 0 | 0 | 0 | 0 | 0 | 0 | 0 | 0 | 0 | 0 | 0 | 0 | 0 | 0 | 0 | 0 | 0 | 0 |  | 0 | 0 | 0 | 0 |  | 0 | 0 | 0 | 0 | 0
1990-03-03 | 1990 | 3 | 3 | 0 | 0 | 0 | 0 | 0 | 0 | 0 | 0 | 0 | 0 | 0 | 0 | 0 | 0 | 0 | 0 | 0 | 0 | 0 | 0 | 0 | 0 | 0 | 0 |  | 0 | 0 | 0 | 0 |  | 0 | 0 | 0 | 0 | 0
1990-03-04 | 1990 | 3 | 4 | 0 | 0 | 0 | 0 | 0 | 0 | 0 | 0 | 0 | 0 | 0 | 0 | 0 | 0 | 0 | 0 | 0 | 0 | 0 | 0 | 0 | 0 | 0 | 0 |  | 0 | 0 | 0 | 0 |  | 0 | 0 | 0 | 0 | 0
1990-03-05 | 1990 | 3 | 5 | 0 | 0 | 0 | 0 | 0 | 0 | 0 | 0 | 0 | 0 | 0 | 0 | 0 | 0 | 0 | 0 | 0 | 0 | 0 | 0 | 0 | 0 | 0 | 0 |  | 0 | 0 | 0 | 0 |  | 0 | 0 | 0 | 0 | 0
1990-03-06 | 1990 | 3 | 6 | 0 | 0 | 0 | 0 | 0 | 0 | 0 | 0 | 0 | 0 | 0 | 0 | 0 | 0 | 0 | 0 | 0 | 0 | 0 | 0 | 0 | 0 | 0 | 0 |  | 0 | 0 | 0 | 0 |  | 0 | 0 | 0 | 0 | 0
1990-03-07 | 1990 | 3 | 7 | 0 | 0 | 0 | 0 | 0 | 0 | 0 | 0 | 0 | 0 | 0 | 0 | 0 | 0 | 0 | 0 | 0 | 0 | 0 | 0 | 0 | 0 | 0 | 0 |  | 0 | 0 | 0 | 0 |  | 0 | 0 | 0 | 0 | 0
1990-03-08 | 1990 | 3 | 8 | 0 | 0 | 0 | 0 | 0 | 0 | 0 | 0 | 0 | 0 | 0 | 0 | 0 | 0 | 0 | 1.2 | 1.2 | 0 | 0 | 0 | 0 | 0 | 0 | 0 |  | 2.4 | 2.4 | 2.4 | 0 |  | 0 | 0 | 0 | 0 | 0
1990-03-09 | 1990 | 3 | 9 | 0 | 0 | 0 | 0 | 0 | 0 | 0 | 0 | 0 | 0 | 0 | 0 | 0 | 0 | 0 | 0 | 0 | 0 | 0 | 0 | 0 | 0 | 0 | 0 |  | 0 | 0 | 0 | 0 |  | 0 | 0 | 0 | 0 | 0
1990-03-10 | 1990 | 3 | 10 | 0 | 0 | 0 | 0 | 0 | 0 | 0 | 0 | 0 | 0 | 0 | 0 | 0 | 0 | 0 | 0 | 0 | 0 | 0 | 0 | 0 | 0 | 0 | 0 |  | 0 | 0 | 0 | 0 |  | 0 | 0 | 0 | 0 | 0
1990-03-11 | 1990 | 3 | 11 | 0 | 0 | 0 | 0 | 0 | 0 | 0 | 0.1 | 0.1 | 0.1 | 0.1 | 0.2 | 0.1 | 0.1 | 0.1 | 0.1 | 0.1 | 0.1 | 0.1 | 0.2 | 0.1 | 0.1 | 0.1 | 0.1 |  | 1.9 | 1.9 | 1.9 | 6.6613e-16 |  | 0 | 0 | 0 | 0 | 0
1990-03-12 | 1990 | 3 | 12 | 0.1 | 0 | 0.1 | 0 | 0.1 | 0 | 0.1 | 0 | 0.1 | 0 | 0.1 | 0 | 0 | 0 | 0 | 0 | 0 | 0 | 0 | 0 | 0 | 0 | 0 | 0 |  | 0.6 | 0.6 | 0.6 | 0 |  | 0 | 0 | 0 | 0 | 0
1990-03-13 | 1990 | 3 | 13 | 0 | 0 | 0 | 0 | 0 | 0 | 0 | 0 | 0 | 0 | 0 | 0 | 0 | 0 | 0 | 0 | 0 | 0 | 0 | 0 | 0 | 0 | 0 | 0 |  | 0 | 0 | 0 | 0 |  | 0 | 0 | 0 | 0 | 0
1990-03-14 | 1990 | 3 | 14 | 0 | 0 | 0 | 0 | 0 | 0 | 0 | 0 | 0 | 0 | 0 | 0 | 0 | 0 | 0 | 0 | 0 | 0 | 0 | 0 | 0 | 0 | 0 | 0 |  | 0 | 0 | 0 | 0 |  | 0 | 0 | 0 | 0 | 0
1990-03-15 | 1990 | 3 | 15 | 0 | 0 | 0 | 0 | 0 | 0 | 0 | 0 | 0 | 0 | 0 | 0 | 0 | 0 | 0 | 0 | 0 | 0 | 0 | 0 | 0 | 0 | 0 | 0 |  | 0 | 0 | 0 | 0 |  | 0 | 0 | 0 | 0 | 0
1990-03-16 | 1990 | 3 | 16 | 0 | 0 | 0 | 0 | 0 | 0 | 0 | 0 | 0 | 0 | 0 | 0 | 0 | 0 | 0 | 0 | 0 | 0 | 0 | 0.3 | 0.3 | 0.3 | 0.3 | 0.3 |  | 1.5 | 1.5 | 1.5 | 0 |  | 0 | 0 | 0 | 0 | 0
1990-03-17 | 1990 | 3 | 17 | 0.3 | 0.2 | 0.3 | 0.2 | 0 | 0 | 0 | 0 | 0 | 0 | 0 | 0 | 0 | 0 | 0 | 0 | 0 | 0 | 0 | 0 | 0 | 0 | 0 | 0 |  | 1 | 1 | 1 | 0 |  | 0 | 0 | 0 | 0 | 0
1990-03-18 | 1990 | 3 | 18 | 0 | 0 | 0 | 0 | 0 | 0 | 0 | 0 | 0 | 0 | 0 | 0 | 0 | 0 | 0 | 0 | 0 | 0 | 0 | 0 | 0 | 0 | 0 | 0 |  | 0 | 0 | 0 | 0 |  | 0 | 0 | 0 | 0 | 0
1990-03-19 | 1990 | 3 | 19 | 0 | 0 | 0 | 0 | 0 | 0 | 0 | 0 | 0 | 0 | 0 | 0 | 0 | 0 | 0 | 0 | 0 | 0 | 0 | 0 | 0 | 0 | 0 | 0 |  | 0 | 0 | 0 | 0 |  | 0 | 0 | 0 | 0 | 0
1990-03-20 | 1990 | 3 | 20 | 0 | 0 | 0 | 0 | 0 | 0 | 0 | 0 | 0 | 0 | 0 | 0 | 0 | 0 | 0 | 0 | 0 | 0 | 0 | 0 | 0 | 0 | 0 | 0 |  | 0 | 0 | 0 | 0 |  | 0 | 0 | 0 | 0 | 0
1990-03-21 | 1990 | 3 | 21 | 0 | 0 | 0 | 0 | 0 | 0 | 0 | 0 | 0 | 0.1 | 0 | 0.1 | 0 | 0.1 | 0 | 0 | 0.1 | 0 | 0 | 0 | 0.1 | 0 | 0.1 | 0 |  | 0.6 | 0.6 | 0.6 | 0 |  | 0 | 0 | 0 | 0 | 0
1990-03-22 | 1990 | 3 | 22 | 0.1 | 0 | 0.1 | 0.1 | 0 | 0.1 | 0 | 0 | 0 | 0 | 0 | 0 | 0 | 0 | 0 | 0 | 0 | 0 | 0 | 0 | 0 | 0 | 0 | 0 |  | 0.4 | 0.4 | 0.4 | 0 |  | 0 | 0 | 0 | 0 | 0
1990-03-23 | 1990 | 3 | 23 | 0 | 0 | 0 | 0 | 0 | 0 | 0 | 0 | 0 | 0 | 0 | 0 | 0 | 0 | 0 | 0 | 0 | 0 | 0 | 0 | 0 | 0 | 0 | 0 |  | 0 | 0 | 0 | 0 |  | 0 | 0 | 0 | 0 | 0
1990-03-24 | 1990 | 3 | 24 | 0 | 0 | 0 | 0 | 0 | 0 | 0 | 0 | 0 | 0 | 0 | 0 | 0 | 0 | 0 | 0 | 0 | 0 | 0 | 0 | 0 | 0 | 0 | 0 |  | 0 | 0 | 0 | 0 |  | 0 | 0 | 0 | 0 | 0
1990-03-25 | 1990 | 3 | 25 | 0 | 0 | 0 | 0 | 0 | 0 | 0 | 0 | 0 | 0 | 0 | 0 | 0 | 0 | 0 | 0 | 0 | 0 | 0 | 0 | 0 | 0 | 0 | 0 |  | 0 | 0 | 0 | 0 |  | 0 | 0 | 0 | 0 | 0
1990-03-26 | 1990 | 3 | 26 | 0 | 0 | 0 | 0 | 0 | 0 | 0 | 0 | 0 | 0 | 0 | 0 | 0 | 0 | 0 | 0 | 0 | 0 | 0 | 0 | 0 | 0 | 0 | 0 |  | 0 | 0 | 0 | 0 |  | 0 | 0 | 0 | 0 | 0
1990-03-27 | 1990 | 3 | 27 | 0 | 0 | 0 | 0 | 0 | 0 | 0 | 0 | 0 | 0 | 0 | 0 | 0 | 0 | 0 | 0 | 0 | 0 | 0 | 0 | 0 | 0 | 0 | 0 |  | 0 | 0 | 0 | 0 |  | 0 | 0 | 0 | 0 | 0
1990-03-28 | 1990 | 3 | 28 | 0 | 0 | 0 | 0 | 0 | 0 | 0 | 0 | 0 | 0 | 0 | 0 | 0 | 0 | 0 | 0 | 0 | 0 | 0 | 0 | 0 | 0 | 0 | 0 |  | 0 | 0 | 0 | 0 |  | 0 | 0 | 0 | 0 | 0
1990-03-29 | 1990 | 3 | 29 | 0 | 0 | 0 | 0 | 0 | 0 | 0 | 0 | 0 | 0 | 0 | 0 | 0 | 0 | 0 | 0 | 0 | 0 | 0 | 0 | 0 | 0 | 0 | 0 |  | 0 | 0 | 0 | 0 |  | 0 | 0 | 0 | 0 | 0
1990-03-30 | 1990 | 3 | 30 | 0 | 0 | 0 | 0 | 0 | 0 | 0 | 0 | 0 | 0 | 0 | 0 | 0 | 0 | 0 | 0 | 0 | 0 | 0 | 0 | 0 | 0 | 0 | 0 |  | 0 | 0 | 0 | 0 |  | 0 | 0 | 0 | 0 | 0
1990-03-31 | 1990 | 3 | 31 | 0 | 0 | 0 | 0 | 0 | 0 | 0.1 | 0 | 0 | 0.1 | 0 | 0 | 0.1 | 0 | 0 | 0 | 0 | 0 | 0 | 0 | 0 | 0 | 0 | 0 |  | 0.3 | 0.3 | 0.3 | 5.5511e-17 |  | 0 | 0 | 0 | 0 | 0
1990-04-01 | 1990 | 4 | 1 | 0 | 0 | 0 | 0 | 0 | 0 | 0 | 0 | 0 | 0 | 0 | 0 | 0 | 0 | 0 | 0 | 0 | 0 | 0 | 0 | 0 | 0 | 0 | 0 |  | 0 | 0 | 0 | 0 |  | 0 | 0 | 0 | 0 | 0
1990-04-02 | 1990 | 4 | 2 | 0 | 0 | 0 | 0 | 0 | 0 | 0 | 0 | 0 | 0 | 0 | 0 | 0 | 0 | 0 | 0 | 0 | 0 | 0 | 0 | 0 | 0 | 0 | 0 |  | 0 | 0 | 0 | 0 |  | 0 | 0 | 0 | 0 | 0
1990-04-03 | 1990 | 4 | 3 | 0 | 0 | 0 | 0 | 0 | 0 | 0 | 0 | 0 | 0 | 0 | 0 | 0 | 0 | 0 | 0 | 0 | 0 | 0 | 0 | 0 | 0 | 0 | 0 |  | 0 | 0 | 0 | 0 |  | 0 | 0 | 0 | 0 | 0
1990-04-04 | 1990 | 4 | 4 | 0 | 0 | 0.1 | 0 | 0.1 | 0.1 | 0.1 | 0 | 0.1 | 0.1 | 0.1 | 0 | 0.1 | 0.1 | 0.1 | 0 | 0.1 | 0.1 | 0.1 | 0 | 0.1 | 0 | 0 | 0 |  | 1.4 | 1.4 | 1.4 | 2.2204e-16 |  | 0 | 0 | 0 | 0 | 0
1990-04-05 | 1990 | 4 | 5 | 0 | 0 | 0 | 0 | 0 | 0 | 0 | 0 | 0 | 0 | 0 | 0 | 0 | 0 | 0 | 0 | 0 | 0 | 0 | 0 | 0 | 0 | 0 | 0 |  | 0 | 0 | 0 | 0 |  | 0 | 0 | 0 | 0 | 0
1990-04-06 | 1990 | 4 | 6 | 0 | 0 | 0 | 0 | 0 | 0 | 0 | 0 | 0 | 0 | 0 | 0 | 0 | 0 | 0 | 0 | 0 | 0 | 0 | 0 | 0 | 0 | 0 | 0 |  | 0 | 0 | 0 | 0 |  | 0 | 0 | 0 | 0 | 0
1990-04-07 | 1990 | 4 | 7 | 0 | 0 | 0.5 | 0.5 | 0 | 0 | 0 | 0 | 0 | 0 | 0 | 0 | 0 | 0 | 0 | 0 | 0 | 1.1 | 0 | 0 | 0 | 0 | 0 | 0.5 |  | 2.6 | 2.6 | 2.6 | 0 |  | 0 | 0 | 0 | 0 | 0
1990-04-08 | 1990 | 4 | 8 | 0 | 0.2 | 0.2 | 0.2 | 0.2 | 0.3 | 0.2 | 0.2 | 0.2 | 0.2 | 0.2 | 0.2 | 0.2 | 0.2 | 0 | 0 | 0 | 0.2 | 0 | 0.3 | 0.2 | 0.2 | 0.2 | 0.2 |  | 4 | 4 | 4 | 8.8818e-16 |  | 0 | 0 | 0 | 0 | 0
1990-04-09 | 1990 | 4 | 9 | 0.1 | 0.1 | 0.1 | 0.1 | 0.1 | 0.1 | 0.2 | 0.1 | 0.1 | 0.1 | 0.1 | 0.1 | 0.1 | 0 | 0 | 0 | 0 | 0 | 0 | 0 | 0 | 0 | 0 | 0 |  | 1.4 | 1.4 | 1.4 | 4.4409e-16 |  | 0 | 0 | 0 | 0 | 0
1990-04-10 | 1990 | 4 | 10 | 0 | 0 | 0 | 0 | 0 | 0 | 0 | 0 | 0 | 0 | 0 | 0 | 0 | 0 | 0 | 0 | 0 | 0 | 0 | 0 | 0 | 0 | 0 | 0 |  | 0 | 0 | 0 | 0 |  | 0 | 0 | 0 | 0 | 0
1990-04-11 | 1990 | 4 | 11 | 0 | 0 | 0 | 0 | 0 | 0 | 0 | 0 | 0 | 0 | 0 | 0 | 0 | 0 | 0 | 0 | 0 | 0 | 0 | 0 | 0 | 0 | 0 | 0 |  | 0 | 0 | 0 | 0 |  | 0 | 0 | 0 | 0 | 0
1990-04-12 | 1990 | 4 | 12 | 0 | 0 | 0 | 0 | 0 | 0 | 0 | 0 | 0 | 0 | 0 | 0 | 0 | 0 | 0 | 0 | 0 | 0 | 0.2 | 0 | 0.2 | 0 | 0 | 0 |  | 0.4 | 0.4 | 0.4 | 0 |  | 0 | 0 | 0 | 0 | 0
1990-04-13 | 1990 | 4 | 13 | 0 | 0 | 0 | 0 | 0 | 0 | 0 | 0 | 0 | 0 | 0 | 0 | 0 | 0 | 0 | 0 | 0 | 0 | 0 | 0 | 0 | 0 | 0 | 0 |  | 0 | 0 | 0 | 0 |  | 0 | 0 | 0 | 0 | 0
1990-04-14 | 1990 | 4 | 14 | 0 | 0 | 0 | 0 | 0 | 0 | 0 | 0 | 0 | 0 | 0 | 0 | 0 | 0 | 0 | 0 | 0 | 0 | 0 | 0 | 0 | 0 | 0 | 0 |  | 0 | 0 | 0 | 0 |  | 0 | 0 | 0 | 0 | 0
1990-04-15 | 1990 | 4 | 15 | 0 | 0 | 0 | 0 | 0 | 0 | 0 | 0 | 0 | 0 | 0 | 0 | 0 | 0 | 0 | 0 | 0 | 0 | 0 | 0 | 0 | 0 | 0 | 0 |  | 0 | 0 | 0 | 0 |  | 0 | 0 | 0 | 0 | 0
1990-04-16 | 1990 | 4 | 16 | 0 | 0 | 0 | 0 | 0 | 0 | 0 | 0 | 0 | 0 | 0 | 0 | 0 | 0 | 0 | 0 | 0 | 0 | 0 | 0 | 0 | 0 | 0 | 0 |  | 0 | 0 | 0 | 0 |  | 0 | 0 | 0 | 0 | 0
1990-04-17 | 1990 | 4 | 17 | 0 | 0 | 0 | 0 | 0 | 0 | 0 | 0 | 0 | 0 | 0 | 0 | 0 | 0 | 0 | 0 | 0 | 0 | 0 | 0 | 0 | 0 | 0 | 0 |  | 0 | 0 | 0 | 0 |  | 0 | 0 | 0 | 0 | 0
1990-04-18 | 1990 | 4 | 18 | 0 | 0 | 0 | 0 | 0 | 0 | 0 | 0 | 0 | 0 | 0 | 0 | 0 | 0 | 0 | 0 | 0 | 0 | 0 | 0 | 0 | 0 | 0 | 0 |  | 0 | 0 | 0 | 0 |  | 0 | 0 | 0 | 0 | 0
1990-04-19 | 1990 | 4 | 19 | 0 | 0 | 0 | 0 | 0 | 0 | 0 | 0 | 0 | 0 | 0 | 0 | 0 | 0 | 0 | 0 | 0 | 0 | 0 | 0 | 0 | 0 | 0 | 0 |  | 0 | 0 | 0 | 0 |  | 0 | 0 | 0 | 0 | 0
1990-04-20 | 1990 | 4 | 20 | 0 | 0 | 0 | 0 | 0 | 0 | 0 | 0 | 0 | 0 | 0 | 0 | 0 | 0 | 0 | 0 | 0 | 0 | 0 | 0 | 0 | 0 | 0 | 0 |  | 0 | 0 | 0 | 0 |  | 0 | 0 | 0 | 0 | 0
1990-04-21 | 1990 | 4 | 21 | 0 | 0 | 0 | 0 | 0 | 0 | 0 | 0 | 0 | 0 | 0 | 0 | 0 | 0 | 0 | 0 | 0 | 0 | 0 | 0 | 0 | 0 | 0 | 0 |  | 0 | 0 | 0 | 0 |  | 0 | 0 | 0 | 0 | 0
1990-04-22 | 1990 | 4 | 22 | 0 | 0 | 0 | 0 | 0 | 0 | 0 | 0 | 0 | 0 | 0 | 0 | 0 | 0 | 0 | 0 | 0 | 0 | 0 | 0 | 0 | 0 | 0 | 0 |  | 0 | 0 | 0 | 0 |  | 0 | 0 | 0 | 0 | 0
1990-04-23 | 1990 | 4 | 23 | 0 | 0 | 0 | 0 | 0 | 0 | 1 | 0 | 0 | 0.2 | 0 | 0 | 0 | 0 | 0 | 0 | 0 | 0 | 0 | 0 | 0 | 0 | 0 | 0 |  | 1.2 | 1.2 | 1.2 | 0 |  | 0 | 0 | 0 | 0 | 0
1990-04-24 | 1990 | 4 | 24 | 0 | 0 | 0 | 0 | 0 | 0 | 0 | 0 | 0 | 0 | 0 | 0 | 0 | 0 | 0 | 0 | 0 | 0 | 0 | 0 | 0 | 0 | 0 | 0 |  | 0 | 0 | 0 | 0 |  | 0 | 0 | 0 | 0 | 0
1990-04-25 | 1990 | 4 | 25 | 0 | 0 | 0 | 0 | 0 | 0 | 0 | 0 | 0 | 0 | 0 | 0 | 0 | 0 | 0 | 0 | 0 | 0 | 0 | 0 | 0 | 0 | 0 | 0 |  | 0 | 0 | 0 | 0 |  | 0 | 0 | 0 | 0 | 0
1990-04-26 | 1990 | 4 | 26 | 0.4 | 0 | 0 | 0 | 0.5 | 0.4 | 0.5 | 0.4 | 0.5 | 0 | 0 | 0 | 0 | 0 | 0 | 0 | 0 | 0 | 0 | 0 | 0 | 0.4 | 0.5 | 0.4 |  | 4 | 4 | 4 | 0 |  | 0 | 0 | 0 | 0 | 0
1990-04-27 | 1990 | 4 | 27 | 0.1 | 0.1 | 0 | 0.1 | 0.1 | 0.1 | 0 | 0.1 | 0.1 | 0 | 0.1 | 0.1 | 0.1 | 0.1 | 0 | 0 | 0.1 | 0.1 | 0.1 | 0.1 | 0.1 | 0 | 0.1 | 0.1 |  | 1.8 | 1.8 | 1.8 | 4.4409e-16 |  | 0 | 0 | 0 | 0 | 0
1990-04-28 | 1990 | 4 | 28 | 0.3 | 0.3 | 0.3 | 0.3 | 0.3 | 0.3 | 0.3 | 0.2 | 0.3 | 0.3 | 0.3 | 0.3 | 0.3 | 0.3 | 0 | 0 | 0 | 0 | 0 | 0 | 0 | 0.3 | 0 | 0 |  | 4.4 | 4.4 | 4.4 | 8.8818e-16 |  | 0 | 0 | 0 | 0 | 0
1990-04-29 | 1990 | 4 | 29 | 0 | 0 | 0 | 0 | 0 | 0 | 0 | 0 | 0 | 0 | 0 | 0 | 0 | 0 | 0 | 0 | 0 | 0 | 0 | 0 | 0 | 0 | 0 | 0 |  | 0 | 0 | 0 | 0 |  | 0 | 0 | 0 | 0 | 0
1990-04-30 | 1990 | 4 | 30 | 0 | 0 | 0 | 0 | 0 | 0 | 0 | 0 | 0 | 0 | 0 | 0 | 0 | 0 | 0 | 0 | 0 | 0 | 0 | 0 | 0 | 0 | 0 | 0 |  | 0 | 0 | 0 | 0 |  | 0 | 0 | 0 | 0 | 0
1990-05-01 | 1990 | 5 | 1 | 0 | 0 | 0 | 0 | 0 | 0 | 0 | 0 | 0 | 0 | 0 | 0 | 0 | 0 | 0 | 0 | 0 | 0 | 0 | 0 | 0 | 0 | 0 | 0 |  | 0 | 0 | 0 | 0 |  | 0 | 0 | 0 | 0 | 0
1990-05-02 | 1990 | 5 | 2 | 0 | 0 | 0.9 | 0.9 | 0.4 | 0 | 0 | 0 | 0 | 0 | 0 | 0 | 0 | 0 | 0 | 0 | 0 | 0 | 0 | 0 | 0 | 0 | 0 | 0 |  | 2.2 | 2.2 | 2.2 | 0 |  | 2.2 | 0 | 0 | 0 | 0
1990-05-03 | 1990 | 5 | 3 | 0 | 0 | 0 | 0 | 0 | 0 | 0 | 0 | 0 | 0 | 0 | 0 | 0 | 0 | 0 | 0 | 0 | 0 | 0 | 0 | 0 | 0 | 0 | 0 |  | 0 | 0 | 0 | 0 |  | 0 | 0 | 0 | 0 | 0
1990-05-04 | 1990 | 5 | 4 | 0 | 0 | 0 | 0 | 0 | 0 | 0 | 0 | 0 | 0 | 0 | 0 | 0 | 0 | 0 | 0 | 0 | 0 | 0 | 0 | 0 | 0 | 0 | 0 |  | 0 | 0 | 0 | 0 |  | 0 | 0 | 0 | 0 | 0
1990-05-05 | 1990 | 5 | 5 | 0 | 0 | 0 | 0 | 0 | 0 | 0 | 0 | 0 | 0 | 0 | 0 | 0 | 0 | 0 | 0 | 0 | 0 | 0 | 0 | 0 | 0 | 0 | 0 |  | 0 | 0 | 0 | 0 |  | 0 | 0 | 0 | 0 | 0
1990-05-06 | 1990 | 5 | 6 | 0 | 0 | 0 | 0 | 0 | 0 | 0 | 0 | 0 | 0 | 0 | 0 | 0 | 0 | 0.1 | 0.1 | 0.1 | 0 | 0 | 0 | 0 | 0.1 | 0 | 0 |  | 0.4 | 0.4 | 0.4 | 0 |  | 0.4 | 0 | 0 | 0 | 0
1990-05-07 | 1990 | 5 | 7 | 0 | 0 | 0 | 0 | 0 | 0 | 0 | 0 | 0 | 0 | 0 | 0 | 0 | 0 | 0 | 0 | 0 | 0 | 0 | 0 | 0 | 0 | 0 | 0 |  | 0 | 0 | 0 | 0 |  | 0 | 0 | 0 | 0 | 0
1990-05-08 | 1990 | 5 | 8 | 0.3 | 0.3 | 0.3 | 0.3 | 0.3 | 0.6 | 0.3 | 0.3 | 0.3 | 0.3 | 0.3 | 0 | 0 | 0 | 0 | 0 | 0 | 0 | 0 | 0 | 0 | 0 | 0 | 0 |  | 3.6 | 3.6 | 3.6 | 8.8818e-16 |  | 3.6 | 0 | 0 | 0 | 0
1990-05-09 | 1990 | 5 | 9 | 0 | 0 | 0 | 0 | 0 | 0 | 0 | 0 | 0 | 0 | 0 | 0 | 0 | 0 | 0 | 0 | 0 | 0 | 0 | 0 | 0 | 0 | 0 | 0 |  | 0 | 0 | 0 | 0 |  | 0 | 0 | 0 | 0 | 0
1990-05-10 | 1990 | 5 | 10 | 0 | 0.2 | 2.2 | 0 | 0 | 0 | 0 | 0 | 0 | 0 | 0 | 0 | 0 | 0 | 0 | 0 | 0.2 | 0.4 | 0 | 0 | 0 | 0 | 0 | 0 |  | 3 | 3 | 3 | 4.4409e-16 |  | 3 | 0 | 0 | 0 | 0
1990-05-11 | 1990 | 5 | 11 | 0 | 0 | 0 | 0 | 0 | 0 | 0 | 0 | 0 | 0 | 1.5 | 0 | 0 | 0 | 0 | 0 | 0 | 0 | 0 | 0 | 0 | 1.4 | 1.5 | 1.4 |  | 5.8 | 5.8 | 5.8 | 8.8818e-16 |  | 5.8 | 0 | 0 | 0 | 0
1990-05-12 | 1990 | 5 | 12 | 0.6 | 0.5 | 0.6 | 0 | 0 | 0 | 0 | 0 | 0 | 0 | 0.6 | 0.5 | 0 | 0 | 0 | 0 | 0.6 | 0 | 0 | 0 | 0 | 0 | 0 | 0 |  | 3.4 | 3.4 | 3.4 | 4.4409e-16 |  | 3.4 | 0 | 0 | 0 | 0
1990-05-13 | 1990 | 5 | 13 | 0 | 0 | 0 | 0 | 0 | 0 | 0 | 0 | 0 | 0 | 0 | 0 | 0 | 0 | 0 | 0 | 0 | 0 | 0 | 0 | 0.8 | 0.2 | 0 | 0 |  | 1 | 1 | 1 | 0 |  | 1 | 0 | 0 | 0 | 0
1990-05-14 | 1990 | 5 | 14 | 0 | 0 | 0 | 0 | 0 | 0.4 | 0.8 | 0 | 0 | 0 | 0 | 0 | 0 | 0 | 0 | 0 | 0 | 0 | 0 | 0 | 0 | 0 | 0 | 0 |  | 1.2 | 1.2 | 1.2 | 2.2204e-16 |  | 1.2 | 0 | 0 | 0 | 0
1990-05-15 | 1990 | 5 | 15 | 0 | 0 | 0 | 0 | 0 | 0 | 0 | 0 | 0 | 0 | 0 | 0 | 0 | 0 | 0 | 0 | 0 | 0 | 0 | 0 | 0 | 0 | 0 | 0 |  | 0 | 0 | 0 | 0 |  | 0 | 0 | 0 | 0 | 0
1990-05-16 | 1990 | 5 | 16 | 0 | 0 | 0 | 0 | 0 | 0 | 0 | 0 | 0 | 0 | 0 | 0 | 0.1 | 0 | 0 | 0 | 0 | 0 | 0 | 0 | 0.1 | 0 | 0 | 0 |  | 0.2 | 0.2 | 0.2 | 0 |  | 0.2 | 0 | 0 | 0 | 0
1990-05-17 | 1990 | 5 | 17 | 0 | 0 | 0 | 0 | 0 | 0 | 0 | 0 | 0 | 0 | 0 | 0 | 0 | 0 | 0 | 0 | 0 | 0 | 0 | 0 | 0 | 0 | 0 | 0 |  | 0 | 0 | 0 | 0 |  | 0 | 0 | 0 | 0 | 0
1990-05-18 | 1990 | 5 | 18 | 0 | 0 | 0 | 0 | 0 | 0 | 0 | 0 | 0 | 0 | 0 | 0 | 0 | 0 | 0 | 0 | 0 | 0 | 0 | 0.1 | 0 | 0 | 0.1 | 0 |  | 0.2 | 0.2 | 0.2 | 0 |  | 0.2 | 0 | 0 | 0 | 0
1990-05-19 | 1990 | 5 | 19 | 0 | 0 | 0 | 0 | 0 | 0 | 0 | 0 | 0 | 0 | 0 | 0 | 0 | 0 | 0.2 | 0.8 | 0 | 0 | 0 | 0 | 0 | 0 | 0 | 0 |  | 1 | 1 | 1 | 0 |  | 1 | 0 | 0 | 0 | 0
1990-05-20 | 1990 | 5 | 20 | 0 | 0 | 0 | 0 | 0 | 0 | 0 | 0 | 0 | 0 | 0 | 0 | 0 | 0 | 0 | 0 | 0 | 0 | 0 | 0.4 | 0 | 0 | 0 | 0 |  | 0.4 | 0.4 | 0.4 | 0 |  | 0.4 | 0 | 0 | 0 | 0
1990-05-21 | 1990 | 5 | 21 | 0 | 0.2 | 0.8 | 1.9 | 1.1 | 0.2 | 0 | 0 | 0 | 0 | 0 | 0 | 0 | 0 | 0 | 0 | 0 | 0 | 0 | 0 | 0 | 0 | 0 | 0 |  | 4.2 | 4.2 | 4.2 | 0 |  | 4.2 | 0 | 0 | 0 | 0
1990-05-22 | 1990 | 5 | 22 | 0 | 0 | 0 | 0 | 0 | 0 | 0 | 0 | 0 | 0 | 0 | 0 | 0 | 0 | 0 | 0 | 0 | 0 | 0 | 0 | 0 | 0 | 0 | 0 |  | 0 | 0 | 0 | 0 |  | 0 | 0 | 0 | 0 | 0
1990-05-23 | 1990 | 5 | 23 | 0 | 0 | 0 | 0 | 0 | 0 | 0 | 0 | 0 | 0 | 0 | 0 | 0 | 0 | 0 | 0 | 0 | 0 | 0 | 0 | 0 | 0 | 1.4 | 0 |  | 1.4 | 1.4 | 1.4 | 0 |  | 1.4 | 0 | 0 | 0 | 0
1990-05-24 | 1990 | 5 | 24 | 0.2 | 0.4 | 0.4 | 0 | 0 | 0 | 0 | 0.7 | 0 | 0.9 | 2 | 2.7 | 0 | 0 | 0 | 0 | 0.2 | 2 | 8.1 | 1.5 | 0.2 | 5.5 | 2.4 | 2.2 |  | 29.4 | 29.4 | 29.4 | 0 |  | 29.4 | 0 | 0 | 0 | 0
1990-05-25 | 1990 | 5 | 25 | 3.4 | 1.4 | 0 | 0 | 0 | 0 | 0 | 0 | 0 | 0 | 0.2 | 0 | 0.3 | 0.3 | 0.3 | 0 | 2 | 0.6 | 0 | 0 | 0.3 | 0 | 0 | 0 |  | 8.8 | 8.8 | 8.8 | 0 |  | 8.8 | 0 | 0 | 0 | 0
1990-05-26 | 1990 | 5 | 26 | 0 | 0 | 0 | 0 | 0 | 0 | 0.2 | 0.3 | 0 | 0 | 0 | 0 | 0 | 0 | 0 | 0 | 0 | 0 | 0 | 0.8 | 0.3 | 0 | 0 | 0 |  | 1.6 | 1.6 | 1.6 | 0 |  | 1.6 | 0 | 0 | 0 | 0
1990-05-27 | 1990 | 5 | 27 | 0 | 0 | 0 | 0 | 0 | 0 | 0 | 0 | 0 | 0 | 0 | 0 | 0 | 0 | 0 | 0 | 0 | 0 | 0 | 0 | 0 | 0 | 0 | 0 |  | 0 | 0 | 0 | 0 |  | 0 | 0 | 0 | 0 | 0
1990-05-28 | 1990 | 5 | 28 | 0 | 0 | 0 | 0 | 0 | 0 | 0 | 0 | 0 | 0 | 0 | 0 | 0.2 | 0.7 | 0 | 0 | 0 | 0 | 3.9 | 0.4 | 0.7 | 0.5 | 0.5 | 1.1 |  | 8 | 8 | 8 | 0 |  | 8 | 0 | 0 | 0 | 0
1990-05-29 | 1990 | 5 | 29 | 0 | 0.2 | 0.3 | 0 | 1 | 0 | 0 | 0 | 0 | 0 | 0 | 0 | 0 | 0 | 0 | 0 | 0 | 2.3 | 4.1 | 0.3 | 0 | 0 | 0 | 0 |  | 8.2 | 8.2 | 8.2 | 0 |  | 8.2 | 0 | 0 | 0 | 0
1990-05-30 | 1990 | 5 | 30 | 0 | 0 | 0 | 0 | 0 | 0.2 | 0 | 0.7 | 10.1 | 3.4 | 1.6 | 0 | 0.2 | 0 | 0 | 0 | 0 | 0 | 0 | 0 | 0 | 0 | 0 | 0 |  | 16.2 | 16.2 | 16.2 | 0 |  | 16.2 | 0 | 0 | 0 | 0
1990-05-31 | 1990 | 5 | 31 | 0 | 0 | 0 | 0 | 0 | 0 | 0 | 0 | 0 | 0 | 0 | 0 | 0 | 0 | 0 | 0 | 0 | 0 | 0 | 0 | 0 | 0 | 0 | 0 |  | 0 | 0 | 0 | 0 |  | 0 | 0 | 0 | 0 | 0
1990-06-01 | 1990 | 6 | 1 | 0 | 0 | 0.2 | 0 | 0.5 | 0 | 0 | 0 | 0 | 0 | 0 | 0 | 0 | 0 | 0 | 0 | 0 | 0 | 0 | 0 | 0 | 0 | 0 | 0 |  | 0.7 | 0.7 | 0.7 | 0 |  | 0 | 0.7 | 0 | 0 | 0
1990-06-02 | 1990 | 6 | 2 | 0 | 1.3 | 2.3 | 2 | 2 | 1.5 | 1.8 | 1 | 0.7 | 1.5 | 1 | 1.2 | 0.2 | 0.2 | 0.2 | 0 | 0 | 0 | 0 | 0 | 0 | 0 | 0 | 0 |  | 16.9 | 16.9 | 16.9 | 0 |  | 0 | 16.9 | 0 | 0 | 0
1990-06-03 | 1990 | 6 | 3 | 0 | 0 | 0 | 0 | 0 | 0 | 0 | 0 | 0 | 0 | 0 | 0 | 0 | 0 | 0 | 0 | 0 | 0 | 0 | 0 | 0 | 0 | 0 | 0 |  | 0 | 0 | 0 | 0 |  | 0 | 0 | 0 | 0 | 0
1990-06-04 | 1990 | 6 | 4 | 0 | 0 | 0 | 0 | 0 | 0 | 0 | 0 | 0.2 | 0 | 0 | 0 | 0.2 | 0 | 0 | 0 | 0 | 0 | 0 | 0 | 0 | 0 | 0 | 0 |  | 0.4 | 0.4 | 0.4 | 0 |  | 0 | 0.4 | 0 | 0 | 0
1990-06-05 | 1990 | 6 | 5 | 0 | 0 | 0 | 0 | 0 | 0 | 0 | 0 | 0 | 0.2 | 0.2 | 0 | 0 | 0 | 0 | 0 | 0 | 0 | 0 | 0 | 0 | 0 | 0 | 0 |  | 0.4 | 0.4 | 0.4 | 0 |  | 0 | 0.4 | 0 | 0 | 0
1990-06-06 | 1990 | 6 | 6 | 0 | 0 | 0 | 0 | 0 | 0 | 0 | 0 | 0 | 0 | 0 | 0 | 0 | 0 | 0 | 0 | 0 | 0 | 0 | 0 | 0 | 0 | 0 | 0 |  | 0 | 0 | 0 | 0 |  | 0 | 0 | 0 | 0 | 0
1990-06-07 | 1990 | 6 | 7 | 0 | 0 | 0 | 0 | 0 | 0 | 0 | 0 | 0 | 0 | 0 | 0 | 0 | 0 | 0 | 0 | 0 | 0 | 0 | 0 | 0 | 0 | 0 | 0 |  | 0 | 0 | 0 | 0 |  | 0 | 0 | 0 | 0 | 0
1990-06-08 | 1990 | 6 | 8 | 0 | 0 | 0 | 0 | 0 | 0 | 0 | 0 | 0 | 0 | 0 | 0 | 0 | 0 | 0 | 0 | 0 | 0 | 0 | 0 | 0 | 0 | 0 | 0 |  | 0 | 0 | 0 | 0 |  | 0 | 0 | 0 | 0 | 0
1990-06-09 | 1990 | 6 | 9 | 0 | 0 | 0 | 0 | 0 | 0 | 0 | 0 | 0 | 0 | 0 | 0 | 0 | 0 | 0 | 0 | 0 | 0 | 0 | 0 | 0 | 0 | 0 | 0 |  | 0 | 0 | 0 | 0 |  | 0 | 0 | 0 | 0 | 0
1990-06-10 | 1990 | 6 | 10 | 0 | 0 | 0 | 0 | 0 | 0.2 | 0 | 0 | 0 | 0 | 0 | 0 | 0 | 0 | 0 | 0 | 0 | 5.2 | 1.9 | 0 | 0 | 0 | 0 | 0 |  | 7.3 | 7.3 | 7.3 | 8.8818e-16 |  | 0 | 7.3 | 0 | 0 | 0
1990-06-11 | 1990 | 6 | 11 | 0 | 0 | 0 | 0 | 0 | 0 | 0 | 0 | 0 | 0 | 0 | 0 | 0 | 0.4 | 0 | 0 | 0 | 2.7 | 0.2 | 0.6 | 0.6 | 0 | 0 | 0 |  | 4.5 | 4.5 | 4.5 | 0 |  | 0 | 4.5 | 0 | 0 | 0
1990-06-12 | 1990 | 6 | 12 | 0 | 0 | 0 | 0.3 | 0 | 0 | 0.3 | 0 | 0 | 0 | 0 | 0 | 0 | 0.4 | 0.4 | 0 | 0 | 0 | 0 | 0 | 0 | 0 | 0 | 0 |  | 1.4 | 1.4 | 1.4 | 0 |  | 0 | 1.4 | 0 | 0 | 0
1990-06-13 | 1990 | 6 | 13 | 0 | 0.3 | 0 | 0 | 0 | 0 | 0 | 0 | 0 | 0 | 0 | 0.3 | 0.8 | 0.5 | 0 | 0 | 0 | 0 | 0 | 0 | 1.6 | 0.5 | 0 | 0 |  | 4 | 4 | 4 | 0 |  | 0 | 4 | 0 | 0 | 0
1990-06-14 | 1990 | 6 | 14 | 0 | 0 | 0 | 0 | 0 | 0 | 0 | 0 | 0 | 0 | 0 | 0 | 0 | 0 | 0 | 0 | 0 | 0 | 0 | 0 | 0 | 0 | 0 | 0 |  | 0 | 0 | 0 | 0 |  | 0 | 0 | 0 | 0 | 0
1990-06-15 | 1990 | 6 | 15 | 0 | 0 | 0 | 0 | 0 | 0 | 0 | 0 | 0 | 0 | 0 | 0 | 0 | 0 | 0 | 0 | 0 | 0 | 0 | 0 | 0 | 0 | 0 | 0 |  | 0 | 0 | 0 | 0 |  | 0 | 0 | 0 | 0 | 0
1990-06-16 | 1990 | 6 | 16 | 0 | 0 | 0 | 0 | 0 | 0 | 0 | 0 | 0 | 0 | 0 | 0 | 0 | 0 | 0 | 0 | 0 | 0 | 1.8 | 0.9 | 2 | 0.5 | 0 | 0 |  | 5.2 | 5.2 | 5.2 | 0 |  | 0 | 5.2 | 0 | 0 | 0
1990-06-17 | 1990 | 6 | 17 | 0 | 0 | 0 | 0 | 0 | 0 | 0 | 0 | 0 | 0 | 0 | 0 | 0 | 0 | 0 | 0 | 0 | 0 | 0 | 0 | 0 | 0 | 0 | 0 |  | 0 | 0 | 0 | 0 |  | 0 | 0 | 0 | 0 | 0
1990-06-18 | 1990 | 6 | 18 | 0 | 0 | 0 | 0 | 0 | 0 | 0 | 0 | 0 | 0 | 0 | 0 | 0 | 0 | 0 | 0 | 0 | 0 | 0 | 0 | 0 | 0 | 0 | 0.2 |  | 0.2 | 0.2 | 0.2 | 0 |  | 0 | 0.2 | 0 | 0 | 0
1990-06-19 | 1990 | 6 | 19 | 0.9 | 0 | 0 | 0 | 0 | 0 | 0 | 0 | 0 | 0 | 0 | 0 | 0 | 0 | 0 | 0 | 0 | 0 | 0 | 0 | 0 | 0 | 0 | 0 |  | 0.9 | 0.9 | 0.9 | 0 |  | 0 | 0.9 | 0 | 0 | 0
1990-06-20 | 1990 | 6 | 20 | 0 | 0 | 0 | 0 | 0 | 0 | 0 | 0 | 1 | 0 | 0 | 0 | 0 | 0 | 0 | 0 | 0 | 0 | 0 | 0 | 0 | 0 | 0 | 0 |  | 1 | 1 | 1 | 0 |  | 0 | 1 | 0 | 0 | 0
1990-06-21 | 1990 | 6 | 21 | 0 | 0 | 0 | 0 | 0 | 0 | 0 | 0 | 0 | 0 | 0 | 0 | 0 | 0 | 0 | 0 | 0 | 0 | 0 | 0 | 0 | 0 | 0 | 0 |  | 0 | 0 | 0 | 0 |  | 0 | 0 | 0 | 0 | 0
1990-06-22 | 1990 | 6 | 22 | 0 | 0 | 0 | 0 | 0 | 0 | 0 | 0 | 0 | 0 | 0 | 0 | 0 | 0 | 0 | 0 | 0 | 0 | 0 | 0 | 0 | 0 | 0 | 0 |  | 0 | 0 | 0 | 0 |  | 0 | 0 | 0 | 0 | 0
1990-06-23 | 1990 | 6 | 23 | 0 | 0 | 0 | 0 | 0 | 0 | 0 | 0 | 0 | 0 | 0 | 0 | 0 | 0 | 0 | 0 | 0 | 0 | 0 | 0 | 0 | 0 | 0 | 0 |  | 0 | 0 | 0 | 0 |  | 0 | 0 | 0 | 0 | 0
1990-06-24 | 1990 | 6 | 24 | 0 | 0 | 0 | 0 | 0 | 0 | 0 | 0 | 0 | 0 | 0 | 0 | 6.6 | 0 | 0 | 0 | 0 | 1.2 | 0 | 0 | 0.2 | 0.2 | 0 | 0 |  | 8.2 | 8.2 | 8.2 | 0 |  | 0 | 8.2 | 0 | 0 | 0
1990-06-25 | 1990 | 6 | 25 | 0 | 0 | 0 | 0 | 0 | 0 | 0 | 0 | 0 | 0 | 0 | 0 | 0 | 0 | 0 | 0 | 0 | 0 | 0 | 0 | 0 | 0 | 0 | 0 |  | 0 | 0 | 0 | 0 |  | 0 | 0 | 0 | 0 | 0
1990-06-26 | 1990 | 6 | 26 | 0 | 0 | 0 | 0 | 0 | 0 | 0 | 0 | 0 | 0 | 0 | 0 | 0 | 0 | 0 | 0 | 0 | 0 | 0 | 0 | 0 | 0 | 0 | 0 |  | 0 | 0 | 0 | 0 |  | 0 | 0 | 0 | 0 | 0
1990-06-27 | 1990 | 6 | 27 | 0 | 0 | 0 | 0 | 0 | 0 | 0 | 0 | 0 | 0 | 0 | 0 | 0 | 0 | 0 | 0 | 0 | 0 | 0 | 0 | 0 | 1.9 | 4.1 | 0.2 |  | 6.2 | 6.2 | 6.2 | 0 |  | 0 | 6.2 | 0 | 0 | 0
1990-06-28 | 1990 | 6 | 28 | 0 | 0 | 0 | 0 | 0 | 0 | 0 | 0 | 0 | 0 | 0 | 0 | 0 | 0 | 0 | 0 | 0 | 0 | 0.8 | 0.4 | 0 | 0 | 0 | 0 |  | 1.2 | 1.2 | 1.2 | 2.2204e-16 |  | 0 | 1.2 | 0 | 0 | 0
1990-06-29 | 1990 | 6 | 29 | 0 | 0 | 0 | 0 | 0 | 0 | 0 | 0 | 0 | 0 | 0 | 0 | 0 | 0 | 0 | 0 | 0 | 0 | 0 | 0 | 0 | 0 | 0 | 0 |  | 0 | 0 | 0 | 0 |  | 0 | 0 | 0 | 0 | 0
1990-06-30 | 1990 | 6 | 30 | 0 | 0 | 0 | 0 | 0 | 0 | 0 | 0 | 1.8 | 1 | 0 | 0 | 0 | 0 | 0 | 0 | 0 | 0 | 0 | 0 | 0 | 0 | 0 | 0 |  | 2.8 | 2.8 | 2.8 | 0 |  | 0 | 2.8 | 0 | 0 | 0
1990-07-01 | 1990 | 7 | 1 | 0 | 0 | 0 | 0 | 0 | 0 | 0 | 0 | 0 | 0 | 0 | 0 | 0 | 0 | 0 | 0 | 0 | 0 | 0 | 0 | 0 | 0 | 0 | 0 |  | 0 | 0 | 0 | 0 |  | 0 | 0 | 0 | 0 | 0
1990-07-02 | 1990 | 7 | 2 | 0 | 0 | 0 | 0 | 0 | 0 | 0 | 0 | 0 | 0 | 0 | 0 | 0 | 0 | 0 | 0 | 0 | 0 | 0 | 3.2 | 0 | 0.9 | 1.8 | 2.3 |  | 8.2 | 8.2 | 8.2 | 0 |  | 0 | 0 | 8.2 | 0 | 0
1990-07-03 | 1990 | 7 | 3 | 2.2 | 0.2 | 0 | 0 | 0 | 0 | 0 | 0 | 0 | 0 | 0 | 0 | 0 | 0 | 0 | 0 | 0 | 0 | 0 | 0 | 0 | 0 | 0 | 0 |  | 2.4 | 2.4 | 2.4 | 4.4409e-16 |  | 0 | 0 | 2.4 | 0 | 0
1990-07-04 | 1990 | 7 | 4 | 0 | 0 | 0 | 0 | 0 | 0 | 0 | 0 | 0 | 0 | 0 | 0 | 0 | 0 | 0 | 0 | 0 | 0 | 0 | 0 | 0 | 0 | 0 | 0 |  | 0 | 0 | 0 | 0 |  | 0 | 0 | 0 | 0 | 0
1990-07-05 | 1990 | 7 | 5 | 0 | 0 | 0 | 0 | 0 | 0 | 0 | 0 | 0 | 0 | 0 | 0 | 0 | 0 | 0 | 0 | 0 | 0 | 0 | 0 | 0 | 0 | 0 | 0 |  | 0 | 0 | 0 | 0 |  | 0 | 0 | 0 | 0 | 0
1990-07-06 | 1990 | 7 | 6 | 0 | 0 | 0 | 0 | 0 | 0 | 0 | 0 | 0 | 0 | 0 | 0 | 0 | 4.2 | 0 | 0 | 0 | 0 | 0 | 0 | 0 | 0 | 0 | 0 |  | 4.2 | 4.2 | 4.2 | 0 |  | 0 | 0 | 4.2 | 0 | 0
1990-07-07 | 1990 | 7 | 7 | 0 | 0 | 0 | 1.2 | 4 | 3 | 3 | 1.4 | 1.4 | 0.9 | 0 | 0 | 0 | 0 | 0 | 0 | 0 | 0 | 0 | 0 | 0 | 0 | 0 | 0 |  | 14.9 | 14.9 | 14.9 | 0 |  | 0 | 0 | 14.9 | 0 | 0
1990-07-08 | 1990 | 7 | 8 | 0 | 0 | 0 | 0 | 0 | 0 | 0 | 0 | 0 | 0 | 0 | 0 | 0 | 0 | 0 | 0 | 0 | 0 | 0 | 0 | 0 | 0 | 0 | 0 |  | 0 | 0 | 0 | 0 |  | 0 | 0 | 0 | 0 | 0
1990-07-09 | 1990 | 7 | 9 | 0 | 0 | 0 | 0 | 0 | 0 | 0 | 0 | 0 | 0 | 0 | 0 | 0 | 0 | 0 | 0 | 0 | 0 | 10.2 | 0 | 0 | 0 | 0 | 0 |  | 10.2 | 10.2 | 10.2 | 0 |  | 0 | 0 | 10.2 | 0 | 0
1990-07-10 | 1990 | 7 | 10 | 0 | 0 | 0 | 0 | 0 | 0 | 0 | 0 | 0 | 0 | 0 | 0 | 0 | 0 | 0 | 0 | 0 | 0 | 0 | 0 | 0 | 0 | 0 | 0 |  | 0 | 0 | 0 | 0 |  | 0 | 0 | 0 | 0 | 0
1990-07-11 | 1990 | 7 | 11 | 0 | 0 | 0 | 0 | 0 | 0 | 0 | 0 | 0 | 0 | 0 | 0 | 0 | 0 | 0 | 0 | 0 | 0 | 0 | 0 | 0 | 0 | 0 | 0 |  | 0 | 0 | 0 | 0 |  | 0 | 0 | 0 | 0 | 0
1990-07-12 | 1990 | 7 | 12 | 0 | 0 | 0 | 0 | 0 | 0 | 0 | 0 | 0 | 0 | 0 | 0 | 0 | 0 | 0 | 0 | 0 | 0 | 0 | 0 | 0 | 0 | 0 | 0 |  | 0 | 0 | 0 | 0 |  | 0 | 0 | 0 | 0 | 0
1990-07-13 | 1990 | 7 | 13 | 0 | 0 | 0 | 0 | 0 | 0 | 0 | 0 | 0 | 0 | 0 | 0 | 0 | 0 | 0 | 0 | 0 | 0 | 0 | 0 | 0 | 0 | 0 | 0 |  | 0 | 0 | 0 | 0 |  | 0 | 0 | 0 | 0 | 0
1990-07-14 | 1990 | 7 | 14 | 0 | 0 | 0 | 0 | 0 | 0 | 0 | 0 | 0 | 0 | 0 | 0 | 0 | 0 | 0 | 0 | 0 | 0 | 0 | 0 | 0 | 0 | 0 | 0 |  | 0 | 0 | 0 | 0 |  | 0 | 0 | 0 | 0 | 0
1990-07-15 | 1990 | 7 | 15 | 0 | 0 | 0 | 0 | 0 | 0 | 0 | 0 | 0 | 0 | 0 | 0 | 0 | 0 | 0 | 0 | 0 | 0 | 0 | 0 | 0 | 0 | 0 | 0 |  | 0 | 0 | 0 | 0 |  | 0 | 0 | 0 | 0 | 0
1990-07-16 | 1990 | 7 | 16 | 0 | 0 | 0 | 0 | 0 | 0 | 0 | 0 | 0 | 0 | 0 | 0 | 0 | 0 | 0 | 0 | 0 | 0 | 0 | 0 | 0 | 0 | 0 | 0 |  | 0 | 0 | 0 | 0 |  | 0 | 0 | 0 | 0 | 0
1990-07-17 | 1990 | 7 | 17 | 0 | 0 | 0 | 0 | 0 | 0 | 0 | 0 | 0.4 | 0 | 0 | 0 | 0 | 0 | 0 | 0 | 0 | 0 | 0 | 0 | 0 | 0 | 0 | 0 |  | 0.4 | 0.4 | 0.4 | 0 |  | 0 | 0 | 0.4 | 0 | 0
1990-07-18 | 1990 | 7 | 18 | 0 | 0.2 | 0 | 0.2 | 0.7 | 0.7 | 0.2 | 0 | 2.1 | 5.3 | 0.5 | 0 | 0 | 0 | 0 | 0 | 0 | 0 | 0.5 | 0.2 | 0 | 3.2 | 3.5 | 0.2 |  | 17.5 | 17.5 | 17.5 | 3.5527e-15 |  | 0 | 0 | 17.5 | 0 | 0
1990-07-19 | 1990 | 7 | 19 | 0.5 | 0.2 | 3.2 | 0.2 | 0.5 | 0 | 0 | 0 | 0.2 | 0 | 0 | 0 | 0 | 0 | 0 | 0 | 0 | 0 | 0 | 0 | 0 | 0 | 0 | 0 |  | 4.8 | 4.8 | 4.8 | 8.8818e-16 |  | 0 | 0 | 4.8 | 0 | 0
1990-07-20 | 1990 | 7 | 20 | 0 | 0 | 0 | 0 | 0 | 0 | 0 | 0 | 0 | 0 | 0 | 0 | 0 | 0 | 1.2 | 0 | 0.2 | 0 | 0 | 0 | 0 | 0 | 0 | 0 |  | 1.4 | 1.4 | 1.4 | 0 |  | 0 | 0 | 1.4 | 0 | 0
1990-07-21 | 1990 | 7 | 21 | 0 | 0 | 0 | 0 | 0 | 0 | 0 | 0 | 0 | 0 | 0 | 0 | 0 | 0 | 0 | 0 | 0 | 0 | 0 | 0 | 0 | 0 | 0 | 0 |  | 0 | 0 | 0 | 0 |  | 0 | 0 | 0 | 0 | 0
1990-07-22 | 1990 | 7 | 22 | 0 | 0 | 0 | 0 | 0 | 0 | 0 | 0 | 0 | 0 | 0 | 0 | 0 | 0 | 0 | 0 | 0 | 0 | 0 | 0 | 0 | 0 | 0 | 0 |  | 0 | 0 | 0 | 0 |  | 0 | 0 | 0 | 0 | 0
1990-07-23 | 1990 | 7 | 23 | 0 | 0 | 0 | 0 | 0 | 0 | 0 | 0 | 0 | 0 | 0 | 0 | 0 | 0 | 0 | 0 | 0 | 0 | 0.6 | 0 | 0 | 0 | 0 | 0 |  | 0.6 | 0.6 | 0.6 | 0 |  | 0 | 0 | 0.6 | 0 | 0
1990-07-24 | 1990 | 7 | 24 | 0 | 0 | 0 | 0 | 0 | 0 | 0 | 0 | 0 | 0 | 0 | 0 | 0 | 0 | 0 | 0 | 0 | 0 | 0 | 0 | 0 | 0 | 0 | 1.2 |  | 1.2 | 1.2 | 1.2 | 0 |  | 0 | 0 | 1.2 | 0 | 0
1990-07-25 | 1990 | 7 | 25 | 2.4 | 0.4 | 0 | 0 | 0 | 0 | 0.3 | 0.3 | 0 | 0 | 0 | 0.3 | 0 | 0 | 0.3 | 0 | 0 | 0 | 0 | 0 | 0 | 0 | 0 | 0 |  | 4 | 4 | 4 | 8.8818e-16 |  | 0 | 0 | 4 | 0 | 0
1990-07-26 | 1990 | 7 | 26 | 0 | 0 | 0 | 0 | 0.2 | 1 | 1.4 | 0.2 | 0 | 0 | 0 | 0 | 0 | 0 | 0 | 0 | 0 | 0 | 0 | 0 | 0 | 1 | 0.5 | 0 |  | 4.3 | 4.3 | 4.3 | 0 |  | 0 | 0 | 4.3 | 0 | 0
1990-07-27 | 1990 | 7 | 27 | 0 | 0 | 0 | 0 | 0 | 0.2 | 0 | 0 | 0.2 | 0 | 0 | 0 | 0 | 0 | 0 | 0 | 0 | 0 | 0 | 0 | 0 | 0.2 | 0.2 | 0 |  | 0.8 | 0.8 | 0.8 | 0 |  | 0 | 0 | 0.8 | 0 | 0
1990-07-28 | 1990 | 7 | 28 | 0 | 0 | 0 | 0 | 0 | 0 | 0 | 0 | 0 | 0 | 0 | 0 | 0 | 0 | 0 | 0 | 0 | 0 | 0 | 0 | 0 | 0 | 0 | 0 |  | 0 | 0 | 0 | 0 |  | 0 | 0 | 0 | 0 | 0
1990-07-29 | 1990 | 7 | 29 | 0 | 0 | 0 | 0 | 0 | 0 | 0 | 0 | 0 | 0 | 0 | 0 | 0 | 0 | 0 | 0 | 0 | 0 | 0 | 0 | 0 | 0 | 0 | 0 |  | 0 | 0 | 0 | 0 |  | 0 | 0 | 0 | 0 | 0
1990-07-30 | 1990 | 7 | 30 | 0 | 0 | 0 | 0 | 0 | 0 | 0 | 0 | 0 | 0 | 0 | 0 | 0 | 0 | 0 | 0 | 0 | 0 | 0 | 0 | 0 | 0 | 0 | 2.2 |  | 2.2 | 2.2 | 2.2 | 0 |  | 0 | 0 | 2.2 | 0 | 0
1990-07-31 | 1990 | 7 | 31 | 0 | 0 | 0 | 0 | 0 | 0 | 0 | 0 | 0 | 2.7 | 0.4 | 0 | 0 | 0 | 0 | 0 | 0 | 0 | 0 | 1.3 | 1.8 | 0.2 | 0 | 0.2 |  | 6.6 | 6.6 | 6.6 | 8.8818e-16 |  | 0 | 0 | 6.6 | 0 | 0
1990-08-01 | 1990 | 8 | 1 | 0 | 0 | 0 | 0 | 0 | 0 | 0 | 0 | 0 | 0 | 0 | 0 | 0 | 0 | 0 | 0 | 0 | 0 | 0 | 0.4 | 0 | 0 | 0 | 0 |  | 0.4 | 0.4 | 0.4 | 0 |  | 0 | 0 | 0 | 0.4 | 0
1990-08-02 | 1990 | 8 | 2 | 0 | 0 | 0 | 0 | 0 | 0 | 0 | 0 | 0 | 0 | 0 | 0 | 0 | 0 | 0 | 0 | 0.3 | 0 | 0 | 0 | 0.4 | 0.8 | 0.6 | 0 |  | 2.1 | 2.1 | 2.1 | 0 |  | 0 | 0 | 0 | 2.1 | 0
1990-08-03 | 1990 | 8 | 3 | 0 | 0 | 0 | 0 | 0 | 0 | 0 | 0 | 0 | 0 | 0 | 0 | 0 | 0 | 0 | 0 | 0 | 0 | 0 | 0 | 0 | 0 | 0 | 0 |  | 0 | 0 | 0 | 0 |  | 0 | 0 | 0 | 0 | 0
1990-08-04 | 1990 | 8 | 4 | 0 | 0 | 0 | 0 | 0 | 0 | 0 | 0 | 0 | 0 | 0 | 0 | 0 | 0 | 0 | 0 | 0 | 0 | 0 | 0 | 0 | 0 | 0 | 0 |  | 0 | 0 | 0 | 0 |  | 0 | 0 | 0 | 0 | 0
1990-08-05 | 1990 | 8 | 5 | 0 | 0 | 0 | 0 | 0 | 0 | 0 | 0 | 0 | 0 | 0 | 0 | 0 | 0 | 0 | 0 | 0 | 0 | 0 | 0 | 0 | 0 | 0 | 0 |  | 0 | 0 | 0 | 0 |  | 0 | 0 | 0 | 0 | 0
1990-08-06 | 1990 | 8 | 6 | 0 | 0 | 0 | 0 | 0 | 0 | 0 | 0 | 0 | 0 | 0 | 0 | 0 | 0 | 0 | 0 | 0 | 0 | 0 | 0 | 0 | 0 | 0 | 0 |  | 0 | 0 | 0 | 0 |  | 0 | 0 | 0 | 0 | 0
1990-08-07 | 1990 | 8 | 7 | 0 | 0 | 0 | 0 | 0 | 0 | 0 | 0 | 0 | 0 | 0 | 0 | 0 | 0 | 0 | 0 | 0 | 0 | 0 | 0 | 0 | 0 | 0 | 0 |  | 0 | 0 | 0 | 0 |  | 0 | 0 | 0 | 0 | 0
1990-08-08 | 1990 | 8 | 8 | 0 | 0 | 0 | 0 | 0 | 0 | 0 | 0 | 0 | 0 | 0 | 0 | 0 | 0 | 0 | 0 | 0 | 0 | 0 | 0 | 0 | 0 | 0 | 0 |  | 0 | 0 | 0 | 0 |  | 0 | 0 | 0 | 0 | 0
1990-08-09 | 1990 | 8 | 9 | 0 | 0 | 0 | 0 | 0 | 0 | 0 | 0 | 0 | 0 | 0 | 0 | 0 | 0 | 0 | 0 | 0 | 0 | 0 | 0 | 0 | 0 | 0 | 0 |  | 0 | 0 | 0 | 0 |  | 0 | 0 | 0 | 0 | 0
1990-08-10 | 1990 | 8 | 10 | 0 | 0 | 0 | 0 | 0 | 0 | 0 | 0 | 0 | 0 | 0 | 0 | 0 | 0 | 0 | 0 | 0 | 0 | 0 | 0 | 0 | 0 | 0 | 0 |  | 0 | 0 | 0 | 0 |  | 0 | 0 | 0 | 0 | 0
1990-08-11 | 1990 | 8 | 11 | 0 | 0 | 0 | 0 | 0 | 0 | 0 | 0 | 0 | 0 | 0 | 0 | 0 | 0 | 0 | 0 | 0 | 0 | 0 | 0 | 0 | 0 | 0 | 0 |  | 0 | 0 | 0 | 0 |  | 0 | 0 | 0 | 0 | 0
1990-08-12 | 1990 | 8 | 12 | 0 | 0 | 0 | 0 | 0 | 0 | 0 | 0 | 0 | 0 | 0 | 0 | 0 | 0 | 0 | 0 | 0 | 0 | 0 | 0 | 0 | 0 | 0 | 0 |  | 0 | 0 | 0 | 0 |  | 0 | 0 | 0 | 0 | 0
1990-08-13 | 1990 | 8 | 13 | 0 | 0 | 0 | 0 | 0 | 0 | 0 | 0 | 0 | 0 | 0 | 0 | 0 | 0 | 0 | 0 | 0 | 0 | 0 | 0 | 0 | 0 | 0 | 0 |  | 0 | 0 | 0 | 0 |  | 0 | 0 | 0 | 0 | 0
1990-08-14 | 1990 | 8 | 14 | 0 | 0 | 0 | 0 | 0 | 0 | 0 | 0 | 0 | 0 | 0 | 0 | 0 | 0 | 0 | 0 | 0 | 0 | 0 | 0 | 0 | 0 | 0 | 0 |  | 0 | 0 | 0 | 0 |  | 0 | 0 | 0 | 0 | 0
1990-08-15 | 1990 | 8 | 15 | 0 | 0 | 0 | 0 | 0 | 0 | 0 | 0 | 0 | 0 | 0 | 0 | 0 | 0 | 0 | 0 | 0 | 0 | 0 | 0 | 0 | 0 | 0 | 0 |  | 0 | 0 | 0 | 0 |  | 0 | 0 | 0 | 0 | 0
1990-08-16 | 1990 | 8 | 16 | 0 | 0.6 | 0.2 | 0 | 0 | 0 | 0 | 0 | 0 | 0 | 0 | 0 | 0 | 0 | 0 | 0 | 0 | 0 | 0 | 0 | 0 | 0 | 0 | 0 |  | 0.8 | 0.8 | 0.8 | 0 |  | 0 | 0 | 0 | 0.8 | 0
1990-08-17 | 1990 | 8 | 17 | 1.2 | 1.6 | 2.8 | 0 | 0 | 0 | 0 | 0 | 0 | 0.2 | 0 | 0 | 0 | 0 | 0 | 0 | 0 | 0 | 0 | 0 | 0 | 0 | 0.2 | 7.4 |  | 13.4 | 13.4 | 13.4 | 0 |  | 0 | 0 | 0 | 13.4 | 0
1990-08-18 | 1990 | 8 | 18 | 10.3 | 5.4 | 1.5 | 0.2 | 0 | 0.5 | 0.5 | 0 | 0 | 0 | 0 | 0 | 0 | 0 | 0 | 0 | 0 | 0 | 0 | 0 | 0 | 0 | 0 | 0 |  | 18.4 | 18.4 | 18.4 | 3.5527e-15 |  | 0 | 0 | 0 | 18.4 | 0
1990-08-19 | 1990 | 8 | 19 | 0 | 0.9 | 2 | 0.7 | 0.4 | 0 | 0 | 0 | 0 | 0 | 0 | 0 | 0 | 0 | 0 | 0 | 0 | 0 | 0 | 0 | 0 | 0 | 0 | 0 |  | 4 | 4 | 4 | 4.4409e-16 |  | 0 | 0 | 0 | 4 | 0
1990-08-20 | 1990 | 8 | 20 | 0 | 0 | 0 | 0 | 0 | 0 | 0 | 0 | 0 | 0 | 0 | 0 | 0 | 0 | 0 | 0 | 0 | 0 | 0 | 0 | 0 | 0 | 0 | 0 |  | 0 | 0 | 0 | 0 |  | 0 | 0 | 0 | 0 | 0
1990-08-21 | 1990 | 8 | 21 | 0 | 0 | 0 | 0 | 0 | 0 | 0 | 0 | 0 | 0 | 0 | 0 | 0 | 0 | 0 | 0 | 0 | 0 | 0 | 0 | 0 | 0 | 0 | 0 |  | 0 | 0 | 0 | 0 |  | 0 | 0 | 0 | 0 | 0
1990-08-22 | 1990 | 8 | 22 | 0 | 0 | 0 | 0 | 0 | 0 | 0 | 0 | 0 | 0 | 0 | 0 | 0 | 0 | 0 | 0 | 0 | 0 | 0 | 0 | 0 | 0 | 0 | 0 |  | 0 | 0 | 0 | 0 |  | 0 | 0 | 0 | 0 | 0
1990-08-23 | 1990 | 8 | 23 | 0 | 0 | 0.6 | 0.5 | 0 | 0 | 0 | 0 | 0 | 0 | 2.8 | 0 | 0 | 0 | 0 | 0 | 0 | 0 | 0 | 0 | 0 | 0 | 0 | 0.5 |  | 4.4 | 4.4 | 4.4 | 0 |  | 0 | 0 | 0 | 4.4 | 0
1990-08-24 | 1990 | 8 | 24 | 0.2 | 0 | 0.5 | 1.5 | 0.5 | 0 | 0 | 0.3 | 0 | 0 | 0 | 0 | 0 | 0 | 0 | 0 | 0 | 0 | 0 | 0 | 0 | 0 | 0 | 0 |  | 3 | 3 | 3 | 0 |  | 0 | 0 | 0 | 3 | 0
1990-08-25 | 1990 | 8 | 25 | 0.2 | 0 | 0 | 0 | 0 | 0 | 0 | 0.2 | 0 | 0 | 0 | 0 | 0 | 0 | 1.3 | 2.3 | 2.8 | 1 | 0.7 | 0 | 0 | 0 | 0.2 | 0.5 |  | 9.2 | 9.2 | 9.2 | 0 |  | 0 | 0 | 0 | 9.2 | 0
1990-08-26 | 1990 | 8 | 26 | 1.6 | 0.8 | 0 | 0 | 0 | 0 | 0 | 0 | 0.2 | 0 | 0 | 0 | 0 | 0 | 0 | 0 | 0 | 0 | 0 | 0 | 0 | 0 | 0 | 0 |  | 2.6 | 2.6 | 2.6 | 4.4409e-16 |  | 0 | 0 | 0 | 2.6 | 0
1990-08-27 | 1990 | 8 | 27 | 0 | 0 | 0 | 0 | 0 | 0 | 0 | 0 | 0 | 0 | 0 | 0 | 0 | 0 | 0 | 0 | 0 | 0 | 0 | 0 | 0 | 0 | 0 | 0 |  | 0 | 0 | 0 | 0 |  | 0 | 0 | 0 | 0 | 0
1990-08-28 | 1990 | 8 | 28 | 0 | 0 | 0 | 0 | 0 | 0 | 0 | 0 | 0 | 0 | 0 | 0 | 0 | 0 | 0 | 0 | 0 | 0 | 0 | 0 | 0 | 0 | 0 | 0 |  | 0 | 0 | 0 | 0 |  | 0 | 0 | 0 | 0 | 0
1990-08-29 | 1990 | 8 | 29 | 0 | 0 | 0 | 0 | 0 | 0 | 0 | 0 | 0 | 0 | 0 | 0 | 0 | 0 | 0 | 0 | 0 | 0 | 0 | 0 | 0 | 0 | 0 | 0 |  | 0 | 0 | 0 | 0 |  | 0 | 0 | 0 | 0 | 0
1990-08-30 | 1990 | 8 | 30 | 0 | 0 | 0 | 0 | 0 | 0 | 0 | 0 | 0 | 0 | 0 | 0 | 0 | 0 | 0 | 0 | 0 | 0 | 0 | 0 | 0 | 0 | 0 | 0 |  | 0 | 0 | 0 | 0 |  | 0 | 0 | 0 | 0 | 0
1990-08-31 | 1990 | 8 | 31 | 0 | 0 | 0 | 0 | 0 | 0 | 0 | 0 | 0 | 0 | 0 | 0 | 0 | 0 | 0 | 0 | 0 | 0 | 0 | 0 | 0 | 0 | 0 | 0 |  | 0 | 0 | 0 | 0 |  | 0 | 0 | 0 | 0 | 0
1990-09-01 | 1990 | 9 | 1 | 0 | 0 | 0 | 0 | 0 | 0 | 0 | 0 | 0 | 0 | 0 | 0 | 0 | 0 | 0 | 0 | 0 | 0 | 0 | 0 | 0 | 0 | 0 | 0 |  | 0 | 0 | 0 | 0 |  | 0 | 0 | 0 | 0 | 0
1990-09-02 | 1990 | 9 | 2 | 0 | 0 | 0 | 0 | 0 | 0 | 0 | 0 | 0 | 0 | 0 | 0 | 0 | 0 | 0 | 0 | 0 | 0 | 0 | 0.1 | 0 | 0 | 0.1 | 0 |  | 0.2 | 0.2 | 0.2 | 0 |  | 0 | 0 | 0 | 0 | 0.2
1990-09-03 | 1990 | 9 | 3 | 0 | 0 | 0 | 0.2 | 0.5 | 0.3 | 0 | 0.3 | 0 | 0 | 0 | 0 | 0 | 0 | 0 | 0 | 0 | 0 | 0 | 0 | 0 | 0 | 0 | 0 |  | 1.3 | 1.3 | 1.3 | 0 |  | 0 | 0 | 0 | 0 | 1.3
1990-09-04 | 1990 | 9 | 4 | 0 | 0 | 0 | 0 | 0 | 0 | 0 | 0 | 0 | 0 | 0 | 0 | 0 | 0 | 0 | 0 | 0 | 0 | 0 | 0 | 0 | 0 | 0 | 0 |  | 0 | 0 | 0 | 0 |  | 0 | 0 | 0 | 0 | 0
1990-09-05 | 1990 | 9 | 5 | 0 | 0 | 0 | 0 | 0 | 0 | 0 | 0 | 0 | 0 | 0 | 0 | 0 | 0 | 0 | 0 | 0 | 0 | 0 | 0 | 0 | 0 | 0 | 0 |  | 0 | 0 | 0 | 0 |  | 0 | 0 | 0 | 0 | 0
1990-09-06 | 1990 | 9 | 6 | 0 | 0 | 0 | 0 | 0 | 0 | 0 | 0 | 0 | 0 | 0 | 0 | 0 | 0 | 0 | 0 | 0 | 0 | 0 | 0 | 0 | 0 | 0 | 0 |  | 0 | 0 | 0 | 0 |  | 0 | 0 | 0 | 0 | 0
1990-09-07 | 1990 | 9 | 7 | 0 | 0 | 0 | 0 | 0 | 0 | 0 | 0 | 0 | 0 | 0 | 0 | 0 | 0 | 0 | 0 | 0 | 0 | 0 | 0 | 0 | 0 | 0 | 0 |  | 0 | 0 | 0 | 0 |  | 0 | 0 | 0 | 0 | 0
1990-09-08 | 1990 | 9 | 8 | 0 | 0 | 0 | 0 | 0 | 0 | 0 | 0 | 0 | 0 | 0 | 0 | 0 | 0 | 0 | 0 | 0 | 0 | 0 | 0 | 0 | 0 | 0 | 0 |  | 0 | 0 | 0 | 0 |  | 0 | 0 | 0 | 0 | 0
1990-09-09 | 1990 | 9 | 9 | 0 | 0 | 0 | 0 | 0 | 0 | 0 | 0 | 0 | 0 | 0 | 0 | 0 | 0 | 0 | 0 | 0 | 0 | 0 | 0 | 0 | 0 | 0 | 0 |  | 0 | 0 | 0 | 0 |  | 0 | 0 | 0 | 0 | 0
1990-09-10 | 1990 | 9 | 10 | 0 | 0 | 0 | 0 | 0 | 0 | 0 | 0 | 0 | 0 | 0 | 0 | 0 | 0 | 0 | 0 | 0 | 0 | 0 | 0 | 0 | 0 | 0 | 0 |  | 0 | 0 | 0 | 0 |  | 0 | 0 | 0 | 0 | 0
1990-09-11 | 1990 | 9 | 11 | 0 | 0 | 0 | 0 | 0 | 0 | 0 | 0 | 0 | 0 | 0 | 0 | 0 | 0 | 0 | 0 | 0 | 0 | 0 | 0 | 0 | 0 | 0 | 0 |  | 0 | 0 | 0 | 0 |  | 0 | 0 | 0 | 0 | 0
1990-09-12 | 1990 | 9 | 12 | 0 | 0 | 0 | 0 | 0 | 0 | 0 | 0 | 0 | 0 | 0 | 0 | 0 | 0 | 0 | 0.2 | 0.7 | 2.2 | 2.5 | 0.2 | 0.2 | 0 | 0 | 0 |  | 6 | 6 | 6 | 0 |  | 0 | 0 | 0 | 0 | 6
1990-09-13 | 1990 | 9 | 13 | 0 | 0 | 0 | 0 | 0 | 0 | 0 | 0 | 0 | 0 | 0 | 0 | 0 | 0 | 0 | 0 | 0 | 0 | 0 | 0 | 0 | 0 | 0 | 0 |  | 0 | 0 | 0 | 0 |  | 0 | 0 | 0 | 0 | 0
1990-09-14 | 1990 | 9 | 14 | 0 | 0 | 0 | 0 | 0 | 0 | 0 | 0 | 0 | 0 | 0 | 0 | 0 | 0 | 0 | 0 | 0 | 0 | 0 | 0 | 0 | 0 | 0 | 0 |  | 0 | 0 | 0 | 0 |  | 0 | 0 | 0 | 0 | 0
1990-09-15 | 1990 | 9 | 15 | 0 | 0 | 0 | 0 | 0 | 0 | 0 | 0 | 0 | 0 | 0 | 0 | 0 | 0 | 0 | 0 | 0 | 0 | 0 | 0 | 0 | 0 | 0 | 0 |  | 0 | 0 | 0 | 0 |  | 0 | 0 | 0 | 0 | 0
1990-09-16 | 1990 | 9 | 16 | 0 | 0 | 0 | 0 | 0 | 0 | 0 | 0 | 0 | 0 | 0 | 0 | 0 | 0 | 0 | 0 | 0 | 0 | 0 | 0 | 0 | 0 | 0 | 0 |  | 0 | 0 | 0 | 0 |  | 0 | 0 | 0 | 0 | 0
1990-09-17 | 1990 | 9 | 17 | 0 | 0 | 0 | 0 | 0 | 0 | 0 | 0 | 0 | 0 | 0 | 0 | 0 | 0 | 0 | 0 | 0 | 0 | 0 | 0 | 0 | 0 | 0 | 0 |  | 0 | 0 | 0 | 0 |  | 0 | 0 | 0 | 0 | 0
1990-09-18 | 1990 | 9 | 18 | 0 | 0 | 0 | 0 | 0 | 0 | 0 | 0 | 0 | 0 | 0 | 0 | 0 | 0 | 0 | 0 | 0 | 0 | 0 | 0 | 0 | 0 | 0 | 0 |  | 0 | 0 | 0 | 0 |  | 0 | 0 | 0 | 0 | 0
1990-09-19 | 1990 | 9 | 19 | 0 | 0 | 0 | 0 | 0 | 0 | 0 | 0 | 0 | 0 | 0 | 0 | 0 | 0 | 0 | 0 | 0 | 0 | 0 | 0 | 0 | 0 | 0 | 0 |  | 0 | 0 | 0 | 0 |  | 0 | 0 | 0 | 0 | 0
1990-09-20 | 1990 | 9 | 20 | 0 | 0 | 0 | 0 | 0 | 0 | 0 | 0 | 0 | 0 | 0 | 0 | 0 | 0 | 0 | 0 | 0 | 0 | 0 | 0 | 0 | 0 | 0 | 0 |  | 0 | 0 | 0 | 0 |  | 0 | 0 | 0 | 0 | 0
1990-09-21 | 1990 | 9 | 21 | 0 | 0 | 0 | 0 | 0 | 0 | 0 | 0 | 0 | 0 | 0 | 0 | 0 | 0 | 0 | 0 | 0 | 0 | 0 | 0 | 0 | 0 | 0 | 0 |  | 0 | 0 | 0 | 0 |  | 0 | 0 | 0 | 0 | 0
1990-09-22 | 1990 | 9 | 22 | 0 | 0 | 0 | 0 | 0 | 0 | 0 | 0 | 0 | 0 | 0 | 0 | 0 | 0 | 0 | 0 | 0 | 0 | 0 | 0 | 0 | 0 | 0 | 0 |  | 0 | 0 | 0 | 0 |  | 0 | 0 | 0 | 0 | 0
1990-09-23 | 1990 | 9 | 23 | 0 | 0 | 0 | 0 | 0 | 0 | 0 | 0 | 0 | 0 | 0 | 0 | 0 | 0 | 0 | 0 | 0 | 0 | 0 | 0 | 0 | 0 | 0 | 0 |  | 0 | 0 | 0 | 0 |  | 0 | 0 | 0 | 0 | 0
1990-09-24 | 1990 | 9 | 24 | 0 | 0 | 0 | 0 | 0 | 0 | 0 | 0 | 0 | 0 | 0 | 0 | 0 | 0 | 0 | 0 | 0 | 0 | 0 | 0 | 0 | 0 | 0 | 0 |  | 0 | 0 | 0 | 0 |  | 0 | 0 | 0 | 0 | 0
1990-09-25 | 1990 | 9 | 25 | 0 | 0 | 0 | 0 | 0 | 0 | 0 | 0 | 0 | 0 | 0 | 0 | 0 | 0 | 0 | 0 | 0 | 0 | 0 | 0 | 0 | 0 | 0 | 0 |  | 0 | 0 | 0 | 0 |  | 0 | 0 | 0 | 0 | 0
1990-09-26 | 1990 | 9 | 26 | 0 | 0 | 0 | 0 | 0 | 0 | 0 | 0 | 0 | 0 | 0 | 0 | 0 | 0 | 0 | 0 | 0 | 0 | 0 | 0 | 0 | 0 | 0 | 0 |  | 0 | 0 | 0 | 0 |  | 0 | 0 | 0 | 0 | 0
1990-09-27 | 1990 | 9 | 27 | 0 | 0 | 0 | 0 | 0 | 0 | 0 | 0 | 0 | 0 | 0 | 0 | 0 | 0 | 0 | 0 | 0 | 0 | 0 | 0 | 0 | 0 | 0 | 0 |  | 0 | 0 | 0 | 0 |  | 0 | 0 | 0 | 0 | 0
1990-09-28 | 1990 | 9 | 28 | 0 | 0 | 0 | 0 | 0 | 0 | 0 | 0 | 0 | 0 | 0 | 0 | 0 | 0 | 0 | 0 | 0 | 0 | 0 | 0 | 0 | 0 | 0 | 0 |  | 0 | 0 | 0 | 0 |  | 0 | 0 | 0 | 0 | 0
1990-09-29 | 1990 | 9 | 29 | 0 | 0 | 0 | 0 | 0 | 0 | 0 | 0 | 0 | 0 | 0 | 0 | 0 | 0 | 0 | 0 | 0 | 0 | 0 | 0 | 0 | 0 | 0 | 0 |  | 0 | 0 | 0 | 0 |  | 0 | 0 | 0 | 0 | 0
1990-09-30 | 1990 | 9 | 30 | 0 | 0 | 0 | 0 | 0 | 0 | 0 | 0 | 0 | 0 | 0 | 0 | 0 | 0 | 0 | 0 | 0 | 0 | 0 | 0 | 0 | 0 | 0 | 0 |  | 0 | 0 | 0 | 0 |  | 0 | 0 | 0 | 0 | 0
1990-10-01 | 1990 | 10 | 1 | 0 | 0 | 0 | 0 | 0 | 0 | 0 | 0 | 0 | 0 | 0 | 0 | 0 | 0 | 0 | 0 | 0 | 0 | 0 | 0 | 0 | 0 | 0 | 0 |  | 0 | 0 | 0 | 0 |  | 0 | 0 | 0 | 0 | 0
1990-10-02 | 1990 | 10 | 2 | 0 | 0 | 0 | 0 | 0 | 0 | 0 | 0 | 0 | 0 | 0 | 0 | 0 | 0 | 0 | 0 | 0 | 0 | 0 | 0 | 0 | 0 | 0 | 0 |  | 0 | 0 | 0 | 0 |  | 0 | 0 | 0 | 0 | 0
1990-10-03 | 1990 | 10 | 3 | 0 | 0 | 0 | 0 | 0 | 0 | 0 | 0 | 0 | 0 | 0 | 0 | 0 | 0 | 0 | 0 | 0 | 0 | 0 | 0 | 0 | 0 | 0 | 0 |  | 0 | 0 | 0 | 0 |  | 0 | 0 | 0 | 0 | 0
1990-10-04 | 1990 | 10 | 4 | 0 | 0 | 0 | 0 | 0 | 0 | 0 | 0 | 0 | 0 | 0 | 0 | 0 | 0 | 0 | 0 | 0 | 0 | 0 | 0 | 0 | 0.2 | 4.2 | 0.6 |  | 5 | 5 | 5 | 0 |  | 0 | 0 | 0 | 0 | 0
1990-10-05 | 1990 | 10 | 5 | 0 | 0 | 0 | 0 | 0.1 | 0 | 0.1 | 0 | 0 | 0.1 | 0 | 0 | 0.1 | 0 | 0 | 0.1 | 0 | 0 | 0 | 0 | 0 | 0.1 | 0 | 0 |  | 0.6 | 0.6 | 0.6 | 0 |  | 0 | 0 | 0 | 0 | 0
1990-10-06 | 1990 | 10 | 6 | 0 | 0 | 0 | 0 | 0.1 | 0 | 0 | 0 | 0 | 0 | 0.1 | 0 | 0 | 0 | 0 | 0 | 0 | 0 | 0 | 0 | 0 | 0 | 0 | 0 |  | 0.2 | 0.2 | 0.2 | 0 |  | 0 | 0 | 0 | 0 | 0
1990-10-07 | 1990 | 10 | 7 | 0 | 0 | 0 | 0 | 0 | 0 | 0 | 0 | 0 | 0 | 0 | 0 | 0 | 0 | 0 | 0 | 0 | 0 | 0 | 0 | 0 | 0 | 0 | 0 |  | 0 | 0 | 0 | 0 |  | 0 | 0 | 0 | 0 | 0
1990-10-08 | 1990 | 10 | 8 | 0 | 0 | 0 | 0 | 0 | 0 | 0 | 0 | 0 | 0 | 0 | 0 | 0 | 0 | 0 | 0 | 0 | 0 | 0 | 0 | 0 | 0 | 0 | 0 |  | 0 | 0 | 0 | 0 |  | 0 | 0 | 0 | 0 | 0
1990-10-09 | 1990 | 10 | 9 | 0 | 0 | 0 | 0 | 0 | 0 | 0 | 0 | 0 | 0 | 0 | 0 | 0 | 0 | 0 | 0 | 0 | 0 | 0 | 0 | 0 | 0 | 0 | 0 |  | 0 | 0 | 0 | 0 |  | 0 | 0 | 0 | 0 | 0
1990-10-10 | 1990 | 10 | 10 | 0 | 0 | 0 | 0 | 0 | 0 | 0 | 0 | 0 | 0 | 0 | 0 | 0 | 0 | 0 | 0 | 0 | 0 | 0 | 0 | 0 | 0.2 | 0.2 | 0 |  | 0.4 | 0.4 | 0.4 | 0 |  | 0 | 0 | 0 | 0 | 0
1990-10-11 | 1990 | 10 | 11 | 0 | 0 | 0 | 0.2 | 0.2 | 0 | 0 | 0 | 0 | 0 | 0 | 0 | 0 | 0 | 0 | 0 | 0 | 0 | 0 | 0 | 0 | 0 | 0 | 0 |  | 0.4 | 0.4 | 0.4 | 0 |  | 0 | 0 | 0 | 0 | 0
1990-10-12 | 1990 | 10 | 12 | 0 | 0 | 0 | 0 | 0 | 0 | 0 | 0 | 0 | 0 | 0 | 0 | 0 | 0 | 0 | 0 | 0 | 0 | 0 | 0 | 0 | 0 | 0 | 0 |  | 0 | 0 | 0 | 0 |  | 0 | 0 | 0 | 0 | 0
1990-10-13 | 1990 | 10 | 13 | 0 | 0 | 0 | 0 | 0 | 0 | 0 | 0 | 0 | 0 | 0 | 0 | 0 | 0 | 0 | 0 | 0 | 0 | 0 | 0 | 0 | 0 | 0 | 0 |  | 0 | 0 | 0 | 0 |  | 0 | 0 | 0 | 0 | 0
1990-10-14 | 1990 | 10 | 14 | 0 | 0 | 0 | 0 | 0 | 0 | 0 | 0 | 0 | 0 | 0 | 0 | 0 | 0 | 0 | 0 | 0 | 0 | 0 | 0 | 0 | 0 | 0 | 0 |  | 0 | 0 | 0 | 0 |  | 0 | 0 | 0 | 0 | 0
1990-10-15 | 1990 | 10 | 15 | 0 | 0 | 0 | 0 | 0 | 0 | 0 | 0 | 0 | 0 | 0 | 0 | 0 | 0 | 0 | 0 | 0 | 0 | 0 | 0 | 0 | 0 | 0 | 0 |  | 0 | 0 | 0 | 0 |  | 0 | 0 | 0 | 0 | 0
1990-10-16 | 1990 | 10 | 16 | 0.3 | 0.3 | 0.3 | 0.2 | 0.3 | 0.3 | 0.3 | 0.3 | 0.3 | 0.3 | 0.3 | 0.2 | 0.3 | 0.3 | 0.3 | 0 | 0 | 0 | 0 | 0 | 0 | 0 | 0 | 0 |  | 4.3 | 4.3 | 4.3 | 8.8818e-16 |  | 0 | 0 | 0 | 0 | 0
1990-10-17 | 1990 | 10 | 17 | 0 | 0 | 0 | 0 | 0 | 0 | 0 | 0 | 0 | 0 | 0 | 0 | 0 | 0 | 0 | 0 | 0 | 0 | 0 | 0 | 0 | 0 | 0 | 0 |  | 0 | 0 | 0 | 0 |  | 0 | 0 | 0 | 0 | 0
1990-10-18 | 1990 | 10 | 18 | 0 | 0 | 0 | 0 | 0 | 0 | 0 | 0 | 0 | 0 | 0 | 0 | 0 | 0 | 0 | 0 | 0 | 0 | 0 | 0 | 0 | 0 | 0 | 0 |  | 0 | 0 | 0 | 0 |  | 0 | 0 | 0 | 0 | 0
1990-10-19 | 1990 | 10 | 19 | 0 | 0 | 0 | 0 | 0 | 0 | 0 | 0 | 0 | 0 | 0 | 0 | 0 | 0 | 0 | 0 | 0 | 0 | 0 | 0 | 0 | 0 | 0 | 0 |  | 0 | 0 | 0 | 0 |  | 0 | 0 | 0 | 0 | 0
1990-10-20 | 1990 | 10 | 20 | 0 | 0 | 0 | 0 | 0 | 0 | 0 | 0 | 0 | 0 | 0 | 0 | 0 | 0 | 0 | 0 | 0 | 0 | 0 | 0 | 0 | 0 | 0 | 0 |  | 0 | 0 | 0 | 0 |  | 0 | 0 | 0 | 0 | 0
1990-10-21 | 1990 | 10 | 21 | 0 | 0 | 0 | 0 | 0 | 0 | 0 | 0 | 0 | 0 | 0 | 0 | 0 | 0 | 0 | 0 | 0 | 0 | 0 | 0 | 0 | 0 | 0 | 0 |  | 0 | 0 | 0 | 0 |  | 0 | 0 | 0 | 0 | 0
1990-10-22 | 1990 | 10 | 22 | 0 | 0 | 0 | 0 | 0 | 0 | 0 | 0 | 0 | 0 | 0 | 0 | 0 | 0 | 0 | 0 | 0 | 0 | 0 | 0 | 0 | 0 | 0 | 0 |  | 0 | 0 | 0 | 0 |  | 0 | 0 | 0 | 0 | 0
1990-10-23 | 1990 | 10 | 23 | 0 | 0 | 0 | 0 | 0 | 0 | 0 | 0 | 0 | 0 | 0 | 0 | 0 | 0 | 0 | 0 | 0 | 0 | 0 | 0 | 0 | 0 | 0 | 0 |  | 0 | 0 | 0 | 0 |  | 0 | 0 | 0 | 0 | 0
1990-10-24 | 1990 | 10 | 24 | 0 | 0 | 0 | 0 | 0 | 0 | 0 | 0 | 0 | 0 | 0 | 0 | 0 | 0 | 0 | 0 | 0 | 0 | 0 | 0 | 0 | 0 | 0 | 0 |  | 0 | 0 | 0 | 0 |  | 0 | 0 | 0 | 0 | 0
1990-10-25 | 1990 | 10 | 25 | 0 | 0 | 0 | 0 | 0 | 0 | 0 | 0 | 0 | 0 | 0 | 0 | 0 | 0 | 0 | 0 | 0 | 0 | 0 | 0 | 0 | 0 | 0 | 0 |  | 0 | 0 | 0 | 0 |  | 0 | 0 | 0 | 0 | 0
1990-10-26 | 1990 | 10 | 26 | 0 | 0 | 0 | 0 | 0 | 0 | 0 | 0 | 0 | 0 | 0 | 0 | 0 | 0 | 0 | 0 | 0 | 0 | 0 | 0 | 0 | 0 | 0 | 0 |  | 0 | 0 | 0 | 0 |  | 0 | 0 | 0 | 0 | 0
1990-10-27 | 1990 | 10 | 27 | 0 | 0 | 0 | 0 | 0 | 0 | 0 | 0 | 0 | 0 | 0 | 0 | 0 | 0 | 0 | 0 | 0 | 0 | 0 | 0 | 0 | 0 | 0 | 0 |  | 0 | 0 | 0 | 0 |  | 0 | 0 | 0 | 0 | 0
1990-10-28 | 1990 | 10 | 28 | 0 | 0 | 0 | 0 | 0 | 0 | 0 | 0 | 0 | 0 | 0 | 0 | 0 | 0 | 0 | 0 | 0 | 0 | 0 | 0 | 0 | 0 | 0 | 0 |  | 0 | 0 | 0 | 0 |  | 0 | 0 | 0 | 0 | 0
1990-10-29 | 1990 | 10 | 29 | 0 | 0 | 0 | 0 | 0 | 0 | 0 | 0 | 0 | 0 | 0 | 0 | 0 | 0 | 0 | 0 | 0 | 0 | 0 | 0 | 0 | 0 | 0 | 0 |  | 0 | 0 | 0 | 0 |  | 0 | 0 | 0 | 0 | 0
1990-10-30 | 1990 | 10 | 30 | 0 | 0 | 0 | 0 | 0 | 0 | 0 | 0 | 0 | 0 | 0 | 0 | 0 | 0 | 0 | 0 | 0 | 0 | 0 | 0 | 0 | 0 | 0 | 0 |  | 0 | 0 | 0 | 0 |  | 0 | 0 | 0 | 0 | 0
1990-10-31 | 1990 | 10 | 31 | 0 | 0 | 0 | 0 | 0 | 0 | 0 | 0 | 0 | 0 | 0 | 0 | 0 | 0 | 0 | 0 | 0 | 0 | 0 | 0.4 | 0.4 | 0.4 | 0.4 | 0.4 |  | 2 | 2 | 2 | 0 |  | 0 | 0 | 0 | 0 | 0
1990-11-01 | 1990 | 11 | 1 | 0.3 | 0.3 | 0.2 | 0.3 | 0.3 | 0 | 0.3 | 0.3 | 0.2 | 0.3 | 0.3 | 0 | 0 | 0 | 0 | 0 | 0 | 0 | 0 | 0 | 0 | 0 | 0 | 0 |  | 2.8 | 2.8 | 2.8 | 0 |  | 0 | 0 | 0 | 0 | 0
1990-11-02 | 1990 | 11 | 2 | 0 | 0 | 0 | 0 | 0.1 | 0.1 | 0.1 | 0 | 0.1 | 0 | 0 | 0 | 0.1 | 0 | 0 | 0 | 0 | 0 | 0 | 0 | 0 | 0 | 0 | 0 |  | 0.5 | 0.5 | 0.5 | 0 |  | 0 | 0 | 0 | 0 | 0
1990-11-03 | 1990 | 11 | 3 | 0 | 0 | 0 | 0 | 0 | 0 | 0 | 0 | 0 | 0 | 0 | 0 | 0 | 0 | 0 | 0 | 0 | 0 | 0 | 0 | 0 | 0 | 0 | 0 |  | 0 | 0 | 0 | 0 |  | 0 | 0 | 0 | 0 | 0
1990-11-04 | 1990 | 11 | 4 | 0 | 0 | 0 | 0 | 0 | 0 | 0 | 0 | 0 | 0 | 0 | 0 | 0 | 0 | 0 | 0 | 0 | 0 | 0 | 0.1 | 0.1 | 0.2 | 0.1 | 0.1 |  | 0.6 | 0.6 | 0.6 | 0 |  | 0 | 0 | 0 | 0 | 0
1990-11-05 | 1990 | 11 | 5 | 0 | 0 | 0 | 0 | 0 | 0 | 0 | 0 | 0 | 0 | 0 | 0 | 0 | 0 | 0 | 0 | 0 | 0 | 0 | 0 | 0 | 0 | 0 | 0 |  | 0 | 0 | 0 | 0 |  | 0 | 0 | 0 | 0 | 0
1990-11-06 | 1990 | 11 | 6 | 0 | 0 | 0 | 0 | 0 | 0 | 0 | 0 | 0 | 0 | 0 | 0 | 0 | 0 | 0 | 0 | 0 | 0 | 0 | 0 | 0 | 0 | 0 | 0 |  | 0 | 0 | 0 | 0 |  | 0 | 0 | 0 | 0 | 0
1990-11-07 | 1990 | 11 | 7 | 0 | 0 | 0 | 0 | 0 | 0 | 0 | 0 | 0 | 0 | 0 | 0 | 0 | 0 | 0 | 0 | 0 | 0 | 0 | 0 | 0 | 0 | 0 | 0 |  | 0 | 0 | 0 | 0 |  | 0 | 0 | 0 | 0 | 0
1990-11-08 | 1990 | 11 | 8 | 0 | 0 | 0 | 0 | 0 | 0 | 0 | 0 | 0 | 0 | 0.2 | 0 | 0.1 | 0.2 | 0.1 | 0 | 0 | 0 | 0 | 0 | 0 | 0 | 0 | 0 |  | 0.6 | 0.6 | 0.6 | 0 |  | 0 | 0 | 0 | 0 | 0
1990-11-09 | 1990 | 11 | 9 | 0 | 0 | 0 | 0 | 0 | 0 | 0 | 0 | 0 | 0 | 0 | 0 | 0 | 0 | 0 | 0 | 0 | 0 | 0 | 0 | 0 | 0 | 0 | 0 |  | 0 | 0 | 0 | 0 |  | 0 | 0 | 0 | 0 | 0
1990-11-10 | 1990 | 11 | 10 | 0 | 0 | 0 | 0 | 0 | 0 | 0 | 0 | 0 | 0 | 0 | 0 | 0 | 0 | 0 | 0 | 0 | 0 | 0 | 0 | 0 | 0 | 0 | 0 |  | 0 | 0 | 0 | 0 |  | 0 | 0 | 0 | 0 | 0
1990-11-11 | 1990 | 11 | 11 | 0.1 | 0 | 0.1 | 0 | 0 | 0 | 0.1 | 0 | 0.1 | 0.1 | 0 | 0.1 | 0 | 0 | 0.1 | 0 | 0.1 | 0 | 0 | 0 | 0 | 0 | 0 | 0 |  | 0.8 | 0.8 | 0.8 | 1.1102e-16 |  | 0 | 0 | 0 | 0 | 0
1990-11-12 | 1990 | 11 | 12 | 0 | 0 | 0 | 0 | 0 | 0 | 0 | 0 | 0 | 0 | 0 | 0 | 0 | 0 | 0 | 0 | 0 | 0 | 0 | 0 | 0 | 0 | 0 | 0 |  | 0 | 0 | 0 | 0 |  | 0 | 0 | 0 | 0 | 0
1990-11-13 | 1990 | 11 | 13 | 0 | 0 | 0 | 0 | 0 | 0 | 0 | 0 | 0 | 0 | 0 | 0 | 0 | 0 | 0 | 0 | 0 | 0 | 0 | 0 | 0 | 0 | 0 | 0 |  | 0 | 0 | 0 | 0 |  | 0 | 0 | 0 | 0 | 0
1990-11-14 | 1990 | 11 | 14 | 0.2 | 0.2 | 0.2 | 0.2 | 0 | 0 | 0 | 0 | 0 | 0 | 0 | 0 | 0 | 0 | 0 | 0 | 0 | 0 | 0 | 0 | 0 | 0 | 0 | 0 |  | 0.8 | 0.8 | 0.8 | 0 |  | 0 | 0 | 0 | 0 | 0
1990-11-15 | 1990 | 11 | 15 | 0 | 0 | 0 | 0 | 0 | 0 | 0 | 0 | 0 | 0 | 0 | 0 | 0 | 0 | 0 | 0 | 0 | 0 | 0 | 0 | 0 | 0 | 0 | 0 |  | 0 | 0 | 0 | 0 |  | 0 | 0 | 0 | 0 | 0
1990-11-16 | 1990 | 11 | 16 | 0 | 0 | 0 | 0 | 0 | 0 | 0 | 0 | 0 | 0 | 0 | 0 | 0 | 0 | 0 | 0 | 0 | 0 | 0 | 0 | 0 | 0 | 0 | 0 |  | 0 | 0 | 0 | 0 |  | 0 | 0 | 0 | 0 | 0
1990-11-17 | 1990 | 11 | 17 | 0 | 0 | 0 | 0 | 0 | 0 | 0 | 0 | 0 | 0 | 0 | 0 | 0 | 0 | 0 | 0 | 0 | 0 | 0.2 | 0 | 0 | 0 | 0 | 0 |  | 0.2 | 0.2 | 0.2 | 0 |  | 0 | 0 | 0 | 0 | 0
1990-11-18 | 1990 | 11 | 18 | 0 | 0 | 0 | 0 | 0 | 0 | 0 | 0 | 0 | 0 | 0 | 0 | 0 | 0 | 0 | 0 | 0 | 0 | 0 | 0 | 0 | 0 | 0 | 0 |  | 0 | 0 | 0 | 0 |  | 0 | 0 | 0 | 0 | 0
1990-11-19 | 1990 | 11 | 19 | 0 | 0 | 0 | 0 | 0 | 0 | 0 | 0 | 0 | 0 | 0 | 0 | 0 | 0 | 0 | 0 | 0 | 0 | 0 | 0 | 0 | 0 | 0 | 0 |  | 0 | 0 | 0 | 0 |  | 0 | 0 | 0 | 0 | 0
1990-11-20 | 1990 | 11 | 20 | 0 | 0 | 0 | 0 | 0 | 0 | 0 | 0 | 0 | 0 | 0 | 0 | 0 | 0 | 0 | 0.2 | 0 | 0 | 0 | 0.2 | 0.2 | 0.2 | 0.2 | 0.2 |  | 1.2 | 1.2 | 1.2 | 0 |  | 0 | 0 | 0 | 0 | 0
1990-11-21 | 1990 | 11 | 21 | 0 | 0 | 0 | 0 | 0 | 0 | 0 | 0 | 0 | 0 | 0 | 0 | 0 | 0 | 0 | 0 | 0 | 0 | 0 | 0 | 0 | 0 | 0 | 0 |  | 0 | 0 | 0 | 0 |  | 0 | 0 | 0 | 0 | 0
1990-11-22 | 1990 | 11 | 22 | 0 | 0 | 0 | 0 | 0 | 0 | 0 | 0 | 0 | 0 | 0 | 0 | 0 | 0 | 0 | 0 | 0 | 0 | 0 | 0 | 0 | 0 | 0 | 0 |  | 0 | 0 | 0 | 0 |  | 0 | 0 | 0 | 0 | 0
1990-11-23 | 1990 | 11 | 23 | 0.1 | 0 | 0.1 | 0.1 | 0.1 | 0 | 0.1 | 0.1 | 0.1 | 0 | 0.1 | 0.1 | 0.1 | 0 | 0.1 | 0.1 | 0.1 | 0 | 0.1 | 0.1 | 0 | 0.1 | 0 | 0.1 |  | 1.7 | 1.7 | 1.7 | 4.4409e-16 |  | 0 | 0 | 0 | 0 | 0
1990-11-24 | 1990 | 11 | 24 | 0.4 | 0.4 | 0.4 | 0.4 | 0.3 | 0.4 | 0 | 0 | 0 | 0 | 0 | 0 | 0 | 0.4 | 0.4 | 0.4 | 0.4 | 0.4 | 0.4 | 0.3 | 0.4 | 0.4 | 0.4 | 0.4 |  | 6.6 | 6.6 | 6.6 | 1.7764e-15 |  | 0 | 0 | 0 | 0 | 0
1990-11-25 | 1990 | 11 | 25 | 0.2 | 0.2 | 0.2 | 0.2 | 0.2 | 0.2 | 0.2 | 0.2 | 0.2 | 0.2 | 0.2 | 0.1 | 0.2 | 0.2 | 0.2 | 0.2 | 0.2 | 0 | 0.2 | 0.2 | 0.2 | 0.2 | 0.2 | 0.2 |  | 4.5 | 4.5 | 4.5 | 1.7764e-15 |  | 0 | 0 | 0 | 0 | 0
1990-11-26 | 1990 | 11 | 26 | 0 | 0 | 0 | 0 | 0 | 0 | 0 | 0 | 0 | 0 | 0 | 0 | 0 | 0 | 0 | 0 | 0 | 0 | 0 | 0 | 0 | 0 | 0 | 0 |  | 0 | 0 | 0 | 0 |  | 0 | 0 | 0 | 0 | 0
1990-11-27 | 1990 | 11 | 27 | 0 | 0 | 0 | 0 | 0 | 0 | 0 | 0 | 0 | 0 | 0 | 0 | 0 | 0 | 0 | 0 | 0 | 0 | 0 | 0 | 0 | 0 | 0 | 0 |  | 0 | 0 | 0 | 0 |  | 0 | 0 | 0 | 0 | 0
1990-11-28 | 1990 | 11 | 28 | 0 | 0 | 0 | 0 | 0 | 0 | 0 | 0 | 0 | 0 | 0 | 0 | 0 | 0 | 0 | 0 | 0 | 0 | 0 | 0 | 0 | 0 | 0 | 0 |  | 0 | 0 | 0 | 0 |  | 0 | 0 | 0 | 0 | 0
1990-11-29 | 1990 | 11 | 29 | 0 | 0 | 0 | 0 | 0 | 0 | 0 | 0 | 0 | 0 | 0 | 0 | 0 | 0 | 0 | 0 | 0 | 0 | 0 | 0 | 0.1 | 0.1 | 0.1 | 0.1 |  | 0.4 | 0.4 | 0.4 | 0 |  | 0 | 0 | 0 | 0 | 0
1990-11-30 | 1990 | 11 | 30 | 0 | 0 | 0 | 0 | 0 | 0 | 0 | 0 | 0 | 0 | 0 | 0 | 0 | 0 | 0 | 0 | 0 | 0 | 0 | 0 | 0 | 0 | 0 | 0 |  | 0 | 0 | 0 | 0 |  | 0 | 0 | 0 | 0 | 0
1990-12-01 | 1990 | 12 | 1 | 0 | 0 | 0 | 0 | 0 | 0 | 0 | 0 | 0 | 0 | 0 | 0 | 0 | 0 | 0 | 0 | 0 | 0 | 0 | 0 | 0 | 0 | 0 | 0 |  | 0 | 0 | 0 | 0 |  | 0 | 0 | 0 | 0 | 0
1990-12-02 | 1990 | 12 | 2 | 0 | 0.1 | 0 | 0 | 0.1 | 0 | 0 | 0 | 0.1 | 0 | 0 | 0 | 0.1 | 0 | 0 | 0 | 0 | 0 | 0 | 0 | 0 | 0 | 0 | 0 |  | 0.4 | 0.4 | 0.4 | 0 |  | 0 | 0 | 0 | 0 | 0
1990-12-03 | 1990 | 12 | 3 | 0 | 0 | 0 | 0 | 0 | 0 | 0 | 0 | 0 | 0 | 0 | 0 | 0 | 0 | 0 | 0 | 0 | 0 | 0 | 0 | 0 | 0 | 0 | 0 |  | 0 | 0 | 0 | 0 |  | 0 | 0 | 0 | 0 | 0
1990-12-04 | 1990 | 12 | 4 | 0 | 0 | 0 | 0 | 0 | 0 | 0 | 0 | 0 | 0 | 0 | 0 | 0 | 0 | 0 | 0 | 0 | 0 | 0 | 0 | 0 | 0 | 0 | 0 |  | 0 | 0 | 0 | 0 |  | 0 | 0 | 0 | 0 | 0
1990-12-05 | 1990 | 12 | 5 | 0 | 0.4 | 0.4 | 0 | 0 | 0 | 0 | 0 | 0 | 0 | 0 | 0 | 0 | 0 | 0 | 0 | 0 | 0 | 0 | 0 | 0 | 0 | 0 | 0 |  | 0.8 | 0.8 | 0.8 | 0 |  | 0 | 0 | 0 | 0 | 0
1990-12-06 | 1990 | 12 | 6 | 0 | 0 | 0 | 0 | 0 | 0 | 0 | 0 | 0 | 0 | 0 | 0 | 0 | 0 | 0 | 0 | 0 | 0 | 0 | 0 | 0 | 0 | 0 | 0 |  | 0 | 0 | 0 | 0 |  | 0 | 0 | 0 | 0 | 0
1990-12-07 | 1990 | 12 | 7 | 0 | 0 | 0 | 0 | 0 | 0 | 0 | 0 | 0 | 0 | 0 | 0 | 0 | 0 | 0 | 0 | 0 | 0 | 0 | 0 | 0 | 0 | 0 | 0 |  | 0 | 0 | 0 | 0 |  | 0 | 0 | 0 | 0 | 0
1990-12-08 | 1990 | 12 | 8 | 0 | 0 | 0 | 0 | 0 | 0 | 0 | 0 | 0 | 0 | 0 | 0 | 0 | 0 | 0 | 0 | 0 | 0 | 0 | 0 | 0 | 0 | 0 | 0 |  | 0 | 0 | 0 | 0 |  | 0 | 0 | 0 | 0 | 0
1990-12-09 | 1990 | 12 | 9 | 0 | 0 | 0 | 0 | 0 | 0.2 | 0.2 | 0.2 | 0.3 | 0.2 | 0.2 | 0.2 | 0.2 | 0.2 | 0 | 0 | 0 | 0 | 0 | 0.2 | 0.3 | 0.2 | 0.2 | 0.2 |  | 3 | 3 | 3 | 4.4409e-16 |  | 0 | 0 | 0 | 0 | 0
1990-12-10 | 1990 | 12 | 10 | 0.1 | 0 | 0.1 | 0 | 0 | 0 | 0 | 0 | 0 | 0 | 0 | 0 | 0.1 | 0 | 0 | 0 | 0 | 0 | 0.1 | 0 | 0 | 0 | 0 | 0 |  | 0.4 | 0.4 | 0.4 | 0 |  | 0 | 0 | 0 | 0 | 0
1990-12-11 | 1990 | 12 | 11 | 0 | 0 | 0 | 0 | 0.1 | 0 | 0.2 | 0 | 0 | 0 | 0 | 0.1 | 0 | 0.1 | 0.2 | 0.1 | 0 | 0 | 0 | 0 | 0 | 0 | 0 | 0 |  | 0.8 | 0.8 | 0.8 | 1.1102e-16 |  | 0 | 0 | 0 | 0 | 0
1990-12-12 | 1990 | 12 | 12 | 0 | 0 | 0 | 0 | 0 | 0 | 0 | 0 | 0 | 0 | 0 | 0 | 0 | 0 | 0 | 0 | 0 | 0 | 0 | 0 | 0 | 0 | 0 | 0 |  | 0 | 0 | 0 | 0 |  | 0 | 0 | 0 | 0 | 0
1990-12-13 | 1990 | 12 | 13 | 0 | 0 | 0 | 0 | 0 | 0 | 0 | 0 | 0 | 0 | 0 | 0 | 0 | 0 | 0 | 0 | 0 | 0 | 0 | 0 | 0 | 0 | 0 | 0 |  | 0 | 0 | 0 | 0 |  | 0 | 0 | 0 | 0 | 0
1990-12-14 | 1990 | 12 | 14 | 0 | 0 | 0 | 0 | 0 | 0 | 0 | 0 | 0 | 0 | 0 | 0 | 0 | 0 | 0 | 0 | 0 | 0 | 0 | 0 | 0 | 0 | 0 | 0 |  | 0 | 0 | 0 | 0 |  | 0 | 0 | 0 | 0 | 0
1990-12-15 | 1990 | 12 | 15 | 0 | 0 | 0 | 0 | 0 | 0 | 0 | 0 | 0 | 0 | 0 | 0 | 0 | 0 | 0 | 0 | 0 | 0 | 0 | 0 | 0.1 | 0.1 | 0.1 | 0.1 |  | 0.4 | 0.4 | 0.4 | 0 |  | 0 | 0 | 0 | 0 | 0
1990-12-16 | 1990 | 12 | 16 | 0 | 0 | 0 | 0 | 0 | 0 | 0 | 0 | 0 | 0 | 0 | 0 | 0 | 0 | 0 | 0 | 0 | 0 | 0 | 0 | 0 | 0 | 0 | 0 |  | 0 | 0 | 0 | 0 |  | 0 | 0 | 0 | 0 | 0
1990-12-17 | 1990 | 12 | 17 | 0 | 0 | 0 | 0 | 0 | 0 | 0 | 0 | 0 | 0 | 0 | 0 | 0 | 0 | 0 | 0 | 0 | 0 | 0 | 0 | 0 | 0.1 | 0 | 0.1 |  | 0.2 | 0.2 | 0.2 | 0 |  | 0 | 0 | 0 | 0 | 0
1990-12-18 | 1990 | 12 | 18 | 0.1 | 0.1 | 0.1 | 0.2 | 0.1 | 0.1 | 0.1 | 0.1 | 0.1 | 0.1 | 0.1 | 0.2 | 0 | 0 | 0 | 0 | 0 | 0 | 0.1 | 0 | 0 | 0 | 0.1 | 0.1 |  | 1.7 | 1.7 | 1.7 | 2.2204e-16 |  | 0 | 0 | 0 | 0 | 0
1990-12-19 | 1990 | 12 | 19 | 0 | 0 | 0 | 0 | 0 | 0 | 0 | 0.1 | 0 | 0 | 0 | 0 | 0 | 0 | 0 | 0 | 0 | 0 | 0.1 | 0 | 0 | 0 | 0 | 0 |  | 0.2 | 0.2 | 0.2 | 0 |  | 0 | 0 | 0 | 0 | 0
1990-12-20 | 1990 | 12 | 20 | 0 | 0 | 0 | 0 | 0 | 0 | 0 | 0 | 0 | 0 | 0 | 0 | 0 | 0 | 0 | 0 | 0 | 0 | 0 | 0 | 0 | 0 | 0 | 0 |  | 0 | 0 | 0 | 0 |  | 0 | 0 | 0 | 0 | 0
1990-12-21 | 1990 | 12 | 21 | 0 | 0 | 0 | 0 | 0 | 0 | 0 | 0 | 0 | 0 | 0 | 0 | 0 | 0 | 0 | 0 | 0 | 0 | 0 | 0 | 0 | 0 | 0 | 0 |  | 0 | 0 | 0 | 0 |  | 0 | 0 | 0 | 0 | 0
1990-12-22 | 1990 | 12 | 22 | 0 | 0 | 0 | 0 | 0.1 | 0.1 | 0.1 | 0.1 | 0.1 | 0.1 | 0.1 | 0.1 | 0.1 | 0.1 | 0.1 | 0.1 | 0.1 | 0.1 | 0 | 0.1 | 0.1 | 0.1 | 0 | 0.1 |  | 1.8 | 1.8 | 1.8 | 4.4409e-16 |  | 0 | 0 | 0 | 0 | 0
1990-12-23 | 1990 | 12 | 23 | 0 | 0 | 0 | 0 | 0 | 0 | 0 | 0 | 0 | 0 | 0 | 0 | 0 | 0 | 0 | 0 | 0 | 0 | 0 | 0 | 0 | 0 | 0 | 0 |  | 0 | 0 | 0 | 0 |  | 0 | 0 | 0 | 0 | 0
1990-12-24 | 1990 | 12 | 24 | 0 | 0 | 0 | 0 | 0 | 0 | 0.1 | 0.1 | 0 | 0.1 | 0.1 | 0.1 | 0 | 0.1 | 0.1 | 0.1 | 0 | 0.1 | 0.1 | 0.1 | 0 | 0.1 | 0 | 0 |  | 1.2 | 1.2 | 1.2 | 0 |  | 0 | 0 | 0 | 0 | 0
1990-12-25 | 1990 | 12 | 25 | 0 | 0 | 0 | 0 | 0 | 0 | 0 | 0 | 0 | 0 | 0 | 0 | 0 | 0 | 0 | 0 | 0 | 0 | 0 | 0 | 0 | 0 | 0 | 0 |  | 0 | 0 | 0 | 0 |  | 0 | 0 | 0 | 0 | 0
1990-12-26 | 1990 | 12 | 26 | 0 | 0 | 0 | 0 | 0 | 0 | 0 | 0 | 0 | 0 | 0 | 0 | 0 | 0 | 0 | 0 | 0 | 0 | 0 | 0 | 0 | 0 | 0 | 0 |  | 0 | 0 | 0 | 0 |  | 0 | 0 | 0 | 0 | 0
1990-12-27 | 1990 | 12 | 27 | 0 | 0 | 0 | 0 | 0 | 0 | 0 | 0.1 | 0 | 0 | 0 | 0 | 0 | 0 | 0 | 0.1 | 0 | 0 | 0.1 | 0 | 0 | 0 | 0.1 | 0 |  | 0.4 | 0.4 | 0.4 | 0 |  | 0 | 0 | 0 | 0 | 0
1990-12-28 | 1990 | 12 | 28 | 0 | 0.1 | 0 | 0.1 | 0 | 0 | 0.1 | 0 | 0.1 | 0 | 0 | 0 | 0 | 0 | 0 | 0 | 0 | 0 | 0 | 0 | 0 | 0 | 0 | 0 |  | 0.4 | 0.4 | 0.4 | 0 |  | 0 | 0 | 0 | 0 | 0
1990-12-29 | 1990 | 12 | 29 | 0 | 0 | 0 | 0 | 0 | 0 | 0 | 0 | 0 | 0 | 0 | 0 | 0 | 0 | 0 | 0 | 0 | 0 | 0 | 0 | 0 | 0 | 0 | 0 |  | 0 | 0 | 0 | 0 |  | 0 | 0 | 0 | 0 | 0
1990-12-30 | 1990 | 12 | 30 | 0 | 0 | 0 | 0 | 0 | 0 | 0 | 0 | 0 | 0 | 0 | 0 | 0 | 0 | 0 | 0 | 0 | 0 | 0 | 0 | 0 | 0 | 0 | 0 |  | 0 | 0 | 0 | 0 |  | 0 | 0 | 0 | 0 | 0
1990-12-31 | 1990 | 12 | 31 | 0 | 0 | 0 | 0 | 0 | 0 | 0 | 0 | 0 | 0 | 0 | 0 | 0 | 0 | 0 | 0 | 0 | 0 | 0 | 0 | 0 | 0 | 0 | 0 |  | 0 | 0 | 0 | 0 |  | 0 | 0 | 0 | 0 | 0
1991-01-01 | 1991 | 1 | 1 | 0 | 0 | 0 | 0 | 0 | 0 | 0 | 0 | 0 | 0 | 0 | 0 | 0 | 0 | 0 | 0 | 0 | 0 | 0 | 0 | 0 | 0 | 0 | 0 |  | 0 | 0 | 0 | 0 |  | 0 | 0 | 0 | 0 | 0
1991-01-02 | 1991 | 1 | 2 | 0 | 0 | 0 | 0 | 0 | 0 | 0 | 0 | 0 | 0 | 0 | 0 | 0 | 0 | 0 | 0 | 0 | 0 | 0 | 0 | 0 | 0 | 0 | 0 |  | 0 | 0 | 0 | 0 |  | 0 | 0 | 0 | 0 | 0
1991-01-03 | 1991 | 1 | 3 | 0 | 0 | 0 | 0 | 0 | 0 | 0 | 0 | 0 | 0 | 0 | 0 | 0 | 0 | 0 | 0 | 0 | 0 | 0 | 0 | 0 | 0 | 0 | 0 |  | 0 | 0 | 0 | 0 |  | 0 | 0 | 0 | 0 | 0
1991-01-04 | 1991 | 1 | 4 | 0 | 0 | 0 | 0 | 0 | 0 | 0 | 0 | 0 | 0 | 0 | 0 | 0 | 0 | 0 | 0 | 0 | 0 | 0 | 0 | 0 | 0 | 0 | 0 |  | 0 | 0 | 0 | 0 |  | 0 | 0 | 0 | 0 | 0
1991-01-05 | 1991 | 1 | 5 | 0 | 0.1 | 0 | 0 | 0.1 | 0 | 0 | 0.1 | 0 | 0 | 0.1 | 0 | 0 | 0 | 0 | 0 | 0 | 0 | 0 | 0 | 0 | 0 | 0 | 0 |  | 0.4 | 0.4 | 0.4 | 0 |  | 0 | 0 | 0 | 0 | 0
1991-01-06 | 1991 | 1 | 6 | 0 | 0 | 0 | 0 | 0 | 0 | 0 | 0 | 0 | 0 | 0 | 0 | 0 | 0 | 0 | 0 | 0 | 0 | 0 | 0 | 0 | 0 | 0 | 0 |  | 0 | 0 | 0 | 0 |  | 0 | 0 | 0 | 0 | 0
1991-01-07 | 1991 | 1 | 7 | 0 | 0 | 0 | 0 | 0 | 0 | 0 | 0 | 0 | 0 | 0.1 | 0.2 | 0.1 | 0.2 | 0.1 | 0.2 | 0.1 | 0.1 | 0.2 | 0.1 | 0.2 | 0.1 | 0.2 | 0.1 |  | 2 | 2 | 2 | 4.4409e-16 |  | 0 | 0 | 0 | 0 | 0
1991-01-08 | 1991 | 1 | 8 | 0 | 0 | 0 | 0 | 0.1 | 0 | 0 | 0 | 0 | 0 | 0 | 0 | 0 | 0 | 0 | 0 | 0 | 0 | 0 | 0.1 | 0 | 0 | 0 | 0 |  | 0.2 | 0.2 | 0.2 | 0 |  | 0 | 0 | 0 | 0 | 0
1991-01-09 | 1991 | 1 | 9 | 0 | 0 | 0 | 0 | 0 | 0 | 0 | 0 | 0 | 0 | 0 | 0 | 0 | 0 | 0 | 0 | 0 | 0 | 0 | 0 | 0 | 0 | 0 | 0 |  | 0 | 0 | 0 | 0 |  | 0 | 0 | 0 | 0 | 0
1991-01-10 | 1991 | 1 | 10 | 0 | 0 | 0 | 0 | 0 | 0 | 0 | 0 | 0 | 0 | 0 | 0 | 0 | 0 | 0 | 0 | 0 | 0 | 0 | 0 | 0 | 0 | 0 | 0 |  | 0 | 0 | 0 | 0 |  | 0 | 0 | 0 | 0 | 0
1991-01-11 | 1991 | 1 | 11 | 0 | 0 | 0 | 0 | 0 | 0 | 0 | 0 | 0 | 0 | 0 | 0 | 0 | 0 | 0 | 0 | 0 | 0 | 0 | 0 | 0 | 0 | 0 | 0 |  | 0 | 0 | 0 | 0 |  | 0 | 0 | 0 | 0 | 0
1991-01-12 | 1991 | 1 | 12 | 0 | 0 | 0 | 0 | 0 | 0 | 0 | 0 | 0 | 0 | 0 | 0 | 0 | 0 | 0 | 0 | 0 | 0 | 0 | 0 | 0 | 0 | 0 | 0 |  | 0 | 0 | 0 | 0 |  | 0 | 0 | 0 | 0 | 0
1991-01-13 | 1991 | 1 | 13 | 0 | 0 | 0 | 0 | 0 | 0 | 0 | 0 | 0 | 0 | 0 | 0 | 0 | 0 | 0 | 0 | 0 | 0 | 0 | 0 | 0 | 0 | 0 | 0 |  | 0 | 0 | 0 | 0 |  | 0 | 0 | 0 | 0 | 0
1991-01-14 | 1991 | 1 | 14 | 0 | 0 | 0 | 0 | 0 | 0 | 0 | 0 | 0 | 0 | 0 | 0 | 0 | 0 | 0 | 0 | 0 | 0 | 0 | 0 | 0 | 0 | 0 | 0 |  | 0 | 0 | 0 | 0 |  | 0 | 0 | 0 | 0 | 0
1991-01-15 | 1991 | 1 | 15 | 0 | 0 | 0 | 0 | 0 | 0 | 0 | 0 | 0 | 0 | 0 | 0 | 0 | 0 | 0 | 0 | 0 | 0 | 0 | 0 | 0 | 0 | 0 | 0 |  | 0 | 0 | 0 | 0 |  | 0 | 0 | 0 | 0 | 0
1991-01-16 | 1991 | 1 | 16 | 0 | 0 | 0 | 0 | 0 | 0 | 0 | 0 | 0 | 0 | 0 | 0 | 0 | 0 | 0 | 0 | 0 | 0 | 0 | 0 | 0 | 0 | 0 | 0 |  | 0 | 0 | 0 | 0 |  | 0 | 0 | 0 | 0 | 0
1991-01-17 | 1991 | 1 | 17 | 0 | 0 | 0 | 0 | 0 | 0 | 0 | 0 | 0 | 0 | 0 | 0 | 0 | 0 | 0 | 0 | 0 | 0 | 0 | 0 | 0 | 0 | 0 | 0 |  | 0 | 0 | 0 | 0 |  | 0 | 0 | 0 | 0 | 0
1991-01-18 | 1991 | 1 | 18 | 0 | 0 | 0 | 0 | 0 | 0 | 0 | 0 | 0 | 0 | 0 | 0 | 0 | 0 | 0 | 0 | 0 | 0 | 0 | 0 | 0 | 0 | 0 | 0 |  | 0 | 0 | 0 | 0 |  | 0 | 0 | 0 | 0 | 0
1991-01-19 | 1991 | 1 | 19 | 0 | 0 | 0 | 0 | 0 | 0 | 0 | 0 | 0 | 0 | 0 | 0 | 0 | 0 | 0 | 0 | 0 | 0 | 0 | 0 | 0 | 0 | 0 | 0 |  | 0 | 0 | 0 | 0 |  | 0 | 0 | 0 | 0 | 0
1991-01-20 | 1991 | 1 | 20 | 0 | 0 | 0 | 0 | 0 | 0 | 0 | 0 | 0 | 0 | 0 | 0 | 0 | 0 | 0 | 0 | 0 | 0 | 0 | 0 | 0 | 0 | 0 | 0 |  | 0 | 0 | 0 | 0 |  | 0 | 0 | 0 | 0 | 0
1991-01-21 | 1991 | 1 | 21 | 0 | 0 | 0 | 0 | 0 | 0 | 0 | 0 | 0 | 0 | 0 | 0 | 0 | 0 | 0 | 0 | 0 | 0 | 0 | 0 | 0 | 0 | 0 | 0 |  | 0 | 0 | 0 | 0 |  | 0 | 0 | 0 | 0 | 0
1991-01-22 | 1991 | 1 | 22 | 0 | 0 | 0 | 0 | 0 | 0 | 0 | 0 | 0 | 0 | 0 | 0 | 0 | 0 | 0 | 0 | 0 | 0 | 0 | 0 | 0 | 0 | 0 | 0 |  | 0 | 0 | 0 | 0 |  | 0 | 0 | 0 | 0 | 0
1991-01-23 | 1991 | 1 | 23 | 0 | 0 | 0 | 0 | 0 | 0 | 0 | 0 | 0 | 0 | 0 | 0 | 0 | 0 | 0 | 0 | 0 | 0 | 0 | 0 | 0 | 0 | 0.2 | 0.2 |  | 0.4 | 0.4 | 0.4 | 0 |  | 0 | 0 | 0 | 0 | 0
1991-01-24 | 1991 | 1 | 24 | 0.2 | 0.2 | 0.2 | 0.2 | 0.2 | 0.2 | 0.2 | 0.2 | 0.2 | 0 | 0 | 0 | 0.2 | 0.2 | 0 | 0 | 0 | 0 | 0 | 0 | 0 | 0 | 0 | 0 |  | 2.2 | 2.2 | 2.2 | 4.4409e-16 |  | 0 | 0 | 0 | 0 | 0
1991-01-25 | 1991 | 1 | 25 | 0 | 0.1 | 0 | 0.1 | 0 | 0.1 | 0 | 0.1 | 0 | 0 | 0 | 0 | 0 | 0 | 0 | 0 | 0 | 0 | 0 | 0 | 0 | 0 | 0 | 0 |  | 0.4 | 0.4 | 0.4 | 0 |  | 0 | 0 | 0 | 0 | 0
1991-01-26 | 1991 | 1 | 26 | 0 | 0 | 0 | 0 | 0 | 0 | 0 | 0 | 0 | 0 | 0 | 0 | 0 | 0 | 0 | 0 | 0 | 0 | 0 | 0 | 0 | 0 | 0 | 0 |  | 0 | 0 | 0 | 0 |  | 0 | 0 | 0 | 0 | 0
1991-01-27 | 1991 | 1 | 27 | 0 | 0 | 0 | 0 | 0 | 0 | 0 | 0 | 0 | 0.2 | 0 | 0 | 0 | 0.1 | 0.2 | 0.1 | 0.2 | 0.1 | 0.2 | 0.1 | 0.2 | 0.1 | 0.2 | 0.1 |  | 1.8 | 1.8 | 1.8 | 2.2204e-16 |  | 0 | 0 | 0 | 0 | 0
1991-01-28 | 1991 | 1 | 28 | 0 | 0 | 0 | 0 | 0 | 0 | 0 | 0 | 0 | 0 | 0 | 0 | 0 | 0 | 0 | 0 | 0 | 0 | 0 | 0 | 0 | 0 | 0 | 0 |  | 0 | 0 | 0 | 0 |  | 0 | 0 | 0 | 0 | 0
1991-01-29 | 1991 | 1 | 29 | 0 | 0 | 0 | 0 | 0 | 0 | 0 | 0 | 0 | 0 | 0 | 0 | 0 | 0 | 0 | 0 | 0 | 0 | 0 | 0 | 0 | 0 | 0 | 0 |  | 0 | 0 | 0 | 0 |  | 0 | 0 | 0 | 0 | 0
1991-01-30 | 1991 | 1 | 30 | 0 | 0 | 0 | 0 | 0 | 0 | 0 | 0 | 0 | 0 | 0 | 0 | 0 | 0 | 0 | 0 | 0 | 0 | 0 | 0 | 0 | 0 | 0 | 0 |  | 0 | 0 | 0 | 0 |  | 0 | 0 | 0 | 0 | 0
1991-01-31 | 1991 | 1 | 31 | 0 | 0 | 0 | 0 | 0 | 0 | 0 | 0 | 0 | 0 | 0 | 0 | 0 | 0 | 0 | 0 | 0 | 0 | 0 | 0 | 0 | 0 | 0 | 0 |  | 0 | 0 | 0 | 0 |  | 0 | 0 | 0 | 0 | 0
1991-02-01 | 1991 | 2 | 1 | 0 | 0 | 0 | 0 | 0 | 0 | 0 | 0 | 0 | 0 | 0 | 0 | 0 | 0 | 0 | 0 | 0 | 0 | 0 | 0 | 0 | 0 | 0 | 0 |  | 0 | 0 | 0 | 0 |  | 0 | 0 | 0 | 0 | 0
1991-02-02 | 1991 | 2 | 2 | 0 | 0 | 0 | 0 | 0 | 0 | 0 | 0 | 0 | 0 | 0 | 0 | 0 | 0 | 0 | 0 | 0 | 0 | 0 | 0 | 0 | 0 | 0 | 0 |  | 0 | 0 | 0 | 0 |  | 0 | 0 | 0 | 0 | 0
1991-02-03 | 1991 | 2 | 3 | 0 | 0 | 0 | 0 | 0 | 0 | 0 | 0 | 0 | 0 | 0 | 0 | 0 | 0 | 0 | 0 | 0 | 0 | 0 | 0 | 0 | 0 | 0 | 0 |  | 0 | 0 | 0 | 0 |  | 0 | 0 | 0 | 0 | 0
1991-02-04 | 1991 | 2 | 4 | 0 | 0 | 0 | 0 | 0 | 0 | 0 | 0 | 0 | 0 | 0 | 0 | 0 | 0 | 0 | 0 | 0 | 0 | 0 | 0 | 0 | 0 | 0 | 0 |  | 0 | 0 | 0 | 0 |  | 0 | 0 | 0 | 0 | 0
1991-02-05 | 1991 | 2 | 5 | 0 | 0 | 0 | 0 | 0 | 0 | 0 | 0 | 0 | 0 | 0 | 0 | 0 | 0 | 0 | 0 | 0 | 0 | 0 | 0 | 0 | 0 | 0 | 0 |  | 0 | 0 | 0 | 0 |  | 0 | 0 | 0 | 0 | 0
1991-02-06 | 1991 | 2 | 6 | 0 | 0 | 0 | 0 | 0 | 0 | 0 | 0 | 0 | 0 | 0 | 0 | 0 | 0 | 0 | 0 | 0 | 0 | 0 | 0 | 0 | 0 | 0 | 0 |  | 0 | 0 | 0 | 0 |  | 0 | 0 | 0 | 0 | 0
1991-02-07 | 1991 | 2 | 7 | 0 | 0 | 0 | 0 | 0 | 0 | 0 | 0 | 0 | 0 | 0 | 0 | 0 | 0 | 0 | 0 | 0 | 0 | 0 | 0 | 0 | 0 | 0 | 0 |  | 0 | 0 | 0 | 0 |  | 0 | 0 | 0 | 0 | 0
1991-02-08 | 1991 | 2 | 8 | 0 | 0 | 0 | 0 | 0 | 0 | 0 | 0 | 0 | 0 | 0 | 0 | 0 | 0 | 0 | 0 | 0 | 0 | 0 | 0 | 0 | 0 | 0 | 0 |  | 0 | 0 | 0 | 0 |  | 0 | 0 | 0 | 0 | 0
1991-02-09 | 1991 | 2 | 9 | 0 | 0 | 0 | 0 | 0 | 0 | 0 | 0 | 0 | 0 | 0 | 0 | 0 | 0 | 0 | 0 | 0 | 0 | 0 | 0 | 0 | 0 | 0 | 0 |  | 0 | 0 | 0 | 0 |  | 0 | 0 | 0 | 0 | 0
1991-02-10 | 1991 | 2 | 10 | 0 | 0 | 0 | 0 | 0 | 0 | 0 | 0 | 0 | 0 | 0 | 0 | 0 | 0 | 0 | 0 | 0 | 0 | 0 | 0 | 0 | 0 | 0 | 0 |  | 0 | 0 | 0 | 0 |  | 0 | 0 | 0 | 0 | 0
1991-02-11 | 1991 | 2 | 11 | 0 | 0 | 0 | 0 | 0 | 0 | 0 | 0 | 0 | 0 | 0 | 0 | 0 | 0 | 0 | 0 | 0 | 0 | 0 | 0 | 0 | 0 | 0 | 0 |  | 0 | 0 | 0 | 0 |  | 0 | 0 | 0 | 0 | 0
1991-02-12 | 1991 | 2 | 12 | 0 | 0 | 0 | 0 | 0 | 0 | 0 | 0 | 0 | 0 | 0 | 0 | 0 | 0 | 0 | 0 | 0 | 0 | 0 | 0 | 0 | 0 | 0 | 0 |  | 0 | 0 | 0 | 0 |  | 0 | 0 | 0 | 0 | 0
1991-02-13 | 1991 | 2 | 13 | 0 | 0 | 0 | 0 | 0 | 0 | 0 | 0 | 0 | 0 | 0 | 0 | 0 | 0 | 0 | 0 | 0 | 0 | 0 | 0 | 0 | 0 | 0 | 0 |  | 0 | 0 | 0 | 0 |  | 0 | 0 | 0 | 0 | 0
1991-02-14 | 1991 | 2 | 14 | 0 | 0 | 0 | 0 | 0 | 0 | 0 | 0 | 0 | 0 | 0.1 | 0 | 0.1 | 0 | 0 | 0 | 0 | 0 | 0 | 0 | 0 | 0 | 0 | 0 |  | 0.2 | 0.2 | 0.2 | 0 |  | 0 | 0 | 0 | 0 | 0
1991-02-15 | 1991 | 2 | 15 | 0 | 0 | 0 | 0 | 0 | 0 | 0 | 0 | 0 | 0 | 0 | 0 | 0 | 0 | 0 | 0 | 0 | 0 | 0 | 0 | 0 | 0 | 0 | 0 |  | 0 | 0 | 0 | 0 |  | 0 | 0 | 0 | 0 | 0
1991-02-16 | 1991 | 2 | 16 | 0 | 0.2 | 0 | 0.1 | 0.2 | 0 | 0 | 0 | 0 | 0 | 0 | 0 | 0 | 0 | 0 | 0 | 0 | 0.1 | 0.2 | 0.1 | 0.2 | 0 | 0.1 | 0.2 |  | 1.4 | 1.4 | 1.4 | 2.2204e-16 |  | 0 | 0 | 0 | 0 | 0
1991-02-17 | 1991 | 2 | 17 | 1.3 | 1.2 | 1.3 | 0 | 0 | 0 | 0 | 0 | 0 | 0 | 0 | 0 | 0 | 0 | 0 | 0 | 0 | 0 | 0 | 0 | 0 | 0 | 0 | 0 |  | 3.8 | 3.8 | 3.8 | 0 |  | 0 | 0 | 0 | 0 | 0
1991-02-18 | 1991 | 2 | 18 | 0 | 0 | 0 | 0 | 0 | 0 | 0 | 0 | 0 | 0 | 0 | 0 | 0 | 0 | 0 | 0 | 0 | 0 | 0 | 0 | 0 | 0 | 0 | 0 |  | 0 | 0 | 0 | 0 |  | 0 | 0 | 0 | 0 | 0
1991-02-19 | 1991 | 2 | 19 | 0 | 0 | 0 | 0 | 0 | 0 | 0 | 0 | 0 | 0 | 0 | 0 | 0 | 0 | 0 | 0 | 0 | 0 | 0 | 0 | 0 | 0 | 0 | 0 |  | 0 | 0 | 0 | 0 |  | 0 | 0 | 0 | 0 | 0
1991-02-20 | 1991 | 2 | 20 | 0 | 0 | 0 | 0 | 0 | 0 | 0 | 0 | 0 | 0 | 0 | 0 | 0 | 0 | 0 | 0 | 0 | 0 | 0 | 0 | 0 | 0 | 0 | 0 |  | 0 | 0 | 0 | 0 |  | 0 | 0 | 0 | 0 | 0
1991-02-21 | 1991 | 2 | 21 | 0 | 0 | 0.1 | 0.2 | 0.1 | 0.1 | 0.1 | 0.2 | 0.1 | 0 | 0 | 0 | 0 | 0 | 0 | 0 | 0 | 0 | 0 | 0 | 0 | 0 | 0 | 0 |  | 0.9 | 0.9 | 0.9 | 0 |  | 0 | 0 | 0 | 0 | 0
1991-02-22 | 1991 | 2 | 22 | 0 | 0 | 0 | 0 | 0 | 0 | 0 | 0 | 0 | 0 | 0 | 0 | 0 | 0 | 0 | 0 | 0 | 0 | 0 | 0 | 0 | 0 | 0 | 0 |  | 0 | 0 | 0 | 0 |  | 0 | 0 | 0 | 0 | 0
1991-02-23 | 1991 | 2 | 23 | 0 | 0 | 0 | 0 | 0 | 0 | 0 | 0 | 0 | 0 | 0 | 0 | 0.1 | 0 | 0.1 | 0 | 0 | 0 | 0 | 0 | 0 | 0 | 0 | 0 |  | 0.2 | 0.2 | 0.2 | 0 |  | 0 | 0 | 0 | 0 | 0
1991-02-24 | 1991 | 2 | 24 | 0 | 0 | 0 | 0 | 0 | 0 | 0 | 0 | 0 | 0 | 0 | 0 | 0 | 0 | 0 | 0 | 0 | 0 | 0 | 0 | 0 | 0 | 0 | 0 |  | 0 | 0 | 0 | 0 |  | 0 | 0 | 0 | 0 | 0
1991-02-25 | 1991 | 2 | 25 | 0 | 0 | 0 | 0 | 0 | 0 | 0 | 0 | 0 | 0 | 0 | 0 | 0 | 0 | 0 | 0 | 0 | 0 | 0 | 0 | 0 | 0 | 0 | 0 |  | 0 | 0 | 0 | 0 |  | 0 | 0 | 0 | 0 | 0
1991-02-26 | 1991 | 2 | 26 | 0 | 0 | 0 | 0 | 0 | 0 | 0 | 0 | 0 | 0 | 0 | 0 | 0 | 0 | 0 | 0 | 0 | 0 | 0 | 0 | 0.3 | 0.3 | 0.3 | 0.3 |  | 1.2 | 1.2 | 1.2 | 0 |  | 0 | 0 | 0 | 0 | 0
1991-02-27 | 1991 | 2 | 27 | 0.2 | 0.2 | 0.3 | 0.2 | 0.2 | 0.2 | 0.2 | 0.3 | 0.2 | 0.2 | 0 | 0 | 0 | 0.2 | 0 | 0 | 0.3 | 0.2 | 0.2 | 0.2 | 0.2 | 0.3 | 0.2 | 0.2 |  | 4.2 | 4.2 | 4.2 | 0 |  | 0 | 0 | 0 | 0 | 0
1991-02-28 | 1991 | 2 | 28 | 0.1 | 0.2 | 0.1 | 0.3 | 0.1 | 0.2 | 0.1 | 0.1 | 0.2 | 0.1 | 0.1 | 0.2 | 0.1 | 0.1 | 0.2 | 0.1 | 0 | 0 | 0 | 0.2 | 0.1 | 0.1 | 0.2 | 0.1 |  | 3 | 3 | 3 | 1.3323e-15 |  | 0 | 0 | 0 | 0 | 0
1991-03-01 | 1991 | 3 | 1 | 0.1 | 0 | 0.1 | 0 | 0.1 | 0 | 0.1 | 0 | 0.1 | 0 | 0.1 | 0 | 0.1 | 0 | 0 | 0.1 | 0 | 0.1 | 0 | 0.1 | 0 | 0.1 | 0 | 0.1 |  | 1.2 | 1.2 | 1.2 | 0 |  | 0 | 0 | 0 | 0 | 0
1991-03-02 | 1991 | 3 | 2 | 0 | 0.1 | 0 | 0 | 0.1 | 0 | 0 | 0.1 | 0 | 0 | 0 | 0.1 | 0 | 0 | 0.1 | 0 | 0 | 0 | 0 | 0 | 0 | 0 | 0.1 | 0 |  | 0.6 | 0.6 | 0.6 | 0 |  | 0 | 0 | 0 | 0 | 0
1991-03-03 | 1991 | 3 | 3 | 0 | 0 | 0.1 | 0 | 0 | 0 | 0 | 0 | 0.1 | 0 | 0 | 0 | 0 | 0 | 0.1 | 0 | 0 | 0 | 0 | 0 | 0 | 0.1 | 0 | 0 |  | 0.4 | 0.4 | 0.4 | 0 |  | 0 | 0 | 0 | 0 | 0
1991-03-04 | 1991 | 3 | 4 | 0.2 | 0.2 | 0.1 | 0.2 | 0.2 | 0.2 | 0 | 0.2 | 0.1 | 0.2 | 0.2 | 0.4 | 0.2 | 0.1 | 0.2 | 0.2 | 0.2 | 0.2 | 0.1 | 0.2 | 0.2 | 0 | 0 | 0 |  | 3.8 | 3.8 | 3.8 | 1.3323e-15 |  | 0 | 0 | 0 | 0 | 0
1991-03-05 | 1991 | 3 | 5 | 0 | 0 | 0 | 0 | 0 | 0 | 0 | 0 | 0 | 0 | 0 | 0 | 0 | 0 | 0 | 0 | 0 | 0 | 0 | 0 | 0 | 0 | 0 | 0 |  | 0 | 0 | 0 | 0 |  | 0 | 0 | 0 | 0 | 0
1991-03-06 | 1991 | 3 | 6 | 0 | 0 | 0 | 0 | 0 | 0 | 0 | 0 | 0 | 0 | 0 | 0 | 0 | 0 | 0 | 0 | 0 | 0 | 0 | 0 | 0 | 0 | 0 | 0 |  | 0 | 0 | 0 | 0 |  | 0 | 0 | 0 | 0 | 0
1991-03-07 | 1991 | 3 | 7 | 0 | 0 | 0 | 0 | 0 | 0 | 0 | 0 | 0 | 0 | 0 | 0 | 0 | 0 | 0 | 0 | 0 | 0 | 0 | 0 | 0 | 0 | 0 | 0 |  | 0 | 0 | 0 | 0 |  | 0 | 0 | 0 | 0 | 0
1991-03-08 | 1991 | 3 | 8 | 0 | 0 | 0 | 0 | 0 | 0 | 0 | 0 | 0 | 0 | 0 | 0 | 0 | 0 | 0 | 0 | 0 | 0 | 0 | 0 | 0 | 0 | 0 | 0 |  | 0 | 0 | 0 | 0 |  | 0 | 0 | 0 | 0 | 0
1991-03-09 | 1991 | 3 | 9 | 0 | 0 | 0 | 0 | 0 | 0 | 0 | 0 | 0 | 0 | 0 | 0 | 0 | 0 | 0 | 0 | 0 | 0 | 0 | 0 | 0 | 0 | 0 | 0 |  | 0 | 0 | 0 | 0 |  | 0 | 0 | 0 | 0 | 0
1991-03-10 | 1991 | 3 | 10 | 0 | 0 | 0 | 0 | 0 | 0 | 0 | 0 | 0 | 0 | 0 | 0 | 0 | 0 | 0 | 0 | 0 | 0 | 0.7 | 0.4 | 0.4 | 0.4 | 0.3 | 0.4 |  | 2.6 | 2.6 | 2.6 | 4.4409e-16 |  | 0 | 0 | 0 | 0 | 0
1991-03-11 | 1991 | 3 | 11 | 0 | 0 | 0 | 0 | 0 | 0 | 0 | 0 | 0 | 0 | 0 | 0 | 0 | 0 | 0 | 0 | 0 | 0 | 0 | 0 | 0 | 0 | 0 | 0 |  | 0 | 0 | 0 | 0 |  | 0 | 0 | 0 | 0 | 0
1991-03-12 | 1991 | 3 | 12 | 0 | 0 | 0 | 0 | 0 | 0 | 0 | 0 | 0 | 0 | 0 | 0 | 0 | 0 | 0 | 0 | 0 | 0 | 0 | 0 | 0 | 0 | 0 | 0 |  | 0 | 0 | 0 | 0 |  | 0 | 0 | 0 | 0 | 0
1991-03-13 | 1991 | 3 | 13 | 0 | 0 | 0 | 0 | 0 | 0 | 0 | 0 | 0 | 0 | 0 | 0 | 0 | 0 | 0 | 0 | 0 | 0 | 0 | 0 | 0 | 0 | 0 | 0 |  | 0 | 0 | 0 | 0 |  | 0 | 0 | 0 | 0 | 0
1991-03-14 | 1991 | 3 | 14 | 0 | 0 | 0 | 0 | 0 | 0 | 0 | 0 | 0 | 0 | 0 | 0 | 0 | 0 | 0 | 0 | 0 | 0 | 0 | 0 | 0 | 0 | 0 | 0 |  | 0 | 0 | 0 | 0 |  | 0 | 0 | 0 | 0 | 0
1991-03-15 | 1991 | 3 | 15 | 0 | 0 | 0 | 0 | 0 | 0 | 0 | 0 | 0 | 0 | 0 | 0 | 0 | 0 | 0 | 0 | 0 | 0 | 0 | 0 | 0 | 0 | 0 | 0 |  | 0 | 0 | 0 | 0 |  | 0 | 0 | 0 | 0 | 0
1991-03-16 | 1991 | 3 | 16 | 0 | 0 | 0 | 0 | 0 | 0 | 0 | 0 | 0 | 0 | 0 | 0 | 0 | 0 | 0 | 0 | 0 | 0 | 0 | 0 | 0 | 0 | 0 | 0 |  | 0 | 0 | 0 | 0 |  | 0 | 0 | 0 | 0 | 0
1991-03-17 | 1991 | 3 | 17 | 0 | 0 | 0 | 0 | 0 | 0 | 0 | 0 | 0 | 0 | 0 | 0 | 0 | 0 | 0 | 0 | 0 | 0 | 0 | 0 | 0 | 0 | 0 | 0 |  | 0 | 0 | 0 | 0 |  | 0 | 0 | 0 | 0 | 0
1991-03-18 | 1991 | 3 | 18 | 0 | 0 | 0 | 0 | 0 | 0 | 0 | 0 | 0 | 0 | 0 | 0 | 0 | 0 | 0 | 0 | 0 | 0 | 0 | 0 | 0 | 0 | 0 | 0 |  | 0 | 0 | 0 | 0 |  | 0 | 0 | 0 | 0 | 0
1991-03-19 | 1991 | 3 | 19 | 0 | 0 | 0 | 0 | 0 | 0 | 0 | 0 | 0 | 0 | 0 | 0 | 0 | 0 | 0 | 0 | 0 | 0 | 0 | 0 | 0 | 0 | 0 | 0 |  | 0 | 0 | 0 | 0 |  | 0 | 0 | 0 | 0 | 0
1991-03-20 | 1991 | 3 | 20 | 0 | 0 | 0 | 0 | 0 | 0 | 0 | 0 | 0 | 0 | 0 | 0 | 0 | 0 | 0 | 0 | 0 | 0 | 0 | 0 | 0 | 0 | 0 | 0 |  | 0 | 0 | 0 | 0 |  | 0 | 0 | 0 | 0 | 0
1991-03-21 | 1991 | 3 | 21 | 0 | 0 | 0 | 0 | 0 | 0 | 0 | 0 | 0 | 0 | 0 | 0 | 0 | 0 | 0 | 0 | 0 | 0 | 0 | 0 | 0 | 0 | 0 | 0 |  | 0 | 0 | 0 | 0 |  | 0 | 0 | 0 | 0 | 0
1991-03-22 | 1991 | 3 | 22 | 0 | 0.6 | 1.2 | 0.6 | 0.6 | 0.6 | 0.6 | 0.6 | 0 | 0 | 0 | 0 | 0 | 0 | 0 | 0 | 0 | 0 | 0.9 | 0 | 0 | 0 | 0 | 0.6 |  | 6.3 | 6.3 | 6.3 | 0 |  | 0 | 0 | 0 | 0 | 0
1991-03-23 | 1991 | 3 | 23 | 0 | 0 | 0 | 0 | 0 | 0 | 0 | 0 | 0 | 0 | 0 | 0 | 0 | 0 | 0 | 0 | 0 | 0 | 0 | 0 | 0 | 0 | 0 | 0 |  | 0 | 0 | 0 | 0 |  | 0 | 0 | 0 | 0 | 0
1991-03-24 | 1991 | 3 | 24 | 0.1 | 0.1 | 0.1 | 0.1 | 0.1 | 0.1 | 0.1 | 0.1 | 0.1 | 0.1 | 0.1 | 0.1 | 0 | 0.1 | 0.1 | 0.1 | 0.1 | 0.1 | 0.1 | 0.1 | 0.1 | 0.1 | 0.1 | 0.1 |  | 2.3 | 2.3 | 2.3 | 8.8818e-16 |  | 0 | 0 | 0 | 0 | 0
1991-03-25 | 1991 | 3 | 25 | 0.2 | 0.3 | 0.2 | 0.3 | 0.2 | 0.2 | 0.3 | 0.2 | 0.3 | 0.2 | 0.2 | 0.3 | 0.2 | 0.3 | 0 | 0 | 0 | 0 | 0 | 0 | 0 | 0 | 0 | 0.2 |  | 3.6 | 3.6 | 3.6 | 0 |  | 0 | 0 | 0 | 0 | 0
1991-03-26 | 1991 | 3 | 26 | 0 | 0 | 0.1 | 0 | 0 | 0 | 0.1 | 0 | 0 | 0 | 0 | 0 | 0 | 0 | 0 | 0 | 0 | 0 | 0 | 0 | 0 | 0 | 0 | 0 |  | 0.2 | 0.2 | 0.2 | 0 |  | 0 | 0 | 0 | 0 | 0
1991-03-27 | 1991 | 3 | 27 | 0 | 0 | 0 | 0 | 0 | 0 | 0 | 0 | 0 | 0 | 0 | 0 | 0 | 0 | 0 | 0 | 0 | 0 | 0 | 0 | 0 | 0 | 0 | 0 |  | 0 | 0 | 0 | 0 |  | 0 | 0 | 0 | 0 | 0
1991-03-28 | 1991 | 3 | 28 | 0 | 0 | 0 | 0 | 0 | 0 | 0 | 0 | 0 | 0 | 0 | 0 | 0 | 0 | 0 | 0 | 0 | 0 | 0 | 0 | 0 | 0 | 0 | 0 |  | 0 | 0 | 0 | 0 |  | 0 | 0 | 0 | 0 | 0
1991-03-29 | 1991 | 3 | 29 | 0 | 0 | 0 | 0 | 0 | 0 | 0 | 0 | 0 | 0 | 0 | 0 | 0 | 0 | 0 | 0 | 0 | 0 | 0 | 0 | 0 | 0 | 0 | 0 |  | 0 | 0 | 0 | 0 |  | 0 | 0 | 0 | 0 | 0
1991-03-30 | 1991 | 3 | 30 | 0 | 0 | 0 | 0 | 0 | 0 | 0 | 0 | 0 | 0 | 0 | 0 | 0 | 0 | 0 | 0 | 0 | 0 | 0 | 0 | 0 | 0 | 0 | 0 |  | 0 | 0 | 0 | 0 |  | 0 | 0 | 0 | 0 | 0
1991-03-31 | 1991 | 3 | 31 | 0 | 0 | 0 | 0 | 0 | 0 | 0 | 0 | 0 | 0 | 0 | 0 | 0 | 0 | 0 | 0 | 0 | 0 | 0 | 0 | 0 | 0 | 0 | 0 |  | 0 | 0 | 0 | 0 |  | 0 | 0 | 0 | 0 | 0
1991-04-01 | 1991 | 4 | 1 | 0 | 0 | 0 | 0 | 0 | 0 | 0 | 0 | 0 | 0 | 0 | 0 | 0 | 0 | 0 | 0 | 0 | 0 | 0 | 0 | 0 | 0 | 0 | 0 |  | 0 | 0 | 0 | 0 |  | 0 | 0 | 0 | 0 | 0
1991-04-02 | 1991 | 4 | 2 | 0 | 0 | 0 | 0 | 0 | 0 | 0 | 0 | 0 | 0 | 0 | 0 | 0 | 0 | 0 | 0 | 0 | 0 | 0 | 0 | 0 | 0 | 0 | 0 |  | 0 | 0 | 0 | 0 |  | 0 | 0 | 0 | 0 | 0
1991-04-03 | 1991 | 4 | 3 | 0 | 0 | 0 | 0 | 0 | 0 | 0 | 0 | 0 | 0 | 0 | 0 | 0 | 0 | 0 | 0 | 0 | 0 | 0 | 0 | 0 | 0 | 0 | 0 |  | 0 | 0 | 0 | 0 |  | 0 | 0 | 0 | 0 | 0
1991-04-04 | 1991 | 4 | 4 | 0 | 0 | 0 | 0 | 0 | 0 | 0 | 0 | 0 | 0 | 0 | 0 | 0 | 0 | 0 | 0 | 0 | 0 | 0 | 0 | 0 | 0 | 0 | 0 |  | 0 | 0 | 0 | 0 |  | 0 | 0 | 0 | 0 | 0
1991-04-05 | 1991 | 4 | 5 | 0 | 0 | 0 | 0 | 0 | 0 | 0 | 0 | 0 | 0 | 0 | 0 | 0 | 0 | 0 | 0 | 0 | 0 | 0 | 0 | 0 | 0 | 0 | 0 |  | 0 | 0 | 0 | 0 |  | 0 | 0 | 0 | 0 | 0
1991-04-06 | 1991 | 4 | 6 | 0 | 0 | 0 | 0 | 0 | 0 | 0 | 0 | 0 | 0 | 0 | 0 | 0 | 0 | 0 | 0 | 0 | 0 | 0 | 0 | 0 | 0 | 0 | 0 |  | 0 | 0 | 0 | 0 |  | 0 | 0 | 0 | 0 | 0
1991-04-07 | 1991 | 4 | 7 | 0 | 0 | 0 | 0 | 0 | 0 | 0 | 0 | 0 | 0 | 0 | 0 | 0 | 0 | 0 | 0 | 0 | 0 | 0 | 0 | 0 | 0 | 0 | 0 |  | 0 | 0 | 0 | 0 |  | 0 | 0 | 0 | 0 | 0
1991-04-08 | 1991 | 4 | 8 | 0 | 0 | 0 | 0 | 0 | 0 | 0 | 0 | 0 | 0 | 0 | 0 | 0 | 0 | 0 | 0 | 0 | 0 | 0 | 0 | 0 | 0 | 0 | 0 |  | 0 | 0 | 0 | 0 |  | 0 | 0 | 0 | 0 | 0
1991-04-09 | 1991 | 4 | 9 | 0 | 0 | 0 | 0 | 0 | 0 | 0 | 0 | 0 | 0 | 0 | 0 | 0 | 0 | 0 | 0 | 0 | 0 | 0 | 0 | 0 | 0 | 0 | 0 |  | 0 | 0 | 0 | 0 |  | 0 | 0 | 0 | 0 | 0
1991-04-10 | 1991 | 4 | 10 | 0 | 0 | 0 | 0 | 0 | 0 | 0 | 0 | 0 | 0 | 0 | 0 | 0 | 0 | 0 | 0 | 0 | 0 | 0 | 0 | 0.1 | 0.1 | 0.1 | 0.1 |  | 0.4 | 0.4 | 0.4 | 0 |  | 0 | 0 | 0 | 0 | 0
1991-04-11 | 1991 | 4 | 11 | 0.2 | 0.3 | 0.2 | 0.2 | 0 | 0 | 0 | 0 | 0 | 0 | 0 | 0 | 0 | 0 | 0 | 0 | 0 | 0 | 0 | 0 | 0 | 0 | 0 | 0 |  | 0.9 | 0.9 | 0.9 | 1.1102e-16 |  | 0 | 0 | 0 | 0 | 0
1991-04-12 | 1991 | 4 | 12 | 0 | 0 | 0 | 0 | 0 | 0 | 0 | 0 | 0 | 0 | 0 | 0 | 0 | 0 | 0 | 0 | 0 | 0 | 0 | 0 | 0 | 0 | 0 | 0 |  | 0 | 0 | 0 | 0 |  | 0 | 0 | 0 | 0 | 0
1991-04-13 | 1991 | 4 | 13 | 0 | 0 | 0 | 0 | 0 | 0 | 0 | 0 | 0 | 0 | 0 | 0 | 0 | 0 | 0 | 0 | 0 | 0 | 0 | 0 | 0 | 0 | 0 | 0 |  | 0 | 0 | 0 | 0 |  | 0 | 0 | 0 | 0 | 0
1991-04-14 | 1991 | 4 | 14 | 0 | 0 | 0 | 0 | 0 | 0 | 0 | 0 | 0 | 0 | 0 | 0 | 0 | 0 | 0 | 0 | 0 | 0 | 0 | 0 | 0 | 0 | 0 | 0 |  | 0 | 0 | 0 | 0 |  | 0 | 0 | 0 | 0 | 0
1991-04-15 | 1991 | 4 | 15 | 0 | 0 | 0 | 0 | 0 | 0 | 0 | 0 | 0 | 0 | 0 | 0 | 0 | 0 | 0 | 0 | 0 | 0 | 0 | 0 | 0 | 0 | 0 | 0 |  | 0 | 0 | 0 | 0 |  | 0 | 0 | 0 | 0 | 0
1991-04-16 | 1991 | 4 | 16 | 0 | 0 | 0 | 0 | 0 | 0 | 0 | 0 | 0 | 0 | 0 | 0 | 0 | 0 | 0 | 0 | 0 | 0 | 0 | 0 | 0 | 0 | 0 | 0 |  | 0 | 0 | 0 | 0 |  | 0 | 0 | 0 | 0 | 0
1991-04-17 | 1991 | 4 | 17 | 0 | 0 | 0 | 0 | 0 | 0 | 0 | 0 | 0 | 0 | 0 | 0 | 0 | 0 | 0 | 0 | 0 | 0 | 0 | 0 | 0 | 0 | 0 | 0 |  | 0 | 0 | 0 | 0 |  | 0 | 0 | 0 | 0 | 0
1991-04-18 | 1991 | 4 | 18 | 0 | 0 | 0 | 0 | 0 | 0 | 0 | 0 | 0 | 0 | 0 | 0 | 0 | 0 | 0 | 0 | 0 | 0 | 0 | 0 | 0 | 0 | 0 | 0 |  | 0 | 0 | 0 | 0 |  | 0 | 0 | 0 | 0 | 0
1991-04-19 | 1991 | 4 | 19 | 0 | 0 | 0 | 0 | 0 | 0 | 0 | 0 | 0 | 0 | 0 | 0 | 0 | 0 | 0 | 0 | 0 | 0 | 0 | 0 | 0 | 0 | 0 | 0 |  | 0 | 0 | 0 | 0 |  | 0 | 0 | 0 | 0 | 0
1991-04-20 | 1991 | 4 | 20 | 0 | 0 | 0 | 0 | 0 | 0 | 0 | 0 | 0 | 0 | 0 | 0 | 0 | 0 | 0 | 0 | 0 | 0 | 0 | 0 | 0 | 0 | 0 | 0 |  | 0 | 0 | 0 | 0 |  | 0 | 0 | 0 | 0 | 0
1991-04-21 | 1991 | 4 | 21 | 0 | 0 | 0 | 0 | 0 | 0 | 0 | 0 | 0 | 0 | 0 | 0 | 0 | 0 | 0 | 0 | 0 | 0 | 0 | 0 | 0 | 0 | 0 | 0 |  | 0 | 0 | 0 | 0 |  | 0 | 0 | 0 | 0 | 0
1991-04-22 | 1991 | 4 | 22 | 0 | 0 | 0 | 0 | 0 | 0 | 0 | 0 | 0 | 0 | 0 | 0 | 0 | 0 | 0 | 0 | 0 | 0 | 0 | 0 | 0 | 0 | 0 | 0 |  | 0 | 0 | 0 | 0 |  | 0 | 0 | 0 | 0 | 0
1991-04-23 | 1991 | 4 | 23 | 0 | 0 | 0 | 0 | 0 | 0 | 0 | 0 | 0 | 0 | 0 | 0 | 0 | 0 | 0 | 0 | 0 | 0 | 0 | 0 | 0 | 0 | 0 | 0 |  | 0 | 0 | 0 | 0 |  | 0 | 0 | 0 | 0 | 0
1991-04-24 | 1991 | 4 | 24 | 0 | 0 | 0 | 0 | 0 | 0 | 0 | 0 | 0 | 0 | 0 | 0 | 0 | 0 | 0 | 0 | 0 | 0 | 0 | 0 | 0 | 0 | 0 | 0 |  | 0 | 0 | 0 | 0 |  | 0 | 0 | 0 | 0 | 0
1991-04-25 | 1991 | 4 | 25 | 0 | 0 | 0 | 0 | 0 | 0 | 0 | 0 | 0 | 0 | 0 | 0 | 0 | 0 | 0 | 0 | 0 | 0 | 0 | 0 | 0 | 0 | 0 | 0 |  | 0 | 0 | 0 | 0 |  | 0 | 0 | 0 | 0 | 0
1991-04-26 | 1991 | 4 | 26 | 0 | 0 | 0 | 0 | 0 | 0 | 0 | 0 | 0 | 0 | 0 | 0 | 0 | 0 | 0 | 0 | 0 | 0 | 0 | 0 | 0 | 0 | 0 | 0 |  | 0 | 0 | 0 | 0 |  | 0 | 0 | 0 | 0 | 0
1991-04-27 | 1991 | 4 | 27 | 0 | 0 | 0 | 0 | 0.1 | 0.1 | 0.1 | 0 | 0.1 | 0.1 | 0.1 | 0 | 0 | 0 | 0.1 | 0 | 0.1 | 0.1 | 0 | 0.1 | 0 | 0.1 | 0 | 0.1 |  | 1.2 | 1.2 | 1.2 | 0 |  | 0 | 0 | 0 | 0 | 0
1991-04-28 | 1991 | 4 | 28 | 0.2 | 0 | 0.2 | 0 | 0.2 | 0 | 0 | 0 | 0 | 0 | 0 | 0 | 0 | 0 | 0 | 0 | 0 | 0 | 0 | 0 | 0 | 0 | 0.2 | 0.2 |  | 1 | 1 | 1 | 0 |  | 0 | 0 | 0 | 0 | 0
1991-04-29 | 1991 | 4 | 29 | 0.3 | 0.4 | 0.3 | 0.3 | 0.3 | 0.4 | 0.3 | 0.3 | 0.3 | 0 | 0 | 0 | 0 | 0 | 0 | 0 | 0 | 0 | 0 | 0 | 0 | 0.4 | 0.3 | 0 |  | 3.6 | 3.6 | 3.6 | 8.8818e-16 |  | 0 | 0 | 0 | 0 | 0
1991-04-30 | 1991 | 4 | 30 | 0 | 0 | 0 | 0 | 0 | 0 | 0 | 0 | 0 | 0 | 0 | 0 | 0 | 0 | 0 | 0 | 0 | 0 | 0 | 0 | 0 | 0 | 0 | 0 |  | 0 | 0 | 0 | 0 |  | 0 | 0 | 0 | 0 | 0
1991-05-01 | 1991 | 5 | 1 | 0 | 0 | 0 | 0 | 0 | 0 | 0 | 0 | 0 | 0 | 0 | 0 | 0 | 0 | 0 | 0 | 0 | 0 | 0 | 0 | 0 | 0 | 0 | 0 |  | 0 | 0 | 0 | 0 |  | 0 | 0 | 0 | 0 | 0
1991-05-02 | 1991 | 5 | 2 | 0 | 0 | 0 | 0 | 0 | 0 | 0 | 0 | 0 | 0 | 0 | 0 | 0 | 0 | 0 | 0 | 0 | 0 | 0 | 0 | 0 | 0 | 0 | 0 |  | 0 | 0 | 0 | 0 |  | 0 | 0 | 0 | 0 | 0
1991-05-03 | 1991 | 5 | 3 | 0.1 | 0 | 0 | 0 | 0 | 0 | 0.1 | 0.1 | 0 | 0 | 0 | 0.1 | 0.1 | 0 | 0 | 0 | 0 | 0 | 0.1 | 0 | 0 | 0 | 0 | 0 |  | 0.6 | 0.6 | 0.6 | 0 |  | 0.6 | 0 | 0 | 0 | 0
1991-05-04 | 1991 | 5 | 4 | 0 | 0 | 0 | 0 | 0 | 0 | 0 | 0 | 0 | 0 | 0 | 0 | 0 | 0 | 0 | 0 | 0 | 0 | 0 | 0 | 0 | 0 | 0 | 0 |  | 0 | 0 | 0 | 0 |  | 0 | 0 | 0 | 0 | 0
1991-05-05 | 1991 | 5 | 5 | 0 | 0 | 0 | 0 | 0 | 0 | 0 | 0 | 0 | 0 | 0 | 0 | 0 | 0 | 0 | 0 | 0 | 0 | 0 | 0 | 0 | 0 | 0 | 0 |  | 0 | 0 | 0 | 0 |  | 0 | 0 | 0 | 0 | 0
1991-05-06 | 1991 | 5 | 6 | 0 | 0 | 0 | 0 | 0 | 0 | 0 | 0 | 0 | 0 | 0 | 0 | 0 | 0 | 0 | 0 | 0 | 0 | 0 | 0 | 0 | 0 | 0 | 0 |  | 0 | 0 | 0 | 0 |  | 0 | 0 | 0 | 0 | 0
1991-05-07 | 1991 | 5 | 7 | 0 | 0 | 0 | 0 | 0 | 0 | 0 | 0 | 0 | 0 | 0 | 0 | 0 | 0 | 0 | 0 | 0 | 0 | 0 | 0 | 0 | 0 | 0 | 0 |  | 0 | 0 | 0 | 0 |  | 0 | 0 | 0 | 0 | 0
1991-05-08 | 1991 | 5 | 8 | 0 | 0 | 0 | 0 | 0 | 0 | 0 | 0 | 0 | 0 | 0 | 0 | 0 | 0 | 0 | 0.7 | 0.8 | 0.7 | 0.7 | 0 | 0 | 0 | 0 | 0 |  | 2.9 | 2.9 | 2.9 | 4.4409e-16 |  | 2.9 | 0 | 0 | 0 | 0
1991-05-09 | 1991 | 5 | 9 | 0 | 0 | 0 | 0 | 0 | 0 | 0 | 0 | 0 | 0 | 0 | 0 | 0 | 0 | 0 | 0 | 0 | 0 | 0 | 0 | 0 | 0 | 0 | 0 |  | 0 | 0 | 0 | 0 |  | 0 | 0 | 0 | 0 | 0
1991-05-10 | 1991 | 5 | 10 | 0 | 0 | 0 | 0 | 0 | 0 | 0 | 0 | 0 | 0 | 0 | 0 | 0 | 0 | 0 | 0 | 0 | 0 | 0 | 0 | 0 | 0 | 0 | 0 |  | 0 | 0 | 0 | 0 |  | 0 | 0 | 0 | 0 | 0
1991-05-11 | 1991 | 5 | 11 | 0 | 0 | 0 | 0 | 0 | 0 | 0 | 0 | 0 | 0 | 0 | 0 | 0 | 0 | 0 | 0 | 0 | 0 | 0 | 0 | 0 | 1 | 0 | 0 |  | 1 | 1 | 1 | 0 |  | 1 | 0 | 0 | 0 | 0
1991-05-12 | 1991 | 5 | 12 | 0 | 0 | 0 | 0 | 0 | 0 | 0.2 | 2.1 | 3.7 | 2.6 | 1.4 | 1.4 | 0.9 | 0 | 0.9 | 2.8 | 3.7 | 2.1 | 4.2 | 1.2 | 0.5 | 0.5 | 0 | 0 |  | 28.2 | 28.2 | 28.2 | 0 |  | 28.2 | 0 | 0 | 0 | 0
1991-05-13 | 1991 | 5 | 13 | 0.2 | 0.8 | 0 | 0 | 0 | 0.2 | 1.5 | 1 | 1 | 1.5 | 0.2 | 0.3 | 0 | 0 | 0 | 0 | 0.3 | 0.3 | 0.3 | 0.3 | 0.3 | 0.3 | 0.3 | 0 |  | 8.8 | 8.8 | 8.8 | 0 |  | 8.8 | 0 | 0 | 0 | 0
1991-05-14 | 1991 | 5 | 14 | 0 | 0.4 | 0 | 0 | 0 | 0 | 0 | 0 | 0 | 0 | 0 | 0 | 0 | 0 | 0 | 0 | 0 | 0 | 0 | 0 | 0 | 0 | 0 | 0 |  | 0.4 | 0.4 | 0.4 | 0 |  | 0.4 | 0 | 0 | 0 | 0
1991-05-15 | 1991 | 5 | 15 | 0 | 0 | 0 | 0 | 0 | 0 | 0 | 0 | 0 | 0 | 0 | 0 | 0 | 0 | 0 | 0 | 0 | 0 | 0 | 0 | 0 | 0 | 0 | 0 |  | 0 | 0 | 0 | 0 |  | 0 | 0 | 0 | 0 | 0
1991-05-16 | 1991 | 5 | 16 | 0 | 0 | 0 | 0 | 0 | 0 | 0 | 0 | 0 | 0 | 0 | 0 | 0 | 0 | 0 | 0 | 0 | 0.4 | 0 | 0 | 0 | 0 | 0 | 0 |  | 0.4 | 0.4 | 0.4 | 0 |  | 0.4 | 0 | 0 | 0 | 0
1991-05-17 | 1991 | 5 | 17 | 0 | 0 | 0 | 0 | 0 | 0 | 0 | 0 | 0 | 0 | 0 | 0 | 0 | 0 | 0 | 0 | 0.7 | 0 | 0.8 | 0 | 0 | 0 | 0 | 0 |  | 1.5 | 1.5 | 1.5 | 0 |  | 1.5 | 0 | 0 | 0 | 0
1991-05-18 | 1991 | 5 | 18 | 0 | 0 | 0 | 0 | 0 | 0 | 0 | 0 | 0 | 0 | 0 | 0 | 0 | 0 | 0 | 0 | 0.7 | 0 | 0 | 0 | 0 | 0 | 0 | 0 |  | 0.7 | 0.7 | 0.7 | 0 |  | 0.7 | 0 | 0 | 0 | 0
1991-05-19 | 1991 | 5 | 19 | 0 | 0 | 0 | 0 | 1.2 | 5.7 | 2.4 | 0 | 0 | 0 | 0 | 0 | 0 | 0 | 0 | 0 | 2.4 | 5.7 | 0 | 0 | 0 | 0 | 0 | 0 |  | 17.4 | 17.4 | 17.4 | 3.5527e-15 |  | 17.4 | 0 | 0 | 0 | 0
1991-05-20 | 1991 | 5 | 20 | 0 | 0 | 0 | 0 | 0 | 0 | 0 | 0 | 0 | 0 | 0 | 0 | 0 | 0 | 0 | 0 | 0 | 0 | 0 | 0 | 0 | 0 | 0 | 0 |  | 0 | 0 | 0 | 0 |  | 0 | 0 | 0 | 0 | 0
1991-05-21 | 1991 | 5 | 21 | 0 | 0 | 0 | 0 | 0 | 0 | 0 | 0 | 0.2 | 1 | 1.7 | 0.5 | 0 | 0 | 0 | 0 | 0 | 0 | 0 | 0 | 0 | 0 | 0 | 0 |  | 3.4 | 3.4 | 3.4 | 0 |  | 3.4 | 0 | 0 | 0 | 0
1991-05-22 | 1991 | 5 | 22 | 0 | 0.2 | 0 | 0 | 0 | 0 | 0 | 0 | 0 | 0 | 0 | 0 | 0 | 0 | 1.5 | 1.5 | 0 | 0 | 0 | 0 | 0 | 0 | 0 | 0 |  | 3.2 | 3.2 | 3.2 | 0 |  | 3.2 | 0 | 0 | 0 | 0
1991-05-23 | 1991 | 5 | 23 | 0 | 0.7 | 0 | 0.2 | 1.1 | 0.9 | 0 | 0 | 0.7 | 0.2 | 0 | 0 | 0 | 0 | 0 | 0 | 0 | 0 | 0 | 1.8 | 0.2 | 0 | 0 | 0 |  | 5.8 | 5.8 | 5.8 | 0 |  | 5.8 | 0 | 0 | 0 | 0
1991-05-24 | 1991 | 5 | 24 | 0.7 | 0.7 | 1.2 | 1.2 | 1 | 1 | 1.2 | 1 | 1.4 | 1.4 | 1.4 | 2.1 | 1.2 | 1.2 | 0.5 | 0 | 0 | 0 | 0.2 | 0 | 0 | 0 | 0 | 0 |  | 17.4 | 17.4 | 17.4 | 0 |  | 17.4 | 0 | 0 | 0 | 0
1991-05-25 | 1991 | 5 | 25 | 0 | 0 | 0 | 0 | 0 | 0 | 0 | 0 | 0 | 0 | 0 | 0 | 0 | 0 | 0 | 0 | 0 | 0 | 0.9 | 0 | 1.1 | 0 | 0 | 0 |  | 2 | 2 | 2 | 0 |  | 2 | 0 | 0 | 0 | 0
1991-05-26 | 1991 | 5 | 26 | 0 | 0 | 0 | 0 | 0 | 0 | 0 | 0 | 0 | 0 | 0 | 0 | 0 | 0 | 0 | 0 | 0 | 0 | 0 | 0 | 0 | 0.8 | 0 | 0 |  | 0.8 | 0.8 | 0.8 | 0 |  | 0.8 | 0 | 0 | 0 | 0
1991-05-27 | 1991 | 5 | 27 | 0 | 0 | 0 | 0 | 0 | 0 | 0 | 0 | 0 | 0 | 0 | 1.4 | 0.2 | 0 | 0 | 0 | 0 | 0 | 0 | 0 | 0 | 0 | 0 | 0 |  | 1.6 | 1.6 | 1.6 | 2.2204e-16 |  | 1.6 | 0 | 0 | 0 | 0
1991-05-28 | 1991 | 5 | 28 | 0 | 0 | 0 | 0 | 0 | 0 | 0 | 0 | 0 | 0 | 0 | 0 | 0 | 0 | 0 | 0 | 0 | 0 | 0 | 0 | 0 | 0 | 0 | 0 |  | 0 | 0 | 0 | 0 |  | 0 | 0 | 0 | 0 | 0
1991-05-29 | 1991 | 5 | 29 | 0 | 0 | 0 | 0 | 0 | 0 | 0 | 0 | 0 | 0 | 0 | 0 | 0 | 0 | 0 | 0 | 0 | 0 | 0 | 0 | 0 | 0 | 0 | 0 |  | 0 | 0 | 0 | 0 |  | 0 | 0 | 0 | 0 | 0
1991-05-30 | 1991 | 5 | 30 | 0 | 0 | 0 | 0 | 0 | 0 | 0 | 0 | 0 | 0 | 0 | 0 | 0 | 0 | 0 | 0 | 0 | 0 | 0 | 0 | 0 | 0 | 0 | 0 |  | 0 | 0 | 0 | 0 |  | 0 | 0 | 0 | 0 | 0
1991-05-31 | 1991 | 5 | 31 | 0 | 0 | 0 | 0 | 0 | 0 | 0 | 0 | 0 | 0 | 0 | 0 | 0 | 0 | 0 | 0 | 0 | 0 | 0 | 0 | 0 | 0 | 0 | 0 |  | 0 | 0 | 0 | 0 |  | 0 | 0 | 0 | 0 | 0
1991-06-01 | 1991 | 6 | 1 | 0 | 0 | 0 | 0 | 0 | 0 | 0 | 0 | 0 | 0 | 0 | 0 | 0 | 0 | 0 | 0 | 0 | 0 | 0 | 0 | 0 | 0 | 0 | 0 |  | 0 | 0 | 0 | 0 |  | 0 | 0 | 0 | 0 | 0
1991-06-02 | 1991 | 6 | 2 | 0 | 0 | 0 | 0 | 0 | 0 | 0 | 0 | 0 | 0 | 0 | 0 | 0 | 0 | 0 | 0 | 0 | 0 | 0 | 0 | 0 | 0 | 0 | 0 |  | 0 | 0 | 0 | 0 |  | 0 | 0 | 0 | 0 | 0
1991-06-03 | 1991 | 6 | 3 | 0 | 0 | 0 | 0 | 0 | 0 | 0 | 0 | 0 | 0 | 0 | 0 | 0 | 0 | 0 | 0 | 0 | 0 | 0 | 0 | 0 | 0 | 0 | 0 |  | 0 | 0 | 0 | 0 |  | 0 | 0 | 0 | 0 | 0
1991-06-04 | 1991 | 6 | 4 | 0 | 0 | 0 | 0 | 0 | 0 | 0 | 0 | 0 | 0 | 0 | 0 | 0 | 0 | 0 | 0 | 0 | 0 | 0 | 0 | 0 | 0 | 0 | 0 |  | 0 | 0 | 0 | 0 |  | 0 | 0 | 0 | 0 | 0
1991-06-05 | 1991 | 6 | 5 | 0 | 0 | 0 | 0 | 0 | 0 | 0 | 0 | 0 | 0 | 0 | 0 | 0 | 0 | 0 | 0 | 0 | 0 | 0 | 0 | 0 | 0 | 0 | 0 |  | 0 | 0 | 0 | 0 |  | 0 | 0 | 0 | 0 | 0
1991-06-06 | 1991 | 6 | 6 | 0 | 0 | 0 | 0 | 0 | 0 | 0 | 0 | 0 | 0 | 0 | 0 | 0 | 0 | 0.6 | 0 | 0 | 0 | 0 | 0 | 0 | 0 | 0 | 0 |  | 0.6 | 0.6 | 0.6 | 0 |  | 0 | 0.6 | 0 | 0 | 0
1991-06-07 | 1991 | 6 | 7 | 0 | 0 | 0 | 0 | 0 | 0 | 0 | 0 | 0 | 0 | 0 | 0 | 0 | 0 | 0 | 0 | 0 | 2 | 1.5 | 0.5 | 0 | 0 | 0.2 | 0 |  | 4.2 | 4.2 | 4.2 | 0 |  | 0 | 4.2 | 0 | 0 | 0
1991-06-08 | 1991 | 6 | 8 | 0 | 0 | 0 | 0.9 | 2.6 | 1.9 | 0.2 | 0 | 0 | 0 | 0 | 0 | 0 | 0 | 0 | 0 | 0.2 | 0 | 0 | 0 | 0 | 0 | 0 | 0 |  | 5.8 | 5.8 | 5.8 | 8.8818e-16 |  | 0 | 5.8 | 0 | 0 | 0
1991-06-09 | 1991 | 6 | 9 | 0 | 0 | 0 | 0 | 0 | 0 | 0 | 0 | 0 | 0 | 0 | 0 | 0 | 0 | 0 | 0 | 0 | 0 | 0 | 0 | 0 | 0 | 0 | 0 |  | 0 | 0 | 0 | 0 |  | 0 | 0 | 0 | 0 | 0
1991-06-10 | 1991 | 6 | 10 | 0 | 0 | 0 | 0 | 0 | 0 | 0 | 0 | 0 | 0 | 0 | 0 | 0 | 0 | 0 | 0 | 0 | 0 | 0 | 0 | 0 | 0 | 0 | 0 |  | 0 | 0 | 0 | 0 |  | 0 | 0 | 0 | 0 | 0
1991-06-11 | 1991 | 6 | 11 | 0 | 0 | 0 | 0 | 0 | 0 | 0 | 0 | 0 | 0 | 0 | 0 | 0 | 0 | 0 | 0 | 4.2 | 4 | 0.2 | 0 | 0 | 1.9 | 0 | 0 |  | 10.3 | 10.3 | 10.3 | 1.7764e-15 |  | 0 | 10.3 | 0 | 0 | 0
1991-06-12 | 1991 | 6 | 12 | 0 | 0 | 0 | 0 | 0 | 0 | 0 | 0 | 0 | 0 | 0 | 0 | 0 | 0 | 0 | 0 | 0 | 0 | 0 | 0 | 0 | 0 | 0 | 0 |  | 0 | 0 | 0 | 0 |  | 0 | 0 | 0 | 0 | 0
1991-06-13 | 1991 | 6 | 13 | 0 | 0 | 0 | 0 | 0 | 0 | 0 | 0 | 0 | 0 | 0 | 0 | 0 | 0 | 0 | 0 | 0 | 0 | 0 | 0 | 0 | 0 | 0 | 0 |  | 0 | 0 | 0 | 0 |  | 0 | 0 | 0 | 0 | 0
1991-06-14 | 1991 | 6 | 14 | 0 | 0 | 0 | 0 | 0 | 0 | 0 | 0 | 0 | 0 | 0 | 0 | 0 | 0 | 0 | 0 | 0 | 0 | 0 | 0 | 0 | 0 | 0 | 0 |  | 0 | 0 | 0 | 0 |  | 0 | 0 | 0 | 0 | 0
1991-06-15 | 1991 | 6 | 15 | 0 | 0 | 0 | 0 | 0 | 0 | 0 | 0 | 0 | 0 | 0 | 0 | 0 | 0 | 0 | 0 | 0 | 0 | 0 | 0 | 0 | 0 | 0 | 0 |  | 0 | 0 | 0 | 0 |  | 0 | 0 | 0 | 0 | 0
1991-06-16 | 1991 | 6 | 16 | 0 | 0 | 0 | 0 | 0 | 0 | 0 | 0 | 0 | 0 | 0 | 0 | 0 | 0 | 0 | 0 | 0 | 0 | 0.2 | 0 | 0 | 0 | 0 | 0 |  | 0.2 | 0.2 | 0.2 | 0 |  | 0 | 0.2 | 0 | 0 | 0
1991-06-17 | 1991 | 6 | 17 | 0 | 0 | 0 | 0 | 0 | 0 | 4.2 | 0.2 | 1.2 | 2.8 | 1.8 | 0.5 | 0 | 0 | 0 | 0.2 | 0.9 | 0 | 0 | 0 | 0 | 0 | 0 | 0 |  | 11.8 | 11.8 | 11.8 | 0 |  | 0 | 11.8 | 0 | 0 | 0
1991-06-18 | 1991 | 6 | 18 | 0 | 0 | 0 | 0 | 0 | 0 | 0 | 0 | 0 | 0 | 0 | 0 | 0 | 0 | 0 | 0 | 0 | 0 | 0 | 6.4 | 0.2 | 0 | 0 | 0 |  | 6.6 | 6.6 | 6.6 | 8.8818e-16 |  | 0 | 6.6 | 0 | 0 | 0
1991-06-19 | 1991 | 6 | 19 | 0 | 0 | 0 | 0 | 0 | 0 | 0 | 0 | 0 | 0 | 0 | 0 | 0 | 0 | 0 | 0 | 1.3 | 0.6 | 0.6 | 0.3 | 0 | 0 | 0 | 0 |  | 2.8 | 2.8 | 2.8 | 0 |  | 0 | 2.8 | 0 | 0 | 0
1991-06-20 | 1991 | 6 | 20 | 0 | 0 | 0 | 0 | 0 | 0 | 0 | 0 | 0 | 0 | 0 | 0 | 0 | 0 | 0 | 0 | 0.5 | 0 | 1 | 0 | 0 | 0 | 0 | 0 |  | 1.5 | 1.5 | 1.5 | 0 |  | 0 | 1.5 | 0 | 0 | 0
1991-06-21 | 1991 | 6 | 21 | 0 | 0.2 | 0 | 0.2 | 0.6 | 7.2 | 5 | 2.2 | 4.8 | 0.4 | 2 | 3.9 | 3.5 | 0 | 0 | 0 | 0 | 0 | 0 | 0 | 0 | 0 | 0 | 0 |  | 30 | 30 | 30 | 3.5527e-15 |  | 0 | 30 | 0 | 0 | 0
1991-06-22 | 1991 | 6 | 22 | 0 | 0 | 0 | 0 | 0 | 0 | 0 | 0 | 0 | 0 | 0 | 0 | 0 | 0 | 0 | 0 | 0 | 0 | 0.2 | 0 | 0 | 0 | 0 | 0 |  | 0.2 | 0.2 | 0.2 | 0 |  | 0 | 0.2 | 0 | 0 | 0
1991-06-23 | 1991 | 6 | 23 | 0 | 0 | 0 | 0 | 0 | 0 | 0 | 0 | 0 | 0 | 0 | 0 | 0 | 0 | 0 | 0 | 0 | 0 | 0 | 4 | 11.1 | 1.7 | 0 | 0 |  | 16.8 | 16.8 | 16.8 | 0 |  | 0 | 16.8 | 0 | 0 | 0
1991-06-24 | 1991 | 6 | 24 | 0 | 0.2 | 0 | 0 | 0 | 0 | 0 | 0 | 0 | 0 | 0 | 0 | 0 | 0 | 0 | 0 | 0 | 0.4 | 0 | 0 | 0 | 0 | 1.7 | 1.1 |  | 3.4 | 3.4 | 3.4 | 0 |  | 0 | 3.4 | 0 | 0 | 0
1991-06-25 | 1991 | 6 | 25 | 0.5 | 0 | 0 | 0 | 0 | 0 | 0 | 0 | 0.2 | 0 | 0 | 0 | 0 | 0 | 0.7 | 0.2 | 0 | 0 | 0 | 0 | 0 | 0 | 0 | 0.2 |  | 1.8 | 1.8 | 1.8 | 2.2204e-16 |  | 0 | 1.8 | 0 | 0 | 0
1991-06-26 | 1991 | 6 | 26 | 0.2 | 0 | 0 | 0 | 0 | 0 | 0 | 0 | 0 | 0 | 0 | 0 | 0 | 0 | 0 | 0 | 0 | 0 | 0 | 0.5 | 0.7 | 0.2 | 0.2 | 0 |  | 1.8 | 1.8 | 1.8 | 2.2204e-16 |  | 0 | 1.8 | 0 | 0 | 0
1991-06-27 | 1991 | 6 | 27 | 0 | 0 | 0 | 0 | 0 | 0 | 0 | 0 | 0 | 0 | 0 | 0 | 0.4 | 0 | 0 | 0 | 0 | 0 | 0 | 0 | 0 | 0 | 0 | 0 |  | 0.4 | 0.4 | 0.4 | 0 |  | 0 | 0.4 | 0 | 0 | 0
1991-06-28 | 1991 | 6 | 28 | 0 | 0 | 0 | 0 | 0 | 0 | 0 | 0 | 0 | 0 | 0 | 0 | 0 | 0 | 0 | 0 | 0 | 0 | 0 | 0 | 0 | 0 | 0 | 0 |  | 0 | 0 | 0 | 0 |  | 0 | 0 | 0 | 0 | 0
1991-06-29 | 1991 | 6 | 29 | 0 | 0 | 0 | 0 | 0 | 0 | 0 | 0 | 0 | 0 | 0 | 0 | 0 | 0 | 0 | 0 | 0 | 0.4 | 9.5 | 4 | 1.1 | 0 | 0 | 0 |  | 15 | 15 | 15 | 0 |  | 0 | 15 | 0 | 0 | 0
1991-06-30 | 1991 | 6 | 30 | 0 | 0 | 0 | 0 | 0 | 0 | 0 | 0 | 0 | 0 | 0 | 0 | 0 | 0 | 0 | 0 | 0 | 0 | 0 | 0 | 0 | 0 | 0 | 0 |  | 0 | 0 | 0 | 0 |  | 0 | 0 | 0 | 0 | 0
1991-07-01 | 1991 | 7 | 1 | 0 | 0 | 0 | 0 | 0 | 0 | 0 | 0 | 0 | 0 | 0 | 0 | 0 | 0 | 0 | 0 | 0 | 0 | 0 | 0 | 0 | 0 | 0 | 0 |  | 0 | 0 | 0 | 0 |  | 0 | 0 | 0 | 0 | 0
1991-07-02 | 1991 | 7 | 2 | 0 | 0 | 0 | 0 | 0 | 0 | 0 | 0 | 0 | 0 | 0 | 0 | 0 | 0 | 0 | 0 | 0 | 0 | 0 | 0 | 0 | 0 | 0 | 0 |  | 0 | 0 | 0 | 0 |  | 0 | 0 | 0 | 0 | 0
1991-07-03 | 1991 | 7 | 3 | 0 | 0 | 0 | 0 | 0 | 0 | 0 | 0 | 0 | 0 | 0 | 0 | 0 | 0 | 0 | 0 | 0 | 0 | 0 | 0 | 0 | 0 | 0 | 0 |  | 0 | 0 | 0 | 0 |  | 0 | 0 | 0 | 0 | 0
1991-07-04 | 1991 | 7 | 4 | 0 | 0 | 0 | 0 | 0 | 0 | 0 | 0 | 0 | 0.2 | 0.6 | 0 | 0 | 0 | 0 | 0 | 0 | 0 | 0 | 0.2 | 0.2 | 0 | 0 | 0 |  | 1.2 | 1.2 | 1.2 | 0 |  | 0 | 0 | 1.2 | 0 | 0
1991-07-05 | 1991 | 7 | 5 | 0 | 0 | 0 | 0 | 0 | 0 | 0 | 0 | 0 | 0 | 0 | 0 | 0 | 0 | 0 | 0 | 0 | 0 | 0 | 0 | 0 | 0 | 0.5 | 0.7 |  | 1.2 | 1.2 | 1.2 | 0 |  | 0 | 0 | 1.2 | 0 | 0
1991-07-06 | 1991 | 7 | 6 | 0 | 0 | 0 | 0 | 0 | 0 | 0 | 0.6 | 0.2 | 0 | 0 | 0 | 0 | 0.2 | 0.6 | 0 | 0.3 | 0 | 0 | 0.9 | 0.9 | 0.3 | 0 | 0 |  | 4 | 4 | 4 | 0 |  | 0 | 0 | 4 | 0 | 0
1991-07-07 | 1991 | 7 | 7 | 0 | 0 | 0 | 0 | 0 | 0 | 0 | 0 | 0 | 0 | 0 | 0 | 0 | 0 | 0 | 0 | 0 | 0 | 0 | 0 | 0 | 0 | 0 | 0 |  | 0 | 0 | 0 | 0 |  | 0 | 0 | 0 | 0 | 0
1991-07-08 | 1991 | 7 | 8 | 0 | 0 | 0 | 0 | 0 | 0 | 0 | 0 | 0 | 0 | 0 | 0 | 0 | 0 | 0 | 0.9 | 0 | 0 | 0 | 0 | 0 | 0 | 0 | 0 |  | 0.9 | 0.9 | 0.9 | 0 |  | 0 | 0 | 0.9 | 0 | 0
1991-07-09 | 1991 | 7 | 9 | 0 | 0 | 0 | 0 | 0 | 0 | 0 | 0 | 0 | 0 | 0 | 0 | 0 | 0 | 0 | 0 | 0 | 0 | 0 | 0 | 0.2 | 1.4 | 0 | 0 |  | 1.6 | 1.6 | 1.6 | 2.2204e-16 |  | 0 | 0 | 1.6 | 0 | 0
1991-07-10 | 1991 | 7 | 10 | 0 | 0 | 0 | 0 | 0 | 0 | 0.7 | 2.1 | 1.4 | 0.4 | 0 | 0 | 0 | 0 | 0 | 0 | 0 | 0 | 0 | 0 | 0 | 0 | 0 | 0 |  | 4.6 | 4.6 | 4.6 | 0 |  | 0 | 0 | 4.6 | 0 | 0
1991-07-11 | 1991 | 7 | 11 | 0 | 0 | 0 | 0 | 0 | 0 | 0 | 0 | 0 | 0 | 0 | 0 | 0 | 0 | 0 | 0 | 6.2 | 0 | 0 | 0.2 | 0.2 | 0 | 0 | 0 |  | 6.6 | 6.6 | 6.6 | 8.8818e-16 |  | 0 | 0 | 6.6 | 0 | 0
1991-07-12 | 1991 | 7 | 12 | 0 | 0 | 0 | 0 | 0 | 0 | 0 | 0 | 0 | 0 | 0 | 0 | 0 | 0 | 0 | 0 | 0 | 0 | 0 | 0 | 0 | 0 | 0 | 0 |  | 0 | 0 | 0 | 0 |  | 0 | 0 | 0 | 0 | 0
1991-07-13 | 1991 | 7 | 13 | 0 | 0 | 0 | 0 | 0 | 0 | 0 | 0 | 0 | 0 | 0 | 0 | 0 | 0 | 0 | 0 | 0 | 3.6 | 0 | 0 | 0 | 0 | 0 | 0 |  | 3.6 | 3.6 | 3.6 | 0 |  | 0 | 0 | 3.6 | 0 | 0
1991-07-14 | 1991 | 7 | 14 | 0 | 0 | 0 | 0 | 0 | 0 | 0 | 0 | 0 | 0 | 0 | 0 | 0 | 0 | 0 | 0 | 0 | 0 | 0 | 0 | 0 | 0 | 0 | 0 |  | 0 | 0 | 0 | 0 |  | 0 | 0 | 0 | 0 | 0
1991-07-15 | 1991 | 7 | 15 | 0 | 0 | 0 | 0 | 0 | 0 | 0 | 0 | 0 | 0 | 0 | 0 | 0 | 0 | 0 | 0 | 0 | 0 | 0 | 0 | 0 | 0 | 0 | 0 |  | 0 | 0 | 0 | 0 |  | 0 | 0 | 0 | 0 | 0
1991-07-16 | 1991 | 7 | 16 | 0 | 0 | 0 | 0 | 0 | 0 | 0 | 0 | 0 | 0 | 0 | 0 | 0 | 0 | 0 | 0 | 0 | 0 | 0 | 0 | 0 | 0 | 0 | 0 |  | 0 | 0 | 0 | 0 |  | 0 | 0 | 0 | 0 | 0
1991-07-17 | 1991 | 7 | 17 | 0 | 0 | 0 | 0 | 0 | 0 | 0.1 | 0 | 0 | 0 | 0 | 0 | 0 | 0 | 0 | 0 | 0 | 0 | 0.1 | 0 | 0 | 0 | 0 | 0 |  | 0.2 | 0.2 | 0.2 | 0 |  | 0 | 0 | 0.2 | 0 | 0
1991-07-18 | 1991 | 7 | 18 | 0 | 0 | 0 | 0 | 0 | 0 | 0 | 0 | 0 | 0 | 0 | 0 | 0 | 0 | 0 | 0 | 0 | 0 | 0 | 0 | 0 | 0 | 0 | 0 |  | 0 | 0 | 0 | 0 |  | 0 | 0 | 0 | 0 | 0
1991-07-19 | 1991 | 7 | 19 | 0 | 0 | 0 | 0 | 0 | 0 | 0 | 0 | 0 | 0 | 0 | 0 | 0 | 0 | 0 | 0 | 0.3 | 0 | 0 | 0 | 0 | 0 | 0 | 0 |  | 0.3 | 0.3 | 0.3 | 0 |  | 0 | 0 | 0.3 | 0 | 0
1991-07-20 | 1991 | 7 | 20 | 0 | 0 | 0 | 0 | 0 | 0 | 0 | 0 | 0 | 0 | 0 | 0 | 0 | 0 | 0 | 0 | 0 | 0 | 0 | 0 | 0 | 0.1 | 0 | 0.1 |  | 0.2 | 0.2 | 0.2 | 0 |  | 0 | 0 | 0.2 | 0 | 0
1991-07-21 | 1991 | 7 | 21 | 0 | 0 | 0 | 0 | 0 | 0 | 0 | 0 | 0 | 0 | 0 | 0 | 0 | 0 | 0 | 0 | 0 | 0 | 0 | 2.4 | 0 | 0 | 0 | 0 |  | 2.4 | 2.4 | 2.4 | 0 |  | 0 | 0 | 2.4 | 0 | 0
1991-07-22 | 1991 | 7 | 22 | 0 | 0 | 0 | 0 | 0 | 0 | 0 | 0 | 0 | 0 | 0 | 0 | 0 | 0 | 0 | 0 | 0 | 0 | 0 | 0 | 0 | 0 | 0 | 0 |  | 0 | 0 | 0 | 0 |  | 0 | 0 | 0 | 0 | 0
1991-07-23 | 1991 | 7 | 23 | 0 | 0 | 0 | 0 | 0 | 0 | 0 | 0 | 0 | 0 | 0 | 0 | 0 | 0 | 0 | 0 | 0 | 0 | 0 | 0 | 0 | 0 | 0 | 0 |  | 0 | 0 | 0 | 0 |  | 0 | 0 | 0 | 0 | 0
1991-07-24 | 1991 | 7 | 24 | 0 | 0 | 0 | 0 | 0 | 0 | 0 | 0 | 0 | 0 | 0 | 0 | 0 | 0 | 0 | 0 | 0 | 0 | 0 | 0 | 0 | 0 | 0 | 0 |  | 0 | 0 | 0 | 0 |  | 0 | 0 | 0 | 0 | 0
1991-07-25 | 1991 | 7 | 25 | 0 | 0 | 0 | 0 | 0 | 0 | 0 | 0 | 0 | 0 | 0 | 0 | 0 | 0 | 0 | 0 | 0 | 1.2 | 0 | 0 | 0 | 0 | 0 | 0 |  | 1.2 | 1.2 | 1.2 | 0 |  | 0 | 0 | 1.2 | 0 | 0
1991-07-26 | 1991 | 7 | 26 | 0 | 0 | 0 | 0 | 0 | 0 | 0 | 0 | 0 | 0 | 0 | 0 | 0 | 0 | 0 | 0 | 0 | 0 | 0 | 1.4 | 0 | 0 | 0 | 0 |  | 1.4 | 1.4 | 1.4 | 0 |  | 0 | 0 | 1.4 | 0 | 0
1991-07-27 | 1991 | 7 | 27 | 0 | 0 | 0 | 0 | 0 | 0 | 0 | 0 | 0 | 0 | 0 | 0 | 0 | 0 | 0 | 0 | 0 | 0 | 0 | 0 | 0 | 0 | 0 | 0 |  | 0 | 0 | 0 | 0 |  | 0 | 0 | 0 | 0 | 0
1991-07-28 | 1991 | 7 | 28 | 0 | 0 | 0 | 0 | 0 | 0 | 0 | 0 | 0 | 0 | 0 | 0 | 0.2 | 0 | 0 | 0 | 0 | 0 | 0 | 0 | 0 | 0 | 0 | 0 |  | 0.2 | 0.2 | 0.2 | 0 |  | 0 | 0 | 0.2 | 0 | 0
1991-07-29 | 1991 | 7 | 29 | 0 | 0 | 0 | 0 | 0 | 0 | 0 | 0 | 0 | 0 | 0 | 0 | 0 | 0 | 0 | 0 | 0 | 0 | 0 | 0 | 0 | 0 | 0 | 0 |  | 0 | 0 | 0 | 0 |  | 0 | 0 | 0 | 0 | 0
1991-07-30 | 1991 | 7 | 30 | 0 | 0 | 0 | 0 | 0 | 0 | 0 | 0 | 0 | 0 | 0 | 0 | 0 | 0 | 0 | 0 | 0 | 0 | 0 | 0 | 0 | 0 | 0 | 0 |  | 0 | 0 | 0 | 0 |  | 0 | 0 | 0 | 0 | 0
1991-07-31 | 1991 | 7 | 31 | 0 | 0 | 0 | 0 | 0 | 0 | 0 | 0 | 0 | 0 | 0 | 0 | 0 | 0 | 0 | 0 | 0 | 0 | 0 | 0 | 0 | 0 | 0 | 0 |  | 0 | 0 | 0 | 0 |  | 0 | 0 | 0 | 0 | 0
1991-08-01 | 1991 | 8 | 1 | 0 | 0.3 | 0.6 | 0 | 1 | 0 | 0 | 0 | 0 | 0 | 0 | 0 | 0 | 0 | 0 | 0.3 | 0 | 0 | 0 | 0 | 0 | 0 | 0 | 0 |  | 2.2 | 2.2 | 2.2 | 4.4409e-16 |  | 0 | 0 | 0 | 2.2 | 0
1991-08-02 | 1991 | 8 | 2 | 0 | 0 | 0 | 0 | 0 | 0 | 0 | 0 | 0 | 0 | 0 | 0 | 0 | 0 | 0 | 0 | 0 | 0 | 0 | 0 | 0 | 0 | 0 | 0 |  | 0 | 0 | 0 | 0 |  | 0 | 0 | 0 | 0 | 0
1991-08-03 | 1991 | 8 | 3 | 0 | 0 | 0 | 0 | 0 | 0 | 0 | 0 | 0 | 0 | 0 | 0 | 0 | 0 | 0 | 0 | 0 | 0 | 0 | 0 | 0 | 0 | 0 | 0 |  | 0 | 0 | 0 | 0 |  | 0 | 0 | 0 | 0 | 0
1991-08-04 | 1991 | 8 | 4 | 0 | 0 | 0 | 0 | 0 | 0 | 0 | 0 | 0 | 0 | 0 | 0 | 0 | 0 | 0 | 0 | 0 | 0 | 0 | 0 | 0 | 0 | 0 | 0 |  | 0 | 0 | 0 | 0 |  | 0 | 0 | 0 | 0 | 0
1991-08-05 | 1991 | 8 | 5 | 0 | 0 | 0 | 0 | 0 | 0 | 0 | 0 | 0 | 0 | 0 | 0 | 0 | 0 | 0 | 0 | 0 | 0.1 | 0 | 0.1 | 0 | 0 | 0 | 0 |  | 0.2 | 0.2 | 0.2 | 0 |  | 0 | 0 | 0 | 0.2 | 0
1991-08-06 | 1991 | 8 | 6 | 0 | 0 | 0 | 0 | 0 | 0 | 0 | 0 | 0 | 0 | 0 | 0 | 0 | 0 | 0 | 0 | 0 | 0 | 0 | 0 | 0 | 0 | 0 | 0 |  | 0 | 0 | 0 | 0 |  | 0 | 0 | 0 | 0 | 0
1991-08-07 | 1991 | 8 | 7 | 0 | 0 | 0 | 0 | 0 | 0 | 0 | 0 | 0 | 0 | 0 | 0 | 0 | 0 | 0 | 0 | 0 | 0 | 0 | 0 | 0 | 0 | 0 | 0 |  | 0 | 0 | 0 | 0 |  | 0 | 0 | 0 | 0 | 0
1991-08-08 | 1991 | 8 | 8 | 0 | 0 | 0 | 0 | 0 | 0 | 0 | 0 | 0 | 0 | 0 | 0 | 0 | 0 | 0 | 0 | 0 | 0 | 0 | 0 | 0 | 0 | 0 | 0 |  | 0 | 0 | 0 | 0 |  | 0 | 0 | 0 | 0 | 0
1991-08-09 | 1991 | 8 | 9 | 0 | 0 | 0 | 0 | 0 | 0 | 0 | 0 | 0 | 0 | 0 | 0 | 0 | 0 | 0 | 0 | 0 | 0 | 0 | 0 | 0 | 0 | 0 | 0 |  | 0 | 0 | 0 | 0 |  | 0 | 0 | 0 | 0 | 0
1991-08-10 | 1991 | 8 | 10 | 0 | 0 | 0 | 0 | 0 | 0 | 0 | 0 | 0 | 0 | 0 | 0 | 0 | 0 | 0 | 0 | 0 | 0 | 0 | 0 | 0 | 0 | 0 | 0 |  | 0 | 0 | 0 | 0 |  | 0 | 0 | 0 | 0 | 0
1991-08-11 | 1991 | 8 | 11 | 6.8 | 3 | 0 | 0 | 0 | 0 | 0 | 0.2 | 0.7 | 0.9 | 1.4 | 0.2 | 0 | 0.7 | 1.1 | 3.9 | 6.6 | 7.3 | 1.6 | 0.2 | 0 | 0 | 0 | 0 |  | 34.6 | 34.6 | 34.6 | 0 |  | 0 | 0 | 0 | 34.6 | 0
1991-08-12 | 1991 | 8 | 12 | 0 | 0 | 0 | 0 | 0 | 0 | 0 | 0 | 0 | 0 | 0 | 0 | 0 | 0 | 0 | 0 | 0 | 0 | 0 | 6.7 | 0.5 | 0 | 0.2 | 0.2 |  | 7.6 | 7.6 | 7.6 | 8.8818e-16 |  | 0 | 0 | 0 | 7.6 | 0
1991-08-13 | 1991 | 8 | 13 | 0 | 0 | 0 | 0 | 0 | 0 | 0 | 0 | 0 | 0 | 0 | 0 | 0 | 0 | 0 | 0 | 0 | 0 | 0 | 0.2 | 4.2 | 4 | 0 | 0 |  | 8.4 | 8.4 | 8.4 | 0 |  | 0 | 0 | 0 | 8.4 | 0
1991-08-14 | 1991 | 8 | 14 | 0 | 0 | 0 | 0 | 0 | 0 | 0 | 0 | 0 | 0 | 0 | 0 | 0 | 0 | 0 | 0 | 0 | 0 | 0 | 0 | 0 | 0 | 1.2 | 0 |  | 1.2 | 1.2 | 1.2 | 0 |  | 0 | 0 | 0 | 1.2 | 0
1991-08-15 | 1991 | 8 | 15 | 0 | 0 | 0 | 0 | 0 | 0 | 0 | 0 | 0 | 0 | 0 | 0 | 0.8 | 0 | 0 | 0 | 0 | 0 | 0 | 0 | 0 | 0 | 0 | 0 |  | 0.8 | 0.8 | 0.8 | 0 |  | 0 | 0 | 0 | 0.8 | 0
1991-08-16 | 1991 | 8 | 16 | 0 | 0 | 0 | 0 | 0 | 0 | 0 | 0 | 0 | 0 | 0 | 0 | 0 | 0 | 0 | 0 | 0 | 0 | 0 | 0 | 0 | 0 | 0 | 0 |  | 0 | 0 | 0 | 0 |  | 0 | 0 | 0 | 0 | 0
1991-08-17 | 1991 | 8 | 17 | 0.4 | 0 | 0 | 0 | 0 | 0 | 0 | 0 | 0 | 0 | 0 | 0 | 0 | 0 | 0 | 0 | 0 | 0 | 0 | 0 | 0 | 0 | 0 | 0 |  | 0.4 | 0.4 | 0.4 | 0 |  | 0 | 0 | 0 | 0.4 | 0
1991-08-18 | 1991 | 8 | 18 | 0 | 0 | 0 | 0 | 0 | 0 | 0 | 0 | 0 | 0 | 0 | 0 | 0 | 0 | 0 | 0 | 0 | 0 | 0 | 0 | 0 | 0 | 0 | 0 |  | 0 | 0 | 0 | 0 |  | 0 | 0 | 0 | 0 | 0
1991-08-19 | 1991 | 8 | 19 | 0 | 0 | 0 | 0 | 0 | 0 | 0 | 0 | 0 | 0 | 0 | 0 | 0 | 0 | 0 | 0 | 0 | 0 | 0 | 0 | 0 | 0 | 0 | 0 |  | 0 | 0 | 0 | 0 |  | 0 | 0 | 0 | 0 | 0
1991-08-20 | 1991 | 8 | 20 | 0 | 0 | 0 | 0 | 0 | 0 | 0 | 0 | 0 | 0 | 0 | 0 | 0 | 0 | 0 | 0 | 0 | 0 | 0 | 0 | 0 | 0 | 0 | 0 |  | 0 | 0 | 0 | 0 |  | 0 | 0 | 0 | 0 | 0
1991-08-21 | 1991 | 8 | 21 | 0 | 0 | 0 | 0 | 0 | 0 | 0 | 0 | 0 | 0 | 0 | 0 | 0 | 0 | 0 | 0 | 0 | 0 | 0 | 0 | 0 | 0 | 0 | 0 |  | 0 | 0 | 0 | 0 |  | 0 | 0 | 0 | 0 | 0
1991-08-22 | 1991 | 8 | 22 | 0 | 0 | 0 | 0 | 0 | 0 | 0 | 0 | 0 | 0 | 0 | 0 | 0 | 0 | 0 | 0 | 0 | 0 | 0 | 0 | 0 | 0 | 0 | 0 |  | 0 | 0 | 0 | 0 |  | 0 | 0 | 0 | 0 | 0
1991-08-23 | 1991 | 8 | 23 | 0 | 0 | 0 | 0 | 0 | 0 | 0 | 0 | 0 | 0 | 0 | 0 | 0 | 0 | 0 | 0 | 0 | 0 | 0 | 0 | 0 | 0 | 0 | 0 |  | 0 | 0 | 0 | 0 |  | 0 | 0 | 0 | 0 | 0
1991-08-24 | 1991 | 8 | 24 | 0 | 0 | 0 | 0 | 0 | 0 | 0 | 0 | 0 | 0 | 0 | 0 | 0 | 0 | 0 | 0 | 0 | 0 | 0 | 0 | 0 | 0 | 0 | 0 |  | 0 | 0 | 0 | 0 |  | 0 | 0 | 0 | 0 | 0
1991-08-25 | 1991 | 8 | 25 | 0 | 0 | 0 | 0 | 0 | 0 | 0 | 0 | 0 | 0 | 0 | 0 | 0 | 0 | 8.6 | 0.2 | 0 | 0 | 0 | 0 | 0 | 0 | 0 | 0 |  | 8.8 | 8.8 | 8.8 | 1.7764e-15 |  | 0 | 0 | 0 | 8.8 | 0
1991-08-26 | 1991 | 8 | 26 | 0 | 0 | 0 | 0 | 0 | 0 | 0 | 0 | 0 | 0 | 0 | 0 | 0 | 0 | 0 | 0 | 0 | 0 | 0 | 0 | 0 | 0 | 0 | 0 |  | 0 | 0 | 0 | 0 |  | 0 | 0 | 0 | 0 | 0
1991-08-27 | 1991 | 8 | 27 | 0 | 0 | 0 | 0 | 0 | 0 | 0 | 0 | 0 | 0 | 0 | 0 | 0 | 0 | 0 | 0 | 0 | 0 | 0 | 0 | 0 | 0 | 0 | 0 |  | 0 | 0 | 0 | 0 |  | 0 | 0 | 0 | 0 | 0
1991-08-28 | 1991 | 8 | 28 | 0 | 0 | 0 | 0 | 0 | 0 | 0 | 0 | 0 | 0 | 0 | 0 | 0 | 0 | 0 | 0 | 0 | 0 | 0 | 0 | 0 | 0 | 0 | 0 |  | 0 | 0 | 0 | 0 |  | 0 | 0 | 0 | 0 | 0
1991-08-29 | 1991 | 8 | 29 | 0 | 0 | 0 | 0 | 0 | 0 | 0 | 0 | 0 | 0 | 0 | 0 | 0 | 0 | 0 | 0 | 0 | 0 | 0 | 0 | 0 | 0 | 0 | 0 |  | 0 | 0 | 0 | 0 |  | 0 | 0 | 0 | 0 | 0
1991-08-30 | 1991 | 8 | 30 | 0 | 0 | 0 | 0 | 0 | 0 | 0 | 0 | 0 | 0 | 0 | 0 | 0 | 0 | 0 | 0 | 0 | 0 | 0 | 0 | 0 | 0 | 0 | 0 |  | 0 | 0 | 0 | 0 |  | 0 | 0 | 0 | 0 | 0
1991-08-31 | 1991 | 8 | 31 | 0 | 0 | 0 | 0 | 0 | 0 | 0 | 0 | 0 | 0 | 0 | 0 | 0 | 0 | 0 | 0 | 0 | 0 | 0 | 0 | 0 | 0 | 0 | 0 |  | 0 | 0 | 0 | 0 |  | 0 | 0 | 0 | 0 | 0
1991-09-01 | 1991 | 9 | 1 | 0 | 0 | 0 | 0 | 0 | 0 | 0 | 0 | 0 | 0 | 0 | 0 | 0 | 0 | 0.2 | 0 | 0 | 0 | 0 | 0 | 0 | 0 | 0 | 0 |  | 0.2 | 0.2 | 0.2 | 0 |  | 0 | 0 | 0 | 0 | 0.2
1991-09-02 | 1991 | 9 | 2 | 0 | 0 | 0 | 0 | 0 | 0 | 0 | 0 | 0 | 0 | 0 | 0 | 0 | 0 | 0 | 0 | 0 | 0 | 0 | 0 | 0 | 0 | 0 | 0 |  | 0 | 0 | 0 | 0 |  | 0 | 0 | 0 | 0 | 0
1991-09-03 | 1991 | 9 | 3 | 0 | 0 | 0 | 0 | 0 | 0 | 0 | 0 | 0 | 0 | 0 | 0 | 0 | 0 | 0 | 0 | 0 | 0 | 0 | 0 | 0 | 0 | 0 | 0 |  | 0 | 0 | 0 | 0 |  | 0 | 0 | 0 | 0 | 0
1991-09-04 | 1991 | 9 | 4 | 0 | 0 | 0 | 0 | 0 | 0 | 0 | 0 | 0 | 0 | 0 | 0 | 0 | 0 | 0 | 0 | 0 | 0 | 0 | 0 | 0 | 0 | 0 | 0 |  | 0 | 0 | 0 | 0 |  | 0 | 0 | 0 | 0 | 0
1991-09-05 | 1991 | 9 | 5 | 0 | 0 | 0 | 0 | 0 | 0 | 0 | 0 | 0 | 0 | 0 | 0 | 0 | 0 | 0 | 0 | 0 | 0 | 0 | 0 | 0 | 0 | 0 | 0 |  | 0 | 0 | 0 | 0 |  | 0 | 0 | 0 | 0 | 0
1991-09-06 | 1991 | 9 | 6 | 0 | 0 | 0 | 0 | 0 | 0 | 0 | 0 | 0 | 0 | 0 | 0 | 0 | 0 | 0 | 0 | 0 | 0 | 0 | 0 | 0 | 0 | 0 | 0 |  | 0 | 0 | 0 | 0 |  | 0 | 0 | 0 | 0 | 0
1991-09-07 | 1991 | 9 | 7 | 0 | 0 | 0 | 0 | 0 | 0 | 0 | 0 | 0 | 0 | 0 | 0 | 0 | 0 | 0 | 0 | 0 | 0 | 0 | 14.2 | 0.8 | 0 | 0 | 0 |  | 15 | 15 | 15 | 0 |  | 0 | 0 | 0 | 0 | 15
1991-09-08 | 1991 | 9 | 8 | 0 | 0 | 0 | 0 | 0.4 | 0 | 0 | 0 | 0 | 0 | 0 | 0 | 0 | 0 | 0 | 0 | 0 | 0 | 0 | 0 | 0 | 0 | 0 | 0 |  | 0.4 | 0.4 | 0.4 | 0 |  | 0 | 0 | 0 | 0 | 0.4
1991-09-09 | 1991 | 9 | 9 | 0 | 0 | 0 | 0 | 0 | 0 | 0 | 0 | 0 | 0 | 0 | 0 | 0 | 0 | 0 | 0 | 0 | 0 | 0 | 0 | 0 | 0 | 0 | 0 |  | 0 | 0 | 0 | 0 |  | 0 | 0 | 0 | 0 | 0
1991-09-10 | 1991 | 9 | 10 | 0 | 0 | 0 | 0 | 0 | 0 | 0 | 0 | 0 | 0 | 0 | 0 | 0 | 0 | 0 | 0 | 0 | 0 | 0 | 0 | 0 | 0 | 0 | 0 |  | 0 | 0 | 0 | 0 |  | 0 | 0 | 0 | 0 | 0
1991-09-11 | 1991 | 9 | 11 | 0 | 0 | 0 | 0 | 0 | 0 | 0 | 0 | 0 | 0 | 0 | 0 | 0 | 0 | 0 | 0 | 0 | 0 | 0 | 0 | 0 | 0 | 0 | 0 |  | 0 | 0 | 0 | 0 |  | 0 | 0 | 0 | 0 | 0
1991-09-12 | 1991 | 9 | 12 | 0 | 0 | 0 | 0 | 0 | 0 | 0 | 0 | 0 | 0 | 0 | 0 | 0 | 0 | 0 | 0 | 0 | 0 | 0 | 0 | 0 | 0 | 0 | 0 |  | 0 | 0 | 0 | 0 |  | 0 | 0 | 0 | 0 | 0
1991-09-13 | 1991 | 9 | 13 | 0 | 0 | 0 | 0 | 0 | 0 | 0 | 0 | 0 | 0 | 0 | 0 | 0 | 0 | 0 | 0 | 0 | 0.8 | 2.5 | 2.3 | 0.6 | 0 | 0 | 0 |  | 6.2 | 6.2 | 6.2 | 8.8818e-16 |  | 0 | 0 | 0 | 0 | 6.2
1991-09-14 | 1991 | 9 | 14 | 0 | 0 | 0 | 0 | 0 | 0 | 0 | 0 | 0 | 0 | 0 | 0 | 0 | 0 | 0 | 0 | 0 | 0 | 0 | 0 | 0 | 0 | 0 | 0 |  | 0 | 0 | 0 | 0 |  | 0 | 0 | 0 | 0 | 0
1991-09-15 | 1991 | 9 | 15 | 0 | 0 | 0 | 0 | 0 | 0 | 0 | 0 | 0 | 0 | 0 | 0 | 0 | 0 | 0 | 0 | 0 | 0 | 0 | 0 | 0 | 0 | 0 | 0 |  | 0 | 0 | 0 | 0 |  | 0 | 0 | 0 | 0 | 0
1991-09-16 | 1991 | 9 | 16 | 0 | 0 | 0 | 0 | 0 | 0.5 | 0.6 | 0.2 | 0.2 | 0 | 0 | 0 | 0 | 0 | 0 | 0 | 0 | 0 | 0 | 0 | 0 | 0 | 0 | 0.2 |  | 1.7 | 1.7 | 1.7 | 0 |  | 0 | 0 | 0 | 0 | 1.7
1991-09-17 | 1991 | 9 | 17 | 0.8 | 0.3 | 0 | 0 | 0 | 0 | 0 | 0 | 0 | 0 | 0.3 | 0 | 0 | 0 | 0 | 0 | 0 | 0 | 0 | 0 | 0 | 0 | 0 | 0 |  | 1.4 | 1.4 | 1.4 | 2.2204e-16 |  | 0 | 0 | 0 | 0 | 1.4
1991-09-18 | 1991 | 9 | 18 | 0 | 0 | 0 | 0 | 0 | 0 | 0 | 0 | 0 | 0 | 0 | 0 | 0 | 0 | 0 | 0 | 0 | 0 | 0 | 0 | 0 | 0 | 0 | 0 |  | 0 | 0 | 0 | 0 |  | 0 | 0 | 0 | 0 | 0
1991-09-19 | 1991 | 9 | 19 | 0 | 0 | 0 | 0 | 0 | 0 | 0 | 0 | 0 | 0 | 0 | 0 | 0 | 0 | 0 | 0 | 0 | 0 | 0 | 0 | 0 | 0 | 0 | 0 |  | 0 | 0 | 0 | 0 |  | 0 | 0 | 0 | 0 | 0
1991-09-20 | 1991 | 9 | 20 | 0 | 0 | 0 | 0 | 0 | 0 | 0 | 0 | 0 | 0 | 0 | 0 | 0 | 0 | 0 | 0 | 0 | 0 | 0 | 0 | 0 | 0 | 0 | 0 |  | 0 | 0 | 0 | 0 |  | 0 | 0 | 0 | 0 | 0
1991-09-21 | 1991 | 9 | 21 | 0 | 0 | 0.6 | 0 | 0 | 0 | 0 | 0 | 0 | 0 | 0 | 0 | 0 | 0 | 0 | 0 | 0 | 0 | 0 | 0 | 0 | 0 | 0 | 0 |  | 0.6 | 0.6 | 0.6 | 0 |  | 0 | 0 | 0 | 0 | 0.6
1991-09-22 | 1991 | 9 | 22 | 0 | 0 | 0 | 0 | 0 | 0 | 0 | 0 | 0 | 0 | 0 | 0 | 0 | 0 | 0 | 0 | 0 | 0 | 0 | 0 | 0 | 0 | 0 | 0 |  | 0 | 0 | 0 | 0 |  | 0 | 0 | 0 | 0 | 0
1991-09-23 | 1991 | 9 | 23 | 0 | 0 | 0 | 0 | 0 | 0 | 0 | 0 | 0 | 0 | 0 | 0 | 0 | 0 | 0 | 0 | 0 | 0 | 0 | 0 | 0 | 0 | 0 | 0 |  | 0 | 0 | 0 | 0 |  | 0 | 0 | 0 | 0 | 0
1991-09-24 | 1991 | 9 | 24 | 0 | 0 | 0 | 0 | 0 | 0 | 0 | 0 | 0 | 0 | 0 | 0 | 0 | 0 | 0 | 0 | 0 | 0 | 0 | 0 | 0 | 0 | 0 | 0 |  | 0 | 0 | 0 | 0 |  | 0 | 0 | 0 | 0 | 0
1991-09-25 | 1991 | 9 | 25 | 0 | 0 | 0 | 0 | 0 | 0 | 0 | 0 | 0 | 0 | 0 | 0 | 0 | 0 | 0 | 0 | 0 | 0 | 0 | 0 | 0 | 0 | 0 | 0 |  | 0 | 0 | 0 | 0 |  | 0 | 0 | 0 | 0 | 0
1991-09-26 | 1991 | 9 | 26 | 0 | 0 | 0 | 0 | 0 | 0 | 0 | 0 | 0 | 0 | 0 | 0 | 0 | 0 | 0 | 0 | 0 | 0 | 0 | 0 | 0 | 0 | 0 | 0 |  | 0 | 0 | 0 | 0 |  | 0 | 0 | 0 | 0 | 0
1991-09-27 | 1991 | 9 | 27 | 0 | 0 | 0 | 0 | 0 | 0 | 0 | 0 | 0 | 0 | 0 | 0 | 0 | 0 | 0 | 0 | 0 | 0 | 0 | 0 | 0 | 0 | 0 | 0 |  | 0 | 0 | 0 | 0 |  | 0 | 0 | 0 | 0 | 0
1991-09-28 | 1991 | 9 | 28 | 0 | 0 | 0 | 0 | 0 | 0 | 0 | 0 | 0 | 0 | 0 | 0 | 0 | 0 | 0 | 0 | 0 | 0 | 0.4 | 0 | 0 | 0 | 0 | 0 |  | 0.4 | 0.4 | 0.4 | 0 |  | 0 | 0 | 0 | 0 | 0.4
1991-09-29 | 1991 | 9 | 29 | 0 | 0 | 0 | 0 | 0 | 0 | 0 | 0 | 0 | 0 | 0 | 0 | 0 | 0 | 0 | 0 | 0 | 0 | 0 | 0 | 0 | 0 | 0 | 0 |  | 0 | 0 | 0 | 0 |  | 0 | 0 | 0 | 0 | 0
1991-09-30 | 1991 | 9 | 30 | 0 | 0 | 0 | 0 | 0 | 0 | 0 | 0 | 0 | 0 | 0 | 0 | 0 | 0 | 0 | 0 | 0 | 0 | 0 | 0 | 0 | 0 | 0 | 0 |  | 0 | 0 | 0 | 0 |  | 0 | 0 | 0 | 0 | 0
1991-10-01 | 1991 | 10 | 1 | 0 | 0 | 0 | 0 | 0 | 0 | 0 | 0 | 0 | 0 | 0 | 0 | 0 | 0 | 0 | 0 | 0 | 0 | 0 | 0 | 0 | 0 | 0 | 0 |  | 0 | 0 | 0 | 0 |  | 0 | 0 | 0 | 0 | 0
1991-10-02 | 1991 | 10 | 2 | 0 | 0 | 0 | 0 | 0 | 0 | 0 | 0 | 0 | 0 | 0 | 0 | 0 | 0 | 0 | 0 | 0 | 0 | 0 | 0 | 0 | 0 | 0 | 0 |  | 0 | 0 | 0 | 0 |  | 0 | 0 | 0 | 0 | 0
1991-10-03 | 1991 | 10 | 3 | 0 | 0 | 0.1 | 0 | 0.2 | 0 | 0 | 0 | 0 | 0 | 0 | 0 | 0 | 0 | 0 | 0 | 0 | 0 | 0 | 0.1 | 0 | 0 | 0 | 0 |  | 0.4 | 0.4 | 0.4 | 0 |  | 0 | 0 | 0 | 0 | 0
1991-10-04 | 1991 | 10 | 4 | 0 | 0 | 0 | 0 | 0 | 0 | 0 | 0 | 0 | 0 | 0 | 0 | 0 | 0 | 0 | 0 | 0 | 0 | 0 | 0 | 0 | 0 | 0 | 0 |  | 0 | 0 | 0 | 0 |  | 0 | 0 | 0 | 0 | 0
1991-10-05 | 1991 | 10 | 5 | 0 | 0 | 0 | 0 | 0 | 0 | 0 | 0 | 0 | 0 | 0 | 0 | 0 | 0 | 0 | 0 | 0 | 0 | 0 | 0 | 0 | 0 | 0 | 0 |  | 0 | 0 | 0 | 0 |  | 0 | 0 | 0 | 0 | 0
1991-10-06 | 1991 | 10 | 6 | 0 | 0 | 0 | 0 | 0 | 0 | 0 | 0 | 0 | 0 | 0 | 0 | 0 | 0 | 0 | 0 | 0 | 0 | 0 | 0 | 0 | 0 | 0 | 0 |  | 0 | 0 | 0 | 0 |  | 0 | 0 | 0 | 0 | 0
1991-10-07 | 1991 | 10 | 7 | 0 | 0 | 0 | 0 | 0 | 0 | 0 | 0 | 0 | 0 | 0 | 0 | 0 | 0 | 0 | 0 | 0 | 0 | 0 | 0 | 0 | 0 | 0 | 0 |  | 0 | 0 | 0 | 0 |  | 0 | 0 | 0 | 0 | 0
1991-10-08 | 1991 | 10 | 8 | 0 | 0 | 0 | 0 | 0 | 0 | 0 | 0 | 0 | 0 | 0 | 0 | 0 | 0 | 0 | 0 | 0 | 0 | 0 | 0 | 0 | 0 | 0 | 0 |  | 0 | 0 | 0 | 0 |  | 0 | 0 | 0 | 0 | 0
1991-10-09 | 1991 | 10 | 9 | 0 | 0 | 0 | 0 | 0 | 0 | 0 | 0 | 0 | 0 | 0 | 0 | 0 | 0 | 0 | 0 | 0 | 0 | 0 | 0 | 0 | 0 | 0 | 0 |  | 0 | 0 | 0 | 0 |  | 0 | 0 | 0 | 0 | 0
1991-10-10 | 1991 | 10 | 10 | 0 | 0 | 0 | 0 | 0 | 0 | 0 | 0 | 0 | 0 | 0 | 0 | 0 | 0 | 0 | 0 | 0 | 0 | 0 | 0 | 0 | 0 | 0 | 0 |  | 0 | 0 | 0 | 0 |  | 0 | 0 | 0 | 0 | 0
1991-10-11 | 1991 | 10 | 11 | 0 | 0 | 0 | 0 | 0 | 0 | 0 | 0 | 0 | 0 | 0 | 0 | 0 | 0 | 0 | 0 | 0 | 0 | 0 | 0 | 0 | 0 | 0 | 0 |  | 0 | 0 | 0 | 0 |  | 0 | 0 | 0 | 0 | 0
1991-10-12 | 1991 | 10 | 12 | 0 | 0 | 0 | 0 | 0 | 0 | 0 | 0 | 0 | 0 | 0 | 0 | 0 | 0 | 0 | 0 | 0 | 0 | 0 | 0 | 0 | 0 | 0 | 0 |  | 0 | 0 | 0 | 0 |  | 0 | 0 | 0 | 0 | 0
1991-10-13 | 1991 | 10 | 13 | 0 | 0 | 0 | 0 | 0 | 0 | 0 | 0 | 0 | 0 | 0 | 0 | 0 | 0 | 0 | 0 | 0 | 0 | 0 | 0 | 0 | 0 | 0 | 0 |  | 0 | 0 | 0 | 0 |  | 0 | 0 | 0 | 0 | 0
1991-10-14 | 1991 | 10 | 14 | 0 | 0 | 0 | 0 | 0 | 0 | 0 | 0 | 0 | 0 | 0 | 0 | 0 | 0 | 0 | 0 | 0 | 0 | 0 | 0 | 0 | 0 | 0 | 0 |  | 0 | 0 | 0 | 0 |  | 0 | 0 | 0 | 0 | 0
1991-10-15 | 1991 | 10 | 15 | 0 | 0 | 0 | 0 | 0 | 0 | 0 | 0 | 0 | 0 | 0 | 0 | 0 | 0 | 0 | 0 | 0 | 0 | 0 | 0 | 0 | 0 | 0 | 0 |  | 0 | 0 | 0 | 0 |  | 0 | 0 | 0 | 0 | 0
1991-10-16 | 1991 | 10 | 16 | 0 | 0 | 0 | 0 | 0 | 0 | 0 | 0 | 0 | 0 | 0 | 0 | 0 | 0 | 0 | 0 | 0.3 | 0 | 0.3 | 0.3 | 0.3 | 0.3 | 0.3 | 0 |  | 1.8 | 1.8 | 1.8 | 0 |  | 0 | 0 | 0 | 0 | 0
1991-10-17 | 1991 | 10 | 17 | 0 | 0 | 0 | 0 | 0 | 0 | 0 | 0 | 0 | 0 | 0 | 0 | 0 | 0 | 0 | 0 | 0 | 0 | 0 | 0 | 0 | 0 | 0 | 0 |  | 0 | 0 | 0 | 0 |  | 0 | 0 | 0 | 0 | 0
1991-10-18 | 1991 | 10 | 18 | 0 | 0 | 0 | 0 | 0 | 0 | 0 | 0 | 0 | 0 | 0 | 0 | 0 | 0 | 0 | 0 | 0 | 0 | 0 | 0 | 0 | 0 | 0 | 0 |  | 0 | 0 | 0 | 0 |  | 0 | 0 | 0 | 0 | 0
1991-10-19 | 1991 | 10 | 19 | 0 | 0 | 0 | 0 | 0 | 0 | 0 | 0 | 0 | 0 | 0 | 0 | 0 | 0 | 0 | 0 | 0 | 0 | 0 | 0 | 0 | 0 | 0 | 0 |  | 0 | 0 | 0 | 0 |  | 0 | 0 | 0 | 0 | 0
1991-10-20 | 1991 | 10 | 20 | 0 | 0 | 0 | 0 | 0 | 0 | 0 | 0 | 0 | 0 | 0 | 0 | 0 | 0 | 0 | 0 | 0 | 0 | 0 | 0 | 0 | 0 | 0 | 0 |  | 0 | 0 | 0 | 0 |  | 0 | 0 | 0 | 0 | 0
1991-10-21 | 1991 | 10 | 21 | 0 | 0 | 0 | 0 | 0 | 0 | 0 | 0 | 0 | 0 | 0 | 0 | 0 | 0 | 0 | 0.2 | 0.3 | 0.2 | 0.3 | 0.2 | 0.3 | 0.2 | 0.3 | 0.2 |  | 2.2 | 2.2 | 2.2 | 0 |  | 0 | 0 | 0 | 0 | 0
1991-10-22 | 1991 | 10 | 22 | 0.1 | 0.2 | 0.1 | 0.1 | 0.1 | 0.2 | 0.1 | 0.1 | 0.1 | 0 | 0 | 0 | 0 | 0 | 0 | 0 | 0 | 0 | 0 | 0.2 | 0 | 0 | 0 | 0.1 |  | 1.4 | 1.4 | 1.4 | 2.2204e-16 |  | 0 | 0 | 0 | 0 | 0
1991-10-23 | 1991 | 10 | 23 | 0 | 0 | 0 | 0 | 0 | 0 | 0 | 0 | 0 | 0 | 0 | 0 | 0 | 0 | 0 | 0 | 0 | 0 | 0 | 0 | 0 | 0 | 0 | 0 |  | 0 | 0 | 0 | 0 |  | 0 | 0 | 0 | 0 | 0
1991-10-24 | 1991 | 10 | 24 | 0 | 0 | 0 | 0 | 0 | 0 | 0 | 0 | 0 | 0 | 0 | 0 | 0 | 0 | 0 | 0 | 0 | 0 | 0 | 0 | 0.1 | 0.1 | 0.1 | 0.1 |  | 0.4 | 0.4 | 0.4 | 0 |  | 0 | 0 | 0 | 0 | 0
1991-10-25 | 1991 | 10 | 25 | 0.3 | 0.6 | 0.6 | 0.6 | 0.3 | 0.3 | 0.4 | 0.3 | 0.3 | 0.3 | 0.3 | 0.3 | 0.3 | 0 | 0 | 0 | 0 | 0 | 0 | 0 | 0 | 0.3 | 0.3 | 0.3 |  | 5.8 | 5.8 | 5.8 | 1.7764e-15 |  | 0 | 0 | 0 | 0 | 0
1991-10-26 | 1991 | 10 | 26 | 0.1 | 0.1 | 0.1 | 0.1 | 0.1 | 0 | 0.1 | 0.1 | 0.1 | 0.1 | 0.1 | 0.1 | 0.1 | 0.1 | 0.1 | 0.1 | 0.1 | 0 | 0.1 | 0.1 | 0.1 | 0.1 | 0.1 | 0.1 |  | 2.2 | 2.2 | 2.2 | 4.4409e-16 |  | 0 | 0 | 0 | 0 | 0
1991-10-27 | 1991 | 10 | 27 | 0.1 | 0 | 0.1 | 0.1 | 0 | 0.1 | 0 | 0.1 | 0.1 | 0 | 0.1 | 0.1 | 0 | 0 | 0.1 | 0 | 0.1 | 0 | 0 | 0 | 0 | 0 | 0 | 0 |  | 1 | 1 | 1 | 1.1102e-16 |  | 0 | 0 | 0 | 0 | 0
1991-10-28 | 1991 | 10 | 28 | 0 | 0 | 0 | 0 | 0 | 0 | 0 | 0 | 0 | 0 | 0 | 0 | 0 | 0 | 0 | 0 | 0 | 0 | 0 | 0 | 0 | 0 | 0 | 0 |  | 0 | 0 | 0 | 0 |  | 0 | 0 | 0 | 0 | 0
1991-10-29 | 1991 | 10 | 29 | 0 | 0 | 0 | 0 | 0 | 0 | 0 | 0 | 0 | 0 | 0 | 0 | 0 | 0 | 0 | 0 | 0 | 0 | 0 | 0 | 0 | 0 | 0 | 0 |  | 0 | 0 | 0 | 0 |  | 0 | 0 | 0 | 0 | 0
1991-10-30 | 1991 | 10 | 30 | 0 | 0 | 0 | 0 | 0 | 0 | 0 | 0 | 0 | 0 | 0 | 0 | 0 | 0 | 0 | 0 | 0 | 0 | 0 | 0 | 0 | 0 | 0.2 | 0.2 |  | 0.4 | 0.4 | 0.4 | 0 |  | 0 | 0 | 0 | 0 | 0
1991-10-31 | 1991 | 10 | 31 | 0 | 0 | 0 | 0 | 0 | 0 | 0.1 | 0 | 0 | 0 | 0 | 0 | 0 | 0 | 0 | 0 | 0 | 0 | 0.1 | 0 | 0 | 0 | 0 | 0 |  | 0.2 | 0.2 | 0.2 | 0 |  | 0 | 0 | 0 | 0 | 0
1991-11-01 | 1991 | 11 | 1 | 0 | 0 | 0 | 0 | 0 | 0 | 0 | 0 | 0 | 0 | 0 | 0 | 0 | 0 | 0 | 0 | 0 | 0 | 0 | 0 | 0 | 0 | 0 | 0 |  | 0 | 0 | 0 | 0 |  | 0 | 0 | 0 | 0 | 0
1991-11-02 | 1991 | 11 | 2 | 0 | 0 | 0 | 0 | 0 | 0 | 0 | 0 | 0 | 0 | 0 | 0 | 0 | 0 | 0 | 0 | 0 | 0 | 0 | 0 | 0 | 0 | 0 | 0 |  | 0 | 0 | 0 | 0 |  | 0 | 0 | 0 | 0 | 0
1991-11-03 | 1991 | 11 | 3 | 0 | 0 | 0 | 0 | 0 | 0 | 0 | 0 | 0 | 0 | 0 | 0 | 0 | 0 | 0 | 0 | 0 | 0 | 0 | 0 | 0 | 0 | 0 | 0 |  | 0 | 0 | 0 | 0 |  | 0 | 0 | 0 | 0 | 0
1991-11-04 | 1991 | 11 | 4 | 0 | 0 | 0 | 0 | 0 | 0 | 0 | 0 | 0 | 0 | 0 | 0 | 0 | 0 | 0 | 0 | 0 | 0 | 0 | 0 | 0 | 0 | 0 | 0 |  | 0 | 0 | 0 | 0 |  | 0 | 0 | 0 | 0 | 0
1991-11-05 | 1991 | 11 | 5 | 0.3 | 0.2 | 0.3 | 0.2 | 0.3 | 0.3 | 0.2 | 0.3 | 0.2 | 0.3 | 0.2 | 0.3 | 0.3 | 0.2 | 0.3 | 0.2 | 0.3 | 0.2 | 0.3 | 0.3 | 0.2 | 0.3 | 0.2 | 0.3 |  | 6.2 | 6.2 | 6.2 | 8.8818e-16 |  | 0 | 0 | 0 | 0 | 0
1991-11-06 | 1991 | 11 | 6 | 0.1 | 0.2 | 0.1 | 0.1 | 0.2 | 0.1 | 0 | 0 | 0 | 0 | 0 | 0 | 0 | 0 | 0 | 0 | 0 | 0 | 0 | 0 | 0 | 0 | 0 | 0 |  | 0.8 | 0.8 | 0.8 | 1.1102e-16 |  | 0 | 0 | 0 | 0 | 0
1991-11-07 | 1991 | 11 | 7 | 0 | 0 | 0 | 0 | 0 | 0 | 0 | 0 | 0 | 0 | 0 | 0 | 0 | 0 | 0 | 0 | 0 | 0 | 0 | 0 | 0 | 0 | 0 | 0 |  | 0 | 0 | 0 | 0 |  | 0 | 0 | 0 | 0 | 0
1991-11-08 | 1991 | 11 | 8 | 0 | 0 | 0 | 0 | 0 | 0 | 0 | 0 | 0 | 0 | 0 | 0 | 0 | 0 | 0 | 0 | 0 | 0 | 0 | 0 | 0 | 0.1 | 0.2 | 0.1 |  | 0.4 | 0.4 | 0.4 | 0 |  | 0 | 0 | 0 | 0 | 0
1991-11-09 | 1991 | 11 | 9 | 0.3 | 0.2 | 0.3 | 0.2 | 0 | 0 | 0 | 0 | 0 | 0 | 0 | 0 | 0 | 0 | 0 | 0 | 0 | 0 | 0 | 0 | 0 | 0 | 0 | 0 |  | 1 | 1 | 1 | 0 |  | 0 | 0 | 0 | 0 | 0
1991-11-10 | 1991 | 11 | 10 | 0 | 0 | 0 | 0 | 0 | 0 | 0 | 0 | 0 | 0 | 0 | 0 | 0 | 0 | 0 | 0 | 0 | 0 | 0 | 0 | 0 | 0 | 0 | 0 |  | 0 | 0 | 0 | 0 |  | 0 | 0 | 0 | 0 | 0
1991-11-11 | 1991 | 11 | 11 | 0 | 0 | 0 | 0 | 0 | 0 | 0 | 0 | 0 | 0 | 0 | 0 | 0 | 0 | 0 | 0 | 0 | 0 | 0 | 0 | 0 | 0 | 0 | 0 |  | 0 | 0 | 0 | 0 |  | 0 | 0 | 0 | 0 | 0
1991-11-12 | 1991 | 11 | 12 | 0 | 0 | 0 | 0 | 0 | 0 | 0 | 0 | 0 | 0 | 0 | 0 | 0 | 0 | 0 | 0 | 0 | 0 | 0 | 0 | 0 | 0 | 0 | 0 |  | 0 | 0 | 0 | 0 |  | 0 | 0 | 0 | 0 | 0
1991-11-13 | 1991 | 11 | 13 | 0 | 0 | 0 | 0 | 0 | 0 | 0 | 0 | 0 | 0 | 0 | 0 | 0 | 0 | 0 | 0 | 0 | 0 | 0 | 0 | 0 | 0 | 0 | 0 |  | 0 | 0 | 0 | 0 |  | 0 | 0 | 0 | 0 | 0
1991-11-14 | 1991 | 11 | 14 | 0 | 0 | 0 | 0 | 0 | 0 | 0 | 0 | 0 | 0 | 0 | 0 | 0 | 0 | 0 | 0 | 0 | 0 | 0 | 0 | 0 | 0 | 0 | 0 |  | 0 | 0 | 0 | 0 |  | 0 | 0 | 0 | 0 | 0
1991-11-15 | 1991 | 11 | 15 | 0 | 0 | 0 | 0 | 0 | 0 | 0 | 0 | 0 | 0 | 0 | 0 | 0 | 0 | 0 | 0 | 0 | 0 | 0 | 0 | 0 | 0 | 0 | 0 |  | 0 | 0 | 0 | 0 |  | 0 | 0 | 0 | 0 | 0
1991-11-16 | 1991 | 11 | 16 | 0 | 0 | 0 | 0 | 0 | 0 | 0 | 0 | 0 | 0 | 0 | 0 | 0 | 0 | 0 | 0 | 0 | 0 | 0 | 0 | 0 | 0 | 0 | 0 |  | 0 | 0 | 0 | 0 |  | 0 | 0 | 0 | 0 | 0
1991-11-17 | 1991 | 11 | 17 | 0 | 0 | 0 | 0 | 0 | 0 | 0 | 0 | 0 | 0 | 0 | 0 | 0 | 0 | 0 | 0 | 0 | 0 | 0 | 0 | 0 | 0 | 0 | 0 |  | 0 | 0 | 0 | 0 |  | 0 | 0 | 0 | 0 | 0
1991-11-18 | 1991 | 11 | 18 | 0 | 0 | 0 | 0 | 0 | 0 | 0 | 0 | 0 | 0 | 0 | 0 | 0 | 0 | 0 | 0 | 0 | 0 | 0 | 0 | 0 | 0 | 0 | 0 |  | 0 | 0 | 0 | 0 |  | 0 | 0 | 0 | 0 | 0
1991-11-19 | 1991 | 11 | 19 | 0 | 0 | 0 | 0 | 0 | 0 | 0 | 0 | 0 | 0 | 0 | 0 | 0 | 0 | 0 | 0 | 0 | 0 | 0 | 0 | 0 | 0 | 0 | 0 |  | 0 | 0 | 0 | 0 |  | 0 | 0 | 0 | 0 | 0
1991-11-20 | 1991 | 11 | 20 | 0 | 0 | 0 | 0 | 0 | 0 | 0 | 0 | 0 | 0 | 0 | 0 | 0 | 0 | 0 | 0 | 0 | 0 | 0 | 0 | 0 | 0 | 0 | 0 |  | 0 | 0 | 0 | 0 |  | 0 | 0 | 0 | 0 | 0
1991-11-21 | 1991 | 11 | 21 | 0 | 0.1 | 0 | 0 | 0 | 0 | 0 | 0.2 | 0.1 | 0.2 | 0.1 | 0.2 | 0.1 | 0 | 0 | 0 | 0 | 0 | 0 | 0 | 0 | 0 | 0 | 0 |  | 1 | 1 | 1 | 2.2204e-16 |  | 0 | 0 | 0 | 0 | 0
1991-11-22 | 1991 | 11 | 22 | 0 | 0 | 0 | 0 | 0 | 0 | 0 | 0 | 0 | 0 | 0 | 0 | 0 | 0 | 0 | 0 | 0 | 0 | 0 | 0 | 0 | 0 | 0 | 0 |  | 0 | 0 | 0 | 0 |  | 0 | 0 | 0 | 0 | 0
1991-11-23 | 1991 | 11 | 23 | 0 | 0 | 0 | 0 | 0 | 0 | 0 | 0 | 0 | 0 | 0 | 0 | 0 | 0 | 0 | 0 | 0 | 0 | 0 | 0 | 0 | 0 | 0 | 0 |  | 0 | 0 | 0 | 0 |  | 0 | 0 | 0 | 0 | 0
1991-11-24 | 1991 | 11 | 24 | 0 | 0 | 0 | 0 | 0 | 0 | 0 | 0 | 0 | 0 | 0 | 0 | 0 | 0 | 0 | 0 | 0 | 0 | 0 | 0 | 0 | 0 | 0 | 0 |  | 0 | 0 | 0 | 0 |  | 0 | 0 | 0 | 0 | 0
1991-11-25 | 1991 | 11 | 25 | 0 | 0 | 0 | 0 | 0 | 0 | 0 | 0 | 0 | 0 | 0 | 0 | 0 | 0 | 0 | 0 | 0 | 0 | 0 | 0 | 0 | 0 | 0 | 0 |  | 0 | 0 | 0 | 0 |  | 0 | 0 | 0 | 0 | 0
1991-11-26 | 1991 | 11 | 26 | 0 | 0 | 0 | 0 | 0 | 0 | 0 | 0 | 0 | 0 | 0 | 0 | 0 | 0 | 0 | 0 | 0 | 0 | 0 | 0 | 0 | 0 | 0 | 0 |  | 0 | 0 | 0 | 0 |  | 0 | 0 | 0 | 0 | 0
1991-11-27 | 1991 | 11 | 27 | 0 | 0 | 0 | 0 | 0 | 0 | 0 | 0 | 0 | 0 | 0 | 0 | 0 | 0 | 0 | 0 | 0 | 0 | 0 | 0 | 0 | 0 | 0 | 0 |  | 0 | 0 | 0 | 0 |  | 0 | 0 | 0 | 0 | 0
1991-11-28 | 1991 | 11 | 28 | 0 | 0 | 0 | 0 | 0 | 0 | 0 | 0 | 0 | 0 | 0 | 0 | 0 | 0 | 0 | 0 | 0 | 0 | 0 | 0 | 0 | 0 | 0 | 0 |  | 0 | 0 | 0 | 0 |  | 0 | 0 | 0 | 0 | 0
1991-11-29 | 1991 | 11 | 29 | 0 | 0 | 0 | 0 | 0 | 0 | 0 | 0 | 0 | 0 | 0 | 0 | 0 | 0 | 0 | 0 | 0 | 0 | 0 | 0 | 0 | 0 | 0 | 0 |  | 0 | 0 | 0 | 0 |  | 0 | 0 | 0 | 0 | 0
1991-11-30 | 1991 | 11 | 30 | 0 | 0 | 0 | 0 | 0 | 0 | 0 | 0 | 0 | 0 | 0 | 0.1 | 0 | 0 | 0 | 0 | 0 | 0 | 0 | 0 | 0 | 0.1 | 0 | 0 |  | 0.2 | 0.2 | 0.2 | 0 |  | 0 | 0 | 0 | 0 | 0
1991-12-01 | 1991 | 12 | 1 | 0 | 0 | 0 | 0 | 0 | 0 | 0 | 0 | 0 | 0 | 0 | 0 | 0 | 0 | 0 | 0 | 0 | 0 | 0 | 0 | 0 | 0 | 0 | 0 |  | 0 | 0 | 0 | 0 |  | 0 | 0 | 0 | 0 | 0
1991-12-02 | 1991 | 12 | 2 | 0 | 0 | 0.1 | 0 | 0 | 0.1 | 0 | 0.1 | 0 | 0 | 0.1 | 0 | 0 | 0.1 | 0 | 0 | 0.1 | 0 | 0.1 | 0 | 0 | 0.1 | 0 | 0 |  | 0.8 | 0.8 | 0.8 | 1.1102e-16 |  | 0 | 0 | 0 | 0 | 0
1991-12-03 | 1991 | 12 | 3 | 0 | 0 | 0 | 0 | 0 | 0 | 0 | 0 | 0 | 0 | 0 | 0 | 0 | 0 | 0 | 0 | 0 | 0 | 0 | 0 | 0 | 0 | 0 | 0 |  | 0 | 0 | 0 | 0 |  | 0 | 0 | 0 | 0 | 0
1991-12-04 | 1991 | 12 | 4 | 0 | 0 | 0 | 0 | 0 | 0 | 0 | 0 | 0 | 0 | 0 | 0 | 0 | 0 | 0 | 0 | 0 | 0 | 0 | 0 | 0 | 0 | 0 | 0 |  | 0 | 0 | 0 | 0 |  | 0 | 0 | 0 | 0 | 0
1991-12-05 | 1991 | 12 | 5 | 0 | 0 | 0 | 0 | 0 | 0 | 0 | 0 | 0 | 0 | 0 | 0 | 0 | 0 | 0 | 0 | 0 | 0 | 0 | 0 | 0 | 0 | 0 | 0 |  | 0 | 0 | 0 | 0 |  | 0 | 0 | 0 | 0 | 0
1991-12-06 | 1991 | 12 | 6 | 0 | 0 | 0 | 0 | 0 | 0 | 0 | 0 | 0 | 0 | 0 | 0 | 0 | 0 | 0 | 0 | 0 | 0 | 0 | 0 | 0 | 0 | 0 | 0 |  | 0 | 0 | 0 | 0 |  | 0 | 0 | 0 | 0 | 0
1991-12-07 | 1991 | 12 | 7 | 0 | 0 | 0 | 0 | 0 | 0 | 0 | 0 | 0 | 0 | 0 | 0 | 0 | 0 | 0 | 0 | 0 | 0 | 0 | 0 | 0 | 0 | 0 | 0 |  | 0 | 0 | 0 | 0 |  | 0 | 0 | 0 | 0 | 0
1991-12-08 | 1991 | 12 | 8 | 0 | 0 | 0 | 0 | 0 | 0 | 0 | 0 | 0 | 0 | 0 | 0 | 0 | 0 | 0 | 0 | 0 | 0 | 0 | 0 | 0 | 0 | 0 | 0 |  | 0 | 0 | 0 | 0 |  | 0 | 0 | 0 | 0 | 0
1991-12-09 | 1991 | 12 | 9 | 0 | 0 | 0 | 0 | 0 | 0 | 0 | 0 | 0 | 0 | 0 | 0 | 0 | 0 | 0 | 0.2 | 0.2 | 0.2 | 0 | 0 | 0 | 0 | 0 | 0 |  | 0.6 | 0.6 | 0.6 | 1.1102e-16 |  | 0 | 0 | 0 | 0 | 0
1991-12-10 | 1991 | 12 | 10 | 0 | 0 | 0 | 0 | 0 | 0 | 0 | 0 | 0 | 0 | 0 | 0 | 0 | 0 | 0 | 0 | 0 | 0 | 0 | 0 | 0 | 0 | 0 | 0 |  | 0 | 0 | 0 | 0 |  | 0 | 0 | 0 | 0 | 0
1991-12-11 | 1991 | 12 | 11 | 0 | 0 | 0 | 0 | 0 | 0 | 0 | 0 | 0 | 0 | 0 | 0 | 0 | 0 | 0 | 0 | 0.1 | 0.2 | 0.1 | 0 | 0 | 0 | 0 | 0 |  | 0.4 | 0.4 | 0.4 | 0 |  | 0 | 0 | 0 | 0 | 0
1991-12-12 | 1991 | 12 | 12 | 0 | 0 | 0 | 0 | 0 | 0 | 0 | 0 | 0 | 0 | 0 | 0 | 0 | 0 | 0 | 0 | 0 | 0 | 0 | 0 | 0 | 0 | 0 | 0 |  | 0 | 0 | 0 | 0 |  | 0 | 0 | 0 | 0 | 0
1991-12-13 | 1991 | 12 | 13 | 0 | 0 | 0 | 0 | 0 | 0 | 0 | 0 | 0 | 0 | 0 | 0 | 0 | 0 | 0 | 0 | 0 | 0 | 0 | 0 | 0 | 0 | 0 | 0 |  | 0 | 0 | 0 | 0 |  | 0 | 0 | 0 | 0 | 0
1991-12-14 | 1991 | 12 | 14 | 0 | 0 | 0 | 0 | 0 | 0 | 0 | 0 | 0 | 0 | 0 | 0 | 0 | 0 | 0 | 0 | 0 | 0 | 0 | 0 | 0 | 0 | 0 | 0 |  | 0 | 0 | 0 | 0 |  | 0 | 0 | 0 | 0 | 0
1991-12-15 | 1991 | 12 | 15 | 0 | 0 | 0 | 0 | 0 | 0 | 0 | 0 | 0 | 0 | 0 | 0 | 0 | 0 | 0 | 0 | 0 | 0 | 0 | 0 | 0 | 0 | 0 | 0 |  | 0 | 0 | 0 | 0 |  | 0 | 0 | 0 | 0 | 0
1991-12-16 | 1991 | 12 | 16 | 0 | 0 | 0 | 0 | 0 | 0 | 0 | 0 | 0 | 0 | 0 | 0 | 0 | 0 | 0 | 0 | 0 | 0 | 0 | 0 | 0 | 0 | 0 | 0 |  | 0 | 0 | 0 | 0 |  | 0 | 0 | 0 | 0 | 0
1991-12-17 | 1991 | 12 | 17 | 0 | 0 | 0 | 0 | 0 | 0 | 0 | 0 | 0 | 0 | 0 | 0 | 0 | 0 | 0 | 0 | 0 | 0 | 0 | 0 | 0 | 0 | 0 | 0 |  | 0 | 0 | 0 | 0 |  | 0 | 0 | 0 | 0 | 0
1991-12-18 | 1991 | 12 | 18 | 0 | 0 | 0 | 0 | 0 | 0 | 0 | 0 | 0 | 0 | 0 | 0 | 0 | 0 | 0 | 0 | 0 | 0 | 0 | 0 | 0 | 0 | 0 | 0 |  | 0 | 0 | 0 | 0 |  | 0 | 0 | 0 | 0 | 0
1991-12-19 | 1991 | 12 | 19 | 0 | 0 | 0 | 0 | 0 | 0 | 0 | 0 | 0 | 0 | 0 | 0 | 0 | 0 | 0 | 0 | 0 | 0 | 0 | 0 | 0 | 0 | 0 | 0 |  | 0 | 0 | 0 | 0 |  | 0 | 0 | 0 | 0 | 0
1991-12-20 | 1991 | 12 | 20 | 0 | 0 | 0 | 0 | 0 | 0 | 0 | 0 | 0 | 0 | 0 | 0 | 0 | 0 | 0 | 0 | 0 | 0 | 0 | 0 | 0 | 0 | 0 | 0 |  | 0 | 0 | 0 | 0 |  | 0 | 0 | 0 | 0 | 0
1991-12-21 | 1991 | 12 | 21 | 0 | 0 | 0 | 0 | 0 | 0 | 0 | 0 | 0 | 0 | 0 | 0 | 0 | 0 | 0 | 0 | 0 | 0 | 0 | 0 | 0 | 0 | 0 | 0 |  | 0 | 0 | 0 | 0 |  | 0 | 0 | 0 | 0 | 0
1991-12-22 | 1991 | 12 | 22 | 0 | 0 | 0 | 0 | 0 | 0 | 0 | 0 | 0 | 0 | 0 | 0 | 0 | 0 | 0 | 0 | 0 | 0 | 0 | 0 | 0 | 0 | 0 | 0 |  | 0 | 0 | 0 | 0 |  | 0 | 0 | 0 | 0 | 0
1991-12-23 | 1991 | 12 | 23 | 0 | 0 | 0 | 0 | 0 | 0 | 0 | 0 | 0 | 0 | 0 | 0 | 0 | 0 | 0 | 0 | 0 | 0 | 0 | 0 | 0 | 0 | 0 | 0 |  | 0 | 0 | 0 | 0 |  | 0 | 0 | 0 | 0 | 0
1991-12-24 | 1991 | 12 | 24 | 0 | 0 | 0 | 0 | 0 | 0 | 0 | 0 | 0 | 0 | 0 | 0 | 0 | 0 | 0 | 0 | 0 | 0 | 0 | 0 | 0 | 0 | 0 | 0 |  | 0 | 0 | 0 | 0 |  | 0 | 0 | 0 | 0 | 0
1991-12-25 | 1991 | 12 | 25 | 0 | 0 | 0 | 0 | 0 | 0 | 0 | 0 | 0 | 0 | 0 | 0 | 0 | 0 | 0 | 0 | 0 | 0 | 0 | 0 | 0 | 0 | 0 | 0 |  | 0 | 0 | 0 | 0 |  | 0 | 0 | 0 | 0 | 0
1991-12-26 | 1991 | 12 | 26 | 0 | 0 | 0 | 0 | 0 | 0 | 0 | 0 | 0 | 0 | 0 | 0 | 0 | 0 | 0 | 0 | 0 | 0 | 0 | 0 | 0 | 0 | 0 | 0 |  | 0 | 0 | 0 | 0 |  | 0 | 0 | 0 | 0 | 0
1991-12-27 | 1991 | 12 | 27 | 0 | 0 | 0 | 0 | 0 | 0 | 0 | 0 | 0 | 0 | 0 | 0 | 0 | 0 | 0 | 0 | 0 | 0 | 0 | 0 | 0 | 0 | 0 | 0 |  | 0 | 0 | 0 | 0 |  | 0 | 0 | 0 | 0 | 0
1991-12-28 | 1991 | 12 | 28 | 0 | 0 | 0 | 0 | 0 | 0 | 0 | 0 | 0 | 0 | 0 | 0 | 0 | 0 | 0 | 0 | 0 | 0 | 0 | 0 | 0 | 0 | 0 | 0 |  | 0 | 0 | 0 | 0 |  | 0 | 0 | 0 | 0 | 0
1991-12-29 | 1991 | 12 | 29 | 0 | 0 | 0 | 0 | 0 | 0 | 0 | 0 | 0 | 0 | 0 | 0 | 0 | 0 | 0 | 0 | 0 | 0 | 0 | 0 | 0 | 0 | 0 | 0 |  | 0 | 0 | 0 | 0 |  | 0 | 0 | 0 | 0 | 0
1991-12-30 | 1991 | 12 | 30 | 0 | 0 | 0 | 0 | 0 | 0 | 0 | 0 | 0 | 0 | 0 | 0 | 0 | 0 | 0 | 0 | 0 | 0 | 0 | 0 | 0 | 0 | 0 | 0 |  | 0 | 0 | 0 | 0 |  | 0 | 0 | 0 | 0 | 0
1991-12-31 | 1991 | 12 | 31 | 0 | 0 | 0 | 0 | 0 | 0 | 0 | 0 | 0 | 0 | 0 | 0 | 0 | 0 | 0 | 0 | 0 | 0 | 0 | 0 | 0 | 0 | 0 | 0 |  | 0 | 0 | 0 | 0 |  | 0 | 0 | 0 | 0 | 0
1992-01-01 | 1992 | 1 | 1 | 0 | 0 | 0 | 0 | 0 | 0 | 0 | 0 | 0 | 0 | 0 | 0 | 0 | 0 | 0 | 0 | 0 | 0 | 0 | 0 | 0 | 0 | 0 | 0 |  | 0 | 0 | 0 | 0 |  | 0 | 0 | 0 | 0 | 0
1992-01-02 | 1992 | 1 | 2 | 0 | 0 | 0 | 0 | 0 | 0 | 0 | 0 | 0 | 0 | 0 | 0 | 0 | 0 | 0 | 0 | 0 | 0 | 0 | 0 | 0 | 0 | 0 | 0 |  | 0 | 0 | 0 | 0 |  | 0 | 0 | 0 | 0 | 0
1992-01-03 | 1992 | 1 | 3 | 0 | 0 | 0 | 0 | 0 | 0 | 0 | 0 | 0 | 0 | 0 | 0 | 0 | 0 | 0 | 0 | 0 | 0 | 0 | 0 | 0 | 0 | 0 | 0 |  | 0 | 0 | 0 | 0 |  | 0 | 0 | 0 | 0 | 0
1992-01-04 | 1992 | 1 | 4 | 0 | 0 | 0 | 0 | 0 | 0 | 0 | 0 | 0 | 0 | 0 | 0 | 0 | 0 | 0 | 0 | 0 | 0 | 0 | 0 | 0 | 0 | 0 | 0 |  | 0 | 0 | 0 | 0 |  | 0 | 0 | 0 | 0 | 0
1992-01-05 | 1992 | 1 | 5 | 0 | 0 | 0 | 0 | 0 | 0 | 0 | 0 | 0 | 0 | 0 | 0 | 0 | 0 | 0 | 0 | 0 | 0 | 0 | 0 | 0 | 0 | 0 | 0 |  | 0 | 0 | 0 | 0 |  | 0 | 0 | 0 | 0 | 0
1992-01-06 | 1992 | 1 | 6 | 0 | 0 | 0 | 0 | 0 | 0 | 0 | 0 | 0 | 0 | 0 | 0 | 0 | 0 | 0 | 0 | 0 | 0 | 0 | 0 | 0 | 0 | 0 | 0 |  | 0 | 0 | 0 | 0 |  | 0 | 0 | 0 | 0 | 0
1992-01-07 | 1992 | 1 | 7 | 0 | 0 | 0 | 0 | 0 | 0 | 0 | 0 | 0 | 0 | 0 | 0 | 0 | 0 | 0 | 0 | 0 | 0 | 0 | 0 | 0 | 0 | 0 | 0 |  | 0 | 0 | 0 | 0 |  | 0 | 0 | 0 | 0 | 0
1992-01-08 | 1992 | 1 | 8 | 0 | 0 | 0 | 0 | 0 | 0 | 0 | 0 | 0 | 0 | 0 | 0 | 0 | 0 | 0 | 0 | 0 | 0 | 0 | 0 | 0 | 0 | 0 | 0 |  | 0 | 0 | 0 | 0 |  | 0 | 0 | 0 | 0 | 0
1992-01-09 | 1992 | 1 | 9 | 0 | 0 | 0 | 0 | 0 | 0 | 0 | 0 | 0 | 0 | 0 | 0 | 0 | 0 | 0 | 0 | 0 | 0 | 0 | 0 | 0 | 0 | 0 | 0 |  | 0 | 0 | 0 | 0 |  | 0 | 0 | 0 | 0 | 0
1992-01-10 | 1992 | 1 | 10 | 0 | 0 | 0 | 0 | 0 | 0 | 0 | 0 | 0 | 0 | 0 | 0 | 0 | 0 | 0 | 0 | 0 | 0 | 0 | 0 | 0 | 0 | 0 | 0 |  | 0 | 0 | 0 | 0 |  | 0 | 0 | 0 | 0 | 0
1992-01-11 | 1992 | 1 | 11 | 0 | 0 | 0 | 0 | 0 | 0 | 0 | 0 | 0 | 0 | 0 | 0 | 0 | 0 | 0 | 0 | 0 | 0 | 0 | 0 | 0 | 0 | 0 | 0 |  | 0 | 0 | 0 | 0 |  | 0 | 0 | 0 | 0 | 0
1992-01-12 | 1992 | 1 | 12 | 0 | 0 | 0 | 0 | 0 | 0 | 0 | 0 | 0 | 0 | 0 | 0 | 0 | 0 | 0 | 0 | 0 | 0 | 0 | 0 | 0 | 0 | 0 | 0 |  | 0 | 0 | 0 | 0 |  | 0 | 0 | 0 | 0 | 0
1992-01-13 | 1992 | 1 | 13 | 0 | 0 | 0 | 0 | 0 | 0 | 0 | 0 | 0 | 0 | 0 | 0 | 0 | 0 | 0 | 0 | 0 | 0 | 0 | 0 | 0 | 0 | 0 | 0 |  | 0 | 0 | 0 | 0 |  | 0 | 0 | 0 | 0 | 0
1992-01-14 | 1992 | 1 | 14 | 0.1 | 0.2 | 0.1 | 0.1 | 0.2 | 0.1 | 0.1 | 0.1 | 0.2 | 0 | 0 | 0 | 0 | 0.1 | 0 | 0 | 0 | 0 | 0 | 0 | 0 | 0 | 0 | 0 |  | 1.3 | 1.3 | 1.3 | 0 |  | 0 | 0 | 0 | 0 | 0
1992-01-15 | 1992 | 1 | 15 | 0 | 0 | 0 | 0 | 0 | 0 | 0 | 0 | 0 | 0 | 0 | 0 | 0 | 0 | 0 | 0 | 0 | 0 | 0 | 0 | 0 | 0 | 0 | 0 |  | 0 | 0 | 0 | 0 |  | 0 | 0 | 0 | 0 | 0
1992-01-16 | 1992 | 1 | 16 | 0 | 0 | 0 | 0 | 0 | 0 | 0 | 0 | 0 | 0 | 0 | 0 | 0 | 0 | 0 | 0 | 0 | 0 | 0 | 0 | 0 | 0 | 0 | 0 |  | 0 | 0 | 0 | 0 |  | 0 | 0 | 0 | 0 | 0
1992-01-17 | 1992 | 1 | 17 | 0 | 0 | 0 | 0 | 0 | 0 | 0 | 0 | 0 | 0 | 0 | 0 | 0 | 0 | 0 | 0 | 0 | 0 | 0 | 0 | 0 | 0 | 0 | 0 |  | 0 | 0 | 0 | 0 |  | 0 | 0 | 0 | 0 | 0
1992-01-18 | 1992 | 1 | 18 | 0 | 0 | 0 | 0 | 0 | 0 | 0 | 0 | 0 | 0 | 0 | 0 | 0 | 0 | 0 | 0 | 0 | 0 | 0 | 0 | 0 | 0 | 0 | 0 |  | 0 | 0 | 0 | 0 |  | 0 | 0 | 0 | 0 | 0
1992-01-19 | 1992 | 1 | 19 | 0 | 0 | 0 | 0 | 0 | 0 | 0 | 0 | 0 | 0 | 0 | 0 | 0 | 0 | 0 | 0 | 0 | 0 | 0 | 0 | 0 | 0 | 0 | 0 |  | 0 | 0 | 0 | 0 |  | 0 | 0 | 0 | 0 | 0
1992-01-20 | 1992 | 1 | 20 | 0 | 0 | 0 | 0 | 0 | 0 | 0 | 0 | 0 | 0 | 0 | 0 | 0 | 0 | 0 | 0 | 0 | 0 | 0 | 0 | 0 | 0 | 0 | 0 |  | 0 | 0 | 0 | 0 |  | 0 | 0 | 0 | 0 | 0
1992-01-21 | 1992 | 1 | 21 | 0 | 0 | 0 | 0 | 0 | 0 | 0 | 0 | 0 | 0 | 0 | 0 | 0 | 0 | 0 | 0 | 0 | 0 | 0 | 0 | 0 | 0 | 0 | 0 |  | 0 | 0 | 0 | 0 |  | 0 | 0 | 0 | 0 | 0
1992-01-22 | 1992 | 1 | 22 | 0 | 0 | 0 | 0 | 0 | 0 | 0 | 0 | 0 | 0 | 0 | 0 | 0 | 0 | 0 | 0 | 0 | 0 | 0 | 0 | 0 | 0 | 0 | 0 |  | 0 | 0 | 0 | 0 |  | 0 | 0 | 0 | 0 | 0
1992-01-23 | 1992 | 1 | 23 | 0 | 0 | 0 | 0 | 0 | 0 | 0 | 0 | 0 | 0 | 0 | 0 | 0 | 0 | 0 | 0 | 0 | 0 | 0 | 0 | 0 | 0 | 0 | 0 |  | 0 | 0 | 0 | 0 |  | 0 | 0 | 0 | 0 | 0
1992-01-24 | 1992 | 1 | 24 | 0 | 0 | 0 | 0 | 0 | 0 | 0 | 0 | 0.1 | 0.1 | 0 | 0.1 | 0.1 | 0 | 0 | 0 | 0 | 0 | 0 | 0 | 0 | 0 | 0 | 0 |  | 0.4 | 0.4 | 0.4 | 0 |  | 0 | 0 | 0 | 0 | 0
1992-01-25 | 1992 | 1 | 25 | 0 | 0 | 0 | 0 | 0 | 0 | 0 | 0 | 0 | 0.1 | 0 | 0.1 | 0 | 0.1 | 0 | 0.1 | 0 | 0.1 | 0 | 0 | 0 | 0 | 0 | 0 |  | 0.5 | 0.5 | 0.5 | 0 |  | 0 | 0 | 0 | 0 | 0
1992-01-26 | 1992 | 1 | 26 | 0 | 0 | 0 | 0 | 0 | 0 | 0 | 0 | 0 | 0 | 0 | 0 | 0 | 0 | 0 | 0 | 0 | 0 | 0 | 0 | 0 | 0 | 0 | 0 |  | 0 | 0 | 0 | 0 |  | 0 | 0 | 0 | 0 | 0
1992-01-27 | 1992 | 1 | 27 | 0 | 0 | 0 | 0 | 0 | 0 | 0 | 0 | 0 | 0 | 0 | 0 | 0 | 0 | 0 | 0 | 0 | 0 | 0 | 0 | 0 | 0 | 0 | 0 |  | 0 | 0 | 0 | 0 |  | 0 | 0 | 0 | 0 | 0
1992-01-28 | 1992 | 1 | 28 | 0 | 0 | 0 | 0 | 0 | 0 | 0 | 0 | 0 | 0 | 0 | 0 | 0 | 0 | 0 | 0 | 0 | 0 | 0 | 0 | 0 | 0 | 0 | 0 |  | 0 | 0 | 0 | 0 |  | 0 | 0 | 0 | 0 | 0
1992-01-29 | 1992 | 1 | 29 | 0 | 0 | 0 | 0 | 0 | 0 | 0 | 0 | 0 | 0 | 0 | 0 | 0 | 0 | 0 | 0 | 0 | 0 | 0 | 0 | 0 | 0 | 0 | 0 |  | 0 | 0 | 0 | 0 |  | 0 | 0 | 0 | 0 | 0
1992-01-30 | 1992 | 1 | 30 | 0 | 0 | 0 | 0 | 0 | 0 | 0 | 0 | 0 | 0 | 0 | 0 | 0 | 0 | 0 | 0 | 0 | 0 | 0 | 0 | 0 | 0 | 0 | 0 |  | 0 | 0 | 0 | 0 |  | 0 | 0 | 0 | 0 | 0
1992-01-31 | 1992 | 1 | 31 | 0 | 0 | 0 | 0 | 0 | 0 | 0 | 0 | 0 | 0 | 0 | 0 | 0 | 0 | 0 | 0 | 0 | 0 | 0 | 0 | 0 | 0 | 0 | 0 |  | 0 | 0 | 0 | 0 |  | 0 | 0 | 0 | 0 | 0
1992-02-01 | 1992 | 2 | 1 | 0 | 0 | 0 | 0 | 0 | 0 | 0 | 0 | 0 | 0 | 0 | 0 | 0 | 0 | 0 | 0 | 0 | 0 | 0 | 0 | 0 | 0 | 0 | 0 |  | 0 | 0 | 0 | 0 |  | 0 | 0 | 0 | 0 | 0
1992-02-02 | 1992 | 2 | 2 | 0 | 0 | 0 | 0 | 0 | 0 | 0 | 0 | 0 | 0 | 0 | 0 | 0 | 0 | 0 | 0 | 0 | 0 | 0 | 0 | 0 | 0 | 0 | 0 |  | 0 | 0 | 0 | 0 |  | 0 | 0 | 0 | 0 | 0
1992-02-03 | 1992 | 2 | 3 | 0 | 0 | 0 | 0 | 0 | 0 | 0 | 0 | 0 | 0 | 0 | 0 | 0 | 0 | 0 | 0 | 0 | 0 | 0 | 0 | 0 | 0 | 0 | 0 |  | 0 | 0 | 0 | 0 |  | 0 | 0 | 0 | 0 | 0
1992-02-04 | 1992 | 2 | 4 | 0 | 0 | 0 | 0 | 0 | 0 | 0 | 0 | 0 | 0 | 0 | 0 | 0 | 0 | 0 | 0 | 0 | 0 | 0 | 0 | 0 | 0 | 0 | 0 |  | 0 | 0 | 0 | 0 |  | 0 | 0 | 0 | 0 | 0
1992-02-05 | 1992 | 2 | 5 | 0 | 0 | 0 | 0 | 0 | 0 | 0 | 0 | 0 | 0 | 0 | 0 | 0 | 0 | 0 | 0 | 0 | 0 | 0 | 0 | 0 | 0 | 0 | 0 |  | 0 | 0 | 0 | 0 |  | 0 | 0 | 0 | 0 | 0
1992-02-06 | 1992 | 2 | 6 | 0 | 0 | 0 | 0 | 0 | 0 | 0 | 0 | 0 | 0 | 0 | 0 | 0 | 0 | 0 | 0 | 0 | 0 | 0 | 0 | 0 | 0 | 0 | 0 |  | 0 | 0 | 0 | 0 |  | 0 | 0 | 0 | 0 | 0
1992-02-07 | 1992 | 2 | 7 | 0 | 0 | 0 | 0 | 0 | 0 | 0 | 0 | 0 | 0 | 0 | 0 | 0 | 0 | 0 | 0 | 0 | 0 | 0 | 0 | 0 | 0 | 0 | 0 |  | 0 | 0 | 0 | 0 |  | 0 | 0 | 0 | 0 | 0
1992-02-08 | 1992 | 2 | 8 | 0 | 0 | 0 | 0 | 0 | 0 | 0 | 0 | 0 | 0 | 0 | 0 | 0 | 0 | 0 | 0 | 0 | 0 | 0 | 0 | 0 | 0 | 0 | 0 |  | 0 | 0 | 0 | 0 |  | 0 | 0 | 0 | 0 | 0
1992-02-09 | 1992 | 2 | 9 | 0 | 0 | 0 | 0 | 0 | 0 | 0 | 0 | 0 | 0 | 0.1 | 0 | 0 | 0 | 0.1 | 0 | 0 | 0 | 0.1 | 0 | 0 | 0 | 0.1 | 0 |  | 0.4 | 0.4 | 0.4 | 0 |  | 0 | 0 | 0 | 0 | 0
1992-02-10 | 1992 | 2 | 10 | 0 | 0 | 0.1 | 0 | 0 | 0 | 0 | 0 | 0 | 0.1 | 0 | 0 | 0 | 0 | 0 | 0.1 | 0 | 0 | 0 | 0 | 0 | 0.1 | 0 | 0 |  | 0.4 | 0.4 | 0.4 | 0 |  | 0 | 0 | 0 | 0 | 0
1992-02-11 | 1992 | 2 | 11 | 0 | 0 | 0 | 0 | 0 | 0 | 0 | 0 | 0 | 0 | 0 | 0 | 0 | 0 | 0 | 0 | 0 | 0 | 0 | 0 | 0 | 0 | 0 | 0 |  | 0 | 0 | 0 | 0 |  | 0 | 0 | 0 | 0 | 0
1992-02-12 | 1992 | 2 | 12 | 0 | 0 | 0 | 0 | 0 | 0 | 0 | 0 | 0 | 0 | 0 | 0 | 0 | 0 | 0 | 0 | 0 | 0 | 0 | 0 | 0 | 0 | 0 | 0 |  | 0 | 0 | 0 | 0 |  | 0 | 0 | 0 | 0 | 0
1992-02-13 | 1992 | 2 | 13 | 0 | 0 | 0 | 0 | 0 | 0 | 0 | 0 | 0 | 0 | 0 | 0 | 0 | 0 | 0 | 0 | 0 | 0 | 0 | 0 | 0 | 0 | 0 | 0 |  | 0 | 0 | 0 | 0 |  | 0 | 0 | 0 | 0 | 0
1992-02-14 | 1992 | 2 | 14 | 0 | 0 | 0 | 0 | 0 | 0 | 0 | 0 | 0 | 0 | 0 | 0 | 0 | 0 | 0 | 0 | 0 | 0 | 0 | 0 | 0 | 0 | 0 | 0 |  | 0 | 0 | 0 | 0 |  | 0 | 0 | 0 | 0 | 0
1992-02-15 | 1992 | 2 | 15 | 0 | 0 | 0 | 0 | 0 | 0 | 0 | 0 | 0 | 0 | 0 | 0 | 0 | 0 | 0 | 0 | 0 | 0 | 0 | 0 | 0 | 0 | 0 | 0 |  | 0 | 0 | 0 | 0 |  | 0 | 0 | 0 | 0 | 0
1992-02-16 | 1992 | 2 | 16 | 0 | 0 | 0 | 0 | 0 | 0 | 0 | 0 | 0 | 0 | 0 | 0 | 0 | 0 | 0 | 0 | 0 | 0 | 0 | 0 | 0 | 0 | 0 | 0 |  | 0 | 0 | 0 | 0 |  | 0 | 0 | 0 | 0 | 0
1992-02-17 | 1992 | 2 | 17 | 0 | 0 | 0 | 0 | 0 | 0 | 0 | 0 | 0 | 0 | 0 | 0 | 0 | 0 | 0 | 0 | 0 | 0 | 0 | 0 | 0 | 0 | 0 | 0 |  | 0 | 0 | 0 | 0 |  | 0 | 0 | 0 | 0 | 0
1992-02-18 | 1992 | 2 | 18 | 0 | 0 | 0 | 0 | 0 | 0 | 0 | 0 | 0 | 0.1 | 0 | 0 | 0 | 0 | 0 | 0 | 0.1 | 0 | 0.1 | 0.1 | 0 | 0.1 | 0 | 0.1 |  | 0.6 | 0.6 | 0.6 | 0 |  | 0 | 0 | 0 | 0 | 0
1992-02-19 | 1992 | 2 | 19 | 0.3 | 0.3 | 0.4 | 0.3 | 0.3 | 0 | 0 | 0 | 0 | 0 | 0 | 0 | 0 | 0 | 0 | 0 | 0 | 0 | 0 | 0 | 0 | 0 | 0 | 0 |  | 1.6 | 1.6 | 1.6 | 0 |  | 0 | 0 | 0 | 0 | 0
1992-02-20 | 1992 | 2 | 20 | 0 | 0 | 0 | 0 | 0 | 0 | 0 | 0 | 0 | 0 | 0 | 0 | 0 | 0.1 | 0 | 0 | 0.1 | 0 | 0 | 0.1 | 0 | 0 | 0.1 | 0 |  | 0.4 | 0.4 | 0.4 | 0 |  | 0 | 0 | 0 | 0 | 0
1992-02-21 | 1992 | 2 | 21 | 0 | 0 | 0 | 0 | 0 | 0 | 0 | 0 | 0 | 0 | 0 | 0 | 0 | 0 | 0 | 0 | 0 | 0 | 0 | 0 | 0 | 0 | 0 | 0 |  | 0 | 0 | 0 | 0 |  | 0 | 0 | 0 | 0 | 0
1992-02-22 | 1992 | 2 | 22 | 0 | 0 | 0 | 0 | 0 | 0 | 0 | 0 | 0 | 0 | 0 | 0 | 0 | 0 | 0 | 0 | 0 | 0 | 0 | 0.1 | 0.1 | 0 | 0 | 0 |  | 0.2 | 0.2 | 0.2 | 0 |  | 0 | 0 | 0 | 0 | 0
1992-02-23 | 1992 | 2 | 23 | 0 | 0 | 0 | 0 | 0 | 0 | 0 | 0 | 0 | 0 | 0 | 0 | 0 | 0 | 0 | 0 | 0 | 0 | 0 | 0 | 0 | 0 | 0 | 0 |  | 0 | 0 | 0 | 0 |  | 0 | 0 | 0 | 0 | 0
1992-02-24 | 1992 | 2 | 24 | 0 | 0 | 0 | 0 | 0 | 0 | 0 | 0 | 0 | 0 | 0 | 0 | 0 | 0 | 0 | 0 | 0 | 0 | 0 | 0 | 0 | 0 | 0 | 0 |  | 0 | 0 | 0 | 0 |  | 0 | 0 | 0 | 0 | 0
1992-02-25 | 1992 | 2 | 25 | 0 | 0 | 0 | 0 | 0 | 0 | 0 | 0 | 0 | 0 | 0 | 0 | 0 | 0 | 0 | 0 | 0 | 0 | 0 | 0 | 0 | 0 | 0 | 0 |  | 0 | 0 | 0 | 0 |  | 0 | 0 | 0 | 0 | 0
1992-02-26 | 1992 | 2 | 26 | 0 | 0 | 0 | 0 | 0 | 0 | 0 | 0 | 0 | 0 | 0 | 0 | 0 | 0 | 0 | 0 | 0 | 0 | 0 | 0 | 0 | 0 | 0 | 0 |  | 0 | 0 | 0 | 0 |  | 0 | 0 | 0 | 0 | 0
1992-02-27 | 1992 | 2 | 27 | 0 | 0 | 0 | 0 | 0 | 0 | 0 | 0 | 0 | 0 | 0 | 0 | 0 | 0 | 0 | 0 | 0 | 0 | 0 | 0 | 0 | 0 | 0 | 0 |  | 0 | 0 | 0 | 0 |  | 0 | 0 | 0 | 0 | 0
1992-02-28 | 1992 | 2 | 28 | 0 | 0 | 0 | 0 | 0 | 0 | 0 | 0 | 0 | 0 | 0 | 0 | 0 | 0 | 0 | 0 | 0 | 0 | 0 | 0 | 0 | 0 | 0 | 0 |  | 0 | 0 | 0 | 0 |  | 0 | 0 | 0 | 0 | 0
1992-02-29 | 1992 | 2 | 29 | 0 | 0 | 0 | 0 | 0 | 0 | 0 | 0 | 0 | 0 | 0 | 0 | 0 | 0 | 0 | 0 | 0 | 0 | 0 | 0 | 0 | 0 | 0 | 0 |  | 0 | 0 | 0 | 0 |  | 0 | 0 | 0 | 0 | 0
1992-03-01 | 1992 | 3 | 1 | 0 | 0 | 0 | 0 | 0 | 0 | 0 | 0 | 0 | 0 | 0 | 0 | 0 | 0 | 0 | 0 | 0 | 0 | 0 | 0 | 0 | 0 | 0 | 0 |  | 0 | 0 | 0 | 0 |  | 0 | 0 | 0 | 0 | 0
1992-03-02 | 1992 | 3 | 2 | 0 | 0 | 0 | 0 | 0 | 0 | 0 | 0 | 0 | 0 | 0 | 0 | 0 | 0 | 0 | 0 | 0 | 0 | 0 | 0 | 0 | 0 | 0 | 0 |  | 0 | 0 | 0 | 0 |  | 0 | 0 | 0 | 0 | 0
1992-03-03 | 1992 | 3 | 3 | 0 | 0 | 0 | 0 | 0 | 0 | 0 | 0 | 0 | 0 | 0 | 0 | 0 | 0 | 0 | 0 | 0 | 0 | 0 | 0 | 0 | 0 | 0 | 0 |  | 0 | 0 | 0 | 0 |  | 0 | 0 | 0 | 0 | 0
1992-03-04 | 1992 | 3 | 4 | 0 | 0 | 0 | 0 | 0 | 0 | 0 | 0 | 0 | 0 | 0 | 0 | 0 | 0 | 0 | 0 | 0 | 0 | 0 | 0 | 0 | 0 | 0 | 0 |  | 0 | 0 | 0 | 0 |  | 0 | 0 | 0 | 0 | 0
1992-03-05 | 1992 | 3 | 5 | 0 | 0 | 0 | 0 | 0 | 0 | 0 | 0 | 0 | 0 | 0 | 0 | 0 | 0 | 0 | 0 | 0 | 0 | 0 | 0 | 0 | 0 | 0 | 0 |  | 0 | 0 | 0 | 0 |  | 0 | 0 | 0 | 0 | 0
1992-03-06 | 1992 | 3 | 6 | 0 | 0 | 0 | 0 | 0 | 0 | 0 | 0 | 0 | 0 | 0 | 0 | 0 | 0 | 0 | 0 | 0 | 0 | 0 | 0 | 0 | 0 | 0 | 0 |  | 0 | 0 | 0 | 0 |  | 0 | 0 | 0 | 0 | 0
1992-03-07 | 1992 | 3 | 7 | 0 | 0 | 0 | 0 | 0 | 0 | 0 | 0 | 0.1 | 0 | 0 | 0 | 0.1 | 0 | 0 | 0 | 0.1 | 0 | 0 | 0 | 0.1 | 0 | 0 | 0 |  | 0.4 | 0.4 | 0.4 | 0 |  | 0 | 0 | 0 | 0 | 0
1992-03-08 | 1992 | 3 | 8 | 0 | 0 | 0 | 0 | 0 | 0 | 0 | 0 | 0 | 0 | 0 | 0 | 0 | 0 | 0 | 0 | 0 | 0 | 0 | 0 | 0 | 0 | 0 | 0 |  | 0 | 0 | 0 | 0 |  | 0 | 0 | 0 | 0 | 0
1992-03-09 | 1992 | 3 | 9 | 0 | 0 | 0 | 0 | 0 | 0 | 0 | 0 | 0 | 0 | 0 | 0 | 0 | 0 | 0 | 0 | 0 | 0 | 0 | 0 | 0 | 0 | 0 | 0 |  | 0 | 0 | 0 | 0 |  | 0 | 0 | 0 | 0 | 0
1992-03-10 | 1992 | 3 | 10 | 0 | 0 | 0 | 0 | 0 | 0 | 0 | 0 | 0 | 0 | 0 | 0 | 0 | 0 | 0 | 0 | 0 | 0 | 0 | 0 | 0 | 0 | 0 | 0 |  | 0 | 0 | 0 | 0 |  | 0 | 0 | 0 | 0 | 0
1992-03-11 | 1992 | 3 | 11 | 0 | 0 | 0 | 0 | 0 | 0 | 0 | 0 | 0 | 0 | 0 | 0 | 0 | 0 | 0 | 0 | 0 | 0 | 0 | 0 | 0 | 0 | 0 | 0 |  | 0 | 0 | 0 | 0 |  | 0 | 0 | 0 | 0 | 0
1992-03-12 | 1992 | 3 | 12 | 0 | 0 | 0 | 0 | 0 | 0 | 0 | 0 | 0 | 0 | 0 | 0 | 0 | 0 | 0 | 0 | 0 | 0 | 0 | 0 | 0 | 0 | 0 | 0 |  | 0 | 0 | 0 | 0 |  | 0 | 0 | 0 | 0 | 0
1992-03-13 | 1992 | 3 | 13 | 0 | 0 | 0 | 0 | 0 | 0 | 0 | 0 | 0 | 0 | 0 | 0 | 0 | 0 | 0 | 0 | 0 | 0 | 0 | 0 | 0 | 0 | 0 | 0 |  | 0 | 0 | 0 | 0 |  | 0 | 0 | 0 | 0 | 0
1992-03-14 | 1992 | 3 | 14 | 0 | 0 | 0 | 0 | 0 | 0 | 0 | 0 | 0 | 0 | 0 | 0 | 0 | 0 | 0 | 0 | 0 | 0 | 0 | 0 | 0 | 0 | 0 | 0 |  | 0 | 0 | 0 | 0 |  | 0 | 0 | 0 | 0 | 0
1992-03-15 | 1992 | 3 | 15 | 0 | 0 | 0 | 0 | 0 | 0 | 0 | 0 | 0 | 0 | 0 | 0 | 0 | 0 | 0 | 0 | 0 | 0 | 0 | 0 | 0 | 0 | 0 | 0 |  | 0 | 0 | 0 | 0 |  | 0 | 0 | 0 | 0 | 0
1992-03-16 | 1992 | 3 | 16 | 0.2 | 0.2 | 0.3 | 0.2 | 0.2 | 0.2 | 0.3 | 0.2 | 0.2 | 0.2 | 0.3 | 0.2 | 0.2 | 0.2 | 0.2 | 0.3 | 0.2 | 0.2 | 0.2 | 0 | 0 | 0.3 | 0.2 | 0.2 |  | 4.9 | 4.9 | 4.9 | 0 |  | 0 | 0 | 0 | 0 | 0
1992-03-17 | 1992 | 3 | 17 | 0 | 0 | 0 | 0 | 0 | 0 | 0 | 0 | 0 | 0 | 0 | 0 | 0 | 0 | 0 | 0 | 0 | 0 | 0 | 0 | 0 | 0 | 0 | 0 |  | 0 | 0 | 0 | 0 |  | 0 | 0 | 0 | 0 | 0
1992-03-18 | 1992 | 3 | 18 | 0 | 0 | 0 | 0 | 0 | 0 | 0 | 0 | 0 | 0 | 0 | 0 | 0 | 0 | 0 | 0 | 0 | 0 | 0 | 0 | 0 | 0 | 0 | 0 |  | 0 | 0 | 0 | 0 |  | 0 | 0 | 0 | 0 | 0
1992-03-19 | 1992 | 3 | 19 | 0 | 0 | 0 | 0 | 0 | 0 | 0 | 0 | 0 | 0 | 0 | 0 | 0 | 0 | 0 | 0 | 0 | 0.1 | 0.1 | 0 | 0 | 0 | 0.1 | 0.1 |  | 0.4 | 0.4 | 0.4 | 0 |  | 0 | 0 | 0 | 0 | 0
1992-03-20 | 1992 | 3 | 20 | 0.7 | 0.6 | 0.7 | 0 | 0 | 0 | 0 | 0 | 0 | 0 | 0 | 0 | 0 | 0 | 0 | 0 | 0 | 0 | 0 | 0 | 0 | 0 | 0 | 0 |  | 2 | 2 | 2 | 2.2204e-16 |  | 0 | 0 | 0 | 0 | 0
1992-03-21 | 1992 | 3 | 21 | 0 | 0 | 0 | 0 | 0 | 0 | 0 | 0 | 0 | 0 | 0 | 0 | 0 | 0 | 0 | 0 | 0 | 0 | 0 | 0 | 0 | 0 | 0 | 0 |  | 0 | 0 | 0 | 0 |  | 0 | 0 | 0 | 0 | 0
1992-03-22 | 1992 | 3 | 22 | 0 | 0 | 0 | 0 | 0 | 0 | 0 | 0 | 0 | 0 | 0 | 0 | 0 | 0 | 0 | 0 | 0 | 0 | 0 | 0 | 0 | 0 | 0 | 0 |  | 0 | 0 | 0 | 0 |  | 0 | 0 | 0 | 0 | 0
1992-03-23 | 1992 | 3 | 23 | 0 | 0 | 0 | 0 | 0 | 0 | 0 | 0 | 0 | 0 | 0 | 0 | 0 | 0 | 0 | 0 | 0 | 0 | 0 | 0 | 0 | 0 | 0 | 0 |  | 0 | 0 | 0 | 0 |  | 0 | 0 | 0 | 0 | 0
1992-03-24 | 1992 | 3 | 24 | 0 | 0 | 0 | 0 | 0 | 0 | 0 | 0 | 0 | 0 | 0 | 0 | 0 | 0 | 0 | 0 | 0 | 0 | 0 | 0 | 0 | 0 | 0 | 0 |  | 0 | 0 | 0 | 0 |  | 0 | 0 | 0 | 0 | 0
1992-03-25 | 1992 | 3 | 25 | 0 | 0 | 0 | 0 | 0 | 0 | 0 | 0 | 0 | 0 | 0 | 0 | 0 | 0 | 0 | 0 | 0 | 0 | 0 | 0 | 0 | 0 | 0 | 0 |  | 0 | 0 | 0 | 0 |  | 0 | 0 | 0 | 0 | 0
1992-03-26 | 1992 | 3 | 26 | 0 | 0 | 0 | 0 | 0 | 0 | 0 | 0 | 0 | 0 | 0 | 0 | 0 | 0 | 0 | 0 | 0 | 0 | 0 | 0 | 0 | 0 | 0 | 0 |  | 0 | 0 | 0 | 0 |  | 0 | 0 | 0 | 0 | 0
1992-03-27 | 1992 | 3 | 27 | 0 | 0 | 0 | 0 | 0 | 0 | 0 | 0 | 0 | 0 | 0 | 0 | 0 | 0 | 0 | 0 | 0.1 | 0 | 0.1 | 0 | 0 | 0 | 0 | 0 |  | 0.2 | 0.2 | 0.2 | 0 |  | 0 | 0 | 0 | 0 | 0
1992-03-28 | 1992 | 3 | 28 | 0 | 0 | 0 | 0 | 0 | 0 | 0 | 0 | 0 | 0 | 0 | 0 | 0 | 0 | 0 | 0 | 0 | 0 | 0 | 0 | 0 | 0 | 0 | 0 |  | 0 | 0 | 0 | 0 |  | 0 | 0 | 0 | 0 | 0
1992-03-29 | 1992 | 3 | 29 | 0 | 0 | 0 | 0 | 0 | 0 | 0 | 0 | 0 | 0 | 0 | 0 | 0 | 0 | 0 | 0 | 0 | 0 | 0 | 0 | 0 | 0 | 0 | 0 |  | 0 | 0 | 0 | 0 |  | 0 | 0 | 0 | 0 | 0
1992-03-30 | 1992 | 3 | 30 | 0 | 0 | 0 | 0 | 0 | 0 | 0 | 0 | 0 | 0 | 0 | 0 | 0 | 0 | 0 | 0 | 0 | 0 | 0 | 0 | 0 | 0 | 0 | 0 |  | 0 | 0 | 0 | 0 |  | 0 | 0 | 0 | 0 | 0
1992-03-31 | 1992 | 3 | 31 | 0 | 0 | 0 | 0 | 0 | 0 | 0 | 0 | 0 | 0 | 0 | 0 | 0 | 0 | 0 | 0 | 0 | 0 | 0 | 0 | 0 | 0 | 0 | 0 |  | 0 | 0 | 0 | 0 |  | 0 | 0 | 0 | 0 | 0
1992-04-01 | 1992 | 4 | 1 | 0 | 0 | 0 | 0 | 0 | 0 | 0 | 0 | 0 | 0 | 0 | 0 | 0 | 0 | 0 | 0 | 0 | 0 | 0 | 0 | 0 | 0 | 0 | 0 |  | 0 | 0 | 0 | 0 |  | 0 | 0 | 0 | 0 | 0
1992-04-02 | 1992 | 4 | 2 | 0 | 0 | 0 | 0 | 0 | 0 | 0 | 0 | 0 | 0 | 0 | 0 | 0 | 0 | 0 | 0 | 0 | 0 | 0 | 0 | 0 | 0 | 0 | 0 |  | 0 | 0 | 0 | 0 |  | 0 | 0 | 0 | 0 | 0
1992-04-03 | 1992 | 4 | 3 | 0 | 0 | 0 | 0 | 0 | 0 | 0 | 0 | 0 | 0 | 0 | 0 | 0 | 0 | 0 | 0 | 0 | 0 | 0 | 0 | 0.1 | 0 | 0.1 | 0 |  | 0.2 | 0.2 | 0.2 | 0 |  | 0 | 0 | 0 | 0 | 0
1992-04-04 | 1992 | 4 | 4 | 1.6 | 1.5 | 1.6 | 1.5 | 1.6 | 0 | 0 | 0 | 0 | 0 | 0 | 0 | 0 | 0 | 0 | 0 | 0 | 0 | 0 | 0 | 0 | 0 | 0 | 0 |  | 7.8 | 7.8 | 7.8 | 8.8818e-16 |  | 0 | 0 | 0 | 0 | 0
1992-04-05 | 1992 | 4 | 5 | 0 | 0 | 0 | 0 | 0 | 0 | 0 | 0 | 0 | 0 | 0 | 0 | 0 | 0 | 0 | 0 | 0 | 0 | 0.3 | 0.3 | 0.4 | 0.3 | 0.3 | 0 |  | 1.6 | 1.6 | 1.6 | 0 |  | 0 | 0 | 0 | 0 | 0
1992-04-06 | 1992 | 4 | 6 | 0 | 0 | 0.1 | 0.1 | 0.1 | 0.1 | 0.1 | 0.1 | 0.1 | 0.1 | 0.1 | 0.1 | 0.1 | 0.1 | 0 | 0 | 0 | 0 | 0 | 0 | 0 | 0 | 0 | 0 |  | 1.2 | 1.2 | 1.2 | 0 |  | 0 | 0 | 0 | 0 | 0
1992-04-07 | 1992 | 4 | 7 | 0 | 0 | 0 | 0 | 0 | 0 | 0 | 0 | 0 | 0 | 0 | 0 | 0 | 0 | 0 | 0 | 0 | 0 | 0 | 0 | 0 | 0 | 0 | 0 |  | 0 | 0 | 0 | 0 |  | 0 | 0 | 0 | 0 | 0
1992-04-08 | 1992 | 4 | 8 | 0 | 0 | 0 | 0 | 0 | 0 | 0 | 0.1 | 0 | 0.1 | 0 | 0 | 0.1 | 0 | 0.1 | 0 | 0 | 0.1 | 0 | 0.1 | 0 | 0 | 0 | 0 |  | 0.6 | 0.6 | 0.6 | 0 |  | 0 | 0 | 0 | 0 | 0
1992-04-09 | 1992 | 4 | 9 | 0 | 0 | 0 | 0 | 0 | 0 | 0 | 0 | 0 | 0 | 0 | 0 | 0 | 0 | 0 | 0 | 0 | 0.1 | 0 | 0 | 0 | 0 | 0.1 | 0 |  | 0.2 | 0.2 | 0.2 | 0 |  | 0 | 0 | 0 | 0 | 0
1992-04-10 | 1992 | 4 | 10 | 0 | 0 | 0 | 0.1 | 0 | 0.1 | 0.1 | 0 | 0.1 | 0.1 | 0 | 0 | 0.1 | 0.1 | 0 | 0.1 | 0.1 | 0 | 0 | 0 | 0.1 | 0.1 | 0 | 0.1 |  | 1.2 | 1.2 | 1.2 | 0 |  | 0 | 0 | 0 | 0 | 0
1992-04-11 | 1992 | 4 | 11 | 0.1 | 0 | 0.1 | 0 | 0 | 0 | 0 | 0 | 0 | 0 | 0 | 0 | 0 | 0 | 0 | 0 | 0 | 0 | 0 | 0 | 0 | 0 | 0 | 0 |  | 0.2 | 0.2 | 0.2 | 0 |  | 0 | 0 | 0 | 0 | 0
1992-04-12 | 1992 | 4 | 12 | 0 | 0 | 0 | 0 | 0 | 0 | 0 | 0 | 0 | 0 | 0 | 0 | 0 | 0 | 0 | 0 | 0 | 0 | 0 | 0 | 0 | 0 | 0 | 0 |  | 0 | 0 | 0 | 0 |  | 0 | 0 | 0 | 0 | 0
1992-04-13 | 1992 | 4 | 13 | 0 | 0 | 0 | 0 | 0 | 0 | 0 | 0 | 0 | 0 | 0 | 0 | 0 | 0 | 0 | 0 | 0 | 0 | 0 | 0 | 0 | 0 | 0 | 0 |  | 0 | 0 | 0 | 0 |  | 0 | 0 | 0 | 0 | 0
1992-04-14 | 1992 | 4 | 14 | 0 | 0 | 0 | 0 | 0 | 0 | 0 | 0 | 0 | 0 | 0 | 0 | 0 | 0 | 0 | 0 | 0 | 0 | 0 | 0.1 | 0.1 | 0 | 0 | 0 |  | 0.2 | 0.2 | 0.2 | 0 |  | 0 | 0 | 0 | 0 | 0
1992-04-15 | 1992 | 4 | 15 | 0 | 0 | 0 | 0 | 0 | 0 | 0 | 0 | 0 | 0 | 0 | 0 | 0 | 0 | 0 | 0 | 0 | 0 | 0 | 0 | 0 | 0 | 0 | 0 |  | 0 | 0 | 0 | 0 |  | 0 | 0 | 0 | 0 | 0
1992-04-16 | 1992 | 4 | 16 | 0 | 0 | 0 | 0 | 0 | 0 | 0 | 0 | 0 | 0 | 0 | 0 | 0 | 0 | 0 | 0 | 0 | 0 | 0 | 0 | 0 | 0 | 0 | 0 |  | 0 | 0 | 0 | 0 |  | 0 | 0 | 0 | 0 | 0
1992-04-17 | 1992 | 4 | 17 | 0 | 0 | 0 | 0 | 0 | 0 | 0 | 0 | 0 | 0 | 0 | 0 | 0 | 0 | 0 | 0 | 0 | 0.2 | 0 | 0 | 0 | 0 | 0 | 0 |  | 0.2 | 0.2 | 0.2 | 0 |  | 0 | 0 | 0 | 0 | 0
1992-04-18 | 1992 | 4 | 18 | 0 | 0 | 0 | 0 | 0 | 0 | 0 | 0 | 0 | 0 | 0 | 0 | 0 | 0 | 0 | 0 | 0 | 0 | 0.4 | 0 | 0 | 0 | 0 | 0 |  | 0.4 | 0.4 | 0.4 | 0 |  | 0 | 0 | 0 | 0 | 0
1992-04-19 | 1992 | 4 | 19 | 0 | 0 | 0 | 0 | 0 | 0 | 0 | 0 | 0 | 0 | 0 | 0 | 0 | 0 | 0 | 0 | 0 | 0 | 0 | 0 | 0 | 0 | 0 | 0 |  | 0 | 0 | 0 | 0 |  | 0 | 0 | 0 | 0 | 0
1992-04-20 | 1992 | 4 | 20 | 0 | 0 | 0 | 0 | 0 | 0 | 0 | 0 | 0 | 0 | 0 | 0 | 0 | 0 | 0 | 0 | 0 | 0 | 0 | 0 | 0 | 0 | 0 | 0 |  | 0 | 0 | 0 | 0 |  | 0 | 0 | 0 | 0 | 0
1992-04-21 | 1992 | 4 | 21 | 0 | 0 | 0 | 0 | 0 | 0 | 0 | 0 | 0 | 0 | 0 | 0 | 0 | 0 | 0 | 0 | 0 | 0 | 0 | 0 | 0 | 0 | 0.2 | 0 |  | 0.2 | 0.2 | 0.2 | 0 |  | 0 | 0 | 0 | 0 | 0
1992-04-22 | 1992 | 4 | 22 | 0.2 | 0 | 0 | 0 | 0 | 0 | 0 | 0 | 0 | 0 | 0 | 0 | 0 | 0 | 0 | 0 | 0 | 0 | 0 | 0 | 0 | 1.6 | 5.3 | 0.7 |  | 7.8 | 7.8 | 7.8 | 0 |  | 0 | 0 | 0 | 0 | 0
1992-04-23 | 1992 | 4 | 23 | 0 | 0 | 0 | 0 | 0.5 | 0 | 0.5 | 0 | 0 | 0 | 0.3 | 0 | 0 | 0 | 0 | 0 | 0.2 | 0.2 | 0.5 | 0.2 | 0.2 | 0 | 0 | 0 |  | 2.6 | 2.6 | 2.6 | 4.4409e-16 |  | 0 | 0 | 0 | 0 | 0
1992-04-24 | 1992 | 4 | 24 | 0 | 0 | 0 | 0 | 0 | 0 | 0 | 0 | 0 | 0 | 0 | 0 | 0 | 0 | 0 | 0 | 0 | 0 | 0 | 0 | 0 | 0 | 0 | 0 |  | 0 | 0 | 0 | 0 |  | 0 | 0 | 0 | 0 | 0
1992-04-25 | 1992 | 4 | 25 | 0 | 0 | 0 | 0 | 0 | 0 | 0 | 0 | 0 | 0 | 0 | 0 | 0 | 0 | 0 | 0 | 0 | 0 | 0 | 0 | 0 | 0 | 0 | 0 |  | 0 | 0 | 0 | 0 |  | 0 | 0 | 0 | 0 | 0
1992-04-26 | 1992 | 4 | 26 | 0 | 0 | 0 | 0 | 0 | 0 | 0 | 0 | 0 | 0 | 0 | 0 | 0 | 0 | 0 | 0 | 0 | 0 | 0 | 0 | 0 | 0 | 0 | 0 |  | 0 | 0 | 0 | 0 |  | 0 | 0 | 0 | 0 | 0
1992-04-27 | 1992 | 4 | 27 | 0 | 0 | 0 | 0 | 0 | 0 | 0 | 0 | 0 | 0 | 0 | 0 | 0 | 0 | 0 | 0 | 0 | 0 | 0 | 0 | 0 | 0 | 0 | 0 |  | 0 | 0 | 0 | 0 |  | 0 | 0 | 0 | 0 | 0
1992-04-28 | 1992 | 4 | 28 | 0 | 0 | 0 | 0 | 0 | 0 | 0 | 0 | 0 | 0 | 0 | 0 | 0 | 0 | 0 | 0 | 0 | 0 | 0 | 0 | 0 | 0 | 0 | 0 |  | 0 | 0 | 0 | 0 |  | 0 | 0 | 0 | 0 | 0
1992-04-29 | 1992 | 4 | 29 | 0 | 0 | 0 | 0 | 0 | 0 | 0 | 0 | 0 | 0 | 0 | 0 | 0 | 0 | 0 | 0 | 0 | 0 | 0 | 0 | 0 | 0 | 0 | 0 |  | 0 | 0 | 0 | 0 |  | 0 | 0 | 0 | 0 | 0
1992-04-30 | 1992 | 4 | 30 | 0 | 0 | 0 | 0 | 0 | 0 | 0 | 0 | 0 | 0 | 0 | 0 | 0 | 0 | 0 | 0 | 0 | 0 | 0 | 0 | 0 | 0 | 0 | 0.2 |  | 0.2 | 0.2 | 0.2 | 0 |  | 0 | 0 | 0 | 0 | 0
1992-05-01 | 1992 | 5 | 1 | 1.8 | 0 | 0 | 0 | 0 | 0 | 0 | 0 | 0 | 0 | 0 | 0 | 0 | 0 | 0 | 0 | 0 | 0 | 0 | 0 | 0 | 0 | 0 | 0 |  | 1.8 | 1.8 | 1.8 | 0 |  | 1.8 | 0 | 0 | 0 | 0
1992-05-02 | 1992 | 5 | 2 | 0 | 0 | 0 | 0 | 0 | 0 | 0 | 0 | 0 | 0 | 0 | 0 | 0 | 0 | 0 | 0 | 0 | 0 | 0 | 0 | 0 | 0 | 0 | 0 |  | 0 | 0 | 0 | 0 |  | 0 | 0 | 0 | 0 | 0
1992-05-03 | 1992 | 5 | 3 | 0 | 0 | 0 | 0 | 0 | 0 | 0 | 0 | 0 | 0 | 0 | 0 | 0 | 0 | 0 | 0 | 0 | 0 | 0 | 0 | 0 | 0 | 0 | 0 |  | 0 | 0 | 0 | 0 |  | 0 | 0 | 0 | 0 | 0
1992-05-04 | 1992 | 5 | 4 | 0 | 0 | 0 | 0 | 0 | 0 | 0 | 0 | 0 | 0 | 0 | 0 | 0 | 0 | 0 | 0 | 0 | 0 | 0 | 0 | 0 | 0 | 0 | 0 |  | 0 | 0 | 0 | 0 |  | 0 | 0 | 0 | 0 | 0
1992-05-05 | 1992 | 5 | 5 | 0 | 0 | 0 | 0 | 0 | 0 | 0 | 0 | 0 | 0 | 0 | 0 | 0 | 0 | 0 | 0 | 0 | 0 | 0 | 0 | 0 | 0 | 0 | 0 |  | 0 | 0 | 0 | 0 |  | 0 | 0 | 0 | 0 | 0
1992-05-06 | 1992 | 5 | 6 | 0 | 0 | 0 | 0 | 0 | 0 | 0 | 0 | 0 | 0 | 0 | 0 | 0 | 0 | 0 | 0 | 0 | 0 | 0 | 0 | 0 | 0 | 0 | 0 |  | 0 | 0 | 0 | 0 |  | 0 | 0 | 0 | 0 | 0
1992-05-07 | 1992 | 5 | 7 | 0 | 0 | 0 | 0 | 0 | 0 | 0 | 0 | 0 | 0 | 0 | 0.2 | 0 | 0 | 0.2 | 0 | 0 | 0 | 0 | 0 | 0 | 0 | 0 | 0 |  | 0.4 | 0.4 | 0.4 | 0 |  | 0.4 | 0 | 0 | 0 | 0
1992-05-08 | 1992 | 5 | 8 | 0 | 0 | 0 | 0 | 0 | 0 | 0 | 0 | 0 | 0 | 0 | 0 | 0 | 0 | 0 | 0 | 1.1 | 1.1 | 1.1 | 1 | 1.1 | 1.1 | 1.1 | 0 |  | 7.6 | 7.6 | 7.6 | 0 |  | 7.6 | 0 | 0 | 0 | 0
1992-05-09 | 1992 | 5 | 9 | 0 | 0 | 0 | 0 | 0 | 0 | 0 | 0 | 0 | 0 | 0 | 0 | 0 | 0 | 0 | 0 | 0 | 0 | 0 | 0 | 0 | 0 | 0 | 0 |  | 0 | 0 | 0 | 0 |  | 0 | 0 | 0 | 0 | 0
1992-05-10 | 1992 | 5 | 10 | 0 | 0 | 0 | 0 | 0 | 0 | 0 | 0 | 0 | 0 | 0 | 0 | 0 | 0 | 0 | 0 | 0.5 | 0 | 0 | 0 | 0.5 | 0 | 0 | 0 |  | 1 | 1 | 1 | 0 |  | 1 | 0 | 0 | 0 | 0
1992-05-11 | 1992 | 5 | 11 | 0 | 0 | 0 | 0 | 0 | 0 | 0 | 0 | 0 | 0.6 | 0.5 | 0.6 | 0.5 | 0 | 0 | 0 | 0 | 0 | 0 | 0 | 0 | 0 | 0 | 0 |  | 2.2 | 2.2 | 2.2 | 0 |  | 2.2 | 0 | 0 | 0 | 0
1992-05-12 | 1992 | 5 | 12 | 0 | 0 | 0 | 0 | 0 | 0 | 0 | 0 | 0 | 0 | 0 | 0 | 0 | 0 | 0 | 0 | 0 | 0 | 0 | 0 | 0 | 0 | 0 | 0 |  | 0 | 0 | 0 | 0 |  | 0 | 0 | 0 | 0 | 0
1992-05-13 | 1992 | 5 | 13 | 0 | 0 | 0 | 0 | 0 | 0 | 0 | 0 | 0 | 0 | 0 | 0 | 0 | 0 | 0 | 0 | 0 | 0 | 0 | 0 | 0 | 0 | 0 | 0 |  | 0 | 0 | 0 | 0 |  | 0 | 0 | 0 | 0 | 0
1992-05-14 | 1992 | 5 | 14 | 0 | 0 | 0 | 0 | 0 | 0 | 0 | 0 | 0 | 0 | 0 | 0 | 0 | 0 | 0 | 0 | 0 | 0 | 0 | 0 | 0 | 0 | 0 | 0 |  | 0 | 0 | 0 | 0 |  | 0 | 0 | 0 | 0 | 0
1992-05-15 | 1992 | 5 | 15 | 0 | 0 | 0 | 0.4 | 0.4 | 0.4 | 0.4 | 0.7 | 0.4 | 0.4 | 0.4 | 0.4 | 0.4 | 0.4 | 0.3 | 0.4 | 0.4 | 0.4 | 0 | 0 | 0 | 0 | 0 | 0 |  | 6.2 | 6.2 | 6.2 | 8.8818e-16 |  | 6.2 | 0 | 0 | 0 | 0
1992-05-16 | 1992 | 5 | 16 | 0 | 0 | 0 | 0 | 0 | 0 | 0 | 0 | 0 | 0 | 0 | 0 | 0 | 0 | 0 | 0 | 0 | 0 | 0 | 0 | 0 | 0 | 0 | 0 |  | 0 | 0 | 0 | 0 |  | 0 | 0 | 0 | 0 | 0
1992-05-17 | 1992 | 5 | 17 | 0 | 0 | 0 | 0 | 0 | 0 | 0 | 0 | 0 | 0 | 0 | 0 | 0 | 0 | 0 | 0 | 0 | 0 | 0 | 0 | 0 | 0 | 0 | 0 |  | 0 | 0 | 0 | 0 |  | 0 | 0 | 0 | 0 | 0
1992-05-18 | 1992 | 5 | 18 | 0 | 0 | 0 | 0 | 0 | 0 | 0 | 0 | 0 | 0 | 0 | 0 | 0 | 0 | 0 | 0 | 0 | 0 | 0 | 0 | 0 | 0 | 0 | 0 |  | 0 | 0 | 0 | 0 |  | 0 | 0 | 0 | 0 | 0
1992-05-19 | 1992 | 5 | 19 | 0 | 0 | 0 | 0 | 0 | 0 | 0 | 0 | 0 | 0 | 0 | 0 | 0 | 0 | 0 | 0 | 0 | 0 | 0 | 0 | 0 | 0 | 0 | 0 |  | 0 | 0 | 0 | 0 |  | 0 | 0 | 0 | 0 | 0
1992-05-20 | 1992 | 5 | 20 | 0.2 | 0.1 | 0.2 | 0.2 | 0.2 | 0.1 | 0.2 | 0.2 | 0.2 | 0.1 | 0.2 | 0.2 | 0.1 | 0.2 | 0.2 | 0.2 | 0 | 0 | 0.1 | 0.2 | 0.2 | 0.2 | 0.1 | 0.2 |  | 3.8 | 3.8 | 3.8 | 1.7764e-15 |  | 3.8 | 0 | 0 | 0 | 0
1992-05-21 | 1992 | 5 | 21 | 0.2 | 0.2 | 0.2 | 0 | 0 | 0 | 0 | 0 | 0 | 0 | 0 | 0 | 0 | 0 | 0 | 0 | 0 | 0 | 0 | 0 | 0 | 0 | 0 | 0 |  | 0.6 | 0.6 | 0.6 | 1.1102e-16 |  | 0.6 | 0 | 0 | 0 | 0
1992-05-22 | 1992 | 5 | 22 | 0 | 0 | 0 | 0 | 0 | 0 | 0 | 0 | 0 | 0 | 0 | 0 | 0 | 0 | 0 | 0 | 0 | 0 | 0 | 0 | 0 | 0 | 0.2 | 0.3 |  | 0.5 | 0.5 | 0.5 | 0 |  | 0.5 | 0 | 0 | 0 | 0
1992-05-23 | 1992 | 5 | 23 | 0.3 | 0.3 | 0.4 | 0.3 | 0.3 | 0.3 | 0 | 0 | 0 | 0 | 0 | 0 | 0 | 0 | 0 | 0 | 0 | 0 | 0 | 0 | 0 | 0 | 0 | 0 |  | 1.9 | 1.9 | 1.9 | 2.2204e-16 |  | 1.9 | 0 | 0 | 0 | 0
1992-05-24 | 1992 | 5 | 24 | 0 | 0 | 0 | 0 | 0 | 0 | 0 | 0 | 0 | 0 | 0 | 0 | 0 | 0 | 0 | 0 | 0 | 0 | 0 | 0 | 0 | 0 | 0 | 0 |  | 0 | 0 | 0 | 0 |  | 0 | 0 | 0 | 0 | 0
1992-05-25 | 1992 | 5 | 25 | 0 | 0 | 0 | 0 | 0 | 0 | 0 | 0 | 0 | 0 | 0 | 0 | 0 | 0 | 0 | 0 | 0 | 0 | 0 | 0 | 0 | 0 | 0 | 0 |  | 0 | 0 | 0 | 0 |  | 0 | 0 | 0 | 0 | 0
1992-05-26 | 1992 | 5 | 26 | 0 | 0 | 0 | 0 | 0 | 0 | 0 | 0 | 0 | 0 | 0 | 0 | 0 | 0 | 0 | 0 | 0.2 | 1 | 3.8 | 1.5 | 2.7 | 4.4 | 1 | 0 |  | 14.6 | 14.6 | 14.6 | 0 |  | 14.6 | 0 | 0 | 0 | 0
1992-05-27 | 1992 | 5 | 27 | 0 | 0 | 0 | 0 | 0 | 0 | 0 | 0 | 0 | 0 | 0 | 0 | 0 | 0 | 0 | 0 | 0 | 0 | 0 | 0 | 0 | 0 | 0.8 | 0 |  | 0.8 | 0.8 | 0.8 | 0 |  | 0.8 | 0 | 0 | 0 | 0
1992-05-28 | 1992 | 5 | 28 | 0 | 0 | 0 | 0 | 0 | 0 | 0 | 0 | 0 | 0 | 0 | 0 | 0 | 0 | 0 | 0 | 0 | 0 | 0 | 0 | 0 | 0 | 0 | 0 |  | 0 | 0 | 0 | 0 |  | 0 | 0 | 0 | 0 | 0
1992-05-29 | 1992 | 5 | 29 | 0 | 0 | 0 | 0 | 0 | 0 | 0 | 0 | 0 | 0 | 0.2 | 0.2 | 0.4 | 2 | 2 | 0 | 0 | 0 | 0 | 0 | 0 | 0 | 0 | 0 |  | 4.8 | 4.8 | 4.8 | 0 |  | 4.8 | 0 | 0 | 0 | 0
1992-05-30 | 1992 | 5 | 30 | 0 | 0 | 0 | 0 | 0 | 0 | 0 | 0 | 0 | 0 | 0 | 0 | 0 | 0 | 0 | 0 | 0 | 0 | 0 | 0 | 0 | 0 | 0 | 0 |  | 0 | 0 | 0 | 0 |  | 0 | 0 | 0 | 0 | 0
1992-05-31 | 1992 | 5 | 31 | 0 | 0 | 0 | 0 | 0 | 0 | 0 | 0 | 0 | 0 | 0 | 0 | 0 | 0 | 0 | 0 | 0 | 0 | 0 | 0 | 0 | 0 | 0 | 0 |  | 0 | 0 | 0 | 0 |  | 0 | 0 | 0 | 0 | 0
1992-06-01 | 1992 | 6 | 1 | 0 | 0 | 0 | 0 | 0 | 0 | 0 | 0 | 0 | 0 | 0 | 0 | 0 | 0 | 0 | 0 | 0 | 0 | 0 | 0 | 1.5 | 0 | 0.7 | 0 |  | 2.2 | 2.2 | 2.2 | 0 |  | 0 | 2.2 | 0 | 0 | 0
1992-06-02 | 1992 | 6 | 2 | 0 | 0 | 0 | 0 | 0 | 0 | 0 | 0 | 0 | 0 | 0 | 0 | 0 | 0 | 2.3 | 0.9 | 0.2 | 0 | 0 | 0 | 1.1 | 0.5 | 0 | 0 |  | 5 | 5 | 5 | 0 |  | 0 | 5 | 0 | 0 | 0
1992-06-03 | 1992 | 6 | 3 | 0 | 0 | 0 | 0 | 0 | 0 | 0.5 | 0.5 | 0 | 0 | 0 | 0 | 0 | 0 | 0 | 0 | 0 | 0 | 0 | 0 | 0 | 0 | 0 | 0 |  | 1 | 1 | 1 | 0 |  | 0 | 1 | 0 | 0 | 0
1992-06-04 | 1992 | 6 | 4 | 0 | 0 | 0 | 0 | 0 | 0 | 0 | 0 | 0 | 0 | 0 | 0 | 0 | 0 | 0 | 0 | 0 | 0 | 0 | 0 | 0 | 0 | 0 | 0 |  | 0 | 0 | 0 | 0 |  | 0 | 0 | 0 | 0 | 0
1992-06-05 | 1992 | 6 | 5 | 0 | 0 | 0 | 0 | 0 | 0 | 0 | 0 | 0 | 0 | 0 | 0 | 0 | 0.2 | 0 | 0 | 0 | 0 | 0.2 | 0 | 0 | 0 | 0 | 0 |  | 0.4 | 0.4 | 0.4 | 0 |  | 0 | 0.4 | 0 | 0 | 0
1992-06-06 | 1992 | 6 | 6 | 0 | 0 | 0 | 0 | 0 | 0 | 0 | 0 | 0 | 0 | 0 | 0 | 0 | 0 | 0 | 0 | 0 | 0 | 0 | 0.2 | 0 | 0 | 0 | 0 |  | 0.2 | 0.2 | 0.2 | 0 |  | 0 | 0.2 | 0 | 0 | 0
1992-06-07 | 1992 | 6 | 7 | 0 | 0 | 0 | 0 | 0 | 0 | 0 | 0 | 0 | 0 | 0 | 0 | 0.2 | 0 | 0 | 0 | 0 | 0.2 | 0 | 0 | 0 | 0 | 0 | 0 |  | 0.4 | 0.4 | 0.4 | 0 |  | 0 | 0.4 | 0 | 0 | 0
1992-06-08 | 1992 | 6 | 8 | 0 | 0 | 0 | 0 | 0 | 0 | 0 | 0 | 0 | 0 | 0 | 0 | 0 | 0 | 0 | 0 | 0 | 0 | 0 | 0 | 0 | 0 | 0 | 0 |  | 0 | 0 | 0 | 0 |  | 0 | 0 | 0 | 0 | 0
1992-06-09 | 1992 | 6 | 9 | 0 | 0 | 0 | 0 | 0 | 0 | 0 | 0 | 0 | 0 | 0 | 0 | 0 | 0 | 0 | 0 | 0 | 0 | 0 | 0 | 0 | 0 | 0 | 0 |  | 0 | 0 | 0 | 0 |  | 0 | 0 | 0 | 0 | 0
1992-06-10 | 1992 | 6 | 10 | 0 | 0 | 0 | 0 | 0 | 0 | 0 | 0 | 0 | 0 | 0 | 0 | 0 | 0 | 0 | 0 | 0 | 0 | 0 | 0 | 0 | 0 | 0 | 0 |  | 0 | 0 | 0 | 0 |  | 0 | 0 | 0 | 0 | 0
1992-06-11 | 1992 | 6 | 11 | 0 | 0 | 0 | 0 | 0 | 0 | 0 | 0 | 0 | 0 | 0 | 0 | 0 | 0 | 0 | 0 | 0 | 0 | 0 | 0 | 0.4 | 0.2 | 1.2 | 0 |  | 1.8 | 1.8 | 1.8 | 0 |  | 0 | 1.8 | 0 | 0 | 0
1992-06-12 | 1992 | 6 | 12 | 0.4 | 1.4 | 1.6 | 1.4 | 1.8 | 4.2 | 3.8 | 3 | 2.8 | 0.2 | 0 | 0.2 | 0.2 | 0.2 | 0.2 | 0 | 0 | 0 | 0 | 0 | 0.2 | 0.2 | 0.4 | 0 |  | 22.2 | 22.2 | 22.2 | 3.5527e-15 |  | 0 | 22.2 | 0 | 0 | 0
1992-06-13 | 1992 | 6 | 13 | 0 | 0 | 0.2 | 1.2 | 4.4 | 1.7 | 1.7 | 0.6 | 1.7 | 2.1 | 0.8 | 0 | 0 | 0 | 0.2 | 0.6 | 1.2 | 2.7 | 4.6 | 5.3 | 6.3 | 4.2 | 3 | 2.1 |  | 44.6 | 44.6 | 44.6 | 0 |  | 0 | 44.6 | 0 | 0 | 0
1992-06-14 | 1992 | 6 | 14 | 3.1 | 3.7 | 1.8 | 0.4 | 0 | 0.6 | 0.4 | 0.4 | 1.6 | 1.6 | 2.3 | 1.6 | 3.1 | 1.4 | 1.4 | 1.8 | 2 | 1.6 | 1 | 1.2 | 0.8 | 0.6 | 0.2 | 0.8 |  | 33.4 | 33.4 | 33.4 | 7.1054e-15 |  | 0 | 33.4 | 0 | 0 | 0
1992-06-15 | 1992 | 6 | 15 | 0 | 0 | 0 | 0 | 0 | 0 | 0 | 0 | 0 | 0 | 0 | 0 | 0 | 0 | 0 | 0 | 0 | 0 | 0 | 0 | 0 | 0 | 0 | 0 |  | 0 | 0 | 0 | 0 |  | 0 | 0 | 0 | 0 | 0
1992-06-16 | 1992 | 6 | 16 | 0 | 0 | 0 | 0 | 0 | 0 | 0 | 0 | 0 | 0 | 0 | 0 | 0 | 0 | 0 | 0 | 0 | 0 | 0 | 0 | 0 | 0 | 0 | 0 |  | 0 | 0 | 0 | 0 |  | 0 | 0 | 0 | 0 | 0
1992-06-17 | 1992 | 6 | 17 | 0 | 0 | 0 | 0 | 0 | 0.5 | 0.2 | 0.2 | 0 | 0 | 0 | 0 | 0 | 0.5 | 0 | 0 | 0 | 0 | 0 | 1.5 | 0.8 | 0.3 | 0 | 0 |  | 4 | 4 | 4 | 0 |  | 0 | 4 | 0 | 0 | 0
1992-06-18 | 1992 | 6 | 18 | 0 | 0 | 0 | 0 | 0 | 0 | 0 | 0 | 0 | 0 | 0 | 0 | 0 | 0 | 0 | 0 | 0 | 0 | 0 | 0 | 0 | 0 | 0 | 0 |  | 0 | 0 | 0 | 0 |  | 0 | 0 | 0 | 0 | 0
1992-06-19 | 1992 | 6 | 19 | 0 | 0 | 0 | 0 | 0 | 0 | 0 | 0 | 0 | 0 | 0 | 0 | 0 | 0 | 0 | 0 | 0 | 0 | 0 | 0 | 0 | 0 | 0 | 0 |  | 0 | 0 | 0 | 0 |  | 0 | 0 | 0 | 0 | 0
1992-06-20 | 1992 | 6 | 20 | 0 | 0 | 0 | 0 | 0 | 0 | 0 | 0 | 0 | 0 | 0 | 0 | 0 | 0 | 0 | 0 | 0 | 0 | 0 | 0 | 0 | 0 | 1 | 0 |  | 1 | 1 | 1 | 0 |  | 0 | 1 | 0 | 0 | 0
1992-06-21 | 1992 | 6 | 21 | 0 | 0 | 0.2 | 0 | 0 | 0 | 0 | 0 | 0 | 0 | 0 | 0 | 0 | 0 | 0 | 0 | 0 | 0 | 0 | 0 | 0 | 0 | 0 | 0 |  | 0.2 | 0.2 | 0.2 | 0 |  | 0 | 0.2 | 0 | 0 | 0
1992-06-22 | 1992 | 6 | 22 | 0 | 0 | 0 | 0 | 0 | 0 | 0 | 0 | 0 | 0 | 0 | 0 | 0 | 0 | 0 | 0 | 0 | 0 | 0 | 0 | 0 | 0 | 0 | 0 |  | 0 | 0 | 0 | 0 |  | 0 | 0 | 0 | 0 | 0
1992-06-23 | 1992 | 6 | 23 | 0 | 0 | 0 | 0 | 0 | 0 | 0 | 0 | 0 | 0 | 0 | 0 | 0 | 0 | 0 | 0 | 0 | 0 | 0 | 0 | 0 | 0 | 0.4 | 0 |  | 0.4 | 0.4 | 0.4 | 0 |  | 0 | 0.4 | 0 | 0 | 0
1992-06-24 | 1992 | 6 | 24 | 0 | 15.6 | 0.2 | 7.8 | 2.7 | 3.4 | 1.1 | 0 | 0 | 0 | 0 | 0 | 0 | 0 | 0 | 0 | 0 | 0 | 0 | 0 | 0 | 0 | 0 | 0 |  | 30.8 | 30.8 | 30.8 | 3.5527e-15 |  | 0 | 30.8 | 0 | 0 | 0
1992-06-25 | 1992 | 6 | 25 | 0 | 0 | 0 | 0 | 0 | 0 | 0 | 0 | 0 | 0 | 0 | 0 | 0 | 0 | 0 | 0 | 0 | 0 | 0 | 0 | 0 | 0 | 0 | 0 |  | 0 | 0 | 0 | 0 |  | 0 | 0 | 0 | 0 | 0
1992-06-26 | 1992 | 6 | 26 | 0 | 0 | 0 | 0 | 0 | 0 | 0 | 0 | 0 | 0 | 0 | 0 | 0 | 0 | 0 | 0 | 0 | 0 | 0 | 0 | 0 | 0 | 0 | 0 |  | 0 | 0 | 0 | 0 |  | 0 | 0 | 0 | 0 | 0
1992-06-27 | 1992 | 6 | 27 | 0 | 0 | 0 | 0 | 0 | 0 | 0 | 0 | 0 | 0 | 0 | 0 | 0 | 0 | 0 | 0 | 0 | 0 | 0 | 0 | 0 | 1.8 | 0 | 0 |  | 1.8 | 1.8 | 1.8 | 0 |  | 0 | 1.8 | 0 | 0 | 0
1992-06-28 | 1992 | 6 | 28 | 0 | 0.2 | 0 | 2.4 | 2.2 | 0.2 | 0 | 0 | 0.2 | 0 | 0 | 0.2 | 0 | 0 | 0 | 0 | 0 | 0 | 0 | 0 | 0 | 0 | 0 | 0 |  | 5.4 | 5.4 | 5.4 | 8.8818e-16 |  | 0 | 5.4 | 0 | 0 | 0
1992-06-29 | 1992 | 6 | 29 | 0 | 0 | 0 | 0 | 0 | 0 | 0.2 | 0 | 0 | 0 | 0 | 0.2 | 0 | 0 | 0.5 | 1 | 0.5 | 1.2 | 1.8 | 1.5 | 2 | 1 | 0.5 | 0.2 |  | 10.6 | 10.6 | 10.6 | 1.7764e-15 |  | 0 | 10.6 | 0 | 0 | 0
1992-06-30 | 1992 | 6 | 30 | 0.2 | 0.4 | 0.7 | 0.4 | 0 | 0.2 | 0.9 | 1.4 | 1.6 | 0.9 | 0.9 | 0.7 | 0.4 | 0.4 | 0.2 | 0 | 0 | 0.2 | 0.2 | 0.2 | 0.2 | 0.2 | 0.2 | 1.3 |  | 11.8 | 11.8 | 11.8 | 3.5527e-15 |  | 0 | 11.8 | 0 | 0 | 0
1992-07-01 | 1992 | 7 | 1 | 0.5 | 0.5 | 0 | 0 | 0 | 0 | 0 | 0 | 0 | 0 | 0 | 0 | 0 | 0 | 0 | 0 | 0 | 0 | 0 | 0 | 0 | 0 | 0 | 0 |  | 1 | 1 | 1 | 0 |  | 0 | 0 | 1 | 0 | 0
1992-07-02 | 1992 | 7 | 2 | 0 | 0 | 0 | 0 | 0 | 0 | 0 | 0 | 0 | 0 | 0 | 0 | 0 | 0 | 0 | 0 | 0 | 0 | 0 | 0 | 0 | 0 | 0 | 0 |  | 0 | 0 | 0 | 0 |  | 0 | 0 | 0 | 0 | 0
1992-07-03 | 1992 | 7 | 3 | 0 | 0 | 0 | 0 | 0 | 0 | 0 | 0 | 0 | 0 | 0 | 0 | 0 | 0 | 0 | 0 | 0.4 | 0 | 0 | 0 | 0 | 0 | 0 | 0 |  | 0.4 | 0.4 | 0.4 | 0 |  | 0 | 0 | 0.4 | 0 | 0
1992-07-04 | 1992 | 7 | 4 | 0 | 0 | 0 | 0 | 0 | 0 | 0 | 0 | 0 | 0 | 0 | 0 | 0 | 0 | 0 | 0 | 0 | 0 | 0 | 0 | 0 | 0 | 0.5 | 0.9 |  | 1.4 | 1.4 | 1.4 | 0 |  | 0 | 0 | 1.4 | 0 | 0
1992-07-05 | 1992 | 7 | 5 | 0 | 0 | 0 | 0 | 0 | 0 | 0 | 0 | 0 | 0 | 0 | 0 | 0 | 0 | 0 | 0 | 0 | 0 | 0 | 0 | 0 | 0 | 0 | 0 |  | 0 | 0 | 0 | 0 |  | 0 | 0 | 0 | 0 | 0
1992-07-06 | 1992 | 7 | 6 | 0 | 0 | 0 | 0 | 0 | 0 | 1.4 | 1.9 | 0.2 | 1.9 | 0 | 0.5 | 1.2 | 2.3 | 0.2 | 0.2 | 3.8 | 0 | 0.7 | 0.7 | 0 | 0 | 0 | 0 |  | 15 | 15 | 15 | 3.5527e-15 |  | 0 | 0 | 15 | 0 | 0
1992-07-07 | 1992 | 7 | 7 | 0 | 0 | 0 | 0 | 0 | 0 | 0 | 0 | 0 | 0 | 0 | 0 | 0 | 0 | 0 | 0 | 0 | 0 | 0 | 0 | 0 | 0 | 0 | 0 |  | 0 | 0 | 0 | 0 |  | 0 | 0 | 0 | 0 | 0
1992-07-08 | 1992 | 7 | 8 | 0 | 0 | 0 | 0 | 0 | 0.5 | 0.2 | 0 | 0 | 1.2 | 0.9 | 0 | 0 | 0 | 0 | 0 | 0 | 0 | 0 | 1.6 | 0.2 | 0 | 0 | 0 |  | 4.6 | 4.6 | 4.6 | 8.8818e-16 |  | 0 | 0 | 4.6 | 0 | 0
1992-07-09 | 1992 | 7 | 9 | 0 | 0 | 0 | 0 | 0 | 0 | 0 | 0.5 | 2 | 1.8 | 2.3 | 1.8 | 0.8 | 0.2 | 0 | 0.2 | 0 | 0 | 0 | 0 | 0 | 0 | 0 | 0 |  | 9.6 | 9.6 | 9.6 | 0 |  | 0 | 0 | 9.6 | 0 | 0
1992-07-10 | 1992 | 7 | 10 | 0 | 0 | 0 | 0 | 0 | 0 | 0 | 0 | 0 | 0 | 0 | 0 | 0 | 0 | 0 | 0 | 0 | 0 | 0 | 0 | 0 | 0 | 0 | 0 |  | 0 | 0 | 0 | 0 |  | 0 | 0 | 0 | 0 | 0
1992-07-11 | 1992 | 7 | 11 | 0 | 0 | 0 | 0 | 0 | 0 | 0 | 0 | 0 | 0 | 0 | 0 | 0 | 0 | 0 | 0 | 0 | 0 | 0 | 0 | 0 | 0 | 0 | 0 |  | 0 | 0 | 0 | 0 |  | 0 | 0 | 0 | 0 | 0
1992-07-12 | 1992 | 7 | 12 | 0 | 0 | 0 | 0 | 0 | 0 | 0 | 0 | 0 | 0 | 0 | 0 | 0 | 0 | 0 | 0 | 0 | 0 | 0 | 0 | 0 | 0 | 0 | 0 |  | 0 | 0 | 0 | 0 |  | 0 | 0 | 0 | 0 | 0
1992-07-13 | 1992 | 7 | 13 | 0 | 0 | 0 | 0 | 0 | 0 | 0 | 0 | 0 | 0 | 0 | 0 | 0 | 0 | 0 | 0 | 0 | 0 | 0 | 0 | 0 | 0 | 0 | 0 |  | 0 | 0 | 0 | 0 |  | 0 | 0 | 0 | 0 | 0
1992-07-14 | 1992 | 7 | 14 | 0 | 0 | 0 | 0 | 0 | 0 | 0 | 0 | 0 | 0 | 0 | 0 | 0 | 0 | 4.2 | 0 | 0 | 0 | 0 | 0 | 0 | 0 | 0.2 | 0 |  | 4.4 | 4.4 | 4.4 | 0 |  | 0 | 0 | 4.4 | 0 | 0
1992-07-15 | 1992 | 7 | 15 | 0 | 0 | 0 | 0 | 0 | 0 | 0 | 0 | 0 | 0 | 0 | 0 | 0 | 0 | 0 | 0 | 0 | 0 | 0 | 0 | 0 | 0 | 0 | 0 |  | 0 | 0 | 0 | 0 |  | 0 | 0 | 0 | 0 | 0
1992-07-16 | 1992 | 7 | 16 | 0 | 0 | 0 | 0 | 0 | 0 | 0 | 0 | 0 | 0 | 0 | 0 | 0 | 0 | 0 | 0 | 0 | 0 | 0 | 0 | 0 | 0 | 0 | 0 |  | 0 | 0 | 0 | 0 |  | 0 | 0 | 0 | 0 | 0
1992-07-17 | 1992 | 7 | 17 | 0 | 0 | 0 | 0 | 0 | 0 | 0 | 0.7 | 0.5 | 0 | 0 | 0 | 0 | 0 | 0 | 0 | 0 | 0 | 0 | 0 | 0 | 0 | 0 | 0 |  | 1.2 | 1.2 | 1.2 | 0 |  | 0 | 0 | 1.2 | 0 | 0
1992-07-18 | 1992 | 7 | 18 | 0 | 0 | 0 | 0 | 0 | 0 | 0 | 0 | 0 | 0 | 0 | 0 | 0 | 0 | 0 | 0 | 0 | 0 | 0 | 0 | 0 | 0 | 0 | 0 |  | 0 | 0 | 0 | 0 |  | 0 | 0 | 0 | 0 | 0
1992-07-19 | 1992 | 7 | 19 | 0 | 0 | 0 | 0 | 0 | 0 | 0 | 0 | 0 | 0 | 0 | 0 | 0 | 0 | 0 | 0 | 0 | 0 | 0 | 0 | 0 | 0 | 0 | 0 |  | 0 | 0 | 0 | 0 |  | 0 | 0 | 0 | 0 | 0
1992-07-20 | 1992 | 7 | 20 | 0 | 0 | 0 | 0 | 0 | 0 | 0 | 0 | 0 | 0 | 0 | 0 | 0 | 0 | 0 | 0 | 0 | 0 | 0 | 0 | 0 | 0 | 0 | 0 |  | 0 | 0 | 0 | 0 |  | 0 | 0 | 0 | 0 | 0
1992-07-21 | 1992 | 7 | 21 | 0 | 0 | 0 | 0 | 0 | 0 | 0 | 0 | 0 | 0 | 0 | 0 | 0 | 0 | 0 | 0 | 0 | 0 | 0 | 0 | 0 | 0 | 0 | 0 |  | 0 | 0 | 0 | 0 |  | 0 | 0 | 0 | 0 | 0
1992-07-22 | 1992 | 7 | 22 | 0 | 0 | 0 | 0 | 0 | 0 | 0 | 0 | 0 | 0 | 0 | 0 | 0 | 0 | 0 | 0 | 0 | 0 | 0 | 0 | 0.4 | 0.4 | 0 | 0 |  | 0.8 | 0.8 | 0.8 | 0 |  | 0 | 0 | 0.8 | 0 | 0
1992-07-23 | 1992 | 7 | 23 | 0 | 1.2 | 1.2 | 0 | 0 | 0 | 0 | 0 | 0 | 0.3 | 0 | 0.2 | 0.7 | 0.2 | 0.2 | 0 | 0 | 0 | 0 | 0.2 | 0 | 0 | 0 | 0 |  | 4.2 | 4.2 | 4.2 | 0 |  | 0 | 0 | 4.2 | 0 | 0
1992-07-24 | 1992 | 7 | 24 | 0 | 1.9 | 0.4 | 2.2 | 0 | 0 | 0 | 0 | 0 | 0 | 0 | 0 | 0 | 0 | 0 | 0 | 0 | 0 | 0 | 0 | 0 | 0 | 0 | 0 |  | 4.5 | 4.5 | 4.5 | 0 |  | 0 | 0 | 4.5 | 0 | 0
1992-07-25 | 1992 | 7 | 25 | 0 | 0 | 0 | 0 | 0 | 0 | 0 | 0 | 0 | 0 | 0 | 0 | 0 | 0 | 0 | 0 | 0 | 0 | 0 | 0 | 0 | 0 | 0 | 0 |  | 0 | 0 | 0 | 0 |  | 0 | 0 | 0 | 0 | 0
1992-07-26 | 1992 | 7 | 26 | 0 | 0 | 0 | 0 | 0 | 0 | 0 | 0 | 0 | 0 | 0 | 0 | 0 | 0 | 0 | 0 | 0 | 0 | 0 | 0 | 0 | 0 | 0 | 0 |  | 0 | 0 | 0 | 0 |  | 0 | 0 | 0 | 0 | 0
1992-07-27 | 1992 | 7 | 27 | 0 | 0 | 0 | 0 | 0 | 0 | 0 | 0.2 | 0.3 | 0 | 0 | 0 | 0 | 0 | 0 | 0 | 0 | 0 | 0 | 0 | 0 | 0 | 0 | 0 |  | 0.5 | 0.5 | 0.5 | 0 |  | 0 | 0 | 0.5 | 0 | 0
1992-07-28 | 1992 | 7 | 28 | 0 | 0 | 0 | 0 | 0 | 0 | 0 | 0 | 0 | 0 | 0 | 0 | 0 | 0 | 0 | 0 | 0 | 0 | 0 | 0 | 0 | 0 | 0.2 | 4.4 |  | 4.6 | 4.6 | 4.6 | 8.8818e-16 |  | 0 | 0 | 4.6 | 0 | 0
1992-07-29 | 1992 | 7 | 29 | 0.3 | 0.3 | 0 | 0 | 0 | 0 | 0 | 0 | 0 | 0 | 0 | 0 | 0 | 0 | 0 | 0 | 0 | 0 | 0 | 0 | 0 | 0 | 0 | 0 |  | 0.6 | 0.6 | 0.6 | 0 |  | 0 | 0 | 0.6 | 0 | 0
1992-07-30 | 1992 | 7 | 30 | 0 | 0 | 0 | 0 | 0 | 0 | 0 | 0 | 0 | 0 | 0 | 0 | 0 | 0 | 0 | 0 | 0 | 0 | 0 | 0 | 0 | 0 | 0 | 0 |  | 0 | 0 | 0 | 0 |  | 0 | 0 | 0 | 0 | 0
1992-07-31 | 1992 | 7 | 31 | 0 | 0 | 0 | 0 | 0 | 0 | 0 | 0 | 0 | 0 | 0 | 0 | 0 | 0 | 0 | 0 | 0 | 0 | 0 | 0 | 0 | 18.3 | 5.1 | 0 |  | 23.4 | 23.4 | 23.4 | 0 |  | 0 | 0 | 23.4 | 0 | 0
1992-08-01 | 1992 | 8 | 1 | 0 | 0 | 0 | 0 | 0 | 0 | 0 | 0 | 0 | 0 | 0 | 0 | 0 | 0 | 0 | 0 | 0 | 0 | 0.4 | 0 | 0 | 0 | 0 | 0 |  | 0.4 | 0.4 | 0.4 | 0 |  | 0 | 0 | 0 | 0.4 | 0
1992-08-02 | 1992 | 8 | 2 | 0 | 0 | 0 | 0 | 0 | 0 | 0 | 0 | 0 | 0 | 0 | 0 | 0 | 0 | 0 | 0 | 0 | 0 | 0 | 0 | 0.4 | 0.2 | 1 | 5.6 |  | 7.2 | 7.2 | 7.2 | 8.8818e-16 |  | 0 | 0 | 0 | 7.2 | 0
1992-08-03 | 1992 | 8 | 3 | 3.3 | 1.6 | 0 | 0 | 0 | 0 | 0 | 0 | 0 | 0 | 0 | 0 | 0 | 0 | 0 | 0 | 0 | 3.6 | 0.3 | 0 | 0 | 0 | 0 | 0 |  | 8.8 | 8.8 | 8.8 | 0 |  | 0 | 0 | 0 | 8.8 | 0
1992-08-04 | 1992 | 8 | 4 | 0 | 0 | 0 | 0 | 0 | 0 | 0 | 0 | 0 | 0 | 0 | 0 | 0 | 0 | 0 | 0 | 0 | 0 | 0 | 0 | 0 | 0 | 0 | 0 |  | 0 | 0 | 0 | 0 |  | 0 | 0 | 0 | 0 | 0
1992-08-05 | 1992 | 8 | 5 | 0.2 | 0 | 0 | 0 | 0 | 0 | 0 | 0.2 | 2.2 | 0 | 1.6 | 9.4 | 0 | 0 | 0 | 0 | 0 | 0 | 0 | 0 | 0 | 0 | 0 | 0 |  | 13.6 | 13.6 | 13.6 | 1.7764e-15 |  | 0 | 0 | 0 | 13.6 | 0
1992-08-06 | 1992 | 8 | 6 | 0 | 0 | 0 | 0 | 0 | 0 | 0 | 0 | 0 | 0 | 0 | 0 | 0 | 0 | 0 | 0 | 0 | 0 | 0 | 0 | 0 | 0 | 0 | 0 |  | 0 | 0 | 0 | 0 |  | 0 | 0 | 0 | 0 | 0
1992-08-07 | 1992 | 8 | 7 | 0 | 0 | 0 | 0 | 0 | 0 | 0 | 0 | 0 | 0 | 0 | 0 | 0 | 0 | 0 | 0 | 0 | 0 | 0 | 0 | 0 | 0 | 0 | 0 |  | 0 | 0 | 0 | 0 |  | 0 | 0 | 0 | 0 | 0
1992-08-08 | 1992 | 8 | 8 | 0 | 0 | 0 | 0 | 0 | 0 | 0 | 0 | 0 | 0 | 0 | 0 | 0 | 0 | 0 | 0 | 0 | 0 | 0 | 0 | 0 | 0 | 0 | 0 |  | 0 | 0 | 0 | 0 |  | 0 | 0 | 0 | 0 | 0
1992-08-09 | 1992 | 8 | 9 | 0 | 0 | 0 | 0 | 0 | 0 | 0 | 0 | 0 | 0 | 0 | 0 | 0 | 0 | 0 | 0 | 0 | 0 | 0 | 0 | 0 | 0 | 0 | 0 |  | 0 | 0 | 0 | 0 |  | 0 | 0 | 0 | 0 | 0
1992-08-10 | 1992 | 8 | 10 | 0 | 0 | 0 | 0 | 0 | 0 | 0 | 0 | 0 | 0 | 0 | 0 | 0 | 0 | 0 | 0 | 0 | 0 | 0 | 0 | 0 | 0 | 0 | 0 |  | 0 | 0 | 0 | 0 |  | 0 | 0 | 0 | 0 | 0
1992-08-11 | 1992 | 8 | 11 | 0 | 0 | 0 | 0 | 0 | 0 | 0 | 0 | 0 | 0 | 0 | 0 | 0 | 0 | 0 | 0 | 0 | 0 | 0 | 0 | 0 | 0 | 0 | 0 |  | 0 | 0 | 0 | 0 |  | 0 | 0 | 0 | 0 | 0
1992-08-12 | 1992 | 8 | 12 | 0 | 0 | 0 | 0 | 0 | 0 | 0 | 0 | 0 | 0 | 0 | 0 | 0 | 0 | 0 | 0 | 0 | 0 | 0 | 0 | 0 | 0 | 0 | 0 |  | 0 | 0 | 0 | 0 |  | 0 | 0 | 0 | 0 | 0
1992-08-13 | 1992 | 8 | 13 | 0 | 0 | 0 | 0 | 0 | 0 | 0 | 0 | 0 | 0 | 0 | 0 | 0 | 0 | 0 | 0 | 0 | 0 | 0 | 0 | 0 | 0 | 0 | 0 |  | 0 | 0 | 0 | 0 |  | 0 | 0 | 0 | 0 | 0
1992-08-14 | 1992 | 8 | 14 | 0 | 0 | 0 | 0 | 0 | 0 | 0 | 0 | 0 | 0 | 0 | 0 | 0 | 0 | 0 | 0 | 0 | 0 | 0 | 0 | 0 | 0 | 0 | 0 |  | 0 | 0 | 0 | 0 |  | 0 | 0 | 0 | 0 | 0
1992-08-15 | 1992 | 8 | 15 | 0 | 0 | 0 | 0 | 0 | 0 | 0 | 0 | 0 | 0 | 0 | 0 | 0 | 0 | 0 | 0 | 0 | 0 | 0 | 0 | 0 | 0 | 0 | 0 |  | 0 | 0 | 0 | 0 |  | 0 | 0 | 0 | 0 | 0
1992-08-16 | 1992 | 8 | 16 | 0 | 0 | 0 | 0 | 0 | 0 | 0 | 0 | 0 | 0 | 0 | 0 | 0 | 0 | 0 | 0 | 0 | 0 | 0 | 0 | 0 | 0 | 0 | 0 |  | 0 | 0 | 0 | 0 |  | 0 | 0 | 0 | 0 | 0
1992-08-17 | 1992 | 8 | 17 | 0 | 0 | 0 | 0 | 0 | 0 | 0 | 0 | 0 | 0 | 0 | 0 | 0 | 0 | 0 | 0 | 0 | 0 | 0 | 0 | 0 | 0 | 0 | 0 |  | 0 | 0 | 0 | 0 |  | 0 | 0 | 0 | 0 | 0
1992-08-18 | 1992 | 8 | 18 | 0 | 0 | 0 | 0 | 0 | 0 | 0 | 0 | 0 | 0 | 0 | 0 | 0 | 0 | 0 | 0 | 0 | 0 | 0.7 | 0.5 | 0 | 0 | 0 | 0 |  | 1.2 | 1.2 | 1.2 | 0 |  | 0 | 0 | 0 | 1.2 | 0
1992-08-19 | 1992 | 8 | 19 | 0 | 0 | 0 | 0 | 0 | 0 | 0 | 0 | 0 | 0 | 0 | 0 | 0 | 0 | 0 | 0 | 0 | 0 | 0.4 | 0 | 0 | 0 | 0 | 0 |  | 0.4 | 0.4 | 0.4 | 0 |  | 0 | 0 | 0 | 0.4 | 0
1992-08-20 | 1992 | 8 | 20 | 0 | 0 | 0 | 0 | 0 | 0 | 0 | 0 | 0 | 0 | 0 | 0 | 0 | 0 | 0 | 0 | 0 | 0 | 0 | 0 | 0 | 0 | 0 | 0 |  | 0 | 0 | 0 | 0 |  | 0 | 0 | 0 | 0 | 0
1992-08-21 | 1992 | 8 | 21 | 0 | 0 | 0 | 0 | 0 | 0 | 0 | 0 | 0.1 | 0 | 0.1 | 0 | 0 | 0 | 0 | 0 | 0 | 0 | 0 | 0 | 0 | 0 | 0.1 | 0.1 |  | 0.4 | 0.4 | 0.4 | 0 |  | 0 | 0 | 0 | 0.4 | 0
1992-08-22 | 1992 | 8 | 22 | 0 | 0 | 0 | 0 | 0 | 0.1 | 0 | 0 | 0 | 0 | 0 | 0 | 0 | 0 | 0 | 0 | 0.1 | 0 | 0.1 | 0 | 0 | 0 | 0.1 | 0 |  | 0.4 | 0.4 | 0.4 | 0 |  | 0 | 0 | 0 | 0.4 | 0
1992-08-23 | 1992 | 8 | 23 | 0 | 0.1 | 0 | 0 | 0 | 0 | 0.1 | 0 | 0.1 | 0 | 0 | 0 | 0.1 | 0 | 0 | 0 | 0 | 0 | 0 | 0 | 0 | 0 | 0 | 0 |  | 0.4 | 0.4 | 0.4 | 0 |  | 0 | 0 | 0 | 0.4 | 0
1992-08-24 | 1992 | 8 | 24 | 0 | 0 | 0 | 0 | 0 | 0 | 0 | 0 | 0 | 0 | 0 | 0 | 0 | 0 | 0 | 0 | 0 | 0 | 0 | 0 | 0 | 0 | 0 | 0 |  | 0 | 0 | 0 | 0 |  | 0 | 0 | 0 | 0 | 0
1992-08-25 | 1992 | 8 | 25 | 0 | 0 | 0 | 0 | 0 | 0 | 0 | 0 | 0 | 0 | 0 | 0 | 0 | 0 | 0 | 0 | 0 | 0 | 0 | 0 | 0 | 0 | 0 | 0 |  | 0 | 0 | 0 | 0 |  | 0 | 0 | 0 | 0 | 0
1992-08-26 | 1992 | 8 | 26 | 0 | 0 | 0 | 0 | 0 | 0 | 0 | 0 | 0 | 0 | 0 | 0 | 0 | 0 | 0 | 0 | 0 | 0 | 0 | 0 | 0 | 0 | 0 | 0 |  | 0 | 0 | 0 | 0 |  | 0 | 0 | 0 | 0 | 0
1992-08-27 | 1992 | 8 | 27 | 0 | 0 | 0 | 0 | 0.3 | 0.3 | 0 | 0 | 0 | 0 | 0 | 0 | 0 | 0 | 0 | 0 | 0 | 0 | 0 | 0 | 0 | 0 | 0 | 0 |  | 0.6 | 0.6 | 0.6 | 0 |  | 0 | 0 | 0 | 0.6 | 0
1992-08-28 | 1992 | 8 | 28 | 0 | 0 | 0 | 0 | 0 | 0 | 0 | 6.6 | 1 | 0 | 0 | 0 | 0 | 0 | 0 | 0.4 | 0 | 0 | 0 | 0 | 0 | 0 | 0 | 0 |  | 8 | 8 | 8 | 0 |  | 0 | 0 | 0 | 8 | 0
1992-08-29 | 1992 | 8 | 29 | 0 | 0 | 0 | 0 | 0 | 0 | 0 | 0 | 0 | 0 | 0 | 0 | 0 | 0 | 0 | 0 | 0 | 0 | 0 | 0 | 0 | 0 | 0 | 0 |  | 0 | 0 | 0 | 0 |  | 0 | 0 | 0 | 0 | 0
1992-08-30 | 1992 | 8 | 30 | 0 | 0 | 0 | 0 | 0 | 0 | 0 | 0 | 0 | 0 | 0 | 0 | 0 | 0 | 0 | 0 | 0 | 0 | 0 | 0 | 0 | 0 | 0 | 0 |  | 0 | 0 | 0 | 0 |  | 0 | 0 | 0 | 0 | 0
1992-08-31 | 1992 | 8 | 31 | 0 | 0 | 0 | 0 | 0 | 0 | 0 | 0 | 0 | 0 | 0 | 0 | 0 | 0 | 0 | 0 | 0 | 0 | 0 | 0 | 0 | 0 | 0 | 0 |  | 0 | 0 | 0 | 0 |  | 0 | 0 | 0 | 0 | 0
1992-09-01 | 1992 | 9 | 1 | 0 | 0 | 0 | 0 | 0 | 0 | 0 | 0 | 0 | 0 | 0 | 0 | 0 | 0 | 0 | 0 | 0 | 0 | 0 | 0 | 0 | 0 | 0 | 0 |  | 0 | 0 | 0 | 0 |  | 0 | 0 | 0 | 0 | 0
1992-09-02 | 1992 | 9 | 2 | 0 | 0.2 | 0 | 0 | 0 | 0 | 0 | 0 | 0 | 0 | 0 | 0 | 0 | 0 | 0 | 0 | 0 | 0 | 0 | 0 | 0 | 0 | 0 | 0 |  | 0.2 | 0.2 | 0.2 | 0 |  | 0 | 0 | 0 | 0 | 0.2
1992-09-03 | 1992 | 9 | 3 | 0 | 0 | 0 | 0 | 0 | 0 | 0.3 | 0 | 0 | 0 | 0.3 | 0 | 0 | 0 | 0 | 0 | 0 | 0 | 0 | 0 | 0 | 0 | 0 | 0 |  | 0.6 | 0.6 | 0.6 | 0 |  | 0 | 0 | 0 | 0 | 0.6
1992-09-04 | 1992 | 9 | 4 | 0 | 0 | 0 | 0 | 0 | 0 | 0 | 0 | 0 | 0 | 0 | 0 | 0 | 0.2 | 0 | 0 | 0 | 0 | 1.7 | 0.4 | 1.2 | 4.2 | 1 | 1.9 |  | 10.6 | 10.6 | 10.6 | 0 |  | 0 | 0 | 0 | 0 | 10.6
1992-09-05 | 1992 | 9 | 5 | 0.6 | 0.6 | 0.6 | 0.5 | 0.6 | 0.6 | 0.6 | 0.6 | 0.6 | 0.5 | 0.6 | 0.6 | 0.6 | 0.6 | 0.6 | 0 | 0.6 | 0.5 | 0 | 0 | 0 | 0.6 | 0.6 | 0.6 |  | 11.7 | 11.7 | 11.7 | 3.5527e-15 |  | 0 | 0 | 0 | 0 | 11.7
1992-09-06 | 1992 | 9 | 6 | 0.3 | 0.2 | 0 | 0 | 0 | 0 | 0 | 0 | 0.3 | 0.2 | 0.3 | 0.3 | 0.2 | 0 | 0 | 0 | 0 | 0 | 0 | 0.3 | 0.2 | 0.3 | 0 | 0 |  | 2.6 | 2.6 | 2.6 | 0 |  | 0 | 0 | 0 | 0 | 2.6
1992-09-07 | 1992 | 9 | 7 | 0 | 0 | 0 | 0 | 0 | 0 | 0 | 0 | 0 | 0 | 0 | 0 | 0 | 0 | 0 | 0 | 0 | 0 | 0 | 0 | 0 | 0 | 0 | 0 |  | 0 | 0 | 0 | 0 |  | 0 | 0 | 0 | 0 | 0
1992-09-08 | 1992 | 9 | 8 | 0 | 0 | 0 | 0 | 0 | 0 | 0 | 0 | 0 | 0 | 0 | 0.7 | 0.8 | 1.2 | 0 | 0 | 0 | 1 | 0.7 | 0 | 0 | 0 | 0 | 0 |  | 4.4 | 4.4 | 4.4 | 0 |  | 0 | 0 | 0 | 0 | 4.4
1992-09-09 | 1992 | 9 | 9 | 0 | 0 | 0 | 0 | 0 | 0 | 0 | 0 | 0 | 0 | 0 | 0 | 0 | 0 | 0 | 0 | 0 | 0 | 0 | 0 | 0 | 0 | 0 | 0 |  | 0 | 0 | 0 | 0 |  | 0 | 0 | 0 | 0 | 0
1992-09-10 | 1992 | 9 | 10 | 0 | 0 | 0 | 0 | 0 | 0 | 0 | 0 | 0 | 0 | 0 | 0 | 0 | 0 | 0 | 0 | 0 | 0 | 0 | 0 | 0 | 0 | 0 | 0 |  | 0 | 0 | 0 | 0 |  | 0 | 0 | 0 | 0 | 0
1992-09-11 | 1992 | 9 | 11 | 0 | 0 | 0 | 0 | 0 | 0 | 0 | 0 | 0 | 0 | 0 | 0 | 0 | 0 | 0 | 0 | 0 | 0 | 0 | 0 | 0 | 0 | 0 | 0 |  | 0 | 0 | 0 | 0 |  | 0 | 0 | 0 | 0 | 0
1992-09-12 | 1992 | 9 | 12 | 0 | 0 | 0 | 0 | 0 | 0 | 0 | 0.7 | 0.3 | 0.3 | 0 | 0 | 0 | 0 | 0 | 0 | 0 | 0 | 0 | 0 | 0.3 | 0 | 0 | 0 |  | 1.6 | 1.6 | 1.6 | 0 |  | 0 | 0 | 0 | 0 | 1.6
1992-09-13 | 1992 | 9 | 13 | 0 | 0 | 0 | 0.3 | 0.3 | 0.3 | 0.3 | 0.3 | 0.6 | 0.3 | 0.3 | 0.3 | 0 | 0 | 0 | 0 | 0 | 0 | 0 | 0 | 0 | 0 | 0 | 0 |  | 3 | 3 | 3 | 4.4409e-16 |  | 0 | 0 | 0 | 0 | 3
1992-09-14 | 1992 | 9 | 14 | 0 | 0 | 0 | 0 | 0 | 0 | 0 | 0 | 0 | 0 | 0 | 0 | 0 | 0 | 0 | 0 | 0 | 0 | 0 | 0 | 0 | 0 | 0 | 0 |  | 0 | 0 | 0 | 0 |  | 0 | 0 | 0 | 0 | 0
1992-09-15 | 1992 | 9 | 15 | 0 | 0.1 | 0.1 | 0.1 | 0.1 | 0.1 | 0.1 | 0 | 0 | 0 | 0 | 0 | 0 | 0 | 0 | 0 | 0 | 0 | 0 | 0 | 0 | 0 | 0 | 0 |  | 0.6 | 0.6 | 0.6 | 0 |  | 0 | 0 | 0 | 0 | 0.6
1992-09-16 | 1992 | 9 | 16 | 0 | 0 | 0 | 0 | 0 | 0 | 0 | 0 | 0 | 0 | 0 | 0 | 0 | 0 | 0 | 0 | 0 | 0 | 0 | 0 | 0 | 0 | 0 | 0 |  | 0 | 0 | 0 | 0 |  | 0 | 0 | 0 | 0 | 0
1992-09-17 | 1992 | 9 | 17 | 0 | 0 | 1.6 | 0 | 0 | 0 | 0 | 0 | 0 | 0 | 0 | 0 | 0 | 0 | 0 | 0 | 0 | 0 | 0 | 0 | 0 | 0 | 0 | 0 |  | 1.6 | 1.6 | 1.6 | 0 |  | 0 | 0 | 0 | 0 | 1.6
1992-09-18 | 1992 | 9 | 18 | 0 | 0 | 0 | 0 | 0 | 0 | 0 | 0 | 0 | 0 | 0 | 0 | 0 | 0 | 0 | 0 | 0 | 0 | 0 | 0 | 0 | 0 | 0 | 0 |  | 0 | 0 | 0 | 0 |  | 0 | 0 | 0 | 0 | 0
1992-09-19 | 1992 | 9 | 19 | 0 | 0 | 0 | 0 | 0 | 0 | 0 | 0 | 0 | 0 | 0 | 0 | 0 | 0 | 0 | 0 | 0 | 0 | 0 | 0 | 0 | 0 | 0 | 0 |  | 0 | 0 | 0 | 0 |  | 0 | 0 | 0 | 0 | 0
1992-09-20 | 1992 | 9 | 20 | 0 | 0 | 0 | 0 | 0 | 0 | 0 | 0 | 0 | 0 | 0 | 0 | 0 | 0 | 0 | 0 | 0 | 0 | 0 | 0 | 0 | 0 | 0 | 0 |  | 0 | 0 | 0 | 0 |  | 0 | 0 | 0 | 0 | 0
1992-09-21 | 1992 | 9 | 21 | 0 | 0 | 0 | 0 | 0 | 0 | 0 | 0 | 0 | 0 | 0 | 0 | 0 | 0 | 0 | 0 | 0 | 0 | 0 | 0 | 0 | 0 | 0 | 0 |  | 0 | 0 | 0 | 0 |  | 0 | 0 | 0 | 0 | 0
1992-09-22 | 1992 | 9 | 22 | 0 | 0 | 0 | 0 | 0 | 0 | 0 | 0 | 0 | 0 | 0 | 0 | 0 | 0 | 0 | 0 | 0 | 0 | 0 | 0 | 0 | 0 | 0 | 0 |  | 0 | 0 | 0 | 0 |  | 0 | 0 | 0 | 0 | 0
1992-09-23 | 1992 | 9 | 23 | 0 | 0 | 0 | 0 | 0 | 0 | 0 | 0 | 0 | 0 | 0 | 0 | 0 | 0 | 0 | 0 | 0 | 0 | 0 | 0 | 0 | 0 | 0 | 0 |  | 0 | 0 | 0 | 0 |  | 0 | 0 | 0 | 0 | 0
1992-09-24 | 1992 | 9 | 24 | 0 | 0 | 0 | 0 | 0 | 0 | 0 | 0 | 0 | 3.2 | 0 | 0 | 0 | 0 | 0 | 0 | 0 | 0 | 0 | 0 | 0 | 3.2 | 0 | 0 |  | 6.4 | 6.4 | 6.4 | 0 |  | 0 | 0 | 0 | 0 | 6.4
1992-09-25 | 1992 | 9 | 25 | 0 | 0 | 0 | 0 | 0 | 0 | 0 | 0 | 0 | 0.2 | 1 | 0.5 | 0 | 0 | 0 | 0.8 | 0 | 1.3 | 1 | 0 | 0 | 0 | 0 | 0 |  | 4.8 | 4.8 | 4.8 | 0 |  | 0 | 0 | 0 | 0 | 4.8
1992-09-26 | 1992 | 9 | 26 | 0 | 0 | 0 | 0 | 0 | 0 | 0 | 0 | 0 | 0 | 0 | 0 | 0 | 0 | 0 | 0 | 0 | 0 | 0 | 0 | 0 | 0 | 0 | 0 |  | 0 | 0 | 0 | 0 |  | 0 | 0 | 0 | 0 | 0
1992-09-27 | 1992 | 9 | 27 | 0 | 0 | 0 | 0 | 0 | 0 | 0 | 0 | 0 | 0 | 0 | 0 | 0 | 0 | 0 | 0 | 0 | 0 | 0 | 0 | 0 | 0 | 0 | 0 |  | 0 | 0 | 0 | 0 |  | 0 | 0 | 0 | 0 | 0
1992-09-28 | 1992 | 9 | 28 | 0 | 0 | 0 | 0 | 0 | 0 | 0 | 0 | 0 | 0 | 0 | 0 | 0 | 0 | 0 | 0 | 0 | 0 | 0 | 0 | 0 | 0 | 0 | 0 |  | 0 | 0 | 0 | 0 |  | 0 | 0 | 0 | 0 | 0
1992-09-29 | 1992 | 9 | 29 | 0 | 0 | 0 | 0 | 0 | 0 | 0 | 0 | 0 | 0 | 0 | 0 | 0 | 0 | 0 | 0 | 0 | 0 | 0 | 0 | 0 | 0 | 0 | 0 |  | 0 | 0 | 0 | 0 |  | 0 | 0 | 0 | 0 | 0
1992-09-30 | 1992 | 9 | 30 | 0 | 0 | 0 | 0 | 0 | 0 | 0 | 0 | 0 | 0 | 0 | 0 | 0 | 0 | 0 | 0 | 0 | 0 | 0 | 0 | 0 | 0 | 0 | 0 |  | 0 | 0 | 0 | 0 |  | 0 | 0 | 0 | 0 | 0
1992-10-01 | 1992 | 10 | 1 | 0 | 0 | 0 | 0 | 0 | 0 | 0 | 0 | 0 | 0 | 0 | 0 | 0 | 0 | 0 | 0 | 0 | 0 | 0 | 0 | 0 | 0 | 0 | 0 |  | 0 | 0 | 0 | 0 |  | 0 | 0 | 0 | 0 | 0
1992-10-02 | 1992 | 10 | 2 | 0 | 0 | 0 | 0 | 0 | 0 | 0 | 0 | 0 | 0 | 0 | 0 | 0 | 0 | 0 | 0 | 0 | 0 | 0 | 0 | 0 | 0 | 0 | 0 |  | 0 | 0 | 0 | 0 |  | 0 | 0 | 0 | 0 | 0
1992-10-03 | 1992 | 10 | 3 | 0 | 0 | 0 | 0 | 0 | 0 | 0 | 0 | 0 | 0 | 0 | 0 | 0 | 0 | 0 | 0 | 0 | 0 | 0 | 0 | 0 | 0 | 0 | 0 |  | 0 | 0 | 0 | 0 |  | 0 | 0 | 0 | 0 | 0
1992-10-04 | 1992 | 10 | 4 | 5.2 | 1.2 | 0.2 | 0 | 0 | 0 | 0 | 0 | 0 | 0 | 0 | 0 | 0 | 0 | 0 | 0 | 0 | 0 | 0 | 0 | 0 | 0 | 0 | 0 |  | 6.6 | 6.6 | 6.6 | 8.8818e-16 |  | 0 | 0 | 0 | 0 | 0
1992-10-05 | 1992 | 10 | 5 | 0 | 0 | 0 | 0 | 0 | 0 | 0 | 0 | 0 | 0 | 0 | 0 | 0 | 0 | 0 | 0 | 0 | 0 | 0 | 0 | 0 | 0 | 0 | 0 |  | 0 | 0 | 0 | 0 |  | 0 | 0 | 0 | 0 | 0
1992-10-06 | 1992 | 10 | 6 | 0 | 0.3 | 0.4 | 0.3 | 0 | 0 | 0 | 0 | 0 | 0 | 0 | 0 | 0 | 0 | 0 | 0 | 0 | 0 | 0 | 0 | 0 | 0 | 0 | 0 |  | 1 | 1 | 1 | 0 |  | 0 | 0 | 0 | 0 | 0
1992-10-07 | 1992 | 10 | 7 | 0 | 0 | 0 | 0 | 0 | 0 | 0 | 0 | 0 | 0 | 0 | 0 | 0 | 0 | 0 | 0 | 0 | 0 | 0 | 0 | 0 | 0 | 0 | 0 |  | 0 | 0 | 0 | 0 |  | 0 | 0 | 0 | 0 | 0
1992-10-08 | 1992 | 10 | 8 | 0 | 0 | 0 | 0 | 0 | 0 | 0 | 0 | 0 | 0 | 0 | 0 | 0 | 0 | 0 | 0 | 0 | 0 | 0 | 0 | 0 | 0 | 0 | 0 |  | 0 | 0 | 0 | 0 |  | 0 | 0 | 0 | 0 | 0
1992-10-09 | 1992 | 10 | 9 | 0 | 0 | 0 | 0 | 0 | 0 | 0 | 0 | 0 | 0 | 0 | 0 | 0 | 0 | 0 | 0 | 0 | 0 | 0 | 0 | 0 | 0 | 0 | 0 |  | 0 | 0 | 0 | 0 |  | 0 | 0 | 0 | 0 | 0
1992-10-10 | 1992 | 10 | 10 | 0 | 0 | 0 | 0 | 0 | 0 | 0 | 0 | 0 | 0 | 0 | 0 | 0 | 0 | 0 | 0 | 0 | 0 | 0 | 0 | 0 | 0 | 0 | 0 |  | 0 | 0 | 0 | 0 |  | 0 | 0 | 0 | 0 | 0
1992-10-11 | 1992 | 10 | 11 | 0 | 0 | 0 | 0 | 0 | 0 | 0 | 0 | 0 | 0.4 | 0 | 0 | 0 | 0 | 0 | 0 | 0 | 0 | 0 | 0 | 0 | 0 | 0 | 0 |  | 0.4 | 0.4 | 0.4 | 0 |  | 0 | 0 | 0 | 0 | 0
1992-10-12 | 1992 | 10 | 12 | 0 | 0 | 0 | 0 | 0 | 0 | 0 | 0.2 | 0.1 | 0 | 0 | 0 | 0 | 0 | 0 | 0 | 0 | 0.2 | 0.1 | 0.2 | 0.2 | 0.1 | 0.3 | 0.2 |  | 1.6 | 1.6 | 1.6 | 0 |  | 0 | 0 | 0 | 0 | 0
1992-10-13 | 1992 | 10 | 13 | 0 | 0 | 0 | 0 | 0 | 0 | 0 | 0 | 0 | 0 | 0 | 0 | 0 | 0 | 0 | 0 | 0 | 0 | 0 | 0 | 0 | 0 | 0 | 0 |  | 0 | 0 | 0 | 0 |  | 0 | 0 | 0 | 0 | 0
1992-10-14 | 1992 | 10 | 14 | 0 | 0 | 0 | 0 | 0 | 0 | 0 | 0 | 0 | 0 | 0 | 0 | 0 | 0 | 0 | 0 | 0 | 0 | 0 | 0 | 0 | 0 | 0 | 0 |  | 0 | 0 | 0 | 0 |  | 0 | 0 | 0 | 0 | 0
1992-10-15 | 1992 | 10 | 15 | 0 | 0 | 0 | 0 | 0 | 0 | 0 | 0 | 0 | 0 | 0 | 0 | 0 | 0 | 0 | 0 | 0 | 0 | 0 | 0 | 0 | 0 | 0 | 0 |  | 0 | 0 | 0 | 0 |  | 0 | 0 | 0 | 0 | 0
1992-10-16 | 1992 | 10 | 16 | 0 | 0 | 0 | 0 | 0 | 0 | 0 | 0 | 0 | 0 | 0 | 0 | 0 | 0 | 0 | 0 | 0 | 0 | 0 | 0 | 0 | 0 | 0 | 0 |  | 0 | 0 | 0 | 0 |  | 0 | 0 | 0 | 0 | 0
1992-10-17 | 1992 | 10 | 17 | 0 | 0 | 0 | 0 | 0 | 0 | 0 | 0 | 0 | 0 | 0 | 0 | 0 | 0 | 0 | 0 | 0 | 0 | 0 | 0 | 0 | 0 | 0 | 0 |  | 0 | 0 | 0 | 0 |  | 0 | 0 | 0 | 0 | 0
1992-10-18 | 1992 | 10 | 18 | 0 | 0 | 0 | 0 | 0 | 0 | 0 | 0 | 0 | 0 | 0 | 0 | 0 | 0 | 0 | 0 | 0 | 0 | 0 | 0 | 0 | 0 | 0 | 0 |  | 0 | 0 | 0 | 0 |  | 0 | 0 | 0 | 0 | 0
1992-10-19 | 1992 | 10 | 19 | 0 | 0 | 0 | 0 | 0 | 0 | 0 | 0 | 0 | 0 | 0 | 0 | 0 | 0 | 0 | 0 | 0 | 0 | 0 | 0 | 0 | 0 | 0 | 0 |  | 0 | 0 | 0 | 0 |  | 0 | 0 | 0 | 0 | 0
1992-10-20 | 1992 | 10 | 20 | 0 | 0 | 0 | 0 | 0 | 0 | 0 | 0 | 0 | 0 | 0 | 0 | 0 | 0 | 0 | 0 | 0 | 0 | 0 | 0 | 0 | 0 | 0 | 0 |  | 0 | 0 | 0 | 0 |  | 0 | 0 | 0 | 0 | 0
1992-10-21 | 1992 | 10 | 21 | 0 | 0 | 0 | 0 | 0 | 0 | 0 | 0 | 0 | 0 | 0 | 0 | 0 | 0 | 0 | 0 | 0 | 0 | 0 | 0 | 0 | 0.6 | 0.6 | 0 |  | 1.2 | 1.2 | 1.2 | 0 |  | 0 | 0 | 0 | 0 | 0
1992-10-22 | 1992 | 10 | 22 | 0 | 0 | 0 | 0 | 0 | 0 | 0 | 0 | 0 | 0 | 0 | 0 | 0 | 0 | 0 | 0 | 0 | 0 | 0 | 0 | 0 | 0 | 0 | 0 |  | 0 | 0 | 0 | 0 |  | 0 | 0 | 0 | 0 | 0
1992-10-23 | 1992 | 10 | 23 | 0 | 0 | 0 | 0 | 0 | 0 | 0 | 0 | 0 | 0 | 0 | 0 | 0 | 0 | 0 | 0 | 0 | 0 | 0 | 0 | 0 | 0 | 0 | 0 |  | 0 | 0 | 0 | 0 |  | 0 | 0 | 0 | 0 | 0
1992-10-24 | 1992 | 10 | 24 | 0 | 0 | 0 | 0 | 0 | 0 | 0 | 0 | 0 | 0 | 0 | 0 | 0 | 0 | 0 | 0 | 0 | 0 | 0.4 | 0.4 | 0 | 0 | 0 | 0 |  | 0.8 | 0.8 | 0.8 | 0 |  | 0 | 0 | 0 | 0 | 0
1992-10-25 | 1992 | 10 | 25 | 0 | 0 | 0 | 0 | 0 | 0 | 0 | 0 | 0 | 0 | 0 | 0 | 0 | 0 | 0 | 0 | 0 | 0 | 0 | 0 | 0 | 0 | 0 | 0 |  | 0 | 0 | 0 | 0 |  | 0 | 0 | 0 | 0 | 0
1992-10-26 | 1992 | 10 | 26 | 0 | 0 | 0 | 0 | 0 | 0 | 0 | 0 | 0 | 0 | 0 | 0 | 0 | 0 | 0 | 0 | 0 | 0 | 0 | 0.8 | 0 | 0 | 0 | 0 |  | 0.8 | 0.8 | 0.8 | 0 |  | 0 | 0 | 0 | 0 | 0
1992-10-27 | 1992 | 10 | 27 | 0 | 0 | 0 | 0 | 0 | 0 | 0 | 0 | 0 | 0 | 0 | 0 | 0 | 0 | 0 | 0 | 0 | 0 | 0 | 0 | 0 | 0 | 0 | 0 |  | 0 | 0 | 0 | 0 |  | 0 | 0 | 0 | 0 | 0
1992-10-28 | 1992 | 10 | 28 | 0 | 0 | 0 | 0 | 0 | 0 | 0 | 0 | 0 | 0 | 0 | 0 | 0 | 0 | 0 | 0 | 0 | 0 | 0 | 0 | 0 | 0 | 0 | 0 |  | 0 | 0 | 0 | 0 |  | 0 | 0 | 0 | 0 | 0
1992-10-29 | 1992 | 10 | 29 | 0 | 0 | 0 | 0 | 0 | 0 | 0 | 0 | 0.2 | 0.2 | 0.1 | 0.2 | 0 | 0 | 0 | 0 | 0.2 | 0.2 | 0.2 | 0.2 | 0.1 | 0.2 | 0.2 | 0 |  | 2 | 2 | 2 | 2.2204e-16 |  | 0 | 0 | 0 | 0 | 0
1992-10-30 | 1992 | 10 | 30 | 0 | 0 | 0 | 0 | 0 | 0 | 0 | 0 | 0 | 0 | 0 | 0.2 | 0 | 0 | 0 | 0 | 0 | 0 | 0 | 0 | 0 | 0 | 0 | 0 |  | 0.2 | 0.2 | 0.2 | 0 |  | 0 | 0 | 0 | 0 | 0
1992-10-31 | 1992 | 10 | 31 | 0 | 0 | 0 | 0 | 0 | 0 | 0 | 0 | 0 | 0 | 0 | 0 | 0 | 0 | 0 | 0 | 0 | 0 | 0 | 0 | 0 | 0 | 0 | 0 |  | 0 | 0 | 0 | 0 |  | 0 | 0 | 0 | 0 | 0
1992-11-01 | 1992 | 11 | 1 | 0 | 0 | 0 | 0 | 0 | 0 | 0 | 0 | 0 | 0 | 0 | 0 | 0 | 0 | 0 | 0 | 0 | 0 | 0 | 0 | 0 | 0 | 0 | 0 |  | 0 | 0 | 0 | 0 |  | 0 | 0 | 0 | 0 | 0
1992-11-02 | 1992 | 11 | 2 | 0 | 0 | 0 | 0 | 0 | 0 | 0.1 | 0 | 0 | 0 | 0.1 | 0 | 0 | 0 | 0 | 0 | 0 | 0 | 0.1 | 0 | 0 | 0 | 0.1 | 0 |  | 0.4 | 0.4 | 0.4 | 0 |  | 0 | 0 | 0 | 0 | 0
1992-11-03 | 1992 | 11 | 3 | 0 | 0 | 0 | 0 | 0 | 0 | 0 | 0 | 0 | 0 | 0 | 0 | 0 | 0 | 0 | 0 | 0 | 0 | 0 | 0 | 0 | 0 | 0 | 0 |  | 0 | 0 | 0 | 0 |  | 0 | 0 | 0 | 0 | 0
1992-11-04 | 1992 | 11 | 4 | 0 | 0 | 0 | 0.4 | 0 | 0 | 0 | 0 | 0 | 0.5 | 0.4 | 0.8 | 0.9 | 0.8 | 0.5 | 0.4 | 0.4 | 0 | 0.4 | 0.5 | 0.4 | 0 | 0 | 0 |  | 6.4 | 6.4 | 6.4 | 8.8818e-16 |  | 0 | 0 | 0 | 0 | 0
1992-11-05 | 1992 | 11 | 5 | 0 | 0 | 0 | 0 | 0 | 0 | 0 | 0 | 0 | 0 | 0 | 0 | 0 | 0 | 0 | 0 | 0 | 0 | 0 | 0 | 0 | 0 | 0 | 0 |  | 0 | 0 | 0 | 0 |  | 0 | 0 | 0 | 0 | 0
1992-11-06 | 1992 | 11 | 6 | 0 | 0 | 0 | 0 | 0 | 0 | 0 | 0 | 0 | 0 | 0 | 0 | 0 | 0 | 0 | 0 | 0 | 0 | 0 | 0 | 0 | 0 | 0 | 0 |  | 0 | 0 | 0 | 0 |  | 0 | 0 | 0 | 0 | 0
1992-11-07 | 1992 | 11 | 7 | 0 | 0 | 0 | 0 | 0 | 0 | 0 | 0 | 0 | 0 | 0 | 0 | 0 | 0.2 | 0 | 0 | 0.2 | 0.1 | 0.2 | 0.2 | 0.2 | 0.1 | 0.2 | 0.2 |  | 1.6 | 1.6 | 1.6 | 2.2204e-16 |  | 0 | 0 | 0 | 0 | 0
1992-11-08 | 1992 | 11 | 8 | 0 | 0 | 0 | 0 | 0 | 0 | 0 | 0 | 0 | 0 | 0 | 0 | 0 | 0 | 0 | 0.7 | 0.6 | 0.7 | 0.6 | 0.7 | 1.3 | 1.3 | 1.3 | 0.6 |  | 7.8 | 7.8 | 7.8 | 8.8818e-16 |  | 0 | 0 | 0 | 0 | 0
1992-11-09 | 1992 | 11 | 9 | 0.4 | 0.4 | 0.4 | 0.5 | 0.4 | 0.4 | 0.4 | 0.4 | 0.4 | 0.4 | 0.5 | 0 | 0.4 | 0.4 | 0.4 | 0 | 0 | 0 | 0 | 0 | 0 | 0 | 0 | 0 |  | 5.8 | 5.8 | 5.8 | 8.8818e-16 |  | 0 | 0 | 0 | 0 | 0
1992-11-10 | 1992 | 11 | 10 | 0 | 0 | 0 | 0 | 0 | 0 | 0 | 0 | 0 | 0 | 0 | 0 | 0 | 0 | 0 | 0 | 0 | 0 | 0 | 0 | 0 | 0 | 0 | 0 |  | 0 | 0 | 0 | 0 |  | 0 | 0 | 0 | 0 | 0
1992-11-11 | 1992 | 11 | 11 | 0 | 0 | 0 | 0 | 0 | 0 | 0 | 0 | 0 | 0 | 0 | 0 | 0 | 0 | 0 | 0 | 0 | 0 | 0 | 0 | 0 | 0 | 0 | 0 |  | 0 | 0 | 0 | 0 |  | 0 | 0 | 0 | 0 | 0
1992-11-12 | 1992 | 11 | 12 | 0 | 0 | 0 | 0 | 0 | 0 | 0 | 0 | 0 | 0 | 0 | 0 | 0 | 0 | 0 | 0 | 0 | 0 | 0 | 0 | 0 | 0 | 0 | 0 |  | 0 | 0 | 0 | 0 |  | 0 | 0 | 0 | 0 | 0
1992-11-13 | 1992 | 11 | 13 | 0 | 0 | 0 | 0 | 0 | 0 | 0 | 0 | 0 | 0 | 0 | 0 | 0 | 0 | 0 | 0 | 0 | 0 | 0 | 0 | 0 | 0 | 0 | 0 |  | 0 | 0 | 0 | 0 |  | 0 | 0 | 0 | 0 | 0
1992-11-14 | 1992 | 11 | 14 | 0 | 0 | 0 | 0 | 0 | 0 | 0 | 0 | 0 | 0 | 0 | 0 | 0 | 0 | 0 | 0 | 0 | 0 | 0 | 0 | 0 | 0 | 0 | 0 |  | 0 | 0 | 0 | 0 |  | 0 | 0 | 0 | 0 | 0
1992-11-15 | 1992 | 11 | 15 | 0 | 0 | 0 | 0 | 0 | 0 | 0 | 0 | 0 | 0 | 0 | 0 | 0 | 0 | 0 | 0 | 0 | 0 | 0 | 0 | 0 | 0 | 0 | 0 |  | 0 | 0 | 0 | 0 |  | 0 | 0 | 0 | 0 | 0
1992-11-16 | 1992 | 11 | 16 | 0 | 0 | 0 | 0 | 0 | 0 | 0 | 0 | 0 | 0 | 0 | 0 | 0 | 0 | 0 | 0 | 0 | 0 | 0 | 0 | 0 | 0 | 0 | 0 |  | 0 | 0 | 0 | 0 |  | 0 | 0 | 0 | 0 | 0
1992-11-17 | 1992 | 11 | 17 | 0 | 0 | 0.2 | 0.3 | 0.2 | 0.3 | 0.2 | 0.3 | 0.2 | 0.3 | 0.2 | 0.3 | 0.2 | 0.2 | 0.3 | 0.2 | 0.3 | 0.2 | 0.3 | 0.2 | 0.3 | 0.2 | 0.3 | 0.2 |  | 5.4 | 5.4 | 5.4 | 0 |  | 0 | 0 | 0 | 0 | 0
1992-11-18 | 1992 | 11 | 18 | 0 | 0 | 0.1 | 0 | 0 | 0 | 0 | 0 | 0 | 0.1 | 0 | 0 | 0 | 0 | 0 | 0 | 0 | 0 | 0 | 0 | 0 | 0 | 0 | 0 |  | 0.2 | 0.2 | 0.2 | 0 |  | 0 | 0 | 0 | 0 | 0
1992-11-19 | 1992 | 11 | 19 | 0 | 0 | 0 | 0 | 0 | 0 | 0 | 0 | 0 | 0 | 0 | 0 | 0 | 0 | 0 | 0 | 0 | 0 | 0 | 0 | 0 | 0 | 0 | 0 |  | 0 | 0 | 0 | 0 |  | 0 | 0 | 0 | 0 | 0
1992-11-20 | 1992 | 11 | 20 | 0 | 0 | 0 | 0 | 0.1 | 0 | 0.1 | 0 | 0 | 0 | 0 | 0 | 0 | 0 | 0 | 0 | 0 | 0 | 0 | 0 | 0 | 0 | 0 | 0 |  | 0.2 | 0.2 | 0.2 | 0 |  | 0 | 0 | 0 | 0 | 0
1992-11-21 | 1992 | 11 | 21 | 0 | 0 | 0 | 0 | 0 | 0 | 0 | 0 | 0 | 0 | 0 | 0 | 0 | 0 | 0 | 0 | 0 | 0 | 0 | 0 | 0 | 0 | 0 | 0 |  | 0 | 0 | 0 | 0 |  | 0 | 0 | 0 | 0 | 0
1992-11-22 | 1992 | 11 | 22 | 0 | 0 | 0 | 0 | 0.1 | 0.1 | 0.1 | 0 | 0 | 0.1 | 0 | 0 | 0 | 0 | 0 | 0 | 0 | 0.1 | 0.1 | 0 | 0 | 0 | 0 | 0 |  | 0.6 | 0.6 | 0.6 | 0 |  | 0 | 0 | 0 | 0 | 0
1992-11-23 | 1992 | 11 | 23 | 0 | 0 | 0 | 0 | 0 | 0 | 0 | 0 | 0 | 0 | 0 | 0 | 0 | 0 | 0 | 0 | 0 | 0 | 0 | 0 | 0 | 0 | 0 | 0 |  | 0 | 0 | 0 | 0 |  | 0 | 0 | 0 | 0 | 0
1992-11-24 | 1992 | 11 | 24 | 0 | 0 | 0 | 0 | 0 | 0 | 0 | 0 | 0 | 0 | 0 | 0 | 0 | 0 | 0 | 0 | 0 | 0 | 0 | 0 | 0 | 0 | 0 | 0 |  | 0 | 0 | 0 | 0 |  | 0 | 0 | 0 | 0 | 0
1992-11-25 | 1992 | 11 | 25 | 0 | 0 | 0 | 0 | 0 | 0 | 0 | 0 | 0 | 0 | 0 | 0 | 0 | 0 | 0 | 0 | 0 | 0 | 0 | 0 | 0 | 0 | 0 | 0 |  | 0 | 0 | 0 | 0 |  | 0 | 0 | 0 | 0 | 0
1992-11-26 | 1992 | 11 | 26 | 0 | 0 | 0 | 0 | 0 | 0 | 0 | 0 | 0 | 0 | 0 | 0 | 0 | 0 | 0 | 0 | 0 | 0 | 0 | 0 | 0 | 0 | 0 | 0 |  | 0 | 0 | 0 | 0 |  | 0 | 0 | 0 | 0 | 0
1992-11-27 | 1992 | 11 | 27 | 0 | 0 | 0 | 0 | 0 | 0 | 0 | 0 | 0 | 0 | 0 | 0 | 0 | 0 | 0 | 0 | 0 | 0 | 1.4 | 2.6 | 2.8 | 1.9 | 0.5 | 0 |  | 9.2 | 9.2 | 9.2 | 0 |  | 0 | 0 | 0 | 0 | 0
1992-11-28 | 1992 | 11 | 28 | 1.2 | 0 | 0 | 0 | 0 | 0 | 0 | 0 | 0 | 0 | 0 | 0 | 0 | 0 | 0 | 0 | 0 | 0 | 0 | 0 | 0 | 0 | 0 | 0 |  | 1.2 | 1.2 | 1.2 | 0 |  | 0 | 0 | 0 | 0 | 0
1992-11-29 | 1992 | 11 | 29 | 0 | 0 | 0 | 0 | 0 | 0 | 0 | 0 | 0 | 0 | 0 | 0 | 0 | 0 | 0 | 0 | 0 | 0 | 0 | 0 | 0 | 0 | 0 | 0 |  | 0 | 0 | 0 | 0 |  | 0 | 0 | 0 | 0 | 0
1992-11-30 | 1992 | 11 | 30 | 0 | 0 | 0 | 0 | 0 | 0 | 0 | 0 | 0 | 0 | 0 | 0 | 0 | 0 | 0 | 0 | 0 | 0 | 0 | 0 | 0 | 0 | 0 | 0 |  | 0 | 0 | 0 | 0 |  | 0 | 0 | 0 | 0 | 0
1992-12-01 | 1992 | 12 | 1 | 0 | 0 | 0 | 0 | 0 | 0 | 0 | 0 | 0 | 0 | 0 | 0 | 0 | 0 | 0 | 0 | 0 | 0 | 0 | 0 | 0 | 0 | 0 | 0 |  | 0 | 0 | 0 | 0 |  | 0 | 0 | 0 | 0 | 0
1992-12-02 | 1992 | 12 | 2 | 0 | 0 | 0 | 0 | 0 | 0 | 0 | 0 | 0 | 0 | 0 | 0 | 0 | 0 | 0 | 0 | 0 | 0 | 0 | 0 | 0 | 0 | 0 | 0 |  | 0 | 0 | 0 | 0 |  | 0 | 0 | 0 | 0 | 0
1992-12-03 | 1992 | 12 | 3 | 0 | 0 | 0 | 0 | 0 | 0 | 0 | 0 | 0 | 0 | 0 | 0 | 0 | 0 | 0 | 0 | 0 | 0 | 0 | 0 | 0 | 0 | 0 | 0 |  | 0 | 0 | 0 | 0 |  | 0 | 0 | 0 | 0 | 0
1992-12-04 | 1992 | 12 | 4 | 0 | 0 | 0 | 0 | 0 | 0 | 0 | 0 | 0 | 0 | 0 | 0 | 0 | 0 | 0 | 0 | 0 | 0 | 0 | 0 | 0 | 0 | 0 | 0 |  | 0 | 0 | 0 | 0 |  | 0 | 0 | 0 | 0 | 0
1992-12-05 | 1992 | 12 | 5 | 0 | 0 | 0 | 0 | 0 | 0 | 0 | 0 | 0 | 0 | 0 | 0 | 0 | 0 | 0 | 0 | 0 | 0 | 0 | 0 | 0 | 0 | 0 | 0 |  | 0 | 0 | 0 | 0 |  | 0 | 0 | 0 | 0 | 0
1992-12-06 | 1992 | 12 | 6 | 0 | 0 | 0 | 0 | 0 | 0 | 0 | 0 | 0 | 0 | 0 | 0 | 0 | 0 | 0 | 0 | 0 | 0 | 0 | 0 | 0 | 0 | 0 | 0 |  | 0 | 0 | 0 | 0 |  | 0 | 0 | 0 | 0 | 0
1992-12-07 | 1992 | 12 | 7 | 0 | 0 | 0 | 0 | 0 | 0 | 0 | 0 | 0 | 0 | 0 | 0 | 0 | 0 | 0 | 0 | 0 | 0 | 0 | 0 | 0 | 0 | 0 | 0 |  | 0 | 0 | 0 | 0 |  | 0 | 0 | 0 | 0 | 0
1992-12-08 | 1992 | 12 | 8 | 0 | 0 | 0 | 0 | 0 | 0 | 0 | 0 | 0 | 0 | 0 | 0 | 0 | 0 | 0 | 0 | 0 | 0 | 0 | 0 | 0 | 0 | 0 | 0 |  | 0 | 0 | 0 | 0 |  | 0 | 0 | 0 | 0 | 0
1992-12-09 | 1992 | 12 | 9 | 0 | 0 | 0 | 0 | 0 | 0 | 0 | 0 | 0 | 0 | 0 | 0 | 0 | 0 | 0 | 0 | 0 | 0 | 0 | 0 | 0 | 0 | 0 | 0 |  | 0 | 0 | 0 | 0 |  | 0 | 0 | 0 | 0 | 0
1992-12-10 | 1992 | 12 | 10 | 0 | 0 | 0 | 0 | 0 | 0 | 0 | 0 | 0 | 0 | 0 | 0 | 0 | 0 | 0 | 0.2 | 0.2 | 0.2 | 0.2 | 0.2 | 0.2 | 0.2 | 0 | 0 |  | 1.4 | 1.4 | 1.4 | 0 |  | 0 | 0 | 0 | 0 | 0
1992-12-11 | 1992 | 12 | 11 | 0 | 0 | 0 | 0 | 0 | 0 | 0 | 0 | 0 | 0 | 0 | 0 | 0 | 0 | 0 | 0 | 0 | 0 | 0 | 0 | 0 | 0 | 0 | 0 |  | 0 | 0 | 0 | 0 |  | 0 | 0 | 0 | 0 | 0
1992-12-12 | 1992 | 12 | 12 | 0 | 0 | 0 | 0 | 0 | 0 | 0 | 0 | 0 | 0 | 0 | 0 | 0 | 0 | 0 | 0 | 0 | 0 | 0 | 0 | 0 | 0 | 0 | 0 |  | 0 | 0 | 0 | 0 |  | 0 | 0 | 0 | 0 | 0
1992-12-13 | 1992 | 12 | 13 | 0 | 0 | 0 | 0 | 0 | 0 | 0 | 0 | 0 | 0 | 0 | 0 | 0 | 0 | 0 | 0 | 0 | 0 | 0 | 0 | 0 | 0 | 0 | 0 |  | 0 | 0 | 0 | 0 |  | 0 | 0 | 0 | 0 | 0
1992-12-14 | 1992 | 12 | 14 | 0 | 0 | 0 | 0 | 0 | 0 | 0 | 0 | 0 | 0 | 0 | 0 | 0 | 0 | 0 | 0 | 0 | 0 | 0 | 0 | 0 | 0 | 0 | 0 |  | 0 | 0 | 0 | 0 |  | 0 | 0 | 0 | 0 | 0
1992-12-15 | 1992 | 12 | 15 | 0 | 0 | 0 | 0 | 0 | 0 | 0 | 0 | 0 | 0 | 0 | 0 | 0 | 0 | 0 | 0 | 0 | 0 | 0.6 | 0.5 | 1.1 | 0.6 | 0.5 | 1.1 |  | 4.4 | 4.4 | 4.4 | 0 |  | 0 | 0 | 0 | 0 | 0
1992-12-16 | 1992 | 12 | 16 | 0.4 | 0 | 0 | 0 | 0 | 0 | 0 | 0 | 0 | 0 | 0 | 0 | 0 | 0 | 0 | 0 | 0 | 0 | 0 | 0 | 0 | 0 | 0 | 0 |  | 0.4 | 0.4 | 0.4 | 0 |  | 0 | 0 | 0 | 0 | 0
1992-12-17 | 1992 | 12 | 17 | 0 | 0 | 0.1 | 0 | 0.1 | 0 | 0 | 0.1 | 0 | 0.1 | 0 | 0.1 | 0 | 0 | 0.1 | 0 | 0.1 | 0 | 0.1 | 0 | 0.1 | 0 | 0.1 | 0 |  | 1 | 1 | 1 | 1.1102e-16 |  | 0 | 0 | 0 | 0 | 0
1992-12-18 | 1992 | 12 | 18 | 0.1 | 0 | 0.1 | 0 | 0 | 0 | 0 | 0 | 0 | 0 | 0 | 0 | 0 | 0 | 0 | 0 | 0 | 0 | 0 | 0 | 0 | 0 | 0 | 0 |  | 0.2 | 0.2 | 0.2 | 0 |  | 0 | 0 | 0 | 0 | 0
1992-12-19 | 1992 | 12 | 19 | 0 | 0 | 0 | 0 | 0 | 0 | 0 | 0 | 0 | 0 | 0 | 0 | 0 | 0 | 0 | 0 | 0 | 0 | 0 | 0 | 0 | 0 | 0 | 0 |  | 0 | 0 | 0 | 0 |  | 0 | 0 | 0 | 0 | 0
1992-12-20 | 1992 | 12 | 20 | 0 | 0 | 0 | 0 | 0 | 0 | 0 | 0 | 0 | 0 | 0 | 0 | 0 | 0 | 0 | 0 | 0 | 0 | 0 | 0 | 0 | 0 | 0 | 0 |  | 0 | 0 | 0 | 0 |  | 0 | 0 | 0 | 0 | 0
1992-12-21 | 1992 | 12 | 21 | 0 | 0 | 0 | 0 | 0 | 0 | 0 | 0 | 0 | 0 | 0 | 0 | 0 | 0 | 0 | 0 | 0 | 0 | 0 | 0 | 0 | 0 | 0 | 0 |  | 0 | 0 | 0 | 0 |  | 0 | 0 | 0 | 0 | 0
1992-12-22 | 1992 | 12 | 22 | 0 | 0 | 0.1 | 0 | 0.1 | 0 | 0.1 | 0 | 0.1 | 0 | 0.1 | 0 | 0.1 | 0.1 | 0 | 0.1 | 0 | 0.1 | 0 | 0.1 | 0 | 0.1 | 0 | 0.1 |  | 1.2 | 1.2 | 1.2 | 0 |  | 0 | 0 | 0 | 0 | 0
1992-12-23 | 1992 | 12 | 23 | 0 | 0 | 0 | 0 | 0 | 0 | 0 | 0 | 0 | 0 | 0 | 0 | 0 | 0 | 0 | 0 | 0 | 0 | 0 | 0 | 0 | 0 | 0 | 0 |  | 0 | 0 | 0 | 0 |  | 0 | 0 | 0 | 0 | 0
1992-12-24 | 1992 | 12 | 24 | 0 | 0 | 0 | 0 | 0 | 0 | 0.1 | 0 | 0.1 | 0.1 | 0 | 0.1 | 0 | 0 | 0 | 0 | 0 | 0 | 0 | 0 | 0 | 0 | 0 | 0 |  | 0.4 | 0.4 | 0.4 | 0 |  | 0 | 0 | 0 | 0 | 0
1992-12-25 | 1992 | 12 | 25 | 0 | 0 | 0 | 0 | 0 | 0 | 0 | 0 | 0 | 0 | 0 | 0 | 0 | 0 | 0 | 0 | 0 | 0 | 0 | 0 | 0 | 0 | 0 | 0 |  | 0 | 0 | 0 | 0 |  | 0 | 0 | 0 | 0 | 0
1992-12-26 | 1992 | 12 | 26 | 0 | 0 | 0 | 0 | 0 | 0 | 0 | 0 | 0 | 0 | 0 | 0 | 0 | 0.1 | 0 | 0.1 | 0.1 | 0.1 | 0 | 0.1 | 0.1 | 0.1 | 0 | 0.1 |  | 0.8 | 0.8 | 0.8 | 1.1102e-16 |  | 0 | 0 | 0 | 0 | 0
1992-12-27 | 1992 | 12 | 27 | 0 | 0.1 | 0 | 0 | 0.1 | 0 | 0 | 0.1 | 0 | 0 | 0.1 | 0 | 0 | 0.1 | 0 | 0 | 0.1 | 0 | 0 | 0.1 | 0 | 0 | 0.1 | 0 |  | 0.8 | 0.8 | 0.8 | 1.1102e-16 |  | 0 | 0 | 0 | 0 | 0
1992-12-28 | 1992 | 12 | 28 | 0.1 | 0.2 | 0.1 | 0.1 | 0.2 | 0.1 | 0.1 | 0.2 | 0.1 | 0.1 | 0.2 | 0.1 | 0.1 | 0.2 | 0.1 | 0.1 | 0.2 | 0.1 | 0.1 | 0.2 | 0.1 | 0.1 | 0.2 | 0.1 |  | 3.2 | 3.2 | 3.2 | 8.8818e-16 |  | 0 | 0 | 0 | 0 | 0
1992-12-29 | 1992 | 12 | 29 | 0 | 0 | 0 | 0 | 0 | 0.1 | 0 | 0 | 0 | 0 | 0 | 0 | 0 | 0 | 0 | 0 | 0 | 0.1 | 0 | 0 | 0 | 0 | 0 | 0 |  | 0.2 | 0.2 | 0.2 | 0 |  | 0 | 0 | 0 | 0 | 0
1992-12-30 | 1992 | 12 | 30 | 0 | 0 | 0 | 0 | 0 | 0 | 0 | 0 | 0 | 0 | 0 | 0 | 0 | 0 | 0 | 0 | 0 | 0 | 0 | 0 | 0 | 0 | 0 | 0 |  | 0 | 0 | 0 | 0 |  | 0 | 0 | 0 | 0 | 0
1992-12-31 | 1992 | 12 | 31 | 0 | 0 | 0 | 0 | 0 | 0 | 0 | 0 | 0 | 0 | 0 | 0 | 0 | 0 | 0 | 0 | 0 | 0 | 0 | 0 | 0 | 0 | 0 | 0 |  | 0 | 0 | 0 | 0 |  | 0 | 0 | 0 | 0 | 0
1993-01-01 | 1993 | 1 | 1 | 0 | 0 | 0 | 0 | 0 | 0 | 0 | 0 | 0 | 0 | 0 | 0 | 0 | 0 | 0 | 0 | 0 | 0 | 0 | 0 | 0 | 0 | 0 | 0 |  | 0 | 0 | 0 | 0 |  | 0 | 0 | 0 | 0 | 0
1993-01-02 | 1993 | 1 | 2 | 0 | 0 | 0 | 0 | 0 | 0 | 0 | 0 | 0 | 0 | 0 | 0 | 0 | 0 | 0 | 0 | 0 | 0 | 0 | 0 | 0 | 0 | 0 | 0 |  | 0 | 0 | 0 | 0 |  | 0 | 0 | 0 | 0 | 0
1993-01-03 | 1993 | 1 | 3 | 0 | 0 | 0 | 0 | 0 | 0 | 0 | 0 | 0 | 0 | 0 | 0 | 0 | 0 | 0 | 0 | 0 | 0.1 | 0.1 | 0.1 | 0.2 | 0.1 | 0.1 | 0.1 |  | 0.8 | 0.8 | 0.8 | 1.1102e-16 |  | 0 | 0 | 0 | 0 | 0
1993-01-04 | 1993 | 1 | 4 | 0 | 0.1 | 0 | 0.1 | 0 | 0 | 0.1 | 0 | 0 | 0.1 | 0 | 0.1 | 0 | 0 | 0.1 | 0 | 0 | 0 | 0 | 0 | 0.1 | 0 | 0.1 | 0 |  | 0.8 | 0.8 | 0.8 | 1.1102e-16 |  | 0 | 0 | 0 | 0 | 0
1993-01-05 | 1993 | 1 | 5 | 0 | 0 | 0 | 0 | 0 | 0 | 0 | 0 | 0 | 0 | 0 | 0 | 0 | 0 | 0 | 0 | 0 | 0 | 0 | 0 | 0 | 0 | 0 | 0 |  | 0 | 0 | 0 | 0 |  | 0 | 0 | 0 | 0 | 0
1993-01-06 | 1993 | 1 | 6 | 0 | 0 | 0 | 0 | 0 | 0 | 0 | 0 | 0 | 0 | 0 | 0 | 0.1 | 0.1 | 0 | 0 | 0 | 0 | 0 | 0 | 0 | 0 | 0 | 0 |  | 0.2 | 0.2 | 0.2 | 0 |  | 0 | 0 | 0 | 0 | 0
1993-01-07 | 1993 | 1 | 7 | 0 | 0 | 0 | 0 | 0 | 0 | 0 | 0 | 0 | 0 | 0 | 0 | 0 | 0 | 0 | 0 | 0 | 0 | 0 | 0 | 0 | 0 | 0 | 0 |  | 0 | 0 | 0 | 0 |  | 0 | 0 | 0 | 0 | 0
1993-01-08 | 1993 | 1 | 8 | 0.1 | 0.2 | 0.1 | 0.1 | 0.2 | 0.1 | 0.1 | 0.1 | 0.2 | 0.1 | 0.1 | 0.2 | 0.1 | 0.1 | 0.2 | 0 | 0 | 0 | 0 | 0.1 | 0.1 | 0.1 | 0.2 | 0.1 |  | 2.6 | 2.6 | 2.6 | 8.8818e-16 |  | 0 | 0 | 0 | 0 | 0
1993-01-09 | 1993 | 1 | 9 | 0 | 0 | 0 | 0 | 0 | 0 | 0 | 0 | 0 | 0 | 0 | 0 | 0 | 0 | 0 | 0 | 0 | 0 | 0 | 0 | 0 | 0 | 0 | 0 |  | 0 | 0 | 0 | 0 |  | 0 | 0 | 0 | 0 | 0
1993-01-10 | 1993 | 1 | 10 | 0 | 0 | 0 | 0 | 0 | 0 | 0 | 0 | 0 | 0 | 0 | 0 | 0 | 0 | 0 | 0 | 0 | 0 | 0 | 0 | 0 | 0 | 0 | 0 |  | 0 | 0 | 0 | 0 |  | 0 | 0 | 0 | 0 | 0
1993-01-11 | 1993 | 1 | 11 | 0 | 0 | 0 | 0 | 0 | 0 | 0 | 0 | 0.1 | 0 | 0 | 0 | 0 | 0 | 0 | 0 | 0 | 0 | 0 | 0.1 | 0 | 0 | 0 | 0 |  | 0.2 | 0.2 | 0.2 | 0 |  | 0 | 0 | 0 | 0 | 0
1993-01-12 | 1993 | 1 | 12 | 0 | 0 | 0 | 0 | 0 | 0 | 0 | 0 | 0 | 0 | 0 | 0 | 0 | 0 | 0 | 0 | 0 | 0 | 0 | 0 | 0 | 0 | 0 | 0 |  | 0 | 0 | 0 | 0 |  | 0 | 0 | 0 | 0 | 0
1993-01-13 | 1993 | 1 | 13 | 0 | 0 | 0 | 0 | 0 | 0 | 0 | 0 | 0 | 0 | 0 | 0 | 0 | 0 | 0 | 0 | 0 | 0 | 0 | 0 | 0 | 0 | 0 | 0 |  | 0 | 0 | 0 | 0 |  | 0 | 0 | 0 | 0 | 0
1993-01-14 | 1993 | 1 | 14 | 0 | 0 | 0 | 0 | 0 | 0 | 0 | 0 | 0 | 0 | 0 | 0 | 0 | 0 | 0 | 0 | 0 | 0 | 0 | 0 | 0 | 0 | 0 | 0 |  | 0 | 0 | 0 | 0 |  | 0 | 0 | 0 | 0 | 0
1993-01-15 | 1993 | 1 | 15 | 0 | 0 | 0 | 0 | 0 | 0 | 0 | 0 | 0 | 0 | 0 | 0 | 0 | 0 | 0 | 0 | 0 | 0 | 0 | 0 | 0 | 0 | 0 | 0 |  | 0 | 0 | 0 | 0 |  | 0 | 0 | 0 | 0 | 0
1993-01-16 | 1993 | 1 | 16 | 0 | 0 | 0 | 0 | 0 | 0 | 0 | 0 | 0 | 0 | 0 | 0 | 0 | 0 | 0 | 0 | 0 | 0 | 0 | 0 | 0 | 0 | 0 | 0 |  | 0 | 0 | 0 | 0 |  | 0 | 0 | 0 | 0 | 0
1993-01-17 | 1993 | 1 | 17 | 0 | 0 | 0 | 0 | 0 | 0 | 0 | 0 | 0 | 0 | 0 | 0 | 0 | 0 | 0 | 0 | 0 | 0 | 0 | 0 | 0 | 0 | 0 | 0 |  | 0 | 0 | 0 | 0 |  | 0 | 0 | 0 | 0 | 0
1993-01-18 | 1993 | 1 | 18 | 0 | 0 | 0 | 0 | 0 | 0 | 0 | 0 | 0 | 0 | 0 | 0 | 0 | 0 | 0 | 0 | 0 | 0 | 0 | 0 | 0 | 0 | 0 | 0 |  | 0 | 0 | 0 | 0 |  | 0 | 0 | 0 | 0 | 0
1993-01-19 | 1993 | 1 | 19 | 0 | 0 | 0 | 0 | 0 | 0 | 0 | 0 | 0 | 0 | 0 | 0 | 0 | 0 | 0 | 0 | 0 | 0 | 0 | 0 | 0 | 0 | 0 | 0 |  | 0 | 0 | 0 | 0 |  | 0 | 0 | 0 | 0 | 0
1993-01-20 | 1993 | 1 | 20 | 0 | 0 | 0 | 0 | 0 | 0 | 0 | 0 | 0 | 0 | 0 | 0 | 0 | 0 | 0 | 0 | 0 | 0 | 0 | 0 | 0 | 0 | 0 | 0 |  | 0 | 0 | 0 | 0 |  | 0 | 0 | 0 | 0 | 0
1993-01-21 | 1993 | 1 | 21 | 0 | 0 | 0 | 0 | 0 | 0 | 0 | 0 | 0 | 0 | 0 | 0 | 0 | 0 | 0 | 0 | 0 | 0 | 0 | 0 | 0 | 0 | 0 | 0 |  | 0 | 0 | 0 | 0 |  | 0 | 0 | 0 | 0 | 0
1993-01-22 | 1993 | 1 | 22 | 0 | 0 | 0 | 0 | 0 | 0 | 0 | 0 | 0 | 0 | 0 | 0 | 0 | 0 | 0 | 0 | 0 | 0 | 0 | 0 | 0 | 0 | 0 | 0 |  | 0 | 0 | 0 | 0 |  | 0 | 0 | 0 | 0 | 0
1993-01-23 | 1993 | 1 | 23 | 0 | 0 | 0 | 0 | 0 | 0 | 0 | 0 | 0 | 0 | 0 | 0 | 0 | 0 | 0 | 0 | 0 | 0 | 0 | 0 | 0 | 0 | 0 | 0 |  | 0 | 0 | 0 | 0 |  | 0 | 0 | 0 | 0 | 0
1993-01-24 | 1993 | 1 | 24 | 0 | 0 | 0 | 0 | 0 | 0 | 0 | 0 | 0 | 0 | 0 | 0 | 0 | 0 | 0 | 0 | 0 | 0 | 0 | 0 | 0 | 0 | 0 | 0 |  | 0 | 0 | 0 | 0 |  | 0 | 0 | 0 | 0 | 0
1993-01-25 | 1993 | 1 | 25 | 0 | 0 | 0 | 0 | 0 | 0 | 0 | 0 | 0 | 0 | 0 | 0 | 0 | 0 | 0 | 0 | 0 | 0 | 0 | 0 | 0 | 0 | 0 | 0 |  | 0 | 0 | 0 | 0 |  | 0 | 0 | 0 | 0 | 0
1993-01-26 | 1993 | 1 | 26 | 0 | 0 | 0 | 0 | 0 | 0 | 0 | 0 | 0 | 0 | 0 | 0 | 0 | 0 | 0 | 0 | 0 | 0 | 0 | 0 | 0 | 0 | 0 | 0 |  | 0 | 0 | 0 | 0 |  | 0 | 0 | 0 | 0 | 0
1993-01-27 | 1993 | 1 | 27 | 0 | 0 | 0 | 0 | 0 | 0 | 0 | 0 | 0 | 0 | 0 | 0 | 0.1 | 0 | 0 | 0 | 0 | 0 | 0.1 | 0 | 0 | 0 | 0 | 0 |  | 0.2 | 0.2 | 0.2 | 0 |  | 0 | 0 | 0 | 0 | 0
1993-01-28 | 1993 | 1 | 28 | 0 | 0 | 0 | 0 | 0 | 0 | 0 | 0 | 0 | 0.2 | 0.2 | 0.2 | 0.2 | 0.2 | 0 | 0 | 0 | 0 | 0 | 0 | 0 | 0 | 0 | 0 |  | 1 | 1 | 1 | 0 |  | 0 | 0 | 0 | 0 | 0
1993-01-29 | 1993 | 1 | 29 | 0 | 0 | 0 | 0 | 0 | 0 | 0 | 0 | 0 | 0 | 0 | 0 | 0 | 0 | 0 | 0 | 0 | 0 | 0 | 0 | 0 | 0 | 0 | 0 |  | 0 | 0 | 0 | 0 |  | 0 | 0 | 0 | 0 | 0
1993-01-30 | 1993 | 1 | 30 | 0 | 0 | 0 | 0 | 0 | 0 | 0 | 0 | 0 | 0 | 0 | 0 | 0 | 0 | 0 | 0 | 0 | 0 | 0 | 0 | 0 | 0 | 0 | 0 |  | 0 | 0 | 0 | 0 |  | 0 | 0 | 0 | 0 | 0
1993-01-31 | 1993 | 1 | 31 | 0 | 0 | 0 | 0 | 0 | 0 | 0 | 0 | 0 | 0 | 0 | 0 | 0 | 0 | 0 | 0 | 0 | 0 | 0 | 0 | 0 | 0 | 0 | 0 |  | 0 | 0 | 0 | 0 |  | 0 | 0 | 0 | 0 | 0
1993-02-01 | 1993 | 2 | 1 | 0 | 0 | 0 | 0 | 0 | 0 | 0 | 0 | 0 | 0 | 0 | 0 | 0 | 0 | 0 | 0 | 0 | 0 | 0 | 0 | 0 | 0 | 0 | 0 |  | 0 | 0 | 0 | 0 |  | 0 | 0 | 0 | 0 | 0
1993-02-02 | 1993 | 2 | 2 | 0 | 0 | 0 | 0 | 0 | 0 | 0 | 0 | 0 | 0 | 0 | 0 | 0 | 0 | 0 | 0 | 0 | 0 | 0 | 0 | 0 | 0 | 0 | 0 |  | 0 | 0 | 0 | 0 |  | 0 | 0 | 0 | 0 | 0
1993-02-03 | 1993 | 2 | 3 | 0 | 0 | 0 | 0 | 0 | 0 | 0 | 0 | 0 | 0 | 0 | 0 | 0 | 0 | 0 | 0 | 0 | 0 | 0 | 0 | 0 | 0 | 0 | 0 |  | 0 | 0 | 0 | 0 |  | 0 | 0 | 0 | 0 | 0
1993-02-04 | 1993 | 2 | 4 | 0 | 0 | 0 | 0 | 0 | 0 | 0 | 0 | 0 | 0 | 0 | 0 | 0 | 0 | 0 | 0 | 0 | 0 | 0 | 0 | 0 | 0 | 0 | 0 |  | 0 | 0 | 0 | 0 |  | 0 | 0 | 0 | 0 | 0
1993-02-05 | 1993 | 2 | 5 | 0 | 0 | 0 | 0 | 0 | 0 | 0 | 0 | 0 | 0 | 0 | 0 | 0 | 0 | 0 | 0 | 0 | 0 | 0 | 0 | 0 | 0 | 0 | 0 |  | 0 | 0 | 0 | 0 |  | 0 | 0 | 0 | 0 | 0
1993-02-06 | 1993 | 2 | 6 | 0 | 0 | 0 | 0 | 0 | 0 | 0 | 0 | 0 | 0 | 0 | 0 | 0 | 0 | 0 | 0 | 0 | 0 | 0 | 0 | 0 | 0 | 0 | 0 |  | 0 | 0 | 0 | 0 |  | 0 | 0 | 0 | 0 | 0
1993-02-07 | 1993 | 2 | 7 | 0 | 0 | 0 | 0 | 0 | 0 | 0 | 0 | 0 | 0 | 0 | 0 | 0 | 0 | 0 | 0 | 0 | 0 | 0 | 0 | 0 | 0 | 0 | 0 |  | 0 | 0 | 0 | 0 |  | 0 | 0 | 0 | 0 | 0
1993-02-08 | 1993 | 2 | 8 | 0 | 0 | 0 | 0 | 0 | 0 | 0 | 0 | 0 | 0 | 0 | 0 | 0 | 0 | 0 | 0 | 0 | 0 | 0 | 0 | 0 | 0 | 0 | 0 |  | 0 | 0 | 0 | 0 |  | 0 | 0 | 0 | 0 | 0
1993-02-09 | 1993 | 2 | 9 | 0.1 | 0.1 | 0.1 | 0.1 | 0.1 | 0.1 | 0.1 | 0.1 | 0.1 | 0.1 | 0.1 | 0.1 | 0.1 | 0.1 | 0.1 | 0.1 | 0.1 | 0.1 | 0.1 | 0.1 | 0.1 | 0.1 | 0.1 | 0.1 |  | 2.4 | 2.4 | 2.4 | 8.8818e-16 |  | 0 | 0 | 0 | 0 | 0
1993-02-10 | 1993 | 2 | 10 | 0 | 0.1 | 0 | 0 | 0.1 | 0 | 0 | 0.1 | 0 | 0 | 0.1 | 0 | 0 | 0.1 | 0 | 0 | 0.1 | 0 | 0 | 0.1 | 0 | 0 | 0.1 | 0 |  | 0.8 | 0.8 | 0.8 | 1.1102e-16 |  | 0 | 0 | 0 | 0 | 0
1993-02-11 | 1993 | 2 | 11 | 0 | 0 | 0 | 0 | 0 | 0 | 0 | 0 | 0 | 0 | 0 | 0 | 0 | 0 | 0 | 0 | 0 | 0 | 0 | 0 | 0 | 0 | 0 | 0 |  | 0 | 0 | 0 | 0 |  | 0 | 0 | 0 | 0 | 0
1993-02-12 | 1993 | 2 | 12 | 0 | 0 | 0 | 0 | 0 | 0 | 0 | 0 | 0 | 0 | 0 | 0 | 0 | 0 | 0 | 0 | 0 | 0 | 0 | 0 | 0 | 0 | 0 | 0 |  | 0 | 0 | 0 | 0 |  | 0 | 0 | 0 | 0 | 0
1993-02-13 | 1993 | 2 | 13 | 0 | 0 | 0 | 0 | 0 | 0 | 0 | 0 | 0 | 0 | 0 | 0 | 0 | 0 | 0 | 0 | 0 | 0 | 0 | 0.2 | 0.1 | 0.2 | 0.1 | 0.2 |  | 0.8 | 0.8 | 0.8 | 0 |  | 0 | 0 | 0 | 0 | 0
1993-02-14 | 1993 | 2 | 14 | 0.1 | 0 | 0.1 | 0 | 0.1 | 0 | 0.1 | 0 | 0.1 | 0 | 0.1 | 0 | 0 | 0 | 0 | 0 | 0 | 0 | 0 | 0 | 0.1 | 0 | 0 | 0.1 |  | 0.8 | 0.8 | 0.8 | 1.1102e-16 |  | 0 | 0 | 0 | 0 | 0
1993-02-15 | 1993 | 2 | 15 | 0 | 0 | 0.1 | 0 | 0 | 0 | 0 | 0 | 0 | 0 | 0 | 0 | 0 | 0 | 0 | 0 | 0 | 0 | 0 | 0 | 0 | 0.1 | 0 | 0 |  | 0.2 | 0.2 | 0.2 | 0 |  | 0 | 0 | 0 | 0 | 0
1993-02-16 | 1993 | 2 | 16 | 0 | 0.1 | 0 | 0 | 0 | 0.1 | 0 | 0 | 0 | 0 | 0 | 0 | 0 | 0 | 0 | 0 | 0 | 0 | 0 | 0 | 0 | 0 | 0 | 0 |  | 0.2 | 0.2 | 0.2 | 0 |  | 0 | 0 | 0 | 0 | 0
1993-02-17 | 1993 | 2 | 17 | 0 | 0 | 0 | 0 | 0 | 0 | 0 | 0 | 0 | 0 | 0 | 0 | 0 | 0 | 0 | 0 | 0 | 0 | 0 | 0 | 0 | 0 | 0 | 0 |  | 0 | 0 | 0 | 0 |  | 0 | 0 | 0 | 0 | 0
1993-02-18 | 1993 | 2 | 18 | 0 | 0 | 0 | 0 | 0 | 0 | 0 | 0 | 0 | 0 | 0 | 0 | 0 | 0 | 0 | 0 | 0 | 0 | 0 | 0 | 0 | 0 | 0 | 0 |  | 0 | 0 | 0 | 0 |  | 0 | 0 | 0 | 0 | 0
1993-02-19 | 1993 | 2 | 19 | 0.1 | 0.2 | 0.1 | 0.1 | 0.1 | 0.2 | 0.1 | 0.1 | 0.2 | 0.1 | 0.1 | 0.2 | 0.1 | 0.1 | 0.1 | 0.2 | 0.1 | 0.1 | 0.2 | 0.1 | 0.1 | 0.1 | 0.2 | 0.1 |  | 3.1 | 3.1 | 3.1 | 1.3323e-15 |  | 0 | 0 | 0 | 0 | 0
1993-02-20 | 1993 | 2 | 20 | 0.2 | 0.1 | 0.2 | 0.1 | 0.2 | 0.2 | 0.1 | 0.2 | 0.1 | 0.2 | 0.1 | 0.2 | 0.2 | 0.1 | 0.2 | 0.1 | 0.2 | 0.1 | 0.2 | 0.2 | 0.1 | 0.2 | 0.1 | 0.2 |  | 3.8 | 3.8 | 3.8 | 1.7764e-15 |  | 0 | 0 | 0 | 0 | 0
1993-02-21 | 1993 | 2 | 21 | 0 | 0 | 0.1 | 0 | 0 | 0 | 0 | 0 | 0.1 | 0 | 0 | 0 | 0 | 0 | 0.1 | 0 | 0 | 0 | 0 | 0 | 0 | 0.1 | 0 | 0 |  | 0.4 | 0.4 | 0.4 | 0 |  | 0 | 0 | 0 | 0 | 0
1993-02-22 | 1993 | 2 | 22 | 0 | 0 | 0 | 0 | 0 | 0 | 0 | 0 | 0 | 0 | 0 | 0 | 0 | 0 | 0 | 0 | 0 | 0 | 0 | 0 | 0 | 0 | 0 | 0 |  | 0 | 0 | 0 | 0 |  | 0 | 0 | 0 | 0 | 0
1993-02-23 | 1993 | 2 | 23 | 0 | 0 | 0 | 0 | 0 | 0 | 0 | 0 | 0 | 0 | 0 | 0 | 0 | 0 | 0 | 0 | 0 | 0 | 0 | 0 | 0 | 0 | 0 | 0 |  | 0 | 0 | 0 | 0 |  | 0 | 0 | 0 | 0 | 0
1993-02-24 | 1993 | 2 | 24 | 0 | 0 | 0 | 0 | 0 | 0 | 0 | 0 | 0 | 0 | 0 | 0 | 0 | 0 | 0 | 0 | 0 | 0 | 0 | 0 | 0 | 0 | 0 | 0 |  | 0 | 0 | 0 | 0 |  | 0 | 0 | 0 | 0 | 0
1993-02-25 | 1993 | 2 | 25 | 0 | 0 | 0 | 0 | 0 | 0 | 0 | 0 | 0 | 0 | 0 | 0 | 0 | 0 | 0 | 0 | 0 | 0 | 0 | 0 | 0 | 0 | 0 | 0 |  | 0 | 0 | 0 | 0 |  | 0 | 0 | 0 | 0 | 0
1993-02-26 | 1993 | 2 | 26 | 0 | 0 | 0 | 0 | 0 | 0 | 0 | 0 | 0 | 0 | 0 | 0 | 0 | 0 | 0 | 0 | 0 | 0 | 0 | 0 | 0 | 0 | 0 | 0 |  | 0 | 0 | 0 | 0 |  | 0 | 0 | 0 | 0 | 0
1993-02-27 | 1993 | 2 | 27 | 0 | 0 | 0 | 0 | 0 | 0 | 0 | 0 | 0 | 0 | 0 | 0 | 0 | 0 | 0 | 0 | 0 | 0 | 0 | 0 | 0 | 0 | 0 | 0 |  | 0 | 0 | 0 | 0 |  | 0 | 0 | 0 | 0 | 0
1993-02-28 | 1993 | 2 | 28 | 0 | 0 | 0 | 0 | 0 | 0 | 0 | 0 | 0 | 0 | 0 | 0 | 0 | 0 | 0 | 0 | 0 | 0 | 0 | 0 | 0 | 0 | 0 | 0 |  | 0 | 0 | 0 | 0 |  | 0 | 0 | 0 | 0 | 0
1993-03-01 | 1993 | 3 | 1 | 0 | 0 | 0 | 0 | 0 | 0 | 0 | 0 | 0 | 0 | 0 | 0 | 0 | 0 | 0 | 0 | 0 | 0 | 0 | 0 | 0 | 0 | 0 | 0 |  | 0 | 0 | 0 | 0 |  | 0 | 0 | 0 | 0 | 0
1993-03-02 | 1993 | 3 | 2 | 0 | 0 | 0 | 0 | 0 | 0 | 0 | 0 | 0 | 0 | 0 | 0 | 0 | 0 | 0 | 0 | 0 | 0 | 0 | 0 | 0 | 0 | 0 | 0 |  | 0 | 0 | 0 | 0 |  | 0 | 0 | 0 | 0 | 0
1993-03-03 | 1993 | 3 | 3 | 0 | 0 | 0 | 0 | 0 | 0 | 0 | 0 | 0 | 0 | 0 | 0 | 0 | 0 | 0 | 0 | 0 | 0 | 0 | 0 | 0 | 0 | 0 | 0 |  | 0 | 0 | 0 | 0 |  | 0 | 0 | 0 | 0 | 0
1993-03-04 | 1993 | 3 | 4 | 0 | 0 | 0 | 0 | 0 | 0 | 0 | 0 | 0 | 0 | 0 | 0 | 0 | 0 | 0 | 0 | 0 | 0 | 0 | 0 | 0 | 0 | 0 | 0 |  | 0 | 0 | 0 | 0 |  | 0 | 0 | 0 | 0 | 0
1993-03-05 | 1993 | 3 | 5 | 0 | 0 | 0 | 0 | 0 | 0 | 0 | 0 | 0 | 0 | 0 | 0 | 0 | 0 | 0 | 0 | 0 | 0 | 0 | 0 | 0 | 0 | 0 | 0 |  | 0 | 0 | 0 | 0 |  | 0 | 0 | 0 | 0 | 0
1993-03-06 | 1993 | 3 | 6 | 0 | 0 | 0 | 0 | 0 | 0 | 0 | 0 | 0 | 0 | 0 | 0 | 0 | 0 | 0 | 0 | 0 | 0 | 0 | 0 | 0 | 0 | 0 | 0 |  | 0 | 0 | 0 | 0 |  | 0 | 0 | 0 | 0 | 0
1993-03-07 | 1993 | 3 | 7 | 0 | 0 | 0 | 0 | 0 | 0 | 0 | 0 | 0 | 0 | 0 | 0 | 0 | 0 | 0 | 0 | 0 | 0 | 0 | 0 | 0 | 0 | 0 | 0 |  | 0 | 0 | 0 | 0 |  | 0 | 0 | 0 | 0 | 0
1993-03-08 | 1993 | 3 | 8 | 0 | 0 | 0 | 0 | 0 | 0 | 0 | 0 | 0 | 0 | 0 | 0 | 0 | 0 | 0 | 0 | 0.2 | 0 | 0 | 0 | 0 | 0 | 0 | 0 |  | 0.2 | 0.2 | 0.2 | 0 |  | 0 | 0 | 0 | 0 | 0
1993-03-09 | 1993 | 3 | 9 | 0 | 0 | 0 | 0 | 0 | 0 | 0 | 0 | 0 | 0 | 0 | 0 | 0 | 0 | 0 | 0 | 0 | 0 | 0 | 0 | 0 | 0 | 0 | 0 |  | 0 | 0 | 0 | 0 |  | 0 | 0 | 0 | 0 | 0
1993-03-10 | 1993 | 3 | 10 | 0 | 0 | 0 | 0 | 0 | 0 | 0 | 0 | 0 | 0 | 0 | 0 | 0 | 0 | 0 | 0 | 0 | 0 | 0 | 0 | 0 | 0 | 0 | 0 |  | 0 | 0 | 0 | 0 |  | 0 | 0 | 0 | 0 | 0
1993-03-11 | 1993 | 3 | 11 | 0 | 0 | 0 | 0 | 0 | 0 | 0 | 0 | 0 | 0 | 0 | 0 | 0 | 0 | 0 | 0 | 0 | 0 | 0 | 0 | 0 | 0 | 0 | 0 |  | 0 | 0 | 0 | 0 |  | 0 | 0 | 0 | 0 | 0
1993-03-12 | 1993 | 3 | 12 | 0 | 0 | 0 | 0 | 0 | 0 | 0 | 0 | 0 | 0 | 0 | 0 | 0 | 0 | 0 | 0 | 0 | 0 | 0 | 0 | 0 | 0 | 0 | 0 |  | 0 | 0 | 0 | 0 |  | 0 | 0 | 0 | 0 | 0
1993-03-13 | 1993 | 3 | 13 | 0 | 0 | 0 | 0 | 0 | 0 | 0 | 0 | 0 | 0 | 0 | 0 | 0 | 0 | 0 | 0 | 0 | 0 | 0 | 0 | 0 | 0 | 0 | 0 |  | 0 | 0 | 0 | 0 |  | 0 | 0 | 0 | 0 | 0
1993-03-14 | 1993 | 3 | 14 | 0 | 0 | 0 | 0 | 0 | 0 | 0 | 0 | 0 | 0 | 0 | 0 | 0 | 0 | 0 | 0 | 0 | 0 | 0 | 0 | 0 | 0 | 0 | 0 |  | 0 | 0 | 0 | 0 |  | 0 | 0 | 0 | 0 | 0
1993-03-15 | 1993 | 3 | 15 | 0.3 | 0.3 | 0.2 | 0.3 | 0.3 | 0.3 | 0.2 | 0.6 | 0.3 | 0.2 | 0.3 | 0.3 | 0.3 | 0.2 | 0.3 | 0 | 0 | 0 | 0 | 0 | 0 | 0 | 0 | 0 |  | 4.4 | 4.4 | 4.4 | 8.8818e-16 |  | 0 | 0 | 0 | 0 | 0
1993-03-16 | 1993 | 3 | 16 | 0 | 0 | 0 | 0 | 0 | 0 | 0 | 0 | 0 | 0 | 0 | 0 | 0 | 0 | 0 | 0 | 0 | 0 | 0 | 0 | 0 | 0 | 0 | 0 |  | 0 | 0 | 0 | 0 |  | 0 | 0 | 0 | 0 | 0
1993-03-17 | 1993 | 3 | 17 | 0 | 0 | 0 | 0 | 0 | 0 | 0 | 0 | 0 | 0 | 0 | 0 | 0 | 0 | 0 | 0 | 0 | 0 | 0 | 0 | 0 | 0 | 0 | 0 |  | 0 | 0 | 0 | 0 |  | 0 | 0 | 0 | 0 | 0
1993-03-18 | 1993 | 3 | 18 | 0 | 0 | 0 | 0 | 0 | 0 | 0 | 0 | 0 | 0 | 0 | 0 | 0 | 0 | 0 | 0 | 0 | 0 | 0.1 | 0 | 0.1 | 0 | 0 | 0 |  | 0.2 | 0.2 | 0.2 | 0 |  | 0 | 0 | 0 | 0 | 0
1993-03-19 | 1993 | 3 | 19 | 0 | 0 | 0 | 0 | 0 | 0 | 0 | 0 | 0 | 0 | 0 | 0 | 0 | 0 | 0 | 0 | 0 | 0 | 0 | 0 | 0 | 0 | 0 | 0 |  | 0 | 0 | 0 | 0 |  | 0 | 0 | 0 | 0 | 0
1993-03-20 | 1993 | 3 | 20 | 0 | 0 | 0 | 0 | 0 | 0 | 0 | 0 | 0 | 0 | 0 | 0 | 0 | 0 | 0 | 0 | 0 | 0 | 0 | 0 | 0 | 0 | 0 | 0 |  | 0 | 0 | 0 | 0 |  | 0 | 0 | 0 | 0 | 0
1993-03-21 | 1993 | 3 | 21 | 0 | 0 | 0 | 0 | 0 | 0 | 0 | 0 | 0 | 0 | 0 | 0 | 0 | 0 | 0 | 0 | 0 | 0 | 0 | 0 | 0 | 0 | 0 | 0 |  | 0 | 0 | 0 | 0 |  | 0 | 0 | 0 | 0 | 0
1993-03-22 | 1993 | 3 | 22 | 0 | 0 | 0 | 0 | 0 | 0 | 0 | 0 | 0 | 0 | 0 | 0 | 0 | 0 | 0 | 0 | 0 | 0 | 0 | 0 | 0 | 0 | 0 | 0 |  | 0 | 0 | 0 | 0 |  | 0 | 0 | 0 | 0 | 0
1993-03-23 | 1993 | 3 | 23 | 0 | 0 | 0 | 0 | 0 | 0 | 0 | 0 | 0 | 0 | 0 | 0 | 0 | 0 | 0 | 0 | 0 | 0 | 0 | 0 | 0 | 0 | 0 | 0 |  | 0 | 0 | 0 | 0 |  | 0 | 0 | 0 | 0 | 0
1993-03-24 | 1993 | 3 | 24 | 0 | 0 | 0 | 0 | 0 | 0 | 0 | 0 | 0 | 0 | 0 | 0 | 0 | 0 | 0 | 0 | 0 | 0 | 0 | 0 | 0 | 0 | 0 | 0 |  | 0 | 0 | 0 | 0 |  | 0 | 0 | 0 | 0 | 0
1993-03-25 | 1993 | 3 | 25 | 0 | 0 | 0.1 | 0.1 | 0.1 | 0 | 0 | 0 | 0 | 0 | 0 | 0 | 0 | 0 | 0 | 0 | 0 | 0 | 0 | 0 | 0 | 0 | 0 | 0 |  | 0.3 | 0.3 | 0.3 | 5.5511e-17 |  | 0 | 0 | 0 | 0 | 0
1993-03-26 | 1993 | 3 | 26 | 0 | 0 | 0.3 | 0.3 | 0.3 | 0.3 | 0.3 | 0.4 | 0.3 | 0.3 | 0.3 | 0.3 | 0.3 | 0.3 | 0.3 | 0.3 | 0.3 | 0.3 | 0.4 | 0.3 | 0.3 | 0.3 | 0.3 | 0.3 |  | 6.8 | 6.8 | 6.8 | 1.7764e-15 |  | 0 | 0 | 0 | 0 | 0
1993-03-27 | 1993 | 3 | 27 | 0.2 | 0.1 | 0.2 | 0.1 | 0.2 | 0.2 | 0.1 | 0.2 | 0.1 | 0.2 | 0.1 | 0.2 | 0.2 | 0.1 | 0.2 | 0.1 | 0.2 | 0.1 | 0.2 | 0.2 | 0.1 | 0.2 | 0.1 | 0.2 |  | 3.8 | 3.8 | 3.8 | 1.7764e-15 |  | 0 | 0 | 0 | 0 | 0
1993-03-28 | 1993 | 3 | 28 | 0.2 | 0.2 | 0.2 | 0.2 | 0.2 | 0.1 | 0.2 | 0.2 | 0.2 | 0.2 | 0.2 | 0 | 0 | 0 | 0 | 0 | 0 | 0 | 0 | 0 | 0 | 0 | 0 | 0 |  | 2.1 | 2.1 | 2.1 | 0 |  | 0 | 0 | 0 | 0 | 0
1993-03-29 | 1993 | 3 | 29 | 0 | 0 | 0 | 0 | 0 | 0 | 0 | 0 | 0 | 0 | 0 | 0 | 0 | 0 | 0 | 0 | 0 | 0 | 0 | 0 | 0 | 0 | 0 | 0 |  | 0 | 0 | 0 | 0 |  | 0 | 0 | 0 | 0 | 0
1993-03-30 | 1993 | 3 | 30 | 0 | 0 | 0 | 0 | 0 | 0 | 0 | 0 | 0 | 0 | 0 | 0 | 0 | 0 | 0 | 0 | 0 | 0 | 0 | 0 | 0 | 0 | 0 | 0 |  | 0 | 0 | 0 | 0 |  | 0 | 0 | 0 | 0 | 0
1993-03-31 | 1993 | 3 | 31 | 0 | 0 | 0 | 0 | 0 | 0 | 0 | 0 | 0 | 0 | 0 | 0 | 0 | 0 | 0 | 0 | 0 | 0 | 0 | 0 | 0 | 0 | 0 | 0 |  | 0 | 0 | 0 | 0 |  | 0 | 0 | 0 | 0 | 0
1993-04-01 | 1993 | 4 | 1 | 0 | 0 | 0 | 0 | 0 | 0 | 0 | 0 | 0 | 0 | 0 | 0 | 0 | 0 | 0 | 0 | 0 | 0 | 0 | 0 | 0 | 0 | 0 | 0 |  | 0 | 0 | 0 | 0 |  | 0 | 0 | 0 | 0 | 0
1993-04-02 | 1993 | 4 | 2 | 0 | 0 | 0 | 0 | 0 | 0 | 0 | 0 | 0 | 0 | 0 | 0 | 0 | 0 | 0 | 0 | 0 | 0 | 0 | 0 | 0 | 0 | 0 | 0 |  | 0 | 0 | 0 | 0 |  | 0 | 0 | 0 | 0 | 0
1993-04-03 | 1993 | 4 | 3 | 0 | 0 | 0 | 0 | 0 | 0 | 0 | 0 | 0 | 0 | 0 | 0 | 0 | 0 | 0 | 0 | 0 | 0 | 0 | 0 | 0 | 0 | 0 | 0 |  | 0 | 0 | 0 | 0 |  | 0 | 0 | 0 | 0 | 0
1993-04-04 | 1993 | 4 | 4 | 0 | 0 | 0 | 0 | 0 | 0 | 0 | 0 | 0 | 0 | 0 | 0 | 0 | 0 | 0 | 0 | 0 | 0 | 0 | 0 | 0 | 0 | 0 | 0 |  | 0 | 0 | 0 | 0 |  | 0 | 0 | 0 | 0 | 0
1993-04-05 | 1993 | 4 | 5 | 0 | 0 | 0 | 0 | 0 | 0 | 0 | 0 | 0 | 0 | 0 | 0 | 0 | 0 | 0 | 0 | 0 | 0 | 0 | 0 | 0 | 0 | 0 | 0 |  | 0 | 0 | 0 | 0 |  | 0 | 0 | 0 | 0 | 0
1993-04-06 | 1993 | 4 | 6 | 0 | 0 | 0 | 0 | 0 | 0 | 0 | 0 | 0 | 0 | 0 | 0 | 0 | 0 | 0 | 0 | 0 | 0 | 0 | 0 | 0 | 0 | 0 | 0 |  | 0 | 0 | 0 | 0 |  | 0 | 0 | 0 | 0 | 0
1993-04-07 | 1993 | 4 | 7 | 0 | 0 | 0 | 0 | 0 | 0 | 0 | 0 | 0 | 0 | 0 | 0 | 0 | 0 | 0 | 0 | 0 | 0 | 0 | 0 | 0 | 0 | 0 | 0 |  | 0 | 0 | 0 | 0 |  | 0 | 0 | 0 | 0 | 0
1993-04-08 | 1993 | 4 | 8 | 0 | 0 | 0 | 0 | 0 | 0 | 0 | 0 | 0 | 0 | 0 | 0 | 0 | 0 | 0 | 0 | 0 | 0 | 0 | 0 | 0 | 0 | 0 | 0 |  | 0 | 0 | 0 | 0 |  | 0 | 0 | 0 | 0 | 0
1993-04-09 | 1993 | 4 | 9 | 0 | 0 | 0 | 0 | 0 | 0 | 0 | 0 | 0 | 0 | 0 | 0 | 0 | 0 | 0 | 0 | 0 | 0 | 0 | 0 | 0.1 | 0.2 | 0 | 0 |  | 0.3 | 0.3 | 0.3 | 5.5511e-17 |  | 0 | 0 | 0 | 0 | 0
1993-04-10 | 1993 | 4 | 10 | 0 | 0 | 0 | 0 | 0 | 0 | 0 | 0 | 0 | 0 | 0 | 0 | 0 | 0 | 0 | 1.4 | 0 | 0 | 0 | 0 | 0 | 0 | 0 | 0 |  | 1.4 | 1.4 | 1.4 | 0 |  | 0 | 0 | 0 | 0 | 0
1993-04-11 | 1993 | 4 | 11 | 0 | 0 | 0 | 0 | 0 | 0 | 0 | 0 | 0.2 | 0.2 | 0.2 | 0 | 0 | 0 | 0.2 | 0 | 0 | 0 | 0 | 0 | 0 | 0 | 0 | 0 |  | 0.8 | 0.8 | 0.8 | 0 |  | 0 | 0 | 0 | 0 | 0
1993-04-12 | 1993 | 4 | 12 | 0 | 0 | 0 | 0 | 0 | 0 | 0 | 0 | 0 | 0 | 0 | 0 | 0 | 0 | 0 | 0 | 0 | 0 | 0 | 0 | 0 | 0 | 0 | 0 |  | 0 | 0 | 0 | 0 |  | 0 | 0 | 0 | 0 | 0
1993-04-13 | 1993 | 4 | 13 | 0 | 0 | 0 | 0 | 0 | 0 | 0 | 0 | 0 | 0 | 0 | 0 | 0 | 0 | 0 | 0 | 0 | 0 | 0 | 0 | 0 | 0 | 0 | 0 |  | 0 | 0 | 0 | 0 |  | 0 | 0 | 0 | 0 | 0
1993-04-14 | 1993 | 4 | 14 | 0 | 0 | 0 | 0 | 0 | 0 | 0 | 0 | 0 | 0 | 0 | 0 | 0 | 0 | 0 | 0 | 0 | 0 | 0 | 0 | 0 | 0 | 0 | 0 |  | 0 | 0 | 0 | 0 |  | 0 | 0 | 0 | 0 | 0
1993-04-15 | 1993 | 4 | 15 | 0 | 0 | 0 | 0 | 0 | 0 | 0 | 0 | 0 | 0 | 0 | 0 | 0 | 0 | 0 | 0 | 0 | 0 | 0 | 0 | 0 | 0 | 0 | 0 |  | 0 | 0 | 0 | 0 |  | 0 | 0 | 0 | 0 | 0
1993-04-16 | 1993 | 4 | 16 | 0 | 0 | 0 | 0 | 0 | 0 | 0 | 0 | 0 | 0 | 0 | 0 | 0 | 0 | 0 | 0 | 0 | 0 | 0 | 0 | 0 | 0 | 0 | 0 |  | 0 | 0 | 0 | 0 |  | 0 | 0 | 0 | 0 | 0
1993-04-17 | 1993 | 4 | 17 | 0 | 0 | 0 | 0 | 0 | 0 | 0 | 0 | 0 | 0 | 0 | 0 | 0 | 0 | 0 | 0 | 0 | 0 | 0 | 0 | 0 | 0 | 0 | 0 |  | 0 | 0 | 0 | 0 |  | 0 | 0 | 0 | 0 | 0
1993-04-18 | 1993 | 4 | 18 | 0 | 0 | 0 | 0 | 0 | 0 | 0 | 0 | 0 | 0 | 0 | 0 | 0 | 0 | 0 | 0 | 0 | 0 | 0 | 0 | 0 | 0 | 0 | 0 |  | 0 | 0 | 0 | 0 |  | 0 | 0 | 0 | 0 | 0
1993-04-19 | 1993 | 4 | 19 | 0 | 0 | 0 | 0 | 0 | 0 | 0 | 0 | 0 | 0 | 0 | 0 | 0 | 0 | 0 | 0 | 0 | 0 | 0 | 0 | 0 | 0 | 0 | 0 |  | 0 | 0 | 0 | 0 |  | 0 | 0 | 0 | 0 | 0
1993-04-20 | 1993 | 4 | 20 | 0 | 0 | 0 | 0 | 0 | 0 | 0 | 0 | 0 | 0 | 0 | 0 | 0 | 0 | 0 | 0 | 0 | 0 | 0 | 0 | 0 | 0 | 0 | 0 |  | 0 | 0 | 0 | 0 |  | 0 | 0 | 0 | 0 | 0
1993-04-21 | 1993 | 4 | 21 | 0 | 0 | 0 | 0 | 0 | 0 | 0 | 0 | 0 | 0 | 0 | 0 | 0 | 0 | 0 | 0 | 0 | 0 | 0 | 0 | 0 | 0 | 0 | 0 |  | 0 | 0 | 0 | 0 |  | 0 | 0 | 0 | 0 | 0
1993-04-22 | 1993 | 4 | 22 | 0 | 0 | 0 | 0 | 0 | 0 | 0 | 0 | 0 | 0 | 0 | 0 | 0 | 0 | 0 | 0 | 0 | 0 | 0 | 0 | 0 | 0 | 0 | 0 |  | 0 | 0 | 0 | 0 |  | 0 | 0 | 0 | 0 | 0
1993-04-23 | 1993 | 4 | 23 | 0 | 0 | 0 | 0 | 0 | 0 | 0 | 0 | 0 | 0 | 2.1 | 1.3 | 0.3 | 0 | 0 | 0 | 0 | 0 | 0 | 0 | 0 | 0 | 0 | 0 |  | 3.7 | 3.7 | 3.7 | 0 |  | 0 | 0 | 0 | 0 | 0
1993-04-24 | 1993 | 4 | 24 | 0 | 0.1 | 0 | 0 | 0.1 | 0 | 0.1 | 0 | 0 | 0.1 | 0 | 0 | 0 | 0 | 0 | 0 | 0 | 0 | 0 | 0 | 0 | 0 | 0 | 0 |  | 0.4 | 0.4 | 0.4 | 0 |  | 0 | 0 | 0 | 0 | 0
1993-04-25 | 1993 | 4 | 25 | 0 | 0 | 0 | 0 | 0 | 0 | 0 | 0 | 0 | 0 | 0 | 0 | 0 | 0 | 0 | 0 | 0 | 0 | 0 | 0 | 0 | 0 | 0 | 0 |  | 0 | 0 | 0 | 0 |  | 0 | 0 | 0 | 0 | 0
1993-04-26 | 1993 | 4 | 26 | 0 | 0 | 0 | 0 | 0 | 0 | 0 | 0 | 0 | 0 | 0 | 0 | 0 | 0 | 0 | 0 | 0 | 0 | 0 | 0 | 0 | 0 | 0 | 0 |  | 0 | 0 | 0 | 0 |  | 0 | 0 | 0 | 0 | 0
1993-04-27 | 1993 | 4 | 27 | 0 | 0 | 0 | 0 | 0 | 0 | 0 | 0 | 0 | 0 | 0 | 0 | 0 | 0 | 0 | 0 | 0 | 0 | 0 | 0 | 0 | 0 | 0 | 0 |  | 0 | 0 | 0 | 0 |  | 0 | 0 | 0 | 0 | 0
1993-04-28 | 1993 | 4 | 28 | 0 | 0 | 0 | 0 | 0 | 0 | 0 | 0 | 0 | 0 | 0 | 0 | 0 | 0 | 0 | 0 | 0 | 0 | 0 | 0 | 0 | 0 | 0 | 0 |  | 0 | 0 | 0 | 0 |  | 0 | 0 | 0 | 0 | 0
1993-04-29 | 1993 | 4 | 29 | 0 | 0 | 0 | 0 | 0 | 0 | 0 | 0 | 0 | 0 | 0 | 0 | 0 | 0 | 0 | 0 | 0 | 0 | 0 | 0 | 0 | 0 | 0 | 0 |  | 0 | 0 | 0 | 0 |  | 0 | 0 | 0 | 0 | 0
1993-04-30 | 1993 | 4 | 30 | 0 | 0 | 0 | 0 | 0 | 0 | 0 | 0 | 0 | 0 | 0 | 0 | 0 | 0 | 0 | 0 | 0 | 0 | 0 | 0 | 0 | 0 | 0 | 0 |  | 0 | 0 | 0 | 0 |  | 0 | 0 | 0 | 0 | 0
1993-05-01 | 1993 | 5 | 1 | 0 | 0 | 0 | 0 | 0 | 0 | 0 | 0 | 0 | 0 | 0 | 0 | 0 | 0 | 0 | 0 | 0 | 0 | 0 | 0 | 0 | 0 | 0 | 0 |  | 0 | 0 | 0 | 0 |  | 0 | 0 | 0 | 0 | 0
1993-05-02 | 1993 | 5 | 2 | 0 | 0 | 0 | 0 | 0 | 0 | 0 | 0 | 0 | 0 | 0 | 0 | 0 | 0 | 0 | 0 | 0 | 0 | 0 | 0 | 0 | 0 | 0 | 0 |  | 0 | 0 | 0 | 0 |  | 0 | 0 | 0 | 0 | 0
1993-05-03 | 1993 | 5 | 3 | 0 | 0 | 0 | 0 | 0 | 0 | 0 | 0 | 0 | 0 | 0 | 0 | 0 | 0 | 0 | 0 | 0 | 0 | 0 | 0 | 0 | 0 | 0 | 0 |  | 0 | 0 | 0 | 0 |  | 0 | 0 | 0 | 0 | 0
1993-05-04 | 1993 | 5 | 4 | 0 | 0 | 0 | 0 | 0 | 0 | 0 | 0 | 0 | 0 | 0 | 0 | 0 | 0 | 0 | 0 | 0 | 0 | 0 | 0 | 0 | 0 | 0 | 0 |  | 0 | 0 | 0 | 0 |  | 0 | 0 | 0 | 0 | 0
1993-05-05 | 1993 | 5 | 5 | 0 | 0 | 0 | 0 | 0 | 0 | 0 | 0 | 0 | 0 | 0 | 0 | 0 | 0 | 0 | 0 | 0 | 0 | 0 | 0 | 0 | 0 | 0 | 0 |  | 0 | 0 | 0 | 0 |  | 0 | 0 | 0 | 0 | 0
1993-05-06 | 1993 | 5 | 6 | 0 | 0 | 0 | 0 | 0 | 0 | 0 | 0 | 0 | 0 | 0 | 1.2 | 0 | 0 | 0.2 | 0 | 0 | 0 | 0 | 0 | 0 | 0 | 0 | 0 |  | 1.4 | 1.4 | 1.4 | 0 |  | 1.4 | 0 | 0 | 0 | 0
1993-05-07 | 1993 | 5 | 7 | 0 | 0 | 0 | 0 | 1 | 2.7 | 3 | 4.2 | 1.8 | 0.3 | 0.3 | 0.3 | 0 | 0 | 0 | 0 | 0 | 0 | 0 | 0 | 0 | 0 | 0 | 0 |  | 13.6 | 13.6 | 13.6 | 3.5527e-15 |  | 13.6 | 0 | 0 | 0 | 0
1993-05-08 | 1993 | 5 | 8 | 0 | 0 | 0 | 0 | 0 | 0 | 0 | 0 | 0 | 0 | 0 | 0 | 0 | 0 | 0 | 0 | 0 | 0 | 0 | 0 | 0 | 0 | 0 | 0 |  | 0 | 0 | 0 | 0 |  | 0 | 0 | 0 | 0 | 0
1993-05-09 | 1993 | 5 | 9 | 0 | 0 | 0 | 0 | 0 | 0 | 0 | 0 | 0 | 0 | 0 | 0 | 0 | 0 | 0 | 0 | 0 | 0 | 0 | 0 | 0 | 0 | 0 | 0 |  | 0 | 0 | 0 | 0 |  | 0 | 0 | 0 | 0 | 0
1993-05-10 | 1993 | 5 | 10 | 0 | 0 | 0 | 0 | 0 | 0 | 0 | 0 | 0 | 0 | 0 | 0 | 0 | 0 | 0 | 0 | 0 | 0 | 0 | 0 | 0 | 0 | 0 | 0 |  | 0 | 0 | 0 | 0 |  | 0 | 0 | 0 | 0 | 0
1993-05-11 | 1993 | 5 | 11 | 0 | 0 | 0 | 0 | 0 | 0 | 0 | 0 | 0 | 0 | 0 | 0 | 0 | 0 | 0 | 0 | 0 | 0 | 0 | 0 | 0 | 0 | 0 | 0 |  | 0 | 0 | 0 | 0 |  | 0 | 0 | 0 | 0 | 0
1993-05-12 | 1993 | 5 | 12 | 0 | 0 | 0 | 0 | 0 | 0 | 0 | 0 | 0 | 0 | 0 | 0 | 0 | 0 | 0 | 0 | 0 | 0 | 0 | 0 | 0 | 0 | 0 | 0 |  | 0 | 0 | 0 | 0 |  | 0 | 0 | 0 | 0 | 0
1993-05-13 | 1993 | 5 | 13 | 0 | 0 | 0 | 0 | 0 | 0 | 0 | 0 | 0 | 0 | 0 | 0 | 0 | 0 | 0 | 0 | 0 | 0 | 0 | 0 | 0 | 0 | 0 | 0 |  | 0 | 0 | 0 | 0 |  | 0 | 0 | 0 | 0 | 0
1993-05-14 | 1993 | 5 | 14 | 0 | 0 | 0 | 0 | 0 | 0 | 0 | 0 | 0 | 0 | 0 | 0 | 0 | 0 | 0 | 0 | 0 | 0 | 0 | 0 | 0 | 0 | 0 | 0 |  | 0 | 0 | 0 | 0 |  | 0 | 0 | 0 | 0 | 0
1993-05-15 | 1993 | 5 | 15 | 0 | 0 | 0 | 0 | 0 | 0 | 0 | 0 | 0 | 0 | 0 | 0 | 0 | 0 | 0 | 0 | 0 | 0 | 0 | 0 | 0 | 0 | 0 | 0 |  | 0 | 0 | 0 | 0 |  | 0 | 0 | 0 | 0 | 0
1993-05-16 | 1993 | 5 | 16 | 0 | 0 | 0 | 0 | 0 | 0 | 0 | 0 | 0 | 0.2 | 0 | 0 | 0 | 0 | 0 | 0 | 0 | 0 | 0 | 0 | 0 | 0 | 0 | 0 |  | 0.2 | 0.2 | 0.2 | 0 |  | 0.2 | 0 | 0 | 0 | 0
1993-05-17 | 1993 | 5 | 17 | 0 | 0 | 0 | 0 | 0 | 0 | 0 | 0 | 0 | 0 | 0 | 0 | 0 | 0 | 0 | 0 | 0 | 0 | 0 | 0 | 0 | 0 | 0 | 0 |  | 0 | 0 | 0 | 0 |  | 0 | 0 | 0 | 0 | 0
1993-05-18 | 1993 | 5 | 18 | 0 | 0 | 0 | 0 | 0 | 0 | 0 | 0 | 0 | 0 | 0 | 0 | 0 | 0 | 0 | 0 | 0 | 0 | 0 | 0 | 0 | 0 | 0 | 0 |  | 0 | 0 | 0 | 0 |  | 0 | 0 | 0 | 0 | 0
1993-05-19 | 1993 | 5 | 19 | 0 | 0 | 0 | 0 | 0 | 0 | 0 | 0 | 0 | 0 | 0 | 0 | 0 | 0 | 0 | 0 | 0 | 0 | 0 | 0 | 0 | 0 | 0 | 0 |  | 0 | 0 | 0 | 0 |  | 0 | 0 | 0 | 0 | 0
1993-05-20 | 1993 | 5 | 20 | 0 | 0 | 0 | 0 | 0 | 0 | 0 | 0 | 0 | 0 | 0 | 0 | 1.7 | 0 | 0 | 0 | 0 | 0 | 0 | 0 | 0 | 0.9 | 0 | 0 |  | 2.6 | 2.6 | 2.6 | 0 |  | 2.6 | 0 | 0 | 0 | 0
1993-05-21 | 1993 | 5 | 21 | 0 | 0 | 0 | 0 | 0 | 0 | 0 | 0 | 0 | 0 | 0 | 0 | 0 | 0 | 0 | 0 | 0.5 | 0 | 0 | 0 | 0 | 0 | 0 | 0 |  | 0.5 | 0.5 | 0.5 | 0 |  | 0.5 | 0 | 0 | 0 | 0
1993-05-22 | 1993 | 5 | 22 | 0 | 0 | 0 | 0 | 0 | 1.6 | 0 | 0.3 | 0.8 | 4.6 | 6.5 | 3.2 | 1.3 | 2.4 | 0.8 | 0 | 0 | 0 | 0 | 0 | 0 | 0 | 0 | 0.3 |  | 21.8 | 21.8 | 21.8 | 0 |  | 21.8 | 0 | 0 | 0 | 0
1993-05-23 | 1993 | 5 | 23 | 0 | 0 | 0 | 0.6 | 0 | 0 | 0 | 0 | 0 | 0.4 | 0 | 0 | 0 | 0 | 0 | 0 | 0 | 0 | 0 | 0.6 | 0 | 0 | 0.2 | 0 |  | 1.8 | 1.8 | 1.8 | 0 |  | 1.8 | 0 | 0 | 0 | 0
1993-05-24 | 1993 | 5 | 24 | 0 | 0 | 0 | 0 | 0 | 0 | 0 | 0 | 0 | 0 | 0 | 0 | 0 | 0 | 0 | 0 | 0 | 0 | 0 | 0 | 0 | 0 | 0 | 0 |  | 0 | 0 | 0 | 0 |  | 0 | 0 | 0 | 0 | 0
1993-05-25 | 1993 | 5 | 25 | 0 | 0 | 0 | 0 | 0.2 | 0 | 0 | 0 | 0 | 0 | 0 | 0 | 0 | 0 | 0 | 0 | 0 | 0 | 0 | 0 | 0 | 0 | 0 | 0 |  | 0.2 | 0.2 | 0.2 | 0 |  | 0.2 | 0 | 0 | 0 | 0
1993-05-26 | 1993 | 5 | 26 | 0 | 0 | 0 | 0 | 0 | 0 | 0 | 0 | 0 | 0 | 0 | 0 | 0 | 0 | 0 | 0 | 0 | 0 | 0 | 0 | 0 | 0 | 0 | 0 |  | 0 | 0 | 0 | 0 |  | 0 | 0 | 0 | 0 | 0
1993-05-27 | 1993 | 5 | 27 | 0 | 0 | 0 | 0 | 0 | 0 | 0 | 0 | 0 | 0 | 0 | 0 | 0 | 0 | 0 | 0 | 0 | 0 | 0 | 0 | 0 | 0 | 0 | 0 |  | 0 | 0 | 0 | 0 |  | 0 | 0 | 0 | 0 | 0
1993-05-28 | 1993 | 5 | 28 | 0 | 0 | 0 | 0 | 0 | 0 | 0 | 0 | 0 | 0 | 0 | 0 | 0 | 0 | 0 | 0 | 0 | 0 | 0 | 0 | 0 | 0 | 0 | 1.2 |  | 1.2 | 1.2 | 1.2 | 0 |  | 1.2 | 0 | 0 | 0 | 0
1993-05-29 | 1993 | 5 | 29 | 3.4 | 2 | 2.2 | 1.2 | 1.4 | 0.7 | 1 | 1.7 | 2.3 | 0.2 | 0 | 0 | 0 | 0 | 0.5 | 0.5 | 0.2 | 0 | 0.2 | 0.2 | 0.2 | 0.5 | 0.2 | 0 |  | 18.6 | 18.6 | 18.6 | 7.1054e-15 |  | 18.6 | 0 | 0 | 0 | 0
1993-05-30 | 1993 | 5 | 30 | 0 | 0 | 0 | 0 | 0 | 0 | 0 | 0 | 0 | 0 | 0 | 0 | 0 | 0 | 0 | 0 | 0 | 0 | 0 | 0 | 0 | 0 | 0 | 0 |  | 0 | 0 | 0 | 0 |  | 0 | 0 | 0 | 0 | 0
1993-05-31 | 1993 | 5 | 31 | 0 | 0 | 0 | 0 | 0 | 0 | 0 | 0 | 0 | 0 | 0 | 0 | 0 | 0 | 0 | 0 | 0 | 0 | 0 | 0 | 0 | 0 | 0 | 0 |  | 0 | 0 | 0 | 0 |  | 0 | 0 | 0 | 0 | 0
1993-06-01 | 1993 | 6 | 1 | 0 | 0.2 | 0.2 | 0 | 0 | 0 | 0.4 | 0 | 0 | 0 | 0 | 0 | 0 | 0 | 0 | 0 | 0 | 0 | 0 | 0 | 0 | 0 | 0 | 0 |  | 0.8 | 0.8 | 0.8 | 0 |  | 0 | 0.8 | 0 | 0 | 0
1993-06-02 | 1993 | 6 | 2 | 0 | 0 | 0 | 0 | 0 | 0 | 0 | 0 | 0 | 0 | 0 | 0 | 0 | 0 | 0 | 0 | 0 | 0 | 0 | 0 | 0 | 0 | 0 | 0 |  | 0 | 0 | 0 | 0 |  | 0 | 0 | 0 | 0 | 0
1993-06-03 | 1993 | 6 | 3 | 0 | 0 | 0 | 0 | 0 | 0 | 0 | 0 | 0 | 0 | 0 | 0 | 0 | 0 | 0 | 0 | 0 | 0 | 0 | 0 | 0 | 0 | 0 | 0 |  | 0 | 0 | 0 | 0 |  | 0 | 0 | 0 | 0 | 0
1993-06-04 | 1993 | 6 | 4 | 0 | 0 | 0 | 0 | 0 | 0 | 0 | 0 | 0 | 0 | 0 | 0 | 0 | 0 | 0 | 0 | 0 | 0 | 0 | 0 | 0 | 0 | 0 | 0 |  | 0 | 0 | 0 | 0 |  | 0 | 0 | 0 | 0 | 0
1993-06-05 | 1993 | 6 | 5 | 0 | 0 | 0 | 0 | 0 | 0 | 0 | 0 | 0 | 0 | 0 | 0 | 0 | 0 | 0 | 0 | 0 | 0 | 0 | 0 | 0 | 0 | 0 | 0 |  | 0 | 0 | 0 | 0 |  | 0 | 0 | 0 | 0 | 0
1993-06-06 | 1993 | 6 | 6 | 0 | 0 | 0 | 0 | 0 | 0 | 0 | 0 | 0 | 0 | 0 | 0 | 0 | 0 | 0 | 0 | 0 | 0 | 0 | 0 | 0 | 0 | 0 | 0 |  | 0 | 0 | 0 | 0 |  | 0 | 0 | 0 | 0 | 0
1993-06-07 | 1993 | 6 | 7 | 0 | 0 | 0 | 0 | 0 | 0 | 0 | 0 | 0 | 0 | 0 | 0 | 0 | 0 | 0 | 0 | 0 | 0 | 0 | 0 | 0 | 0 | 0 | 0 |  | 0 | 0 | 0 | 0 |  | 0 | 0 | 0 | 0 | 0
1993-06-08 | 1993 | 6 | 8 | 0 | 0 | 0.2 | 0 | 0.2 | 0 | 0 | 0.4 | 0 | 0.2 | 0 | 0.2 | 0 | 0 | 0 | 0 | 0 | 0 | 0 | 0 | 0 | 0 | 0 | 0 |  | 1.2 | 1.2 | 1.2 | 0 |  | 0 | 1.2 | 0 | 0 | 0
1993-06-09 | 1993 | 6 | 9 | 0 | 0 | 0 | 0 | 0 | 0 | 0 | 0 | 0 | 0 | 0 | 0 | 0 | 0 | 0 | 0 | 0 | 0 | 0 | 0 | 0 | 0 | 0 | 0 |  | 0 | 0 | 0 | 0 |  | 0 | 0 | 0 | 0 | 0
1993-06-10 | 1993 | 6 | 10 | 0 | 0 | 0 | 0 | 0 | 0 | 0 | 0 | 0 | 0 | 0 | 0 | 0 | 0 | 0 | 0 | 0 | 0 | 0 | 0 | 0 | 0 | 0 | 0 |  | 0 | 0 | 0 | 0 |  | 0 | 0 | 0 | 0 | 0
1993-06-11 | 1993 | 6 | 11 | 0 | 0 | 0 | 0 | 2.8 | 0 | 0 | 0 | 0 | 0 | 0 | 0 | 0 | 0 | 0 | 0 | 0 | 0 | 0 | 0 | 0 | 2.8 | 2.8 | 5.6 |  | 14 | 14 | 14 | 1.7764e-15 |  | 0 | 14 | 0 | 0 | 0
1993-06-12 | 1993 | 6 | 12 | 5.1 | 5.1 | 2.5 | 2.6 | 5.1 | 2.5 | 2.6 | 2.5 | 2.6 | 2.5 | 0 | 0 | 2.6 | 2.5 | 0 | 0 | 0 | 0 | 0 | 0 | 0 | 0 | 0 | 0 |  | 38.2 | 38.2 | 38.2 | 0 |  | 0 | 38.2 | 0 | 0 | 0
1993-06-13 | 1993 | 6 | 13 | 0 | 0 | 0 | 0 | 0 | 0 | 0 | 0 | 0 | 0 | 0 | 0 | 0 | 0 | 0 | 0.2 | 0 | 0 | 0 | 0 | 0 | 0 | 0 | 0 |  | 0.2 | 0.2 | 0.2 | 0 |  | 0 | 0.2 | 0 | 0 | 0
1993-06-14 | 1993 | 6 | 14 | 0 | 0 | 0 | 0 | 0 | 0 | 0 | 0 | 0 | 0 | 0 | 0 | 0 | 0 | 0 | 0 | 0 | 0 | 0 | 0 | 0 | 0 | 0 | 0 |  | 0 | 0 | 0 | 0 |  | 0 | 0 | 0 | 0 | 0
1993-06-15 | 1993 | 6 | 15 | 0 | 0 | 0 | 0 | 0 | 0 | 0 | 0 | 0 | 0 | 0 | 1.2 | 1.3 | 1.2 | 1.3 | 1.2 | 1.3 | 1.2 | 1.3 | 1.2 | 1.3 | 1.2 | 1.3 | 1.2 |  | 16.2 | 16.2 | 16.2 | 0 |  | 0 | 16.2 | 0 | 0 | 0
1993-06-16 | 1993 | 6 | 16 | 0.2 | 0 | 0 | 0 | 0 | 0.2 | 0 | 0 | 0 | 0 | 0 | 0 | 0 | 0 | 0 | 0 | 0 | 0 | 0 | 0 | 0 | 0 | 0 | 0 |  | 0.4 | 0.4 | 0.4 | 0 |  | 0 | 0.4 | 0 | 0 | 0
1993-06-17 | 1993 | 6 | 17 | 0 | 0 | 0 | 0 | 0 | 0 | 0 | 0 | 0 | 0 | 0 | 0 | 0 | 0 | 0 | 0 | 0 | 0 | 0 | 0 | 0 | 0 | 0 | 0 |  | 0 | 0 | 0 | 0 |  | 0 | 0 | 0 | 0 | 0
1993-06-18 | 1993 | 6 | 18 | 0 | 0 | 0 | 0 | 0 | 0 | 0 | 0 | 0 | 0 | 0 | 0 | 0 | 0 | 0 | 0 | 0 | 0 | 0 | 0 | 0 | 0 | 0 | 0 |  | 0 | 0 | 0 | 0 |  | 0 | 0 | 0 | 0 | 0
1993-06-19 | 1993 | 6 | 19 | 0 | 0 | 0 | 0 | 0 | 0 | 0 | 0 | 0 | 0 | 0 | 0 | 0 | 0 | 0 | 0 | 0 | 0 | 0 | 0 | 0 | 0 | 0 | 0 |  | 0 | 0 | 0 | 0 |  | 0 | 0 | 0 | 0 | 0
1993-06-20 | 1993 | 6 | 20 | 0 | 0 | 0 | 0 | 0 | 0 | 0 | 0 | 0 | 0 | 0 | 0 | 0 | 0 | 0 | 0 | 0 | 0 | 0 | 0 | 0 | 0 | 0 | 0 |  | 0 | 0 | 0 | 0 |  | 0 | 0 | 0 | 0 | 0
1993-06-21 | 1993 | 6 | 21 | 0 | 0 | 0 | 0 | 0 | 0 | 0 | 0 | 0 | 0 | 0 | 0 | 0 | 0 | 0.2 | 0 | 0 | 0 | 0 | 0 | 0 | 0 | 0 | 0 |  | 0.2 | 0.2 | 0.2 | 0 |  | 0 | 0.2 | 0 | 0 | 0
1993-06-22 | 1993 | 6 | 22 | 0 | 0 | 0 | 0 | 0 | 0 | 0 | 0 | 0 | 0 | 0 | 0 | 0 | 0 | 0 | 0 | 0 | 0 | 0 | 0 | 0 | 0 | 0 | 0 |  | 0 | 0 | 0 | 0 |  | 0 | 0 | 0 | 0 | 0
1993-06-23 | 1993 | 6 | 23 | 0 | 0 | 0 | 0 | 0 | 0 | 0 | 0 | 0 | 0 | 0 | 0 | 0 | 0 | 0 | 0.3 | 0 | 0.9 | 0 | 0.3 | 0.3 | 0 | 0 | 0 |  | 1.8 | 1.8 | 1.8 | 0 |  | 0 | 1.8 | 0 | 0 | 0
1993-06-24 | 1993 | 6 | 24 | 0.2 | 0 | 0 | 0 | 0 | 0 | 0 | 0 | 0 | 0 | 0 | 0 | 0 | 0 | 0 | 0 | 0 | 0 | 0 | 0 | 0 | 0 | 0 | 0 |  | 0.2 | 0.2 | 0.2 | 0 |  | 0 | 0.2 | 0 | 0 | 0
1993-06-25 | 1993 | 6 | 25 | 0 | 0 | 0 | 0 | 0 | 0 | 0 | 0 | 0 | 0 | 0 | 0 | 0 | 0 | 0 | 0 | 0 | 0 | 0 | 0 | 0 | 0 | 0 | 0 |  | 0 | 0 | 0 | 0 |  | 0 | 0 | 0 | 0 | 0
1993-06-26 | 1993 | 6 | 26 | 0 | 0 | 0 | 0 | 0 | 0 | 0 | 0 | 0 | 0 | 0 | 0 | 0 | 0 | 0 | 0 | 0 | 0 | 0 | 0 | 0 | 0 | 0 | 0 |  | 0 | 0 | 0 | 0 |  | 0 | 0 | 0 | 0 | 0
1993-06-27 | 1993 | 6 | 27 | 0 | 0.8 | 2.7 | 0.2 | 2.3 | 0 | 0 | 0 | 0 | 0 | 0 | 0 | 0 | 0 | 0 | 0 | 0.2 | 0 | 0 | 0 | 0 | 0 | 0 | 0 |  | 6.2 | 6.2 | 6.2 | 0 |  | 0 | 6.2 | 0 | 0 | 0
1993-06-28 | 1993 | 6 | 28 | 0 | 0 | 0 | 0 | 0 | 0 | 0 | 0 | 0 | 0 | 0 | 0 | 0 | 0 | 0 | 0 | 0 | 0 | 0 | 0 | 0 | 0 | 0 | 0 |  | 0 | 0 | 0 | 0 |  | 0 | 0 | 0 | 0 | 0
1993-06-29 | 1993 | 6 | 29 | 8.2 | 1.5 | 1.2 | 0.5 | 0.5 | 3.7 | 7.4 | 6.9 | 4.7 | 2.5 | 0 | 0 | 0 | 0 | 0 | 0 | 0 | 0 | 0 | 0 | 0 | 0 | 0 | 0 |  | 37.1 | 37.1 | 37.1 | 0 |  | 0 | 37.1 | 0 | 0 | 0
1993-06-30 | 1993 | 6 | 30 | 0 | 0 | 0 | 0 | 0 | 0 | 0 | 0 | 0 | 0 | 0 | 0 | 0 | 0 | 1.8 | 0 | 0 | 0 | 0 | 0 | 0 | 0 | 0 | 0 |  | 1.8 | 1.8 | 1.8 | 0 |  | 0 | 1.8 | 0 | 0 | 0
1993-07-01 | 1993 | 7 | 1 | 0 | 0 | 1.2 | 0 | 0 | 0 | 0 | 0 | 0 | 0 | 0 | 0 | 0 | 0 | 0 | 0 | 3 | 0 | 0 | 0 | 0 | 0 | 0 | 0 |  | 4.2 | 4.2 | 4.2 | 0 |  | 0 | 0 | 4.2 | 0 | 0
1993-07-02 | 1993 | 7 | 2 | 0 | 0 | 0 | 0 | 0 | 0 | 0 | 0 | 0 | 0 | 0 | 0 | 0 | 0 | 0.1 | 0 | 0.1 | 0 | 0 | 0 | 0 | 0 | 0 | 0 |  | 0.2 | 0.2 | 0.2 | 0 |  | 0 | 0 | 0.2 | 0 | 0
1993-07-03 | 1993 | 7 | 3 | 0 | 0 | 0 | 0 | 0 | 0 | 0 | 0 | 0 | 0 | 0 | 0 | 0 | 0 | 0 | 0 | 0 | 0 | 0 | 0 | 0 | 0 | 0 | 0 |  | 0 | 0 | 0 | 0 |  | 0 | 0 | 0 | 0 | 0
1993-07-04 | 1993 | 7 | 4 | 0 | 0 | 0 | 0 | 0 | 0 | 0 | 0 | 0 | 0 | 0.1 | 0.2 | 0 | 0 | 0 | 0 | 0 | 0 | 0 | 0 | 0 | 0.1 | 0 | 0 |  | 0.4 | 0.4 | 0.4 | 0 |  | 0 | 0 | 0.4 | 0 | 0
1993-07-05 | 1993 | 7 | 5 | 0 | 0 | 0 | 0 | 0 | 0 | 0 | 0 | 0 | 0 | 0 | 0 | 0 | 0 | 0 | 0 | 0 | 0 | 0.8 | 0 | 0 | 0 | 0 | 0 |  | 0.8 | 0.8 | 0.8 | 0 |  | 0 | 0 | 0.8 | 0 | 0
1993-07-06 | 1993 | 7 | 6 | 0 | 0 | 0 | 0 | 0 | 0 | 0 | 0 | 0 | 0 | 0 | 0 | 0 | 0 | 0 | 9.8 | 0 | 0 | 0 | 0 | 0 | 0 | 0 | 0 |  | 9.8 | 9.8 | 9.8 | 0 |  | 0 | 0 | 9.8 | 0 | 0
1993-07-07 | 1993 | 7 | 7 | 0 | 0 | 0 | 0 | 0 | 0 | 0 | 0 | 0 | 0 | 0 | 0 | 0 | 0 | 0 | 0 | 0 | 0 | 0 | 0 | 0 | 0 | 0 | 0 |  | 0 | 0 | 0 | 0 |  | 0 | 0 | 0 | 0 | 0
1993-07-08 | 1993 | 7 | 8 | 0 | 0 | 0 | 0 | 0 | 0 | 0 | 0 | 0 | 0 | 0 | 0 | 0 | 0 | 0 | 1.4 | 0.8 | 0 | 0 | 0 | 0 | 0 | 0 | 0.3 |  | 2.5 | 2.5 | 2.5 | 0 |  | 0 | 0 | 2.5 | 0 | 0
1993-07-09 | 1993 | 7 | 9 | 0.1 | 0 | 0 | 0 | 0 | 0 | 0 | 0 | 0 | 0 | 0 | 0 | 0 | 0.1 | 0 | 0 | 0 | 0 | 0 | 0 | 0 | 0 | 0 | 0 |  | 0.2 | 0.2 | 0.2 | 0 |  | 0 | 0 | 0.2 | 0 | 0
1993-07-10 | 1993 | 7 | 10 | 0 | 0 | 0 | 0 | 0 | 0 | 0 | 0 | 0 | 0 | 0 | 0 | 0 | 0 | 0 | 0 | 0 | 0 | 0 | 0 | 0 | 0 | 0 | 0 |  | 0 | 0 | 0 | 0 |  | 0 | 0 | 0 | 0 | 0
1993-07-11 | 1993 | 7 | 11 | 0 | 0 | 0 | 0 | 0 | 0 | 0 | 0 | 0 | 0 | 0 | 0 | 0 | 0 | 0 | 0 | 0 | 0 | 0.6 | 0 | 0 | 0 | 0 | 0 |  | 0.6 | 0.6 | 0.6 | 0 |  | 0 | 0 | 0.6 | 0 | 0
1993-07-12 | 1993 | 7 | 12 | 0 | 0 | 0 | 0 | 0 | 0 | 0.2 | 0 | 0 | 0 | 0 | 0 | 0 | 0 | 0 | 0 | 0 | 0 | 0.2 | 0.9 | 0.2 | 0 | 0 | 0 |  | 1.5 | 1.5 | 1.5 | 0 |  | 0 | 0 | 1.5 | 0 | 0
1993-07-13 | 1993 | 7 | 13 | 0 | 0 | 0 | 0 | 0 | 0 | 0 | 0 | 0 | 0 | 0 | 0 | 0 | 0 | 0 | 0 | 0 | 0 | 0 | 0 | 0 | 0 | 0 | 0 |  | 0 | 0 | 0 | 0 |  | 0 | 0 | 0 | 0 | 0
1993-07-14 | 1993 | 7 | 14 | 0 | 0 | 0 | 0 | 0 | 0 | 0 | 0 | 0 | 0 | 0 | 0 | 0 | 0 | 0 | 0 | 0 | 0 | 0 | 0 | 0 | 0 | 0 | 0 |  | 0 | 0 | 0 | 0 |  | 0 | 0 | 0 | 0 | 0
1993-07-15 | 1993 | 7 | 15 | 0 | 0 | 0 | 0 | 0 | 0 | 0 | 0 | 0 | 0.5 | 0 | 0.5 | 1 | 0 | 0 | 0 | 0 | 0 | 0 | 0 | 0 | 0 | 0 | 0 |  | 2 | 2 | 2 | 0 |  | 0 | 0 | 2 | 0 | 0
1993-07-16 | 1993 | 7 | 16 | 0 | 0 | 0 | 0 | 0 | 1 | 0.9 | 1 | 0 | 0 | 1 | 0.9 | 1 | 1 | 0.9 | 1.5 | 0 | 0 | 0 | 0 | 0 | 0 | 0 | 0 |  | 9.2 | 9.2 | 9.2 | 0 |  | 0 | 0 | 9.2 | 0 | 0
1993-07-17 | 1993 | 7 | 17 | 0 | 0 | 0 | 0 | 0 | 0 | 0 | 0 | 0 | 0 | 0 | 0 | 0 | 4.2 | 1.8 | 0 | 0 | 0 | 0 | 0 | 0 | 0 | 0 | 0 |  | 6 | 6 | 6 | 0 |  | 0 | 0 | 6 | 0 | 0
1993-07-18 | 1993 | 7 | 18 | 0 | 0.5 | 1 | 0 | 0.3 | 0 | 0 | 0 | 0 | 0 | 0 | 0 | 0 | 0 | 0 | 0 | 0 | 0 | 0 | 0 | 0 | 0 | 0 | 0 |  | 1.8 | 1.8 | 1.8 | 0 |  | 0 | 0 | 1.8 | 0 | 0
1993-07-19 | 1993 | 7 | 19 | 0 | 0 | 0 | 0 | 0 | 0 | 0 | 0 | 0 | 0 | 0 | 0 | 0 | 0 | 0 | 0 | 0 | 0 | 0 | 0 | 0 | 0 | 0 | 0 |  | 0 | 0 | 0 | 0 |  | 0 | 0 | 0 | 0 | 0
1993-07-20 | 1993 | 7 | 20 | 0 | 0 | 0 | 0 | 0 | 0.5 | 0.5 | 0.2 | 0 | 1.9 | 0.5 | 0 | 0 | 0 | 0 | 0 | 0 | 0 | 0 | 0 | 0 | 0 | 0 | 0 |  | 3.6 | 3.6 | 3.6 | 4.4409e-16 |  | 0 | 0 | 3.6 | 0 | 0
1993-07-21 | 1993 | 7 | 21 | 0 | 0 | 0 | 0 | 0 | 0 | 0 | 1.3 | 0.3 | 1.6 | 0 | 0 | 0 | 0 | 0 | 0 | 0 | 0 | 0 | 0 | 0 | 0 | 0 | 0 |  | 3.2 | 3.2 | 3.2 | 0 |  | 0 | 0 | 3.2 | 0 | 0
1993-07-22 | 1993 | 7 | 22 | 0 | 0 | 0 | 0 | 0 | 0 | 0 | 0 | 0 | 0 | 0 | 0 | 0 | 0 | 0 | 0 | 0 | 0 | 0 | 0 | 0 | 0 | 0 | 0 |  | 0 | 0 | 0 | 0 |  | 0 | 0 | 0 | 0 | 0
1993-07-23 | 1993 | 7 | 23 | 0 | 0 | 0 | 0 | 0 | 0 | 0 | 0 | 0 | 0 | 0 | 0 | 0 | 0 | 0 | 0 | 0 | 0 | 9.5 | 5.8 | 0.8 | 0.6 | 0 | 0 |  | 16.7 | 16.7 | 16.7 | 3.5527e-15 |  | 0 | 0 | 16.7 | 0 | 0
1993-07-24 | 1993 | 7 | 24 | 0 | 0 | 0 | 0 | 0 | 0 | 0 | 0.9 | 0 | 0 | 0 | 0 | 0 | 0 | 0.2 | 7 | 1.1 | 1.1 | 0 | 0 | 0 | 0 | 0 | 0 |  | 10.3 | 10.3 | 10.3 | 1.7764e-15 |  | 0 | 0 | 10.3 | 0 | 0
1993-07-25 | 1993 | 7 | 25 | 0 | 0 | 0 | 0 | 0 | 0 | 1 | 1 | 0 | 0.3 | 0.5 | 0 | 0 | 0 | 0 | 0 | 0 | 0 | 0 | 0 | 0 | 0 | 0 | 0 |  | 2.8 | 2.8 | 2.8 | 0 |  | 0 | 0 | 2.8 | 0 | 0
1993-07-26 | 1993 | 7 | 26 | 0 | 0 | 0 | 0 | 0 | 0 | 0 | 0.2 | 0.2 | 3.3 | 2.4 | 0.7 | 0 | 0 | 0 | 0 | 0 | 0 | 0 | 0 | 0 | 0 | 0 | 0 |  | 6.8 | 6.8 | 6.8 | 0 |  | 0 | 0 | 6.8 | 0 | 0
1993-07-27 | 1993 | 7 | 27 | 0 | 0 | 0 | 0 | 0 | 0 | 0 | 0 | 0 | 0 | 0 | 0 | 0 | 0 | 0 | 0 | 0.1 | 0 | 0 | 0 | 0 | 0.1 | 0 | 0 |  | 0.2 | 0.2 | 0.2 | 0 |  | 0 | 0 | 0.2 | 0 | 0
1993-07-28 | 1993 | 7 | 28 | 0 | 0 | 0 | 0 | 0 | 0 | 0 | 0 | 0 | 0 | 0 | 0 | 0 | 0 | 0 | 0 | 0 | 0 | 0 | 0 | 0 | 0 | 0 | 0 |  | 0 | 0 | 0 | 0 |  | 0 | 0 | 0 | 0 | 0
1993-07-29 | 1993 | 7 | 29 | 0 | 0 | 0 | 0 | 0 | 0 | 0 | 0 | 0 | 0 | 0 | 0 | 0 | 0 | 0 | 0 | 0 | 0 | 0 | 0 | 0 | 0 | 0 | 0 |  | 0 | 0 | 0 | 0 |  | 0 | 0 | 0 | 0 | 0
1993-07-30 | 1993 | 7 | 30 | 0 | 0 | 0 | 0 | 0 | 2.3 | 1.7 | 0 | 0 | 0 | 0 | 0 | 0 | 0 | 0 | 0 | 0 | 0 | 0 | 0 | 0 | 0 | 0 | 0 |  | 4 | 4 | 4 | 0 |  | 0 | 0 | 4 | 0 | 0
1993-07-31 | 1993 | 7 | 31 | 0 | 0 | 0 | 0 | 0 | 0 | 0 | 0 | 0 | 0 | 0 | 0 | 0 | 0 | 0 | 0 | 0 | 0 | 0 | 0 | 0 | 0 | 0 | 0 |  | 0 | 0 | 0 | 0 |  | 0 | 0 | 0 | 0 | 0
1993-08-01 | 1993 | 8 | 1 | 0 | 0 | 0 | 0 | 0 | 0 | 0 | 0 | 0 | 0 | 0 | 0 | 0 | 0 | 0 | 0 | 0 | 0 | 0 | 0 | 0 | 0 | 0 | 0 |  | 0 | 0 | 0 | 0 |  | 0 | 0 | 0 | 0 | 0
1993-08-02 | 1993 | 8 | 2 | 0 | 0 | 0 | 0 | 0 | 0 | 0 | 0 | 0 | 0 | 0 | 0 | 0 | 0 | 0 | 0 | 0 | 0 | 0 | 0 | 0 | 0 | 0 | 0 |  | 0 | 0 | 0 | 0 |  | 0 | 0 | 0 | 0 | 0
1993-08-03 | 1993 | 8 | 3 | 0 | 0 | 0 | 0 | 0 | 0 | 0 | 0 | 0 | 0 | 0 | 0 | 0 | 0 | 0 | 0 | 0 | 0 | 0 | 0 | 0 | 0 | 0 | 0 |  | 0 | 0 | 0 | 0 |  | 0 | 0 | 0 | 0 | 0
1993-08-04 | 1993 | 8 | 4 | 0 | 0 | 0 | 0 | 0 | 0 | 0 | 0 | 0 | 0 | 0 | 0 | 0 | 0 | 0 | 0 | 0 | 0 | 0 | 0 | 0 | 0 | 0 | 0 |  | 0 | 0 | 0 | 0 |  | 0 | 0 | 0 | 0 | 0
1993-08-05 | 1993 | 8 | 5 | 0 | 0 | 0 | 0 | 0 | 0 | 0 | 0 | 0 | 0 | 0 | 0 | 0 | 0 | 0 | 0 | 0 | 0 | 0 | 0 | 0 | 0 | 0 | 0 |  | 0 | 0 | 0 | 0 |  | 0 | 0 | 0 | 0 | 0
1993-08-06 | 1993 | 8 | 6 | 0 | 0 | 0 | 0 | 0 | 0 | 0 | 0 | 0 | 0 | 0 | 0 | 0 | 0 | 0 | 0 | 0 | 0 | 0 | 1.6 | 0 | 0 | 0 | 0 |  | 1.6 | 1.6 | 1.6 | 0 |  | 0 | 0 | 0 | 1.6 | 0
1993-08-07 | 1993 | 8 | 7 | 0.2 | 0.4 | 0.4 | 0.4 | 1.3 | 0 | 0 | 0 | 0 | 0 | 0 | 0 | 0 | 0 | 0 | 4.3 | 1.5 | 0 | 0 | 0 | 0 | 0 | 0 | 0.2 |  | 8.7 | 8.7 | 8.7 | 0 |  | 0 | 0 | 0 | 8.7 | 0
1993-08-08 | 1993 | 8 | 8 | 0 | 0 | 0 | 0 | 0 | 0 | 0 | 0 | 0 | 0 | 0 | 0 | 0 | 0 | 0 | 0 | 0 | 0 | 0 | 0 | 0 | 0 | 0 | 0 |  | 0 | 0 | 0 | 0 |  | 0 | 0 | 0 | 0 | 0
1993-08-09 | 1993 | 8 | 9 | 0 | 0 | 0 | 0 | 0 | 0 | 0 | 0 | 0 | 0 | 0 | 0 | 0 | 0 | 0 | 0 | 0 | 0 | 0 | 0 | 0 | 0 | 0 | 0 |  | 0 | 0 | 0 | 0 |  | 0 | 0 | 0 | 0 | 0
1993-08-10 | 1993 | 8 | 10 | 0 | 0 | 0 | 0 | 0 | 0 | 0 | 0 | 0 | 0 | 0 | 0 | 0 | 0 | 0 | 0 | 0 | 0 | 0 | 0 | 0 | 1.9 | 1.7 | 0 |  | 3.6 | 3.6 | 3.6 | 4.4409e-16 |  | 0 | 0 | 0 | 3.6 | 0
1993-08-11 | 1993 | 8 | 11 | 0.4 | 0 | 0 | 0 | 0 | 0 | 0.4 | 0 | 0 | 0 | 0 | 0 | 0 | 0 | 0 | 0 | 0 | 0 | 0 | 0 | 0 | 0 | 0 | 0 |  | 0.8 | 0.8 | 0.8 | 0 |  | 0 | 0 | 0 | 0.8 | 0
1993-08-12 | 1993 | 8 | 12 | 0 | 0 | 0 | 0 | 0 | 0 | 0 | 0 | 0 | 0 | 0 | 0 | 0 | 0 | 0 | 0 | 0 | 0 | 0 | 0 | 0 | 0 | 0 | 0 |  | 0 | 0 | 0 | 0 |  | 0 | 0 | 0 | 0 | 0
1993-08-13 | 1993 | 8 | 13 | 0 | 0 | 0 | 0 | 0 | 0 | 0 | 0 | 0 | 0 | 0 | 0 | 0 | 0 | 0 | 0 | 0 | 0 | 0 | 0 | 0 | 22.5 | 2.2 | 1 |  | 25.7 | 25.7 | 25.7 | 0 |  | 0 | 0 | 0 | 25.7 | 0
1993-08-14 | 1993 | 8 | 14 | 0.7 | 1.7 | 0.2 | 0 | 0 | 0 | 0 | 0 | 2 | 0 | 0 | 0 | 0 | 0 | 0 | 0 | 0 | 0 | 0 | 0 | 0 | 0 | 0 | 0 |  | 4.6 | 4.6 | 4.6 | 0 |  | 0 | 0 | 0 | 4.6 | 0
1993-08-15 | 1993 | 8 | 15 | 0 | 0 | 0 | 0 | 0 | 0 | 0 | 0 | 0 | 0 | 0 | 0 | 0 | 0.4 | 0.4 | 0.2 | 0 | 0 | 0 | 1.1 | 4.8 | 3.4 | 2.1 | 0 |  | 12.4 | 12.4 | 12.4 | 0 |  | 0 | 0 | 0 | 12.4 | 0
1993-08-16 | 1993 | 8 | 16 | 0 | 0 | 0.2 | 0 | 0 | 0 | 0 | 0 | 0 | 0 | 0 | 0 | 0 | 0 | 0.2 | 0.5 | 1.6 | 0.2 | 0.5 | 0 | 0 | 0 | 0 | 0 |  | 3.2 | 3.2 | 3.2 | 0 |  | 0 | 0 | 0 | 3.2 | 0
1993-08-17 | 1993 | 8 | 17 | 0 | 0 | 0 | 0 | 0 | 0.2 | 0 | 0 | 0 | 0 | 0 | 0 | 0 | 0 | 0 | 0 | 0 | 0 | 0 | 0 | 0 | 0 | 0 | 0 |  | 0.2 | 0.2 | 0.2 | 0 |  | 0 | 0 | 0 | 0.2 | 0
1993-08-18 | 1993 | 8 | 18 | 0 | 0 | 0 | 0 | 0 | 0 | 0 | 0 | 0 | 0 | 0 | 0 | 0 | 0 | 0 | 0 | 0 | 0 | 0 | 0 | 0 | 0 | 0 | 0 |  | 0 | 0 | 0 | 0 |  | 0 | 0 | 0 | 0 | 0
1993-08-19 | 1993 | 8 | 19 | 0 | 0 | 0 | 0 | 0 | 0 | 0 | 0 | 0 | 0 | 0 | 0 | 0 | 0 | 0 | 0 | 0 | 0 | 0 | 0 | 0 | 0 | 0 | 0 |  | 0 | 0 | 0 | 0 |  | 0 | 0 | 0 | 0 | 0
1993-08-20 | 1993 | 8 | 20 | 0 | 0 | 0 | 0 | 0 | 0 | 0 | 0 | 0 | 0 | 0 | 0 | 0 | 0 | 0 | 0 | 0 | 0 | 0 | 0 | 0 | 0 | 0 | 0 |  | 0 | 0 | 0 | 0 |  | 0 | 0 | 0 | 0 | 0
1993-08-21 | 1993 | 8 | 21 | 0 | 0 | 0 | 0 | 0 | 0 | 0 | 0 | 0 | 0 | 0 | 0 | 0 | 0 | 0 | 0 | 0 | 0 | 0 | 0 | 0 | 0 | 0 | 0 |  | 0 | 0 | 0 | 0 |  | 0 | 0 | 0 | 0 | 0
1993-08-22 | 1993 | 8 | 22 | 0 | 0 | 0 | 0 | 0 | 0 | 0 | 0 | 0 | 0 | 0 | 0 | 0 | 0 | 0 | 0 | 0 | 0 | 0 | 0 | 0 | 0 | 0 | 0 |  | 0 | 0 | 0 | 0 |  | 0 | 0 | 0 | 0 | 0
1993-08-23 | 1993 | 8 | 23 | 0 | 0 | 0 | 0 | 0 | 0 | 0 | 0 | 0 | 0 | 0 | 0 | 0 | 0 | 0 | 0 | 0 | 0 | 0 | 0 | 0 | 0 | 0 | 0 |  | 0 | 0 | 0 | 0 |  | 0 | 0 | 0 | 0 | 0
1993-08-24 | 1993 | 8 | 24 | 0 | 0 | 0 | 0 | 0 | 0 | 0 | 0 | 0 | 0 | 0 | 0 | 0 | 0 | 0 | 0 | 0 | 0 | 0 | 0 | 0 | 0 | 0 | 0 |  | 0 | 0 | 0 | 0 |  | 0 | 0 | 0 | 0 | 0
1993-08-25 | 1993 | 8 | 25 | 0 | 0 | 0 | 0.2 | 0.9 | 2.3 | 1.2 | 0.7 | 1.6 | 1.6 | 2.1 | 1.8 | 0.9 | 0 | 0 | 0 | 0 | 0 | 0 | 0 | 0 | 0 | 0 | 0 |  | 13.3 | 13.3 | 13.3 | 0 |  | 0 | 0 | 0 | 13.3 | 0
1993-08-26 | 1993 | 8 | 26 | 0 | 0 | 0 | 0 | 0 | 0 | 0 | 0 | 0 | 0 | 0 | 0 | 0 | 0 | 0 | 0 | 0 | 0 | 0 | 0 | 0 | 0 | 0 | 0 |  | 0 | 0 | 0 | 0 |  | 0 | 0 | 0 | 0 | 0
1993-08-27 | 1993 | 8 | 27 | 0 | 0 | 0 | 0 | 0 | 0 | 0 | 0 | 0 | 0 | 0.5 | 0 | 0 | 0 | 0 | 0 | 0.2 | 5.4 | 0.7 | 0.2 | 0.2 | 0 | 0.2 | 0.9 |  | 8.3 | 8.3 | 8.3 | 0 |  | 0 | 0 | 0 | 8.3 | 0
1993-08-28 | 1993 | 8 | 28 | 1.5 | 0.6 | 0.2 | 0.4 | 0.4 | 1.1 | 0.9 | 0.2 | 0 | 0.2 | 0 | 0 | 0 | 0 | 0 | 0 | 0 | 0 | 0 | 0 | 0 | 0 | 0 | 0 |  | 5.5 | 5.5 | 5.5 | 8.8818e-16 |  | 0 | 0 | 0 | 5.5 | 0
1993-08-29 | 1993 | 8 | 29 | 0 | 0 | 0 | 0 | 0 | 0 | 0 | 0 | 0.2 | 0 | 0 | 0 | 0 | 0.2 | 0 | 0 | 0 | 0 | 0.2 | 2.3 | 0 | 0 | 0 | 0 |  | 2.9 | 2.9 | 2.9 | 0 |  | 0 | 0 | 0 | 2.9 | 0
1993-08-30 | 1993 | 8 | 30 | 0 | 0 | 0 | 0 | 0 | 0 | 0 | 0 | 0 | 0 | 0 | 0 | 0 | 0 | 0 | 0 | 0 | 0 | 0 | 0 | 0 | 0 | 0 | 0 |  | 0 | 0 | 0 | 0 |  | 0 | 0 | 0 | 0 | 0
1993-08-31 | 1993 | 8 | 31 | 0 | 0 | 0 | 0 | 0 | 0 | 0 | 0 | 0 | 0 | 0 | 0 | 0 | 0 | 0 | 0 | 0 | 0 | 0 | 0 | 0 | 0 | 0.6 | 0.2 |  | 0.8 | 0.8 | 0.8 | 0 |  | 0 | 0 | 0 | 0.8 | 0
1993-09-01 | 1993 | 9 | 1 | 0 | 0.3 | 0.7 | 0 | 0 | 0 | 0 | 0 | 0 | 0 | 0 | 0.3 | 0 | 0 | 0 | 0 | 0 | 0 | 0 | 0 | 0 | 0 | 0 | 0 |  | 1.3 | 1.3 | 1.3 | 0 |  | 0 | 0 | 0 | 0 | 1.3
1993-09-02 | 1993 | 9 | 2 | 0 | 0 | 0 | 0 | 0 | 0 | 0 | 0 | 0 | 0 | 0 | 0 | 0 | 0 | 0 | 0 | 0 | 0 | 0 | 0 | 0 | 0 | 0 | 0 |  | 0 | 0 | 0 | 0 |  | 0 | 0 | 0 | 0 | 0
1993-09-03 | 1993 | 9 | 3 | 0 | 0 | 0 | 0 | 0 | 0 | 0 | 0 | 0 | 0 | 0 | 0 | 0 | 0 | 0 | 0 | 0 | 0 | 0 | 0 | 0 | 1.4 | 0.2 | 0 |  | 1.6 | 1.6 | 1.6 | 2.2204e-16 |  | 0 | 0 | 0 | 0 | 1.6
1993-09-04 | 1993 | 9 | 4 | 0 | 0 | 0 | 0 | 0.2 | 0 | 0 | 0 | 0 | 0 | 3.7 | 2.9 | 0 | 0 | 0 | 0 | 0.2 | 0 | 0 | 0 | 0 | 0.2 | 0 | 0 |  | 7.2 | 7.2 | 7.2 | 8.8818e-16 |  | 0 | 0 | 0 | 0 | 7.2
1993-09-05 | 1993 | 9 | 5 | 0 | 0 | 0 | 0 | 0 | 0 | 0 | 0 | 0 | 0 | 0 | 0 | 0 | 0 | 0 | 0 | 0 | 0 | 0 | 0 | 0 | 0 | 0 | 0 |  | 0 | 0 | 0 | 0 |  | 0 | 0 | 0 | 0 | 0
1993-09-06 | 1993 | 9 | 6 | 0 | 0 | 0 | 0 | 0 | 0 | 0 | 0 | 0 | 0 | 0 | 0 | 0 | 0 | 0 | 0 | 0 | 0 | 0 | 0 | 0 | 0 | 0 | 0 |  | 0 | 0 | 0 | 0 |  | 0 | 0 | 0 | 0 | 0
1993-09-07 | 1993 | 9 | 7 | 0 | 0 | 0 | 0 | 0 | 0 | 0 | 0 | 0 | 0 | 0 | 0 | 0 | 0 | 0 | 0 | 0 | 0 | 0 | 0 | 0 | 0 | 0 | 0 |  | 0 | 0 | 0 | 0 |  | 0 | 0 | 0 | 0 | 0
1993-09-08 | 1993 | 9 | 8 | 0 | 0 | 0 | 0 | 0 | 0 | 0 | 0 | 0 | 0 | 0 | 0 | 0 | 0 | 0 | 0 | 0 | 0 | 0 | 0 | 0 | 0 | 0 | 0 |  | 0 | 0 | 0 | 0 |  | 0 | 0 | 0 | 0 | 0
1993-09-09 | 1993 | 9 | 9 | 0 | 0 | 0 | 0 | 0 | 0 | 0 | 0 | 0 | 0 | 0 | 0 | 0 | 0 | 0 | 0 | 0 | 0 | 0 | 0 | 0 | 0 | 0 | 0 |  | 0 | 0 | 0 | 0 |  | 0 | 0 | 0 | 0 | 0
1993-09-10 | 1993 | 9 | 10 | 0 | 0 | 0 | 0 | 0 | 0 | 0 | 0 | 0 | 0 | 0 | 0 | 0 | 0 | 0 | 0 | 0 | 0 | 0 | 0 | 0 | 0 | 0 | 0 |  | 0 | 0 | 0 | 0 |  | 0 | 0 | 0 | 0 | 0
1993-09-11 | 1993 | 9 | 11 | 0 | 0 | 0 | 0 | 0 | 0 | 0 | 0 | 0 | 0 | 0 | 0 | 0 | 0 | 0.9 | 3.1 | 0.4 | 0 | 0 | 0 | 0 | 0 | 0 | 0 |  | 4.4 | 4.4 | 4.4 | 0 |  | 0 | 0 | 0 | 0 | 4.4
1993-09-12 | 1993 | 9 | 12 | 0 | 0 | 0.3 | 0 | 0 | 0 | 0 | 0 | 0 | 0 | 0 | 0.3 | 0.3 | 0 | 0 | 0 | 0 | 0 | 0 | 0 | 0 | 0 | 0 | 0 |  | 0.9 | 0.9 | 0.9 | 1.1102e-16 |  | 0 | 0 | 0 | 0 | 0.9
1993-09-13 | 1993 | 9 | 13 | 0 | 0 | 0 | 0 | 0 | 0 | 0 | 0 | 0 | 0 | 0 | 0 | 0 | 0 | 0 | 0 | 0 | 0 | 0 | 0 | 0 | 0 | 0 | 0 |  | 0 | 0 | 0 | 0 |  | 0 | 0 | 0 | 0 | 0
1993-09-14 | 1993 | 9 | 14 | 0 | 0 | 0 | 0 | 0 | 0 | 0 | 0 | 0 | 0 | 0 | 0 | 0 | 0 | 0 | 0.2 | 0.2 | 0.2 | 0 | 0.2 | 0.2 | 1.3 | 1.2 | 1.5 |  | 5 | 5 | 5 | 0 |  | 0 | 0 | 0 | 0 | 5
1993-09-15 | 1993 | 9 | 15 | 0.5 | 0.9 | 0.5 | 0 | 0 | 0 | 0 | 0 | 0 | 0 | 0 | 0 | 0 | 0 | 0 | 0 | 0 | 0 | 0 | 0 | 0 | 0 | 0 | 0 |  | 1.9 | 1.9 | 1.9 | 0 |  | 0 | 0 | 0 | 0 | 1.9
1993-09-16 | 1993 | 9 | 16 | 0 | 0 | 0 | 0 | 0 | 0 | 0 | 0 | 0 | 0 | 0 | 0 | 0 | 0 | 0 | 0 | 0 | 0 | 0 | 0 | 0 | 0 | 0 | 0 |  | 0 | 0 | 0 | 0 |  | 0 | 0 | 0 | 0 | 0
1993-09-17 | 1993 | 9 | 17 | 0 | 0 | 0 | 0 | 0 | 0 | 0 | 0 | 0 | 0 | 0 | 0 | 0 | 0 | 0 | 0 | 0 | 0 | 0 | 0 | 0 | 0 | 0 | 0 |  | 0 | 0 | 0 | 0 |  | 0 | 0 | 0 | 0 | 0
1993-09-18 | 1993 | 9 | 18 | 0 | 0 | 0 | 0 | 0 | 0 | 0 | 0 | 0 | 0 | 0 | 0 | 0 | 0 | 0 | 0 | 0 | 0 | 0 | 0 | 0 | 0 | 0 | 0 |  | 0 | 0 | 0 | 0 |  | 0 | 0 | 0 | 0 | 0
1993-09-19 | 1993 | 9 | 19 | 0 | 0 | 0 | 0 | 0 | 0 | 0 | 0 | 0 | 0 | 0 | 0 | 0 | 0 | 0 | 0 | 0 | 0 | 0 | 0 | 0 | 0 | 0 | 0 |  | 0 | 0 | 0 | 0 |  | 0 | 0 | 0 | 0 | 0
1993-09-20 | 1993 | 9 | 20 | 0 | 0 | 0 | 0 | 0 | 0.2 | 0 | 0.2 | 0.2 | 0 | 0 | 0 | 0 | 0 | 0 | 0 | 0 | 0 | 0 | 0 | 0 | 0 | 0 | 0 |  | 0.6 | 0.6 | 0.6 | 1.1102e-16 |  | 0 | 0 | 0 | 0 | 0.6
1993-09-21 | 1993 | 9 | 21 | 0 | 0 | 0 | 0 | 0 | 0 | 0 | 0 | 0 | 0 | 0 | 0 | 0 | 0 | 0 | 0 | 0 | 0 | 0 | 0 | 0 | 0 | 0 | 0 |  | 0 | 0 | 0 | 0 |  | 0 | 0 | 0 | 0 | 0
1993-09-22 | 1993 | 9 | 22 | 0 | 0 | 0 | 0 | 0 | 0 | 0 | 0 | 0 | 0 | 0 | 0 | 0 | 0 | 0 | 0 | 0 | 0 | 0 | 0 | 0 | 0 | 0 | 0 |  | 0 | 0 | 0 | 0 |  | 0 | 0 | 0 | 0 | 0
1993-09-23 | 1993 | 9 | 23 | 0 | 0 | 0 | 0 | 0 | 0 | 0 | 0 | 0 | 0 | 0 | 0 | 0 | 0 | 0 | 0 | 0 | 0 | 0 | 0 | 0 | 0 | 0 | 0 |  | 0 | 0 | 0 | 0 |  | 0 | 0 | 0 | 0 | 0
1993-09-24 | 1993 | 9 | 24 | 0 | 0 | 0 | 0 | 0 | 0 | 0 | 0 | 0 | 0 | 0 | 0 | 0 | 0 | 0 | 0 | 0 | 0 | 0 | 0 | 0 | 0 | 0 | 0 |  | 0 | 0 | 0 | 0 |  | 0 | 0 | 0 | 0 | 0
1993-09-25 | 1993 | 9 | 25 | 0 | 0 | 0 | 0 | 0 | 0 | 0 | 0 | 0 | 0.6 | 0.6 | 0 | 0.3 | 0 | 0 | 0 | 0 | 0 | 0 | 0 | 0 | 0 | 0 | 0 |  | 1.5 | 1.5 | 1.5 | 0 |  | 0 | 0 | 0 | 0 | 1.5
1993-09-26 | 1993 | 9 | 26 | 0 | 0 | 0 | 0 | 0 | 0 | 0 | 0 | 0 | 0 | 0 | 0 | 0 | 0 | 0 | 0 | 0 | 0 | 0 | 0 | 0 | 0 | 0 | 0 |  | 0 | 0 | 0 | 0 |  | 0 | 0 | 0 | 0 | 0
1993-09-27 | 1993 | 9 | 27 | 0 | 0 | 0 | 0 | 0 | 0 | 0 | 0 | 0 | 0 | 0 | 0 | 0 | 0 | 0 | 0 | 0 | 0 | 0 | 0 | 0 | 0 | 0 | 0 |  | 0 | 0 | 0 | 0 |  | 0 | 0 | 0 | 0 | 0
1993-09-28 | 1993 | 9 | 28 | 0 | 0 | 0 | 0 | 0 | 0 | 0 | 0 | 0 | 0 | 0 | 0 | 0 | 0 | 0 | 0 | 0 | 0 | 0 | 0 | 0 | 0 | 0 | 0 |  | 0 | 0 | 0 | 0 |  | 0 | 0 | 0 | 0 | 0
1993-09-29 | 1993 | 9 | 29 | 0 | 0 | 0 | 0 | 0 | 0 | 0 | 0 | 0 | 0 | 0 | 0 | 0 | 0 | 0 | 0 | 0 | 0 | 0 | 0 | 0 | 0 | 0 | 0 |  | 0 | 0 | 0 | 0 |  | 0 | 0 | 0 | 0 | 0
1993-09-30 | 1993 | 9 | 30 | 0 | 0 | 0 | 0 | 0 | 0 | 0 | 0 | 0 | 0 | 0 | 0 | 0 | 0 | 0 | 0 | 0 | 0 | 0 | 0 | 0 | 0 | 0 | 0 |  | 0 | 0 | 0 | 0 |  | 0 | 0 | 0 | 0 | 0
1993-10-01 | 1993 | 10 | 1 | 0 | 0 | 0 | 0 | 0 | 0 | 0 | 0 | 0 | 0 | 0 | 0 | 0 | 0 | 0 | 0 | 0 | 0 | 0 | 0 | 0 | 0 | 0 | 0 |  | 0 | 0 | 0 | 0 |  | 0 | 0 | 0 | 0 | 0
1993-10-02 | 1993 | 10 | 2 | 0 | 0 | 0 | 0 | 0 | 0 | 0 | 0 | 0 | 0 | 0 | 0 | 0 | 0 | 0 | 0 | 0 | 0 | 0 | 0 | 0 | 0 | 0 | 0 |  | 0 | 0 | 0 | 0 |  | 0 | 0 | 0 | 0 | 0
1993-10-03 | 1993 | 10 | 3 | 0 | 0 | 0 | 0 | 0 | 0 | 0 | 0 | 0 | 0 | 0 | 0 | 0 | 0 | 0 | 0 | 0 | 0 | 0 | 0 | 0 | 0 | 0 | 0 |  | 0 | 0 | 0 | 0 |  | 0 | 0 | 0 | 0 | 0
1993-10-04 | 1993 | 10 | 4 | 0 | 0 | 0 | 0 | 0 | 0 | 0 | 0 | 0 | 0 | 0 | 0 | 0 | 0 | 0 | 0 | 0 | 0 | 0 | 0 | 0 | 0 | 0 | 0 |  | 0 | 0 | 0 | 0 |  | 0 | 0 | 0 | 0 | 0
1993-10-05 | 1993 | 10 | 5 | 0 | 0 | 0 | 0 | 0 | 0 | 0 | 0 | 0 | 0 | 0 | 0 | 0 | 0 | 0 | 0 | 0 | 0 | 0 | 0 | 0 | 0 | 0 | 0 |  | 0 | 0 | 0 | 0 |  | 0 | 0 | 0 | 0 | 0
1993-10-06 | 1993 | 10 | 6 | 0 | 0 | 0 | 0 | 0 | 0 | 0 | 0.1 | 0 | 0 | 0.1 | 0 | 0 | 0 | 0.1 | 0 | 0 | 0 | 0 | 0 | 0.1 | 0 | 0 | 0 |  | 0.4 | 0.4 | 0.4 | 0 |  | 0 | 0 | 0 | 0 | 0
1993-10-07 | 1993 | 10 | 7 | 0 | 0 | 0 | 0 | 0 | 0 | 0 | 0 | 0 | 0 | 0 | 0 | 0 | 0 | 0 | 0 | 0 | 0 | 0 | 0 | 0 | 0 | 0 | 0 |  | 0 | 0 | 0 | 0 |  | 0 | 0 | 0 | 0 | 0
1993-10-08 | 1993 | 10 | 8 | 0 | 0 | 0 | 0 | 0 | 0 | 0 | 0 | 0 | 0 | 0 | 0 | 0 | 0 | 0 | 0 | 0 | 0 | 0 | 0 | 0 | 0 | 0 | 0 |  | 0 | 0 | 0 | 0 |  | 0 | 0 | 0 | 0 | 0
1993-10-09 | 1993 | 10 | 9 | 0 | 0 | 0 | 0 | 0 | 0 | 0 | 0 | 0 | 0 | 0 | 0 | 0 | 0 | 0 | 0 | 0 | 0 | 0 | 0 | 0 | 0 | 0 | 0 |  | 0 | 0 | 0 | 0 |  | 0 | 0 | 0 | 0 | 0
1993-10-10 | 1993 | 10 | 10 | 0 | 0 | 0 | 0 | 0 | 0 | 0 | 0 | 0 | 0 | 0 | 0 | 0 | 0 | 0 | 0 | 0 | 0 | 0 | 0 | 0 | 0 | 0 | 0 |  | 0 | 0 | 0 | 0 |  | 0 | 0 | 0 | 0 | 0
1993-10-11 | 1993 | 10 | 11 | 0 | 0 | 0 | 0 | 0 | 0 | 0 | 0 | 0 | 0 | 0 | 0 | 0 | 0 | 0 | 0 | 0 | 0 | 0 | 0 | 0 | 0 | 0 | 0 |  | 0 | 0 | 0 | 0 |  | 0 | 0 | 0 | 0 | 0
1993-10-12 | 1993 | 10 | 12 | 0 | 0 | 0 | 0 | 0 | 0 | 0 | 0 | 0 | 0 | 0 | 0 | 0 | 0 | 0 | 0 | 0 | 0 | 0 | 0 | 0 | 0 | 0 | 0 |  | 0 | 0 | 0 | 0 |  | 0 | 0 | 0 | 0 | 0
1993-10-13 | 1993 | 10 | 13 | 0 | 0 | 0 | 0 | 0 | 0 | 0 | 0 | 0 | 0 | 0 | 0 | 0 | 0 | 0 | 0 | 0 | 0 | 0 | 0 | 0 | 0 | 0 | 0 |  | 0 | 0 | 0 | 0 |  | 0 | 0 | 0 | 0 | 0
1993-10-14 | 1993 | 10 | 14 | 0 | 0 | 0 | 0 | 0 | 0 | 0 | 0 | 0 | 0 | 0 | 0 | 0 | 0 | 0 | 0 | 0.1 | 0 | 0 | 0 | 0 | 0 | 0.1 | 0 |  | 0.2 | 0.2 | 0.2 | 0 |  | 0 | 0 | 0 | 0 | 0
1993-10-15 | 1993 | 10 | 15 | 0.5 | 0 | 0 | 0.5 | 0.5 | 0.5 | 0.5 | 0.5 | 0.5 | 0.6 | 0.5 | 0.5 | 0.5 | 0.5 | 0.5 | 0.5 | 0.5 | 0 | 0 | 0 | 0 | 0 | 0 | 0 |  | 7.6 | 7.6 | 7.6 | 0 |  | 0 | 0 | 0 | 0 | 0
1993-10-16 | 1993 | 10 | 16 | 0 | 0.2 | 0.2 | 0 | 0 | 0 | 0 | 0 | 0 | 0 | 0 | 0 | 0 | 0 | 0 | 0 | 0 | 0 | 0 | 0 | 0 | 0 | 0 | 0 |  | 0.4 | 0.4 | 0.4 | 0 |  | 0 | 0 | 0 | 0 | 0
1993-10-17 | 1993 | 10 | 17 | 0 | 0 | 0 | 0 | 0 | 0 | 0 | 0 | 0 | 0 | 0 | 0 | 0 | 0 | 0 | 0 | 0 | 0 | 0 | 0 | 0 | 0 | 0 | 0 |  | 0 | 0 | 0 | 0 |  | 0 | 0 | 0 | 0 | 0
1993-10-18 | 1993 | 10 | 18 | 0 | 0 | 0 | 0 | 0 | 0 | 0 | 0 | 0 | 0 | 0 | 0 | 0 | 0 | 0 | 0 | 0 | 0 | 0 | 0 | 0 | 0 | 0 | 0 |  | 0 | 0 | 0 | 0 |  | 0 | 0 | 0 | 0 | 0
1993-10-19 | 1993 | 10 | 19 | 0 | 0 | 0 | 0.4 | 0 | 0 | 0 | 0 | 0 | 0 | 0 | 0 | 0 | 0 | 0 | 0 | 0 | 0 | 0 | 0 | 0 | 0 | 0 | 0 |  | 0.4 | 0.4 | 0.4 | 0 |  | 0 | 0 | 0 | 0 | 0
1993-10-20 | 1993 | 10 | 20 | 0 | 0 | 0 | 0 | 0 | 0 | 0 | 0 | 0 | 0 | 0 | 0 | 0 | 0 | 0 | 0 | 0 | 0 | 0 | 0 | 0 | 0 | 0 | 0 |  | 0 | 0 | 0 | 0 |  | 0 | 0 | 0 | 0 | 0
1993-10-21 | 1993 | 10 | 21 | 0 | 0 | 0 | 0 | 0 | 0 | 0 | 0 | 0 | 0 | 0 | 0 | 0 | 0 | 0 | 0 | 0 | 0 | 0 | 0 | 0 | 0 | 0 | 0 |  | 0 | 0 | 0 | 0 |  | 0 | 0 | 0 | 0 | 0
1993-10-22 | 1993 | 10 | 22 | 0 | 0 | 0 | 0 | 0 | 0 | 0 | 0 | 0 | 0 | 0 | 0 | 0 | 0 | 0 | 0 | 0 | 0 | 0 | 0 | 0 | 0 | 0 | 0 |  | 0 | 0 | 0 | 0 |  | 0 | 0 | 0 | 0 | 0
1993-10-23 | 1993 | 10 | 23 | 0 | 0 | 0 | 0 | 0 | 0 | 0 | 0 | 0 | 0 | 0 | 0 | 0 | 0 | 0 | 0 | 0 | 0 | 0 | 0 | 0 | 0 | 0 | 0 |  | 0 | 0 | 0 | 0 |  | 0 | 0 | 0 | 0 | 0
1993-10-24 | 1993 | 10 | 24 | 0 | 0 | 0 | 0 | 0 | 0 | 0 | 0 | 0 | 0 | 0 | 0 | 0 | 0 | 0 | 0 | 0 | 0 | 0 | 0 | 0 | 0 | 0 | 0 |  | 0 | 0 | 0 | 0 |  | 0 | 0 | 0 | 0 | 0
1993-10-25 | 1993 | 10 | 25 | 0 | 0 | 0 | 0 | 0 | 0 | 0 | 0 | 0 | 0 | 0 | 0 | 0 | 0 | 0 | 0 | 0 | 0 | 0 | 0 | 0 | 0 | 0 | 0 |  | 0 | 0 | 0 | 0 |  | 0 | 0 | 0 | 0 | 0
1993-10-26 | 1993 | 10 | 26 | 0 | 0 | 0 | 0 | 0 | 0 | 0 | 0 | 0 | 0 | 0 | 0 | 0 | 0 | 0 | 0 | 0 | 0 | 0 | 0 | 0 | 0 | 0 | 0 |  | 0 | 0 | 0 | 0 |  | 0 | 0 | 0 | 0 | 0
1993-10-27 | 1993 | 10 | 27 | 0 | 0 | 0 | 0 | 0 | 0 | 0 | 0 | 0 | 0 | 0 | 0 | 0 | 0 | 0 | 0 | 0 | 0 | 0 | 0 | 0 | 0 | 0 | 0 |  | 0 | 0 | 0 | 0 |  | 0 | 0 | 0 | 0 | 0
1993-10-28 | 1993 | 10 | 28 | 0 | 0 | 0 | 0 | 0 | 0 | 0 | 0 | 0 | 0 | 0 | 0 | 0 | 0 | 0 | 0 | 0 | 0 | 0 | 0 | 0 | 0 | 0 | 0 |  | 0 | 0 | 0 | 0 |  | 0 | 0 | 0 | 0 | 0
1993-10-29 | 1993 | 10 | 29 | 0 | 0 | 0 | 0 | 0 | 0 | 0 | 0 | 0 | 0 | 0 | 0 | 0 | 0 | 0 | 0 | 0 | 0 | 0 | 0 | 0 | 0 | 0 | 0 |  | 0 | 0 | 0 | 0 |  | 0 | 0 | 0 | 0 | 0
1993-10-30 | 1993 | 10 | 30 | 0 | 0 | 0 | 0 | 0 | 0 | 0 | 0 | 0 | 0 | 0 | 0 | 0 | 0 | 0 | 0 | 0 | 0 | 0 | 0 | 0 | 0 | 0 | 0 |  | 0 | 0 | 0 | 0 |  | 0 | 0 | 0 | 0 | 0
1993-10-31 | 1993 | 10 | 31 | 0 | 0 | 0 | 0 | 0 | 0 | 0 | 0 | 0 | 0 | 0 | 0 | 0 | 0 | 0 | 0 | 0 | 0 | 0 | 0 | 0 | 0 | 0 | 0 |  | 0 | 0 | 0 | 0 |  | 0 | 0 | 0 | 0 | 0
1993-11-01 | 1993 | 11 | 1 | 0 | 0 | 0 | 0 | 0 | 0 | 0 | 0 | 0 | 0 | 0 | 0 | 0 | 0 | 0 | 0 | 0 | 0 | 0 | 0 | 0 | 0 | 0 | 0 |  | 0 | 0 | 0 | 0 |  | 0 | 0 | 0 | 0 | 0
1993-11-02 | 1993 | 11 | 2 | 0 | 0 | 0 | 0 | 0 | 0 | 0 | 0 | 0 | 0 | 0 | 0 | 0 | 0 | 0 | 0 | 0 | 0 | 0 | 0 | 0 | 0.6 | 0 | 0 |  | 0.6 | 0.6 | 0.6 | 0 |  | 0 | 0 | 0 | 0 | 0
1993-11-03 | 1993 | 11 | 3 | 0 | 0 | 0 | 0 | 0 | 0 | 0 | 0 | 0 | 0 | 0 | 0.3 | 0 | 0.4 | 0.3 | 0.3 | 0.4 | 0.3 | 0 | 0 | 0 | 0 | 0 | 0 |  | 2 | 2 | 2 | 0 |  | 0 | 0 | 0 | 0 | 0
1993-11-04 | 1993 | 11 | 4 | 0 | 0.1 | 0 | 0.1 | 0 | 0 | 0 | 0 | 0 | 0 | 0 | 0.1 | 0 | 0.1 | 0 | 0 | 0 | 0 | 0 | 0 | 0 | 0 | 0 | 0 |  | 0.4 | 0.4 | 0.4 | 0 |  | 0 | 0 | 0 | 0 | 0
1993-11-05 | 1993 | 11 | 5 | 0 | 0 | 0 | 0 | 0 | 0 | 0 | 0 | 0 | 0 | 0 | 0 | 0 | 0 | 0 | 0 | 0 | 0 | 0 | 0 | 0 | 0 | 0 | 0 |  | 0 | 0 | 0 | 0 |  | 0 | 0 | 0 | 0 | 0
1993-11-06 | 1993 | 11 | 6 | 0 | 0 | 0 | 0 | 0 | 0 | 0 | 0 | 0 | 0 | 0 | 0 | 0 | 0 | 0 | 0 | 0 | 0 | 0 | 0.1 | 0.1 | 0 | 0.1 | 0.1 |  | 0.4 | 0.4 | 0.4 | 0 |  | 0 | 0 | 0 | 0 | 0
1993-11-07 | 1993 | 11 | 7 | 0.1 | 0 | 0.1 | 0 | 0 | 0.1 | 0.1 | 0 | 0.1 | 0 | 0 | 0.1 | 0 | 0 | 0 | 0 | 0 | 0 | 0 | 0 | 0 | 0 | 0 | 0 |  | 0.6 | 0.6 | 0.6 | 0 |  | 0 | 0 | 0 | 0 | 0
1993-11-08 | 1993 | 11 | 8 | 0 | 0 | 0 | 0 | 0 | 0 | 0 | 0 | 0 | 0 | 0 | 0 | 0 | 0 | 0 | 0 | 0 | 0 | 0 | 0 | 0 | 0 | 0 | 0 |  | 0 | 0 | 0 | 0 |  | 0 | 0 | 0 | 0 | 0
1993-11-09 | 1993 | 11 | 9 | 0 | 0 | 0 | 0 | 0 | 0 | 0 | 0 | 0 | 0 | 0 | 0 | 0 | 0 | 0 | 0 | 0 | 0 | 0 | 0 | 0 | 0 | 0 | 0 |  | 0 | 0 | 0 | 0 |  | 0 | 0 | 0 | 0 | 0
1993-11-10 | 1993 | 11 | 10 | 0 | 0 | 0 | 0 | 0 | 0 | 0 | 0 | 0 | 0 | 0 | 0 | 0 | 0 | 0 | 0 | 0 | 0 | 0 | 0 | 0 | 0 | 0 | 0 |  | 0 | 0 | 0 | 0 |  | 0 | 0 | 0 | 0 | 0
1993-11-11 | 1993 | 11 | 11 | 0 | 0 | 0 | 0 | 0 | 0 | 0 | 0 | 0 | 0 | 0 | 0 | 0 | 0 | 0 | 0 | 0 | 0 | 0 | 0 | 0 | 0 | 0 | 0 |  | 0 | 0 | 0 | 0 |  | 0 | 0 | 0 | 0 | 0
1993-11-12 | 1993 | 11 | 12 | 0 | 0 | 0 | 0 | 0 | 0 | 0 | 0 | 0 | 0 | 0 | 0 | 0 | 0 | 0 | 0 | 0 | 0 | 0 | 0 | 0 | 0 | 0 | 0 |  | 0 | 0 | 0 | 0 |  | 0 | 0 | 0 | 0 | 0
1993-11-13 | 1993 | 11 | 13 | 0 | 0 | 0 | 0 | 0 | 0 | 0 | 0.2 | 0 | 0 | 0 | 0 | 0 | 0 | 0 | 0 | 0 | 0 | 0 | 0 | 0 | 0 | 0 | 0 |  | 0.2 | 0.2 | 0.2 | 0 |  | 0 | 0 | 0 | 0 | 0
1993-11-14 | 1993 | 11 | 14 | 0 | 0 | 0 | 0 | 0 | 0 | 0 | 0 | 0 | 0 | 0 | 0 | 0 | 0 | 0 | 0 | 0 | 0 | 0 | 0 | 0 | 0 | 0 | 0 |  | 0 | 0 | 0 | 0 |  | 0 | 0 | 0 | 0 | 0
1993-11-15 | 1993 | 11 | 15 | 0 | 0 | 0 | 0 | 0 | 0 | 0 | 0 | 0 | 0 | 0 | 0 | 0 | 0 | 0 | 0 | 0 | 0 | 0 | 0.2 | 0.1 | 0.2 | 0.1 | 0 |  | 0.6 | 0.6 | 0.6 | 0 |  | 0 | 0 | 0 | 0 | 0
1993-11-16 | 1993 | 11 | 16 | 0 | 0 | 0 | 0 | 0 | 0 | 0 | 0 | 0 | 0 | 0 | 0 | 0 | 0 | 0 | 0 | 0 | 0 | 0 | 0 | 0 | 0 | 0 | 0 |  | 0 | 0 | 0 | 0 |  | 0 | 0 | 0 | 0 | 0
1993-11-17 | 1993 | 11 | 17 | 0 | 0 | 0 | 0 | 0 | 0 | 0 | 0 | 0 | 0 | 0 | 0 | 0 | 0 | 0 | 0 | 0 | 0 | 0 | 0 | 0 | 0 | 0 | 0 |  | 0 | 0 | 0 | 0 |  | 0 | 0 | 0 | 0 | 0
1993-11-18 | 1993 | 11 | 18 | 0 | 0 | 0 | 0 | 0 | 0 | 0 | 0 | 0 | 0 | 0 | 0 | 0 | 0 | 0 | 0 | 0 | 0 | 0 | 0 | 0 | 0 | 0 | 0 |  | 0 | 0 | 0 | 0 |  | 0 | 0 | 0 | 0 | 0
1993-11-19 | 1993 | 11 | 19 | 0 | 0 | 0 | 0 | 0 | 0 | 0 | 0 | 0 | 0 | 0 | 0 | 0 | 0 | 0 | 0 | 0 | 0 | 0 | 0 | 0 | 0 | 0 | 0 |  | 0 | 0 | 0 | 0 |  | 0 | 0 | 0 | 0 | 0
1993-11-20 | 1993 | 11 | 20 | 0 | 0 | 0 | 0 | 0 | 0 | 0 | 0 | 0 | 0 | 0 | 0 | 0 | 0 | 0 | 0 | 0 | 0 | 0 | 0 | 0 | 0 | 0 | 0 |  | 0 | 0 | 0 | 0 |  | 0 | 0 | 0 | 0 | 0
1993-11-21 | 1993 | 11 | 21 | 0 | 0 | 0.2 | 0.2 | 0.1 | 0.2 | 0.2 | 0.2 | 0.2 | 0.2 | 0.1 | 0.2 | 0.2 | 0.2 | 0.2 | 0.1 | 0.2 | 0.2 | 0.2 | 0.2 | 0.2 | 0.1 | 0.2 | 0.2 |  | 4 | 4 | 4 | 8.8818e-16 |  | 0 | 0 | 0 | 0 | 0
1993-11-22 | 1993 | 11 | 22 | 0.1 | 0 | 0.1 | 0 | 0.1 | 0.1 | 0 | 0.1 | 0.1 | 0 | 0.1 | 0 | 0.1 | 0 | 0 | 0 | 0 | 0 | 0 | 0 | 0 | 0 | 0 | 0 |  | 0.8 | 0.8 | 0.8 | 1.1102e-16 |  | 0 | 0 | 0 | 0 | 0
1993-11-23 | 1993 | 11 | 23 | 0 | 0 | 0 | 0 | 0.1 | 0.1 | 0 | 0.1 | 0.1 | 0.1 | 0 | 0.1 | 0 | 0 | 0 | 0 | 0 | 0 | 0 | 0 | 0 | 0 | 0 | 0 |  | 0.6 | 0.6 | 0.6 | 0 |  | 0 | 0 | 0 | 0 | 0
1993-11-24 | 1993 | 11 | 24 | 0 | 0 | 0 | 0 | 0 | 0 | 0 | 0 | 0 | 0 | 0 | 0 | 0 | 0 | 0 | 0 | 0 | 0 | 0 | 0 | 0 | 0 | 0 | 0 |  | 0 | 0 | 0 | 0 |  | 0 | 0 | 0 | 0 | 0
1993-11-25 | 1993 | 11 | 25 | 0 | 0 | 0 | 0 | 0 | 0 | 0 | 0 | 0 | 0 | 0 | 0 | 0 | 0 | 0 | 0 | 0 | 0 | 0 | 0 | 0 | 0 | 0 | 0 |  | 0 | 0 | 0 | 0 |  | 0 | 0 | 0 | 0 | 0
1993-11-26 | 1993 | 11 | 26 | 0 | 0 | 0 | 0 | 0 | 0 | 0 | 0 | 0 | 0 | 0 | 0 | 0 | 0 | 0 | 0 | 0 | 0 | 0 | 0 | 0 | 0 | 0 | 0 |  | 0 | 0 | 0 | 0 |  | 0 | 0 | 0 | 0 | 0
1993-11-27 | 1993 | 11 | 27 | 0 | 0 | 0 | 0 | 0 | 0 | 0 | 0 | 0 | 0 | 0 | 0 | 0 | 0 | 0 | 0 | 0 | 0 | 0 | 0 | 0 | 0 | 0 | 0 |  | 0 | 0 | 0 | 0 |  | 0 | 0 | 0 | 0 | 0
1993-11-28 | 1993 | 11 | 28 | 0 | 0 | 0 | 0 | 0 | 0 | 0 | 0 | 0 | 0 | 0 | 0 | 0 | 0 | 0 | 0 | 0 | 0 | 0 | 0 | 0 | 0 | 0 | 0 |  | 0 | 0 | 0 | 0 |  | 0 | 0 | 0 | 0 | 0
1993-11-29 | 1993 | 11 | 29 | 0 | 0 | 0 | 0 | 0 | 0 | 0 | 0 | 0 | 0 | 0 | 0 | 0 | 0 | 0 | 0 | 0 | 0 | 0 | 0 | 0 | 0 | 0 | 0 |  | 0 | 0 | 0 | 0 |  | 0 | 0 | 0 | 0 | 0
1993-11-30 | 1993 | 11 | 30 | 0 | 0 | 0 | 0 | 0 | 0 | 0 | 0 | 0 | 0 | 0 | 0 | 0 | 0 | 0.1 | 0 | 0.1 | 0 | 0 | 0 | 0 | 0 | 0 | 0 |  | 0.2 | 0.2 | 0.2 | 0 |  | 0 | 0 | 0 | 0 | 0
1993-12-01 | 1993 | 12 | 1 | 0 | 0 | 0 | 0 | 0 | 0 | 0 | 0 | 0 | 0 | 0 | 0 | 0 | 0 | 0 | 0 | 0 | 0 | 0 | 0 | 0 | 0 | 0 | 0 |  | 0 | 0 | 0 | 0 |  | 0 | 0 | 0 | 0 | 0
1993-12-02 | 1993 | 12 | 2 | 0 | 0 | 0 | 0 | 0 | 0 | 0 | 0 | 0 | 0 | 0 | 0 | 0 | 0 | 0 | 0 | 0 | 0 | 0 | 0 | 0 | 0 | 0 | 0 |  | 0 | 0 | 0 | 0 |  | 0 | 0 | 0 | 0 | 0
1993-12-03 | 1993 | 12 | 3 | 0 | 0 | 0 | 0 | 0 | 0 | 0 | 0 | 0 | 0 | 0 | 0 | 0 | 0 | 0 | 0 | 0 | 0 | 0 | 0 | 0 | 0 | 0 | 0 |  | 0 | 0 | 0 | 0 |  | 0 | 0 | 0 | 0 | 0
1993-12-04 | 1993 | 12 | 4 | 0 | 0 | 0 | 0 | 0 | 0 | 0 | 0 | 0 | 0 | 0 | 0 | 0.1 | 0 | 0.1 | 0.1 | 0 | 0.1 | 0 | 0 | 0 | 0 | 0 | 0 |  | 0.4 | 0.4 | 0.4 | 0 |  | 0 | 0 | 0 | 0 | 0
1993-12-05 | 1993 | 12 | 5 | 0 | 0 | 0 | 0 | 0 | 0 | 0 | 0 | 0 | 0 | 0 | 0 | 0 | 0 | 0 | 0 | 0 | 0 | 0 | 0 | 0 | 0 | 0 | 0 |  | 0 | 0 | 0 | 0 |  | 0 | 0 | 0 | 0 | 0
1993-12-06 | 1993 | 12 | 6 | 0 | 0 | 0 | 0 | 0 | 0 | 0 | 0 | 0 | 0 | 0 | 0 | 0 | 0 | 0 | 0 | 0 | 0 | 0 | 0 | 0 | 0 | 0 | 0 |  | 0 | 0 | 0 | 0 |  | 0 | 0 | 0 | 0 | 0
1993-12-07 | 1993 | 12 | 7 | 0 | 0 | 0 | 0 | 0 | 0 | 0 | 0 | 0 | 0 | 0 | 0 | 0 | 0 | 0 | 0 | 0 | 0 | 0 | 0 | 0 | 0 | 0 | 0 |  | 0 | 0 | 0 | 0 |  | 0 | 0 | 0 | 0 | 0
1993-12-08 | 1993 | 12 | 8 | 0 | 0 | 0 | 0 | 0 | 0 | 0 | 0 | 0 | 0 | 0 | 0 | 0 | 0 | 0 | 0 | 0 | 0 | 0 | 0 | 0 | 0 | 0 | 0 |  | 0 | 0 | 0 | 0 |  | 0 | 0 | 0 | 0 | 0
1993-12-09 | 1993 | 12 | 9 | 0 | 0 | 0 | 0 | 0 | 0 | 0 | 0 | 0 | 0 | 0 | 0 | 0 | 0 | 0 | 0 | 0 | 0 | 0 | 0 | 0 | 0 | 0 | 0 |  | 0 | 0 | 0 | 0 |  | 0 | 0 | 0 | 0 | 0
1993-12-10 | 1993 | 12 | 10 | 0 | 0 | 0 | 0 | 0 | 0 | 0 | 0 | 0 | 0 | 0 | 0 | 0 | 0 | 0 | 0 | 0 | 0 | 0 | 0 | 0 | 0 | 0 | 0 |  | 0 | 0 | 0 | 0 |  | 0 | 0 | 0 | 0 | 0
1993-12-11 | 1993 | 12 | 11 | 0 | 0 | 0 | 0 | 0 | 0 | 0 | 0 | 0 | 0 | 0 | 0 | 0 | 0 | 0 | 0 | 0 | 0 | 0 | 0 | 0 | 0 | 0 | 0 |  | 0 | 0 | 0 | 0 |  | 0 | 0 | 0 | 0 | 0
1993-12-12 | 1993 | 12 | 12 | 0 | 0 | 0 | 0 | 0 | 0 | 0 | 0 | 0 | 0 | 0 | 0 | 0 | 0 | 0 | 0 | 0 | 0 | 0 | 0 | 0 | 0 | 0 | 0 |  | 0 | 0 | 0 | 0 |  | 0 | 0 | 0 | 0 | 0
1993-12-13 | 1993 | 12 | 13 | 0 | 0 | 0 | 0 | 0 | 0 | 0 | 0 | 0 | 0 | 0 | 0 | 0 | 0 | 0 | 0 | 0 | 0 | 0 | 0 | 0 | 0 | 0 | 0 |  | 0 | 0 | 0 | 0 |  | 0 | 0 | 0 | 0 | 0
1993-12-14 | 1993 | 12 | 14 | 0 | 0 | 0 | 0 | 0 | 0 | 0 | 0 | 0 | 0 | 0 | 0 | 0 | 0 | 0 | 0 | 0 | 0 | 0 | 0 | 0 | 0 | 0 | 0 |  | 0 | 0 | 0 | 0 |  | 0 | 0 | 0 | 0 | 0
1993-12-15 | 1993 | 12 | 15 | 0 | 0 | 0 | 0 | 0 | 0 | 0 | 0 | 0 | 0 | 0 | 0 | 0 | 0 | 0 | 0 | 0 | 0 | 0 | 0 | 0 | 0 | 0 | 0 |  | 0 | 0 | 0 | 0 |  | 0 | 0 | 0 | 0 | 0
1993-12-16 | 1993 | 12 | 16 | 0 | 0 | 0 | 0 | 0 | 0 | 0 | 0 | 0 | 0 | 0 | 0 | 0 | 0 | 0 | 0 | 0 | 0 | 0 | 0 | 0 | 0 | 0 | 0 |  | 0 | 0 | 0 | 0 |  | 0 | 0 | 0 | 0 | 0
1993-12-17 | 1993 | 12 | 17 | 0 | 0 | 0 | 0 | 0 | 0 | 0 | 0 | 0 | 0 | 0 | 0 | 0 | 0 | 0 | 0 | 0 | 0 | 0 | 0 | 0 | 0 | 0 | 0 |  | 0 | 0 | 0 | 0 |  | 0 | 0 | 0 | 0 | 0
1993-12-18 | 1993 | 12 | 18 | 0 | 0 | 0 | 0 | 0 | 0 | 0 | 0 | 0 | 0 | 0.1 | 0 | 0 | 0 | 0.1 | 0 | 0 | 0 | 0 | 0 | 0 | 0 | 0 | 0 |  | 0.2 | 0.2 | 0.2 | 0 |  | 0 | 0 | 0 | 0 | 0
1993-12-19 | 1993 | 12 | 19 | 0 | 0 | 0 | 0 | 0 | 0 | 0 | 0 | 0 | 0 | 0 | 0 | 0 | 0 | 0 | 0 | 0 | 0 | 0 | 0 | 0 | 0 | 0 | 0 |  | 0 | 0 | 0 | 0 |  | 0 | 0 | 0 | 0 | 0
1993-12-20 | 1993 | 12 | 20 | 0 | 0 | 0 | 0 | 0 | 0 | 0 | 0 | 0 | 0 | 0 | 0 | 0.1 | 0.2 | 0.1 | 0 | 0 | 0 | 0 | 0 | 0 | 0 | 0 | 0 |  | 0.4 | 0.4 | 0.4 | 0 |  | 0 | 0 | 0 | 0 | 0
1993-12-21 | 1993 | 12 | 21 | 0 | 0 | 0 | 0 | 0 | 0 | 0 | 0 | 0 | 0 | 0 | 0 | 0 | 0 | 0 | 0 | 0 | 0 | 0 | 0 | 0 | 0 | 0 | 0 |  | 0 | 0 | 0 | 0 |  | 0 | 0 | 0 | 0 | 0
1993-12-22 | 1993 | 12 | 22 | 0 | 0 | 0 | 0 | 0 | 0 | 0 | 0 | 0 | 0.1 | 0.2 | 0.1 | 0 | 0 | 0 | 0 | 0 | 0.1 | 0 | 0 | 0 | 0 | 0.2 | 0.1 |  | 0.8 | 0.8 | 0.8 | 1.1102e-16 |  | 0 | 0 | 0 | 0 | 0
1993-12-23 | 1993 | 12 | 23 | 0 | 0 | 0 | 0 | 0 | 0 | 0 | 0 | 0 | 0 | 0 | 0 | 0 | 0 | 0 | 0 | 0 | 0 | 0 | 0 | 0 | 0 | 0 | 0 |  | 0 | 0 | 0 | 0 |  | 0 | 0 | 0 | 0 | 0
1993-12-24 | 1993 | 12 | 24 | 0 | 0 | 0 | 0 | 0 | 0 | 0 | 0 | 0 | 0 | 0 | 0 | 0 | 0 | 0 | 0 | 0 | 0 | 0 | 0 | 0 | 0 | 0 | 0 |  | 0 | 0 | 0 | 0 |  | 0 | 0 | 0 | 0 | 0
1993-12-25 | 1993 | 12 | 25 | 0 | 0 | 0 | 0 | 0 | 0 | 0 | 0 | 0 | 0 | 0 | 0 | 0 | 0 | 0 | 0 | 0 | 0 | 0 | 0 | 0 | 0 | 0 | 0 |  | 0 | 0 | 0 | 0 |  | 0 | 0 | 0 | 0 | 0
1993-12-26 | 1993 | 12 | 26 | 0 | 0 | 0 | 0 | 0 | 0 | 0.1 | 0.1 | 0.1 | 0.2 | 0.1 | 0.1 | 0.1 | 0.1 | 0.1 | 0.1 | 0.1 | 0.2 | 0.1 | 0.1 | 0 | 0 | 0.1 | 0.1 |  | 1.8 | 1.8 | 1.8 | 2.2204e-16 |  | 0 | 0 | 0 | 0 | 0
1993-12-27 | 1993 | 12 | 27 | 0 | 0 | 0 | 0 | 0 | 0 | 0 | 0 | 0 | 0 | 0 | 0 | 0 | 0 | 0 | 0 | 0 | 0 | 0 | 0 | 0 | 0 | 0 | 0 |  | 0 | 0 | 0 | 0 |  | 0 | 0 | 0 | 0 | 0
1993-12-28 | 1993 | 12 | 28 | 0 | 0 | 0 | 0 | 0 | 0 | 0 | 0 | 0 | 0 | 0 | 0 | 0 | 0 | 0 | 0 | 0 | 0 | 0 | 0 | 0 | 0 | 0 | 0 |  | 0 | 0 | 0 | 0 |  | 0 | 0 | 0 | 0 | 0
1993-12-29 | 1993 | 12 | 29 | 0 | 0 | 0 | 0 | 0 | 0 | 0 | 0 | 0 | 0 | 0 | 0 | 0 | 0 | 0 | 0 | 0 | 0 | 0 | 0 | 0 | 0 | 0 | 0 |  | 0 | 0 | 0 | 0 |  | 0 | 0 | 0 | 0 | 0
1993-12-30 | 1993 | 12 | 30 | 0 | 0 | 0 | 0 | 0 | 0 | 0 | 0 | 0 | 0 | 0 | 0 | 0 | 0 | 0 | 0 | 0 | 0 | 0 | 0 | 0 | 0 | 0 | 0 |  | 0 | 0 | 0 | 0 |  | 0 | 0 | 0 | 0 | 0
1993-12-31 | 1993 | 12 | 31 | 0 | 0 | 0 | 0 | 0 | 0 | 0 | 0 | 0 | 0 | 0 | 0 | 0 | 0 | 0 | 0 | 0 | 0 | 0 | 0 | 0 | 0 | 0 | 0 |  | 0 | 0 | 0 | 0 |  | 0 | 0 | 0 | 0 | 0
1994-01-01 | 1994 | 1 | 1 | 0 | 0 | 0 | 0 | 0 | 0 | 0 | 0 | 0 | 0 | 0 | 0 | 0.1 | 0 | 0 | 0 | 0.1 | 0 | 0 | 0 | 0 | 0 | 0 | 0 |  | 0.2 | 0.2 | 0.2 | 0 |  | 0 | 0 | 0 | 0 | 0
1994-01-02 | 1994 | 1 | 2 | 0 | 0 | 0 | 0 | 0 | 0 | 0 | 0 | 0 | 0 | 0 | 0 | 0 | 0 | 0 | 0 | 0 | 0 | 0 | 0 | 0 | 0 | 0 | 0 |  | 0 | 0 | 0 | 0 |  | 0 | 0 | 0 | 0 | 0
1994-01-03 | 1994 | 1 | 3 | 0 | 0 | 0 | 0 | 0 | 0 | 0 | 0 | 0 | 0 | 0 | 0 | 0 | 0 | 0 | 0 | 0 | 0 | 0 | 0 | 0 | 0 | 0 | 0 |  | 0 | 0 | 0 | 0 |  | 0 | 0 | 0 | 0 | 0
1994-01-04 | 1994 | 1 | 4 | 0.1 | 0 | 0.1 | 0 | 0.1 | 0 | 0.1 | 0 | 0.1 | 0 | 0.1 | 0 | 0.1 | 0 | 0 | 0.1 | 0 | 0.1 | 0 | 0.1 | 0 | 0.1 | 0 | 0.1 |  | 1.2 | 1.2 | 1.2 | 0 |  | 0 | 0 | 0 | 0 | 0
1994-01-05 | 1994 | 1 | 5 | 0 | 0 | 0 | 0 | 0 | 0.1 | 0 | 0.1 | 0 | 0.1 | 0 | 0 | 0 | 0 | 0 | 0 | 0.1 | 0 | 0.1 | 0 | 0.1 | 0 | 0 | 0 |  | 0.6 | 0.6 | 0.6 | 0 |  | 0 | 0 | 0 | 0 | 0
1994-01-06 | 1994 | 1 | 6 | 0 | 0 | 0.1 | 0 | 0.1 | 0 | 0 | 0 | 0 | 0 | 0 | 0 | 0 | 0 | 0 | 0 | 0 | 0 | 0 | 0 | 0 | 0 | 0 | 0 |  | 0.2 | 0.2 | 0.2 | 0 |  | 0 | 0 | 0 | 0 | 0
1994-01-07 | 1994 | 1 | 7 | 0 | 0 | 0 | 0 | 0 | 0 | 0 | 0 | 0 | 0 | 0 | 0 | 0 | 0 | 0 | 0 | 0 | 0 | 0 | 0 | 0 | 0 | 0 | 0 |  | 0 | 0 | 0 | 0 |  | 0 | 0 | 0 | 0 | 0
1994-01-08 | 1994 | 1 | 8 | 0 | 0 | 0 | 0 | 0 | 0 | 0 | 0 | 0 | 0 | 0 | 0 | 0 | 0 | 0 | 0 | 0 | 0 | 0 | 0 | 0 | 0 | 0 | 0 |  | 0 | 0 | 0 | 0 |  | 0 | 0 | 0 | 0 | 0
1994-01-09 | 1994 | 1 | 9 | 0 | 0 | 0 | 0 | 0 | 0 | 0 | 0 | 0 | 0 | 0 | 0 | 0 | 0 | 0 | 0 | 0 | 0 | 0 | 0 | 0 | 0 | 0 | 0 |  | 0 | 0 | 0 | 0 |  | 0 | 0 | 0 | 0 | 0
1994-01-10 | 1994 | 1 | 10 | 0 | 0 | 0 | 0 | 0 | 0 | 0 | 0 | 0 | 0 | 0 | 0 | 0 | 0 | 0 | 0 | 0 | 0 | 0 | 0 | 0 | 0 | 0 | 0 |  | 0 | 0 | 0 | 0 |  | 0 | 0 | 0 | 0 | 0
1994-01-11 | 1994 | 1 | 11 | 0 | 0 | 0 | 0 | 0 | 0 | 0 | 0 | 0 | 0 | 0 | 0 | 0 | 0 | 0 | 0 | 0 | 0 | 0 | 0 | 0 | 0 | 0 | 0 |  | 0 | 0 | 0 | 0 |  | 0 | 0 | 0 | 0 | 0
1994-01-12 | 1994 | 1 | 12 | 0 | 0 | 0 | 0.1 | 0 | 0 | 0 | 0.1 | 0 | 0 | 0 | 0 | 0 | 0 | 0 | 0 | 0 | 0 | 0 | 0 | 0 | 0 | 0 | 0 |  | 0.2 | 0.2 | 0.2 | 0 |  | 0 | 0 | 0 | 0 | 0
1994-01-13 | 1994 | 1 | 13 | 0 | 0 | 0 | 0 | 0 | 0 | 0 | 0 | 0 | 0 | 0 | 0 | 0 | 0 | 0 | 0 | 0.1 | 0.2 | 0 | 0.1 | 0.2 | 0.1 | 0.2 | 0.1 |  | 1 | 1 | 1 | 2.2204e-16 |  | 0 | 0 | 0 | 0 | 0
1994-01-14 | 1994 | 1 | 14 | 0.1 | 0 | 0.1 | 0 | 0 | 0 | 0 | 0 | 0 | 0 | 0 | 0.1 | 0 | 0.1 | 0 | 0 | 0 | 0 | 0 | 0 | 0 | 0 | 0 | 0 |  | 0.4 | 0.4 | 0.4 | 0 |  | 0 | 0 | 0 | 0 | 0
1994-01-15 | 1994 | 1 | 15 | 0 | 0 | 0 | 0 | 0 | 0 | 0 | 0 | 0 | 0 | 0 | 0.1 | 0 | 0 | 0 | 0 | 0 | 0 | 0 | 0.1 | 0 | 0 | 0 | 0 |  | 0.2 | 0.2 | 0.2 | 0 |  | 0 | 0 | 0 | 0 | 0
1994-01-16 | 1994 | 1 | 16 | 0.1 | 0.1 | 0 | 0.1 | 0.1 | 0 | 0.1 | 0.1 | 0.1 | 0.1 | 0 | 0.1 | 0.1 | 0 | 0.1 | 0.1 | 0.1 | 0 | 0.1 | 0.1 | 0.1 | 0 | 0.1 | 0.1 |  | 1.8 | 1.8 | 1.8 | 4.4409e-16 |  | 0 | 0 | 0 | 0 | 0
1994-01-17 | 1994 | 1 | 17 | 0.1 | 0.2 | 0.1 | 0.1 | 0.2 | 0.1 | 0.1 | 0.2 | 0.1 | 0.1 | 0.2 | 0.1 | 0.1 | 0.2 | 0.1 | 0.1 | 0.2 | 0.1 | 0.1 | 0.2 | 0.1 | 0 | 0 | 0 |  | 2.8 | 2.8 | 2.8 | 8.8818e-16 |  | 0 | 0 | 0 | 0 | 0
1994-01-18 | 1994 | 1 | 18 | 0 | 0 | 0 | 0 | 0 | 0 | 0 | 0 | 0 | 0 | 0 | 0 | 0 | 0 | 0 | 0 | 0 | 0 | 0 | 0 | 0 | 0 | 0 | 0 |  | 0 | 0 | 0 | 0 |  | 0 | 0 | 0 | 0 | 0
1994-01-19 | 1994 | 1 | 19 | 0 | 0 | 0 | 0 | 0 | 0 | 0 | 0 | 0 | 0 | 0 | 0 | 0 | 0 | 0 | 0 | 0 | 0 | 0 | 0 | 0 | 0 | 0 | 0 |  | 0 | 0 | 0 | 0 |  | 0 | 0 | 0 | 0 | 0
1994-01-20 | 1994 | 1 | 20 | 0 | 0 | 0 | 0 | 0 | 0 | 0 | 0 | 0 | 0 | 0 | 0 | 0 | 0 | 0 | 0 | 0 | 0 | 0 | 0 | 0 | 0 | 0 | 0 |  | 0 | 0 | 0 | 0 |  | 0 | 0 | 0 | 0 | 0
1994-01-21 | 1994 | 1 | 21 | 0 | 0 | 0 | 0 | 0 | 0 | 0 | 0 | 0 | 0 | 0 | 0 | 0 | 0 | 0 | 0 | 0 | 0 | 0 | 0 | 0 | 0 | 0 | 0 |  | 0 | 0 | 0 | 0 |  | 0 | 0 | 0 | 0 | 0
1994-01-22 | 1994 | 1 | 22 | 0 | 0 | 0 | 0 | 0 | 0 | 0 | 0 | 0 | 0 | 0 | 0 | 0 | 0 | 0 | 0 | 0 | 0 | 0 | 0 | 0 | 0 | 0 | 0 |  | 0 | 0 | 0 | 0 |  | 0 | 0 | 0 | 0 | 0
1994-01-23 | 1994 | 1 | 23 | 0 | 0 | 0 | 0 | 0 | 0 | 0 | 0 | 0 | 0 | 0 | 0 | 0 | 0 | 0 | 0 | 0 | 0 | 0 | 0 | 0 | 0 | 0 | 0 |  | 0 | 0 | 0 | 0 |  | 0 | 0 | 0 | 0 | 0
1994-01-24 | 1994 | 1 | 24 | 0 | 0 | 0 | 0 | 0 | 0.1 | 0 | 0 | 0 | 0 | 0 | 0 | 0 | 0 | 0 | 0 | 0 | 0 | 0.1 | 0 | 0 | 0 | 0 | 0 |  | 0.2 | 0.2 | 0.2 | 0 |  | 0 | 0 | 0 | 0 | 0
1994-01-25 | 1994 | 1 | 25 | 0 | 0 | 0 | 0 | 0 | 0 | 0 | 0 | 0 | 0 | 0 | 0 | 0 | 0 | 0 | 0 | 0 | 0 | 0 | 0 | 0 | 0 | 0 | 0 |  | 0 | 0 | 0 | 0 |  | 0 | 0 | 0 | 0 | 0
1994-01-26 | 1994 | 1 | 26 | 0 | 0 | 0 | 0 | 0 | 0 | 0 | 0 | 0 | 0 | 0 | 0 | 0 | 0 | 0 | 0 | 0 | 0 | 0 | 0 | 0 | 0 | 0 | 0 |  | 0 | 0 | 0 | 0 |  | 0 | 0 | 0 | 0 | 0
1994-01-27 | 1994 | 1 | 27 | 0 | 0 | 0 | 0 | 0 | 0 | 0 | 0 | 0 | 0 | 0 | 0 | 0 | 0 | 0 | 0 | 0 | 0 | 0 | 0 | 0 | 0 | 0 | 0 |  | 0 | 0 | 0 | 0 |  | 0 | 0 | 0 | 0 | 0
1994-01-28 | 1994 | 1 | 28 | 0 | 0 | 0 | 0 | 0 | 0 | 0 | 0 | 0 | 0 | 0 | 0 | 0 | 0 | 0 | 0 | 0 | 0 | 0 | 0 | 0 | 0 | 0 | 0 |  | 0 | 0 | 0 | 0 |  | 0 | 0 | 0 | 0 | 0
1994-01-29 | 1994 | 1 | 29 | 0 | 0 | 0 | 0 | 0 | 0 | 0 | 0 | 0 | 0 | 0 | 0 | 0 | 0.2 | 0 | 0 | 0 | 0 | 0.1 | 0.2 | 0.2 | 0.2 | 0.1 | 0.2 |  | 1.2 | 1.2 | 1.2 | 0 |  | 0 | 0 | 0 | 0 | 0
1994-01-30 | 1994 | 1 | 30 | 0.1 | 0.1 | 0 | 0.1 | 0.1 | 0.1 | 0 | 0 | 0 | 0 | 0 | 0 | 0 | 0 | 0 | 0 | 0 | 0 | 0 | 0 | 0 | 0 | 0 | 0.1 |  | 0.6 | 0.6 | 0.6 | 0 |  | 0 | 0 | 0 | 0 | 0
1994-01-31 | 1994 | 1 | 31 | 0 | 0 | 0 | 0 | 0 | 0 | 0 | 0 | 0 | 0 | 0 | 0 | 0 | 0 | 0 | 0 | 0 | 0 | 0 | 0 | 0 | 0 | 0 | 0 |  | 0 | 0 | 0 | 0 |  | 0 | 0 | 0 | 0 | 0
1994-02-01 | 1994 | 2 | 1 | 0 | 0 | 0 | 0 | 0 | 0 | 0 | 0 | 0 | 0 | 0 | 0 | 0 | 0 | 0 | 0 | 0 | 0 | 0 | 0 | 0 | 0 | 0.1 | 0.1 |  | 0.2 | 0.2 | 0.2 | 0 |  | 0 | 0 | 0 | 0 | 0
1994-02-02 | 1994 | 2 | 2 | 0.1 | 0.1 | 0 | 0.1 | 0.1 | 0.1 | 0 | 0 | 0.1 | 0.1 | 0.1 | 0 | 0.1 | 0.1 | 0.1 | 0 | 0.1 | 0 | 0 | 0 | 0 | 0 | 0 | 0 |  | 1.2 | 1.2 | 1.2 | 0 |  | 0 | 0 | 0 | 0 | 0
1994-02-03 | 1994 | 2 | 3 | 0 | 0.1 | 0 | 0.1 | 0.1 | 0 | 0.1 | 0.1 | 0 | 0.1 | 0.1 | 0 | 0.1 | 0 | 0 | 0 | 0 | 0 | 0 | 0 | 0 | 0 | 0 | 0 |  | 0.8 | 0.8 | 0.8 | 1.1102e-16 |  | 0 | 0 | 0 | 0 | 0
1994-02-04 | 1994 | 2 | 4 | 0 | 0 | 0 | 0 | 0 | 0 | 0 | 0 | 0 | 0 | 0 | 0 | 0 | 0 | 0 | 0 | 0 | 0 | 0 | 0 | 0 | 0 | 0 | 0 |  | 0 | 0 | 0 | 0 |  | 0 | 0 | 0 | 0 | 0
1994-02-05 | 1994 | 2 | 5 | 0 | 0 | 0 | 0 | 0 | 0 | 0 | 0 | 0 | 0 | 0 | 0 | 0 | 0 | 0 | 0 | 0.2 | 0.1 | 0.2 | 0.1 | 0.2 | 0.1 | 0.2 | 0.1 |  | 1.2 | 1.2 | 1.2 | 2.2204e-16 |  | 0 | 0 | 0 | 0 | 0
1994-02-06 | 1994 | 2 | 6 | 0.1 | 0 | 0.1 | 0 | 0.1 | 0 | 0.1 | 0 | 0.1 | 0 | 0.1 | 0 | 0.1 | 0 | 0 | 0.1 | 0 | 0.1 | 0 | 0.1 | 0 | 0.1 | 0 | 0.1 |  | 1.2 | 1.2 | 1.2 | 0 |  | 0 | 0 | 0 | 0 | 0
1994-02-07 | 1994 | 2 | 7 | 0 | 0 | 0.1 | 0 | 0 | 0 | 0.1 | 0 | 0 | 0 | 0 | 0 | 0 | 0 | 0 | 0 | 0 | 0 | 0 | 0 | 0 | 0 | 0 | 0 |  | 0.2 | 0.2 | 0.2 | 0 |  | 0 | 0 | 0 | 0 | 0
1994-02-08 | 1994 | 2 | 8 | 0 | 0 | 0 | 0 | 0 | 0 | 0 | 0 | 0 | 0 | 0 | 0 | 0 | 0 | 0 | 0 | 0 | 0 | 0 | 0 | 0 | 0 | 0 | 0 |  | 0 | 0 | 0 | 0 |  | 0 | 0 | 0 | 0 | 0
1994-02-09 | 1994 | 2 | 9 | 0 | 0 | 0 | 0 | 0 | 0 | 0 | 0 | 0 | 0 | 0 | 0 | 0 | 0 | 0 | 0 | 0 | 0 | 0 | 0 | 0 | 0 | 0 | 0 |  | 0 | 0 | 0 | 0 |  | 0 | 0 | 0 | 0 | 0
1994-02-10 | 1994 | 2 | 10 | 0 | 0 | 0 | 0 | 0 | 0 | 0 | 0 | 0 | 0 | 0 | 0 | 0 | 0 | 0 | 0 | 0 | 0 | 0 | 0 | 0 | 0 | 0 | 0 |  | 0 | 0 | 0 | 0 |  | 0 | 0 | 0 | 0 | 0
1994-02-11 | 1994 | 2 | 11 | 0 | 0 | 0 | 0 | 0 | 0 | 0 | 0 | 0 | 0 | 0 | 0 | 0 | 0 | 0 | 0 | 0 | 0 | 0 | 0 | 0 | 0 | 0 | 0 |  | 0 | 0 | 0 | 0 |  | 0 | 0 | 0 | 0 | 0
1994-02-12 | 1994 | 2 | 12 | 0 | 0 | 0 | 0 | 0 | 0 | 0 | 0 | 0 | 0 | 0 | 0 | 0 | 0 | 0 | 0 | 0 | 0 | 0 | 0 | 0 | 0 | 0 | 0 |  | 0 | 0 | 0 | 0 |  | 0 | 0 | 0 | 0 | 0
1994-02-13 | 1994 | 2 | 13 | 0 | 0 | 0 | 0 | 0 | 0 | 0 | 0 | 0 | 0 | 0 | 0 | 0 | 0 | 0 | 0 | 0 | 0 | 0 | 0 | 0 | 0 | 0 | 0 |  | 0 | 0 | 0 | 0 |  | 0 | 0 | 0 | 0 | 0
1994-02-14 | 1994 | 2 | 14 | 0 | 0 | 0 | 0.2 | 0 | 0 | 0 | 0 | 0 | 0 | 0 | 0 | 0 | 0 | 0 | 0 | 0 | 0 | 0 | 0 | 0 | 0 | 0 | 0 |  | 0.2 | 0.2 | 0.2 | 0 |  | 0 | 0 | 0 | 0 | 0
1994-02-15 | 1994 | 2 | 15 | 0 | 0 | 0 | 0 | 0 | 0 | 0 | 0 | 0 | 0 | 0 | 0 | 0 | 0 | 0 | 0 | 0 | 0 | 0 | 0 | 0 | 0 | 0 | 0 |  | 0 | 0 | 0 | 0 |  | 0 | 0 | 0 | 0 | 0
1994-02-16 | 1994 | 2 | 16 | 0 | 0 | 0 | 0 | 0 | 0 | 0 | 0 | 0 | 0 | 0 | 0 | 0 | 0 | 0 | 0.1 | 0 | 0.1 | 0 | 0 | 0.1 | 0 | 0.1 | 0 |  | 0.4 | 0.4 | 0.4 | 0 |  | 0 | 0 | 0 | 0 | 0
1994-02-17 | 1994 | 2 | 17 | 0 | 0.1 | 0 | 0 | 0.1 | 0 | 0 | 0.1 | 0 | 0 | 0.1 | 0 | 0.1 | 0 | 0 | 0 | 0.1 | 0 | 0 | 0.1 | 0 | 0 | 0.1 | 0 |  | 0.8 | 0.8 | 0.8 | 1.1102e-16 |  | 0 | 0 | 0 | 0 | 0
1994-02-18 | 1994 | 2 | 18 | 0 | 0 | 0 | 0 | 0.1 | 0 | 0 | 0.1 | 0 | 0 | 0.1 | 0 | 0 | 0 | 0.1 | 0 | 0 | 0 | 0.1 | 0 | 0 | 0.1 | 0 | 0 |  | 0.6 | 0.6 | 0.6 | 0 |  | 0 | 0 | 0 | 0 | 0
1994-02-19 | 1994 | 2 | 19 | 0 | 0 | 0 | 0 | 0.1 | 0 | 0 | 0 | 0.1 | 0.1 | 0 | 0.1 | 0 | 0 | 0 | 0 | 0 | 0 | 0 | 0 | 0 | 0 | 0 | 0 |  | 0.4 | 0.4 | 0.4 | 0 |  | 0 | 0 | 0 | 0 | 0
1994-02-20 | 1994 | 2 | 20 | 0 | 0 | 0 | 0.1 | 0 | 0 | 0 | 0.1 | 0 | 0 | 0 | 0 | 0 | 0 | 0 | 0 | 0 | 0 | 0 | 0 | 0 | 0 | 0 | 0 |  | 0.2 | 0.2 | 0.2 | 0 |  | 0 | 0 | 0 | 0 | 0
1994-02-21 | 1994 | 2 | 21 | 0 | 0 | 0 | 0 | 0 | 0 | 0.1 | 0 | 0.1 | 0 | 0.1 | 0 | 0.1 | 0 | 0.1 | 0 | 0.1 | 0 | 0.1 | 0 | 0 | 0 | 0 | 0.1 |  | 0.8 | 0.8 | 0.8 | 1.1102e-16 |  | 0 | 0 | 0 | 0 | 0
1994-02-22 | 1994 | 2 | 22 | 0 | 0 | 0 | 0 | 0 | 0 | 0 | 0 | 0 | 0 | 0 | 0 | 0 | 0 | 0 | 0 | 0 | 0 | 0 | 0 | 0 | 0 | 0 | 0 |  | 0 | 0 | 0 | 0 |  | 0 | 0 | 0 | 0 | 0
1994-02-23 | 1994 | 2 | 23 | 0 | 0.1 | 0 | 0 | 0.1 | 0 | 0 | 0.1 | 0 | 0 | 0.1 | 0 | 0 | 0.1 | 0 | 0 | 0.1 | 0 | 0 | 0.1 | 0 | 0 | 0.1 | 0 |  | 0.8 | 0.8 | 0.8 | 1.1102e-16 |  | 0 | 0 | 0 | 0 | 0
1994-02-24 | 1994 | 2 | 24 | 0.1 | 0 | 0.1 | 0 | 0.1 | 0.1 | 0 | 0.1 | 0 | 0.1 | 0 | 0 | 0 | 0 | 0 | 0 | 0 | 0 | 0 | 0 | 0 | 0 | 0 | 0 |  | 0.6 | 0.6 | 0.6 | 0 |  | 0 | 0 | 0 | 0 | 0
1994-02-25 | 1994 | 2 | 25 | 0 | 0 | 0 | 0 | 0 | 0 | 0 | 0 | 0 | 0 | 0 | 0 | 0 | 0 | 0 | 0 | 0 | 0 | 0 | 0 | 0 | 0 | 0 | 0 |  | 0 | 0 | 0 | 0 |  | 0 | 0 | 0 | 0 | 0
1994-02-26 | 1994 | 2 | 26 | 0 | 0 | 0 | 0 | 0 | 0 | 0 | 0 | 0 | 0 | 0 | 0 | 0 | 0 | 0 | 0 | 0 | 0 | 0 | 0 | 0 | 0 | 0 | 0 |  | 0 | 0 | 0 | 0 |  | 0 | 0 | 0 | 0 | 0
1994-02-27 | 1994 | 2 | 27 | 0 | 0 | 0 | 0 | 0 | 0 | 0 | 0 | 0 | 0 | 0 | 0 | 0 | 0 | 0 | 0 | 0 | 0 | 0 | 0 | 0 | 0 | 0 | 0 |  | 0 | 0 | 0 | 0 |  | 0 | 0 | 0 | 0 | 0
1994-02-28 | 1994 | 2 | 28 | 0 | 0 | 0 | 0 | 0 | 0 | 0 | 0 | 0 | 0 | 0 | 0 | 0 | 0 | 0 | 0 | 0 | 0 | 0 | 0 | 0 | 0 | 0 | 0 |  | 0 | 0 | 0 | 0 |  | 0 | 0 | 0 | 0 | 0
1994-03-01 | 1994 | 3 | 1 | 0 | 0 | 0 | 0 | 0 | 0 | 0 | 0 | 0 | 0 | 0 | 0 | 0 | 0 | 0 | 0 | 0 | 0 | 0 | 0 | 0 | 0 | 0 | 0 |  | 0 | 0 | 0 | 0 |  | 0 | 0 | 0 | 0 | 0
1994-03-02 | 1994 | 3 | 2 | 0 | 0 | 0 | 0 | 0 | 0 | 0 | 0 | 0 | 0 | 0 | 0 | 0 | 0 | 0 | 0 | 0 | 0 | 0 | 0 | 0 | 0 | 0 | 0 |  | 0 | 0 | 0 | 0 |  | 0 | 0 | 0 | 0 | 0
1994-03-03 | 1994 | 3 | 3 | 0 | 0 | 0 | 0 | 0 | 0 | 0 | 0 | 0 | 0 | 0 | 0 | 0 | 0 | 0 | 0 | 0 | 0 | 0 | 0 | 0 | 0 | 0 | 0 |  | 0 | 0 | 0 | 0 |  | 0 | 0 | 0 | 0 | 0
1994-03-04 | 1994 | 3 | 4 | 0 | 0 | 0 | 0 | 0 | 0 | 0 | 0 | 0 | 0 | 0 | 0 | 0 | 0 | 0 | 0 | 0 | 0 | 0 | 0 | 0 | 0 | 0 | 0 |  | 0 | 0 | 0 | 0 |  | 0 | 0 | 0 | 0 | 0
1994-03-05 | 1994 | 3 | 5 | 0 | 0 | 0 | 0 | 0 | 0 | 0 | 0 | 0 | 0.1 | 0.2 | 0.1 | 0 | 0 | 0 | 0 | 0 | 0 | 0 | 0 | 0 | 0 | 0 | 0 |  | 0.4 | 0.4 | 0.4 | 0 |  | 0 | 0 | 0 | 0 | 0
1994-03-06 | 1994 | 3 | 6 | 0 | 0 | 0 | 0 | 0 | 0 | 0 | 0 | 0 | 0 | 0 | 0 | 0 | 0 | 0 | 0 | 0 | 0 | 0 | 0 | 0 | 0 | 0 | 0 |  | 0 | 0 | 0 | 0 |  | 0 | 0 | 0 | 0 | 0
1994-03-07 | 1994 | 3 | 7 | 0.1 | 0.1 | 0.2 | 0.1 | 0 | 0.1 | 0 | 0 | 0 | 0 | 0 | 0 | 0 | 0 | 0 | 0 | 0 | 0 | 0 | 0 | 0 | 0 | 0 | 0 |  | 0.6 | 0.6 | 0.6 | 0 |  | 0 | 0 | 0 | 0 | 0
1994-03-08 | 1994 | 3 | 8 | 0 | 0 | 0 | 0 | 0 | 0 | 0 | 0 | 0 | 0 | 0 | 0 | 0 | 0 | 0 | 0 | 0 | 0 | 0 | 0 | 0 | 0 | 0 | 0 |  | 0 | 0 | 0 | 0 |  | 0 | 0 | 0 | 0 | 0
1994-03-09 | 1994 | 3 | 9 | 0 | 0 | 0 | 0 | 0 | 0 | 0 | 0 | 0 | 0 | 0 | 0 | 0 | 0 | 0 | 0 | 0 | 0 | 0 | 0 | 0 | 0 | 0 | 0 |  | 0 | 0 | 0 | 0 |  | 0 | 0 | 0 | 0 | 0
1994-03-10 | 1994 | 3 | 10 | 0 | 0 | 0 | 0 | 0 | 0 | 0 | 0 | 0 | 0 | 0 | 0 | 0 | 0 | 0 | 0 | 0 | 0 | 0 | 0 | 0 | 0.2 | 0.2 | 0.2 |  | 0.6 | 0.6 | 0.6 | 1.1102e-16 |  | 0 | 0 | 0 | 0 | 0
1994-03-11 | 1994 | 3 | 11 | 0.1 | 0 | 0.1 | 0 | 0 | 0 | 0 | 0 | 0 | 0 | 0 | 0 | 0 | 0 | 0 | 0 | 0 | 0 | 0 | 0 | 0 | 0 | 0 | 0 |  | 0.2 | 0.2 | 0.2 | 0 |  | 0 | 0 | 0 | 0 | 0
1994-03-12 | 1994 | 3 | 12 | 0 | 0 | 0 | 0 | 0 | 0 | 0 | 0 | 0 | 0 | 0 | 0 | 0 | 0 | 0 | 0 | 0 | 0 | 0 | 0 | 0 | 0 | 0 | 0 |  | 0 | 0 | 0 | 0 |  | 0 | 0 | 0 | 0 | 0
1994-03-13 | 1994 | 3 | 13 | 0 | 0 | 0 | 0 | 0 | 0 | 0 | 0 | 0 | 0 | 0 | 0 | 0 | 0 | 0 | 0 | 0 | 0 | 0 | 0 | 0 | 0 | 0 | 0 |  | 0 | 0 | 0 | 0 |  | 0 | 0 | 0 | 0 | 0
1994-03-14 | 1994 | 3 | 14 | 0.1 | 0 | 0 | 0 | 0 | 0 | 0.1 | 0 | 0 | 0 | 0 | 0 | 0.1 | 0 | 0 | 0 | 0 | 0 | 0.1 | 0 | 0 | 0 | 0 | 0 |  | 0.4 | 0.4 | 0.4 | 0 |  | 0 | 0 | 0 | 0 | 0
1994-03-15 | 1994 | 3 | 15 | 0 | 0 | 0 | 0 | 0 | 0 | 0 | 0 | 0 | 0 | 0 | 0 | 0 | 0 | 0 | 0 | 0 | 0 | 0 | 0 | 0 | 0 | 0 | 0 |  | 0 | 0 | 0 | 0 |  | 0 | 0 | 0 | 0 | 0
1994-03-16 | 1994 | 3 | 16 | 0 | 0 | 0 | 0 | 0 | 0 | 0 | 0 | 0 | 0 | 0 | 0 | 0 | 0 | 0 | 0 | 0 | 0 | 0 | 0 | 0 | 0 | 0 | 0 |  | 0 | 0 | 0 | 0 |  | 0 | 0 | 0 | 0 | 0
1994-03-17 | 1994 | 3 | 17 | 0 | 0 | 0 | 0 | 0 | 0 | 0 | 0 | 0 | 0 | 0 | 0 | 0 | 0 | 0 | 0 | 0 | 0 | 0 | 0 | 0 | 0 | 0 | 0 |  | 0 | 0 | 0 | 0 |  | 0 | 0 | 0 | 0 | 0
1994-03-18 | 1994 | 3 | 18 | 0 | 0 | 0 | 0 | 0 | 0 | 0 | 0 | 0 | 0 | 0 | 0 | 0 | 0 | 0 | 0 | 0 | 0 | 0.8 | 0 | 0 | 0 | 0 | 0 |  | 0.8 | 0.8 | 0.8 | 0 |  | 0 | 0 | 0 | 0 | 0
1994-03-19 | 1994 | 3 | 19 | 0 | 0 | 0 | 0 | 0 | 0 | 0 | 0.1 | 0 | 0 | 0 | 0 | 0 | 0 | 0 | 0 | 0 | 0.1 | 0 | 0 | 0 | 0 | 0 | 0 |  | 0.2 | 0.2 | 0.2 | 0 |  | 0 | 0 | 0 | 0 | 0
1994-03-20 | 1994 | 3 | 20 | 0 | 0 | 0 | 0 | 0 | 0 | 0 | 0 | 0 | 0 | 0 | 0 | 0 | 0 | 0 | 0 | 0 | 0 | 0 | 0 | 0 | 0 | 0 | 0 |  | 0 | 0 | 0 | 0 |  | 0 | 0 | 0 | 0 | 0
1994-03-21 | 1994 | 3 | 21 | 0 | 0 | 0 | 0 | 0 | 0 | 0 | 0 | 0 | 0 | 0 | 0 | 0 | 0 | 0 | 0 | 0 | 0 | 0 | 0 | 0.1 | 0 | 0.1 | 0 |  | 0.2 | 0.2 | 0.2 | 0 |  | 0 | 0 | 0 | 0 | 0
1994-03-22 | 1994 | 3 | 22 | 0 | 0 | 0 | 0.2 | 0 | 0 | 0 | 0.2 | 0.2 | 0.2 | 0.2 | 0.2 | 0.2 | 0.2 | 0.2 | 0.2 | 0.2 | 0.2 | 0.2 | 0.2 | 0.2 | 0.2 | 0.2 | 0.2 |  | 3.6 | 3.6 | 3.6 | 8.8818e-16 |  | 0 | 0 | 0 | 0 | 0
1994-03-23 | 1994 | 3 | 23 | 0 | 0 | 0 | 0.1 | 0 | 0.1 | 0 | 0.1 | 0 | 0 | 0.1 | 0 | 0.1 | 0 | 0 | 0 | 0 | 0 | 0 | 0 | 0 | 0 | 0 | 0 |  | 0.5 | 0.5 | 0.5 | 0 |  | 0 | 0 | 0 | 0 | 0
1994-03-24 | 1994 | 3 | 24 | 0 | 0 | 0 | 0 | 0 | 0 | 0 | 0 | 0 | 0 | 0 | 0 | 0 | 0 | 0 | 0 | 0 | 0 | 0 | 0 | 0 | 0 | 0 | 0 |  | 0 | 0 | 0 | 0 |  | 0 | 0 | 0 | 0 | 0
1994-03-25 | 1994 | 3 | 25 | 0 | 0 | 0 | 0 | 0 | 0 | 0 | 0 | 0 | 0 | 0 | 0 | 0 | 0 | 0 | 0 | 0 | 0 | 0 | 0 | 0 | 0 | 0 | 0 |  | 0 | 0 | 0 | 0 |  | 0 | 0 | 0 | 0 | 0
1994-03-26 | 1994 | 3 | 26 | 0 | 0 | 0 | 0.2 | 0 | 0.2 | 0 | 0 | 0 | 0 | 0 | 0 | 0 | 0 | 0 | 0 | 0 | 0 | 0 | 0 | 0 | 0 | 0 | 0 |  | 0.4 | 0.4 | 0.4 | 0 |  | 0 | 0 | 0 | 0 | 0
1994-03-27 | 1994 | 3 | 27 | 0 | 0 | 0 | 0 | 0 | 0 | 0 | 0 | 0 | 0 | 0 | 0 | 0 | 0 | 0 | 0 | 0 | 0 | 0 | 0 | 0 | 0 | 0 | 0 |  | 0 | 0 | 0 | 0 |  | 0 | 0 | 0 | 0 | 0
1994-03-28 | 1994 | 3 | 28 | 0.1 | 0 | 0.1 | 0 | 0 | 0 | 0 | 0 | 0 | 0 | 0 | 0 | 0 | 0 | 0 | 0 | 0 | 0 | 0 | 0 | 0 | 0 | 0 | 0 |  | 0.2 | 0.2 | 0.2 | 0 |  | 0 | 0 | 0 | 0 | 0
1994-03-29 | 1994 | 3 | 29 | 0 | 0 | 0 | 0 | 0 | 0 | 0 | 0 | 0 | 0 | 0 | 0 | 0 | 0 | 0 | 0 | 0 | 0 | 0 | 0 | 0 | 0 | 0 | 0 |  | 0 | 0 | 0 | 0 |  | 0 | 0 | 0 | 0 | 0
1994-03-30 | 1994 | 3 | 30 | 0 | 0 | 0 | 0 | 0 | 0 | 0 | 0 | 0 | 0 | 0 | 0 | 0 | 0 | 0 | 0 | 0 | 0 | 0 | 0 | 0 | 0 | 0 | 0 |  | 0 | 0 | 0 | 0 |  | 0 | 0 | 0 | 0 | 0
1994-03-31 | 1994 | 3 | 31 | 0 | 0 | 0 | 0 | 0 | 0 | 0 | 0 | 0 | 0 | 0 | 0 | 0 | 0 | 0 | 0 | 0 | 0 | 0 | 0 | 0 | 0 | 0 | 0 |  | 0 | 0 | 0 | 0 |  | 0 | 0 | 0 | 0 | 0
1994-04-01 | 1994 | 4 | 1 | 0 | 0 | 0 | 0 | 0 | 0 | 0 | 0 | 0 | 0 | 0 | 0 | 0 | 0 | 0 | 0 | 0 | 0 | 0 | 0 | 0 | 0 | 0 | 0 |  | 0 | 0 | 0 | 0 |  | 0 | 0 | 0 | 0 | 0
1994-04-02 | 1994 | 4 | 2 | 0 | 0 | 0 | 0 | 0 | 0 | 0 | 0 | 0 | 0 | 0 | 0 | 0 | 0 | 0 | 0 | 0 | 0 | 0 | 0 | 0 | 0 | 0 | 0 |  | 0 | 0 | 0 | 0 |  | 0 | 0 | 0 | 0 | 0
1994-04-03 | 1994 | 4 | 3 | 0 | 0 | 0 | 0 | 0 | 0 | 0 | 0.2 | 0.3 | 0.2 | 0.2 | 0.3 | 0.2 | 0 | 0 | 0 | 0 | 0 | 0 | 0 | 0 | 0 | 0 | 0 |  | 1.4 | 1.4 | 1.4 | 0 |  | 0 | 0 | 0 | 0 | 0
1994-04-04 | 1994 | 4 | 4 | 0 | 0 | 0 | 0 | 0 | 0 | 0 | 0 | 0 | 0 | 0 | 0 | 0 | 0 | 0 | 0 | 0 | 0 | 0 | 0 | 0 | 0 | 0 | 0 |  | 0 | 0 | 0 | 0 |  | 0 | 0 | 0 | 0 | 0
1994-04-05 | 1994 | 4 | 5 | 0.5 | 0.5 | 0.5 | 0.6 | 0.5 | 0 | 0 | 0 | 0.5 | 0.5 | 0 | 0 | 0 | 0 | 0 | 0 | 0 | 0 | 0 | 0 | 0 | 0 | 0 | 0 |  | 3.6 | 3.6 | 3.6 | 0 |  | 0 | 0 | 0 | 0 | 0
1994-04-06 | 1994 | 4 | 6 | 0 | 0 | 0 | 0 | 0 | 0 | 0 | 0 | 0 | 0 | 0 | 0 | 0 | 0 | 0 | 0 | 0 | 0 | 0 | 0 | 0 | 0 | 0 | 0 |  | 0 | 0 | 0 | 0 |  | 0 | 0 | 0 | 0 | 0
1994-04-07 | 1994 | 4 | 7 | 0 | 0 | 0 | 0 | 0 | 0 | 0 | 0 | 0 | 0 | 0 | 0 | 0 | 0 | 0 | 0.3 | 0 | 0 | 0 | 0.3 | 0 | 0 | 0 | 0 |  | 0.6 | 0.6 | 0.6 | 0 |  | 0 | 0 | 0 | 0 | 0
1994-04-08 | 1994 | 4 | 8 | 0 | 0 | 0 | 0 | 0 | 0 | 0 | 0 | 0 | 0 | 0 | 0 | 0 | 0 | 0 | 0 | 0 | 0 | 0 | 0 | 0 | 0 | 0 | 0 |  | 0 | 0 | 0 | 0 |  | 0 | 0 | 0 | 0 | 0
1994-04-09 | 1994 | 4 | 9 | 0 | 0 | 0 | 0 | 0 | 0 | 0 | 0 | 0 | 0 | 0 | 0 | 0 | 0 | 0 | 0 | 0 | 0 | 0 | 0 | 0 | 0 | 0 | 0 |  | 0 | 0 | 0 | 0 |  | 0 | 0 | 0 | 0 | 0
1994-04-10 | 1994 | 4 | 10 | 0 | 0 | 0 | 0 | 0 | 0 | 0 | 0 | 0 | 0 | 0 | 0 | 0 | 0 | 0 | 0 | 0 | 0 | 0 | 0 | 0 | 0 | 0 | 0 |  | 0 | 0 | 0 | 0 |  | 0 | 0 | 0 | 0 | 0
1994-04-11 | 1994 | 4 | 11 | 0 | 0 | 0 | 0 | 0 | 0 | 0 | 0 | 0 | 0 | 0 | 0 | 0 | 0 | 0 | 0 | 0 | 0 | 0 | 0 | 0 | 0 | 0 | 0 |  | 0 | 0 | 0 | 0 |  | 0 | 0 | 0 | 0 | 0
1994-04-12 | 1994 | 4 | 12 | 0 | 0 | 0 | 0 | 0 | 0 | 0 | 0 | 0 | 0 | 0 | 0 | 0 | 0 | 0 | 0 | 0 | 0 | 0 | 0 | 0 | 0 | 0 | 0 |  | 0 | 0 | 0 | 0 |  | 0 | 0 | 0 | 0 | 0
1994-04-13 | 1994 | 4 | 13 | 0 | 0 | 0 | 0 | 0 | 0 | 0 | 0 | 0 | 0 | 0 | 0 | 0 | 0 | 0 | 0 | 0 | 0 | 0 | 0 | 0.4 | 0 | 0 | 0 |  | 0.4 | 0.4 | 0.4 | 0 |  | 0 | 0 | 0 | 0 | 0
1994-04-14 | 1994 | 4 | 14 | 0 | 0 | 0 | 0 | 0 | 0 | 0 | 0 | 0 | 0 | 0 | 0 | 0 | 0 | 0 | 0 | 0 | 0 | 0 | 0 | 0 | 0 | 0 | 0 |  | 0 | 0 | 0 | 0 |  | 0 | 0 | 0 | 0 | 0
1994-04-15 | 1994 | 4 | 15 | 0 | 0 | 0 | 0 | 0 | 0 | 0 | 0 | 0 | 0 | 0 | 0 | 0 | 0 | 0 | 0 | 0 | 0 | 0 | 0 | 0 | 0 | 0 | 0 |  | 0 | 0 | 0 | 0 |  | 0 | 0 | 0 | 0 | 0
1994-04-16 | 1994 | 4 | 16 | 0 | 0 | 0 | 0 | 0 | 0 | 0 | 0 | 0 | 0 | 0 | 0 | 0 | 0 | 0 | 0 | 0 | 0 | 0 | 0 | 0 | 0 | 0 | 0 |  | 0 | 0 | 0 | 0 |  | 0 | 0 | 0 | 0 | 0
1994-04-17 | 1994 | 4 | 17 | 0 | 0 | 0 | 0 | 0 | 0 | 0 | 0 | 0 | 0 | 0 | 0 | 0 | 0 | 0 | 0 | 0 | 0 | 0 | 0 | 0 | 0 | 0 | 0 |  | 0 | 0 | 0 | 0 |  | 0 | 0 | 0 | 0 | 0
1994-04-18 | 1994 | 4 | 18 | 0 | 0 | 0 | 0 | 0 | 0 | 0 | 0 | 0 | 0 | 0 | 0 | 0 | 0 | 0 | 0 | 0 | 0 | 0 | 0 | 0 | 0 | 0 | 0 |  | 0 | 0 | 0 | 0 |  | 0 | 0 | 0 | 0 | 0
1994-04-19 | 1994 | 4 | 19 | 0 | 0 | 0 | 0 | 0 | 0 | 0 | 0 | 0 | 0 | 0 | 0 | 0 | 0 | 0 | 0 | 0 | 0 | 0 | 0 | 0 | 0 | 0 | 0 |  | 0 | 0 | 0 | 0 |  | 0 | 0 | 0 | 0 | 0
1994-04-20 | 1994 | 4 | 20 | 0 | 0 | 0 | 0 | 0 | 0 | 0 | 0 | 0 | 0 | 0 | 0 | 0 | 0 | 0 | 0 | 0 | 0 | 0 | 0 | 0 | 0 | 0 | 0 |  | 0 | 0 | 0 | 0 |  | 0 | 0 | 0 | 0 | 0
1994-04-21 | 1994 | 4 | 21 | 0 | 0 | 0 | 0 | 0 | 0 | 0 | 0 | 0 | 0 | 0 | 0 | 0 | 0 | 0 | 0 | 0 | 0 | 0 | 0 | 0 | 0 | 0 | 0 |  | 0 | 0 | 0 | 0 |  | 0 | 0 | 0 | 0 | 0
1994-04-22 | 1994 | 4 | 22 | 0 | 0 | 0 | 0 | 0 | 0 | 0 | 0 | 0 | 0 | 0 | 0 | 0 | 0 | 0 | 0 | 0 | 0 | 0 | 0 | 0 | 0 | 0 | 0 |  | 0 | 0 | 0 | 0 |  | 0 | 0 | 0 | 0 | 0
1994-04-23 | 1994 | 4 | 23 | 0 | 0 | 0 | 0 | 0 | 0 | 0 | 0 | 0 | 0 | 0 | 0 | 0 | 0 | 0 | 0 | 0 | 0 | 0 | 0 | 0.4 | 0 | 0 | 0 |  | 0.4 | 0.4 | 0.4 | 0 |  | 0 | 0 | 0 | 0 | 0
1994-04-24 | 1994 | 4 | 24 | 0.2 | 0 | 0 | 0.2 | 0.2 | 0.2 | 0.2 | 0.3 | 0.2 | 0.2 | 0.2 | 0.2 | 0.2 | 0.2 | 0.2 | 0.2 | 0.2 | 0.2 | 0.3 | 0.2 | 0.2 | 0.2 | 0.2 | 0.2 |  | 4.6 | 4.6 | 4.6 | 1.7764e-15 |  | 0 | 0 | 0 | 0 | 0
1994-04-25 | 1994 | 4 | 25 | 0.1 | 0.1 | 0.1 | 0.1 | 0.1 | 0.1 | 0.1 | 0.2 | 0.1 | 0.1 | 0.1 | 0.1 | 0.1 | 0 | 0.1 | 0 | 0.1 | 0 | 0 | 0 | 0 | 0 | 0 | 0 |  | 1.6 | 1.6 | 1.6 | 2.2204e-16 |  | 0 | 0 | 0 | 0 | 0
1994-04-26 | 1994 | 4 | 26 | 0 | 0 | 0 | 0 | 0 | 0 | 0 | 0 | 0 | 0 | 0 | 0 | 0 | 0 | 0 | 0 | 0 | 0 | 0 | 0 | 0 | 0 | 0 | 0 |  | 0 | 0 | 0 | 0 |  | 0 | 0 | 0 | 0 | 0
1994-04-27 | 1994 | 4 | 27 | 0 | 0 | 0 | 0 | 0 | 0 | 0 | 0 | 0 | 0 | 0 | 0 | 0 | 0 | 0 | 0 | 0 | 0 | 0 | 0 | 0 | 0 | 0 | 0 |  | 0 | 0 | 0 | 0 |  | 0 | 0 | 0 | 0 | 0
1994-04-28 | 1994 | 4 | 28 | 0 | 0 | 0 | 0 | 0 | 0 | 0 | 0 | 0 | 0 | 0 | 0 | 0 | 0 | 0 | 0 | 0 | 0 | 0 | 0 | 0 | 0 | 0 | 0 |  | 0 | 0 | 0 | 0 |  | 0 | 0 | 0 | 0 | 0
1994-04-29 | 1994 | 4 | 29 | 0 | 0 | 0 | 0 | 0 | 0 | 0 | 0 | 0 | 0 | 0 | 0 | 0 | 0 | 0 | 0 | 0 | 0 | 0 | 0 | 0 | 0 | 0 | 0 |  | 0 | 0 | 0 | 0 |  | 0 | 0 | 0 | 0 | 0
1994-04-30 | 1994 | 4 | 30 | 0 | 0 | 0 | 0 | 0 | 0 | 0 | 0 | 0 | 0 | 0 | 0 | 0 | 0 | 0 | 0 | 0 | 0 | 0 | 0 | 0 | 0 | 0 | 0 |  | 0 | 0 | 0 | 0 |  | 0 | 0 | 0 | 0 | 0
1994-05-01 | 1994 | 5 | 1 | 0 | 0 | 0 | 0 | 0 | 0 | 0 | 0 | 0 | 0 | 0 | 0 | 0 | 0 | 0 | 0 | 0 | 0 | 0 | 0 | 0 | 0 | 0 | 0 |  | 0 | 0 | 0 | 0 |  | 0 | 0 | 0 | 0 | 0
1994-05-02 | 1994 | 5 | 2 | 0 | 0 | 0 | 0 | 0 | 0 | 0 | 0 | 0 | 0 | 0 | 0 | 0 | 0 | 0 | 0 | 0 | 0 | 0 | 0 | 0 | 0 | 0 | 0 |  | 0 | 0 | 0 | 0 |  | 0 | 0 | 0 | 0 | 0
1994-05-03 | 1994 | 5 | 3 | 0 | 0 | 0 | 0 | 0 | 0 | 0 | 0 | 0 | 0 | 0 | 0 | 0 | 0.4 | 0 | 0 | 0 | 0 | 0 | 0 | 0 | 0 | 0 | 0 |  | 0.4 | 0.4 | 0.4 | 0 |  | 0.4 | 0 | 0 | 0 | 0
1994-05-04 | 1994 | 5 | 4 | 0 | 0 | 0 | 0 | 0 | 0 | 0 | 0 | 0 | 0 | 0 | 0 | 0 | 0 | 0 | 0 | 0 | 0 | 0 | 0.9 | 0.7 | 0.7 | 0 | 0.2 |  | 2.5 | 2.5 | 2.5 | 0 |  | 2.5 | 0 | 0 | 0 | 0
1994-05-05 | 1994 | 5 | 5 | 0 | 0 | 0 | 0 | 0 | 0 | 0 | 0 | 0.2 | 0 | 0 | 0 | 0 | 0 | 0 | 0 | 0 | 0 | 0 | 0 | 0 | 0 | 0 | 0 |  | 0.2 | 0.2 | 0.2 | 0 |  | 0.2 | 0 | 0 | 0 | 0
1994-05-06 | 1994 | 5 | 6 | 0 | 0 | 0 | 0 | 0 | 0 | 0 | 0 | 0 | 0 | 0 | 0 | 0 | 0 | 0 | 0 | 0 | 0 | 0 | 0 | 0 | 0 | 0 | 0 |  | 0 | 0 | 0 | 0 |  | 0 | 0 | 0 | 0 | 0
1994-05-07 | 1994 | 5 | 7 | 0 | 0 | 0 | 0 | 0 | 0 | 0 | 0 | 0 | 0 | 0 | 0 | 0 | 0 | 0 | 0 | 0 | 0 | 0 | 0 | 0 | 0 | 0 | 0 |  | 0 | 0 | 0 | 0 |  | 0 | 0 | 0 | 0 | 0
1994-05-08 | 1994 | 5 | 8 | 0 | 0 | 0 | 0 | 0 | 0 | 0 | 0 | 0 | 0 | 0 | 0 | 0 | 0 | 0 | 0 | 0 | 0 | 0 | 0 | 0 | 0 | 0 | 0 |  | 0 | 0 | 0 | 0 |  | 0 | 0 | 0 | 0 | 0
1994-05-09 | 1994 | 5 | 9 | 0 | 0 | 0 | 0 | 0 | 0 | 0 | 0 | 0 | 0 | 0 | 0 | 0 | 0 | 0 | 0 | 0 | 0 | 0 | 0 | 0 | 0 | 0 | 0 |  | 0 | 0 | 0 | 0 |  | 0 | 0 | 0 | 0 | 0
1994-05-10 | 1994 | 5 | 10 | 0 | 0 | 0 | 0 | 0 | 0 | 0.4 | 0 | 0 | 0 | 0 | 0 | 0 | 0 | 0 | 0 | 0 | 0 | 0 | 0 | 0 | 0 | 0 | 0 |  | 0.4 | 0.4 | 0.4 | 0 |  | 0.4 | 0 | 0 | 0 | 0
1994-05-11 | 1994 | 5 | 11 | 0 | 0 | 0 | 0 | 0 | 0 | 0 | 0 | 0 | 0 | 0 | 0 | 0 | 0 | 0 | 0 | 0 | 0 | 0 | 0 | 0 | 0 | 0 | 0 |  | 0 | 0 | 0 | 0 |  | 0 | 0 | 0 | 0 | 0
1994-05-12 | 1994 | 5 | 12 | 0 | 0 | 0 | 0 | 0 | 0 | 0 | 0 | 0 | 0 | 0 | 0 | 0 | 0 | 0 | 0 | 0 | 0 | 0 | 0 | 0 | 0 | 0 | 0 |  | 0 | 0 | 0 | 0 |  | 0 | 0 | 0 | 0 | 0
1994-05-13 | 1994 | 5 | 13 | 0 | 0 | 0 | 0 | 0 | 0 | 0.5 | 0.9 | 0.9 | 0 | 0 | 0.5 | 0.9 | 1.4 | 1.6 | 0 | 0 | 0 | 0 | 0 | 0 | 0 | 0 | 0 |  | 6.7 | 6.7 | 6.7 | 8.8818e-16 |  | 6.7 | 0 | 0 | 0 | 0
1994-05-14 | 1994 | 5 | 14 | 0 | 0 | 0 | 0 | 0 | 0 | 0 | 0 | 0 | 0 | 0 | 0 | 0 | 0 | 0 | 0 | 0 | 0 | 0 | 0 | 0 | 0 | 0 | 0 |  | 0 | 0 | 0 | 0 |  | 0 | 0 | 0 | 0 | 0
1994-05-15 | 1994 | 5 | 15 | 0 | 0 | 0 | 0 | 0 | 0 | 0 | 0 | 0 | 0 | 0 | 0 | 0 | 1.6 | 1.6 | 0.2 | 0 | 0.2 | 1.6 | 3 | 3 | 0.9 | 0.2 | 0 |  | 12.3 | 12.3 | 12.3 | 0 |  | 12.3 | 0 | 0 | 0 | 0
1994-05-16 | 1994 | 5 | 16 | 0 | 0 | 0 | 0 | 0 | 0 | 0 | 0 | 0 | 0 | 0 | 0 | 0 | 0 | 0 | 0 | 0 | 0 | 0 | 0 | 0 | 0 | 0 | 0 |  | 0 | 0 | 0 | 0 |  | 0 | 0 | 0 | 0 | 0
1994-05-17 | 1994 | 5 | 17 | 0 | 0 | 0 | 0 | 0 | 0 | 0 | 0 | 0 | 0 | 0 | 0 | 0 | 0 | 0 | 0 | 0.9 | 0.5 | 0 | 0 | 0 | 0 | 0 | 0 |  | 1.4 | 1.4 | 1.4 | 0 |  | 1.4 | 0 | 0 | 0 | 0
1994-05-18 | 1994 | 5 | 18 | 0 | 0 | 0 | 0 | 0 | 0 | 0 | 0 | 0 | 0 | 0 | 0 | 0 | 0 | 0 | 0 | 0 | 0 | 0 | 0 | 0 | 0 | 0.3 | 0.3 |  | 0.6 | 0.6 | 0.6 | 0 |  | 0.6 | 0 | 0 | 0 | 0
1994-05-19 | 1994 | 5 | 19 | 0 | 0 | 0.9 | 1.1 | 1.1 | 0.2 | 0.7 | 0.2 | 0.5 | 0 | 0 | 0.7 | 0.9 | 0.7 | 1.1 | 0.7 | 0.5 | 1.8 | 3 | 1.1 | 0.7 | 0.7 | 0.5 | 0.5 |  | 17.6 | 17.6 | 17.6 | 0 |  | 17.6 | 0 | 0 | 0 | 0
1994-05-20 | 1994 | 5 | 20 | 0.5 | 0.7 | 0.7 | 0.5 | 0.7 | 1.5 | 1.5 | 0.5 | 0.7 | 0.5 | 0.7 | 1.2 | 0.2 | 1.5 | 1.2 | 0.5 | 0 | 0.5 | 0 | 0 | 0 | 0 | 0 | 0 |  | 13.6 | 13.6 | 13.6 | 1.7764e-15 |  | 13.6 | 0 | 0 | 0 | 0
1994-05-21 | 1994 | 5 | 21 | 0 | 0 | 0 | 0 | 0 | 0 | 0 | 0 | 0 | 0 | 0 | 0 | 0 | 0 | 0 | 0 | 0 | 0 | 0 | 0 | 0 | 0 | 0 | 0 |  | 0 | 0 | 0 | 0 |  | 0 | 0 | 0 | 0 | 0
1994-05-22 | 1994 | 5 | 22 | 0 | 0 | 0 | 0 | 0 | 0 | 0 | 0 | 0 | 0 | 0 | 0 | 0 | 0 | 0 | 0 | 0 | 0 | 0 | 0 | 0 | 0 | 0 | 0 |  | 0 | 0 | 0 | 0 |  | 0 | 0 | 0 | 0 | 0
1994-05-23 | 1994 | 5 | 23 | 0 | 0 | 0 | 0 | 0 | 0 | 0 | 0 | 0 | 0 | 0 | 0 | 0 | 0 | 0 | 0 | 0 | 0 | 0 | 0 | 0 | 0 | 0 | 0 |  | 0 | 0 | 0 | 0 |  | 0 | 0 | 0 | 0 | 0
1994-05-24 | 1994 | 5 | 24 | 0 | 0 | 0 | 0 | 0 | 0 | 0 | 0 | 0 | 0 | 0 | 0 | 0 | 0 | 0 | 0 | 0 | 0 | 0 | 0 | 0 | 0 | 0 | 0 |  | 0 | 0 | 0 | 0 |  | 0 | 0 | 0 | 0 | 0
1994-05-25 | 1994 | 5 | 25 | 0 | 0 | 0 | 0 | 0 | 0 | 0 | 0 | 0 | 0 | 0 | 0 | 0 | 0 | 0 | 0 | 0 | 0 | 0 | 0 | 0 | 0 | 0 | 0 |  | 0 | 0 | 0 | 0 |  | 0 | 0 | 0 | 0 | 0
1994-05-26 | 1994 | 5 | 26 | 0 | 0 | 0 | 0 | 0 | 0 | 0 | 0 | 0 | 0 | 0 | 0 | 0 | 0.4 | 0 | 0 | 0 | 0 | 0 | 0 | 0 | 0 | 0 | 0 |  | 0.4 | 0.4 | 0.4 | 0 |  | 0.4 | 0 | 0 | 0 | 0
1994-05-27 | 1994 | 5 | 27 | 0 | 0 | 0 | 0 | 0 | 0 | 0 | 0 | 0 | 0 | 0 | 0 | 0 | 0 | 0 | 0 | 0 | 3.1 | 0 | 0.2 | 0.5 | 0.5 | 1.9 | 0 |  | 6.2 | 6.2 | 6.2 | 8.8818e-16 |  | 6.2 | 0 | 0 | 0 | 0
1994-05-28 | 1994 | 5 | 28 | 0 | 0 | 0 | 0 | 0 | 0 | 0 | 0 | 0 | 0 | 0 | 0 | 0 | 0 | 0 | 0 | 0 | 0 | 0 | 0 | 0 | 0 | 0 | 0 |  | 0 | 0 | 0 | 0 |  | 0 | 0 | 0 | 0 | 0
1994-05-29 | 1994 | 5 | 29 | 0 | 0 | 0 | 0 | 0 | 0 | 0 | 0 | 0 | 0 | 0 | 0 | 0 | 0 | 0 | 0 | 0 | 0 | 0 | 0 | 0 | 0 | 0 | 0 |  | 0 | 0 | 0 | 0 |  | 0 | 0 | 0 | 0 | 0
1994-05-30 | 1994 | 5 | 30 | 0 | 0 | 0 | 0 | 0 | 0 | 0 | 0 | 0 | 0 | 0 | 0 | 0 | 0 | 0 | 0 | 0 | 0 | 0 | 0 | 0 | 0 | 0 | 0 |  | 0 | 0 | 0 | 0 |  | 0 | 0 | 0 | 0 | 0
1994-05-31 | 1994 | 5 | 31 | 0 | 0 | 0 | 0 | 0 | 0 | 0 | 0 | 0 | 0 | 0 | 0 | 0 | 0 | 0 | 0 | 0 | 0 | 0 | 0 | 0 | 0 | 0 | 0 |  | 0 | 0 | 0 | 0 |  | 0 | 0 | 0 | 0 | 0
1994-06-01 | 1994 | 6 | 1 | 0 | 0 | 0 | 0 | 0.3 | 0 | 0 | 0.3 | 0.3 | 0.4 | 0.8 | 1 | 0.9 | 0.3 | 0 | 0 | 0 | 0 | 0 | 0.3 | 0 | 1 | 1.4 | 0.8 |  | 7.8 | 7.8 | 7.8 | 0 |  | 0 | 7.8 | 0 | 0 | 0
1994-06-02 | 1994 | 6 | 2 | 0.4 | 0 | 0 | 0 | 0 | 0 | 0 | 0 | 0 | 0 | 0 | 0 | 0 | 0 | 0 | 0 | 0 | 0 | 0 | 0 | 0 | 0 | 0 | 0 |  | 0.4 | 0.4 | 0.4 | 0 |  | 0 | 0.4 | 0 | 0 | 0
1994-06-03 | 1994 | 6 | 3 | 0 | 0 | 0 | 0 | 0 | 0 | 0 | 0 | 0 | 0 | 0 | 0 | 0 | 0 | 0 | 0 | 0 | 0 | 0 | 0 | 0 | 0 | 0 | 0 |  | 0 | 0 | 0 | 0 |  | 0 | 0 | 0 | 0 | 0
1994-06-04 | 1994 | 6 | 4 | 0 | 0 | 0 | 0 | 0 | 0 | 0 | 0 | 0 | 0 | 0 | 0 | 0 | 0.2 | 0 | 2.2 | 3 | 0.7 | 0 | 0 | 0 | 0 | 0.2 | 0 |  | 6.3 | 6.3 | 6.3 | 8.8818e-16 |  | 0 | 6.3 | 0 | 0 | 0
1994-06-05 | 1994 | 6 | 5 | 0 | 0.1 | 0 | 0.1 | 0.1 | 0 | 0 | 0.1 | 0 | 0 | 0 | 0 | 0 | 0 | 0 | 0 | 0 | 0 | 0 | 0 | 0 | 0 | 0 | 0 |  | 0.4 | 0.4 | 0.4 | 0 |  | 0 | 0.4 | 0 | 0 | 0
1994-06-06 | 1994 | 6 | 6 | 0 | 0 | 0 | 0 | 0 | 0 | 0 | 0 | 0 | 0 | 0 | 0 | 0 | 0 | 0 | 0 | 0 | 0 | 0 | 1.1 | 11.8 | 5.7 | 4.4 | 1.3 |  | 24.3 | 24.3 | 24.3 | 0 |  | 0 | 24.3 | 0 | 0 | 0
1994-06-07 | 1994 | 6 | 7 | 0 | 0 | 0 | 0 | 0 | 0 | 0 | 0 | 0 | 0 | 0 | 0 | 0.3 | 0 | 0.7 | 0.7 | 1 | 0 | 0 | 0 | 0 | 0 | 0 | 0 |  | 2.7 | 2.7 | 2.7 | 0 |  | 0 | 2.7 | 0 | 0 | 0
1994-06-08 | 1994 | 6 | 8 | 0 | 0 | 0 | 0 | 0 | 0 | 0 | 0 | 0 | 0 | 0 | 0 | 0 | 0 | 0 | 0 | 0 | 0 | 0 | 0 | 0 | 0 | 0 | 0 |  | 0 | 0 | 0 | 0 |  | 0 | 0 | 0 | 0 | 0
1994-06-09 | 1994 | 6 | 9 | 0 | 0 | 0 | 0 | 0 | 0 | 0 | 0 | 0 | 0 | 0 | 0 | 0 | 0 | 1.4 | 0.2 | 0.2 | 0 | 0 | 0 | 0 | 0 | 0 | 0 |  | 1.8 | 1.8 | 1.8 | 2.2204e-16 |  | 0 | 1.8 | 0 | 0 | 0
1994-06-10 | 1994 | 6 | 10 | 0 | 0 | 0 | 0 | 0 | 0 | 0 | 0 | 0 | 0 | 0 | 0 | 0 | 0 | 0 | 0 | 0 | 0 | 0 | 0 | 0 | 0 | 0 | 0 |  | 0 | 0 | 0 | 0 |  | 0 | 0 | 0 | 0 | 0
1994-06-11 | 1994 | 6 | 11 | 0 | 0 | 0 | 0 | 0 | 0 | 0 | 0 | 0 | 0 | 0 | 0 | 0 | 0 | 0 | 0 | 0 | 0 | 0 | 0 | 0 | 0 | 0 | 0 |  | 0 | 0 | 0 | 0 |  | 0 | 0 | 0 | 0 | 0
1994-06-12 | 1994 | 6 | 12 | 0 | 0 | 0 | 0.4 | 0 | 0 | 0 | 0 | 0 | 0 | 0 | 0 | 0 | 0 | 0.2 | 0 | 0 | 0 | 0 | 0 | 0 | 0 | 0 | 0 |  | 0.6 | 0.6 | 0.6 | 1.1102e-16 |  | 0 | 0.6 | 0 | 0 | 0
1994-06-13 | 1994 | 6 | 13 | 0 | 0 | 0 | 0 | 0 | 0 | 0 | 0 | 0 | 0 | 0 | 0 | 0 | 0 | 0 | 0 | 0 | 0 | 0 | 0 | 0 | 0 | 0 | 0 |  | 0 | 0 | 0 | 0 |  | 0 | 0 | 0 | 0 | 0
1994-06-14 | 1994 | 6 | 14 | 1 | 3.4 | 1.7 | 1 | 0.3 | 1 | 1 | 0.4 | 0 | 0 | 0 | 0 | 0.3 | 0 | 0.3 | 0 | 0.3 | 0.3 | 0 | 0 | 0 | 0 | 0.3 | 0.3 |  | 11.6 | 11.6 | 11.6 | 5.3291e-15 |  | 0 | 11.6 | 0 | 0 | 0
1994-06-15 | 1994 | 6 | 15 | 0 | 0.7 | 0 | 0.4 | 0 | 0.4 | 0 | 0 | 0 | 0 | 0 | 0 | 0 | 0 | 0.4 | 0 | 0 | 0 | 0 | 0 | 0 | 0 | 0 | 0 |  | 1.9 | 1.9 | 1.9 | 0 |  | 0 | 1.9 | 0 | 0 | 0
1994-06-16 | 1994 | 6 | 16 | 0 | 0 | 0 | 0 | 0 | 0 | 0 | 0 | 0 | 0 | 0 | 0 | 0 | 0 | 0 | 0 | 0 | 0 | 0 | 0 | 0 | 0 | 0 | 0 |  | 0 | 0 | 0 | 0 |  | 0 | 0 | 0 | 0 | 0
1994-06-17 | 1994 | 6 | 17 | 0 | 0 | 0 | 0 | 0 | 0 | 0 | 0 | 0 | 0 | 0 | 0 | 0 | 0.2 | 0 | 0 | 0 | 0 | 0 | 0 | 0.8 | 0 | 0 | 0 |  | 1 | 1 | 1 | 0 |  | 0 | 1 | 0 | 0 | 0
1994-06-18 | 1994 | 6 | 18 | 0 | 0 | 0 | 0 | 0 | 0 | 0 | 0 | 0 | 0 | 0 | 0 | 0 | 0 | 0 | 0 | 0 | 0 | 0 | 0 | 0 | 0 | 0 | 0 |  | 0 | 0 | 0 | 0 |  | 0 | 0 | 0 | 0 | 0
1994-06-19 | 1994 | 6 | 19 | 0 | 0 | 0 | 0 | 0 | 0 | 0 | 0 | 0 | 0 | 0 | 0 | 0 | 0 | 0 | 0 | 0 | 0 | 0 | 0 | 0 | 0 | 0 | 0 |  | 0 | 0 | 0 | 0 |  | 0 | 0 | 0 | 0 | 0
1994-06-20 | 1994 | 6 | 20 | 0 | 0 | 0 | 0 | 0 | 0 | 0 | 0 | 0 | 0 | 0 | 0 | 0 | 0 | 0 | 0 | 0 | 0 | 0 | 0 | 0 | 0 | 0 | 0 |  | 0 | 0 | 0 | 0 |  | 0 | 0 | 0 | 0 | 0
1994-06-21 | 1994 | 6 | 21 | 0 | 0 | 0 | 0 | 0 | 0 | 0 | 0 | 0 | 0 | 0 | 0 | 0 | 0 | 0 | 0 | 0 | 0 | 0 | 0 | 0 | 0 | 0 | 0 |  | 0 | 0 | 0 | 0 |  | 0 | 0 | 0 | 0 | 0
1994-06-22 | 1994 | 6 | 22 | 0 | 0 | 0 | 0 | 0 | 0 | 0 | 0 | 0 | 0 | 0 | 0 | 0 | 0 | 0 | 0 | 0 | 0 | 0 | 0 | 0 | 0 | 0 | 0 |  | 0 | 0 | 0 | 0 |  | 0 | 0 | 0 | 0 | 0
1994-06-23 | 1994 | 6 | 23 | 0 | 0 | 0 | 0 | 0 | 0 | 0 | 0 | 0 | 0 | 0 | 0 | 0 | 0 | 0 | 0 | 0 | 0 | 0 | 0 | 0 | 0 | 0 | 0 |  | 0 | 0 | 0 | 0 |  | 0 | 0 | 0 | 0 | 0
1994-06-24 | 1994 | 6 | 24 | 0 | 0 | 0 | 0.5 | 0 | 0 | 0 | 0 | 0 | 0 | 0 | 0 | 0 | 0 | 0 | 0 | 0 | 0 | 0.5 | 0 | 0 | 0 | 0 | 0 |  | 1 | 1 | 1 | 0 |  | 0 | 1 | 0 | 0 | 0
1994-06-25 | 1994 | 6 | 25 | 0 | 0 | 0 | 0 | 0 | 0 | 0 | 0 | 0 | 0 | 0 | 0 | 0 | 0 | 0 | 0 | 0 | 0 | 0 | 0 | 0 | 0 | 0 | 0 |  | 0 | 0 | 0 | 0 |  | 0 | 0 | 0 | 0 | 0
1994-06-26 | 1994 | 6 | 26 | 0 | 0.6 | 0.3 | 1.5 | 0 | 0 | 0 | 0 | 0 | 0 | 0 | 0 | 0 | 0 | 0 | 0.3 | 0 | 0 | 0.9 | 0 | 0 | 0 | 0.3 | 0 |  | 3.9 | 3.9 | 3.9 | 4.4409e-16 |  | 0 | 3.9 | 0 | 0 | 0
1994-06-27 | 1994 | 6 | 27 | 0 | 0 | 0 | 0 | 0 | 0 | 0 | 0 | 0 | 0 | 0 | 0 | 0 | 0 | 0 | 0 | 0 | 0 | 0 | 0 | 0 | 0 | 0 | 0 |  | 0 | 0 | 0 | 0 |  | 0 | 0 | 0 | 0 | 0
1994-06-28 | 1994 | 6 | 28 | 0 | 0 | 0 | 0 | 0 | 0 | 0 | 0 | 0 | 0 | 0 | 0 | 0 | 0 | 0 | 0 | 0 | 0 | 0 | 0 | 0 | 0 | 0 | 0 |  | 0 | 0 | 0 | 0 |  | 0 | 0 | 0 | 0 | 0
1994-06-29 | 1994 | 6 | 29 | 0 | 0 | 0 | 0 | 0 | 0 | 0 | 0 | 0 | 0 | 0 | 0 | 0 | 0 | 0.2 | 0 | 0 | 0 | 0 | 0 | 0 | 4.5 | 0 | 0.2 |  | 4.9 | 4.9 | 4.9 | 0 |  | 0 | 4.9 | 0 | 0 | 0
1994-06-30 | 1994 | 6 | 30 | 0 | 0 | 0 | 0 | 0 | 0 | 0 | 0 | 0 | 0 | 0 | 0 | 0 | 0 | 0 | 0 | 0 | 0 | 0 | 0 | 0 | 0 | 0 | 0 |  | 0 | 0 | 0 | 0 |  | 0 | 0 | 0 | 0 | 0
1994-07-01 | 1994 | 7 | 1 | 0 | 0 | 0 | 0 | 0 | 0 | 0 | 0 | 0 | 0 | 0 | 0 | 0 | 0 | 0 | 0 | 0 | 0 | 0 | 0 | 0 | 0 | 0 | 0 |  | 0 | 0 | 0 | 0 |  | 0 | 0 | 0 | 0 | 0
1994-07-02 | 1994 | 7 | 2 | 0 | 0 | 0 | 0 | 0 | 0 | 0 | 0 | 0 | 0 | 0.4 | 0.4 | 0.8 | 0 | 0 | 0 | 0.2 | 1.5 | 0 | 0 | 0 | 0 | 0 | 0 |  | 3.3 | 3.3 | 3.3 | 0 |  | 0 | 0 | 3.3 | 0 | 0
1994-07-03 | 1994 | 7 | 3 | 0 | 0 | 0 | 0 | 0 | 0 | 0 | 0 | 0 | 0 | 0 | 0 | 0 | 0 | 0 | 0 | 0 | 0 | 0 | 0 | 0 | 0 | 0 | 0.4 |  | 0.4 | 0.4 | 0.4 | 0 |  | 0 | 0 | 0.4 | 0 | 0
1994-07-04 | 1994 | 7 | 4 | 0.3 | 0.5 | 0.5 | 0.3 | 0 | 0 | 0 | 0 | 0 | 0.8 | 0 | 0 | 0 | 0 | 0 | 0 | 0 | 0 | 0 | 0 | 0 | 0 | 0 | 0 |  | 2.4 | 2.4 | 2.4 | 4.4409e-16 |  | 0 | 0 | 2.4 | 0 | 0
1994-07-05 | 1994 | 7 | 5 | 0 | 0 | 0 | 0 | 0 | 0.2 | 0 | 0 | 0 | 0 | 0 | 0 | 0 | 0 | 0 | 0 | 0 | 0 | 0 | 0 | 0 | 0 | 0 | 0 |  | 0.2 | 0.2 | 0.2 | 0 |  | 0 | 0 | 0.2 | 0 | 0
1994-07-06 | 1994 | 7 | 6 | 0 | 0 | 0 | 0 | 0 | 0 | 0 | 0 | 0 | 0 | 0 | 0 | 0 | 0 | 0 | 0 | 0 | 0 | 0 | 0 | 0 | 0 | 0 | 0 |  | 0 | 0 | 0 | 0 |  | 0 | 0 | 0 | 0 | 0
1994-07-07 | 1994 | 7 | 7 | 0 | 0 | 0 | 0 | 0 | 0 | 0 | 0 | 0 | 0 | 0 | 0 | 0 | 0 | 0 | 0 | 0 | 0 | 0 | 0 | 0 | 0 | 0 | 0 |  | 0 | 0 | 0 | 0 |  | 0 | 0 | 0 | 0 | 0
1994-07-08 | 1994 | 7 | 8 | 0 | 0 | 0 | 0 | 0 | 0 | 0 | 0 | 0 | 0 | 0 | 0 | 0 | 0 | 0 | 0 | 0 | 0 | 0 | 0 | 0 | 0 | 0 | 0 |  | 0 | 0 | 0 | 0 |  | 0 | 0 | 0 | 0 | 0
1994-07-09 | 1994 | 7 | 9 | 0 | 0 | 0 | 0 | 0 | 0 | 0 | 0 | 0 | 0 | 0 | 0 | 0 | 0 | 0 | 0 | 0 | 0 | 0 | 0 | 0 | 0 | 0 | 0 |  | 0 | 0 | 0 | 0 |  | 0 | 0 | 0 | 0 | 0
1994-07-10 | 1994 | 7 | 10 | 0 | 0 | 0 | 0 | 0 | 0 | 0 | 0 | 0 | 0 | 0 | 0 | 0 | 0 | 0 | 0 | 0 | 0 | 0 | 0 | 0 | 0 | 0 | 0 |  | 0 | 0 | 0 | 0 |  | 0 | 0 | 0 | 0 | 0
1994-07-11 | 1994 | 7 | 11 | 0 | 0 | 0 | 0 | 0 | 0 | 0 | 0 | 0 | 0 | 0 | 0 | 0 | 0 | 0 | 0 | 0 | 0 | 0.8 | 2.2 | 0 | 0 | 0.2 | 0.8 |  | 4 | 4 | 4 | 0 |  | 0 | 0 | 4 | 0 | 0
1994-07-12 | 1994 | 7 | 12 | 0.3 | 0.6 | 0.6 | 0 | 0.3 | 1.2 | 0 | 0 | 0 | 0 | 0.3 | 0 | 0 | 0 | 0 | 0.3 | 0 | 2.3 | 0 | 0 | 0 | 0.6 | 0 | 0 |  | 6.5 | 6.5 | 6.5 | 8.8818e-16 |  | 0 | 0 | 6.5 | 0 | 0
1994-07-13 | 1994 | 7 | 13 | 0 | 0 | 0 | 0 | 0 | 0 | 0 | 0 | 0 | 0 | 0 | 0 | 0 | 0 | 0 | 0 | 0 | 0 | 0 | 0 | 0 | 0 | 0 | 0 |  | 0 | 0 | 0 | 0 |  | 0 | 0 | 0 | 0 | 0
1994-07-14 | 1994 | 7 | 14 | 0 | 0 | 0 | 0 | 0 | 0 | 0 | 0 | 0.5 | 0 | 0 | 0 | 0 | 0 | 0 | 0 | 0.5 | 0 | 0 | 0 | 0 | 0 | 0 | 0 |  | 1 | 1 | 1 | 0 |  | 0 | 0 | 1 | 0 | 0
1994-07-15 | 1994 | 7 | 15 | 0 | 0 | 0 | 0 | 0 | 0 | 0 | 0 | 0 | 0 | 0 | 0 | 0 | 0 | 0 | 0 | 0 | 0 | 5.2 | 11.8 | 0 | 0 | 0 | 0 |  | 17 | 17 | 17 | 0 |  | 0 | 0 | 17 | 0 | 0
1994-07-16 | 1994 | 7 | 16 | 0 | 0 | 0 | 0 | 0 | 0 | 0 | 0 | 0 | 0 | 0 | 0 | 0 | 0 | 0 | 0 | 0 | 0 | 0 | 0 | 0 | 0 | 0 | 0 |  | 0 | 0 | 0 | 0 |  | 0 | 0 | 0 | 0 | 0
1994-07-17 | 1994 | 7 | 17 | 0 | 0 | 0 | 0 | 0 | 0 | 0 | 0 | 0 | 0 | 0 | 0 | 0 | 0 | 0 | 0 | 0 | 0 | 0 | 0 | 0 | 0 | 0 | 0 |  | 0 | 0 | 0 | 0 |  | 0 | 0 | 0 | 0 | 0
1994-07-18 | 1994 | 7 | 18 | 0 | 0.4 | 0 | 0 | 0 | 0 | 0 | 0 | 0 | 0 | 0 | 0 | 0 | 0 | 0 | 0 | 0 | 0.2 | 0 | 0 | 0 | 0 | 0 | 0 |  | 0.6 | 0.6 | 0.6 | 1.1102e-16 |  | 0 | 0 | 0.6 | 0 | 0
1994-07-19 | 1994 | 7 | 19 | 0 | 0 | 0 | 0 | 0 | 0 | 0 | 0 | 0 | 0 | 0 | 0 | 0 | 0 | 0 | 0 | 0 | 0 | 0 | 0 | 0 | 0 | 0 | 0 |  | 0 | 0 | 0 | 0 |  | 0 | 0 | 0 | 0 | 0
1994-07-20 | 1994 | 7 | 20 | 0 | 0 | 0 | 0 | 0 | 0 | 0 | 0 | 0 | 0 | 0 | 0 | 0 | 0 | 0 | 0 | 0 | 0 | 0 | 0 | 0 | 0 | 0 | 0 |  | 0 | 0 | 0 | 0 |  | 0 | 0 | 0 | 0 | 0
1994-07-21 | 1994 | 7 | 21 | 0 | 0 | 0 | 0 | 0 | 0 | 0 | 0 | 0 | 0 | 0 | 0 | 0 | 0 | 0 | 0 | 0 | 0 | 0 | 0 | 0 | 0 | 0 | 0 |  | 0 | 0 | 0 | 0 |  | 0 | 0 | 0 | 0 | 0
1994-07-22 | 1994 | 7 | 22 | 0 | 0 | 0 | 0 | 0 | 0 | 0 | 0 | 0 | 0 | 0 | 0 | 0 | 0 | 0 | 0 | 0 | 0 | 0 | 0 | 0 | 0 | 0 | 0 |  | 0 | 0 | 0 | 0 |  | 0 | 0 | 0 | 0 | 0
1994-07-23 | 1994 | 7 | 23 | 0 | 0 | 0 | 0 | 0 | 0 | 0 | 0 | 0 | 0 | 0 | 1.4 | 0 | 0 | 0 | 0.2 | 0 | 0 | 0 | 0 | 0 | 0 | 0 | 0 |  | 1.6 | 1.6 | 1.6 | 2.2204e-16 |  | 0 | 0 | 1.6 | 0 | 0
1994-07-24 | 1994 | 7 | 24 | 0 | 0 | 0 | 0 | 0 | 0 | 0 | 0 | 0 | 0 | 0 | 0 | 0 | 0 | 0 | 0 | 0 | 0 | 0 | 0 | 0 | 0 | 0 | 0 |  | 0 | 0 | 0 | 0 |  | 0 | 0 | 0 | 0 | 0
1994-07-25 | 1994 | 7 | 25 | 0 | 0 | 0 | 0 | 0 | 0 | 0 | 0 | 0 | 0 | 0 | 0 | 0 | 0 | 0 | 0 | 0 | 0 | 0 | 0 | 0 | 0 | 0 | 0 |  | 0 | 0 | 0 | 0 |  | 0 | 0 | 0 | 0 | 0
1994-07-26 | 1994 | 7 | 26 | 0 | 0 | 0 | 0 | 0 | 0 | 0 | 0 | 0 | 0 | 0 | 0 | 0 | 0 | 0 | 0 | 0 | 0 | 0 | 0 | 0 | 0 | 0 | 0 |  | 0 | 0 | 0 | 0 |  | 0 | 0 | 0 | 0 | 0
1994-07-27 | 1994 | 7 | 27 | 0 | 0 | 0 | 0 | 0 | 0 | 0 | 0 | 0 | 0 | 0 | 0 | 0 | 0 | 0 | 0 | 0 | 0 | 0 | 0 | 0 | 0 | 0 | 0.8 |  | 0.8 | 0.8 | 0.8 | 0 |  | 0 | 0 | 0.8 | 0 | 0
1994-07-28 | 1994 | 7 | 28 | 0.1 | 0 | 0 | 0 | 0 | 0 | 0.1 | 0 | 0 | 0 | 0 | 0 | 0.1 | 0 | 0 | 0 | 0 | 0 | 0.1 | 0 | 0 | 0 | 0 | 0 |  | 0.4 | 0.4 | 0.4 | 0 |  | 0 | 0 | 0.4 | 0 | 0
1994-07-29 | 1994 | 7 | 29 | 0 | 0 | 0 | 0 | 0 | 0 | 0 | 0 | 0 | 0 | 0 | 0 | 0 | 0 | 0 | 0 | 0 | 0 | 0 | 0 | 0 | 0 | 0 | 0 |  | 0 | 0 | 0 | 0 |  | 0 | 0 | 0 | 0 | 0
1994-07-30 | 1994 | 7 | 30 | 0 | 0 | 0 | 0 | 0 | 0 | 0 | 0 | 0 | 0 | 0 | 0 | 0 | 0 | 0 | 0 | 0 | 0 | 0 | 0 | 0 | 0 | 0 | 0 |  | 0 | 0 | 0 | 0 |  | 0 | 0 | 0 | 0 | 0
1994-07-31 | 1994 | 7 | 31 | 0 | 0 | 0 | 0 | 0 | 0 | 0 | 0 | 0 | 0 | 0 | 0 | 0 | 0 | 0 | 0 | 0 | 0 | 0 | 0 | 0 | 0 | 0 | 0 |  | 0 | 0 | 0 | 0 |  | 0 | 0 | 0 | 0 | 0
1994-08-01 | 1994 | 8 | 1 | 0 | 0 | 0 | 0 | 0 | 0 | 0 | 0 | 0 | 0 | 0 | 0 | 0 | 0 | 0 | 0 | 0 | 0 | 0 | 0 | 0 | 0 | 0 | 0 |  | 0 | 0 | 0 | 0 |  | 0 | 0 | 0 | 0 | 0
1994-08-02 | 1994 | 8 | 2 | 0 | 0 | 0 | 0 | 0 | 0 | 0 | 0 | 0 | 0 | 0 | 0 | 0 | 0 | 0 | 0 | 0 | 0 | 0 | 0 | 0 | 0 | 0 | 0 |  | 0 | 0 | 0 | 0 |  | 0 | 0 | 0 | 0 | 0
1994-08-03 | 1994 | 8 | 3 | 0 | 0 | 0 | 0 | 0 | 0 | 0 | 0 | 0 | 0 | 0 | 0 | 0 | 0 | 0 | 0 | 0 | 0 | 0 | 0 | 0 | 0 | 0 | 0 |  | 0 | 0 | 0 | 0 |  | 0 | 0 | 0 | 0 | 0
1994-08-04 | 1994 | 8 | 4 | 0 | 0 | 0 | 0 | 0 | 0 | 0 | 0 | 0 | 0 | 0 | 0 | 0 | 0 | 0 | 0 | 0 | 0 | 0 | 0 | 0 | 0 | 0 | 0 |  | 0 | 0 | 0 | 0 |  | 0 | 0 | 0 | 0 | 0
1994-08-05 | 1994 | 8 | 5 | 0.1 | 0 | 0 | 0 | 0 | 0 | 0.1 | 0 | 0 | 0 | 0 | 0 | 0.1 | 0 | 0 | 0 | 0 | 0 | 0.1 | 0 | 0 | 0 | 0 | 0 |  | 0.4 | 0.4 | 0.4 | 0 |  | 0 | 0 | 0 | 0.4 | 0
1994-08-06 | 1994 | 8 | 6 | 0 | 0 | 0 | 0 | 0 | 0 | 0 | 0.2 | 0.2 | 0 | 0 | 0 | 0 | 0 | 0 | 0 | 0 | 0.2 | 0 | 0 | 0 | 0.2 | 0.2 | 0.2 |  | 1.2 | 1.2 | 1.2 | 0 |  | 0 | 0 | 0 | 1.2 | 0
1994-08-07 | 1994 | 8 | 7 | 0.7 | 0.7 | 0 | 0 | 0 | 0.8 | 0.7 | 0.7 | 0.7 | 0.7 | 1.5 | 0.7 | 0.7 | 0.7 | 0 | 0 | 0 | 0 | 0 | 0 | 0 | 0 | 0 | 0 |  | 8.6 | 8.6 | 8.6 | 1.7764e-15 |  | 0 | 0 | 0 | 8.6 | 0
1994-08-08 | 1994 | 8 | 8 | 0 | 0 | 0 | 0.4 | 0 | 0.4 | 0.4 | 0.4 | 0 | 0 | 0.4 | 0.4 | 0.4 | 0.4 | 0.4 | 0.4 | 0.4 | 0.4 | 0.4 | 0.4 | 0.4 | 0.4 | 0.4 | 0 |  | 6.8 | 6.8 | 6.8 | 1.7764e-15 |  | 0 | 0 | 0 | 6.8 | 0
1994-08-09 | 1994 | 8 | 9 | 0 | 0.7 | 0 | 0 | 0 | 0.5 | 0.4 | 0.5 | 0 | 0.5 | 0.4 | 0.5 | 0 | 0 | 0 | 0 | 0 | 0 | 0 | 0 | 0.7 | 0.5 | 0.4 | 0.5 |  | 5.6 | 5.6 | 5.6 | 8.8818e-16 |  | 0 | 0 | 0 | 5.6 | 0
1994-08-10 | 1994 | 8 | 10 | 0 | 0 | 0 | 0 | 0 | 0 | 0 | 0 | 0 | 0 | 0 | 0 | 0 | 0 | 0 | 0 | 0 | 0 | 0 | 0 | 0 | 0 | 0 | 0 |  | 0 | 0 | 0 | 0 |  | 0 | 0 | 0 | 0 | 0
1994-08-11 | 1994 | 8 | 11 | 0 | 0 | 0 | 0 | 0 | 0 | 0 | 0 | 0 | 0 | 0 | 0 | 0 | 0 | 0 | 0 | 0 | 0 | 0 | 0 | 0 | 0.8 | 0 | 0 |  | 0.8 | 0.8 | 0.8 | 0 |  | 0 | 0 | 0 | 0.8 | 0
1994-08-12 | 1994 | 8 | 12 | 0 | 0 | 0 | 0 | 0 | 0 | 0 | 0 | 0 | 0 | 0 | 0 | 0 | 0 | 0 | 0 | 0 | 0 | 0 | 0 | 0 | 0 | 0 | 0 |  | 0 | 0 | 0 | 0 |  | 0 | 0 | 0 | 0 | 0
1994-08-13 | 1994 | 8 | 13 | 0 | 0 | 0 | 0 | 0 | 0 | 0 | 0 | 0 | 0 | 0 | 0 | 0 | 0 | 0 | 0 | 0 | 0 | 0 | 0 | 0 | 0 | 0 | 0 |  | 0 | 0 | 0 | 0 |  | 0 | 0 | 0 | 0 | 0
1994-08-14 | 1994 | 8 | 14 | 0 | 0 | 0 | 0 | 0 | 0 | 0 | 0 | 0 | 0 | 0 | 0 | 0 | 0 | 0 | 0 | 0 | 0 | 0 | 0 | 0 | 0 | 0 | 0 |  | 0 | 0 | 0 | 0 |  | 0 | 0 | 0 | 0 | 0
1994-08-15 | 1994 | 8 | 15 | 0 | 0 | 0 | 0 | 0 | 0 | 0 | 0 | 0 | 0 | 0 | 0 | 0 | 0 | 0 | 0 | 0 | 0 | 0 | 0 | 0 | 0 | 0 | 0 |  | 0 | 0 | 0 | 0 |  | 0 | 0 | 0 | 0 | 0
1994-08-16 | 1994 | 8 | 16 | 0 | 0 | 0.9 | 0 | 0 | 0 | 0.9 | 0 | 0 | 0 | 0 | 0 | 0 | 0 | 0 | 0 | 0 | 0 | 0 | 0 | 0 | 1.3 | 1.3 | 0 |  | 4.4 | 4.4 | 4.4 | 0 |  | 0 | 0 | 0 | 4.4 | 0
1994-08-17 | 1994 | 8 | 17 | 3 | 1.5 | 1.5 | 0 | 0 | 0 | 1.5 | 1.5 | 0 | 0 | 0 | 1.5 | 3.8 | 3 | 0 | 0 | 0 | 0 | 0 | 1.5 | 0 | 0 | 0 | 0 |  | 18.8 | 18.8 | 18.8 | 0 |  | 0 | 0 | 0 | 18.8 | 0
1994-08-18 | 1994 | 8 | 18 | 0 | 0 | 0.2 | 0.2 | 0 | 0 | 0 | 0 | 0 | 0 | 0 | 0 | 0 | 0 | 0 | 0 | 0 | 0 | 0 | 0 | 0 | 0 | 0 | 0 |  | 0.4 | 0.4 | 0.4 | 0 |  | 0 | 0 | 0 | 0.4 | 0
1994-08-19 | 1994 | 8 | 19 | 0 | 0 | 0 | 0 | 0 | 0 | 0 | 0 | 0 | 0 | 0 | 0 | 0 | 0 | 0 | 0 | 0 | 0 | 0 | 0 | 0 | 0 | 0 | 0 |  | 0 | 0 | 0 | 0 |  | 0 | 0 | 0 | 0 | 0
1994-08-20 | 1994 | 8 | 20 | 0 | 0 | 0 | 0 | 0 | 0 | 0 | 0 | 0 | 0 | 0 | 0 | 0 | 0 | 0 | 0 | 0 | 0 | 0 | 0 | 0 | 0 | 0 | 0 |  | 0 | 0 | 0 | 0 |  | 0 | 0 | 0 | 0 | 0
1994-08-21 | 1994 | 8 | 21 | 0 | 0 | 0 | 0 | 0 | 0 | 0 | 0 | 0 | 0 | 0 | 0 | 0 | 0 | 0 | 0 | 0 | 0 | 0 | 0 | 0 | 0 | 0 | 0 |  | 0 | 0 | 0 | 0 |  | 0 | 0 | 0 | 0 | 0
1994-08-22 | 1994 | 8 | 22 | 0 | 0 | 0 | 0 | 0 | 0 | 0 | 0 | 0 | 0 | 0 | 0 | 0 | 0 | 0 | 0 | 0 | 0 | 0 | 0 | 0 | 0 | 0 | 0 |  | 0 | 0 | 0 | 0 |  | 0 | 0 | 0 | 0 | 0
1994-08-23 | 1994 | 8 | 23 | 0 | 0 | 0 | 0 | 0 | 0 | 0 | 0 | 0 | 0 | 0 | 0 | 0 | 0 | 0 | 0 | 0 | 0 | 0 | 0 | 0 | 0 | 0 | 0 |  | 0 | 0 | 0 | 0 |  | 0 | 0 | 0 | 0 | 0
1994-08-24 | 1994 | 8 | 24 | 0 | 0 | 0 | 0 | 0 | 0 | 0 | 0 | 0 | 0 | 0 | 0 | 0 | 0 | 0 | 0 | 0 | 0 | 0 | 0 | 0.2 | 0.2 | 0 | 0 |  | 0.4 | 0.4 | 0.4 | 0 |  | 0 | 0 | 0 | 0.4 | 0
1994-08-25 | 1994 | 8 | 25 | 0 | 0 | 0 | 0 | 0 | 0 | 0 | 0 | 0 | 0 | 0 | 0 | 0 | 0 | 0 | 1 | 0.9 | 1.9 | 1.4 | 1 | 0.9 | 1 | 0.9 | 1 |  | 10 | 10 | 10 | 0 |  | 0 | 0 | 0 | 10 | 0
1994-08-26 | 1994 | 8 | 26 | 2.9 | 1.4 | 1.4 | 1.5 | 1.4 | 1.4 | 1.5 | 1.4 | 1.4 | 1.5 | 1.4 | 1.4 | 1.5 | 1.4 | 1.4 | 1.5 | 1.4 | 0 | 0 | 0 | 0 | 0 | 0 | 0 |  | 25.8 | 25.8 | 25.8 | 7.1054e-15 |  | 0 | 0 | 0 | 25.8 | 0
1994-08-27 | 1994 | 8 | 27 | 0 | 0 | 0 | 0 | 0 | 0 | 0 | 0 | 0 | 0 | 0 | 0 | 0 | 0 | 0 | 0 | 0 | 0 | 0 | 0 | 0 | 0 | 0 | 0 |  | 0 | 0 | 0 | 0 |  | 0 | 0 | 0 | 0 | 0
1994-08-28 | 1994 | 8 | 28 | 0 | 0 | 0 | 0 | 0 | 0 | 0 | 0 | 0 | 0 | 0 | 0 | 0 | 0 | 0 | 0 | 0 | 0 | 0 | 0 | 0 | 0 | 0 | 0 |  | 0 | 0 | 0 | 0 |  | 0 | 0 | 0 | 0 | 0
1994-08-29 | 1994 | 8 | 29 | 0 | 0 | 0 | 0 | 0 | 0 | 0 | 0 | 0 | 0 | 0 | 0 | 0 | 0 | 0.4 | 0 | 0.4 | 0.4 | 0 | 0 | 0 | 0 | 0 | 0 |  | 1.2 | 1.2 | 1.2 | 2.2204e-16 |  | 0 | 0 | 0 | 1.2 | 0
1994-08-30 | 1994 | 8 | 30 | 0 | 0 | 0 | 0 | 0 | 0 | 0 | 0 | 0 | 0 | 0 | 0 | 0 | 0 | 0 | 0 | 0 | 0 | 0 | 0 | 0 | 0 | 0 | 0 |  | 0 | 0 | 0 | 0 |  | 0 | 0 | 0 | 0 | 0
1994-08-31 | 1994 | 8 | 31 | 0 | 0 | 0 | 0 | 0 | 0 | 0 | 0 | 0 | 0 | 0 | 0 | 0 | 0 | 0 | 0 | 0 | 0 | 0 | 0 | 0 | 0 | 0 | 0 |  | 0 | 0 | 0 | 0 |  | 0 | 0 | 0 | 0 | 0
1994-09-01 | 1994 | 9 | 1 | 0 | 0 | 0 | 0 | 0 | 0 | 0 | 0 | 0 | 0 | 0 | 0 | 0 | 0 | 0 | 0 | 0 | 0 | 0 | 0 | 0 | 0 | 0 | 0 |  | 0 | 0 | 0 | 0 |  | 0 | 0 | 0 | 0 | 0
1994-09-02 | 1994 | 9 | 2 | 0 | 0 | 0 | 0 | 0 | 0 | 0 | 0 | 0 | 0 | 0 | 0 | 0 | 0 | 0 | 0 | 0 | 0.6 | 0.2 | 0 | 0 | 0 | 0 | 0 |  | 0.8 | 0.8 | 0.8 | 0 |  | 0 | 0 | 0 | 0 | 0.8
1994-09-03 | 1994 | 9 | 3 | 0 | 0 | 0 | 0 | 0 | 0 | 0 | 0 | 0 | 0 | 0 | 0 | 0 | 0 | 0 | 0 | 0 | 0 | 0 | 0 | 0 | 0 | 0 | 0 |  | 0 | 0 | 0 | 0 |  | 0 | 0 | 0 | 0 | 0
1994-09-04 | 1994 | 9 | 4 | 0 | 0 | 0 | 0 | 0 | 0 | 0.5 | 1.4 | 1.1 | 1.8 | 0.2 | 0 | 0 | 0 | 0 | 0 | 0 | 0 | 0 | 0 | 0 | 0 | 0 | 0 |  | 5 | 5 | 5 | 0 |  | 0 | 0 | 0 | 0 | 5
1994-09-05 | 1994 | 9 | 5 | 0 | 0 | 0 | 0 | 0 | 0 | 0 | 0 | 0 | 0 | 0 | 0 | 0 | 0 | 0 | 0 | 0 | 0 | 0 | 0 | 0 | 0 | 0 | 0 |  | 0 | 0 | 0 | 0 |  | 0 | 0 | 0 | 0 | 0
1994-09-06 | 1994 | 9 | 6 | 0 | 0 | 0 | 0 | 0 | 0 | 0 | 0 | 0 | 0 | 0 | 0 | 0 | 0 | 0 | 0 | 0 | 0 | 0 | 0 | 0 | 0 | 0 | 0 |  | 0 | 0 | 0 | 0 |  | 0 | 0 | 0 | 0 | 0
1994-09-07 | 1994 | 9 | 7 | 0 | 0 | 0 | 0 | 0 | 0 | 0 | 0 | 0 | 0 | 0 | 0 | 0 | 0 | 0 | 0 | 0 | 0 | 0 | 0 | 0 | 0 | 0 | 0 |  | 0 | 0 | 0 | 0 |  | 0 | 0 | 0 | 0 | 0
1994-09-08 | 1994 | 9 | 8 | 0 | 0 | 0 | 0 | 0 | 0 | 0 | 0 | 0 | 0 | 0 | 0 | 0 | 0 | 0 | 0 | 0 | 0 | 0 | 0 | 0 | 0 | 0 | 0 |  | 0 | 0 | 0 | 0 |  | 0 | 0 | 0 | 0 | 0
1994-09-09 | 1994 | 9 | 9 | 0 | 0 | 0 | 0 | 0 | 0 | 0 | 0 | 0 | 0 | 0 | 0 | 0 | 0 | 0 | 0 | 0 | 0 | 0 | 0 | 0 | 0 | 0 | 0 |  | 0 | 0 | 0 | 0 |  | 0 | 0 | 0 | 0 | 0
1994-09-10 | 1994 | 9 | 10 | 0 | 0 | 0 | 0 | 0 | 0 | 0 | 0 | 0 | 0 | 0 | 0 | 0 | 0 | 0 | 0 | 0 | 0 | 0 | 0 | 0 | 0 | 0.2 | 0 |  | 0.2 | 0.2 | 0.2 | 0 |  | 0 | 0 | 0 | 0 | 0.2
1994-09-11 | 1994 | 9 | 11 | 0 | 2.6 | 1.5 | 0.2 | 0 | 0 | 0 | 0 | 0 | 0 | 0 | 0 | 0 | 0 | 0 | 0 | 0 | 0 | 0 | 0 | 0 | 0 | 0 | 0 |  | 4.3 | 4.3 | 4.3 | 0 |  | 0 | 0 | 0 | 0 | 4.3
1994-09-12 | 1994 | 9 | 12 | 0 | 0 | 0 | 0 | 0 | 0 | 0 | 0 | 0 | 0 | 0 | 0 | 0 | 0 | 0 | 0 | 0 | 0 | 0 | 0 | 0 | 0 | 0 | 0 |  | 0 | 0 | 0 | 0 |  | 0 | 0 | 0 | 0 | 0
1994-09-13 | 1994 | 9 | 13 | 0 | 0 | 0 | 0 | 0 | 0 | 0 | 0 | 0 | 0 | 0 | 0 | 0 | 0 | 0 | 0 | 0 | 0 | 0 | 0 | 0 | 0 | 0 | 0 |  | 0 | 0 | 0 | 0 |  | 0 | 0 | 0 | 0 | 0
1994-09-14 | 1994 | 9 | 14 | 0 | 0 | 0 | 0 | 0 | 0 | 0 | 0 | 0 | 0 | 0 | 0 | 0 | 0 | 0 | 0 | 0 | 0 | 0 | 0 | 0 | 0 | 0 | 0 |  | 0 | 0 | 0 | 0 |  | 0 | 0 | 0 | 0 | 0
1994-09-15 | 1994 | 9 | 15 | 0 | 0 | 0 | 0 | 0 | 0 | 0 | 0 | 0 | 0 | 0 | 0 | 0 | 0 | 0 | 0 | 0 | 0 | 0 | 0 | 0 | 0 | 0 | 0 |  | 0 | 0 | 0 | 0 |  | 0 | 0 | 0 | 0 | 0
1994-09-16 | 1994 | 9 | 16 | 0 | 0 | 0 | 0 | 0 | 0 | 0 | 0 | 0 | 0 | 0 | 0 | 0 | 0 | 0 | 0 | 0 | 0 | 0 | 0 | 0 | 0 | 0 | 0 |  | 0 | 0 | 0 | 0 |  | 0 | 0 | 0 | 0 | 0
1994-09-17 | 1994 | 9 | 17 | 0 | 0 | 0 | 0 | 0 | 0 | 0 | 0 | 0 | 0 | 0 | 0 | 0 | 0 | 0 | 0 | 0 | 0 | 0 | 0 | 0 | 0 | 0 | 0 |  | 0 | 0 | 0 | 0 |  | 0 | 0 | 0 | 0 | 0
1994-09-18 | 1994 | 9 | 18 | 0 | 0 | 0 | 0 | 0 | 0 | 0 | 0 | 0 | 0 | 0 | 0 | 0 | 0 | 0 | 0 | 0 | 0 | 0 | 0 | 0 | 0 | 0 | 0 |  | 0 | 0 | 0 | 0 |  | 0 | 0 | 0 | 0 | 0
1994-09-19 | 1994 | 9 | 19 | 0 | 0 | 0 | 0 | 0 | 0 | 0 | 0 | 0 | 0 | 0 | 0 | 0 | 0 | 0 | 0 | 0 | 0 | 0 | 0 | 0 | 0 | 0 | 0 |  | 0 | 0 | 0 | 0 |  | 0 | 0 | 0 | 0 | 0
1994-09-20 | 1994 | 9 | 20 | 0 | 0 | 0 | 0 | 0 | 0 | 0 | 0 | 0 | 0 | 0 | 0 | 0 | 0 | 0 | 0 | 0 | 0 | 0 | 0 | 0 | 0 | 0 | 0 |  | 0 | 0 | 0 | 0 |  | 0 | 0 | 0 | 0 | 0
1994-09-21 | 1994 | 9 | 21 | 0 | 0 | 0 | 0 | 0 | 0 | 0 | 0 | 0 | 0 | 0 | 0 | 0 | 0 | 0 | 0 | 0 | 0 | 0 | 0 | 0 | 0 | 0 | 0 |  | 0 | 0 | 0 | 0 |  | 0 | 0 | 0 | 0 | 0
1994-09-22 | 1994 | 9 | 22 | 0 | 0 | 0 | 0 | 0 | 0 | 0 | 0 | 0 | 0 | 0 | 0 | 0 | 0 | 0 | 0 | 0 | 0 | 0 | 0 | 0 | 0 | 0 | 0 |  | 0 | 0 | 0 | 0 |  | 0 | 0 | 0 | 0 | 0
1994-09-23 | 1994 | 9 | 23 | 0 | 0 | 0 | 0 | 0 | 0 | 0 | 0 | 0 | 0 | 0 | 0 | 0 | 0 | 0 | 0 | 0 | 0 | 0 | 0 | 0 | 0 | 0 | 0 |  | 0 | 0 | 0 | 0 |  | 0 | 0 | 0 | 0 | 0
1994-09-24 | 1994 | 9 | 24 | 0 | 0 | 0 | 0 | 0 | 0 | 0 | 0 | 0 | 0 | 0 | 0 | 0 | 0 | 0 | 0 | 0 | 0 | 0 | 0 | 0 | 0 | 0 | 0 |  | 0 | 0 | 0 | 0 |  | 0 | 0 | 0 | 0 | 0
1994-09-25 | 1994 | 9 | 25 | 0 | 0 | 0 | 0 | 0 | 0 | 0 | 0 | 0 | 0 | 0 | 0 | 0 | 0 | 0 | 0 | 0 | 0 | 0 | 0 | 0 | 0 | 0 | 0 |  | 0 | 0 | 0 | 0 |  | 0 | 0 | 0 | 0 | 0
1994-09-26 | 1994 | 9 | 26 | 0 | 0 | 0 | 0 | 0 | 0 | 0 | 0 | 0 | 0 | 0 | 0 | 0 | 0 | 0 | 0 | 0 | 0 | 0 | 0 | 0 | 0 | 0 | 0 |  | 0 | 0 | 0 | 0 |  | 0 | 0 | 0 | 0 | 0
1994-09-27 | 1994 | 9 | 27 | 0 | 0 | 0 | 0 | 0 | 0 | 0 | 0 | 0 | 0 | 0 | 0 | 0 | 0 | 0 | 0 | 0 | 0 | 0 | 0 | 0 | 0 | 0 | 0 |  | 0 | 0 | 0 | 0 |  | 0 | 0 | 0 | 0 | 0
1994-09-28 | 1994 | 9 | 28 | 0 | 0 | 0 | 0 | 0 | 0 | 0 | 0 | 0 | 0 | 0 | 0 | 0 | 0 | 0 | 0 | 0 | 0 | 0 | 0 | 0 | 0 | 0 | 0 |  | 0 | 0 | 0 | 0 |  | 0 | 0 | 0 | 0 | 0
1994-09-29 | 1994 | 9 | 29 | 0 | 0 | 0 | 0 | 0 | 0 | 0 | 0 | 0 | 0 | 0 | 0 | 0 | 0 | 0 | 0 | 0 | 0 | 0 | 0 | 0 | 0 | 0 | 0 |  | 0 | 0 | 0 | 0 |  | 0 | 0 | 0 | 0 | 0
1994-09-30 | 1994 | 9 | 30 | 0 | 0 | 0 | 0 | 0 | 0 | 0 | 0 | 0 | 0 | 0 | 0 | 0 | 0 | 0 | 0 | 0 | 0 | 0 | 0 | 0 | 0 | 0 | 0 |  | 0 | 0 | 0 | 0 |  | 0 | 0 | 0 | 0 | 0
1994-10-01 | 1994 | 10 | 1 | 0 | 0 | 0 | 0 | 0 | 0 | 0 | 0 | 0 | 0 | 0 | 0 | 0 | 0 | 0 | 0 | 0.8 | 0.9 | 0.8 | 0.8 | 0.8 | 0.9 | 0.8 | 0.8 |  | 6.6 | 6.6 | 6.6 | 0 |  | 0 | 0 | 0 | 0 | 0
1994-10-02 | 1994 | 10 | 2 | 0.3 | 0.2 | 0.3 | 0 | 0 | 0 | 0 | 0 | 0 | 0 | 0 | 0 | 0 | 0 | 0 | 0 | 0 | 0 | 0 | 0.2 | 0.3 | 0.2 | 0.3 | 0.2 |  | 2 | 2 | 2 | 0 |  | 0 | 0 | 0 | 0 | 0
1994-10-03 | 1994 | 10 | 3 | 0 | 0.1 | 0 | 0.1 | 0 | 0.1 | 0 | 0.1 | 0 | 0 | 0 | 0.1 | 0 | 0.1 | 0 | 0 | 0 | 0 | 0 | 0 | 0 | 0 | 0 | 0 |  | 0.6 | 0.6 | 0.6 | 0 |  | 0 | 0 | 0 | 0 | 0
1994-10-04 | 1994 | 10 | 4 | 0 | 0 | 0 | 0 | 0 | 0 | 0 | 0 | 0 | 0 | 0 | 0 | 0 | 0 | 0 | 0 | 0 | 0 | 0 | 0 | 0 | 0 | 0 | 0 |  | 0 | 0 | 0 | 0 |  | 0 | 0 | 0 | 0 | 0
1994-10-05 | 1994 | 10 | 5 | 0 | 0 | 0 | 0 | 0 | 0 | 0 | 0 | 0 | 0 | 0 | 0 | 0 | 0 | 0 | 0 | 0 | 0 | 0 | 0 | 0 | 0 | 0 | 0 |  | 0 | 0 | 0 | 0 |  | 0 | 0 | 0 | 0 | 0
1994-10-06 | 1994 | 10 | 6 | 0.1 | 0.1 | 0 | 0 | 0 | 0 | 0 | 0 | 0 | 0 | 0 | 0 | 0 | 0 | 0 | 0 | 0 | 0 | 0 | 0 | 0 | 0 | 0 | 0 |  | 0.2 | 0.2 | 0.2 | 0 |  | 0 | 0 | 0 | 0 | 0
1994-10-07 | 1994 | 10 | 7 | 0 | 0 | 0 | 0 | 0 | 0 | 0 | 0 | 0 | 0 | 0 | 0 | 0 | 0 | 0 | 0 | 0 | 0 | 0 | 0 | 0 | 0 | 0 | 0 |  | 0 | 0 | 0 | 0 |  | 0 | 0 | 0 | 0 | 0
1994-10-08 | 1994 | 10 | 8 | 0 | 0 | 0 | 0 | 0 | 0 | 0 | 0 | 0 | 0 | 0 | 0 | 0 | 0 | 0 | 0 | 0 | 0 | 0 | 0 | 0 | 0 | 0 | 0 |  | 0 | 0 | 0 | 0 |  | 0 | 0 | 0 | 0 | 0
1994-10-09 | 1994 | 10 | 9 | 0 | 0 | 0 | 0 | 0 | 0 | 0 | 0 | 0 | 0 | 0 | 0 | 0 | 0 | 0 | 0 | 0 | 0 | 0 | 0 | 0 | 0 | 0 | 0 |  | 0 | 0 | 0 | 0 |  | 0 | 0 | 0 | 0 | 0
1994-10-10 | 1994 | 10 | 10 | 0 | 0 | 0 | 0 | 0 | 0 | 0 | 0 | 0 | 0 | 0 | 0 | 0 | 0 | 0 | 0 | 0 | 0 | 0 | 0 | 0 | 0 | 0 | 0 |  | 0 | 0 | 0 | 0 |  | 0 | 0 | 0 | 0 | 0
1994-10-11 | 1994 | 10 | 11 | 0 | 0.4 | 0.4 | 0.3 | 0.4 | 0.4 | 0.4 | 0.3 | 0.4 | 0.4 | 0 | 0 | 0 | 0 | 0 | 0 | 0 | 0 | 0 | 0 | 0 | 0 | 0 | 0 |  | 3.4 | 3.4 | 3.4 | 4.4409e-16 |  | 0 | 0 | 0 | 0 | 0
1994-10-12 | 1994 | 10 | 12 | 0 | 0 | 0 | 0 | 0 | 0 | 0 | 0 | 0 | 0 | 0 | 0 | 0 | 0 | 0 | 0 | 0 | 0 | 0 | 0 | 0 | 0 | 0 | 0 |  | 0 | 0 | 0 | 0 |  | 0 | 0 | 0 | 0 | 0
1994-10-13 | 1994 | 10 | 13 | 0 | 0 | 0 | 0 | 0 | 0 | 0 | 0 | 0 | 0 | 0 | 0 | 0 | 0 | 0 | 0 | 0 | 0 | 0 | 0 | 0 | 0 | 0 | 0 |  | 0 | 0 | 0 | 0 |  | 0 | 0 | 0 | 0 | 0
1994-10-14 | 1994 | 10 | 14 | 0 | 0 | 0 | 0 | 0 | 0 | 0 | 0 | 0 | 0 | 0 | 0 | 0 | 1.2 | 1.1 | 1.2 | 1.2 | 1.1 | 1.2 | 1.1 | 1.2 | 1.2 | 1.1 | 1.2 |  | 12.8 | 12.8 | 12.8 | 1.7764e-15 |  | 0 | 0 | 0 | 0 | 0
1994-10-15 | 1994 | 10 | 15 | 0.4 | 0.5 | 0.4 | 0.4 | 0.5 | 0.4 | 0.4 | 0.5 | 0.4 | 0.4 | 0.5 | 0.4 | 0 | 0 | 0 | 0 | 0 | 0 | 0 | 0 | 0 | 0 | 0 | 0 |  | 5.2 | 5.2 | 5.2 | 0 |  | 0 | 0 | 0 | 0 | 0
1994-10-16 | 1994 | 10 | 16 | 0 | 0 | 0 | 0 | 0 | 0 | 0 | 0 | 0 | 0 | 0 | 0 | 0 | 0 | 0 | 0 | 0 | 0 | 0 | 0 | 0 | 0 | 0 | 0 |  | 0 | 0 | 0 | 0 |  | 0 | 0 | 0 | 0 | 0
1994-10-17 | 1994 | 10 | 17 | 0 | 0 | 0 | 0 | 0 | 0 | 0 | 0 | 0 | 0 | 0 | 0 | 0 | 0 | 0 | 0 | 0 | 0 | 0 | 0 | 0 | 0 | 0.2 | 0.2 |  | 0.4 | 0.4 | 0.4 | 0 |  | 0 | 0 | 0 | 0 | 0
1994-10-18 | 1994 | 10 | 18 | 0 | 0 | 0 | 0 | 0 | 0 | 0 | 0 | 0 | 0 | 0 | 0 | 0 | 0 | 0 | 0 | 0 | 0 | 0 | 0 | 0 | 0 | 0 | 0 |  | 0 | 0 | 0 | 0 |  | 0 | 0 | 0 | 0 | 0
1994-10-19 | 1994 | 10 | 19 | 0 | 0 | 0 | 0 | 0 | 0 | 0 | 0 | 0 | 0 | 0 | 0 | 0 | 0 | 0 | 0 | 0 | 0 | 0 | 0 | 0 | 0 | 0 | 0 |  | 0 | 0 | 0 | 0 |  | 0 | 0 | 0 | 0 | 0
1994-10-20 | 1994 | 10 | 20 | 0 | 0 | 0 | 0 | 0 | 0 | 0 | 0 | 0 | 0 | 0 | 0 | 0 | 0 | 0 | 0 | 0 | 0 | 0 | 0 | 0 | 0 | 0 | 0 |  | 0 | 0 | 0 | 0 |  | 0 | 0 | 0 | 0 | 0
1994-10-21 | 1994 | 10 | 21 | 0 | 0 | 0 | 0 | 0 | 0 | 0 | 0 | 0 | 0 | 0 | 0 | 0 | 0 | 0 | 0 | 0 | 0 | 0 | 0 | 0 | 0 | 0 | 0 |  | 0 | 0 | 0 | 0 |  | 0 | 0 | 0 | 0 | 0
1994-10-22 | 1994 | 10 | 22 | 0 | 0 | 0 | 0 | 0 | 0 | 0 | 0 | 0 | 0 | 0 | 0 | 0 | 0 | 0 | 0 | 0 | 0 | 0 | 0 | 0 | 0 | 0 | 0 |  | 0 | 0 | 0 | 0 |  | 0 | 0 | 0 | 0 | 0
1994-10-23 | 1994 | 10 | 23 | 0 | 0 | 0 | 0 | 0 | 0 | 0 | 0 | 0 | 0 | 0 | 0 | 0 | 0 | 0 | 0 | 0 | 0 | 0 | 0 | 0 | 0 | 0 | 0 |  | 0 | 0 | 0 | 0 |  | 0 | 0 | 0 | 0 | 0
1994-10-24 | 1994 | 10 | 24 | 0 | 0 | 0 | 0 | 0 | 0 | 0 | 0 | 0 | 0 | 0 | 0 | 0 | 0 | 0 | 0 | 0 | 0 | 0 | 0 | 0 | 0 | 0 | 0 |  | 0 | 0 | 0 | 0 |  | 0 | 0 | 0 | 0 | 0
1994-10-25 | 1994 | 10 | 25 | 0 | 0 | 0 | 0 | 0 | 0 | 0 | 0 | 0 | 0 | 0 | 0 | 0 | 0 | 0 | 0 | 0 | 0 | 0 | 0 | 0 | 0 | 0 | 0 |  | 0 | 0 | 0 | 0 |  | 0 | 0 | 0 | 0 | 0
1994-10-26 | 1994 | 10 | 26 | 0 | 0 | 0 | 0 | 0 | 0 | 0 | 0 | 0 | 0 | 0 | 0 | 0 | 0 | 0 | 0 | 0 | 0 | 0 | 0 | 0 | 0 | 0 | 0 |  | 0 | 0 | 0 | 0 |  | 0 | 0 | 0 | 0 | 0
1994-10-27 | 1994 | 10 | 27 | 0 | 0 | 0 | 0 | 0 | 0 | 0 | 0 | 0 | 0 | 0 | 0 | 0 | 0 | 0 | 0 | 0 | 0 | 0 | 0 | 0 | 0 | 0 | 0 |  | 0 | 0 | 0 | 0 |  | 0 | 0 | 0 | 0 | 0
1994-10-28 | 1994 | 10 | 28 | 0 | 0 | 0 | 0 | 0 | 0 | 0 | 0 | 0 | 0 | 0 | 0 | 0 | 0 | 0 | 0 | 0 | 0 | 0 | 0 | 0 | 0 | 0 | 0 |  | 0 | 0 | 0 | 0 |  | 0 | 0 | 0 | 0 | 0
1994-10-29 | 1994 | 10 | 29 | 0 | 0 | 0 | 0 | 0 | 0 | 0 | 0 | 0 | 0 | 0 | 0 | 0 | 0 | 0 | 0 | 0 | 0 | 0 | 0 | 0 | 0 | 0 | 0 |  | 0 | 0 | 0 | 0 |  | 0 | 0 | 0 | 0 | 0
1994-10-30 | 1994 | 10 | 30 | 0 | 0 | 0 | 0 | 0 | 0 | 0 | 0 | 0 | 0 | 0 | 0 | 0 | 0 | 0 | 0 | 0 | 0 | 0 | 0 | 0 | 0 | 0 | 0 |  | 0 | 0 | 0 | 0 |  | 0 | 0 | 0 | 0 | 0
1994-10-31 | 1994 | 10 | 31 | 0 | 0 | 0 | 0 | 0 | 0 | 0 | 0 | 0 | 0 | 0.2 | 0 | 0 | 0 | 0 | 0 | 0 | 0 | 0 | 0 | 0 | 0 | 0 | 0 |  | 0.2 | 0.2 | 0.2 | 0 |  | 0 | 0 | 0 | 0 | 0
1994-11-01 | 1994 | 11 | 1 | 0 | 0 | 0 | 0 | 0 | 0 | 0 | 0 | 0 | 0 | 0 | 0 | 0 | 0 | 0 | 0 | 0 | 0 | 0 | 0 | 0 | 0 | 0 | 0 |  | 0 | 0 | 0 | 0 |  | 0 | 0 | 0 | 0 | 0
1994-11-02 | 1994 | 11 | 2 | 0 | 0 | 0 | 0 | 0 | 0 | 0 | 0 | 0 | 0 | 0 | 0 | 0 | 0 | 0 | 0 | 0 | 0 | 0 | 0 | 0 | 0 | 0 | 0 |  | 0 | 0 | 0 | 0 |  | 0 | 0 | 0 | 0 | 0
1994-11-03 | 1994 | 11 | 3 | 0 | 0 | 0 | 0 | 0 | 0 | 0 | 0 | 0 | 0 | 0 | 0 | 0 | 0 | 0 | 0 | 0 | 0 | 0 | 0 | 0 | 0 | 0 | 0 |  | 0 | 0 | 0 | 0 |  | 0 | 0 | 0 | 0 | 0
1994-11-04 | 1994 | 11 | 4 | 0 | 0 | 0 | 0 | 0 | 0 | 0 | 0 | 0 | 0 | 0 | 0 | 0 | 0 | 0 | 0 | 0 | 0 | 0 | 0 | 0 | 0 | 0 | 0 |  | 0 | 0 | 0 | 0 |  | 0 | 0 | 0 | 0 | 0
1994-11-05 | 1994 | 11 | 5 | 0 | 0 | 0 | 0 | 0 | 0 | 0 | 0 | 0 | 0 | 0 | 0 | 0 | 0 | 0 | 0 | 0 | 0 | 0 | 0 | 0 | 0 | 0 | 0 |  | 0 | 0 | 0 | 0 |  | 0 | 0 | 0 | 0 | 0
1994-11-06 | 1994 | 11 | 6 | 0 | 0 | 0 | 0 | 0 | 0 | 0 | 0 | 0 | 0 | 0 | 0 | 0 | 0 | 0 | 0 | 0 | 0 | 0 | 0 | 0 | 0 | 0 | 0 |  | 0 | 0 | 0 | 0 |  | 0 | 0 | 0 | 0 | 0
1994-11-07 | 1994 | 11 | 7 | 0 | 0 | 0 | 0 | 0 | 0 | 0 | 0 | 0 | 0 | 0 | 0 | 0 | 0 | 0 | 0 | 0 | 0 | 0 | 0 | 0 | 0 | 0 | 0 |  | 0 | 0 | 0 | 0 |  | 0 | 0 | 0 | 0 | 0
1994-11-08 | 1994 | 11 | 8 | 0 | 0 | 0 | 0 | 0 | 0 | 0 | 0 | 0 | 0 | 0 | 0 | 0 | 0 | 0 | 0 | 0 | 0 | 0 | 0 | 0 | 0 | 0 | 0 |  | 0 | 0 | 0 | 0 |  | 0 | 0 | 0 | 0 | 0
1994-11-09 | 1994 | 11 | 9 | 0 | 0 | 0 | 0 | 0 | 0 | 0 | 0 | 0 | 0 | 0 | 0 | 0 | 0 | 0 | 0 | 0 | 0 | 0 | 0 | 0 | 0 | 0 | 0 |  | 0 | 0 | 0 | 0 |  | 0 | 0 | 0 | 0 | 0
1994-11-10 | 1994 | 11 | 10 | 0 | 0 | 0 | 0 | 0 | 0 | 0 | 0 | 0 | 0 | 0 | 0 | 0 | 0 | 0 | 0 | 0 | 0 | 0 | 0 | 0 | 0 | 0 | 0 |  | 0 | 0 | 0 | 0 |  | 0 | 0 | 0 | 0 | 0
1994-11-11 | 1994 | 11 | 11 | 0 | 0 | 0 | 0 | 0 | 0 | 0 | 0 | 0 | 0 | 0 | 0 | 0 | 0 | 0 | 0 | 0 | 0 | 0 | 0 | 0 | 0 | 0 | 0 |  | 0 | 0 | 0 | 0 |  | 0 | 0 | 0 | 0 | 0
1994-11-12 | 1994 | 11 | 12 | 0 | 0 | 0 | 0 | 0 | 0 | 0 | 0 | 0 | 0 | 0 | 0 | 0 | 0 | 0 | 0 | 0 | 0 | 0.4 | 0.4 | 0.9 | 0.4 | 0.9 | 0.8 |  | 3.8 | 3.8 | 3.8 | 0 |  | 0 | 0 | 0 | 0 | 0
1994-11-13 | 1994 | 11 | 13 | 2.1 | 1.1 | 1 | 0 | 0 | 0 | 0 | 0 | 0 | 0 | 0 | 0 | 0 | 0 | 0 | 0 | 0 | 0 | 0 | 0 | 0 | 0 | 0 | 0 |  | 4.2 | 4.2 | 4.2 | 0 |  | 0 | 0 | 0 | 0 | 0
1994-11-14 | 1994 | 11 | 14 | 0 | 0 | 0 | 0 | 0 | 0 | 0 | 0 | 0 | 0 | 0 | 0 | 0 | 0 | 0 | 0 | 0 | 0 | 0 | 0 | 0 | 0 | 0 | 0 |  | 0 | 0 | 0 | 0 |  | 0 | 0 | 0 | 0 | 0
1994-11-15 | 1994 | 11 | 15 | 0 | 0 | 0 | 0 | 0 | 0 | 0 | 0 | 0 | 0 | 0 | 0 | 0 | 0 | 0 | 0 | 0 | 0 | 0 | 0 | 0 | 0 | 0 | 0 |  | 0 | 0 | 0 | 0 |  | 0 | 0 | 0 | 0 | 0
1994-11-16 | 1994 | 11 | 16 | 0 | 0 | 0 | 0 | 0 | 0 | 0 | 0 | 0 | 0.1 | 0 | 0 | 0 | 0 | 0 | 0 | 0 | 0 | 0 | 0 | 0.1 | 0 | 0.1 | 0 |  | 0.3 | 0.3 | 0.3 | 5.5511e-17 |  | 0 | 0 | 0 | 0 | 0
1994-11-17 | 1994 | 11 | 17 | 0.1 | 0 | 0.1 | 0 | 0.1 | 0 | 0.1 | 0 | 0.1 | 0 | 0.1 | 0 | 0 | 0 | 0 | 0 | 0 | 0 | 0 | 0 | 0 | 0 | 0 | 0 |  | 0.6 | 0.6 | 0.6 | 0 |  | 0 | 0 | 0 | 0 | 0
1994-11-18 | 1994 | 11 | 18 | 0 | 0 | 0 | 0 | 0 | 0 | 0 | 0 | 0 | 0 | 0 | 0 | 0 | 0 | 0 | 0 | 0 | 0 | 0 | 0 | 0 | 0 | 0 | 0 |  | 0 | 0 | 0 | 0 |  | 0 | 0 | 0 | 0 | 0
1994-11-19 | 1994 | 11 | 19 | 0 | 0 | 0 | 0 | 0 | 0 | 0 | 0 | 0 | 0 | 0 | 0 | 0 | 0 | 0 | 0 | 0 | 0 | 0 | 0 | 0 | 0 | 0 | 0 |  | 0 | 0 | 0 | 0 |  | 0 | 0 | 0 | 0 | 0
1994-11-20 | 1994 | 11 | 20 | 0 | 0 | 0 | 0 | 0 | 0 | 0 | 0 | 0.1 | 0 | 0 | 0 | 0 | 0 | 0 | 0 | 0 | 0 | 0 | 0.1 | 0 | 0 | 0 | 0 |  | 0.2 | 0.2 | 0.2 | 0 |  | 0 | 0 | 0 | 0 | 0
1994-11-21 | 1994 | 11 | 21 | 0 | 0 | 0 | 0 | 0 | 0 | 0 | 0 | 0 | 0 | 0 | 0 | 0 | 0 | 0 | 0 | 0 | 0 | 0 | 0 | 0 | 0 | 0 | 0 |  | 0 | 0 | 0 | 0 |  | 0 | 0 | 0 | 0 | 0
1994-11-22 | 1994 | 11 | 22 | 0 | 0 | 0 | 0 | 0 | 0 | 0 | 0 | 0 | 0 | 0 | 0 | 0 | 0 | 0 | 0 | 0 | 0 | 0 | 0 | 0 | 0 | 0 | 0 |  | 0 | 0 | 0 | 0 |  | 0 | 0 | 0 | 0 | 0
1994-11-23 | 1994 | 11 | 23 | 0 | 0 | 0 | 0 | 0 | 0 | 0 | 0 | 0 | 0 | 0 | 0 | 0 | 0 | 0 | 0 | 0 | 0 | 0 | 0 | 0 | 0 | 0 | 0 |  | 0 | 0 | 0 | 0 |  | 0 | 0 | 0 | 0 | 0
1994-11-24 | 1994 | 11 | 24 | 0 | 0 | 0 | 0 | 0 | 0 | 0 | 0 | 0 | 0 | 0 | 0 | 0 | 0 | 0 | 0 | 0 | 0 | 0 | 0 | 0 | 0 | 0 | 0 |  | 0 | 0 | 0 | 0 |  | 0 | 0 | 0 | 0 | 0
1994-11-25 | 1994 | 11 | 25 | 0 | 0 | 0 | 0 | 0 | 0 | 0 | 0 | 0 | 0 | 0.3 | 0.3 | 0.3 | 0.3 | 0.3 | 0.3 | 0.2 | 0.3 | 0.3 | 0.3 | 0.3 | 0.3 | 0.3 | 0 |  | 3.8 | 3.8 | 3.8 | 8.8818e-16 |  | 0 | 0 | 0 | 0 | 0
1994-11-26 | 1994 | 11 | 26 | 0.1 | 0 | 0 | 0.1 | 0.1 | 0 | 0 | 0 | 0 | 0.1 | 0.1 | 0 | 0.1 | 0.1 | 0 | 0 | 0.1 | 0.1 | 0 | 0.1 | 0 | 0 | 0 | 0 |  | 1 | 1 | 1 | 1.1102e-16 |  | 0 | 0 | 0 | 0 | 0
1994-11-27 | 1994 | 11 | 27 | 0 | 0 | 0 | 0 | 0 | 0 | 0 | 0 | 0 | 0 | 0 | 0 | 0 | 0 | 0 | 0 | 0 | 0 | 0 | 0 | 0 | 0 | 0 | 0 |  | 0 | 0 | 0 | 0 |  | 0 | 0 | 0 | 0 | 0
1994-11-28 | 1994 | 11 | 28 | 0 | 0 | 0 | 0 | 0 | 0 | 0 | 0 | 0 | 0 | 0 | 0 | 0 | 0 | 0 | 0 | 0 | 0 | 0 | 0 | 0 | 0 | 0 | 0 |  | 0 | 0 | 0 | 0 |  | 0 | 0 | 0 | 0 | 0
1994-11-29 | 1994 | 11 | 29 | 0 | 0 | 0 | 0 | 0 | 0 | 0 | 0 | 0 | 0 | 0 | 0 | 0 | 0 | 0 | 0 | 0 | 0 | 0 | 0 | 0 | 0 | 0 | 0 |  | 0 | 0 | 0 | 0 |  | 0 | 0 | 0 | 0 | 0
1994-11-30 | 1994 | 11 | 30 | 0 | 0 | 0 | 0 | 0 | 0 | 0 | 0 | 0 | 0 | 0 | 0 | 0 | 0 | 0 | 0 | 0 | 0 | 0 | 0 | 0 | 0 | 0 | 0 |  | 0 | 0 | 0 | 0 |  | 0 | 0 | 0 | 0 | 0
1994-12-01 | 1994 | 12 | 1 | 0 | 0 | 0 | 0 | 0 | 0 | 0 | 0 | 0 | 0 | 0 | 0 | 0 | 0 | 0 | 0 | 0 | 0 | 0 | 0 | 0 | 0 | 0 | 0 |  | 0 | 0 | 0 | 0 |  | 0 | 0 | 0 | 0 | 0
1994-12-02 | 1994 | 12 | 2 | 0 | 0 | 0.1 | 0.1 | 0 | 0.1 | 0.1 | 0.1 | 0 | 0.1 | 0.1 | 0.1 | 0 | 0.1 | 0 | 0 | 0 | 0 | 0 | 0.1 | 0 | 0 | 0 | 0 |  | 1 | 1 | 1 | 1.1102e-16 |  | 0 | 0 | 0 | 0 | 0
1994-12-03 | 1994 | 12 | 3 | 0 | 0 | 0 | 0 | 0 | 0 | 0 | 0 | 0 | 0 | 0 | 0 | 0 | 0 | 0 | 0 | 0 | 0 | 0 | 0 | 0 | 0 | 0 | 0 |  | 0 | 0 | 0 | 0 |  | 0 | 0 | 0 | 0 | 0
1994-12-04 | 1994 | 12 | 4 | 0 | 0 | 0 | 0 | 0 | 0 | 0 | 0 | 0 | 0 | 0 | 0 | 0 | 0 | 0 | 0 | 0 | 0 | 0 | 0 | 0 | 0 | 0 | 0 |  | 0 | 0 | 0 | 0 |  | 0 | 0 | 0 | 0 | 0
1994-12-05 | 1994 | 12 | 5 | 0 | 0 | 0 | 0 | 0 | 0 | 0 | 0 | 0 | 0 | 0 | 0 | 0 | 0 | 0 | 0 | 0 | 0 | 0 | 0 | 0 | 0 | 0 | 0 |  | 0 | 0 | 0 | 0 |  | 0 | 0 | 0 | 0 | 0
1994-12-06 | 1994 | 12 | 6 | 0 | 0 | 0 | 0 | 0 | 0 | 0 | 0 | 0 | 0 | 0 | 0 | 0 | 0 | 0 | 0 | 0 | 0 | 0 | 0 | 0 | 0 | 0 | 0 |  | 0 | 0 | 0 | 0 |  | 0 | 0 | 0 | 0 | 0
1994-12-07 | 1994 | 12 | 7 | 0 | 0 | 0 | 0 | 0 | 0 | 0 | 0 | 0 | 0 | 0 | 0 | 0 | 0 | 0 | 0 | 0 | 0 | 0 | 0 | 0 | 0 | 0 | 0 |  | 0 | 0 | 0 | 0 |  | 0 | 0 | 0 | 0 | 0
1994-12-08 | 1994 | 12 | 8 | 0 | 0 | 0 | 0 | 0 | 0 | 0 | 0 | 0 | 0 | 0 | 0 | 0 | 0 | 0 | 0 | 0 | 0 | 0 | 0 | 0 | 0 | 0 | 0 |  | 0 | 0 | 0 | 0 |  | 0 | 0 | 0 | 0 | 0
1994-12-09 | 1994 | 12 | 9 | 0 | 0 | 0 | 0 | 0 | 0 | 0 | 0 | 0 | 0 | 0 | 0 | 0 | 0 | 0 | 0 | 0 | 0 | 0 | 0 | 0 | 0 | 0 | 0 |  | 0 | 0 | 0 | 0 |  | 0 | 0 | 0 | 0 | 0
1994-12-10 | 1994 | 12 | 10 | 0 | 0 | 0 | 0 | 0 | 0 | 0 | 0 | 0 | 0 | 0 | 0 | 0 | 0 | 0 | 0 | 0 | 0 | 0 | 0 | 0 | 0 | 0 | 0 |  | 0 | 0 | 0 | 0 |  | 0 | 0 | 0 | 0 | 0
1994-12-11 | 1994 | 12 | 11 | 0 | 0 | 0 | 0 | 0 | 0 | 0 | 0 | 0 | 0 | 0 | 0 | 0 | 0 | 0 | 0 | 0 | 0 | 0 | 0 | 0 | 0 | 0 | 0 |  | 0 | 0 | 0 | 0 |  | 0 | 0 | 0 | 0 | 0
1994-12-12 | 1994 | 12 | 12 | 0 | 0 | 0 | 0 | 0 | 0 | 0 | 0 | 0 | 0 | 0 | 0 | 0 | 0 | 0 | 0 | 0 | 0 | 0 | 0 | 0 | 0 | 0 | 0 |  | 0 | 0 | 0 | 0 |  | 0 | 0 | 0 | 0 | 0
1994-12-13 | 1994 | 12 | 13 | 0 | 0 | 0 | 0 | 0 | 0 | 0 | 0 | 0 | 0 | 0 | 0 | 0 | 0 | 0 | 0 | 0 | 0 | 0 | 0 | 0 | 0 | 0 | 0 |  | 0 | 0 | 0 | 0 |  | 0 | 0 | 0 | 0 | 0
1994-12-14 | 1994 | 12 | 14 | 0 | 0 | 0 | 0 | 0 | 0 | 0 | 0 | 0 | 0 | 0 | 0 | 0 | 0 | 0 | 0 | 0 | 0 | 0 | 0 | 0 | 0 | 0 | 0 |  | 0 | 0 | 0 | 0 |  | 0 | 0 | 0 | 0 | 0
1994-12-15 | 1994 | 12 | 15 | 0 | 0 | 0 | 0 | 0 | 0 | 0 | 0 | 0 | 0 | 0 | 0 | 0 | 0 | 0 | 0 | 0 | 0 | 0 | 0 | 0 | 0 | 0 | 0 |  | 0 | 0 | 0 | 0 |  | 0 | 0 | 0 | 0 | 0
1994-12-16 | 1994 | 12 | 16 | 0 | 0 | 0 | 0 | 0 | 0 | 0 | 0 | 0 | 0 | 0 | 0 | 0 | 0 | 0 | 0 | 0 | 0 | 0 | 0 | 0 | 0 | 0 | 0 |  | 0 | 0 | 0 | 0 |  | 0 | 0 | 0 | 0 | 0
1994-12-17 | 1994 | 12 | 17 | 0 | 0 | 0 | 0 | 0 | 0 | 0 | 0 | 0 | 0 | 0 | 0 | 0 | 0 | 0 | 0 | 0 | 0 | 0 | 0 | 0 | 0 | 0 | 0 |  | 0 | 0 | 0 | 0 |  | 0 | 0 | 0 | 0 | 0
1994-12-18 | 1994 | 12 | 18 | 0 | 0 | 0 | 0 | 0 | 0 | 0 | 0 | 0 | 0 | 0 | 0 | 0 | 0 | 0 | 0 | 0 | 0 | 0 | 0 | 0 | 0 | 0 | 0 |  | 0 | 0 | 0 | 0 |  | 0 | 0 | 0 | 0 | 0
1994-12-19 | 1994 | 12 | 19 | 0 | 0 | 0 | 0 | 0 | 0 | 0 | 0 | 0 | 0 | 0 | 0 | 0 | 0 | 0 | 0 | 0 | 0 | 0 | 0 | 0 | 0 | 0 | 0 |  | 0 | 0 | 0 | 0 |  | 0 | 0 | 0 | 0 | 0
1994-12-20 | 1994 | 12 | 20 | 0 | 0 | 0 | 0 | 0 | 0 | 0 | 0 | 0 | 0 | 0 | 0 | 0 | 0 | 0 | 0 | 0 | 0 | 0 | 0 | 0 | 0 | 0 | 0 |  | 0 | 0 | 0 | 0 |  | 0 | 0 | 0 | 0 | 0
1994-12-21 | 1994 | 12 | 21 | 0 | 0 | 0 | 0 | 0 | 0 | 0 | 0 | 0 | 0 | 0 | 0 | 0 | 0 | 0 | 0 | 0 | 0 | 0 | 0 | 0 | 0 | 0 | 0 |  | 0 | 0 | 0 | 0 |  | 0 | 0 | 0 | 0 | 0
1994-12-22 | 1994 | 12 | 22 | 0 | 0 | 0 | 0 | 0 | 0 | 0 | 0 | 0 | 0 | 0 | 0 | 0 | 0 | 0 | 0 | 0 | 0 | 0 | 0 | 0 | 0 | 0 | 0 |  | 0 | 0 | 0 | 0 |  | 0 | 0 | 0 | 0 | 0
1994-12-23 | 1994 | 12 | 23 | 0 | 0 | 0 | 0 | 0 | 0 | 0 | 0 | 0 | 0 | 0 | 0 | 0 | 0 | 0 | 0 | 0 | 0 | 0 | 0 | 0 | 0 | 0 | 0 |  | 0 | 0 | 0 | 0 |  | 0 | 0 | 0 | 0 | 0
1994-12-24 | 1994 | 12 | 24 | 0 | 0 | 0 | 0 | 0 | 0 | 0 | 0 | 0 | 0 | 0 | 0 | 0 | 0 | 0 | 0 | 0 | 0 | 0 | 0 | 0 | 0 | 0 | 0 |  | 0 | 0 | 0 | 0 |  | 0 | 0 | 0 | 0 | 0
1994-12-25 | 1994 | 12 | 25 | 0 | 0 | 0 | 0 | 0 | 0 | 0 | 0 | 0 | 0 | 0 | 0 | 0 | 0 | 0 | 0 | 0 | 0 | 0 | 0 | 0 | 0 | 0 | 0 |  | 0 | 0 | 0 | 0 |  | 0 | 0 | 0 | 0 | 0
1994-12-26 | 1994 | 12 | 26 | 0 | 0 | 0 | 0 | 0 | 0 | 0 | 0 | 0 | 0 | 0 | 0 | 0 | 0 | 0 | 0 | 0 | 0 | 0 | 0 | 0 | 0 | 0 | 0 |  | 0 | 0 | 0 | 0 |  | 0 | 0 | 0 | 0 | 0
1994-12-27 | 1994 | 12 | 27 | 0 | 0 | 0 | 0 | 0 | 0 | 0 | 0 | 0 | 0 | 0 | 0 | 0 | 0.2 | 0.2 | 0.3 | 0.2 | 0.2 | 0.2 | 0.2 | 0.2 | 0.3 | 0.2 | 0.2 |  | 2.4 | 2.4 | 2.4 | 0 |  | 0 | 0 | 0 | 0 | 0
1994-12-28 | 1994 | 12 | 28 | 0 | 0.1 | 0 | 0 | 0.1 | 0 | 0 | 0.1 | 0 | 0 | 0.1 | 0 | 0.1 | 0 | 0 | 0.1 | 0 | 0 | 0.1 | 0 | 0 | 0 | 0.1 | 0 |  | 0.8 | 0.8 | 0.8 | 1.1102e-16 |  | 0 | 0 | 0 | 0 | 0
1994-12-29 | 1994 | 12 | 29 | 0.1 | 0.1 | 0.1 | 0.2 | 0.1 | 0.1 | 0.1 | 0 | 0 | 0 | 0 | 0 | 0 | 0 | 0 | 0 | 0 | 0 | 0 | 0 | 0 | 0 | 0 | 0 |  | 0.8 | 0.8 | 0.8 | 1.1102e-16 |  | 0 | 0 | 0 | 0 | 0
1994-12-30 | 1994 | 12 | 30 | 0 | 0 | 0 | 0 | 0 | 0 | 0.1 | 0 | 0 | 0 | 0.1 | 0 | 0 | 0 | 0 | 0 | 0 | 0 | 0 | 0 | 0 | 0 | 0 | 0 |  | 0.2 | 0.2 | 0.2 | 0 |  | 0 | 0 | 0 | 0 | 0
1994-12-31 | 1994 | 12 | 31 | 0 | 0 | 0 | 0 | 0 | 0 | 0 | 0 | 0 | 0 | 0 | 0 | 0 | 0 | 0 | 0 | 0 | 0 | 0 | 0 | 0 | 0 | 0 | 0 |  | 0 | 0 | 0 | 0 |  | 0 | 0 | 0 | 0 | 0
1995-01-01 | 1995 | 1 | 1 | 0 | 0 | 0 | 0 | 0 | 0 | 0 | 0 | 0 | 0 | 0 | 0 | 0 | 0 | 0 | 0 | 0 | 0 | 0 | 0 | 0 | 0 | 0 | 0 |  | 0 | 0 | 0 | 0 |  | 0 | 0 | 0 | 0 | 0
1995-01-02 | 1995 | 1 | 2 | 0 | 0 | 0 | 0 | 0 | 0 | 0 | 0 | 0 | 0 | 0 | 0 | 0 | 0 | 0 | 0 | 0 | 0 | 0 | 0 | 0 | 0 | 0 | 0 |  | 0 | 0 | 0 | 0 |  | 0 | 0 | 0 | 0 | 0
1995-01-03 | 1995 | 1 | 3 | 0 | 0 | 0 | 0 | 0 | 0 | 0 | 0 | 0 | 0 | 0 | 0 | 0 | 0 | 0 | 0 | 0 | 0 | 0 | 0 | 0 | 0 | 0 | 0 |  | 0 | 0 | 0 | 0 |  | 0 | 0 | 0 | 0 | 0
1995-01-04 | 1995 | 1 | 4 | 0 | 0 | 0 | 0 | 0 | 0 | 0 | 0 | 0 | 0 | 0 | 0 | 0 | 0 | 0 | 0 | 0 | 0 | 0 | 0 | 0 | 0 | 0 | 0 |  | 0 | 0 | 0 | 0 |  | 0 | 0 | 0 | 0 | 0
1995-01-05 | 1995 | 1 | 5 | 0 | 0 | 0 | 0 | 0 | 0 | 0 | 0 | 0 | 0 | 0 | 0 | 0 | 0 | 0 | 0 | 0 | 0 | 0 | 0 | 0 | 0 | 0 | 0 |  | 0 | 0 | 0 | 0 |  | 0 | 0 | 0 | 0 | 0
1995-01-06 | 1995 | 1 | 6 | 0 | 0 | 0 | 0.1 | 0 | 0.1 | 0 | 0.1 | 0 | 0.1 | 0 | 0 | 0 | 0.1 | 0 | 0.1 | 0 | 0 | 0 | 0 | 0 | 0 | 0 | 0 |  | 0.6 | 0.6 | 0.6 | 0 |  | 0 | 0 | 0 | 0 | 0
1995-01-07 | 1995 | 1 | 7 | 0 | 0 | 0 | 0 | 0 | 0 | 0 | 0 | 0 | 0 | 0 | 0 | 0 | 0 | 0 | 0 | 0 | 0 | 0 | 0 | 0 | 0 | 0 | 0 |  | 0 | 0 | 0 | 0 |  | 0 | 0 | 0 | 0 | 0
1995-01-08 | 1995 | 1 | 8 | 0 | 0 | 0 | 0 | 0 | 0 | 0 | 0 | 0 | 0 | 0 | 0 | 0 | 0 | 0 | 0 | 0 | 0 | 0 | 0 | 0 | 0 | 0 | 0 |  | 0 | 0 | 0 | 0 |  | 0 | 0 | 0 | 0 | 0
1995-01-09 | 1995 | 1 | 9 | 0 | 0 | 0 | 0 | 0 | 0 | 0 | 0 | 0 | 0 | 0 | 0 | 0 | 0 | 0 | 0 | 0 | 0 | 0 | 0 | 0 | 0 | 0 | 0 |  | 0 | 0 | 0 | 0 |  | 0 | 0 | 0 | 0 | 0
1995-01-10 | 1995 | 1 | 10 | 0 | 0 | 0 | 0 | 0 | 0 | 0 | 0 | 0 | 0 | 0 | 0 | 0 | 0 | 0 | 0 | 0 | 0 | 0 | 0 | 0 | 0 | 0 | 0 |  | 0 | 0 | 0 | 0 |  | 0 | 0 | 0 | 0 | 0
1995-01-11 | 1995 | 1 | 11 | 0 | 0 | 0 | 0 | 0 | 0 | 0 | 0 | 0 | 0 | 0 | 0 | 0 | 0 | 0 | 0 | 0 | 0 | 0 | 0 | 0 | 0 | 0 | 0 |  | 0 | 0 | 0 | 0 |  | 0 | 0 | 0 | 0 | 0
1995-01-12 | 1995 | 1 | 12 | 0 | 0 | 0 | 0 | 0 | 0 | 0 | 0 | 0 | 0 | 0 | 0 | 0 | 0 | 0 | 0 | 0 | 0 | 0 | 0 | 0 | 0 | 0 | 0 |  | 0 | 0 | 0 | 0 |  | 0 | 0 | 0 | 0 | 0
1995-01-13 | 1995 | 1 | 13 | 0 | 0 | 0 | 0 | 0 | 0 | 0 | 0 | 0 | 0 | 0 | 0 | 0 | 0 | 0 | 0 | 0 | 0 | 0 | 0 | 0 | 0 | 0 | 0 |  | 0 | 0 | 0 | 0 |  | 0 | 0 | 0 | 0 | 0
1995-01-14 | 1995 | 1 | 14 | 0.1 | 0 | 0.1 | 0.1 | 0 | 0.1 | 0.1 | 0 | 0 | 0 | 0.1 | 0.1 | 0 | 0.1 | 0 | 0 | 0 | 0 | 0.1 | 0 | 0.1 | 0.1 | 0 | 0.1 |  | 1.2 | 1.2 | 1.2 | 0 |  | 0 | 0 | 0 | 0 | 0
1995-01-15 | 1995 | 1 | 15 | 0 | 0 | 0 | 0 | 0 | 0 | 0 | 0 | 0 | 0 | 0 | 0 | 0 | 0 | 0 | 0 | 0 | 0 | 0 | 0 | 0 | 0 | 0 | 0 |  | 0 | 0 | 0 | 0 |  | 0 | 0 | 0 | 0 | 0
1995-01-16 | 1995 | 1 | 16 | 0 | 0 | 0 | 0 | 0.1 | 0 | 0 | 0 | 0.1 | 0.1 | 0 | 0.1 | 0.1 | 0 | 0.1 | 0 | 0 | 0 | 0.1 | 0 | 0.1 | 0.1 | 0 | 0.1 |  | 1 | 1 | 1 | 1.1102e-16 |  | 0 | 0 | 0 | 0 | 0
1995-01-17 | 1995 | 1 | 17 | 0 | 0 | 0 | 0 | 0 | 0 | 0 | 0 | 0 | 0 | 0 | 0 | 0 | 0 | 0 | 0 | 0 | 0 | 0 | 0 | 0 | 0 | 0 | 0 |  | 0 | 0 | 0 | 0 |  | 0 | 0 | 0 | 0 | 0
1995-01-18 | 1995 | 1 | 18 | 0 | 0 | 0 | 0 | 0 | 0 | 0 | 0 | 0 | 0 | 0 | 0 | 0 | 0 | 0 | 0 | 0 | 0 | 0 | 0 | 0 | 0 | 0 | 0 |  | 0 | 0 | 0 | 0 |  | 0 | 0 | 0 | 0 | 0
1995-01-19 | 1995 | 1 | 19 | 0 | 0 | 0 | 0 | 0 | 0 | 0 | 0 | 0 | 0 | 0 | 0 | 0 | 0 | 0 | 0 | 0 | 0 | 0 | 0 | 0 | 0 | 0 | 0 |  | 0 | 0 | 0 | 0 |  | 0 | 0 | 0 | 0 | 0
1995-01-20 | 1995 | 1 | 20 | 0 | 0 | 0 | 0 | 0 | 0 | 0 | 0 | 0 | 0 | 0 | 0 | 0 | 0 | 0 | 0 | 0 | 0 | 0 | 0 | 0 | 0 | 0 | 0 |  | 0 | 0 | 0 | 0 |  | 0 | 0 | 0 | 0 | 0
1995-01-21 | 1995 | 1 | 21 | 0 | 0 | 0 | 0 | 0 | 0 | 0 | 0 | 0 | 0 | 0 | 0 | 0 | 0 | 0 | 0 | 0 | 0 | 0 | 0 | 0 | 0 | 0 | 0 |  | 0 | 0 | 0 | 0 |  | 0 | 0 | 0 | 0 | 0
1995-01-22 | 1995 | 1 | 22 | 0 | 0 | 0 | 0 | 0 | 0 | 0 | 0 | 0 | 0 | 0 | 0 | 0 | 0 | 0 | 0 | 0 | 0 | 0 | 0 | 0 | 0 | 0 | 0 |  | 0 | 0 | 0 | 0 |  | 0 | 0 | 0 | 0 | 0
1995-01-23 | 1995 | 1 | 23 | 0 | 0 | 0 | 0 | 0 | 0 | 0 | 0 | 0 | 0 | 0 | 0 | 0 | 0 | 0 | 0 | 0 | 0 | 0 | 0 | 0 | 0 | 0 | 0 |  | 0 | 0 | 0 | 0 |  | 0 | 0 | 0 | 0 | 0
1995-01-24 | 1995 | 1 | 24 | 0 | 0 | 0 | 0 | 0 | 0 | 0 | 0 | 0 | 0 | 0 | 0 | 0 | 0 | 0 | 0 | 0 | 0 | 0 | 0 | 0 | 0 | 0 | 0 |  | 0 | 0 | 0 | 0 |  | 0 | 0 | 0 | 0 | 0
1995-01-25 | 1995 | 1 | 25 | 0 | 0 | 0 | 0 | 0 | 0 | 0 | 0 | 0 | 0 | 0 | 0 | 0 | 0 | 0 | 0 | 0 | 0 | 0 | 0 | 0 | 0 | 0 | 0 |  | 0 | 0 | 0 | 0 |  | 0 | 0 | 0 | 0 | 0
1995-01-26 | 1995 | 1 | 26 | 0 | 0 | 0 | 0 | 0 | 0 | 0 | 0 | 0 | 0 | 0 | 0 | 0 | 0 | 0 | 0 | 0 | 0 | 0 | 0 | 0 | 0 | 0 | 0 |  | 0 | 0 | 0 | 0 |  | 0 | 0 | 0 | 0 | 0
1995-01-27 | 1995 | 1 | 27 | 0 | 0 | 0 | 0 | 0 | 0 | 0 | 0 | 0 | 0 | 0 | 0 | 0 | 0 | 0 | 0 | 0 | 0 | 0 | 0 | 0 | 0 | 0 | 0 |  | 0 | 0 | 0 | 0 |  | 0 | 0 | 0 | 0 | 0
1995-01-28 | 1995 | 1 | 28 | 0 | 0 | 0 | 0 | 0 | 0 | 0 | 0 | 0 | 0 | 0 | 0 | 0 | 0 | 0 | 0 | 0 | 0 | 0 | 0 | 0 | 0 | 0 | 0 |  | 0 | 0 | 0 | 0 |  | 0 | 0 | 0 | 0 | 0
1995-01-29 | 1995 | 1 | 29 | 0 | 0 | 0 | 0 | 0 | 0 | 0 | 0 | 0 | 0 | 0 | 0 | 0 | 0 | 0 | 0 | 0 | 0 | 0 | 0 | 0 | 0 | 0 | 0 |  | 0 | 0 | 0 | 0 |  | 0 | 0 | 0 | 0 | 0
1995-01-30 | 1995 | 1 | 30 | 0 | 0 | 0 | 0 | 0 | 0 | 0 | 0 | 0 | 0 | 0 | 0 | 0 | 0 | 0 | 0 | 0 | 0 | 0 | 0 | 0 | 0 | 0 | 0 |  | 0 | 0 | 0 | 0 |  | 0 | 0 | 0 | 0 | 0
1995-01-31 | 1995 | 1 | 31 | 0 | 0 | 0 | 0 | 0 | 0 | 0 | 0 | 0 | 0 | 0 | 0 | 0 | 0 | 0 | 0 | 0 | 0 | 0 | 0 | 0 | 0 | 0 | 0 |  | 0 | 0 | 0 | 0 |  | 0 | 0 | 0 | 0 | 0
1995-02-01 | 1995 | 2 | 1 | 0 | 0 | 0 | 0 | 0 | 0 | 0 | 0 | 0 | 0 | 0 | 0 | 0 | 0 | 0 | 0 | 0 | 0 | 0 | 0 | 0 | 0 | 0 | 0 |  | 0 | 0 | 0 | 0 |  | 0 | 0 | 0 | 0 | 0
1995-02-02 | 1995 | 2 | 2 | 0 | 0 | 0 | 0 | 0 | 0 | 0 | 0 | 0 | 0 | 0 | 0 | 0 | 0 | 0 | 0 | 0 | 0 | 0 | 0 | 0 | 0 | 0 | 0 |  | 0 | 0 | 0 | 0 |  | 0 | 0 | 0 | 0 | 0
1995-02-03 | 1995 | 2 | 3 | 0 | 0 | 0 | 0 | 0 | 0 | 0 | 0 | 0 | 0 | 0 | 0 | 0 | 0 | 0 | 0 | 0 | 0 | 0 | 0 | 0 | 0 | 0 | 0 |  | 0 | 0 | 0 | 0 |  | 0 | 0 | 0 | 0 | 0
1995-02-04 | 1995 | 2 | 4 | 0 | 0 | 0 | 0 | 0 | 0 | 0 | 0 | 0 | 0 | 0 | 0 | 0 | 0 | 0 | 0 | 0 | 0 | 0 | 0 | 0 | 0 | 0 | 0 |  | 0 | 0 | 0 | 0 |  | 0 | 0 | 0 | 0 | 0
1995-02-05 | 1995 | 2 | 5 | 0 | 0 | 0 | 0 | 0 | 0 | 0 | 0 | 0 | 0 | 0 | 0 | 0 | 0 | 0 | 0 | 0 | 0 | 0 | 0 | 0 | 0 | 0 | 0 |  | 0 | 0 | 0 | 0 |  | 0 | 0 | 0 | 0 | 0
1995-02-06 | 1995 | 2 | 6 | 0 | 0 | 0 | 0 | 0 | 0 | 0 | 0 | 0 | 0 | 0 | 0 | 0 | 0 | 0 | 0 | 0 | 0 | 0 | 0 | 0 | 0 | 0 | 0 |  | 0 | 0 | 0 | 0 |  | 0 | 0 | 0 | 0 | 0
1995-02-07 | 1995 | 2 | 7 | 0 | 0 | 0.1 | 0.2 | 0.1 | 0.1 | 0.2 | 0.1 | 0.1 | 0 | 0.1 | 0.2 | 0.1 | 0 | 0 | 0 | 0 | 0 | 0 | 0 | 0 | 0 | 0 | 0 |  | 1.3 | 1.3 | 1.3 | 0 |  | 0 | 0 | 0 | 0 | 0
1995-02-08 | 1995 | 2 | 8 | 0 | 0 | 0 | 0 | 0 | 0 | 0 | 0 | 0 | 0 | 0 | 0 | 0 | 0 | 0 | 0 | 0 | 0 | 0 | 0 | 0 | 0 | 0 | 0 |  | 0 | 0 | 0 | 0 |  | 0 | 0 | 0 | 0 | 0
1995-02-09 | 1995 | 2 | 9 | 0 | 0 | 0 | 0 | 0 | 0 | 0 | 0 | 0 | 0 | 0 | 0 | 0 | 0 | 0 | 0 | 0 | 0 | 0 | 0 | 0 | 0 | 0 | 0 |  | 0 | 0 | 0 | 0 |  | 0 | 0 | 0 | 0 | 0
1995-02-10 | 1995 | 2 | 10 | 0 | 0 | 0 | 0 | 0 | 0 | 0 | 0 | 0 | 0 | 0 | 0 | 0 | 0 | 0 | 0 | 0 | 0 | 0 | 0 | 0 | 0 | 0 | 0 |  | 0 | 0 | 0 | 0 |  | 0 | 0 | 0 | 0 | 0
1995-02-11 | 1995 | 2 | 11 | 0 | 0 | 0 | 0 | 0 | 0 | 0 | 0 | 0 | 0 | 0 | 0 | 0 | 0 | 0 | 0 | 0 | 0 | 0 | 0 | 0 | 0 | 0 | 0 |  | 0 | 0 | 0 | 0 |  | 0 | 0 | 0 | 0 | 0
1995-02-12 | 1995 | 2 | 12 | 0 | 0 | 0 | 0 | 0 | 0 | 0 | 0 | 0 | 0 | 0 | 0 | 0 | 0 | 0 | 0 | 0 | 0 | 0 | 0 | 0 | 0 | 0 | 0 |  | 0 | 0 | 0 | 0 |  | 0 | 0 | 0 | 0 | 0
1995-02-13 | 1995 | 2 | 13 | 0 | 0 | 0 | 0 | 0 | 0 | 0 | 0 | 0 | 0 | 0 | 0 | 0 | 0 | 0 | 0 | 0 | 0 | 0 | 0 | 0 | 0 | 0 | 0 |  | 0 | 0 | 0 | 0 |  | 0 | 0 | 0 | 0 | 0
1995-02-14 | 1995 | 2 | 14 | 0 | 0 | 0 | 0 | 0 | 0 | 0 | 0 | 0 | 0 | 0 | 0 | 0 | 0 | 0 | 0 | 0 | 0 | 0 | 0 | 0 | 0 | 0 | 0 |  | 0 | 0 | 0 | 0 |  | 0 | 0 | 0 | 0 | 0
1995-02-15 | 1995 | 2 | 15 | 0 | 0 | 0 | 0 | 0 | 0 | 0 | 0 | 0 | 0 | 0 | 0 | 0 | 0 | 0 | 0 | 0 | 0 | 0 | 0 | 0 | 0 | 0 | 0 |  | 0 | 0 | 0 | 0 |  | 0 | 0 | 0 | 0 | 0
1995-02-16 | 1995 | 2 | 16 | 0 | 0 | 0 | 0 | 0 | 0 | 0 | 0 | 0 | 0 | 0 | 0 | 0 | 0 | 0 | 0 | 0 | 0 | 0 | 0 | 0 | 0 | 0 | 0 |  | 0 | 0 | 0 | 0 |  | 0 | 0 | 0 | 0 | 0
1995-02-17 | 1995 | 2 | 17 | 0 | 0 | 0 | 0 | 0 | 0 | 0 | 0 | 0 | 0 | 0 | 0 | 0 | 0 | 0 | 0 | 0 | 0 | 0 | 0 | 0 | 0 | 0 | 0 |  | 0 | 0 | 0 | 0 |  | 0 | 0 | 0 | 0 | 0
1995-02-18 | 1995 | 2 | 18 | 0 | 0 | 0 | 0 | 0 | 0 | 0 | 0 | 0 | 0 | 0 | 0 | 0 | 0 | 0 | 0 | 0 | 0 | 0 | 0 | 0 | 0 | 0 | 0 |  | 0 | 0 | 0 | 0 |  | 0 | 0 | 0 | 0 | 0
1995-02-19 | 1995 | 2 | 19 | 0 | 0 | 0 | 0 | 0 | 0 | 0 | 0 | 0 | 0 | 0 | 0 | 0 | 0 | 0 | 0 | 0 | 0 | 0 | 0 | 0 | 0 | 0 | 0 |  | 0 | 0 | 0 | 0 |  | 0 | 0 | 0 | 0 | 0
1995-02-20 | 1995 | 2 | 20 | 0 | 0 | 0 | 0 | 0 | 0 | 0 | 0 | 0 | 0 | 0 | 0 | 0 | 0 | 0 | 0 | 0 | 0 | 0 | 0 | 0 | 0 | 0 | 0 |  | 0 | 0 | 0 | 0 |  | 0 | 0 | 0 | 0 | 0
1995-02-21 | 1995 | 2 | 21 | 0 | 0 | 0 | 0 | 0 | 0 | 0 | 0 | 0 | 0 | 0 | 0 | 0 | 0 | 0 | 0 | 0 | 0 | 0 | 0 | 0 | 0 | 0 | 0 |  | 0 | 0 | 0 | 0 |  | 0 | 0 | 0 | 0 | 0
1995-02-22 | 1995 | 2 | 22 | 0 | 0 | 0 | 0 | 0 | 0 | 0 | 0 | 0 | 0 | 0 | 0 | 0 | 0 | 0 | 0 | 0 | 0 | 0 | 0 | 0 | 0 | 0 | 0 |  | 0 | 0 | 0 | 0 |  | 0 | 0 | 0 | 0 | 0
1995-02-23 | 1995 | 2 | 23 | 0 | 0 | 0 | 0 | 0 | 0 | 0 | 0 | 0 | 0 | 0 | 0 | 0 | 0 | 0 | 0 | 0 | 0 | 0 | 0 | 0 | 0 | 0 | 0 |  | 0 | 0 | 0 | 0 |  | 0 | 0 | 0 | 0 | 0
1995-02-24 | 1995 | 2 | 24 | 0 | 0 | 0 | 0 | 0 | 0 | 0 | 0 | 0 | 0 | 0 | 0 | 0 | 0 | 0 | 0 | 0 | 0 | 0 | 0 | 0 | 0 | 0 | 0 |  | 0 | 0 | 0 | 0 |  | 0 | 0 | 0 | 0 | 0
1995-02-25 | 1995 | 2 | 25 | 0 | 0 | 0 | 0 | 0 | 0 | 0 | 0 | 0 | 0 | 0 | 0 | 0 | 0 | 0 | 0 | 0 | 0 | 0 | 0 | 0 | 0 | 0 | 0 |  | 0 | 0 | 0 | 0 |  | 0 | 0 | 0 | 0 | 0
1995-02-26 | 1995 | 2 | 26 | 0 | 0.1 | 0 | 0 | 0.1 | 0 | 0 | 0.1 | 0 | 0 | 0.1 | 0 | 0 | 0 | 0 | 0 | 0 | 0 | 0 | 0.1 | 0 | 0 | 0.1 | 0 |  | 0.6 | 0.6 | 0.6 | 0 |  | 0 | 0 | 0 | 0 | 0
1995-02-27 | 1995 | 2 | 27 | 0 | 0.1 | 0 | 0 | 0 | 0.1 | 0 | 0 | 0 | 0 | 0 | 0 | 0 | 0 | 0 | 0 | 0 | 0 | 0 | 0 | 0 | 0 | 0 | 0 |  | 0.2 | 0.2 | 0.2 | 0 |  | 0 | 0 | 0 | 0 | 0
1995-02-28 | 1995 | 2 | 28 | 0 | 0 | 0 | 0 | 0 | 0 | 0 | 0 | 0 | 0 | 0 | 0 | 0 | 0 | 0 | 0 | 0 | 0 | 0 | 0 | 0 | 0 | 0 | 0 |  | 0 | 0 | 0 | 0 |  | 0 | 0 | 0 | 0 | 0
1995-03-01 | 1995 | 3 | 1 | 0 | 0 | 0 | 0 | 0 | 0 | 0 | 0 | 0 | 0 | 0 | 0 | 0 | 0 | 0 | 0 | 0 | 0 | 0 | 0 | 0 | 0 | 0 | 0 |  | 0 | 0 | 0 | 0 |  | 0 | 0 | 0 | 0 | 0
1995-03-02 | 1995 | 3 | 2 | 0 | 0 | 0 | 0 | 0 | 0 | 0 | 0 | 0 | 0 | 0 | 0 | 0 | 0 | 0 | 0 | 0 | 0 | 0 | 0 | 0 | 0 | 0.1 | 0.1 |  | 0.2 | 0.2 | 0.2 | 0 |  | 0 | 0 | 0 | 0 | 0
1995-03-03 | 1995 | 3 | 3 | 0.2 | 0.2 | 0.3 | 0.2 | 0.2 | 0.2 | 0.3 | 0.2 | 0.2 | 0.5 | 0.2 | 0.2 | 0.2 | 0.3 | 0.2 | 0.2 | 0.2 | 0.3 | 0.2 | 0.2 | 0.2 | 0.3 | 0.2 | 0.2 |  | 5.6 | 5.6 | 5.6 | 1.7764e-15 |  | 0 | 0 | 0 | 0 | 0
1995-03-04 | 1995 | 3 | 4 | 0 | 0.1 | 0 | 0.1 | 0 | 0 | 0.1 | 0 | 0 | 0.1 | 0 | 0.1 | 0 | 0 | 0.1 | 0 | 0 | 0.1 | 0 | 0 | 0.1 | 0 | 0.1 | 0 |  | 0.9 | 0.9 | 0.9 | 1.1102e-16 |  | 0 | 0 | 0 | 0 | 0
1995-03-05 | 1995 | 3 | 5 | 0 | 0.1 | 0 | 0 | 0 | 0.1 | 0 | 0 | 0 | 0.1 | 0 | 0 | 0 | 0 | 0.1 | 0 | 0 | 0 | 0.1 | 0 | 0 | 0 | 0.1 | 0 |  | 0.6 | 0.6 | 0.6 | 0 |  | 0 | 0 | 0 | 0 | 0
1995-03-06 | 1995 | 3 | 6 | 0 | 0 | 0 | 0 | 0 | 0 | 0 | 0 | 0 | 0 | 0 | 0 | 0 | 0 | 0 | 0 | 0 | 0 | 0 | 0 | 0 | 0 | 0 | 0 |  | 0 | 0 | 0 | 0 |  | 0 | 0 | 0 | 0 | 0
1995-03-07 | 1995 | 3 | 7 | 0 | 0 | 0 | 0 | 0 | 0 | 0 | 0 | 0 | 0 | 0 | 0 | 0 | 0 | 0 | 0 | 0 | 0 | 0 | 0 | 0 | 0 | 0 | 0 |  | 0 | 0 | 0 | 0 |  | 0 | 0 | 0 | 0 | 0
1995-03-08 | 1995 | 3 | 8 | 0 | 0 | 0 | 0 | 0 | 0 | 0 | 0 | 0 | 0 | 0 | 0 | 0 | 0 | 0 | 0 | 0 | 0 | 0 | 0 | 0 | 0 | 0 | 0 |  | 0 | 0 | 0 | 0 |  | 0 | 0 | 0 | 0 | 0
1995-03-09 | 1995 | 3 | 9 | 0 | 0 | 0 | 0 | 0 | 0 | 0 | 0 | 0 | 0 | 0 | 0 | 0 | 0 | 0 | 0 | 0 | 0 | 0 | 0 | 0 | 0 | 0 | 0 |  | 0 | 0 | 0 | 0 |  | 0 | 0 | 0 | 0 | 0
1995-03-10 | 1995 | 3 | 10 | 0 | 0 | 0 | 0 | 0 | 0 | 0 | 0 | 0 | 0 | 0 | 0 | 0 | 0 | 0 | 0 | 0 | 0 | 0 | 0 | 0 | 0 | 0 | 0 |  | 0 | 0 | 0 | 0 |  | 0 | 0 | 0 | 0 | 0
1995-03-11 | 1995 | 3 | 11 | 0 | 0 | 0 | 0 | 0 | 0 | 0 | 0 | 0 | 0 | 0 | 0 | 0 | 0 | 0 | 0 | 0 | 0 | 0 | 0 | 0 | 0 | 0 | 0 |  | 0 | 0 | 0 | 0 |  | 0 | 0 | 0 | 0 | 0
1995-03-12 | 1995 | 3 | 12 | 0 | 0 | 0 | 0 | 0 | 0 | 0 | 0 | 0 | 0 | 0 | 0 | 0 | 0 | 0 | 0 | 0 | 0 | 0 | 0 | 0 | 0 | 0 | 0 |  | 0 | 0 | 0 | 0 |  | 0 | 0 | 0 | 0 | 0
1995-03-13 | 1995 | 3 | 13 | 0 | 0 | 0 | 0 | 0 | 0 | 0 | 0 | 0 | 0 | 0 | 0 | 0 | 0 | 0 | 0 | 0 | 0 | 0 | 0 | 0 | 0 | 0 | 0 |  | 0 | 0 | 0 | 0 |  | 0 | 0 | 0 | 0 | 0
1995-03-14 | 1995 | 3 | 14 | 0 | 0 | 0 | 0 | 0 | 0 | 0 | 0 | 0 | 0 | 0 | 0 | 0 | 0 | 0 | 0 | 0 | 0 | 0 | 0 | 0 | 0 | 0 | 0 |  | 0 | 0 | 0 | 0 |  | 0 | 0 | 0 | 0 | 0
1995-03-15 | 1995 | 3 | 15 | 0 | 0 | 0 | 0 | 0 | 0 | 0 | 0 | 0 | 0 | 0 | 0 | 0 | 0 | 0 | 0 | 0 | 0 | 0 | 0 | 0 | 0 | 0 | 0 |  | 0 | 0 | 0 | 0 |  | 0 | 0 | 0 | 0 | 0
1995-03-16 | 1995 | 3 | 16 | 0 | 0 | 0 | 0 | 0 | 0 | 0 | 0 | 0 | 0 | 0 | 0 | 0 | 0 | 0 | 0 | 0 | 0 | 0 | 0 | 0 | 0 | 0 | 0 |  | 0 | 0 | 0 | 0 |  | 0 | 0 | 0 | 0 | 0
1995-03-17 | 1995 | 3 | 17 | 0 | 0 | 0 | 0 | 0 | 0 | 0 | 0 | 0 | 0 | 0 | 0 | 0 | 0 | 0 | 0 | 0 | 0 | 0 | 0 | 0 | 0 | 0 | 0 |  | 0 | 0 | 0 | 0 |  | 0 | 0 | 0 | 0 | 0
1995-03-18 | 1995 | 3 | 18 | 0 | 0 | 0 | 0 | 0 | 0 | 0 | 0 | 0 | 0 | 0 | 0 | 0 | 0 | 0 | 0 | 0 | 0 | 0 | 0 | 0 | 0 | 0 | 0 |  | 0 | 0 | 0 | 0 |  | 0 | 0 | 0 | 0 | 0
1995-03-19 | 1995 | 3 | 19 | 0 | 0 | 0 | 0 | 0 | 0 | 0 | 0 | 0 | 0 | 0 | 0 | 0 | 0 | 0 | 0 | 0 | 0 | 0 | 0 | 0 | 0 | 0 | 0 |  | 0 | 0 | 0 | 0 |  | 0 | 0 | 0 | 0 | 0
1995-03-20 | 1995 | 3 | 20 | 0 | 0 | 0 | 0 | 0 | 0 | 0 | 0 | 0 | 0 | 0 | 0 | 0 | 0 | 0 | 0 | 0 | 0 | 0 | 0 | 0 | 0 | 0 | 0 |  | 0 | 0 | 0 | 0 |  | 0 | 0 | 0 | 0 | 0
1995-03-21 | 1995 | 3 | 21 | 0 | 0 | 0 | 0 | 0 | 0 | 0 | 0 | 0 | 0 | 0 | 0 | 0 | 0 | 0 | 0 | 0 | 0 | 0 | 0 | 0 | 0 | 0 | 0 |  | 0 | 0 | 0 | 0 |  | 0 | 0 | 0 | 0 | 0
1995-03-22 | 1995 | 3 | 22 | 0 | 0 | 0 | 0 | 0 | 0 | 0 | 0 | 0 | 0 | 0 | 0 | 0 | 0 | 0 | 0 | 0 | 0 | 0 | 0 | 0 | 0 | 0 | 0 |  | 0 | 0 | 0 | 0 |  | 0 | 0 | 0 | 0 | 0
1995-03-23 | 1995 | 3 | 23 | 0 | 0 | 0 | 0 | 0 | 0 | 0 | 0 | 0 | 0 | 0 | 0 | 0 | 0 | 0 | 0 | 0 | 0 | 0 | 0 | 0 | 0 | 0 | 0 |  | 0 | 0 | 0 | 0 |  | 0 | 0 | 0 | 0 | 0
1995-03-24 | 1995 | 3 | 24 | 0 | 0 | 0 | 0 | 0 | 0 | 0 | 0 | 0 | 0 | 0 | 0 | 0 | 0 | 0 | 0 | 0 | 0 | 0 | 0 | 0 | 0 | 0 | 0 |  | 0 | 0 | 0 | 0 |  | 0 | 0 | 0 | 0 | 0
1995-03-25 | 1995 | 3 | 25 | 0 | 0 | 0 | 0 | 0 | 0 | 0 | 0 | 0 | 0 | 0 | 0 | 0 | 0 | 0 | 0 | 0 | 0 | 0 | 0 | 0 | 0 | 0 | 0 |  | 0 | 0 | 0 | 0 |  | 0 | 0 | 0 | 0 | 0
1995-03-26 | 1995 | 3 | 26 | 0 | 0 | 0 | 0 | 0 | 0 | 0 | 0 | 0 | 0 | 0 | 0 | 0 | 0 | 0 | 0 | 0 | 0 | 0 | 0 | 0 | 0 | 0 | 0 |  | 0 | 0 | 0 | 0 |  | 0 | 0 | 0 | 0 | 0
1995-03-27 | 1995 | 3 | 27 | 0 | 0 | 0 | 0 | 0 | 0 | 0 | 0 | 0 | 0 | 0 | 0 | 0 | 0 | 0 | 0 | 0 | 0 | 0 | 0 | 0 | 0 | 0 | 0 |  | 0 | 0 | 0 | 0 |  | 0 | 0 | 0 | 0 | 0
1995-03-28 | 1995 | 3 | 28 | 0 | 0 | 0 | 0 | 0 | 0 | 0 | 0 | 0 | 0 | 0 | 0 | 0 | 0 | 0 | 0 | 0 | 0 | 0 | 0 | 0 | 0 | 0 | 0 |  | 0 | 0 | 0 | 0 |  | 0 | 0 | 0 | 0 | 0
1995-03-29 | 1995 | 3 | 29 | 0 | 0 | 0 | 0 | 0 | 0 | 0 | 0 | 0 | 0 | 0 | 0 | 0 | 0 | 0 | 0 | 0 | 0 | 0 | 0 | 0 | 0 | 0 | 0 |  | 0 | 0 | 0 | 0 |  | 0 | 0 | 0 | 0 | 0
1995-03-30 | 1995 | 3 | 30 | 0 | 0 | 0 | 0 | 0 | 0 | 0 | 0 | 0 | 0 | 0 | 0 | 0 | 0 | 0 | 0 | 0 | 0 | 0 | 0 | 0 | 0 | 0 | 0 |  | 0 | 0 | 0 | 0 |  | 0 | 0 | 0 | 0 | 0
1995-03-31 | 1995 | 3 | 31 | 0 | 0 | 0 | 0 | 0 | 0 | 0 | 0 | 0 | 0 | 0 | 0 | 0 | 0 | 0 | 0 | 0 | 0 | 0 | 0 | 0 | 0 | 0 | 0 |  | 0 | 0 | 0 | 0 |  | 0 | 0 | 0 | 0 | 0
1995-04-01 | 1995 | 4 | 1 | 0 | 0 | 0 | 0 | 0 | 0 | 0 | 0 | 0 | 0 | 0 | 0 | 0 | 0 | 0 | 0 | 0.1 | 0.1 | 0 | 0 | 0 | 0 | 0 | 0 |  | 0.2 | 0.2 | 0.2 | 0 |  | 0 | 0 | 0 | 0 | 0
1995-04-02 | 1995 | 4 | 2 | 0 | 0 | 0 | 0 | 0 | 0 | 0 | 0 | 0 | 0 | 0 | 0 | 0 | 0 | 0 | 0 | 0 | 0 | 0 | 0 | 0 | 0 | 0 | 0 |  | 0 | 0 | 0 | 0 |  | 0 | 0 | 0 | 0 | 0
1995-04-03 | 1995 | 4 | 3 | 0 | 0.1 | 0 | 0.1 | 0 | 0 | 0.1 | 0 | 0 | 0.1 | 0 | 0.1 | 0 | 0 | 0.1 | 0 | 0 | 0.1 | 0 | 0.1 | 0 | 0 | 0 | 0 |  | 0.8 | 0.8 | 0.8 | 1.1102e-16 |  | 0 | 0 | 0 | 0 | 0
1995-04-04 | 1995 | 4 | 4 | 0 | 0 | 0 | 0 | 0 | 0 | 0 | 0 | 0 | 0 | 0 | 0 | 0 | 0 | 0 | 0 | 0 | 0 | 0 | 0 | 0 | 0 | 0 | 0 |  | 0 | 0 | 0 | 0 |  | 0 | 0 | 0 | 0 | 0
1995-04-05 | 1995 | 4 | 5 | 0 | 0 | 0 | 0 | 0 | 0 | 0 | 0 | 0 | 0 | 0 | 0 | 0 | 0 | 0 | 0 | 0 | 0 | 0 | 0 | 0 | 0 | 0 | 0 |  | 0 | 0 | 0 | 0 |  | 0 | 0 | 0 | 0 | 0
1995-04-06 | 1995 | 4 | 6 | 0 | 0 | 0 | 0 | 0 | 0 | 0 | 0 | 0 | 0 | 0 | 0 | 0 | 0 | 0 | 0 | 0 | 0 | 0 | 0 | 0 | 0 | 0 | 0 |  | 0 | 0 | 0 | 0 |  | 0 | 0 | 0 | 0 | 0
1995-04-07 | 1995 | 4 | 7 | 0 | 0 | 0 | 0 | 0 | 0 | 0 | 0 | 0 | 0 | 0 | 0 | 0 | 0 | 0 | 0 | 0 | 0 | 0 | 0 | 0 | 0 | 0 | 0 |  | 0 | 0 | 0 | 0 |  | 0 | 0 | 0 | 0 | 0
1995-04-08 | 1995 | 4 | 8 | 0.1 | 0.2 | 0.1 | 0.1 | 0.1 | 0.2 | 0.1 | 0.1 | 0.1 | 0.2 | 0.1 | 0.1 | 0.2 | 0 | 0 | 0.1 | 0.1 | 0.1 | 0.2 | 0.1 | 0.1 | 0.1 | 0.2 | 0.1 |  | 2.8 | 2.8 | 2.8 | 1.3323e-15 |  | 0 | 0 | 0 | 0 | 0
1995-04-09 | 1995 | 4 | 9 | 0.2 | 0.2 | 0.2 | 0.3 | 0.2 | 0.2 | 0.2 | 0.2 | 0.2 | 0.2 | 0.3 | 0.2 | 0.2 | 0.2 | 0 | 0 | 0 | 0 | 0 | 0 | 0 | 0 | 0 | 0 |  | 3 | 3 | 3 | 4.4409e-16 |  | 0 | 0 | 0 | 0 | 0
1995-04-10 | 1995 | 4 | 10 | 0.1 | 0 | 0 | 0 | 0 | 0 | 0.1 | 0 | 0 | 0 | 0 | 0 | 0.1 | 0 | 0 | 0 | 0 | 0 | 0.1 | 0 | 0 | 0 | 0 | 0 |  | 0.4 | 0.4 | 0.4 | 0 |  | 0 | 0 | 0 | 0 | 0
1995-04-11 | 1995 | 4 | 11 | 0 | 0 | 0 | 0 | 0 | 0 | 0 | 0 | 0 | 0 | 0 | 0 | 0 | 0 | 0 | 0 | 0 | 0 | 0 | 0 | 0 | 0 | 0 | 0 |  | 0 | 0 | 0 | 0 |  | 0 | 0 | 0 | 0 | 0
1995-04-12 | 1995 | 4 | 12 | 0 | 0 | 0 | 0 | 0 | 0 | 0 | 0 | 0 | 0 | 0 | 0 | 0 | 0 | 0 | 0 | 0 | 0 | 0 | 0 | 0 | 0 | 0 | 0 |  | 0 | 0 | 0 | 0 |  | 0 | 0 | 0 | 0 | 0
1995-04-13 | 1995 | 4 | 13 | 0 | 0 | 0 | 0.1 | 0.2 | 0.1 | 0.1 | 0.1 | 0.2 | 0 | 0 | 0 | 0 | 0.1 | 0 | 0 | 0 | 0 | 0 | 0 | 0 | 0 | 0 | 0 |  | 0.9 | 0.9 | 0.9 | 0 |  | 0 | 0 | 0 | 0 | 0
1995-04-14 | 1995 | 4 | 14 | 0 | 0 | 0 | 0 | 0 | 0 | 0 | 0 | 0 | 0 | 0 | 0 | 0 | 0 | 0 | 0 | 0 | 0 | 0.1 | 0.1 | 0 | 0.2 | 0.1 | 0.1 |  | 0.6 | 0.6 | 0.6 | 0 |  | 0 | 0 | 0 | 0 | 0
1995-04-15 | 1995 | 4 | 15 | 0.6 | 0.6 | 0.6 | 0 | 0 | 0 | 0 | 0 | 0 | 0 | 0 | 0 | 0 | 0 | 0 | 0 | 0 | 0 | 0 | 0 | 0 | 0 | 0 | 0 |  | 1.8 | 1.8 | 1.8 | 2.2204e-16 |  | 0 | 0 | 0 | 0 | 0
1995-04-16 | 1995 | 4 | 16 | 0 | 0 | 0 | 0 | 0 | 0 | 0 | 0 | 0 | 0 | 0 | 0 | 0 | 0 | 0 | 0 | 0 | 0 | 0 | 0 | 0 | 0 | 0 | 0 |  | 0 | 0 | 0 | 0 |  | 0 | 0 | 0 | 0 | 0
1995-04-17 | 1995 | 4 | 17 | 0 | 0 | 0 | 0 | 0 | 0 | 0 | 0 | 0 | 0 | 0 | 0 | 0 | 0 | 0 | 0 | 0 | 0 | 0 | 0 | 0 | 0 | 0 | 0 |  | 0 | 0 | 0 | 0 |  | 0 | 0 | 0 | 0 | 0
1995-04-18 | 1995 | 4 | 18 | 0 | 0 | 0 | 0 | 0 | 0 | 0 | 0 | 0 | 0 | 0 | 0 | 0 | 0 | 0 | 0 | 0 | 0 | 0 | 0 | 0 | 0 | 0 | 0 |  | 0 | 0 | 0 | 0 |  | 0 | 0 | 0 | 0 | 0
1995-04-19 | 1995 | 4 | 19 | 0 | 0 | 0 | 0 | 0 | 0 | 0 | 0 | 0 | 0 | 0 | 0 | 0 | 0 | 0 | 0 | 0.3 | 0 | 0 | 0 | 0.3 | 0 | 0 | 0 |  | 0.6 | 0.6 | 0.6 | 0 |  | 0 | 0 | 0 | 0 | 0
1995-04-20 | 1995 | 4 | 20 | 0 | 0 | 0 | 0 | 0 | 0 | 0 | 0 | 0 | 0 | 0 | 0 | 0 | 0 | 0 | 0 | 0 | 0 | 0 | 0 | 0 | 0 | 0 | 0 |  | 0 | 0 | 0 | 0 |  | 0 | 0 | 0 | 0 | 0
1995-04-21 | 1995 | 4 | 21 | 0 | 0 | 0 | 0 | 0 | 0 | 0 | 0 | 0 | 0 | 0 | 0 | 0 | 0 | 0 | 0 | 0 | 0 | 0 | 0 | 0 | 0 | 0 | 0 |  | 0 | 0 | 0 | 0 |  | 0 | 0 | 0 | 0 | 0
1995-04-22 | 1995 | 4 | 22 | 0 | 0 | 0 | 0 | 0 | 0 | 0 | 0 | 0 | 0 | 0 | 0 | 0 | 0 | 4.4 | 0 | 0 | 0 | 0 | 0 | 0 | 0 | 0 | 0 |  | 4.4 | 4.4 | 4.4 | 0 |  | 0 | 0 | 0 | 0 | 0
1995-04-23 | 1995 | 4 | 23 | 0 | 0 | 0 | 0 | 0 | 0 | 0 | 0 | 0 | 0 | 0 | 0 | 0 | 0 | 0 | 0 | 0 | 0 | 0 | 0 | 0 | 0 | 0 | 0 |  | 0 | 0 | 0 | 0 |  | 0 | 0 | 0 | 0 | 0
1995-04-24 | 1995 | 4 | 24 | 0 | 0 | 0 | 0 | 0 | 0 | 0 | 0 | 0 | 0.9 | 0.8 | 0.9 | 0.8 | 0.9 | 0 | 0 | 0 | 0 | 0 | 0 | 0 | 0 | 0.8 | 0.9 |  | 6 | 6 | 6 | 8.8818e-16 |  | 0 | 0 | 0 | 0 | 0
1995-04-25 | 1995 | 4 | 25 | 0.5 | 0 | 0.6 | 0.5 | 0.6 | 0.5 | 0 | 0.6 | 0 | 0 | 0 | 0 | 0 | 0 | 0.5 | 0 | 0 | 0 | 0 | 0 | 0 | 0 | 0 | 0 |  | 3.8 | 3.8 | 3.8 | 4.4409e-16 |  | 0 | 0 | 0 | 0 | 0
1995-04-26 | 1995 | 4 | 26 | 0 | 0 | 0 | 0 | 0 | 0 | 0 | 0 | 0 | 0 | 0 | 0 | 0 | 0 | 0 | 0 | 0 | 0 | 0 | 0 | 0 | 0 | 0 | 0 |  | 0 | 0 | 0 | 0 |  | 0 | 0 | 0 | 0 | 0
1995-04-27 | 1995 | 4 | 27 | 0 | 0 | 0 | 0 | 0 | 0 | 0 | 0 | 0 | 0 | 0 | 0 | 0 | 0 | 0 | 0 | 0 | 0 | 0 | 0 | 0 | 0 | 0 | 0 |  | 0 | 0 | 0 | 0 |  | 0 | 0 | 0 | 0 | 0
1995-04-28 | 1995 | 4 | 28 | 0 | 0.2 | 0.3 | 0.2 | 0.3 | 0.2 | 0.3 | 0.2 | 0.2 | 0.3 | 0.2 | 0.3 | 0.2 | 0.3 | 0.2 | 0.3 | 0.2 | 0.2 | 0.3 | 0.2 | 0.3 | 0.2 | 0.3 | 0.2 |  | 5.6 | 5.6 | 5.6 | 0 |  | 0 | 0 | 0 | 0 | 0
1995-04-29 | 1995 | 4 | 29 | 0 | 0 | 0.1 | 0 | 0 | 0 | 0.1 | 0 | 0 | 0 | 0.1 | 0 | 0 | 0 | 0 | 0 | 0.1 | 0 | 0 | 0 | 0 | 0 | 0 | 0 |  | 0.4 | 0.4 | 0.4 | 0 |  | 0 | 0 | 0 | 0 | 0
1995-04-30 | 1995 | 4 | 30 | 0 | 0.1 | 0 | 0.1 | 0 | 0 | 0.1 | 0 | 0 | 0.1 | 0 | 0.1 | 0 | 0 | 0 | 0 | 0 | 0 | 0 | 0 | 0 | 0 | 0 | 0 |  | 0.5 | 0.5 | 0.5 | 0 |  | 0 | 0 | 0 | 0 | 0
1995-05-01 | 1995 | 5 | 1 | 0 | 0 | 0 | 0 | 0 | 0 | 0 | 0 | 0 | 0 | 0 | 0 | 0 | 0 | 0 | 0 | 0 | 0 | 0 | 0 | 0 | 0 | 0 | 0 |  | 0 | 0 | 0 | 0 |  | 0 | 0 | 0 | 0 | 0
1995-05-02 | 1995 | 5 | 2 | 0 | 0 | 0 | 0 | 0 | 0 | 0 | 0 | 0 | 0 | 0 | 0 | 0 | 0 | 0 | 0 | 0 | 0 | 0 | 0 | 0 | 0 | 0 | 0 |  | 0 | 0 | 0 | 0 |  | 0 | 0 | 0 | 0 | 0
1995-05-03 | 1995 | 5 | 3 | 0 | 0 | 0 | 0 | 0 | 0 | 0 | 0 | 0 | 0 | 0 | 0 | 0 | 0 | 0 | 0.4 | 0 | 1.1 | 1.1 | 0.4 | 0.4 | 0 | 0 | 0 |  | 3.4 | 3.4 | 3.4 | 0 |  | 3.4 | 0 | 0 | 0 | 0
1995-05-04 | 1995 | 5 | 4 | 0 | 0 | 0 | 0 | 0 | 0 | 0.3 | 0 | 0 | 0 | 0 | 0.3 | 0 | 0 | 0 | 0 | 0 | 0 | 0 | 0 | 0 | 0 | 0 | 0 |  | 0.6 | 0.6 | 0.6 | 0 |  | 0.6 | 0 | 0 | 0 | 0
1995-05-05 | 1995 | 5 | 5 | 0.2 | 0.3 | 0 | 0 | 0 | 0 | 0 | 0 | 0 | 0 | 0 | 0 | 0 | 0 | 0.2 | 0.2 | 0.3 | 0.2 | 0 | 0 | 0 | 0 | 0 | 0 |  | 1.4 | 1.4 | 1.4 | 0 |  | 1.4 | 0 | 0 | 0 | 0
1995-05-06 | 1995 | 5 | 6 | 0 | 0.2 | 0.2 | 0.2 | 0.5 | 0.2 | 0 | 0.5 | 2.1 | 1.9 | 2.1 | 1.2 | 1.6 | 2.1 | 1.6 | 1.2 | 1.9 | 1.2 | 0.7 | 0.7 | 1.6 | 1.4 | 0.9 | 0.7 |  | 24.7 | 24.7 | 24.7 | 7.1054e-15 |  | 24.7 | 0 | 0 | 0 | 0
1995-05-07 | 1995 | 5 | 7 | 1 | 1.7 | 1.5 | 0 | 0 | 0.2 | 0.2 | 0.5 | 0 | 0 | 0 | 0 | 0 | 0 | 0 | 0 | 0 | 0 | 0 | 0 | 0 | 0 | 0 | 0 |  | 5.1 | 5.1 | 5.1 | 8.8818e-16 |  | 5.1 | 0 | 0 | 0 | 0
1995-05-08 | 1995 | 5 | 8 | 0 | 0 | 0 | 0 | 0 | 0 | 0 | 0 | 0 | 0 | 0 | 0 | 0 | 0 | 0 | 0 | 0 | 0 | 0 | 0 | 0 | 0 | 0 | 0 |  | 0 | 0 | 0 | 0 |  | 0 | 0 | 0 | 0 | 0
1995-05-09 | 1995 | 5 | 9 | 0 | 0 | 0 | 0 | 0 | 0 | 0 | 0 | 0 | 0 | 0 | 0 | 0 | 0 | 0 | 0 | 0 | 0 | 0 | 0 | 0 | 0 | 0 | 0 |  | 0 | 0 | 0 | 0 |  | 0 | 0 | 0 | 0 | 0
1995-05-10 | 1995 | 5 | 10 | 0 | 0 | 0 | 0 | 0 | 0 | 0 | 0 | 0 | 0 | 0 | 0 | 0 | 0 | 0 | 0 | 0 | 0 | 0 | 0 | 0 | 0 | 0 | 0 |  | 0 | 0 | 0 | 0 |  | 0 | 0 | 0 | 0 | 0
1995-05-11 | 1995 | 5 | 11 | 0 | 0 | 0 | 0 | 0 | 0 | 0 | 0 | 0 | 0 | 0 | 0 | 0 | 0 | 0 | 0 | 0 | 0 | 0 | 0 | 0 | 0 | 0 | 0 |  | 0 | 0 | 0 | 0 |  | 0 | 0 | 0 | 0 | 0
1995-05-12 | 1995 | 5 | 12 | 0 | 0 | 0 | 0 | 3.4 | 1.2 | 0.7 | 0.2 | 1 | 0.2 | 0.2 | 0.5 | 0.2 | 0 | 0 | 0 | 0 | 0 | 0 | 0 | 0 | 0 | 0 | 0 |  | 7.6 | 7.6 | 7.6 | 8.8818e-16 |  | 7.6 | 0 | 0 | 0 | 0
1995-05-13 | 1995 | 5 | 13 | 0 | 0 | 0 | 0 | 0 | 0 | 0 | 0 | 0 | 0 | 0 | 0 | 0 | 0 | 0 | 0 | 0 | 0 | 0 | 0 | 0 | 0 | 0 | 0 |  | 0 | 0 | 0 | 0 |  | 0 | 0 | 0 | 0 | 0
1995-05-14 | 1995 | 5 | 14 | 0 | 0 | 0 | 0 | 0 | 0 | 0 | 0 | 0 | 0 | 0 | 0 | 0 | 0 | 0 | 0 | 0 | 0 | 0 | 0 | 0.2 | 0.2 | 0 | 0 |  | 0.4 | 0.4 | 0.4 | 0 |  | 0.4 | 0 | 0 | 0 | 0
1995-05-15 | 1995 | 5 | 15 | 0 | 0 | 0 | 0 | 0 | 0 | 0 | 0 | 0 | 0 | 0 | 0.3 | 0 | 0 | 0.3 | 0 | 0 | 0 | 0 | 0 | 0 | 0 | 0 | 0 |  | 0.6 | 0.6 | 0.6 | 0 |  | 0.6 | 0 | 0 | 0 | 0
1995-05-16 | 1995 | 5 | 16 | 0 | 0 | 0 | 0 | 0 | 0 | 0 | 0 | 0 | 0 | 0 | 0 | 0 | 0 | 0 | 0 | 0 | 0 | 0 | 0 | 0 | 0 | 0 | 0 |  | 0 | 0 | 0 | 0 |  | 0 | 0 | 0 | 0 | 0
1995-05-17 | 1995 | 5 | 17 | 0 | 0 | 0 | 0 | 0 | 0 | 0 | 0 | 0 | 0 | 0 | 0 | 0 | 0 | 0 | 0 | 0 | 0 | 0 | 0 | 0 | 0 | 0 | 0 |  | 0 | 0 | 0 | 0 |  | 0 | 0 | 0 | 0 | 0
1995-05-18 | 1995 | 5 | 18 | 0 | 0 | 0 | 0 | 0 | 0 | 0 | 0 | 1.3 | 1.6 | 0.5 | 0.3 | 0 | 0 | 0 | 0 | 0.3 | 0 | 0 | 0.3 | 0 | 0 | 0 | 0 |  | 4.3 | 4.3 | 4.3 | 0 |  | 4.3 | 0 | 0 | 0 | 0
1995-05-19 | 1995 | 5 | 19 | 0 | 0 | 0 | 0 | 0 | 0 | 0 | 0 | 0 | 0 | 0 | 0 | 0 | 0 | 0 | 0 | 0 | 0 | 0 | 0 | 0 | 0 | 0 | 0 |  | 0 | 0 | 0 | 0 |  | 0 | 0 | 0 | 0 | 0
1995-05-20 | 1995 | 5 | 20 | 0 | 0 | 0 | 0 | 0 | 0 | 0 | 0 | 0 | 0 | 0 | 0 | 0 | 0 | 0 | 0.4 | 0 | 0.3 | 0.4 | 0.4 | 0 | 0.4 | 0.3 | 0.4 |  | 2.6 | 2.6 | 2.6 | 4.4409e-16 |  | 2.6 | 0 | 0 | 0 | 0
1995-05-21 | 1995 | 5 | 21 | 1.2 | 1.2 | 1.2 | 1.2 | 1.2 | 1.2 | 1.2 | 1.2 | 0 | 0 | 0 | 0 | 0 | 0 | 0 | 0 | 0 | 0 | 0 | 0 | 0 | 0 | 0 | 0 |  | 9.6 | 9.6 | 9.6 | 0 |  | 9.6 | 0 | 0 | 0 | 0
1995-05-22 | 1995 | 5 | 22 | 0 | 0 | 0 | 0 | 0 | 0 | 0 | 0 | 0 | 0 | 0 | 0 | 0 | 0 | 0 | 0 | 0 | 0 | 0 | 0 | 0 | 0 | 0 | 0 |  | 0 | 0 | 0 | 0 |  | 0 | 0 | 0 | 0 | 0
1995-05-23 | 1995 | 5 | 23 | 0 | 0 | 0 | 0 | 0 | 0 | 0 | 0 | 0 | 0 | 0 | 0 | 0 | 0 | 0 | 0 | 0 | 0 | 0 | 0 | 0 | 0 | 0 | 0 |  | 0 | 0 | 0 | 0 |  | 0 | 0 | 0 | 0 | 0
1995-05-24 | 1995 | 5 | 24 | 0 | 0 | 0 | 0 | 0 | 0 | 0 | 0 | 0 | 0 | 0 | 0 | 0 | 0.2 | 0 | 0.2 | 0.2 | 0.2 | 0 | 0 | 0.7 | 3 | 1.8 | 1.2 |  | 7.5 | 7.5 | 7.5 | 0 |  | 7.5 | 0 | 0 | 0 | 0
1995-05-25 | 1995 | 5 | 25 | 1.1 | 0.9 | 0.2 | 1.3 | 0.4 | 0 | 0 | 0 | 0 | 0 | 0 | 0 | 0 | 0 | 0 | 0 | 0 | 0 | 0 | 0 | 0 | 0 | 0 | 0 |  | 3.9 | 3.9 | 3.9 | 0 |  | 3.9 | 0 | 0 | 0 | 0
1995-05-26 | 1995 | 5 | 26 | 0 | 0 | 0 | 0 | 0 | 0 | 0 | 0 | 0 | 0 | 0 | 0 | 0 | 0 | 0 | 0 | 0 | 0 | 0 | 0 | 0 | 0 | 0 | 0 |  | 0 | 0 | 0 | 0 |  | 0 | 0 | 0 | 0 | 0
1995-05-27 | 1995 | 5 | 27 | 0 | 0 | 0 | 0 | 0 | 0 | 0 | 0 | 0 | 0 | 0 | 0 | 0 | 0 | 0 | 0 | 0 | 0 | 0 | 0 | 0 | 0 | 0 | 0 |  | 0 | 0 | 0 | 0 |  | 0 | 0 | 0 | 0 | 0
1995-05-28 | 1995 | 5 | 28 | 0 | 0 | 0 | 0 | 0 | 0 | 0 | 0 | 0 | 0 | 0 | 0 | 0 | 0 | 0 | 0 | 0 | 0 | 0 | 0 | 0 | 0 | 0 | 0 |  | 0 | 0 | 0 | 0 |  | 0 | 0 | 0 | 0 | 0
1995-05-29 | 1995 | 5 | 29 | 0 | 0 | 0 | 0 | 0 | 0 | 0 | 0 | 0 | 0 | 0 | 0 | 0 | 0 | 0 | 0 | 0 | 0 | 0 | 0 | 0 | 0 | 0 | 0 |  | 0 | 0 | 0 | 0 |  | 0 | 0 | 0 | 0 | 0
1995-05-30 | 1995 | 5 | 30 | 0 | 0 | 0 | 0 | 0 | 0 | 0 | 0 | 0 | 0 | 0 | 0 | 0 | 0 | 0 | 0 | 0 | 0 | 0 | 0 | 0 | 0 | 0 | 0 |  | 0 | 0 | 0 | 0 |  | 0 | 0 | 0 | 0 | 0
1995-05-31 | 1995 | 5 | 31 | 0 | 0 | 0 | 0 | 0 | 0 | 0 | 0 | 0 | 0 | 0 | 0 | 0 | 0 | 0 | 0 | 0 | 0 | 0 | 0 | 0 | 0 | 0 | 0 |  | 0 | 0 | 0 | 0 |  | 0 | 0 | 0 | 0 | 0
1995-06-01 | 1995 | 6 | 1 | 0 | 0 | 0 | 0 | 0 | 0 | 0 | 0 | 0 | 0 | 0 | 0 | 0 | 0 | 0 | 0 | 0 | 0 | 0 | 0 | 0 | 0 | 0 | 0 |  | 0 | 0 | 0 | 0 |  | 0 | 0 | 0 | 0 | 0
1995-06-02 | 1995 | 6 | 2 | 0 | 0 | 0 | 0 | 0 | 0 | 0 | 0 | 0 | 0 | 0 | 0 | 0 | 0 | 0.2 | 0 | 0.2 | 0 | 0 | 0 | 0 | 0 | 0 | 0 |  | 0.4 | 0.4 | 0.4 | 0 |  | 0 | 0.4 | 0 | 0 | 0
1995-06-03 | 1995 | 6 | 3 | 0 | 0 | 0 | 0 | 0 | 0 | 0 | 0 | 0 | 0 | 0.3 | 0 | 0 | 0 | 1.1 | 0.8 | 0 | 0 | 0.3 | 0 | 0 | 0 | 0 | 0 |  | 2.5 | 2.5 | 2.5 | 0 |  | 0 | 2.5 | 0 | 0 | 0
1995-06-04 | 1995 | 6 | 4 | 0 | 0 | 0 | 0 | 0 | 0 | 0 | 0 | 0 | 0 | 0 | 0 | 0 | 0 | 0 | 0 | 0 | 0 | 0 | 0 | 0 | 0 | 0 | 0 |  | 0 | 0 | 0 | 0 |  | 0 | 0 | 0 | 0 | 0
1995-06-05 | 1995 | 6 | 5 | 0 | 0 | 0 | 0 | 0 | 0 | 0 | 0 | 0 | 0 | 0 | 0 | 0 | 0 | 0 | 0 | 0 | 0 | 0 | 0 | 0 | 0 | 0 | 0 |  | 0 | 0 | 0 | 0 |  | 0 | 0 | 0 | 0 | 0
1995-06-06 | 1995 | 6 | 6 | 0 | 0 | 0 | 0 | 0 | 4.5 | 2.9 | 4.3 | 2 | 2.2 | 1.6 | 0.4 | 0.2 | 0.4 | 1.7 | 2.2 | 2.6 | 0 | 0.2 | 0 | 0 | 0 | 0 | 0 |  | 25.2 | 25.2 | 25.2 | 3.5527e-15 |  | 0 | 25.2 | 0 | 0 | 0
1995-06-07 | 1995 | 6 | 7 | 0 | 0 | 0 | 0 | 0 | 0 | 0 | 0 | 0 | 0 | 0 | 0 | 0 | 0 | 0 | 0 | 0 | 0 | 0 | 0 | 0 | 0 | 0 | 0 |  | 0 | 0 | 0 | 0 |  | 0 | 0 | 0 | 0 | 0
1995-06-08 | 1995 | 6 | 8 | 0 | 0 | 0 | 0 | 0 | 0 | 0 | 0 | 0 | 0 | 0 | 0 | 0 | 0 | 0 | 0 | 0 | 0 | 0 | 0 | 0 | 0 | 0 | 0 |  | 0 | 0 | 0 | 0 |  | 0 | 0 | 0 | 0 | 0
1995-06-09 | 1995 | 6 | 9 | 0 | 0 | 0 | 0 | 0 | 0 | 0 | 0 | 0 | 0 | 0 | 0 | 0 | 0 | 0 | 0 | 0 | 0 | 0 | 0 | 0 | 0 | 0 | 0 |  | 0 | 0 | 0 | 0 |  | 0 | 0 | 0 | 0 | 0
1995-06-10 | 1995 | 6 | 10 | 0 | 0 | 0 | 0 | 0 | 0 | 0 | 0 | 0 | 0 | 0 | 0 | 0 | 0 | 0 | 0 | 0 | 0 | 0 | 0 | 0 | 0 | 0 | 0 |  | 0 | 0 | 0 | 0 |  | 0 | 0 | 0 | 0 | 0
1995-06-11 | 1995 | 6 | 11 | 0 | 0 | 0 | 0 | 0 | 0 | 0 | 0 | 0 | 0 | 0 | 0 | 0.1 | 0 | 0 | 0.1 | 0 | 0 | 0 | 0 | 0 | 0 | 0 | 0 |  | 0.2 | 0.2 | 0.2 | 0 |  | 0 | 0.2 | 0 | 0 | 0
1995-06-12 | 1995 | 6 | 12 | 0 | 0 | 0 | 0 | 0 | 0 | 0 | 0 | 0 | 0 | 0 | 0 | 0 | 0 | 0 | 0 | 0 | 0 | 0 | 0 | 0 | 0 | 0 | 0 |  | 0 | 0 | 0 | 0 |  | 0 | 0 | 0 | 0 | 0
1995-06-13 | 1995 | 6 | 13 | 0 | 0 | 0 | 0 | 0 | 0 | 0 | 0 | 0 | 0 | 0 | 0 | 0 | 0 | 0 | 0 | 0 | 0 | 0 | 0 | 0 | 0 | 0 | 0 |  | 0 | 0 | 0 | 0 |  | 0 | 0 | 0 | 0 | 0
1995-06-14 | 1995 | 6 | 14 | 0 | 0 | 0 | 0 | 0 | 0 | 0 | 0 | 0 | 0 | 0 | 0 | 0 | 0 | 0 | 0 | 0 | 0 | 0 | 0 | 0 | 0 | 0 | 0 |  | 0 | 0 | 0 | 0 |  | 0 | 0 | 0 | 0 | 0
1995-06-15 | 1995 | 6 | 15 | 0 | 0 | 0 | 0 | 0 | 0 | 0 | 0 | 0 | 0 | 0 | 0 | 0 | 0 | 0 | 0 | 0 | 0 | 0 | 0 | 0 | 0 | 0 | 0 |  | 0 | 0 | 0 | 0 |  | 0 | 0 | 0 | 0 | 0
1995-06-16 | 1995 | 6 | 16 | 0 | 0 | 0 | 0 | 0 | 0 | 0 | 0 | 0 | 0 | 0 | 0 | 0 | 0 | 0 | 0 | 0 | 0 | 0 | 0 | 0.2 | 0 | 0 | 0 |  | 0.2 | 0.2 | 0.2 | 0 |  | 0 | 0.2 | 0 | 0 | 0
1995-06-17 | 1995 | 6 | 17 | 0 | 0 | 0 | 0 | 0 | 0 | 0 | 0 | 0 | 0 | 0 | 0 | 0 | 0 | 0 | 0 | 0 | 0 | 0 | 0 | 0 | 0 | 0 | 0 |  | 0 | 0 | 0 | 0 |  | 0 | 0 | 0 | 0 | 0
1995-06-18 | 1995 | 6 | 18 | 0 | 0 | 0 | 0 | 0 | 0 | 0 | 0 | 0 | 0 | 0 | 0 | 0 | 0 | 0 | 0 | 0 | 0 | 0.3 | 0.6 | 0.3 | 0 | 0 | 0 |  | 1.2 | 1.2 | 1.2 | 0 |  | 0 | 1.2 | 0 | 0 | 0
1995-06-19 | 1995 | 6 | 19 | 0 | 0 | 0 | 0 | 0 | 0 | 0 | 0 | 0 | 0 | 0 | 0 | 0 | 0 | 0 | 0 | 0 | 0 | 0 | 0 | 0 | 0.4 | 0.4 | 0.2 |  | 1 | 1 | 1 | 0 |  | 0 | 1 | 0 | 0 | 0
1995-06-20 | 1995 | 6 | 20 | 0 | 0.2 | 1.6 | 0.7 | 0.9 | 0.9 | 1.1 | 0.2 | 0.2 | 0.5 | 0 | 0 | 0 | 0 | 0 | 0 | 0.2 | 0 | 0 | 0 | 0.2 | 0 | 0 | 0 |  | 6.7 | 6.7 | 6.7 | 8.8818e-16 |  | 0 | 6.7 | 0 | 0 | 0
1995-06-21 | 1995 | 6 | 21 | 0 | 0 | 0 | 0 | 0 | 0 | 0 | 0 | 0 | 1.1 | 0.7 | 0 | 0 | 0 | 0 | 0 | 0 | 0 | 0 | 0 | 0 | 0 | 0 | 0 |  | 1.8 | 1.8 | 1.8 | 0 |  | 0 | 1.8 | 0 | 0 | 0
1995-06-22 | 1995 | 6 | 22 | 0 | 0 | 0 | 0 | 0 | 0 | 0 | 0 | 0 | 0 | 0 | 0 | 0 | 0 | 0 | 0 | 0 | 0 | 0 | 0 | 0 | 0 | 0 | 0 |  | 0 | 0 | 0 | 0 |  | 0 | 0 | 0 | 0 | 0
1995-06-23 | 1995 | 6 | 23 | 0 | 0 | 0 | 0 | 0 | 0 | 0 | 0 | 0 | 0 | 0 | 0 | 0 | 0 | 0 | 0 | 0 | 0 | 0 | 0 | 0 | 0 | 0 | 0 |  | 0 | 0 | 0 | 0 |  | 0 | 0 | 0 | 0 | 0
1995-06-24 | 1995 | 6 | 24 | 0 | 0 | 0 | 0 | 0 | 0 | 0 | 0 | 0 | 0 | 0 | 0 | 0 | 0 | 0 | 0 | 0 | 0 | 0 | 0 | 0 | 0 | 0 | 0 |  | 0 | 0 | 0 | 0 |  | 0 | 0 | 0 | 0 | 0
1995-06-25 | 1995 | 6 | 25 | 0 | 0 | 0 | 0 | 0 | 0 | 0 | 0 | 0 | 0 | 0 | 0 | 0 | 0 | 0 | 0 | 0 | 0 | 0 | 0 | 0 | 0 | 0 | 0 |  | 0 | 0 | 0 | 0 |  | 0 | 0 | 0 | 0 | 0
1995-06-26 | 1995 | 6 | 26 | 0 | 0 | 0 | 0 | 0 | 0 | 0 | 0 | 0 | 0 | 0 | 0 | 0 | 0 | 0.3 | 0.6 | 0 | 0.3 | 0 | 0 | 0 | 0 | 0 | 0 |  | 1.2 | 1.2 | 1.2 | 0 |  | 0 | 1.2 | 0 | 0 | 0
1995-06-27 | 1995 | 6 | 27 | 0 | 0 | 0 | 0 | 0 | 0 | 0 | 0 | 0 | 0 | 0 | 0 | 0 | 0 | 0 | 0 | 0 | 0 | 0 | 0 | 3 | 0 | 0 | 0 |  | 3 | 3 | 3 | 0 |  | 0 | 3 | 0 | 0 | 0
1995-06-28 | 1995 | 6 | 28 | 0 | 0 | 0 | 0 | 0 | 0 | 0 | 0 | 0 | 0 | 0 | 0 | 0 | 0 | 0 | 0 | 0 | 0 | 0 | 0 | 0 | 0 | 0 | 0 |  | 0 | 0 | 0 | 0 |  | 0 | 0 | 0 | 0 | 0
1995-06-29 | 1995 | 6 | 29 | 0 | 0 | 0 | 0 | 0 | 0 | 0 | 0 | 0 | 0 | 0 | 0 | 0 | 0 | 0 | 0 | 0 | 0 | 0 | 0 | 0 | 0 | 0 | 0 |  | 0 | 0 | 0 | 0 |  | 0 | 0 | 0 | 0 | 0
1995-06-30 | 1995 | 6 | 30 | 0 | 0 | 0 | 0 | 0 | 0 | 0 | 0 | 0 | 0 | 0 | 0 | 0 | 0 | 0 | 0 | 0 | 0 | 0 | 0 | 0 | 0 | 0 | 0 |  | 0 | 0 | 0 | 0 |  | 0 | 0 | 0 | 0 | 0
1995-07-01 | 1995 | 7 | 1 | 0 | 0 | 0 | 0 | 0 | 0 | 0 | 0 | 0 | 0 | 0 | 0 | 0 | 0 | 0 | 0 | 0.3 | 0.3 | 0 | 0 | 0 | 0 | 0 | 0 |  | 0.6 | 0.6 | 0.6 | 0 |  | 0 | 0 | 0.6 | 0 | 0
1995-07-02 | 1995 | 7 | 2 | 0 | 0 | 0 | 0 | 0 | 0 | 0 | 0 | 0 | 0 | 0 | 0 | 0 | 0 | 0 | 0 | 0 | 0 | 0 | 0 | 0 | 1.5 | 2.9 | 1.8 |  | 6.2 | 6.2 | 6.2 | 0 |  | 0 | 0 | 6.2 | 0 | 0
1995-07-03 | 1995 | 7 | 3 | 1.3 | 1.1 | 1.2 | 2.8 | 1.4 | 1.3 | 3.5 | 0.2 | 0 | 0 | 0 | 0 | 0.1 | 0 | 0 | 0 | 0 | 0 | 0.2 | 0 | 0 | 0 | 8.8 | 1.8 |  | 23.7 | 23.7 | 23.7 | 0 |  | 0 | 0 | 23.7 | 0 | 0
1995-07-04 | 1995 | 7 | 4 | 0 | 0 | 0 | 0 | 0.2 | 0 | 0 | 0 | 0.6 | 0 | 0 | 0 | 0 | 0.4 | 0 | 0 | 0 | 0 | 0 | 15.1 | 0.2 | 0 | 0 | 0 |  | 16.5 | 16.5 | 16.5 | 0 |  | 0 | 0 | 16.5 | 0 | 0
1995-07-05 | 1995 | 7 | 5 | 0 | 0 | 0 | 0 | 0 | 0 | 0 | 0 | 0 | 0 | 0 | 0 | 0 | 0 | 0 | 0 | 0 | 0 | 1.8 | 0.2 | 0 | 0 | 0 | 0 |  | 2 | 2 | 2 | 0 |  | 0 | 0 | 2 | 0 | 0
1995-07-06 | 1995 | 7 | 6 | 0 | 0 | 0 | 0 | 0 | 0 | 0 | 0 | 0 | 0 | 0 | 0 | 0 | 0 | 0 | 0 | 0 | 0 | 0 | 0 | 0 | 0 | 0 | 0 |  | 0 | 0 | 0 | 0 |  | 0 | 0 | 0 | 0 | 0
1995-07-07 | 1995 | 7 | 7 | 0 | 0 | 0 | 0 | 0 | 0 | 0 | 0 | 0.2 | 0 | 0 | 0 | 0 | 0 | 0 | 0 | 0 | 2.2 | 3.6 | 0 | 0 | 0 | 0 | 0 |  | 6 | 6 | 6 | 0 |  | 0 | 0 | 6 | 0 | 0
1995-07-08 | 1995 | 7 | 8 | 0 | 0 | 0 | 0 | 0 | 0 | 0 | 0 | 0 | 0 | 0 | 0 | 0 | 0 | 0 | 0 | 0 | 0 | 0 | 0 | 0 | 0 | 0 | 0 |  | 0 | 0 | 0 | 0 |  | 0 | 0 | 0 | 0 | 0
1995-07-09 | 1995 | 7 | 9 | 0 | 0 | 0 | 0 | 0 | 0 | 0 | 0 | 0 | 0 | 0 | 0 | 0 | 0 | 0 | 0 | 0 | 0 | 0 | 0 | 0 | 0 | 14.6 | 0 |  | 14.6 | 14.6 | 14.6 | 0 |  | 0 | 0 | 14.6 | 0 | 0
1995-07-10 | 1995 | 7 | 10 | 0 | 0 | 0 | 0 | 0 | 0 | 0 | 0 | 0 | 0 | 0 | 0 | 0 | 0 | 0 | 0 | 0 | 0 | 0 | 0 | 0 | 0 | 0 | 0 |  | 0 | 0 | 0 | 0 |  | 0 | 0 | 0 | 0 | 0
1995-07-11 | 1995 | 7 | 11 | 0 | 0 | 0 | 0 | 0 | 0 | 0 | 0 | 0 | 0 | 0 | 0 | 0 | 0 | 0 | 8 | 0.2 | 0 | 0 | 0 | 0 | 0 | 0 | 0 |  | 8.2 | 8.2 | 8.2 | 0 |  | 0 | 0 | 8.2 | 0 | 0
1995-07-12 | 1995 | 7 | 12 | 0 | 0 | 0 | 0 | 0 | 0 | 0 | 0 | 0 | 0 | 0 | 0 | 0 | 0 | 0 | 0 | 0 | 0 | 0 | 0 | 0 | 0 | 0 | 0 |  | 0 | 0 | 0 | 0 |  | 0 | 0 | 0 | 0 | 0
1995-07-13 | 1995 | 7 | 13 | 0 | 0 | 0 | 1.8 | 0 | 0 | 0 | 0 | 0 | 0 | 0 | 0 | 0 | 0 | 0 | 0 | 0 | 0 | 0 | 0 | 0 | 0 | 0 | 0 |  | 1.8 | 1.8 | 1.8 | 0 |  | 0 | 0 | 1.8 | 0 | 0
1995-07-14 | 1995 | 7 | 14 | 0 | 0 | 0 | 0 | 0 | 0 | 0 | 0 | 0 | 0 | 0 | 0 | 0 | 0 | 0 | 8.2 | 1.5 | 0 | 0 | 0 | 0 | 0 | 0 | 1.1 |  | 10.8 | 10.8 | 10.8 | 1.7764e-15 |  | 0 | 0 | 10.8 | 0 | 0
1995-07-15 | 1995 | 7 | 15 | 0 | 0 | 0 | 0 | 0 | 0 | 0 | 0 | 0 | 0 | 0.5 | 0 | 0 | 0 | 0 | 0 | 0 | 0 | 0 | 0.3 | 0.8 | 0 | 0 | 0 |  | 1.6 | 1.6 | 1.6 | 0 |  | 0 | 0 | 1.6 | 0 | 0
1995-07-16 | 1995 | 7 | 16 | 0 | 0 | 0 | 0 | 0 | 0 | 0 | 0 | 0 | 0 | 0 | 0 | 0 | 0 | 0 | 0 | 0 | 0 | 0 | 0 | 2.7 | 1.5 | 0 | 0 |  | 4.2 | 4.2 | 4.2 | 0 |  | 0 | 0 | 4.2 | 0 | 0
1995-07-17 | 1995 | 7 | 17 | 0 | 0 | 0 | 0 | 0 | 0 | 0 | 0 | 0 | 0 | 0 | 0 | 0 | 0 | 0 | 0 | 0 | 0 | 0 | 0 | 0 | 0.6 | 0 | 16 |  | 16.6 | 16.6 | 16.6 | 0 |  | 0 | 0 | 16.6 | 0 | 0
1995-07-18 | 1995 | 7 | 18 | 1.9 | 1.3 | 1.3 | 0 | 1.2 | 0 | 0 | 0 | 0 | 0 | 1.3 | 0 | 0 | 0 | 0 | 0 | 0 | 0 | 0 | 0 | 0 | 0 | 0 | 0 |  | 7 | 7 | 7 | 0 |  | 0 | 0 | 7 | 0 | 0
1995-07-19 | 1995 | 7 | 19 | 0 | 0 | 0 | 0 | 0 | 0 | 0 | 0 | 0 | 0 | 0 | 0 | 0 | 0 | 0 | 0 | 0 | 0 | 0 | 0 | 0 | 0 | 0 | 0 |  | 0 | 0 | 0 | 0 |  | 0 | 0 | 0 | 0 | 0
1995-07-20 | 1995 | 7 | 20 | 0 | 0 | 0 | 0 | 0 | 0 | 0 | 0 | 0 | 0 | 0 | 0 | 0 | 0 | 0 | 0 | 0 | 0.2 | 0 | 0 | 0 | 0 | 1.7 | 1.1 |  | 3 | 3 | 3 | 0 |  | 0 | 0 | 3 | 0 | 0
1995-07-21 | 1995 | 7 | 21 | 3 | 1.4 | 0.5 | 0 | 0 | 0 | 0 | 0 | 0 | 0 | 0 | 0 | 0.2 | 0 | 0 | 0 | 0 | 0 | 0 | 0 | 0 | 0 | 0 | 0 |  | 5.1 | 5.1 | 5.1 | 8.8818e-16 |  | 0 | 0 | 5.1 | 0 | 0
1995-07-22 | 1995 | 7 | 22 | 0 | 0 | 0 | 0 | 0 | 0 | 0 | 0 | 0 | 0 | 0 | 0 | 0 | 0 | 0 | 0 | 0 | 0 | 0 | 0 | 0 | 0 | 0 | 0 |  | 0 | 0 | 0 | 0 |  | 0 | 0 | 0 | 0 | 0
1995-07-23 | 1995 | 7 | 23 | 0 | 0 | 0 | 0 | 0 | 0 | 0 | 0 | 0 | 0 | 1.4 | 0.3 | 0.3 | 0 | 0 | 0 | 0 | 0 | 0 | 0 | 0 | 0 | 0 | 0 |  | 2 | 2 | 2 | 0 |  | 0 | 0 | 2 | 0 | 0
1995-07-24 | 1995 | 7 | 24 | 0 | 0 | 0 | 0 | 0 | 0 | 0 | 0 | 0 | 0 | 0 | 0 | 0 | 0 | 0 | 0 | 0 | 0 | 0 | 0 | 0 | 0 | 0 | 0 |  | 0 | 0 | 0 | 0 |  | 0 | 0 | 0 | 0 | 0
1995-07-25 | 1995 | 7 | 25 | 0 | 0 | 0 | 0 | 0 | 0 | 0 | 0 | 0 | 0 | 0 | 0 | 0 | 0 | 0 | 0 | 0 | 0 | 0 | 0 | 0 | 0 | 0 | 0 |  | 0 | 0 | 0 | 0 |  | 0 | 0 | 0 | 0 | 0
1995-07-26 | 1995 | 7 | 26 | 0 | 0 | 0 | 0 | 0 | 0 | 0 | 0 | 0 | 0 | 0 | 0 | 0 | 0 | 0 | 0 | 0 | 0 | 0 | 0 | 0 | 0 | 0 | 0 |  | 0 | 0 | 0 | 0 |  | 0 | 0 | 0 | 0 | 0
1995-07-27 | 1995 | 7 | 27 | 0 | 0 | 0 | 0 | 0 | 0 | 0 | 0 | 0 | 0 | 0 | 0 | 0 | 2 | 0 | 0 | 0 | 0 | 0 | 0 | 0 | 0 | 0 | 0 |  | 2 | 2 | 2 | 0 |  | 0 | 0 | 2 | 0 | 0
1995-07-28 | 1995 | 7 | 28 | 0 | 0 | 0 | 0 | 0 | 0 | 0 | 0 | 0 | 0 | 0 | 0 | 0 | 0 | 0 | 0 | 0 | 0 | 0 | 0 | 0 | 0 | 0 | 0 |  | 0 | 0 | 0 | 0 |  | 0 | 0 | 0 | 0 | 0
1995-07-29 | 1995 | 7 | 29 | 0 | 0 | 0 | 0 | 0 | 0 | 0 | 0 | 0 | 0 | 0 | 0 | 0 | 0 | 0 | 0 | 0 | 0 | 0 | 0 | 0 | 0 | 0 | 0 |  | 0 | 0 | 0 | 0 |  | 0 | 0 | 0 | 0 | 0
1995-07-30 | 1995 | 7 | 30 | 0.3 | 0.3 | 0.4 | 0.3 | 0.3 | 0 | 0 | 0 | 0 | 0 | 0 | 0 | 0 | 0 | 0 | 0 | 0 | 0 | 0 | 0 | 0 | 0 | 0 | 0 |  | 1.6 | 1.6 | 1.6 | 0 |  | 0 | 0 | 1.6 | 0 | 0
1995-07-31 | 1995 | 7 | 31 | 0 | 0 | 0 | 0 | 0 | 0 | 0 | 0 | 0 | 0 | 0 | 0 | 0 | 0 | 0 | 0 | 0 | 0 | 0 | 0 | 0 | 0 | 0 | 0 |  | 0 | 0 | 0 | 0 |  | 0 | 0 | 0 | 0 | 0
1995-08-01 | 1995 | 8 | 1 | 0 | 0 | 0 | 0 | 0 | 0 | 0 | 0 | 0 | 0 | 0 | 0 | 0 | 0 | 0 | 0 | 0.5 | 0 | 1 | 0.7 | 0.2 | 0 | 2.2 | 0 |  | 4.6 | 4.6 | 4.6 | 8.8818e-16 |  | 0 | 0 | 0 | 4.6 | 0
1995-08-02 | 1995 | 8 | 2 | 0 | 0 | 0 | 0 | 0 | 0 | 0 | 0 | 0 | 0 | 0 | 0 | 0 | 0 | 0 | 0 | 0 | 0 | 0 | 0 | 0 | 0 | 0 | 0 |  | 0 | 0 | 0 | 0 |  | 0 | 0 | 0 | 0 | 0
1995-08-03 | 1995 | 8 | 3 | 0 | 0 | 0 | 0 | 0 | 0 | 0 | 0 | 0 | 0 | 0 | 0 | 0 | 0 | 0 | 0 | 0 | 0 | 0 | 0 | 0 | 0 | 0 | 0 |  | 0 | 0 | 0 | 0 |  | 0 | 0 | 0 | 0 | 0
1995-08-04 | 1995 | 8 | 4 | 0 | 0 | 0 | 0 | 0 | 0 | 0 | 0 | 0 | 0 | 0 | 0 | 0 | 0 | 0 | 0 | 0 | 0 | 0 | 0 | 0 | 0 | 0 | 0 |  | 0 | 0 | 0 | 0 |  | 0 | 0 | 0 | 0 | 0
1995-08-05 | 1995 | 8 | 5 | 0 | 0 | 0 | 0 | 0 | 0 | 0 | 0 | 0 | 0 | 0 | 0 | 0 | 0 | 0 | 0 | 0 | 0 | 0 | 0 | 0 | 0 | 0 | 0 |  | 0 | 0 | 0 | 0 |  | 0 | 0 | 0 | 0 | 0
1995-08-06 | 1995 | 8 | 6 | 0 | 0 | 0 | 0 | 0 | 0 | 0 | 2.9 | 1.1 | 0.2 | 0.5 | 0.2 | 0.5 | 0.9 | 0.5 | 0 | 0 | 0 | 0 | 0 | 0 | 0 | 0 | 0 |  | 6.8 | 6.8 | 6.8 | 8.8818e-16 |  | 0 | 0 | 0 | 6.8 | 0
1995-08-07 | 1995 | 8 | 7 | 0 | 0 | 0.2 | 0 | 0 | 0.2 | 0 | 0.1 | 0 | 0 | 0 | 0 | 0.2 | 0.2 | 0 | 0.2 | 0 | 0 | 0 | 0 | 0 | 0 | 0.1 | 0.2 |  | 1.4 | 1.4 | 1.4 | 0 |  | 0 | 0 | 0 | 1.4 | 0
1995-08-08 | 1995 | 8 | 8 | 0.2 | 0 | 0 | 0 | 0 | 0 | 0 | 0 | 0 | 0 | 0 | 0 | 0.2 | 0.6 | 0.2 | 0 | 0 | 0 | 0 | 0 | 0 | 0 | 0 | 0 |  | 1.2 | 1.2 | 1.2 | 0 |  | 0 | 0 | 0 | 1.2 | 0
1995-08-09 | 1995 | 8 | 9 | 0 | 0 | 0 | 0 | 0 | 0 | 0 | 0 | 0 | 0 | 0 | 0 | 0 | 0 | 0 | 0 | 0 | 0 | 0 | 0 | 0 | 0 | 0 | 0 |  | 0 | 0 | 0 | 0 |  | 0 | 0 | 0 | 0 | 0
1995-08-10 | 1995 | 8 | 10 | 0 | 0 | 0 | 0 | 0 | 0 | 0 | 0 | 0 | 0 | 0 | 0 | 0 | 0 | 0 | 0 | 0 | 0 | 0 | 0 | 0 | 0 | 0 | 0 |  | 0 | 0 | 0 | 0 |  | 0 | 0 | 0 | 0 | 0
1995-08-11 | 1995 | 8 | 11 | 0 | 0 | 0 | 0 | 0 | 0 | 0 | 0 | 0 | 0 | 0 | 0 | 0 | 0 | 0 | 0 | 0 | 2.2 | 0 | 0 | 0 | 0 | 0 | 0 |  | 2.2 | 2.2 | 2.2 | 0 |  | 0 | 0 | 0 | 2.2 | 0
1995-08-12 | 1995 | 8 | 12 | 0 | 0 | 0 | 0 | 0 | 0 | 0 | 0 | 0 | 0 | 0 | 0 | 0 | 0 | 0.3 | 0 | 0 | 0 | 0 | 0 | 0 | 0.3 | 0.3 | 0 |  | 0.9 | 0.9 | 0.9 | 1.1102e-16 |  | 0 | 0 | 0 | 0.9 | 0
1995-08-13 | 1995 | 8 | 13 | 0.6 | 0.6 | 1.3 | 0 | 0 | 0 | 0 | 0.2 | 0 | 0 | 0 | 0 | 0 | 0.4 | 0 | 0 | 0 | 0 | 0 | 0 | 0 | 0 | 0 | 0 |  | 3.1 | 3.1 | 3.1 | 0 |  | 0 | 0 | 0 | 3.1 | 0
1995-08-14 | 1995 | 8 | 14 | 0 | 0 | 0 | 0 | 0 | 0 | 0 | 0 | 0 | 0 | 0 | 0 | 0 | 0 | 0 | 0 | 0 | 0 | 0 | 0 | 0 | 0 | 0 | 0 |  | 0 | 0 | 0 | 0 |  | 0 | 0 | 0 | 0 | 0
1995-08-15 | 1995 | 8 | 15 | 0 | 0 | 0 | 0 | 0 | 0 | 0 | 0 | 0 | 0 | 0 | 0 | 0 | 0 | 0 | 0 | 0 | 0 | 0 | 0 | 0 | 0 | 0 | 0 |  | 0 | 0 | 0 | 0 |  | 0 | 0 | 0 | 0 | 0
1995-08-16 | 1995 | 8 | 16 | 0 | 0 | 0 | 0 | 0 | 0 | 0 | 0 | 0 | 0 | 0 | 0 | 0 | 0 | 0 | 0 | 0 | 0 | 0 | 0 | 0 | 0 | 0 | 0 |  | 0 | 0 | 0 | 0 |  | 0 | 0 | 0 | 0 | 0
1995-08-17 | 1995 | 8 | 17 | 0 | 0 | 0 | 0 | 0 | 0 | 0 | 0 | 0 | 0 | 0 | 0 | 0 | 0 | 0 | 0 | 4 | 0.6 | 0 | 0 | 1.4 | 1.4 | 0.4 | 0 |  | 7.8 | 7.8 | 7.8 | 8.8818e-16 |  | 0 | 0 | 0 | 7.8 | 0
1995-08-18 | 1995 | 8 | 18 | 0.4 | 0.6 | 0.6 | 0.2 | 0 | 0 | 0 | 0 | 0 | 0 | 0 | 0 | 0 | 0 | 0 | 0 | 0 | 0 | 0 | 0 | 0 | 0 | 0 | 0 |  | 1.8 | 1.8 | 1.8 | 0 |  | 0 | 0 | 0 | 1.8 | 0
1995-08-19 | 1995 | 8 | 19 | 0 | 0 | 0 | 0 | 0 | 0 | 0 | 0 | 0 | 0 | 0 | 0 | 0 | 0 | 0 | 0 | 0 | 0 | 0 | 0 | 0 | 0 | 0 | 0 |  | 0 | 0 | 0 | 0 |  | 0 | 0 | 0 | 0 | 0
1995-08-20 | 1995 | 8 | 20 | 0 | 0 | 0 | 0 | 0 | 0 | 0 | 0 | 0 | 0 | 0 | 0 | 0 | 0 | 0 | 0 | 0 | 0 | 0 | 0 | 0 | 0 | 0 | 0 |  | 0 | 0 | 0 | 0 |  | 0 | 0 | 0 | 0 | 0
1995-08-21 | 1995 | 8 | 21 | 0 | 0 | 0 | 0 | 0 | 0 | 0 | 0 | 0 | 0 | 0 | 0 | 0 | 0 | 0 | 0 | 0 | 0 | 0 | 0 | 0 | 0 | 0 | 0 |  | 0 | 0 | 0 | 0 |  | 0 | 0 | 0 | 0 | 0
1995-08-22 | 1995 | 8 | 22 | 0 | 0 | 0 | 0 | 0 | 0 | 0 | 0 | 0 | 0 | 0 | 0 | 0 | 0 | 0 | 0 | 0 | 0 | 0 | 0 | 0 | 0 | 0 | 0 |  | 0 | 0 | 0 | 0 |  | 0 | 0 | 0 | 0 | 0
1995-08-23 | 1995 | 8 | 23 | 0 | 0 | 0 | 0 | 0 | 0 | 0 | 0 | 0 | 0 | 0 | 0 | 0 | 0 | 0 | 0 | 0 | 0 | 0 | 0 | 0 | 0 | 0 | 0 |  | 0 | 0 | 0 | 0 |  | 0 | 0 | 0 | 0 | 0
1995-08-24 | 1995 | 8 | 24 | 0 | 0 | 0 | 0 | 0 | 0 | 0 | 0 | 0 | 0 | 0 | 0 | 0.2 | 0 | 0 | 0 | 0.2 | 0 | 0 | 0 | 0 | 0 | 0 | 0 |  | 0.4 | 0.4 | 0.4 | 0 |  | 0 | 0 | 0 | 0.4 | 0
1995-08-25 | 1995 | 8 | 25 | 0 | 0 | 0 | 0 | 0 | 0 | 0 | 0 | 0 | 0 | 0 | 0 | 0 | 0 | 0 | 0 | 0 | 0 | 0 | 0 | 0 | 0 | 0 | 0 |  | 0 | 0 | 0 | 0 |  | 0 | 0 | 0 | 0 | 0
1995-08-26 | 1995 | 8 | 26 | 0 | 0 | 0 | 0 | 0 | 0 | 0 | 0 | 0 | 0 | 0 | 0 | 0 | 0 | 0 | 0 | 0 | 0 | 0 | 0 | 0 | 0 | 0.2 | 0 |  | 0.2 | 0.2 | 0.2 | 0 |  | 0 | 0 | 0 | 0.2 | 0
1995-08-27 | 1995 | 8 | 27 | 0 | 0 | 0 | 0 | 0 | 0 | 0 | 0 | 0 | 0 | 0 | 0 | 0 | 0 | 0 | 0 | 0 | 0 | 0 | 0 | 0 | 0 | 0 | 0 |  | 0 | 0 | 0 | 0 |  | 0 | 0 | 0 | 0 | 0
1995-08-28 | 1995 | 8 | 28 | 0 | 0 | 0 | 0 | 0 | 0 | 0 | 0 | 0 | 0 | 0 | 0 | 0 | 0 | 0 | 0 | 0 | 0 | 0 | 0 | 0 | 0 | 0 | 0 |  | 0 | 0 | 0 | 0 |  | 0 | 0 | 0 | 0 | 0
1995-08-29 | 1995 | 8 | 29 | 0 | 0 | 0 | 0 | 0 | 0 | 0 | 0 | 0 | 0 | 0 | 0 | 0 | 0 | 0.2 | 0.2 | 2.8 | 0.6 | 0 | 0 | 0 | 0 | 0 | 0 |  | 3.8 | 3.8 | 3.8 | 0 |  | 0 | 0 | 0 | 3.8 | 0
1995-08-30 | 1995 | 8 | 30 | 0 | 0 | 0 | 0 | 0 | 0 | 0 | 0 | 0 | 0 | 0 | 0 | 0 | 0 | 0 | 0 | 0 | 0 | 0 | 0 | 0 | 0 | 0 | 0 |  | 0 | 0 | 0 | 0 |  | 0 | 0 | 0 | 0 | 0
1995-08-31 | 1995 | 8 | 31 | 0 | 0 | 0 | 0 | 0 | 0 | 0 | 0 | 0 | 0 | 0 | 0 | 0 | 0 | 0 | 0 | 0 | 0 | 0 | 0 | 0 | 0 | 0 | 0 |  | 0 | 0 | 0 | 0 |  | 0 | 0 | 0 | 0 | 0
1995-09-01 | 1995 | 9 | 1 | 0 | 0 | 0 | 0 | 0 | 0 | 0 | 0 | 0 | 0 | 0 | 0 | 0 | 0 | 0 | 0 | 0 | 0 | 0 | 0 | 0 | 0 | 0 | 0 |  | 0 | 0 | 0 | 0 |  | 0 | 0 | 0 | 0 | 0
1995-09-02 | 1995 | 9 | 2 | 0 | 0 | 0 | 0 | 0 | 0 | 0 | 0 | 0 | 0 | 0 | 0 | 0 | 0 | 0 | 0 | 0 | 0 | 0 | 0 | 0 | 0 | 0 | 0 |  | 0 | 0 | 0 | 0 |  | 0 | 0 | 0 | 0 | 0
1995-09-03 | 1995 | 9 | 3 | 0 | 0 | 0 | 0 | 0 | 0 | 0 | 0 | 0 | 0 | 0 | 0 | 0 | 0 | 0 | 0 | 0 | 0 | 0 | 0 | 0 | 0 | 0 | 0 |  | 0 | 0 | 0 | 0 |  | 0 | 0 | 0 | 0 | 0
1995-09-04 | 1995 | 9 | 4 | 0 | 0 | 0 | 0 | 0 | 0 | 0 | 0 | 0 | 0 | 0 | 0 | 0 | 0 | 0 | 0 | 0 | 0 | 0 | 0 | 0 | 0 | 0 | 0 |  | 0 | 0 | 0 | 0 |  | 0 | 0 | 0 | 0 | 0
1995-09-05 | 1995 | 9 | 5 | 0 | 0 | 0 | 0 | 0 | 0 | 0 | 0 | 0 | 0 | 1.3 | 0 | 0 | 0 | 0 | 0 | 0 | 0 | 0 | 0 | 0 | 0 | 0 | 0 |  | 1.3 | 1.3 | 1.3 | 0 |  | 0 | 0 | 0 | 0 | 1.3
1995-09-06 | 1995 | 9 | 6 | 0.2 | 0 | 0 | 0.2 | 0.2 | 0.6 | 0 | 0.4 | 1.5 | 1.7 | 2.2 | 6.5 | 2.6 | 0.2 | 0.4 | 0 | 0 | 0 | 0.4 | 0 | 0 | 0 | 0 | 0 |  | 17.1 | 17.1 | 17.1 | 3.5527e-15 |  | 0 | 0 | 0 | 0 | 17.1
1995-09-07 | 1995 | 9 | 7 | 0 | 0 | 0.1 | 0 | 0 | 0 | 0 | 0 | 0.1 | 0 | 0 | 0 | 0 | 0 | 0 | 0 | 0 | 0 | 0 | 0 | 0 | 0 | 0 | 0 |  | 0.2 | 0.2 | 0.2 | 0 |  | 0 | 0 | 0 | 0 | 0.2
1995-09-08 | 1995 | 9 | 8 | 0 | 0 | 0 | 0 | 0 | 0 | 0 | 0 | 0 | 0 | 0 | 0 | 0 | 0 | 0 | 0 | 0 | 0 | 0 | 0 | 0 | 0 | 0 | 0 |  | 0 | 0 | 0 | 0 |  | 0 | 0 | 0 | 0 | 0
1995-09-09 | 1995 | 9 | 9 | 0 | 0 | 0 | 0 | 0 | 0 | 0 | 0 | 0 | 0 | 0 | 0 | 0 | 0 | 0 | 0 | 0 | 0 | 0 | 0 | 0 | 0 | 0 | 0 |  | 0 | 0 | 0 | 0 |  | 0 | 0 | 0 | 0 | 0
1995-09-10 | 1995 | 9 | 10 | 0 | 0 | 0 | 0 | 0 | 0 | 0 | 0 | 0 | 0 | 0 | 0 | 0 | 0 | 0 | 0 | 0 | 0 | 0 | 0 | 0 | 0 | 0 | 0 |  | 0 | 0 | 0 | 0 |  | 0 | 0 | 0 | 0 | 0
1995-09-11 | 1995 | 9 | 11 | 0 | 0 | 0 | 0 | 0 | 0 | 0 | 0 | 0 | 0 | 0 | 0 | 0 | 0 | 0 | 0 | 0 | 0 | 0 | 0 | 0 | 0 | 0 | 0 |  | 0 | 0 | 0 | 0 |  | 0 | 0 | 0 | 0 | 0
1995-09-12 | 1995 | 9 | 12 | 0 | 0 | 0 | 0 | 0 | 0 | 0 | 0 | 0 | 0 | 0 | 0 | 0 | 0 | 0 | 0 | 0 | 0 | 0 | 0 | 0 | 0 | 0 | 0 |  | 0 | 0 | 0 | 0 |  | 0 | 0 | 0 | 0 | 0
1995-09-13 | 1995 | 9 | 13 | 0 | 0 | 0 | 0 | 0 | 0 | 0 | 0 | 0 | 0 | 0 | 0 | 0 | 0 | 0 | 0 | 0 | 0 | 0 | 0 | 0 | 0 | 0 | 0 |  | 0 | 0 | 0 | 0 |  | 0 | 0 | 0 | 0 | 0
1995-09-14 | 1995 | 9 | 14 | 0 | 0 | 0 | 0 | 0 | 0 | 0 | 0 | 0 | 0 | 0 | 0 | 0 | 0 | 0 | 0 | 0 | 0 | 0 | 0 | 0 | 0 | 0 | 0 |  | 0 | 0 | 0 | 0 |  | 0 | 0 | 0 | 0 | 0
1995-09-15 | 1995 | 9 | 15 | 0 | 0 | 0 | 0 | 0 | 0 | 0 | 0 | 0 | 0 | 0 | 0 | 0 | 0 | 0 | 0 | 0 | 0 | 0 | 0 | 0 | 0 | 0 | 0 |  | 0 | 0 | 0 | 0 |  | 0 | 0 | 0 | 0 | 0
1995-09-16 | 1995 | 9 | 16 | 0 | 0 | 0 | 0 | 0 | 0 | 0 | 0 | 0 | 0 | 0 | 0 | 0 | 0 | 0 | 0 | 0 | 0 | 0 | 0 | 0 | 0 | 0 | 0 |  | 0 | 0 | 0 | 0 |  | 0 | 0 | 0 | 0 | 0
1995-09-17 | 1995 | 9 | 17 | 0 | 0 | 0 | 0 | 0 | 0 | 0 | 0 | 0 | 0 | 0 | 0 | 0 | 0 | 0 | 0 | 0 | 0 | 0 | 0 | 0 | 0.2 | 0.3 | 0.3 |  | 0.8 | 0.8 | 0.8 | 0 |  | 0 | 0 | 0 | 0 | 0.8
1995-09-18 | 1995 | 9 | 18 | 0.4 | 0.5 | 0.4 | 0.4 | 0.5 | 0.4 | 0.5 | 0.4 | 0.4 | 0.5 | 0.4 | 0 | 0 | 0 | 0 | 0 | 0 | 0 | 0 | 0 | 0 | 0 | 0 | 0 |  | 4.8 | 4.8 | 4.8 | 8.8818e-16 |  | 0 | 0 | 0 | 0 | 4.8
1995-09-19 | 1995 | 9 | 19 | 0 | 0 | 0 | 0 | 0 | 0 | 0 | 0 | 0 | 0 | 0 | 0 | 0 | 0 | 0 | 0 | 0 | 0 | 0 | 0 | 0 | 0 | 0 | 0 |  | 0 | 0 | 0 | 0 |  | 0 | 0 | 0 | 0 | 0
1995-09-20 | 1995 | 9 | 20 | 0 | 0 | 0 | 0 | 0 | 0 | 0 | 0.1 | 0 | 0 | 0.1 | 0 | 0 | 0 | 0 | 0 | 0 | 0 | 0 | 0 | 0 | 0 | 0 | 0 |  | 0.2 | 0.2 | 0.2 | 0 |  | 0 | 0 | 0 | 0 | 0.2
1995-09-21 | 1995 | 9 | 21 | 0 | 0 | 0 | 0 | 0 | 0 | 0 | 0 | 0 | 0 | 0 | 0 | 0 | 0 | 0 | 0 | 0 | 0 | 0 | 0 | 0 | 0 | 0 | 0 |  | 0 | 0 | 0 | 0 |  | 0 | 0 | 0 | 0 | 0
1995-09-22 | 1995 | 9 | 22 | 0 | 0 | 0 | 0 | 0 | 0 | 0 | 0 | 0 | 0 | 0 | 0 | 0 | 0 | 0 | 0 | 0 | 0 | 0 | 0 | 0 | 0 | 0 | 0 |  | 0 | 0 | 0 | 0 |  | 0 | 0 | 0 | 0 | 0
1995-09-23 | 1995 | 9 | 23 | 0 | 0 | 0 | 0 | 0 | 0 | 0 | 0 | 0 | 0 | 0 | 0 | 0 | 0 | 0 | 0 | 0 | 0 | 0 | 0 | 0 | 0 | 0 | 0 |  | 0 | 0 | 0 | 0 |  | 0 | 0 | 0 | 0 | 0
1995-09-24 | 1995 | 9 | 24 | 0 | 0 | 0 | 0 | 0 | 0 | 0 | 0 | 0 | 0 | 0 | 0 | 0 | 0 | 0 | 0 | 0 | 0 | 0 | 0 | 0 | 0 | 0 | 0 |  | 0 | 0 | 0 | 0 |  | 0 | 0 | 0 | 0 | 0
1995-09-25 | 1995 | 9 | 25 | 0 | 0 | 0 | 0 | 0 | 0 | 0 | 0 | 0 | 0 | 0 | 0 | 0 | 0 | 0 | 0 | 0 | 0 | 0 | 0 | 0 | 0 | 0 | 0 |  | 0 | 0 | 0 | 0 |  | 0 | 0 | 0 | 0 | 0
1995-09-26 | 1995 | 9 | 26 | 0 | 0 | 0 | 0 | 0 | 0 | 0 | 0 | 0 | 0 | 0 | 0 | 0 | 0 | 0 | 0 | 0 | 0 | 0 | 0 | 0 | 0 | 0 | 0 |  | 0 | 0 | 0 | 0 |  | 0 | 0 | 0 | 0 | 0
1995-09-27 | 1995 | 9 | 27 | 0 | 0 | 0 | 0 | 0 | 0 | 0 | 0 | 0 | 0 | 0 | 0 | 0 | 0 | 0 | 0 | 0 | 0 | 0 | 0 | 0 | 0 | 0 | 0 |  | 0 | 0 | 0 | 0 |  | 0 | 0 | 0 | 0 | 0
1995-09-28 | 1995 | 9 | 28 | 0 | 0 | 0 | 0 | 0 | 0 | 0 | 0 | 0 | 0 | 0 | 0 | 0 | 0 | 0 | 0 | 0 | 0 | 0 | 0 | 0 | 0 | 0 | 0 |  | 0 | 0 | 0 | 0 |  | 0 | 0 | 0 | 0 | 0
1995-09-29 | 1995 | 9 | 29 | 0 | 0 | 0 | 0 | 0 | 0.2 | 0 | 0.5 | 1.2 | 1 | 0.2 | 0.2 | 0 | 0 | 0 | 0 | 0 | 0 | 0 | 0 | 0 | 0 | 0 | 0 |  | 3.3 | 3.3 | 3.3 | 4.4409e-16 |  | 0 | 0 | 0 | 0 | 3.3
1995-09-30 | 1995 | 9 | 30 | 0 | 0 | 0 | 0 | 0 | 0 | 0 | 0 | 0 | 0 | 0 | 0 | 0 | 0 | 0 | 0 | 0 | 0 | 0 | 0 | 0 | 0 | 0 | 0 |  | 0 | 0 | 0 | 0 |  | 0 | 0 | 0 | 0 | 0
1995-10-01 | 1995 | 10 | 1 | 0 | 0 | 0 | 0 | 0 | 0 | 0 | 0.2 | 1.3 | 0.8 | 0 | 0 | 0 | 0 | 0 | 0 | 0 | 0 | 0 | 0 | 0 | 0 | 0 | 0 |  | 2.3 | 2.3 | 2.3 | 0 |  | 0 | 0 | 0 | 0 | 0
1995-10-02 | 1995 | 10 | 2 | 0 | 0 | 0 | 0 | 0 | 0 | 0 | 0 | 0 | 0 | 0 | 0 | 0 | 0 | 0 | 0 | 0 | 0 | 0 | 0 | 0 | 0 | 0 | 0 |  | 0 | 0 | 0 | 0 |  | 0 | 0 | 0 | 0 | 0
1995-10-03 | 1995 | 10 | 3 | 0 | 0 | 0 | 0 | 0 | 0 | 0 | 0 | 0 | 0 | 0 | 0 | 0 | 0 | 0 | 0.6 | 0.3 | 0.6 | 0 | 0.6 | 0 | 0 | 0 | 0 |  | 2.1 | 2.1 | 2.1 | 0 |  | 0 | 0 | 0 | 0 | 0
1995-10-04 | 1995 | 10 | 4 | 0 | 0 | 0 | 0 | 0 | 0 | 0 | 0 | 0 | 0 | 0 | 0 | 0 | 0 | 0 | 0 | 0 | 0 | 0 | 0 | 0 | 0 | 0 | 0 |  | 0 | 0 | 0 | 0 |  | 0 | 0 | 0 | 0 | 0
1995-10-05 | 1995 | 10 | 5 | 0 | 0 | 0 | 0 | 0 | 0 | 0 | 0 | 0 | 0 | 0 | 0 | 0 | 0 | 0 | 0 | 0 | 0 | 0 | 0 | 0 | 0 | 0 | 0 |  | 0 | 0 | 0 | 0 |  | 0 | 0 | 0 | 0 | 0
1995-10-06 | 1995 | 10 | 6 | 0 | 0 | 0 | 0 | 0 | 0 | 0 | 0 | 0 | 0 | 0 | 0 | 0 | 0 | 0 | 0 | 0 | 0 | 0 | 0 | 0 | 0 | 0 | 0 |  | 0 | 0 | 0 | 0 |  | 0 | 0 | 0 | 0 | 0
1995-10-07 | 1995 | 10 | 7 | 0 | 0 | 0 | 0 | 0 | 0 | 0 | 0 | 0 | 0 | 0 | 0 | 0 | 0 | 0 | 0 | 0 | 0 | 0 | 0 | 0 | 0 | 0 | 0 |  | 0 | 0 | 0 | 0 |  | 0 | 0 | 0 | 0 | 0
1995-10-08 | 1995 | 10 | 8 | 0 | 0 | 0 | 0 | 0 | 0 | 0 | 0 | 0 | 0 | 0 | 0 | 0 | 0 | 0 | 0 | 0 | 0 | 0 | 0 | 0 | 0 | 0 | 0 |  | 0 | 0 | 0 | 0 |  | 0 | 0 | 0 | 0 | 0
1995-10-09 | 1995 | 10 | 9 | 0 | 0 | 0 | 0 | 0 | 0 | 0 | 0 | 0 | 0 | 0 | 0 | 0 | 0 | 0 | 0 | 0 | 0 | 0 | 0 | 0 | 0 | 0 | 0 |  | 0 | 0 | 0 | 0 |  | 0 | 0 | 0 | 0 | 0
1995-10-10 | 1995 | 10 | 10 | 0 | 0 | 0 | 0 | 0 | 0 | 0 | 0 | 0 | 0 | 0 | 0 | 0 | 0 | 0 | 0 | 0 | 0 | 0 | 0 | 0 | 0 | 0 | 0 |  | 0 | 0 | 0 | 0 |  | 0 | 0 | 0 | 0 | 0
1995-10-11 | 1995 | 10 | 11 | 0 | 0 | 0 | 0 | 0 | 0 | 0 | 0 | 0 | 0 | 0 | 0 | 0 | 0 | 0 | 0 | 0 | 0 | 0 | 0 | 0 | 0 | 0 | 0 |  | 0 | 0 | 0 | 0 |  | 0 | 0 | 0 | 0 | 0
1995-10-12 | 1995 | 10 | 12 | 0 | 0 | 0 | 0 | 1.6 | 2.5 | 1.8 | 0 | 0 | 0 | 0 | 0 | 0 | 0 | 0 | 0 | 0 | 0 | 0 | 0 | 0 | 0 | 0 | 0 |  | 5.9 | 5.9 | 5.9 | 8.8818e-16 |  | 0 | 0 | 0 | 0 | 0
1995-10-13 | 1995 | 10 | 13 | 0 | 0 | 0 | 0 | 0 | 0 | 0 | 0 | 0 | 0 | 0 | 0 | 0 | 0 | 0 | 0 | 0 | 0 | 0 | 0 | 0 | 0 | 0 | 0 |  | 0 | 0 | 0 | 0 |  | 0 | 0 | 0 | 0 | 0
1995-10-14 | 1995 | 10 | 14 | 0 | 0 | 0 | 0 | 0 | 0 | 0 | 0 | 0 | 0 | 0 | 0 | 0 | 0 | 0 | 0 | 0 | 0 | 0 | 0 | 0 | 0 | 0 | 0 |  | 0 | 0 | 0 | 0 |  | 0 | 0 | 0 | 0 | 0
1995-10-15 | 1995 | 10 | 15 | 0 | 0 | 0 | 0 | 0 | 0 | 0 | 0 | 0 | 0 | 0 | 0 | 0 | 0 | 0 | 0 | 0 | 0 | 0 | 0 | 0 | 0 | 0 | 0 |  | 0 | 0 | 0 | 0 |  | 0 | 0 | 0 | 0 | 0
1995-10-16 | 1995 | 10 | 16 | 0 | 0 | 0 | 0 | 0 | 0 | 0 | 0 | 0 | 0 | 0 | 0 | 0 | 0.3 | 0 | 0 | 0 | 0 | 0 | 0 | 0 | 0 | 0 | 0 |  | 0.3 | 0.3 | 0.3 | 0 |  | 0 | 0 | 0 | 0 | 0
1995-10-17 | 1995 | 10 | 17 | 0 | 0 | 0 | 0 | 0 | 0 | 0 | 0 | 0 | 0 | 0 | 0 | 0 | 0 | 0 | 0 | 0 | 0 | 0 | 0 | 0 | 0 | 0 | 0 |  | 0 | 0 | 0 | 0 |  | 0 | 0 | 0 | 0 | 0
1995-10-18 | 1995 | 10 | 18 | 0 | 0 | 0 | 0 | 0 | 0 | 0 | 0 | 0 | 0.5 | 0.2 | 0 | 0 | 0 | 0 | 0 | 0.2 | 0 | 0 | 0 | 0 | 0 | 0 | 0 |  | 0.9 | 0.9 | 0.9 | 1.1102e-16 |  | 0 | 0 | 0 | 0 | 0
1995-10-19 | 1995 | 10 | 19 | 0 | 0 | 0 | 0 | 0 | 0 | 0 | 0 | 0 | 0 | 0 | 0 | 0 | 0 | 0 | 0 | 0 | 0 | 0 | 0 | 0 | 0 | 0 | 0 |  | 0 | 0 | 0 | 0 |  | 0 | 0 | 0 | 0 | 0
1995-10-20 | 1995 | 10 | 20 | 0 | 0 | 0 | 0 | 0 | 0 | 0 | 0 | 0 | 0 | 0 | 0 | 0 | 0 | 0 | 0 | 0 | 0 | 0 | 0 | 0 | 0 | 0 | 0 |  | 0 | 0 | 0 | 0 |  | 0 | 0 | 0 | 0 | 0
1995-10-21 | 1995 | 10 | 21 | 0 | 0 | 0 | 0 | 0 | 0 | 0 | 0 | 0 | 0 | 0 | 0 | 0 | 0 | 0 | 0 | 0 | 0 | 0 | 0 | 0 | 0 | 0 | 0 |  | 0 | 0 | 0 | 0 |  | 0 | 0 | 0 | 0 | 0
1995-10-22 | 1995 | 10 | 22 | 0 | 0.2 | 0 | 0.2 | 0 | 0 | 0 | 0 | 0 | 0 | 0 | 0 | 0 | 0 | 0 | 0 | 0 | 0 | 0 | 0 | 0 | 0 | 0 | 0 |  | 0.4 | 0.4 | 0.4 | 0 |  | 0 | 0 | 0 | 0 | 0
1995-10-23 | 1995 | 10 | 23 | 0 | 0 | 0 | 0 | 0 | 0 | 0 | 0 | 0 | 0 | 0 | 0 | 0 | 0 | 0 | 0 | 0 | 0 | 0 | 0 | 0 | 0 | 0 | 0 |  | 0 | 0 | 0 | 0 |  | 0 | 0 | 0 | 0 | 0
1995-10-24 | 1995 | 10 | 24 | 0 | 0 | 0 | 0 | 0 | 0 | 0 | 0 | 0 | 0 | 0 | 0 | 0 | 0 | 0 | 0 | 0 | 0 | 0 | 0 | 0 | 0 | 0 | 0 |  | 0 | 0 | 0 | 0 |  | 0 | 0 | 0 | 0 | 0
1995-10-25 | 1995 | 10 | 25 | 0 | 0 | 0 | 0 | 0 | 0 | 0 | 0 | 0 | 0 | 0 | 0 | 0 | 0 | 0 | 0 | 0 | 0 | 0 | 0 | 0 | 0 | 0 | 0 |  | 0 | 0 | 0 | 0 |  | 0 | 0 | 0 | 0 | 0
1995-10-26 | 1995 | 10 | 26 | 0 | 0 | 0 | 0 | 0 | 0 | 0 | 0 | 0 | 0 | 0 | 0 | 0 | 0 | 0 | 0 | 0 | 0 | 0 | 0 | 0 | 0 | 0 | 0 |  | 0 | 0 | 0 | 0 |  | 0 | 0 | 0 | 0 | 0
1995-10-27 | 1995 | 10 | 27 | 0 | 0 | 0 | 0 | 0 | 0 | 0 | 0 | 0 | 0 | 0 | 0 | 0 | 0 | 0 | 0 | 0 | 0 | 0 | 0 | 0 | 0 | 0 | 0 |  | 0 | 0 | 0 | 0 |  | 0 | 0 | 0 | 0 | 0
1995-10-28 | 1995 | 10 | 28 | 0 | 0 | 0 | 0 | 0 | 0 | 0 | 0 | 0 | 0 | 0 | 0 | 0 | 0 | 0 | 0 | 0 | 0 | 0.2 | 0.2 | 0.2 | 0.2 | 0.2 | 0.2 |  | 1.2 | 1.2 | 1.2 | 0 |  | 0 | 0 | 0 | 0 | 0
1995-10-29 | 1995 | 10 | 29 | 0 | 0 | 0 | 0 | 0 | 0 | 0 | 0 | 0 | 0 | 0 | 0 | 0 | 0 | 0 | 0 | 0 | 0 | 0 | 0 | 0 | 0 | 0 | 0 |  | 0 | 0 | 0 | 0 |  | 0 | 0 | 0 | 0 | 0
1995-10-30 | 1995 | 10 | 30 | 0 | 0 | 0 | 0 | 0 | 0 | 0 | 0 | 0 | 0 | 0 | 0 | 0 | 0 | 0 | 0 | 0 | 0 | 0 | 0 | 0 | 0 | 0 | 0 |  | 0 | 0 | 0 | 0 |  | 0 | 0 | 0 | 0 | 0
1995-10-31 | 1995 | 10 | 31 | 0 | 0.1 | 0 | 0 | 0.1 | 0.1 | 0.1 | 0 | 0.1 | 0.1 | 0.1 | 0.1 | 0.1 | 0.1 | 0 | 0 | 0 | 0 | 0.1 | 0 | 0.1 | 0.1 | 0.1 | 0.1 |  | 1.5 | 1.5 | 1.5 | 2.2204e-16 |  | 0 | 0 | 0 | 0 | 0
1995-11-01 | 1995 | 11 | 1 | 0 | 0 | 0 | 0 | 0 | 0 | 0 | 0 | 0 | 0 | 0 | 0 | 0 | 0 | 0 | 0 | 0 | 0 | 0 | 0 | 0 | 0 | 0 | 0 |  | 0 | 0 | 0 | 0 |  | 0 | 0 | 0 | 0 | 0
1995-11-02 | 1995 | 11 | 2 | 0 | 0 | 0 | 0 | 0 | 0 | 0 | 0 | 0 | 0 | 0 | 0 | 0 | 0 | 0 | 0 | 0 | 0 | 0 | 0 | 0 | 0 | 0 | 0 |  | 0 | 0 | 0 | 0 |  | 0 | 0 | 0 | 0 | 0
1995-11-03 | 1995 | 11 | 3 | 0 | 0 | 0 | 0 | 0 | 0 | 0 | 0 | 0 | 0 | 0 | 0 | 0 | 0 | 0 | 0 | 0 | 0 | 0 | 0 | 0 | 0 | 0 | 0 |  | 0 | 0 | 0 | 0 |  | 0 | 0 | 0 | 0 | 0
1995-11-04 | 1995 | 11 | 4 | 0 | 0 | 0 | 0 | 0 | 0 | 0 | 0 | 0 | 0 | 0 | 0 | 0 | 0 | 0 | 0 | 0 | 0 | 0 | 0 | 0 | 0 | 0 | 0 |  | 0 | 0 | 0 | 0 |  | 0 | 0 | 0 | 0 | 0
1995-11-05 | 1995 | 11 | 5 | 0 | 0 | 0 | 0 | 0 | 0 | 0 | 0 | 0 | 0 | 0 | 0 | 0 | 0 | 0 | 0 | 0 | 0 | 0 | 0 | 0 | 0 | 0 | 0 |  | 0 | 0 | 0 | 0 |  | 0 | 0 | 0 | 0 | 0
1995-11-06 | 1995 | 11 | 6 | 0 | 0.1 | 0.2 | 0 | 0 | 0.1 | 0 | 0.2 | 0.1 | 0.1 | 0.2 | 0.1 | 0.1 | 0 | 0 | 0 | 0 | 0.2 | 0.1 | 0.2 | 0.1 | 0.1 | 0.2 | 0.1 |  | 2.2 | 2.2 | 2.2 | 4.4409e-16 |  | 0 | 0 | 0 | 0 | 0
1995-11-07 | 1995 | 11 | 7 | 0.1 | 0.2 | 0.1 | 0.1 | 0.2 | 0.1 | 0.2 | 0.1 | 0.1 | 0.2 | 0.1 | 0.1 | 0.2 | 0.1 | 0.1 | 0.2 | 0.1 | 0.1 | 0.2 | 0.1 | 0.2 | 0.1 | 0.3 | 0.1 |  | 3.4 | 3.4 | 3.4 | 1.3323e-15 |  | 0 | 0 | 0 | 0 | 0
1995-11-08 | 1995 | 11 | 8 | 0.1 | 0.1 | 0.1 | 0 | 0.1 | 0.1 | 0.1 | 0 | 0.1 | 0.1 | 0.1 | 0.1 | 0 | 0.1 | 0.1 | 0.1 | 0.1 | 0.1 | 0.1 | 0.1 | 0 | 0.1 | 0.1 | 0.1 |  | 2 | 2 | 2 | 4.4409e-16 |  | 0 | 0 | 0 | 0 | 0
1995-11-09 | 1995 | 11 | 9 | 0.2 | 0.1 | 0.2 | 0.2 | 0.2 | 0.1 | 0.2 | 0.2 | 0 | 0 | 0 | 0 | 0 | 0 | 0.2 | 0.1 | 0.2 | 0 | 0 | 0.2 | 0.2 | 0.1 | 0.2 | 0 |  | 2.6 | 2.6 | 2.6 | 4.4409e-16 |  | 0 | 0 | 0 | 0 | 0
1995-11-10 | 1995 | 11 | 10 | 0 | 0 | 0 | 0 | 0 | 0 | 0 | 0 | 0 | 0 | 0 | 0 | 0 | 0 | 0 | 0 | 0 | 0 | 0 | 0 | 0 | 0 | 0 | 0 |  | 0 | 0 | 0 | 0 |  | 0 | 0 | 0 | 0 | 0
1995-11-11 | 1995 | 11 | 11 | 0 | 0 | 0 | 0 | 0 | 0 | 0 | 0 | 0 | 0 | 0 | 0 | 0 | 0 | 0 | 0 | 0 | 0 | 0 | 0 | 0 | 0 | 0 | 0 |  | 0 | 0 | 0 | 0 |  | 0 | 0 | 0 | 0 | 0
1995-11-12 | 1995 | 11 | 12 | 0 | 0 | 0 | 0 | 0 | 0 | 0 | 0 | 0 | 0 | 0 | 0 | 0 | 0 | 0 | 0 | 0 | 0 | 0 | 0 | 0 | 0 | 0 | 0 |  | 0 | 0 | 0 | 0 |  | 0 | 0 | 0 | 0 | 0
1995-11-13 | 1995 | 11 | 13 | 0 | 0 | 0 | 0 | 0 | 0 | 0 | 0 | 0 | 0 | 0 | 0 | 0 | 0 | 0 | 0 | 0 | 0 | 0 | 0 | 0 | 0 | 0 | 0 |  | 0 | 0 | 0 | 0 |  | 0 | 0 | 0 | 0 | 0
1995-11-14 | 1995 | 11 | 14 | 0 | 0 | 0 | 0 | 0 | 0 | 0 | 0 | 0 | 0 | 0 | 0 | 0 | 0 | 0 | 0 | 0 | 0 | 0 | 0 | 0 | 0 | 0 | 0 |  | 0 | 0 | 0 | 0 |  | 0 | 0 | 0 | 0 | 0
1995-11-15 | 1995 | 11 | 15 | 0 | 0 | 0 | 0 | 0 | 0 | 0 | 0 | 0 | 0 | 0 | 0 | 0 | 0 | 0 | 0 | 0 | 0 | 0 | 0 | 0 | 0 | 0 | 0 |  | 0 | 0 | 0 | 0 |  | 0 | 0 | 0 | 0 | 0
1995-11-16 | 1995 | 11 | 16 | 0 | 0 | 0 | 0 | 0 | 0 | 0 | 0 | 0 | 0 | 0 | 0 | 0 | 0 | 0 | 0 | 0 | 0 | 0 | 0 | 0 | 0 | 0 | 0 |  | 0 | 0 | 0 | 0 |  | 0 | 0 | 0 | 0 | 0
1995-11-17 | 1995 | 11 | 17 | 0 | 0 | 0 | 0 | 0 | 0 | 0 | 0 | 0 | 0 | 0 | 0 | 0 | 0 | 0 | 0 | 0 | 0 | 0 | 0 | 0 | 0 | 0 | 0 |  | 0 | 0 | 0 | 0 |  | 0 | 0 | 0 | 0 | 0
1995-11-18 | 1995 | 11 | 18 | 0 | 0 | 0 | 0 | 0 | 0 | 0 | 0 | 0 | 0 | 0 | 0 | 0 | 0 | 0 | 0 | 0 | 0 | 0 | 0 | 0 | 0 | 0 | 0 |  | 0 | 0 | 0 | 0 |  | 0 | 0 | 0 | 0 | 0
1995-11-19 | 1995 | 11 | 19 | 0 | 0 | 0 | 0 | 0 | 0 | 0 | 0 | 0 | 0 | 0 | 0 | 0 | 0 | 0 | 0 | 0 | 0 | 0 | 0 | 0 | 0 | 0 | 0 |  | 0 | 0 | 0 | 0 |  | 0 | 0 | 0 | 0 | 0
1995-11-20 | 1995 | 11 | 20 | 0 | 0 | 0 | 0 | 0 | 0 | 0 | 0 | 0 | 0 | 0 | 0 | 0 | 0 | 0 | 0 | 0 | 0 | 0 | 0 | 0 | 0 | 0 | 0 |  | 0 | 0 | 0 | 0 |  | 0 | 0 | 0 | 0 | 0
1995-11-21 | 1995 | 11 | 21 | 0 | 0 | 0 | 0 | 0 | 0 | 0 | 0 | 0 | 0 | 0 | 0 | 0 | 0 | 0 | 0 | 0 | 0 | 0 | 0 | 0 | 0 | 0 | 0 |  | 0 | 0 | 0 | 0 |  | 0 | 0 | 0 | 0 | 0
1995-11-22 | 1995 | 11 | 22 | 0 | 0 | 0 | 0 | 0 | 0 | 0 | 0 | 0 | 0 | 0 | 0 | 0 | 0 | 0 | 0 | 0 | 0 | 0 | 0 | 0 | 0 | 0 | 0 |  | 0 | 0 | 0 | 0 |  | 0 | 0 | 0 | 0 | 0
1995-11-23 | 1995 | 11 | 23 | 0 | 0 | 0 | 0 | 0 | 0 | 0 | 0 | 0 | 0 | 0 | 0 | 0 | 0 | 0 | 0 | 0 | 0 | 0 | 0 | 0 | 0 | 0 | 0 |  | 0 | 0 | 0 | 0 |  | 0 | 0 | 0 | 0 | 0
1995-11-24 | 1995 | 11 | 24 | 0 | 0 | 0 | 0 | 0 | 0 | 0 | 0 | 0 | 0 | 0 | 0 | 0 | 0 | 0 | 0 | 0 | 0 | 0 | 0 | 0 | 0 | 0 | 0 |  | 0 | 0 | 0 | 0 |  | 0 | 0 | 0 | 0 | 0
1995-11-25 | 1995 | 11 | 25 | 0 | 0 | 0 | 0 | 0 | 0 | 0 | 0.4 | 0 | 0 | 0 | 0 | 0 | 0 | 0 | 0 | 0 | 0 | 0 | 0 | 0 | 0 | 0 | 0 |  | 0.4 | 0.4 | 0.4 | 0 |  | 0 | 0 | 0 | 0 | 0
1995-11-26 | 1995 | 11 | 26 | 0 | 0 | 0 | 0 | 0 | 0 | 0 | 0.2 | 0 | 0 | 0 | 0 | 0.3 | 0.2 | 0.3 | 0.2 | 0.3 | 0.2 | 0.3 | 0.2 | 0.3 | 0.2 | 0.3 | 0.2 |  | 3.2 | 3.2 | 3.2 | 0 |  | 0 | 0 | 0 | 0 | 0
1995-11-27 | 1995 | 11 | 27 | 0.1 | 0 | 0 | 0 | 0 | 0 | 0 | 0.1 | 0 | 0.1 | 0 | 0.1 | 0 | 0.1 | 0 | 0.1 | 0 | 0.1 | 0 | 0.1 | 0 | 0.1 | 0 | 0.1 |  | 1 | 1 | 1 | 1.1102e-16 |  | 0 | 0 | 0 | 0 | 0
1995-11-28 | 1995 | 11 | 28 | 0.1 | 0.2 | 0.1 | 0.2 | 0.1 | 0.2 | 0.1 | 0.1 | 0.2 | 0.1 | 0.2 | 0.1 | 0 | 0 | 0 | 0.2 | 0.1 | 0.1 | 0.2 | 0.1 | 0.2 | 0.1 | 0.2 | 0.1 |  | 3 | 3 | 3 | 1.3323e-15 |  | 0 | 0 | 0 | 0 | 0
1995-11-29 | 1995 | 11 | 29 | 0.1 | 0.1 | 0 | 0.1 | 0.1 | 0 | 0 | 0.1 | 0 | 0.1 | 0 | 0 | 0 | 0 | 0 | 0 | 0 | 0 | 0 | 0 | 0 | 0 | 0.1 | 0 |  | 0.7 | 0.7 | 0.7 | 0 |  | 0 | 0 | 0 | 0 | 0
1995-11-30 | 1995 | 11 | 30 | 0 | 0 | 0.4 | 0.4 | 0.3 | 0.4 | 0.4 | 0.4 | 0 | 0 | 0 | 0 | 0 | 0 | 0.4 | 0.4 | 0.3 | 0.4 | 0.4 | 0 | 0 | 0 | 0 | 0 |  | 4.2 | 4.2 | 4.2 | 8.8818e-16 |  | 0 | 0 | 0 | 0 | 0
1995-12-01 | 1995 | 12 | 1 | 0 | 0 | 0 | 0 | 0 | 0 | 0 | 0 | 0 | 0 | 0 | 0 | 0 | 0 | 0 | 0 | 0 | 0 | 0 | 0 | 0 | 0 | 0 | 0 |  | 0 | 0 | 0 | 0 |  | 0 | 0 | 0 | 0 | 0
1995-12-02 | 1995 | 12 | 2 | 0 | 0 | 0 | 0 | 0 | 0 | 0 | 0 | 0 | 0 | 0 | 0 | 0 | 0 | 0.1 | 0.2 | 0.1 | 0 | 0 | 0 | 0 | 0 | 0 | 0 |  | 0.4 | 0.4 | 0.4 | 0 |  | 0 | 0 | 0 | 0 | 0
1995-12-03 | 1995 | 12 | 3 | 0 | 0 | 0 | 0 | 0 | 0 | 0 | 0 | 0 | 0 | 0 | 0 | 0 | 0 | 0 | 0 | 0 | 0 | 0 | 0 | 0 | 0 | 0 | 0 |  | 0 | 0 | 0 | 0 |  | 0 | 0 | 0 | 0 | 0
1995-12-04 | 1995 | 12 | 4 | 0 | 0 | 0 | 0 | 0 | 0 | 0 | 0.2 | 0.2 | 0.1 | 0.2 | 0.2 | 0 | 0 | 0 | 0 | 0 | 0 | 0 | 0 | 0.2 | 0.1 | 0.2 | 0.2 |  | 1.6 | 1.6 | 1.6 | 2.2204e-16 |  | 0 | 0 | 0 | 0 | 0
1995-12-05 | 1995 | 12 | 5 | 0 | 0 | 0 | 0 | 0 | 0 | 0 | 0 | 0 | 0 | 0 | 0 | 0 | 0 | 0 | 0 | 0 | 0 | 0 | 0 | 0 | 0 | 0 | 0 |  | 0 | 0 | 0 | 0 |  | 0 | 0 | 0 | 0 | 0
1995-12-06 | 1995 | 12 | 6 | 0 | 0 | 0 | 0 | 0 | 0 | 0 | 0 | 0 | 0 | 0 | 0 | 0 | 0 | 0 | 0 | 0 | 0 | 0 | 0 | 0 | 0 | 0 | 0 |  | 0 | 0 | 0 | 0 |  | 0 | 0 | 0 | 0 | 0
1995-12-07 | 1995 | 12 | 7 | 0 | 0.1 | 0 | 0 | 0.1 | 0 | 0 | 0.1 | 0 | 0 | 0.1 | 0 | 0 | 0 | 0 | 0 | 0 | 0 | 0 | 0 | 0 | 0 | 0 | 0 |  | 0.4 | 0.4 | 0.4 | 0 |  | 0 | 0 | 0 | 0 | 0
1995-12-08 | 1995 | 12 | 8 | 0 | 0 | 0 | 0 | 0 | 0 | 0 | 0 | 0 | 0 | 0 | 0 | 0 | 0 | 0 | 0 | 0 | 0 | 0 | 0 | 0 | 0 | 0 | 0 |  | 0 | 0 | 0 | 0 |  | 0 | 0 | 0 | 0 | 0
1995-12-09 | 1995 | 12 | 9 | 0 | 0 | 0 | 0 | 0 | 0 | 0 | 0 | 0 | 0 | 0 | 0 | 0 | 0 | 0 | 0 | 0 | 0 | 0 | 0 | 0 | 0 | 0 | 0 |  | 0 | 0 | 0 | 0 |  | 0 | 0 | 0 | 0 | 0
1995-12-10 | 1995 | 12 | 10 | 0 | 0 | 0.4 | 0.4 | 0.3 | 0.4 | 0.4 | 0.4 | 0.3 | 0.4 | 0 | 0 | 0.4 | 0 | 0 | 0 | 0 | 0 | 0 | 0 | 0.4 | 0.3 | 0.4 | 0.4 |  | 4.9 | 4.9 | 4.9 | 0 |  | 0 | 0 | 0 | 0 | 0
1995-12-11 | 1995 | 12 | 11 | 0.1 | 0.1 | 0.1 | 0.1 | 0.1 | 0 | 0.1 | 0.1 | 0.1 | 0.1 | 0.1 | 0.1 | 0.1 | 0.1 | 0.1 | 0.1 | 0 | 0 | 0 | 0.1 | 0.1 | 0.1 | 0.1 | 0.1 |  | 2 | 2 | 2 | 4.4409e-16 |  | 0 | 0 | 0 | 0 | 0
1995-12-12 | 1995 | 12 | 12 | 0.1 | 0.1 | 0.1 | 0 | 0.1 | 0.1 | 0.1 | 0.1 | 0.1 | 0 | 0.1 | 0.1 | 0.1 | 0.1 | 0 | 0.1 | 0.1 | 0.1 | 0.1 | 0.1 | 0 | 0.1 | 0.1 | 0.1 |  | 2 | 2 | 2 | 4.4409e-16 |  | 0 | 0 | 0 | 0 | 0
1995-12-13 | 1995 | 12 | 13 | 0 | 0 | 0 | 0 | 0 | 0 | 0 | 0 | 0 | 0 | 0 | 0 | 0 | 0 | 0 | 0 | 0 | 0 | 0 | 0 | 0 | 0 | 0 | 0 |  | 0 | 0 | 0 | 0 |  | 0 | 0 | 0 | 0 | 0
1995-12-14 | 1995 | 12 | 14 | 0 | 0 | 0 | 0 | 0 | 0 | 0 | 0 | 0 | 0 | 0 | 0 | 0 | 0 | 0 | 0 | 0 | 0 | 0 | 0 | 0 | 0 | 0 | 0 |  | 0 | 0 | 0 | 0 |  | 0 | 0 | 0 | 0 | 0
1995-12-15 | 1995 | 12 | 15 | 0 | 0 | 0 | 0 | 0 | 0 | 0 | 0 | 0 | 0 | 0 | 0 | 0 | 0 | 0 | 0 | 0 | 0 | 0 | 0 | 0 | 0 | 0 | 0 |  | 0 | 0 | 0 | 0 |  | 0 | 0 | 0 | 0 | 0
1995-12-16 | 1995 | 12 | 16 | 0 | 0 | 0 | 0 | 0 | 0 | 0 | 0 | 0 | 0 | 0 | 0 | 0 | 0 | 0 | 0 | 0 | 0 | 0 | 0 | 0 | 0 | 0 | 0 |  | 0 | 0 | 0 | 0 |  | 0 | 0 | 0 | 0 | 0
1995-12-17 | 1995 | 12 | 17 | 0 | 0 | 0 | 0 | 0 | 0 | 0 | 0 | 0 | 0 | 0 | 0 | 0 | 0 | 0 | 0 | 0 | 0 | 0 | 0 | 0 | 0 | 0 | 0 |  | 0 | 0 | 0 | 0 |  | 0 | 0 | 0 | 0 | 0
1995-12-18 | 1995 | 12 | 18 | 0 | 0 | 0 | 0 | 0 | 0 | 0 | 0 | 0 | 0 | 0 | 0 | 0 | 0 | 0 | 0 | 0 | 0 | 0 | 0 | 0 | 0 | 0 | 0 |  | 0 | 0 | 0 | 0 |  | 0 | 0 | 0 | 0 | 0
1995-12-19 | 1995 | 12 | 19 | 0 | 0.7 | 0.8 | 0.7 | 0.7 | 0.7 | 0.8 | 0.7 | 0.7 | 1.5 | 0.7 | 0.7 | 0.7 | 0.8 | 0.7 | 0.7 | 0 | 0 | 0 | 0 | 0 | 0 | 0 | 0 |  | 11.6 | 11.6 | 11.6 | 1.7764e-15 |  | 0 | 0 | 0 | 0 | 0
1995-12-20 | 1995 | 12 | 20 | 0 | 0 | 0 | 0 | 0 | 0 | 0 | 0 | 0 | 0 | 0 | 0 | 0 | 0 | 0 | 0 | 0 | 0 | 0 | 0 | 0 | 0 | 0 | 0 |  | 0 | 0 | 0 | 0 |  | 0 | 0 | 0 | 0 | 0
1995-12-21 | 1995 | 12 | 21 | 0 | 0 | 0 | 0 | 0 | 0 | 0 | 0 | 0 | 0 | 0 | 0 | 0 | 0 | 0 | 0 | 0 | 0 | 0 | 0 | 0 | 0 | 0 | 0 |  | 0 | 0 | 0 | 0 |  | 0 | 0 | 0 | 0 | 0
1995-12-22 | 1995 | 12 | 22 | 0 | 0 | 0 | 0 | 0 | 0 | 0 | 0 | 0 | 0 | 0 | 0 | 0 | 0 | 0 | 0 | 0 | 0 | 0 | 0 | 0 | 0 | 0 | 0 |  | 0 | 0 | 0 | 0 |  | 0 | 0 | 0 | 0 | 0
1995-12-23 | 1995 | 12 | 23 | 0 | 0 | 0 | 0 | 0 | 0 | 0 | 0 | 0 | 0 | 0 | 0 | 0 | 0 | 0 | 0 | 0 | 0 | 0 | 0 | 0 | 0 | 0 | 0 |  | 0 | 0 | 0 | 0 |  | 0 | 0 | 0 | 0 | 0
1995-12-24 | 1995 | 12 | 24 | 0 | 0 | 0 | 0 | 0 | 0 | 0 | 0 | 0 | 0 | 0 | 0 | 0 | 0 | 0 | 0 | 0 | 0 | 0 | 0 | 0 | 0 | 0 | 0 |  | 0 | 0 | 0 | 0 |  | 0 | 0 | 0 | 0 | 0
1995-12-25 | 1995 | 12 | 25 | 0 | 0 | 0 | 0 | 0 | 0 | 0 | 0 | 0 | 0 | 0 | 0 | 0 | 0 | 0 | 0 | 0 | 0 | 0 | 0 | 0 | 0 | 0 | 0 |  | 0 | 0 | 0 | 0 |  | 0 | 0 | 0 | 0 | 0
1995-12-26 | 1995 | 12 | 26 | 0 | 0 | 0 | 0 | 0 | 0 | 0 | 0 | 0 | 0 | 0 | 0 | 0 | 0 | 0 | 0 | 0 | 0 | 0 | 0 | 0 | 0 | 0 | 0 |  | 0 | 0 | 0 | 0 |  | 0 | 0 | 0 | 0 | 0
1995-12-27 | 1995 | 12 | 27 | 0 | 0 | 0 | 0 | 0 | 0 | 0 | 0 | 0 | 0 | 0 | 0 | 0 | 0 | 0 | 0 | 0 | 0 | 0 | 0 | 0 | 0 | 0 | 0 |  | 0 | 0 | 0 | 0 |  | 0 | 0 | 0 | 0 | 0
1995-12-28 | 1995 | 12 | 28 | 0 | 0 | 0 | 0 | 0 | 0 | 0 | 0 | 0 | 0 | 0 | 0 | 0 | 0 | 0 | 0 | 0 | 0 | 0 | 0 | 0 | 0 | 0 | 0 |  | 0 | 0 | 0 | 0 |  | 0 | 0 | 0 | 0 | 0
1995-12-29 | 1995 | 12 | 29 | 0 | 0 | 0 | 0 | 0 | 0 | 0 | 0 | 0 | 0 | 0 | 0 | 0 | 0 | 0 | 0 | 0 | 0 | 0 | 0 | 0 | 0 | 0 | 0 |  | 0 | 0 | 0 | 0 |  | 0 | 0 | 0 | 0 | 0
1995-12-30 | 1995 | 12 | 30 | 0 | 0 | 0 | 0 | 0 | 0 | 0 | 0 | 0 | 0 | 0 | 0 | 0 | 0 | 0 | 0 | 0 | 0 | 0 | 0 | 0 | 0 | 0 | 0 |  | 0 | 0 | 0 | 0 |  | 0 | 0 | 0 | 0 | 0
1995-12-31 | 1995 | 12 | 31 | 0 | 0 | 0 | 0 | 0 | 0 | 0 | 0 | 0 | 0 | 0 | 0 | 0 | 0 | 0 | 0 | 0 | 0 | 0 | 0 | 0 | 0 | 0 | 0 |  | 0 | 0 | 0 | 0 |  | 0 | 0 | 0 | 0 | 0
1996-01-01 | 1996 | 1 | 1 | 0 | 0 | 0 | 0 | 0 | 0 | 0 | 0 | 0 | 0 | 0 | 0 | 0 | 0 | 0 | 0 | 0 | 0 | 0 | 0 | 0 | 0 | 0 | 0 |  | 0 | 0 | 0 | 0 |  | 0 | 0 | 0 | 0 | 0
1996-01-02 | 1996 | 1 | 2 | 0.2 | 0.1 | 0.2 | 0 | 0 | 0 | 0 | 0 | 0 | 0 | 0 | 0 | 0 | 0 | 0 | 0 | 0 | 0 | 0 | 0.1 | 0.2 | 0.1 | 0.2 | 0.1 |  | 1.2 | 1.2 | 1.2 | 2.2204e-16 |  | 0 | 0 | 0 | 0 | 0
1996-01-03 | 1996 | 1 | 3 | 0.7 | 0.7 | 0.7 | 0.7 | 0.7 | 0.6 | 0.7 | 0.7 | 0.7 | 0.7 | 0.7 | 0.7 | 0.7 | 0.7 | 0.7 | 0.7 | 0.7 | 0.6 | 0.7 | 0.7 | 0.7 | 0.7 | 0.7 | 0.7 |  | 16.6 | 16.6 | 16.6 | 7.1054e-15 |  | 0 | 0 | 0 | 0 | 0
1996-01-04 | 1996 | 1 | 4 | 0 | 0.1 | 0 | 0.1 | 0 | 0.1 | 0 | 0.1 | 0 | 0.1 | 0 | 0.1 | 0 | 0 | 0 | 0 | 0.1 | 0 | 0.1 | 0 | 0.1 | 0 | 0.1 | 0 |  | 1 | 1 | 1 | 1.1102e-16 |  | 0 | 0 | 0 | 0 | 0
1996-01-05 | 1996 | 1 | 5 | 0 | 0 | 0 | 0 | 0 | 0 | 0 | 0 | 0 | 0 | 0 | 0 | 0 | 0 | 0 | 0 | 0 | 0 | 0 | 0 | 0 | 0 | 0 | 0 |  | 0 | 0 | 0 | 0 |  | 0 | 0 | 0 | 0 | 0
1996-01-06 | 1996 | 1 | 6 | 0 | 0 | 0 | 0 | 0 | 0 | 0 | 0 | 0 | 0 | 0 | 0 | 0 | 0 | 0 | 0 | 0 | 0 | 0 | 0 | 0 | 0 | 0 | 0 |  | 0 | 0 | 0 | 0 |  | 0 | 0 | 0 | 0 | 0
1996-01-07 | 1996 | 1 | 7 | 0 | 0 | 0 | 0 | 0 | 0 | 0 | 0 | 0 | 0 | 0 | 0 | 0 | 0 | 0 | 0 | 0 | 0 | 0 | 0 | 0 | 0 | 0 | 0 |  | 0 | 0 | 0 | 0 |  | 0 | 0 | 0 | 0 | 0
1996-01-08 | 1996 | 1 | 8 | 0 | 0 | 0 | 0 | 0 | 0 | 0 | 0 | 0 | 0 | 0 | 0 | 0 | 0 | 0 | 0 | 0 | 0 | 0 | 0 | 0 | 0 | 0 | 0 |  | 0 | 0 | 0 | 0 |  | 0 | 0 | 0 | 0 | 0
1996-01-09 | 1996 | 1 | 9 | 0 | 0 | 0 | 0 | 0 | 0 | 0 | 0 | 0 | 0 | 0 | 0 | 0 | 0 | 0 | 0 | 0 | 0 | 0 | 0 | 0 | 0 | 0 | 0 |  | 0 | 0 | 0 | 0 |  | 0 | 0 | 0 | 0 | 0
1996-01-10 | 1996 | 1 | 10 | 0 | 0 | 0 | 0 | 0 | 0 | 0 | 0 | 0 | 0 | 0 | 0 | 0 | 0 | 0 | 0 | 0 | 0 | 0 | 0 | 0 | 0 | 0 | 0 |  | 0 | 0 | 0 | 0 |  | 0 | 0 | 0 | 0 | 0
1996-01-11 | 1996 | 1 | 11 | 0 | 0 | 0 | 0 | 0 | 0 | 0 | 0 | 0 | 0 | 0 | 0 | 0 | 0 | 0 | 0 | 0 | 0 | 0 | 0 | 0 | 0 | 0 | 0 |  | 0 | 0 | 0 | 0 |  | 0 | 0 | 0 | 0 | 0
1996-01-12 | 1996 | 1 | 12 | 0 | 0 | 0 | 0 | 0 | 0 | 0 | 0 | 0 | 0 | 0 | 0 | 0 | 0 | 0 | 0 | 0 | 0 | 0 | 0 | 0 | 0 | 0 | 0 |  | 0 | 0 | 0 | 0 |  | 0 | 0 | 0 | 0 | 0
1996-01-13 | 1996 | 1 | 13 | 0 | 0 | 0 | 0 | 0 | 0 | 0 | 0 | 0 | 0 | 0 | 0 | 0 | 0 | 0 | 0 | 0 | 0 | 0 | 0 | 0 | 0 | 0 | 0 |  | 0 | 0 | 0 | 0 |  | 0 | 0 | 0 | 0 | 0
1996-01-14 | 1996 | 1 | 14 | 0 | 0 | 0 | 0 | 0 | 0 | 0 | 0 | 0 | 0 | 0 | 0 | 0 | 0 | 0 | 0 | 0 | 0 | 0 | 0 | 0 | 0 | 0 | 0 |  | 0 | 0 | 0 | 0 |  | 0 | 0 | 0 | 0 | 0
1996-01-15 | 1996 | 1 | 15 | 0.1 | 0 | 0.1 | 0.1 | 0 | 0.1 | 0 | 0.1 | 0.1 | 0 | 0.1 | 0.1 | 0 | 0.1 | 0 | 0 | 0 | 0 | 0 | 0.1 | 0.1 | 0 | 0.1 | 0 |  | 1.2 | 1.2 | 1.2 | 0 |  | 0 | 0 | 0 | 0 | 0
1996-01-16 | 1996 | 1 | 16 | 0 | 0.1 | 0 | 0.1 | 0 | 0.1 | 0 | 0 | 0.1 | 0 | 0.1 | 0 | 0 | 0.1 | 0 | 0.1 | 0 | 0 | 0.1 | 0 | 0.1 | 0 | 0.1 | 0 |  | 1 | 1 | 1 | 1.1102e-16 |  | 0 | 0 | 0 | 0 | 0
1996-01-17 | 1996 | 1 | 17 | 0 | 0 | 0.1 | 0 | 0 | 0 | 0.1 | 0 | 0 | 0 | 0 | 0 | 0 | 0 | 0 | 0 | 0 | 0 | 0 | 0 | 0 | 0 | 0 | 0 |  | 0.2 | 0.2 | 0.2 | 0 |  | 0 | 0 | 0 | 0 | 0
1996-01-18 | 1996 | 1 | 18 | 0 | 0 | 0 | 0 | 0 | 0 | 0 | 0 | 0 | 0 | 0 | 0 | 0 | 0 | 0 | 0 | 0 | 0 | 0 | 0 | 0 | 0 | 0 | 0 |  | 0 | 0 | 0 | 0 |  | 0 | 0 | 0 | 0 | 0
1996-01-19 | 1996 | 1 | 19 | 0 | 0 | 0 | 0 | 0 | 0 | 0 | 0 | 0 | 0 | 0 | 0 | 0 | 0 | 0 | 0 | 0 | 0 | 0 | 0 | 0 | 0 | 0 | 0 |  | 0 | 0 | 0 | 0 |  | 0 | 0 | 0 | 0 | 0
1996-01-20 | 1996 | 1 | 20 | 0 | 0 | 0 | 0 | 0 | 0 | 0 | 0 | 0 | 0 | 0 | 0 | 0 | 0 | 0 | 0 | 0 | 0 | 0 | 0 | 0 | 0 | 0 | 0 |  | 0 | 0 | 0 | 0 |  | 0 | 0 | 0 | 0 | 0
1996-01-21 | 1996 | 1 | 21 | 0 | 0 | 0 | 0 | 0 | 0 | 0 | 0 | 0 | 0 | 0 | 0 | 0 | 0 | 0 | 0 | 0 | 0 | 0 | 0 | 0 | 0 | 0 | 0 |  | 0 | 0 | 0 | 0 |  | 0 | 0 | 0 | 0 | 0
1996-01-22 | 1996 | 1 | 22 | 0 | 0 | 0 | 0 | 0 | 0 | 0 | 0 | 0 | 0 | 0 | 0 | 0 | 0 | 0 | 0 | 0 | 0 | 0 | 0 | 0 | 0 | 0 | 0 |  | 0 | 0 | 0 | 0 |  | 0 | 0 | 0 | 0 | 0
1996-01-23 | 1996 | 1 | 23 | 0 | 0 | 0 | 0 | 0 | 0 | 0 | 0 | 0.1 | 0 | 0 | 0.1 | 0 | 0.1 | 0 | 0 | 0 | 0 | 0.1 | 0 | 0.1 | 0 | 0.1 | 0 |  | 0.6 | 0.6 | 0.6 | 0 |  | 0 | 0 | 0 | 0 | 0
1996-01-24 | 1996 | 1 | 24 | 0 | 0 | 0 | 0 | 0 | 0 | 0 | 0 | 0 | 0.1 | 0 | 0 | 0.1 | 0 | 0 | 0 | 0 | 0 | 0 | 0 | 0 | 0 | 0 | 0 |  | 0.2 | 0.2 | 0.2 | 0 |  | 0 | 0 | 0 | 0 | 0
1996-01-25 | 1996 | 1 | 25 | 0 | 0 | 0 | 0 | 0 | 0 | 0 | 0 | 0 | 0 | 0 | 0 | 0 | 0 | 0 | 0 | 0 | 0 | 0 | 0 | 0 | 0 | 0 | 0 |  | 0 | 0 | 0 | 0 |  | 0 | 0 | 0 | 0 | 0
1996-01-26 | 1996 | 1 | 26 | 0 | 0.1 | 0 | 0 | 0.1 | 0 | 0 | 0 | 0.1 | 0 | 0 | 0 | 0 | 0 | 0 | 0 | 0 | 0 | 0 | 0 | 0 | 0 | 0.1 | 0 |  | 0.4 | 0.4 | 0.4 | 0 |  | 0 | 0 | 0 | 0 | 0
1996-01-27 | 1996 | 1 | 27 | 0.1 | 0 | 0.1 | 0.1 | 0 | 0.1 | 0.1 | 0 | 0.1 | 0.1 | 0 | 0.1 | 0.1 | 0 | 0.1 | 0.1 | 0 | 0.1 | 0.1 | 0 | 0.1 | 0.1 | 0 | 0.1 |  | 1.6 | 1.6 | 1.6 | 2.2204e-16 |  | 0 | 0 | 0 | 0 | 0
1996-01-28 | 1996 | 1 | 28 | 0.1 | 0.1 | 0 | 0.1 | 0.1 | 0.1 | 0.1 | 0 | 0.1 | 0.1 | 0 | 0 | 0 | 0 | 0 | 0 | 0 | 0 | 0 | 0 | 0 | 0 | 0 | 0 |  | 0.8 | 0.8 | 0.8 | 1.1102e-16 |  | 0 | 0 | 0 | 0 | 0
1996-01-29 | 1996 | 1 | 29 | 0 | 0 | 0 | 0 | 0 | 0 | 0 | 0 | 0 | 0 | 0 | 0 | 0 | 0 | 0 | 0 | 0 | 0 | 0 | 0 | 0 | 0 | 0 | 0 |  | 0 | 0 | 0 | 0 |  | 0 | 0 | 0 | 0 | 0
1996-01-30 | 1996 | 1 | 30 | 0 | 0 | 0 | 0 | 0 | 0 | 0 | 0 | 0 | 0 | 0 | 0 | 0 | 0 | 0 | 0 | 0 | 0 | 0 | 0 | 0 | 0 | 0 | 0 |  | 0 | 0 | 0 | 0 |  | 0 | 0 | 0 | 0 | 0
1996-01-31 | 1996 | 1 | 31 | 0.1 | 0.2 | 0.1 | 0.1 | 0.2 | 0.1 | 0.1 | 0.1 | 0.2 | 0.1 | 0.1 | 0.2 | 0.1 | 0.1 | 0.2 | 0.1 | 0.1 | 0 | 0.1 | 0.2 | 0.1 | 0.1 | 0.2 | 0.1 |  | 3 | 3 | 3 | 1.3323e-15 |  | 0 | 0 | 0 | 0 | 0
1996-02-01 | 1996 | 2 | 1 | 0 | 0.1 | 0 | 0 | 0 | 0.1 | 0 | 0 | 0 | 0 | 0 | 0 | 0 | 0 | 0 | 0 | 0 | 0 | 0 | 0 | 0 | 0 | 0 | 0 |  | 0.2 | 0.2 | 0.2 | 0 |  | 0 | 0 | 0 | 0 | 0
1996-02-02 | 1996 | 2 | 2 | 0 | 0 | 0 | 0 | 0 | 0 | 0 | 0 | 0 | 0 | 0 | 0 | 0 | 0 | 0 | 0 | 0 | 0 | 0 | 0 | 0 | 0 | 0 | 0 |  | 0 | 0 | 0 | 0 |  | 0 | 0 | 0 | 0 | 0
1996-02-03 | 1996 | 2 | 3 | 0 | 0 | 0 | 0 | 0 | 0 | 0 | 0 | 0 | 0 | 0 | 0 | 0 | 0 | 0 | 0 | 0 | 0 | 0 | 0 | 0 | 0 | 0 | 0 |  | 0 | 0 | 0 | 0 |  | 0 | 0 | 0 | 0 | 0
1996-02-04 | 1996 | 2 | 4 | 0 | 0 | 0 | 0 | 0 | 0 | 0 | 0 | 0 | 0 | 0 | 0 | 0 | 0 | 0 | 0 | 0 | 0 | 0 | 0 | 0 | 0 | 0 | 0 |  | 0 | 0 | 0 | 0 |  | 0 | 0 | 0 | 0 | 0
1996-02-05 | 1996 | 2 | 5 | 0 | 0 | 0 | 0 | 0 | 0 | 0 | 0 | 0 | 0 | 0 | 0 | 0 | 0 | 0 | 0 | 0 | 0 | 0 | 0 | 0 | 0 | 0 | 0 |  | 0 | 0 | 0 | 0 |  | 0 | 0 | 0 | 0 | 0
1996-02-06 | 1996 | 2 | 6 | 0 | 0 | 0 | 0 | 0 | 0 | 0 | 0 | 0 | 0 | 0 | 0 | 0 | 0 | 0 | 0 | 0 | 0 | 0 | 0 | 0 | 0 | 0 | 0 |  | 0 | 0 | 0 | 0 |  | 0 | 0 | 0 | 0 | 0
1996-02-07 | 1996 | 2 | 7 | 0 | 0 | 0 | 0 | 0 | 0 | 0 | 0 | 0 | 0 | 0 | 0 | 0 | 0 | 0 | 0 | 0 | 0 | 0 | 0 | 0 | 0 | 0 | 0 |  | 0 | 0 | 0 | 0 |  | 0 | 0 | 0 | 0 | 0
1996-02-08 | 1996 | 2 | 8 | 0 | 0 | 0 | 0 | 0 | 0 | 0 | 0 | 0 | 0 | 0 | 0 | 0 | 0 | 0 | 0 | 0 | 0 | 0 | 0 | 0 | 0 | 0 | 0 |  | 0 | 0 | 0 | 0 |  | 0 | 0 | 0 | 0 | 0
1996-02-09 | 1996 | 2 | 9 | 0 | 0 | 0 | 0 | 0 | 0 | 0 | 0 | 0 | 0 | 0 | 0 | 0 | 0 | 0 | 0 | 0 | 0 | 0 | 0 | 0 | 0 | 0 | 0 |  | 0 | 0 | 0 | 0 |  | 0 | 0 | 0 | 0 | 0
1996-02-10 | 1996 | 2 | 10 | 0 | 0 | 0 | 0 | 0 | 0 | 0 | 0 | 0 | 0 | 0 | 0 | 0 | 0 | 0 | 0 | 0 | 0 | 0 | 0 | 0 | 0 | 0 | 0 |  | 0 | 0 | 0 | 0 |  | 0 | 0 | 0 | 0 | 0
1996-02-11 | 1996 | 2 | 11 | 0 | 0 | 0 | 0 | 0 | 0 | 0 | 0 | 0 | 0 | 0 | 0 | 0 | 0 | 0 | 0 | 0 | 0 | 0 | 0 | 0 | 0 | 0 | 0 |  | 0 | 0 | 0 | 0 |  | 0 | 0 | 0 | 0 | 0
1996-02-12 | 1996 | 2 | 12 | 0 | 0 | 0 | 0 | 0 | 0 | 0 | 0 | 0 | 0 | 0 | 0 | 0 | 0 | 0 | 0 | 0 | 0 | 0 | 0 | 0 | 0 | 0 | 0 |  | 0 | 0 | 0 | 0 |  | 0 | 0 | 0 | 0 | 0
1996-02-13 | 1996 | 2 | 13 | 0 | 0 | 0 | 0 | 0 | 0 | 0 | 0 | 0 | 0 | 0.2 | 0 | 0 | 0 | 0 | 0 | 0 | 0 | 0 | 0 | 0 | 0 | 0 | 0 |  | 0.2 | 0.2 | 0.2 | 0 |  | 0 | 0 | 0 | 0 | 0
1996-02-14 | 1996 | 2 | 14 | 0 | 0 | 0 | 0 | 0 | 0 | 0 | 0 | 0 | 0 | 0 | 0 | 0 | 0 | 0 | 0 | 0 | 0 | 0 | 0 | 0 | 0 | 0 | 0 |  | 0 | 0 | 0 | 0 |  | 0 | 0 | 0 | 0 | 0
1996-02-15 | 1996 | 2 | 15 | 0 | 0 | 0 | 0 | 0 | 0 | 0 | 0 | 0 | 0 | 0 | 0 | 0 | 0 | 0 | 0 | 0 | 0 | 0 | 0 | 0 | 0 | 0 | 0 |  | 0 | 0 | 0 | 0 |  | 0 | 0 | 0 | 0 | 0
1996-02-16 | 1996 | 2 | 16 | 0 | 0 | 0 | 0 | 0 | 0 | 0 | 0 | 0 | 0 | 0 | 0 | 0 | 0 | 0 | 0 | 0 | 0 | 0 | 0 | 0 | 0 | 0 | 0 |  | 0 | 0 | 0 | 0 |  | 0 | 0 | 0 | 0 | 0
1996-02-17 | 1996 | 2 | 17 | 0 | 0 | 0 | 0 | 0 | 0 | 0 | 0 | 0 | 0 | 0 | 0 | 0 | 0 | 0 | 0 | 0 | 0 | 0 | 0 | 0 | 0 | 0 | 0 |  | 0 | 0 | 0 | 0 |  | 0 | 0 | 0 | 0 | 0
1996-02-18 | 1996 | 2 | 18 | 0 | 0 | 0 | 0 | 0 | 0 | 0 | 0 | 0 | 0 | 0 | 0 | 0 | 0 | 0 | 0 | 0 | 0 | 0 | 0 | 0 | 0 | 0 | 0 |  | 0 | 0 | 0 | 0 |  | 0 | 0 | 0 | 0 | 0
1996-02-19 | 1996 | 2 | 19 | 0 | 0 | 0 | 0 | 0 | 0 | 0 | 0 | 0 | 0 | 0 | 0.1 | 0 | 0 | 0 | 0 | 0 | 0 | 0 | 0 | 0.1 | 0 | 0 | 0 |  | 0.2 | 0.2 | 0.2 | 0 |  | 0 | 0 | 0 | 0 | 0
1996-02-20 | 1996 | 2 | 20 | 0 | 0 | 0 | 0 | 0 | 0 | 0 | 0 | 0 | 0 | 0 | 0 | 0 | 0 | 0 | 0 | 0 | 0 | 0 | 0 | 0 | 0 | 0 | 0 |  | 0 | 0 | 0 | 0 |  | 0 | 0 | 0 | 0 | 0
1996-02-21 | 1996 | 2 | 21 | 0 | 0 | 0 | 0 | 0 | 0 | 0 | 0 | 0 | 0 | 0 | 0 | 0 | 0 | 0 | 0 | 0 | 0 | 0 | 0 | 0 | 0 | 0 | 0 |  | 0 | 0 | 0 | 0 |  | 0 | 0 | 0 | 0 | 0
1996-02-22 | 1996 | 2 | 22 | 0 | 0 | 0 | 0 | 0 | 0 | 0 | 0 | 0 | 0 | 0 | 0 | 0 | 0 | 0 | 0 | 0 | 0 | 0 | 0 | 0 | 0 | 0 | 0 |  | 0 | 0 | 0 | 0 |  | 0 | 0 | 0 | 0 | 0
1996-02-23 | 1996 | 2 | 23 | 0 | 0 | 0 | 0 | 0 | 0 | 0 | 0 | 0 | 0 | 0 | 0 | 0 | 0 | 0 | 0 | 0 | 0 | 0 | 0 | 0 | 0 | 0 | 0 |  | 0 | 0 | 0 | 0 |  | 0 | 0 | 0 | 0 | 0
1996-02-24 | 1996 | 2 | 24 | 0 | 0.1 | 0.1 | 0.1 | 0.1 | 0.1 | 0 | 0.1 | 0.1 | 0.1 | 0.1 | 0.1 | 0.1 | 0 | 0.1 | 0.1 | 0.1 | 0.1 | 0 | 0.1 | 0.1 | 0.1 | 0.1 | 0.1 |  | 2 | 2 | 2 | 4.4409e-16 |  | 0 | 0 | 0 | 0 | 0
1996-02-25 | 1996 | 2 | 25 | 0 | 0 | 0.1 | 0 | 0 | 0 | 0 | 0 | 0.1 | 0 | 0 | 0 | 0 | 0 | 0.1 | 0 | 0 | 0 | 0 | 0 | 0 | 0.1 | 0 | 0 |  | 0.4 | 0.4 | 0.4 | 0 |  | 0 | 0 | 0 | 0 | 0
1996-02-26 | 1996 | 2 | 26 | 0 | 0 | 0 | 0 | 0 | 0 | 0 | 0 | 0 | 0 | 0 | 0 | 0 | 0 | 0 | 0 | 0 | 0 | 0 | 0 | 0 | 0 | 0 | 0 |  | 0 | 0 | 0 | 0 |  | 0 | 0 | 0 | 0 | 0
1996-02-27 | 1996 | 2 | 27 | 0 | 0 | 0 | 0 | 0 | 0 | 0 | 0 | 0 | 0 | 0 | 0 | 0 | 0 | 0 | 0 | 0 | 0 | 0 | 0 | 0 | 0 | 0 | 0 |  | 0 | 0 | 0 | 0 |  | 0 | 0 | 0 | 0 | 0
1996-02-28 | 1996 | 2 | 28 | 0 | 0 | 0 | 0 | 0 | 0 | 0 | 0 | 0 | 0 | 0 | 0 | 0 | 0 | 0 | 0 | 0 | 0 | 0 | 0 | 0 | 0 | 0 | 0 |  | 0 | 0 | 0 | 0 |  | 0 | 0 | 0 | 0 | 0
1996-02-29 | 1996 | 2 | 29 | 0 | 0 | 0 | 0 | 0 | 0 | 0 | 0 | 0 | 0 | 0 | 0 | 0 | 0 | 0 | 0 | 0 | 0 | 0 | 0 | 0 | 0 | 0 | 0 |  | 0 | 0 | 0 | 0 |  | 0 | 0 | 0 | 0 | 0
1996-03-01 | 1996 | 3 | 1 | 0 | 0 | 0 | 0 | 0 | 0 | 0 | 0 | 0 | 0 | 0 | 0 | 0 | 0 | 0 | 0 | 0 | 0 | 0 | 0 | 0 | 0 | 0 | 0 |  | 0 | 0 | 0 | 0 |  | 0 | 0 | 0 | 0 | 0
1996-03-02 | 1996 | 3 | 2 | 0 | 0 | 0 | 0 | 0 | 0 | 0 | 0 | 0 | 0 | 0 | 0 | 0 | 0 | 0 | 0 | 0 | 0 | 0.8 | 0.9 | 0.8 | 0.8 | 0.9 | 0.8 |  | 5 | 5 | 5 | 0 |  | 0 | 0 | 0 | 0 | 0
1996-03-03 | 1996 | 3 | 3 | 0.2 | 0.2 | 0.2 | 0.2 | 0.2 | 0.2 | 0.2 | 0.2 | 0.2 | 0.2 | 0.2 | 0.2 | 0.2 | 0.2 | 0.2 | 0.2 | 0.2 | 0.2 | 0.2 | 0.2 | 0.2 | 0.2 | 0.2 | 0.2 |  | 4.8 | 4.8 | 4.8 | 1.7764e-15 |  | 0 | 0 | 0 | 0 | 0
1996-03-04 | 1996 | 3 | 4 | 0.1 | 0.1 | 0 | 0.1 | 0.1 | 0 | 0 | 0 | 0 | 0 | 0 | 0 | 0 | 0 | 0 | 0 | 0 | 0 | 0 | 0 | 0 | 0 | 0 | 0 |  | 0.4 | 0.4 | 0.4 | 0 |  | 0 | 0 | 0 | 0 | 0
1996-03-05 | 1996 | 3 | 5 | 0 | 0 | 0 | 0 | 0 | 0 | 0 | 0 | 0 | 0 | 0 | 0 | 0 | 0 | 0 | 0 | 0 | 0 | 0 | 0 | 0 | 0 | 0 | 0 |  | 0 | 0 | 0 | 0 |  | 0 | 0 | 0 | 0 | 0
1996-03-06 | 1996 | 3 | 6 | 0 | 0 | 0 | 0 | 0 | 0 | 0 | 0 | 0 | 0 | 0.1 | 0 | 0.1 | 0 | 0 | 0.1 | 0 | 0.1 | 0 | 0 | 0.1 | 0 | 0.1 | 0 |  | 0.6 | 0.6 | 0.6 | 0 |  | 0 | 0 | 0 | 0 | 0
1996-03-07 | 1996 | 3 | 7 | 0 | 0 | 0 | 0 | 0 | 0 | 0 | 0 | 0 | 0 | 0 | 0 | 0 | 0 | 0 | 0 | 0 | 0 | 0 | 0 | 0 | 0 | 0 | 0 |  | 0 | 0 | 0 | 0 |  | 0 | 0 | 0 | 0 | 0
1996-03-08 | 1996 | 3 | 8 | 0 | 0 | 0 | 0 | 0 | 0 | 0 | 0 | 0 | 0 | 0 | 0 | 0 | 0 | 0 | 0 | 0 | 0 | 0 | 0 | 0 | 0 | 0 | 0 |  | 0 | 0 | 0 | 0 |  | 0 | 0 | 0 | 0 | 0
1996-03-09 | 1996 | 3 | 9 | 0 | 0 | 0 | 0 | 0 | 0 | 0 | 0 | 0 | 0 | 0 | 0 | 0 | 0 | 0 | 0 | 0 | 0 | 0 | 0 | 0 | 0 | 0 | 0 |  | 0 | 0 | 0 | 0 |  | 0 | 0 | 0 | 0 | 0
1996-03-10 | 1996 | 3 | 10 | 0 | 0 | 0 | 0 | 0 | 0 | 0 | 0 | 0 | 0 | 0 | 0 | 0 | 0 | 0 | 0 | 0 | 0 | 0 | 0 | 0 | 0 | 0 | 0 |  | 0 | 0 | 0 | 0 |  | 0 | 0 | 0 | 0 | 0
1996-03-11 | 1996 | 3 | 11 | 0 | 0 | 0 | 0 | 0 | 0 | 0 | 0 | 0 | 0 | 0 | 0 | 0 | 0 | 0 | 0 | 0 | 0 | 0 | 0 | 0 | 0 | 0 | 0 |  | 0 | 0 | 0 | 0 |  | 0 | 0 | 0 | 0 | 0
1996-03-12 | 1996 | 3 | 12 | 0 | 0 | 0 | 0 | 0 | 0 | 0 | 0 | 0 | 0 | 0 | 0 | 0 | 0 | 0 | 0 | 0 | 0 | 0.2 | 0 | 0 | 0 | 0 | 0 |  | 0.2 | 0.2 | 0.2 | 0 |  | 0 | 0 | 0 | 0 | 0
1996-03-13 | 1996 | 3 | 13 | 0 | 0 | 0 | 0 | 0 | 0 | 0 | 0 | 0 | 0 | 0 | 0 | 0 | 0 | 0 | 0 | 0 | 0 | 0 | 0 | 0 | 0 | 0 | 0 |  | 0 | 0 | 0 | 0 |  | 0 | 0 | 0 | 0 | 0
1996-03-14 | 1996 | 3 | 14 | 0 | 0 | 0 | 0 | 0 | 0 | 0 | 0 | 0 | 0 | 0 | 0 | 0 | 0 | 0 | 0 | 0 | 0 | 0 | 0 | 0 | 0 | 0 | 0 |  | 0 | 0 | 0 | 0 |  | 0 | 0 | 0 | 0 | 0
1996-03-15 | 1996 | 3 | 15 | 0 | 0 | 0 | 0 | 0 | 0 | 0 | 0 | 0 | 0 | 0.2 | 0 | 0 | 0 | 0 | 0 | 0 | 0 | 0 | 0 | 0 | 0 | 0 | 0 |  | 0.2 | 0.2 | 0.2 | 0 |  | 0 | 0 | 0 | 0 | 0
1996-03-16 | 1996 | 3 | 16 | 0 | 0 | 0 | 0 | 0 | 0 | 0 | 0 | 0 | 0 | 0 | 0 | 0 | 0 | 0 | 0 | 0 | 0 | 0 | 0 | 0 | 0 | 0 | 0 |  | 0 | 0 | 0 | 0 |  | 0 | 0 | 0 | 0 | 0
1996-03-17 | 1996 | 3 | 17 | 0 | 0 | 0 | 0 | 0 | 0 | 0 | 0 | 0 | 0 | 0 | 0 | 0 | 0 | 0 | 0 | 0 | 0 | 0 | 0 | 0 | 0 | 0 | 0 |  | 0 | 0 | 0 | 0 |  | 0 | 0 | 0 | 0 | 0
1996-03-18 | 1996 | 3 | 18 | 0 | 0 | 0 | 0 | 0 | 0 | 0 | 0 | 0 | 0 | 0 | 0 | 0 | 0 | 0 | 0 | 0 | 0 | 0 | 0 | 0 | 0 | 0 | 0 |  | 0 | 0 | 0 | 0 |  | 0 | 0 | 0 | 0 | 0
1996-03-19 | 1996 | 3 | 19 | 0 | 0 | 0 | 0 | 0 | 0 | 0 | 0 | 0 | 0 | 0 | 0 | 0 | 0 | 0 | 0 | 0 | 0 | 0 | 0 | 0 | 0 | 0 | 0 |  | 0 | 0 | 0 | 0 |  | 0 | 0 | 0 | 0 | 0
1996-03-20 | 1996 | 3 | 20 | 0 | 0 | 0 | 0 | 0 | 0 | 0 | 0 | 0 | 0 | 0 | 0 | 0 | 0 | 0 | 0 | 0 | 0.3 | 0.2 | 0.3 | 0.2 | 0.3 | 0.2 | 0.3 |  | 1.8 | 1.8 | 1.8 | 0 |  | 0 | 0 | 0 | 0 | 0
1996-03-21 | 1996 | 3 | 21 | 0 | 0.1 | 0 | 0 | 0.1 | 0 | 0 | 0.1 | 0 | 0 | 0 | 0.1 | 0 | 0 | 0.1 | 0 | 0 | 0 | 0 | 0 | 0 | 0 | 0.1 | 0 |  | 0.6 | 0.6 | 0.6 | 0 |  | 0 | 0 | 0 | 0 | 0
1996-03-22 | 1996 | 3 | 22 | 0.4 | 0.4 | 0.3 | 0.4 | 0.4 | 0.4 | 0.3 | 0.4 | 0.4 | 0.4 | 0.3 | 0.4 | 0.4 | 0.3 | 0.4 | 0.4 | 0.4 | 0.3 | 0.4 | 0.4 | 0.4 | 0.3 | 0.4 | 0.4 |  | 9 | 9 | 9 | 3.5527e-15 |  | 0 | 0 | 0 | 0 | 0
1996-03-23 | 1996 | 3 | 23 | 0 | 0.1 | 0 | 0 | 0 | 0.1 | 0 | 0 | 0 | 0.1 | 0 | 0 | 0 | 0.1 | 0 | 0 | 0 | 0 | 0.1 | 0 | 0 | 0 | 0.1 | 0 |  | 0.6 | 0.6 | 0.6 | 0 |  | 0 | 0 | 0 | 0 | 0
1996-03-24 | 1996 | 3 | 24 | 0 | 0 | 0 | 0 | 0 | 0 | 0 | 0 | 0 | 0 | 0 | 0 | 0 | 0 | 0 | 0 | 0 | 0 | 0 | 0 | 0 | 0 | 0 | 0 |  | 0 | 0 | 0 | 0 |  | 0 | 0 | 0 | 0 | 0
1996-03-25 | 1996 | 3 | 25 | 0 | 0 | 0 | 0 | 0 | 0 | 0 | 0 | 0 | 0 | 0 | 0 | 0 | 0 | 0 | 0 | 0 | 0 | 0 | 0 | 0 | 0 | 0 | 0 |  | 0 | 0 | 0 | 0 |  | 0 | 0 | 0 | 0 | 0
1996-03-26 | 1996 | 3 | 26 | 0 | 0 | 0 | 0 | 0 | 0 | 0 | 0 | 0 | 0 | 0 | 0 | 0 | 0 | 0 | 0 | 0 | 0 | 0 | 0 | 0.3 | 0.3 | 0.3 | 0.3 |  | 1.2 | 1.2 | 1.2 | 0 |  | 0 | 0 | 0 | 0 | 0
1996-03-27 | 1996 | 3 | 27 | 0 | 0 | 0 | 0 | 0 | 0 | 0 | 0 | 0 | 0 | 0 | 0 | 0 | 0 | 0 | 0 | 0 | 0 | 0 | 0 | 0 | 0 | 0 | 0 |  | 0 | 0 | 0 | 0 |  | 0 | 0 | 0 | 0 | 0
1996-03-28 | 1996 | 3 | 28 | 0 | 0 | 0 | 0 | 0 | 0 | 0 | 0 | 0 | 0 | 0 | 0 | 0 | 0 | 0 | 0 | 0 | 0 | 0 | 0 | 0 | 0 | 0 | 0 |  | 0 | 0 | 0 | 0 |  | 0 | 0 | 0 | 0 | 0
1996-03-29 | 1996 | 3 | 29 | 0 | 0 | 0.1 | 0.1 | 0.1 | 0.1 | 0.1 | 0 | 0.1 | 0.1 | 0.1 | 0.1 | 0.1 | 0.1 | 0.1 | 0.1 | 0.1 | 0 | 0 | 0 | 0.1 | 0.1 | 0.1 | 0.1 |  | 1.8 | 1.8 | 1.8 | 4.4409e-16 |  | 0 | 0 | 0 | 0 | 0
1996-03-30 | 1996 | 3 | 30 | 0.2 | 0.3 | 0.2 | 0.2 | 0.3 | 0.2 | 0.2 | 0.3 | 0.2 | 0.2 | 0 | 0.3 | 0.2 | 0.3 | 0.2 | 0.2 | 0.3 | 0.2 | 0.2 | 0.3 | 0.2 | 0.2 | 0.3 | 0.2 |  | 5.4 | 5.4 | 5.4 | 0 |  | 0 | 0 | 0 | 0 | 0
1996-03-31 | 1996 | 3 | 31 | 0.2 | 0.1 | 0.2 | 0.1 | 0.2 | 0.2 | 0.1 | 0.2 | 0.1 | 0.2 | 0.1 | 0.2 | 0.2 | 0.1 | 0.2 | 0.1 | 0.2 | 0.1 | 0.2 | 0.2 | 0.1 | 0.2 | 0.1 | 0.2 |  | 3.8 | 3.8 | 3.8 | 1.7764e-15 |  | 0 | 0 | 0 | 0 | 0
1996-04-01 | 1996 | 4 | 1 | 0.1 | 0.1 | 0 | 0.1 | 0.1 | 0.1 | 0.1 | 0 | 0.1 | 0.1 | 0.1 | 0.1 | 0 | 0.1 | 0.1 | 0 | 0 | 0.1 | 0 | 0 | 0.1 | 0 | 0.1 | 0.1 |  | 1.6 | 1.6 | 1.6 | 2.2204e-16 |  | 0 | 0 | 0 | 0 | 0
1996-04-02 | 1996 | 4 | 2 | 0 | 0 | 0.1 | 0 | 0 | 0 | 0 | 0 | 0 | 0 | 0 | 0 | 0 | 0.1 | 0 | 0 | 0 | 0 | 0 | 0 | 0 | 0 | 0 | 0 |  | 0.2 | 0.2 | 0.2 | 0 |  | 0 | 0 | 0 | 0 | 0
1996-04-03 | 1996 | 4 | 3 | 0 | 0 | 0 | 0 | 0 | 0 | 0 | 0 | 0 | 0 | 0 | 0 | 0 | 0 | 0 | 0 | 0 | 0 | 0 | 0 | 0 | 0 | 0 | 0 |  | 0 | 0 | 0 | 0 |  | 0 | 0 | 0 | 0 | 0
1996-04-04 | 1996 | 4 | 4 | 0 | 0 | 0 | 0 | 0 | 0 | 0 | 0 | 0 | 0 | 0 | 0 | 0 | 0 | 0 | 0 | 0 | 0 | 0 | 0 | 0 | 0 | 0 | 0 |  | 0 | 0 | 0 | 0 |  | 0 | 0 | 0 | 0 | 0
1996-04-05 | 1996 | 4 | 5 | 0 | 0 | 0 | 0 | 0 | 0 | 0 | 0 | 0 | 0 | 0 | 0 | 0 | 0 | 0 | 0 | 0 | 0 | 0 | 0 | 0 | 0 | 0 | 0 |  | 0 | 0 | 0 | 0 |  | 0 | 0 | 0 | 0 | 0
1996-04-06 | 1996 | 4 | 6 | 0 | 0 | 0 | 0 | 0 | 0 | 0 | 0 | 0 | 0 | 0 | 0 | 0 | 0 | 0 | 0 | 0 | 0 | 0 | 0 | 0 | 0 | 0 | 0 |  | 0 | 0 | 0 | 0 |  | 0 | 0 | 0 | 0 | 0
1996-04-07 | 1996 | 4 | 7 | 0 | 0 | 0 | 0 | 0 | 0 | 0 | 0 | 0 | 0 | 0 | 0 | 0 | 0 | 0 | 0 | 0 | 0 | 0 | 0 | 0 | 0 | 0 | 0 |  | 0 | 0 | 0 | 0 |  | 0 | 0 | 0 | 0 | 0
1996-04-08 | 1996 | 4 | 8 | 0 | 0 | 0 | 0 | 0 | 0 | 0 | 0 | 0 | 0 | 0 | 0 | 0 | 0 | 0 | 0 | 0 | 0 | 0 | 0 | 0 | 0 | 0 | 0 |  | 0 | 0 | 0 | 0 |  | 0 | 0 | 0 | 0 | 0
1996-04-09 | 1996 | 4 | 9 | 0 | 0 | 0 | 0 | 0 | 0 | 0 | 0 | 0 | 0 | 0 | 0 | 0 | 0 | 0 | 0 | 0 | 0 | 0 | 0 | 0 | 0 | 0 | 0 |  | 0 | 0 | 0 | 0 |  | 0 | 0 | 0 | 0 | 0
1996-04-10 | 1996 | 4 | 10 | 0.2 | 0.2 | 0 | 0 | 0 | 0 | 0 | 0 | 0 | 0.2 | 0.2 | 0.2 | 0.2 | 0.2 | 0.2 | 0.2 | 0.2 | 0.2 | 0.2 | 0.2 | 0.2 | 0.2 | 0.2 | 0.2 |  | 3.4 | 3.4 | 3.4 | 8.8818e-16 |  | 0 | 0 | 0 | 0 | 0
1996-04-11 | 1996 | 4 | 11 | 0.1 | 0.1 | 0.1 | 0.1 | 0.1 | 0.1 | 0.1 | 0.1 | 0.1 | 0.1 | 0.1 | 0 | 0 | 0 | 0 | 0 | 0 | 0 | 0 | 0 | 0 | 0 | 0 | 0 |  | 1.1 | 1.1 | 1.1 | 2.2204e-16 |  | 0 | 0 | 0 | 0 | 0
1996-04-12 | 1996 | 4 | 12 | 0 | 0 | 0 | 0 | 0 | 0 | 0 | 0 | 0 | 0 | 0 | 0 | 0 | 0 | 0 | 0 | 0 | 0 | 0 | 0 | 0 | 0 | 0 | 0 |  | 0 | 0 | 0 | 0 |  | 0 | 0 | 0 | 0 | 0
1996-04-13 | 1996 | 4 | 13 | 0 | 0.5 | 0.5 | 0.6 | 0 | 0 | 0 | 0 | 0 | 0 | 0 | 0 | 0 | 0 | 0 | 0 | 0 | 0.5 | 0 | 0 | 0.5 | 0 | 0 | 0 |  | 2.6 | 2.6 | 2.6 | 0 |  | 0 | 0 | 0 | 0 | 0
1996-04-14 | 1996 | 4 | 14 | 0 | 0 | 0 | 0 | 0 | 0 | 0 | 0 | 0 | 0 | 0 | 0 | 0 | 0 | 0 | 0 | 0 | 0 | 0 | 0 | 0 | 0 | 0 | 0 |  | 0 | 0 | 0 | 0 |  | 0 | 0 | 0 | 0 | 0
1996-04-15 | 1996 | 4 | 15 | 0 | 0 | 0 | 0 | 0 | 0 | 0 | 0 | 0 | 0 | 0 | 0 | 0 | 0 | 0 | 0 | 0 | 0 | 0 | 0 | 0 | 0 | 0 | 0 |  | 0 | 0 | 0 | 0 |  | 0 | 0 | 0 | 0 | 0
1996-04-16 | 1996 | 4 | 16 | 0 | 0 | 0 | 0 | 0 | 0 | 0 | 0 | 0 | 0 | 0 | 0 | 0 | 0 | 0 | 0 | 0 | 0 | 0 | 0 | 0 | 0 | 0 | 0 |  | 0 | 0 | 0 | 0 |  | 0 | 0 | 0 | 0 | 0
1996-04-17 | 1996 | 4 | 17 | 0 | 0 | 0 | 0 | 0 | 0 | 0 | 0 | 0 | 0 | 0 | 0 | 0 | 0 | 0 | 0 | 0 | 0 | 0 | 0 | 0 | 0 | 0 | 0 |  | 0 | 0 | 0 | 0 |  | 0 | 0 | 0 | 0 | 0
1996-04-18 | 1996 | 4 | 18 | 0 | 0 | 0 | 0 | 0 | 0 | 0 | 0 | 0 | 0 | 0 | 0 | 0 | 0 | 0 | 0 | 0 | 0 | 0 | 0 | 0 | 0 | 0 | 0 |  | 0 | 0 | 0 | 0 |  | 0 | 0 | 0 | 0 | 0
1996-04-19 | 1996 | 4 | 19 | 0 | 0 | 0 | 1.3 | 1.3 | 1.3 | 1.2 | 0 | 0 | 0 | 0 | 0 | 0 | 0 | 0 | 0 | 0 | 0 | 2.6 | 1.3 | 0 | 0 | 0 | 0 |  | 9 | 9 | 9 | 1.7764e-15 |  | 0 | 0 | 0 | 0 | 0
1996-04-20 | 1996 | 4 | 20 | 0 | 0 | 0 | 0 | 0 | 0 | 0 | 0 | 0 | 0 | 0 | 0 | 0 | 0 | 0 | 0.4 | 0 | 0 | 0 | 0 | 0 | 0 | 0 | 0 |  | 0.4 | 0.4 | 0.4 | 0 |  | 0 | 0 | 0 | 0 | 0
1996-04-21 | 1996 | 4 | 21 | 0 | 0 | 0 | 0 | 0 | 0 | 0 | 0 | 0 | 0 | 0 | 0 | 0 | 0 | 0 | 0 | 0 | 0 | 0 | 0 | 0 | 0 | 0 | 0 |  | 0 | 0 | 0 | 0 |  | 0 | 0 | 0 | 0 | 0
1996-04-22 | 1996 | 4 | 22 | 0 | 0 | 0 | 0 | 0 | 0 | 0 | 0 | 0 | 0 | 0 | 0 | 0 | 0 | 0 | 0 | 0 | 0 | 0 | 0 | 0 | 0 | 0 | 0 |  | 0 | 0 | 0 | 0 |  | 0 | 0 | 0 | 0 | 0
1996-04-23 | 1996 | 4 | 23 | 0 | 0 | 0 | 0 | 0 | 0 | 0 | 0 | 0 | 0 | 0 | 0 | 0 | 0 | 0 | 0 | 0 | 0 | 0 | 0 | 0 | 0 | 0 | 0 |  | 0 | 0 | 0 | 0 |  | 0 | 0 | 0 | 0 | 0
1996-04-24 | 1996 | 4 | 24 | 0 | 0 | 0 | 0 | 0 | 0 | 0 | 0 | 0 | 0 | 0 | 0 | 0 | 0 | 0 | 0 | 0 | 0 | 0 | 0 | 0 | 0 | 0 | 0 |  | 0 | 0 | 0 | 0 |  | 0 | 0 | 0 | 0 | 0
1996-04-25 | 1996 | 4 | 25 | 0 | 0 | 0 | 0 | 0 | 0 | 0 | 0 | 0 | 0 | 0 | 0 | 0 | 0 | 0 | 0 | 0 | 0 | 0 | 0 | 0 | 0 | 0 | 0 |  | 0 | 0 | 0 | 0 |  | 0 | 0 | 0 | 0 | 0
1996-04-26 | 1996 | 4 | 26 | 0 | 0 | 0 | 0 | 0 | 0 | 0 | 0 | 0 | 0 | 0 | 0 | 0 | 0 | 0 | 0 | 0 | 0 | 0 | 0 | 0 | 0 | 0 | 0 |  | 0 | 0 | 0 | 0 |  | 0 | 0 | 0 | 0 | 0
1996-04-27 | 1996 | 4 | 27 | 0 | 0 | 0 | 0 | 0 | 0 | 0 | 0 | 0 | 0 | 0 | 0 | 0 | 0 | 0 | 0 | 0 | 0 | 0 | 0 | 0 | 0 | 0 | 0 |  | 0 | 0 | 0 | 0 |  | 0 | 0 | 0 | 0 | 0
1996-04-28 | 1996 | 4 | 28 | 0 | 0 | 0 | 0 | 0 | 0 | 0 | 0 | 0 | 0 | 0 | 0 | 0 | 0 | 0 | 0 | 0 | 0 | 0 | 0 | 0 | 0 | 0 | 0 |  | 0 | 0 | 0 | 0 |  | 0 | 0 | 0 | 0 | 0
1996-04-29 | 1996 | 4 | 29 | 0 | 0 | 0 | 0 | 0 | 0 | 0 | 0 | 0 | 0 | 0 | 0 | 0 | 0 | 0 | 0 | 0 | 0 | 0 | 0 | 0 | 0 | 0 | 0 |  | 0 | 0 | 0 | 0 |  | 0 | 0 | 0 | 0 | 0
1996-04-30 | 1996 | 4 | 30 | 0 | 0 | 0 | 0 | 0 | 0 | 0 | 0 | 0 | 0 | 0 | 0 | 0.1 | 0 | 0 | 0 | 0 | 0 | 0.1 | 0 | 0 | 0 | 0 | 0 |  | 0.2 | 0.2 | 0.2 | 0 |  | 0 | 0 | 0 | 0 | 0
1996-05-01 | 1996 | 5 | 1 | 0 | 0 | 0 | 0 | 0 | 0 | 0 | 0 | 0 | 0 | 0 | 0 | 0.9 | 0.8 | 0 | 0.9 | 0.8 | 0 | 0 | 0 | 0 | 0 | 0.9 | 0 |  | 4.3 | 4.3 | 4.3 | 8.8818e-16 |  | 4.3 | 0 | 0 | 0 | 0
1996-05-02 | 1996 | 5 | 2 | 0 | 0 | 0 | 0 | 0 | 0 | 0 | 0 | 0 | 0 | 0 | 0 | 0 | 0.6 | 0 | 0.6 | 0 | 0 | 0.6 | 0.6 | 0.6 | 0.6 | 0.6 | 0.6 |  | 4.8 | 4.8 | 4.8 | 0 |  | 4.8 | 0 | 0 | 0 | 0
1996-05-03 | 1996 | 5 | 3 | 0.7 | 0.6 | 0.7 | 0.6 | 0.7 | 0 | 0.7 | 0.6 | 0.7 | 0.6 | 0.7 | 0.7 | 0.6 | 0.7 | 0.7 | 0.6 | 0 | 0.7 | 1.3 | 0.7 | 0.6 | 0.7 | 0.6 | 0.7 |  | 15.2 | 15.2 | 15.2 | 3.5527e-15 |  | 15.2 | 0 | 0 | 0 | 0
1996-05-04 | 1996 | 5 | 4 | 0.5 | 0.4 | 0.5 | 0.4 | 0.5 | 0.4 | 0.5 | 0.4 | 0.5 | 0.4 | 0.5 | 0 | 0 | 0 | 0 | 0 | 0 | 0 | 0 | 0 | 0 | 0 | 0 | 0 |  | 5 | 5 | 5 | 0 |  | 5 | 0 | 0 | 0 | 0
1996-05-05 | 1996 | 5 | 5 | 0 | 0 | 0 | 0 | 0 | 0 | 0 | 0 | 0 | 0 | 0 | 0 | 0 | 0 | 0 | 0 | 0 | 0 | 0 | 0 | 0 | 0 | 0 | 0 |  | 0 | 0 | 0 | 0 |  | 0 | 0 | 0 | 0 | 0
1996-05-06 | 1996 | 5 | 6 | 0 | 0 | 0 | 0 | 0 | 0 | 0 | 0.1 | 0.2 | 0.1 | 0.2 | 0.1 | 0.1 | 0.2 | 0.1 | 0.1 | 0 | 0.2 | 0.1 | 0.2 | 0.1 | 0.1 | 0.2 | 0.1 |  | 2.2 | 2.2 | 2.2 | 4.4409e-16 |  | 2.2 | 0 | 0 | 0 | 0
1996-05-07 | 1996 | 5 | 7 | 0.1 | 0.2 | 0.1 | 0.1 | 0.2 | 0.1 | 0.1 | 0.2 | 0.1 | 0.1 | 0.2 | 0.1 | 0.1 | 0.2 | 0.1 | 0.1 | 0.2 | 0.1 | 0.1 | 0.2 | 0.1 | 0.1 | 0.2 | 0.1 |  | 3.2 | 3.2 | 3.2 | 8.8818e-16 |  | 3.2 | 0 | 0 | 0 | 0
1996-05-08 | 1996 | 5 | 8 | 0.2 | 0.2 | 0.2 | 0.2 | 0.2 | 0.2 | 0.2 | 0.2 | 0.2 | 0.1 | 0.2 | 0.2 | 0.2 | 0.2 | 0.2 | 0 | 0.2 | 0 | 0 | 0.2 | 0 | 0 | 0.2 | 0.2 |  | 3.7 | 3.7 | 3.7 | 1.3323e-15 |  | 3.7 | 0 | 0 | 0 | 0
1996-05-09 | 1996 | 5 | 9 | 0.1 | 0.1 | 0.1 | 0 | 0.1 | 0.1 | 0.1 | 0.1 | 0 | 0.1 | 0 | 0 | 0 | 0 | 0 | 0 | 0 | 0.1 | 0.1 | 0 | 0 | 0 | 0 | 0 |  | 1 | 1 | 1 | 1.1102e-16 |  | 1 | 0 | 0 | 0 | 0
1996-05-10 | 1996 | 5 | 10 | 0 | 0 | 0.1 | 0 | 0.1 | 0 | 0 | 0 | 0 | 0 | 0 | 0 | 0.1 | 0 | 0 | 0 | 0 | 0 | 0 | 0 | 0 | 0 | 0 | 0.1 |  | 0.4 | 0.4 | 0.4 | 0 |  | 0.4 | 0 | 0 | 0 | 0
1996-05-11 | 1996 | 5 | 11 | 0 | 0 | 0 | 0 | 0 | 0.4 | 0.4 | 0 | 0 | 0 | 0 | 0 | 0 | 0 | 0 | 0 | 0 | 0 | 0 | 0 | 0 | 0 | 0 | 0 |  | 0.8 | 0.8 | 0.8 | 0 |  | 0.8 | 0 | 0 | 0 | 0
1996-05-12 | 1996 | 5 | 12 | 0 | 0 | 0 | 0 | 0.1 | 0 | 0.1 | 0 | 0 | 0 | 0 | 0 | 0 | 0 | 0 | 0 | 0 | 0 | 0 | 0 | 0 | 0 | 0 | 0 |  | 0.2 | 0.2 | 0.2 | 0 |  | 0.2 | 0 | 0 | 0 | 0
1996-05-13 | 1996 | 5 | 13 | 0 | 0 | 0 | 0 | 0 | 0 | 0 | 0 | 0 | 0 | 0 | 0 | 0 | 0 | 0 | 0 | 0 | 0 | 0 | 0 | 0 | 0 | 0 | 0 |  | 0 | 0 | 0 | 0 |  | 0 | 0 | 0 | 0 | 0
1996-05-14 | 1996 | 5 | 14 | 0 | 0 | 0 | 0 | 0 | 0 | 0 | 0 | 0 | 0 | 0 | 0 | 0 | 0 | 0 | 0 | 0 | 0 | 0 | 0 | 0 | 0 | 0 | 0 |  | 0 | 0 | 0 | 0 |  | 0 | 0 | 0 | 0 | 0
1996-05-15 | 1996 | 5 | 15 | 0 | 0 | 0 | 0 | 0 | 0 | 0 | 0 | 0 | 0 | 0 | 0 | 0 | 0 | 0 | 0 | 0 | 0 | 0 | 0 | 0 | 0 | 0 | 0 |  | 0 | 0 | 0 | 0 |  | 0 | 0 | 0 | 0 | 0
1996-05-16 | 1996 | 5 | 16 | 0 | 0 | 0 | 0 | 0 | 0 | 0 | 0 | 0 | 0 | 0 | 0 | 0 | 0 | 0 | 0 | 0 | 0 | 0 | 0 | 0 | 0 | 0 | 0 |  | 0 | 0 | 0 | 0 |  | 0 | 0 | 0 | 0 | 0
1996-05-17 | 1996 | 5 | 17 | 0 | 0 | 0 | 0 | 0 | 0 | 0 | 0 | 0 | 0 | 0 | 0 | 0 | 0 | 0 | 0 | 0 | 0 | 0.8 | 0 | 0 | 0 | 0 | 0 |  | 0.8 | 0.8 | 0.8 | 0 |  | 0.8 | 0 | 0 | 0 | 0
1996-05-18 | 1996 | 5 | 18 | 0 | 0 | 0 | 0 | 0 | 0 | 0 | 0 | 0 | 0 | 0 | 0 | 0 | 0 | 0 | 0.7 | 0 | 0 | 0 | 0 | 0 | 0 | 0 | 0 |  | 0.7 | 0.7 | 0.7 | 0 |  | 0.7 | 0 | 0 | 0 | 0
1996-05-19 | 1996 | 5 | 19 | 0 | 0 | 0 | 0 | 0 | 0 | 0 | 0 | 0 | 0 | 0 | 0 | 0 | 0 | 0 | 0 | 0 | 0 | 0 | 0 | 0 | 0 | 0 | 0 |  | 0 | 0 | 0 | 0 |  | 0 | 0 | 0 | 0 | 0
1996-05-20 | 1996 | 5 | 20 | 0 | 0 | 0 | 0 | 0 | 0 | 0 | 0 | 0 | 0 | 0 | 0 | 0 | 0 | 0 | 0 | 0 | 0 | 0 | 0 | 0 | 0 | 0 | 0 |  | 0 | 0 | 0 | 0 |  | 0 | 0 | 0 | 0 | 0
1996-05-21 | 1996 | 5 | 21 | 0 | 0 | 0 | 0 | 0 | 0 | 0 | 0 | 0 | 0 | 0 | 0 | 0 | 0 | 0 | 0 | 0 | 0 | 0 | 0 | 0 | 0 | 0 | 0 |  | 0 | 0 | 0 | 0 |  | 0 | 0 | 0 | 0 | 0
1996-05-22 | 1996 | 5 | 22 | 0 | 0 | 0 | 0 | 0 | 0 | 0 | 0 | 0 | 0 | 0 | 0 | 0 | 0 | 0 | 0 | 0 | 0.7 | 0.5 | 0.5 | 0.2 | 0.5 | 0 | 0 |  | 2.4 | 2.4 | 2.4 | 0 |  | 2.4 | 0 | 0 | 0 | 0
1996-05-23 | 1996 | 5 | 23 | 0 | 0 | 0 | 0 | 0 | 0 | 0 | 0 | 0 | 0 | 0 | 0 | 0 | 0 | 0 | 0 | 0 | 0 | 0 | 0 | 0 | 0 | 0 | 0 |  | 0 | 0 | 0 | 0 |  | 0 | 0 | 0 | 0 | 0
1996-05-24 | 1996 | 5 | 24 | 0 | 0 | 0 | 0 | 0 | 0 | 0 | 0 | 0 | 0 | 0 | 0 | 0 | 0 | 0 | 0 | 0 | 0 | 0 | 0 | 0 | 0 | 0 | 0 |  | 0 | 0 | 0 | 0 |  | 0 | 0 | 0 | 0 | 0
1996-05-25 | 1996 | 5 | 25 | 0 | 0 | 0 | 0 | 0 | 0 | 0 | 0 | 0 | 0 | 0 | 0 | 0 | 0 | 0 | 0 | 0 | 0 | 0 | 0 | 0 | 0 | 0 | 0 |  | 0 | 0 | 0 | 0 |  | 0 | 0 | 0 | 0 | 0
1996-05-26 | 1996 | 5 | 26 | 0 | 0 | 0 | 0 | 0 | 0 | 0 | 0 | 0.6 | 0 | 0 | 0 | 0 | 0 | 0 | 0 | 0 | 0 | 0 | 0 | 0 | 0 | 0 | 0 |  | 0.6 | 0.6 | 0.6 | 0 |  | 0.6 | 0 | 0 | 0 | 0
1996-05-27 | 1996 | 5 | 27 | 0 | 0 | 0 | 0 | 0 | 0 | 0 | 0 | 0 | 0 | 0 | 0 | 0 | 0 | 0 | 0 | 0 | 0 | 0 | 0.2 | 0 | 0 | 0 | 0 |  | 0.2 | 0.2 | 0.2 | 0 |  | 0.2 | 0 | 0 | 0 | 0
1996-05-28 | 1996 | 5 | 28 | 0 | 0 | 0 | 0 | 0 | 0 | 0 | 0 | 0 | 0 | 0 | 0 | 0 | 1 | 0.2 | 0 | 0 | 0 | 0 | 0 | 0 | 0 | 0 | 0 |  | 1.2 | 1.2 | 1.2 | 0 |  | 1.2 | 0 | 0 | 0 | 0
1996-05-29 | 1996 | 5 | 29 | 0 | 0 | 0.2 | 0 | 0 | 0 | 0 | 0 | 0 | 0 | 0 | 0 | 0 | 0 | 0 | 0 | 0 | 0.6 | 3.1 | 0.2 | 0 | 0 | 0 | 0 |  | 4.1 | 4.1 | 4.1 | 8.8818e-16 |  | 4.1 | 0 | 0 | 0 | 0
1996-05-30 | 1996 | 5 | 30 | 0 | 0 | 0 | 0 | 0 | 0 | 0 | 0 | 0 | 0 | 0 | 0 | 0 | 0 | 0 | 0 | 0 | 0 | 0 | 0 | 0 | 0 | 0 | 0 |  | 0 | 0 | 0 | 0 |  | 0 | 0 | 0 | 0 | 0
1996-05-31 | 1996 | 5 | 31 | 0 | 0 | 0 | 0 | 0 | 0 | 0 | 0 | 0 | 0 | 0 | 0 | 0 | 0 | 0 | 0 | 0 | 0.2 | 0.2 | 0.3 | 0 | 0 | 0 | 0 |  | 0.7 | 0.7 | 0.7 | 0 |  | 0.7 | 0 | 0 | 0 | 0
1996-06-01 | 1996 | 6 | 1 | 0 | 0 | 0 | 0 | 0 | 0 | 0 | 0 | 0 | 0 | 0 | 0 | 0 | 0 | 0 | 0 | 0 | 0 | 0 | 0 | 0 | 0 | 0 | 0 |  | 0 | 0 | 0 | 0 |  | 0 | 0 | 0 | 0 | 0
1996-06-02 | 1996 | 6 | 2 | 0 | 0 | 0 | 0 | 0 | 0 | 0 | 0 | 0 | 0 | 0 | 0 | 0 | 0 | 0 | 0 | 0 | 0 | 0 | 0 | 0 | 0 | 0 | 0 |  | 0 | 0 | 0 | 0 |  | 0 | 0 | 0 | 0 | 0
1996-06-03 | 1996 | 6 | 3 | 0 | 0 | 0 | 0 | 0 | 0 | 0 | 0 | 0 | 0 | 0 | 0 | 0 | 0 | 0 | 0 | 0 | 0 | 0 | 0 | 0 | 0 | 0 | 0 |  | 0 | 0 | 0 | 0 |  | 0 | 0 | 0 | 0 | 0
1996-06-04 | 1996 | 6 | 4 | 0 | 0 | 0 | 0 | 0 | 0 | 0 | 0 | 0 | 0 | 0 | 0 | 0 | 0 | 0.8 | 1 | 0 | 0 | 0 | 0 | 0 | 0 | 0 | 0 |  | 1.8 | 1.8 | 1.8 | 0 |  | 0 | 1.8 | 0 | 0 | 0
1996-06-05 | 1996 | 6 | 5 | 0 | 0 | 0 | 0 | 0 | 0 | 0 | 0 | 0 | 0 | 0 | 0 | 0 | 0 | 0 | 0 | 0 | 0 | 0 | 0 | 0 | 0 | 0 | 0 |  | 0 | 0 | 0 | 0 |  | 0 | 0 | 0 | 0 | 0
1996-06-06 | 1996 | 6 | 6 | 0 | 0 | 0 | 0 | 0 | 0 | 0 | 0 | 0 | 0 | 0 | 0 | 0 | 0 | 0 | 0 | 0 | 0 | 0 | 0 | 0 | 0 | 0 | 0 |  | 0 | 0 | 0 | 0 |  | 0 | 0 | 0 | 0 | 0
1996-06-07 | 1996 | 6 | 7 | 0 | 0 | 0 | 0 | 0 | 0 | 0 | 0 | 0 | 0 | 0 | 0 | 0 | 0 | 0 | 0 | 0 | 0 | 0 | 0 | 0 | 0 | 0 | 0 |  | 0 | 0 | 0 | 0 |  | 0 | 0 | 0 | 0 | 0
1996-06-08 | 1996 | 6 | 8 | 0 | 0 | 0 | 0 | 0 | 0 | 0 | 0 | 0 | 0 | 0 | 0 | 0 | 0 | 0 | 0 | 0 | 0 | 0 | 0 | 0 | 0 | 0 | 0 |  | 0 | 0 | 0 | 0 |  | 0 | 0 | 0 | 0 | 0
1996-06-09 | 1996 | 6 | 9 | 0 | 0 | 0 | 0 | 0 | 0 | 0 | 0 | 0 | 0 | 0 | 0 | 0 | 0 | 0 | 0 | 0 | 0 | 0 | 0 | 0 | 0 | 0 | 0 |  | 0 | 0 | 0 | 0 |  | 0 | 0 | 0 | 0 | 0
1996-06-10 | 1996 | 6 | 10 | 0 | 0 | 0 | 0 | 0 | 0 | 0 | 0 | 0 | 0 | 0 | 0 | 0 | 0 | 0 | 0 | 0 | 0 | 0 | 0 | 0 | 0 | 0 | 0 |  | 0 | 0 | 0 | 0 |  | 0 | 0 | 0 | 0 | 0
1996-06-11 | 1996 | 6 | 11 | 0 | 0 | 0 | 0 | 0 | 0 | 0 | 0 | 0 | 0 | 0 | 0 | 0 | 0 | 0 | 0 | 0 | 0 | 0 | 0 | 0 | 0 | 0 | 0 |  | 0 | 0 | 0 | 0 |  | 0 | 0 | 0 | 0 | 0
1996-06-12 | 1996 | 6 | 12 | 0 | 0 | 0 | 0 | 0 | 0 | 0 | 0 | 0 | 0 | 0 | 0 | 0 | 0 | 0 | 0 | 0 | 0 | 0 | 0 | 0 | 0 | 0 | 0 |  | 0 | 0 | 0 | 0 |  | 0 | 0 | 0 | 0 | 0
1996-06-13 | 1996 | 6 | 13 | 0 | 0 | 0 | 0 | 0 | 0 | 0 | 0 | 0 | 0 | 0 | 0 | 0 | 0 | 0 | 0 | 0 | 0 | 0 | 0 | 0 | 0 | 0 | 0 |  | 0 | 0 | 0 | 0 |  | 0 | 0 | 0 | 0 | 0
1996-06-14 | 1996 | 6 | 14 | 0 | 0 | 0 | 0 | 0 | 0 | 0 | 0 | 0 | 0 | 0 | 0 | 0 | 0 | 0 | 0 | 0 | 0 | 0 | 0 | 0 | 0 | 0 | 0 |  | 0 | 0 | 0 | 0 |  | 0 | 0 | 0 | 0 | 0
1996-06-15 | 1996 | 6 | 15 | 0 | 0 | 0 | 0 | 0 | 0 | 0 | 0 | 0 | 0 | 0 | 0 | 0 | 0 | 0 | 0 | 0 | 0 | 0 | 0 | 0 | 0 | 0 | 0 |  | 0 | 0 | 0 | 0 |  | 0 | 0 | 0 | 0 | 0
1996-06-16 | 1996 | 6 | 16 | 0 | 0 | 0 | 0 | 0 | 0 | 0 | 0 | 0 | 0 | 0 | 0 | 0 | 0 | 0 | 0 | 0 | 0 | 0 | 0 | 0 | 0 | 0 | 0 |  | 0 | 0 | 0 | 0 |  | 0 | 0 | 0 | 0 | 0
1996-06-17 | 1996 | 6 | 17 | 0 | 0 | 0 | 0 | 0 | 4.2 | 0.2 | 0 | 0 | 0 | 0 | 0 | 0 | 0 | 0 | 0 | 0 | 0 | 0 | 0 | 0 | 0 | 0 | 0 |  | 4.4 | 4.4 | 4.4 | 0 |  | 0 | 4.4 | 0 | 0 | 0
1996-06-18 | 1996 | 6 | 18 | 0 | 1.9 | 7 | 3.9 | 2.7 | 2.9 | 4.3 | 2.7 | 2.5 | 1.4 | 0.8 | 0.2 | 0 | 0 | 0 | 0 | 0 | 0 | 0 | 0 | 0 | 0 | 0 | 0 |  | 30.3 | 30.3 | 30.3 | 3.5527e-15 |  | 0 | 30.3 | 0 | 0 | 0
1996-06-19 | 1996 | 6 | 19 | 0 | 0 | 0 | 0 | 0 | 0 | 0 | 0 | 0 | 0 | 0 | 0 | 0 | 0 | 0 | 0 | 0 | 0 | 0 | 0 | 0 | 0 | 0 | 0 |  | 0 | 0 | 0 | 0 |  | 0 | 0 | 0 | 0 | 0
1996-06-20 | 1996 | 6 | 20 | 0 | 0 | 0 | 0 | 0 | 0 | 0 | 0 | 0 | 0 | 0 | 0 | 0 | 0 | 0 | 0 | 0.2 | 0 | 0 | 0 | 0 | 0 | 0 | 0 |  | 0.2 | 0.2 | 0.2 | 0 |  | 0 | 0.2 | 0 | 0 | 0
1996-06-21 | 1996 | 6 | 21 | 0 | 0 | 0 | 0 | 0 | 0 | 0 | 0 | 0 | 0 | 0 | 0 | 0 | 0 | 0 | 0 | 0 | 0 | 0 | 0 | 0 | 0 | 0 | 0 |  | 0 | 0 | 0 | 0 |  | 0 | 0 | 0 | 0 | 0
1996-06-22 | 1996 | 6 | 22 | 0 | 0 | 0 | 0 | 0 | 0 | 0 | 0 | 0 | 0 | 0 | 0 | 0.4 | 0.7 | 0.7 | 0.4 | 0.7 | 0.2 | 0 | 0.4 | 0.2 | 0.4 | 0.4 | 0.4 |  | 4.9 | 4.9 | 4.9 | 8.8818e-16 |  | 0 | 4.9 | 0 | 0 | 0
1996-06-23 | 1996 | 6 | 23 | 0 | 0 | 0 | 0.4 | 0 | 0 | 0 | 0 | 0 | 0 | 0 | 0 | 0 | 0 | 0 | 0 | 0 | 0 | 0 | 0 | 0 | 0 | 0 | 0 |  | 0.4 | 0.4 | 0.4 | 0 |  | 0 | 0.4 | 0 | 0 | 0
1996-06-24 | 1996 | 6 | 24 | 0 | 0 | 0 | 0 | 0 | 0 | 0.2 | 0.2 | 1.1 | 2.1 | 4 | 2.5 | 1.7 | 1.3 | 0.6 | 0 | 0 | 0 | 0 | 0 | 0 | 0 | 0 | 0 |  | 13.7 | 13.7 | 13.7 | 0 |  | 0 | 13.7 | 0 | 0 | 0
1996-06-25 | 1996 | 6 | 25 | 0 | 0 | 0 | 0 | 0 | 0 | 0 | 0 | 0.1 | 0.1 | 0 | 0 | 0 | 0 | 0 | 0 | 0 | 0 | 0 | 0 | 0 | 0 | 0 | 0 |  | 0.2 | 0.2 | 0.2 | 0 |  | 0 | 0.2 | 0 | 0 | 0
1996-06-26 | 1996 | 6 | 26 | 0 | 0 | 0 | 0 | 0 | 0 | 0 | 0 | 0 | 0 | 0 | 0 | 0 | 0 | 0 | 0 | 0 | 0 | 0 | 0 | 0 | 0 | 0 | 0 |  | 0 | 0 | 0 | 0 |  | 0 | 0 | 0 | 0 | 0
1996-06-27 | 1996 | 6 | 27 | 0 | 0 | 0 | 0 | 0 | 0 | 0 | 0 | 0.2 | 0 | 0 | 0 | 0 | 0 | 0.4 | 0.6 | 1.8 | 0 | 0 | 0 | 0 | 0 | 0 | 0 |  | 3 | 3 | 3 | 0 |  | 0 | 3 | 0 | 0 | 0
1996-06-28 | 1996 | 6 | 28 | 0 | 0 | 0 | 0 | 0 | 0 | 0 | 0 | 0 | 0 | 0 | 0 | 0 | 0 | 0 | 0 | 0 | 0 | 0 | 0 | 0 | 0 | 0 | 0 |  | 0 | 0 | 0 | 0 |  | 0 | 0 | 0 | 0 | 0
1996-06-29 | 1996 | 6 | 29 | 0 | 0 | 0 | 0 | 0 | 0 | 0 | 0 | 0 | 0 | 0 | 0 | 0 | 0 | 0 | 0 | 0 | 0 | 0 | 0 | 0 | 0 | 0 | 0 |  | 0 | 0 | 0 | 0 |  | 0 | 0 | 0 | 0 | 0
1996-06-30 | 1996 | 6 | 30 | 0 | 0 | 0 | 0 | 0 | 0 | 0 | 0 | 0 | 0 | 0 | 0 | 0 | 0 | 0 | 0 | 0 | 0 | 0 | 0 | 0 | 0 | 0 | 0 |  | 0 | 0 | 0 | 0 |  | 0 | 0 | 0 | 0 | 0
1996-07-01 | 1996 | 7 | 1 | 0 | 0 | 0 | 0 | 0 | 0 | 0 | 0 | 0 | 0 | 0 | 0 | 0 | 0 | 0 | 0 | 0 | 0 | 0 | 0 | 0 | 0 | 0 | 0 |  | 0 | 0 | 0 | 0 |  | 0 | 0 | 0 | 0 | 0
1996-07-02 | 1996 | 7 | 2 | 0 | 0 | 0 | 0 | 0 | 0 | 0 | 0 | 0 | 0 | 0 | 0 | 0 | 0 | 0 | 0 | 0 | 0 | 0 | 0 | 0 | 0 | 0 | 0 |  | 0 | 0 | 0 | 0 |  | 0 | 0 | 0 | 0 | 0
1996-07-03 | 1996 | 7 | 3 | 0 | 0 | 0 | 0 | 0 | 0 | 0 | 0 | 0 | 0 | 0 | 0 | 0 | 0 | 0 | 0 | 0 | 0 | 0 | 0 | 0 | 0 | 0 | 0 |  | 0 | 0 | 0 | 0 |  | 0 | 0 | 0 | 0 | 0
1996-07-04 | 1996 | 7 | 4 | 0 | 0 | 0 | 0 | 0 | 0.8 | 1.2 | 0 | 0 | 0 | 0 | 0 | 0 | 0 | 0 | 0 | 0 | 0 | 0 | 0 | 0 | 0 | 0 | 0 |  | 2 | 2 | 2 | 0 |  | 0 | 0 | 2 | 0 | 0
1996-07-05 | 1996 | 7 | 5 | 0 | 0 | 1.9 | 1.1 | 0 | 0 | 0 | 0 | 0 | 0 | 0 | 0 | 0.2 | 0 | 0 | 0 | 0 | 0 | 0 | 0 | 0 | 0 | 0 | 0 |  | 3.2 | 3.2 | 3.2 | 0 |  | 0 | 0 | 3.2 | 0 | 0
1996-07-06 | 1996 | 7 | 6 | 0 | 0 | 0 | 0 | 0 | 0 | 0 | 0 | 0 | 0 | 0 | 0 | 0 | 0 | 0 | 0 | 0 | 0 | 0 | 0 | 0 | 0 | 0 | 0 |  | 0 | 0 | 0 | 0 |  | 0 | 0 | 0 | 0 | 0
1996-07-07 | 1996 | 7 | 7 | 0 | 0 | 0 | 0 | 0 | 0 | 0 | 0 | 0 | 0 | 0 | 0 | 0 | 0 | 0 | 0 | 0 | 0 | 0 | 0 | 0 | 0 | 0 | 0 |  | 0 | 0 | 0 | 0 |  | 0 | 0 | 0 | 0 | 0
1996-07-08 | 1996 | 7 | 8 | 0 | 0 | 0.3 | 0 | 0 | 0 | 0 | 0 | 0 | 0 | 0 | 0 | 0 | 0 | 0 | 0 | 0 | 0 | 0 | 0 | 0 | 0 | 0 | 0 |  | 0.3 | 0.3 | 0.3 | 0 |  | 0 | 0 | 0.3 | 0 | 0
1996-07-09 | 1996 | 7 | 9 | 0 | 0 | 0 | 0 | 0 | 0 | 0 | 0 | 0 | 0 | 0 | 0 | 0 | 0 | 0 | 0 | 0 | 0 | 0 | 0 | 0 | 0 | 1.8 | 0 |  | 1.8 | 1.8 | 1.8 | 0 |  | 0 | 0 | 1.8 | 0 | 0
1996-07-10 | 1996 | 7 | 10 | 0 | 0 | 0 | 0 | 0 | 0 | 0 | 0 | 0 | 0 | 0 | 0 | 0 | 0 | 0 | 0 | 0 | 0 | 0 | 0 | 0 | 0 | 0 | 0 |  | 0 | 0 | 0 | 0 |  | 0 | 0 | 0 | 0 | 0
1996-07-11 | 1996 | 7 | 11 | 0 | 0 | 0 | 0 | 0 | 0 | 0 | 0 | 0 | 0 | 0 | 0 | 0 | 0 | 0 | 0 | 0 | 0 | 0 | 0 | 0 | 0 | 0 | 0 |  | 0 | 0 | 0 | 0 |  | 0 | 0 | 0 | 0 | 0
1996-07-12 | 1996 | 7 | 12 | 0 | 0 | 0 | 0 | 0 | 0 | 0 | 0 | 0 | 0 | 0 | 0 | 0 | 0 | 0 | 0 | 0 | 0 | 0 | 0 | 0 | 0 | 0 | 0 |  | 0 | 0 | 0 | 0 |  | 0 | 0 | 0 | 0 | 0
1996-07-13 | 1996 | 7 | 13 | 0 | 0.2 | 0 | 0 | 0 | 0 | 0 | 0 | 0 | 0 | 0 | 0 | 0 | 0.2 | 0 | 0 | 0 | 0 | 0 | 0 | 0 | 0 | 0 | 0 |  | 0.4 | 0.4 | 0.4 | 0 |  | 0 | 0 | 0.4 | 0 | 0
1996-07-14 | 1996 | 7 | 14 | 0 | 0 | 0 | 0 | 0 | 0 | 0 | 0 | 0 | 0 | 0 | 0 | 0 | 0 | 0 | 0 | 0 | 0 | 0 | 0 | 0 | 0 | 0 | 0 |  | 0 | 0 | 0 | 0 |  | 0 | 0 | 0 | 0 | 0
1996-07-15 | 1996 | 7 | 15 | 0 | 0 | 0 | 0 | 0 | 0 | 0 | 0 | 0 | 0 | 0 | 0 | 0 | 0 | 0 | 0 | 0 | 0 | 0 | 0 | 0 | 0 | 0 | 0 |  | 0 | 0 | 0 | 0 |  | 0 | 0 | 0 | 0 | 0
1996-07-16 | 1996 | 7 | 16 | 0 | 0 | 0 | 0 | 0 | 0 | 0 | 0 | 0 | 0 | 0 | 0 | 0 | 0 | 0 | 0 | 0 | 0 | 0 | 0 | 4.2 | 1.2 | 6.2 | 0.7 |  | 12.3 | 12.3 | 12.3 | 0 |  | 0 | 0 | 12.3 | 0 | 0
1996-07-17 | 1996 | 7 | 17 | 0 | 0.1 | 0 | 0.1 | 0 | 0.1 | 0 | 0 | 0 | 0 | 0 | 0 | 0 | 0 | 0 | 0 | 0 | 0 | 0 | 0 | 0 | 0 | 0.1 | 0 |  | 0.4 | 0.4 | 0.4 | 0 |  | 0 | 0 | 0.4 | 0 | 0
1996-07-18 | 1996 | 7 | 18 | 0 | 0 | 0 | 0 | 0 | 0 | 0 | 0 | 0 | 0 | 0 | 0 | 0 | 0 | 0 | 0 | 0 | 0 | 0 | 0 | 0 | 0 | 0 | 0 |  | 0 | 0 | 0 | 0 |  | 0 | 0 | 0 | 0 | 0
1996-07-19 | 1996 | 7 | 19 | 0 | 0 | 0 | 0 | 0 | 0 | 0 | 0 | 0 | 0 | 0 | 0 | 0 | 0 | 0 | 0 | 0 | 0 | 0 | 0 | 0 | 0 | 0 | 0 |  | 0 | 0 | 0 | 0 |  | 0 | 0 | 0 | 0 | 0
1996-07-20 | 1996 | 7 | 20 | 0 | 0 | 0 | 0 | 0 | 0 | 0 | 0 | 0 | 0 | 0 | 0 | 0 | 0 | 0 | 0 | 0 | 0 | 0 | 0 | 0 | 0 | 0 | 0 |  | 0 | 0 | 0 | 0 |  | 0 | 0 | 0 | 0 | 0
1996-07-21 | 1996 | 7 | 21 | 0 | 0 | 0 | 0 | 0 | 0.2 | 0 | 0 | 0 | 0 | 0 | 0 | 0 | 0 | 0 | 0 | 0 | 0 | 0 | 0 | 0 | 0 | 0 | 0 |  | 0.2 | 0.2 | 0.2 | 0 |  | 0 | 0 | 0.2 | 0 | 0
1996-07-22 | 1996 | 7 | 22 | 0 | 0 | 0 | 0 | 0 | 0 | 0 | 0 | 0 | 0 | 0 | 0 | 0 | 0 | 0 | 0 | 0 | 0 | 0 | 0 | 0 | 0 | 0.8 | 0 |  | 0.8 | 0.8 | 0.8 | 0 |  | 0 | 0 | 0.8 | 0 | 0
1996-07-23 | 1996 | 7 | 23 | 0 | 0 | 0 | 0 | 0 | 0 | 0 | 0 | 0 | 0 | 0 | 0 | 0 | 0 | 0 | 0 | 0 | 0 | 0 | 0 | 0 | 0 | 0 | 0 |  | 0 | 0 | 0 | 0 |  | 0 | 0 | 0 | 0 | 0
1996-07-24 | 1996 | 7 | 24 | 0.4 | 0.8 | 0 | 0 | 0 | 0 | 0 | 0 | 0 | 0 | 0 | 0 | 0 | 0 | 0 | 0 | 0 | 6.2 | 0.2 | 0 | 0 | 0 | 1.7 | 0 |  | 9.3 | 9.3 | 9.3 | 0 |  | 0 | 0 | 9.3 | 0 | 0
1996-07-25 | 1996 | 7 | 25 | 6.6 | 4.1 | 0.3 | 0 | 0 | 0 | 0 | 0 | 0 | 0 | 0 | 0 | 0 | 0 | 0.3 | 0 | 0 | 0 | 0 | 0 | 0 | 0 | 0 | 0 |  | 11.3 | 11.3 | 11.3 | 0 |  | 0 | 0 | 11.3 | 0 | 0
1996-07-26 | 1996 | 7 | 26 | 0 | 0 | 0 | 0 | 0 | 0 | 0 | 0 | 0 | 0 | 0 | 0 | 0 | 0 | 0 | 0 | 0 | 0 | 0 | 0 | 0 | 0 | 0 | 0 |  | 0 | 0 | 0 | 0 |  | 0 | 0 | 0 | 0 | 0
1996-07-27 | 1996 | 7 | 27 | 0 | 0 | 0 | 0 | 0 | 0 | 0 | 0 | 0 | 0 | 0 | 0 | 0 | 0 | 0 | 0 | 0 | 0 | 0 | 0 | 0 | 0 | 0 | 0 |  | 0 | 0 | 0 | 0 |  | 0 | 0 | 0 | 0 | 0
1996-07-28 | 1996 | 7 | 28 | 0 | 0 | 0 | 0 | 0 | 0 | 0 | 0 | 0 | 0 | 0 | 0 | 0 | 0 | 0 | 0 | 0 | 0 | 0 | 0 | 0 | 0 | 0 | 0 |  | 0 | 0 | 0 | 0 |  | 0 | 0 | 0 | 0 | 0
1996-07-29 | 1996 | 7 | 29 | 0 | 0 | 0 | 0 | 0 | 0 | 0 | 0 | 0 | 0 | 0 | 0 | 0 | 0 | 0 | 0 | 0 | 0 | 0 | 0 | 0 | 0 | 0 | 0 |  | 0 | 0 | 0 | 0 |  | 0 | 0 | 0 | 0 | 0
1996-07-30 | 1996 | 7 | 30 | 0 | 0 | 0 | 0 | 0 | 0 | 0 | 0 | 0 | 0 | 0 | 0 | 0 | 0 | 0 | 0 | 0 | 0 | 0 | 0 | 0 | 0 | 0 | 0 |  | 0 | 0 | 0 | 0 |  | 0 | 0 | 0 | 0 | 0
1996-07-31 | 1996 | 7 | 31 | 0 | 0 | 0 | 0 | 0 | 0 | 0 | 0 | 0 | 0 | 0 | 0 | 0 | 0 | 0 | 0 | 0 | 0 | 0 | 0 | 0 | 0 | 0 | 0 |  | 0 | 0 | 0 | 0 |  | 0 | 0 | 0 | 0 | 0
1996-08-01 | 1996 | 8 | 1 | 0 | 0 | 0 | 0 | 0 | 0 | 0 | 0 | 0 | 0 | 0 | 0 | 0 | 0 | 0 | 0 | 0 | 0 | 0 | 0 | 0 | 0 | 0 | 0 |  | 0 | 0 | 0 | 0 |  | 0 | 0 | 0 | 0 | 0
1996-08-02 | 1996 | 8 | 2 | 0 | 0 | 0 | 0 | 0 | 0 | 0 | 0 | 0 | 0 | 0 | 0 | 0 | 0 | 0 | 0 | 0 | 0 | 0 | 0 | 0 | 0 | 0 | 0 |  | 0 | 0 | 0 | 0 |  | 0 | 0 | 0 | 0 | 0
1996-08-03 | 1996 | 8 | 3 | 0 | 3.2 | 2.6 | 0.9 | 3.2 | 0.4 | 0 | 0 | 0.2 | 0.6 | 0.4 | 0.9 | 0.9 | 0.4 | 1.1 | 0.9 | 0.6 | 0.2 | 0 | 0 | 0 | 0 | 0 | 0 |  | 16.5 | 16.5 | 16.5 | 3.5527e-15 |  | 0 | 0 | 0 | 16.5 | 0
1996-08-04 | 1996 | 8 | 4 | 0 | 0 | 0 | 0 | 0 | 0 | 0 | 0 | 0 | 0 | 0 | 0 | 0 | 0 | 0 | 0 | 0 | 0 | 0 | 0 | 0 | 0 | 0 | 0 |  | 0 | 0 | 0 | 0 |  | 0 | 0 | 0 | 0 | 0
1996-08-05 | 1996 | 8 | 5 | 0 | 0 | 0 | 0 | 0 | 0 | 0.6 | 0.6 | 0 | 0 | 0 | 0 | 0 | 0 | 0 | 0 | 0.3 | 1.2 | 0 | 0.3 | 0.9 | 0.6 | 0 | 0 |  | 4.5 | 4.5 | 4.5 | 0 |  | 0 | 0 | 0 | 4.5 | 0
1996-08-06 | 1996 | 8 | 6 | 0 | 0.2 | 0 | 0 | 0 | 0 | 0 | 0 | 0 | 0 | 0 | 0 | 0 | 0 | 0 | 0 | 0 | 0 | 0 | 0 | 0 | 0 | 0 | 0 |  | 0.2 | 0.2 | 0.2 | 0 |  | 0 | 0 | 0 | 0.2 | 0
1996-08-07 | 1996 | 8 | 7 | 0 | 0 | 0 | 0 | 0 | 0 | 0 | 0 | 0 | 0 | 0 | 0 | 0 | 0 | 0 | 0 | 0 | 0 | 0 | 0 | 0 | 0 | 0 | 0 |  | 0 | 0 | 0 | 0 |  | 0 | 0 | 0 | 0 | 0
1996-08-08 | 1996 | 8 | 8 | 0 | 0 | 0 | 0 | 0 | 0 | 0 | 0 | 0 | 0 | 0 | 0 | 0 | 0 | 0 | 0 | 0 | 0 | 0 | 0 | 0 | 0 | 0 | 0 |  | 0 | 0 | 0 | 0 |  | 0 | 0 | 0 | 0 | 0
1996-08-09 | 1996 | 8 | 9 | 0 | 0 | 0 | 0 | 0 | 0 | 0 | 0 | 0 | 0 | 0 | 0 | 0 | 0 | 0 | 0 | 0 | 0 | 0 | 0 | 0 | 0 | 0 | 0 |  | 0 | 0 | 0 | 0 |  | 0 | 0 | 0 | 0 | 0
1996-08-10 | 1996 | 8 | 10 | 0 | 0 | 0 | 0 | 0 | 0 | 0 | 0 | 0 | 0 | 0 | 0 | 0 | 0 | 0 | 0 | 0 | 0 | 0 | 0 | 0 | 0 | 0 | 0 |  | 0 | 0 | 0 | 0 |  | 0 | 0 | 0 | 0 | 0
1996-08-11 | 1996 | 8 | 11 | 0 | 0 | 0 | 0 | 0 | 0 | 0 | 0 | 0 | 0 | 0 | 0 | 0 | 0 | 0 | 0 | 0 | 0 | 0 | 0 | 0 | 0 | 0 | 0 |  | 0 | 0 | 0 | 0 |  | 0 | 0 | 0 | 0 | 0
1996-08-12 | 1996 | 8 | 12 | 0 | 0 | 0 | 0 | 0 | 0 | 0 | 0 | 0 | 0 | 0 | 0 | 0 | 0 | 0 | 0 | 0 | 0 | 0 | 0 | 0 | 0 | 0 | 0 |  | 0 | 0 | 0 | 0 |  | 0 | 0 | 0 | 0 | 0
1996-08-13 | 1996 | 8 | 13 | 0 | 0 | 0 | 0 | 0 | 0 | 0 | 0 | 0 | 0 | 0 | 0 | 0 | 0 | 0 | 0 | 0 | 0 | 0 | 0 | 0 | 0 | 0 | 0 |  | 0 | 0 | 0 | 0 |  | 0 | 0 | 0 | 0 | 0
1996-08-14 | 1996 | 8 | 14 | 0 | 0 | 0 | 0 | 0 | 0 | 0 | 0 | 0 | 0 | 0 | 0 | 0 | 0 | 0 | 0 | 0 | 0 | 0 | 0 | 0 | 0 | 0 | 0 |  | 0 | 0 | 0 | 0 |  | 0 | 0 | 0 | 0 | 0
1996-08-15 | 1996 | 8 | 15 | 0 | 0 | 0 | 0 | 0 | 0 | 0 | 0 | 0 | 0 | 0 | 0 | 0 | 0 | 0 | 0 | 0 | 0 | 0 | 0 | 0 | 0 | 0 | 0 |  | 0 | 0 | 0 | 0 |  | 0 | 0 | 0 | 0 | 0
1996-08-16 | 1996 | 8 | 16 | 0 | 0 | 0 | 0 | 0 | 0 | 0 | 0 | 0 | 0 | 0 | 0 | 0 | 0 | 0 | 0 | 0 | 0 | 0 | 0 | 0 | 0 | 0 | 0 |  | 0 | 0 | 0 | 0 |  | 0 | 0 | 0 | 0 | 0
1996-08-17 | 1996 | 8 | 17 | 0 | 0 | 0 | 0 | 0 | 0 | 0 | 0 | 0 | 0 | 0 | 0 | 0 | 0 | 0 | 0 | 0 | 0 | 0 | 0 | 0 | 0 | 0 | 0 |  | 0 | 0 | 0 | 0 |  | 0 | 0 | 0 | 0 | 0
1996-08-18 | 1996 | 8 | 18 | 0 | 0 | 0 | 0 | 0 | 0 | 0 | 0 | 0 | 0 | 0 | 0 | 0 | 0 | 0 | 0 | 0 | 0 | 0 | 0 | 0 | 0 | 0 | 0 |  | 0 | 0 | 0 | 0 |  | 0 | 0 | 0 | 0 | 0
1996-08-19 | 1996 | 8 | 19 | 0 | 0 | 0 | 0 | 0 | 0 | 0 | 0 | 0 | 0 | 0 | 0 | 0 | 0 | 0 | 0 | 0 | 0 | 0 | 0 | 0 | 0 | 0 | 0 |  | 0 | 0 | 0 | 0 |  | 0 | 0 | 0 | 0 | 0
1996-08-20 | 1996 | 8 | 20 | 0 | 0 | 0 | 0 | 0 | 0 | 0 | 0 | 0 | 0 | 0 | 0 | 0 | 0 | 0 | 0 | 0 | 0 | 0 | 0 | 0 | 0 | 0 | 0 |  | 0 | 0 | 0 | 0 |  | 0 | 0 | 0 | 0 | 0
1996-08-21 | 1996 | 8 | 21 | 0 | 0 | 0 | 0 | 0 | 0 | 0 | 0 | 0 | 0 | 0 | 0 | 0 | 0 | 0 | 0 | 0 | 0 | 0 | 0 | 0 | 0 | 0 | 0 |  | 0 | 0 | 0 | 0 |  | 0 | 0 | 0 | 0 | 0
1996-08-22 | 1996 | 8 | 22 | 0 | 0 | 0 | 0 | 0 | 0 | 0 | 0 | 0 | 0 | 0 | 0 | 0 | 0 | 0 | 0 | 0 | 0 | 0 | 0 | 0 | 0 | 0 | 0 |  | 0 | 0 | 0 | 0 |  | 0 | 0 | 0 | 0 | 0
1996-08-23 | 1996 | 8 | 23 | 0 | 0 | 0 | 0 | 0 | 0 | 0 | 0 | 0 | 0 | 0 | 0 | 0 | 0 | 0 | 0 | 0 | 0 | 0 | 0 | 0 | 0 | 0 | 0 |  | 0 | 0 | 0 | 0 |  | 0 | 0 | 0 | 0 | 0
1996-08-24 | 1996 | 8 | 24 | 0 | 0 | 0 | 0 | 0 | 0 | 0 | 0 | 0 | 0 | 0 | 0 | 0 | 0 | 0 | 0 | 0 | 0 | 0 | 0 | 0 | 0 | 0 | 0 |  | 0 | 0 | 0 | 0 |  | 0 | 0 | 0 | 0 | 0
1996-08-25 | 1996 | 8 | 25 | 0 | 0 | 0 | 0 | 0 | 0 | 0 | 0 | 0 | 0 | 0 | 0 | 0 | 0 | 0 | 0 | 0 | 0 | 0 | 0 | 0 | 0 | 0 | 0 |  | 0 | 0 | 0 | 0 |  | 0 | 0 | 0 | 0 | 0
1996-08-26 | 1996 | 8 | 26 | 0 | 0 | 0 | 0 | 0 | 0 | 0 | 0 | 0 | 0 | 0 | 0 | 0 | 0 | 0 | 0 | 0 | 0 | 0 | 0 | 0 | 0 | 0 | 0 |  | 0 | 0 | 0 | 0 |  | 0 | 0 | 0 | 0 | 0
1996-08-27 | 1996 | 8 | 27 | 0 | 0 | 0 | 0 | 0 | 0 | 0 | 0 | 0 | 0 | 0 | 0 | 0 | 0 | 0 | 0 | 0 | 0 | 0 | 0 | 0 | 0 | 0 | 0 |  | 0 | 0 | 0 | 0 |  | 0 | 0 | 0 | 0 | 0
1996-08-28 | 1996 | 8 | 28 | 0 | 0 | 0 | 0 | 0 | 0 | 0 | 0 | 0 | 0 | 0 | 0 | 0 | 0 | 0 | 0 | 0 | 0 | 0 | 0 | 0 | 0 | 0 | 0 |  | 0 | 0 | 0 | 0 |  | 0 | 0 | 0 | 0 | 0
1996-08-29 | 1996 | 8 | 29 | 0 | 0 | 0 | 0 | 0 | 0 | 0 | 0 | 0 | 0 | 0 | 0 | 0 | 0 | 0 | 0 | 0 | 0 | 0 | 0 | 0 | 0 | 0 | 0 |  | 0 | 0 | 0 | 0 |  | 0 | 0 | 0 | 0 | 0
1996-08-30 | 1996 | 8 | 30 | 0 | 0 | 0 | 0 | 0 | 0 | 0 | 0 | 0 | 0 | 0 | 0 | 0 | 0 | 0 | 0 | 0 | 0 | 0 | 0 | 0 | 0 | 0 | 0 |  | 0 | 0 | 0 | 0 |  | 0 | 0 | 0 | 0 | 0
1996-08-31 | 1996 | 8 | 31 | 0 | 0 | 0 | 0 | 0 | 0 | 0 | 0 | 0 | 0 | 0 | 0 | 0 | 0 | 0 | 0 | 0 | 0 | 0 | 0 | 0 | 0 | 0 | 0 |  | 0 | 0 | 0 | 0 |  | 0 | 0 | 0 | 0 | 0
1996-09-01 | 1996 | 9 | 1 | 0 | 0 | 0 | 0 | 0 | 0 | 0 | 0 | 0 | 0 | 0 | 0 | 0 | 0 | 0 | 0 | 0 | 0 | 0 | 0 | 0 | 0 | 0 | 0 |  | 0 | 0 | 0 | 0 |  | 0 | 0 | 0 | 0 | 0
1996-09-02 | 1996 | 9 | 2 | 0 | 0 | 0 | 0 | 0 | 0 | 0 | 0 | 0 | 0 | 0 | 0 | 0 | 0 | 0 | 0 | 0 | 0 | 0 | 0 | 0 | 0 | 0 | 0 |  | 0 | 0 | 0 | 0 |  | 0 | 0 | 0 | 0 | 0
1996-09-03 | 1996 | 9 | 3 | 1.1 | 0 | 0.6 | 0 | 0 | 0 | 0 | 0 | 0 | 0 | 0 | 0 | 0 | 0 | 0 | 0 | 0 | 0 | 0 | 0 | 0 | 0 | 0.6 | 0 |  | 2.3 | 2.3 | 2.3 | 4.4409e-16 |  | 0 | 0 | 0 | 0 | 2.3
1996-09-04 | 1996 | 9 | 4 | 0.2 | 0 | 0 | 0 | 0 | 0 | 0 | 0 | 0 | 0 | 0 | 0 | 0 | 0 | 0.2 | 0.2 | 0 | 1.1 | 0.2 | 0 | 0 | 0 | 0 | 0 |  | 1.9 | 1.9 | 1.9 | 2.2204e-16 |  | 0 | 0 | 0 | 0 | 1.9
1996-09-05 | 1996 | 9 | 5 | 0 | 0 | 0.2 | 0 | 0 | 0 | 0 | 0 | 0 | 0 | 0 | 0 | 0 | 0 | 0 | 0 | 0 | 1.1 | 0.5 | 0 | 0 | 0 | 0 | 0 |  | 1.8 | 1.8 | 1.8 | 0 |  | 0 | 0 | 0 | 0 | 1.8
1996-09-06 | 1996 | 9 | 6 | 0 | 0 | 0 | 0 | 0 | 0 | 0 | 0 | 0 | 0 | 0 | 0 | 0 | 0 | 0 | 0 | 0 | 0 | 0 | 0 | 0 | 0 | 0 | 0 |  | 0 | 0 | 0 | 0 |  | 0 | 0 | 0 | 0 | 0
1996-09-07 | 1996 | 9 | 7 | 0 | 0 | 0 | 0 | 0 | 0 | 0 | 0 | 0 | 0 | 0 | 0 | 0 | 0 | 0 | 0 | 0 | 0 | 0 | 0 | 0 | 0 | 0 | 0 |  | 0 | 0 | 0 | 0 |  | 0 | 0 | 0 | 0 | 0
1996-09-08 | 1996 | 9 | 8 | 0 | 0 | 0 | 0 | 0 | 0 | 0 | 0 | 0 | 0 | 0 | 0 | 0 | 0 | 0 | 0 | 0 | 0 | 0 | 0 | 0 | 0 | 0 | 0 |  | 0 | 0 | 0 | 0 |  | 0 | 0 | 0 | 0 | 0
1996-09-09 | 1996 | 9 | 9 | 0 | 0 | 0 | 0 | 0 | 0 | 0 | 0 | 0 | 0 | 0 | 0 | 0 | 0 | 0 | 0 | 0 | 0 | 0 | 0 | 0 | 0 | 0 | 0 |  | 0 | 0 | 0 | 0 |  | 0 | 0 | 0 | 0 | 0
1996-09-10 | 1996 | 9 | 10 | 0 | 0 | 0 | 0 | 0 | 0 | 0 | 0 | 0 | 0 | 0 | 0 | 0 | 0 | 0 | 0 | 0 | 0 | 0 | 0 | 0 | 0 | 0 | 0 |  | 0 | 0 | 0 | 0 |  | 0 | 0 | 0 | 0 | 0
1996-09-11 | 1996 | 9 | 11 | 0 | 0 | 0 | 0 | 0 | 0 | 0 | 0 | 0 | 0 | 0 | 0 | 0 | 0 | 0 | 0 | 0 | 0 | 0 | 0 | 0 | 0 | 0 | 0 |  | 0 | 0 | 0 | 0 |  | 0 | 0 | 0 | 0 | 0
1996-09-12 | 1996 | 9 | 12 | 0 | 0 | 0 | 0 | 0 | 0 | 0 | 0 | 0 | 0 | 0 | 0 | 0 | 0 | 0 | 0 | 0 | 0 | 0 | 0 | 0 | 0 | 0 | 0 |  | 0 | 0 | 0 | 0 |  | 0 | 0 | 0 | 0 | 0
1996-09-13 | 1996 | 9 | 13 | 0 | 0 | 0 | 0 | 0 | 0 | 0 | 0 | 0 | 0 | 0 | 0 | 0 | 0 | 0 | 0 | 0 | 0 | 0 | 0 | 0 | 0 | 0 | 0 |  | 0 | 0 | 0 | 0 |  | 0 | 0 | 0 | 0 | 0
1996-09-14 | 1996 | 9 | 14 | 0 | 0 | 0 | 0 | 0 | 0 | 0 | 0 | 0 | 0 | 0 | 0 | 0 | 0 | 0 | 0 | 0 | 0 | 0 | 0 | 0 | 0 | 0 | 0 |  | 0 | 0 | 0 | 0 |  | 0 | 0 | 0 | 0 | 0
1996-09-15 | 1996 | 9 | 15 | 0 | 0 | 0 | 0 | 0 | 0 | 0 | 0 | 0 | 0 | 0 | 0 | 0 | 0 | 0 | 0 | 0 | 0 | 0 | 0 | 0 | 0 | 0 | 0 |  | 0 | 0 | 0 | 0 |  | 0 | 0 | 0 | 0 | 0
1996-09-16 | 1996 | 9 | 16 | 0 | 0 | 0 | 0 | 0 | 0 | 0 | 0 | 0 | 0 | 0 | 0 | 0 | 0 | 0 | 0 | 0 | 0 | 0 | 0 | 0 | 0 | 0 | 0 |  | 0 | 0 | 0 | 0 |  | 0 | 0 | 0 | 0 | 0
1996-09-17 | 1996 | 9 | 17 | 0 | 0 | 0 | 0 | 0 | 0.2 | 0.7 | 0.4 | 0.7 | 0.9 | 0.2 | 0 | 0 | 0 | 0 | 0.2 | 1.1 | 0.7 | 1.1 | 1.1 | 1.1 | 0.7 | 2.2 | 2.4 |  | 13.7 | 13.7 | 13.7 | 1.7764e-15 |  | 0 | 0 | 0 | 0 | 13.7
1996-09-18 | 1996 | 9 | 18 | 1.7 | 0.9 | 0.9 | 0 | 0.3 | 0.3 | 0 | 0 | 0.6 | 0 | 0 | 0 | 0 | 0 | 0 | 0 | 0 | 0 | 0 | 0 | 0 | 0 | 0 | 0 |  | 4.7 | 4.7 | 4.7 | 8.8818e-16 |  | 0 | 0 | 0 | 0 | 4.7
1996-09-19 | 1996 | 9 | 19 | 0 | 0 | 0 | 0 | 0 | 0.8 | 1.7 | 0.4 | 0.2 | 0.2 | 1.3 | 1.5 | 0.4 | 0.2 | 0 | 0 | 0 | 0 | 0 | 0 | 0.2 | 0 | 0 | 0.4 |  | 7.3 | 7.3 | 7.3 | 1.7764e-15 |  | 0 | 0 | 0 | 0 | 7.3
1996-09-20 | 1996 | 9 | 20 | 0.9 | 1.1 | 0 | 0 | 0 | 0 | 0 | 0 | 0 | 0 | 0 | 0 | 0.2 | 0 | 0 | 0 | 0 | 0 | 0 | 0 | 0 | 0 | 0 | 0 |  | 2.2 | 2.2 | 2.2 | 0 |  | 0 | 0 | 0 | 0 | 2.2
1996-09-21 | 1996 | 9 | 21 | 0 | 0 | 0 | 0 | 0 | 0 | 0 | 0 | 0 | 0 | 0 | 0 | 0 | 0 | 0 | 0 | 0 | 0 | 0 | 0 | 0 | 0.2 | 0.2 | 0 |  | 0.4 | 0.4 | 0.4 | 0 |  | 0 | 0 | 0 | 0 | 0.4
1996-09-22 | 1996 | 9 | 22 | 0 | 0 | 0 | 0 | 0 | 0 | 0 | 0 | 0.3 | 0.3 | 0.3 | 0 | 0.2 | 1.1 | 1.5 | 0 | 0 | 0 | 0 | 0 | 0 | 0 | 0 | 0.3 |  | 4 | 4 | 4 | 0 |  | 0 | 0 | 0 | 0 | 4
1996-09-23 | 1996 | 9 | 23 | 0 | 0 | 0 | 0 | 0 | 0 | 0 | 0 | 0 | 0 | 0 | 0 | 0 | 0 | 0 | 0 | 0 | 0 | 0 | 0 | 0 | 0 | 0 | 0 |  | 0 | 0 | 0 | 0 |  | 0 | 0 | 0 | 0 | 0
1996-09-24 | 1996 | 9 | 24 | 0 | 0 | 0 | 0 | 0 | 0 | 0 | 0 | 0 | 0 | 0 | 0 | 0 | 0 | 0 | 0 | 0 | 0 | 0 | 0 | 0 | 0 | 0 | 0 |  | 0 | 0 | 0 | 0 |  | 0 | 0 | 0 | 0 | 0
1996-09-25 | 1996 | 9 | 25 | 0 | 0 | 0 | 0 | 0 | 0 | 0 | 0 | 0 | 0 | 0 | 0 | 0 | 0 | 0 | 0 | 0 | 0 | 0 | 0 | 0 | 0 | 0 | 0 |  | 0 | 0 | 0 | 0 |  | 0 | 0 | 0 | 0 | 0
1996-09-26 | 1996 | 9 | 26 | 0 | 0 | 0 | 0 | 0 | 0 | 0 | 0 | 0 | 0 | 0.2 | 0 | 0 | 0 | 0 | 0.2 | 0 | 0 | 0 | 0 | 0 | 0 | 0.2 | 0 |  | 0.6 | 0.6 | 0.6 | 1.1102e-16 |  | 0 | 0 | 0 | 0 | 0.6
1996-09-27 | 1996 | 9 | 27 | 0 | 0 | 0 | 0 | 0 | 0 | 0 | 0 | 0 | 0 | 0 | 0 | 0 | 0 | 0 | 0 | 0 | 0 | 0 | 0 | 0 | 0 | 0 | 0 |  | 0 | 0 | 0 | 0 |  | 0 | 0 | 0 | 0 | 0
1996-09-28 | 1996 | 9 | 28 | 0 | 0 | 0 | 0 | 0 | 0 | 0 | 0 | 0 | 0 | 0 | 0 | 0 | 0 | 0 | 0 | 0 | 0 | 0 | 0 | 0 | 0 | 0 | 0 |  | 0 | 0 | 0 | 0 |  | 0 | 0 | 0 | 0 | 0
1996-09-29 | 1996 | 9 | 29 | 0 | 0 | 0 | 0 | 0 | 0 | 0 | 0 | 0 | 0 | 0 | 0 | 0 | 0 | 0 | 0 | 0 | 0 | 0 | 0 | 0 | 0 | 0 | 0 |  | 0 | 0 | 0 | 0 |  | 0 | 0 | 0 | 0 | 0
1996-09-30 | 1996 | 9 | 30 | 0 | 0.3 | 0.3 | 0.4 | 0.3 | 0.3 | 0.3 | 0.4 | 0.3 | 0.3 | 0.3 | 0.3 | 0.4 | 0.3 | 0.3 | 0.3 | 0.3 | 0.4 | 0.3 | 0.3 | 0.3 | 0.4 | 0.3 | 0.3 |  | 7.4 | 7.4 | 7.4 | 1.7764e-15 |  | 0 | 0 | 0 | 0 | 7.4
1996-10-01 | 1996 | 10 | 1 | 0.8 | 1.6 | 1.5 | 0.8 | 0.8 | 0.8 | 0.8 | 0.8 | 0.7 | 0.8 | 0.8 | 0.8 | 0 | 0 | 0 | 0 | 0 | 0 | 0 | 0 | 0 | 0 | 0 | 0 |  | 11 | 11 | 11 | 1.7764e-15 |  | 0 | 0 | 0 | 0 | 0
1996-10-02 | 1996 | 10 | 2 | 0 | 0 | 0 | 0 | 0 | 0 | 0 | 0 | 0 | 0 | 0 | 0 | 0 | 0 | 0 | 0 | 0 | 0 | 0 | 0 | 0 | 0 | 0 | 0 |  | 0 | 0 | 0 | 0 |  | 0 | 0 | 0 | 0 | 0
1996-10-03 | 1996 | 10 | 3 | 0 | 0 | 0 | 0 | 0 | 0 | 0 | 0 | 0 | 0 | 0 | 0 | 0 | 0 | 0 | 0 | 0 | 0 | 0 | 0 | 0 | 0 | 0 | 0 |  | 0 | 0 | 0 | 0 |  | 0 | 0 | 0 | 0 | 0
1996-10-04 | 1996 | 10 | 4 | 0 | 0 | 0 | 0 | 0 | 0 | 0 | 0 | 0 | 0 | 0 | 0 | 0 | 0 | 0 | 0 | 0 | 0 | 0 | 0 | 0 | 0 | 0 | 0 |  | 0 | 0 | 0 | 0 |  | 0 | 0 | 0 | 0 | 0
1996-10-05 | 1996 | 10 | 5 | 0.4 | 0.6 | 1.2 | 2.3 | 1 | 0.2 | 0 | 0 | 0 | 0 | 0 | 0 | 0 | 0 | 0 | 0 | 0 | 0 | 0 | 0 | 0 | 0 | 0 | 0 |  | 5.7 | 5.7 | 5.7 | 0 |  | 0 | 0 | 0 | 0 | 0
1996-10-06 | 1996 | 10 | 6 | 0 | 0 | 0 | 0 | 0 | 0 | 0 | 0 | 0 | 0 | 0 | 0 | 0 | 0 | 0 | 0 | 0 | 0 | 0 | 0 | 0 | 0 | 0 | 0 |  | 0 | 0 | 0 | 0 |  | 0 | 0 | 0 | 0 | 0
1996-10-07 | 1996 | 10 | 7 | 0 | 0 | 0 | 0 | 0 | 0 | 0 | 0 | 0 | 0 | 0 | 0 | 0 | 0 | 0 | 0 | 0 | 0 | 0 | 0 | 0 | 0 | 0 | 0 |  | 0 | 0 | 0 | 0 |  | 0 | 0 | 0 | 0 | 0
1996-10-08 | 1996 | 10 | 8 | 0 | 0 | 0 | 0 | 0 | 0 | 0 | 0 | 0 | 0 | 0 | 0 | 0 | 0 | 0 | 0 | 0 | 0 | 0 | 0 | 0 | 0 | 0 | 0 |  | 0 | 0 | 0 | 0 |  | 0 | 0 | 0 | 0 | 0
1996-10-09 | 1996 | 10 | 9 | 0 | 0 | 0 | 0 | 0 | 0 | 0 | 0 | 0 | 0 | 0 | 0 | 0 | 0 | 0 | 0 | 0 | 0 | 0 | 0 | 0 | 0 | 0 | 0 |  | 0 | 0 | 0 | 0 |  | 0 | 0 | 0 | 0 | 0
1996-10-10 | 1996 | 10 | 10 | 0 | 0 | 0 | 0 | 0 | 0 | 0 | 0 | 0 | 0 | 0 | 0 | 0 | 0 | 0 | 0 | 0 | 0 | 0 | 0 | 0 | 0 | 0 | 0 |  | 0 | 0 | 0 | 0 |  | 0 | 0 | 0 | 0 | 0
1996-10-11 | 1996 | 10 | 11 | 0 | 0 | 0 | 0 | 0 | 0 | 0 | 0 | 0 | 0 | 0 | 0 | 0 | 0 | 0 | 0 | 0 | 0 | 0.6 | 0.3 | 0 | 0.9 | 0 | 0 |  | 1.8 | 1.8 | 1.8 | 2.2204e-16 |  | 0 | 0 | 0 | 0 | 0
1996-10-12 | 1996 | 10 | 12 | 0 | 0 | 0 | 0 | 0 | 0 | 0 | 0 | 0 | 0 | 0 | 0 | 0 | 0 | 0 | 0 | 0 | 0 | 0 | 0 | 0 | 0 | 0 | 0 |  | 0 | 0 | 0 | 0 |  | 0 | 0 | 0 | 0 | 0
1996-10-13 | 1996 | 10 | 13 | 0 | 0 | 0 | 0 | 0 | 0 | 0 | 0 | 0 | 0 | 0 | 0 | 0 | 0 | 0 | 0 | 0 | 0 | 0 | 0 | 0 | 0 | 0 | 0 |  | 0 | 0 | 0 | 0 |  | 0 | 0 | 0 | 0 | 0
1996-10-14 | 1996 | 10 | 14 | 0 | 0 | 0 | 0 | 0 | 0 | 0 | 0 | 0 | 0 | 0 | 0 | 0 | 0 | 0 | 0 | 0 | 0 | 0 | 0 | 0 | 0 | 0 | 0 |  | 0 | 0 | 0 | 0 |  | 0 | 0 | 0 | 0 | 0
1996-10-15 | 1996 | 10 | 15 | 0 | 0 | 0 | 0 | 0 | 0 | 0 | 0 | 0 | 0 | 0 | 0 | 0 | 0 | 0 | 0 | 0 | 0 | 0 | 0 | 0 | 0 | 0 | 0 |  | 0 | 0 | 0 | 0 |  | 0 | 0 | 0 | 0 | 0
1996-10-16 | 1996 | 10 | 16 | 0 | 0 | 0 | 0 | 0 | 0 | 0 | 0 | 0 | 0.1 | 0 | 0 | 0 | 0 | 0 | 0.1 | 0 | 0 | 0 | 0 | 0 | 0 | 0 | 0 |  | 0.2 | 0.2 | 0.2 | 0 |  | 0 | 0 | 0 | 0 | 0
1996-10-17 | 1996 | 10 | 17 | 0 | 0 | 0 | 0 | 0 | 0 | 0 | 0 | 0 | 0 | 0 | 0 | 0 | 0 | 0 | 0 | 0 | 0 | 0 | 0 | 0 | 0 | 0 | 0 |  | 0 | 0 | 0 | 0 |  | 0 | 0 | 0 | 0 | 0
1996-10-18 | 1996 | 10 | 18 | 0 | 0 | 0 | 0 | 0 | 0 | 0 | 0 | 0 | 0 | 0 | 0 | 0 | 0 | 0 | 0 | 0 | 0 | 0 | 0 | 0 | 0 | 0 | 0 |  | 0 | 0 | 0 | 0 |  | 0 | 0 | 0 | 0 | 0
1996-10-19 | 1996 | 10 | 19 | 0 | 0 | 0 | 0 | 0 | 0 | 0 | 0 | 0 | 0 | 0 | 0 | 0 | 0 | 0 | 0 | 0 | 0 | 0 | 0 | 0 | 0 | 0 | 0 |  | 0 | 0 | 0 | 0 |  | 0 | 0 | 0 | 0 | 0
1996-10-20 | 1996 | 10 | 20 | 0 | 0 | 0 | 0 | 0 | 0 | 0 | 0 | 0 | 0 | 0 | 0 | 0 | 0 | 0 | 0 | 0 | 0 | 0 | 0 | 0 | 0 | 0 | 0 |  | 0 | 0 | 0 | 0 |  | 0 | 0 | 0 | 0 | 0
1996-10-21 | 1996 | 10 | 21 | 0 | 0 | 0 | 0 | 0 | 0 | 0 | 0 | 0 | 0 | 0 | 0 | 0 | 0 | 0 | 0 | 0 | 0 | 0 | 0 | 0 | 0 | 0 | 0 |  | 0 | 0 | 0 | 0 |  | 0 | 0 | 0 | 0 | 0
1996-10-22 | 1996 | 10 | 22 | 0 | 0 | 0 | 0 | 0 | 0 | 0 | 0 | 0 | 0 | 0 | 0 | 0 | 0 | 0 | 0 | 0 | 0 | 0 | 0 | 0 | 0 | 0 | 0 |  | 0 | 0 | 0 | 0 |  | 0 | 0 | 0 | 0 | 0
1996-10-23 | 1996 | 10 | 23 | 0 | 0 | 0 | 0 | 0 | 0 | 0 | 0 | 0 | 0 | 0 | 0 | 0 | 0 | 0 | 0 | 0 | 0 | 0 | 0 | 0 | 0 | 0 | 0 |  | 0 | 0 | 0 | 0 |  | 0 | 0 | 0 | 0 | 0
1996-10-24 | 1996 | 10 | 24 | 0 | 0 | 0 | 0 | 0 | 0 | 0 | 0 | 0 | 0 | 0 | 0 | 0 | 0 | 0 | 0 | 0 | 0 | 0 | 0 | 0 | 0 | 0 | 0 |  | 0 | 0 | 0 | 0 |  | 0 | 0 | 0 | 0 | 0
1996-10-25 | 1996 | 10 | 25 | 0 | 0 | 0 | 0 | 0 | 0 | 0 | 0 | 0 | 0 | 0 | 0 | 0 | 0 | 0 | 0 | 0 | 0 | 0 | 0 | 0 | 0 | 0 | 0 |  | 0 | 0 | 0 | 0 |  | 0 | 0 | 0 | 0 | 0
1996-10-26 | 1996 | 10 | 26 | 0 | 0 | 0 | 0 | 0 | 0 | 0 | 0 | 0 | 0 | 0 | 0 | 0 | 0 | 0 | 0 | 0 | 0 | 0 | 0 | 0 | 0 | 0 | 0 |  | 0 | 0 | 0 | 0 |  | 0 | 0 | 0 | 0 | 0
1996-10-27 | 1996 | 10 | 27 | 0 | 0 | 0 | 0 | 0 | 0 | 0 | 0 | 0 | 0 | 0 | 0 | 0 | 0 | 0 | 0 | 0 | 0 | 0 | 0 | 0 | 0 | 0 | 0 |  | 0 | 0 | 0 | 0 |  | 0 | 0 | 0 | 0 | 0
1996-10-28 | 1996 | 10 | 28 | 0 | 0 | 0 | 0 | 0 | 0 | 0 | 0 | 0 | 0 | 0 | 0 | 0 | 0 | 0 | 0.4 | 0.4 | 0.4 | 0.4 | 0.4 | 0.4 | 0.4 | 0.4 | 0.4 |  | 3.6 | 3.6 | 3.6 | 4.4409e-16 |  | 0 | 0 | 0 | 0 | 0
1996-10-29 | 1996 | 10 | 29 | 0.1 | 0.2 | 0.1 | 0.2 | 0.1 | 0.2 | 0.1 | 0 | 0 | 0 | 0 | 0 | 0 | 0 | 0 | 0 | 0 | 0 | 0 | 0 | 0 | 0 | 0 | 0 |  | 1 | 1 | 1 | 2.2204e-16 |  | 0 | 0 | 0 | 0 | 0
1996-10-30 | 1996 | 10 | 30 | 0 | 0 | 0 | 0 | 0 | 0 | 0 | 0 | 0 | 0 | 0 | 0 | 0 | 0 | 0 | 0 | 0 | 0 | 0 | 0 | 0 | 0 | 0 | 0 |  | 0 | 0 | 0 | 0 |  | 0 | 0 | 0 | 0 | 0
1996-10-31 | 1996 | 10 | 31 | 0 | 0 | 0 | 0 | 0 | 0 | 0 | 0 | 0 | 0 | 0 | 0 | 0 | 0 | 0 | 0 | 0 | 0 | 0 | 0 | 0 | 0 | 0 | 0 |  | 0 | 0 | 0 | 0 |  | 0 | 0 | 0 | 0 | 0
1996-11-01 | 1996 | 11 | 1 | 0 | 0 | 0 | 0 | 0 | 0 | 0 | 0 | 0 | 0 | 0 | 0 | 0 | 0 | 0 | 0 | 0 | 0 | 0 | 0 | 0 | 0 | 0 | 0 |  | 0 | 0 | 0 | 0 |  | 0 | 0 | 0 | 0 | 0
1996-11-02 | 1996 | 11 | 2 | 0 | 0 | 0 | 0 | 0 | 0 | 0 | 0 | 0 | 0 | 0 | 0 | 0 | 0 | 0 | 0 | 0 | 0 | 0 | 0 | 0 | 0 | 0 | 0 |  | 0 | 0 | 0 | 0 |  | 0 | 0 | 0 | 0 | 0
1996-11-03 | 1996 | 11 | 3 | 0 | 0 | 0.1 | 0 | 0 | 0 | 0.1 | 0 | 0 | 0 | 0 | 0 | 0 | 0 | 0 | 0 | 0 | 0 | 0 | 0 | 0 | 0 | 0 | 0 |  | 0.2 | 0.2 | 0.2 | 0 |  | 0 | 0 | 0 | 0 | 0
1996-11-04 | 1996 | 11 | 4 | 0 | 0 | 0 | 0 | 0 | 0 | 0 | 0 | 0 | 0 | 0 | 0 | 0 | 0 | 0 | 0 | 0 | 0 | 0 | 0 | 0 | 0 | 0 | 0 |  | 0 | 0 | 0 | 0 |  | 0 | 0 | 0 | 0 | 0
1996-11-05 | 1996 | 11 | 5 | 0 | 0 | 0 | 0 | 0 | 0 | 0 | 0 | 0 | 0 | 0 | 0 | 0 | 0 | 0 | 0 | 0 | 0 | 0 | 0 | 0 | 0 | 0 | 0 |  | 0 | 0 | 0 | 0 |  | 0 | 0 | 0 | 0 | 0
1996-11-06 | 1996 | 11 | 6 | 0 | 0 | 0 | 0 | 0 | 0 | 0 | 0 | 0 | 0 | 0 | 0 | 0 | 0 | 0 | 0 | 0 | 0 | 0 | 0 | 0 | 0 | 0 | 0 |  | 0 | 0 | 0 | 0 |  | 0 | 0 | 0 | 0 | 0
1996-11-07 | 1996 | 11 | 7 | 0 | 0 | 0 | 0 | 0.1 | 0 | 0.1 | 0 | 0 | 0 | 0 | 0 | 0 | 0 | 0 | 0 | 0 | 0 | 0 | 0 | 0 | 0 | 0 | 0 |  | 0.2 | 0.2 | 0.2 | 0 |  | 0 | 0 | 0 | 0 | 0
1996-11-08 | 1996 | 11 | 8 | 0 | 0 | 0 | 0 | 0 | 0 | 0 | 0 | 0 | 0 | 0 | 0 | 0 | 0 | 0 | 0 | 0.1 | 0 | 0.1 | 0 | 0.1 | 0 | 0.1 | 0 |  | 0.4 | 0.4 | 0.4 | 0 |  | 0 | 0 | 0 | 0 | 0
1996-11-09 | 1996 | 11 | 9 | 0 | 0.1 | 0 | 0 | 0 | 0.1 | 0 | 0 | 0 | 0 | 0.1 | 0 | 0 | 0 | 0.1 | 0 | 0 | 0 | 0.1 | 0 | 0 | 0 | 0.1 | 0 |  | 0.6 | 0.6 | 0.6 | 0 |  | 0 | 0 | 0 | 0 | 0
1996-11-10 | 1996 | 11 | 10 | 0 | 0 | 0.1 | 0 | 0 | 0 | 0 | 0 | 0.1 | 0 | 0 | 0 | 0 | 0 | 0.1 | 0 | 0 | 0 | 0 | 0 | 0 | 0.1 | 0 | 0 |  | 0.4 | 0.4 | 0.4 | 0 |  | 0 | 0 | 0 | 0 | 0
1996-11-11 | 1996 | 11 | 11 | 0.1 | 0 | 0.1 | 0.1 | 0 | 0.1 | 0 | 0.1 | 0.1 | 0 | 0.1 | 0.1 | 0 | 0.1 | 0.1 | 0 | 0.1 | 0 | 0.1 | 0.1 | 0 | 0.1 | 0 | 0 |  | 1.4 | 1.4 | 1.4 | 2.2204e-16 |  | 0 | 0 | 0 | 0 | 0
1996-11-12 | 1996 | 11 | 12 | 0 | 0 | 0 | 0 | 0 | 0 | 0 | 0 | 0 | 0 | 0 | 0 | 0 | 0 | 0 | 0 | 0 | 0 | 0 | 0 | 0 | 0 | 0 | 0 |  | 0 | 0 | 0 | 0 |  | 0 | 0 | 0 | 0 | 0
1996-11-13 | 1996 | 11 | 13 | 0 | 0 | 0.1 | 0 | 0 | 0 | 0 | 0.1 | 0 | 0 | 0 | 0.1 | 0 | 0 | 0 | 0 | 0.1 | 0 | 0 | 0 | 0 | 0.1 | 0 | 0 |  | 0.5 | 0.5 | 0.5 | 0 |  | 0 | 0 | 0 | 0 | 0
1996-11-14 | 1996 | 11 | 14 | 0.4 | 0.5 | 0.4 | 0.5 | 0.4 | 0.4 | 0.5 | 0.4 | 0.4 | 0.5 | 0.4 | 0.5 | 0.4 | 0.4 | 0.5 | 0.4 | 0.4 | 0.5 | 0.4 | 0.4 | 0.5 | 0.4 | 0.5 | 0.4 |  | 10.5 | 10.5 | 10.5 | 3.5527e-15 |  | 0 | 0 | 0 | 0 | 0
1996-11-15 | 1996 | 11 | 15 | 0 | 0.1 | 0 | 0 | 0.1 | 0 | 0 | 0 | 0 | 0 | 0 | 0 | 0.1 | 0 | 0 | 0.1 | 0 | 0 | 0.1 | 0 | 0 | 0 | 0.1 | 0 |  | 0.6 | 0.6 | 0.6 | 0 |  | 0 | 0 | 0 | 0 | 0
1996-11-16 | 1996 | 11 | 16 | 0 | 0 | 0 | 0 | 0 | 0 | 0.1 | 0 | 0 | 0.1 | 0 | 0 | 0.1 | 0 | 0 | 0 | 0.1 | 0 | 0 | 0.1 | 0 | 0 | 0.1 | 0 |  | 0.6 | 0.6 | 0.6 | 0 |  | 0 | 0 | 0 | 0 | 0
1996-11-17 | 1996 | 11 | 17 | 0.1 | 0 | 0.1 | 0 | 0.1 | 0.1 | 0 | 0.1 | 0 | 0.1 | 0.1 | 0 | 0.1 | 0.1 | 0 | 0.1 | 0 | 0 | 0.1 | 0.1 | 0 | 0.1 | 0 | 0.1 |  | 1.4 | 1.4 | 1.4 | 2.2204e-16 |  | 0 | 0 | 0 | 0 | 0
1996-11-18 | 1996 | 11 | 18 | 0 | 0.1 | 0 | 0.1 | 0 | 0.1 | 0 | 0 | 0.1 | 0 | 0.1 | 0 | 0 | 0.1 | 0 | 0.1 | 0 | 0 | 0.1 | 0 | 0.1 | 0 | 0.1 | 0 |  | 1 | 1 | 1 | 1.1102e-16 |  | 0 | 0 | 0 | 0 | 0
1996-11-19 | 1996 | 11 | 19 | 0.1 | 0.2 | 0.1 | 0.1 | 0.2 | 0.1 | 0.2 | 0.1 | 0 | 0 | 0 | 0.1 | 0.2 | 0.1 | 0.1 | 0.2 | 0.1 | 0.3 | 0.1 | 0.2 | 0.1 | 0.1 | 0.2 | 0.1 |  | 3 | 3 | 3 | 8.8818e-16 |  | 0 | 0 | 0 | 0 | 0
1996-11-20 | 1996 | 11 | 20 | 0 | 0 | 0 | 0 | 0 | 0 | 0 | 0 | 0 | 0 | 0 | 0 | 0 | 0 | 0 | 0 | 0 | 0 | 0 | 0 | 0 | 0 | 0 | 0 |  | 0 | 0 | 0 | 0 |  | 0 | 0 | 0 | 0 | 0
1996-11-21 | 1996 | 11 | 21 | 0 | 0 | 0 | 0 | 0 | 0 | 0 | 0 | 0 | 0 | 0 | 0 | 0 | 0 | 0 | 0 | 0 | 0 | 0 | 0.1 | 0 | 0 | 0.1 | 0 |  | 0.2 | 0.2 | 0.2 | 0 |  | 0 | 0 | 0 | 0 | 0
1996-11-22 | 1996 | 11 | 22 | 0.1 | 0 | 0.1 | 0 | 0.1 | 0 | 0.1 | 0 | 0.1 | 0 | 0.1 | 0 | 0.1 | 0 | 0 | 0 | 0 | 0 | 0 | 0.1 | 0 | 0.1 | 0 | 0.1 |  | 1 | 1 | 1 | 1.1102e-16 |  | 0 | 0 | 0 | 0 | 0
1996-11-23 | 1996 | 11 | 23 | 0 | 0 | 0 | 0 | 0 | 0 | 0 | 0 | 0 | 0 | 0 | 0 | 0 | 0 | 0 | 0 | 0 | 0 | 0 | 0 | 0 | 0 | 0 | 0 |  | 0 | 0 | 0 | 0 |  | 0 | 0 | 0 | 0 | 0
1996-11-24 | 1996 | 11 | 24 | 0 | 0 | 0 | 0 | 0 | 0 | 0 | 0 | 0 | 0 | 0 | 0 | 0 | 0 | 0 | 0 | 0 | 0 | 0 | 0 | 0 | 0 | 0 | 0 |  | 0 | 0 | 0 | 0 |  | 0 | 0 | 0 | 0 | 0
1996-11-25 | 1996 | 11 | 25 | 0 | 0 | 0 | 0 | 0 | 0 | 0 | 0 | 0 | 0 | 0 | 0 | 0 | 0 | 0 | 0 | 0 | 0 | 0 | 0 | 0 | 0 | 0 | 0 |  | 0 | 0 | 0 | 0 |  | 0 | 0 | 0 | 0 | 0
1996-11-26 | 1996 | 11 | 26 | 0 | 0 | 0 | 0 | 0 | 0 | 0 | 0 | 0 | 0 | 0 | 0 | 0 | 0 | 0 | 0 | 0 | 0 | 0 | 0 | 0 | 0 | 0 | 0 |  | 0 | 0 | 0 | 0 |  | 0 | 0 | 0 | 0 | 0
1996-11-27 | 1996 | 11 | 27 | 0 | 0 | 0 | 0 | 0 | 0 | 0 | 0 | 0 | 0 | 0 | 0 | 0 | 0 | 0 | 0 | 0 | 0 | 0 | 0 | 0 | 0 | 0 | 0 |  | 0 | 0 | 0 | 0 |  | 0 | 0 | 0 | 0 | 0
1996-11-28 | 1996 | 11 | 28 | 0 | 0 | 0 | 0 | 0.6 | 0.5 | 0.6 | 0.6 | 1.1 | 0.6 | 0.6 | 0.5 | 0.6 | 0.6 | 0.6 | 0.5 | 0.6 | 0 | 0 | 0 | 0 | 0 | 0 | 0 |  | 8 | 8 | 8 | 1.7764e-15 |  | 0 | 0 | 0 | 0 | 0
1996-11-29 | 1996 | 11 | 29 | 0 | 0 | 0 | 0 | 0 | 0 | 0 | 0 | 0 | 0 | 0 | 0 | 0 | 0 | 0 | 0 | 0 | 0 | 0 | 0 | 0 | 0 | 0 | 0 |  | 0 | 0 | 0 | 0 |  | 0 | 0 | 0 | 0 | 0
1996-11-30 | 1996 | 11 | 30 | 0 | 0 | 0 | 0 | 0 | 0 | 0 | 0 | 0 | 0 | 0 | 0 | 0 | 0 | 0 | 0 | 0 | 0 | 0 | 0 | 0 | 0 | 0 | 0 |  | 0 | 0 | 0 | 0 |  | 0 | 0 | 0 | 0 | 0
1996-12-01 | 1996 | 12 | 1 | 0 | 0 | 0 | 0 | 0 | 0 | 0 | 0 | 0 | 0 | 0 | 0 | 0 | 0 | 0 | 0 | 0 | 0 | 0 | 0 | 0 | 0 | 0 | 0 |  | 0 | 0 | 0 | 0 |  | 0 | 0 | 0 | 0 | 0
1996-12-02 | 1996 | 12 | 2 | 0 | 0 | 0 | 0 | 0 | 0 | 0 | 0 | 0 | 0 | 0 | 0 | 0 | 0 | 0 | 0 | 0 | 0 | 0 | 0 | 0 | 0 | 0 | 0 |  | 0 | 0 | 0 | 0 |  | 0 | 0 | 0 | 0 | 0
1996-12-03 | 1996 | 12 | 3 | 0 | 0 | 0 | 0 | 0 | 0 | 0 | 0 | 0 | 0 | 0 | 0 | 0 | 0 | 0 | 0 | 0 | 0 | 0 | 0 | 0 | 0 | 0 | 0 |  | 0 | 0 | 0 | 0 |  | 0 | 0 | 0 | 0 | 0
1996-12-04 | 1996 | 12 | 4 | 0 | 0 | 0 | 0 | 0 | 0 | 0 | 0 | 0 | 0 | 0 | 0 | 0 | 0 | 0 | 0 | 0 | 0 | 0 | 0 | 0 | 0 | 0 | 0 |  | 0 | 0 | 0 | 0 |  | 0 | 0 | 0 | 0 | 0
1996-12-05 | 1996 | 12 | 5 | 0 | 0 | 0 | 0 | 0 | 0 | 0 | 0 | 0 | 0 | 0 | 0 | 0 | 0 | 0 | 0 | 0 | 0 | 0 | 0 | 0 | 0 | 0 | 0 |  | 0 | 0 | 0 | 0 |  | 0 | 0 | 0 | 0 | 0
1996-12-06 | 1996 | 12 | 6 | 0 | 0 | 0 | 0 | 0 | 0 | 0 | 0 | 0 | 0 | 0 | 0 | 0 | 0 | 0 | 0 | 0 | 0 | 0 | 0 | 0 | 0 | 0 | 0 |  | 0 | 0 | 0 | 0 |  | 0 | 0 | 0 | 0 | 0
1996-12-07 | 1996 | 12 | 7 | 0 | 0 | 0 | 0 | 0 | 0 | 0 | 0 | 0 | 0 | 0 | 0 | 0 | 0 | 0 | 0 | 0 | 0 | 0 | 0 | 0 | 0 | 0 | 0 |  | 0 | 0 | 0 | 0 |  | 0 | 0 | 0 | 0 | 0
1996-12-08 | 1996 | 12 | 8 | 0 | 0 | 0 | 0 | 0 | 0 | 0 | 0 | 0 | 0 | 0 | 0 | 0 | 0 | 0 | 0 | 0 | 0 | 0 | 0 | 0 | 0 | 0 | 0 |  | 0 | 0 | 0 | 0 |  | 0 | 0 | 0 | 0 | 0
1996-12-09 | 1996 | 12 | 9 | 0.1 | 0 | 0 | 0 | 0 | 0 | 0.1 | 0 | 0 | 0 | 0 | 0 | 0.1 | 0 | 0 | 0 | 0 | 0 | 0.1 | 0 | 0 | 0 | 0 | 0 |  | 0.4 | 0.4 | 0.4 | 0 |  | 0 | 0 | 0 | 0 | 0
1996-12-10 | 1996 | 12 | 10 | 0 | 0 | 0 | 0 | 0 | 0 | 0 | 0 | 0 | 0 | 0 | 0 | 0 | 0 | 0 | 0 | 0 | 0 | 0 | 0 | 0 | 0 | 0 | 0 |  | 0 | 0 | 0 | 0 |  | 0 | 0 | 0 | 0 | 0
1996-12-11 | 1996 | 12 | 11 | 0 | 0 | 0 | 0 | 0 | 0 | 0 | 0.4 | 0 | 0 | 0 | 0 | 0 | 0 | 0 | 0 | 0 | 0 | 0 | 0 | 0 | 0 | 0 | 0 |  | 0.4 | 0.4 | 0.4 | 0 |  | 0 | 0 | 0 | 0 | 0
1996-12-12 | 1996 | 12 | 12 | 0 | 0 | 0 | 0 | 0 | 0 | 0 | 0 | 0 | 0 | 0 | 0 | 0 | 0 | 0 | 0 | 0 | 0 | 0 | 0 | 0 | 0 | 0 | 0 |  | 0 | 0 | 0 | 0 |  | 0 | 0 | 0 | 0 | 0
1996-12-13 | 1996 | 12 | 13 | 0 | 0 | 0 | 0 | 0 | 0 | 0 | 0 | 0 | 0 | 0 | 0 | 0 | 0 | 0 | 0 | 0 | 0 | 0 | 0 | 0 | 0 | 0 | 0 |  | 0 | 0 | 0 | 0 |  | 0 | 0 | 0 | 0 | 0
1996-12-14 | 1996 | 12 | 14 | 0 | 0 | 0 | 0 | 0 | 0 | 0 | 0 | 0 | 0 | 0 | 0 | 0 | 0 | 0 | 0 | 0 | 0 | 0 | 0 | 0 | 0 | 0 | 0 |  | 0 | 0 | 0 | 0 |  | 0 | 0 | 0 | 0 | 0
1996-12-15 | 1996 | 12 | 15 | 0 | 0 | 0 | 0 | 0 | 0 | 0 | 0 | 0 | 0 | 0 | 0 | 0 | 0 | 0 | 0.1 | 0.2 | 0.1 | 0.1 | 0.2 | 0.1 | 0 | 0 | 0 |  | 0.8 | 0.8 | 0.8 | 1.1102e-16 |  | 0 | 0 | 0 | 0 | 0
1996-12-16 | 1996 | 12 | 16 | 0 | 0 | 0 | 0 | 0 | 0 | 0 | 0 | 0 | 0 | 0 | 0 | 0 | 0 | 0 | 0 | 0 | 0 | 0 | 0 | 0 | 0 | 0 | 0 |  | 0 | 0 | 0 | 0 |  | 0 | 0 | 0 | 0 | 0
1996-12-17 | 1996 | 12 | 17 | 0 | 0 | 0 | 0 | 0 | 0 | 0 | 0 | 0 | 0 | 0 | 0 | 0 | 0 | 0 | 0 | 0 | 0 | 0 | 0 | 0 | 0 | 0 | 0 |  | 0 | 0 | 0 | 0 |  | 0 | 0 | 0 | 0 | 0
1996-12-18 | 1996 | 12 | 18 | 0 | 0 | 0 | 0 | 0 | 0 | 0 | 0 | 0 | 0 | 0 | 0 | 0 | 0 | 0 | 0 | 0 | 0 | 0 | 0 | 0 | 0.3 | 0.2 | 0.3 |  | 0.8 | 0.8 | 0.8 | 0 |  | 0 | 0 | 0 | 0 | 0
1996-12-19 | 1996 | 12 | 19 | 0.7 | 0 | 0 | 0 | 0 | 0 | 0 | 0 | 0 | 0 | 0 | 0 | 0 | 0 | 0 | 0 | 0 | 0 | 0 | 0 | 0 | 0 | 0 | 0 |  | 0.7 | 0.7 | 0.7 | 0 |  | 0 | 0 | 0 | 0 | 0
1996-12-20 | 1996 | 12 | 20 | 0 | 0 | 0 | 0 | 0.2 | 0.1 | 0.2 | 0.1 | 0.2 | 0 | 0.1 | 0.2 | 0.2 | 0.1 | 0.2 | 0.1 | 0.2 | 0.2 | 0.1 | 0.2 | 0.1 | 0.2 | 0.1 | 0.2 |  | 3 | 3 | 3 | 8.8818e-16 |  | 0 | 0 | 0 | 0 | 0
1996-12-21 | 1996 | 12 | 21 | 0 | 0.1 | 0 | 0 | 0.1 | 0 | 0 | 0.1 | 0 | 0 | 0.1 | 0 | 0 | 0.1 | 0 | 0 | 0.1 | 0 | 0 | 0.1 | 0 | 0 | 0.1 | 0 |  | 0.8 | 0.8 | 0.8 | 1.1102e-16 |  | 0 | 0 | 0 | 0 | 0
1996-12-22 | 1996 | 12 | 22 | 0 | 0.1 | 0 | 0 | 0.1 | 0 | 0.1 | 0 | 0 | 0.1 | 0 | 0 | 0.1 | 0 | 0 | 0.1 | 0 | 0.1 | 0 | 0 | 0.1 | 0 | 0 | 0 |  | 0.8 | 0.8 | 0.8 | 1.1102e-16 |  | 0 | 0 | 0 | 0 | 0
1996-12-23 | 1996 | 12 | 23 | 0 | 0.1 | 0 | 0.1 | 0 | 0.1 | 0 | 0 | 0.1 | 0 | 0.1 | 0 | 0 | 0 | 0 | 0 | 0 | 0 | 0.1 | 0 | 0.1 | 0 | 0.1 | 0 |  | 0.8 | 0.8 | 0.8 | 1.1102e-16 |  | 0 | 0 | 0 | 0 | 0
1996-12-24 | 1996 | 12 | 24 | 0 | 0 | 0 | 0 | 0 | 0 | 0 | 0 | 0 | 0 | 0 | 0 | 0 | 0 | 0 | 0 | 0 | 0 | 0 | 0 | 0 | 0 | 0 | 0 |  | 0 | 0 | 0 | 0 |  | 0 | 0 | 0 | 0 | 0
1996-12-25 | 1996 | 12 | 25 | 0 | 0 | 0 | 0 | 0 | 0 | 0 | 0 | 0 | 0 | 0 | 0 | 0 | 0 | 0 | 0 | 0 | 0 | 0 | 0 | 0 | 0 | 0 | 0 |  | 0 | 0 | 0 | 0 |  | 0 | 0 | 0 | 0 | 0
1996-12-26 | 1996 | 12 | 26 | 0 | 0 | 0 | 0 | 0 | 0 | 0 | 0 | 0 | 0 | 0 | 0 | 0 | 0 | 0 | 0 | 0 | 0 | 0 | 0 | 0 | 0 | 0 | 0 |  | 0 | 0 | 0 | 0 |  | 0 | 0 | 0 | 0 | 0
1996-12-27 | 1996 | 12 | 27 | 0.2 | 0.2 | 0.2 | 0.2 | 0.2 | 0.2 | 0.2 | 0.2 | 0.2 | 0.2 | 0.2 | 0.2 | 0.4 | 0.2 | 0.2 | 0.2 | 0.2 | 0.2 | 0.2 | 0.2 | 0.2 | 0.2 | 0.2 | 0.2 |  | 5 | 5 | 5 | 1.7764e-15 |  | 0 | 0 | 0 | 0 | 0
1996-12-28 | 1996 | 12 | 28 | 0 | 0 | 0 | 0 | 0 | 0 | 0 | 0 | 0 | 0 | 0 | 0 | 0 | 0 | 0 | 0 | 0 | 0 | 0 | 0 | 0 | 0 | 0 | 0 |  | 0 | 0 | 0 | 0 |  | 0 | 0 | 0 | 0 | 0
1996-12-29 | 1996 | 12 | 29 | 0 | 0 | 0 | 0 | 0 | 0 | 0 | 0 | 0 | 0 | 0.4 | 0.4 | 0.4 | 0.4 | 0.4 | 0.4 | 0.4 | 0.4 | 0.4 | 0.4 | 0.4 | 0.4 | 0 | 0 |  | 4.8 | 4.8 | 4.8 | 0 |  | 0 | 0 | 0 | 0 | 0
1996-12-30 | 1996 | 12 | 30 | 0 | 0 | 0 | 0 | 0 | 0 | 0 | 0 | 0 | 0 | 0 | 0 | 0 | 0 | 0 | 0 | 0 | 0 | 0 | 0 | 0 | 0 | 0 | 0 |  | 0 | 0 | 0 | 0 |  | 0 | 0 | 0 | 0 | 0
1996-12-31 | 1996 | 12 | 31 | 0 | 0 | 0 | 0 | 0 | 0 | 0 | 0 | 0 | 0 | 0 | 0 | 0 | 0 | 0 | 0 | 0 | 0 | 0 | 0 | 0 | 0 | 0 | 0 |  | 0 | 0 | 0 | 0 |  | 0 | 0 | 0 | 0 | 0
1997-01-01 | 1997 | 1 | 1 | 0 | 0 | 0 | 0 | 0 | 0 | 0 | 0 | 0 | 0 | 0 | 0 | 0 | 0 | 0 | 0 | 0 | 0 | 0 | 0 | 0 | 0 | 0 | 0 |  | 0 | 0 | 0 | 0 |  | 0 | 0 | 0 | 0 | 0
1997-01-02 | 1997 | 1 | 2 | 0 | 0 | 0 | 0 | 0 | 0 | 0 | 0 | 0 | 0 | 0 | 0 | 0 | 0 | 0 | 0 | 0 | 0 | 0 | 0 | 0 | 0 | 0 | 0 |  | 0 | 0 | 0 | 0 |  | 0 | 0 | 0 | 0 | 0
1997-01-03 | 1997 | 1 | 3 | 0 | 0 | 0 | 0 | 0 | 0 | 0 | 0 | 0 | 0 | 0 | 0 | 0 | 0 | 0 | 0 | 0 | 0 | 0.3 | 0.3 | 0.2 | 0.3 | 0.3 | 0 |  | 1.4 | 1.4 | 1.4 | 2.2204e-16 |  | 0 | 0 | 0 | 0 | 0
1997-01-04 | 1997 | 1 | 4 | 0 | 0 | 0 | 0 | 0 | 0 | 0 | 0 | 0 | 0 | 0 | 0 | 0 | 0 | 0 | 0 | 0 | 0 | 0 | 0 | 0 | 0 | 0 | 0 |  | 0 | 0 | 0 | 0 |  | 0 | 0 | 0 | 0 | 0
1997-01-05 | 1997 | 1 | 5 | 0 | 0 | 0 | 0 | 0 | 0 | 0 | 0 | 0 | 0 | 0 | 0 | 0 | 0 | 0 | 0 | 0 | 0 | 0 | 0 | 0 | 0 | 0 | 0 |  | 0 | 0 | 0 | 0 |  | 0 | 0 | 0 | 0 | 0
1997-01-06 | 1997 | 1 | 6 | 0 | 0 | 0 | 0 | 0 | 0 | 0 | 0 | 0 | 0 | 0 | 0 | 0 | 0 | 0 | 0 | 0 | 0 | 0 | 0 | 0 | 0 | 0 | 0 |  | 0 | 0 | 0 | 0 |  | 0 | 0 | 0 | 0 | 0
1997-01-07 | 1997 | 1 | 7 | 0 | 0 | 0 | 0 | 0 | 0 | 0 | 0 | 0 | 0 | 0 | 0 | 0 | 0 | 0 | 0 | 0 | 0 | 0 | 0 | 0 | 0 | 0 | 0 |  | 0 | 0 | 0 | 0 |  | 0 | 0 | 0 | 0 | 0
1997-01-08 | 1997 | 1 | 8 | 0 | 0 | 0 | 0 | 0 | 0 | 0.3 | 0.2 | 0.6 | 0.3 | 0.2 | 0.3 | 0.3 | 0.3 | 0.2 | 0.3 | 0.3 | 0.3 | 0.2 | 0.3 | 0.3 | 0.3 | 0.2 | 0.3 |  | 5.2 | 5.2 | 5.2 | 8.8818e-16 |  | 0 | 0 | 0 | 0 | 0
1997-01-09 | 1997 | 1 | 9 | 0.1 | 0.1 | 0.1 | 0 | 0.1 | 0.1 | 0.1 | 0.1 | 0.1 | 0 | 0.1 | 0.1 | 0.1 | 0.1 | 0 | 0.1 | 0.1 | 0.1 | 0.1 | 0.1 | 0 | 0.1 | 0.1 | 0.1 |  | 2 | 2 | 2 | 4.4409e-16 |  | 0 | 0 | 0 | 0 | 0
1997-01-10 | 1997 | 1 | 10 | 0.2 | 0.1 | 0.2 | 0.2 | 0.2 | 0.1 | 0.2 | 0.2 | 0.2 | 0.1 | 0.2 | 0.2 | 0.1 | 0.2 | 0.2 | 0.2 | 0 | 0 | 0.1 | 0.2 | 0.2 | 0.2 | 0.1 | 0.2 |  | 3.8 | 3.8 | 3.8 | 1.7764e-15 |  | 0 | 0 | 0 | 0 | 0
1997-01-11 | 1997 | 1 | 11 | 0 | 0 | 0 | 0 | 0 | 0 | 0 | 0 | 0 | 0 | 0 | 0 | 0 | 0 | 0 | 0 | 0 | 0 | 0 | 0 | 0 | 0 | 0 | 0 |  | 0 | 0 | 0 | 0 |  | 0 | 0 | 0 | 0 | 0
1997-01-12 | 1997 | 1 | 12 | 0 | 0 | 0 | 0 | 0 | 0 | 0 | 0 | 0 | 0 | 0 | 0 | 0 | 0 | 0 | 0 | 0 | 0 | 0 | 0 | 0 | 0 | 0 | 0 |  | 0 | 0 | 0 | 0 |  | 0 | 0 | 0 | 0 | 0
1997-01-13 | 1997 | 1 | 13 | 0 | 0 | 0 | 0 | 0 | 0 | 0 | 0 | 0 | 0 | 0 | 0 | 0 | 0 | 0 | 0 | 0 | 0 | 0 | 0 | 0 | 0 | 0 | 0 |  | 0 | 0 | 0 | 0 |  | 0 | 0 | 0 | 0 | 0
1997-01-14 | 1997 | 1 | 14 | 0 | 0 | 0 | 0 | 0 | 0 | 0 | 0 | 0 | 0 | 0 | 0 | 0 | 0 | 0 | 0 | 0 | 0 | 0 | 0 | 0 | 0 | 0 | 0 |  | 0 | 0 | 0 | 0 |  | 0 | 0 | 0 | 0 | 0
1997-01-15 | 1997 | 1 | 15 | 0 | 0 | 0 | 0 | 0 | 0 | 0 | 0 | 0.1 | 0 | 0 | 0 | 0 | 0 | 0 | 0 | 0 | 0 | 0.1 | 0 | 0 | 0 | 0 | 0 |  | 0.2 | 0.2 | 0.2 | 0 |  | 0 | 0 | 0 | 0 | 0
1997-01-16 | 1997 | 1 | 16 | 0 | 0 | 0 | 0 | 0 | 0 | 0 | 0 | 0 | 0 | 0 | 0 | 0 | 0 | 0 | 0 | 0 | 0 | 0 | 0 | 0 | 0 | 0 | 0 |  | 0 | 0 | 0 | 0 |  | 0 | 0 | 0 | 0 | 0
1997-01-17 | 1997 | 1 | 17 | 0 | 0 | 0 | 0 | 0 | 0 | 0 | 0 | 0 | 0 | 0 | 0 | 0 | 0 | 0 | 0 | 0 | 0 | 0 | 0 | 0 | 0 | 0 | 0 |  | 0 | 0 | 0 | 0 |  | 0 | 0 | 0 | 0 | 0
1997-01-18 | 1997 | 1 | 18 | 0 | 0 | 0 | 0 | 0 | 0 | 0 | 0 | 0 | 0 | 0 | 0 | 0 | 0 | 0 | 0 | 0 | 0 | 0 | 0 | 0 | 0 | 0 | 0 |  | 0 | 0 | 0 | 0 |  | 0 | 0 | 0 | 0 | 0
1997-01-19 | 1997 | 1 | 19 | 0 | 0 | 0 | 0 | 0 | 0 | 0 | 0 | 0 | 0 | 0 | 0 | 0 | 0 | 0 | 0 | 0 | 0 | 0 | 0 | 0 | 0 | 0 | 0 |  | 0 | 0 | 0 | 0 |  | 0 | 0 | 0 | 0 | 0
1997-01-20 | 1997 | 1 | 20 | 0 | 0 | 0 | 0 | 0 | 0 | 0 | 0 | 0 | 0 | 0 | 0 | 0 | 0 | 0 | 0 | 0 | 0 | 0 | 0 | 0 | 0.1 | 0 | 0.1 |  | 0.2 | 0.2 | 0.2 | 0 |  | 0 | 0 | 0 | 0 | 0
1997-01-21 | 1997 | 1 | 21 | 0.1 | 0.1 | 0.1 | 0.1 | 0.1 | 0.1 | 0.1 | 0.1 | 0.1 | 0.1 | 0.1 | 0.1 | 0.1 | 0.1 | 0.1 | 0.1 | 0.1 | 0.1 | 0.1 | 0.1 | 0.1 | 0.1 | 0.1 | 0.1 |  | 2.4 | 2.4 | 2.4 | 8.8818e-16 |  | 0 | 0 | 0 | 0 | 0
1997-01-22 | 1997 | 1 | 22 | 0 | 0 | 0 | 0.1 | 0 | 0 | 0 | 0 | 0 | 0 | 0 | 0 | 0 | 0 | 0 | 0 | 0 | 0 | 0 | 0 | 0.1 | 0 | 0 | 0 |  | 0.2 | 0.2 | 0.2 | 0 |  | 0 | 0 | 0 | 0 | 0
1997-01-23 | 1997 | 1 | 23 | 0 | 0.1 | 0.2 | 0 | 0.1 | 0.1 | 0.2 | 0.1 | 0.1 | 0.2 | 0.1 | 0.1 | 0.2 | 0 | 0 | 0 | 0 | 0.1 | 0.1 | 0.2 | 0.1 | 0.1 | 0.2 | 0.1 |  | 2.4 | 2.4 | 2.4 | 4.4409e-16 |  | 0 | 0 | 0 | 0 | 0
1997-01-24 | 1997 | 1 | 24 | 0.1 | 0 | 0.1 | 0.1 | 0 | 0.1 | 0 | 0.1 | 0.1 | 0 | 0 | 0 | 0 | 0 | 0 | 0 | 0 | 0 | 0 | 0 | 0 | 0 | 0 | 0.1 |  | 0.7 | 0.7 | 0.7 | 0 |  | 0 | 0 | 0 | 0 | 0
1997-01-25 | 1997 | 1 | 25 | 0 | 0 | 0 | 0 | 0 | 0 | 0 | 0 | 0 | 0 | 0 | 0 | 0 | 0 | 0 | 0 | 0 | 0 | 0 | 0 | 0 | 0 | 0 | 0 |  | 0 | 0 | 0 | 0 |  | 0 | 0 | 0 | 0 | 0
1997-01-26 | 1997 | 1 | 26 | 0 | 0 | 0 | 0 | 0 | 0 | 0 | 0 | 0 | 0 | 0 | 0 | 0 | 0 | 0 | 0 | 0 | 0 | 0 | 0 | 0 | 0 | 0 | 0 |  | 0 | 0 | 0 | 0 |  | 0 | 0 | 0 | 0 | 0
1997-01-27 | 1997 | 1 | 27 | 0 | 0 | 0 | 0 | 0 | 0 | 0 | 0 | 0 | 0 | 0 | 0 | 0 | 0 | 0 | 0 | 0 | 0 | 0 | 0 | 0 | 0 | 0 | 0 |  | 0 | 0 | 0 | 0 |  | 0 | 0 | 0 | 0 | 0
1997-01-28 | 1997 | 1 | 28 | 0 | 0 | 0 | 0 | 0 | 0 | 0 | 0 | 0 | 0 | 0 | 0 | 0 | 0 | 0 | 0 | 0 | 0 | 0 | 0 | 0 | 0 | 0 | 0 |  | 0 | 0 | 0 | 0 |  | 0 | 0 | 0 | 0 | 0
1997-01-29 | 1997 | 1 | 29 | 0 | 0 | 0 | 0 | 0 | 0 | 0 | 0 | 0 | 0 | 0 | 0 | 0 | 0 | 0 | 0 | 0 | 0 | 0 | 0 | 0 | 0 | 0 | 0 |  | 0 | 0 | 0 | 0 |  | 0 | 0 | 0 | 0 | 0
1997-01-30 | 1997 | 1 | 30 | 0 | 0 | 0 | 0 | 0 | 0 | 0 | 0 | 0 | 0 | 0 | 0 | 0 | 0 | 0 | 0 | 0 | 0 | 0 | 0 | 0 | 0 | 0 | 0 |  | 0 | 0 | 0 | 0 |  | 0 | 0 | 0 | 0 | 0
1997-01-31 | 1997 | 1 | 31 | 0 | 0 | 0 | 0 | 0 | 0 | 0 | 0 | 0 | 0 | 0 | 0 | 0 | 0 | 0 | 0 | 0 | 0 | 0 | 0 | 0 | 0 | 0 | 0 |  | 0 | 0 | 0 | 0 |  | 0 | 0 | 0 | 0 | 0
1997-02-01 | 1997 | 2 | 1 | 0 | 0 | 0 | 0 | 0 | 0 | 0 | 0 | 0 | 0 | 0 | 0 | 0 | 0 | 0 | 0 | 0 | 0 | 0 | 0 | 0 | 0 | 0 | 0 |  | 0 | 0 | 0 | 0 |  | 0 | 0 | 0 | 0 | 0
1997-02-02 | 1997 | 2 | 2 | 0 | 0 | 0 | 0 | 0 | 0 | 0 | 0 | 0 | 0 | 0 | 0 | 0 | 0 | 0 | 0 | 0 | 0 | 0 | 0 | 0 | 0 | 0 | 0 |  | 0 | 0 | 0 | 0 |  | 0 | 0 | 0 | 0 | 0
1997-02-03 | 1997 | 2 | 3 | 0 | 0 | 0 | 0 | 0 | 0 | 0 | 0 | 0 | 0 | 0 | 0 | 0 | 0 | 0 | 0 | 0 | 0 | 0 | 0 | 0 | 0 | 0 | 0 |  | 0 | 0 | 0 | 0 |  | 0 | 0 | 0 | 0 | 0
1997-02-04 | 1997 | 2 | 4 | 0 | 0 | 0 | 0 | 0 | 0 | 0 | 0 | 0 | 0 | 0 | 0 | 0 | 0 | 0 | 0 | 0 | 0 | 0 | 0 | 0 | 0 | 0 | 0 |  | 0 | 0 | 0 | 0 |  | 0 | 0 | 0 | 0 | 0
1997-02-05 | 1997 | 2 | 5 | 0 | 0 | 0 | 0 | 0 | 0 | 0 | 0 | 0 | 0 | 0 | 0 | 0 | 0 | 0 | 0 | 0 | 0 | 0 | 0 | 0 | 0 | 0 | 0 |  | 0 | 0 | 0 | 0 |  | 0 | 0 | 0 | 0 | 0
1997-02-06 | 1997 | 2 | 6 | 0 | 0 | 0 | 0 | 0 | 0 | 0 | 0 | 0 | 0 | 0 | 0 | 0 | 0 | 0 | 0 | 0 | 0 | 0 | 0 | 0 | 0 | 0 | 0 |  | 0 | 0 | 0 | 0 |  | 0 | 0 | 0 | 0 | 0
1997-02-07 | 1997 | 2 | 7 | 0 | 0 | 0 | 0 | 0 | 0 | 0 | 0 | 0 | 0 | 0 | 0 | 0 | 0 | 0 | 0 | 0 | 0 | 0 | 0 | 0 | 0 | 0 | 0 |  | 0 | 0 | 0 | 0 |  | 0 | 0 | 0 | 0 | 0
1997-02-08 | 1997 | 2 | 8 | 0 | 0 | 0 | 0 | 0 | 0 | 0 | 0 | 0 | 0 | 0 | 0 | 0 | 0 | 0 | 0 | 0 | 0 | 0 | 0 | 0 | 0 | 0 | 0 |  | 0 | 0 | 0 | 0 |  | 0 | 0 | 0 | 0 | 0
1997-02-09 | 1997 | 2 | 9 | 0 | 0 | 0 | 0 | 0 | 0 | 0 | 0 | 0 | 0 | 0 | 0 | 0 | 0 | 0 | 0 | 0 | 0 | 0 | 0 | 0 | 0 | 0 | 0 |  | 0 | 0 | 0 | 0 |  | 0 | 0 | 0 | 0 | 0
1997-02-10 | 1997 | 2 | 10 | 0 | 0 | 0 | 0 | 0 | 0 | 0 | 0 | 0 | 0 | 0 | 0 | 0 | 0 | 0 | 0 | 0 | 0 | 0 | 0 | 0 | 0 | 0 | 0 |  | 0 | 0 | 0 | 0 |  | 0 | 0 | 0 | 0 | 0
1997-02-11 | 1997 | 2 | 11 | 0 | 0 | 0 | 0 | 0 | 0 | 0 | 0 | 0 | 0 | 0 | 0 | 0 | 0 | 0 | 0 | 0 | 0 | 0 | 0 | 0 | 0 | 0 | 0 |  | 0 | 0 | 0 | 0 |  | 0 | 0 | 0 | 0 | 0
1997-02-12 | 1997 | 2 | 12 | 0 | 0 | 0 | 0 | 0 | 0 | 0 | 0 | 0 | 0 | 0 | 0 | 0 | 0 | 0 | 0 | 0 | 0 | 0 | 0 | 0 | 0 | 0 | 0 |  | 0 | 0 | 0 | 0 |  | 0 | 0 | 0 | 0 | 0
1997-02-13 | 1997 | 2 | 13 | 0 | 0 | 0 | 0 | 0 | 0 | 0 | 0 | 0 | 0 | 0 | 0 | 0 | 0 | 0 | 0 | 0 | 0 | 0 | 0 | 0 | 0 | 0 | 0 |  | 0 | 0 | 0 | 0 |  | 0 | 0 | 0 | 0 | 0
1997-02-14 | 1997 | 2 | 14 | 0 | 0 | 0 | 0 | 0 | 0 | 0 | 0 | 0 | 0 | 0 | 0 | 0 | 0 | 0 | 0 | 0 | 0 | 0 | 0 | 0 | 0 | 0 | 0 |  | 0 | 0 | 0 | 0 |  | 0 | 0 | 0 | 0 | 0
1997-02-15 | 1997 | 2 | 15 | 0 | 0 | 0 | 0 | 0 | 0 | 0 | 0 | 0 | 0 | 0 | 0 | 0 | 0 | 0 | 0 | 0 | 0 | 0 | 0 | 0 | 0 | 0 | 0 |  | 0 | 0 | 0 | 0 |  | 0 | 0 | 0 | 0 | 0
1997-02-16 | 1997 | 2 | 16 | 0 | 0 | 0 | 0 | 0 | 0 | 0 | 0 | 0 | 0 | 0 | 0 | 0 | 0 | 0 | 0 | 0 | 0 | 0 | 0 | 0 | 0 | 0 | 0 |  | 0 | 0 | 0 | 0 |  | 0 | 0 | 0 | 0 | 0
1997-02-17 | 1997 | 2 | 17 | 0 | 0 | 0 | 0 | 0 | 0 | 0 | 0 | 0 | 0 | 0 | 0 | 0 | 0 | 0 | 0 | 0 | 0.1 | 0 | 0 | 0.1 | 0 | 0 | 0 |  | 0.2 | 0.2 | 0.2 | 0 |  | 0 | 0 | 0 | 0 | 0
1997-02-18 | 1997 | 2 | 18 | 0.2 | 0 | 0 | 0 | 0 | 0 | 0 | 0 | 0 | 0 | 0 | 0 | 0 | 0 | 0 | 0 | 0 | 0 | 0 | 0 | 0 | 0 | 0 | 0 |  | 0.2 | 0.2 | 0.2 | 0 |  | 0 | 0 | 0 | 0 | 0
1997-02-19 | 1997 | 2 | 19 | 0 | 0 | 0 | 0 | 0 | 0 | 0 | 0 | 0 | 0 | 0 | 0 | 0 | 0 | 0 | 0 | 0 | 0 | 0 | 0 | 0 | 0 | 0 | 0 |  | 0 | 0 | 0 | 0 |  | 0 | 0 | 0 | 0 | 0
1997-02-20 | 1997 | 2 | 20 | 0 | 0 | 0 | 0 | 0 | 0 | 0 | 0 | 0 | 0 | 0 | 0 | 0 | 0 | 0 | 0 | 0 | 0 | 0 | 0 | 0 | 0 | 0 | 0 |  | 0 | 0 | 0 | 0 |  | 0 | 0 | 0 | 0 | 0
1997-02-21 | 1997 | 2 | 21 | 0 | 0 | 0 | 0 | 0 | 0 | 0 | 0 | 0 | 0 | 0 | 0 | 0 | 0 | 0 | 0 | 0 | 0 | 0 | 0 | 0 | 0 | 0 | 0 |  | 0 | 0 | 0 | 0 |  | 0 | 0 | 0 | 0 | 0
1997-02-22 | 1997 | 2 | 22 | 0.1 | 0.1 | 0 | 0.1 | 0.1 | 0.1 | 0.1 | 0 | 0 | 0 | 0 | 0 | 0 | 0.1 | 0.1 | 0 | 0 | 0 | 0 | 0 | 0 | 0 | 0 | 0 |  | 0.8 | 0.8 | 0.8 | 1.1102e-16 |  | 0 | 0 | 0 | 0 | 0
1997-02-23 | 1997 | 2 | 23 | 0 | 0 | 0 | 0 | 0 | 0 | 0 | 0 | 0 | 0 | 0 | 0 | 0 | 0 | 0 | 0 | 0 | 0 | 0 | 0 | 0 | 0 | 0 | 0 |  | 0 | 0 | 0 | 0 |  | 0 | 0 | 0 | 0 | 0
1997-02-24 | 1997 | 2 | 24 | 0 | 0 | 0 | 0 | 0 | 0 | 0 | 0 | 0 | 0 | 0 | 0 | 0 | 0 | 0 | 0 | 0 | 0 | 0 | 0 | 0 | 0 | 0 | 0 |  | 0 | 0 | 0 | 0 |  | 0 | 0 | 0 | 0 | 0
1997-02-25 | 1997 | 2 | 25 | 0 | 0 | 0 | 0 | 0 | 0 | 0 | 0 | 0 | 0 | 0 | 0 | 0 | 0 | 0 | 0 | 0 | 0 | 0 | 0 | 0 | 0 | 0 | 0 |  | 0 | 0 | 0 | 0 |  | 0 | 0 | 0 | 0 | 0
1997-02-26 | 1997 | 2 | 26 | 0 | 0 | 0 | 0 | 0 | 0 | 0 | 0 | 0 | 0 | 0 | 0.2 | 0.2 | 0.1 | 0.2 | 0.2 | 0.2 | 0.1 | 0.2 | 0.2 | 0.2 | 0.1 | 0.2 | 0.2 |  | 2.3 | 2.3 | 2.3 | 4.4409e-16 |  | 0 | 0 | 0 | 0 | 0
1997-02-27 | 1997 | 2 | 27 | 0 | 0 | 0 | 0 | 0 | 0.1 | 0 | 0 | 0 | 0 | 0 | 0.1 | 0 | 0 | 0 | 0 | 0 | 0 | 0 | 0 | 0 | 0 | 0 | 0 |  | 0.2 | 0.2 | 0.2 | 0 |  | 0 | 0 | 0 | 0 | 0
1997-02-28 | 1997 | 2 | 28 | 0 | 0 | 0 | 0 | 0 | 0 | 0 | 0 | 0 | 0 | 0 | 0 | 0 | 0 | 0 | 0 | 0 | 0 | 0 | 0 | 0 | 0 | 0 | 0 |  | 0 | 0 | 0 | 0 |  | 0 | 0 | 0 | 0 | 0
1997-03-01 | 1997 | 3 | 1 | 0 | 0 | 0 | 0 | 0 | 0 | 0 | 0 | 0 | 0 | 0 | 0 | 0 | 0 | 0 | 0 | 0 | 0.4 | 0.5 | 0.4 | 0.4 | 0.4 | 0.5 | 0.4 |  | 3 | 3 | 3 | 0 |  | 0 | 0 | 0 | 0 | 0
1997-03-02 | 1997 | 3 | 2 | 0.1 | 0.1 | 0.2 | 0.1 | 0.1 | 0.1 | 0.2 | 0 | 0 | 0 | 0.1 | 0.1 | 0.1 | 0.2 | 0.1 | 0.1 | 0.1 | 0.2 | 0.1 | 0.1 | 0.1 | 0.2 | 0.1 | 0.1 |  | 2.6 | 2.6 | 2.6 | 4.4409e-16 |  | 0 | 0 | 0 | 0 | 0
1997-03-03 | 1997 | 3 | 3 | 0.1 | 0 | 0.1 | 0 | 0.1 | 0.1 | 0 | 0.1 | 0 | 0.1 | 0.1 | 0 | 0.1 | 0 | 0 | 0 | 0 | 0 | 0.1 | 0.1 | 0 | 0.1 | 0 | 0.1 |  | 1.2 | 1.2 | 1.2 | 0 |  | 0 | 0 | 0 | 0 | 0
1997-03-04 | 1997 | 3 | 4 | 0 | 0 | 0 | 0 | 0 | 0 | 0 | 0 | 0 | 0 | 0 | 0 | 0 | 0 | 0 | 0 | 0 | 0 | 0 | 0 | 0 | 0 | 0 | 0 |  | 0 | 0 | 0 | 0 |  | 0 | 0 | 0 | 0 | 0
1997-03-05 | 1997 | 3 | 5 | 0 | 0 | 0 | 0 | 0 | 0 | 0 | 0 | 0 | 0 | 0 | 0 | 0 | 0 | 0 | 0 | 0 | 0 | 0 | 0 | 0 | 0 | 0 | 0 |  | 0 | 0 | 0 | 0 |  | 0 | 0 | 0 | 0 | 0
1997-03-06 | 1997 | 3 | 6 | 0 | 0 | 0 | 0 | 0 | 0 | 0 | 0 | 0 | 0 | 0 | 0 | 0 | 0 | 0 | 0 | 0 | 0 | 0 | 0 | 0 | 0 | 0 | 0 |  | 0 | 0 | 0 | 0 |  | 0 | 0 | 0 | 0 | 0
1997-03-07 | 1997 | 3 | 7 | 0 | 0 | 0 | 0 | 0 | 0 | 0 | 0 | 0 | 0 | 0 | 0 | 0 | 0 | 0 | 0 | 0 | 0 | 0 | 0 | 0 | 0 | 0 | 0 |  | 0 | 0 | 0 | 0 |  | 0 | 0 | 0 | 0 | 0
1997-03-08 | 1997 | 3 | 8 | 0 | 0 | 0 | 0 | 0 | 0 | 0 | 0 | 0 | 0 | 0 | 0 | 0 | 0 | 0 | 0 | 0 | 0 | 0 | 0 | 0 | 0 | 0 | 0 |  | 0 | 0 | 0 | 0 |  | 0 | 0 | 0 | 0 | 0
1997-03-09 | 1997 | 3 | 9 | 0 | 0 | 0 | 0 | 0 | 0 | 0 | 0 | 0 | 0 | 0 | 0 | 0 | 0 | 0 | 0 | 0 | 0 | 0 | 0 | 0 | 0 | 0 | 0 |  | 0 | 0 | 0 | 0 |  | 0 | 0 | 0 | 0 | 0
1997-03-10 | 1997 | 3 | 10 | 0 | 0 | 0 | 0 | 0 | 0 | 0 | 0 | 0 | 0 | 0 | 0 | 0 | 0 | 0 | 0 | 0 | 0 | 0 | 0.1 | 0 | 0 | 0 | 0.1 |  | 0.2 | 0.2 | 0.2 | 0 |  | 0 | 0 | 0 | 0 | 0
1997-03-11 | 1997 | 3 | 11 | 0 | 0.1 | 0.2 | 0.1 | 0.1 | 0.2 | 0.1 | 0.1 | 0.2 | 0.1 | 0.1 | 0.2 | 0.1 | 0.1 | 0.1 | 0.2 | 0.1 | 0.1 | 0.2 | 0.1 | 0.3 | 0.2 | 0.2 | 0.1 |  | 3.3 | 3.3 | 3.3 | 1.3323e-15 |  | 0 | 0 | 0 | 0 | 0
1997-03-12 | 1997 | 3 | 12 | 0.2 | 0.2 | 0.2 | 0.2 | 0.2 | 0.2 | 0.1 | 0.2 | 0.2 | 0.2 | 0.2 | 0.2 | 0.2 | 0.2 | 0.2 | 0.2 | 0.2 | 0.1 | 0.2 | 0.2 | 0.2 | 0.2 | 0.2 | 0.2 |  | 4.6 | 4.6 | 4.6 | 2.6645e-15 |  | 0 | 0 | 0 | 0 | 0
1997-03-13 | 1997 | 3 | 13 | 0 | 0 | 0 | 0 | 0 | 0 | 0 | 0 | 0 | 0 | 0 | 0 | 0 | 0 | 0 | 0 | 0 | 0 | 0 | 0 | 0 | 0 | 0 | 0 |  | 0 | 0 | 0 | 0 |  | 0 | 0 | 0 | 0 | 0
1997-03-14 | 1997 | 3 | 14 | 0 | 0 | 0 | 0 | 0 | 0 | 0 | 0 | 0 | 0 | 0 | 0 | 0 | 0 | 0 | 0 | 0 | 0 | 0 | 0 | 0 | 0 | 0 | 0 |  | 0 | 0 | 0 | 0 |  | 0 | 0 | 0 | 0 | 0
1997-03-15 | 1997 | 3 | 15 | 0 | 0 | 0 | 0 | 0 | 0 | 0 | 0 | 0 | 0 | 0 | 0 | 0 | 0 | 0 | 0 | 0 | 0 | 0 | 0 | 0 | 0.1 | 0 | 0.1 |  | 0.2 | 0.2 | 0.2 | 0 |  | 0 | 0 | 0 | 0 | 0
1997-03-16 | 1997 | 3 | 16 | 0 | 0 | 0 | 0 | 0 | 0 | 0 | 0 | 0 | 0 | 0 | 0 | 0 | 0 | 0 | 0 | 0 | 0 | 0 | 0 | 0 | 0 | 0 | 0 |  | 0 | 0 | 0 | 0 |  | 0 | 0 | 0 | 0 | 0
1997-03-17 | 1997 | 3 | 17 | 0 | 0 | 0 | 0 | 0 | 0 | 0 | 0 | 0 | 0 | 0 | 0 | 0 | 0 | 0 | 0 | 0 | 0 | 0 | 0 | 0 | 0 | 0 | 0 |  | 0 | 0 | 0 | 0 |  | 0 | 0 | 0 | 0 | 0
1997-03-18 | 1997 | 3 | 18 | 0 | 0 | 0 | 0 | 0 | 0 | 0 | 0 | 0 | 0 | 0 | 0 | 0 | 0 | 0 | 0 | 0 | 0 | 0 | 0 | 0 | 0 | 0 | 0 |  | 0 | 0 | 0 | 0 |  | 0 | 0 | 0 | 0 | 0
1997-03-19 | 1997 | 3 | 19 | 0 | 0 | 0 | 0 | 0 | 0 | 0 | 0 | 0 | 0 | 0 | 0 | 0 | 0 | 0 | 0 | 0 | 0 | 0 | 0 | 0 | 0 | 0 | 0 |  | 0 | 0 | 0 | 0 |  | 0 | 0 | 0 | 0 | 0
1997-03-20 | 1997 | 3 | 20 | 0 | 0 | 0 | 0 | 0 | 0 | 0 | 0 | 0 | 0 | 0 | 0 | 0 | 0 | 0 | 0 | 0 | 0 | 0.3 | 0.3 | 0 | 0 | 0 | 0 |  | 0.6 | 0.6 | 0.6 | 0 |  | 0 | 0 | 0 | 0 | 0
1997-03-21 | 1997 | 3 | 21 | 0 | 0 | 0 | 0 | 0 | 0 | 0 | 0 | 0 | 0 | 0 | 0 | 0 | 0 | 0 | 0 | 0 | 0 | 0 | 0 | 0 | 0 | 0 | 0 |  | 0 | 0 | 0 | 0 |  | 0 | 0 | 0 | 0 | 0
1997-03-22 | 1997 | 3 | 22 | 0 | 0 | 0 | 0 | 0 | 0 | 0 | 0 | 0 | 0 | 0 | 0 | 0 | 0 | 0 | 0 | 0 | 0 | 0 | 0 | 0 | 0 | 0 | 0 |  | 0 | 0 | 0 | 0 |  | 0 | 0 | 0 | 0 | 0
1997-03-23 | 1997 | 3 | 23 | 0 | 0.1 | 0 | 0 | 0.1 | 0 | 0 | 0.1 | 0 | 0 | 0 | 0.1 | 0 | 0.1 | 0 | 0 | 0.1 | 0 | 0 | 0.1 | 0 | 0 | 0.1 | 0 |  | 0.8 | 0.8 | 0.8 | 1.1102e-16 |  | 0 | 0 | 0 | 0 | 0
1997-03-24 | 1997 | 3 | 24 | 0 | 0 | 0 | 0 | 0 | 0 | 0 | 0 | 0 | 0 | 0 | 0 | 0 | 0 | 0 | 0 | 0 | 0 | 0 | 0 | 0 | 0 | 0 | 0 |  | 0 | 0 | 0 | 0 |  | 0 | 0 | 0 | 0 | 0
1997-03-25 | 1997 | 3 | 25 | 0 | 0 | 0 | 0 | 0 | 0 | 0 | 0 | 0 | 0 | 0 | 0 | 0 | 0 | 0 | 0 | 0 | 0 | 0 | 0 | 0 | 0 | 0 | 0 |  | 0 | 0 | 0 | 0 |  | 0 | 0 | 0 | 0 | 0
1997-03-26 | 1997 | 3 | 26 | 0 | 0 | 0 | 0 | 0 | 0 | 0 | 0 | 0 | 0 | 0 | 0 | 0 | 0 | 0 | 0 | 0 | 0 | 0 | 0 | 0 | 0 | 0 | 0 |  | 0 | 0 | 0 | 0 |  | 0 | 0 | 0 | 0 | 0
1997-03-27 | 1997 | 3 | 27 | 0 | 0 | 0 | 0 | 0 | 0 | 0 | 0 | 0 | 0 | 0 | 0 | 0 | 0 | 0 | 0 | 0 | 0 | 0 | 0 | 0 | 0 | 0 | 0 |  | 0 | 0 | 0 | 0 |  | 0 | 0 | 0 | 0 | 0
1997-03-28 | 1997 | 3 | 28 | 0 | 0 | 0 | 0 | 0 | 0 | 0 | 0 | 0 | 0 | 0 | 0 | 0 | 0 | 0 | 0 | 0 | 0.6 | 0 | 0 | 0 | 0 | 0 | 0 |  | 0.6 | 0.6 | 0.6 | 0 |  | 0 | 0 | 0 | 0 | 0
1997-03-29 | 1997 | 3 | 29 | 0 | 0 | 0 | 0 | 0 | 0 | 0 | 0 | 0 | 0 | 0 | 0 | 0 | 0 | 0 | 0 | 0 | 0 | 0 | 0 | 0 | 0 | 0 | 0 |  | 0 | 0 | 0 | 0 |  | 0 | 0 | 0 | 0 | 0
1997-03-30 | 1997 | 3 | 30 | 0 | 0 | 0 | 0 | 0 | 0 | 0 | 0 | 0 | 0 | 0 | 0 | 0 | 0 | 0 | 0 | 0 | 0 | 0 | 0 | 0 | 0 | 0 | 0 |  | 0 | 0 | 0 | 0 |  | 0 | 0 | 0 | 0 | 0
1997-03-31 | 1997 | 3 | 31 | 0 | 0 | 0 | 0 | 0 | 0 | 0 | 0 | 0 | 0 | 0 | 0 | 0 | 0 | 0 | 0 | 0 | 0 | 0 | 0 | 0 | 0 | 0 | 0 |  | 0 | 0 | 0 | 0 |  | 0 | 0 | 0 | 0 | 0
1997-04-01 | 1997 | 4 | 1 | 0 | 0 | 0 | 0 | 0 | 0 | 0 | 0 | 0 | 0 | 0 | 0 | 0 | 0 | 0 | 0 | 0 | 0 | 0 | 0 | 0 | 0 | 0 | 0 |  | 0 | 0 | 0 | 0 |  | 0 | 0 | 0 | 0 | 0
1997-04-02 | 1997 | 4 | 2 | 0 | 0 | 0 | 0 | 0 | 0 | 0 | 0 | 0 | 0 | 0 | 0 | 0 | 0 | 0 | 0 | 0 | 0 | 0 | 0 | 0 | 0 | 0 | 0 |  | 0 | 0 | 0 | 0 |  | 0 | 0 | 0 | 0 | 0
1997-04-03 | 1997 | 4 | 3 | 0 | 0 | 0 | 0 | 0 | 0 | 0 | 0 | 0 | 0 | 0 | 0.3 | 0.1 | 0.1 | 0.1 | 0.2 | 0.1 | 0 | 0 | 0 | 0 | 0 | 0 | 0 |  | 0.9 | 0.9 | 0.9 | 0 |  | 0 | 0 | 0 | 0 | 0
1997-04-04 | 1997 | 4 | 4 | 0 | 0 | 0 | 0 | 0 | 0 | 0 | 0 | 0 | 0 | 0 | 0 | 0 | 0 | 0 | 0 | 0 | 0 | 0 | 0 | 0 | 0 | 0 | 0 |  | 0 | 0 | 0 | 0 |  | 0 | 0 | 0 | 0 | 0
1997-04-05 | 1997 | 4 | 5 | 0 | 0 | 0 | 0 | 0 | 0 | 0 | 0 | 0 | 0 | 0 | 0 | 0 | 0 | 0 | 0 | 0 | 0 | 0 | 0 | 0 | 0 | 0 | 0 |  | 0 | 0 | 0 | 0 |  | 0 | 0 | 0 | 0 | 0
1997-04-06 | 1997 | 4 | 6 | 0 | 0 | 0 | 0 | 0 | 0 | 0 | 0 | 0 | 0 | 0 | 0 | 0 | 0 | 0 | 0 | 0 | 0 | 0 | 0 | 0 | 0 | 0 | 0 |  | 0 | 0 | 0 | 0 |  | 0 | 0 | 0 | 0 | 0
1997-04-07 | 1997 | 4 | 7 | 0 | 0 | 0 | 0 | 0.1 | 0 | 0 | 0 | 0 | 0 | 0 | 0 | 0 | 0 | 0 | 0 | 0 | 0 | 0 | 0 | 0.1 | 0 | 0 | 0 |  | 0.2 | 0.2 | 0.2 | 0 |  | 0 | 0 | 0 | 0 | 0
1997-04-08 | 1997 | 4 | 8 | 0 | 0 | 0 | 0 | 0 | 0 | 0 | 0 | 0 | 0 | 0 | 0 | 0.1 | 0.2 | 0.1 | 0.1 | 0.2 | 0.1 | 0.2 | 0.1 | 0.1 | 0.2 | 0.1 | 0 |  | 1.5 | 1.5 | 1.5 | 2.2204e-16 |  | 0 | 0 | 0 | 0 | 0
1997-04-09 | 1997 | 4 | 9 | 0 | 0 | 0 | 0 | 0.1 | 0.1 | 0 | 0.1 | 0.1 | 0.1 | 0 | 0 | 0 | 0.1 | 0 | 0 | 0 | 0 | 0 | 0 | 0 | 0 | 0 | 0 |  | 0.6 | 0.6 | 0.6 | 0 |  | 0 | 0 | 0 | 0 | 0
1997-04-10 | 1997 | 4 | 10 | 0 | 0 | 0 | 0 | 0 | 0 | 0 | 0 | 0 | 0 | 0 | 0 | 0 | 0 | 0 | 0 | 0 | 0 | 0 | 0 | 0 | 0 | 0 | 0 |  | 0 | 0 | 0 | 0 |  | 0 | 0 | 0 | 0 | 0
1997-04-11 | 1997 | 4 | 11 | 0 | 0 | 0 | 0 | 0 | 0 | 0 | 0 | 0 | 0 | 0 | 0 | 0 | 0 | 0 | 0 | 0 | 0 | 0 | 0 | 0 | 0 | 0 | 0 |  | 0 | 0 | 0 | 0 |  | 0 | 0 | 0 | 0 | 0
1997-04-12 | 1997 | 4 | 12 | 0 | 0 | 0 | 0 | 0 | 0 | 0 | 0 | 0 | 0 | 0 | 0 | 0 | 0 | 0 | 0 | 0 | 0 | 0 | 0 | 0 | 0 | 0 | 0 |  | 0 | 0 | 0 | 0 |  | 0 | 0 | 0 | 0 | 0
1997-04-13 | 1997 | 4 | 13 | 0 | 0 | 0 | 0 | 0 | 0 | 0 | 0 | 0 | 0 | 0 | 0 | 0 | 0 | 0 | 0 | 0 | 0 | 0 | 0 | 0 | 0 | 0 | 0 |  | 0 | 0 | 0 | 0 |  | 0 | 0 | 0 | 0 | 0
1997-04-14 | 1997 | 4 | 14 | 0 | 0 | 0 | 0 | 0 | 0 | 0 | 0 | 0 | 0 | 0 | 0 | 0 | 0 | 0 | 0 | 0 | 0 | 0 | 0 | 0 | 0 | 0 | 0 |  | 0 | 0 | 0 | 0 |  | 0 | 0 | 0 | 0 | 0
1997-04-15 | 1997 | 4 | 15 | 0 | 0 | 0 | 0 | 0 | 0 | 0 | 0 | 0 | 0 | 0 | 0 | 0 | 0 | 0 | 0 | 0 | 0 | 0 | 0 | 0 | 0 | 0 | 0 |  | 0 | 0 | 0 | 0 |  | 0 | 0 | 0 | 0 | 0
1997-04-16 | 1997 | 4 | 16 | 0 | 0 | 0 | 0 | 0 | 0 | 0 | 0 | 0 | 0 | 0 | 0 | 0 | 0 | 0 | 0 | 0 | 0 | 0 | 0 | 0 | 0 | 0 | 0 |  | 0 | 0 | 0 | 0 |  | 0 | 0 | 0 | 0 | 0
1997-04-17 | 1997 | 4 | 17 | 0 | 0 | 0 | 0 | 0 | 0 | 0 | 0 | 0 | 0 | 0 | 0 | 0 | 0 | 0 | 0 | 0 | 0 | 0 | 0 | 0 | 0 | 0 | 0 |  | 0 | 0 | 0 | 0 |  | 0 | 0 | 0 | 0 | 0
1997-04-18 | 1997 | 4 | 18 | 0 | 0 | 0 | 0 | 0 | 0 | 0 | 0 | 0 | 0 | 0 | 0 | 0 | 0 | 0 | 0 | 0 | 0 | 0 | 0 | 0 | 0 | 0 | 0 |  | 0 | 0 | 0 | 0 |  | 0 | 0 | 0 | 0 | 0
1997-04-19 | 1997 | 4 | 19 | 0 | 0 | 0 | 0 | 0 | 0 | 0 | 0 | 0 | 0 | 0 | 0 | 0 | 0 | 0 | 0 | 0 | 0 | 0 | 0 | 0 | 0 | 0 | 0 |  | 0 | 0 | 0 | 0 |  | 0 | 0 | 0 | 0 | 0
1997-04-20 | 1997 | 4 | 20 | 0 | 0 | 0 | 0 | 0 | 0 | 0 | 0 | 0.2 | 1 | 0 | 0 | 0 | 0 | 0.2 | 0 | 0 | 0 | 0 | 0 | 0 | 0 | 3.9 | 0 |  | 5.3 | 5.3 | 5.3 | 0 |  | 0 | 0 | 0 | 0 | 0
1997-04-21 | 1997 | 4 | 21 | 0 | 0 | 0 | 0 | 0 | 0 | 0 | 0 | 0 | 0 | 0 | 0 | 0 | 0 | 0 | 0 | 0 | 0 | 0 | 0 | 0 | 0 | 0.4 | 1.2 |  | 1.6 | 1.6 | 1.6 | 0 |  | 0 | 0 | 0 | 0 | 0
1997-04-22 | 1997 | 4 | 22 | 0 | 0.4 | 0 | 0 | 0 | 0 | 0 | 0 | 0 | 0 | 0 | 0 | 0 | 0 | 0 | 0 | 0 | 0 | 0 | 0 | 0 | 0 | 0 | 0 |  | 0.4 | 0.4 | 0.4 | 0 |  | 0 | 0 | 0 | 0 | 0
1997-04-23 | 1997 | 4 | 23 | 0 | 0 | 0 | 0 | 0 | 0 | 0 | 0 | 0 | 0 | 0 | 0 | 0 | 0 | 0 | 0 | 0 | 0 | 0 | 0 | 0 | 0 | 0 | 0 |  | 0 | 0 | 0 | 0 |  | 0 | 0 | 0 | 0 | 0
1997-04-24 | 1997 | 4 | 24 | 0 | 0 | 0 | 0 | 0 | 0 | 0 | 0 | 0 | 0 | 0 | 0 | 0 | 0 | 0 | 0 | 0 | 0 | 0 | 0 | 0 | 0 | 0 | 0 |  | 0 | 0 | 0 | 0 |  | 0 | 0 | 0 | 0 | 0
1997-04-25 | 1997 | 4 | 25 | 0 | 0 | 0 | 0 | 0 | 0 | 0 | 0 | 0 | 0 | 0 | 0 | 0 | 0 | 0 | 0 | 0 | 0 | 0 | 0 | 0 | 0 | 0 | 0 |  | 0 | 0 | 0 | 0 |  | 0 | 0 | 0 | 0 | 0
1997-04-26 | 1997 | 4 | 26 | 0 | 0 | 0 | 0 | 0 | 0 | 0 | 0 | 0 | 0 | 0 | 0 | 0 | 0 | 0 | 0 | 0 | 0 | 0 | 0 | 0 | 0 | 0 | 0 |  | 0 | 0 | 0 | 0 |  | 0 | 0 | 0 | 0 | 0
1997-04-27 | 1997 | 4 | 27 | 0 | 0 | 0 | 0 | 0 | 0 | 0 | 0 | 0 | 0 | 0 | 0 | 0 | 0 | 0 | 0 | 0.3 | 0 | 0.5 | 0 | 0 | 0 | 0 | 0 |  | 0.8 | 0.8 | 0.8 | 0 |  | 0 | 0 | 0 | 0 | 0
1997-04-28 | 1997 | 4 | 28 | 0 | 0 | 0 | 0 | 0 | 0 | 0 | 0 | 0 | 0 | 0 | 0 | 0 | 0 | 0 | 0 | 0 | 0 | 0 | 0 | 0 | 0 | 0 | 0 |  | 0 | 0 | 0 | 0 |  | 0 | 0 | 0 | 0 | 0
1997-04-29 | 1997 | 4 | 29 | 0 | 0 | 0 | 0 | 0 | 0 | 0 | 0 | 0 | 0 | 0 | 0 | 0 | 0 | 0 | 0 | 0 | 0 | 0 | 0 | 0 | 0 | 0 | 0 |  | 0 | 0 | 0 | 0 |  | 0 | 0 | 0 | 0 | 0
1997-04-30 | 1997 | 4 | 30 | 0 | 0 | 0 | 0 | 0 | 0 | 0 | 0 | 0 | 0 | 0 | 0 | 0 | 0 | 0 | 0 | 0 | 0 | 0 | 0 | 0 | 0 | 1.2 | 0 |  | 1.2 | 1.2 | 1.2 | 0 |  | 0 | 0 | 0 | 0 | 0
1997-05-01 | 1997 | 5 | 1 | 0 | 0 | 0 | 0 | 0 | 0 | 0 | 0 | 0 | 1.1 | 1 | 0 | 0 | 0 | 0 | 0.3 | 0 | 0 | 0.2 | 0.2 | 0.2 | 0 | 0 | 0 |  | 3 | 3 | 3 | 4.4409e-16 |  | 3 | 0 | 0 | 0 | 0
1997-05-02 | 1997 | 5 | 2 | 0 | 0 | 0 | 0 | 0 | 0 | 0 | 0 | 0 | 0 | 0 | 0 | 0 | 0 | 0 | 0 | 0 | 0 | 0 | 0 | 0 | 0 | 0 | 0 |  | 0 | 0 | 0 | 0 |  | 0 | 0 | 0 | 0 | 0
1997-05-03 | 1997 | 5 | 3 | 0 | 0 | 0 | 0 | 0 | 0 | 0 | 0 | 0 | 0 | 0 | 0 | 0 | 0 | 0 | 0 | 0 | 0 | 0 | 0 | 0 | 0 | 0 | 0 |  | 0 | 0 | 0 | 0 |  | 0 | 0 | 0 | 0 | 0
1997-05-04 | 1997 | 5 | 4 | 0 | 0 | 0 | 0 | 0 | 0 | 0 | 0 | 0 | 0 | 0 | 0 | 0 | 0 | 0 | 0 | 0 | 0 | 0 | 0 | 0 | 0 | 0 | 0 |  | 0 | 0 | 0 | 0 |  | 0 | 0 | 0 | 0 | 0
1997-05-05 | 1997 | 5 | 5 | 0 | 0 | 0 | 0 | 0 | 0 | 0 | 0 | 0 | 0 | 0 | 0 | 0 | 0 | 0 | 0 | 0 | 0 | 0 | 0 | 0 | 0 | 0 | 0 |  | 0 | 0 | 0 | 0 |  | 0 | 0 | 0 | 0 | 0
1997-05-06 | 1997 | 5 | 6 | 0 | 0 | 0 | 0 | 0 | 0 | 0 | 0 | 0 | 0 | 0 | 0 | 0 | 0 | 0 | 0 | 0 | 0 | 0 | 0 | 0 | 0 | 0 | 0 |  | 0 | 0 | 0 | 0 |  | 0 | 0 | 0 | 0 | 0
1997-05-07 | 1997 | 5 | 7 | 0 | 0 | 0 | 0 | 0 | 0 | 0 | 0 | 0 | 0 | 0 | 0 | 0 | 0 | 0 | 0 | 0 | 0 | 0 | 0 | 0 | 0 | 0 | 0 |  | 0 | 0 | 0 | 0 |  | 0 | 0 | 0 | 0 | 0
1997-05-08 | 1997 | 5 | 8 | 0 | 0 | 0 | 0 | 0 | 0 | 0 | 0 | 0 | 0 | 0 | 0 | 0 | 0 | 0 | 0 | 0 | 0 | 0 | 0 | 0 | 0 | 0 | 0 |  | 0 | 0 | 0 | 0 |  | 0 | 0 | 0 | 0 | 0
1997-05-09 | 1997 | 5 | 9 | 0 | 0 | 0 | 0 | 0 | 0 | 0 | 0 | 0 | 0 | 0 | 0 | 0 | 0 | 0 | 0 | 0 | 0 | 0 | 0 | 0 | 0 | 0 | 0 |  | 0 | 0 | 0 | 0 |  | 0 | 0 | 0 | 0 | 0
1997-05-10 | 1997 | 5 | 10 | 0 | 0 | 0 | 0 | 0 | 0 | 0 | 0 | 0 | 0 | 0 | 0 | 0 | 0 | 0 | 0 | 0 | 0 | 0 | 0 | 0 | 0 | 0 | 0 |  | 0 | 0 | 0 | 0 |  | 0 | 0 | 0 | 0 | 0
1997-05-11 | 1997 | 5 | 11 | 0 | 0 | 0 | 0 | 0 | 0 | 0 | 0 | 0 | 0 | 0 | 0 | 0 | 0 | 0 | 0 | 0 | 0 | 0 | 0 | 0 | 0 | 0 | 0 |  | 0 | 0 | 0 | 0 |  | 0 | 0 | 0 | 0 | 0
1997-05-12 | 1997 | 5 | 12 | 0 | 0 | 0 | 0 | 0 | 0 | 0 | 0 | 0 | 0 | 0 | 0 | 0 | 0 | 0 | 0 | 0 | 0 | 0 | 0 | 0 | 0 | 0 | 0 |  | 0 | 0 | 0 | 0 |  | 0 | 0 | 0 | 0 | 0
1997-05-13 | 1997 | 5 | 13 | 0 | 0 | 0 | 0 | 0 | 0 | 0 | 0 | 0 | 0 | 0 | 0 | 0 | 0 | 0 | 0 | 0 | 0 | 0 | 0 | 0 | 0 | 0 | 0 |  | 0 | 0 | 0 | 0 |  | 0 | 0 | 0 | 0 | 0
1997-05-14 | 1997 | 5 | 14 | 0 | 0 | 0 | 0 | 0 | 0 | 0 | 0 | 0 | 0 | 0 | 0 | 0 | 0 | 0 | 0 | 0 | 0 | 0 | 0 | 0 | 0 | 0 | 0 |  | 0 | 0 | 0 | 0 |  | 0 | 0 | 0 | 0 | 0
1997-05-15 | 1997 | 5 | 15 | 0 | 0 | 0 | 0 | 0 | 0 | 0 | 0 | 0 | 0 | 0 | 0 | 0 | 0 | 0 | 0 | 0 | 0 | 0 | 0 | 0 | 0 | 0 | 0 |  | 0 | 0 | 0 | 0 |  | 0 | 0 | 0 | 0 | 0
1997-05-16 | 1997 | 5 | 16 | 0 | 0 | 0 | 0 | 0 | 0 | 0 | 0 | 0 | 0 | 0 | 0 | 0 | 0 | 0 | 0 | 0 | 0 | 0 | 0 | 0 | 0 | 0 | 0 |  | 0 | 0 | 0 | 0 |  | 0 | 0 | 0 | 0 | 0
1997-05-17 | 1997 | 5 | 17 | 0 | 0 | 0 | 0 | 0 | 0 | 0 | 0 | 0.6 | 0.7 | 0 | 0 | 0 | 0 | 0 | 0 | 0 | 0 | 0 | 0 | 0.6 | 0.6 | 0.7 | 0.6 |  | 3.8 | 3.8 | 3.8 | 4.4409e-16 |  | 3.8 | 0 | 0 | 0 | 0
1997-05-18 | 1997 | 5 | 18 | 0.2 | 0.1 | 0.2 | 0.2 | 0.1 | 0.2 | 0 | 0 | 0 | 0 | 0 | 0 | 0 | 0 | 0 | 0 | 0 | 0 | 0 | 0 | 0 | 0 | 0 | 0 |  | 1 | 1 | 1 | 0 |  | 1 | 0 | 0 | 0 | 0
1997-05-19 | 1997 | 5 | 19 | 0 | 0 | 0 | 0 | 0 | 0 | 0 | 0 | 0 | 0 | 0 | 0 | 0 | 0 | 0 | 0 | 0 | 0 | 0 | 0 | 0 | 0.8 | 4.8 | 2.7 |  | 8.3 | 8.3 | 8.3 | 0 |  | 8.3 | 0 | 0 | 0 | 0
1997-05-20 | 1997 | 5 | 20 | 0.8 | 0.9 | 0.8 | 0.9 | 0.8 | 0.9 | 0.8 | 0.9 | 0.8 | 0.9 | 0.8 | 0.9 | 0.8 | 0.9 | 0.8 | 0.9 | 0.8 | 0.9 | 1.7 | 1.7 | 1.7 | 2.5 | 0.9 | 0.8 |  | 24.6 | 24.6 | 24.6 | 0 |  | 24.6 | 0 | 0 | 0 | 0
1997-05-21 | 1997 | 5 | 21 | 0.6 | 0.6 | 0.6 | 0 | 0 | 0 | 0 | 0 | 0 | 0 | 0 | 0 | 0 | 0 | 0 | 0 | 0 | 0 | 0 | 0 | 0 | 0 | 0 | 0 |  | 1.8 | 1.8 | 1.8 | 2.2204e-16 |  | 1.8 | 0 | 0 | 0 | 0
1997-05-22 | 1997 | 5 | 22 | 0 | 0 | 0 | 0 | 0 | 0 | 0 | 0 | 0 | 0 | 0 | 0 | 0 | 0 | 0 | 0 | 0 | 0 | 0 | 0 | 0 | 0 | 0 | 0 |  | 0 | 0 | 0 | 0 |  | 0 | 0 | 0 | 0 | 0
1997-05-23 | 1997 | 5 | 23 | 0 | 0 | 0 | 0 | 0 | 0 | 0 | 0 | 0 | 0 | 0 | 0 | 0 | 0 | 0 | 0 | 0 | 0 | 0 | 0 | 0 | 0 | 0.6 | 0 |  | 0.6 | 0.6 | 0.6 | 0 |  | 0.6 | 0 | 0 | 0 | 0
1997-05-24 | 1997 | 5 | 24 | 0.2 | 0.2 | 0.2 | 0.2 | 0.7 | 0.6 | 0.2 | 0.9 | 1.2 | 1 | 1.8 | 0.7 | 1 | 0.5 | 0.2 | 0.2 | 0.2 | 0.2 | 0 | 0 | 0 | 0 | 0 | 0.2 |  | 10.4 | 10.4 | 10.4 | 3.5527e-15 |  | 10.4 | 0 | 0 | 0 | 0
1997-05-25 | 1997 | 5 | 25 | 0 | 0 | 0.2 | 0.2 | 0.2 | 0.2 | 0.5 | 0.6 | 0.5 | 0.7 | 1 | 0.5 | 0.7 | 0.8 | 1 | 0.7 | 1.6 | 1.5 | 1.8 | 1 | 1.2 | 0.7 | 1.1 | 1.2 |  | 17.9 | 17.9 | 17.9 | 0 |  | 17.9 | 0 | 0 | 0 | 0
1997-05-26 | 1997 | 5 | 26 | 1.1 | 0.4 | 1.1 | 0.7 | 0.9 | 1.3 | 2.2 | 1.5 | 3.1 | 3.5 | 1.3 | 2 | 0.9 | 1.3 | 0.4 | 0.2 | 0.2 | 0.2 | 0.9 | 0.9 | 0.4 | 0 | 0 | 0 |  | 24.5 | 24.5 | 24.5 | 1.0658e-14 |  | 24.5 | 0 | 0 | 0 | 0
1997-05-27 | 1997 | 5 | 27 | 0 | 0 | 0 | 0 | 0 | 0 | 0 | 0 | 0 | 0 | 0 | 0 | 0 | 0 | 0 | 0 | 0 | 0 | 0 | 0 | 0 | 0 | 0 | 0 |  | 0 | 0 | 0 | 0 |  | 0 | 0 | 0 | 0 | 0
1997-05-28 | 1997 | 5 | 28 | 0 | 0 | 0 | 0 | 0 | 0 | 0 | 0 | 0 | 0 | 0 | 0 | 0 | 0 | 0 | 0 | 0 | 0 | 0 | 0 | 0 | 0 | 0 | 0 |  | 0 | 0 | 0 | 0 |  | 0 | 0 | 0 | 0 | 0
1997-05-29 | 1997 | 5 | 29 | 0 | 0 | 0 | 0 | 0 | 0 | 0 | 0 | 0 | 0 | 0 | 0 | 0 | 0 | 0 | 0 | 0 | 0 | 0 | 0 | 0 | 0 | 0 | 0 |  | 0 | 0 | 0 | 0 |  | 0 | 0 | 0 | 0 | 0
1997-05-30 | 1997 | 5 | 30 | 0 | 0 | 0 | 0 | 0 | 0 | 0 | 0 | 0 | 0 | 0 | 0 | 0 | 0 | 0 | 0 | 0 | 0 | 0 | 0 | 0 | 0 | 0 | 0 |  | 0 | 0 | 0 | 0 |  | 0 | 0 | 0 | 0 | 0
1997-05-31 | 1997 | 5 | 31 | 0 | 0 | 0 | 0 | 0 | 0 | 0 | 0 | 0 | 0 | 0 | 0 | 0 | 0 | 0 | 0 | 0 | 0 | 0 | 0.9 | 3.7 | 0 | 0 | 0 |  | 4.6 | 4.6 | 4.6 | 8.8818e-16 |  | 4.6 | 0 | 0 | 0 | 0
1997-06-01 | 1997 | 6 | 1 | 0 | 0 | 0 | 0 | 0 | 0 | 0 | 0 | 0 | 0 | 0 | 0 | 0 | 0 | 0 | 0 | 0 | 0 | 0 | 0 | 0 | 0 | 0 | 0 |  | 0 | 0 | 0 | 0 |  | 0 | 0 | 0 | 0 | 0
1997-06-02 | 1997 | 6 | 2 | 0 | 0 | 0 | 0 | 0 | 0 | 0 | 0 | 0 | 0 | 0 | 0 | 0 | 0 | 0 | 0 | 0 | 0 | 0 | 0 | 0 | 0 | 0 | 0 |  | 0 | 0 | 0 | 0 |  | 0 | 0 | 0 | 0 | 0
1997-06-03 | 1997 | 6 | 3 | 0 | 0 | 0 | 0 | 0 | 0 | 0 | 0 | 0 | 0 | 0 | 0 | 0 | 0 | 0 | 0 | 0 | 0 | 0 | 0 | 0 | 0.2 | 0 | 0 |  | 0.2 | 0.2 | 0.2 | 0 |  | 0 | 0.2 | 0 | 0 | 0
1997-06-04 | 1997 | 6 | 4 | 0 | 0.3 | 0 | 0 | 0 | 0 | 0 | 0 | 0 | 0.3 | 0.3 | 0.6 | 0 | 0 | 0 | 0.3 | 0 | 0 | 0 | 0 | 0 | 0 | 0 | 0 |  | 1.8 | 1.8 | 1.8 | 0 |  | 0 | 1.8 | 0 | 0 | 0
1997-06-05 | 1997 | 6 | 5 | 0 | 0 | 0 | 0 | 0 | 0 | 0 | 0 | 0 | 1.4 | 2.8 | 0 | 0 | 0.2 | 0 | 0 | 0 | 0 | 0 | 0 | 0 | 0 | 0 | 0 |  | 4.4 | 4.4 | 4.4 | 8.8818e-16 |  | 0 | 4.4 | 0 | 0 | 0
1997-06-06 | 1997 | 6 | 6 | 0 | 0 | 0 | 0 | 0 | 0 | 0 | 0 | 0 | 0 | 0 | 0 | 0 | 0 | 0 | 0 | 0 | 0 | 0 | 0 | 10.8 | 1 | 0.2 | 0 |  | 12 | 12 | 12 | 0 |  | 0 | 12 | 0 | 0 | 0
1997-06-07 | 1997 | 6 | 7 | 0 | 0 | 0 | 0 | 0 | 0 | 0 | 0 | 0 | 0 | 0 | 0 | 0 | 0 | 0 | 0 | 0 | 0 | 0 | 0 | 0 | 0 | 0 | 0 |  | 0 | 0 | 0 | 0 |  | 0 | 0 | 0 | 0 | 0
1997-06-08 | 1997 | 6 | 8 | 0 | 0 | 0 | 0 | 0 | 0 | 0 | 0 | 0 | 0 | 0 | 0 | 0 | 0 | 0 | 0 | 0 | 0 | 0 | 0 | 0 | 0 | 0 | 0 |  | 0 | 0 | 0 | 0 |  | 0 | 0 | 0 | 0 | 0
1997-06-09 | 1997 | 6 | 9 | 0 | 0 | 0 | 0 | 0 | 0.2 | 1 | 0.5 | 0.2 | 0 | 0 | 0 | 0 | 0 | 0 | 0 | 0 | 0 | 0 | 0 | 0 | 0 | 0 | 0 |  | 1.9 | 1.9 | 1.9 | 0 |  | 0 | 1.9 | 0 | 0 | 0
1997-06-10 | 1997 | 6 | 10 | 0 | 0 | 0 | 0 | 0 | 0 | 0 | 0 | 0 | 0 | 0 | 0 | 0 | 0 | 0 | 0 | 0 | 0 | 0 | 0 | 0 | 0 | 0 | 0 |  | 0 | 0 | 0 | 0 |  | 0 | 0 | 0 | 0 | 0
1997-06-11 | 1997 | 6 | 11 | 0 | 0 | 0 | 0 | 0 | 0 | 0 | 0 | 0 | 0 | 0 | 0 | 0 | 1 | 1.5 | 0.6 | 0.8 | 1.7 | 0 | 4 | 27.2 | 4.6 | 0.6 | 0 |  | 42 | 42 | 42 | 0 |  | 0 | 42 | 0 | 0 | 0
1997-06-12 | 1997 | 6 | 12 | 5.4 | 5.6 | 0.7 | 1.8 | 1.6 | 0.4 | 4.7 | 3.1 | 0.2 | 0.2 | 0 | 0 | 0 | 0 | 0 | 0 | 0 | 0 | 0 | 0 | 0 | 0 | 0 | 0 |  | 23.7 | 23.7 | 23.7 | 0 |  | 0 | 23.7 | 0 | 0 | 0
1997-06-13 | 1997 | 6 | 13 | 0 | 0 | 0 | 0 | 0 | 0 | 0 | 0 | 0 | 0 | 0 | 0 | 0 | 0 | 0 | 0 | 0 | 0 | 0 | 0 | 0 | 0 | 0 | 0 |  | 0 | 0 | 0 | 0 |  | 0 | 0 | 0 | 0 | 0
1997-06-14 | 1997 | 6 | 14 | 0 | 1.5 | 0 | 0 | 0 | 0 | 0 | 0 | 0 | 0 | 0 | 0 | 0 | 0 | 0 | 0 | 0 | 0 | 0 | 0 | 0 | 0 | 0 | 0 |  | 1.5 | 1.5 | 1.5 | 0 |  | 0 | 1.5 | 0 | 0 | 0
1997-06-15 | 1997 | 6 | 15 | 0 | 0 | 0 | 0 | 0 | 0 | 0 | 0 | 0 | 0 | 0 | 0 | 0 | 0 | 0 | 0 | 0 | 0 | 0 | 0 | 0 | 0 | 0 | 0 |  | 0 | 0 | 0 | 0 |  | 0 | 0 | 0 | 0 | 0
1997-06-16 | 1997 | 6 | 16 | 0 | 0 | 0 | 0 | 0 | 0 | 0 | 0 | 0 | 0 | 0 | 0 | 0 | 0 | 3 | 0.2 | 0 | 0 | 0 | 0 | 0 | 0 | 0 | 0 |  | 3.2 | 3.2 | 3.2 | 0 |  | 0 | 3.2 | 0 | 0 | 0
1997-06-17 | 1997 | 6 | 17 | 0 | 0 | 0 | 0 | 0 | 0 | 0 | 0 | 0 | 0 | 0 | 0 | 0 | 0 | 0 | 0 | 0 | 0 | 0 | 0 | 0 | 0 | 0 | 0 |  | 0 | 0 | 0 | 0 |  | 0 | 0 | 0 | 0 | 0
1997-06-18 | 1997 | 6 | 18 | 0 | 0 | 0 | 0.4 | 0 | 0 | 0 | 0 | 0 | 0 | 0 | 0 | 0 | 0 | 0 | 0 | 0 | 0 | 0 | 0 | 0 | 0 | 0 | 0 |  | 0.4 | 0.4 | 0.4 | 0 |  | 0 | 0.4 | 0 | 0 | 0
1997-06-19 | 1997 | 6 | 19 | 0 | 0 | 0 | 0 | 0 | 0 | 0 | 0 | 0 | 0 | 0 | 0 | 0 | 0 | 0 | 0 | 0 | 0 | 0 | 0 | 0 | 0 | 0 | 0 |  | 0 | 0 | 0 | 0 |  | 0 | 0 | 0 | 0 | 0
1997-06-20 | 1997 | 6 | 20 | 0 | 0 | 0 | 0 | 0 | 0 | 0 | 0 | 0 | 0 | 0 | 0 | 0 | 0 | 0 | 0 | 0 | 0 | 0 | 0 | 0 | 0 | 0 | 0 |  | 0 | 0 | 0 | 0 |  | 0 | 0 | 0 | 0 | 0
1997-06-21 | 1997 | 6 | 21 | 0 | 0 | 0 | 0 | 0 | 0 | 0 | 0 | 0 | 0 | 0 | 0 | 0 | 0 | 0 | 0 | 0 | 0 | 0 | 0 | 5.3 | 0.2 | 1.3 | 2.2 |  | 9 | 9 | 9 | 0 |  | 0 | 9 | 0 | 0 | 0
1997-06-22 | 1997 | 6 | 22 | 3.4 | 0.3 | 2.3 | 0.3 | 0.5 | 0.3 | 0.3 | 0 | 0 | 0 | 0 | 0 | 0 | 0 | 0 | 0 | 0 | 0 | 0 | 3.4 | 0 | 0 | 0 | 0 |  | 10.8 | 10.8 | 10.8 | 1.7764e-15 |  | 0 | 10.8 | 0 | 0 | 0
1997-06-23 | 1997 | 6 | 23 | 0 | 0 | 0 | 0 | 0 | 0 | 0 | 0 | 0 | 0 | 0 | 0 | 0 | 0 | 0 | 0 | 0.4 | 0 | 0 | 0 | 0 | 0 | 0 | 0 |  | 0.4 | 0.4 | 0.4 | 0 |  | 0 | 0.4 | 0 | 0 | 0
1997-06-24 | 1997 | 6 | 24 | 0 | 0 | 0 | 0 | 0 | 2 | 2.5 | 2.3 | 1.6 | 3.8 | 3.2 | 2.7 | 0 | 0 | 0.9 | 0 | 0 | 0 | 0 | 0 | 0 | 0 | 0 | 0 |  | 19 | 19 | 19 | 3.5527e-15 |  | 0 | 19 | 0 | 0 | 0
1997-06-25 | 1997 | 6 | 25 | 0 | 0 | 0 | 0 | 0 | 0 | 0 | 0 | 0 | 0 | 0 | 0 | 0 | 0 | 0 | 0 | 0 | 0 | 0 | 0 | 0 | 0 | 0 | 0 |  | 0 | 0 | 0 | 0 |  | 0 | 0 | 0 | 0 | 0
1997-06-26 | 1997 | 6 | 26 | 0 | 0 | 0 | 0 | 0 | 0 | 0 | 0 | 0 | 0 | 0 | 0 | 0 | 0 | 0 | 0 | 0 | 0 | 0 | 0 | 0 | 0 | 0 | 0 |  | 0 | 0 | 0 | 0 |  | 0 | 0 | 0 | 0 | 0
1997-06-27 | 1997 | 6 | 27 | 0 | 0 | 0 | 0 | 0 | 0 | 0 | 0 | 0 | 0 | 0 | 0 | 0 | 0 | 0 | 0 | 0 | 0 | 0 | 0 | 0 | 0 | 0 | 0 |  | 0 | 0 | 0 | 0 |  | 0 | 0 | 0 | 0 | 0
1997-06-28 | 1997 | 6 | 28 | 0 | 0 | 0 | 0 | 0 | 0 | 0 | 0 | 0 | 0 | 0 | 0 | 0 | 0 | 0 | 0 | 0 | 0 | 0 | 0 | 0 | 0 | 0 | 0 |  | 0 | 0 | 0 | 0 |  | 0 | 0 | 0 | 0 | 0
1997-06-29 | 1997 | 6 | 29 | 0.6 | 0.3 | 0.3 | 0.3 | 0.6 | 0 | 0 | 0 | 0 | 0 | 0 | 0 | 1 | 1 | 1.3 | 1.3 | 0.3 | 0.3 | 0 | 0 | 0.3 | 0 | 0.3 | 0 |  | 7.9 | 7.9 | 7.9 | 1.7764e-15 |  | 0 | 7.9 | 0 | 0 | 0
1997-06-30 | 1997 | 6 | 30 | 0 | 0 | 0 | 0 | 0 | 0 | 0 | 0 | 0 | 0 | 0 | 0 | 0 | 0 | 0 | 0 | 0 | 0 | 0 | 0 | 0 | 0 | 0 | 0 |  | 0 | 0 | 0 | 0 |  | 0 | 0 | 0 | 0 | 0
1997-07-01 | 1997 | 7 | 1 | 0 | 0 | 0 | 0 | 0 | 0 | 0 | 0 | 0 | 0 | 0 | 0 | 0 | 0 | 0 | 0 | 0 | 0 | 0 | 0 | 0 | 0 | 0 | 0 |  | 0 | 0 | 0 | 0 |  | 0 | 0 | 0 | 0 | 0
1997-07-02 | 1997 | 7 | 2 | 0 | 0 | 0 | 0 | 0 | 0 | 0 | 0 | 0 | 0 | 0 | 0 | 0 | 0 | 0 | 0 | 0 | 0 | 0 | 0 | 0 | 0 | 0 | 0 |  | 0 | 0 | 0 | 0 |  | 0 | 0 | 0 | 0 | 0
1997-07-03 | 1997 | 7 | 3 | 0 | 0 | 0 | 0 | 0 | 0 | 0 | 0 | 0 | 0 | 0 | 0 | 0 | 0 | 0 | 0 | 0 | 0 | 0 | 0 | 0 | 0 | 0 | 0 |  | 0 | 0 | 0 | 0 |  | 0 | 0 | 0 | 0 | 0
1997-07-04 | 1997 | 7 | 4 | 0 | 0 | 0 | 0 | 0 | 0 | 0 | 0 | 0 | 0 | 0 | 0 | 0 | 0 | 0 | 0 | 0 | 0 | 0 | 0 | 0 | 0 | 0 | 0 |  | 0 | 0 | 0 | 0 |  | 0 | 0 | 0 | 0 | 0
1997-07-05 | 1997 | 7 | 5 | 0 | 0 | 0 | 0 | 0 | 0 | 0 | 0 | 0 | 0 | 0 | 0 | 0 | 0 | 0 | 0 | 0 | 0 | 0 | 0 | 0 | 0 | 0 | 0 |  | 0 | 0 | 0 | 0 |  | 0 | 0 | 0 | 0 | 0
1997-07-06 | 1997 | 7 | 6 | 0 | 0 | 0 | 0 | 0 | 0.5 | 0 | 0 | 0 | 0 | 0 | 0 | 0 | 0 | 0 | 0 | 0 | 0 | 0 | 0 | 0 | 0 | 0 | 0 |  | 0.5 | 0.5 | 0.5 | 0 |  | 0 | 0 | 0.5 | 0 | 0
1997-07-07 | 1997 | 7 | 7 | 0 | 0 | 0 | 0 | 0 | 0 | 0 | 0 | 0 | 0 | 0 | 0 | 0 | 0 | 0 | 0 | 0 | 0 | 0 | 0 | 0 | 0 | 0 | 0 |  | 0 | 0 | 0 | 0 |  | 0 | 0 | 0 | 0 | 0
1997-07-08 | 1997 | 7 | 8 | 0 | 0 | 0 | 0 | 0 | 0 | 0 | 0 | 0 | 0 | 0 | 0 | 0 | 0 | 0 | 0 | 0 | 0 | 0 | 0 | 0 | 0 | 0 | 0 |  | 0 | 0 | 0 | 0 |  | 0 | 0 | 0 | 0 | 0
1997-07-09 | 1997 | 7 | 9 | 0 | 0 | 0 | 0 | 0 | 0 | 0 | 0 | 0 | 0 | 0 | 0 | 0 | 0 | 0 | 0 | 0 | 0 | 0 | 0 | 0 | 0 | 0 | 0 |  | 0 | 0 | 0 | 0 |  | 0 | 0 | 0 | 0 | 0
1997-07-10 | 1997 | 7 | 10 | 0 | 0 | 0 | 0 | 0 | 0 | 0 | 0 | 0 | 0 | 0 | 0 | 0 | 0 | 0 | 0 | 0 | 0 | 0 | 0 | 0 | 0 | 0 | 0 |  | 0 | 0 | 0 | 0 |  | 0 | 0 | 0 | 0 | 0
1997-07-11 | 1997 | 7 | 11 | 0 | 0 | 0 | 0 | 0 | 0 | 0 | 0 | 0 | 0 | 0 | 0 | 0 | 0 | 0 | 0 | 0 | 0 | 0 | 0 | 0 | 0 | 0 | 0 |  | 0 | 0 | 0 | 0 |  | 0 | 0 | 0 | 0 | 0
1997-07-12 | 1997 | 7 | 12 | 0 | 0 | 0 | 0 | 0 | 0 | 0 | 0 | 0 | 0.4 | 0.4 | 0 | 0 | 0 | 0 | 0 | 0 | 0 | 0 | 0 | 0 | 0 | 0 | 0 |  | 0.8 | 0.8 | 0.8 | 0 |  | 0 | 0 | 0.8 | 0 | 0
1997-07-13 | 1997 | 7 | 13 | 0 | 0 | 0 | 0 | 0 | 0 | 0 | 0 | 0 | 0 | 0 | 0 | 0 | 0 | 0 | 0 | 0 | 0 | 0 | 0 | 0 | 0 | 0 | 0 |  | 0 | 0 | 0 | 0 |  | 0 | 0 | 0 | 0 | 0
1997-07-14 | 1997 | 7 | 14 | 0 | 0 | 0 | 0 | 0 | 0 | 0 | 0 | 0 | 0 | 0 | 0 | 0 | 0 | 0 | 0 | 0 | 0 | 0 | 0 | 0 | 0 | 0 | 0 |  | 0 | 0 | 0 | 0 |  | 0 | 0 | 0 | 0 | 0
1997-07-15 | 1997 | 7 | 15 | 0 | 0 | 0 | 0 | 0 | 0 | 0 | 0 | 0 | 0 | 0 | 0 | 0 | 0 | 0 | 0 | 0 | 0 | 0 | 0 | 0 | 0 | 0 | 0 |  | 0 | 0 | 0 | 0 |  | 0 | 0 | 0 | 0 | 0
1997-07-16 | 1997 | 7 | 16 | 0 | 0 | 0 | 0 | 0 | 0 | 0 | 0 | 0 | 0 | 0 | 0 | 0 | 0 | 0 | 0 | 0 | 0 | 0 | 0 | 0 | 0 | 0 | 0 |  | 0 | 0 | 0 | 0 |  | 0 | 0 | 0 | 0 | 0
1997-07-17 | 1997 | 7 | 17 | 0 | 0 | 0 | 0 | 0 | 0 | 0 | 0 | 0 | 0 | 0 | 0 | 0 | 0.2 | 1 | 0 | 0.2 | 0 | 0 | 0 | 0 | 0 | 0 | 0 |  | 1.4 | 1.4 | 1.4 | 0 |  | 0 | 0 | 1.4 | 0 | 0
1997-07-18 | 1997 | 7 | 18 | 0 | 3 | 0.4 | 0 | 0 | 0 | 0 | 0 | 0 | 0 | 0 | 0 | 0 | 0 | 0 | 0 | 0 | 0 | 0 | 0 | 0 | 0 | 0 | 0 |  | 3.4 | 3.4 | 3.4 | 0 |  | 0 | 0 | 3.4 | 0 | 0
1997-07-19 | 1997 | 7 | 19 | 0 | 0 | 0 | 0 | 0 | 0 | 0 | 0 | 0 | 0 | 0 | 0 | 0 | 0 | 0 | 0 | 0 | 0 | 0 | 0 | 0 | 0 | 0 | 0 |  | 0 | 0 | 0 | 0 |  | 0 | 0 | 0 | 0 | 0
1997-07-20 | 1997 | 7 | 20 | 0 | 0 | 0 | 0 | 0 | 0 | 0 | 0 | 0 | 0 | 0 | 0 | 0 | 0 | 0 | 0 | 0 | 0 | 0 | 0 | 0 | 0 | 0 | 0 |  | 0 | 0 | 0 | 0 |  | 0 | 0 | 0 | 0 | 0
1997-07-21 | 1997 | 7 | 21 | 0 | 0 | 0 | 0 | 0 | 0 | 0 | 0 | 0 | 0 | 0 | 0 | 0 | 0 | 0 | 0 | 0 | 0 | 0 | 0 | 0 | 0 | 0 | 0 |  | 0 | 0 | 0 | 0 |  | 0 | 0 | 0 | 0 | 0
1997-07-22 | 1997 | 7 | 22 | 0 | 0 | 0 | 0 | 0 | 0 | 0 | 0 | 0 | 0 | 0 | 0 | 0 | 0 | 0 | 0 | 0 | 0.8 | 0 | 0 | 0 | 0 | 0 | 0 |  | 0.8 | 0.8 | 0.8 | 0 |  | 0 | 0 | 0.8 | 0 | 0
1997-07-23 | 1997 | 7 | 23 | 0 | 0 | 0 | 0 | 0 | 0 | 0 | 0 | 0 | 0 | 0 | 0 | 0 | 0 | 0 | 0 | 0 | 0 | 0 | 0 | 0 | 0 | 0 | 0 |  | 0 | 0 | 0 | 0 |  | 0 | 0 | 0 | 0 | 0
1997-07-24 | 1997 | 7 | 24 | 0 | 0 | 0 | 0 | 0 | 0 | 0 | 0 | 0 | 0 | 0 | 0 | 0 | 0 | 0 | 0 | 0 | 0 | 0 | 0 | 0 | 0.2 | 0 | 1.8 |  | 2 | 2 | 2 | 0 |  | 0 | 0 | 2 | 0 | 0
1997-07-25 | 1997 | 7 | 25 | 0.2 | 0.2 | 0.2 | 2.1 | 0.5 | 0 | 0 | 0 | 0 | 0 | 0 | 0.2 | 0 | 0 | 0 | 0 | 0 | 0 | 0 | 2.4 | 0.5 | 0 | 1.6 | 0 |  | 7.9 | 7.9 | 7.9 | 0 |  | 0 | 0 | 7.9 | 0 | 0
1997-07-26 | 1997 | 7 | 26 | 0 | 0 | 0 | 0 | 0 | 0 | 0 | 0 | 0 | 0 | 0 | 0 | 0 | 0 | 0 | 0 | 0 | 0 | 0 | 0 | 0 | 0 | 0 | 0 |  | 0 | 0 | 0 | 0 |  | 0 | 0 | 0 | 0 | 0
1997-07-27 | 1997 | 7 | 27 | 0 | 0 | 0 | 0 | 0 | 0 | 0 | 0 | 0 | 0 | 0 | 0 | 0 | 0 | 0 | 0 | 0 | 0 | 0 | 0 | 0 | 0 | 0 | 0 |  | 0 | 0 | 0 | 0 |  | 0 | 0 | 0 | 0 | 0
1997-07-28 | 1997 | 7 | 28 | 0 | 0 | 0 | 0 | 0 | 0 | 0 | 0 | 0 | 0 | 0 | 0 | 0 | 0 | 0 | 0 | 0 | 0 | 0 | 0 | 0 | 0 | 0 | 0 |  | 0 | 0 | 0 | 0 |  | 0 | 0 | 0 | 0 | 0
1997-07-29 | 1997 | 7 | 29 | 0 | 0 | 0 | 0 | 0 | 0 | 0 | 0 | 0 | 0 | 0 | 0 | 0 | 0 | 0 | 0 | 0 | 0 | 0 | 0 | 0 | 0 | 0 | 0 |  | 0 | 0 | 0 | 0 |  | 0 | 0 | 0 | 0 | 0
1997-07-30 | 1997 | 7 | 30 | 0 | 0 | 0 | 0 | 0 | 0 | 0 | 0 | 0 | 0 | 0 | 0 | 0 | 0 | 0 | 0 | 0 | 0 | 0 | 0 | 0 | 0 | 0 | 0 |  | 0 | 0 | 0 | 0 |  | 0 | 0 | 0 | 0 | 0
1997-07-31 | 1997 | 7 | 31 | 0 | 0 | 0 | 0 | 0 | 0 | 0 | 0 | 0 | 0 | 0 | 0 | 0 | 0 | 0 | 0 | 0 | 0 | 0 | 0 | 0 | 0 | 0 | 0 |  | 0 | 0 | 0 | 0 |  | 0 | 0 | 0 | 0 | 0
1997-08-01 | 1997 | 8 | 1 | 0 | 0 | 0 | 0 | 0 | 0 | 0 | 0 | 0 | 0 | 0 | 0 | 0 | 0 | 0 | 0 | 0 | 0 | 0 | 0 | 0 | 0 | 0 | 0 |  | 0 | 0 | 0 | 0 |  | 0 | 0 | 0 | 0 | 0
1997-08-02 | 1997 | 8 | 2 | 0 | 0 | 0 | 0 | 0 | 0 | 0 | 0 | 0 | 0 | 0 | 0 | 0 | 0 | 0 | 0 | 0 | 0 | 0 | 1.6 | 2.1 | 0.2 | 0 | 0 |  | 3.9 | 3.9 | 3.9 | 4.4409e-16 |  | 0 | 0 | 0 | 3.9 | 0
1997-08-03 | 1997 | 8 | 3 | 0 | 0 | 0 | 0 | 0 | 0 | 0 | 0 | 0 | 0 | 0 | 0 | 0 | 0 | 0 | 0 | 0 | 0 | 0 | 0 | 0 | 0 | 0 | 0 |  | 0 | 0 | 0 | 0 |  | 0 | 0 | 0 | 0 | 0
1997-08-04 | 1997 | 8 | 4 | 0 | 0 | 0 | 0 | 0 | 0 | 0 | 0 | 0 | 0 | 0 | 0 | 0 | 0 | 0 | 0 | 0 | 0 | 0 | 0 | 0 | 0 | 0 | 0 |  | 0 | 0 | 0 | 0 |  | 0 | 0 | 0 | 0 | 0
1997-08-05 | 1997 | 8 | 5 | 0 | 0 | 0 | 0 | 0 | 0 | 0 | 0 | 0 | 0 | 0 | 0 | 0 | 0 | 0 | 0 | 0 | 0 | 0 | 0 | 0 | 0 | 0 | 0 |  | 0 | 0 | 0 | 0 |  | 0 | 0 | 0 | 0 | 0
1997-08-06 | 1997 | 8 | 6 | 0 | 0 | 0 | 0 | 0 | 0 | 0 | 0 | 0 | 0 | 0 | 0 | 0 | 0 | 0 | 0 | 0.6 | 0 | 0 | 0 | 0 | 0 | 0 | 0 |  | 0.6 | 0.6 | 0.6 | 0 |  | 0 | 0 | 0 | 0.6 | 0
1997-08-07 | 1997 | 8 | 7 | 0 | 0 | 0 | 0 | 0 | 0 | 0.1 | 0 | 0 | 0 | 0 | 0 | 0 | 0 | 0 | 0 | 0 | 0 | 0.1 | 0 | 0 | 0 | 0 | 0 |  | 0.2 | 0.2 | 0.2 | 0 |  | 0 | 0 | 0 | 0.2 | 0
1997-08-08 | 1997 | 8 | 8 | 0 | 0 | 0 | 0 | 0.2 | 0.7 | 0.7 | 2.3 | 0.9 | 0 | 0.7 | 0 | 0 | 4.4 | 1.4 | 0 | 0.2 | 0.5 | 0.2 | 0 | 0 | 0 | 0 | 0 |  | 12.2 | 12.2 | 12.2 | 0 |  | 0 | 0 | 0 | 12.2 | 0
1997-08-09 | 1997 | 8 | 9 | 0 | 0 | 0 | 0 | 0 | 0 | 0 | 0 | 0 | 0 | 0 | 0 | 0 | 0 | 0 | 0 | 0 | 0 | 0 | 0 | 0 | 0 | 0 | 0 |  | 0 | 0 | 0 | 0 |  | 0 | 0 | 0 | 0 | 0
1997-08-10 | 1997 | 8 | 10 | 0 | 0 | 0 | 0 | 0 | 0 | 0 | 0 | 0 | 0 | 0 | 0 | 0 | 0 | 0 | 0 | 0 | 0 | 0 | 0 | 0 | 0 | 0 | 0 |  | 0 | 0 | 0 | 0 |  | 0 | 0 | 0 | 0 | 0
1997-08-11 | 1997 | 8 | 11 | 0 | 0 | 0 | 0 | 0 | 0 | 0 | 0 | 0 | 0 | 0 | 0 | 0 | 0 | 0 | 0 | 0 | 0 | 0 | 0 | 0 | 0 | 0 | 0 |  | 0 | 0 | 0 | 0 |  | 0 | 0 | 0 | 0 | 0
1997-08-12 | 1997 | 8 | 12 | 0 | 0 | 0 | 0 | 0 | 0 | 0 | 0 | 0 | 0 | 0 | 0 | 0 | 0 | 3.2 | 0 | 0 | 0 | 0 | 0 | 0 | 0 | 0 | 0 |  | 3.2 | 3.2 | 3.2 | 0 |  | 0 | 0 | 0 | 3.2 | 0
1997-08-13 | 1997 | 8 | 13 | 0 | 0 | 0 | 0 | 0 | 0 | 0 | 0 | 0 | 0 | 0 | 0 | 0 | 0 | 0.4 | 0 | 0 | 0 | 0 | 0 | 0 | 0 | 0 | 0 |  | 0.4 | 0.4 | 0.4 | 0 |  | 0 | 0 | 0 | 0.4 | 0
1997-08-14 | 1997 | 8 | 14 | 0 | 0 | 0 | 0 | 0 | 0 | 0 | 0 | 0 | 0 | 0 | 0 | 0 | 0 | 0 | 0 | 1.1 | 0.3 | 0 | 0 | 0.6 | 0 | 0 | 0 |  | 2 | 2 | 2 | 0 |  | 0 | 0 | 0 | 2 | 0
1997-08-15 | 1997 | 8 | 15 | 0 | 0 | 0 | 0 | 0 | 0 | 0 | 0 | 0 | 0 | 0.2 | 0.5 | 0.9 | 4.9 | 5.1 | 11.1 | 0.9 | 0.2 | 2.1 | 1.6 | 1.8 | 0 | 0.2 | 0.2 |  | 29.7 | 29.7 | 29.7 | 0 |  | 0 | 0 | 0 | 29.7 | 0
1997-08-16 | 1997 | 8 | 16 | 0 | 1 | 0 | 0 | 0.3 | 0.3 | 0 | 0 | 0 | 0.3 | 0 | 0 | 0 | 0 | 0 | 0 | 0 | 0 | 0 | 0 | 0 | 0 | 0 | 0 |  | 1.9 | 1.9 | 1.9 | 2.2204e-16 |  | 0 | 0 | 0 | 1.9 | 0
1997-08-17 | 1997 | 8 | 17 | 0.1 | 0 | 0 | 0 | 0 | 0 | 0 | 0 | 0 | 0 | 0 | 0 | 0 | 0 | 0 | 0 | 0.1 | 0 | 0 | 0 | 0 | 0 | 0 | 0 |  | 0.2 | 0.2 | 0.2 | 0 |  | 0 | 0 | 0 | 0.2 | 0
1997-08-18 | 1997 | 8 | 18 | 0 | 0 | 0 | 0 | 0 | 0 | 0 | 0 | 0 | 0 | 0 | 0 | 0 | 0 | 0 | 0 | 0 | 0 | 0 | 0 | 0 | 0 | 0.4 | 0 |  | 0.4 | 0.4 | 0.4 | 0 |  | 0 | 0 | 0 | 0.4 | 0
1997-08-19 | 1997 | 8 | 19 | 0 | 0 | 0 | 0 | 0 | 0 | 0 | 0 | 0 | 0 | 0 | 0 | 0 | 0 | 0 | 0 | 0 | 0 | 0 | 0 | 0 | 0 | 0 | 0 |  | 0 | 0 | 0 | 0 |  | 0 | 0 | 0 | 0 | 0
1997-08-20 | 1997 | 8 | 20 | 0 | 0 | 0 | 0 | 0 | 0 | 0 | 0 | 0 | 0 | 0 | 0 | 0 | 0 | 0 | 0 | 0 | 0 | 0 | 0 | 0 | 0 | 0 | 0 |  | 0 | 0 | 0 | 0 |  | 0 | 0 | 0 | 0 | 0
1997-08-21 | 1997 | 8 | 21 | 0 | 0 | 0 | 0 | 0 | 0 | 0 | 0 | 0.2 | 0 | 0 | 0 | 0 | 0 | 0 | 0 | 0 | 0 | 0 | 0 | 0 | 0 | 0 | 0 |  | 0.2 | 0.2 | 0.2 | 0 |  | 0 | 0 | 0 | 0.2 | 0
1997-08-22 | 1997 | 8 | 22 | 0 | 0 | 0 | 0 | 0 | 0 | 0 | 0 | 0 | 0 | 0 | 0 | 0 | 0 | 0 | 0 | 0 | 0 | 0 | 0 | 0 | 0 | 0 | 0 |  | 0 | 0 | 0 | 0 |  | 0 | 0 | 0 | 0 | 0
1997-08-23 | 1997 | 8 | 23 | 0 | 0 | 0 | 0 | 0 | 0 | 0 | 0 | 0 | 0 | 0 | 0 | 0 | 0 | 0 | 0 | 0 | 0 | 0 | 0 | 0 | 0 | 0 | 0 |  | 0 | 0 | 0 | 0 |  | 0 | 0 | 0 | 0 | 0
1997-08-24 | 1997 | 8 | 24 | 0 | 0 | 0 | 0 | 0 | 0 | 0 | 0 | 0 | 0 | 0 | 0 | 0 | 0 | 0 | 0 | 0 | 0 | 0 | 0 | 0 | 0 | 0 | 0 |  | 0 | 0 | 0 | 0 |  | 0 | 0 | 0 | 0 | 0
1997-08-25 | 1997 | 8 | 25 | 0 | 0 | 0 | 0 | 0 | 0 | 0 | 0 | 0 | 0 | 0 | 0 | 0 | 0 | 0 | 0 | 0 | 0 | 0 | 2.8 | 0 | 0 | 0 | 0 |  | 2.8 | 2.8 | 2.8 | 0 |  | 0 | 0 | 0 | 2.8 | 0
1997-08-26 | 1997 | 8 | 26 | 0 | 0 | 0 | 0 | 0 | 0 | 0 | 0 | 0 | 0 | 0 | 0 | 0 | 0 | 0 | 0 | 0 | 0 | 0 | 0 | 0 | 0 | 0 | 0 |  | 0 | 0 | 0 | 0 |  | 0 | 0 | 0 | 0 | 0
1997-08-27 | 1997 | 8 | 27 | 0 | 0 | 0 | 0 | 0 | 0 | 0 | 0 | 0 | 0 | 0 | 0 | 0 | 0 | 0 | 0 | 0 | 0 | 0 | 0 | 0 | 0 | 0 | 0 |  | 0 | 0 | 0 | 0 |  | 0 | 0 | 0 | 0 | 0
1997-08-28 | 1997 | 8 | 28 | 0 | 0 | 0 | 0 | 0 | 0 | 0 | 0 | 0 | 0 | 0 | 0 | 0 | 0 | 0 | 0 | 0 | 0 | 0 | 0 | 0 | 0 | 0 | 0 |  | 0 | 0 | 0 | 0 |  | 0 | 0 | 0 | 0 | 0
1997-08-29 | 1997 | 8 | 29 | 0 | 0 | 0 | 0 | 0 | 0 | 0 | 0 | 0 | 0 | 0 | 0 | 0 | 0 | 0 | 0 | 0 | 0 | 0 | 0 | 0 | 0 | 0 | 0 |  | 0 | 0 | 0 | 0 |  | 0 | 0 | 0 | 0 | 0
1997-08-30 | 1997 | 8 | 30 | 0 | 0 | 0 | 0 | 0 | 0 | 0 | 0 | 0 | 0 | 0 | 0 | 0 | 0 | 0 | 0 | 0 | 0 | 0 | 0 | 0 | 0 | 0 | 0 |  | 0 | 0 | 0 | 0 |  | 0 | 0 | 0 | 0 | 0
1997-08-31 | 1997 | 8 | 31 | 0 | 0 | 0 | 0 | 0 | 0 | 0 | 0 | 0 | 0 | 0 | 0 | 0 | 0 | 0 | 0 | 0 | 0 | 0 | 0 | 0 | 0 | 0 | 0 |  | 0 | 0 | 0 | 0 |  | 0 | 0 | 0 | 0 | 0
1997-09-01 | 1997 | 9 | 1 | 0 | 0 | 0 | 0 | 0 | 0 | 0 | 0 | 0 | 0 | 0 | 0 | 0 | 0 | 0 | 0 | 0 | 0 | 0 | 0 | 0 | 0 | 0 | 0 |  | 0 | 0 | 0 | 0 |  | 0 | 0 | 0 | 0 | 0
1997-09-02 | 1997 | 9 | 2 | 0 | 0 | 0 | 0 | 0 | 0 | 0 | 0 | 0 | 0 | 0 | 0 | 0 | 0 | 0 | 0 | 0 | 0 | 0 | 0 | 0 | 0 | 0 | 0 |  | 0 | 0 | 0 | 0 |  | 0 | 0 | 0 | 0 | 0
1997-09-03 | 1997 | 9 | 3 | 0 | 0 | 0 | 0 | 0 | 0 | 0 | 0 | 0 | 0 | 0 | 0 | 0 | 0 | 0 | 0 | 0 | 0 | 0 | 0.2 | 0 | 2.5 | 3.9 | 1.2 |  | 7.8 | 7.8 | 7.8 | 0 |  | 0 | 0 | 0 | 0 | 7.8
1997-09-04 | 1997 | 9 | 4 | 0 | 0 | 0 | 0 | 0 | 0 | 0 | 0.6 | 0 | 0 | 0 | 0 | 0 | 0 | 0 | 0 | 0 | 0 | 0 | 0 | 0 | 0 | 0 | 0 |  | 0.6 | 0.6 | 0.6 | 0 |  | 0 | 0 | 0 | 0 | 0.6
1997-09-05 | 1997 | 9 | 5 | 0 | 0 | 0 | 0 | 0 | 0 | 0 | 0 | 0 | 0 | 0 | 0 | 0 | 0 | 0 | 0 | 0 | 0 | 0 | 0 | 0 | 0.2 | 3.8 | 0 |  | 4 | 4 | 4 | 0 |  | 0 | 0 | 0 | 0 | 4
1997-09-06 | 1997 | 9 | 6 | 0 | 0 | 0 | 0 | 0 | 0 | 0 | 0 | 0 | 0 | 0 | 0 | 0 | 0 | 0 | 0.4 | 0 | 0 | 0 | 0 | 0 | 0 | 0 | 0 |  | 0.4 | 0.4 | 0.4 | 0 |  | 0 | 0 | 0 | 0 | 0.4
1997-09-07 | 1997 | 9 | 7 | 0 | 0 | 0 | 0 | 0 | 0 | 0 | 0 | 0 | 0 | 0 | 0 | 0 | 0 | 0 | 0 | 0 | 0 | 0 | 0 | 0 | 0 | 0 | 0 |  | 0 | 0 | 0 | 0 |  | 0 | 0 | 0 | 0 | 0
1997-09-08 | 1997 | 9 | 8 | 0 | 0 | 0 | 0 | 0 | 0 | 0 | 0 | 0 | 0 | 0 | 0 | 0 | 0 | 0 | 0 | 0 | 0 | 0 | 0 | 0 | 0 | 0 | 0 |  | 0 | 0 | 0 | 0 |  | 0 | 0 | 0 | 0 | 0
1997-09-09 | 1997 | 9 | 9 | 0 | 0 | 0 | 0 | 0 | 0 | 0 | 0 | 0 | 0 | 0 | 0 | 0 | 0 | 0 | 0 | 0 | 0 | 0 | 0 | 0 | 0 | 0 | 0 |  | 0 | 0 | 0 | 0 |  | 0 | 0 | 0 | 0 | 0
1997-09-10 | 1997 | 9 | 10 | 0 | 0 | 0 | 0 | 0 | 0 | 0 | 0 | 0 | 0 | 0 | 0 | 0 | 0 | 0 | 0 | 0 | 0 | 0 | 0 | 0 | 0 | 0 | 0 |  | 0 | 0 | 0 | 0 |  | 0 | 0 | 0 | 0 | 0
1997-09-11 | 1997 | 9 | 11 | 0 | 0 | 0 | 0 | 0 | 0 | 0 | 0 | 0 | 0 | 0 | 0 | 0 | 0 | 0 | 0 | 0 | 0 | 0 | 0.7 | 0.7 | 0 | 0 | 0 |  | 1.4 | 1.4 | 1.4 | 0 |  | 0 | 0 | 0 | 0 | 1.4
1997-09-12 | 1997 | 9 | 12 | 0 | 0 | 0 | 0 | 0.3 | 0.3 | 0.3 | 0 | 0 | 0 | 0.6 | 0 | 0 | 0 | 3 | 0 | 1.4 | 0 | 0.8 | 0.6 | 0 | 0 | 0 | 0 |  | 7.3 | 7.3 | 7.3 | 0 |  | 0 | 0 | 0 | 0 | 7.3
1997-09-13 | 1997 | 9 | 13 | 0 | 0 | 0 | 0 | 0 | 0 | 0 | 0 | 0 | 0 | 0 | 0 | 0 | 0 | 0 | 0 | 0 | 0 | 0 | 0 | 0 | 0 | 0 | 0 |  | 0 | 0 | 0 | 0 |  | 0 | 0 | 0 | 0 | 0
1997-09-14 | 1997 | 9 | 14 | 0 | 0.2 | 0 | 0 | 0.5 | 0.5 | 0 | 0 | 0 | 0 | 0 | 0 | 0 | 0 | 0 | 0 | 0 | 0 | 0 | 0 | 0 | 0 | 0 | 0 |  | 1.2 | 1.2 | 1.2 | 0 |  | 0 | 0 | 0 | 0 | 1.2
1997-09-15 | 1997 | 9 | 15 | 0 | 0 | 2 | 0.4 | 0 | 0 | 0 | 0 | 0 | 0 | 0 | 0 | 0 | 0 | 0 | 0 | 0 | 0 | 0 | 1.4 | 0 | 0 | 0 | 0 |  | 3.8 | 3.8 | 3.8 | 0 |  | 0 | 0 | 0 | 0 | 3.8
1997-09-16 | 1997 | 9 | 16 | 0 | 0 | 0 | 0 | 0 | 0 | 0 | 0 | 0 | 0 | 0 | 0 | 0 | 0 | 0 | 0 | 0 | 0 | 0 | 0 | 0 | 0 | 0 | 0 |  | 0 | 0 | 0 | 0 |  | 0 | 0 | 0 | 0 | 0
1997-09-17 | 1997 | 9 | 17 | 0 | 0 | 0 | 0 | 0 | 0 | 0 | 0 | 0 | 0 | 0 | 0 | 0 | 0 | 0 | 0 | 0 | 0 | 0 | 2.6 | 0.6 | 2.3 | 2.3 | 0.3 |  | 8.1 | 8.1 | 8.1 | 0 |  | 0 | 0 | 0 | 0 | 8.1
1997-09-18 | 1997 | 9 | 18 | 0.6 | 0.6 | 0.3 | 0.3 | 0.3 | 0 | 0 | 0.3 | 0.3 | 0.6 | 0 | 0 | 0 | 0 | 0 | 0 | 0 | 0 | 0 | 0 | 0 | 0 | 0 | 0 |  | 3.3 | 3.3 | 3.3 | 0 |  | 0 | 0 | 0 | 0 | 3.3
1997-09-19 | 1997 | 9 | 19 | 0 | 0 | 0 | 0 | 0 | 0 | 0 | 0 | 0 | 0 | 0 | 0 | 0 | 0 | 0 | 0 | 0 | 0 | 0 | 0 | 0 | 0 | 0 | 0 |  | 0 | 0 | 0 | 0 |  | 0 | 0 | 0 | 0 | 0
1997-09-20 | 1997 | 9 | 20 | 0 | 0 | 0 | 0 | 0 | 0 | 0 | 0 | 0 | 0 | 0 | 0 | 0 | 0 | 0 | 0 | 0 | 0 | 0 | 0 | 0 | 0 | 0 | 0 |  | 0 | 0 | 0 | 0 |  | 0 | 0 | 0 | 0 | 0
1997-09-21 | 1997 | 9 | 21 | 0 | 0 | 0 | 0 | 0 | 0 | 0 | 0 | 0 | 0 | 0 | 0 | 0 | 0 | 0 | 0 | 0 | 0 | 0 | 0 | 0 | 0 | 0 | 0 |  | 0 | 0 | 0 | 0 |  | 0 | 0 | 0 | 0 | 0
1997-09-22 | 1997 | 9 | 22 | 0 | 0 | 0 | 0 | 0 | 0 | 0 | 0 | 0 | 0 | 0 | 0 | 0 | 0 | 0 | 0 | 0 | 0 | 0 | 0 | 0 | 0 | 0 | 0 |  | 0 | 0 | 0 | 0 |  | 0 | 0 | 0 | 0 | 0
1997-09-23 | 1997 | 9 | 23 | 0 | 0 | 0 | 0 | 0 | 0 | 0 | 0 | 0 | 0 | 0 | 0 | 0 | 0 | 0 | 0 | 0 | 0 | 0 | 0 | 0 | 0 | 0 | 0 |  | 0 | 0 | 0 | 0 |  | 0 | 0 | 0 | 0 | 0
1997-09-24 | 1997 | 9 | 24 | 0 | 0 | 0 | 0 | 0 | 0 | 0 | 0 | 0 | 0 | 0 | 0 | 0 | 0 | 0 | 0 | 0 | 0 | 0 | 0 | 0 | 0 | 0 | 0 |  | 0 | 0 | 0 | 0 |  | 0 | 0 | 0 | 0 | 0
1997-09-25 | 1997 | 9 | 25 | 0 | 0 | 0 | 0 | 0 | 0 | 0 | 0 | 0 | 0 | 0 | 0 | 0 | 0 | 0 | 0 | 0 | 0 | 0 | 0 | 0 | 0 | 0 | 0 |  | 0 | 0 | 0 | 0 |  | 0 | 0 | 0 | 0 | 0
1997-09-26 | 1997 | 9 | 26 | 0 | 0 | 0 | 0 | 0 | 0 | 0 | 0 | 0 | 0 | 0 | 0 | 0 | 0 | 0 | 0 | 0 | 0 | 0 | 0 | 0 | 0 | 0 | 0 |  | 0 | 0 | 0 | 0 |  | 0 | 0 | 0 | 0 | 0
1997-09-27 | 1997 | 9 | 27 | 0 | 0 | 0 | 0 | 0 | 0 | 0 | 0 | 0 | 0 | 0 | 0 | 0 | 0 | 0 | 0 | 0 | 0 | 0 | 0 | 0 | 0 | 0 | 0 |  | 0 | 0 | 0 | 0 |  | 0 | 0 | 0 | 0 | 0
1997-09-28 | 1997 | 9 | 28 | 0 | 0 | 0 | 0 | 0 | 0 | 0 | 0 | 0 | 0 | 0 | 0 | 0 | 0 | 0 | 0 | 0 | 0 | 0 | 0 | 0 | 0 | 0 | 0 |  | 0 | 0 | 0 | 0 |  | 0 | 0 | 0 | 0 | 0
1997-09-29 | 1997 | 9 | 29 | 0 | 0 | 0 | 0 | 0 | 0 | 0 | 0 | 0 | 0 | 0 | 0 | 0 | 0 | 0 | 0 | 0 | 0 | 0 | 0 | 0 | 0 | 0 | 0 |  | 0 | 0 | 0 | 0 |  | 0 | 0 | 0 | 0 | 0
1997-09-30 | 1997 | 9 | 30 | 0 | 0 | 0 | 0 | 0 | 0 | 0 | 0 | 0 | 0 | 0 | 0 | 0 | 0 | 0 | 0 | 0 | 0 | 0 | 0 | 0 | 0 | 0 | 0 |  | 0 | 0 | 0 | 0 |  | 0 | 0 | 0 | 0 | 0
1997-10-01 | 1997 | 10 | 1 | 0 | 0 | 0 | 0 | 0 | 0 | 0 | 0 | 0 | 0 | 0 | 0 | 0 | 0 | 0 | 0 | 0 | 0 | 0 | 0 | 0 | 0 | 0 | 0 |  | 0 | 0 | 0 | 0 |  | 0 | 0 | 0 | 0 | 0
1997-10-02 | 1997 | 10 | 2 | 0 | 0 | 0 | 0 | 0 | 0 | 0 | 0 | 0 | 0 | 0 | 0 | 0 | 0 | 0 | 0 | 0 | 0 | 0 | 0 | 0 | 0 | 0 | 0 |  | 0 | 0 | 0 | 0 |  | 0 | 0 | 0 | 0 | 0
1997-10-03 | 1997 | 10 | 3 | 0 | 0 | 0 | 0 | 0 | 0 | 0 | 0 | 0 | 0 | 0 | 0 | 0 | 0 | 0 | 0 | 0 | 0 | 0 | 0 | 0 | 0 | 0 | 0 |  | 0 | 0 | 0 | 0 |  | 0 | 0 | 0 | 0 | 0
1997-10-04 | 1997 | 10 | 4 | 0 | 0 | 0 | 0 | 0 | 0 | 0 | 0 | 0 | 0 | 0 | 0 | 0 | 0 | 0 | 0 | 0 | 0 | 0 | 0 | 0 | 0 | 0 | 0 |  | 0 | 0 | 0 | 0 |  | 0 | 0 | 0 | 0 | 0
1997-10-05 | 1997 | 10 | 5 | 0 | 0 | 0 | 0 | 0 | 0 | 0 | 0 | 0 | 0 | 0 | 0 | 0 | 0 | 0 | 0 | 0 | 0 | 0 | 0 | 0 | 0 | 0 | 0 |  | 0 | 0 | 0 | 0 |  | 0 | 0 | 0 | 0 | 0
1997-10-06 | 1997 | 10 | 6 | 0 | 0 | 0 | 0 | 0 | 0 | 0 | 0 | 0 | 0 | 0 | 0 | 0 | 0 | 0 | 0 | 0 | 0 | 0 | 0 | 0 | 0 | 0 | 0 |  | 0 | 0 | 0 | 0 |  | 0 | 0 | 0 | 0 | 0
1997-10-07 | 1997 | 10 | 7 | 0 | 0 | 0 | 0 | 0 | 0 | 0.9 | 0.9 | 0.9 | 0.9 | 1.8 | 1.8 | 0.9 | 0.9 | 0.9 | 0 | 0.9 | 0 | 0 | 0 | 0 | 0 | 0 | 0 |  | 10.8 | 10.8 | 10.8 | 0 |  | 0 | 0 | 0 | 0 | 0
1997-10-08 | 1997 | 10 | 8 | 0 | 0 | 0 | 0 | 0 | 0 | 0 | 0 | 0 | 0 | 0 | 0 | 0 | 0 | 0 | 0 | 0 | 0 | 0 | 0 | 0 | 0 | 0 | 0 |  | 0 | 0 | 0 | 0 |  | 0 | 0 | 0 | 0 | 0
1997-10-09 | 1997 | 10 | 9 | 0.1 | 0.2 | 0.1 | 0.2 | 0.1 | 0.2 | 0.1 | 0.2 | 0.1 | 0.2 | 0.1 | 0.2 | 0.1 | 0.2 | 0.1 | 0 | 0 | 0 | 0 | 0 | 0 | 0 | 0 | 0 |  | 2.2 | 2.2 | 2.2 | 4.4409e-16 |  | 0 | 0 | 0 | 0 | 0
1997-10-10 | 1997 | 10 | 10 | 0 | 0 | 0 | 0 | 0 | 0 | 0 | 0 | 0 | 0 | 0 | 0 | 0 | 0 | 0 | 0 | 0 | 0 | 0 | 0 | 0 | 0 | 0 | 0 |  | 0 | 0 | 0 | 0 |  | 0 | 0 | 0 | 0 | 0
1997-10-11 | 1997 | 10 | 11 | 0 | 0 | 0 | 0 | 0 | 0 | 0 | 0 | 0 | 0 | 0 | 0 | 0 | 0 | 0 | 0 | 0 | 0 | 0 | 0 | 0 | 0 | 0 | 0 |  | 0 | 0 | 0 | 0 |  | 0 | 0 | 0 | 0 | 0
1997-10-12 | 1997 | 10 | 12 | 0 | 0 | 0 | 0 | 0 | 0 | 0 | 0 | 0 | 0 | 0 | 0 | 0 | 0 | 0 | 0 | 0 | 0 | 0 | 0 | 0 | 0 | 0 | 0 |  | 0 | 0 | 0 | 0 |  | 0 | 0 | 0 | 0 | 0
1997-10-13 | 1997 | 10 | 13 | 0 | 0 | 0 | 0 | 0 | 0 | 0 | 0 | 0 | 0 | 0 | 0 | 0 | 0 | 0 | 0 | 0 | 0 | 0 | 0 | 0 | 0 | 0 | 0 |  | 0 | 0 | 0 | 0 |  | 0 | 0 | 0 | 0 | 0
1997-10-14 | 1997 | 10 | 14 | 0 | 0 | 0 | 0 | 0 | 0 | 0 | 0 | 0 | 0 | 0 | 0 | 0 | 0 | 0 | 0 | 0 | 0 | 0 | 0 | 0 | 0 | 0 | 0 |  | 0 | 0 | 0 | 0 |  | 0 | 0 | 0 | 0 | 0
1997-10-15 | 1997 | 10 | 15 | 0 | 0 | 0 | 0 | 0 | 0 | 0 | 0 | 0 | 0 | 0 | 0 | 0 | 0 | 0 | 0 | 0 | 0 | 0 | 0 | 0 | 0 | 0 | 0 |  | 0 | 0 | 0 | 0 |  | 0 | 0 | 0 | 0 | 0
1997-10-16 | 1997 | 10 | 16 | 0 | 0 | 0 | 0 | 0 | 0 | 0 | 0 | 0 | 0 | 0 | 0 | 0 | 0 | 0 | 0 | 0 | 0 | 0 | 0 | 0 | 0 | 0 | 0 |  | 0 | 0 | 0 | 0 |  | 0 | 0 | 0 | 0 | 0
1997-10-17 | 1997 | 10 | 17 | 0 | 0 | 0 | 0 | 0 | 0 | 0 | 0 | 0 | 0 | 0 | 0 | 0 | 0 | 0 | 0 | 0 | 0 | 0 | 0 | 0 | 0 | 0 | 0 |  | 0 | 0 | 0 | 0 |  | 0 | 0 | 0 | 0 | 0
1997-10-18 | 1997 | 10 | 18 | 0 | 0 | 0 | 0.1 | 0.1 | 0 | 0 | 0 | 0 | 0 | 0 | 0 | 0 | 0 | 0 | 0 | 0 | 0 | 0 | 0 | 0 | 0 | 0 | 0 |  | 0.2 | 0.2 | 0.2 | 0 |  | 0 | 0 | 0 | 0 | 0
1997-10-19 | 1997 | 10 | 19 | 0 | 0 | 0 | 0 | 0 | 0 | 0 | 0 | 0 | 0 | 0 | 0 | 0 | 0 | 0 | 0 | 0 | 0 | 0 | 0 | 0 | 0 | 0 | 0 |  | 0 | 0 | 0 | 0 |  | 0 | 0 | 0 | 0 | 0
1997-10-20 | 1997 | 10 | 20 | 0 | 0 | 0 | 0 | 0 | 0 | 0 | 0 | 0 | 0 | 0 | 0 | 0 | 0 | 0 | 0 | 0 | 0 | 0 | 0 | 0 | 0 | 0 | 0 |  | 0 | 0 | 0 | 0 |  | 0 | 0 | 0 | 0 | 0
1997-10-21 | 1997 | 10 | 21 | 0 | 0 | 0 | 0 | 0 | 0 | 0 | 0 | 0 | 0 | 0 | 0 | 0 | 0 | 0 | 0 | 0 | 0 | 0 | 0 | 0 | 0 | 0 | 0 |  | 0 | 0 | 0 | 0 |  | 0 | 0 | 0 | 0 | 0
1997-10-22 | 1997 | 10 | 22 | 0 | 0 | 0 | 0 | 0 | 0 | 0 | 0 | 0 | 0 | 0 | 0 | 0 | 0.1 | 0 | 0 | 0.1 | 0 | 0 | 0 | 0 | 0 | 0 | 0 |  | 0.2 | 0.2 | 0.2 | 0 |  | 0 | 0 | 0 | 0 | 0
1997-10-23 | 1997 | 10 | 23 | 0 | 0 | 0 | 0 | 0 | 0 | 0 | 0 | 0 | 0 | 0 | 0.1 | 0 | 0.1 | 0 | 0 | 0 | 0 | 0 | 0 | 0.1 | 0 | 0.1 | 0 |  | 0.4 | 0.4 | 0.4 | 0 |  | 0 | 0 | 0 | 0 | 0
1997-10-24 | 1997 | 10 | 24 | 0.1 | 0.2 | 0.1 | 0.1 | 0.1 | 0.2 | 0 | 0.1 | 0.1 | 0 | 0 | 0 | 0 | 0 | 0 | 0 | 0 | 0 | 0 | 0 | 0 | 0 | 0 | 0 |  | 1 | 1 | 1 | 0 |  | 0 | 0 | 0 | 0 | 0
1997-10-25 | 1997 | 10 | 25 | 0 | 0 | 0 | 0 | 0 | 0 | 0 | 0 | 0 | 0 | 0 | 0 | 0 | 0 | 0 | 0 | 0 | 0 | 0 | 0 | 0 | 0 | 0 | 0 |  | 0 | 0 | 0 | 0 |  | 0 | 0 | 0 | 0 | 0
1997-10-26 | 1997 | 10 | 26 | 0 | 0 | 0 | 0 | 0 | 0 | 0 | 0 | 0 | 0 | 0 | 0 | 0 | 0 | 0 | 0 | 0 | 0 | 0 | 0 | 0 | 0 | 0 | 0 |  | 0 | 0 | 0 | 0 |  | 0 | 0 | 0 | 0 | 0
1997-10-27 | 1997 | 10 | 27 | 0 | 0 | 0 | 0 | 0 | 0 | 0 | 0 | 0 | 0 | 0 | 0 | 0 | 0 | 0 | 0 | 0 | 0 | 0 | 0 | 0 | 0 | 0 | 0 |  | 0 | 0 | 0 | 0 |  | 0 | 0 | 0 | 0 | 0
1997-10-28 | 1997 | 10 | 28 | 0 | 0 | 0 | 0 | 0 | 0 | 0 | 0 | 0 | 0 | 0 | 0 | 0 | 0 | 0 | 0 | 0 | 0 | 0 | 0 | 0 | 0 | 0 | 0 |  | 0 | 0 | 0 | 0 |  | 0 | 0 | 0 | 0 | 0
1997-10-29 | 1997 | 10 | 29 | 0 | 0 | 0 | 0 | 0 | 0 | 0 | 0 | 0 | 0 | 0 | 0 | 0 | 0 | 0 | 0 | 0 | 0 | 0 | 0 | 0 | 0 | 0 | 0 |  | 0 | 0 | 0 | 0 |  | 0 | 0 | 0 | 0 | 0
1997-10-30 | 1997 | 10 | 30 | 0 | 0 | 0 | 0 | 0 | 0 | 0 | 0 | 0 | 0 | 0 | 0 | 0 | 0 | 0 | 0 | 0 | 0 | 0 | 0 | 0 | 0 | 0 | 0 |  | 0 | 0 | 0 | 0 |  | 0 | 0 | 0 | 0 | 0
1997-10-31 | 1997 | 10 | 31 | 0 | 0 | 0 | 0 | 0 | 0 | 0 | 0 | 0 | 0 | 0 | 0 | 0 | 0 | 0 | 0 | 0 | 0 | 0 | 0 | 0 | 0 | 0 | 0 |  | 0 | 0 | 0 | 0 |  | 0 | 0 | 0 | 0 | 0
1997-11-01 | 1997 | 11 | 1 | 0 | 0 | 0 | 0 | 0 | 0 | 0 | 0 | 0 | 0 | 0 | 0 | 0 | 0 | 0 | 0 | 0 | 0 | 0 | 0 | 0 | 0 | 0 | 0 |  | 0 | 0 | 0 | 0 |  | 0 | 0 | 0 | 0 | 0
1997-11-02 | 1997 | 11 | 2 | 0 | 0 | 0 | 0 | 0 | 0 | 0 | 0 | 0 | 0 | 0 | 0 | 0 | 0 | 0 | 0 | 0 | 0 | 0 | 0 | 0 | 0 | 0 | 0 |  | 0 | 0 | 0 | 0 |  | 0 | 0 | 0 | 0 | 0
1997-11-03 | 1997 | 11 | 3 | 0 | 0 | 0 | 0 | 0 | 0 | 0 | 0 | 0 | 0 | 0 | 0 | 0 | 0 | 0 | 0 | 0 | 0 | 0 | 0 | 0 | 0 | 0 | 0 |  | 0 | 0 | 0 | 0 |  | 0 | 0 | 0 | 0 | 0
1997-11-04 | 1997 | 11 | 4 | 0 | 0 | 0 | 0 | 0 | 0 | 0 | 0 | 0 | 0 | 0 | 0 | 0 | 0 | 0 | 0 | 0 | 0 | 0 | 0 | 0 | 0 | 0 | 0 |  | 0 | 0 | 0 | 0 |  | 0 | 0 | 0 | 0 | 0
1997-11-05 | 1997 | 11 | 5 | 0 | 0 | 0 | 0 | 0 | 0 | 0 | 0 | 0 | 0 | 0 | 0 | 0 | 0 | 0 | 0 | 0 | 0 | 0 | 0 | 0 | 0 | 0 | 0 |  | 0 | 0 | 0 | 0 |  | 0 | 0 | 0 | 0 | 0
1997-11-06 | 1997 | 11 | 6 | 0 | 0 | 0 | 0 | 0 | 0 | 0 | 0 | 0 | 0 | 0 | 0 | 0 | 0 | 0 | 0 | 0 | 0 | 0 | 0 | 0 | 0 | 0 | 0 |  | 0 | 0 | 0 | 0 |  | 0 | 0 | 0 | 0 | 0
1997-11-07 | 1997 | 11 | 7 | 0 | 0 | 0 | 0.1 | 0 | 0.1 | 0 | 0.1 | 0 | 0.1 | 0 | 0.1 | 0 | 0.1 | 0 | 0 | 0 | 0 | 0 | 0 | 0 | 0 | 0 | 0 |  | 0.6 | 0.6 | 0.6 | 0 |  | 0 | 0 | 0 | 0 | 0
1997-11-08 | 1997 | 11 | 8 | 0 | 0 | 0 | 0 | 0 | 0 | 0 | 0 | 0 | 0 | 0 | 0 | 0 | 0 | 0 | 0 | 0 | 0 | 0 | 0 | 0 | 0 | 0 | 0 |  | 0 | 0 | 0 | 0 |  | 0 | 0 | 0 | 0 | 0
1997-11-09 | 1997 | 11 | 9 | 0 | 0 | 0 | 0 | 0 | 0 | 0 | 0 | 0 | 0 | 0 | 0 | 0 | 0 | 0 | 0 | 0 | 0 | 0 | 0 | 0 | 0 | 0 | 0 |  | 0 | 0 | 0 | 0 |  | 0 | 0 | 0 | 0 | 0
1997-11-10 | 1997 | 11 | 10 | 0 | 0 | 0 | 0 | 0 | 0 | 0 | 0 | 0 | 0 | 0 | 0 | 0 | 0 | 0 | 0 | 0 | 0 | 0 | 0 | 0 | 0 | 0 | 0 |  | 0 | 0 | 0 | 0 |  | 0 | 0 | 0 | 0 | 0
1997-11-11 | 1997 | 11 | 11 | 0 | 0 | 0 | 0 | 0 | 0 | 0 | 0 | 0 | 0 | 0 | 0 | 0 | 0 | 0 | 0 | 0 | 0 | 0 | 0 | 0 | 0 | 0 | 0 |  | 0 | 0 | 0 | 0 |  | 0 | 0 | 0 | 0 | 0
1997-11-12 | 1997 | 11 | 12 | 0 | 0 | 0 | 0 | 0 | 0 | 0 | 0 | 0 | 0 | 0 | 0 | 0 | 0 | 0 | 0 | 0 | 0 | 0 | 0 | 0 | 0 | 0 | 0 |  | 0 | 0 | 0 | 0 |  | 0 | 0 | 0 | 0 | 0
1997-11-13 | 1997 | 11 | 13 | 0 | 0 | 0 | 0 | 0 | 0 | 0 | 0 | 0 | 0 | 0 | 0 | 0 | 0 | 0 | 0 | 0 | 0 | 0 | 0 | 0 | 0 | 0 | 0 |  | 0 | 0 | 0 | 0 |  | 0 | 0 | 0 | 0 | 0
1997-11-14 | 1997 | 11 | 14 | 0 | 0 | 0 | 0 | 0 | 0 | 0 | 0 | 0 | 0 | 0 | 0 | 0 | 0 | 0 | 0 | 0 | 0 | 0 | 0 | 0 | 0 | 0 | 0 |  | 0 | 0 | 0 | 0 |  | 0 | 0 | 0 | 0 | 0
1997-11-15 | 1997 | 11 | 15 | 0 | 0 | 0 | 0 | 0 | 0 | 0 | 0 | 0 | 0 | 0 | 0 | 0 | 0 | 0 | 0 | 0 | 0 | 0 | 0 | 0 | 0 | 0 | 0 |  | 0 | 0 | 0 | 0 |  | 0 | 0 | 0 | 0 | 0
1997-11-16 | 1997 | 11 | 16 | 0 | 0 | 0 | 0 | 0 | 0 | 0 | 0 | 0 | 0 | 0 | 0 | 0 | 0 | 0 | 0 | 0 | 0 | 0 | 0 | 0 | 0 | 0 | 0 |  | 0 | 0 | 0 | 0 |  | 0 | 0 | 0 | 0 | 0
1997-11-17 | 1997 | 11 | 17 | 0 | 0 | 0 | 0 | 0 | 0 | 0 | 0 | 0 | 0 | 0 | 0 | 0 | 0 | 0 | 0 | 0 | 0 | 0 | 0 | 0 | 0 | 0 | 0 |  | 0 | 0 | 0 | 0 |  | 0 | 0 | 0 | 0 | 0
1997-11-18 | 1997 | 11 | 18 | 0 | 0 | 0 | 0 | 0 | 0 | 0 | 0 | 0 | 0 | 0 | 0 | 0 | 0 | 0 | 0 | 0 | 0 | 0 | 0 | 0 | 0 | 0 | 0 |  | 0 | 0 | 0 | 0 |  | 0 | 0 | 0 | 0 | 0
1997-11-19 | 1997 | 11 | 19 | 0 | 0 | 0 | 0 | 0 | 0 | 0 | 0 | 0 | 0 | 0 | 0 | 0 | 0 | 0 | 0 | 0 | 0 | 0 | 0 | 0 | 0 | 0 | 0 |  | 0 | 0 | 0 | 0 |  | 0 | 0 | 0 | 0 | 0
1997-11-20 | 1997 | 11 | 20 | 0 | 0 | 0 | 0 | 0 | 0 | 0 | 0 | 0 | 0 | 0 | 0 | 0 | 0 | 0 | 0 | 0 | 0 | 0 | 0 | 0 | 0 | 0 | 0 |  | 0 | 0 | 0 | 0 |  | 0 | 0 | 0 | 0 | 0
1997-11-21 | 1997 | 11 | 21 | 0 | 0 | 0 | 0 | 0 | 0 | 0 | 0 | 0 | 0 | 0 | 0 | 0 | 0 | 0 | 0 | 0 | 0 | 0 | 0 | 0 | 0 | 0 | 0 |  | 0 | 0 | 0 | 0 |  | 0 | 0 | 0 | 0 | 0
1997-11-22 | 1997 | 11 | 22 | 0 | 0 | 0 | 0 | 0 | 0 | 0 | 0 | 0 | 0 | 0 | 0 | 0 | 0 | 0 | 0 | 0 | 0 | 0 | 0 | 0 | 0 | 0 | 0 |  | 0 | 0 | 0 | 0 |  | 0 | 0 | 0 | 0 | 0
1997-11-23 | 1997 | 11 | 23 | 0 | 0 | 0 | 0 | 0 | 0 | 0 | 0 | 0 | 0 | 0 | 0 | 0 | 0 | 0 | 0 | 0 | 0 | 0 | 0 | 0 | 0 | 0 | 0 |  | 0 | 0 | 0 | 0 |  | 0 | 0 | 0 | 0 | 0
1997-11-24 | 1997 | 11 | 24 | 0 | 0 | 0 | 0 | 0 | 0 | 0 | 0 | 0 | 0 | 0 | 0 | 0 | 0 | 0 | 0 | 0 | 0 | 0 | 0 | 0 | 0 | 0 | 0 |  | 0 | 0 | 0 | 0 |  | 0 | 0 | 0 | 0 | 0
1997-11-25 | 1997 | 11 | 25 | 0 | 0 | 0 | 0 | 0 | 0 | 0 | 0 | 0 | 0 | 0 | 0 | 0 | 0 | 0 | 0 | 0 | 0 | 0 | 0 | 0 | 0 | 0 | 0 |  | 0 | 0 | 0 | 0 |  | 0 | 0 | 0 | 0 | 0
1997-11-26 | 1997 | 11 | 26 | 0 | 0 | 0 | 0 | 0 | 0 | 0 | 0 | 0 | 0 | 0 | 0 | 0 | 0 | 0 | 0 | 0 | 0 | 0 | 0 | 0 | 0 | 0 | 0 |  | 0 | 0 | 0 | 0 |  | 0 | 0 | 0 | 0 | 0
1997-11-27 | 1997 | 11 | 27 | 0 | 0 | 0 | 0 | 0 | 0 | 0 | 0 | 0 | 0 | 0 | 0 | 0 | 0 | 0 | 0 | 0 | 0 | 0 | 0 | 0 | 0 | 0 | 0 |  | 0 | 0 | 0 | 0 |  | 0 | 0 | 0 | 0 | 0
1997-11-28 | 1997 | 11 | 28 | 0 | 0 | 0 | 0 | 0 | 0 | 0 | 0 | 0 | 0 | 0 | 0 | 0 | 0 | 0 | 0 | 0 | 0 | 0 | 0 | 0 | 0 | 0 | 0 |  | 0 | 0 | 0 | 0 |  | 0 | 0 | 0 | 0 | 0
1997-11-29 | 1997 | 11 | 29 | 0 | 0 | 0 | 0 | 0 | 0 | 0 | 0 | 0 | 0 | 0 | 0 | 0 | 0 | 0 | 0 | 0 | 0 | 0 | 0 | 0 | 0 | 0 | 0 |  | 0 | 0 | 0 | 0 |  | 0 | 0 | 0 | 0 | 0
1997-11-30 | 1997 | 11 | 30 | 0 | 0 | 0 | 0 | 0 | 0 | 0 | 0 | 0 | 0 | 0 | 0 | 0 | 0 | 0 | 0 | 0 | 0 | 0 | 0 | 0 | 0 | 0 | 0 |  | 0 | 0 | 0 | 0 |  | 0 | 0 | 0 | 0 | 0
1997-12-01 | 1997 | 12 | 1 | 0 | 0 | 0 | 0 | 0 | 0 | 0 | 0 | 0 | 0 | 0 | 0 | 0 | 0 | 0 | 0 | 0 | 0 | 0 | 0 | 0 | 0 | 0 | 0 |  | 0 | 0 | 0 | 0 |  | 0 | 0 | 0 | 0 | 0
1997-12-02 | 1997 | 12 | 2 | 0 | 0 | 0 | 0 | 0 | 0 | 0 | 0 | 0 | 0 | 0 | 0 | 0 | 0 | 0 | 0 | 0 | 0 | 0 | 0 | 0 | 0 | 0 | 0 |  | 0 | 0 | 0 | 0 |  | 0 | 0 | 0 | 0 | 0
1997-12-03 | 1997 | 12 | 3 | 0 | 0 | 0 | 0 | 0 | 0 | 0 | 0 | 0 | 0 | 0 | 0 | 0 | 0 | 0 | 0 | 0 | 0 | 0 | 0 | 0 | 0 | 0 | 0 |  | 0 | 0 | 0 | 0 |  | 0 | 0 | 0 | 0 | 0
1997-12-04 | 1997 | 12 | 4 | 0 | 0 | 0 | 0 | 0 | 0 | 0 | 0 | 0 | 0 | 0 | 0 | 0 | 0 | 0 | 0 | 0 | 0 | 0.1 | 0 | 0.1 | 0 | 0.1 | 0 |  | 0.3 | 0.3 | 0.3 | 5.5511e-17 |  | 0 | 0 | 0 | 0 | 0
1997-12-05 | 1997 | 12 | 5 | 0 | 0 | 0 | 0.1 | 0 | 0 | 0 | 0 | 0 | 0 | 0.1 | 0 | 0 | 0 | 0 | 0 | 0 | 0 | 0 | 0 | 0 | 0 | 0 | 0 |  | 0.2 | 0.2 | 0.2 | 0 |  | 0 | 0 | 0 | 0 | 0
1997-12-06 | 1997 | 12 | 6 | 0 | 0 | 0 | 0 | 0 | 0 | 0 | 0 | 0 | 0 | 0 | 0 | 0 | 0 | 0 | 0 | 0 | 0 | 0 | 0 | 0 | 0 | 0 | 0 |  | 0 | 0 | 0 | 0 |  | 0 | 0 | 0 | 0 | 0
1997-12-07 | 1997 | 12 | 7 | 0 | 0 | 0 | 0 | 0 | 0 | 0 | 0 | 0 | 0 | 0 | 0 | 0 | 0 | 0 | 0 | 0 | 0 | 0 | 0 | 0 | 0 | 0 | 0 |  | 0 | 0 | 0 | 0 |  | 0 | 0 | 0 | 0 | 0
1997-12-08 | 1997 | 12 | 8 | 0 | 0 | 0.1 | 0 | 0 | 0 | 0 | 0 | 0.1 | 0 | 0 | 0 | 0 | 0 | 0 | 0 | 0 | 0 | 0 | 0 | 0 | 0 | 0 | 0 |  | 0.2 | 0.2 | 0.2 | 0 |  | 0 | 0 | 0 | 0 | 0
1997-12-09 | 1997 | 12 | 9 | 0 | 0 | 0 | 0 | 0 | 0.1 | 0 | 0.1 | 0 | 0 | 0 | 0 | 0 | 0 | 0 | 0 | 0 | 0 | 0 | 0 | 0 | 0 | 0 | 0 |  | 0.2 | 0.2 | 0.2 | 0 |  | 0 | 0 | 0 | 0 | 0
1997-12-10 | 1997 | 12 | 10 | 0 | 0 | 0 | 0 | 0 | 0 | 0 | 0 | 0 | 0 | 0 | 0 | 0 | 0 | 0 | 0 | 0 | 0 | 0 | 0 | 0 | 0 | 0 | 0 |  | 0 | 0 | 0 | 0 |  | 0 | 0 | 0 | 0 | 0
1997-12-11 | 1997 | 12 | 11 | 0 | 0 | 0 | 0 | 0 | 0 | 0 | 0 | 0 | 0 | 0 | 0 | 0 | 0 | 0 | 0 | 0 | 0 | 0 | 0 | 0 | 0 | 0 | 0 |  | 0 | 0 | 0 | 0 |  | 0 | 0 | 0 | 0 | 0
1997-12-12 | 1997 | 12 | 12 | 0 | 0 | 0 | 0 | 0 | 0 | 0 | 0 | 0 | 0 | 0 | 0 | 0 | 0 | 0 | 0 | 0 | 0 | 0 | 0 | 0 | 0 | 0 | 0 |  | 0 | 0 | 0 | 0 |  | 0 | 0 | 0 | 0 | 0
1997-12-13 | 1997 | 12 | 13 | 0 | 0 | 0 | 0 | 0 | 0 | 0 | 0 | 0 | 0 | 0 | 0 | 0 | 0 | 0 | 0 | 0 | 0 | 0 | 0 | 0 | 0 | 0 | 0 |  | 0 | 0 | 0 | 0 |  | 0 | 0 | 0 | 0 | 0
1997-12-14 | 1997 | 12 | 14 | 0 | 0 | 0 | 0 | 0 | 0 | 0 | 0 | 0 | 0 | 0 | 0 | 0 | 0 | 0 | 0 | 0 | 0 | 0 | 0 | 0 | 0 | 0 | 0 |  | 0 | 0 | 0 | 0 |  | 0 | 0 | 0 | 0 | 0
1997-12-15 | 1997 | 12 | 15 | 0 | 0 | 0 | 0 | 0 | 0 | 0 | 0 | 0 | 0 | 0 | 0 | 0 | 0 | 0 | 0 | 0 | 0 | 0 | 0 | 0 | 0 | 0 | 0 |  | 0 | 0 | 0 | 0 |  | 0 | 0 | 0 | 0 | 0
1997-12-16 | 1997 | 12 | 16 | 0 | 0 | 0 | 0 | 0 | 0 | 0 | 0 | 0 | 0 | 0 | 0 | 0 | 0 | 0 | 0 | 0 | 0 | 0 | 0 | 0 | 0 | 0 | 0 |  | 0 | 0 | 0 | 0 |  | 0 | 0 | 0 | 0 | 0
1997-12-17 | 1997 | 12 | 17 | 0 | 0 | 0 | 0 | 0 | 0 | 0 | 0 | 0 | 0 | 0 | 0 | 0 | 0 | 0 | 0 | 0 | 0 | 0 | 0 | 0 | 0 | 0 | 0 |  | 0 | 0 | 0 | 0 |  | 0 | 0 | 0 | 0 | 0
1997-12-18 | 1997 | 12 | 18 | 0 | 0.7 | 0 | 0 | 0 | 0 | 0.7 | 1.3 | 2 | 0.7 | 0 | 0 | 0 | 0 | 0 | 0 | 0 | 0 | 0 | 0 | 0 | 0 | 0 | 0 |  | 5.4 | 5.4 | 5.4 | 0 |  | 0 | 0 | 0 | 0 | 0
1997-12-19 | 1997 | 12 | 19 | 0 | 0 | 0 | 0 | 0 | 0 | 0 | 0 | 0 | 0 | 0 | 0 | 0 | 0 | 0 | 0 | 0 | 0 | 0 | 0 | 0 | 0 | 0 | 0 |  | 0 | 0 | 0 | 0 |  | 0 | 0 | 0 | 0 | 0
1997-12-20 | 1997 | 12 | 20 | 0 | 0 | 0 | 0 | 0 | 0 | 0 | 0 | 0 | 0 | 0 | 0 | 0 | 0 | 0 | 0 | 0 | 0 | 0 | 0 | 0 | 0 | 0 | 0 |  | 0 | 0 | 0 | 0 |  | 0 | 0 | 0 | 0 | 0
1997-12-21 | 1997 | 12 | 21 | 0 | 0 | 0 | 0 | 0 | 0 | 0 | 0 | 0 | 0 | 0 | 0 | 0 | 0 | 0 | 0 | 0 | 0 | 0 | 0 | 0 | 0 | 0 | 0 |  | 0 | 0 | 0 | 0 |  | 0 | 0 | 0 | 0 | 0
1997-12-22 | 1997 | 12 | 22 | 0 | 0 | 0 | 0 | 0 | 0 | 0 | 0 | 0 | 0 | 0 | 0 | 0 | 0 | 0 | 0 | 0 | 0 | 0 | 0 | 0 | 0 | 0 | 0 |  | 0 | 0 | 0 | 0 |  | 0 | 0 | 0 | 0 | 0
1997-12-23 | 1997 | 12 | 23 | 0 | 0 | 0 | 0 | 0 | 0 | 0 | 0 | 0 | 0 | 0 | 0 | 0 | 0 | 0 | 0 | 0 | 0 | 0 | 0 | 0 | 0 | 0 | 0 |  | 0 | 0 | 0 | 0 |  | 0 | 0 | 0 | 0 | 0
1997-12-24 | 1997 | 12 | 24 | 0 | 0 | 0 | 0 | 0 | 0 | 0 | 0 | 0 | 0 | 0 | 0 | 0 | 0 | 0 | 0 | 0 | 0 | 0 | 0 | 0 | 0 | 0 | 0 |  | 0 | 0 | 0 | 0 |  | 0 | 0 | 0 | 0 | 0
1997-12-25 | 1997 | 12 | 25 | 0 | 0 | 0 | 0 | 0 | 0 | 0 | 0 | 0 | 0 | 0 | 0 | 0 | 0 | 0 | 0 | 0 | 0 | 0 | 0 | 0 | 0 | 0 | 0 |  | 0 | 0 | 0 | 0 |  | 0 | 0 | 0 | 0 | 0
1997-12-26 | 1997 | 12 | 26 | 0 | 0 | 0 | 0 | 0 | 0 | 0 | 0 | 0 | 0 | 0 | 0 | 0 | 0 | 0 | 0 | 0 | 0 | 0 | 0 | 0 | 0 | 0 | 0 |  | 0 | 0 | 0 | 0 |  | 0 | 0 | 0 | 0 | 0
1997-12-27 | 1997 | 12 | 27 | 0 | 0 | 0 | 0 | 0 | 0 | 0 | 0 | 0 | 0 | 0 | 0 | 0 | 0 | 0 | 0 | 0 | 0 | 0 | 0 | 0 | 0 | 0 | 0 |  | 0 | 0 | 0 | 0 |  | 0 | 0 | 0 | 0 | 0
1997-12-28 | 1997 | 12 | 28 | 0 | 0 | 0 | 0 | 0 | 0 | 0 | 0 | 0 | 0 | 0 | 0 | 0 | 0 | 0 | 0 | 0 | 0 | 0 | 0 | 0 | 0 | 0 | 0 |  | 0 | 0 | 0 | 0 |  | 0 | 0 | 0 | 0 | 0
1997-12-29 | 1997 | 12 | 29 | 0 | 0 | 0 | 0 | 0 | 0 | 0 | 0 | 0 | 0 | 0 | 0 | 0 | 0 | 0 | 0 | 0 | 0 | 0 | 0 | 0 | 0 | 0 | 0 |  | 0 | 0 | 0 | 0 |  | 0 | 0 | 0 | 0 | 0
1997-12-30 | 1997 | 12 | 30 | 0 | 0 | 0 | 0 | 0 | 0 | 0 | 0 | 0 | 0 | 0 | 0 | 0 | 0 | 0 | 0 | 0 | 0 | 0 | 0 | 0 | 0 | 0 | 0 |  | 0 | 0 | 0 | 0 |  | 0 | 0 | 0 | 0 | 0
1997-12-31 | 1997 | 12 | 31 | 0 | 0 | 0 | 0 | 0 | 0 | 0 | 0 | 0 | 0 | 0 | 0 | 0 | 0 | 0 | 0 | 0 | 0 | 0 | 0 | 0 | 0 | 0 | 0 |  | 0 | 0 | 0 | 0 |  | 0 | 0 | 0 | 0 | 0
1998-01-01 | 1998 | 1 | 1 | 0 | 0.1 | 0 | 0 | 0.1 | 0 | 0 | 0.1 | 0 | 0 | 0.1 | 0 | 0 | 0.1 | 0 | 0 | 0.1 | 0 | 0 | 0.1 | 0 | 0 | 0.1 | 0 |  | 0.8 | 0.8 | 0.8 | 1.1102e-16 |  | 0 | 0 | 0 | 0 | 0
1998-01-02 | 1998 | 1 | 2 | 0.2 | 0.2 | 0.2 | 0.5 | 0.2 | 0 | 0.2 | 0.2 | 0.2 | 0.2 | 0.2 | 0.3 | 0.2 | 0 | 0 | 0 | 0 | 0 | 0 | 0 | 0 | 0 | 0.2 | 0.2 |  | 3.2 | 3.2 | 3.2 | 4.4409e-16 |  | 0 | 0 | 0 | 0 | 0
1998-01-03 | 1998 | 1 | 3 | 0 | 0 | 0 | 0 | 0 | 0 | 0 | 0 | 0 | 0 | 0 | 0 | 0 | 0 | 0 | 0 | 0 | 0 | 0 | 0 | 0 | 0 | 0 | 0 |  | 0 | 0 | 0 | 0 |  | 0 | 0 | 0 | 0 | 0
1998-01-04 | 1998 | 1 | 4 | 0 | 0 | 0 | 0 | 0 | 0 | 0 | 0 | 0 | 0.1 | 0 | 0 | 0 | 0.1 | 0 | 0 | 0 | 0.1 | 0 | 0 | 0 | 0.1 | 0 | 0 |  | 0.4 | 0.4 | 0.4 | 0 |  | 0 | 0 | 0 | 0 | 0
1998-01-05 | 1998 | 1 | 5 | 0 | 0 | 0 | 0 | 0 | 0 | 0 | 0 | 0 | 0 | 0 | 0 | 0 | 0 | 0 | 0 | 0 | 0 | 0 | 0 | 0 | 0 | 0 | 0 |  | 0 | 0 | 0 | 0 |  | 0 | 0 | 0 | 0 | 0
1998-01-06 | 1998 | 1 | 6 | 0.1 | 0.1 | 0 | 0.1 | 0 | 0 | 0 | 0 | 0 | 0 | 0.1 | 0.1 | 0 | 0.1 | 0.1 | 0.1 | 0.1 | 0 | 0.1 | 0.1 | 0.1 | 0 | 0.1 | 0.1 |  | 1.4 | 1.4 | 1.4 | 2.2204e-16 |  | 0 | 0 | 0 | 0 | 0
1998-01-07 | 1998 | 1 | 7 | 0.2 | 0.1 | 0.2 | 0.2 | 0.1 | 0.2 | 0.2 | 0.1 | 0.2 | 0.2 | 0.1 | 0.2 | 0.2 | 0.1 | 0.2 | 0.2 | 0.1 | 0.2 | 0.2 | 0.1 | 0.2 | 0.2 | 0.1 | 0.2 |  | 4 | 4 | 4 | 1.7764e-15 |  | 0 | 0 | 0 | 0 | 0
1998-01-08 | 1998 | 1 | 8 | 0.1 | 0.2 | 0.1 | 0.2 | 0.1 | 0.2 | 0.1 | 0.2 | 0.1 | 0.1 | 0.2 | 0.1 | 0.2 | 0.1 | 0.2 | 0.1 | 0 | 0 | 0 | 0 | 0 | 0 | 0.2 | 0.1 |  | 2.6 | 2.6 | 2.6 | 8.8818e-16 |  | 0 | 0 | 0 | 0 | 0
1998-01-09 | 1998 | 1 | 9 | 0 | 0 | 0 | 0 | 0 | 0 | 0 | 0 | 0 | 0 | 0 | 0 | 0 | 0 | 0 | 0 | 0 | 0 | 0 | 0 | 0 | 0 | 0 | 0 |  | 0 | 0 | 0 | 0 |  | 0 | 0 | 0 | 0 | 0
1998-01-10 | 1998 | 1 | 10 | 0 | 0 | 0 | 0 | 0 | 0 | 0 | 0 | 0 | 0 | 0 | 0 | 0 | 0 | 0 | 0 | 0 | 0 | 0 | 0 | 0 | 0 | 0 | 0 |  | 0 | 0 | 0 | 0 |  | 0 | 0 | 0 | 0 | 0
1998-01-11 | 1998 | 1 | 11 | 0 | 0 | 0 | 0 | 0 | 0 | 0 | 0 | 0 | 0 | 0 | 0 | 0 | 0 | 0 | 0 | 0 | 0 | 0 | 0 | 0 | 0 | 0 | 0 |  | 0 | 0 | 0 | 0 |  | 0 | 0 | 0 | 0 | 0
1998-01-12 | 1998 | 1 | 12 | 0 | 0 | 0 | 0 | 0 | 0 | 0 | 0 | 0 | 0 | 0 | 0 | 0 | 0 | 0 | 0 | 0 | 0 | 0 | 0 | 0 | 0 | 0 | 0 |  | 0 | 0 | 0 | 0 |  | 0 | 0 | 0 | 0 | 0
1998-01-13 | 1998 | 1 | 13 | 0 | 0 | 0 | 0 | 0 | 0 | 0.5 | 0.4 | 0.5 | 0.4 | 0 | 0 | 0 | 0 | 0 | 0 | 0 | 0 | 0 | 0 | 0 | 0 | 0 | 0 |  | 1.8 | 1.8 | 1.8 | 2.2204e-16 |  | 0 | 0 | 0 | 0 | 0
1998-01-14 | 1998 | 1 | 14 | 0 | 0 | 0 | 0 | 0 | 0 | 0 | 0 | 0 | 0 | 0 | 0 | 0 | 0 | 0 | 0 | 0 | 0 | 0 | 0 | 0 | 0 | 0 | 0 |  | 0 | 0 | 0 | 0 |  | 0 | 0 | 0 | 0 | 0
1998-01-15 | 1998 | 1 | 15 | 0 | 0 | 0 | 0 | 0 | 0 | 0 | 0 | 0 | 0 | 0 | 0 | 0 | 0 | 0 | 0 | 0 | 0 | 0 | 0 | 0 | 0 | 0 | 0 |  | 0 | 0 | 0 | 0 |  | 0 | 0 | 0 | 0 | 0
1998-01-16 | 1998 | 1 | 16 | 0 | 0 | 0 | 0 | 0 | 0 | 0 | 0 | 0 | 0 | 0 | 0 | 0 | 0 | 0 | 0 | 0 | 0 | 0 | 0 | 0 | 0 | 0 | 0 |  | 0 | 0 | 0 | 0 |  | 0 | 0 | 0 | 0 | 0
1998-01-17 | 1998 | 1 | 17 | 0 | 0 | 0 | 0 | 0 | 0 | 0 | 0 | 0 | 0 | 0 | 0 | 0 | 0 | 0 | 0 | 0 | 0 | 0 | 0 | 0 | 0 | 0 | 0 |  | 0 | 0 | 0 | 0 |  | 0 | 0 | 0 | 0 | 0
1998-01-18 | 1998 | 1 | 18 | 0 | 0 | 0 | 0 | 0 | 0 | 0 | 0 | 0 | 0 | 0 | 0 | 0 | 0 | 0 | 0 | 0 | 0 | 0 | 0 | 0 | 0 | 0 | 0 |  | 0 | 0 | 0 | 0 |  | 0 | 0 | 0 | 0 | 0
1998-01-19 | 1998 | 1 | 19 | 0 | 0 | 0 | 0 | 0 | 0 | 0 | 0 | 0 | 0 | 0 | 0 | 0 | 0.1 | 0 | 0 | 0 | 0 | 0 | 0 | 0.1 | 0 | 0 | 0 |  | 0.2 | 0.2 | 0.2 | 0 |  | 0 | 0 | 0 | 0 | 0
1998-01-20 | 1998 | 1 | 20 | 0 | 0.1 | 0 | 0.1 | 0 | 0.1 | 0 | 0 | 0.1 | 0 | 0.1 | 0 | 0 | 0.1 | 0 | 0.1 | 0 | 0 | 0.1 | 0 | 0.1 | 0 | 0.1 | 0 |  | 1 | 1 | 1 | 1.1102e-16 |  | 0 | 0 | 0 | 0 | 0
1998-01-21 | 1998 | 1 | 21 | 0 | 0.1 | 0 | 0 | 0 | 0.1 | 0 | 0 | 0 | 0 | 0 | 0 | 0 | 0 | 0 | 0 | 0 | 0 | 0 | 0 | 0 | 0 | 0 | 0 |  | 0.2 | 0.2 | 0.2 | 0 |  | 0 | 0 | 0 | 0 | 0
1998-01-22 | 1998 | 1 | 22 | 0 | 0 | 0 | 0 | 0 | 0 | 0 | 0 | 0 | 0 | 0 | 0 | 0 | 0 | 0 | 0 | 0 | 0 | 0 | 0 | 0 | 0 | 0 | 0 |  | 0 | 0 | 0 | 0 |  | 0 | 0 | 0 | 0 | 0
1998-01-23 | 1998 | 1 | 23 | 0 | 0 | 0 | 0 | 0 | 0 | 0 | 0 | 0 | 0 | 0 | 0 | 0 | 0 | 0 | 0 | 0 | 0 | 0 | 0 | 0 | 0 | 0 | 0 |  | 0 | 0 | 0 | 0 |  | 0 | 0 | 0 | 0 | 0
1998-01-24 | 1998 | 1 | 24 | 0 | 0 | 0 | 0 | 0 | 0 | 0 | 0 | 0 | 0 | 0 | 0 | 0 | 0 | 0 | 0 | 0 | 0 | 0 | 0 | 0 | 0 | 0 | 0 |  | 0 | 0 | 0 | 0 |  | 0 | 0 | 0 | 0 | 0
1998-01-25 | 1998 | 1 | 25 | 0 | 0 | 0 | 0 | 0 | 0 | 0 | 0 | 0 | 0 | 0 | 0 | 0 | 0 | 0 | 0 | 0 | 0 | 0 | 0 | 0 | 0 | 0 | 0 |  | 0 | 0 | 0 | 0 |  | 0 | 0 | 0 | 0 | 0
1998-01-26 | 1998 | 1 | 26 | 0 | 0 | 0 | 0 | 0 | 0 | 0 | 0 | 0 | 0 | 0 | 0 | 0 | 0 | 0 | 0 | 0 | 0 | 0 | 0 | 0 | 0 | 0 | 0 |  | 0 | 0 | 0 | 0 |  | 0 | 0 | 0 | 0 | 0
1998-01-27 | 1998 | 1 | 27 | 0 | 0 | 0 | 0 | 0 | 0 | 0 | 0 | 0 | 0 | 0 | 0 | 0 | 0 | 0 | 0 | 0 | 0 | 0 | 0 | 0 | 0 | 0 | 0 |  | 0 | 0 | 0 | 0 |  | 0 | 0 | 0 | 0 | 0
1998-01-28 | 1998 | 1 | 28 | 0 | 0 | 0 | 0 | 0 | 0 | 0 | 0 | 0 | 0 | 0 | 0 | 0 | 0 | 0 | 0 | 0 | 0 | 0 | 0 | 0 | 0 | 0 | 0 |  | 0 | 0 | 0 | 0 |  | 0 | 0 | 0 | 0 | 0
1998-01-29 | 1998 | 1 | 29 | 0 | 0 | 0 | 0 | 0 | 0 | 0 | 0 | 0 | 0 | 0 | 0 | 0 | 0 | 0 | 0 | 0 | 0 | 0 | 0 | 0 | 0 | 0 | 0 |  | 0 | 0 | 0 | 0 |  | 0 | 0 | 0 | 0 | 0
1998-01-30 | 1998 | 1 | 30 | 0 | 0 | 0 | 0 | 0 | 0 | 0 | 0 | 0 | 0 | 0 | 0 | 0 | 0 | 0 | 0 | 0 | 0 | 0 | 0 | 0 | 0 | 0 | 0 |  | 0 | 0 | 0 | 0 |  | 0 | 0 | 0 | 0 | 0
1998-01-31 | 1998 | 1 | 31 | 0 | 0 | 0 | 0 | 0 | 0 | 0 | 0 | 0 | 0 | 0 | 0 | 0 | 0 | 0 | 0 | 0 | 0 | 0 | 0 | 0 | 0 | 0 | 0 |  | 0 | 0 | 0 | 0 |  | 0 | 0 | 0 | 0 | 0
1998-02-01 | 1998 | 2 | 1 | 0 | 0 | 0 | 0 | 0 | 0 | 0 | 0 | 0 | 0 | 0 | 0 | 0 | 0 | 0 | 0 | 0 | 0 | 0 | 0 | 0 | 0 | 0 | 0 |  | 0 | 0 | 0 | 0 |  | 0 | 0 | 0 | 0 | 0
1998-02-02 | 1998 | 2 | 2 | 0 | 0 | 0 | 0 | 0 | 0 | 0 | 0 | 0 | 0 | 0 | 0 | 0 | 0 | 0 | 0 | 0 | 0 | 0 | 0 | 0 | 0 | 0 | 0 |  | 0 | 0 | 0 | 0 |  | 0 | 0 | 0 | 0 | 0
1998-02-03 | 1998 | 2 | 3 | 0 | 0 | 0 | 0 | 0 | 0 | 0 | 0 | 0 | 0 | 0 | 0 | 0 | 0 | 0 | 0 | 0 | 0 | 0 | 0 | 0 | 0 | 0 | 0 |  | 0 | 0 | 0 | 0 |  | 0 | 0 | 0 | 0 | 0
1998-02-04 | 1998 | 2 | 4 | 0 | 0 | 0 | 0 | 0 | 0 | 0 | 0 | 0 | 0 | 0 | 0 | 0 | 0 | 0 | 0 | 0 | 0 | 0 | 0 | 0 | 0 | 0 | 0 |  | 0 | 0 | 0 | 0 |  | 0 | 0 | 0 | 0 | 0
1998-02-05 | 1998 | 2 | 5 | 0 | 0 | 0 | 0 | 0 | 0 | 0 | 0 | 0 | 0 | 0 | 0 | 0 | 0 | 0 | 0 | 0 | 0 | 0 | 0 | 0 | 0 | 0 | 0 |  | 0 | 0 | 0 | 0 |  | 0 | 0 | 0 | 0 | 0
1998-02-06 | 1998 | 2 | 6 | 0 | 0 | 0 | 0 | 0 | 0 | 0 | 0 | 0 | 0 | 0 | 0 | 0 | 0 | 0 | 0 | 0 | 0 | 0 | 0 | 0 | 0 | 0 | 0 |  | 0 | 0 | 0 | 0 |  | 0 | 0 | 0 | 0 | 0
1998-02-07 | 1998 | 2 | 7 | 0 | 0 | 0 | 0 | 0 | 0 | 0 | 0 | 0 | 0 | 0 | 0 | 0 | 0 | 0 | 0 | 0 | 0 | 0 | 0 | 0 | 0 | 0 | 0 |  | 0 | 0 | 0 | 0 |  | 0 | 0 | 0 | 0 | 0
1998-02-08 | 1998 | 2 | 8 | 0 | 0 | 0 | 0 | 0 | 0 | 0 | 0 | 0 | 0 | 0 | 0 | 0 | 0 | 0 | 0 | 0 | 0 | 0 | 0 | 0 | 0 | 0 | 0 |  | 0 | 0 | 0 | 0 |  | 0 | 0 | 0 | 0 | 0
1998-02-09 | 1998 | 2 | 9 | 0 | 0 | 0 | 0 | 0 | 0 | 0 | 0 | 0 | 0 | 0 | 0 | 0 | 0 | 0 | 0 | 0 | 0 | 0 | 0 | 0 | 0 | 0 | 0 |  | 0 | 0 | 0 | 0 |  | 0 | 0 | 0 | 0 | 0
1998-02-10 | 1998 | 2 | 10 | 0 | 0 | 0 | 0 | 0 | 0 | 0 | 0 | 0 | 0 | 0 | 0 | 0 | 0 | 0 | 0 | 0 | 0 | 0 | 0 | 0 | 0 | 0 | 0 |  | 0 | 0 | 0 | 0 |  | 0 | 0 | 0 | 0 | 0
1998-02-11 | 1998 | 2 | 11 | 0 | 0 | 0 | 0 | 0 | 0 | 0 | 0 | 0 | 0 | 0 | 0 | 0 | 0 | 0 | 0 | 0 | 0 | 0 | 0 | 0 | 0 | 0 | 0 |  | 0 | 0 | 0 | 0 |  | 0 | 0 | 0 | 0 | 0
1998-02-12 | 1998 | 2 | 12 | 0 | 0 | 0 | 0 | 0 | 0 | 0 | 0 | 0 | 0 | 0 | 0 | 0 | 0 | 0 | 0 | 0 | 0 | 0 | 0 | 0 | 0 | 0 | 0 |  | 0 | 0 | 0 | 0 |  | 0 | 0 | 0 | 0 | 0
1998-02-13 | 1998 | 2 | 13 | 0 | 0 | 0 | 0 | 0 | 0 | 0 | 0 | 0 | 0 | 0 | 0 | 0 | 0 | 0 | 0 | 0 | 0 | 0 | 0 | 0 | 0 | 0 | 0 |  | 0 | 0 | 0 | 0 |  | 0 | 0 | 0 | 0 | 0
1998-02-14 | 1998 | 2 | 14 | 0 | 0 | 0 | 0 | 0 | 0 | 0 | 0 | 0 | 0 | 0 | 0 | 0 | 0 | 0 | 0 | 0 | 0 | 0 | 0 | 0 | 0 | 0 | 0 |  | 0 | 0 | 0 | 0 |  | 0 | 0 | 0 | 0 | 0
1998-02-15 | 1998 | 2 | 15 | 0 | 0 | 0 | 0 | 0 | 0 | 0 | 0 | 0 | 0 | 0 | 0 | 0 | 0 | 0 | 0 | 0 | 0 | 0 | 0 | 0 | 0 | 0 | 0 |  | 0 | 0 | 0 | 0 |  | 0 | 0 | 0 | 0 | 0
1998-02-16 | 1998 | 2 | 16 | 0 | 0 | 0 | 0 | 0 | 0 | 0 | 0 | 0 | 0 | 0 | 0 | 0 | 0 | 0 | 0 | 0 | 0 | 0 | 0 | 0 | 0 | 0 | 0 |  | 0 | 0 | 0 | 0 |  | 0 | 0 | 0 | 0 | 0
1998-02-17 | 1998 | 2 | 17 | 0 | 0 | 0 | 0 | 0 | 0 | 0 | 0 | 0 | 0 | 0 | 0 | 0 | 0 | 0 | 0 | 0 | 0 | 0 | 0 | 0 | 0 | 0 | 0 |  | 0 | 0 | 0 | 0 |  | 0 | 0 | 0 | 0 | 0
1998-02-18 | 1998 | 2 | 18 | 0 | 0 | 0 | 0 | 0 | 0 | 0 | 0 | 0 | 0 | 0 | 0 | 0 | 0 | 0 | 0 | 0 | 0 | 0 | 0 | 0 | 0 | 0 | 0 |  | 0 | 0 | 0 | 0 |  | 0 | 0 | 0 | 0 | 0
1998-02-19 | 1998 | 2 | 19 | 0 | 0 | 0 | 0 | 0 | 0 | 0 | 0 | 0 | 0 | 0 | 0 | 0 | 0 | 0 | 0 | 0 | 0 | 0 | 0 | 0 | 0 | 0 | 0 |  | 0 | 0 | 0 | 0 |  | 0 | 0 | 0 | 0 | 0
1998-02-20 | 1998 | 2 | 20 | 0 | 0 | 0 | 0 | 0 | 0 | 0 | 0 | 0 | 0 | 0 | 0 | 0 | 0 | 0 | 0 | 0 | 0 | 0 | 0 | 0 | 0 | 0 | 0 |  | 0 | 0 | 0 | 0 |  | 0 | 0 | 0 | 0 | 0
1998-02-21 | 1998 | 2 | 21 | 0 | 0 | 0 | 0 | 0 | 0 | 0 | 0 | 0 | 0 | 0 | 0 | 0 | 0 | 0 | 0 | 0 | 0 | 0 | 0 | 0 | 0 | 0 | 0 |  | 0 | 0 | 0 | 0 |  | 0 | 0 | 0 | 0 | 0
1998-02-22 | 1998 | 2 | 22 | 0 | 0 | 0 | 0 | 0 | 0 | 0 | 0 | 0 | 0 | 0 | 0 | 0 | 0 | 0 | 0 | 0 | 0 | 0 | 0 | 0 | 0 | 0 | 0 |  | 0 | 0 | 0 | 0 |  | 0 | 0 | 0 | 0 | 0
1998-02-23 | 1998 | 2 | 23 | 0 | 0 | 0 | 0 | 0 | 0 | 0 | 0 | 0 | 0 | 0 | 0 | 0 | 0 | 0 | 0 | 0 | 0 | 0 | 0 | 0 | 0 | 0 | 0 |  | 0 | 0 | 0 | 0 |  | 0 | 0 | 0 | 0 | 0
1998-02-24 | 1998 | 2 | 24 | 0 | 0 | 0 | 0 | 0 | 0 | 0 | 0 | 0 | 0 | 0 | 0 | 0 | 0 | 0 | 0 | 0.3 | 0.4 | 0.3 | 0.7 | 1 | 0.6 | 0.4 | 0.3 |  | 4 | 4 | 4 | 0 |  | 0 | 0 | 0 | 0 | 0
1998-02-25 | 1998 | 2 | 25 | 0 | 0 | 0 | 0 | 0 | 0 | 0 | 0 | 0 | 0 | 0 | 0 | 0 | 0 | 0 | 0 | 0 | 0 | 0 | 0 | 0 | 0 | 0 | 0 |  | 0 | 0 | 0 | 0 |  | 0 | 0 | 0 | 0 | 0
1998-02-26 | 1998 | 2 | 26 | 0 | 0 | 0 | 0 | 0 | 0 | 0 | 0 | 0 | 0 | 0 | 0 | 0 | 0 | 0 | 0 | 0 | 0 | 0 | 0 | 0 | 0 | 0 | 0 |  | 0 | 0 | 0 | 0 |  | 0 | 0 | 0 | 0 | 0
1998-02-27 | 1998 | 2 | 27 | 0 | 0 | 0 | 0 | 0 | 0 | 0 | 0 | 0 | 0 | 0 | 0 | 0 | 0 | 0 | 0 | 0 | 0 | 0 | 0 | 0 | 0 | 0 | 0 |  | 0 | 0 | 0 | 0 |  | 0 | 0 | 0 | 0 | 0
1998-02-28 | 1998 | 2 | 28 | 0 | 0 | 0 | 0 | 0 | 0 | 0 | 0 | 0 | 0 | 0 | 0 | 0 | 0 | 0 | 0 | 0 | 0 | 0 | 0 | 0 | 0 | 0 | 0 |  | 0 | 0 | 0 | 0 |  | 0 | 0 | 0 | 0 | 0
1998-03-01 | 1998 | 3 | 1 | 0 | 0 | 0 | 0 | 0 | 0 | 0 | 0 | 0 | 0 | 0 | 0 | 0 | 0 | 0 | 0 | 0 | 0 | 0 | 0 | 0 | 0 | 0 | 0 |  | 0 | 0 | 0 | 0 |  | 0 | 0 | 0 | 0 | 0
1998-03-02 | 1998 | 3 | 2 | 0 | 0 | 0 | 0 | 0 | 0 | 0 | 0 | 0 | 0 | 0 | 0 | 0 | 0 | 0 | 0 | 0 | 0 | 0 | 0 | 0 | 0 | 0 | 0 |  | 0 | 0 | 0 | 0 |  | 0 | 0 | 0 | 0 | 0
1998-03-03 | 1998 | 3 | 3 | 0 | 0.1 | 0 | 0.1 | 0 | 0.1 | 0 | 0.1 | 0.1 | 0 | 0.1 | 0 | 0.1 | 0 | 0 | 0 | 0.1 | 0.1 | 0 | 0.1 | 0 | 0.1 | 0 | 0.1 |  | 1.2 | 1.2 | 1.2 | 0 |  | 0 | 0 | 0 | 0 | 0
1998-03-04 | 1998 | 3 | 4 | 0 | 0.1 | 0 | 0.1 | 0 | 0.1 | 0 | 0 | 0.1 | 0 | 0.1 | 0 | 0 | 0.1 | 0 | 0.1 | 0 | 0 | 0.1 | 0 | 0.1 | 0 | 0.1 | 0 |  | 1 | 1 | 1 | 1.1102e-16 |  | 0 | 0 | 0 | 0 | 0
1998-03-05 | 1998 | 3 | 5 | 0 | 0 | 0 | 0 | 0.1 | 0 | 0 | 0 | 0 | 0 | 0 | 0 | 0 | 0 | 0.1 | 0 | 0 | 0 | 0 | 0 | 0 | 0 | 0 | 0 |  | 0.2 | 0.2 | 0.2 | 0 |  | 0 | 0 | 0 | 0 | 0
1998-03-06 | 1998 | 3 | 6 | 0 | 0 | 0 | 0 | 0 | 0 | 0 | 0 | 0 | 0 | 0 | 0 | 0 | 0 | 0 | 0 | 0 | 0 | 0 | 0 | 0 | 0 | 0 | 0 |  | 0 | 0 | 0 | 0 |  | 0 | 0 | 0 | 0 | 0
1998-03-07 | 1998 | 3 | 7 | 0 | 0 | 0 | 0 | 0 | 0 | 0 | 0.1 | 0 | 0.1 | 0 | 0 | 0.1 | 0 | 0 | 0 | 0.1 | 0 | 0 | 0.1 | 0 | 0 | 0.1 | 0 |  | 0.6 | 0.6 | 0.6 | 0 |  | 0 | 0 | 0 | 0 | 0
1998-03-08 | 1998 | 3 | 8 | 0.2 | 0.1 | 0.2 | 0.2 | 0.1 | 0.2 | 0.2 | 0.1 | 0.2 | 0.2 | 0.1 | 0.2 | 0.2 | 0.1 | 0.2 | 0.2 | 0.1 | 0.2 | 0.2 | 0.1 | 0.2 | 0.2 | 0.1 | 0.2 |  | 4 | 4 | 4 | 1.7764e-15 |  | 0 | 0 | 0 | 0 | 0
1998-03-09 | 1998 | 3 | 9 | 0.2 | 0.2 | 0.3 | 0.2 | 0.2 | 0.2 | 0.2 | 0.2 | 0 | 0.3 | 0.2 | 0.2 | 0.2 | 0.2 | 0.2 | 0.3 | 0.2 | 0.2 | 0.2 | 0.2 | 0.2 | 0.3 | 0.2 | 0.2 |  | 5 | 5 | 5 | 8.8818e-16 |  | 0 | 0 | 0 | 0 | 0
1998-03-10 | 1998 | 3 | 10 | 0 | 0.1 | 0 | 0 | 0 | 0.1 | 0 | 0 | 0 | 0.1 | 0 | 0 | 0 | 0 | 0 | 0 | 0 | 0 | 0.1 | 0 | 0 | 0 | 0 | 0 |  | 0.4 | 0.4 | 0.4 | 0 |  | 0 | 0 | 0 | 0 | 0
1998-03-11 | 1998 | 3 | 11 | 0 | 0 | 0 | 0 | 0 | 0 | 0 | 0 | 0 | 0 | 0 | 0 | 0 | 0 | 0 | 0 | 0 | 0 | 0 | 0 | 0 | 0 | 0 | 0 |  | 0 | 0 | 0 | 0 |  | 0 | 0 | 0 | 0 | 0
1998-03-12 | 1998 | 3 | 12 | 0 | 0 | 0 | 0 | 0 | 0 | 0 | 0 | 0 | 0 | 0 | 0 | 0 | 0 | 0 | 0 | 0 | 0 | 0 | 0 | 0 | 0 | 0 | 0 |  | 0 | 0 | 0 | 0 |  | 0 | 0 | 0 | 0 | 0
1998-03-13 | 1998 | 3 | 13 | 0 | 0 | 0 | 0 | 0 | 0 | 0 | 0 | 0 | 0 | 0 | 0 | 0 | 0 | 0 | 0 | 0 | 0 | 0 | 0 | 0 | 0 | 0 | 0 |  | 0 | 0 | 0 | 0 |  | 0 | 0 | 0 | 0 | 0
1998-03-14 | 1998 | 3 | 14 | 0 | 0 | 0 | 0 | 0 | 0 | 0 | 0 | 0 | 0 | 0 | 0 | 0 | 0 | 0 | 0 | 0 | 0 | 0 | 0 | 0 | 0 | 0 | 0 |  | 0 | 0 | 0 | 0 |  | 0 | 0 | 0 | 0 | 0
1998-03-15 | 1998 | 3 | 15 | 0 | 0 | 0 | 0 | 0 | 0 | 0 | 0 | 0 | 0 | 0 | 0 | 0 | 0 | 0 | 0 | 0 | 0 | 0 | 0 | 0 | 0 | 0 | 0 |  | 0 | 0 | 0 | 0 |  | 0 | 0 | 0 | 0 | 0
1998-03-16 | 1998 | 3 | 16 | 0 | 0 | 0 | 0 | 0 | 0 | 0 | 0 | 0.9 | 0.9 | 0.9 | 2.7 | 1.3 | 0.9 | 0.9 | 1.3 | 1.8 | 2.7 | 1.8 | 1.8 | 1.7 | 1.8 | 1.8 | 1.8 |  | 25 | 25 | 25 | 3.5527e-15 |  | 0 | 0 | 0 | 0 | 0
1998-03-17 | 1998 | 3 | 17 | 0.8 | 0.8 | 1.6 | 1.6 | 0.8 | 0.8 | 0.8 | 0.8 | 1.6 | 0.8 | 0.8 | 0 | 0 | 0 | 0 | 0 | 0 | 0 | 0 | 0 | 0 | 0 | 0 | 0 |  | 11.2 | 11.2 | 11.2 | 1.7764e-15 |  | 0 | 0 | 0 | 0 | 0
1998-03-18 | 1998 | 3 | 18 | 0 | 0 | 0 | 0 | 0 | 0 | 0 | 0 | 0 | 0 | 0 | 0 | 0 | 0 | 0 | 0 | 0 | 0 | 0 | 0 | 0 | 0 | 0 | 0 |  | 0 | 0 | 0 | 0 |  | 0 | 0 | 0 | 0 | 0
1998-03-19 | 1998 | 3 | 19 | 0 | 0 | 0 | 0 | 0 | 0 | 0 | 0 | 0 | 0 | 0 | 0 | 0 | 0 | 0 | 0 | 0 | 0 | 0 | 0 | 0 | 0 | 0 | 0 |  | 0 | 0 | 0 | 0 |  | 0 | 0 | 0 | 0 | 0
1998-03-20 | 1998 | 3 | 20 | 0 | 0 | 0 | 0 | 0 | 0 | 0 | 0 | 0 | 0 | 0 | 0 | 0 | 0 | 0 | 0 | 0 | 0 | 0 | 0 | 0 | 0 | 0 | 0 |  | 0 | 0 | 0 | 0 |  | 0 | 0 | 0 | 0 | 0
1998-03-21 | 1998 | 3 | 21 | 0 | 0 | 0 | 0 | 0 | 0 | 0 | 0 | 0 | 0 | 0 | 0 | 0 | 0 | 0 | 0 | 0 | 0 | 0 | 0 | 0 | 0 | 0 | 0 |  | 0 | 0 | 0 | 0 |  | 0 | 0 | 0 | 0 | 0
1998-03-22 | 1998 | 3 | 22 | 0 | 0 | 0 | 0 | 0.4 | 0.4 | 0.5 | 0.8 | 0.9 | 0.4 | 0.8 | 0.9 | 0.4 | 0.4 | 0.9 | 0.4 | 0.4 | 0.5 | 0.4 | 0.4 | 0.4 | 0.5 | 0.4 | 0.4 |  | 10.6 | 10.6 | 10.6 | 3.5527e-15 |  | 0 | 0 | 0 | 0 | 0
1998-03-23 | 1998 | 3 | 23 | 0.1 | 0 | 0 | 0 | 0 | 0 | 0 | 0 | 0 | 0 | 0 | 0 | 0 | 0 | 0 | 0 | 0 | 0 | 0 | 0 | 0 | 0.1 | 0 | 0 |  | 0.2 | 0.2 | 0.2 | 0 |  | 0 | 0 | 0 | 0 | 0
1998-03-24 | 1998 | 3 | 24 | 0 | 0 | 0 | 0 | 0 | 0 | 0 | 0 | 0 | 0 | 0 | 0 | 0 | 0 | 0 | 0 | 0 | 0 | 0 | 0 | 0 | 0 | 0 | 0 |  | 0 | 0 | 0 | 0 |  | 0 | 0 | 0 | 0 | 0
1998-03-25 | 1998 | 3 | 25 | 0 | 0 | 0 | 0 | 0 | 0 | 0 | 0 | 0 | 0 | 0 | 0 | 0 | 0 | 0 | 0 | 0 | 0 | 0 | 0 | 0 | 0 | 0 | 0 |  | 0 | 0 | 0 | 0 |  | 0 | 0 | 0 | 0 | 0
1998-03-26 | 1998 | 3 | 26 | 0 | 0 | 0 | 0 | 0 | 0 | 0 | 0 | 0 | 0 | 0 | 0 | 0 | 0 | 0 | 0 | 0 | 0 | 0 | 0 | 0 | 0 | 0 | 0 |  | 0 | 0 | 0 | 0 |  | 0 | 0 | 0 | 0 | 0
1998-03-27 | 1998 | 3 | 27 | 0 | 0 | 0 | 0 | 0 | 0 | 0 | 0 | 0 | 0 | 0 | 0 | 0 | 0 | 0 | 0 | 0 | 0 | 0 | 0 | 0 | 0 | 0 | 0 |  | 0 | 0 | 0 | 0 |  | 0 | 0 | 0 | 0 | 0
1998-03-28 | 1998 | 3 | 28 | 0 | 0 | 0 | 0 | 0 | 0 | 0 | 0 | 0 | 0 | 0 | 0 | 0 | 0 | 0 | 0 | 0 | 0 | 0 | 0 | 0 | 0 | 0 | 0 |  | 0 | 0 | 0 | 0 |  | 0 | 0 | 0 | 0 | 0
1998-03-29 | 1998 | 3 | 29 | 0 | 0 | 0 | 0 | 0 | 0 | 0 | 0 | 0 | 0 | 0 | 0 | 0 | 0 | 0 | 0 | 0 | 0 | 0 | 0 | 0 | 0 | 0 | 0 |  | 0 | 0 | 0 | 0 |  | 0 | 0 | 0 | 0 | 0
1998-03-30 | 1998 | 3 | 30 | 0 | 0 | 0 | 0 | 0 | 0 | 0 | 0 | 0 | 0 | 0 | 0 | 0 | 0 | 0 | 0 | 0 | 0 | 0 | 0 | 0 | 0 | 0 | 0 |  | 0 | 0 | 0 | 0 |  | 0 | 0 | 0 | 0 | 0
1998-03-31 | 1998 | 3 | 31 | 0 | 0 | 0 | 0 | 0 | 0 | 0 | 0 | 0 | 0 | 0 | 0 | 0 | 0 | 0 | 0 | 0 | 0 | 0 | 0 | 0 | 0 | 0 | 0 |  | 0 | 0 | 0 | 0 |  | 0 | 0 | 0 | 0 | 0
1998-04-01 | 1998 | 4 | 1 | 0 | 0 | 0 | 0 | 0 | 0 | 0 | 0 | 0 | 0 | 0 | 0 | 0 | 0 | 0 | 0 | 0 | 0 | 0 | 0 | 0 | 0 | 0 | 0 |  | 0 | 0 | 0 | 0 |  | 0 | 0 | 0 | 0 | 0
1998-04-02 | 1998 | 4 | 2 | 0 | 0 | 0 | 0 | 0 | 0 | 0 | 0 | 0 | 0 | 0 | 0 | 0 | 0 | 0 | 0 | 0 | 0 | 0 | 0 | 0 | 0 | 0 | 0 |  | 0 | 0 | 0 | 0 |  | 0 | 0 | 0 | 0 | 0
1998-04-03 | 1998 | 4 | 3 | 0 | 0 | 0 | 0 | 0 | 0 | 0 | 0 | 0 | 0 | 0 | 0 | 0 | 0 | 0 | 0 | 0 | 0 | 0 | 0 | 0 | 0 | 0 | 0 |  | 0 | 0 | 0 | 0 |  | 0 | 0 | 0 | 0 | 0
1998-04-04 | 1998 | 4 | 4 | 0 | 0 | 0 | 0 | 0 | 0 | 0 | 0 | 0 | 0 | 0 | 0 | 0 | 0 | 0 | 0 | 0 | 0 | 0 | 0 | 0 | 0 | 0 | 0 |  | 0 | 0 | 0 | 0 |  | 0 | 0 | 0 | 0 | 0
1998-04-05 | 1998 | 4 | 5 | 0 | 0 | 0 | 0 | 0 | 0 | 0 | 0 | 0 | 0 | 0 | 0 | 0 | 0 | 0 | 0 | 0 | 0 | 0 | 0 | 0 | 0 | 0 | 0 |  | 0 | 0 | 0 | 0 |  | 0 | 0 | 0 | 0 | 0
1998-04-06 | 1998 | 4 | 6 | 0 | 0 | 0 | 0 | 0 | 0 | 0 | 0 | 0 | 0 | 0 | 0 | 0 | 0 | 0 | 0 | 0 | 0 | 0 | 0 | 0 | 0 | 0 | 0 |  | 0 | 0 | 0 | 0 |  | 0 | 0 | 0 | 0 | 0
1998-04-07 | 1998 | 4 | 7 | 0 | 0 | 0 | 0 | 0 | 0 | 0 | 0 | 0 | 0 | 0 | 0 | 0 | 0 | 0 | 0 | 0 | 0 | 0 | 0.4 | 0.4 | 0.4 | 0.4 | 0 |  | 1.6 | 1.6 | 1.6 | 0 |  | 0 | 0 | 0 | 0 | 0
1998-04-08 | 1998 | 4 | 8 | 0 | 0 | 0 | 0 | 0 | 0 | 0 | 0 | 0 | 0 | 0 | 0 | 0 | 0 | 0 | 2 | 2.1 | 0 | 0 | 2 | 2 | 2 | 2.1 | 2 |  | 14.2 | 14.2 | 14.2 | 0 |  | 0 | 0 | 0 | 0 | 0
1998-04-09 | 1998 | 4 | 9 | 2.5 | 1.3 | 0 | 0 | 0 | 0 | 0 | 0 | 0 | 0 | 0 | 0 | 0 | 0 | 0 | 0 | 0 | 0 | 0 | 0 | 0 | 0 | 0 | 0 |  | 3.8 | 3.8 | 3.8 | 0 |  | 0 | 0 | 0 | 0 | 0
1998-04-10 | 1998 | 4 | 10 | 0 | 0 | 0 | 0 | 0 | 0 | 0 | 0 | 0 | 0 | 0 | 0 | 0 | 0 | 0 | 0 | 0 | 0 | 0 | 0 | 0 | 0 | 0 | 0 |  | 0 | 0 | 0 | 0 |  | 0 | 0 | 0 | 0 | 0
1998-04-11 | 1998 | 4 | 11 | 0 | 0 | 0 | 0 | 0 | 0 | 0 | 0 | 0 | 0 | 0 | 0 | 0 | 0 | 0 | 0 | 0 | 0 | 0 | 0 | 0 | 0 | 0 | 0 |  | 0 | 0 | 0 | 0 |  | 0 | 0 | 0 | 0 | 0
1998-04-12 | 1998 | 4 | 12 | 0 | 0 | 0 | 0 | 0 | 0 | 0 | 0 | 0 | 0 | 0 | 0 | 0 | 0 | 0 | 0 | 0 | 0 | 0 | 0 | 0 | 0 | 0 | 0 |  | 0 | 0 | 0 | 0 |  | 0 | 0 | 0 | 0 | 0
1998-04-13 | 1998 | 4 | 13 | 0 | 0 | 0 | 0 | 0 | 0 | 0 | 0 | 0.9 | 0.4 | 0.4 | 0.4 | 0.5 | 0.4 | 0.4 | 0 | 0 | 0 | 0 | 0 | 0 | 0 | 0 | 0 |  | 3.4 | 3.4 | 3.4 | 0 |  | 0 | 0 | 0 | 0 | 0
1998-04-14 | 1998 | 4 | 14 | 0 | 0 | 0 | 0 | 0 | 0 | 0 | 0 | 0 | 0 | 0 | 0 | 0 | 0 | 0 | 0 | 0 | 0 | 0 | 0 | 0 | 0 | 0 | 0 |  | 0 | 0 | 0 | 0 |  | 0 | 0 | 0 | 0 | 0
1998-04-15 | 1998 | 4 | 15 | 0 | 0 | 0 | 0 | 0 | 0 | 0 | 0 | 0 | 0 | 0 | 0 | 0 | 0 | 0 | 0 | 0 | 0.4 | 0 | 0.4 | 0 | 0 | 0 | 0 |  | 0.8 | 0.8 | 0.8 | 0 |  | 0 | 0 | 0 | 0 | 0
1998-04-16 | 1998 | 4 | 16 | 0 | 0 | 0 | 0 | 0 | 0 | 0 | 0 | 0 | 0 | 0 | 0 | 0 | 0 | 0 | 0.4 | 0 | 0 | 0 | 0 | 0 | 0 | 0 | 0 |  | 0.4 | 0.4 | 0.4 | 0 |  | 0 | 0 | 0 | 0 | 0
1998-04-17 | 1998 | 4 | 17 | 0 | 0 | 0 | 0 | 0 | 0 | 0 | 0 | 0 | 0 | 0 | 0 | 0 | 0 | 0 | 0 | 0 | 0 | 0 | 0 | 0 | 0 | 0 | 0 |  | 0 | 0 | 0 | 0 |  | 0 | 0 | 0 | 0 | 0
1998-04-18 | 1998 | 4 | 18 | 0 | 0 | 0 | 0 | 0 | 0 | 0 | 0 | 0 | 0 | 0 | 0 | 0 | 0 | 0 | 0 | 0 | 0 | 0 | 0 | 0 | 0 | 0 | 0 |  | 0 | 0 | 0 | 0 |  | 0 | 0 | 0 | 0 | 0
1998-04-19 | 1998 | 4 | 19 | 0 | 0 | 0 | 0 | 0 | 0 | 0 | 0 | 0 | 0 | 0 | 0 | 0 | 0 | 0 | 0 | 0 | 0 | 0 | 0 | 0 | 0 | 1 | 0 |  | 1 | 1 | 1 | 0 |  | 0 | 0 | 0 | 0 | 0
1998-04-20 | 1998 | 4 | 20 | 0 | 0 | 0 | 0 | 0 | 0 | 0 | 0 | 0 | 0 | 0 | 0 | 0 | 0 | 0 | 0 | 0 | 0 | 0 | 0 | 0 | 0 | 0 | 0 |  | 0 | 0 | 0 | 0 |  | 0 | 0 | 0 | 0 | 0
1998-04-21 | 1998 | 4 | 21 | 0 | 0 | 0 | 0 | 0 | 0 | 0 | 0 | 0 | 0 | 0 | 0 | 0 | 0 | 0 | 0 | 0 | 0 | 0 | 0 | 0 | 0 | 0 | 0 |  | 0 | 0 | 0 | 0 |  | 0 | 0 | 0 | 0 | 0
1998-04-22 | 1998 | 4 | 22 | 0 | 0 | 0 | 0 | 0 | 0 | 0 | 0 | 0 | 0 | 0 | 0 | 0 | 0 | 0 | 0 | 0 | 0 | 0 | 0 | 0 | 0 | 0 | 0 |  | 0 | 0 | 0 | 0 |  | 0 | 0 | 0 | 0 | 0
1998-04-23 | 1998 | 4 | 23 | 0 | 0 | 0 | 0 | 0 | 0 | 0 | 0 | 0 | 0 | 0 | 0 | 0 | 0 | 0 | 0 | 0 | 0 | 0 | 0 | 0 | 0 | 0 | 0 |  | 0 | 0 | 0 | 0 |  | 0 | 0 | 0 | 0 | 0
1998-04-24 | 1998 | 4 | 24 | 0 | 0 | 0.5 | 0 | 0 | 0 | 0 | 0 | 0 | 0 | 0 | 0 | 0 | 0 | 0 | 0.2 | 3.2 | 1.6 | 3.9 | 1.9 | 3.7 | 0.9 | 0 | 0 |  | 15.9 | 15.9 | 15.9 | 0 |  | 0 | 0 | 0 | 0 | 0
1998-04-25 | 1998 | 4 | 25 | 0 | 0 | 0 | 0 | 0 | 0 | 0 | 0 | 0 | 0 | 0 | 0 | 0 | 0 | 0 | 0 | 0 | 0 | 0 | 0 | 0 | 0 | 0 | 0 |  | 0 | 0 | 0 | 0 |  | 0 | 0 | 0 | 0 | 0
1998-04-26 | 1998 | 4 | 26 | 0 | 0 | 0 | 0 | 0 | 0 | 0 | 0 | 0 | 0 | 0 | 0 | 0 | 0 | 0 | 0 | 0 | 0 | 0 | 0 | 0 | 0 | 0 | 0 |  | 0 | 0 | 0 | 0 |  | 0 | 0 | 0 | 0 | 0
1998-04-27 | 1998 | 4 | 27 | 0 | 0 | 0 | 0 | 0 | 0 | 0 | 0 | 0 | 0 | 0 | 0 | 0 | 0 | 0 | 0 | 0 | 0 | 0 | 0 | 0 | 0 | 0 | 0 |  | 0 | 0 | 0 | 0 |  | 0 | 0 | 0 | 0 | 0
1998-04-28 | 1998 | 4 | 28 | 0 | 0 | 0 | 0 | 0 | 0 | 0 | 0 | 0 | 0 | 0 | 0 | 0 | 0 | 0 | 0 | 0 | 0 | 0 | 0 | 0 | 0 | 0 | 0 |  | 0 | 0 | 0 | 0 |  | 0 | 0 | 0 | 0 | 0
1998-04-29 | 1998 | 4 | 29 | 0 | 0 | 0 | 0 | 0 | 0 | 0 | 0 | 0 | 0 | 0 | 0 | 0 | 0 | 0 | 0 | 0 | 0 | 0 | 0 | 0 | 0 | 0 | 0 |  | 0 | 0 | 0 | 0 |  | 0 | 0 | 0 | 0 | 0
1998-04-30 | 1998 | 4 | 30 | 0 | 0 | 0 | 0 | 0 | 0 | 0 | 0 | 0 | 0 | 0 | 0 | 0 | 0 | 0 | 0 | 0 | 0 | 0 | 0 | 0 | 0 | 0 | 0 |  | 0 | 0 | 0 | 0 |  | 0 | 0 | 0 | 0 | 0
1998-05-01 | 1998 | 5 | 1 | 0 | 0 | 0 | 0 | 0 | 0 | 0 | 0 | 0 | 0 | 0 | 0 | 0 | 0 | 0 | 0 | 0 | 0 | 0 | 0 | 0 | 0 | 0 | 0 |  | 0 | 0 | 0 | 0 |  | 0 | 0 | 0 | 0 | 0
1998-05-02 | 1998 | 5 | 2 | 0 | 0 | 0 | 0 | 0 | 0 | 0 | 0 | 0 | 0 | 0 | 0 | 0 | 0 | 0 | 0 | 0 | 0 | 0 | 0 | 0 | 0 | 0 | 0 |  | 0 | 0 | 0 | 0 |  | 0 | 0 | 0 | 0 | 0
1998-05-03 | 1998 | 5 | 3 | 0 | 0 | 0 | 0 | 0 | 0 | 0 | 0 | 0 | 0 | 0 | 0 | 0 | 0 | 0 | 0 | 0 | 0 | 0 | 0 | 0 | 0 | 0 | 0 |  | 0 | 0 | 0 | 0 |  | 0 | 0 | 0 | 0 | 0
1998-05-04 | 1998 | 5 | 4 | 0 | 0 | 0 | 0 | 0 | 0 | 0 | 0 | 0 | 0 | 0 | 0 | 0 | 0 | 0 | 0 | 0 | 0 | 0 | 0 | 0 | 0 | 0 | 0 |  | 0 | 0 | 0 | 0 |  | 0 | 0 | 0 | 0 | 0
1998-05-05 | 1998 | 5 | 5 | 0 | 0 | 0 | 0 | 0 | 0 | 0 | 0 | 0 | 0 | 0 | 0 | 0 | 0 | 0 | 0 | 0 | 0 | 0 | 0 | 0 | 0 | 0 | 0 |  | 0 | 0 | 0 | 0 |  | 0 | 0 | 0 | 0 | 0
1998-05-06 | 1998 | 5 | 6 | 0 | 0 | 0 | 0 | 0 | 0 | 0 | 0 | 0 | 0 | 0 | 0 | 0 | 0 | 0 | 0 | 0 | 0 | 0 | 0 | 0 | 0 | 0 | 0 |  | 0 | 0 | 0 | 0 |  | 0 | 0 | 0 | 0 | 0
1998-05-07 | 1998 | 5 | 7 | 0 | 0 | 0 | 0 | 0 | 0 | 0 | 0 | 0 | 0 | 0 | 0 | 0 | 0 | 0 | 0 | 0 | 0 | 0 | 0 | 0 | 0 | 0 | 0 |  | 0 | 0 | 0 | 0 |  | 0 | 0 | 0 | 0 | 0
1998-05-08 | 1998 | 5 | 8 | 0 | 0 | 0 | 0 | 0 | 0 | 0 | 0 | 0 | 0 | 0 | 0 | 0 | 0 | 0 | 0 | 0 | 0 | 0 | 0 | 0 | 0 | 0 | 0 |  | 0 | 0 | 0 | 0 |  | 0 | 0 | 0 | 0 | 0
1998-05-09 | 1998 | 5 | 9 | 0 | 0 | 0 | 0 | 0 | 0 | 0 | 0 | 0 | 0 | 0 | 0 | 0 | 0 | 0 | 0 | 0 | 0 | 0 | 0 | 0 | 0 | 0 | 0 |  | 0 | 0 | 0 | 0 |  | 0 | 0 | 0 | 0 | 0
1998-05-10 | 1998 | 5 | 10 | 0 | 0 | 0 | 0 | 0 | 0 | 0 | 0 | 0 | 0 | 0 | 0 | 0 | 0 | 0 | 0 | 0 | 0 | 0 | 0 | 0 | 0 | 0 | 0 |  | 0 | 0 | 0 | 0 |  | 0 | 0 | 0 | 0 | 0
1998-05-11 | 1998 | 5 | 11 | 0 | 0 | 0 | 0 | 0 | 0 | 0 | 0 | 0 | 0 | 0 | 0 | 0 | 0 | 0 | 0 | 0 | 0 | 0 | 0 | 0 | 0 | 0 | 0 |  | 0 | 0 | 0 | 0 |  | 0 | 0 | 0 | 0 | 0
1998-05-12 | 1998 | 5 | 12 | 0 | 0 | 0 | 0 | 0 | 0 | 0 | 0 | 0 | 0 | 0 | 0 | 0 | 0 | 0 | 0 | 0 | 0 | 0 | 0 | 0 | 0 | 0 | 0 |  | 0 | 0 | 0 | 0 |  | 0 | 0 | 0 | 0 | 0
1998-05-13 | 1998 | 5 | 13 | 0 | 0 | 0 | 0 | 0 | 0 | 0 | 0 | 0 | 0 | 0 | 0 | 0 | 0 | 0 | 0 | 0 | 0 | 0 | 0 | 0 | 0 | 0 | 0 |  | 0 | 0 | 0 | 0 |  | 0 | 0 | 0 | 0 | 0
1998-05-14 | 1998 | 5 | 14 | 0 | 0 | 0 | 0 | 0 | 0 | 0 | 0 | 0 | 0 | 0 | 0 | 0 | 0 | 0 | 0 | 0 | 0 | 0 | 0 | 0 | 0 | 0 | 0 |  | 0 | 0 | 0 | 0 |  | 0 | 0 | 0 | 0 | 0
1998-05-15 | 1998 | 5 | 15 | 0 | 0 | 0 | 0 | 1.2 | 0 | 0.2 | 0 | 0.2 | 4.6 | 2.3 | 0 | 0.5 | 0 | 0 | 0 | 0 | 0 | 0 | 0 | 0 | 0 | 0 | 0 |  | 9 | 9 | 9 | 0 |  | 9 | 0 | 0 | 0 | 0
1998-05-16 | 1998 | 5 | 16 | 0 | 0 | 0 | 0 | 0 | 0 | 0 | 0 | 0 | 0 | 0 | 0 | 0 | 0 | 0 | 0 | 0 | 0 | 0 | 0 | 0 | 0 | 0 | 0 |  | 0 | 0 | 0 | 0 |  | 0 | 0 | 0 | 0 | 0
1998-05-17 | 1998 | 5 | 17 | 0 | 0 | 0 | 0 | 0 | 0 | 0 | 0 | 0 | 0 | 0 | 0 | 0 | 0.2 | 0 | 0 | 2.1 | 1.4 | 0.5 | 1.2 | 0.9 | 0 | 0.2 | 0 |  | 6.5 | 6.5 | 6.5 | 8.8818e-16 |  | 6.5 | 0 | 0 | 0 | 0
1998-05-18 | 1998 | 5 | 18 | 0 | 0.5 | 0.3 | 1.7 | 0 | 0.3 | 0 | 0 | 0.9 | 0.3 | 0 | 0 | 0 | 0 | 0.3 | 0 | 0.7 | 0.3 | 0.3 | 0 | 0 | 0 | 0 | 0 |  | 5.6 | 5.6 | 5.6 | 0 |  | 5.6 | 0 | 0 | 0 | 0
1998-05-19 | 1998 | 5 | 19 | 0 | 0 | 0 | 0 | 0 | 0 | 0 | 0 | 0 | 0 | 0 | 0 | 0 | 0 | 0 | 0 | 0 | 0 | 0 | 0 | 0 | 0 | 0 | 0 |  | 0 | 0 | 0 | 0 |  | 0 | 0 | 0 | 0 | 0
1998-05-20 | 1998 | 5 | 20 | 0 | 0 | 0 | 0 | 0 | 0 | 0 | 0 | 0 | 0 | 0 | 0 | 0 | 0 | 0 | 0 | 0 | 0 | 0 | 0 | 0 | 0 | 0 | 0 |  | 0 | 0 | 0 | 0 |  | 0 | 0 | 0 | 0 | 0
1998-05-21 | 1998 | 5 | 21 | 0 | 0 | 0 | 0 | 0.4 | 0 | 0 | 0 | 0 | 0 | 0 | 0 | 0 | 0 | 0 | 0 | 0 | 10 | 3.6 | 0 | 0 | 0 | 0 | 0 |  | 14 | 14 | 14 | 0 |  | 14 | 0 | 0 | 0 | 0
1998-05-22 | 1998 | 5 | 22 | 0 | 0 | 0 | 0 | 0 | 2.5 | 1.2 | 1.3 | 1.2 | 2.5 | 2.5 | 1.2 | 2.5 | 1.3 | 1.2 | 1.3 | 1.2 | 0 | 0 | 1.3 | 0 | 0 | 1.2 | 0 |  | 22.4 | 22.4 | 22.4 | 0 |  | 22.4 | 0 | 0 | 0 | 0
1998-05-23 | 1998 | 5 | 23 | 0 | 0 | 0 | 0 | 0 | 0 | 0 | 0 | 0 | 0 | 0 | 0 | 0 | 0 | 0 | 0 | 0 | 0 | 0 | 0 | 0 | 0 | 0 | 0 |  | 0 | 0 | 0 | 0 |  | 0 | 0 | 0 | 0 | 0
1998-05-24 | 1998 | 5 | 24 | 0 | 0 | 0 | 0 | 0 | 0 | 0 | 0 | 0 | 0 | 0 | 0 | 0 | 0 | 0 | 0 | 0 | 0 | 0 | 0 | 0 | 0 | 0 | 0 |  | 0 | 0 | 0 | 0 |  | 0 | 0 | 0 | 0 | 0
1998-05-25 | 1998 | 5 | 25 | 0 | 0 | 0 | 0 | 0 | 0 | 0 | 0 | 0 | 0 | 0 | 0 | 0 | 0 | 0 | 0 | 0 | 0 | 0 | 0 | 0 | 0 | 0 | 0 |  | 0 | 0 | 0 | 0 |  | 0 | 0 | 0 | 0 | 0
1998-05-26 | 1998 | 5 | 26 | 0 | 0 | 0 | 0 | 0 | 0 | 0 | 0 | 0 | 0 | 0 | 0 | 0 | 0 | 0 | 0 | 0 | 0 | 0 | 0 | 0 | 0 | 0 | 0 |  | 0 | 0 | 0 | 0 |  | 0 | 0 | 0 | 0 | 0
1998-05-27 | 1998 | 5 | 27 | 0 | 0 | 0 | 0 | 0 | 0 | 0 | 0 | 0 | 0 | 0 | 0 | 0 | 0 | 0 | 9.6 | 0.7 | 3.8 | 4.7 | 3.5 | 0.7 | 2.1 | 0.7 | 0 |  | 25.8 | 25.8 | 25.8 | 3.5527e-15 |  | 25.8 | 0 | 0 | 0 | 0
1998-05-28 | 1998 | 5 | 28 | 0 | 0 | 0.1 | 0 | 0 | 0 | 0 | 0 | 0 | 0 | 0.1 | 0 | 0 | 0 | 0 | 0 | 0 | 0 | 0 | 0 | 0 | 0 | 0 | 0 |  | 0.2 | 0.2 | 0.2 | 0 |  | 0.2 | 0 | 0 | 0 | 0
1998-05-29 | 1998 | 5 | 29 | 0 | 0 | 0 | 0 | 0 | 0 | 0 | 0 | 0 | 0 | 0 | 0 | 0 | 0 | 0 | 0 | 0 | 0 | 0 | 0 | 0 | 0 | 0 | 0 |  | 0 | 0 | 0 | 0 |  | 0 | 0 | 0 | 0 | 0
1998-05-30 | 1998 | 5 | 30 | 0 | 0 | 0 | 0 | 0 | 0 | 0 | 0 | 0.8 | 0.2 | 0 | 0 | 0 | 0 | 0 | 0 | 0 | 0 | 0 | 0 | 0 | 0 | 0 | 0 |  | 1 | 1 | 1 | 0 |  | 1 | 0 | 0 | 0 | 0
1998-05-31 | 1998 | 5 | 31 | 0 | 0 | 0 | 0 | 0 | 0 | 0 | 0 | 0 | 0 | 0 | 0 | 0 | 0 | 0 | 0 | 0 | 0 | 0 | 0 | 0 | 0 | 0.2 | 1.6 |  | 1.8 | 1.8 | 1.8 | 0 |  | 1.8 | 0 | 0 | 0 | 0
1998-06-01 | 1998 | 6 | 1 | 4.5 | 1 | 0 | 0 | 0.7 | 0 | 0.2 | 0 | 0 | 0 | 0 | 0.2 | 0 | 0 | 0.2 | 0.2 | 0 | 0 | 0 | 0 | 0 | 0 | 0 | 0 |  | 7 | 7 | 7 | 8.8818e-16 |  | 0 | 7 | 0 | 0 | 0
1998-06-02 | 1998 | 6 | 2 | 0 | 0 | 0 | 0 | 0 | 0 | 0 | 0 | 0 | 0 | 0 | 0 | 0 | 0 | 0 | 0 | 0 | 0 | 0 | 0 | 0 | 0 | 0 | 0 |  | 0 | 0 | 0 | 0 |  | 0 | 0 | 0 | 0 | 0
1998-06-03 | 1998 | 6 | 3 | 0 | 0 | 0 | 0 | 0 | 0 | 0 | 0 | 0 | 0 | 0 | 0 | 0 | 0 | 0 | 0 | 0 | 0 | 0 | 0 | 0 | 0 | 0 | 0 |  | 0 | 0 | 0 | 0 |  | 0 | 0 | 0 | 0 | 0
1998-06-04 | 1998 | 6 | 4 | 0 | 0 | 0.2 | 0 | 0 | 2.3 | 1.6 | 0.2 | 0 | 0 | 0 | 0 | 0 | 0 | 0 | 0 | 0 | 0 | 0 | 0 | 0 | 0 | 0 | 0 |  | 4.3 | 4.3 | 4.3 | 0 |  | 0 | 4.3 | 0 | 0 | 0
1998-06-05 | 1998 | 6 | 5 | 0 | 0 | 0 | 0 | 0 | 0 | 0 | 0 | 0 | 0 | 0 | 0 | 0 | 0 | 0 | 0 | 0 | 0 | 0 | 0 | 0 | 0 | 0 | 0 |  | 0 | 0 | 0 | 0 |  | 0 | 0 | 0 | 0 | 0
1998-06-06 | 1998 | 6 | 6 | 0 | 0 | 0 | 0 | 0 | 0 | 0 | 0 | 0 | 0 | 0 | 0 | 0 | 0 | 0 | 7.8 | 2.4 | 0 | 0 | 0 | 0 | 0 | 0 | 0 |  | 10.2 | 10.2 | 10.2 | 0 |  | 0 | 10.2 | 0 | 0 | 0
1998-06-07 | 1998 | 6 | 7 | 0 | 0 | 0 | 0 | 0 | 0 | 0 | 0 | 0 | 0 | 0 | 0 | 0 | 0 | 0 | 0 | 0 | 0 | 0 | 0 | 0 | 0 | 0 | 0 |  | 0 | 0 | 0 | 0 |  | 0 | 0 | 0 | 0 | 0
1998-06-08 | 1998 | 6 | 8 | 0 | 0 | 0 | 0 | 0 | 0 | 0 | 0 | 0 | 0 | 0 | 0 | 0 | 0 | 0 | 0 | 0 | 0 | 0 | 0 | 0 | 0 | 0 | 0 |  | 0 | 0 | 0 | 0 |  | 0 | 0 | 0 | 0 | 0
1998-06-09 | 1998 | 6 | 9 | 0 | 0 | 0 | 0 | 0 | 0 | 0 | 0 | 0 | 0 | 0 | 0 | 0 | 0 | 0 | 0 | 0 | 0 | 0 | 0 | 0 | 0 | 0 | 0 |  | 0 | 0 | 0 | 0 |  | 0 | 0 | 0 | 0 | 0
1998-06-10 | 1998 | 6 | 10 | 0 | 0 | 0 | 0 | 0 | 0 | 0 | 0 | 0 | 0 | 0 | 0 | 0 | 0 | 0 | 0 | 0 | 0 | 0 | 0 | 0 | 0 | 0 | 0 |  | 0 | 0 | 0 | 0 |  | 0 | 0 | 0 | 0 | 0
1998-06-11 | 1998 | 6 | 11 | 0 | 0 | 0 | 0 | 0 | 0 | 0 | 0 | 0 | 0 | 0 | 0 | 0 | 0 | 0 | 0 | 0 | 1 | 0 | 0.2 | 0 | 0 | 8.3 | 0.2 |  | 9.7 | 9.7 | 9.7 | 0 |  | 0 | 9.7 | 0 | 0 | 0
1998-06-12 | 1998 | 6 | 12 | 0.3 | 1 | 0.7 | 0 | 0 | 0 | 0 | 0 | 0 | 0 | 0 | 0 | 0 | 0 | 0 | 0 | 0 | 0 | 0 | 0 | 0 | 0 | 0 | 0 |  | 2 | 2 | 2 | 0 |  | 0 | 2 | 0 | 0 | 0
1998-06-13 | 1998 | 6 | 13 | 0 | 0 | 0 | 0 | 0 | 0 | 0 | 0 | 0 | 0 | 0 | 0 | 0 | 0 | 0 | 0 | 0 | 0 | 0 | 0 | 0 | 0 | 0 | 0 |  | 0 | 0 | 0 | 0 |  | 0 | 0 | 0 | 0 | 0
1998-06-14 | 1998 | 6 | 14 | 0 | 0 | 0 | 0 | 0 | 0 | 0 | 0 | 0 | 0 | 0 | 0 | 0 | 0 | 0 | 0 | 0 | 0 | 0 | 0 | 0 | 0 | 0 | 0 |  | 0 | 0 | 0 | 0 |  | 0 | 0 | 0 | 0 | 0
1998-06-15 | 1998 | 6 | 15 | 0 | 0 | 0 | 0 | 0 | 0 | 0 | 0.4 | 0 | 0 | 0 | 0 | 0.4 | 0 | 0 | 0 | 0 | 0 | 2.7 | 4.2 | 2.9 | 1.9 | 0.8 | 0.4 |  | 13.7 | 13.7 | 13.7 | 1.7764e-15 |  | 0 | 13.7 | 0 | 0 | 0
1998-06-16 | 1998 | 6 | 16 | 0.4 | 0 | 0 | 0 | 0 | 0 | 0 | 0 | 0 | 0 | 0 | 0 | 0 | 0 | 0 | 0 | 0 | 0 | 0 | 0 | 0 | 0 | 0 | 0 |  | 0.4 | 0.4 | 0.4 | 0 |  | 0 | 0.4 | 0 | 0 | 0
1998-06-17 | 1998 | 6 | 17 | 0 | 0 | 0 | 0 | 0 | 0 | 0 | 0 | 0 | 0 | 0 | 0 | 0 | 0 | 0 | 0 | 0 | 0 | 0 | 0 | 0 | 0 | 0 | 0 |  | 0 | 0 | 0 | 0 |  | 0 | 0 | 0 | 0 | 0
1998-06-18 | 1998 | 6 | 18 | 0 | 0 | 0 | 0 | 0 | 0 | 0 | 0 | 0.2 | 0.2 | 0.2 | 0 | 0 | 0 | 0 | 0 | 13.2 | 1.8 | 0.2 | 1.2 | 1.4 | 0.2 | 0 | 0.4 |  | 19 | 19 | 19 | 3.5527e-15 |  | 0 | 19 | 0 | 0 | 0
1998-06-19 | 1998 | 6 | 19 | 0 | 2.1 | 0.7 | 0.2 | 0.2 | 1.4 | 0 | 0 | 0 | 0 | 0 | 0 | 1.2 | 0 | 1.4 | 0 | 0 | 2.3 | 0 | 0 | 0 | 0 | 0 | 0 |  | 9.5 | 9.5 | 9.5 | 0 |  | 0 | 9.5 | 0 | 0 | 0
1998-06-20 | 1998 | 6 | 20 | 0 | 0 | 0 | 0 | 0 | 0 | 0 | 0 | 0 | 0 | 0 | 0 | 0 | 0 | 0 | 0 | 0 | 0 | 0 | 0 | 0 | 0 | 0 | 0 |  | 0 | 0 | 0 | 0 |  | 0 | 0 | 0 | 0 | 0
1998-06-21 | 1998 | 6 | 21 | 0 | 0 | 0 | 0 | 0 | 0 | 0 | 0 | 0 | 0 | 0 | 0 | 0 | 0 | 0 | 0 | 0 | 0 | 0 | 0 | 0 | 0 | 0 | 0 |  | 0 | 0 | 0 | 0 |  | 0 | 0 | 0 | 0 | 0
1998-06-22 | 1998 | 6 | 22 | 0 | 0 | 0 | 0 | 0 | 0 | 0 | 0 | 0 | 0 | 0 | 0 | 0 | 0 | 0 | 0 | 0 | 0 | 0 | 0 | 0 | 0 | 0 | 0 |  | 0 | 0 | 0 | 0 |  | 0 | 0 | 0 | 0 | 0
1998-06-23 | 1998 | 6 | 23 | 0 | 0 | 0 | 0 | 0 | 0 | 0 | 0 | 0 | 0 | 0 | 0 | 0 | 0 | 0 | 0 | 0 | 0 | 0 | 0 | 0.4 | 0.4 | 0 | 0 |  | 0.8 | 0.8 | 0.8 | 0 |  | 0 | 0.8 | 0 | 0 | 0
1998-06-24 | 1998 | 6 | 24 | 0 | 0 | 0 | 0 | 0 | 0 | 0 | 0 | 0 | 0 | 0 | 0 | 0 | 0 | 0 | 0 | 0 | 0 | 0 | 0 | 0 | 0 | 0 | 0 |  | 0 | 0 | 0 | 0 |  | 0 | 0 | 0 | 0 | 0
1998-06-25 | 1998 | 6 | 25 | 0 | 0 | 0 | 0 | 0 | 0 | 0 | 0 | 0 | 0 | 0 | 0 | 0 | 0 | 0 | 0 | 0 | 0 | 0 | 0 | 0 | 0 | 0 | 0 |  | 0 | 0 | 0 | 0 |  | 0 | 0 | 0 | 0 | 0
1998-06-26 | 1998 | 6 | 26 | 0 | 0 | 0 | 0.2 | 0.4 | 0 | 0 | 0 | 0 | 0 | 0 | 0.2 | 0.6 | 1.3 | 0.2 | 0.2 | 0 | 0 | 0 | 0 | 0 | 0 | 0 | 0 |  | 3.1 | 3.1 | 3.1 | 4.4409e-16 |  | 0 | 3.1 | 0 | 0 | 0
1998-06-27 | 1998 | 6 | 27 | 0 | 0 | 0 | 0 | 0 | 0 | 0 | 0 | 0 | 0 | 0 | 0 | 0 | 0 | 0 | 0 | 0 | 0 | 0 | 0.2 | 0.2 | 0.6 | 0.4 | 1 |  | 2.4 | 2.4 | 2.4 | 0 |  | 0 | 2.4 | 0 | 0 | 0
1998-06-28 | 1998 | 6 | 28 | 2.9 | 2.7 | 3.2 | 2.2 | 0.5 | 0 | 0 | 0.5 | 0.2 | 0 | 0 | 0 | 1 | 0 | 0 | 0 | 0 | 0 | 0 | 0 | 0.5 | 0.2 | 0 | 0 |  | 13.9 | 13.9 | 13.9 | 1.7764e-15 |  | 0 | 13.9 | 0 | 0 | 0
1998-06-29 | 1998 | 6 | 29 | 0 | 0.2 | 0 | 0.6 | 0.2 | 0 | 0 | 0 | 0.2 | 0.2 | 0 | 0 | 0 | 0 | 0 | 0 | 7 | 3.2 | 1.7 | 0.4 | 0.2 | 0 | 0 | 0 |  | 13.9 | 13.9 | 13.9 | 0 |  | 0 | 13.9 | 0 | 0 | 0
1998-06-30 | 1998 | 6 | 30 | 0 | 0 | 0 | 0 | 0 | 0 | 0 | 0 | 0 | 0 | 0 | 0 | 0 | 0 | 0 | 0 | 0 | 0 | 0 | 0 | 0 | 0 | 0 | 0 |  | 0 | 0 | 0 | 0 |  | 0 | 0 | 0 | 0 | 0
1998-07-01 | 1998 | 7 | 1 | 0 | 0 | 0 | 3.5 | 10.6 | 2.3 | 0 | 0 | 0 | 0 | 0 | 0 | 0 | 0 | 0 | 0 | 0 | 0 | 0 | 0 | 0 | 0 | 0 | 0 |  | 16.4 | 16.4 | 16.4 | 0 |  | 0 | 0 | 16.4 | 0 | 0
1998-07-02 | 1998 | 7 | 2 | 0 | 0 | 0 | 0 | 0 | 0 | 0 | 0 | 0 | 0 | 0 | 0 | 0 | 0 | 0 | 0.4 | 0 | 0 | 0 | 0 | 0 | 0 | 0 | 0 |  | 0.4 | 0.4 | 0.4 | 0 |  | 0 | 0 | 0.4 | 0 | 0
1998-07-03 | 1998 | 7 | 3 | 0.6 | 0 | 0 | 0 | 0 | 0 | 0 | 0 | 0 | 0 | 0.6 | 1.2 | 0.6 | 0 | 0.6 | 0 | 1.2 | 0 | 0.6 | 0 | 0.6 | 0.6 | 0.6 | 0 |  | 7.2 | 7.2 | 7.2 | 1.7764e-15 |  | 0 | 0 | 7.2 | 0 | 0
1998-07-04 | 1998 | 7 | 4 | 3.4 | 10 | 6.7 | 3.4 | 6.7 | 6.7 | 3.3 | 3.4 | 3.3 | 3.4 | 0 | 3.3 | 0 | 0 | 0 | 0 | 0 | 0 | 0 | 0 | 0 | 0 | 0 | 0 |  | 53.6 | 53.6 | 53.6 | 1.4211e-14 |  | 0 | 0 | 53.6 | 0 | 0
1998-07-05 | 1998 | 7 | 5 | 0 | 0 | 0 | 0 | 0 | 0 | 0 | 0 | 0 | 0 | 0 | 0 | 0 | 0 | 0 | 0 | 11.5 | 0.9 | 0.4 | 0.6 | 0 | 0 | 0 | 0 |  | 13.4 | 13.4 | 13.4 | 0 |  | 0 | 0 | 13.4 | 0 | 0
1998-07-06 | 1998 | 7 | 6 | 0 | 0 | 1 | 2 | 0 | 0.6 | 0 | 0 | 0 | 0 | 0 | 0 | 0 | 0 | 0 | 0.6 | 0 | 0 | 0 | 0 | 0 | 0 | 0 | 0 |  | 4.2 | 4.2 | 4.2 | 0 |  | 0 | 0 | 4.2 | 0 | 0
1998-07-07 | 1998 | 7 | 7 | 0 | 0 | 0 | 0 | 0 | 0 | 0 | 0 | 0 | 0 | 0 | 0 | 0 | 0 | 0 | 0 | 0.8 | 0 | 0 | 0 | 0 | 0 | 0 | 0 |  | 0.8 | 0.8 | 0.8 | 0 |  | 0 | 0 | 0.8 | 0 | 0
1998-07-08 | 1998 | 7 | 8 | 0 | 0 | 0 | 0 | 0 | 0 | 0 | 0 | 0 | 0 | 0 | 0 | 0 | 0 | 0 | 0 | 0 | 0.1 | 6.3 | 1.2 | 0 | 0 | 0 | 0 |  | 7.6 | 7.6 | 7.6 | 0 |  | 0 | 0 | 7.6 | 0 | 0
1998-07-09 | 1998 | 7 | 9 | 0 | 0 | 0 | 0 | 0 | 0 | 0 | 0 | 0 | 0 | 0 | 0 | 0 | 0 | 0 | 0 | 0 | 0 | 0 | 0 | 0 | 0 | 0 | 0 |  | 0 | 0 | 0 | 0 |  | 0 | 0 | 0 | 0 | 0
1998-07-10 | 1998 | 7 | 10 | 0 | 0 | 0 | 0 | 0 | 0 | 0 | 0 | 0 | 0 | 0 | 0 | 0 | 0 | 0 | 0 | 0 | 0 | 0 | 0 | 1 | 0 | 1 | 0 |  | 2 | 2 | 2 | 0 |  | 0 | 0 | 2 | 0 | 0
1998-07-11 | 1998 | 7 | 11 | 0 | 0 | 0 | 0 | 0 | 0 | 0 | 0 | 0 | 0 | 0 | 0 | 0 | 0 | 0 | 0 | 1.4 | 0 | 0 | 0 | 0 | 0 | 0 | 0 |  | 1.4 | 1.4 | 1.4 | 0 |  | 0 | 0 | 1.4 | 0 | 0
1998-07-12 | 1998 | 7 | 12 | 0 | 0 | 0 | 0 | 0 | 0 | 0 | 0 | 0 | 0 | 0 | 0 | 0 | 0 | 0 | 0 | 0 | 0 | 0 | 0 | 0 | 0 | 0 | 0 |  | 0 | 0 | 0 | 0 |  | 0 | 0 | 0 | 0 | 0
1998-07-13 | 1998 | 7 | 13 | 0 | 0 | 0 | 0 | 0 | 0 | 0 | 0 | 0 | 0 | 0 | 0 | 0 | 0 | 0 | 0 | 0 | 0 | 0 | 0 | 0 | 0 | 0 | 0 |  | 0 | 0 | 0 | 0 |  | 0 | 0 | 0 | 0 | 0
1998-07-14 | 1998 | 7 | 14 | 0 | 0 | 0 | 0 | 0 | 0 | 0 | 0 | 0 | 0 | 0 | 0 | 0 | 0 | 0 | 0 | 0 | 0 | 0 | 0 | 0 | 0 | 0 | 0 |  | 0 | 0 | 0 | 0 |  | 0 | 0 | 0 | 0 | 0
1998-07-15 | 1998 | 7 | 15 | 0 | 0 | 0 | 0 | 0 | 0 | 0 | 0 | 0 | 0 | 0 | 0 | 0 | 0 | 0 | 0 | 0 | 0 | 0 | 0 | 0 | 0 | 0 | 0 |  | 0 | 0 | 0 | 0 |  | 0 | 0 | 0 | 0 | 0
1998-07-16 | 1998 | 7 | 16 | 0 | 0 | 0 | 0 | 0 | 0 | 0 | 0 | 0 | 0 | 0 | 0 | 0 | 0 | 0 | 0 | 0 | 0 | 0 | 0 | 0 | 0 | 0 | 0 |  | 0 | 0 | 0 | 0 |  | 0 | 0 | 0 | 0 | 0
1998-07-17 | 1998 | 7 | 17 | 0 | 0 | 0 | 0 | 0 | 0 | 0 | 0 | 0 | 0 | 0 | 0 | 0 | 0 | 0 | 0 | 0 | 0 | 0 | 0 | 0 | 0 | 0 | 0 |  | 0 | 0 | 0 | 0 |  | 0 | 0 | 0 | 0 | 0
1998-07-18 | 1998 | 7 | 18 | 0 | 0 | 0 | 0 | 0 | 0 | 0 | 0 | 0 | 0 | 0 | 0 | 0 | 0 | 0 | 0 | 0 | 0 | 0 | 0 | 0 | 0 | 0 | 0 |  | 0 | 0 | 0 | 0 |  | 0 | 0 | 0 | 0 | 0
1998-07-19 | 1998 | 7 | 19 | 0 | 0 | 0 | 0 | 0 | 0 | 0 | 0 | 0 | 0 | 0 | 0 | 0 | 0 | 0 | 0 | 0 | 1.1 | 0 | 0 | 2.1 | 0 | 0 | 0 |  | 3.2 | 3.2 | 3.2 | 0 |  | 0 | 0 | 3.2 | 0 | 0
1998-07-20 | 1998 | 7 | 20 | 0 | 0 | 0 | 0 | 0 | 0 | 0 | 0 | 0 | 0 | 0 | 0 | 0 | 0 | 0 | 0 | 0 | 0 | 0 | 0 | 0 | 0 | 0 | 0 |  | 0 | 0 | 0 | 0 |  | 0 | 0 | 0 | 0 | 0
1998-07-21 | 1998 | 7 | 21 | 0 | 0 | 0 | 0 | 0 | 0 | 0 | 0 | 0 | 0 | 0 | 0 | 0 | 0 | 0 | 0 | 0 | 0 | 0 | 0 | 0 | 0 | 0 | 0 |  | 0 | 0 | 0 | 0 |  | 0 | 0 | 0 | 0 | 0
1998-07-22 | 1998 | 7 | 22 | 0 | 0 | 0 | 0 | 0 | 0 | 0 | 0 | 0 | 0 | 0 | 0 | 0 | 0 | 0 | 0 | 0 | 0 | 0 | 0 | 0 | 0 | 0 | 0 |  | 0 | 0 | 0 | 0 |  | 0 | 0 | 0 | 0 | 0
1998-07-23 | 1998 | 7 | 23 | 0 | 0 | 0 | 0 | 0 | 0 | 0 | 0 | 0 | 0 | 0 | 0 | 0 | 0 | 0 | 0 | 0 | 0 | 0 | 0 | 0 | 0 | 0 | 0 |  | 0 | 0 | 0 | 0 |  | 0 | 0 | 0 | 0 | 0
1998-07-24 | 1998 | 7 | 24 | 0 | 0 | 0 | 0 | 0 | 0 | 0 | 0 | 0 | 0 | 0 | 0 | 0 | 0 | 0 | 0 | 0 | 0 | 0 | 0 | 0 | 0 | 0 | 0 |  | 0 | 0 | 0 | 0 |  | 0 | 0 | 0 | 0 | 0
1998-07-25 | 1998 | 7 | 25 | 0 | 0 | 0 | 0 | 0 | 0 | 0 | 0 | 0 | 0 | 0 | 0 | 0 | 0 | 0 | 0 | 0 | 0 | 0 | 0 | 0 | 0 | 0 | 0 |  | 0 | 0 | 0 | 0 |  | 0 | 0 | 0 | 0 | 0
1998-07-26 | 1998 | 7 | 26 | 0 | 0 | 0 | 0 | 0 | 0 | 0 | 0 | 0 | 0 | 0 | 0 | 0 | 0 | 0 | 0 | 0 | 0 | 0 | 0 | 0 | 0 | 0 | 0 |  | 0 | 0 | 0 | 0 |  | 0 | 0 | 0 | 0 | 0
1998-07-27 | 1998 | 7 | 27 | 0 | 0 | 0 | 0 | 0 | 0 | 0 | 0 | 0 | 0 | 0 | 0 | 0 | 0 | 0 | 0 | 0 | 0 | 0 | 0 | 0 | 0 | 0 | 0 |  | 0 | 0 | 0 | 0 |  | 0 | 0 | 0 | 0 | 0
1998-07-28 | 1998 | 7 | 28 | 0 | 0 | 0 | 0 | 0 | 0 | 0 | 0 | 0 | 0 | 0 | 0 | 0 | 0 | 0 | 0 | 0 | 0 | 0 | 0 | 0 | 0 | 0 | 0 |  | 0 | 0 | 0 | 0 |  | 0 | 0 | 0 | 0 | 0
1998-07-29 | 1998 | 7 | 29 | 0 | 0 | 0 | 0 | 0 | 0 | 0 | 0 | 0 | 0 | 0 | 0 | 0 | 0 | 0 | 0 | 0 | 0 | 0 | 0 | 0 | 0 | 0 | 0 |  | 0 | 0 | 0 | 0 |  | 0 | 0 | 0 | 0 | 0
1998-07-30 | 1998 | 7 | 30 | 0 | 0 | 0 | 0 | 0 | 0 | 0 | 0 | 0 | 0 | 0 | 0 | 0 | 0 | 0 | 0 | 0 | 0 | 0 | 0 | 0 | 0 | 0 | 0 |  | 0 | 0 | 0 | 0 |  | 0 | 0 | 0 | 0 | 0
1998-07-31 | 1998 | 7 | 31 | 0 | 0 | 0 | 0 | 0 | 0 | 0 | 0 | 0 | 0 | 0 | 0 | 0 | 0 | 0 | 0 | 0 | 0 | 0 | 0 | 0 | 0 | 16.5 | 5.5 |  | 22 | 22 | 22 | 0 |  | 0 | 0 | 22 | 0 | 0
1998-08-01 | 1998 | 8 | 1 | 0.9 | 0 | 0 | 0 | 0 | 0 | 0 | 0 | 0.8 | 0.9 | 0 | 0 | 0 | 0 | 0 | 0 | 0 | 0 | 0 | 0 | 0 | 0 | 0 | 0 |  | 2.6 | 2.6 | 2.6 | 0 |  | 0 | 0 | 0 | 2.6 | 0
1998-08-02 | 1998 | 8 | 2 | 0 | 0 | 0 | 0 | 0 | 0 | 0 | 0 | 0 | 0 | 0 | 0 | 0 | 0 | 0 | 0 | 0 | 0 | 0 | 0 | 0 | 0 | 0 | 0 |  | 0 | 0 | 0 | 0 |  | 0 | 0 | 0 | 0 | 0
1998-08-03 | 1998 | 8 | 3 | 0 | 0 | 0 | 0 | 0 | 0 | 0 | 0 | 0 | 0 | 0 | 0 | 0 | 0 | 0 | 0 | 0 | 0 | 0 | 0 | 0 | 0 | 0 | 0 |  | 0 | 0 | 0 | 0 |  | 0 | 0 | 0 | 0 | 0
1998-08-04 | 1998 | 8 | 4 | 0 | 0 | 0 | 0 | 0 | 0 | 0 | 0 | 0 | 0 | 0 | 0 | 0 | 0 | 0 | 0 | 0 | 0 | 0 | 0 | 0 | 0 | 0 | 0 |  | 0 | 0 | 0 | 0 |  | 0 | 0 | 0 | 0 | 0
1998-08-05 | 1998 | 8 | 5 | 0 | 0 | 0 | 0 | 0 | 0 | 0 | 0 | 0 | 0 | 0 | 0 | 0 | 0 | 0 | 0 | 0 | 0 | 0 | 0 | 0 | 0 | 0 | 0 |  | 0 | 0 | 0 | 0 |  | 0 | 0 | 0 | 0 | 0
1998-08-06 | 1998 | 8 | 6 | 0 | 0 | 0 | 0 | 0 | 0 | 0 | 0 | 0 | 0 | 0 | 0 | 0 | 0 | 0 | 0 | 0 | 0 | 0 | 0 | 0 | 0 | 0 | 0 |  | 0 | 0 | 0 | 0 |  | 0 | 0 | 0 | 0 | 0
1998-08-07 | 1998 | 8 | 7 | 0 | 0 | 0 | 0 | 0 | 0 | 0 | 0 | 0 | 0 | 0 | 0 | 0 | 0 | 0 | 0 | 0 | 0 | 0 | 0 | 0 | 0 | 0 | 0 |  | 0 | 0 | 0 | 0 |  | 0 | 0 | 0 | 0 | 0
1998-08-08 | 1998 | 8 | 8 | 0 | 0 | 0 | 0 | 0 | 0 | 0 | 0 | 0 | 0 | 0 | 0 | 0 | 0 | 0 | 0 | 0 | 0 | 0 | 0 | 0 | 0 | 0 | 0 |  | 0 | 0 | 0 | 0 |  | 0 | 0 | 0 | 0 | 0
1998-08-09 | 1998 | 8 | 9 | 0 | 0 | 0 | 0 | 0 | 0 | 0 | 0 | 0 | 0 | 0 | 0 | 0 | 0 | 0 | 0 | 0 | 0 | 0 | 0 | 0 | 0 | 0 | 0 |  | 0 | 0 | 0 | 0 |  | 0 | 0 | 0 | 0 | 0
1998-08-10 | 1998 | 8 | 10 | 0 | 0 | 0 | 0 | 0 | 0 | 0 | 0 | 0 | 0 | 0 | 0 | 0 | 0 | 0 | 0 | 0 | 0 | 0 | 0 | 0 | 0 | 0 | 0 |  | 0 | 0 | 0 | 0 |  | 0 | 0 | 0 | 0 | 0
1998-08-11 | 1998 | 8 | 11 | 0 | 0 | 0 | 0 | 0 | 0 | 0 | 0 | 0 | 0 | 0 | 0 | 0 | 0 | 0 | 0 | 0 | 0 | 0 | 0 | 0 | 0 | 0 | 0 |  | 0 | 0 | 0 | 0 |  | 0 | 0 | 0 | 0 | 0
1998-08-12 | 1998 | 8 | 12 | 0 | 0 | 0 | 0 | 0 | 0 | 0 | 0 | 0 | 0 | 0 | 0 | 0 | 0 | 0 | 0 | 0 | 0 | 0 | 0 | 0 | 0 | 0 | 0 |  | 0 | 0 | 0 | 0 |  | 0 | 0 | 0 | 0 | 0
1998-08-13 | 1998 | 8 | 13 | 0 | 0 | 0 | 0 | 0 | 0 | 0 | 0 | 0 | 0 | 0 | 0 | 0 | 0 | 0 | 0 | 0 | 0 | 0 | 0 | 0 | 0 | 0 | 0 |  | 0 | 0 | 0 | 0 |  | 0 | 0 | 0 | 0 | 0
1998-08-14 | 1998 | 8 | 14 | 0 | 0 | 0 | 0 | 0 | 0 | 0 | 0 | 0 | 0 | 0 | 0 | 0 | 0 | 0 | 0 | 0 | 0 | 0 | 0 | 0 | 0 | 0 | 0 |  | 0 | 0 | 0 | 0 |  | 0 | 0 | 0 | 0 | 0
1998-08-15 | 1998 | 8 | 15 | 0 | 0 | 0 | 0 | 0 | 0 | 0 | 0 | 4.4 | 2.7 | 2.7 | 0.9 | 0 | 0 | 0 | 0 | 0 | 0 | 0 | 0 | 0 | 0 | 0 | 0 |  | 10.7 | 10.7 | 10.7 | 1.7764e-15 |  | 0 | 0 | 0 | 10.7 | 0
1998-08-16 | 1998 | 8 | 16 | 1.1 | 0 | 0 | 0 | 0 | 0 | 0 | 0 | 0 | 0 | 0 | 0 | 0 | 0 | 0 | 0 | 0 | 0 | 0 | 0 | 1.5 | 0 | 0 | 0 |  | 2.6 | 2.6 | 2.6 | 0 |  | 0 | 0 | 0 | 2.6 | 0
1998-08-17 | 1998 | 8 | 17 | 0 | 0 | 0 | 0 | 0 | 0 | 0 | 0 | 0 | 0 | 0 | 0 | 0 | 0 | 0 | 0 | 0 | 0 | 0 | 0 | 0 | 0 | 0 | 0 |  | 0 | 0 | 0 | 0 |  | 0 | 0 | 0 | 0 | 0
1998-08-18 | 1998 | 8 | 18 | 0 | 0 | 0 | 0 | 0 | 0 | 0 | 0 | 0 | 0 | 0 | 0 | 0 | 0 | 0 | 0 | 0 | 0 | 0 | 0 | 0 | 0 | 0 | 0 |  | 0 | 0 | 0 | 0 |  | 0 | 0 | 0 | 0 | 0
1998-08-19 | 1998 | 8 | 19 | 0 | 0 | 0 | 0 | 0 | 0 | 0 | 0 | 0 | 0 | 0 | 0 | 0 | 0 | 0 | 0 | 0 | 0 | 0 | 0 | 0 | 0 | 0 | 0 |  | 0 | 0 | 0 | 0 |  | 0 | 0 | 0 | 0 | 0
1998-08-20 | 1998 | 8 | 20 | 0 | 0 | 0 | 0 | 0 | 0 | 0 | 0 | 0 | 0 | 0 | 0 | 0 | 0 | 0 | 0 | 0 | 0 | 0 | 0 | 0 | 0 | 0 | 0 |  | 0 | 0 | 0 | 0 |  | 0 | 0 | 0 | 0 | 0
1998-08-21 | 1998 | 8 | 21 | 0 | 0 | 0 | 0 | 0 | 0 | 0 | 0 | 0 | 0 | 0 | 0 | 0.3 | 0 | 0 | 0 | 0 | 0 | 1.3 | 0 | 0 | 0 | 0 | 0 |  | 1.6 | 1.6 | 1.6 | 0 |  | 0 | 0 | 0 | 1.6 | 0
1998-08-22 | 1998 | 8 | 22 | 0 | 0 | 0 | 0 | 0 | 0 | 0.1 | 0 | 0 | 0 | 0 | 0 | 0 | 0 | 0 | 0 | 0 | 0 | 0.1 | 0 | 0 | 0 | 0 | 0 |  | 0.2 | 0.2 | 0.2 | 0 |  | 0 | 0 | 0 | 0.2 | 0
1998-08-23 | 1998 | 8 | 23 | 0 | 0 | 0 | 0 | 0 | 0 | 0 | 0 | 0 | 0 | 0 | 0 | 0 | 0 | 0 | 0 | 0 | 0 | 0 | 0 | 0 | 0 | 0.2 | 0 |  | 0.2 | 0.2 | 0.2 | 0 |  | 0 | 0 | 0 | 0.2 | 0
1998-08-24 | 1998 | 8 | 24 | 0 | 0 | 0 | 0 | 0 | 0 | 0 | 0 | 0 | 0 | 0 | 0 | 0 | 0 | 0 | 0 | 0 | 0 | 0 | 0 | 0 | 0 | 0 | 0 |  | 0 | 0 | 0 | 0 |  | 0 | 0 | 0 | 0 | 0
1998-08-25 | 1998 | 8 | 25 | 0 | 0 | 0 | 0 | 0 | 0 | 0 | 0 | 0 | 0 | 0 | 0 | 0 | 0 | 0 | 0 | 0 | 0 | 0 | 0 | 0 | 0 | 0 | 0 |  | 0 | 0 | 0 | 0 |  | 0 | 0 | 0 | 0 | 0
1998-08-26 | 1998 | 8 | 26 | 0 | 0 | 0 | 0 | 0 | 0 | 0 | 0 | 0 | 0 | 0 | 0 | 0 | 0 | 0 | 0 | 0 | 0 | 0 | 0 | 0 | 0 | 0 | 0 |  | 0 | 0 | 0 | 0 |  | 0 | 0 | 0 | 0 | 0
1998-08-27 | 1998 | 8 | 27 | 0 | 0 | 0 | 0 | 0 | 0 | 0 | 0 | 0 | 0 | 0 | 0 | 0 | 0 | 0 | 0 | 0 | 0 | 0 | 0 | 0 | 0 | 0 | 0 |  | 0 | 0 | 0 | 0 |  | 0 | 0 | 0 | 0 | 0
1998-08-28 | 1998 | 8 | 28 | 0 | 0 | 0 | 0 | 0 | 0 | 0 | 0 | 0 | 0 | 0 | 0 | 0 | 0 | 0 | 0 | 0 | 0 | 0 | 0 | 0 | 0 | 0 | 0 |  | 0 | 0 | 0 | 0 |  | 0 | 0 | 0 | 0 | 0
1998-08-29 | 1998 | 8 | 29 | 0 | 0 | 0 | 0 | 0 | 0 | 0 | 0 | 0 | 0 | 0 | 0 | 0 | 0 | 0 | 0 | 0 | 0 | 0 | 0 | 0 | 0 | 0 | 0 |  | 0 | 0 | 0 | 0 |  | 0 | 0 | 0 | 0 | 0
1998-08-30 | 1998 | 8 | 30 | 0 | 0 | 0 | 0 | 0 | 0 | 0 | 0 | 0 | 0 | 0 | 0 | 0 | 0 | 0 | 0 | 0 | 0 | 0 | 0 | 0 | 0 | 0 | 0 |  | 0 | 0 | 0 | 0 |  | 0 | 0 | 0 | 0 | 0
1998-08-31 | 1998 | 8 | 31 | 0 | 0 | 0 | 0 | 0 | 0 | 0 | 0 | 0 | 0 | 0 | 0 | 0 | 0 | 0 | 0 | 0 | 0 | 0 | 0 | 0 | 0 | 0 | 0 |  | 0 | 0 | 0 | 0 |  | 0 | 0 | 0 | 0 | 0
1998-09-01 | 1998 | 9 | 1 | 0 | 0 | 0 | 0 | 0 | 0 | 0 | 0 | 0 | 0 | 0 | 0 | 0 | 0 | 0 | 0 | 0 | 0 | 0 | 0 | 0 | 0 | 0 | 0 |  | 0 | 0 | 0 | 0 |  | 0 | 0 | 0 | 0 | 0
1998-09-02 | 1998 | 9 | 2 | 0 | 0 | 0 | 0 | 0 | 0 | 0 | 0 | 0 | 0 | 0 | 0 | 0 | 0 | 0 | 0 | 0 | 0 | 0 | 0 | 0 | 0 | 0 | 0 |  | 0 | 0 | 0 | 0 |  | 0 | 0 | 0 | 0 | 0
1998-09-03 | 1998 | 9 | 3 | 0 | 0 | 0 | 0 | 0 | 0 | 0 | 0 | 0 | 0 | 0 | 0 | 0 | 0 | 0 | 0 | 0 | 0 | 0 | 0 | 0 | 0 | 0 | 0 |  | 0 | 0 | 0 | 0 |  | 0 | 0 | 0 | 0 | 0
1998-09-04 | 1998 | 9 | 4 | 0 | 0 | 0 | 0 | 0 | 0 | 0 | 0 | 0 | 0 | 0 | 0 | 0 | 0 | 0 | 0 | 0 | 0 | 0 | 0 | 0 | 0 | 0 | 0 |  | 0 | 0 | 0 | 0 |  | 0 | 0 | 0 | 0 | 0
1998-09-05 | 1998 | 9 | 5 | 0 | 0 | 0 | 0 | 0 | 0 | 0 | 0 | 0 | 0 | 0 | 0 | 0 | 0 | 0 | 0 | 0 | 0 | 0 | 0 | 0 | 0 | 0 | 0 |  | 0 | 0 | 0 | 0 |  | 0 | 0 | 0 | 0 | 0
1998-09-06 | 1998 | 9 | 6 | 0 | 0 | 0 | 0 | 0 | 0 | 0 | 0 | 0 | 0 | 0 | 0 | 0 | 0 | 0 | 0 | 0 | 0 | 0 | 0 | 0 | 0 | 0 | 0 |  | 0 | 0 | 0 | 0 |  | 0 | 0 | 0 | 0 | 0
1998-09-07 | 1998 | 9 | 7 | 0 | 0 | 0 | 0 | 0 | 0 | 0 | 0 | 0 | 0 | 0 | 0 | 0 | 0 | 0 | 0 | 0 | 0 | 0 | 0 | 0 | 0 | 0 | 0 |  | 0 | 0 | 0 | 0 |  | 0 | 0 | 0 | 0 | 0
1998-09-08 | 1998 | 9 | 8 | 0 | 0 | 0 | 0 | 0 | 0 | 0 | 0 | 0 | 0 | 0 | 0 | 0 | 0 | 0 | 0 | 0 | 0 | 0 | 0 | 0 | 0 | 0 | 0 |  | 0 | 0 | 0 | 0 |  | 0 | 0 | 0 | 0 | 0
1998-09-09 | 1998 | 9 | 9 | 0 | 0 | 0 | 0 | 0 | 0 | 0 | 0 | 0 | 0 | 0 | 0 | 0 | 0 | 0 | 0 | 0 | 0 | 0 | 0 | 0 | 0 | 0 | 0 |  | 0 | 0 | 0 | 0 |  | 0 | 0 | 0 | 0 | 0
1998-09-10 | 1998 | 9 | 10 | 0 | 0 | 0 | 0 | 0 | 0 | 0 | 0 | 0 | 0 | 0 | 0 | 0 | 0 | 0 | 0 | 0 | 0 | 0 | 0 | 0 | 0 | 0 | 0 |  | 0 | 0 | 0 | 0 |  | 0 | 0 | 0 | 0 | 0
1998-09-11 | 1998 | 9 | 11 | 0 | 0 | 0 | 0 | 0 | 0 | 0 | 0 | 0 | 0 | 0 | 0 | 0 | 0 | 0 | 0 | 0 | 0 | 0 | 0 | 0 | 0 | 0 | 0 |  | 0 | 0 | 0 | 0 |  | 0 | 0 | 0 | 0 | 0
1998-09-12 | 1998 | 9 | 12 | 0 | 0 | 0 | 0 | 0 | 0 | 0 | 0 | 0 | 0 | 0 | 0 | 0 | 0 | 0 | 0 | 0 | 0 | 0 | 0 | 0 | 0 | 0 | 0 |  | 0 | 0 | 0 | 0 |  | 0 | 0 | 0 | 0 | 0
1998-09-13 | 1998 | 9 | 13 | 0 | 0 | 0 | 0 | 0 | 0 | 0 | 0 | 0 | 0 | 0 | 0 | 0 | 0 | 0 | 0 | 0 | 0 | 0 | 0 | 0 | 0 | 0 | 0 |  | 0 | 0 | 0 | 0 |  | 0 | 0 | 0 | 0 | 0
1998-09-14 | 1998 | 9 | 14 | 0 | 0 | 0 | 0 | 0 | 0 | 0 | 0 | 0 | 0 | 0 | 0 | 0 | 0 | 0 | 0 | 0 | 0 | 0 | 0 | 0 | 0 | 0 | 0 |  | 0 | 0 | 0 | 0 |  | 0 | 0 | 0 | 0 | 0
1998-09-15 | 1998 | 9 | 15 | 0 | 0 | 0 | 0 | 0 | 0 | 0 | 0 | 0 | 0 | 0 | 0 | 0 | 0 | 0 | 0 | 0 | 0 | 0 | 0 | 0 | 0 | 0 | 0 |  | 0 | 0 | 0 | 0 |  | 0 | 0 | 0 | 0 | 0
1998-09-16 | 1998 | 9 | 16 | 0 | 0 | 0 | 0 | 0 | 0 | 0 | 0 | 0 | 0 | 0 | 0 | 0 | 0 | 0 | 0 | 0 | 0 | 0 | 0 | 0 | 0 | 0 | 0 |  | 0 | 0 | 0 | 0 |  | 0 | 0 | 0 | 0 | 0
1998-09-17 | 1998 | 9 | 17 | 0 | 0 | 0 | 0 | 0 | 0 | 0 | 0 | 0 | 0 | 0 | 0 | 0 | 0 | 0 | 0 | 1.1 | 1.8 | 2.2 | 3.3 | 0.9 | 0 | 0 | 0 |  | 9.3 | 9.3 | 9.3 | 0 |  | 0 | 0 | 0 | 0 | 9.3
1998-09-18 | 1998 | 9 | 18 | 0 | 0 | 0 | 0 | 0 | 0 | 0 | 0 | 0 | 0 | 0 | 0 | 0.2 | 0 | 0 | 0 | 0 | 0 | 5.9 | 1.2 | 0.2 | 0 | 0 | 0.2 |  | 7.7 | 7.7 | 7.7 | 8.8818e-16 |  | 0 | 0 | 0 | 0 | 7.7
1998-09-19 | 1998 | 9 | 19 | 0 | 0 | 1 | 0.2 | 0 | 0.6 | 0.6 | 0.2 | 0.2 | 0 | 0 | 0 | 0 | 0 | 0 | 0 | 0 | 0 | 0 | 0 | 0 | 0 | 0 | 0 |  | 2.8 | 2.8 | 2.8 | 4.4409e-16 |  | 0 | 0 | 0 | 0 | 2.8
1998-09-20 | 1998 | 9 | 20 | 0.6 | 0.6 | 0.6 | 0.3 | 0 | 0.3 | 0 | 0 | 0 | 0 | 0 | 0 | 0 | 0 | 0 | 0 | 0 | 0 | 0 | 0 | 0 | 0 | 0 | 0 |  | 2.4 | 2.4 | 2.4 | 4.4409e-16 |  | 0 | 0 | 0 | 0 | 2.4
1998-09-21 | 1998 | 9 | 21 | 0 | 0 | 0 | 0 | 0 | 0 | 0 | 0 | 0 | 0 | 0 | 0 | 0 | 0 | 0 | 0 | 0 | 0 | 0 | 0 | 0 | 0 | 0 | 0 |  | 0 | 0 | 0 | 0 |  | 0 | 0 | 0 | 0 | 0
1998-09-22 | 1998 | 9 | 22 | 0 | 0 | 0 | 0 | 0 | 0 | 0 | 0 | 0 | 0 | 0 | 0 | 0 | 0 | 0 | 0 | 0 | 0 | 0 | 0 | 0 | 0 | 0 | 0 |  | 0 | 0 | 0 | 0 |  | 0 | 0 | 0 | 0 | 0
1998-09-23 | 1998 | 9 | 23 | 0 | 0 | 0 | 0 | 0 | 0 | 0 | 0 | 0 | 0 | 0 | 0 | 0 | 0 | 0 | 0 | 0 | 0 | 0 | 0 | 0 | 0 | 0 | 0 |  | 0 | 0 | 0 | 0 |  | 0 | 0 | 0 | 0 | 0
1998-09-24 | 1998 | 9 | 24 | 0 | 0 | 0 | 0 | 0 | 0 | 0 | 0 | 0 | 0 | 0 | 0 | 0 | 0 | 0 | 0 | 0 | 0 | 0 | 0 | 0 | 0 | 0 | 0 |  | 0 | 0 | 0 | 0 |  | 0 | 0 | 0 | 0 | 0
1998-09-25 | 1998 | 9 | 25 | 0 | 0 | 0 | 0 | 0 | 0 | 0 | 0 | 0 | 0 | 0 | 1.6 | 0.5 | 0.3 | 0.2 | 0.2 | 0.2 | 0 | 0 | 0 | 0 | 0 | 0 | 0 |  | 3 | 3 | 3 | 4.4409e-16 |  | 0 | 0 | 0 | 0 | 3
1998-09-26 | 1998 | 9 | 26 | 0 | 0 | 0 | 0 | 0 | 0 | 0 | 0 | 0 | 0 | 0 | 0 | 0 | 0 | 0 | 0 | 0 | 0 | 0 | 0 | 0 | 0 | 0 | 0 |  | 0 | 0 | 0 | 0 |  | 0 | 0 | 0 | 0 | 0
1998-09-27 | 1998 | 9 | 27 | 0 | 0 | 0 | 0 | 0 | 0 | 0 | 0 | 0 | 0 | 0 | 0 | 0 | 0 | 0 | 0 | 0 | 0 | 0 | 0 | 0 | 0 | 0 | 0 |  | 0 | 0 | 0 | 0 |  | 0 | 0 | 0 | 0 | 0
1998-09-28 | 1998 | 9 | 28 | 0 | 0 | 0 | 0 | 0 | 0 | 0 | 0 | 0 | 0 | 0.2 | 0 | 0 | 0 | 0 | 0 | 0 | 0 | 0 | 0 | 0 | 0 | 0 | 0 |  | 0.2 | 0.2 | 0.2 | 0 |  | 0 | 0 | 0 | 0 | 0.2
1998-09-29 | 1998 | 9 | 29 | 0 | 0 | 0 | 0 | 0 | 0 | 0 | 0 | 0 | 0 | 0 | 0 | 0 | 0.7 | 0 | 0 | 0 | 0 | 0 | 0 | 0 | 0 | 0 | 0 |  | 0.7 | 0.7 | 0.7 | 0 |  | 0 | 0 | 0 | 0 | 0.7
1998-09-30 | 1998 | 9 | 30 | 0 | 0 | 0 | 0 | 0 | 0 | 0 | 0 | 0 | 0 | 0 | 0 | 0 | 0 | 0 | 0 | 0 | 0 | 0 | 0 | 0 | 0 | 0 | 0 |  | 0 | 0 | 0 | 0 |  | 0 | 0 | 0 | 0 | 0
1998-10-01 | 1998 | 10 | 1 | 0 | 0 | 0 | 0 | 0 | 0 | 0 | 0 | 0 | 0 | 0 | 0 | 0 | 0 | 0 | 0 | 0 | 0 | 0 | 0 | 0 | 0 | 0 | 0 |  | 0 | 0 | 0 | 0 |  | 0 | 0 | 0 | 0 | 0
1998-10-02 | 1998 | 10 | 2 | 0 | 0 | 0 | 0 | 0 | 0 | 0 | 0 | 0 | 0 | 0 | 0 | 0 | 0.2 | 0.7 | 1 | 0 | 0 | 0 | 0 | 0.2 | 0.2 | 0 | 0 |  | 2.3 | 2.3 | 2.3 | 4.4409e-16 |  | 0 | 0 | 0 | 0 | 0
1998-10-03 | 1998 | 10 | 3 | 0 | 0 | 0 | 0 | 0 | 0 | 0 | 0 | 0 | 0 | 0 | 0 | 0 | 0 | 0 | 0 | 0 | 0 | 0 | 0 | 0 | 0 | 0 | 0 |  | 0 | 0 | 0 | 0 |  | 0 | 0 | 0 | 0 | 0
1998-10-04 | 1998 | 10 | 4 | 0 | 0 | 0 | 0 | 0 | 0 | 0 | 0 | 0 | 0 | 0 | 0 | 0 | 0 | 0 | 0 | 0 | 0 | 0 | 0 | 0 | 0 | 0 | 0 |  | 0 | 0 | 0 | 0 |  | 0 | 0 | 0 | 0 | 0
1998-10-05 | 1998 | 10 | 5 | 0 | 0 | 0 | 0 | 0 | 0 | 0 | 0 | 0 | 0 | 0 | 0 | 0 | 0 | 0 | 0 | 0 | 0 | 0 | 0 | 0 | 0 | 0 | 0 |  | 0 | 0 | 0 | 0 |  | 0 | 0 | 0 | 0 | 0
1998-10-06 | 1998 | 10 | 6 | 0 | 0 | 0 | 0 | 0 | 0 | 0 | 0 | 0 | 0 | 0 | 0 | 0 | 0 | 0 | 0 | 0 | 0 | 0 | 0 | 0 | 0 | 0 | 0 |  | 0 | 0 | 0 | 0 |  | 0 | 0 | 0 | 0 | 0
1998-10-07 | 1998 | 10 | 7 | 0 | 0 | 0 | 0 | 0 | 0 | 0 | 0 | 0 | 0 | 0 | 0 | 0 | 0 | 0 | 0 | 0 | 0 | 0 | 0 | 0 | 0 | 0 | 0 |  | 0 | 0 | 0 | 0 |  | 0 | 0 | 0 | 0 | 0
1998-10-08 | 1998 | 10 | 8 | 0 | 0 | 0 | 0 | 0 | 0 | 0 | 0 | 0 | 0 | 0 | 0 | 0 | 0 | 0 | 0 | 0 | 0 | 0 | 0 | 0 | 0 | 0 | 0 |  | 0 | 0 | 0 | 0 |  | 0 | 0 | 0 | 0 | 0
1998-10-09 | 1998 | 10 | 9 | 0 | 0 | 0 | 0 | 0 | 0.1 | 0 | 0.2 | 0 | 0 | 0 | 0 | 0 | 0 | 0 | 0 | 0 | 0.1 | 0.1 | 0.1 | 0.2 | 0 | 0.1 | 0.1 |  | 1 | 1 | 1 | 0 |  | 0 | 0 | 0 | 0 | 0
1998-10-10 | 1998 | 10 | 10 | 0 | 0 | 0 | 0 | 0 | 0 | 0 | 0 | 0 | 0 | 0 | 0 | 0 | 0 | 0 | 0 | 0 | 0 | 0 | 0 | 0 | 0 | 0 | 0 |  | 0 | 0 | 0 | 0 |  | 0 | 0 | 0 | 0 | 0
1998-10-11 | 1998 | 10 | 11 | 0 | 0 | 0 | 0 | 0 | 0 | 0 | 0 | 0 | 0 | 0 | 0 | 0 | 0 | 0 | 0 | 0 | 0 | 0 | 0 | 0 | 0 | 0 | 0 |  | 0 | 0 | 0 | 0 |  | 0 | 0 | 0 | 0 | 0
1998-10-12 | 1998 | 10 | 12 | 0 | 0 | 0 | 0 | 0 | 0 | 0 | 0 | 0 | 0 | 0 | 0 | 0 | 0 | 0 | 0 | 0 | 0 | 0 | 0 | 0 | 0 | 0 | 0 |  | 0 | 0 | 0 | 0 |  | 0 | 0 | 0 | 0 | 0
1998-10-13 | 1998 | 10 | 13 | 0 | 0 | 0 | 0 | 0 | 0 | 0 | 0 | 0 | 0 | 0 | 0 | 0 | 0 | 0 | 0 | 0 | 0 | 0 | 0 | 0 | 0 | 0 | 0 |  | 0 | 0 | 0 | 0 |  | 0 | 0 | 0 | 0 | 0
1998-10-14 | 1998 | 10 | 14 | 0 | 0 | 0 | 0 | 0 | 0 | 0 | 0 | 0 | 0 | 0 | 0 | 0 | 0 | 0 | 0 | 0 | 0 | 0.1 | 0.1 | 0 | 0 | 0 | 0 |  | 0.2 | 0.2 | 0.2 | 0 |  | 0 | 0 | 0 | 0 | 0
1998-10-15 | 1998 | 10 | 15 | 0 | 0 | 0 | 0 | 0 | 0 | 0 | 0 | 0 | 0 | 2.9 | 1.4 | 0 | 0 | 0 | 0 | 0 | 0 | 0.2 | 0.2 | 0 | 0 | 0 | 0 |  | 4.7 | 4.7 | 4.7 | 0 |  | 0 | 0 | 0 | 0 | 0
1998-10-16 | 1998 | 10 | 16 | 0 | 0 | 0 | 0 | 0 | 0 | 0 | 0 | 0 | 0 | 0 | 0 | 0 | 0 | 0 | 0 | 0 | 0 | 0 | 0 | 0 | 0 | 0 | 0 |  | 0 | 0 | 0 | 0 |  | 0 | 0 | 0 | 0 | 0
1998-10-17 | 1998 | 10 | 17 | 0 | 0 | 0 | 0 | 0 | 0 | 0 | 0 | 0 | 0 | 0 | 0 | 0 | 0 | 0 | 0 | 0 | 0 | 0 | 0 | 0 | 0 | 0 | 0 |  | 0 | 0 | 0 | 0 |  | 0 | 0 | 0 | 0 | 0
1998-10-18 | 1998 | 10 | 18 | 0 | 0 | 0 | 0 | 0 | 0 | 0 | 0 | 0 | 0 | 0 | 0 | 0 | 0 | 0 | 0 | 0 | 0 | 0 | 0 | 0 | 0 | 0 | 0 |  | 0 | 0 | 0 | 0 |  | 0 | 0 | 0 | 0 | 0
1998-10-19 | 1998 | 10 | 19 | 0 | 0 | 0 | 0 | 0 | 0 | 0 | 0 | 0 | 0 | 0 | 0 | 0 | 0 | 0 | 0 | 0 | 0 | 0 | 0 | 0 | 0 | 0 | 0 |  | 0 | 0 | 0 | 0 |  | 0 | 0 | 0 | 0 | 0
1998-10-20 | 1998 | 10 | 20 | 0 | 0 | 0 | 0 | 0 | 0 | 0 | 0 | 0 | 0 | 0 | 0 | 0 | 0 | 0 | 0 | 0 | 0 | 0 | 0 | 0 | 0 | 0 | 0 |  | 0 | 0 | 0 | 0 |  | 0 | 0 | 0 | 0 | 0
1998-10-21 | 1998 | 10 | 21 | 0 | 0 | 0 | 0 | 0 | 0 | 0 | 0 | 0 | 0 | 0 | 0 | 0 | 0 | 0 | 0 | 0 | 0 | 0 | 0 | 0 | 0 | 0 | 0 |  | 0 | 0 | 0 | 0 |  | 0 | 0 | 0 | 0 | 0
1998-10-22 | 1998 | 10 | 22 | 0 | 0 | 0 | 0 | 0 | 0 | 0 | 0 | 0 | 0 | 0 | 0 | 0 | 0 | 0 | 0 | 0 | 0 | 0 | 0 | 0 | 0 | 0 | 0 |  | 0 | 0 | 0 | 0 |  | 0 | 0 | 0 | 0 | 0
1998-10-23 | 1998 | 10 | 23 | 0 | 0 | 0 | 0 | 0 | 0 | 0 | 0 | 0 | 0 | 0 | 0 | 0 | 0 | 0 | 0 | 0 | 0 | 0 | 0 | 0 | 0 | 0 | 0 |  | 0 | 0 | 0 | 0 |  | 0 | 0 | 0 | 0 | 0
1998-10-24 | 1998 | 10 | 24 | 0 | 0 | 0 | 0 | 0 | 0 | 0 | 0 | 0 | 0 | 0 | 0 | 0 | 0 | 0 | 0 | 0 | 0 | 0 | 0 | 0 | 0 | 0 | 0 |  | 0 | 0 | 0 | 0 |  | 0 | 0 | 0 | 0 | 0
1998-10-25 | 1998 | 10 | 25 | 0 | 0 | 0 | 0 | 0 | 0 | 0 | 0 | 0 | 0 | 0 | 0 | 0 | 0 | 0 | 0 | 0 | 0 | 0 | 0 | 0 | 0 | 0 | 0 |  | 0 | 0 | 0 | 0 |  | 0 | 0 | 0 | 0 | 0
1998-10-26 | 1998 | 10 | 26 | 0 | 0 | 0 | 0 | 0 | 0 | 0 | 0 | 0 | 0 | 0 | 0 | 0 | 0 | 0 | 0 | 0 | 0 | 0 | 0 | 0 | 0 | 0 | 0 |  | 0 | 0 | 0 | 0 |  | 0 | 0 | 0 | 0 | 0
1998-10-27 | 1998 | 10 | 27 | 0 | 0 | 0 | 0 | 0 | 0 | 0 | 0 | 0 | 0 | 0 | 0 | 0 | 0 | 0 | 0 | 0 | 0 | 0 | 0 | 0 | 0 | 0 | 0 |  | 0 | 0 | 0 | 0 |  | 0 | 0 | 0 | 0 | 0
1998-10-28 | 1998 | 10 | 28 | 0 | 0 | 0 | 0 | 0 | 0 | 0 | 0 | 0 | 0 | 0 | 0 | 1 | 1 | 1 | 0 | 0 | 0 | 0 | 0 | 0 | 0 | 0 | 0 |  | 3 | 3 | 3 | 0 |  | 0 | 0 | 0 | 0 | 0
1998-10-29 | 1998 | 10 | 29 | 0 | 0 | 0 | 0 | 0 | 0 | 0 | 0 | 0 | 0 | 0 | 0 | 0 | 0 | 0 | 0 | 0 | 0 | 0 | 0 | 0 | 0 | 0 | 0 |  | 0 | 0 | 0 | 0 |  | 0 | 0 | 0 | 0 | 0
1998-10-30 | 1998 | 10 | 30 | 0 | 0 | 0 | 0 | 0 | 0 | 0 | 0 | 0 | 0 | 0 | 0 | 0 | 0 | 0 | 0 | 0 | 0 | 0 | 0 | 0 | 0 | 0 | 0 |  | 0 | 0 | 0 | 0 |  | 0 | 0 | 0 | 0 | 0
1998-10-31 | 1998 | 10 | 31 | 0 | 0 | 0 | 0 | 0 | 0 | 0 | 0 | 0 | 0 | 0 | 0 | 0 | 0 | 0 | 0 | 0 | 0 | 0 | 0 | 0 | 0 | 0 | 0 |  | 0 | 0 | 0 | 0 |  | 0 | 0 | 0 | 0 | 0
1998-11-01 | 1998 | 11 | 1 | 0 | 0 | 0 | 0 | 0 | 0 | 0.5 | 0.4 | 0 | 0 | 0.5 | 0.4 | 0.5 | 0.4 | 0.5 | 0.4 | 0.5 | 0.4 | 0.5 | 0.4 | 0.5 | 0.4 | 0.5 | 0.4 |  | 7.2 | 7.2 | 7.2 | 8.8818e-16 |  | 0 | 0 | 0 | 0 | 0
1998-11-02 | 1998 | 11 | 2 | 0.1 | 0 | 0.1 | 0 | 0 | 0.1 | 0.1 | 0 | 0.1 | 0.1 | 0 | 0.1 | 0 | 0.1 | 0 | 0 | 0 | 0 | 0 | 0 | 0 | 0 | 0 | 0 |  | 0.8 | 0.8 | 0.8 | 1.1102e-16 |  | 0 | 0 | 0 | 0 | 0
1998-11-03 | 1998 | 11 | 3 | 0 | 0 | 0 | 0 | 0 | 0 | 0 | 0 | 0 | 0 | 0 | 0 | 0 | 0 | 0 | 0 | 0 | 0 | 0 | 0 | 0 | 0 | 0 | 0 |  | 0 | 0 | 0 | 0 |  | 0 | 0 | 0 | 0 | 0
1998-11-04 | 1998 | 11 | 4 | 0 | 0 | 0 | 0 | 0 | 0 | 0 | 0 | 0 | 0 | 0 | 0 | 0 | 0 | 0 | 0 | 0 | 0 | 0 | 0 | 0 | 0 | 0 | 0 |  | 0 | 0 | 0 | 0 |  | 0 | 0 | 0 | 0 | 0
1998-11-05 | 1998 | 11 | 5 | 0 | 0 | 0 | 0 | 0 | 0 | 0 | 0 | 0 | 0 | 0 | 0.1 | 0 | 0 | 0 | 0 | 0.1 | 0 | 0 | 0 | 0 | 0.1 | 0 | 0 |  | 0.3 | 0.3 | 0.3 | 5.5511e-17 |  | 0 | 0 | 0 | 0 | 0
1998-11-06 | 1998 | 11 | 6 | 0 | 0.1 | 0 | 0 | 0 | 0 | 0 | 0 | 0 | 0 | 0.1 | 0 | 0 | 0 | 0 | 0 | 0 | 0 | 0.1 | 0 | 0 | 0 | 0.1 | 0 |  | 0.4 | 0.4 | 0.4 | 0 |  | 0 | 0 | 0 | 0 | 0
1998-11-07 | 1998 | 11 | 7 | 0 | 0 | 0 | 0 | 0 | 0 | 0 | 0 | 0 | 0 | 0 | 0 | 0 | 0 | 0 | 0 | 0 | 0 | 0 | 0 | 0 | 0 | 0 | 0 |  | 0 | 0 | 0 | 0 |  | 0 | 0 | 0 | 0 | 0
1998-11-08 | 1998 | 11 | 8 | 0.1 | 0.1 | 0.1 | 0.2 | 0.1 | 0.1 | 0.1 | 0.1 | 0.1 | 0.1 | 0.1 | 0.2 | 0.1 | 0.1 | 0.1 | 0 | 0.1 | 0.1 | 0.1 | 0.1 | 0.2 | 0.1 | 0.1 | 0.1 |  | 2.6 | 2.6 | 2.6 | 8.8818e-16 |  | 0 | 0 | 0 | 0 | 0
1998-11-09 | 1998 | 11 | 9 | 0 | 0 | 0 | 0 | 0 | 0 | 0 | 0 | 0 | 0 | 0 | 0 | 0 | 0 | 0 | 0 | 0 | 0 | 0 | 0 | 0 | 0 | 0 | 0 |  | 0 | 0 | 0 | 0 |  | 0 | 0 | 0 | 0 | 0
1998-11-10 | 1998 | 11 | 10 | 0 | 0 | 0 | 0 | 0 | 0 | 0 | 0 | 0 | 0 | 0 | 0 | 0 | 0 | 0 | 0 | 0 | 0 | 0 | 0 | 0 | 0 | 0 | 0 |  | 0 | 0 | 0 | 0 |  | 0 | 0 | 0 | 0 | 0
1998-11-11 | 1998 | 11 | 11 | 0 | 0 | 0 | 0 | 0 | 0 | 0 | 0 | 0.1 | 0 | 0 | 0 | 0 | 0 | 0 | 0 | 0.1 | 0 | 0 | 0 | 0 | 0 | 0 | 0 |  | 0.2 | 0.2 | 0.2 | 0 |  | 0 | 0 | 0 | 0 | 0
1998-11-12 | 1998 | 11 | 12 | 0 | 0 | 0 | 0 | 0 | 0 | 0 | 0 | 0 | 0 | 0 | 0 | 0 | 0 | 0 | 0 | 0 | 0 | 0 | 0 | 0 | 0 | 0 | 0 |  | 0 | 0 | 0 | 0 |  | 0 | 0 | 0 | 0 | 0
1998-11-13 | 1998 | 11 | 13 | 0 | 0 | 0 | 0 | 0 | 0 | 0 | 0 | 0 | 0 | 0 | 0 | 0 | 0 | 0 | 0 | 0 | 0 | 0 | 0 | 0 | 0 | 0 | 0 |  | 0 | 0 | 0 | 0 |  | 0 | 0 | 0 | 0 | 0
1998-11-14 | 1998 | 11 | 14 | 0 | 0 | 0 | 0 | 0 | 0 | 0 | 0 | 0 | 0 | 0 | 0 | 0 | 0 | 0 | 0 | 0 | 0 | 0 | 0 | 0 | 0 | 0 | 0 |  | 0 | 0 | 0 | 0 |  | 0 | 0 | 0 | 0 | 0
1998-11-15 | 1998 | 11 | 15 | 0 | 0 | 0 | 0 | 0.1 | 0 | 0 | 0 | 0 | 0 | 0 | 0 | 0.1 | 0 | 0 | 0 | 0 | 0 | 0 | 0 | 0.1 | 0 | 0.1 | 0 |  | 0.4 | 0.4 | 0.4 | 0 |  | 0 | 0 | 0 | 0 | 0
1998-11-16 | 1998 | 11 | 16 | 0 | 0.1 | 0 | 0.1 | 0 | 0 | 0 | 0.1 | 0 | 0 | 0.1 | 0 | 0.1 | 0 | 0 | 0.1 | 0 | 0 | 0 | 0 | 0.1 | 0 | 0.1 | 0 |  | 0.8 | 0.8 | 0.8 | 1.1102e-16 |  | 0 | 0 | 0 | 0 | 0
1998-11-17 | 1998 | 11 | 17 | 0 | 0 | 0.1 | 0 | 0.1 | 0 | 0 | 0.1 | 0 | 0.1 | 0 | 0 | 0.1 | 0 | 0 | 0 | 0.1 | 0 | 0 | 0.1 | 0 | 0.1 | 0 | 0 |  | 0.8 | 0.8 | 0.8 | 1.1102e-16 |  | 0 | 0 | 0 | 0 | 0
1998-11-18 | 1998 | 11 | 18 | 0 | 0 | 0 | 0 | 0 | 0 | 0 | 0 | 0 | 0 | 0 | 0 | 0 | 0 | 0 | 0 | 0 | 0 | 0 | 0 | 0 | 0 | 0 | 0 |  | 0 | 0 | 0 | 0 |  | 0 | 0 | 0 | 0 | 0
1998-11-19 | 1998 | 11 | 19 | 0 | 0 | 0 | 0 | 0 | 0 | 0 | 0 | 0 | 0 | 0 | 0 | 0 | 0 | 0 | 0 | 0 | 0 | 0 | 0 | 0 | 0 | 0 | 0 |  | 0 | 0 | 0 | 0 |  | 0 | 0 | 0 | 0 | 0
1998-11-20 | 1998 | 11 | 20 | 0 | 0 | 0 | 0 | 0 | 0 | 0 | 0 | 0 | 0 | 0 | 0 | 0 | 0 | 0 | 0 | 0 | 0 | 0 | 0 | 0 | 0 | 0 | 0 |  | 0 | 0 | 0 | 0 |  | 0 | 0 | 0 | 0 | 0
1998-11-21 | 1998 | 11 | 21 | 0 | 0 | 0 | 0 | 0 | 0 | 0 | 0 | 0 | 0 | 0 | 0 | 0 | 0 | 0 | 0 | 0 | 0 | 0 | 0 | 0 | 0 | 0 | 0 |  | 0 | 0 | 0 | 0 |  | 0 | 0 | 0 | 0 | 0
1998-11-22 | 1998 | 11 | 22 | 0 | 0 | 0 | 0 | 0 | 0 | 0 | 0 | 0 | 0 | 0 | 0 | 0 | 0 | 0 | 0 | 0 | 0 | 0 | 0 | 0 | 0 | 0 | 0 |  | 0 | 0 | 0 | 0 |  | 0 | 0 | 0 | 0 | 0
1998-11-23 | 1998 | 11 | 23 | 0 | 0 | 0 | 0 | 0 | 0 | 0 | 0 | 0 | 0 | 0 | 0 | 0 | 0 | 0 | 0 | 0 | 0 | 0 | 0 | 0 | 0 | 0 | 0 |  | 0 | 0 | 0 | 0 |  | 0 | 0 | 0 | 0 | 0
1998-11-24 | 1998 | 11 | 24 | 0 | 0 | 0 | 0 | 0 | 0 | 0 | 0 | 0 | 0 | 0 | 0 | 0 | 0 | 0 | 0 | 0 | 0 | 0 | 0 | 0 | 0 | 0 | 0 |  | 0 | 0 | 0 | 0 |  | 0 | 0 | 0 | 0 | 0
1998-11-25 | 1998 | 11 | 25 | 0 | 0 | 0 | 0 | 0 | 0 | 0 | 0 | 0 | 0 | 0 | 0 | 0 | 0 | 0 | 0 | 0 | 0 | 0 | 0 | 0 | 0 | 0 | 0 |  | 0 | 0 | 0 | 0 |  | 0 | 0 | 0 | 0 | 0
1998-11-26 | 1998 | 11 | 26 | 0 | 0 | 0 | 0 | 0 | 0 | 0 | 0 | 0 | 0 | 0 | 0 | 0 | 0 | 0 | 0 | 0 | 0.3 | 0.3 | 0 | 0 | 0 | 0 | 0 |  | 0.6 | 0.6 | 0.6 | 0 |  | 0 | 0 | 0 | 0 | 0
1998-11-27 | 1998 | 11 | 27 | 0 | 0 | 0 | 0 | 0 | 0 | 0 | 0 | 0 | 0 | 0 | 0 | 0 | 0 | 0 | 0 | 0 | 0 | 0 | 0 | 0 | 0 | 0 | 0 |  | 0 | 0 | 0 | 0 |  | 0 | 0 | 0 | 0 | 0
1998-11-28 | 1998 | 11 | 28 | 0 | 0 | 0 | 0 | 0 | 0 | 0 | 0 | 0 | 0 | 0 | 0 | 0 | 0 | 0 | 0 | 0 | 0 | 0 | 0 | 0 | 0 | 0 | 0 |  | 0 | 0 | 0 | 0 |  | 0 | 0 | 0 | 0 | 0
1998-11-29 | 1998 | 11 | 29 | 0 | 0 | 0 | 0 | 0 | 0 | 0 | 0 | 0 | 0 | 0 | 0 | 0 | 0 | 0 | 0 | 0 | 0 | 0 | 0 | 0 | 0 | 0 | 0 |  | 0 | 0 | 0 | 0 |  | 0 | 0 | 0 | 0 | 0
1998-11-30 | 1998 | 11 | 30 | 0 | 0 | 0 | 0 | 0 | 0 | 0 | 0 | 0 | 0 | 0 | 0 | 0 | 0 | 0 | 0 | 0 | 0 | 0 | 0 | 0 | 0 | 0 | 0 |  | 0 | 0 | 0 | 0 |  | 0 | 0 | 0 | 0 | 0
1998-12-01 | 1998 | 12 | 1 | 1 | 1.9 | 0.9 | 0 | 0 | 0 | 0 | 0 | 0 | 0 | 0 | 0 | 0 | 0 | 0 | 0 | 0 | 0 | 0 | 0 | 0 | 0 | 0 | 0 |  | 3.8 | 3.8 | 3.8 | 0 |  | 0 | 0 | 0 | 0 | 0
1998-12-02 | 1998 | 12 | 2 | 0 | 0 | 0 | 0 | 0 | 0 | 0 | 0 | 0 | 0 | 0 | 0 | 0 | 0 | 0 | 0 | 0 | 0 | 0 | 0 | 0 | 0 | 0 | 0 |  | 0 | 0 | 0 | 0 |  | 0 | 0 | 0 | 0 | 0
1998-12-03 | 1998 | 12 | 3 | 0 | 0 | 0 | 0 | 0 | 0 | 0 | 0 | 0 | 0 | 0 | 0 | 0 | 0 | 0 | 0 | 0 | 0 | 0 | 0 | 0 | 0 | 0 | 0 |  | 0 | 0 | 0 | 0 |  | 0 | 0 | 0 | 0 | 0
1998-12-04 | 1998 | 12 | 4 | 0 | 0 | 0 | 0 | 0 | 0 | 0 | 0 | 0 | 0 | 0 | 0 | 0 | 0 | 0 | 0 | 0 | 0 | 0 | 0 | 0 | 0 | 0 | 0 |  | 0 | 0 | 0 | 0 |  | 0 | 0 | 0 | 0 | 0
1998-12-05 | 1998 | 12 | 5 | 0 | 0 | 0 | 0 | 0 | 0 | 0 | 0 | 0 | 0 | 0 | 0 | 0 | 0 | 0 | 0 | 0 | 0 | 0 | 0 | 0 | 0 | 0 | 0 |  | 0 | 0 | 0 | 0 |  | 0 | 0 | 0 | 0 | 0
1998-12-06 | 1998 | 12 | 6 | 0 | 0 | 0 | 0 | 0 | 0 | 0 | 0 | 0 | 0 | 0 | 0 | 0 | 0 | 0 | 0 | 0 | 0 | 0 | 0 | 0 | 0 | 0 | 0 |  | 0 | 0 | 0 | 0 |  | 0 | 0 | 0 | 0 | 0
1998-12-07 | 1998 | 12 | 7 | 0 | 0 | 0 | 0 | 0 | 0 | 0 | 0 | 0 | 0 | 0 | 0 | 0 | 0 | 0 | 0 | 0 | 0 | 0 | 0 | 0 | 0 | 0 | 0 |  | 0 | 0 | 0 | 0 |  | 0 | 0 | 0 | 0 | 0
1998-12-08 | 1998 | 12 | 8 | 0 | 0 | 0 | 0 | 0 | 0 | 0 | 0 | 0 | 0 | 0 | 0 | 0 | 0 | 0 | 0 | 0 | 0 | 0 | 0 | 0 | 0 | 0 | 0 |  | 0 | 0 | 0 | 0 |  | 0 | 0 | 0 | 0 | 0
1998-12-09 | 1998 | 12 | 9 | 0 | 0 | 0 | 0 | 0 | 0 | 0 | 0 | 0 | 0 | 0 | 0 | 0 | 0 | 0 | 0 | 0 | 0 | 0 | 0 | 0 | 0 | 0 | 0 |  | 0 | 0 | 0 | 0 |  | 0 | 0 | 0 | 0 | 0
1998-12-10 | 1998 | 12 | 10 | 0 | 0 | 0 | 0 | 0 | 0 | 0 | 0 | 0 | 0 | 0 | 0 | 0 | 0 | 0 | 0 | 0 | 0 | 0 | 0 | 0 | 0 | 0 | 0 |  | 0 | 0 | 0 | 0 |  | 0 | 0 | 0 | 0 | 0
1998-12-11 | 1998 | 12 | 11 | 0 | 0 | 0 | 0 | 0 | 0 | 0 | 0 | 0 | 0 | 0 | 0 | 0 | 0 | 0 | 0 | 0 | 0 | 0 | 0 | 0 | 0 | 0 | 0 |  | 0 | 0 | 0 | 0 |  | 0 | 0 | 0 | 0 | 0
1998-12-12 | 1998 | 12 | 12 | 0 | 0 | 0 | 0 | 0 | 0 | 0 | 0 | 0 | 0 | 0 | 0 | 0 | 0 | 0 | 0 | 0 | 0 | 0 | 0 | 0 | 0 | 0 | 0 |  | 0 | 0 | 0 | 0 |  | 0 | 0 | 0 | 0 | 0
1998-12-13 | 1998 | 12 | 13 | 0 | 0 | 0 | 0 | 0 | 0 | 0 | 0 | 0 | 0 | 0 | 0 | 0 | 0 | 0 | 0 | 0 | 0 | 0 | 0 | 0 | 0 | 0 | 0 |  | 0 | 0 | 0 | 0 |  | 0 | 0 | 0 | 0 | 0
1998-12-14 | 1998 | 12 | 14 | 0 | 0 | 0 | 1.5 | 1.4 | 0 | 1.5 | 0 | 0 | 0 | 0 | 0 | 0 | 0 | 0 | 0 | 0 | 0 | 0 | 0 | 0 | 0 | 0 | 0 |  | 4.4 | 4.4 | 4.4 | 0 |  | 0 | 0 | 0 | 0 | 0
1998-12-15 | 1998 | 12 | 15 | 0 | 0 | 0 | 0 | 0 | 0 | 0 | 0 | 0 | 0 | 0 | 0 | 0 | 0 | 0 | 0 | 0 | 0 | 0 | 0 | 0 | 0 | 0 | 0 |  | 0 | 0 | 0 | 0 |  | 0 | 0 | 0 | 0 | 0
1998-12-16 | 1998 | 12 | 16 | 0 | 0 | 0 | 0 | 0 | 0 | 0 | 0 | 0 | 0 | 0 | 0 | 0 | 0 | 0 | 0 | 0 | 0 | 0 | 0 | 0 | 0 | 0 | 0 |  | 0 | 0 | 0 | 0 |  | 0 | 0 | 0 | 0 | 0
1998-12-17 | 1998 | 12 | 17 | 0 | 0 | 0 | 0 | 0 | 0 | 0 | 0 | 0 | 0 | 0 | 0 | 0 | 0.1 | 0 | 0 | 0 | 0 | 0 | 0 | 0.1 | 0 | 0 | 0 |  | 0.2 | 0.2 | 0.2 | 0 |  | 0 | 0 | 0 | 0 | 0
1998-12-18 | 1998 | 12 | 18 | 0 | 0 | 0 | 0 | 0 | 0 | 0 | 0 | 0 | 0 | 0 | 0 | 0 | 0 | 0 | 0 | 0 | 0 | 0 | 0 | 0 | 0 | 0 | 0 |  | 0 | 0 | 0 | 0 |  | 0 | 0 | 0 | 0 | 0
1998-12-19 | 1998 | 12 | 19 | 0 | 0 | 0 | 0 | 0 | 0 | 0 | 0 | 0.1 | 0 | 0 | 0 | 0.1 | 0 | 0 | 0 | 0 | 0 | 0 | 0 | 0 | 0 | 0 | 0 |  | 0.2 | 0.2 | 0.2 | 0 |  | 0 | 0 | 0 | 0 | 0
1998-12-20 | 1998 | 12 | 20 | 0 | 0 | 0 | 0 | 0 | 0 | 0 | 0 | 0 | 0 | 0 | 0 | 0 | 0 | 0 | 0 | 0 | 0 | 0 | 0 | 0 | 0 | 0 | 0 |  | 0 | 0 | 0 | 0 |  | 0 | 0 | 0 | 0 | 0
1998-12-21 | 1998 | 12 | 21 | 0 | 0 | 0 | 0 | 0 | 0 | 0 | 0 | 0 | 0 | 0 | 0 | 0 | 0 | 0 | 0 | 0 | 0 | 0 | 0 | 0 | 0 | 0 | 0 |  | 0 | 0 | 0 | 0 |  | 0 | 0 | 0 | 0 | 0
1998-12-22 | 1998 | 12 | 22 | 0 | 0 | 0 | 0 | 0 | 0.2 | 0.2 | 0 | 0 | 0 | 0 | 0 | 0 | 0 | 0 | 0 | 0 | 0 | 0 | 0 | 0 | 0 | 0 | 0 |  | 0.4 | 0.4 | 0.4 | 0 |  | 0 | 0 | 0 | 0 | 0
1998-12-23 | 1998 | 12 | 23 | 0 | 0 | 0 | 0 | 0 | 0 | 0 | 0 | 0 | 0 | 0 | 0 | 0 | 0 | 0 | 0 | 0 | 0 | 0 | 0 | 0 | 0 | 0 | 0 |  | 0 | 0 | 0 | 0 |  | 0 | 0 | 0 | 0 | 0
1998-12-24 | 1998 | 12 | 24 | 0 | 0 | 0 | 0 | 0 | 0 | 0 | 0 | 0 | 0 | 0 | 0 | 0 | 0 | 0 | 0 | 0 | 0 | 0.1 | 0 | 0 | 0 | 0.1 | 0 |  | 0.2 | 0.2 | 0.2 | 0 |  | 0 | 0 | 0 | 0 | 0
1998-12-25 | 1998 | 12 | 25 | 0 | 0 | 0 | 0 | 0 | 0 | 0 | 0 | 0 | 0 | 0 | 0 | 0 | 0 | 0 | 0 | 0 | 0 | 0 | 0 | 0 | 0 | 0 | 0 |  | 0 | 0 | 0 | 0 |  | 0 | 0 | 0 | 0 | 0
1998-12-26 | 1998 | 12 | 26 | 0 | 0 | 0 | 0 | 0 | 0 | 0 | 0 | 0 | 0 | 0 | 0 | 0 | 0 | 0 | 0 | 0 | 0 | 0 | 0 | 0 | 0 | 0 | 0 |  | 0 | 0 | 0 | 0 |  | 0 | 0 | 0 | 0 | 0
1998-12-27 | 1998 | 12 | 27 | 0 | 0.1 | 0.1 | 0.1 | 0 | 0.1 | 0.1 | 0 | 0.1 | 0.1 | 0.1 | 0.1 | 0.1 | 0.1 | 0.1 | 0.1 | 0.1 | 0.1 | 0 | 0.1 | 0.1 | 0.1 | 0.1 | 0.1 |  | 2 | 2 | 2 | 4.4409e-16 |  | 0 | 0 | 0 | 0 | 0
1998-12-28 | 1998 | 12 | 28 | 0.4 | 0.3 | 0.4 | 0.4 | 0.3 | 0.4 | 0.3 | 0.4 | 0.4 | 0.3 | 0.4 | 0.4 | 0.3 | 0.4 | 0.3 | 0.4 | 0 | 0 | 0 | 0 | 0 | 0 | 0 | 0 |  | 5.8 | 5.8 | 5.8 | 0 |  | 0 | 0 | 0 | 0 | 0
1998-12-29 | 1998 | 12 | 29 | 0 | 0 | 0 | 0 | 0 | 0 | 0 | 0 | 0 | 0 | 0 | 0 | 0 | 0 | 0 | 0 | 0 | 0 | 0 | 0 | 0 | 0 | 0 | 0 |  | 0 | 0 | 0 | 0 |  | 0 | 0 | 0 | 0 | 0
1998-12-30 | 1998 | 12 | 30 | 0.2 | 0.2 | 0.2 | 0 | 0 | 0 | 0 | 0 | 0 | 0 | 0 | 0 | 0 | 0 | 0 | 0 | 0 | 0 | 0 | 0 | 0 | 0 | 0 | 0 |  | 0.6 | 0.6 | 0.6 | 1.1102e-16 |  | 0 | 0 | 0 | 0 | 0
1998-12-31 | 1998 | 12 | 31 | 0.1 | 0.1 | 0 | 0.1 | 0.1 | 0.1 | 0.1 | 0 | 0 | 0.1 | 0 | 0.1 | 0.1 | 0.1 | 0.1 | 0 | 0 | 0 | 0 | 0 | 0.1 | 0 | 0.1 | 0.1 |  | 1.4 | 1.4 | 1.4 | 2.2204e-16 |  | 0 | 0 | 0 | 0 | 0
1999-01-01 | 1999 | 1 | 1 | 0 | 0 | 0 | 0 | 0 | 0 | 0 | 0 | 0 | 0 | 0 | 0 | 0 | 0 | 0 | 0 | 0 | 0 | 0 | 0 | 0 | 0 | 0 | 0 |  | 0 | 0 | 0 | 0 |  | 0 | 0 | 0 | 0 | 0
1999-01-02 | 1999 | 1 | 2 | 0 | 0 | 0 | 0 | 0 | 0 | 0 | 0 | 0 | 0 | 0 | 0 | 0 | 0 | 0 | 0 | 0 | 0 | 0 | 0 | 0 | 0 | 0 | 0 |  | 0 | 0 | 0 | 0 |  | 0 | 0 | 0 | 0 | 0
1999-01-03 | 1999 | 1 | 3 | 0.1 | 0.1 | 0 | 0.2 | 0.1 | 0.1 | 0.1 | 0.1 | 0.1 | 0.2 | 0.1 | 0.1 | 0.1 | 0 | 0 | 0 | 0 | 0 | 0 | 0 | 0 | 0 | 0 | 0 |  | 1.4 | 1.4 | 1.4 | 2.2204e-16 |  | 0 | 0 | 0 | 0 | 0
1999-01-04 | 1999 | 1 | 4 | 0 | 0 | 0 | 0 | 0 | 0 | 0 | 0 | 0 | 0 | 0 | 0 | 0 | 0 | 0 | 0 | 0 | 0 | 0 | 0 | 0 | 0 | 0 | 0 |  | 0 | 0 | 0 | 0 |  | 0 | 0 | 0 | 0 | 0
1999-01-05 | 1999 | 1 | 5 | 0 | 0 | 0 | 0 | 0 | 0 | 0 | 0 | 0 | 0 | 0 | 0 | 0 | 0.1 | 0.1 | 0.1 | 0 | 0 | 0.1 | 0 | 0.1 | 0.1 | 0.1 | 0.1 |  | 0.8 | 0.8 | 0.8 | 1.1102e-16 |  | 0 | 0 | 0 | 0 | 0
1999-01-06 | 1999 | 1 | 6 | 0.2 | 0.3 | 0.2 | 0.3 | 0.2 | 0.3 | 0.2 | 0.3 | 0.2 | 0 | 0 | 0 | 0 | 0 | 0 | 0 | 0 | 0 | 0 | 0.3 | 0.2 | 0.3 | 0.2 | 0 |  | 3.2 | 3.2 | 3.2 | 0 |  | 0 | 0 | 0 | 0 | 0
1999-01-07 | 1999 | 1 | 7 | 0 | 0.1 | 0 | 0.1 | 0 | 0 | 0 | 0.1 | 0 | 0.1 | 0 | 0.1 | 0.1 | 0 | 0.1 | 0.1 | 0 | 0.1 | 0 | 0 | 0.1 | 0.1 | 0 | 0.1 |  | 1.2 | 1.2 | 1.2 | 0 |  | 0 | 0 | 0 | 0 | 0
1999-01-08 | 1999 | 1 | 8 | 0.1 | 0.1 | 0.2 | 0.1 | 0.1 | 0 | 0 | 0 | 0 | 0 | 0 | 0 | 0 | 0 | 0 | 0 | 0 | 0 | 0 | 0 | 0 | 0 | 0 | 0 |  | 0.6 | 0.6 | 0.6 | 0 |  | 0 | 0 | 0 | 0 | 0
1999-01-09 | 1999 | 1 | 9 | 0 | 0 | 0 | 0 | 0 | 0 | 0 | 0 | 0 | 0 | 0 | 0 | 0 | 0 | 0 | 0 | 0 | 0 | 0 | 0 | 0 | 0 | 0 | 0 |  | 0 | 0 | 0 | 0 |  | 0 | 0 | 0 | 0 | 0
1999-01-10 | 1999 | 1 | 10 | 0 | 0 | 0 | 0 | 0 | 0 | 0 | 0 | 0 | 0 | 0 | 0 | 0 | 0 | 0 | 0 | 0 | 0 | 0 | 0 | 0 | 0 | 0 | 0 |  | 0 | 0 | 0 | 0 |  | 0 | 0 | 0 | 0 | 0
1999-01-11 | 1999 | 1 | 11 | 0 | 0 | 0 | 0 | 0 | 0 | 0 | 0.1 | 0 | 0.1 | 0 | 0.1 | 0.1 | 0 | 0.1 | 0 | 0 | 0 | 0 | 0.1 | 0 | 0 | 0 | 0 |  | 0.6 | 0.6 | 0.6 | 0 |  | 0 | 0 | 0 | 0 | 0
1999-01-12 | 1999 | 1 | 12 | 0 | 0 | 0 | 0 | 0 | 0 | 0 | 0 | 0 | 0 | 0 | 0 | 0 | 0 | 0 | 0 | 0 | 0 | 0 | 0 | 0 | 0 | 0 | 0 |  | 0 | 0 | 0 | 0 |  | 0 | 0 | 0 | 0 | 0
1999-01-13 | 1999 | 1 | 13 | 0 | 0 | 0 | 0 | 0 | 0 | 0 | 0 | 0 | 0 | 0 | 0 | 0 | 0 | 0 | 0 | 0 | 0 | 0 | 0 | 0 | 0 | 0 | 0 |  | 0 | 0 | 0 | 0 |  | 0 | 0 | 0 | 0 | 0
1999-01-14 | 1999 | 1 | 14 | 0 | 0 | 0 | 0 | 0 | 0 | 0 | 0 | 0 | 0 | 0 | 0 | 0 | 0 | 0 | 0 | 0 | 0 | 0 | 0 | 0 | 0 | 0 | 0 |  | 0 | 0 | 0 | 0 |  | 0 | 0 | 0 | 0 | 0
1999-01-15 | 1999 | 1 | 15 | 0 | 0 | 0 | 0 | 0 | 0 | 0 | 0 | 0 | 0 | 0 | 0 | 0 | 0 | 0 | 0 | 0 | 0 | 0 | 0 | 0 | 0 | 0 | 0 |  | 0 | 0 | 0 | 0 |  | 0 | 0 | 0 | 0 | 0
1999-01-16 | 1999 | 1 | 16 | 0 | 0 | 0 | 0 | 0 | 0 | 0 | 0 | 0 | 0 | 0 | 0 | 0 | 0 | 0 | 0 | 0 | 0 | 0 | 0 | 0 | 0 | 0 | 0 |  | 0 | 0 | 0 | 0 |  | 0 | 0 | 0 | 0 | 0
1999-01-17 | 1999 | 1 | 17 | 0 | 0 | 0 | 0 | 0 | 0 | 0 | 0 | 0 | 0 | 0 | 0 | 0 | 0 | 0 | 0 | 0 | 0 | 0 | 0 | 0 | 0 | 0 | 0 |  | 0 | 0 | 0 | 0 |  | 0 | 0 | 0 | 0 | 0
1999-01-18 | 1999 | 1 | 18 | 0 | 0 | 0 | 0 | 0 | 0 | 0 | 0 | 0 | 0 | 0 | 0 | 0 | 0 | 0 | 0 | 0 | 0 | 0 | 0 | 0 | 0 | 0 | 0 |  | 0 | 0 | 0 | 0 |  | 0 | 0 | 0 | 0 | 0
1999-01-19 | 1999 | 1 | 19 | 0 | 0 | 0 | 0 | 0 | 0 | 0 | 0 | 0 | 0 | 0 | 0 | 0 | 0 | 0 | 0 | 0 | 0 | 0 | 0 | 0 | 0 | 0 | 0 |  | 0 | 0 | 0 | 0 |  | 0 | 0 | 0 | 0 | 0
1999-01-20 | 1999 | 1 | 20 | 0 | 0 | 0 | 0 | 0 | 0 | 0 | 0 | 0 | 0 | 0 | 0 | 0 | 0 | 0 | 0 | 0 | 0.1 | 0 | 0 | 0 | 0.1 | 0 | 0 |  | 0.2 | 0.2 | 0.2 | 0 |  | 0 | 0 | 0 | 0 | 0
1999-01-21 | 1999 | 1 | 21 | 0 | 0 | 0.1 | 0 | 0 | 0 | 0.1 | 0 | 0 | 0 | 0 | 0.1 | 0 | 0 | 0 | 0 | 0 | 0 | 0.1 | 0 | 0 | 0 | 0 | 0 |  | 0.4 | 0.4 | 0.4 | 0 |  | 0 | 0 | 0 | 0 | 0
1999-01-22 | 1999 | 1 | 22 | 0 | 0.1 | 0.1 | 0.2 | 0.1 | 0.1 | 0 | 0 | 0.1 | 0.1 | 0.2 | 0.1 | 0.1 | 0.1 | 0.1 | 0.2 | 0.1 | 0 | 0.1 | 0.1 | 0.1 | 0.2 | 0.1 | 0.1 |  | 2.4 | 2.4 | 2.4 | 8.8818e-16 |  | 0 | 0 | 0 | 0 | 0
1999-01-23 | 1999 | 1 | 23 | 0 | 0.1 | 0 | 0 | 0 | 0 | 0 | 0 | 0 | 0.1 | 0 | 0 | 0 | 0 | 0.1 | 0 | 0 | 0 | 0 | 0 | 0 | 0 | 0 | 0 |  | 0.3 | 0.3 | 0.3 | 5.5511e-17 |  | 0 | 0 | 0 | 0 | 0
1999-01-24 | 1999 | 1 | 24 | 0 | 0 | 0 | 0 | 0 | 0 | 0 | 0 | 0 | 0 | 0 | 0 | 0 | 0 | 0 | 0 | 0 | 0 | 0 | 0 | 0 | 0 | 0 | 0 |  | 0 | 0 | 0 | 0 |  | 0 | 0 | 0 | 0 | 0
1999-01-25 | 1999 | 1 | 25 | 0 | 0 | 0 | 0 | 0 | 0 | 0 | 0 | 0 | 0 | 0 | 0 | 0 | 0 | 0 | 0 | 0 | 0 | 0 | 0 | 0 | 0 | 0 | 0 |  | 0 | 0 | 0 | 0 |  | 0 | 0 | 0 | 0 | 0
1999-01-26 | 1999 | 1 | 26 | 0 | 0 | 0 | 0 | 0 | 0 | 0 | 0 | 0 | 0 | 0 | 0 | 0 | 0 | 0.1 | 0 | 0.1 | 0 | 0 | 0 | 0 | 0 | 0 | 0 |  | 0.2 | 0.2 | 0.2 | 0 |  | 0 | 0 | 0 | 0 | 0
1999-01-27 | 1999 | 1 | 27 | 0 | 0 | 0 | 0 | 0 | 0 | 0 | 0 | 0 | 0 | 0 | 0 | 0 | 0 | 0 | 0 | 0 | 0 | 0 | 0 | 0 | 0 | 0 | 0 |  | 0 | 0 | 0 | 0 |  | 0 | 0 | 0 | 0 | 0
1999-01-28 | 1999 | 1 | 28 | 0 | 0 | 0 | 0 | 0 | 0 | 0 | 0 | 0 | 0 | 0 | 0 | 0 | 0 | 0 | 0 | 0 | 0 | 0 | 0 | 0 | 0 | 0 | 0 |  | 0 | 0 | 0 | 0 |  | 0 | 0 | 0 | 0 | 0
1999-01-29 | 1999 | 1 | 29 | 0 | 0 | 0 | 0 | 0 | 0 | 0 | 0 | 0 | 0 | 0 | 0 | 0 | 0 | 0 | 0 | 0 | 0 | 0 | 0 | 0 | 0 | 0 | 0 |  | 0 | 0 | 0 | 0 |  | 0 | 0 | 0 | 0 | 0
1999-01-30 | 1999 | 1 | 30 | 0 | 0 | 0 | 0 | 0 | 0 | 0 | 0 | 0 | 0 | 0 | 0 | 0 | 0 | 0 | 0 | 0 | 0 | 0 | 0 | 0 | 0 | 0 | 0 |  | 0 | 0 | 0 | 0 |  | 0 | 0 | 0 | 0 | 0
1999-01-31 | 1999 | 1 | 31 | 0 | 0 | 0 | 0 | 0 | 0 | 0 | 0 | 0 | 0 | 0 | 0 | 0 | 0 | 0 | 0 | 0 | 0 | 0 | 0 | 0 | 0 | 0 | 0 |  | 0 | 0 | 0 | 0 |  | 0 | 0 | 0 | 0 | 0
1999-02-01 | 1999 | 2 | 1 | 0 | 0 | 0 | 0 | 0 | 0 | 0 | 0 | 0 | 0 | 0 | 0 | 0 | 0 | 0 | 0 | 0 | 0 | 0 | 0 | 0 | 0 | 0 | 0 |  | 0 | 0 | 0 | 0 |  | 0 | 0 | 0 | 0 | 0
1999-02-02 | 1999 | 2 | 2 | 0 | 0 | 0 | 0 | 0 | 0 | 0 | 0 | 0 | 0 | 0 | 0 | 0 | 0 | 0 | 0 | 0 | 0 | 0 | 0 | 0 | 0 | 0 | 0 |  | 0 | 0 | 0 | 0 |  | 0 | 0 | 0 | 0 | 0
1999-02-03 | 1999 | 2 | 3 | 0 | 0 | 0 | 0 | 0 | 0 | 0 | 0 | 0 | 0 | 0 | 0 | 0 | 0 | 0 | 0 | 0 | 0 | 0 | 0 | 0 | 0 | 0 | 0 |  | 0 | 0 | 0 | 0 |  | 0 | 0 | 0 | 0 | 0
1999-02-04 | 1999 | 2 | 4 | 0 | 0 | 0 | 0 | 0 | 0 | 0 | 0 | 0 | 0 | 0 | 0 | 0 | 0 | 0 | 0 | 0 | 0 | 0 | 0 | 0 | 0 | 0 | 0 |  | 0 | 0 | 0 | 0 |  | 0 | 0 | 0 | 0 | 0
1999-02-05 | 1999 | 2 | 5 | 0 | 0 | 0 | 0 | 0 | 0 | 0 | 0 | 0 | 0 | 0 | 0 | 0 | 0 | 0 | 0 | 0 | 0 | 0 | 0 | 0 | 0 | 0 | 0 |  | 0 | 0 | 0 | 0 |  | 0 | 0 | 0 | 0 | 0
1999-02-06 | 1999 | 2 | 6 | 0 | 0 | 0 | 0 | 0 | 0 | 0 | 0 | 0 | 0 | 0 | 0 | 0 | 0 | 0 | 0 | 0 | 0 | 0 | 0 | 0 | 0 | 0 | 0 |  | 0 | 0 | 0 | 0 |  | 0 | 0 | 0 | 0 | 0
1999-02-07 | 1999 | 2 | 7 | 0 | 0 | 0 | 0 | 0 | 0 | 0 | 0 | 0 | 0 | 0 | 0 | 0 | 0 | 0 | 0 | 0 | 0 | 0 | 0 | 0 | 0 | 0 | 0 |  | 0 | 0 | 0 | 0 |  | 0 | 0 | 0 | 0 | 0
1999-02-08 | 1999 | 2 | 8 | 0 | 0 | 0 | 0 | 0 | 0 | 0 | 0 | 0 | 0 | 0 | 0 | 0 | 0 | 0 | 0 | 0 | 0 | 0 | 0 | 0 | 0 | 0 | 0 |  | 0 | 0 | 0 | 0 |  | 0 | 0 | 0 | 0 | 0
1999-02-09 | 1999 | 2 | 9 | 0 | 0 | 0 | 0 | 0 | 0 | 0 | 0 | 0 | 0 | 0 | 0 | 0 | 0 | 0 | 0 | 0 | 0 | 0 | 0 | 0 | 0 | 0 | 0 |  | 0 | 0 | 0 | 0 |  | 0 | 0 | 0 | 0 | 0
1999-02-10 | 1999 | 2 | 10 | 0 | 0 | 0 | 0 | 0 | 0 | 0 | 0 | 0 | 0 | 0 | 0 | 0 | 0 | 0 | 0 | 0 | 0 | 0 | 0 | 0 | 0 | 0 | 0 |  | 0 | 0 | 0 | 0 |  | 0 | 0 | 0 | 0 | 0
1999-02-11 | 1999 | 2 | 11 | 0 | 0 | 0 | 0 | 0 | 0 | 0 | 0 | 0 | 0 | 0 | 0 | 0 | 0 | 0 | 0 | 0 | 0 | 0 | 0 | 0 | 0 | 0 | 0 |  | 0 | 0 | 0 | 0 |  | 0 | 0 | 0 | 0 | 0
1999-02-12 | 1999 | 2 | 12 | 0 | 0 | 0 | 0 | 0 | 0 | 0 | 0 | 0 | 0 | 0 | 0 | 0 | 0 | 0 | 0 | 0 | 0 | 0 | 0 | 0 | 0 | 0 | 0 |  | 0 | 0 | 0 | 0 |  | 0 | 0 | 0 | 0 | 0
1999-02-13 | 1999 | 2 | 13 | 0 | 0 | 0 | 0 | 0 | 0 | 0 | 0 | 0 | 0 | 0 | 0 | 0 | 0 | 0 | 0 | 0 | 0 | 0 | 0 | 0 | 0 | 0 | 0 |  | 0 | 0 | 0 | 0 |  | 0 | 0 | 0 | 0 | 0
1999-02-14 | 1999 | 2 | 14 | 0 | 0 | 0 | 0 | 0 | 0 | 0 | 0 | 0 | 0 | 0 | 0 | 0 | 0 | 0 | 0 | 0 | 0 | 0 | 0 | 0 | 0 | 0 | 0 |  | 0 | 0 | 0 | 0 |  | 0 | 0 | 0 | 0 | 0
1999-02-15 | 1999 | 2 | 15 | 0 | 0 | 0 | 0 | 0 | 0 | 0 | 0 | 0 | 0 | 0 | 0 | 0 | 0 | 0 | 0 | 0 | 0 | 0 | 0 | 0 | 0 | 0 | 0 |  | 0 | 0 | 0 | 0 |  | 0 | 0 | 0 | 0 | 0
1999-02-16 | 1999 | 2 | 16 | 0 | 0 | 0 | 0 | 0 | 0 | 0 | 0 | 0 | 0 | 0 | 0 | 0 | 0 | 0 | 0 | 0 | 0 | 0 | 0 | 0 | 0 | 0 | 0 |  | 0 | 0 | 0 | 0 |  | 0 | 0 | 0 | 0 | 0
1999-02-17 | 1999 | 2 | 17 | 0 | 0 | 0 | 0 | 0 | 0 | 0 | 0 | 0 | 0 | 0 | 0 | 0 | 0 | 0 | 0 | 0 | 0 | 0 | 0 | 0 | 0 | 0 | 0 |  | 0 | 0 | 0 | 0 |  | 0 | 0 | 0 | 0 | 0
1999-02-18 | 1999 | 2 | 18 | 0 | 0 | 0 | 0 | 0 | 0 | 0 | 0 | 0 | 0 | 0 | 0 | 0 | 0 | 0 | 0 | 0 | 0 | 0 | 0 | 0 | 0 | 0 | 0 |  | 0 | 0 | 0 | 0 |  | 0 | 0 | 0 | 0 | 0
1999-02-19 | 1999 | 2 | 19 | 0 | 0 | 0 | 0 | 0 | 0 | 0 | 0 | 0 | 0 | 0 | 0 | 0 | 0 | 0 | 0 | 0 | 0 | 0 | 0 | 0 | 0 | 0 | 0 |  | 0 | 0 | 0 | 0 |  | 0 | 0 | 0 | 0 | 0
1999-02-20 | 1999 | 2 | 20 | 0 | 0 | 0 | 0 | 0 | 0 | 0 | 0 | 0 | 0 | 0 | 0 | 0 | 0 | 0 | 0 | 0 | 0 | 0 | 0 | 0 | 0 | 0 | 0 |  | 0 | 0 | 0 | 0 |  | 0 | 0 | 0 | 0 | 0
1999-02-21 | 1999 | 2 | 21 | 0 | 0 | 0 | 0 | 0 | 0 | 0 | 0 | 0 | 0 | 0 | 0 | 0 | 0 | 0 | 0 | 0 | 0 | 0 | 0 | 0 | 0 | 0 | 0 |  | 0 | 0 | 0 | 0 |  | 0 | 0 | 0 | 0 | 0
1999-02-22 | 1999 | 2 | 22 | 0 | 0 | 0 | 0 | 0 | 0 | 0 | 0 | 0 | 0 | 0 | 0 | 0 | 0 | 0 | 0 | 0 | 0 | 0 | 0 | 0 | 0 | 0 | 0 |  | 0 | 0 | 0 | 0 |  | 0 | 0 | 0 | 0 | 0
1999-02-23 | 1999 | 2 | 23 | 0 | 0 | 0 | 0 | 0 | 0 | 0 | 0 | 0 | 0 | 0 | 0 | 0 | 0 | 0 | 0 | 0 | 0 | 0 | 0 | 0 | 0 | 0 | 0 |  | 0 | 0 | 0 | 0 |  | 0 | 0 | 0 | 0 | 0
1999-02-24 | 1999 | 2 | 24 | 0 | 0 | 0 | 0 | 0 | 0 | 0 | 0 | 0 | 0 | 0 | 0 | 0 | 0 | 0 | 0 | 0 | 0 | 0 | 0 | 0 | 0 | 0 | 0 |  | 0 | 0 | 0 | 0 |  | 0 | 0 | 0 | 0 | 0
1999-02-25 | 1999 | 2 | 25 | 0 | 0 | 0 | 0 | 0 | 0 | 0 | 0 | 0 | 0 | 0 | 0 | 0 | 0 | 0 | 0 | 0 | 0 | 0 | 0 | 0 | 0 | 0 | 0 |  | 0 | 0 | 0 | 0 |  | 0 | 0 | 0 | 0 | 0
1999-02-26 | 1999 | 2 | 26 | 0 | 0 | 0 | 0 | 0 | 0 | 0 | 0 | 0 | 0 | 0 | 0 | 0 | 0 | 0 | 0 | 0 | 0 | 0 | 0 | 0 | 0 | 0 | 0 |  | 0 | 0 | 0 | 0 |  | 0 | 0 | 0 | 0 | 0
1999-02-27 | 1999 | 2 | 27 | 0 | 0 | 0 | 0 | 0 | 0 | 0 | 0 | 0 | 0 | 0 | 0 | 0 | 0 | 0 | 0 | 0 | 0 | 0 | 0 | 0 | 0 | 0 | 0 |  | 0 | 0 | 0 | 0 |  | 0 | 0 | 0 | 0 | 0
1999-02-28 | 1999 | 2 | 28 | 0 | 0 | 0 | 0 | 0 | 0 | 0 | 0 | 0 | 0 | 0 | 0 | 0 | 0 | 0 | 0 | 0 | 0 | 0 | 0 | 0 | 0 | 0 | 0 |  | 0 | 0 | 0 | 0 |  | 0 | 0 | 0 | 0 | 0
1999-03-01 | 1999 | 3 | 1 | 0 | 0 | 0 | 0 | 0 | 0 | 0 | 0 | 0 | 0 | 0 | 0 | 0 | 0 | 0 | 0 | 0 | 0 | 0 | 0 | 0 | 0 | 0 | 0 |  | 0 | 0 | 0 | 0 |  | 0 | 0 | 0 | 0 | 0
1999-03-02 | 1999 | 3 | 2 | 0 | 0 | 0 | 0 | 0 | 0 | 0 | 0 | 0 | 0 | 0 | 0 | 0 | 0 | 0 | 0 | 0 | 0 | 0 | 0 | 0 | 0 | 0 | 0 |  | 0 | 0 | 0 | 0 |  | 0 | 0 | 0 | 0 | 0
1999-03-03 | 1999 | 3 | 3 | 0 | 0 | 0 | 0.1 | 0.2 | 0.1 | 0.2 | 0.1 | 0.2 | 0.1 | 0.2 | 0.1 | 0.1 | 0.2 | 0 | 0.1 | 0.2 | 0.1 | 0.2 | 0 | 0 | 0.1 | 0.2 | 0.1 |  | 2.6 | 2.6 | 2.6 | 8.8818e-16 |  | 0 | 0 | 0 | 0 | 0
1999-03-04 | 1999 | 3 | 4 | 0 | 0.1 | 0 | 0 | 0 | 0.1 | 0 | 0 | 0 | 0.1 | 0 | 0 | 0 | 0.1 | 0 | 0 | 0 | 0 | 0.1 | 0 | 0 | 0 | 0.1 | 0 |  | 0.6 | 0.6 | 0.6 | 0 |  | 0 | 0 | 0 | 0 | 0
1999-03-05 | 1999 | 3 | 5 | 0 | 0 | 0.1 | 0 | 0 | 0 | 0 | 0.1 | 0 | 0 | 0 | 0 | 0 | 0 | 0 | 0 | 0 | 0 | 0 | 0 | 0 | 0 | 0 | 0 |  | 0.2 | 0.2 | 0.2 | 0 |  | 0 | 0 | 0 | 0 | 0
1999-03-06 | 1999 | 3 | 6 | 0 | 0 | 0 | 0 | 0 | 0 | 0 | 0 | 0.1 | 0 | 0 | 0 | 0 | 0 | 0 | 0 | 0 | 0 | 0 | 0.1 | 0 | 0 | 0 | 0 |  | 0.2 | 0.2 | 0.2 | 0 |  | 0 | 0 | 0 | 0 | 0
1999-03-07 | 1999 | 3 | 7 | 0 | 0 | 0 | 0 | 0 | 0 | 0 | 0 | 0 | 0 | 0 | 0 | 0 | 0 | 0 | 0 | 0 | 0 | 0 | 0 | 0 | 0 | 0 | 0 |  | 0 | 0 | 0 | 0 |  | 0 | 0 | 0 | 0 | 0
1999-03-08 | 1999 | 3 | 8 | 0 | 0 | 0 | 0 | 0 | 0 | 0 | 0 | 0 | 0 | 0 | 0 | 0 | 0 | 0 | 0 | 0 | 0 | 0 | 0 | 0 | 0 | 0 | 0 |  | 0 | 0 | 0 | 0 |  | 0 | 0 | 0 | 0 | 0
1999-03-09 | 1999 | 3 | 9 | 0 | 0 | 0 | 0 | 0 | 0 | 0 | 0 | 0 | 0 | 0 | 0 | 0 | 0 | 0 | 0 | 0 | 0 | 0 | 0 | 0 | 0 | 0 | 0 |  | 0 | 0 | 0 | 0 |  | 0 | 0 | 0 | 0 | 0
1999-03-10 | 1999 | 3 | 10 | 0 | 0 | 0 | 0 | 0 | 0 | 0 | 0 | 0 | 0 | 0 | 0 | 0 | 0 | 0 | 0 | 0 | 0 | 0 | 0 | 0 | 0 | 0 | 0 |  | 0 | 0 | 0 | 0 |  | 0 | 0 | 0 | 0 | 0
1999-03-11 | 1999 | 3 | 11 | 0 | 0.1 | 0 | 0 | 0.1 | 0 | 0 | 0 | 0 | 0 | 0 | 0 | 0 | 0 | 0 | 0 | 0 | 0 | 0 | 0 | 0 | 0 | 0 | 0 |  | 0.2 | 0.2 | 0.2 | 0 |  | 0 | 0 | 0 | 0 | 0
1999-03-12 | 1999 | 3 | 12 | 0 | 0 | 0 | 0 | 0 | 0 | 0 | 0 | 0 | 0 | 0 | 0 | 0 | 0 | 0 | 0 | 0 | 0 | 0 | 0 | 0 | 0 | 0 | 0 |  | 0 | 0 | 0 | 0 |  | 0 | 0 | 0 | 0 | 0
1999-03-13 | 1999 | 3 | 13 | 0 | 0 | 0 | 0 | 0 | 0 | 0 | 0 | 0 | 0 | 0 | 0 | 0 | 0 | 0 | 0 | 0 | 0 | 0 | 0 | 0 | 0 | 0 | 0 |  | 0 | 0 | 0 | 0 |  | 0 | 0 | 0 | 0 | 0
1999-03-14 | 1999 | 3 | 14 | 0 | 0 | 0 | 0 | 0 | 0 | 0 | 0 | 0 | 0 | 0 | 0 | 0 | 0 | 0 | 0 | 0 | 0 | 0 | 0 | 0 | 0 | 0 | 0 |  | 0 | 0 | 0 | 0 |  | 0 | 0 | 0 | 0 | 0
1999-03-15 | 1999 | 3 | 15 | 0 | 0.6 | 0 | 0 | 0 | 0 | 0 | 0 | 0 | 0 | 0 | 0 | 0 | 0 | 0 | 0 | 0 | 0 | 0 | 0 | 0 | 0 | 0 | 0.6 |  | 1.2 | 1.2 | 1.2 | 0 |  | 0 | 0 | 0 | 0 | 0
1999-03-16 | 1999 | 3 | 16 | 0 | 0.1 | 0 | 0.1 | 0 | 0 | 0.1 | 0 | 0 | 0.1 | 0 | 0 | 0 | 0 | 0 | 0 | 0 | 0 | 0 | 0 | 0 | 0 | 0 | 0 |  | 0.4 | 0.4 | 0.4 | 0 |  | 0 | 0 | 0 | 0 | 0
1999-03-17 | 1999 | 3 | 17 | 0 | 1 | 0 | 0 | 0 | 0 | 0 | 0 | 0 | 0 | 0 | 0 | 0 | 0 | 0 | 0 | 0 | 0 | 0 | 0 | 0 | 0 | 0 | 0 |  | 1 | 1 | 1 | 0 |  | 0 | 0 | 0 | 0 | 0
1999-03-18 | 1999 | 3 | 18 | 0 | 0 | 0 | 0 | 0 | 0 | 0 | 0 | 0 | 0 | 0 | 0 | 0 | 0 | 0 | 0 | 0 | 0 | 0 | 0 | 0 | 0 | 0 | 0 |  | 0 | 0 | 0 | 0 |  | 0 | 0 | 0 | 0 | 0
1999-03-19 | 1999 | 3 | 19 | 0 | 0 | 0 | 0 | 0 | 0 | 0 | 0 | 0 | 0 | 0 | 0 | 0 | 0 | 0 | 0 | 0 | 0 | 0 | 0 | 0 | 0 | 0 | 0 |  | 0 | 0 | 0 | 0 |  | 0 | 0 | 0 | 0 | 0
1999-03-20 | 1999 | 3 | 20 | 0 | 0 | 0 | 0 | 0 | 0 | 0 | 0 | 0 | 0 | 0 | 0 | 0 | 0 | 0 | 0 | 0 | 0 | 0 | 0 | 0 | 0 | 0 | 0 |  | 0 | 0 | 0 | 0 |  | 0 | 0 | 0 | 0 | 0
1999-03-21 | 1999 | 3 | 21 | 0 | 0 | 0 | 0 | 0 | 0 | 0 | 0 | 0 | 0 | 0 | 0 | 0 | 0 | 0 | 0 | 0 | 0 | 0 | 0 | 0 | 0 | 0 | 0 |  | 0 | 0 | 0 | 0 |  | 0 | 0 | 0 | 0 | 0
1999-03-22 | 1999 | 3 | 22 | 0 | 0 | 0 | 0 | 0 | 0 | 0 | 0 | 0 | 0 | 0 | 0 | 0 | 0 | 0 | 0 | 0 | 0 | 0 | 0 | 0 | 0 | 0 | 0 |  | 0 | 0 | 0 | 0 |  | 0 | 0 | 0 | 0 | 0
1999-03-23 | 1999 | 3 | 23 | 0 | 0 | 0 | 0 | 0 | 0 | 0 | 0 | 0 | 0 | 0 | 0 | 0 | 0 | 0 | 0 | 0 | 0 | 0 | 0 | 0 | 0 | 0 | 0 |  | 0 | 0 | 0 | 0 |  | 0 | 0 | 0 | 0 | 0
1999-03-24 | 1999 | 3 | 24 | 0 | 0 | 0 | 0 | 0 | 0 | 0 | 0 | 0 | 0 | 0 | 0 | 0 | 0 | 0 | 0 | 0 | 0 | 0 | 0 | 0 | 0 | 0 | 0 |  | 0 | 0 | 0 | 0 |  | 0 | 0 | 0 | 0 | 0
1999-03-25 | 1999 | 3 | 25 | 0 | 0 | 0 | 0 | 0 | 0 | 0 | 0 | 0 | 0 | 0 | 0 | 0 | 0 | 0 | 0 | 0 | 0 | 0 | 0 | 0 | 0 | 0 | 0 |  | 0 | 0 | 0 | 0 |  | 0 | 0 | 0 | 0 | 0
1999-03-26 | 1999 | 3 | 26 | 0 | 0 | 0 | 0 | 0 | 0 | 0 | 0 | 0 | 0 | 0 | 0 | 0 | 0 | 0 | 0 | 0 | 0 | 0 | 0 | 0 | 0 | 0 | 0 |  | 0 | 0 | 0 | 0 |  | 0 | 0 | 0 | 0 | 0
1999-03-27 | 1999 | 3 | 27 | 0 | 0 | 0 | 0 | 0 | 0 | 0 | 0 | 0 | 0 | 0 | 0 | 0 | 0 | 0 | 0 | 0 | 0 | 0 | 0 | 0 | 0 | 0 | 0 |  | 0 | 0 | 0 | 0 |  | 0 | 0 | 0 | 0 | 0
1999-03-28 | 1999 | 3 | 28 | 0 | 0 | 0 | 0 | 0 | 0 | 0 | 0 | 0 | 0 | 0 | 0 | 0 | 0 | 0 | 0 | 0 | 0 | 0 | 0 | 0 | 0 | 0 | 0 |  | 0 | 0 | 0 | 0 |  | 0 | 0 | 0 | 0 | 0
1999-03-29 | 1999 | 3 | 29 | 0 | 0 | 0 | 0 | 0 | 0 | 0 | 0 | 0 | 0 | 0 | 0 | 0 | 0 | 0 | 0 | 0 | 0 | 0 | 0 | 0 | 0 | 0 | 0 |  | 0 | 0 | 0 | 0 |  | 0 | 0 | 0 | 0 | 0
1999-03-30 | 1999 | 3 | 30 | 0 | 0 | 0 | 0 | 0 | 0 | 0 | 0 | 0 | 0 | 0 | 0 | 0 | 0 | 0 | 0 | 0 | 0 | 0 | 0 | 0 | 0 | 0 | 0 |  | 0 | 0 | 0 | 0 |  | 0 | 0 | 0 | 0 | 0
1999-03-31 | 1999 | 3 | 31 | 0 | 0 | 0 | 0 | 0 | 0 | 0 | 0 | 0 | 0 | 0 | 0 | 0 | 0 | 0 | 0 | 0 | 0 | 0 | 0 | 0 | 0 | 0 | 0 |  | 0 | 0 | 0 | 0 |  | 0 | 0 | 0 | 0 | 0
1999-04-01 | 1999 | 4 | 1 | 0 | 0 | 0 | 0 | 0 | 0 | 0 | 0 | 0 | 0 | 0 | 0 | 0 | 0 | 0 | 0 | 0 | 0 | 0 | 0 | 0 | 0 | 0 | 0 |  | 0 | 0 | 0 | 0 |  | 0 | 0 | 0 | 0 | 0
1999-04-02 | 1999 | 4 | 2 | 0 | 0 | 0 | 0 | 0 | 0 | 0 | 0 | 0 | 0 | 0 | 0 | 0 | 0 | 0 | 0 | 0 | 0 | 0 | 0 | 0 | 0 | 0 | 0 |  | 0 | 0 | 0 | 0 |  | 0 | 0 | 0 | 0 | 0
1999-04-03 | 1999 | 4 | 3 | 0 | 0 | 0 | 0 | 0 | 0 | 0 | 0 | 0 | 0 | 0 | 0 | 0 | 0 | 0 | 0 | 0 | 0 | 0 | 0 | 0 | 0 | 0 | 0 |  | 0 | 0 | 0 | 0 |  | 0 | 0 | 0 | 0 | 0
1999-04-04 | 1999 | 4 | 4 | 0 | 0 | 0 | 0 | 0 | 0 | 0 | 0 | 0 | 0 | 0 | 0 | 0 | 0 | 0 | 0 | 0 | 0 | 0 | 0 | 0 | 0 | 0 | 0 |  | 0 | 0 | 0 | 0 |  | 0 | 0 | 0 | 0 | 0
1999-04-05 | 1999 | 4 | 5 | 0.4 | 0.4 | 0 | 0 | 0 | 0 | 0 | 0 | 0 | 0 | 0 | 0 | 0 | 0 | 0 | 0 | 0 | 0 | 0 | 0 | 0.4 | 0.4 | 0.4 | 0.4 |  | 2.4 | 2.4 | 2.4 | 0 |  | 0 | 0 | 0 | 0 | 0
1999-04-06 | 1999 | 4 | 6 | 0 | 0 | 0 | 0 | 0 | 0 | 0 | 0 | 0 | 0 | 0 | 0 | 0 | 0 | 0 | 0 | 0 | 0 | 0 | 0 | 0 | 0 | 0 | 0 |  | 0 | 0 | 0 | 0 |  | 0 | 0 | 0 | 0 | 0
1999-04-07 | 1999 | 4 | 7 | 0 | 0 | 0 | 0 | 0 | 0 | 0 | 0 | 0 | 0 | 0 | 0 | 0 | 0 | 0 | 0 | 0 | 0 | 0 | 0 | 0 | 0 | 0 | 0 |  | 0 | 0 | 0 | 0 |  | 0 | 0 | 0 | 0 | 0
1999-04-08 | 1999 | 4 | 8 | 0 | 0 | 0 | 0 | 0 | 0 | 0 | 0 | 0 | 0 | 0 | 0 | 0 | 0 | 0 | 0 | 0 | 0 | 0 | 0 | 0 | 0.2 | 0 | 0.2 |  | 0.4 | 0.4 | 0.4 | 0 |  | 0 | 0 | 0 | 0 | 0
1999-04-09 | 1999 | 4 | 9 | 0.5 | 0.5 | 0.4 | 0 | 0 | 0.5 | 0.5 | 0.5 | 0 | 0.5 | 0.4 | 0.5 | 0.5 | 0 | 0 | 0 | 0.5 | 0.5 | 0.4 | 0 | 0 | 0 | 0.5 | 0.5 |  | 7.2 | 7.2 | 7.2 | 0 |  | 0 | 0 | 0 | 0 | 0
1999-04-10 | 1999 | 4 | 10 | 0 | 0 | 0 | 0 | 0 | 0 | 0 | 0 | 0 | 0 | 0 | 0 | 0 | 0 | 0 | 0 | 0 | 0 | 0 | 0 | 0 | 0 | 0 | 0 |  | 0 | 0 | 0 | 0 |  | 0 | 0 | 0 | 0 | 0
1999-04-11 | 1999 | 4 | 11 | 0 | 0 | 0 | 0 | 0 | 0 | 0 | 0 | 0 | 0 | 0 | 0 | 0 | 0 | 0 | 0 | 0 | 0 | 0 | 0 | 0 | 0 | 0 | 0 |  | 0 | 0 | 0 | 0 |  | 0 | 0 | 0 | 0 | 0
1999-04-12 | 1999 | 4 | 12 | 0 | 0 | 0 | 0 | 0 | 0 | 0 | 0 | 0 | 0 | 0 | 0 | 0 | 0 | 0 | 0 | 0 | 0 | 0 | 0 | 0 | 0 | 0 | 0 |  | 0 | 0 | 0 | 0 |  | 0 | 0 | 0 | 0 | 0
1999-04-13 | 1999 | 4 | 13 | 0 | 0 | 0 | 0 | 0 | 0 | 0 | 0 | 0 | 0 | 0 | 0 | 0 | 0 | 0 | 0 | 0 | 0 | 0 | 0 | 0 | 0 | 0 | 0 |  | 0 | 0 | 0 | 0 |  | 0 | 0 | 0 | 0 | 0
1999-04-14 | 1999 | 4 | 14 | 0 | 0 | 0 | 0 | 0 | 0 | 0 | 0 | 0 | 0 | 0 | 0 | 0 | 0 | 0 | 0 | 0 | 0 | 0 | 0 | 0 | 0 | 0 | 0 |  | 0 | 0 | 0 | 0 |  | 0 | 0 | 0 | 0 | 0
1999-04-15 | 1999 | 4 | 15 | 0 | 0 | 0 | 0 | 0 | 0 | 0 | 0 | 0 | 0 | 0 | 0 | 0 | 0 | 0 | 0 | 0 | 0 | 0 | 0 | 0 | 0 | 0 | 0 |  | 0 | 0 | 0 | 0 |  | 0 | 0 | 0 | 0 | 0
1999-04-16 | 1999 | 4 | 16 | 0 | 0 | 0 | 0 | 0 | 0 | 0 | 0 | 0 | 0 | 0 | 0 | 0 | 0 | 0 | 0 | 0 | 0 | 0 | 0 | 0 | 0 | 0 | 0 |  | 0 | 0 | 0 | 0 |  | 0 | 0 | 0 | 0 | 0
1999-04-17 | 1999 | 4 | 17 | 0 | 0 | 0 | 0 | 0 | 0 | 0 | 0 | 0 | 0 | 0 | 0 | 0 | 0 | 0 | 0 | 0 | 0 | 0 | 0 | 0 | 0 | 0 | 0 |  | 0 | 0 | 0 | 0 |  | 0 | 0 | 0 | 0 | 0
1999-04-18 | 1999 | 4 | 18 | 0 | 0 | 0 | 0 | 0 | 0 | 0 | 0 | 0 | 0 | 0 | 0 | 0 | 0 | 0 | 0 | 0 | 0 | 0 | 0 | 0 | 0 | 0 | 0 |  | 0 | 0 | 0 | 0 |  | 0 | 0 | 0 | 0 | 0
1999-04-19 | 1999 | 4 | 19 | 0 | 0 | 0 | 0 | 0 | 0 | 0 | 0 | 0.3 | 0.7 | 0.3 | 0 | 0 | 0 | 0 | 0 | 0 | 0 | 0 | 0 | 0 | 0.8 | 0.7 | 0 |  | 2.8 | 2.8 | 2.8 | 0 |  | 0 | 0 | 0 | 0 | 0
1999-04-20 | 1999 | 4 | 20 | 0 | 0 | 0.5 | 0 | 0 | 0 | 0 | 0 | 0.5 | 1.8 | 1.8 | 2.3 | 3.1 | 4.1 | 2.3 | 1.8 | 1.3 | 2.6 | 3.6 | 2.1 | 1.8 | 0.3 | 0 | 0 |  | 29.9 | 29.9 | 29.9 | 7.1054e-15 |  | 0 | 0 | 0 | 0 | 0
1999-04-21 | 1999 | 4 | 21 | 0 | 0 | 0 | 0 | 0 | 0 | 0 | 0 | 0 | 0 | 0.4 | 0 | 0 | 0 | 0 | 0 | 1.1 | 1.8 | 0.7 | 1.1 | 2.9 | 2.9 | 2.9 | 0.7 |  | 14.5 | 14.5 | 14.5 | 0 |  | 0 | 0 | 0 | 0 | 0
1999-04-22 | 1999 | 4 | 22 | 0.5 | 0.6 | 0.5 | 0.5 | 0.5 | 0.6 | 0.5 | 0 | 0 | 0 | 0 | 0 | 0 | 0.5 | 0 | 0 | 0 | 0 | 0 | 0 | 0 | 0 | 0 | 0 |  | 4.2 | 4.2 | 4.2 | 0 |  | 0 | 0 | 0 | 0 | 0
1999-04-23 | 1999 | 4 | 23 | 0 | 0 | 0 | 0 | 0 | 0 | 0 | 0 | 0 | 0 | 0 | 0 | 0 | 0 | 0 | 0 | 0 | 0 | 0 | 0 | 0 | 0 | 0 | 0 |  | 0 | 0 | 0 | 0 |  | 0 | 0 | 0 | 0 | 0
1999-04-24 | 1999 | 4 | 24 | 0 | 0 | 0 | 0 | 0 | 0 | 0 | 0 | 0 | 0 | 0 | 0 | 0 | 0 | 0 | 0 | 0 | 0 | 0 | 0 | 0 | 0 | 0 | 0 |  | 0 | 0 | 0 | 0 |  | 0 | 0 | 0 | 0 | 0
1999-04-25 | 1999 | 4 | 25 | 0 | 0 | 0 | 0 | 0 | 0 | 0 | 0 | 0 | 0 | 0 | 0 | 0 | 0 | 0 | 0 | 0 | 0 | 0 | 0 | 0 | 0 | 0 | 1 |  | 1 | 1 | 1 | 0 |  | 0 | 0 | 0 | 0 | 0
1999-04-26 | 1999 | 4 | 26 | 0 | 0 | 0 | 0 | 0 | 0 | 0 | 0.8 | 0 | 0 | 0 | 0 | 0 | 0 | 0 | 0 | 0 | 0 | 0.3 | 0 | 0 | 0 | 0 | 3.3 |  | 4.4 | 4.4 | 4.4 | 0 |  | 0 | 0 | 0 | 0 | 0
1999-04-27 | 1999 | 4 | 27 | 0 | 0 | 0 | 0 | 0 | 0 | 0.1 | 0 | 0 | 0 | 0 | 0 | 0 | 0 | 0 | 0 | 0 | 0 | 0.1 | 0 | 0 | 0 | 0 | 0 |  | 0.2 | 0.2 | 0.2 | 0 |  | 0 | 0 | 0 | 0 | 0
1999-04-28 | 1999 | 4 | 28 | 0 | 0 | 0 | 0 | 0 | 0 | 0 | 0 | 0 | 0 | 0 | 0 | 0 | 0 | 0 | 0 | 0 | 0 | 0 | 0 | 0 | 0 | 0 | 0 |  | 0 | 0 | 0 | 0 |  | 0 | 0 | 0 | 0 | 0
1999-04-29 | 1999 | 4 | 29 | 0.5 | 0 | 0.5 | 0.6 | 0 | 0 | 0 | 0 | 0 | 0 | 0 | 0 | 0 | 0 | 0 | 0 | 0 | 0.5 | 0.5 | 0.5 | 0.5 | 0.6 | 0.5 | 0.5 |  | 5.2 | 5.2 | 5.2 | 0 |  | 0 | 0 | 0 | 0 | 0
1999-04-30 | 1999 | 4 | 30 | 0.2 | 0.1 | 0.2 | 0.1 | 0 | 0 | 0 | 0 | 0 | 0 | 0 | 0 | 0 | 0 | 0 | 0 | 0 | 0 | 0 | 0 | 0 | 0 | 0 | 0 |  | 0.6 | 0.6 | 0.6 | 0 |  | 0 | 0 | 0 | 0 | 0
1999-05-01 | 1999 | 5 | 1 | 0 | 0 | 0 | 0 | 0 | 0 | 0 | 0 | 0 | 0 | 0 | 0 | 0 | 0 | 0 | 0 | 0 | 0 | 0 | 0 | 0 | 0 | 0 | 0 |  | 0 | 0 | 0 | 0 |  | 0 | 0 | 0 | 0 | 0
1999-05-02 | 1999 | 5 | 2 | 0 | 0 | 0 | 0 | 0 | 0 | 0 | 0 | 0 | 0 | 0 | 0 | 0 | 0 | 0 | 0 | 0 | 0 | 0 | 0 | 0 | 0 | 0 | 0 |  | 0 | 0 | 0 | 0 |  | 0 | 0 | 0 | 0 | 0
1999-05-03 | 1999 | 5 | 3 | 0 | 0 | 0 | 0 | 0 | 0 | 0 | 0 | 0 | 0 | 0 | 0 | 0 | 0 | 0 | 0 | 0 | 0 | 0 | 0 | 0 | 0 | 0 | 0 |  | 0 | 0 | 0 | 0 |  | 0 | 0 | 0 | 0 | 0
1999-05-04 | 1999 | 5 | 4 | 0 | 0 | 0 | 0 | 0 | 0 | 0 | 0 | 0 | 0 | 0 | 0 | 0 | 0 | 0 | 0 | 0 | 0 | 0 | 0 | 0 | 0 | 0 | 0 |  | 0 | 0 | 0 | 0 |  | 0 | 0 | 0 | 0 | 0
1999-05-05 | 1999 | 5 | 5 | 0 | 0 | 0 | 0 | 0 | 0 | 0 | 0 | 0 | 0 | 0 | 0 | 0 | 0 | 0 | 0 | 0 | 0 | 0 | 0 | 0 | 0 | 0 | 0 |  | 0 | 0 | 0 | 0 |  | 0 | 0 | 0 | 0 | 0
1999-05-06 | 1999 | 5 | 6 | 0 | 0 | 0 | 0 | 0 | 0 | 0 | 0 | 0 | 0 | 0 | 0 | 0 | 0 | 0 | 0 | 0 | 0 | 0 | 0 | 0 | 0 | 0 | 0 |  | 0 | 0 | 0 | 0 |  | 0 | 0 | 0 | 0 | 0
1999-05-07 | 1999 | 5 | 7 | 0 | 0 | 0 | 0 | 0 | 0 | 0 | 0 | 0 | 0 | 0 | 0 | 0 | 0 | 0 | 0 | 0 | 0 | 0 | 0 | 0 | 0 | 0 | 0 |  | 0 | 0 | 0 | 0 |  | 0 | 0 | 0 | 0 | 0
1999-05-08 | 1999 | 5 | 8 | 0 | 0 | 0 | 0 | 0 | 0 | 0 | 0 | 0 | 0 | 0 | 0 | 0 | 0 | 0 | 0 | 0 | 0 | 0 | 0 | 0 | 0 | 0 | 0 |  | 0 | 0 | 0 | 0 |  | 0 | 0 | 0 | 0 | 0
1999-05-09 | 1999 | 5 | 9 | 0 | 0 | 0 | 0 | 0 | 0 | 0 | 0 | 0 | 0 | 0 | 0 | 0 | 0 | 0 | 0.1 | 0 | 0 | 0.1 | 0.1 | 0 | 0.1 | 0.1 | 0.1 |  | 0.6 | 0.6 | 0.6 | 0 |  | 0.6 | 0 | 0 | 0 | 0
1999-05-10 | 1999 | 5 | 10 | 0.4 | 0.4 | 0.4 | 0.3 | 0.4 | 0.4 | 0.4 | 0.4 | 0.4 | 0.3 | 0.4 | 0.4 | 0 | 0.4 | 0 | 0 | 0 | 0 | 0 | 0 | 0 | 0 | 0 | 0 |  | 5 | 5 | 5 | 8.8818e-16 |  | 5 | 0 | 0 | 0 | 0
1999-05-11 | 1999 | 5 | 11 | 0 | 0 | 0 | 0 | 0 | 0 | 0 | 0 | 0 | 0 | 0 | 0 | 0 | 0 | 0 | 0 | 0 | 0 | 0 | 0 | 0 | 0 | 0 | 0 |  | 0 | 0 | 0 | 0 |  | 0 | 0 | 0 | 0 | 0
1999-05-12 | 1999 | 5 | 12 | 0 | 0 | 0 | 0 | 0 | 0 | 0 | 0 | 0 | 0 | 0 | 0.2 | 0 | 0.2 | 0.5 | 0.5 | 0 | 1.2 | 0.9 | 0.9 | 1.4 | 1.2 | 0.2 | 0 |  | 7.2 | 7.2 | 7.2 | 8.8818e-16 |  | 7.2 | 0 | 0 | 0 | 0
1999-05-13 | 1999 | 5 | 13 | 0 | 0 | 0 | 0 | 0 | 0 | 0 | 0 | 0 | 0 | 0 | 0 | 0 | 0 | 0 | 0 | 0.9 | 0 | 0.5 | 0 | 0 | 0 | 0 | 0 |  | 1.4 | 1.4 | 1.4 | 0 |  | 1.4 | 0 | 0 | 0 | 0
1999-05-14 | 1999 | 5 | 14 | 0 | 0 | 0.3 | 0 | 0 | 0 | 0 | 0 | 0 | 0 | 0.8 | 0.3 | 0.3 | 0.5 | 0.5 | 0.5 | 0.5 | 0 | 0.3 | 0.3 | 0.3 | 0.3 | 0.5 | 0 |  | 5.4 | 5.4 | 5.4 | 8.8818e-16 |  | 5.4 | 0 | 0 | 0 | 0
1999-05-15 | 1999 | 5 | 15 | 0.4 | 0 | 0 | 0 | 0 | 0 | 0 | 0 | 0.4 | 0 | 0 | 0 | 0 | 0 | 0 | 0 | 0 | 0 | 0 | 0 | 0 | 0 | 0 | 0 |  | 0.8 | 0.8 | 0.8 | 0 |  | 0.8 | 0 | 0 | 0 | 0
1999-05-16 | 1999 | 5 | 16 | 0 | 0 | 0 | 0 | 0 | 0 | 0 | 0 | 0 | 0 | 0 | 0 | 0 | 0 | 0 | 0 | 0 | 0 | 0 | 0 | 0 | 0 | 0 | 0 |  | 0 | 0 | 0 | 0 |  | 0 | 0 | 0 | 0 | 0
1999-05-17 | 1999 | 5 | 17 | 0 | 0 | 0 | 0 | 0 | 0 | 0 | 0 | 0 | 0 | 0 | 0 | 0 | 0 | 0 | 0 | 0 | 0 | 0 | 0 | 0 | 0 | 0 | 0 |  | 0 | 0 | 0 | 0 |  | 0 | 0 | 0 | 0 | 0
1999-05-18 | 1999 | 5 | 18 | 0 | 0 | 0 | 0 | 0 | 0 | 0 | 0 | 0 | 0 | 0 | 0 | 0 | 0 | 0 | 0 | 0 | 1.4 | 0 | 0 | 0 | 0 | 0 | 0 |  | 1.4 | 1.4 | 1.4 | 0 |  | 1.4 | 0 | 0 | 0 | 0
1999-05-19 | 1999 | 5 | 19 | 0 | 0 | 0 | 0 | 0 | 0 | 0 | 0.6 | 0 | 0 | 0 | 0 | 0.6 | 1.3 | 0.6 | 0 | 0 | 0 | 0 | 0 | 0 | 0 | 0 | 0 |  | 3.1 | 3.1 | 3.1 | 0 |  | 3.1 | 0 | 0 | 0 | 0
1999-05-20 | 1999 | 5 | 20 | 0 | 0 | 0 | 0 | 0 | 0 | 0 | 0 | 0 | 0 | 0 | 0 | 0 | 2.6 | 2.6 | 2.6 | 0 | 0 | 0 | 0 | 0 | 0 | 0 | 0 |  | 7.8 | 7.8 | 7.8 | 8.8818e-16 |  | 7.8 | 0 | 0 | 0 | 0
1999-05-21 | 1999 | 5 | 21 | 0 | 0 | 0 | 0 | 0 | 0 | 0 | 0 | 0 | 0 | 0 | 0 | 0 | 0 | 0 | 0.2 | 3.1 | 0 | 0 | 0 | 0 | 0.2 | 0 | 0 |  | 3.5 | 3.5 | 3.5 | 4.4409e-16 |  | 3.5 | 0 | 0 | 0 | 0
1999-05-22 | 1999 | 5 | 22 | 0 | 0 | 0 | 0 | 0 | 0 | 0 | 0 | 0 | 0 | 0 | 0 | 0 | 0 | 0 | 0 | 0 | 0 | 0 | 0 | 0 | 0 | 0 | 0 |  | 0 | 0 | 0 | 0 |  | 0 | 0 | 0 | 0 | 0
1999-05-23 | 1999 | 5 | 23 | 0 | 0 | 0 | 0 | 0 | 0 | 0 | 0 | 0 | 0 | 0 | 0 | 0 | 0 | 0 | 0 | 0 | 0 | 0 | 0 | 0 | 0 | 0 | 0 |  | 0 | 0 | 0 | 0 |  | 0 | 0 | 0 | 0 | 0
1999-05-24 | 1999 | 5 | 24 | 0 | 0 | 0 | 0 | 0 | 0 | 0 | 0 | 0 | 0 | 0 | 0 | 0 | 0 | 0 | 0 | 0 | 0 | 0 | 0 | 0 | 0 | 0 | 0 |  | 0 | 0 | 0 | 0 |  | 0 | 0 | 0 | 0 | 0
1999-05-25 | 1999 | 5 | 25 | 0 | 0 | 0 | 0 | 0 | 0 | 0 | 0 | 0 | 0 | 0 | 0 | 0 | 0 | 0 | 0 | 0 | 0 | 0 | 0 | 0 | 0 | 0 | 0 |  | 0 | 0 | 0 | 0 |  | 0 | 0 | 0 | 0 | 0
1999-05-26 | 1999 | 5 | 26 | 1 | 2.7 | 1 | 0 | 0 | 0 | 0 | 0 | 0 | 0 | 0 | 0 | 0 | 0 | 0 | 0 | 0 | 0 | 0 | 0 | 0 | 0 | 0 | 0 |  | 4.7 | 4.7 | 4.7 | 0 |  | 4.7 | 0 | 0 | 0 | 0
1999-05-27 | 1999 | 5 | 27 | 0 | 0 | 0 | 0 | 0 | 0 | 0 | 0 | 0 | 0 | 0 | 0 | 0 | 0 | 0 | 0 | 0 | 0 | 0 | 0 | 0 | 0 | 0 | 0 |  | 0 | 0 | 0 | 0 |  | 0 | 0 | 0 | 0 | 0
1999-05-28 | 1999 | 5 | 28 | 0 | 0 | 0 | 0 | 0 | 0 | 0 | 0 | 0 | 0 | 0 | 0 | 0 | 0 | 0 | 0 | 0 | 0 | 0 | 0 | 0 | 0 | 0 | 0 |  | 0 | 0 | 0 | 0 |  | 0 | 0 | 0 | 0 | 0
1999-05-29 | 1999 | 5 | 29 | 0.4 | 0.5 | 0.4 | 0.5 | 0.4 | 0.4 | 0.5 | 0.4 | 0.4 | 0.5 | 0.4 | 0.5 | 0.4 | 0.4 | 0.5 | 0.4 | 0.4 | 0.5 | 0.4 | 0.5 | 0.4 | 0 | 0 | 0 |  | 9.2 | 9.2 | 9.2 | 3.5527e-15 |  | 9.2 | 0 | 0 | 0 | 0
1999-05-30 | 1999 | 5 | 30 | 0 | 0 | 0 | 0 | 0 | 0 | 0 | 0 | 0 | 0 | 0 | 0 | 0 | 0 | 0 | 0 | 0 | 0 | 0 | 0 | 0 | 0 | 0 | 0 |  | 0 | 0 | 0 | 0 |  | 0 | 0 | 0 | 0 | 0
1999-05-31 | 1999 | 5 | 31 | 0 | 0 | 0 | 0 | 0 | 0 | 0 | 0 | 0 | 0 | 0 | 0 | 0 | 0 | 0 | 0 | 0.7 | 1.7 | 0 | 0 | 0 | 0 | 0 | 0 |  | 2.4 | 2.4 | 2.4 | 0 |  | 2.4 | 0 | 0 | 0 | 0
1999-06-01 | 1999 | 6 | 1 | 0 | 0 | 0 | 0 | 0 | 1.1 | 1.1 | 0 | 0 | 0 | 0 | 0 | 0 | 0 | 0 | 0 | 1.2 | 1.1 | 1.1 | 0 | 0 | 0 | 0 | 0 |  | 5.6 | 5.6 | 5.6 | 0 |  | 0 | 5.6 | 0 | 0 | 0
1999-06-02 | 1999 | 6 | 2 | 0 | 0 | 0 | 0.7 | 0 | 0 | 0 | 0 | 0 | 0.6 | 0.7 | 0.6 | 0.7 | 0.6 | 0.7 | 0.7 | 0.6 | 0.7 | 0.6 | 0.7 | 0 | 0.6 | 0.7 | 0 |  | 9.2 | 9.2 | 9.2 | 0 |  | 0 | 9.2 | 0 | 0 | 0
1999-06-03 | 1999 | 6 | 3 | 0.9 | 0.8 | 0.9 | 0.8 | 0.9 | 0.8 | 0.9 | 0.8 | 0.9 | 0.8 | 0.9 | 0.8 | 0.9 | 0 | 0 | 0 | 0 | 0 | 0 | 0 | 0 | 0 | 0 | 0 |  | 11.1 | 11.1 | 11.1 | 3.5527e-15 |  | 0 | 11.1 | 0 | 0 | 0
1999-06-04 | 1999 | 6 | 4 | 0 | 0 | 0 | 0 | 0 | 0 | 0 | 0 | 0 | 0 | 0 | 0 | 0 | 0 | 0 | 0 | 0 | 0 | 0 | 0 | 0 | 0 | 0 | 0 |  | 0 | 0 | 0 | 0 |  | 0 | 0 | 0 | 0 | 0
1999-06-05 | 1999 | 6 | 5 | 0 | 0 | 0 | 0 | 0 | 0 | 0 | 0 | 0 | 0 | 0 | 0 | 0 | 0 | 0 | 0 | 0 | 0 | 0 | 0 | 0 | 0 | 0 | 0 |  | 0 | 0 | 0 | 0 |  | 0 | 0 | 0 | 0 | 0
1999-06-06 | 1999 | 6 | 6 | 0 | 0 | 0 | 0 | 0 | 0 | 0 | 0 | 0 | 0 | 0 | 0.6 | 0 | 0 | 0 | 0 | 0.8 | 0.8 | 0.6 | 0 | 0 | 0 | 0 | 0 |  | 2.8 | 2.8 | 2.8 | 4.4409e-16 |  | 0 | 2.8 | 0 | 0 | 0
1999-06-07 | 1999 | 6 | 7 | 0 | 0 | 0 | 0 | 0 | 0 | 0 | 0 | 0 | 0 | 0 | 0 | 0 | 0 | 0 | 0 | 0 | 0 | 0 | 0 | 0 | 0 | 0 | 0 |  | 0 | 0 | 0 | 0 |  | 0 | 0 | 0 | 0 | 0
1999-06-08 | 1999 | 6 | 8 | 0 | 0 | 0 | 0 | 0 | 0 | 0 | 0 | 0 | 0 | 0 | 0 | 0 | 0 | 0 | 0 | 0 | 0 | 0 | 0 | 0 | 0 | 0 | 0 |  | 0 | 0 | 0 | 0 |  | 0 | 0 | 0 | 0 | 0
1999-06-09 | 1999 | 6 | 9 | 0 | 0 | 0 | 0 | 0 | 0 | 0 | 0 | 0 | 0 | 0 | 0 | 2 | 0 | 0 | 1.4 | 0 | 0 | 0 | 0 | 0 | 0 | 0 | 0 |  | 3.4 | 3.4 | 3.4 | 0 |  | 0 | 3.4 | 0 | 0 | 0
1999-06-10 | 1999 | 6 | 10 | 0 | 0 | 0 | 0 | 0 | 0 | 0 | 0 | 0 | 0 | 0 | 0 | 0 | 0 | 0 | 3.5 | 4.4 | 1.7 | 0 | 0 | 0 | 0 | 0 | 0 |  | 9.6 | 9.6 | 9.6 | 0 |  | 0 | 9.6 | 0 | 0 | 0
1999-06-11 | 1999 | 6 | 11 | 0 | 0 | 0 | 0 | 0 | 0 | 0.4 | 0.5 | 0.4 | 0.4 | 0 | 0 | 0.5 | 0.4 | 0 | 0 | 0 | 0 | 0 | 0 | 0 | 0 | 0 | 0 |  | 2.6 | 2.6 | 2.6 | 0 |  | 0 | 2.6 | 0 | 0 | 0
1999-06-12 | 1999 | 6 | 12 | 0 | 0 | 0 | 0 | 0 | 0 | 0 | 0 | 0 | 0 | 0 | 0 | 0 | 0 | 0 | 0 | 0 | 0 | 0 | 0 | 0 | 0 | 0 | 0 |  | 0 | 0 | 0 | 0 |  | 0 | 0 | 0 | 0 | 0
1999-06-13 | 1999 | 6 | 13 | 0 | 0 | 0 | 0 | 0 | 0 | 0 | 0 | 0 | 0 | 0 | 0 | 0 | 0 | 0 | 0 | 0 | 0 | 0 | 0 | 0 | 0 | 0 | 0 |  | 0 | 0 | 0 | 0 |  | 0 | 0 | 0 | 0 | 0
1999-06-14 | 1999 | 6 | 14 | 0 | 0 | 0 | 0 | 0 | 0 | 0 | 0 | 0 | 0 | 0 | 0 | 0 | 0 | 0 | 0 | 0 | 0 | 0 | 0 | 0 | 0 | 0 | 0 |  | 0 | 0 | 0 | 0 |  | 0 | 0 | 0 | 0 | 0
1999-06-15 | 1999 | 6 | 15 | 0 | 0 | 0 | 0 | 0 | 0 | 0 | 0 | 0 | 0 | 0 | 0 | 0 | 0 | 0 | 0 | 0 | 0 | 0 | 0 | 0 | 0 | 0 | 0 |  | 0 | 0 | 0 | 0 |  | 0 | 0 | 0 | 0 | 0
1999-06-16 | 1999 | 6 | 16 | 0 | 0 | 0 | 0 | 0 | 0 | 0 | 0 | 0 | 0 | 0 | 0 | 0 | 0 | 0 | 0 | 0 | 0 | 0 | 0 | 0.8 | 0.8 | 0 | 0 |  | 1.6 | 1.6 | 1.6 | 0 |  | 0 | 1.6 | 0 | 0 | 0
1999-06-17 | 1999 | 6 | 17 | 0 | 0 | 0 | 0 | 0 | 0 | 0 | 0 | 0 | 0 | 0 | 0 | 0 | 0 | 0 | 0 | 0 | 0 | 0 | 0 | 0 | 0 | 0 | 0 |  | 0 | 0 | 0 | 0 |  | 0 | 0 | 0 | 0 | 0
1999-06-18 | 1999 | 6 | 18 | 0 | 0 | 0 | 0 | 0 | 0 | 0 | 0 | 0 | 0 | 0 | 0 | 0 | 0 | 0 | 0 | 0 | 0 | 0 | 0 | 0 | 0 | 0 | 0 |  | 0 | 0 | 0 | 0 |  | 0 | 0 | 0 | 0 | 0
1999-06-19 | 1999 | 6 | 19 | 0 | 0 | 0 | 0 | 0 | 0 | 0 | 0 | 0 | 0 | 0 | 0 | 0 | 0 | 0 | 0 | 0 | 0 | 0 | 0 | 0 | 0 | 0 | 0 |  | 0 | 0 | 0 | 0 |  | 0 | 0 | 0 | 0 | 0
1999-06-20 | 1999 | 6 | 20 | 0 | 0 | 0 | 0 | 0 | 0 | 0 | 0 | 0 | 0 | 0 | 0 | 0 | 0 | 0 | 0 | 0 | 0 | 0 | 0 | 0 | 0 | 0 | 0 |  | 0 | 0 | 0 | 0 |  | 0 | 0 | 0 | 0 | 0
1999-06-21 | 1999 | 6 | 21 | 0 | 0 | 0 | 0 | 0 | 0 | 0 | 0 | 0 | 0 | 0 | 0 | 0.1 | 0.1 | 0.1 | 0 | 0 | 0 | 0 | 0 | 0 | 0 | 0 | 0 |  | 0.3 | 0.3 | 0.3 | 5.5511e-17 |  | 0 | 0.3 | 0 | 0 | 0
1999-06-22 | 1999 | 6 | 22 | 0.6 | 0 | 0.5 | 0.6 | 0 | 0 | 0 | 0 | 0 | 0 | 0 | 0.5 | 0 | 0 | 0 | 0 | 0 | 0 | 0 | 0 | 0 | 0 | 0 | 0 |  | 2.2 | 2.2 | 2.2 | 0 |  | 0 | 2.2 | 0 | 0 | 0
1999-06-23 | 1999 | 6 | 23 | 0 | 0 | 0 | 0 | 0 | 0 | 0 | 0 | 0 | 0 | 0 | 0 | 0 | 0 | 0 | 0 | 0 | 0 | 0 | 0 | 0 | 0 | 0 | 0 |  | 0 | 0 | 0 | 0 |  | 0 | 0 | 0 | 0 | 0
1999-06-24 | 1999 | 6 | 24 | 0 | 0 | 0 | 0 | 0 | 0 | 0 | 0 | 0 | 0 | 0 | 0 | 0 | 0 | 0 | 0 | 0.7 | 0.6 | 0 | 0 | 0.7 | 0 | 1.3 | 0.7 |  | 4 | 4 | 4 | 0 |  | 0 | 4 | 0 | 0 | 0
1999-06-25 | 1999 | 6 | 25 | 1.2 | 1.3 | 0 | 0 | 0 | 0 | 1.2 | 1.3 | 1.2 | 2.5 | 2.5 | 2.5 | 2.5 | 1.3 | 2.5 | 1.2 | 1.3 | 1.2 | 1.3 | 1.2 | 1.3 | 1.2 | 1.3 | 1.2 |  | 31.2 | 31.2 | 31.2 | 0 |  | 0 | 31.2 | 0 | 0 | 0
1999-06-26 | 1999 | 6 | 26 | 0.6 | 0.6 | 0.5 | 0.6 | 0.6 | 0 | 0 | 0 | 0 | 0 | 0 | 0 | 0 | 0 | 0 | 0 | 0 | 0 | 0 | 0.6 | 0.5 | 0.6 | 0.6 | 0 |  | 5.2 | 5.2 | 5.2 | 8.8818e-16 |  | 0 | 5.2 | 0 | 0 | 0
1999-06-27 | 1999 | 6 | 27 | 0 | 0 | 0 | 0 | 0 | 0 | 0 | 0 | 0 | 0 | 0 | 0 | 0 | 0 | 0.9 | 1.1 | 0 | 0 | 0 | 0 | 0 | 0 | 0 | 0 |  | 2 | 2 | 2 | 0 |  | 0 | 2 | 0 | 0 | 0
1999-06-28 | 1999 | 6 | 28 | 0 | 0 | 0 | 0 | 0 | 0 | 0 | 0 | 0 | 0 | 0 | 0 | 0 | 0 | 0 | 0 | 0 | 0 | 0 | 0 | 0 | 0 | 0 | 0 |  | 0 | 0 | 0 | 0 |  | 0 | 0 | 0 | 0 | 0
1999-06-29 | 1999 | 6 | 29 | 0 | 0 | 0 | 0 | 0 | 0 | 0 | 0 | 0 | 0 | 0 | 0 | 0 | 0 | 0 | 0 | 0 | 0 | 0 | 0 | 0 | 0 | 0 | 0 |  | 0 | 0 | 0 | 0 |  | 0 | 0 | 0 | 0 | 0
1999-06-30 | 1999 | 6 | 30 | 0 | 0 | 0.4 | 0.3 | 0.4 | 0.3 | 0.4 | 0.3 | 0 | 0.4 | 0.3 | 0.4 | 0.3 | 0 | 0 | 0 | 0 | 0.4 | 0.3 | 0.4 | 0 | 0 | 0 | 0 |  | 4.6 | 4.6 | 4.6 | 0 |  | 0 | 4.6 | 0 | 0 | 0
1999-07-01 | 1999 | 7 | 1 | 0 | 0 | 0 | 0 | 0 | 0 | 0 | 0 | 0 | 0 | 0 | 0 | 0.1 | 0.1 | 0.1 | 0 | 0 | 0 | 0 | 0 | 0.1 | 0.1 | 0 | 0.1 |  | 0.6 | 0.6 | 0.6 | 0 |  | 0 | 0 | 0.6 | 0 | 0
1999-07-02 | 1999 | 7 | 2 | 1.4 | 1.4 | 2.7 | 1.4 | 1.4 | 1.3 | 1.4 | 1.4 | 1.4 | 2.7 | 1.4 | 1.4 | 2.7 | 1.4 | 0 | 0 | 0 | 0 | 0 | 0 | 0 | 0 | 0 | 0 |  | 23.4 | 23.4 | 23.4 | 0 |  | 0 | 0 | 23.4 | 0 | 0
1999-07-03 | 1999 | 7 | 3 | 0 | 0 | 0 | 0 | 0 | 0 | 0 | 0 | 0 | 0.3 | 0 | 0.3 | 0.3 | 0.3 | 0.3 | 0.3 | 0 | 0.2 | 0.3 | 0.3 | 0.3 | 0.3 | 0.3 | 0.3 |  | 3.8 | 3.8 | 3.8 | 8.8818e-16 |  | 0 | 0 | 3.8 | 0 | 0
1999-07-04 | 1999 | 7 | 4 | 0.9 | 0.9 | 0.9 | 0 | 1 | 0.9 | 0.9 | 0.9 | 0.9 | 0.9 | 0.9 | 0.9 | 1 | 0.9 | 0.9 | 0.9 | 0.9 | 0 | 0 | 0 | 0 | 0 | 0 | 0 |  | 14.6 | 14.6 | 14.6 | 3.5527e-15 |  | 0 | 0 | 14.6 | 0 | 0
1999-07-05 | 1999 | 7 | 5 | 0 | 0 | 0 | 0 | 0 | 0 | 0 | 0 | 0 | 0 | 0 | 0 | 0 | 0 | 0 | 0 | 0 | 0 | 0 | 0 | 0 | 0 | 0 | 0 |  | 0 | 0 | 0 | 0 |  | 0 | 0 | 0 | 0 | 0
1999-07-06 | 1999 | 7 | 6 | 0 | 0 | 0 | 0 | 0 | 0 | 0 | 0 | 0 | 0 | 0 | 0 | 0 | 0 | 0 | 0 | 0 | 0 | 0 | 0 | 0 | 0 | 0 | 0 |  | 0 | 0 | 0 | 0 |  | 0 | 0 | 0 | 0 | 0
1999-07-07 | 1999 | 7 | 7 | 0 | 0 | 0 | 0 | 0 | 0 | 0 | 0 | 0 | 0 | 0 | 0 | 0 | 0 | 0 | 0 | 0 | 0 | 0 | 0 | 0 | 0 | 0 | 0 |  | 0 | 0 | 0 | 0 |  | 0 | 0 | 0 | 0 | 0
1999-07-08 | 1999 | 7 | 8 | 0.3 | 0.4 | 0.3 | 0.4 | 0 | 0.3 | 0.4 | 0.3 | 0.4 | 0.3 | 0.4 | 0.3 | 0 | 0 | 0 | 0 | 0 | 0 | 0 | 0 | 0 | 0 | 0 | 0 |  | 3.8 | 3.8 | 3.8 | 4.4409e-16 |  | 0 | 0 | 3.8 | 0 | 0
1999-07-09 | 1999 | 7 | 9 | 0 | 0 | 0 | 0 | 0 | 0 | 0 | 0 | 0 | 0 | 0 | 0 | 0 | 0 | 0 | 0 | 0 | 0 | 0 | 0 | 0 | 0 | 0 | 0 |  | 0 | 0 | 0 | 0 |  | 0 | 0 | 0 | 0 | 0
1999-07-10 | 1999 | 7 | 10 | 0 | 0 | 0 | 0 | 0 | 0 | 0 | 0 | 0 | 0 | 0 | 0 | 0 | 0 | 0 | 0 | 0 | 0 | 0 | 0 | 0 | 0 | 0 | 0 |  | 0 | 0 | 0 | 0 |  | 0 | 0 | 0 | 0 | 0
1999-07-11 | 1999 | 7 | 11 | 0 | 0 | 0 | 0 | 0 | 0 | 0 | 0 | 0 | 0 | 0 | 0 | 0 | 0 | 0 | 0 | 0 | 0 | 0 | 0 | 0 | 0 | 0 | 0 |  | 0 | 0 | 0 | 0 |  | 0 | 0 | 0 | 0 | 0
1999-07-12 | 1999 | 7 | 12 | 0 | 0 | 0 | 0 | 0 | 0 | 0 | 0 | 0 | 0 | 0 | 0 | 0 | 0 | 0 | 0 | 0 | 0 | 0 | 0 | 0 | 0 | 0 | 0 |  | 0 | 0 | 0 | 0 |  | 0 | 0 | 0 | 0 | 0
1999-07-13 | 1999 | 7 | 13 | 0 | 0 | 0 | 0 | 0 | 0 | 0 | 0 | 0 | 0 | 0 | 0 | 0 | 0 | 0 | 0 | 0 | 0 | 0.3 | 0.4 | 0.4 | 0.3 | 0.3 | 0.3 |  | 2 | 2 | 2 | 0 |  | 0 | 0 | 2 | 0 | 0
1999-07-14 | 1999 | 7 | 14 | 1.3 | 1.4 | 1.3 | 1.3 | 1.4 | 1.3 | 1.3 | 1.4 | 1.3 | 1.3 | 1.4 | 1.3 | 1.3 | 1.4 | 2.6 | 1.4 | 2 | 2.6 | 3.4 | 1.3 | 0 | 0 | 0 | 0 |  | 32 | 32 | 32 | 0 |  | 0 | 0 | 32 | 0 | 0
1999-07-15 | 1999 | 7 | 15 | 0.3 | 0.4 | 0.3 | 0.4 | 0.3 | 0.4 | 0.3 | 0.4 | 0.3 | 0.4 | 0.3 | 0.4 | 0.3 | 0.4 | 0.3 | 0.4 | 0.3 | 0.4 | 0.3 | 0 | 0 | 0 | 0 | 0 |  | 6.6 | 6.6 | 6.6 | 0 |  | 0 | 0 | 6.6 | 0 | 0
1999-07-16 | 1999 | 7 | 16 | 0 | 0 | 0 | 0 | 0 | 0 | 0 | 0 | 0 | 0 | 0 | 0 | 0 | 0 | 0 | 0 | 0 | 0 | 0 | 0 | 0 | 0 | 0 | 0 |  | 0 | 0 | 0 | 0 |  | 0 | 0 | 0 | 0 | 0
1999-07-17 | 1999 | 7 | 17 | 0 | 0 | 0 | 0 | 0 | 0 | 0 | 0 | 0 | 0 | 0 | 0 | 0 | 0 | 0 | 0 | 0 | 0 | 0 | 0.2 | 0.2 | 0.2 | 0.2 | 0 |  | 0.8 | 0.8 | 0.8 | 0 |  | 0 | 0 | 0.8 | 0 | 0
1999-07-18 | 1999 | 7 | 18 | 0 | 0 | 0 | 0 | 0 | 0.2 | 0 | 0 | 0 | 0 | 0 | 0 | 0 | 0 | 0 | 0 | 0 | 0 | 0.4 | 0 | 0 | 0 | 0 | 0 |  | 0.6 | 0.6 | 0.6 | 1.1102e-16 |  | 0 | 0 | 0.6 | 0 | 0
1999-07-19 | 1999 | 7 | 19 | 0 | 0 | 0 | 0 | 0 | 0 | 0 | 0 | 0 | 0 | 0 | 0 | 0 | 0 | 0 | 0 | 0 | 0 | 0 | 0 | 0 | 0 | 0 | 0 |  | 0 | 0 | 0 | 0 |  | 0 | 0 | 0 | 0 | 0
1999-07-20 | 1999 | 7 | 20 | 0 | 0 | 0 | 0 | 0 | 0 | 0 | 0 | 0 | 0 | 0 | 0 | 0 | 0 | 0 | 0 | 0 | 0 | 0 | 0 | 0 | 0 | 0 | 0 |  | 0 | 0 | 0 | 0 |  | 0 | 0 | 0 | 0 | 0
1999-07-21 | 1999 | 7 | 21 | 0 | 0 | 0 | 0 | 0 | 0 | 0 | 0 | 0 | 0 | 0 | 0 | 0 | 0 | 0 | 0 | 0 | 0 | 0 | 0 | 0 | 0 | 0 | 0 |  | 0 | 0 | 0 | 0 |  | 0 | 0 | 0 | 0 | 0
1999-07-22 | 1999 | 7 | 22 | 0 | 0 | 0 | 0 | 0 | 0 | 0 | 0 | 0 | 0 | 0 | 0 | 0 | 0 | 0 | 0 | 0 | 0 | 0 | 0 | 0 | 0 | 0 | 0 |  | 0 | 0 | 0 | 0 |  | 0 | 0 | 0 | 0 | 0
1999-07-23 | 1999 | 7 | 23 | 0 | 0 | 0 | 0 | 0 | 0 | 0 | 0 | 0 | 0 | 0 | 0 | 0 | 0 | 0 | 0 | 0 | 0 | 0 | 0 | 0 | 0 | 0 | 0 |  | 0 | 0 | 0 | 0 |  | 0 | 0 | 0 | 0 | 0
1999-07-24 | 1999 | 7 | 24 | 0 | 0 | 0 | 0 | 0 | 0 | 0 | 0 | 0 | 0 | 0 | 0 | 0 | 0 | 0 | 0 | 0 | 1.4 | 1.8 | 0 | 0.9 | 0.9 | 0 | 0 |  | 5 | 5 | 5 | 8.8818e-16 |  | 0 | 0 | 5 | 0 | 0
1999-07-25 | 1999 | 7 | 25 | 0 | 0 | 1 | 1.1 | 1 | 1 | 0 | 0 | 0 | 0 | 0 | 0 | 1.1 | 1.5 | 1 | 0 | 1.1 | 1 | 0 | 0 | 0 | 0 | 0 | 0 |  | 9.8 | 9.8 | 9.8 | 1.7764e-15 |  | 0 | 0 | 9.8 | 0 | 0
1999-07-26 | 1999 | 7 | 26 | 0 | 0 | 0 | 0 | 0 | 0 | 0 | 0 | 0 | 0 | 0 | 0 | 0 | 0 | 0 | 0 | 0 | 0 | 0 | 0 | 0 | 0 | 0 | 0 |  | 0 | 0 | 0 | 0 |  | 0 | 0 | 0 | 0 | 0
1999-07-27 | 1999 | 7 | 27 | 0 | 0 | 0 | 0 | 0 | 0 | 0 | 0 | 0 | 0 | 0 | 0 | 0 | 0 | 0 | 0 | 0 | 0 | 0 | 0 | 0 | 0 | 0 | 0 |  | 0 | 0 | 0 | 0 |  | 0 | 0 | 0 | 0 | 0
1999-07-28 | 1999 | 7 | 28 | 0 | 0 | 0 | 0 | 0 | 0 | 0 | 0 | 0 | 0 | 0 | 0 | 0 | 0 | 0 | 0 | 0 | 0 | 0 | 0 | 0 | 0 | 0 | 0 |  | 0 | 0 | 0 | 0 |  | 0 | 0 | 0 | 0 | 0
1999-07-29 | 1999 | 7 | 29 | 0 | 0 | 0 | 0 | 0 | 0 | 0 | 0 | 0 | 0 | 0 | 0 | 0 | 0 | 0 | 0 | 0 | 0 | 0 | 0 | 0 | 0 | 0 | 0 |  | 0 | 0 | 0 | 0 |  | 0 | 0 | 0 | 0 | 0
1999-07-30 | 1999 | 7 | 30 | 0 | 0 | 0 | 0 | 0 | 0 | 0 | 0 | 0 | 0 | 0 | 0 | 0 | 0 | 0 | 0 | 0 | 0 | 0 | 0 | 0 | 0 | 0 | 0 |  | 0 | 0 | 0 | 0 |  | 0 | 0 | 0 | 0 | 0
1999-07-31 | 1999 | 7 | 31 | 0 | 0 | 0.1 | 0 | 0.2 | 0.1 | 0.1 | 0.2 | 0.1 | 0 | 0 | 0 | 0 | 0 | 0 | 0 | 0 | 0 | 0 | 0 | 0 | 0 | 0 | 0 |  | 0.8 | 0.8 | 0.8 | 1.1102e-16 |  | 0 | 0 | 0.8 | 0 | 0
1999-08-01 | 1999 | 8 | 1 | 0 | 0 | 0 | 0 | 0 | 0 | 0 | 0 | 0 | 0 | 0 | 0 | 0 | 0 | 0 | 0 | 0 | 0 | 0 | 0 | 0 | 0 | 0 | 0 |  | 0 | 0 | 0 | 0 |  | 0 | 0 | 0 | 0 | 0
1999-08-02 | 1999 | 8 | 2 | 0 | 0 | 0 | 0 | 0 | 0 | 0 | 0 | 0 | 0 | 0 | 0 | 0 | 0 | 0 | 0 | 0 | 0 | 0 | 0 | 0 | 0 | 0 | 0 |  | 0 | 0 | 0 | 0 |  | 0 | 0 | 0 | 0 | 0
1999-08-03 | 1999 | 8 | 3 | 0 | 0 | 0 | 0 | 0 | 0 | 0 | 0 | 0 | 0 | 0 | 0 | 0 | 0 | 0 | 0 | 0 | 0 | 0 | 0 | 0 | 0 | 0 | 0 |  | 0 | 0 | 0 | 0 |  | 0 | 0 | 0 | 0 | 0
1999-08-04 | 1999 | 8 | 4 | 0 | 0 | 0 | 0 | 0 | 0 | 0 | 0 | 0 | 0 | 0 | 0 | 0 | 0 | 0 | 0 | 0 | 0 | 0 | 0 | 0 | 0 | 0 | 0 |  | 0 | 0 | 0 | 0 |  | 0 | 0 | 0 | 0 | 0
1999-08-05 | 1999 | 8 | 5 | 0 | 0 | 0 | 0 | 0 | 0.2 | 0.2 | 0 | 0.2 | 0 | 0.2 | 0 | 0 | 0 | 0 | 0 | 0 | 0 | 0 | 0 | 0 | 0 | 0 | 0 |  | 0.8 | 0.8 | 0.8 | 0 |  | 0 | 0 | 0 | 0.8 | 0
1999-08-06 | 1999 | 8 | 6 | 0 | 0 | 0 | 0 | 0 | 0 | 0 | 0 | 0 | 0 | 0 | 0 | 0 | 0 | 0 | 0 | 0 | 0 | 0 | 0 | 0 | 0 | 0 | 0 |  | 0 | 0 | 0 | 0 |  | 0 | 0 | 0 | 0 | 0
1999-08-07 | 1999 | 8 | 7 | 0.1 | 0 | 0.1 | 0 | 0 | 0.1 | 0 | 0 | 0 | 0 | 0 | 0 | 0 | 0 | 0 | 0 | 0 | 0 | 0 | 0 | 0.3 | 0.2 | 0.2 | 0 |  | 1 | 1 | 1 | 0 |  | 0 | 0 | 0 | 1 | 0
1999-08-08 | 1999 | 8 | 8 | 0 | 0 | 0 | 0 | 0 | 0 | 0 | 0 | 0 | 1.2 | 1.7 | 0 | 1.1 | 0 | 0 | 1.2 | 0 | 0 | 0 | 0 | 0 | 0 | 0 | 0 |  | 5.2 | 5.2 | 5.2 | 0 |  | 0 | 0 | 0 | 5.2 | 0
1999-08-09 | 1999 | 8 | 9 | 0 | 0 | 0 | 0 | 0 | 0 | 0 | 0 | 0 | 0 | 0 | 0 | 0 | 0 | 0 | 0 | 0 | 0 | 0 | 0 | 0 | 0 | 0 | 0 |  | 0 | 0 | 0 | 0 |  | 0 | 0 | 0 | 0 | 0
1999-08-10 | 1999 | 8 | 10 | 0 | 0 | 0 | 0 | 0 | 0 | 0 | 0 | 0 | 0 | 0 | 0 | 0 | 0 | 0.4 | 0 | 0 | 0 | 0 | 0 | 0 | 0.4 | 0 | 0 |  | 0.8 | 0.8 | 0.8 | 0 |  | 0 | 0 | 0 | 0.8 | 0
1999-08-11 | 1999 | 8 | 11 | 3.9 | 5.3 | 0 | 2.6 | 2.6 | 3.9 | 0 | 2.7 | 0 | 0 | 2.6 | 0 | 0 | 0 | 2.6 | 2.6 | 0 | 0 | 2.6 | 7.9 | 5.2 | 5.3 | 2.6 | 0 |  | 52.4 | 52.4 | 52.4 | 7.1054e-15 |  | 0 | 0 | 0 | 52.4 | 0
1999-08-12 | 1999 | 8 | 12 | 0.9 | 0.9 | 0.9 | 0.9 | 0.9 | 0.9 | 1 | 0.9 | 0.9 | 0.9 | 0.9 | 0 | 0 | 0 | 0 | 0 | 0 | 0.9 | 2.3 | 1.3 | 1.4 | 0.9 | 0 | 0 |  | 16.8 | 16.8 | 16.8 | 3.5527e-15 |  | 0 | 0 | 0 | 16.8 | 0
1999-08-13 | 1999 | 8 | 13 | 0 | 0 | 0 | 0 | 0 | 0 | 0 | 0 | 0 | 0 | 0 | 0 | 0 | 0 | 0 | 0 | 0 | 0 | 0 | 0 | 0 | 0 | 0 | 0 |  | 0 | 0 | 0 | 0 |  | 0 | 0 | 0 | 0 | 0
1999-08-14 | 1999 | 8 | 14 | 0 | 0 | 0 | 0 | 0 | 0 | 0.2 | 0.3 | 0.2 | 0.2 | 0 | 0 | 0.3 | 0 | 0 | 0 | 0 | 0.5 | 0.2 | 0.5 | 0 | 0 | 0.2 | 0 |  | 2.6 | 2.6 | 2.6 | 0 |  | 0 | 0 | 0 | 2.6 | 0
1999-08-15 | 1999 | 8 | 15 | 0 | 0 | 0 | 0 | 0 | 0 | 0 | 0 | 0 | 0 | 0.5 | 0.6 | 0 | 0.5 | 0.9 | 0.5 | 0 | 0 | 0 | 0 | 0 | 0 | 0 | 0 |  | 3 | 3 | 3 | 0 |  | 0 | 0 | 0 | 3 | 0
1999-08-16 | 1999 | 8 | 16 | 0 | 0 | 0 | 0 | 0 | 0 | 0 | 0 | 0 | 0 | 0 | 0 | 0 | 0 | 0.1 | 0 | 0 | 0 | 0.1 | 0 | 0 | 0 | 0 | 0 |  | 0.2 | 0.2 | 0.2 | 0 |  | 0 | 0 | 0 | 0.2 | 0
1999-08-17 | 1999 | 8 | 17 | 0 | 0 | 0 | 0 | 0 | 0 | 0 | 0 | 0 | 0 | 0 | 0 | 0 | 0 | 0 | 0 | 0 | 0 | 0 | 0 | 0 | 0 | 0 | 0 |  | 0 | 0 | 0 | 0 |  | 0 | 0 | 0 | 0 | 0
1999-08-18 | 1999 | 8 | 18 | 0 | 0 | 0 | 0 | 0 | 0 | 0 | 0 | 0 | 0 | 0 | 0 | 0 | 0 | 0 | 0 | 0 | 0 | 0 | 0 | 0 | 0 | 0 | 0 |  | 0 | 0 | 0 | 0 |  | 0 | 0 | 0 | 0 | 0
1999-08-19 | 1999 | 8 | 19 | 0 | 0 | 0 | 0 | 0 | 0 | 0 | 0.1 | 0 | 0.1 | 0 | 0 | 0 | 0 | 0 | 0 | 0 | 0 | 0 | 0 | 0 | 0 | 0 | 0 |  | 0.2 | 0.2 | 0.2 | 0 |  | 0 | 0 | 0 | 0.2 | 0
1999-08-20 | 1999 | 8 | 20 | 0 | 0 | 0 | 0 | 0 | 0 | 0 | 0 | 0 | 0 | 0 | 0 | 0 | 0 | 0 | 0 | 0 | 0 | 0 | 0 | 0 | 0 | 0 | 0 |  | 0 | 0 | 0 | 0 |  | 0 | 0 | 0 | 0 | 0
1999-08-21 | 1999 | 8 | 21 | 0 | 0 | 0 | 0 | 0 | 0 | 0 | 0 | 0 | 0 | 0 | 0 | 0 | 0 | 0.6 | 0.8 | 0 | 0 | 0 | 0 | 0 | 0 | 0 | 0 |  | 1.4 | 1.4 | 1.4 | 0 |  | 0 | 0 | 0 | 1.4 | 0
1999-08-22 | 1999 | 8 | 22 | 0 | 0 | 0 | 0 | 0 | 0 | 0 | 0 | 0 | 0 | 0 | 0 | 0 | 0 | 0 | 0 | 0 | 0 | 0 | 0 | 0 | 0 | 0 | 0 |  | 0 | 0 | 0 | 0 |  | 0 | 0 | 0 | 0 | 0
1999-08-23 | 1999 | 8 | 23 | 0 | 0 | 0 | 0 | 0 | 0 | 0 | 0 | 0 | 0 | 0 | 0 | 0 | 0 | 0 | 0 | 0 | 0 | 0 | 0 | 0 | 0 | 0 | 0 |  | 0 | 0 | 0 | 0 |  | 0 | 0 | 0 | 0 | 0
1999-08-24 | 1999 | 8 | 24 | 0 | 0 | 0 | 0 | 0 | 0 | 0 | 0 | 0 | 0 | 0 | 0 | 0 | 0 | 0 | 0 | 0 | 0 | 0 | 0 | 0 | 0 | 0 | 0 |  | 0 | 0 | 0 | 0 |  | 0 | 0 | 0 | 0 | 0
1999-08-25 | 1999 | 8 | 25 | 0 | 0 | 0 | 0 | 0 | 0 | 0 | 0 | 0 | 0 | 0 | 0 | 0 | 0 | 0 | 0 | 0 | 0 | 0 | 0 | 0 | 0 | 0 | 0 |  | 0 | 0 | 0 | 0 |  | 0 | 0 | 0 | 0 | 0
1999-08-26 | 1999 | 8 | 26 | 0 | 0 | 0 | 0 | 0 | 0 | 0 | 0 | 0 | 0 | 0 | 0 | 0 | 0 | 0 | 0 | 0 | 0 | 0 | 0 | 0 | 0 | 0 | 0 |  | 0 | 0 | 0 | 0 |  | 0 | 0 | 0 | 0 | 0
1999-08-27 | 1999 | 8 | 27 | 0 | 0 | 0 | 0 | 0 | 0 | 0 | 0 | 0 | 0 | 0 | 0 | 0 | 0 | 0 | 0 | 0 | 0 | 0 | 0 | 0 | 0 | 0 | 0 |  | 0 | 0 | 0 | 0 |  | 0 | 0 | 0 | 0 | 0
1999-08-28 | 1999 | 8 | 28 | 0 | 0 | 0 | 0 | 0 | 0 | 0 | 0 | 0 | 0 | 0 | 0 | 0 | 0 | 0 | 0 | 0 | 0 | 0 | 0 | 0 | 0 | 0 | 0 |  | 0 | 0 | 0 | 0 |  | 0 | 0 | 0 | 0 | 0
1999-08-29 | 1999 | 8 | 29 | 0 | 0 | 0 | 0 | 0 | 0 | 0 | 0 | 0 | 0 | 0 | 0 | 0 | 0 | 0 | 0 | 0 | 0 | 3.8 | 0 | 0 | 0 | 0 | 0 |  | 3.8 | 3.8 | 3.8 | 0 |  | 0 | 0 | 0 | 3.8 | 0
1999-08-30 | 1999 | 8 | 30 | 0 | 0 | 0 | 0 | 0 | 0 | 0.1 | 0 | 0 | 0 | 0 | 0.1 | 0 | 0 | 0 | 0 | 0.1 | 0 | 0.1 | 0 | 0 | 0 | 0 | 0 |  | 0.4 | 0.4 | 0.4 | 0 |  | 0 | 0 | 0 | 0.4 | 0
1999-08-31 | 1999 | 8 | 31 | 0 | 0 | 0 | 0 | 0 | 0 | 0 | 0.2 | 0.1 | 0 | 0.2 | 0.1 | 0 | 0 | 0 | 0 | 0 | 0 | 0 | 0 | 0 | 0 | 0 | 0 |  | 0.6 | 0.6 | 0.6 | 0 |  | 0 | 0 | 0 | 0.6 | 0
1999-09-01 | 1999 | 9 | 1 | 0 | 0 | 0 | 0 | 0 | 0 | 0 | 0 | 0 | 0 | 0 | 0 | 0 | 0 | 0 | 0 | 0 | 0 | 0 | 0 | 0 | 0 | 0 | 0 |  | 0 | 0 | 0 | 0 |  | 0 | 0 | 0 | 0 | 0
1999-09-02 | 1999 | 9 | 2 | 0 | 0 | 0 | 0 | 0 | 0 | 0 | 0 | 0 | 0 | 0 | 0 | 0 | 0 | 0 | 0 | 0 | 0 | 0 | 0 | 0 | 0 | 0 | 0 |  | 0 | 0 | 0 | 0 |  | 0 | 0 | 0 | 0 | 0
1999-09-03 | 1999 | 9 | 3 | 0 | 0 | 0 | 0 | 0 | 0 | 0 | 0 | 0 | 0 | 0 | 0 | 0 | 0 | 0 | 0 | 0 | 0 | 0 | 0 | 0 | 0 | 0 | 0 |  | 0 | 0 | 0 | 0 |  | 0 | 0 | 0 | 0 | 0
1999-09-04 | 1999 | 9 | 4 | 0 | 0 | 0 | 0 | 0 | 0 | 0 | 0 | 0 | 0 | 0 | 0 | 0 | 0 | 0 | 0 | 0 | 0 | 0 | 0 | 0 | 0 | 0 | 0 |  | 0 | 0 | 0 | 0 |  | 0 | 0 | 0 | 0 | 0
1999-09-05 | 1999 | 9 | 5 | 0 | 0 | 0 | 0 | 0 | 0 | 0 | 0 | 0 | 0 | 0 | 0 | 0 | 0 | 0 | 0 | 0 | 0 | 0 | 0 | 0 | 0 | 0 | 0 |  | 0 | 0 | 0 | 0 |  | 0 | 0 | 0 | 0 | 0
1999-09-06 | 1999 | 9 | 6 | 0 | 0 | 0 | 0 | 0 | 0 | 0 | 0 | 0 | 0 | 0.2 | 0.2 | 0.2 | 0.2 | 0 | 0 | 0 | 0 | 0 | 0 | 0 | 0 | 0 | 0 |  | 0.8 | 0.8 | 0.8 | 0 |  | 0 | 0 | 0 | 0 | 0.8
1999-09-07 | 1999 | 9 | 7 | 0 | 0 | 0 | 0 | 0 | 0 | 0 | 0 | 0 | 0 | 0 | 0 | 0 | 0 | 0 | 0 | 0 | 0 | 0 | 0 | 0 | 0 | 0 | 0 |  | 0 | 0 | 0 | 0 |  | 0 | 0 | 0 | 0 | 0
1999-09-08 | 1999 | 9 | 8 | 0 | 0 | 0 | 0 | 0 | 0 | 0 | 0 | 0 | 0 | 0 | 0 | 0 | 0 | 0 | 0 | 0 | 0 | 0 | 0 | 0 | 0 | 0 | 0 |  | 0 | 0 | 0 | 0 |  | 0 | 0 | 0 | 0 | 0
1999-09-09 | 1999 | 9 | 9 | 0 | 0 | 0 | 0 | 0 | 0 | 0 | 0 | 0 | 0 | 0 | 0 | 0 | 0 | 0 | 0 | 0 | 0 | 0 | 0 | 0 | 0 | 0 | 0 |  | 0 | 0 | 0 | 0 |  | 0 | 0 | 0 | 0 | 0
1999-09-10 | 1999 | 9 | 10 | 0 | 0 | 0 | 0.1 | 0 | 0 | 0 | 0 | 0 | 0 | 0 | 0 | 0 | 0 | 0 | 0 | 0 | 0 | 0 | 0.1 | 0 | 0 | 0.1 | 0.1 |  | 0.4 | 0.4 | 0.4 | 0 |  | 0 | 0 | 0 | 0 | 0.4
1999-09-11 | 1999 | 9 | 11 | 0 | 0 | 0 | 0 | 0 | 0 | 0 | 0 | 0 | 0 | 0 | 0 | 0 | 0 | 0 | 0 | 0 | 0 | 0 | 0 | 0 | 0 | 0 | 0 |  | 0 | 0 | 0 | 0 |  | 0 | 0 | 0 | 0 | 0
1999-09-12 | 1999 | 9 | 12 | 0 | 0 | 0 | 0 | 0 | 0 | 0 | 0 | 0 | 0 | 0 | 0 | 0 | 0 | 0 | 0 | 0 | 0 | 0 | 0 | 0 | 0 | 0 | 0 |  | 0 | 0 | 0 | 0 |  | 0 | 0 | 0 | 0 | 0
1999-09-13 | 1999 | 9 | 13 | 0 | 0 | 0 | 0 | 0 | 0 | 0 | 0 | 0 | 0 | 0 | 0 | 0 | 0 | 0 | 0 | 0 | 0 | 0 | 0 | 0 | 0 | 0 | 0 |  | 0 | 0 | 0 | 0 |  | 0 | 0 | 0 | 0 | 0
1999-09-14 | 1999 | 9 | 14 | 0 | 0 | 0 | 0 | 0 | 0 | 0 | 0 | 0 | 0 | 0 | 0 | 0 | 0 | 0 | 0 | 0 | 0 | 0 | 0 | 0 | 0 | 0 | 0 |  | 0 | 0 | 0 | 0 |  | 0 | 0 | 0 | 0 | 0
1999-09-15 | 1999 | 9 | 15 | 0 | 0 | 0 | 0 | 0 | 0 | 0 | 0 | 0 | 0 | 0 | 0 | 0 | 0 | 0 | 0 | 0 | 0 | 0 | 0 | 0 | 0 | 0 | 0 |  | 0 | 0 | 0 | 0 |  | 0 | 0 | 0 | 0 | 0
1999-09-16 | 1999 | 9 | 16 | 0 | 0 | 0 | 0 | 0 | 0 | 0 | 0 | 0 | 0 | 0 | 0 | 0 | 0 | 0 | 0 | 0 | 0 | 0 | 0 | 0 | 0 | 0 | 0 |  | 0 | 0 | 0 | 0 |  | 0 | 0 | 0 | 0 | 0
1999-09-17 | 1999 | 9 | 17 | 0 | 0 | 0 | 0 | 0 | 0 | 0 | 0 | 0 | 0 | 0 | 0 | 0 | 0 | 0 | 0 | 0 | 0 | 0 | 0 | 0 | 0 | 0 | 0 |  | 0 | 0 | 0 | 0 |  | 0 | 0 | 0 | 0 | 0
1999-09-18 | 1999 | 9 | 18 | 0 | 0 | 0 | 0 | 0 | 0 | 0 | 0 | 0 | 0 | 0 | 0 | 0 | 0 | 0 | 0 | 0 | 0 | 0 | 0 | 0 | 0 | 0 | 0 |  | 0 | 0 | 0 | 0 |  | 0 | 0 | 0 | 0 | 0
1999-09-19 | 1999 | 9 | 19 | 0 | 0 | 0 | 0 | 0 | 0 | 0 | 0 | 0 | 0 | 0 | 0 | 0 | 0 | 0 | 0 | 0 | 0 | 0 | 0 | 0 | 0 | 0 | 0 |  | 0 | 0 | 0 | 0 |  | 0 | 0 | 0 | 0 | 0
1999-09-20 | 1999 | 9 | 20 | 0 | 0 | 0 | 0 | 0 | 0 | 0 | 0 | 0 | 0 | 0 | 0 | 0 | 0 | 0 | 0 | 0 | 0 | 0 | 0 | 0 | 0 | 0 | 0 |  | 0 | 0 | 0 | 0 |  | 0 | 0 | 0 | 0 | 0
1999-09-21 | 1999 | 9 | 21 | 0 | 0 | 0 | 0 | 0 | 0 | 0 | 0 | 0 | 0 | 0 | 0 | 0 | 0 | 0 | 0 | 0 | 0 | 0 | 0 | 0 | 0 | 0 | 0 |  | 0 | 0 | 0 | 0 |  | 0 | 0 | 0 | 0 | 0
1999-09-22 | 1999 | 9 | 22 | 0 | 0 | 0 | 0 | 0 | 0 | 0 | 0 | 0 | 0 | 0 | 0 | 0 | 0 | 0 | 0 | 0 | 0 | 0 | 0 | 0 | 0 | 0 | 0 |  | 0 | 0 | 0 | 0 |  | 0 | 0 | 0 | 0 | 0
1999-09-23 | 1999 | 9 | 23 | 0 | 0 | 0 | 0 | 0 | 0 | 0 | 0 | 0 | 0 | 0 | 0 | 0 | 0 | 0 | 0 | 0 | 0 | 0 | 0 | 0 | 0 | 0 | 0 |  | 0 | 0 | 0 | 0 |  | 0 | 0 | 0 | 0 | 0
1999-09-24 | 1999 | 9 | 24 | 1.4 | 1.5 | 2.9 | 1.4 | 0 | 0 | 0 | 0 | 0 | 0 | 0 | 0 | 0 | 0 | 0 | 0 | 0 | 0 | 0 | 0 | 0 | 0 | 0 | 0 |  | 7.2 | 7.2 | 7.2 | 8.8818e-16 |  | 0 | 0 | 0 | 0 | 7.2
1999-09-25 | 1999 | 9 | 25 | 0 | 0 | 0 | 0 | 0 | 0 | 0 | 0 | 0 | 0 | 0 | 0 | 0 | 0 | 0 | 0 | 0 | 0 | 0 | 0 | 0 | 0 | 0 | 0 |  | 0 | 0 | 0 | 0 |  | 0 | 0 | 0 | 0 | 0
1999-09-26 | 1999 | 9 | 26 | 0 | 0 | 0 | 0 | 0 | 0 | 0 | 0 | 0 | 0 | 0 | 0 | 0 | 0 | 0 | 0 | 0 | 0 | 0 | 0 | 0 | 0 | 0 | 0 |  | 0 | 0 | 0 | 0 |  | 0 | 0 | 0 | 0 | 0
1999-09-27 | 1999 | 9 | 27 | 0 | 0 | 0 | 0 | 0 | 0 | 0 | 0 | 0 | 0 | 0 | 0 | 0 | 0 | 0 | 0 | 0 | 0 | 0 | 0 | 0 | 0 | 0 | 0 |  | 0 | 0 | 0 | 0 |  | 0 | 0 | 0 | 0 | 0
1999-09-28 | 1999 | 9 | 28 | 0 | 0 | 0 | 0 | 0 | 0 | 0 | 0 | 0 | 0 | 0 | 0 | 0 | 0 | 0 | 0 | 0 | 0 | 0 | 0 | 0 | 0 | 0 | 0 |  | 0 | 0 | 0 | 0 |  | 0 | 0 | 0 | 0 | 0
1999-09-29 | 1999 | 9 | 29 | 0 | 0 | 0 | 0 | 0 | 0 | 0 | 0 | 0 | 0 | 0 | 0 | 0 | 0 | 0 | 0 | 0 | 0 | 0 | 0 | 0 | 0 | 0 | 0 |  | 0 | 0 | 0 | 0 |  | 0 | 0 | 0 | 0 | 0
1999-09-30 | 1999 | 9 | 30 | 0 | 0 | 0 | 0 | 0.1 | 0 | 0 | 0.1 | 0 | 0 | 0.1 | 0 | 0.1 | 0 | 0.1 | 0 | 0 | 0.1 | 0 | 0.1 | 0 | 0 | 0 | 0 |  | 0.7 | 0.7 | 0.7 | 0 |  | 0 | 0 | 0 | 0 | 0.7
1999-10-01 | 1999 | 10 | 1 | 0 | 0.1 | 0.2 | 0.1 | 0.2 | 0.1 | 0.2 | 0 | 0 | 0.1 | 0.2 | 0 | 0 | 0 | 0 | 0 | 0.1 | 0 | 0.2 | 0.1 | 0 | 0 | 0 | 0 |  | 1.6 | 1.6 | 1.6 | 2.2204e-16 |  | 0 | 0 | 0 | 0 | 0
1999-10-02 | 1999 | 10 | 2 | 0 | 0 | 0 | 0 | 0 | 0 | 0 | 0 | 0 | 0 | 0 | 0 | 0 | 0 | 0 | 0 | 0 | 0 | 0 | 0 | 0 | 0 | 0 | 0 |  | 0 | 0 | 0 | 0 |  | 0 | 0 | 0 | 0 | 0
1999-10-03 | 1999 | 10 | 3 | 0 | 0 | 0 | 0 | 0 | 0 | 0 | 0 | 0 | 0 | 0 | 0 | 0 | 0 | 0 | 0 | 0 | 0 | 0 | 0 | 0 | 0 | 0 | 0 |  | 0 | 0 | 0 | 0 |  | 0 | 0 | 0 | 0 | 0
1999-10-04 | 1999 | 10 | 4 | 0 | 0 | 0 | 0 | 0 | 0 | 0 | 0 | 0 | 0 | 0 | 0 | 0 | 0 | 0 | 0 | 0 | 0 | 0 | 0 | 0 | 0 | 0 | 0 |  | 0 | 0 | 0 | 0 |  | 0 | 0 | 0 | 0 | 0
1999-10-05 | 1999 | 10 | 5 | 0 | 0 | 0 | 0 | 0 | 0 | 0 | 0 | 0 | 0 | 0 | 0 | 0 | 0 | 0 | 0.1 | 0.1 | 0 | 0 | 0 | 0 | 0 | 0 | 0 |  | 0.2 | 0.2 | 0.2 | 0 |  | 0 | 0 | 0 | 0 | 0
1999-10-06 | 1999 | 10 | 6 | 0 | 0 | 0 | 0 | 0 | 0 | 0 | 0 | 0 | 0 | 0 | 0 | 0 | 0 | 0 | 0 | 0 | 0 | 0 | 0 | 0 | 0 | 0 | 0 |  | 0 | 0 | 0 | 0 |  | 0 | 0 | 0 | 0 | 0
1999-10-07 | 1999 | 10 | 7 | 0 | 0 | 0 | 0 | 0 | 0 | 0 | 0 | 0 | 0 | 0 | 0 | 0 | 0 | 0 | 0 | 0 | 0 | 0 | 0 | 0 | 0 | 0 | 0 |  | 0 | 0 | 0 | 0 |  | 0 | 0 | 0 | 0 | 0
1999-10-08 | 1999 | 10 | 8 | 0 | 0 | 0 | 0 | 0 | 0 | 0 | 0 | 0 | 0 | 0 | 0.1 | 0 | 0 | 0.1 | 0 | 0 | 0 | 0 | 0 | 0 | 0 | 0 | 0 |  | 0.2 | 0.2 | 0.2 | 0 |  | 0 | 0 | 0 | 0 | 0
1999-10-09 | 1999 | 10 | 9 | 0 | 0 | 0 | 0 | 0 | 0 | 0 | 0.2 | 0 | 0 | 0 | 0 | 0 | 0 | 0 | 0 | 0 | 0 | 0 | 0 | 0 | 0 | 0 | 0 |  | 0.2 | 0.2 | 0.2 | 0 |  | 0 | 0 | 0 | 0 | 0
1999-10-10 | 1999 | 10 | 10 | 0 | 0 | 0 | 0 | 0 | 0 | 0 | 0 | 0 | 0 | 0 | 0 | 0 | 0 | 0 | 0 | 0 | 0 | 0 | 0 | 0 | 0 | 0 | 0 |  | 0 | 0 | 0 | 0 |  | 0 | 0 | 0 | 0 | 0
1999-10-11 | 1999 | 10 | 11 | 0 | 0 | 0 | 0 | 0 | 0 | 0 | 0 | 0 | 0 | 0 | 0 | 0 | 0 | 0 | 0 | 0 | 0 | 0 | 0 | 0 | 0 | 0 | 0 |  | 0 | 0 | 0 | 0 |  | 0 | 0 | 0 | 0 | 0
1999-10-12 | 1999 | 10 | 12 | 0 | 0 | 0 | 0 | 0 | 0.1 | 0.1 | 0 | 0.1 | 0.1 | 0 | 0 | 0 | 0 | 0 | 0 | 0 | 0 | 0 | 0 | 0 | 0 | 0 | 0 |  | 0.4 | 0.4 | 0.4 | 0 |  | 0 | 0 | 0 | 0 | 0
1999-10-13 | 1999 | 10 | 13 | 0 | 0 | 0 | 0 | 0 | 0 | 0 | 0 | 0 | 0 | 0 | 0 | 0 | 0 | 0 | 0 | 0 | 0 | 0 | 0 | 0 | 0 | 0 | 0 |  | 0 | 0 | 0 | 0 |  | 0 | 0 | 0 | 0 | 0
1999-10-14 | 1999 | 10 | 14 | 0 | 0 | 0 | 0 | 0 | 0 | 0 | 0 | 0 | 0 | 0 | 0 | 0 | 0 | 0 | 0 | 0 | 0 | 0 | 0 | 0 | 0 | 0 | 0 |  | 0 | 0 | 0 | 0 |  | 0 | 0 | 0 | 0 | 0
1999-10-15 | 1999 | 10 | 15 | 0 | 0 | 0 | 0 | 0 | 0 | 0 | 0 | 0 | 0 | 0 | 0 | 0 | 0 | 0 | 0 | 0 | 0 | 0 | 0 | 0 | 0 | 0 | 0 |  | 0 | 0 | 0 | 0 |  | 0 | 0 | 0 | 0 | 0
1999-10-16 | 1999 | 10 | 16 | 0 | 0 | 0 | 0 | 0 | 0 | 0 | 0 | 0 | 0 | 0 | 0 | 0 | 0 | 0 | 0 | 0 | 0 | 0 | 0 | 0 | 0 | 0 | 0 |  | 0 | 0 | 0 | 0 |  | 0 | 0 | 0 | 0 | 0
1999-10-17 | 1999 | 10 | 17 | 0 | 0 | 0 | 0 | 0 | 0 | 0 | 0 | 0 | 0 | 0 | 0 | 0 | 0 | 0 | 0 | 0 | 0 | 0 | 0 | 0 | 0 | 0 | 0 |  | 0 | 0 | 0 | 0 |  | 0 | 0 | 0 | 0 | 0
1999-10-18 | 1999 | 10 | 18 | 0 | 0 | 0 | 0 | 0 | 0 | 0 | 0 | 0 | 0 | 0 | 0 | 0 | 0 | 0 | 0 | 0 | 0 | 0 | 0 | 0 | 0 | 0 | 0 |  | 0 | 0 | 0 | 0 |  | 0 | 0 | 0 | 0 | 0
1999-10-19 | 1999 | 10 | 19 | 0 | 0 | 0 | 0 | 0 | 0 | 0 | 0 | 0 | 0 | 0 | 0 | 0 | 0 | 0 | 0 | 0 | 0 | 0 | 0 | 0 | 0 | 0 | 0 |  | 0 | 0 | 0 | 0 |  | 0 | 0 | 0 | 0 | 0
1999-10-20 | 1999 | 10 | 20 | 0 | 0 | 0 | 0 | 0 | 0 | 0 | 0 | 0 | 0 | 0 | 0 | 0 | 0 | 0 | 0 | 0 | 0 | 0 | 0 | 0 | 0 | 0 | 0 |  | 0 | 0 | 0 | 0 |  | 0 | 0 | 0 | 0 | 0
1999-10-21 | 1999 | 10 | 21 | 0 | 0 | 0 | 0 | 0 | 0 | 0 | 0 | 0 | 0 | 0 | 0 | 0 | 0 | 0 | 0 | 0 | 0 | 0 | 0 | 0 | 0 | 0 | 0 |  | 0 | 0 | 0 | 0 |  | 0 | 0 | 0 | 0 | 0
1999-10-22 | 1999 | 10 | 22 | 0 | 0 | 0 | 0 | 0 | 0 | 0 | 0 | 0 | 0 | 0 | 0 | 0 | 0 | 0 | 0 | 0 | 0 | 0 | 0 | 0 | 0 | 0 | 0 |  | 0 | 0 | 0 | 0 |  | 0 | 0 | 0 | 0 | 0
1999-10-23 | 1999 | 10 | 23 | 0 | 0 | 0 | 0 | 0 | 0 | 0 | 0 | 0 | 0 | 0 | 0 | 0 | 0 | 0 | 0 | 0 | 0 | 0 | 0 | 0 | 0 | 0 | 0 |  | 0 | 0 | 0 | 0 |  | 0 | 0 | 0 | 0 | 0
1999-10-24 | 1999 | 10 | 24 | 0 | 0 | 0 | 0 | 0 | 0 | 0 | 0 | 0 | 0 | 0 | 0 | 0 | 0 | 0 | 0 | 0 | 0 | 0 | 0 | 0 | 0 | 0 | 0 |  | 0 | 0 | 0 | 0 |  | 0 | 0 | 0 | 0 | 0
1999-10-25 | 1999 | 10 | 25 | 0 | 0 | 0 | 0 | 0 | 0 | 0 | 0 | 0 | 0 | 0 | 0 | 0 | 0 | 0 | 0 | 0 | 0 | 0 | 0 | 0 | 0 | 0 | 0 |  | 0 | 0 | 0 | 0 |  | 0 | 0 | 0 | 0 | 0
1999-10-26 | 1999 | 10 | 26 | 0 | 0 | 0 | 0 | 0 | 0 | 0 | 0 | 0 | 0 | 0 | 0 | 0 | 0 | 0 | 0 | 0 | 0 | 0 | 0 | 0 | 0 | 0 | 0 |  | 0 | 0 | 0 | 0 |  | 0 | 0 | 0 | 0 | 0
1999-10-27 | 1999 | 10 | 27 | 0 | 0 | 0 | 0 | 0 | 0 | 0 | 0 | 0 | 0 | 0 | 0 | 0 | 0 | 0 | 0 | 0 | 0 | 0 | 0 | 0 | 0 | 0 | 0 |  | 0 | 0 | 0 | 0 |  | 0 | 0 | 0 | 0 | 0
1999-10-28 | 1999 | 10 | 28 | 0 | 0 | 0 | 0 | 0 | 0 | 0 | 0 | 0 | 0 | 0 | 0 | 0 | 0 | 0 | 0 | 0 | 0 | 0 | 0 | 0 | 0 | 0 | 0 |  | 0 | 0 | 0 | 0 |  | 0 | 0 | 0 | 0 | 0
1999-10-29 | 1999 | 10 | 29 | 0 | 0 | 0 | 0 | 0 | 0 | 0 | 0 | 0 | 0 | 0 | 0 | 0 | 0 | 0 | 0 | 0 | 0 | 0 | 0 | 0 | 0 | 0 | 0 |  | 0 | 0 | 0 | 0 |  | 0 | 0 | 0 | 0 | 0
1999-10-30 | 1999 | 10 | 30 | 0 | 0 | 0 | 0 | 0 | 0 | 0 | 0 | 0 | 0 | 0 | 0 | 0 | 0 | 0 | 0 | 0 | 0 | 0 | 0 | 0 | 0 | 0 | 0 |  | 0 | 0 | 0 | 0 |  | 0 | 0 | 0 | 0 | 0
1999-10-31 | 1999 | 10 | 31 | 0 | 0 | 0 | 0 | 0 | 0 | 0 | 0 | 0 | 0 | 0 | 0.2 | 0.4 | 0.2 | 0.2 | 0 | 0 | 0 | 0 | 0 | 0 | 0 | 0 | 0 |  | 1 | 1 | 1 | 0 |  | 0 | 0 | 0 | 0 | 0
1999-11-01 | 1999 | 11 | 1 | 0 | 0 | 0 | 0 | 0 | 0 | 0 | 0 | 0 | 0 | 0 | 0 | 0 | 0 | 0 | 0 | 0 | 0 | 0 | 0 | 0 | 0 | 0 | 0 |  | 0 | 0 | 0 | 0 |  | 0 | 0 | 0 | 0 | 0
1999-11-02 | 1999 | 11 | 2 | 0 | 0 | 0 | 0 | 0 | 0 | 0 | 0 | 0 | 0 | 0 | 0 | 0 | 0 | 0 | 0 | 0 | 0 | 0 | 0 | 0 | 0 | 0 | 0 |  | 0 | 0 | 0 | 0 |  | 0 | 0 | 0 | 0 | 0
1999-11-03 | 1999 | 11 | 3 | 0 | 0 | 0 | 0 | 0 | 0 | 0 | 0 | 0 | 0 | 0 | 0 | 0 | 0 | 0 | 0 | 0 | 0 | 0 | 0 | 0 | 0 | 0 | 0 |  | 0 | 0 | 0 | 0 |  | 0 | 0 | 0 | 0 | 0
1999-11-04 | 1999 | 11 | 4 | 0 | 0 | 0 | 0 | 0 | 0 | 0 | 0 | 0 | 0.2 | 0.2 | 0 | 0 | 0 | 0 | 0 | 0 | 0 | 0 | 0 | 0 | 0 | 0 | 0 |  | 0.4 | 0.4 | 0.4 | 0 |  | 0 | 0 | 0 | 0 | 0
1999-11-05 | 1999 | 11 | 5 | 0 | 0 | 0 | 0 | 0 | 0 | 0 | 0 | 0 | 0 | 0 | 0 | 0 | 0 | 0 | 0 | 0 | 0 | 0 | 0 | 0 | 0 | 0 | 0 |  | 0 | 0 | 0 | 0 |  | 0 | 0 | 0 | 0 | 0
1999-11-06 | 1999 | 11 | 6 | 0 | 0 | 0 | 0 | 0 | 0 | 0 | 0 | 0 | 0 | 0 | 0 | 0 | 0 | 0 | 0 | 0 | 0 | 0 | 0 | 0 | 0 | 0 | 0 |  | 0 | 0 | 0 | 0 |  | 0 | 0 | 0 | 0 | 0
1999-11-07 | 1999 | 11 | 7 | 0 | 0 | 0 | 0 | 0 | 0 | 0 | 0 | 0 | 0 | 0 | 0 | 0 | 0 | 0 | 0 | 0 | 0 | 0 | 0 | 0 | 0 | 0 | 0 |  | 0 | 0 | 0 | 0 |  | 0 | 0 | 0 | 0 | 0
1999-11-08 | 1999 | 11 | 8 | 0 | 0 | 0 | 0 | 0 | 0 | 0 | 0 | 0 | 0 | 0 | 0 | 0 | 0 | 0 | 0 | 0 | 0 | 0 | 0 | 0 | 0 | 0 | 0 |  | 0 | 0 | 0 | 0 |  | 0 | 0 | 0 | 0 | 0
1999-11-09 | 1999 | 11 | 9 | 0 | 0 | 0 | 0 | 0 | 0 | 0 | 0 | 0 | 0 | 0 | 0 | 0 | 0 | 0 | 0 | 0 | 0 | 0 | 0 | 0 | 0 | 0 | 0 |  | 0 | 0 | 0 | 0 |  | 0 | 0 | 0 | 0 | 0
1999-11-10 | 1999 | 11 | 10 | 0 | 0 | 0 | 0 | 0 | 0 | 0 | 0 | 0 | 0 | 0 | 0 | 0 | 0 | 0 | 0 | 0 | 0 | 0 | 0 | 0 | 0 | 0 | 0 |  | 0 | 0 | 0 | 0 |  | 0 | 0 | 0 | 0 | 0
1999-11-11 | 1999 | 11 | 11 | 0 | 0 | 0 | 0 | 0 | 0 | 0 | 0 | 0 | 0 | 0 | 0 | 0 | 0 | 0 | 0 | 0 | 0 | 0 | 0 | 0 | 0 | 0 | 0 |  | 0 | 0 | 0 | 0 |  | 0 | 0 | 0 | 0 | 0
1999-11-12 | 1999 | 11 | 12 | 0 | 0 | 0 | 0 | 0 | 0 | 0 | 0 | 0 | 0 | 0 | 0 | 0 | 0 | 0 | 0 | 0 | 0.4 | 0.4 | 0.4 | 0.4 | 0.4 | 0.4 | 0 |  | 2.4 | 2.4 | 2.4 | 0 |  | 0 | 0 | 0 | 0 | 0
1999-11-13 | 1999 | 11 | 13 | 0 | 0 | 0 | 0 | 0 | 0 | 0 | 0 | 0 | 0 | 0 | 0 | 0 | 0 | 0 | 0 | 0 | 0 | 0 | 0 | 0 | 0 | 0 | 0 |  | 0 | 0 | 0 | 0 |  | 0 | 0 | 0 | 0 | 0
1999-11-14 | 1999 | 11 | 14 | 0 | 0 | 0 | 0 | 0 | 0 | 0 | 0 | 0 | 0 | 0 | 0 | 0 | 0 | 0 | 0 | 0 | 0 | 0 | 0 | 0 | 0 | 0 | 0 |  | 0 | 0 | 0 | 0 |  | 0 | 0 | 0 | 0 | 0
1999-11-15 | 1999 | 11 | 15 | 0 | 0 | 0 | 0 | 0 | 0 | 0 | 0 | 0 | 0 | 0 | 0 | 0 | 0 | 0 | 0 | 0 | 0 | 0 | 0 | 0 | 0 | 0 | 0 |  | 0 | 0 | 0 | 0 |  | 0 | 0 | 0 | 0 | 0
1999-11-16 | 1999 | 11 | 16 | 0 | 0 | 0 | 0 | 0 | 0 | 0 | 0 | 0 | 0 | 0 | 0 | 0 | 0 | 0 | 0 | 0 | 0 | 0 | 0 | 0 | 0 | 0 | 0 |  | 0 | 0 | 0 | 0 |  | 0 | 0 | 0 | 0 | 0
1999-11-17 | 1999 | 11 | 17 | 0 | 0 | 0 | 0.7 | 0 | 0 | 0 | 0.7 | 0.6 | 0 | 0 | 0 | 0 | 0 | 0.7 | 0.7 | 0.7 | 0 | 0 | 0.6 | 1.4 | 1.3 | 0.7 | 0.7 |  | 8.8 | 8.8 | 8.8 | 1.7764e-15 |  | 0 | 0 | 0 | 0 | 0
1999-11-18 | 1999 | 11 | 18 | 0.3 | 0.2 | 0.3 | 0 | 0 | 0 | 0 | 0 | 0 | 0 | 0 | 0 | 0 | 0 | 0 | 0 | 0 | 0 | 0 | 0 | 0 | 0 | 0 | 0 |  | 0.8 | 0.8 | 0.8 | 0 |  | 0 | 0 | 0 | 0 | 0
1999-11-19 | 1999 | 11 | 19 | 0 | 0 | 0 | 0 | 0 | 0 | 0 | 0 | 0 | 0 | 0 | 0 | 0 | 0 | 0 | 0 | 0 | 0 | 0 | 0 | 0 | 0 | 0 | 0 |  | 0 | 0 | 0 | 0 |  | 0 | 0 | 0 | 0 | 0
1999-11-20 | 1999 | 11 | 20 | 0 | 0 | 0 | 0 | 0 | 0 | 0 | 0 | 0 | 0 | 0 | 0 | 0 | 0 | 0 | 0 | 0 | 0 | 0 | 0 | 0 | 0 | 0 | 0 |  | 0 | 0 | 0 | 0 |  | 0 | 0 | 0 | 0 | 0
1999-11-21 | 1999 | 11 | 21 | 0 | 0 | 0 | 0 | 0 | 0 | 0 | 0 | 0 | 0 | 0 | 0 | 0 | 0 | 0 | 0 | 0 | 0 | 0 | 0 | 0 | 0 | 0 | 0 |  | 0 | 0 | 0 | 0 |  | 0 | 0 | 0 | 0 | 0
1999-11-22 | 1999 | 11 | 22 | 0 | 0 | 0 | 0 | 0 | 0 | 0 | 0 | 0 | 0 | 0 | 0 | 0 | 0 | 0 | 0 | 0 | 0 | 0 | 0 | 0 | 0 | 0 | 0 |  | 0 | 0 | 0 | 0 |  | 0 | 0 | 0 | 0 | 0
1999-11-23 | 1999 | 11 | 23 | 0 | 0 | 0 | 0 | 0 | 0 | 0 | 0 | 0 | 0 | 0 | 0 | 0 | 0 | 0 | 0 | 0 | 0 | 0 | 0 | 0 | 0 | 0 | 0 |  | 0 | 0 | 0 | 0 |  | 0 | 0 | 0 | 0 | 0
1999-11-24 | 1999 | 11 | 24 | 0 | 0 | 0 | 0 | 0 | 0 | 0 | 0 | 0 | 0 | 0 | 0 | 0 | 0 | 0 | 0 | 0 | 0 | 0 | 0 | 0 | 0 | 0 | 0 |  | 0 | 0 | 0 | 0 |  | 0 | 0 | 0 | 0 | 0
1999-11-25 | 1999 | 11 | 25 | 0 | 0 | 0 | 0 | 0 | 0 | 0 | 0 | 0 | 0 | 0 | 0 | 0 | 0 | 0 | 0 | 0 | 0 | 0 | 0 | 0 | 0 | 0 | 0 |  | 0 | 0 | 0 | 0 |  | 0 | 0 | 0 | 0 | 0
1999-11-26 | 1999 | 11 | 26 | 0 | 0 | 0 | 0 | 0 | 0 | 0 | 0 | 0 | 0 | 0 | 0 | 0 | 0 | 0 | 0 | 0 | 0 | 0 | 0 | 0 | 0 | 0 | 0 |  | 0 | 0 | 0 | 0 |  | 0 | 0 | 0 | 0 | 0
1999-11-27 | 1999 | 11 | 27 | 0 | 0 | 0 | 0 | 0 | 0 | 0 | 0 | 0 | 0 | 0 | 0 | 0 | 0 | 0 | 0 | 0 | 0 | 0 | 0 | 0 | 0 | 0 | 0 |  | 0 | 0 | 0 | 0 |  | 0 | 0 | 0 | 0 | 0
1999-11-28 | 1999 | 11 | 28 | 0 | 0 | 0 | 0 | 0 | 0 | 0 | 0 | 0 | 0 | 0 | 0 | 0 | 0 | 0 | 0 | 0 | 0 | 0 | 0 | 0 | 0 | 0 | 0 |  | 0 | 0 | 0 | 0 |  | 0 | 0 | 0 | 0 | 0
1999-11-29 | 1999 | 11 | 29 | 0 | 0 | 0 | 0 | 0 | 0 | 0 | 0 | 0 | 0 | 0 | 0 | 0 | 0 | 0 | 0 | 0 | 0 | 0 | 0 | 0 | 0 | 0 | 0 |  | 0 | 0 | 0 | 0 |  | 0 | 0 | 0 | 0 | 0
1999-11-30 | 1999 | 11 | 30 | 0 | 0 | 0 | 0 | 0 | 0 | 0 | 0 | 0 | 0 | 0 | 0 | 0 | 0 | 0 | 0 | 0 | 0 | 0 | 0 | 0 | 0 | 0 | 0 |  | 0 | 0 | 0 | 0 |  | 0 | 0 | 0 | 0 | 0
1999-12-01 | 1999 | 12 | 1 | 0 | 0 | 0 | 0 | 0 | 0 | 0 | 0 | 0 | 0 | 0 | 0 | 0 | 0 | 0 | 0 | 0 | 0 | 0 | 0 | 0 | 0 | 0 | 0 |  | 0 | 0 | 0 | 0 |  | 0 | 0 | 0 | 0 | 0
1999-12-02 | 1999 | 12 | 2 | 0 | 0 | 0 | 0 | 0 | 0 | 0 | 0 | 0 | 0 | 0 | 0 | 0 | 0 | 0 | 0 | 0 | 0 | 0 | 0 | 0 | 0 | 0 | 0 |  | 0 | 0 | 0 | 0 |  | 0 | 0 | 0 | 0 | 0
1999-12-03 | 1999 | 12 | 3 | 0 | 0 | 0 | 0 | 0 | 0 | 0 | 0 | 0 | 0 | 0 | 0 | 0 | 0 | 0 | 0 | 0 | 0 | 0 | 0 | 0 | 0 | 0 | 0 |  | 0 | 0 | 0 | 0 |  | 0 | 0 | 0 | 0 | 0
1999-12-04 | 1999 | 12 | 4 | 0 | 0 | 0 | 0 | 0 | 0 | 0 | 0 | 0 | 0 | 0 | 0 | 0 | 0 | 0 | 0 | 0 | 0 | 0 | 0 | 0 | 0 | 0 | 0 |  | 0 | 0 | 0 | 0 |  | 0 | 0 | 0 | 0 | 0
1999-12-05 | 1999 | 12 | 5 | 0 | 0 | 0 | 0 | 0 | 0 | 0 | 0 | 0 | 0 | 0 | 0 | 0 | 0 | 0 | 0 | 0 | 0 | 0 | 0 | 0 | 0 | 0 | 0 |  | 0 | 0 | 0 | 0 |  | 0 | 0 | 0 | 0 | 0
1999-12-06 | 1999 | 12 | 6 | 0 | 0 | 0 | 0 | 0 | 0 | 0 | 0 | 0 | 0 | 0 | 0 | 0 | 0 | 0 | 0 | 0 | 0 | 0 | 0 | 0 | 0 | 0 | 0 |  | 0 | 0 | 0 | 0 |  | 0 | 0 | 0 | 0 | 0
1999-12-07 | 1999 | 12 | 7 | 0 | 0 | 0 | 0 | 0 | 0.3 | 0.2 | 0.3 | 0 | 0 | 0 | 0 | 0.2 | 0 | 0 | 0 | 0 | 0 | 0 | 0 | 0 | 0 | 0 | 0 |  | 1 | 1 | 1 | 0 |  | 0 | 0 | 0 | 0 | 0
1999-12-08 | 1999 | 12 | 8 | 0 | 0 | 0 | 0 | 0 | 0 | 0 | 0 | 0 | 0 | 0 | 0 | 0 | 0 | 0 | 0 | 0 | 0 | 0 | 0 | 0 | 0 | 0 | 0 |  | 0 | 0 | 0 | 0 |  | 0 | 0 | 0 | 0 | 0
1999-12-09 | 1999 | 12 | 9 | 0 | 0 | 0 | 0 | 0 | 0 | 0 | 0 | 0 | 0 | 0 | 0 | 0 | 0 | 0 | 0 | 0 | 0 | 0 | 0 | 0 | 0 | 0 | 0 |  | 0 | 0 | 0 | 0 |  | 0 | 0 | 0 | 0 | 0
1999-12-10 | 1999 | 12 | 10 | 0 | 0 | 0 | 0 | 0 | 0 | 0 | 0 | 0 | 0 | 0 | 0 | 0 | 0 | 0 | 0 | 0 | 0 | 0 | 0 | 0 | 0 | 0 | 0 |  | 0 | 0 | 0 | 0 |  | 0 | 0 | 0 | 0 | 0
1999-12-11 | 1999 | 12 | 11 | 0 | 0 | 0 | 0 | 0 | 0 | 0 | 0 | 0 | 0 | 0 | 0 | 0 | 0 | 0 | 0 | 0 | 0 | 0 | 0 | 0 | 0 | 0 | 0 |  | 0 | 0 | 0 | 0 |  | 0 | 0 | 0 | 0 | 0
1999-12-12 | 1999 | 12 | 12 | 0 | 0 | 0 | 0 | 0 | 0 | 0 | 0 | 0 | 0 | 0 | 0 | 0 | 0 | 0 | 0 | 0 | 0 | 0 | 0 | 0 | 0 | 0 | 0 |  | 0 | 0 | 0 | 0 |  | 0 | 0 | 0 | 0 | 0
1999-12-13 | 1999 | 12 | 13 | 0 | 0 | 0 | 0 | 0 | 0 | 0 | 0 | 0 | 0 | 0 | 0 | 0 | 0 | 0 | 0 | 0 | 0 | 0 | 0 | 0 | 0 | 0 | 0 |  | 0 | 0 | 0 | 0 |  | 0 | 0 | 0 | 0 | 0
1999-12-14 | 1999 | 12 | 14 | 0 | 0 | 0 | 0 | 0 | 0 | 0 | 0 | 0 | 0 | 0 | 0 | 0 | 0 | 0 | 0 | 0 | 0 | 0 | 0 | 0 | 0 | 0 | 0 |  | 0 | 0 | 0 | 0 |  | 0 | 0 | 0 | 0 | 0
1999-12-15 | 1999 | 12 | 15 | 0 | 0 | 0 | 0 | 0 | 0 | 0 | 0 | 0 | 0 | 0 | 0 | 0 | 0 | 0 | 0 | 0 | 0 | 0 | 0 | 0 | 0 | 0 | 0 |  | 0 | 0 | 0 | 0 |  | 0 | 0 | 0 | 0 | 0
1999-12-16 | 1999 | 12 | 16 | 0 | 0 | 0 | 0 | 0 | 0 | 0 | 0 | 0 | 0 | 0 | 0 | 0 | 0 | 0 | 0 | 0 | 0 | 0 | 0 | 0 | 0 | 0 | 0 |  | 0 | 0 | 0 | 0 |  | 0 | 0 | 0 | 0 | 0
1999-12-17 | 1999 | 12 | 17 | 0 | 0 | 0 | 0 | 0 | 0 | 0 | 0 | 0 | 0 | 0 | 0 | 0 | 0 | 0 | 0 | 0 | 0 | 0 | 0 | 0 | 0 | 0 | 0 |  | 0 | 0 | 0 | 0 |  | 0 | 0 | 0 | 0 | 0
1999-12-18 | 1999 | 12 | 18 | 0 | 0 | 0 | 0 | 0 | 0 | 0 | 0 | 0 | 0 | 0 | 0 | 0 | 0.1 | 0.1 | 0.1 | 0.1 | 0 | 0 | 0 | 0 | 0 | 0 | 0 |  | 0.4 | 0.4 | 0.4 | 0 |  | 0 | 0 | 0 | 0 | 0
1999-12-19 | 1999 | 12 | 19 | 0 | 0 | 0 | 0 | 0 | 0 | 0 | 0 | 0 | 0 | 0 | 0 | 0 | 0 | 0 | 0 | 0 | 0 | 0 | 0 | 0 | 0 | 0 | 0 |  | 0 | 0 | 0 | 0 |  | 0 | 0 | 0 | 0 | 0
1999-12-20 | 1999 | 12 | 20 | 0 | 0 | 0 | 0 | 0 | 0 | 0 | 0 | 0 | 0 | 0 | 0 | 0 | 0 | 0 | 0 | 0 | 0 | 0.4 | 0 | 0 | 0 | 0 | 0 |  | 0.4 | 0.4 | 0.4 | 0 |  | 0 | 0 | 0 | 0 | 0
1999-12-21 | 1999 | 12 | 21 | 0 | 0 | 0 | 0 | 0 | 0 | 0 | 0 | 0 | 0 | 0 | 0 | 0 | 0 | 0 | 0 | 0 | 0 | 0 | 0 | 0 | 0 | 0 | 0 |  | 0 | 0 | 0 | 0 |  | 0 | 0 | 0 | 0 | 0
1999-12-22 | 1999 | 12 | 22 | 0 | 0 | 0 | 0 | 0 | 0 | 0 | 0 | 0 | 0 | 0 | 0 | 0 | 0 | 0 | 0 | 0 | 0 | 0 | 0 | 0 | 0 | 0 | 0 |  | 0 | 0 | 0 | 0 |  | 0 | 0 | 0 | 0 | 0
1999-12-23 | 1999 | 12 | 23 | 0 | 0 | 0 | 0 | 0 | 0 | 0 | 0 | 0 | 0 | 0 | 0 | 0 | 0 | 0 | 0 | 0 | 0 | 0 | 0 | 0 | 0 | 0 | 0 |  | 0 | 0 | 0 | 0 |  | 0 | 0 | 0 | 0 | 0
1999-12-24 | 1999 | 12 | 24 | 0 | 0 | 0 | 0 | 0 | 0 | 0 | 0 | 0 | 0 | 0 | 0 | 0 | 0 | 0 | 0 | 0 | 0 | 0 | 0 | 0 | 0 | 0 | 0 |  | 0 | 0 | 0 | 0 |  | 0 | 0 | 0 | 0 | 0
1999-12-25 | 1999 | 12 | 25 | 0 | 0 | 0 | 0 | 0 | 0 | 0 | 0 | 0 | 0 | 0 | 0 | 0 | 0 | 0 | 0 | 0 | 0 | 0 | 0 | 0 | 0 | 0 | 0 |  | 0 | 0 | 0 | 0 |  | 0 | 0 | 0 | 0 | 0
1999-12-26 | 1999 | 12 | 26 | 0 | 0 | 0 | 0 | 0 | 0 | 0 | 0 | 0 | 0 | 0 | 0 | 0 | 0 | 0 | 0 | 0 | 0 | 0 | 0 | 0 | 0 | 0 | 0 |  | 0 | 0 | 0 | 0 |  | 0 | 0 | 0 | 0 | 0
1999-12-27 | 1999 | 12 | 27 | 0 | 0 | 0 | 0 | 0 | 0 | 0 | 0 | 0 | 0 | 0 | 0 | 0 | 0 | 0 | 0 | 0 | 0 | 0 | 0 | 0 | 0 | 0 | 0 |  | 0 | 0 | 0 | 0 |  | 0 | 0 | 0 | 0 | 0
1999-12-28 | 1999 | 12 | 28 | 0 | 0 | 0 | 0 | 0 | 0 | 0 | 0 | 0 | 0 | 0 | 0 | 0 | 0 | 0 | 0 | 0 | 0 | 0 | 0 | 0 | 0 | 0 | 0 |  | 0 | 0 | 0 | 0 |  | 0 | 0 | 0 | 0 | 0
1999-12-29 | 1999 | 12 | 29 | 0 | 0 | 0 | 0 | 0 | 0 | 0 | 0 | 0 | 0 | 0 | 0 | 0 | 0 | 0 | 0 | 0 | 0 | 0 | 0 | 0 | 0 | 0 | 0 |  | 0 | 0 | 0 | 0 |  | 0 | 0 | 0 | 0 | 0
1999-12-30 | 1999 | 12 | 30 | 0 | 0 | 0 | 0 | 0 | 0 | 0 | 0 | 0 | 0 | 0 | 0 | 0 | 0 | 0 | 0 | 0 | 0 | 0 | 0 | 0 | 0 | 0 | 0 |  | 0 | 0 | 0 | 0 |  | 0 | 0 | 0 | 0 | 0
1999-12-31 | 1999 | 12 | 31 | 0 | 0 | 0 | 0 | 0 | 0 | 0 | 0 | 0 | 0 | 0 | 0 | 0 | 0 | 0 | 0 | 0 | 0 | 0 | 0 | 0 | 0 | 0 | 0 |  | 0 | 0 | 0 | 0 |  | 0 | 0 | 0 | 0 | 0
2000-01-01 | 2000 | 1 | 1 | 0 | 0 | 0 | 0 | 0 | 0 | 0 | 0 | 0 | 0 | 0 | 0 | 0 | 0 | 0 | 0 | 0.1 | 0.1 | 0 | 0.1 | 0.1 | 0.1 | 0 | 0.1 |  | 0.6 | 0.6 | 0.6 | 0 |  | 0 | 0 | 0 | 0 | 0
2000-01-02 | 2000 | 1 | 2 | 0.2 | 0.2 | 0.2 | 0.2 | 0.2 | 0.2 | 0.2 | 0.2 | 0.2 | 0.2 | 0.2 | 0.2 | 0.2 | 0.2 | 0.2 | 0 | 0.2 | 0 | 0 | 0 | 0 | 0 | 0 | 0 |  | 3.2 | 3.2 | 3.2 | 4.4409e-16 |  | 0 | 0 | 0 | 0 | 0
2000-01-03 | 2000 | 1 | 3 | 0 | 0 | 0 | 0 | 0 | 0 | 0 | 0 | 0 | 0 | 0 | 0 | 0 | 0 | 0 | 0 | 0 | 0 | 0 | 0 | 0 | 0 | 0 | 0 |  | 0 | 0 | 0 | 0 |  | 0 | 0 | 0 | 0 | 0
2000-01-04 | 2000 | 1 | 4 | 0 | 0 | 0 | 0 | 0 | 0 | 0 | 0 | 0 | 0 | 0 | 0 | 0 | 0 | 0 | 0 | 0 | 0 | 0 | 0 | 0 | 0 | 0 | 0 |  | 0 | 0 | 0 | 0 |  | 0 | 0 | 0 | 0 | 0
2000-01-05 | 2000 | 1 | 5 | 0 | 0 | 0 | 0 | 0 | 0 | 0 | 0 | 0 | 0 | 0 | 0 | 0 | 0 | 0 | 0 | 0 | 0 | 0 | 0 | 0 | 0 | 0 | 0 |  | 0 | 0 | 0 | 0 |  | 0 | 0 | 0 | 0 | 0
2000-01-06 | 2000 | 1 | 6 | 0 | 0 | 0 | 0 | 0 | 0 | 0 | 0 | 0 | 0 | 0 | 0 | 0 | 0 | 0 | 0 | 0 | 0 | 0 | 0 | 0 | 0 | 0 | 0 |  | 0 | 0 | 0 | 0 |  | 0 | 0 | 0 | 0 | 0
2000-01-07 | 2000 | 1 | 7 | 0 | 0 | 0 | 0 | 0 | 0 | 0 | 0 | 0 | 0 | 0 | 0 | 0 | 0 | 0 | 0 | 0 | 0 | 0 | 0 | 0 | 0 | 0 | 0 |  | 0 | 0 | 0 | 0 |  | 0 | 0 | 0 | 0 | 0
2000-01-08 | 2000 | 1 | 8 | 0 | 0 | 0 | 0 | 0 | 0 | 0 | 0 | 0 | 0 | 0 | 0 | 0 | 0 | 0 | 0 | 0 | 0 | 0 | 0 | 0 | 0 | 0 | 0 |  | 0 | 0 | 0 | 0 |  | 0 | 0 | 0 | 0 | 0
2000-01-09 | 2000 | 1 | 9 | 0 | 0 | 0 | 0 | 0 | 0 | 0 | 0 | 0 | 0 | 0 | 0 | 0 | 0 | 0 | 0 | 0 | 0 | 0 | 0 | 0 | 0 | 0 | 0 |  | 0 | 0 | 0 | 0 |  | 0 | 0 | 0 | 0 | 0
2000-01-10 | 2000 | 1 | 10 | 0 | 0 | 0 | 0 | 0 | 0 | 0.1 | 0 | 0 | 0 | 0 | 0 | 0 | 0 | 0 | 0 | 0 | 0 | 0.1 | 0 | 0 | 0 | 0 | 0 |  | 0.2 | 0.2 | 0.2 | 0 |  | 0 | 0 | 0 | 0 | 0
2000-01-11 | 2000 | 1 | 11 | 0 | 0 | 0 | 0 | 0 | 0 | 0 | 0.1 | 0 | 0.2 | 0 | 0.1 | 0.2 | 0.1 | 0.2 | 0.1 | 0.1 | 0.2 | 0 | 0.1 | 0.2 | 0.1 | 0.2 | 0.1 |  | 2 | 2 | 2 | 4.4409e-16 |  | 0 | 0 | 0 | 0 | 0
2000-01-12 | 2000 | 1 | 12 | 0 | 0 | 0.1 | 0 | 0 | 0 | 0.1 | 0 | 0 | 0 | 0.1 | 0 | 0 | 0.1 | 0 | 0 | 0 | 0.1 | 0 | 0 | 0 | 0 | 0.1 | 0 |  | 0.6 | 0.6 | 0.6 | 0 |  | 0 | 0 | 0 | 0 | 0
2000-01-13 | 2000 | 1 | 13 | 0 | 0.1 | 0 | 0.1 | 0 | 0.1 | 0 | 0 | 0.1 | 0 | 0.1 | 0 | 0 | 0.1 | 0 | 0.1 | 0 | 0 | 0.1 | 0 | 0.1 | 0 | 0.1 | 0 |  | 1 | 1 | 1 | 1.1102e-16 |  | 0 | 0 | 0 | 0 | 0
2000-01-14 | 2000 | 1 | 14 | 0.1 | 0.1 | 0.1 | 0.1 | 0.2 | 0 | 0.1 | 0.1 | 0.1 | 0.1 | 0 | 0 | 0 | 0 | 0.1 | 0.1 | 0.1 | 0.1 | 0.2 | 0.1 | 0.1 | 0 | 0.1 | 0.1 |  | 2 | 2 | 2 | 4.4409e-16 |  | 0 | 0 | 0 | 0 | 0
2000-01-15 | 2000 | 1 | 15 | 0 | 0 | 0 | 0 | 0 | 0 | 0 | 0 | 0 | 0 | 0 | 0 | 0 | 0 | 0 | 0 | 0 | 0 | 0 | 0 | 0 | 0 | 0 | 0 |  | 0 | 0 | 0 | 0 |  | 0 | 0 | 0 | 0 | 0
2000-01-16 | 2000 | 1 | 16 | 0 | 0 | 0 | 0 | 0 | 0 | 0 | 0 | 0 | 0 | 0 | 0 | 0 | 0 | 0 | 0 | 0 | 0 | 0 | 0 | 0 | 0 | 0 | 0 |  | 0 | 0 | 0 | 0 |  | 0 | 0 | 0 | 0 | 0
2000-01-17 | 2000 | 1 | 17 | 0 | 0 | 0 | 0 | 0 | 0 | 0 | 0 | 0 | 0 | 0 | 0 | 0 | 0 | 0 | 0 | 0 | 0 | 0 | 0 | 0 | 0 | 0 | 0 |  | 0 | 0 | 0 | 0 |  | 0 | 0 | 0 | 0 | 0
2000-01-18 | 2000 | 1 | 18 | 0 | 0 | 0 | 0 | 0 | 0 | 0 | 0 | 0 | 0 | 0 | 0 | 0 | 0 | 0 | 0 | 0 | 0.1 | 0 | 0.1 | 0.1 | 0 | 0.1 | 0 |  | 0.4 | 0.4 | 0.4 | 0 |  | 0 | 0 | 0 | 0 | 0
2000-01-19 | 2000 | 1 | 19 | 0 | 0 | 0 | 0 | 0 | 0 | 0 | 0 | 0 | 0 | 0 | 0 | 0 | 0 | 0 | 0 | 0 | 0 | 0 | 0 | 0 | 0 | 0 | 0 |  | 0 | 0 | 0 | 0 |  | 0 | 0 | 0 | 0 | 0
2000-01-20 | 2000 | 1 | 20 | 0 | 0 | 0 | 0 | 0 | 0 | 0 | 0 | 0 | 0 | 0 | 0 | 0 | 0 | 0 | 0 | 0 | 0 | 0 | 0 | 0 | 0 | 0 | 0 |  | 0 | 0 | 0 | 0 |  | 0 | 0 | 0 | 0 | 0
2000-01-21 | 2000 | 1 | 21 | 0 | 0 | 0 | 0 | 0 | 0 | 0 | 0 | 0 | 0 | 0 | 0 | 0 | 0 | 0 | 0 | 0 | 0 | 0 | 0.1 | 0 | 0 | 0.1 | 0 |  | 0.2 | 0.2 | 0.2 | 0 |  | 0 | 0 | 0 | 0 | 0
2000-01-22 | 2000 | 1 | 22 | 0 | 0 | 0 | 0 | 0 | 0 | 0 | 0 | 0 | 0 | 0 | 0 | 0 | 0 | 0 | 0 | 0 | 0 | 0 | 0 | 0 | 0 | 0 | 0 |  | 0 | 0 | 0 | 0 |  | 0 | 0 | 0 | 0 | 0
2000-01-23 | 2000 | 1 | 23 | 0 | 0 | 0 | 0 | 0 | 0 | 0 | 0 | 0 | 0 | 0 | 0 | 0 | 0 | 0 | 0 | 0 | 0 | 0 | 0 | 0 | 0 | 0 | 0 |  | 0 | 0 | 0 | 0 |  | 0 | 0 | 0 | 0 | 0
2000-01-24 | 2000 | 1 | 24 | 0 | 0 | 0 | 0 | 0 | 0 | 0 | 0 | 0 | 0 | 0 | 0 | 0 | 0 | 0 | 0 | 0 | 0 | 0 | 0 | 0 | 0 | 0 | 0 |  | 0 | 0 | 0 | 0 |  | 0 | 0 | 0 | 0 | 0
2000-01-25 | 2000 | 1 | 25 | 0 | 0 | 0 | 0 | 0 | 0 | 0 | 0 | 0 | 0 | 0 | 0 | 0 | 0 | 0 | 0 | 0 | 0 | 0 | 0 | 0 | 0 | 0 | 0 |  | 0 | 0 | 0 | 0 |  | 0 | 0 | 0 | 0 | 0
2000-01-26 | 2000 | 1 | 26 | 0 | 0 | 0 | 0 | 0 | 0 | 0 | 0 | 0 | 0 | 0 | 0 | 0 | 0 | 0 | 0 | 0 | 0 | 0 | 0 | 0 | 0 | 0 | 0 |  | 0 | 0 | 0 | 0 |  | 0 | 0 | 0 | 0 | 0
2000-01-27 | 2000 | 1 | 27 | 0 | 0 | 0 | 0 | 0 | 0 | 0 | 0 | 0 | 0 | 0 | 0 | 0 | 0 | 0 | 0 | 0 | 0 | 0 | 0 | 0 | 0 | 0 | 0 |  | 0 | 0 | 0 | 0 |  | 0 | 0 | 0 | 0 | 0
2000-01-28 | 2000 | 1 | 28 | 0 | 0 | 0 | 0 | 0 | 0 | 0 | 0 | 0 | 0 | 0 | 0 | 0 | 0 | 0 | 0 | 0 | 0 | 0 | 0 | 0 | 0 | 0 | 0 |  | 0 | 0 | 0 | 0 |  | 0 | 0 | 0 | 0 | 0
2000-01-29 | 2000 | 1 | 29 | 0 | 0 | 0 | 0 | 0 | 0 | 0 | 0 | 0 | 0 | 0 | 0 | 0 | 0 | 0 | 0 | 0 | 0 | 0 | 0 | 0 | 0 | 0 | 0 |  | 0 | 0 | 0 | 0 |  | 0 | 0 | 0 | 0 | 0
2000-01-30 | 2000 | 1 | 30 | 0 | 0 | 0 | 0 | 0 | 0 | 0 | 0 | 0 | 0 | 0 | 0 | 0 | 0 | 0 | 0 | 0 | 0 | 0 | 0 | 0 | 0 | 0 | 0 |  | 0 | 0 | 0 | 0 |  | 0 | 0 | 0 | 0 | 0
2000-01-31 | 2000 | 1 | 31 | 0 | 0 | 0 | 0 | 0 | 0 | 0 | 0 | 0 | 0 | 0 | 0 | 0 | 0 | 0 | 0 | 0 | 0 | 0 | 0 | 0 | 0 | 0 | 0 |  | 0 | 0 | 0 | 0 |  | 0 | 0 | 0 | 0 | 0
2000-02-01 | 2000 | 2 | 1 | 0 | 0 | 0 | 0 | 0 | 0 | 0 | 0 | 0 | 0 | 0 | 0 | 0 | 0 | 0 | 0 | 0 | 0 | 0 | 0 | 0 | 0 | 0 | 0 |  | 0 | 0 | 0 | 0 |  | 0 | 0 | 0 | 0 | 0
2000-02-02 | 2000 | 2 | 2 | 0 | 0 | 0 | 0 | 0 | 0 | 0 | 0 | 0 | 0 | 0 | 0 | 0 | 0 | 0 | 0 | 0 | 0 | 0 | 0.2 | 0.2 | 0.2 | 0.2 | 0 |  | 0.8 | 0.8 | 0.8 | 0 |  | 0 | 0 | 0 | 0 | 0
2000-02-03 | 2000 | 2 | 3 | 0 | 0 | 0 | 0 | 0 | 0 | 0 | 0 | 0 | 0 | 0 | 0 | 0 | 0 | 0 | 0 | 0 | 0 | 0 | 0 | 0 | 0 | 0 | 0 |  | 0 | 0 | 0 | 0 |  | 0 | 0 | 0 | 0 | 0
2000-02-04 | 2000 | 2 | 4 | 0 | 0 | 0 | 0 | 0 | 0 | 0 | 0 | 0 | 0 | 0 | 0 | 0 | 0 | 0 | 0 | 0 | 0 | 0 | 0 | 0 | 0 | 0 | 0 |  | 0 | 0 | 0 | 0 |  | 0 | 0 | 0 | 0 | 0
2000-02-05 | 2000 | 2 | 5 | 0 | 0 | 0 | 0 | 0 | 0 | 0 | 0 | 0 | 0 | 0 | 0 | 0 | 0 | 0 | 0 | 0 | 0 | 0 | 0 | 0 | 0 | 0 | 0 |  | 0 | 0 | 0 | 0 |  | 0 | 0 | 0 | 0 | 0
2000-02-06 | 2000 | 2 | 6 | 0 | 0 | 0 | 0 | 0 | 0 | 0 | 0 | 0 | 0 | 0 | 0 | 0 | 0 | 0 | 0 | 0 | 0 | 0 | 0 | 0 | 0 | 0 | 0 |  | 0 | 0 | 0 | 0 |  | 0 | 0 | 0 | 0 | 0
2000-02-07 | 2000 | 2 | 7 | 0 | 0 | 0 | 0 | 0 | 0 | 0 | 0 | 0 | 0 | 0 | 0 | 0 | 0 | 0 | 0 | 0 | 0 | 0 | 0 | 0 | 0 | 0 | 0 |  | 0 | 0 | 0 | 0 |  | 0 | 0 | 0 | 0 | 0
2000-02-08 | 2000 | 2 | 8 | 0 | 0 | 0 | 0 | 0 | 0 | 0 | 0 | 0 | 0 | 0 | 0 | 0 | 0 | 0 | 0 | 0 | 0 | 0 | 0 | 0.6 | 0.5 | 0.6 | 0.5 |  | 2.2 | 2.2 | 2.2 | 0 |  | 0 | 0 | 0 | 0 | 0
2000-02-09 | 2000 | 2 | 9 | 0.4 | 0.4 | 0.4 | 0.4 | 0.4 | 0.4 | 0.8 | 0.4 | 0.4 | 0.4 | 0.4 | 0.4 | 0.4 | 0.4 | 0.4 | 0.4 | 0.4 | 0.4 | 0.4 | 0.4 | 0.4 | 0.4 | 0.4 | 0.4 |  | 10 | 10 | 10 | 5.3291e-15 |  | 0 | 0 | 0 | 0 | 0
2000-02-10 | 2000 | 2 | 10 | 0.2 | 0.2 | 0.1 | 0.2 | 0.2 | 0.2 | 0.1 | 0.2 | 0.2 | 0.2 | 0.1 | 0.2 | 0.2 | 0.2 | 0.1 | 0.2 | 0.2 | 0.1 | 0.2 | 0.2 | 0.2 | 0.1 | 0.2 | 0.2 |  | 4.2 | 4.2 | 4.2 | 1.7764e-15 |  | 0 | 0 | 0 | 0 | 0
2000-02-11 | 2000 | 2 | 11 | 0 | 0 | 0 | 0 | 0 | 0 | 0 | 0 | 0 | 0 | 0 | 0 | 0 | 0 | 0 | 0 | 0 | 0 | 0 | 0 | 0 | 0 | 0 | 0 |  | 0 | 0 | 0 | 0 |  | 0 | 0 | 0 | 0 | 0
2000-02-12 | 2000 | 2 | 12 | 0 | 0 | 0 | 0 | 0 | 0.1 | 0 | 0 | 0 | 0 | 0 | 0 | 0 | 0.1 | 0 | 0 | 0 | 0 | 0 | 0 | 0 | 0 | 0 | 0 |  | 0.2 | 0.2 | 0.2 | 0 |  | 0 | 0 | 0 | 0 | 0
2000-02-13 | 2000 | 2 | 13 | 0 | 0 | 0 | 0 | 0 | 0 | 0 | 0 | 0 | 0 | 0 | 0 | 0 | 0 | 0 | 0 | 0 | 0 | 0 | 0 | 0 | 0 | 0 | 0 |  | 0 | 0 | 0 | 0 |  | 0 | 0 | 0 | 0 | 0
2000-02-14 | 2000 | 2 | 14 | 0 | 0 | 0 | 0 | 0 | 0 | 0 | 0 | 0 | 0 | 0 | 0 | 0 | 0 | 0 | 0 | 0 | 0 | 0 | 0 | 0 | 0.1 | 0 | 0.1 |  | 0.2 | 0.2 | 0.2 | 0 |  | 0 | 0 | 0 | 0 | 0
2000-02-15 | 2000 | 2 | 15 | 0.2 | 0.1 | 0.2 | 0.1 | 0.2 | 0.1 | 0.2 | 0.1 | 0.2 | 0.1 | 0.2 | 0.1 | 0 | 0 | 0 | 0 | 0 | 0 | 0 | 0.2 | 0.1 | 0.2 | 0.1 | 0.2 |  | 2.6 | 2.6 | 2.6 | 8.8818e-16 |  | 0 | 0 | 0 | 0 | 0
2000-02-16 | 2000 | 2 | 16 | 0 | 0 | 0 | 0 | 0 | 0 | 0 | 0 | 0 | 0 | 0 | 0 | 0 | 0 | 0 | 0 | 0 | 0 | 0 | 0 | 0 | 0 | 0 | 0 |  | 0 | 0 | 0 | 0 |  | 0 | 0 | 0 | 0 | 0
2000-02-17 | 2000 | 2 | 17 | 0 | 0 | 0 | 0 | 0 | 0 | 0 | 0 | 0 | 0 | 0 | 0 | 0 | 0 | 0 | 0 | 0 | 0 | 0 | 0 | 0 | 0 | 0 | 0 |  | 0 | 0 | 0 | 0 |  | 0 | 0 | 0 | 0 | 0
2000-02-18 | 2000 | 2 | 18 | 0 | 0 | 0 | 0 | 0 | 0 | 0 | 0 | 0 | 0 | 0 | 0 | 0 | 0 | 0 | 0 | 0 | 0 | 0 | 0 | 0 | 0 | 0 | 0 |  | 0 | 0 | 0 | 0 |  | 0 | 0 | 0 | 0 | 0
2000-02-19 | 2000 | 2 | 19 | 0 | 0 | 0 | 0 | 0 | 0 | 0 | 0 | 0 | 0 | 0 | 0 | 0 | 0 | 0 | 0 | 0 | 0 | 0 | 0 | 0 | 0 | 0 | 0 |  | 0 | 0 | 0 | 0 |  | 0 | 0 | 0 | 0 | 0
2000-02-20 | 2000 | 2 | 20 | 0 | 0 | 0 | 0 | 0 | 0 | 0 | 0 | 0 | 0 | 0 | 0 | 0 | 0 | 0 | 0 | 0 | 0 | 0 | 0 | 0 | 0 | 0 | 0 |  | 0 | 0 | 0 | 0 |  | 0 | 0 | 0 | 0 | 0
2000-02-21 | 2000 | 2 | 21 | 0 | 0 | 0 | 0 | 0 | 0 | 0 | 0 | 0 | 0 | 0 | 0 | 0 | 0 | 0 | 0 | 0 | 0 | 0 | 0 | 0 | 0 | 0 | 0 |  | 0 | 0 | 0 | 0 |  | 0 | 0 | 0 | 0 | 0
2000-02-22 | 2000 | 2 | 22 | 0 | 0 | 0 | 0 | 0 | 0 | 0 | 0 | 0 | 0 | 0 | 0 | 0 | 0 | 0 | 0 | 0 | 0 | 0 | 0 | 0 | 0 | 0 | 0 |  | 0 | 0 | 0 | 0 |  | 0 | 0 | 0 | 0 | 0
2000-02-23 | 2000 | 2 | 23 | 0 | 0 | 0 | 0 | 0 | 0 | 0 | 0 | 0 | 0 | 0 | 0 | 0 | 0 | 0 | 0 | 0 | 0 | 0 | 0 | 0 | 0 | 0 | 0 |  | 0 | 0 | 0 | 0 |  | 0 | 0 | 0 | 0 | 0
2000-02-24 | 2000 | 2 | 24 | 0 | 0 | 0 | 0 | 0 | 0 | 0 | 0.1 | 0.1 | 0.1 | 0.1 | 0 | 0 | 0 | 0 | 0 | 0 | 0 | 0 | 0 | 0 | 0 | 0 | 0 |  | 0.4 | 0.4 | 0.4 | 0 |  | 0 | 0 | 0 | 0 | 0
2000-02-25 | 2000 | 2 | 25 | 0 | 0 | 0 | 0 | 0 | 0 | 0 | 0 | 0 | 0 | 0 | 0 | 0 | 0 | 0 | 0 | 0 | 0 | 0 | 0 | 0 | 0 | 0 | 0 |  | 0 | 0 | 0 | 0 |  | 0 | 0 | 0 | 0 | 0
2000-02-26 | 2000 | 2 | 26 | 0 | 0 | 0 | 0 | 0 | 0 | 0 | 0 | 0 | 0 | 0 | 0 | 0 | 0 | 0 | 0 | 0 | 0 | 0 | 0 | 0 | 0 | 0 | 0 |  | 0 | 0 | 0 | 0 |  | 0 | 0 | 0 | 0 | 0
2000-02-27 | 2000 | 2 | 27 | 0 | 0 | 0 | 0 | 0 | 0 | 0 | 0 | 0 | 0 | 0 | 0 | 0 | 0 | 0 | 0 | 0 | 0 | 0 | 0 | 0 | 0 | 0 | 0 |  | 0 | 0 | 0 | 0 |  | 0 | 0 | 0 | 0 | 0
2000-02-28 | 2000 | 2 | 28 | 0 | 0 | 0 | 0 | 0 | 0 | 0 | 0 | 0 | 0 | 0 | 0 | 0 | 0 | 0 | 0 | 0 | 0 | 0 | 0 | 0 | 0 | 0 | 0 |  | 0 | 0 | 0 | 0 |  | 0 | 0 | 0 | 0 | 0
2000-02-29 | 2000 | 2 | 29 | 0 | 0 | 0 | 0 | 0 | 0 | 0 | 0 | 0 | 0 | 0 | 0 | 0 | 0 | 0 | 0 | 0 | 0 | 0 | 0 | 0 | 0 | 0 | 0 |  | 0 | 0 | 0 | 0 |  | 0 | 0 | 0 | 0 | 0
2000-03-01 | 2000 | 3 | 1 | 0 | 0 | 0 | 0 | 0 | 0 | 0 | 0 | 0 | 0 | 0 | 0 | 0 | 0 | 0 | 0 | 0 | 0 | 0 | 0 | 0 | 0 | 0 | 0 |  | 0 | 0 | 0 | 0 |  | 0 | 0 | 0 | 0 | 0
2000-03-02 | 2000 | 3 | 2 | 0 | 0 | 0 | 0 | 0 | 0 | 0 | 0 | 0 | 0 | 0 | 0 | 0 | 0 | 0 | 0 | 0 | 0 | 0 | 0 | 0 | 0 | 0 | 0 |  | 0 | 0 | 0 | 0 |  | 0 | 0 | 0 | 0 | 0
2000-03-03 | 2000 | 3 | 3 | 0 | 0 | 0 | 0 | 0 | 0 | 0 | 0 | 0 | 0 | 0 | 0 | 0 | 0 | 0 | 0 | 0 | 0 | 0 | 0 | 0 | 0 | 0 | 0 |  | 0 | 0 | 0 | 0 |  | 0 | 0 | 0 | 0 | 0
2000-03-04 | 2000 | 3 | 4 | 0 | 0 | 0 | 0 | 0 | 0 | 0 | 0 | 0 | 0 | 0 | 0 | 0 | 0 | 0 | 0 | 0 | 0 | 0 | 0.1 | 0.1 | 0.1 | 0.1 | 0.1 |  | 0.5 | 0.5 | 0.5 | 0 |  | 0 | 0 | 0 | 0 | 0
2000-03-05 | 2000 | 3 | 5 | 0 | 0.1 | 0 | 0.1 | 0 | 0 | 0 | 0 | 0 | 0 | 0 | 0 | 0 | 0 | 0 | 0.1 | 0 | 0.1 | 0 | 0 | 0.1 | 0 | 0.1 | 0 |  | 0.6 | 0.6 | 0.6 | 0 |  | 0 | 0 | 0 | 0 | 0
2000-03-06 | 2000 | 3 | 6 | 0.4 | 0.4 | 0.4 | 0.4 | 0.4 | 0.4 | 0.4 | 0.4 | 0.4 | 0.4 | 0.4 | 0.4 | 0.4 | 0.4 | 0.4 | 0.4 | 0.4 | 0.4 | 0.4 | 0 | 0 | 0 | 0 | 0 |  | 7.6 | 7.6 | 7.6 | 2.6645e-15 |  | 0 | 0 | 0 | 0 | 0
2000-03-07 | 2000 | 3 | 7 | 0 | 0 | 0 | 0 | 0 | 0 | 0 | 0 | 0 | 0 | 0 | 0 | 0 | 0 | 0 | 0 | 0 | 0 | 0 | 0 | 0 | 0 | 0 | 0 |  | 0 | 0 | 0 | 0 |  | 0 | 0 | 0 | 0 | 0
2000-03-08 | 2000 | 3 | 8 | 0 | 0.1 | 0 | 0 | 0.1 | 0 | 0 | 0.1 | 0 | 0 | 0.1 | 0 | 0 | 0.1 | 0 | 0 | 0.1 | 0 | 0 | 0.1 | 0 | 0 | 0.1 | 0 |  | 0.8 | 0.8 | 0.8 | 1.1102e-16 |  | 0 | 0 | 0 | 0 | 0
2000-03-09 | 2000 | 3 | 9 | 0 | 0 | 0 | 0 | 0 | 0 | 0 | 0 | 0 | 0 | 0 | 0 | 0 | 0 | 0 | 0 | 0 | 0 | 0 | 0 | 0 | 0 | 0 | 0 |  | 0 | 0 | 0 | 0 |  | 0 | 0 | 0 | 0 | 0
2000-03-10 | 2000 | 3 | 10 | 0 | 0 | 0 | 0 | 0 | 0 | 0 | 0 | 0 | 0 | 0 | 0 | 0 | 0 | 0 | 0 | 0 | 0 | 0 | 0 | 0 | 0 | 0 | 0 |  | 0 | 0 | 0 | 0 |  | 0 | 0 | 0 | 0 | 0
2000-03-11 | 2000 | 3 | 11 | 0 | 0 | 0 | 0 | 0 | 0 | 0 | 0 | 0 | 0 | 0 | 0 | 0 | 0 | 0 | 0 | 0 | 0 | 0 | 0 | 0 | 0 | 0 | 0 |  | 0 | 0 | 0 | 0 |  | 0 | 0 | 0 | 0 | 0
2000-03-12 | 2000 | 3 | 12 | 0 | 0 | 0 | 0 | 0 | 0 | 0 | 0 | 0 | 0 | 0 | 0 | 0 | 0 | 0 | 0 | 0 | 0 | 0 | 0 | 0 | 0 | 0 | 0 |  | 0 | 0 | 0 | 0 |  | 0 | 0 | 0 | 0 | 0
2000-03-13 | 2000 | 3 | 13 | 0 | 0 | 0 | 0 | 0 | 0 | 0 | 0 | 0 | 0 | 0 | 0 | 0 | 0 | 0 | 0 | 0 | 0 | 0 | 0 | 0 | 0 | 0 | 0 |  | 0 | 0 | 0 | 0 |  | 0 | 0 | 0 | 0 | 0
2000-03-14 | 2000 | 3 | 14 | 0.3 | 0.3 | 0.3 | 0.3 | 0.3 | 0.4 | 0.3 | 0.3 | 0.3 | 0.3 | 0.3 | 0.3 | 0.3 | 0.3 | 0.3 | 0.3 | 0.3 | 0.3 | 0.4 | 0.3 | 0.3 | 0.3 | 0.3 | 0.3 |  | 7.4 | 7.4 | 7.4 | 2.6645e-15 |  | 0 | 0 | 0 | 0 | 0
2000-03-15 | 2000 | 3 | 15 | 0 | 0.1 | 0 | 0 | 0 | 0.1 | 0 | 0 | 0 | 0 | 0 | 0 | 0 | 0 | 0 | 0 | 0 | 0 | 0 | 0 | 0 | 0 | 0 | 0 |  | 0.2 | 0.2 | 0.2 | 0 |  | 0 | 0 | 0 | 0 | 0
2000-03-16 | 2000 | 3 | 16 | 0 | 0 | 0 | 0 | 0 | 0 | 0 | 0 | 0 | 0 | 0 | 0 | 0 | 0 | 0 | 0 | 0 | 0 | 0 | 0 | 0 | 0 | 0 | 0 |  | 0 | 0 | 0 | 0 |  | 0 | 0 | 0 | 0 | 0
2000-03-17 | 2000 | 3 | 17 | 0 | 0 | 0 | 0 | 0 | 0 | 0 | 0 | 0 | 0 | 0 | 0 | 0 | 0 | 0 | 0 | 0 | 0 | 0 | 0 | 0 | 0 | 0 | 0 |  | 0 | 0 | 0 | 0 |  | 0 | 0 | 0 | 0 | 0
2000-03-18 | 2000 | 3 | 18 | 0 | 0 | 0 | 0 | 0 | 0 | 0 | 0 | 0 | 0 | 0 | 0 | 0 | 0 | 0 | 0 | 0 | 0 | 0 | 0 | 0 | 0 | 0 | 0 |  | 0 | 0 | 0 | 0 |  | 0 | 0 | 0 | 0 | 0
2000-03-19 | 2000 | 3 | 19 | 0 | 0 | 0 | 0 | 0 | 0 | 0 | 0 | 0 | 0 | 0 | 0 | 0 | 0 | 0 | 0 | 0 | 0 | 0 | 0 | 0 | 0 | 0 | 0 |  | 0 | 0 | 0 | 0 |  | 0 | 0 | 0 | 0 | 0
2000-03-20 | 2000 | 3 | 20 | 0 | 0 | 0 | 0 | 0 | 0 | 0 | 0 | 0 | 0 | 0 | 0 | 0 | 0 | 0 | 0 | 0 | 0 | 0 | 0 | 0 | 0 | 0 | 0 |  | 0 | 0 | 0 | 0 |  | 0 | 0 | 0 | 0 | 0
2000-03-21 | 2000 | 3 | 21 | 0 | 0 | 0 | 0 | 0 | 0 | 0 | 0 | 0 | 0 | 0 | 0 | 0 | 0 | 0 | 0 | 0 | 0 | 0 | 0 | 0 | 0 | 0 | 0 |  | 0 | 0 | 0 | 0 |  | 0 | 0 | 0 | 0 | 0
2000-03-22 | 2000 | 3 | 22 | 0 | 0 | 0 | 0 | 0 | 0 | 0 | 0 | 0 | 0 | 0 | 0 | 0 | 0 | 0 | 0 | 0 | 0 | 0 | 0 | 0 | 0 | 0 | 0 |  | 0 | 0 | 0 | 0 |  | 0 | 0 | 0 | 0 | 0
2000-03-23 | 2000 | 3 | 23 | 0 | 0 | 0 | 0 | 0 | 0 | 0.4 | 0.5 | 0.4 | 0.5 | 0.4 | 0.9 | 0.9 | 0.9 | 0.8 | 0.9 | 0.9 | 0.5 | 0.4 | 0 | 0 | 0 | 0 | 0 |  | 8.4 | 8.4 | 8.4 | 0 |  | 0 | 0 | 0 | 0 | 0
2000-03-24 | 2000 | 3 | 24 | 0 | 0 | 0 | 0 | 0 | 0 | 0 | 0 | 0 | 0 | 0 | 0 | 0 | 0 | 0 | 0 | 0 | 0 | 0 | 0 | 0 | 0 | 0 | 0 |  | 0 | 0 | 0 | 0 |  | 0 | 0 | 0 | 0 | 0
2000-03-25 | 2000 | 3 | 25 | 0 | 0 | 0 | 0 | 0 | 0 | 0 | 0 | 0 | 0 | 0 | 0 | 0 | 0 | 0 | 0 | 0 | 0 | 0 | 0 | 0 | 0 | 0 | 0 |  | 0 | 0 | 0 | 0 |  | 0 | 0 | 0 | 0 | 0
2000-03-26 | 2000 | 3 | 26 | 0 | 0 | 0 | 0 | 0 | 0 | 0 | 0 | 0 | 0 | 0 | 0 | 0 | 0 | 0 | 0 | 0 | 0 | 0 | 0 | 0 | 0 | 0 | 0 |  | 0 | 0 | 0 | 0 |  | 0 | 0 | 0 | 0 | 0
2000-03-27 | 2000 | 3 | 27 | 0 | 0 | 0 | 0 | 0 | 0 | 0 | 0 | 0 | 0 | 0 | 0 | 0 | 0 | 0 | 0 | 0 | 0 | 0 | 0 | 0 | 0 | 0 | 0 |  | 0 | 0 | 0 | 0 |  | 0 | 0 | 0 | 0 | 0
2000-03-28 | 2000 | 3 | 28 | 0 | 0 | 0 | 0 | 0 | 0 | 0 | 0 | 0 | 0 | 0 | 0 | 0 | 0 | 0 | 0 | 0 | 0 | 0 | 0 | 0 | 0 | 0 | 0 |  | 0 | 0 | 0 | 0 |  | 0 | 0 | 0 | 0 | 0
2000-03-29 | 2000 | 3 | 29 | 0 | 0 | 0 | 0 | 0 | 0 | 0 | 0 | 0 | 0 | 0 | 0 | 0 | 0 | 0 | 0 | 0 | 0 | 0 | 0 | 0 | 0 | 0 | 0 |  | 0 | 0 | 0 | 0 |  | 0 | 0 | 0 | 0 | 0
2000-03-30 | 2000 | 3 | 30 | 0 | 0 | 0 | 0 | 0 | 0 | 0 | 0 | 0 | 0 | 0 | 0 | 0 | 0 | 0 | 0 | 0 | 0 | 0 | 0 | 0 | 0 | 0 | 0 |  | 0 | 0 | 0 | 0 |  | 0 | 0 | 0 | 0 | 0
2000-03-31 | 2000 | 3 | 31 | 0 | 0 | 0 | 0 | 0 | 0 | 0 | 0 | 0 | 0 | 0 | 0 | 0 | 0 | 0 | 0 | 0 | 0 | 0 | 0 | 0 | 0 | 0 | 0 |  | 0 | 0 | 0 | 0 |  | 0 | 0 | 0 | 0 | 0
2000-04-01 | 2000 | 4 | 1 | 0 | 0 | 0 | 0 | 0 | 0 | 0 | 0 | 0 | 0 | 0 | 0 | 0 | 0 | 0.8 | 0 | 0 | 0.2 | 0 | 0 | 0 | 0 | 0 | 0 |  | 1 | 1 | 1 | 0 |  | 0 | 0 | 0 | 0 | 0
2000-04-02 | 2000 | 4 | 2 | 0 | 0 | 0 | 0 | 0 | 0 | 0 | 0 | 0 | 0 | 0 | 0 | 0 | 0 | 0 | 0 | 0 | 0 | 0 | 0 | 0 | 0 | 0 | 0 |  | 0 | 0 | 0 | 0 |  | 0 | 0 | 0 | 0 | 0
2000-04-03 | 2000 | 4 | 3 | 0 | 0 | 0 | 0 | 0 | 0 | 0 | 0 | 0 | 0 | 0 | 0 | 0 | 0 | 0 | 0 | 0 | 0 | 0 | 0 | 0 | 0 | 0 | 0 |  | 0 | 0 | 0 | 0 |  | 0 | 0 | 0 | 0 | 0
2000-04-04 | 2000 | 4 | 4 | 0 | 0 | 0 | 0 | 0 | 0 | 0 | 0 | 0 | 0 | 0 | 0 | 0 | 0 | 0 | 0 | 0 | 0 | 0.2 | 0.1 | 0.2 | 0.2 | 0.1 | 0.2 |  | 1 | 1 | 1 | 0 |  | 0 | 0 | 0 | 0 | 0
2000-04-05 | 2000 | 4 | 5 | 0 | 0 | 0 | 0 | 0 | 0 | 0 | 0 | 0 | 0 | 0 | 0 | 0 | 0 | 0 | 0 | 0 | 0 | 0 | 0 | 0 | 0 | 0 | 0 |  | 0 | 0 | 0 | 0 |  | 0 | 0 | 0 | 0 | 0
2000-04-06 | 2000 | 4 | 6 | 0 | 0 | 0 | 0 | 0 | 0 | 0 | 0 | 0 | 0 | 0 | 0 | 0 | 0 | 0 | 0.1 | 0 | 0 | 0.1 | 0 | 0 | 0 | 0 | 0 |  | 0.2 | 0.2 | 0.2 | 0 |  | 0 | 0 | 0 | 0 | 0
2000-04-07 | 2000 | 4 | 7 | 0 | 0 | 0 | 0 | 0 | 0 | 0 | 0 | 0 | 0 | 0 | 0 | 0 | 0 | 0 | 0 | 0 | 0 | 0 | 0 | 0 | 0 | 0 | 0 |  | 0 | 0 | 0 | 0 |  | 0 | 0 | 0 | 0 | 0
2000-04-08 | 2000 | 4 | 8 | 0 | 0 | 0 | 0 | 0 | 0 | 0 | 0 | 0 | 0 | 0 | 0 | 0 | 0 | 0 | 0 | 0 | 0 | 0 | 0 | 0 | 0 | 0 | 0 |  | 0 | 0 | 0 | 0 |  | 0 | 0 | 0 | 0 | 0
2000-04-09 | 2000 | 4 | 9 | 0 | 0 | 0 | 0 | 0 | 0 | 0 | 0 | 0 | 0 | 0 | 0 | 0 | 0 | 0 | 0 | 0 | 0 | 0.2 | 0.1 | 0.2 | 0.1 | 0.2 | 0 |  | 0.8 | 0.8 | 0.8 | 0 |  | 0 | 0 | 0 | 0 | 0
2000-04-10 | 2000 | 4 | 10 | 0 | 0 | 0.1 | 0 | 0 | 0 | 0 | 0 | 0.1 | 0 | 0 | 0 | 0 | 0 | 0 | 0 | 0 | 0 | 0 | 0 | 0 | 0 | 0 | 0 |  | 0.2 | 0.2 | 0.2 | 0 |  | 0 | 0 | 0 | 0 | 0
2000-04-11 | 2000 | 4 | 11 | 0 | 0 | 0 | 0 | 0 | 0 | 0 | 0 | 0 | 0 | 0 | 0 | 0 | 0 | 0 | 0 | 0 | 0 | 0 | 0 | 0 | 0 | 0 | 0 |  | 0 | 0 | 0 | 0 |  | 0 | 0 | 0 | 0 | 0
2000-04-12 | 2000 | 4 | 12 | 0 | 0 | 0 | 0 | 0 | 0 | 0 | 0 | 0 | 0 | 0 | 0 | 0 | 0 | 0 | 0 | 0 | 0 | 0 | 0 | 0 | 0 | 0 | 0 |  | 0 | 0 | 0 | 0 |  | 0 | 0 | 0 | 0 | 0
2000-04-13 | 2000 | 4 | 13 | 0.2 | 0.2 | 0.2 | 0.2 | 0.2 | 0.2 | 0.2 | 0.2 | 0.2 | 0.4 | 0.2 | 0.2 | 0.2 | 0.2 | 0.2 | 0.2 | 0.2 | 0.2 | 0.2 | 0.2 | 0.2 | 0.2 | 0.2 | 0.2 |  | 5 | 5 | 5 | 1.7764e-15 |  | 0 | 0 | 0 | 0 | 0
2000-04-14 | 2000 | 4 | 14 | 0.2 | 0.3 | 0.2 | 0.3 | 0.2 | 0.3 | 0.2 | 0.2 | 0.3 | 0.2 | 0.3 | 0.2 | 0.2 | 0.3 | 0.2 | 0.3 | 0.2 | 0.2 | 0.3 | 0.2 | 0.3 | 0.2 | 0.3 | 0.2 |  | 5.8 | 5.8 | 5.8 | 0 |  | 0 | 0 | 0 | 0 | 0
2000-04-15 | 2000 | 4 | 15 | 0 | 0 | 0 | 0 | 0.1 | 0 | 0 | 0 | 0 | 0 | 0 | 0 | 0 | 0 | 0 | 0.1 | 0 | 0 | 0 | 0 | 0 | 0 | 0 | 0 |  | 0.2 | 0.2 | 0.2 | 0 |  | 0 | 0 | 0 | 0 | 0
2000-04-16 | 2000 | 4 | 16 | 0 | 0 | 0 | 0 | 0 | 0 | 0 | 0 | 0 | 0 | 0 | 0 | 0 | 0 | 0 | 0 | 0 | 0 | 0 | 0 | 0 | 0 | 0 | 0 |  | 0 | 0 | 0 | 0 |  | 0 | 0 | 0 | 0 | 0
2000-04-17 | 2000 | 4 | 17 | 0 | 0 | 0 | 0 | 0 | 0 | 0.4 | 0.4 | 0.4 | 0.4 | 0.4 | 0 | 0 | 0 | 0 | 0 | 0 | 0 | 0 | 0 | 0 | 0 | 0 | 0 |  | 2 | 2 | 2 | 0 |  | 0 | 0 | 0 | 0 | 0
2000-04-18 | 2000 | 4 | 18 | 0 | 0 | 0 | 0 | 0 | 0 | 0 | 0 | 0 | 0 | 0 | 0 | 0 | 0 | 0 | 0 | 0 | 0 | 0 | 0 | 0 | 0 | 0 | 0 |  | 0 | 0 | 0 | 0 |  | 0 | 0 | 0 | 0 | 0
2000-04-19 | 2000 | 4 | 19 | 0 | 0 | 0 | 0 | 0 | 0 | 0 | 0 | 0 | 0 | 0 | 0 | 0 | 0 | 0 | 0 | 0 | 0 | 0 | 0 | 0 | 0 | 0 | 0 |  | 0 | 0 | 0 | 0 |  | 0 | 0 | 0 | 0 | 0
2000-04-20 | 2000 | 4 | 20 | 0 | 0 | 0 | 0 | 0 | 0 | 0 | 0 | 0 | 0 | 0 | 0 | 0 | 0 | 0 | 0 | 0 | 0 | 0 | 0 | 0 | 0 | 0 | 0 |  | 0 | 0 | 0 | 0 |  | 0 | 0 | 0 | 0 | 0
2000-04-21 | 2000 | 4 | 21 | 0 | 0 | 0 | 0 | 0 | 0 | 0 | 0 | 0 | 0 | 0 | 0 | 0 | 0 | 0 | 0 | 0 | 0 | 0 | 0 | 0 | 0 | 0 | 0 |  | 0 | 0 | 0 | 0 |  | 0 | 0 | 0 | 0 | 0
2000-04-22 | 2000 | 4 | 22 | 0 | 0 | 0 | 0 | 0 | 0 | 0 | 0 | 0 | 0 | 0 | 0 | 0 | 0 | 0 | 0 | 0 | 0 | 0 | 0 | 0 | 0 | 0 | 0 |  | 0 | 0 | 0 | 0 |  | 0 | 0 | 0 | 0 | 0
2000-04-23 | 2000 | 4 | 23 | 0 | 0 | 0 | 0 | 0 | 0 | 0 | 0 | 0 | 0 | 0 | 0 | 0 | 0 | 0 | 0.4 | 0 | 0 | 0 | 0 | 0 | 0 | 0 | 0 |  | 0.4 | 0.4 | 0.4 | 0 |  | 0 | 0 | 0 | 0 | 0
2000-04-24 | 2000 | 4 | 24 | 0 | 0 | 0 | 0 | 0 | 0 | 0 | 0 | 0 | 0 | 0 | 0 | 0 | 0 | 0 | 0 | 0 | 0 | 0.2 | 0 | 0 | 0 | 0 | 0 |  | 0.2 | 0.2 | 0.2 | 0 |  | 0 | 0 | 0 | 0 | 0
2000-04-25 | 2000 | 4 | 25 | 0 | 0 | 0 | 0 | 0 | 0 | 0 | 0 | 0 | 0 | 0 | 0 | 0 | 0 | 0 | 0 | 0 | 0 | 0 | 0 | 0 | 0 | 0 | 0 |  | 0 | 0 | 0 | 0 |  | 0 | 0 | 0 | 0 | 0
2000-04-26 | 2000 | 4 | 26 | 0 | 0 | 0 | 0 | 0 | 0 | 0 | 0 | 0 | 0 | 0 | 0 | 0 | 0 | 0 | 0 | 0 | 0 | 0 | 0 | 0 | 0 | 0 | 0 |  | 0 | 0 | 0 | 0 |  | 0 | 0 | 0 | 0 | 0
2000-04-27 | 2000 | 4 | 27 | 0 | 0 | 0 | 0 | 0 | 0 | 0 | 0 | 0 | 0 | 0 | 0 | 0 | 0 | 0 | 0 | 0 | 0 | 0 | 0 | 0 | 0 | 0 | 0 |  | 0 | 0 | 0 | 0 |  | 0 | 0 | 0 | 0 | 0
2000-04-28 | 2000 | 4 | 28 | 0 | 0 | 0 | 0 | 0.1 | 0 | 0 | 0 | 0 | 0.1 | 0 | 0 | 0 | 0 | 0 | 0 | 0 | 0 | 0 | 0 | 0 | 0 | 0 | 0 |  | 0.2 | 0.2 | 0.2 | 0 |  | 0 | 0 | 0 | 0 | 0
2000-04-29 | 2000 | 4 | 29 | 0 | 0 | 0 | 0 | 0 | 0 | 0 | 0 | 0 | 0 | 0 | 0 | 0 | 0 | 0 | 0 | 0 | 0 | 0 | 0 | 0 | 0 | 0 | 0 |  | 0 | 0 | 0 | 0 |  | 0 | 0 | 0 | 0 | 0
2000-04-30 | 2000 | 4 | 30 | 0 | 0 | 0 | 0 | 0 | 0 | 0 | 0 | 0 | 0 | 0 | 0 | 0 | 0 | 0 | 0 | 0 | 0 | 0 | 0 | 0 | 0 | 0 | 0 |  | 0 | 0 | 0 | 0 |  | 0 | 0 | 0 | 0 | 0
2000-05-01 | 2000 | 5 | 1 | 0 | 0 | 0 | 0 | 0 | 0 | 0 | 0 | 0 | 0 | 0 | 0 | 0 | 0 | 0 | 0 | 0 | 0 | 0 | 0 | 0 | 0 | 0 | 0 |  | 0 | 0 | 0 | 0 |  | 0 | 0 | 0 | 0 | 0
2000-05-02 | 2000 | 5 | 2 | 0 | 0 | 0 | 0 | 0 | 0 | 0 | 0 | 0 | 0 | 0 | 0 | 0 | 0 | 0 | 0 | 0 | 0 | 0 | 0 | 0 | 0 | 0 | 0 |  | 0 | 0 | 0 | 0 |  | 0 | 0 | 0 | 0 | 0
2000-05-03 | 2000 | 5 | 3 | 0 | 0 | 0 | 0 | 0 | 0 | 0 | 0 | 0 | 0 | 0 | 0 | 0 | 0 | 0 | 0 | 0 | 0 | 0 | 0 | 0 | 0 | 0 | 0 |  | 0 | 0 | 0 | 0 |  | 0 | 0 | 0 | 0 | 0
2000-05-04 | 2000 | 5 | 4 | 0 | 0 | 0 | 0 | 0 | 0 | 0 | 0 | 0 | 0 | 0 | 0 | 0 | 0 | 0 | 0 | 0 | 0 | 0 | 0 | 0 | 0 | 0 | 0 |  | 0 | 0 | 0 | 0 |  | 0 | 0 | 0 | 0 | 0
2000-05-05 | 2000 | 5 | 5 | 0 | 0 | 0 | 0 | 0 | 0 | 0 | 0 | 0 | 0 | 0 | 0 | 0 | 0 | 0 | 0 | 0 | 0 | 0 | 0 | 0 | 0 | 0 | 0 |  | 0 | 0 | 0 | 0 |  | 0 | 0 | 0 | 0 | 0
2000-05-06 | 2000 | 5 | 6 | 0 | 0 | 0 | 0 | 0 | 0 | 0 | 0 | 0 | 0 | 0 | 0 | 0 | 0 | 0 | 0 | 0 | 0 | 0 | 0 | 0 | 0 | 0 | 0 |  | 0 | 0 | 0 | 0 |  | 0 | 0 | 0 | 0 | 0
2000-05-07 | 2000 | 5 | 7 | 0 | 0 | 0 | 0 | 0 | 0 | 0 | 0 | 0 | 0 | 0 | 0 | 0 | 0 | 0.1 | 0.1 | 0 | 0 | 0 | 0 | 0 | 0 | 0 | 0 |  | 0.2 | 0.2 | 0.2 | 0 |  | 0.2 | 0 | 0 | 0 | 0
2000-05-08 | 2000 | 5 | 8 | 0 | 0 | 0 | 0 | 0 | 0 | 0 | 0 | 0 | 0 | 0 | 0 | 0 | 0 | 0 | 0 | 0 | 0 | 0 | 0 | 0 | 0 | 0 | 0 |  | 0 | 0 | 0 | 0 |  | 0 | 0 | 0 | 0 | 0
2000-05-09 | 2000 | 5 | 9 | 0 | 0 | 0 | 0 | 0 | 0 | 0 | 0 | 0 | 0 | 0 | 0 | 0 | 0 | 0 | 0 | 0 | 0 | 0 | 0 | 0 | 0 | 0 | 0 |  | 0 | 0 | 0 | 0 |  | 0 | 0 | 0 | 0 | 0
2000-05-10 | 2000 | 5 | 10 | 0 | 0 | 0 | 1 | 1 | 1 | 1 | 1 | 1 | 1 | 1 | 1 | 1 | 1 | 1 | 1 | 1 | 1 | 1 | 1 | 1 | 1 | 1 | 1 |  | 21 | 21 | 21 | 0 |  | 21 | 0 | 0 | 0 | 0
2000-05-11 | 2000 | 5 | 11 | 0.1 | 0.1 | 0 | 0 | 0 | 0 | 0.1 | 0 | 0 | 0 | 0 | 0.1 | 0.1 | 0.1 | 0.1 | 0 | 0 | 0.1 | 0.1 | 0.1 | 0.1 | 0.1 | 0.1 | 0.1 |  | 1.4 | 1.4 | 1.4 | 2.2204e-16 |  | 1.4 | 0 | 0 | 0 | 0
2000-05-12 | 2000 | 5 | 12 | 0 | 0 | 0 | 0 | 0 | 0 | 0 | 0 | 0 | 0 | 0 | 0 | 0 | 0 | 0 | 0 | 0 | 0 | 0 | 0 | 0 | 0 | 0 | 0 |  | 0 | 0 | 0 | 0 |  | 0 | 0 | 0 | 0 | 0
2000-05-13 | 2000 | 5 | 13 | 0 | 0 | 0 | 0 | 0 | 0 | 0 | 0 | 0 | 0 | 0 | 0 | 0 | 0 | 0 | 0 | 0 | 0 | 0 | 0 | 0 | 0 | 0 | 0 |  | 0 | 0 | 0 | 0 |  | 0 | 0 | 0 | 0 | 0
2000-05-14 | 2000 | 5 | 14 | 0 | 0 | 0 | 0 | 0 | 0 | 0 | 0 | 0 | 0 | 0 | 0 | 0 | 0 | 0 | 0 | 0 | 0 | 0 | 0 | 0 | 0 | 0 | 0 |  | 0 | 0 | 0 | 0 |  | 0 | 0 | 0 | 0 | 0
2000-05-15 | 2000 | 5 | 15 | 0 | 0 | 0 | 0 | 0 | 0 | 0 | 0 | 0 | 0 | 0 | 0 | 0 | 0 | 0 | 0 | 0 | 0 | 0 | 0 | 0 | 0 | 0 | 0 |  | 0 | 0 | 0 | 0 |  | 0 | 0 | 0 | 0 | 0
2000-05-16 | 2000 | 5 | 16 | 0 | 0 | 0 | 0 | 0 | 0 | 0 | 0 | 0 | 0 | 0 | 0 | 0 | 0 | 0 | 0 | 0 | 0 | 0 | 0 | 0 | 0 | 0 | 0 |  | 0 | 0 | 0 | 0 |  | 0 | 0 | 0 | 0 | 0
2000-05-17 | 2000 | 5 | 17 | 0 | 0 | 0 | 0 | 0 | 0 | 0 | 0 | 0 | 0 | 0 | 0 | 0 | 0 | 0 | 0 | 0 | 0 | 0 | 0 | 0 | 0 | 0 | 0 |  | 0 | 0 | 0 | 0 |  | 0 | 0 | 0 | 0 | 0
2000-05-18 | 2000 | 5 | 18 | 2.4 | 0 | 0 | 0 | 0 | 0 | 0 | 0 | 0 | 0 | 0 | 0 | 0 | 0 | 0 | 0 | 0.2 | 0 | 0 | 0 | 0 | 0 | 0 | 0 |  | 2.6 | 2.6 | 2.6 | 0 |  | 2.6 | 0 | 0 | 0 | 0
2000-05-19 | 2000 | 5 | 19 | 0 | 0 | 0 | 0 | 0 | 0 | 0 | 0 | 0 | 0 | 0 | 0 | 0 | 0 | 0 | 0 | 0 | 0 | 0 | 0 | 0 | 0 | 0 | 0 |  | 0 | 0 | 0 | 0 |  | 0 | 0 | 0 | 0 | 0
2000-05-20 | 2000 | 5 | 20 | 0 | 0 | 0 | 0 | 0 | 0 | 0 | 0 | 0 | 0 | 0 | 0 | 0 | 0 | 0 | 0 | 0 | 0 | 0 | 0 | 0 | 0 | 0 | 0 |  | 0 | 0 | 0 | 0 |  | 0 | 0 | 0 | 0 | 0
2000-05-21 | 2000 | 5 | 21 | 0 | 0 | 0 | 0 | 0 | 0 | 0 | 0 | 0 | 0 | 0 | 0 | 0 | 0 | 0 | 0 | 0 | 0 | 0 | 0 | 0 | 0 | 0 | 0 |  | 0 | 0 | 0 | 0 |  | 0 | 0 | 0 | 0 | 0
2000-05-22 | 2000 | 5 | 22 | 0 | 0 | 0 | 0 | 0 | 0 | 0 | 0 | 0 | 0 | 0 | 0 | 0 | 0 | 0 | 0 | 0 | 0 | 0 | 0 | 0 | 0 | 0 | 0 |  | 0 | 0 | 0 | 0 |  | 0 | 0 | 0 | 0 | 0
2000-05-23 | 2000 | 5 | 23 | 0 | 0 | 0 | 0 | 0 | 0 | 0 | 0 | 0 | 0 | 0 | 0 | 0 | 0 | 0 | 0 | 0 | 0 | 0 | 0 | 0 | 0 | 0 | 0 |  | 0 | 0 | 0 | 0 |  | 0 | 0 | 0 | 0 | 0
2000-05-24 | 2000 | 5 | 24 | 0 | 0 | 0 | 0 | 0 | 0 | 0 | 0 | 0 | 0 | 0 | 0 | 0 | 0 | 0 | 0 | 0 | 0 | 0 | 0 | 0 | 0 | 0 | 0 |  | 0 | 0 | 0 | 0 |  | 0 | 0 | 0 | 0 | 0
2000-05-25 | 2000 | 5 | 25 | 0 | 0 | 0 | 0 | 0 | 0 | 0 | 0 | 0 | 0 | 0 | 0 | 0 | 0 | 0 | 0 | 0 | 0 | 0 | 0 | 0 | 0 | 0 | 0 |  | 0 | 0 | 0 | 0 |  | 0 | 0 | 0 | 0 | 0
2000-05-26 | 2000 | 5 | 26 | 0 | 0 | 0 | 0 | 0 | 0 | 0 | 0 | 0 | 0 | 0 | 0 | 0 | 0 | 0 | 0 | 0 | 0 | 1.6 | 0 | 0 | 0 | 0 | 0 |  | 1.6 | 1.6 | 1.6 | 0 |  | 1.6 | 0 | 0 | 0 | 0
2000-05-27 | 2000 | 5 | 27 | 0 | 0 | 0 | 0 | 0 | 0 | 0 | 0 | 0 | 0 | 0 | 0 | 0 | 0 | 0 | 0 | 0 | 0 | 0 | 0 | 0 | 0 | 0 | 0 |  | 0 | 0 | 0 | 0 |  | 0 | 0 | 0 | 0 | 0
2000-05-28 | 2000 | 5 | 28 | 0 | 0 | 0 | 0 | 0 | 0 | 0 | 0 | 0 | 0 | 0 | 0 | 0.5 | 0.5 | 0.2 | 0 | 0 | 0 | 0 | 0 | 0 | 0 | 0 | 0 |  | 1.2 | 1.2 | 1.2 | 0 |  | 1.2 | 0 | 0 | 0 | 0
2000-05-29 | 2000 | 5 | 29 | 0 | 0 | 0 | 0 | 0 | 0 | 0 | 0 | 0 | 0 | 0 | 0 | 0.3 | 0 | 0 | 0 | 0.3 | 0.3 | 0 | 0 | 0 | 0 | 0 | 0 |  | 0.9 | 0.9 | 0.9 | 1.1102e-16 |  | 0.9 | 0 | 0 | 0 | 0
2000-05-30 | 2000 | 5 | 30 | 0 | 0 | 0 | 0 | 0 | 0 | 0 | 0 | 0 | 0 | 0 | 0 | 0 | 0 | 0 | 0 | 0 | 0 | 0 | 0 | 0 | 0 | 0 | 0 |  | 0 | 0 | 0 | 0 |  | 0 | 0 | 0 | 0 | 0
2000-05-31 | 2000 | 5 | 31 | 0 | 0 | 0 | 0 | 0 | 0 | 0 | 0 | 0 | 0 | 0 | 0 | 0 | 0 | 0 | 0 | 0 | 0 | 0 | 0 | 0 | 0 | 0 | 0 |  | 0 | 0 | 0 | 0 |  | 0 | 0 | 0 | 0 | 0
2000-06-01 | 2000 | 6 | 1 | 0 | 0 | 0 | 0 | 0 | 0 | 0 | 0 | 0 | 0 | 0 | 0 | 0 | 0 | 0 | 0 | 0 | 0 | 0 | 0 | 0 | 0 | 0 | 0 |  | 0 | 0 | 0 | 0 |  | 0 | 0 | 0 | 0 | 0
2000-06-02 | 2000 | 6 | 2 | 0 | 0 | 0 | 0 | 0 | 0 | 0 | 0 | 0 | 0 | 0 | 0 | 0 | 0 | 0 | 0 | 0 | 0 | 0 | 0 | 1.7 | 3.7 | 4.3 | 3.3 |  | 13 | 13 | 13 | 0 |  | 0 | 13 | 0 | 0 | 0
2000-06-03 | 2000 | 6 | 3 | 5 | 1 | 0 | 0 | 0 | 0 | 0 | 0 | 0 | 0 | 0 | 0 | 0 | 0 | 0 | 0 | 0 | 0 | 0 | 0 | 0 | 0 | 0 | 0 |  | 6 | 6 | 6 | 0 |  | 0 | 6 | 0 | 0 | 0
2000-06-04 | 2000 | 6 | 4 | 0 | 0 | 0 | 0 | 0 | 0 | 0 | 0 | 0 | 0 | 0 | 0 | 0 | 0 | 0 | 0 | 0 | 0 | 0 | 0 | 0 | 0 | 0 | 0 |  | 0 | 0 | 0 | 0 |  | 0 | 0 | 0 | 0 | 0
2000-06-05 | 2000 | 6 | 5 | 0 | 0 | 0 | 0 | 0 | 0 | 0 | 0 | 0 | 0 | 0 | 0 | 0 | 0 | 0 | 0 | 0 | 0 | 0 | 0 | 6.8 | 0 | 0 | 0 |  | 6.8 | 6.8 | 6.8 | 0 |  | 0 | 6.8 | 0 | 0 | 0
2000-06-06 | 2000 | 6 | 6 | 0 | 0 | 0 | 0 | 0 | 0 | 0 | 0 | 0 | 0 | 0 | 0 | 0 | 0 | 0 | 0 | 0 | 0 | 0 | 0 | 0 | 0 | 0 | 0 |  | 0 | 0 | 0 | 0 |  | 0 | 0 | 0 | 0 | 0
2000-06-07 | 2000 | 6 | 7 | 0 | 0 | 0 | 0 | 0 | 0 | 0 | 0 | 0 | 0 | 0 | 0 | 0 | 0 | 0 | 0 | 0 | 0 | 0 | 0 | 0 | 0 | 0 | 0 |  | 0 | 0 | 0 | 0 |  | 0 | 0 | 0 | 0 | 0
2000-06-08 | 2000 | 6 | 8 | 0 | 0 | 0 | 0 | 0 | 0 | 0 | 0 | 0 | 0 | 0 | 0 | 5.1 | 4.6 | 3.7 | 2.9 | 1.1 | 0 | 0.1 | 0 | 7.5 | 0.2 | 0 | 0 |  | 25.2 | 25.2 | 25.2 | 0 |  | 0 | 25.2 | 0 | 0 | 0
2000-06-09 | 2000 | 6 | 9 | 0 | 1 | 1.2 | 0 | 0 | 0 | 0 | 0 | 0 | 0 | 0 | 0 | 0 | 0 | 0 | 0 | 0.2 | 1.7 | 0.5 | 0.2 | 0 | 0 | 0 | 0 |  | 4.8 | 4.8 | 4.8 | 8.8818e-16 |  | 0 | 4.8 | 0 | 0 | 0
2000-06-10 | 2000 | 6 | 10 | 0 | 0 | 0 | 0 | 0.3 | 0.3 | 0 | 0 | 0 | 0 | 0 | 0 | 0 | 0 | 0 | 0 | 0 | 0 | 0 | 0 | 0 | 0 | 0 | 0 |  | 0.6 | 0.6 | 0.6 | 0 |  | 0 | 0.6 | 0 | 0 | 0
2000-06-11 | 2000 | 6 | 11 | 0 | 0 | 0 | 0 | 0 | 0 | 0 | 0 | 0 | 0 | 0 | 0 | 0 | 0 | 0 | 0 | 0 | 0 | 0 | 0 | 0 | 0 | 0 | 0 |  | 0 | 0 | 0 | 0 |  | 0 | 0 | 0 | 0 | 0
2000-06-12 | 2000 | 6 | 12 | 0 | 0 | 0 | 0 | 0 | 0 | 0 | 0 | 0 | 0 | 0 | 0 | 0 | 0 | 0 | 0 | 0 | 0 | 0 | 0 | 0 | 0 | 0 | 0 |  | 0 | 0 | 0 | 0 |  | 0 | 0 | 0 | 0 | 0
2000-06-13 | 2000 | 6 | 13 | 0 | 0 | 0 | 0 | 0 | 0 | 0 | 0 | 0 | 0 | 0 | 0 | 0 | 0 | 0 | 0 | 0 | 0 | 0 | 0 | 0 | 0 | 0 | 0 |  | 0 | 0 | 0 | 0 |  | 0 | 0 | 0 | 0 | 0
2000-06-14 | 2000 | 6 | 14 | 0 | 0 | 0 | 0 | 0 | 0 | 0 | 0 | 0 | 0 | 0 | 0 | 0 | 0 | 0 | 0 | 0 | 0 | 0.5 | 0 | 0.8 | 0 | 0.3 | 0.3 |  | 1.9 | 1.9 | 1.9 | 2.2204e-16 |  | 0 | 1.9 | 0 | 0 | 0
2000-06-15 | 2000 | 6 | 15 | 0 | 0 | 0 | 0 | 0 | 0 | 0 | 0 | 0 | 0 | 0 | 0 | 0 | 0.2 | 0 | 0 | 0 | 0 | 0 | 0 | 0 | 0 | 0 | 0 |  | 0.2 | 0.2 | 0.2 | 0 |  | 0 | 0.2 | 0 | 0 | 0
2000-06-16 | 2000 | 6 | 16 | 0 | 0 | 0 | 0 | 0 | 0 | 0 | 0.4 | 0.8 | 0 | 0 | 0 | 0 | 0 | 0 | 0 | 0 | 0 | 0 | 0 | 0 | 0 | 0 | 0 |  | 1.2 | 1.2 | 1.2 | 2.2204e-16 |  | 0 | 1.2 | 0 | 0 | 0
2000-06-17 | 2000 | 6 | 17 | 0 | 0 | 0 | 0 | 0 | 0 | 0 | 0 | 0 | 0 | 0 | 0 | 0 | 0 | 0 | 0 | 0 | 0 | 0 | 0 | 0.4 | 0 | 0 | 0 |  | 0.4 | 0.4 | 0.4 | 0 |  | 0 | 0.4 | 0 | 0 | 0
2000-06-18 | 2000 | 6 | 18 | 0 | 0 | 0 | 0 | 0 | 0 | 0 | 0 | 0 | 0 | 0 | 0 | 0 | 0 | 0 | 0 | 1.6 | 0.2 | 0 | 0 | 0 | 0 | 0 | 1.2 |  | 3 | 3 | 3 | 0 |  | 0 | 3 | 0 | 0 | 0
2000-06-19 | 2000 | 6 | 19 | 0.2 | 0 | 0 | 0.2 | 0 | 0 | 0 | 0 | 0 | 0 | 0 | 0 | 0 | 0 | 0 | 1.4 | 0 | 0 | 0 | 5.3 | 0.5 | 1.8 | 0.7 | 1.1 |  | 11.2 | 11.2 | 11.2 | 0 |  | 0 | 11.2 | 0 | 0 | 0
2000-06-20 | 2000 | 6 | 20 | 0.8 | 0.4 | 0 | 0 | 0 | 0 | 0 | 0 | 0 | 0 | 0 | 0 | 0 | 0 | 0 | 0 | 0 | 0 | 0 | 0 | 0 | 0 | 0 | 0 |  | 1.2 | 1.2 | 1.2 | 2.2204e-16 |  | 0 | 1.2 | 0 | 0 | 0
2000-06-21 | 2000 | 6 | 21 | 0 | 0 | 0 | 0 | 0 | 0.1 | 0 | 0 | 0 | 0 | 0 | 0 | 0 | 0 | 0 | 0 | 0.1 | 0 | 0 | 0 | 0 | 0 | 0 | 0 |  | 0.2 | 0.2 | 0.2 | 0 |  | 0 | 0.2 | 0 | 0 | 0
2000-06-22 | 2000 | 6 | 22 | 0 | 0 | 0 | 0 | 0 | 0 | 0 | 0 | 0 | 0 | 0 | 0 | 0 | 0 | 0 | 0 | 0 | 0 | 0 | 0 | 1.2 | 0.4 | 0 | 0 |  | 1.6 | 1.6 | 1.6 | 0 |  | 0 | 1.6 | 0 | 0 | 0
2000-06-23 | 2000 | 6 | 23 | 0 | 0 | 0 | 0 | 0 | 0 | 0 | 0 | 0 | 0 | 0 | 0 | 0 | 0 | 0 | 0 | 0 | 0 | 0 | 0 | 0 | 0 | 0.6 | 0 |  | 0.6 | 0.6 | 0.6 | 0 |  | 0 | 0.6 | 0 | 0 | 0
2000-06-24 | 2000 | 6 | 24 | 1.4 | 0.2 | 0 | 0 | 0.5 | 0 | 0 | 0.9 | 3.2 | 1.8 | 3 | 1.1 | 1.6 | 0.5 | 0 | 0.2 | 0 | 0 | 0 | 0 | 0 | 0 | 0 | 0 |  | 14.4 | 14.4 | 14.4 | 1.7764e-15 |  | 0 | 14.4 | 0 | 0 | 0
2000-06-25 | 2000 | 6 | 25 | 0 | 0 | 0 | 0 | 0 | 0 | 0 | 0 | 0 | 0 | 0 | 0 | 0 | 0 | 0 | 8.7 | 0 | 0.2 | 4.7 | 0.2 | 0 | 0 | 0 | 0 |  | 13.8 | 13.8 | 13.8 | 3.5527e-15 |  | 0 | 13.8 | 0 | 0 | 0
2000-06-26 | 2000 | 6 | 26 | 0.6 | 0 | 0 | 0 | 0 | 0 | 0 | 0 | 0 | 0 | 0 | 0 | 0 | 0 | 0 | 0 | 0 | 0 | 0 | 0 | 0 | 0 | 0 | 0 |  | 0.6 | 0.6 | 0.6 | 0 |  | 0 | 0.6 | 0 | 0 | 0
2000-06-27 | 2000 | 6 | 27 | 0 | 0 | 0 | 0 | 0 | 0 | 0 | 0 | 0 | 0 | 0 | 0 | 0 | 0 | 0 | 0 | 0 | 0 | 0 | 0 | 0 | 0 | 0 | 0 |  | 0 | 0 | 0 | 0 |  | 0 | 0 | 0 | 0 | 0
2000-06-28 | 2000 | 6 | 28 | 0 | 0 | 0 | 0 | 0 | 0 | 0 | 0 | 0 | 0 | 0 | 0 | 0 | 0 | 0 | 0 | 0 | 0 | 0 | 0.6 | 2.2 | 0.4 | 0 | 0 |  | 3.2 | 3.2 | 3.2 | 0 |  | 0 | 3.2 | 0 | 0 | 0
2000-06-29 | 2000 | 6 | 29 | 0 | 0 | 0 | 0 | 0 | 0 | 0 | 0 | 0 | 0 | 0 | 0 | 0 | 0 | 0 | 0 | 0 | 0 | 0 | 0 | 0 | 0 | 0 | 0 |  | 0 | 0 | 0 | 0 |  | 0 | 0 | 0 | 0 | 0
2000-06-30 | 2000 | 6 | 30 | 0 | 0 | 0 | 0 | 0 | 0 | 0 | 0 | 0 | 0 | 0 | 0 | 0 | 0 | 0 | 0 | 0 | 0 | 0 | 0 | 0 | 0 | 0 | 0 |  | 0 | 0 | 0 | 0 |  | 0 | 0 | 0 | 0 | 0
2000-07-01 | 2000 | 7 | 1 | 0 | 0 | 0 | 0 | 0.8 | 6.2 | 0 | 0 | 0 | 0 | 0 | 0 | 0 | 0 | 0.2 | 0 | 0 | 0 | 0 | 0 | 0 | 0 | 0 | 0 |  | 7.2 | 7.2 | 7.2 | 0 |  | 0 | 0 | 7.2 | 0 | 0
2000-07-02 | 2000 | 7 | 2 | 0 | 0 | 0 | 0 | 0 | 0 | 0 | 0 | 0 | 0 | 0 | 0 | 0 | 0 | 0 | 0 | 0 | 0 | 0 | 0 | 0 | 0 | 0 | 0 |  | 0 | 0 | 0 | 0 |  | 0 | 0 | 0 | 0 | 0
2000-07-03 | 2000 | 7 | 3 | 0 | 0 | 0 | 0 | 0 | 0 | 0 | 0 | 0 | 0 | 0 | 0 | 0 | 0 | 0 | 0 | 0 | 0 | 0 | 0 | 0 | 0 | 0 | 0 |  | 0 | 0 | 0 | 0 |  | 0 | 0 | 0 | 0 | 0
2000-07-04 | 2000 | 7 | 4 | 0 | 0 | 0 | 0 | 0 | 0 | 0 | 0 | 0 | 0 | 0 | 4.8 | 0.2 | 0 | 0 | 0 | 0 | 0 | 0 | 0 | 0 | 0 | 0 | 0 |  | 5 | 5 | 5 | 0 |  | 0 | 0 | 5 | 0 | 0
2000-07-05 | 2000 | 7 | 5 | 0 | 0 | 0 | 0 | 0 | 0 | 0 | 0 | 0 | 0 | 0 | 0 | 0 | 0 | 0 | 0 | 0 | 0 | 0 | 0 | 0 | 0 | 0 | 0 |  | 0 | 0 | 0 | 0 |  | 0 | 0 | 0 | 0 | 0
2000-07-06 | 2000 | 7 | 6 | 0 | 0 | 0 | 0 | 0 | 0 | 0 | 0 | 0 | 0 | 0 | 0 | 0 | 0 | 0 | 0 | 0 | 0 | 0 | 0 | 0 | 0 | 0 | 0 |  | 0 | 0 | 0 | 0 |  | 0 | 0 | 0 | 0 | 0
2000-07-07 | 2000 | 7 | 7 | 0 | 0 | 0 | 0 | 0 | 0 | 0 | 0 | 0 | 0 | 0 | 0 | 0 | 0 | 0 | 0 | 0 | 0 | 0 | 0 | 0 | 0 | 0 | 0 |  | 0 | 0 | 0 | 0 |  | 0 | 0 | 0 | 0 | 0
2000-07-08 | 2000 | 7 | 8 | 0 | 0 | 0 | 0 | 0 | 0 | 0 | 0 | 0 | 0 | 0 | 0 | 0 | 0 | 0 | 0 | 0 | 0 | 0 | 0 | 0 | 0 | 0 | 0 |  | 0 | 0 | 0 | 0 |  | 0 | 0 | 0 | 0 | 0
2000-07-09 | 2000 | 7 | 9 | 0 | 0 | 0.4 | 0 | 0 | 0 | 0 | 0 | 0 | 0 | 0 | 0 | 0 | 0 | 0 | 1.7 | 0 | 0 | 0 | 0 | 0 | 0.2 | 18.9 | 2.4 |  | 23.6 | 23.6 | 23.6 | 3.5527e-15 |  | 0 | 0 | 23.6 | 0 | 0
2000-07-10 | 2000 | 7 | 10 | 0 | 0 | 0 | 0 | 0 | 0 | 0 | 0 | 0 | 0 | 0 | 0 | 0.3 | 0 | 0 | 0 | 0.5 | 0 | 0 | 0 | 0 | 0 | 0 | 0 |  | 0.8 | 0.8 | 0.8 | 0 |  | 0 | 0 | 0.8 | 0 | 0
2000-07-11 | 2000 | 7 | 11 | 0 | 0 | 0 | 0 | 0 | 0 | 0 | 0 | 0 | 0 | 0 | 0 | 0 | 0 | 0 | 0 | 0 | 0 | 0 | 0 | 0 | 0 | 0 | 0 |  | 0 | 0 | 0 | 0 |  | 0 | 0 | 0 | 0 | 0
2000-07-12 | 2000 | 7 | 12 | 0 | 0 | 0 | 0 | 0 | 0 | 0 | 0 | 0 | 0 | 0 | 0 | 0 | 0 | 0 | 0 | 0 | 0 | 0 | 0 | 0 | 0 | 0 | 0 |  | 0 | 0 | 0 | 0 |  | 0 | 0 | 0 | 0 | 0
2000-07-13 | 2000 | 7 | 13 | 0 | 0 | 0 | 0 | 0 | 0 | 0 | 0 | 0 | 0 | 0 | 0 | 0 | 0 | 0 | 0 | 0 | 0 | 0 | 0 | 0 | 0 | 0 | 0 |  | 0 | 0 | 0 | 0 |  | 0 | 0 | 0 | 0 | 0
2000-07-14 | 2000 | 7 | 14 | 0 | 0 | 0 | 0 | 0 | 0 | 0 | 0 | 0 | 0 | 0 | 0 | 0 | 0 | 0 | 0 | 0 | 0 | 0 | 0 | 0 | 0 | 0 | 0 |  | 0 | 0 | 0 | 0 |  | 0 | 0 | 0 | 0 | 0
2000-07-15 | 2000 | 7 | 15 | 0 | 0 | 2.4 | 0 | 1 | 2.2 | 3.2 | 0 | 1.2 | 0.4 | 0 | 0 | 0 | 0 | 0 | 0 | 0 | 0 | 0 | 0 | 0 | 0 | 0 | 0 |  | 10.4 | 10.4 | 10.4 | 0 |  | 0 | 0 | 10.4 | 0 | 0
2000-07-16 | 2000 | 7 | 16 | 0 | 0 | 0 | 0 | 0 | 0 | 0 | 0 | 0 | 0 | 0 | 0 | 0 | 0 | 0 | 0 | 0 | 0 | 0 | 0 | 0 | 0 | 0 | 0 |  | 0 | 0 | 0 | 0 |  | 0 | 0 | 0 | 0 | 0
2000-07-17 | 2000 | 7 | 17 | 0 | 0 | 0 | 0 | 0 | 0 | 0 | 0 | 0 | 0 | 0 | 0 | 0 | 0 | 0 | 0 | 0 | 0 | 0 | 0 | 0 | 0 | 0 | 0 |  | 0 | 0 | 0 | 0 |  | 0 | 0 | 0 | 0 | 0
2000-07-18 | 2000 | 7 | 18 | 0 | 0 | 0 | 0 | 0 | 0 | 0 | 0 | 0 | 0 | 0 | 0 | 0 | 0 | 0 | 0 | 0 | 0 | 0 | 0 | 0 | 0 | 0 | 0 |  | 0 | 0 | 0 | 0 |  | 0 | 0 | 0 | 0 | 0
2000-07-19 | 2000 | 7 | 19 | 0 | 0 | 0 | 0 | 0 | 0 | 0 | 0 | 0 | 0 | 0 | 0 | 0 | 0 | 0 | 0 | 0.6 | 0 | 0 | 0 | 0 | 0 | 0 | 0 |  | 0.6 | 0.6 | 0.6 | 0 |  | 0 | 0 | 0.6 | 0 | 0
2000-07-20 | 2000 | 7 | 20 | 0 | 0 | 0 | 0 | 0 | 0 | 0 | 0 | 0 | 0 | 0 | 0 | 0 | 0 | 0 | 0 | 0 | 0 | 0 | 0 | 0 | 0 | 0 | 0 |  | 0 | 0 | 0 | 0 |  | 0 | 0 | 0 | 0 | 0
2000-07-21 | 2000 | 7 | 21 | 0.8 | 0 | 0 | 0 | 0 | 0 | 0 | 0 | 0 | 0 | 0 | 0 | 0 | 0 | 0 | 0 | 0 | 0 | 0 | 0 | 0 | 0 | 0 | 0 |  | 0.8 | 0.8 | 0.8 | 0 |  | 0 | 0 | 0.8 | 0 | 0
2000-07-22 | 2000 | 7 | 22 | 0 | 0 | 0 | 0 | 0 | 0 | 0 | 0 | 0 | 0 | 0 | 0 | 0 | 0 | 0 | 0 | 0 | 0 | 0 | 0 | 0 | 0 | 0 | 1.2 |  | 1.2 | 1.2 | 1.2 | 0 |  | 0 | 0 | 1.2 | 0 | 0
2000-07-23 | 2000 | 7 | 23 | 0 | 0 | 0 | 0 | 0 | 0 | 0 | 0 | 0 | 0 | 0.4 | 0 | 0 | 0 | 0 | 0 | 0 | 0 | 0 | 0 | 0 | 0 | 0 | 0 |  | 0.4 | 0.4 | 0.4 | 0 |  | 0 | 0 | 0.4 | 0 | 0
2000-07-24 | 2000 | 7 | 24 | 0.6 | 0.6 | 0.7 | 0.6 | 0.9 | 2 | 0 | 0 | 0 | 0 | 0 | 0 | 0 | 0 | 0 | 0 | 0 | 0 | 0 | 0 | 0 | 0 | 0 | 0 |  | 5.4 | 5.4 | 5.4 | 0 |  | 0 | 0 | 5.4 | 0 | 0
2000-07-25 | 2000 | 7 | 25 | 0 | 0 | 0 | 0 | 0 | 0 | 0 | 0 | 0 | 0 | 0 | 0 | 0 | 0 | 0 | 0 | 0 | 0 | 0.2 | 3.3 | 0.6 | 0.8 | 0 | 0 |  | 4.9 | 4.9 | 4.9 | 8.8818e-16 |  | 0 | 0 | 4.9 | 0 | 0
2000-07-26 | 2000 | 7 | 26 | 0 | 0 | 0 | 0 | 0 | 0 | 0 | 0 | 0 | 0 | 0 | 0 | 0 | 0 | 0 | 0 | 0 | 0 | 0 | 0 | 0 | 0 | 0 | 0 |  | 0 | 0 | 0 | 0 |  | 0 | 0 | 0 | 0 | 0
2000-07-27 | 2000 | 7 | 27 | 0 | 0 | 0 | 0 | 0 | 0 | 0 | 0 | 0 | 0 | 0 | 0 | 0 | 0 | 0 | 0 | 0 | 0 | 0 | 0 | 0 | 0 | 0 | 0 |  | 0 | 0 | 0 | 0 |  | 0 | 0 | 0 | 0 | 0
2000-07-28 | 2000 | 7 | 28 | 0 | 0 | 0 | 0 | 0 | 0 | 0 | 0 | 0 | 0 | 0 | 0 | 0 | 0 | 0 | 0 | 0 | 0 | 0 | 0 | 0 | 0 | 0 | 0 |  | 0 | 0 | 0 | 0 |  | 0 | 0 | 0 | 0 | 0
2000-07-29 | 2000 | 7 | 29 | 0 | 0 | 0 | 0 | 0 | 0 | 0 | 0 | 0 | 0 | 0 | 0 | 0 | 0 | 0 | 0 | 0 | 0 | 0 | 0 | 0 | 0 | 0 | 0 |  | 0 | 0 | 0 | 0 |  | 0 | 0 | 0 | 0 | 0
2000-07-30 | 2000 | 7 | 30 | 0 | 0 | 0 | 0 | 0 | 0 | 0 | 0 | 0 | 0 | 0 | 0 | 0 | 0 | 0 | 0 | 0 | 0 | 0 | 0 | 0 | 0 | 0 | 0 |  | 0 | 0 | 0 | 0 |  | 0 | 0 | 0 | 0 | 0
2000-07-31 | 2000 | 7 | 31 | 0 | 0 | 0 | 0 | 0 | 0 | 0 | 0 | 0 | 0 | 0 | 0 | 0 | 0 | 0 | 0 | 0 | 0 | 0 | 0 | 0 | 0.7 | 5.5 | 0.2 |  | 6.4 | 6.4 | 6.4 | 0 |  | 0 | 0 | 6.4 | 0 | 0
2000-08-01 | 2000 | 8 | 1 | 0.8 | 0 | 0 | 0 | 0 | 0 | 0 | 0 | 0 | 0 | 0 | 0 | 0 | 0 | 0 | 0 | 0 | 0 | 0 | 0 | 0 | 0 | 0 | 0 |  | 0.8 | 0.8 | 0.8 | 0 |  | 0 | 0 | 0 | 0.8 | 0
2000-08-02 | 2000 | 8 | 2 | 0 | 0 | 0 | 0 | 0 | 0 | 0 | 0 | 0 | 0 | 0 | 0 | 0 | 0 | 0 | 0 | 0 | 0 | 0 | 0 | 0 | 0 | 0 | 0 |  | 0 | 0 | 0 | 0 |  | 0 | 0 | 0 | 0 | 0
2000-08-03 | 2000 | 8 | 3 | 0 | 0 | 0 | 0 | 0 | 0 | 0 | 0 | 0 | 0 | 0 | 0 | 0 | 0 | 0 | 0 | 0 | 0 | 0 | 0 | 0 | 0 | 0 | 0 |  | 0 | 0 | 0 | 0 |  | 0 | 0 | 0 | 0 | 0
2000-08-04 | 2000 | 8 | 4 | 0 | 0 | 0.4 | 0.4 | 0 | 0.4 | 1.4 | 1.6 | 0.4 | 0.4 | 0 | 0.2 | 0 | 0 | 0 | 0 | 0 | 0 | 0 | 0 | 0 | 0 | 0 | 0 |  | 5.2 | 5.2 | 5.2 | 8.8818e-16 |  | 0 | 0 | 0 | 5.2 | 0
2000-08-05 | 2000 | 8 | 5 | 0 | 0 | 0 | 0 | 0 | 0 | 0 | 0 | 0 | 0 | 0 | 0 | 0 | 0 | 0 | 0 | 0 | 0 | 0 | 0 | 0 | 0 | 0 | 0 |  | 0 | 0 | 0 | 0 |  | 0 | 0 | 0 | 0 | 0
2000-08-06 | 2000 | 8 | 6 | 0 | 0 | 0 | 0 | 0 | 0 | 0 | 0 | 0 | 0 | 0 | 0 | 0 | 0 | 0 | 0 | 0 | 2.8 | 0 | 1.1 | 2.4 | 0 | 0 | 0 |  | 6.3 | 6.3 | 6.3 | 0 |  | 0 | 0 | 0 | 6.3 | 0
2000-08-07 | 2000 | 8 | 7 | 0 | 0 | 0 | 0 | 0 | 0 | 0 | 0 | 0 | 0 | 0 | 0 | 0 | 0 | 0 | 0 | 0 | 0 | 0 | 0 | 0 | 4.2 | 0 | 0.2 |  | 4.4 | 4.4 | 4.4 | 0 |  | 0 | 0 | 0 | 4.4 | 0
2000-08-08 | 2000 | 8 | 8 | 0 | 0 | 0 | 0 | 0 | 0 | 0 | 0 | 0 | 0 | 0 | 0 | 0 | 0 | 0 | 0 | 0 | 0 | 0 | 0 | 0 | 0 | 0 | 0 |  | 0 | 0 | 0 | 0 |  | 0 | 0 | 0 | 0 | 0
2000-08-09 | 2000 | 8 | 9 | 0 | 0 | 0 | 0 | 0 | 0 | 0 | 0 | 0 | 0 | 0 | 0 | 0 | 0 | 0 | 0 | 0 | 0 | 0 | 0 | 0 | 0 | 0 | 0 |  | 0 | 0 | 0 | 0 |  | 0 | 0 | 0 | 0 | 0
2000-08-10 | 2000 | 8 | 10 | 0 | 0 | 0 | 0 | 0 | 0 | 0 | 0 | 0 | 0 | 0 | 0 | 0 | 0 | 0 | 0 | 0 | 0 | 1.1 | 2.3 | 0.6 | 0.2 | 4.9 | 2.3 |  | 11.4 | 11.4 | 11.4 | 1.7764e-15 |  | 0 | 0 | 0 | 11.4 | 0
2000-08-11 | 2000 | 8 | 11 | 1.1 | 12.6 | 0.7 | 0.2 | 0 | 0 | 0 | 0 | 0 | 0 | 0 | 0 | 0 | 0 | 0 | 0 | 0.9 | 0.2 | 0 | 0 | 0 | 0 | 0 | 0 |  | 15.7 | 15.7 | 15.7 | 1.7764e-15 |  | 0 | 0 | 0 | 15.7 | 0
2000-08-12 | 2000 | 8 | 12 | 1.9 | 0.2 | 0 | 0 | 0.2 | 0 | 0 | 0 | 0 | 0 | 0 | 0 | 0 | 0 | 0 | 0 | 0 | 0 | 0 | 0 | 0 | 0 | 0 | 0 |  | 2.3 | 2.3 | 2.3 | 4.4409e-16 |  | 0 | 0 | 0 | 2.3 | 0
2000-08-13 | 2000 | 8 | 13 | 0 | 0 | 0 | 0 | 0 | 0 | 0 | 0 | 0 | 0 | 0 | 0 | 0 | 0 | 0 | 0 | 0.6 | 3.7 | 0 | 0 | 0.6 | 0.6 | 1.2 | 0 |  | 6.7 | 6.7 | 6.7 | 8.8818e-16 |  | 0 | 0 | 0 | 6.7 | 0
2000-08-14 | 2000 | 8 | 14 | 0 | 0 | 0 | 0 | 0 | 0 | 0 | 0 | 0 | 0 | 0 | 0 | 0 | 0 | 0 | 0 | 0 | 0 | 0 | 0 | 0 | 0 | 0 | 0 |  | 0 | 0 | 0 | 0 |  | 0 | 0 | 0 | 0 | 0
2000-08-15 | 2000 | 8 | 15 | 0 | 0 | 0 | 0 | 0 | 0 | 0 | 0 | 0 | 0 | 0 | 0 | 0 | 0 | 0 | 0 | 0 | 1 | 0 | 0 | 0 | 0 | 0 | 0 |  | 1 | 1 | 1 | 0 |  | 0 | 0 | 0 | 1 | 0
2000-08-16 | 2000 | 8 | 16 | 0 | 0 | 0 | 0 | 0 | 0 | 0 | 0 | 0 | 0 | 0 | 0 | 0 | 0 | 0 | 0 | 0 | 0 | 0 | 0 | 0 | 0 | 0 | 0 |  | 0 | 0 | 0 | 0 |  | 0 | 0 | 0 | 0 | 0
2000-08-17 | 2000 | 8 | 17 | 0 | 0 | 0 | 0 | 0 | 0 | 0 | 0 | 0 | 0 | 0 | 0 | 0 | 0 | 0 | 0 | 0 | 0 | 0 | 0 | 0 | 0 | 0 | 0 |  | 0 | 0 | 0 | 0 |  | 0 | 0 | 0 | 0 | 0
2000-08-18 | 2000 | 8 | 18 | 0 | 0 | 0 | 0 | 0 | 0 | 0 | 0 | 0 | 0 | 0 | 0 | 0 | 0 | 0 | 0 | 0 | 0 | 0 | 0 | 0 | 0 | 0 | 0 |  | 0 | 0 | 0 | 0 |  | 0 | 0 | 0 | 0 | 0
2000-08-19 | 2000 | 8 | 19 | 0 | 0 | 0 | 0 | 0 | 0 | 0 | 0 | 0 | 0 | 0 | 0 | 0 | 0 | 0 | 0 | 0 | 0 | 0 | 0 | 0 | 0 | 0 | 0 |  | 0 | 0 | 0 | 0 |  | 0 | 0 | 0 | 0 | 0
2000-08-20 | 2000 | 8 | 20 | 0 | 0 | 0 | 0 | 0 | 0 | 0 | 0 | 0 | 0 | 0 | 0 | 0 | 0 | 0 | 0 | 0 | 0 | 0 | 0 | 0 | 0 | 0 | 0 |  | 0 | 0 | 0 | 0 |  | 0 | 0 | 0 | 0 | 0
2000-08-21 | 2000 | 8 | 21 | 0 | 0 | 0 | 0 | 0 | 0 | 0 | 0 | 0 | 0 | 0 | 0 | 0 | 0 | 0 | 0 | 0 | 0 | 0 | 0 | 0 | 0 | 0 | 0 |  | 0 | 0 | 0 | 0 |  | 0 | 0 | 0 | 0 | 0
2000-08-22 | 2000 | 8 | 22 | 0 | 0 | 0 | 0 | 0 | 0 | 0 | 0 | 0 | 0 | 0 | 0 | 0 | 0 | 0 | 0 | 0 | 0 | 0 | 0 | 0 | 0 | 0 | 0 |  | 0 | 0 | 0 | 0 |  | 0 | 0 | 0 | 0 | 0
2000-08-23 | 2000 | 8 | 23 | 0 | 0 | 0 | 0 | 0 | 0 | 0 | 0 | 0 | 0 | 0 | 0 | 0 | 0 | 0 | 0 | 0 | 0 | 0 | 0 | 0 | 0 | 0 | 0 |  | 0 | 0 | 0 | 0 |  | 0 | 0 | 0 | 0 | 0
2000-08-24 | 2000 | 8 | 24 | 0 | 0 | 0 | 0 | 0 | 0 | 0 | 0 | 0 | 0 | 0 | 0 | 0 | 0 | 0 | 0 | 0 | 0 | 0 | 0 | 0 | 0 | 0 | 0 |  | 0 | 0 | 0 | 0 |  | 0 | 0 | 0 | 0 | 0
2000-08-25 | 2000 | 8 | 25 | 0 | 0 | 0 | 0 | 0 | 0 | 0 | 0 | 0 | 0 | 0 | 0 | 0 | 0 | 0 | 0 | 0 | 0 | 0 | 0 | 0 | 0 | 0 | 0 |  | 0 | 0 | 0 | 0 |  | 0 | 0 | 0 | 0 | 0
2000-08-26 | 2000 | 8 | 26 | 0 | 0 | 0 | 0 | 0 | 0 | 0 | 0 | 0 | 0 | 0 | 0 | 0 | 0 | 1.6 | 0 | 0 | 0 | 0 | 0 | 0 | 0 | 0 | 0 |  | 1.6 | 1.6 | 1.6 | 0 |  | 0 | 0 | 0 | 1.6 | 0
2000-08-27 | 2000 | 8 | 27 | 0 | 0 | 0 | 0 | 0 | 0 | 0 | 0 | 0 | 0 | 0 | 0 | 0 | 0 | 0 | 0 | 0 | 0 | 0 | 0 | 0 | 0 | 0 | 0 |  | 0 | 0 | 0 | 0 |  | 0 | 0 | 0 | 0 | 0
2000-08-28 | 2000 | 8 | 28 | 0 | 0 | 0 | 0 | 0 | 0 | 0 | 0 | 0 | 0 | 0 | 0 | 0 | 0 | 0 | 0 | 0 | 0 | 0 | 0 | 0 | 0 | 0 | 0 |  | 0 | 0 | 0 | 0 |  | 0 | 0 | 0 | 0 | 0
2000-08-29 | 2000 | 8 | 29 | 0 | 0 | 0 | 0 | 0 | 0 | 0 | 0 | 0 | 0 | 0 | 0 | 0 | 0 | 0.5 | 0.5 | 0.7 | 0 | 0.5 | 0.2 | 0.5 | 0.2 | 0.5 | 0.5 |  | 4.1 | 4.1 | 4.1 | 8.8818e-16 |  | 0 | 0 | 0 | 4.1 | 0
2000-08-30 | 2000 | 8 | 30 | 0.4 | 1.3 | 0.4 | 0.3 | 0 | 0 | 0.4 | 0.4 | 0 | 0.4 | 0.3 | 0.4 | 0 | 0 | 0 | 0 | 0 | 0 | 0 | 0 | 0 | 0 | 0 | 0 |  | 4.3 | 4.3 | 4.3 | 0 |  | 0 | 0 | 0 | 4.3 | 0
2000-08-31 | 2000 | 8 | 31 | 0 | 0 | 0 | 0 | 0 | 0 | 0 | 0 | 0 | 0 | 0 | 0 | 0 | 0 | 0 | 0 | 0 | 0 | 0 | 0 | 0 | 0 | 0 | 0 |  | 0 | 0 | 0 | 0 |  | 0 | 0 | 0 | 0 | 0
2000-09-01 | 2000 | 9 | 1 | 0 | 0 | 0 | 0 | 0 | 0 | 0 | 0 | 0 | 0 | 0 | 0 | 0 | 0 | 0 | 0 | 0 | 0 | 0 | 0 | 0 | 0 | 0 | 0 |  | 0 | 0 | 0 | 0 |  | 0 | 0 | 0 | 0 | 0
2000-09-02 | 2000 | 9 | 2 | 0 | 0 | 0 | 0 | 0 | 0.2 | 9.1 | 5.3 | 7.2 | 0.4 | 1.5 | 3.4 | 3.2 | 0.8 | 0.4 | 0 | 0 | 0 | 0 | 0 | 0 | 0 | 0 | 0 |  | 31.5 | 31.5 | 31.5 | 7.1054e-15 |  | 0 | 0 | 0 | 0 | 31.5
2000-09-03 | 2000 | 9 | 3 | 0 | 0 | 0 | 0.4 | 1.9 | 1.9 | 1.3 | 1 | 1.3 | 0.6 | 0 | 0 | 0 | 0 | 0 | 0 | 0 | 0 | 0 | 0 | 0 | 0 | 0 | 0 |  | 8.4 | 8.4 | 8.4 | 1.7764e-15 |  | 0 | 0 | 0 | 0 | 8.4
2000-09-04 | 2000 | 9 | 4 | 0 | 0 | 0 | 0 | 0 | 0 | 0 | 0 | 0 | 0 | 0 | 0 | 0 | 0 | 0 | 0 | 0 | 0 | 0 | 0 | 0 | 0 | 0 | 0 |  | 0 | 0 | 0 | 0 |  | 0 | 0 | 0 | 0 | 0
2000-09-05 | 2000 | 9 | 5 | 0 | 0 | 0 | 0 | 0 | 0 | 0 | 0 | 0 | 0 | 0 | 0 | 0 | 0 | 0 | 0 | 0 | 0 | 0 | 0 | 0 | 0 | 0 | 0 |  | 0 | 0 | 0 | 0 |  | 0 | 0 | 0 | 0 | 0
2000-09-06 | 2000 | 9 | 6 | 0 | 0.2 | 0 | 0 | 0 | 0 | 0 | 0 | 0 | 0 | 0 | 0 | 0 | 0 | 0 | 0 | 0 | 0 | 0 | 0 | 0 | 0 | 0 | 0 |  | 0.2 | 0.2 | 0.2 | 0 |  | 0 | 0 | 0 | 0 | 0.2
2000-09-07 | 2000 | 9 | 7 | 0 | 0 | 0 | 0 | 0 | 0 | 0 | 0 | 0 | 0 | 0 | 0 | 0 | 0 | 0 | 0 | 0 | 0 | 0 | 0 | 0 | 0 | 0 | 0 |  | 0 | 0 | 0 | 0 |  | 0 | 0 | 0 | 0 | 0
2000-09-08 | 2000 | 9 | 8 | 0 | 0 | 0 | 0 | 0 | 0 | 0 | 0 | 0 | 0 | 0 | 0 | 0 | 0 | 0 | 0 | 0 | 0 | 0 | 0 | 0 | 0 | 0 | 0 |  | 0 | 0 | 0 | 0 |  | 0 | 0 | 0 | 0 | 0
2000-09-09 | 2000 | 9 | 9 | 0 | 0 | 0 | 0 | 0 | 0 | 0 | 0 | 0 | 0 | 0 | 0 | 0 | 0 | 0 | 0 | 0 | 0 | 0 | 0 | 0 | 0 | 0 | 0 |  | 0 | 0 | 0 | 0 |  | 0 | 0 | 0 | 0 | 0
2000-09-10 | 2000 | 9 | 10 | 0 | 0 | 0 | 0 | 0 | 0 | 0 | 0 | 0 | 0 | 0 | 0 | 0 | 0 | 0 | 0 | 0 | 0 | 0 | 0 | 0 | 0 | 0 | 0 |  | 0 | 0 | 0 | 0 |  | 0 | 0 | 0 | 0 | 0
2000-09-11 | 2000 | 9 | 11 | 0 | 0 | 0 | 0 | 0 | 0 | 0 | 0 | 0 | 0 | 0 | 0 | 0 | 0 | 0 | 0 | 0 | 0 | 0 | 0 | 0 | 0 | 0 | 0 |  | 0 | 0 | 0 | 0 |  | 0 | 0 | 0 | 0 | 0
2000-09-12 | 2000 | 9 | 12 | 0 | 0 | 0 | 0 | 0 | 0 | 0 | 0 | 0 | 0 | 0 | 0 | 0 | 0 | 0 | 0 | 0 | 0 | 0 | 0 | 0 | 0 | 0 | 0 |  | 0 | 0 | 0 | 0 |  | 0 | 0 | 0 | 0 | 0
2000-09-13 | 2000 | 9 | 13 | 0 | 0 | 0 | 0 | 0 | 0 | 0 | 0 | 0 | 0 | 0 | 0 | 0 | 0 | 0 | 0 | 0 | 0 | 0 | 0 | 0 | 0 | 0 | 0 |  | 0 | 0 | 0 | 0 |  | 0 | 0 | 0 | 0 | 0
2000-09-14 | 2000 | 9 | 14 | 0 | 0 | 0 | 0 | 0 | 0 | 0 | 0 | 0 | 0 | 0 | 0 | 0 | 0 | 0 | 0 | 0 | 0 | 0 | 0 | 0 | 0 | 0 | 0 |  | 0 | 0 | 0 | 0 |  | 0 | 0 | 0 | 0 | 0
2000-09-15 | 2000 | 9 | 15 | 0 | 0 | 0 | 0 | 0 | 0 | 0 | 0 | 0 | 0 | 0 | 0 | 0 | 0 | 0 | 0 | 0 | 0 | 0 | 0 | 0 | 0 | 0 | 0 |  | 0 | 0 | 0 | 0 |  | 0 | 0 | 0 | 0 | 0
2000-09-16 | 2000 | 9 | 16 | 0 | 0 | 0 | 0 | 0 | 0 | 0 | 0 | 0 | 0 | 0 | 0 | 0 | 0 | 0 | 0 | 0 | 0 | 0 | 0 | 0 | 0 | 0 | 0 |  | 0 | 0 | 0 | 0 |  | 0 | 0 | 0 | 0 | 0
2000-09-17 | 2000 | 9 | 17 | 0 | 0 | 0 | 0 | 0 | 0 | 0 | 0 | 0 | 0 | 0 | 0 | 0 | 0 | 0 | 0 | 0 | 0 | 0 | 0 | 0 | 0 | 0 | 0 |  | 0 | 0 | 0 | 0 |  | 0 | 0 | 0 | 0 | 0
2000-09-18 | 2000 | 9 | 18 | 0 | 0 | 0 | 0 | 0 | 0 | 0 | 0 | 0 | 1.7 | 1.1 | 0 | 0.4 | 2.2 | 0 | 0 | 3.9 | 0 | 0 | 0 | 0 | 0 | 0 | 0 |  | 9.3 | 9.3 | 9.3 | 0 |  | 0 | 0 | 0 | 0 | 9.3
2000-09-19 | 2000 | 9 | 19 | 0 | 0 | 0 | 0 | 0 | 0 | 0 | 0 | 0 | 0 | 0 | 0 | 0 | 0 | 0 | 0 | 0 | 0 | 0 | 0 | 0 | 0 | 0 | 0 |  | 0 | 0 | 0 | 0 |  | 0 | 0 | 0 | 0 | 0
2000-09-20 | 2000 | 9 | 20 | 0 | 0 | 0 | 0 | 0 | 0 | 0 | 0 | 0 | 0 | 0 | 0 | 0 | 0 | 0 | 0 | 0 | 0 | 0.3 | 0.4 | 0.3 | 1 | 1.6 | 0 |  | 3.6 | 3.6 | 3.6 | 0 |  | 0 | 0 | 0 | 0 | 3.6
2000-09-21 | 2000 | 9 | 21 | 0 | 0.1 | 0 | 0 | 0 | 0 | 0.1 | 0 | 0 | 0 | 0 | 0 | 0 | 0 | 0.1 | 0 | 0 | 0 | 0 | 0.1 | 0 | 0 | 0 | 0 |  | 0.4 | 0.4 | 0.4 | 0 |  | 0 | 0 | 0 | 0 | 0.4
2000-09-22 | 2000 | 9 | 22 | 0 | 0 | 0 | 0 | 0 | 0 | 0 | 0 | 0 | 0 | 0 | 0 | 0 | 0 | 0 | 0 | 0 | 0 | 0 | 0 | 0 | 0 | 0 | 0 |  | 0 | 0 | 0 | 0 |  | 0 | 0 | 0 | 0 | 0
2000-09-23 | 2000 | 9 | 23 | 0 | 0 | 0 | 0 | 0 | 0 | 0 | 0 | 0 | 0 | 0 | 0 | 0 | 0 | 0 | 0 | 0 | 0 | 0 | 0 | 0 | 0 | 0 | 0 |  | 0 | 0 | 0 | 0 |  | 0 | 0 | 0 | 0 | 0
2000-09-24 | 2000 | 9 | 24 | 0 | 0 | 0 | 0 | 0 | 0 | 0 | 0 | 0 | 0 | 0 | 0 | 0 | 0 | 0 | 0 | 0 | 0 | 0 | 0 | 0 | 0 | 0 | 0 |  | 0 | 0 | 0 | 0 |  | 0 | 0 | 0 | 0 | 0
2000-09-25 | 2000 | 9 | 25 | 0 | 0 | 0 | 0 | 0 | 0 | 0 | 0 | 0 | 0 | 0 | 0 | 0 | 0 | 0 | 0 | 0 | 0 | 0 | 0 | 0 | 0 | 0 | 0 |  | 0 | 0 | 0 | 0 |  | 0 | 0 | 0 | 0 | 0
2000-09-26 | 2000 | 9 | 26 | 0 | 0 | 0 | 0 | 0 | 0 | 0 | 0 | 0 | 0 | 0 | 0 | 0 | 0 | 0 | 0 | 0 | 0 | 0 | 0 | 0 | 0 | 0 | 0 |  | 0 | 0 | 0 | 0 |  | 0 | 0 | 0 | 0 | 0
2000-09-27 | 2000 | 9 | 27 | 0 | 0 | 0 | 0 | 0 | 0 | 0 | 0 | 0 | 0 | 0 | 0 | 0 | 0 | 0 | 0 | 0 | 0 | 0 | 0 | 0 | 0 | 0 | 0 |  | 0 | 0 | 0 | 0 |  | 0 | 0 | 0 | 0 | 0
2000-09-28 | 2000 | 9 | 28 | 0 | 0 | 0 | 0 | 0 | 0 | 0 | 0 | 0 | 0 | 0 | 0 | 0 | 0 | 0 | 0 | 0 | 0 | 0 | 0 | 0 | 0 | 0 | 0 |  | 0 | 0 | 0 | 0 |  | 0 | 0 | 0 | 0 | 0
2000-09-29 | 2000 | 9 | 29 | 0 | 0 | 0 | 0 | 0 | 0 | 0 | 0 | 0 | 0 | 0 | 0 | 0 | 0 | 0 | 0 | 0 | 0 | 0 | 0 | 0 | 0 | 0 | 0 |  | 0 | 0 | 0 | 0 |  | 0 | 0 | 0 | 0 | 0
2000-09-30 | 2000 | 9 | 30 | 0 | 0 | 0 | 0 | 0 | 0 | 0 | 0 | 0 | 0 | 0 | 0 | 0 | 0 | 0 | 0 | 0 | 0 | 0 | 0 | 0 | 0 | 0 | 0 |  | 0 | 0 | 0 | 0 |  | 0 | 0 | 0 | 0 | 0
2000-10-01 | 2000 | 10 | 1 | 0 | 0 | 0 | 0 | 0 | 0 | 0 | 0 | 0 | 0 | 0 | 0 | 0 | 0 | 0 | 0 | 0 | 0 | 0 | 0 | 0 | 0 | 0 | 0 |  | 0 | 0 | 0 | 0 |  | 0 | 0 | 0 | 0 | 0
2000-10-02 | 2000 | 10 | 2 | 0 | 0 | 0 | 0 | 0 | 0 | 0 | 0 | 0 | 0 | 0 | 0 | 0 | 0 | 0 | 0 | 0 | 0 | 0 | 0 | 0 | 0 | 0 | 0 |  | 0 | 0 | 0 | 0 |  | 0 | 0 | 0 | 0 | 0
2000-10-03 | 2000 | 10 | 3 | 0 | 0 | 0 | 0 | 0 | 0 | 0 | 0 | 0 | 0 | 0 | 0 | 0 | 0 | 0 | 0 | 0 | 0 | 0 | 0 | 0 | 0 | 0 | 0 |  | 0 | 0 | 0 | 0 |  | 0 | 0 | 0 | 0 | 0
2000-10-04 | 2000 | 10 | 4 | 0 | 0 | 0 | 0 | 0.4 | 0.2 | 0.2 | 0.2 | 0.2 | 0.2 | 0.2 | 0 | 0 | 0 | 0 | 0.2 | 0 | 0 | 0 | 0 | 0 | 0 | 0 | 0 |  | 1.8 | 1.8 | 1.8 | 2.2204e-16 |  | 0 | 0 | 0 | 0 | 0
2000-10-05 | 2000 | 10 | 5 | 0 | 0 | 0 | 0 | 0 | 0 | 0 | 0 | 0 | 0 | 0 | 0 | 0 | 0 | 0 | 0 | 0 | 0 | 0 | 0 | 0 | 0 | 0 | 0 |  | 0 | 0 | 0 | 0 |  | 0 | 0 | 0 | 0 | 0
2000-10-06 | 2000 | 10 | 6 | 0 | 0 | 0 | 0 | 0 | 0 | 0 | 0 | 0 | 0 | 0 | 0 | 0 | 0 | 0 | 0 | 0 | 0 | 0 | 0 | 0 | 0 | 0 | 0 |  | 0 | 0 | 0 | 0 |  | 0 | 0 | 0 | 0 | 0
2000-10-07 | 2000 | 10 | 7 | 0 | 0 | 0 | 0 | 0 | 0 | 0 | 0 | 0 | 0 | 0 | 0 | 0 | 0 | 0 | 0 | 0 | 0 | 0 | 0 | 0 | 0 | 0 | 0 |  | 0 | 0 | 0 | 0 |  | 0 | 0 | 0 | 0 | 0
2000-10-08 | 2000 | 10 | 8 | 0 | 0 | 0 | 0 | 0 | 0 | 0 | 0 | 0 | 0 | 0 | 0 | 0 | 0 | 0 | 0 | 0 | 0 | 0 | 0 | 0 | 0 | 0 | 0 |  | 0 | 0 | 0 | 0 |  | 0 | 0 | 0 | 0 | 0
2000-10-09 | 2000 | 10 | 9 | 0 | 0 | 0 | 0 | 0 | 0 | 0 | 0 | 0 | 0 | 0 | 0 | 0 | 0 | 0 | 0 | 0 | 0 | 0 | 0 | 0 | 0 | 0 | 0 |  | 0 | 0 | 0 | 0 |  | 0 | 0 | 0 | 0 | 0
2000-10-10 | 2000 | 10 | 10 | 0 | 0 | 0 | 0 | 0 | 0 | 0 | 0 | 0 | 0 | 0 | 0 | 0 | 0 | 0 | 0 | 0 | 0 | 0 | 0 | 0 | 0 | 0 | 0 |  | 0 | 0 | 0 | 0 |  | 0 | 0 | 0 | 0 | 0
2000-10-11 | 2000 | 10 | 11 | 0 | 0 | 0 | 0 | 0 | 0 | 0 | 0 | 0 | 0 | 0 | 0 | 0 | 0 | 0 | 0 | 0 | 0 | 0 | 0 | 0 | 0 | 0 | 0 |  | 0 | 0 | 0 | 0 |  | 0 | 0 | 0 | 0 | 0
2000-10-12 | 2000 | 10 | 12 | 0 | 0 | 0 | 0 | 0 | 0 | 0 | 0 | 0 | 0 | 0 | 0 | 0 | 0 | 0 | 0 | 0 | 0 | 0 | 0 | 0 | 0 | 0 | 0 |  | 0 | 0 | 0 | 0 |  | 0 | 0 | 0 | 0 | 0
2000-10-13 | 2000 | 10 | 13 | 0 | 0 | 0 | 0 | 0 | 0 | 0 | 0 | 0 | 0 | 0 | 0 | 0 | 0 | 0 | 0 | 0 | 0 | 0 | 0 | 0 | 0 | 0 | 0 |  | 0 | 0 | 0 | 0 |  | 0 | 0 | 0 | 0 | 0
2000-10-14 | 2000 | 10 | 14 | 0 | 0 | 0 | 0 | 0 | 0 | 0 | 0 | 0 | 0 | 0 | 0 | 0 | 0 | 0 | 0 | 0 | 0 | 0 | 0 | 0 | 0 | 0 | 0 |  | 0 | 0 | 0 | 0 |  | 0 | 0 | 0 | 0 | 0
2000-10-15 | 2000 | 10 | 15 | 0 | 0 | 0 | 0 | 0 | 0 | 0 | 0 | 0 | 0 | 0 | 0 | 0 | 0 | 0 | 0 | 0 | 0 | 0 | 0 | 0 | 0 | 0 | 0 |  | 0 | 0 | 0 | 0 |  | 0 | 0 | 0 | 0 | 0
2000-10-16 | 2000 | 10 | 16 | 0 | 0 | 0 | 0 | 0 | 0 | 0 | 0 | 0 | 0 | 0 | 0 | 0 | 0 | 0 | 0 | 0 | 0 | 0 | 0 | 0 | 0 | 0 | 0 |  | 0 | 0 | 0 | 0 |  | 0 | 0 | 0 | 0 | 0
2000-10-17 | 2000 | 10 | 17 | 0 | 0 | 0 | 0 | 0 | 0 | 0 | 0 | 0 | 0 | 0 | 0 | 0 | 0 | 0 | 0 | 0 | 0 | 0 | 0 | 0 | 0 | 0 | 0 |  | 0 | 0 | 0 | 0 |  | 0 | 0 | 0 | 0 | 0
2000-10-18 | 2000 | 10 | 18 | 0 | 0 | 0 | 0 | 0 | 0 | 0 | 0 | 0 | 0 | 0 | 0 | 0 | 0 | 0 | 0 | 0 | 0 | 0 | 0 | 0 | 0 | 0 | 0 |  | 0 | 0 | 0 | 0 |  | 0 | 0 | 0 | 0 | 0
2000-10-19 | 2000 | 10 | 19 | 0 | 0 | 0 | 0 | 0 | 0 | 0 | 0 | 0 | 0 | 0 | 0 | 0 | 0 | 0 | 0 | 0 | 0 | 0 | 0 | 0 | 0 | 0 | 0 |  | 0 | 0 | 0 | 0 |  | 0 | 0 | 0 | 0 | 0
2000-10-20 | 2000 | 10 | 20 | 0 | 0 | 0 | 0 | 0 | 0 | 0 | 0 | 0 | 0 | 0 | 0 | 0 | 0 | 0 | 0 | 0 | 0 | 0 | 0 | 0 | 0 | 0 | 0 |  | 0 | 0 | 0 | 0 |  | 0 | 0 | 0 | 0 | 0
2000-10-21 | 2000 | 10 | 21 | 0 | 0 | 0 | 0 | 0 | 0 | 0 | 0 | 0 | 0 | 0 | 0 | 0 | 0 | 0 | 0 | 0 | 0 | 0 | 0 | 0 | 0 | 0 | 0 |  | 0 | 0 | 0 | 0 |  | 0 | 0 | 0 | 0 | 0
2000-10-22 | 2000 | 10 | 22 | 0 | 0 | 0 | 0 | 0 | 0 | 0 | 0 | 0 | 0 | 0 | 0 | 0 | 0 | 0 | 0 | 0 | 0 | 0 | 0 | 0 | 0 | 0 | 0 |  | 0 | 0 | 0 | 0 |  | 0 | 0 | 0 | 0 | 0
2000-10-23 | 2000 | 10 | 23 | 0 | 0 | 0 | 0 | 0 | 0 | 0 | 0 | 0 | 0 | 0 | 0 | 0 | 0 | 0 | 0 | 0 | 0 | 0 | 0 | 0 | 0 | 0 | 0 |  | 0 | 0 | 0 | 0 |  | 0 | 0 | 0 | 0 | 0
2000-10-24 | 2000 | 10 | 24 | 0 | 0 | 0 | 0 | 0 | 0 | 0 | 0 | 0 | 0 | 0 | 0 | 0 | 0 | 0 | 0 | 0 | 0 | 0 | 0 | 0 | 0 | 0 | 0 |  | 0 | 0 | 0 | 0 |  | 0 | 0 | 0 | 0 | 0
2000-10-25 | 2000 | 10 | 25 | 0 | 0 | 0 | 0 | 0 | 0 | 0 | 0 | 0 | 0 | 0 | 0 | 0 | 0 | 0 | 0 | 0 | 0 | 0 | 0 | 0 | 0 | 0 | 0 |  | 0 | 0 | 0 | 0 |  | 0 | 0 | 0 | 0 | 0
2000-10-26 | 2000 | 10 | 26 | 0 | 0 | 0 | 0 | 0 | 0 | 0 | 0 | 0 | 0 | 0 | 0 | 0 | 0 | 0 | 0 | 0 | 0 | 0 | 0 | 0 | 0 | 0 | 0 |  | 0 | 0 | 0 | 0 |  | 0 | 0 | 0 | 0 | 0
2000-10-27 | 2000 | 10 | 27 | 0 | 0 | 0 | 0 | 0 | 0 | 0 | 0 | 0 | 0 | 0 | 0 | 0 | 0 | 0 | 0 | 0 | 0 | 0 | 0 | 0 | 0 | 0 | 0 |  | 0 | 0 | 0 | 0 |  | 0 | 0 | 0 | 0 | 0
2000-10-28 | 2000 | 10 | 28 | 0 | 0 | 0 | 0 | 0 | 0 | 0 | 0 | 0 | 0 | 0 | 0 | 0 | 0 | 0 | 0 | 0 | 0 | 0 | 0 | 0 | 0 | 0 | 0 |  | 0 | 0 | 0 | 0 |  | 0 | 0 | 0 | 0 | 0
2000-10-29 | 2000 | 10 | 29 | 0 | 0 | 0 | 0 | 0 | 0 | 0 | 0 | 0 | 0 | 0 | 0 | 0 | 0 | 0 | 0 | 0 | 0 | 0 | 0 | 0 | 0 | 0 | 0 |  | 0 | 0 | 0 | 0 |  | 0 | 0 | 0 | 0 | 0
2000-10-30 | 2000 | 10 | 30 | 0 | 0 | 0 | 0 | 0 | 0 | 0 | 0 | 0 | 0 | 0 | 0 | 0 | 0 | 0 | 0 | 0 | 0 | 0 | 0 | 0 | 0 | 0 | 0 |  | 0 | 0 | 0 | 0 |  | 0 | 0 | 0 | 0 | 0
2000-10-31 | 2000 | 10 | 31 | 0 | 0 | 0 | 0 | 0 | 0 | 0 | 0 | 0 | 0 | 0 | 0 | 0 | 0 | 0 | 0 | 0 | 0 | 0 | 0 | 0 | 0 | 0 | 0 |  | 0 | 0 | 0 | 0 |  | 0 | 0 | 0 | 0 | 0
2000-11-01 | 2000 | 11 | 1 | 0 | 0 | 0.1 | 0 | 0.1 | 0 | 0 | 0 | 0 | 0 | 0 | 0 | 0 | 0 | 0 | 0 | 0 | 0 | 0 | 0 | 0 | 0 | 0 | 0 |  | 0.2 | 0.2 | 0.2 | 0 |  | 0 | 0 | 0 | 0 | 0
2000-11-02 | 2000 | 11 | 2 | 0 | 0 | 0 | 0 | 0 | 0 | 0 | 0 | 0 | 0 | 0 | 0 | 0 | 0 | 0 | 0 | 0 | 0 | 0 | 0 | 0 | 0 | 0 | 0 |  | 0 | 0 | 0 | 0 |  | 0 | 0 | 0 | 0 | 0
2000-11-03 | 2000 | 11 | 3 | 0 | 0 | 0 | 0 | 0 | 0 | 0 | 0 | 0 | 0 | 0 | 0 | 0 | 0 | 0 | 0 | 0 | 0 | 0 | 0 | 0 | 0 | 0 | 0 |  | 0 | 0 | 0 | 0 |  | 0 | 0 | 0 | 0 | 0
2000-11-04 | 2000 | 11 | 4 | 0 | 0 | 0 | 0 | 0 | 0 | 0 | 0 | 0 | 0 | 0 | 0 | 0 | 0 | 0 | 0.1 | 0 | 0.2 | 0.1 | 0.1 | 0.1 | 0.1 | 0 | 0.1 |  | 0.8 | 0.8 | 0.8 | 1.1102e-16 |  | 0 | 0 | 0 | 0 | 0
2000-11-05 | 2000 | 11 | 5 | 0 | 0 | 0 | 0 | 0 | 0 | 0 | 0 | 0 | 0 | 0 | 0 | 0 | 0 | 0 | 0 | 0 | 0 | 0 | 0 | 0 | 0 | 0 | 0 |  | 0 | 0 | 0 | 0 |  | 0 | 0 | 0 | 0 | 0
2000-11-06 | 2000 | 11 | 6 | 0 | 0 | 0 | 0 | 0 | 0 | 0 | 0 | 0 | 0 | 0 | 0 | 0 | 0 | 0 | 0 | 0 | 0 | 0 | 0 | 0 | 0 | 0 | 0 |  | 0 | 0 | 0 | 0 |  | 0 | 0 | 0 | 0 | 0
2000-11-07 | 2000 | 11 | 7 | 0 | 0 | 0 | 0 | 0 | 0 | 0 | 0 | 0 | 0 | 0 | 0 | 0 | 0 | 0 | 0 | 0 | 0 | 0 | 0 | 0 | 0 | 0 | 0 |  | 0 | 0 | 0 | 0 |  | 0 | 0 | 0 | 0 | 0
2000-11-08 | 2000 | 11 | 8 | 0 | 0 | 0 | 0 | 0 | 0 | 0 | 0 | 0 | 0 | 0 | 0 | 0 | 0 | 0 | 0 | 0 | 0 | 0 | 0 | 0 | 0 | 0 | 0 |  | 0 | 0 | 0 | 0 |  | 0 | 0 | 0 | 0 | 0
2000-11-09 | 2000 | 11 | 9 | 0 | 0 | 0 | 0 | 0 | 0 | 0 | 0.2 | 0.1 | 0.2 | 0.2 | 0.1 | 0.2 | 0.2 | 0.1 | 0.2 | 0.1 | 0.2 | 0.2 | 0.1 | 0.2 | 0.2 | 0.1 | 0.2 |  | 2.8 | 2.8 | 2.8 | 8.8818e-16 |  | 0 | 0 | 0 | 0 | 0
2000-11-10 | 2000 | 11 | 10 | 0 | 0.1 | 0 | 0.1 | 0 | 0 | 0.1 | 0 | 0.1 | 0 | 0 | 0.1 | 0 | 0 | 0 | 0.1 | 0 | 0 | 0 | 0 | 0 | 0 | 0 | 0 |  | 0.6 | 0.6 | 0.6 | 0 |  | 0 | 0 | 0 | 0 | 0
2000-11-11 | 2000 | 11 | 11 | 0 | 0 | 0 | 0 | 0 | 0 | 0 | 0 | 0 | 0 | 0 | 0 | 0 | 0 | 0 | 0 | 0 | 0 | 0 | 0 | 0 | 0 | 0 | 0 |  | 0 | 0 | 0 | 0 |  | 0 | 0 | 0 | 0 | 0
2000-11-12 | 2000 | 11 | 12 | 0 | 0 | 0 | 0 | 0 | 0 | 0 | 0 | 0 | 0 | 0 | 0 | 0 | 0 | 0 | 0 | 0 | 0 | 0 | 0 | 0 | 0 | 0 | 0 |  | 0 | 0 | 0 | 0 |  | 0 | 0 | 0 | 0 | 0
2000-11-13 | 2000 | 11 | 13 | 0 | 0 | 0 | 0 | 0 | 0 | 0 | 0 | 0 | 0 | 0 | 0 | 0 | 0 | 0 | 0 | 0 | 0 | 0 | 0 | 0 | 0 | 0 | 0 |  | 0 | 0 | 0 | 0 |  | 0 | 0 | 0 | 0 | 0
2000-11-14 | 2000 | 11 | 14 | 0 | 0 | 0 | 0 | 0 | 0 | 0 | 0 | 0 | 0 | 0 | 0 | 0 | 0 | 0 | 0 | 0 | 0 | 0 | 0 | 0 | 0 | 0 | 0 |  | 0 | 0 | 0 | 0 |  | 0 | 0 | 0 | 0 | 0
2000-11-15 | 2000 | 11 | 15 | 0 | 0 | 0 | 0 | 0 | 0 | 0 | 0 | 0 | 0 | 0 | 0 | 0 | 0 | 0 | 0 | 0 | 0 | 0 | 0 | 0 | 0 | 0 | 0 |  | 0 | 0 | 0 | 0 |  | 0 | 0 | 0 | 0 | 0
2000-11-16 | 2000 | 11 | 16 | 0 | 0 | 0 | 0 | 0 | 0 | 0 | 0 | 0 | 0 | 0 | 0 | 0 | 0 | 0 | 0 | 0 | 0 | 0 | 0 | 0 | 0 | 0 | 0 |  | 0 | 0 | 0 | 0 |  | 0 | 0 | 0 | 0 | 0
2000-11-17 | 2000 | 11 | 17 | 0 | 0 | 0 | 0 | 0 | 0 | 0 | 0 | 0 | 0 | 0 | 0 | 0 | 0 | 0 | 0 | 0 | 0 | 0 | 0 | 0 | 0 | 0 | 0 |  | 0 | 0 | 0 | 0 |  | 0 | 0 | 0 | 0 | 0
2000-11-18 | 2000 | 11 | 18 | 0 | 0 | 0 | 0 | 0 | 0 | 0 | 0 | 0 | 0 | 0 | 0 | 0 | 0 | 0 | 0 | 0 | 0 | 0 | 0 | 0 | 0 | 0 | 0 |  | 0 | 0 | 0 | 0 |  | 0 | 0 | 0 | 0 | 0
2000-11-19 | 2000 | 11 | 19 | 0 | 0 | 0 | 0 | 0 | 0 | 0 | 0 | 0 | 0 | 0 | 0 | 0 | 0 | 0 | 0 | 0 | 0 | 0 | 0 | 0 | 0 | 0 | 0 |  | 0 | 0 | 0 | 0 |  | 0 | 0 | 0 | 0 | 0
2000-11-20 | 2000 | 11 | 20 | 0 | 0 | 0 | 0 | 0 | 0 | 0 | 0 | 0 | 0 | 0 | 0 | 0 | 0 | 0 | 0 | 0 | 0 | 0 | 0 | 0 | 0 | 0 | 0 |  | 0 | 0 | 0 | 0 |  | 0 | 0 | 0 | 0 | 0
2000-11-21 | 2000 | 11 | 21 | 0 | 0 | 0 | 0 | 0 | 0 | 0 | 0 | 0 | 0 | 0 | 0 | 0 | 0 | 0 | 0 | 0 | 0 | 0 | 0 | 0 | 0 | 0 | 0 |  | 0 | 0 | 0 | 0 |  | 0 | 0 | 0 | 0 | 0
2000-11-22 | 2000 | 11 | 22 | 0 | 0 | 0 | 0 | 0 | 0 | 0 | 0 | 0 | 0 | 0 | 0 | 0 | 0 | 0 | 0 | 0 | 0 | 0 | 0 | 0 | 0 | 0 | 0 |  | 0 | 0 | 0 | 0 |  | 0 | 0 | 0 | 0 | 0
2000-11-23 | 2000 | 11 | 23 | 0 | 0 | 0 | 0 | 0 | 0 | 0 | 0 | 0 | 0 | 0 | 0 | 0 | 0 | 0 | 0 | 0 | 0 | 0 | 0 | 0 | 0 | 0 | 0 |  | 0 | 0 | 0 | 0 |  | 0 | 0 | 0 | 0 | 0
2000-11-24 | 2000 | 11 | 24 | 0 | 0 | 0 | 0 | 0 | 0 | 0 | 0 | 0 | 0 | 0 | 0 | 0 | 0 | 0 | 0 | 0 | 0 | 0 | 0 | 0 | 0 | 0 | 0 |  | 0 | 0 | 0 | 0 |  | 0 | 0 | 0 | 0 | 0
2000-11-25 | 2000 | 11 | 25 | 0 | 0 | 0 | 0 | 0 | 0 | 0 | 0 | 0 | 0 | 0 | 0 | 0 | 0 | 0 | 0 | 0 | 0 | 0 | 0 | 0 | 0 | 0 | 0 |  | 0 | 0 | 0 | 0 |  | 0 | 0 | 0 | 0 | 0
2000-11-26 | 2000 | 11 | 26 | 0 | 0 | 0 | 0 | 0 | 0 | 0 | 0 | 0 | 0 | 0 | 0 | 0 | 0 | 0 | 0 | 0 | 0 | 0 | 0 | 0 | 0 | 0 | 0 |  | 0 | 0 | 0 | 0 |  | 0 | 0 | 0 | 0 | 0
2000-11-27 | 2000 | 11 | 27 | 0 | 0 | 0 | 0 | 0 | 0 | 0 | 0 | 0 | 0 | 0 | 0 | 0 | 0 | 0 | 0 | 0 | 0 | 0 | 0 | 0 | 0 | 0 | 0 |  | 0 | 0 | 0 | 0 |  | 0 | 0 | 0 | 0 | 0
2000-11-28 | 2000 | 11 | 28 | 0 | 0 | 0 | 0 | 0 | 0 | 0 | 0 | 0 | 0 | 0 | 0 | 0 | 0 | 0 | 0 | 0 | 0 | 0 | 0 | 0 | 0 | 0 | 0 |  | 0 | 0 | 0 | 0 |  | 0 | 0 | 0 | 0 | 0
2000-11-29 | 2000 | 11 | 29 | 0 | 0 | 0 | 0 | 0 | 0 | 0 | 0 | 0 | 0 | 0 | 0 | 0 | 0 | 0 | 0 | 0 | 0 | 0 | 0 | 0.2 | 0.1 | 0.2 | 0.1 |  | 0.6 | 0.6 | 0.6 | 0 |  | 0 | 0 | 0 | 0 | 0
2000-11-30 | 2000 | 11 | 30 | 0 | 0.1 | 0 | 0.1 | 0 | 0.1 | 0 | 0.1 | 0 | 0 | 0 | 0 | 0 | 0 | 0.1 | 0 | 0.1 | 0 | 0 | 0 | 0.1 | 0 | 0.1 | 0 |  | 0.8 | 0.8 | 0.8 | 1.1102e-16 |  | 0 | 0 | 0 | 0 | 0
2000-12-01 | 2000 | 12 | 1 | 0 | 0 | 0 | 0 | 0 | 0 | 0 | 0 | 0 | 0 | 0 | 0 | 0 | 0 | 0 | 0 | 0 | 0 | 0 | 0 | 0 | 0 | 0 | 0 |  | 0 | 0 | 0 | 0 |  | 0 | 0 | 0 | 0 | 0
2000-12-02 | 2000 | 12 | 2 | 0 | 0 | 0 | 0 | 0 | 0 | 0 | 0 | 0 | 0 | 0 | 0 | 0 | 0 | 0 | 0 | 0 | 0 | 0 | 0 | 0 | 0 | 0 | 0 |  | 0 | 0 | 0 | 0 |  | 0 | 0 | 0 | 0 | 0
2000-12-03 | 2000 | 12 | 3 | 0 | 0 | 0 | 0 | 0 | 0 | 0 | 0 | 0 | 0 | 0 | 0 | 0 | 0 | 0 | 0 | 0 | 0 | 0 | 0 | 0 | 0 | 0 | 0 |  | 0 | 0 | 0 | 0 |  | 0 | 0 | 0 | 0 | 0
2000-12-04 | 2000 | 12 | 4 | 0 | 0 | 0 | 0 | 0 | 0 | 0 | 0 | 0 | 0 | 0 | 0 | 0 | 0 | 0 | 0 | 0 | 0 | 0 | 0 | 0 | 0 | 0 | 0 |  | 0 | 0 | 0 | 0 |  | 0 | 0 | 0 | 0 | 0
2000-12-05 | 2000 | 12 | 5 | 0 | 0 | 0 | 0 | 0 | 0 | 0 | 0 | 0 | 0 | 0 | 0 | 0 | 0 | 0 | 0 | 0 | 0 | 0 | 0 | 0 | 0 | 0 | 0 |  | 0 | 0 | 0 | 0 |  | 0 | 0 | 0 | 0 | 0
2000-12-06 | 2000 | 12 | 6 | 0 | 0 | 0 | 0 | 0 | 0 | 0 | 0 | 0 | 0 | 0 | 0 | 0 | 0 | 0 | 0 | 0 | 0 | 0 | 0 | 0 | 0 | 0 | 0 |  | 0 | 0 | 0 | 0 |  | 0 | 0 | 0 | 0 | 0
2000-12-07 | 2000 | 12 | 7 | 0.3 | 0.2 | 0.3 | 0 | 0 | 0 | 0 | 0 | 0 | 0 | 0 | 0 | 0 | 0 | 0 | 0 | 0 | 0 | 0 | 0 | 0 | 0 | 0 | 0 |  | 0.8 | 0.8 | 0.8 | 0 |  | 0 | 0 | 0 | 0 | 0
2000-12-08 | 2000 | 12 | 8 | 0 | 0 | 0 | 0 | 0 | 0 | 0 | 0 | 0 | 0 | 0 | 0 | 0 | 0 | 0.1 | 0 | 0 | 0.1 | 0 | 0.1 | 0 | 0 | 0.1 | 0 |  | 0.4 | 0.4 | 0.4 | 0 |  | 0 | 0 | 0 | 0 | 0
2000-12-09 | 2000 | 12 | 9 | 0.1 | 0 | 0.1 | 0.1 | 0 | 0.1 | 0.1 | 0 | 0.1 | 0.1 | 0 | 0.1 | 0.1 | 0 | 0.1 | 0.1 | 0 | 0.1 | 0 | 0 | 0 | 0.1 | 0 | 0.1 |  | 1.4 | 1.4 | 1.4 | 2.2204e-16 |  | 0 | 0 | 0 | 0 | 0
2000-12-10 | 2000 | 12 | 10 | 0 | 0 | 0.1 | 0 | 0 | 0 | 0.1 | 0 | 0 | 0 | 0.1 | 0 | 0 | 0 | 0.1 | 0 | 0 | 0 | 0 | 0 | 0 | 0 | 0 | 0 |  | 0.4 | 0.4 | 0.4 | 0 |  | 0 | 0 | 0 | 0 | 0
2000-12-11 | 2000 | 12 | 11 | 0 | 0 | 0 | 0 | 0 | 0 | 0 | 0 | 0 | 0 | 0 | 0 | 0 | 0 | 0 | 0 | 0 | 0 | 0 | 0 | 0 | 0 | 0 | 0 |  | 0 | 0 | 0 | 0 |  | 0 | 0 | 0 | 0 | 0
2000-12-12 | 2000 | 12 | 12 | 0 | 0 | 0 | 0 | 0 | 0 | 0 | 0 | 0 | 0 | 0 | 0 | 0 | 0 | 0 | 0 | 0 | 0 | 0 | 0 | 0 | 0 | 0 | 0 |  | 0 | 0 | 0 | 0 |  | 0 | 0 | 0 | 0 | 0
2000-12-13 | 2000 | 12 | 13 | 0 | 0 | 0 | 0 | 0 | 0.1 | 0 | 0 | 0 | 0 | 0 | 0 | 0 | 0 | 0 | 0 | 0 | 0.1 | 0 | 0 | 0 | 0 | 0 | 0 |  | 0.2 | 0.2 | 0.2 | 0 |  | 0 | 0 | 0 | 0 | 0
2000-12-14 | 2000 | 12 | 14 | 0 | 0 | 0 | 0 | 0 | 0 | 0 | 0 | 0 | 0 | 0 | 0 | 0 | 0 | 0 | 0 | 0 | 0 | 0 | 0 | 0 | 0 | 0 | 0 |  | 0 | 0 | 0 | 0 |  | 0 | 0 | 0 | 0 | 0
2000-12-15 | 2000 | 12 | 15 | 0.1 | 0.1 | 0.1 | 0 | 0.1 | 0.1 | 0.1 | 0.1 | 0.1 | 0 | 0 | 0 | 0 | 0.1 | 0.1 | 0 | 0 | 0 | 0 | 0 | 0 | 0 | 0 | 0 |  | 1 | 1 | 1 | 1.1102e-16 |  | 0 | 0 | 0 | 0 | 0
2000-12-16 | 2000 | 12 | 16 | 0 | 0 | 0 | 0 | 0 | 0 | 0 | 0 | 0 | 0 | 0 | 0 | 0 | 0 | 0 | 0 | 0 | 0 | 0 | 0 | 0 | 0 | 0 | 0 |  | 0 | 0 | 0 | 0 |  | 0 | 0 | 0 | 0 | 0
2000-12-17 | 2000 | 12 | 17 | 0 | 0 | 0 | 0 | 0 | 0 | 0 | 0 | 0 | 0 | 0 | 0 | 0 | 0 | 0 | 0 | 0 | 0 | 0 | 0 | 0 | 0 | 0 | 0 |  | 0 | 0 | 0 | 0 |  | 0 | 0 | 0 | 0 | 0
2000-12-18 | 2000 | 12 | 18 | 0 | 0 | 0 | 0 | 0 | 0 | 0 | 0 | 0 | 0 | 0 | 0 | 0 | 0 | 0 | 0 | 0 | 0 | 0 | 0 | 0 | 0 | 0 | 0 |  | 0 | 0 | 0 | 0 |  | 0 | 0 | 0 | 0 | 0
2000-12-19 | 2000 | 12 | 19 | 0 | 0 | 0 | 0 | 0 | 0 | 0 | 0.1 | 0.1 | 0.1 | 0 | 0 | 0 | 0 | 0 | 0 | 0 | 0 | 0 | 0 | 0 | 0.1 | 0.1 | 0.1 |  | 0.6 | 0.6 | 0.6 | 0 |  | 0 | 0 | 0 | 0 | 0
2000-12-20 | 2000 | 12 | 20 | 0 | 0 | 0 | 0 | 0 | 0 | 0 | 0 | 0 | 0 | 0 | 0 | 0 | 0 | 0 | 0 | 0 | 0 | 0 | 0 | 0 | 0 | 0 | 0 |  | 0 | 0 | 0 | 0 |  | 0 | 0 | 0 | 0 | 0
2000-12-21 | 2000 | 12 | 21 | 0 | 0 | 0 | 0 | 0 | 0 | 0 | 0 | 0 | 0 | 0 | 0 | 0 | 0 | 0 | 0 | 0 | 0 | 0 | 0 | 0 | 0 | 0 | 0 |  | 0 | 0 | 0 | 0 |  | 0 | 0 | 0 | 0 | 0
2000-12-22 | 2000 | 12 | 22 | 0 | 0 | 0 | 0 | 0 | 0 | 0 | 0 | 0 | 0 | 0 | 0 | 0 | 0 | 0 | 0 | 0 | 0 | 0 | 0 | 0 | 0 | 0 | 0 |  | 0 | 0 | 0 | 0 |  | 0 | 0 | 0 | 0 | 0
2000-12-23 | 2000 | 12 | 23 | 0 | 0 | 0 | 0 | 0 | 0 | 0 | 0 | 0 | 0 | 0 | 0 | 0 | 0 | 0 | 0 | 0 | 0 | 0 | 0 | 0 | 0 | 0 | 0 |  | 0 | 0 | 0 | 0 |  | 0 | 0 | 0 | 0 | 0
2000-12-24 | 2000 | 12 | 24 | 0 | 0 | 0 | 0 | 0 | 0 | 0 | 0 | 0 | 0 | 0 | 0 | 0 | 0 | 0 | 0 | 0 | 0 | 0 | 0 | 0 | 0 | 0 | 0 |  | 0 | 0 | 0 | 0 |  | 0 | 0 | 0 | 0 | 0
2000-12-25 | 2000 | 12 | 25 | 0 | 0 | 0 | 0 | 0 | 0 | 0 | 0 | 0 | 0 | 0 | 0 | 0 | 0 | 0 | 0 | 0 | 0 | 0 | 0 | 0 | 0 | 0 | 0 |  | 0 | 0 | 0 | 0 |  | 0 | 0 | 0 | 0 | 0
2000-12-26 | 2000 | 12 | 26 | 0 | 0 | 0 | 0 | 0 | 0 | 0 | 0 | 0 | 0 | 0 | 0 | 0 | 0 | 0 | 0 | 0 | 0 | 0 | 0 | 0 | 0 | 0 | 0 |  | 0 | 0 | 0 | 0 |  | 0 | 0 | 0 | 0 | 0
2000-12-27 | 2000 | 12 | 27 | 0 | 0 | 0 | 0 | 0 | 0 | 0.3 | 0.4 | 0.3 | 0.3 | 0.4 | 0.6 | 0.7 | 0.3 | 0 | 0 | 0 | 0 | 0 | 0 | 0 | 0 | 0.4 | 0.3 |  | 4 | 4 | 4 | 4.4409e-16 |  | 0 | 0 | 0 | 0 | 0
2000-12-28 | 2000 | 12 | 28 | 0 | 0 | 0 | 0 | 0 | 0 | 0 | 0 | 0 | 0 | 0 | 0 | 0 | 0 | 0 | 0 | 0 | 0 | 0 | 0 | 0 | 0 | 0 | 0 |  | 0 | 0 | 0 | 0 |  | 0 | 0 | 0 | 0 | 0
2000-12-29 | 2000 | 12 | 29 | 0 | 0 | 0 | 0 | 0 | 0 | 0 | 0 | 0 | 0 | 0 | 0 | 0 | 0 | 0 | 0 | 0 | 0 | 0 | 0 | 0 | 0 | 0 | 0 |  | 0 | 0 | 0 | 0 |  | 0 | 0 | 0 | 0 | 0
2000-12-30 | 2000 | 12 | 30 | 0 | 0 | 0 | 0 | 0 | 0 | 0 | 0 | 0 | 0 | 0 | 0 | 0 | 0 | 0 | 0 | 0 | 0 | 0 | 0 | 0 | 0 | 0 | 0 |  | 0 | 0 | 0 | 0 |  | 0 | 0 | 0 | 0 | 0
2000-12-31 | 2000 | 12 | 31 | 0 | 0 | 0 | 0 | 0 | 0 | 0 | 0 | 0 | 0 | 0 | 0 | 0 | 0 | 0 | 0 | 0 | 0 | 0 | 0 | 0 | 0 | 0 | 0 |  | 0 | 0 | 0 | 0 |  | 0 | 0 | 0 | 0 | 0
2001-01-01 | 2001 | 1 | 1 | 0 | 0 | 0 | 0 | 0 | 0 | 0 | 0 | 0 | 0 | 0 | 0 | 0 | 0 | 0 | 0 | 0 | 0 | 0 | 0 | 0 | 0 | 0 | 0 |  | 0 | 0 | 0 | 0 |  | 0 | 0 | 0 | 0 | 0
2001-01-02 | 2001 | 1 | 2 | 0 | 0 | 0 | 0 | 0 | 0 | 0 | 0 | 0 | 0 | 0 | 0 | 0 | 0 | 0 | 0 | 0 | 0 | 0 | 0 | 0 | 0 | 0 | 0 |  | 0 | 0 | 0 | 0 |  | 0 | 0 | 0 | 0 | 0
2001-01-03 | 2001 | 1 | 3 | 0 | 0 | 0 | 0 | 0 | 0 | 0 | 0 | 0 | 0 | 0 | 0 | 0 | 0 | 0 | 0 | 0 | 0 | 0 | 0 | 0 | 0 | 0 | 0 |  | 0 | 0 | 0 | 0 |  | 0 | 0 | 0 | 0 | 0
2001-01-04 | 2001 | 1 | 4 | 0 | 0 | 0 | 0 | 0 | 0 | 0 | 0 | 0 | 0 | 0 | 0 | 0 | 0 | 0 | 0 | 0 | 0 | 0 | 0 | 0 | 0 | 0 | 0 |  | 0 | 0 | 0 | 0 |  | 0 | 0 | 0 | 0 | 0
2001-01-05 | 2001 | 1 | 5 | 0 | 0 | 0 | 0 | 0 | 0 | 0 | 0 | 0 | 0 | 0 | 0 | 0 | 0 | 0 | 0 | 0 | 0 | 0 | 0 | 0 | 0 | 0 | 0 |  | 0 | 0 | 0 | 0 |  | 0 | 0 | 0 | 0 | 0
2001-01-06 | 2001 | 1 | 6 | 0 | 0 | 0 | 0 | 0 | 0 | 0 | 0 | 0 | 0 | 0 | 0 | 0 | 0 | 0 | 0 | 0 | 0 | 0 | 0 | 0 | 0 | 0 | 0 |  | 0 | 0 | 0 | 0 |  | 0 | 0 | 0 | 0 | 0
2001-01-07 | 2001 | 1 | 7 | 0 | 0 | 0 | 0 | 0 | 0 | 0 | 0 | 0 | 0 | 0 | 0 | 0 | 0 | 0 | 0 | 0 | 0 | 0 | 0 | 0 | 0 | 0 | 0 |  | 0 | 0 | 0 | 0 |  | 0 | 0 | 0 | 0 | 0
2001-01-08 | 2001 | 1 | 8 | 0 | 0 | 0 | 0 | 0 | 0 | 0 | 0 | 0 | 0 | 0 | 0 | 0 | 0 | 0 | 0 | 0 | 0 | 0 | 0 | 0 | 0 | 0 | 0 |  | 0 | 0 | 0 | 0 |  | 0 | 0 | 0 | 0 | 0
2001-01-09 | 2001 | 1 | 9 | 0 | 0 | 0 | 0 | 0 | 0 | 0 | 0 | 0 | 0 | 0 | 0 | 0 | 0 | 0 | 0 | 0 | 0 | 0 | 0 | 0 | 0 | 0 | 0 |  | 0 | 0 | 0 | 0 |  | 0 | 0 | 0 | 0 | 0
2001-01-10 | 2001 | 1 | 10 | 0 | 0 | 0 | 0 | 0 | 0 | 0 | 0 | 0 | 0 | 0 | 0 | 0 | 0 | 0 | 0 | 0 | 0 | 0 | 0 | 0 | 0 | 0 | 0 |  | 0 | 0 | 0 | 0 |  | 0 | 0 | 0 | 0 | 0
2001-01-11 | 2001 | 1 | 11 | 0 | 0 | 0 | 0 | 0 | 0 | 0 | 0 | 0 | 0 | 0 | 0 | 0 | 0 | 0 | 0 | 0 | 0 | 0 | 0 | 0 | 0 | 0 | 0 |  | 0 | 0 | 0 | 0 |  | 0 | 0 | 0 | 0 | 0
2001-01-12 | 2001 | 1 | 12 | 0 | 0 | 0 | 0 | 0 | 0 | 0 | 0 | 0 | 0 | 0.1 | 0.1 | 0.1 | 0 | 0.1 | 0.1 | 0.1 | 0.1 | 0.1 | 0.1 | 0 | 0.1 | 0.1 | 0.1 |  | 1.2 | 1.2 | 1.2 | 0 |  | 0 | 0 | 0 | 0 | 0
2001-01-13 | 2001 | 1 | 13 | 0 | 0 | 0 | 0 | 0 | 0 | 0 | 0 | 0 | 0 | 0 | 0 | 0 | 0 | 0 | 0 | 0 | 0 | 0 | 0 | 0 | 0 | 0 | 0 |  | 0 | 0 | 0 | 0 |  | 0 | 0 | 0 | 0 | 0
2001-01-14 | 2001 | 1 | 14 | 0 | 0 | 0 | 0 | 0 | 0 | 0 | 0 | 0 | 0 | 0 | 0 | 0 | 0 | 0 | 0 | 0 | 0 | 0 | 0 | 0 | 0 | 0 | 0 |  | 0 | 0 | 0 | 0 |  | 0 | 0 | 0 | 0 | 0
2001-01-15 | 2001 | 1 | 15 | 0 | 0 | 0 | 0 | 0 | 0 | 0 | 0 | 0 | 0 | 0 | 0 | 0 | 0 | 0 | 0 | 0 | 0 | 0 | 0 | 0 | 0 | 0 | 0 |  | 0 | 0 | 0 | 0 |  | 0 | 0 | 0 | 0 | 0
2001-01-16 | 2001 | 1 | 16 | 0 | 0 | 0 | 0 | 0 | 0 | 0 | 0 | 0 | 0 | 0 | 0 | 0 | 0 | 0 | 0 | 0 | 0 | 0 | 0 | 0 | 0 | 0 | 0 |  | 0 | 0 | 0 | 0 |  | 0 | 0 | 0 | 0 | 0
2001-01-17 | 2001 | 1 | 17 | 0 | 0 | 0.1 | 0 | 0.1 | 0 | 0 | 0.1 | 0 | 0 | 0 | 0 | 0.1 | 0 | 0 | 0 | 0 | 0 | 0 | 0 | 0 | 0 | 0 | 0 |  | 0.4 | 0.4 | 0.4 | 0 |  | 0 | 0 | 0 | 0 | 0
2001-01-18 | 2001 | 1 | 18 | 0 | 0 | 0 | 0 | 0 | 0 | 0 | 0 | 0 | 0 | 0 | 0 | 0 | 0 | 0 | 0 | 0 | 0 | 0 | 0 | 0 | 0 | 0 | 0 |  | 0 | 0 | 0 | 0 |  | 0 | 0 | 0 | 0 | 0
2001-01-19 | 2001 | 1 | 19 | 0 | 0 | 0 | 0 | 0 | 0 | 0 | 0 | 0 | 0 | 0 | 0 | 0 | 0 | 0 | 0 | 0 | 0 | 0 | 0 | 0 | 0 | 0 | 0 |  | 0 | 0 | 0 | 0 |  | 0 | 0 | 0 | 0 | 0
2001-01-20 | 2001 | 1 | 20 | 0 | 0 | 0 | 0 | 0 | 0 | 0 | 0 | 0 | 0 | 0 | 0 | 0 | 0 | 0 | 0 | 0 | 0 | 0 | 0 | 0 | 0 | 0 | 0 |  | 0 | 0 | 0 | 0 |  | 0 | 0 | 0 | 0 | 0
2001-01-21 | 2001 | 1 | 21 | 0 | 0 | 0 | 0 | 0 | 0 | 0 | 0 | 0 | 0 | 0 | 0 | 0 | 0 | 0 | 0 | 0 | 0 | 0 | 0 | 0 | 0 | 0 | 0 |  | 0 | 0 | 0 | 0 |  | 0 | 0 | 0 | 0 | 0
2001-01-22 | 2001 | 1 | 22 | 0 | 0 | 0 | 0 | 0 | 0 | 0 | 0 | 0 | 0 | 0 | 0 | 0 | 0 | 0 | 0 | 0 | 0 | 0 | 0 | 0 | 0 | 0 | 0 |  | 0 | 0 | 0 | 0 |  | 0 | 0 | 0 | 0 | 0
2001-01-23 | 2001 | 1 | 23 | 0 | 0 | 0 | 0 | 0 | 0 | 0 | 0 | 0 | 0 | 0 | 0 | 0 | 0 | 0 | 0 | 0 | 0 | 0 | 0 | 0 | 0 | 0 | 0 |  | 0 | 0 | 0 | 0 |  | 0 | 0 | 0 | 0 | 0
2001-01-24 | 2001 | 1 | 24 | 0 | 0 | 0 | 0 | 0 | 0 | 0 | 0 | 0 | 0 | 0 | 0 | 0 | 0 | 0 | 0 | 0 | 0 | 0 | 0 | 0 | 0 | 0 | 0 |  | 0 | 0 | 0 | 0 |  | 0 | 0 | 0 | 0 | 0
2001-01-25 | 2001 | 1 | 25 | 0 | 0 | 0 | 0 | 0 | 0 | 0 | 0 | 0 | 0 | 0 | 0 | 0 | 0 | 0 | 0 | 0 | 0 | 0 | 0 | 0 | 0 | 0 | 0 |  | 0 | 0 | 0 | 0 |  | 0 | 0 | 0 | 0 | 0
2001-01-26 | 2001 | 1 | 26 | 0 | 0 | 0 | 0 | 0 | 0 | 0 | 0 | 0 | 0 | 0 | 0 | 0 | 0 | 0 | 0 | 0 | 0 | 0 | 0 | 0 | 0 | 0 | 0 |  | 0 | 0 | 0 | 0 |  | 0 | 0 | 0 | 0 | 0
2001-01-27 | 2001 | 1 | 27 | 0 | 0 | 0 | 0 | 0 | 0 | 0 | 0 | 0 | 0 | 0 | 0 | 0 | 0 | 0 | 0 | 0 | 0 | 0 | 0 | 0 | 0 | 0 | 0 |  | 0 | 0 | 0 | 0 |  | 0 | 0 | 0 | 0 | 0
2001-01-28 | 2001 | 1 | 28 | 0 | 0 | 0 | 0 | 0 | 0 | 0 | 0 | 0 | 0 | 0 | 0 | 0 | 0 | 0 | 0 | 0 | 0 | 0 | 0 | 0 | 0 | 0 | 0 |  | 0 | 0 | 0 | 0 |  | 0 | 0 | 0 | 0 | 0
2001-01-29 | 2001 | 1 | 29 | 0 | 0 | 0 | 0 | 0 | 0 | 0 | 0 | 0 | 0 | 0 | 0 | 0 | 0 | 0 | 0 | 0 | 0 | 0 | 0 | 0 | 0 | 0 | 0 |  | 0 | 0 | 0 | 0 |  | 0 | 0 | 0 | 0 | 0
2001-01-30 | 2001 | 1 | 30 | 0 | 0 | 0 | 0 | 0 | 0 | 0 | 0 | 0 | 0 | 0 | 0 | 0 | 0 | 0 | 0 | 0 | 0.1 | 0 | 0.1 | 0.1 | 0.1 | 0 | 0 |  | 0.4 | 0.4 | 0.4 | 0 |  | 0 | 0 | 0 | 0 | 0
2001-01-31 | 2001 | 1 | 31 | 0 | 0 | 0 | 0 | 0 | 0 | 0 | 0 | 0 | 0 | 0 | 0 | 0 | 0 | 0 | 0 | 0 | 0 | 0 | 0 | 0 | 0 | 0 | 0 |  | 0 | 0 | 0 | 0 |  | 0 | 0 | 0 | 0 | 0
2001-02-01 | 2001 | 2 | 1 | 0 | 0 | 0 | 0 | 0 | 0 | 0 | 0 | 0 | 0 | 0 | 0 | 0 | 0 | 0 | 0 | 0 | 0 | 0 | 0 | 0 | 0 | 0 | 0 |  | 0 | 0 | 0 | 0 |  | 0 | 0 | 0 | 0 | 0
2001-02-02 | 2001 | 2 | 2 | 0 | 0 | 0 | 0 | 0 | 0 | 0 | 0 | 0 | 0 | 0 | 0 | 0 | 0 | 0 | 0 | 0 | 0 | 0 | 0 | 0 | 0 | 0 | 0 |  | 0 | 0 | 0 | 0 |  | 0 | 0 | 0 | 0 | 0
2001-02-03 | 2001 | 2 | 3 | 0 | 0 | 0 | 0 | 0 | 0 | 0 | 0 | 0 | 0 | 0 | 0 | 0 | 0 | 0 | 0 | 0 | 0 | 0 | 0 | 0 | 0 | 0 | 0 |  | 0 | 0 | 0 | 0 |  | 0 | 0 | 0 | 0 | 0
2001-02-04 | 2001 | 2 | 4 | 0 | 0 | 0 | 0 | 0 | 0 | 0 | 0 | 0 | 0 | 0 | 0 | 0 | 0 | 0 | 0 | 0 | 0 | 0 | 0 | 0 | 0 | 0 | 0 |  | 0 | 0 | 0 | 0 |  | 0 | 0 | 0 | 0 | 0
2001-02-05 | 2001 | 2 | 5 | 0 | 0 | 0 | 0 | 0 | 0 | 0.2 | 0.2 | 0.1 | 0.2 | 0.4 | 0.2 | 0.2 | 0.1 | 0.2 | 0.2 | 0 | 0 | 0 | 0 | 0 | 0 | 0 | 0 |  | 2 | 2 | 2 | 0 |  | 0 | 0 | 0 | 0 | 0
2001-02-06 | 2001 | 2 | 6 | 0 | 0 | 0 | 0 | 0 | 0 | 0 | 0 | 0 | 0 | 0 | 0 | 0 | 0 | 0 | 0 | 0 | 0 | 0 | 0 | 0 | 0 | 0 | 0 |  | 0 | 0 | 0 | 0 |  | 0 | 0 | 0 | 0 | 0
2001-02-07 | 2001 | 2 | 7 | 0 | 0.1 | 0 | 0 | 0.1 | 0 | 0 | 0 | 0 | 0 | 0 | 0 | 0 | 0 | 0 | 0 | 0 | 0 | 0 | 0 | 0 | 0 | 0 | 0 |  | 0.2 | 0.2 | 0.2 | 0 |  | 0 | 0 | 0 | 0 | 0
2001-02-08 | 2001 | 2 | 8 | 0 | 0 | 0 | 0 | 0 | 0 | 0.1 | 0 | 0 | 0 | 0 | 0 | 0 | 0 | 0 | 0 | 0 | 0 | 0 | 0.1 | 0 | 0 | 0 | 0 |  | 0.2 | 0.2 | 0.2 | 0 |  | 0 | 0 | 0 | 0 | 0
2001-02-09 | 2001 | 2 | 9 | 0 | 0 | 0 | 0 | 0.1 | 0 | 0 | 0 | 0 | 0 | 0 | 0 | 0 | 0 | 0 | 0 | 0 | 0 | 0 | 0.1 | 0 | 0 | 0 | 0 |  | 0.2 | 0.2 | 0.2 | 0 |  | 0 | 0 | 0 | 0 | 0
2001-02-10 | 2001 | 2 | 10 | 0 | 0 | 0 | 0 | 0 | 0 | 0 | 0 | 0 | 0 | 0 | 0 | 0 | 0 | 0 | 0 | 0 | 0 | 0 | 0 | 0 | 0 | 0 | 0 |  | 0 | 0 | 0 | 0 |  | 0 | 0 | 0 | 0 | 0
2001-02-11 | 2001 | 2 | 11 | 0 | 0 | 0.1 | 0 | 0 | 0 | 0.1 | 0 | 0 | 0 | 0.1 | 0 | 0 | 0 | 0.1 | 0 | 0 | 0 | 0 | 0 | 0 | 0 | 0 | 0 |  | 0.4 | 0.4 | 0.4 | 0 |  | 0 | 0 | 0 | 0 | 0
2001-02-12 | 2001 | 2 | 12 | 0 | 0 | 0 | 0 | 0 | 0 | 0 | 0 | 0 | 0 | 0 | 0 | 0 | 0 | 0 | 0 | 0 | 0 | 0 | 0 | 0 | 0 | 0 | 0 |  | 0 | 0 | 0 | 0 |  | 0 | 0 | 0 | 0 | 0
2001-02-13 | 2001 | 2 | 13 | 0 | 0 | 0 | 0 | 0 | 0 | 0 | 0 | 0 | 0 | 0 | 0 | 0 | 0 | 0 | 0 | 0 | 0 | 0 | 0 | 0 | 0 | 0 | 0 |  | 0 | 0 | 0 | 0 |  | 0 | 0 | 0 | 0 | 0
2001-02-14 | 2001 | 2 | 14 | 0.1 | 0 | 0 | 0 | 0 | 0 | 0 | 0 | 0 | 0 | 0 | 0 | 0 | 0 | 0 | 0.1 | 0 | 0.1 | 0.1 | 0.1 | 0.1 | 0 | 0.1 | 0.1 |  | 0.8 | 0.8 | 0.8 | 1.1102e-16 |  | 0 | 0 | 0 | 0 | 0
2001-02-15 | 2001 | 2 | 15 | 0 | 0.1 | 0 | 0 | 0.1 | 0 | 0.1 | 0 | 0 | 0.1 | 0 | 0.1 | 0 | 0 | 0 | 0 | 0 | 0 | 0 | 0 | 0 | 0 | 0.1 | 0 |  | 0.6 | 0.6 | 0.6 | 0 |  | 0 | 0 | 0 | 0 | 0
2001-02-16 | 2001 | 2 | 16 | 0 | 0 | 0 | 0 | 0 | 0 | 0 | 0 | 0 | 0 | 0 | 0 | 0 | 0 | 0 | 0 | 0 | 0 | 0 | 0 | 0 | 0 | 0 | 0 |  | 0 | 0 | 0 | 0 |  | 0 | 0 | 0 | 0 | 0
2001-02-17 | 2001 | 2 | 17 | 0 | 0 | 0 | 0 | 0 | 0 | 0 | 0 | 0 | 0 | 0 | 0 | 0 | 0 | 0 | 0 | 0 | 0 | 0 | 0 | 0 | 0 | 0 | 0 |  | 0 | 0 | 0 | 0 |  | 0 | 0 | 0 | 0 | 0
2001-02-18 | 2001 | 2 | 18 | 0 | 0 | 0 | 0 | 0 | 0 | 0 | 0 | 0 | 0 | 0 | 0 | 0 | 0 | 0.1 | 0 | 0.1 | 0 | 0.1 | 0 | 0 | 0 | 0.1 | 0 |  | 0.4 | 0.4 | 0.4 | 0 |  | 0 | 0 | 0 | 0 | 0
2001-02-19 | 2001 | 2 | 19 | 0 | 0 | 0 | 0.1 | 0 | 0 | 0 | 0 | 0 | 0.1 | 0 | 0 | 0 | 0 | 0 | 0 | 0 | 0 | 0 | 0 | 0 | 0 | 0 | 0 |  | 0.2 | 0.2 | 0.2 | 0 |  | 0 | 0 | 0 | 0 | 0
2001-02-20 | 2001 | 2 | 20 | 0 | 0 | 0 | 0 | 0 | 0 | 0 | 0 | 0 | 0 | 0 | 0 | 0 | 0 | 0 | 0 | 0 | 0 | 0 | 0 | 0 | 0 | 0 | 0 |  | 0 | 0 | 0 | 0 |  | 0 | 0 | 0 | 0 | 0
2001-02-21 | 2001 | 2 | 21 | 0 | 0 | 0 | 0 | 0 | 0 | 0 | 0 | 0 | 0 | 0 | 0 | 0 | 0 | 0 | 0 | 0 | 0 | 0 | 0 | 0 | 0 | 0 | 0 |  | 0 | 0 | 0 | 0 |  | 0 | 0 | 0 | 0 | 0
2001-02-22 | 2001 | 2 | 22 | 0 | 0 | 0 | 0 | 0 | 0 | 0 | 0 | 0 | 0 | 0 | 0 | 0 | 0 | 0 | 0 | 0 | 0 | 0 | 0 | 0 | 0 | 0 | 0 |  | 0 | 0 | 0 | 0 |  | 0 | 0 | 0 | 0 | 0
2001-02-23 | 2001 | 2 | 23 | 0 | 0 | 0 | 0 | 0 | 0 | 0 | 0 | 0 | 0 | 0 | 0 | 0 | 0 | 0 | 0 | 0 | 0 | 0 | 0 | 0 | 0 | 0 | 0 |  | 0 | 0 | 0 | 0 |  | 0 | 0 | 0 | 0 | 0
2001-02-24 | 2001 | 2 | 24 | 0.1 | 0.2 | 0.1 | 0.2 | 0.1 | 0.1 | 0.2 | 0.1 | 0.1 | 0.2 | 0.1 | 0.2 | 0.1 | 0.1 | 0.2 | 0.1 | 0 | 0 | 0 | 0 | 0 | 0 | 0 | 0 |  | 2.2 | 2.2 | 2.2 | 4.4409e-16 |  | 0 | 0 | 0 | 0 | 0
2001-02-25 | 2001 | 2 | 25 | 0 | 0 | 0 | 0 | 0 | 0 | 0 | 0 | 0 | 0 | 0 | 0 | 0 | 0 | 0 | 0 | 0 | 0 | 0 | 0 | 0 | 0 | 0 | 0 |  | 0 | 0 | 0 | 0 |  | 0 | 0 | 0 | 0 | 0
2001-02-26 | 2001 | 2 | 26 | 0 | 0 | 0 | 0 | 0 | 0 | 0 | 0 | 0 | 0 | 0 | 0.2 | 0.1 | 0.2 | 0 | 0 | 0 | 0 | 0 | 0 | 0 | 0 | 0 | 0 |  | 0.5 | 0.5 | 0.5 | 0 |  | 0 | 0 | 0 | 0 | 0
2001-02-27 | 2001 | 2 | 27 | 0 | 0 | 0 | 0 | 0 | 0 | 0 | 0 | 0 | 0 | 0 | 0 | 0 | 0 | 0 | 0 | 0 | 0 | 0 | 0 | 0 | 0 | 0 | 0 |  | 0 | 0 | 0 | 0 |  | 0 | 0 | 0 | 0 | 0
2001-02-28 | 2001 | 2 | 28 | 0 | 0 | 0 | 0 | 0 | 0 | 0 | 0 | 0 | 0 | 0 | 0 | 0 | 0 | 0 | 0 | 0 | 0 | 0 | 0 | 0 | 0 | 0 | 0 |  | 0 | 0 | 0 | 0 |  | 0 | 0 | 0 | 0 | 0
2001-03-01 | 2001 | 3 | 1 | 0 | 0 | 0 | 0 | 0 | 0 | 0 | 0 | 0 | 0 | 0 | 0 | 0 | 0 | 0 | 0 | 0 | 0 | 0 | 0 | 0 | 0 | 0 | 0 |  | 0 | 0 | 0 | 0 |  | 0 | 0 | 0 | 0 | 0
2001-03-02 | 2001 | 3 | 2 | 0 | 0 | 0 | 0 | 0 | 0 | 0 | 0 | 0 | 0 | 0 | 0 | 0 | 0 | 0 | 0 | 0 | 0 | 0 | 0 | 0 | 0 | 0 | 0 |  | 0 | 0 | 0 | 0 |  | 0 | 0 | 0 | 0 | 0
2001-03-03 | 2001 | 3 | 3 | 0 | 0 | 0 | 0 | 0 | 0 | 0 | 0 | 0 | 0 | 0 | 0 | 0 | 0 | 0 | 0 | 0 | 0 | 0 | 0 | 0 | 0 | 0 | 0 |  | 0 | 0 | 0 | 0 |  | 0 | 0 | 0 | 0 | 0
2001-03-04 | 2001 | 3 | 4 | 0 | 0 | 0 | 0 | 0 | 0 | 0 | 0 | 0 | 0 | 0 | 0 | 0 | 0 | 0 | 0 | 0 | 0 | 0 | 0 | 0 | 0 | 0 | 0 |  | 0 | 0 | 0 | 0 |  | 0 | 0 | 0 | 0 | 0
2001-03-05 | 2001 | 3 | 5 | 0 | 0 | 0 | 0 | 0 | 0 | 0 | 0 | 0 | 0 | 0 | 0 | 0 | 0 | 0 | 0 | 0 | 0 | 0 | 0 | 0 | 0 | 0 | 0 |  | 0 | 0 | 0 | 0 |  | 0 | 0 | 0 | 0 | 0
2001-03-06 | 2001 | 3 | 6 | 0 | 0 | 0 | 0 | 0 | 0 | 0 | 0 | 0 | 0 | 0 | 0 | 0 | 0 | 0 | 0 | 0 | 0 | 0 | 0 | 0 | 0 | 0 | 0 |  | 0 | 0 | 0 | 0 |  | 0 | 0 | 0 | 0 | 0
2001-03-07 | 2001 | 3 | 7 | 0 | 0 | 0 | 0 | 0 | 0 | 0 | 0 | 0 | 0 | 0 | 0 | 0 | 0 | 0 | 0 | 0 | 0 | 0 | 0 | 0 | 0 | 0 | 0 |  | 0 | 0 | 0 | 0 |  | 0 | 0 | 0 | 0 | 0
2001-03-08 | 2001 | 3 | 8 | 0 | 0 | 0 | 0 | 0 | 0 | 0 | 0 | 0 | 0 | 0 | 0 | 0 | 0 | 0 | 0 | 0 | 0 | 0 | 0 | 0 | 0 | 0 | 0 |  | 0 | 0 | 0 | 0 |  | 0 | 0 | 0 | 0 | 0
2001-03-09 | 2001 | 3 | 9 | 0.1 | 0.1 | 0.1 | 0.1 | 0.1 | 0.1 | 0 | 0 | 0 | 0 | 0 | 0 | 0 | 0 | 0 | 0 | 0 | 0 | 0 | 0 | 0 | 0 | 0 | 0 |  | 0.6 | 0.6 | 0.6 | 0 |  | 0 | 0 | 0 | 0 | 0
2001-03-10 | 2001 | 3 | 10 | 0 | 0 | 0 | 0 | 0 | 0 | 0 | 0 | 0 | 0 | 0 | 0 | 0 | 0 | 0 | 0 | 0 | 0 | 0 | 0 | 0 | 0 | 0 | 0 |  | 0 | 0 | 0 | 0 |  | 0 | 0 | 0 | 0 | 0
2001-03-11 | 2001 | 3 | 11 | 0 | 0 | 0 | 0 | 0 | 0 | 0 | 0 | 0 | 0 | 0 | 0 | 0 | 0 | 0 | 0 | 0 | 0 | 0 | 0 | 0 | 0 | 0 | 0 |  | 0 | 0 | 0 | 0 |  | 0 | 0 | 0 | 0 | 0
2001-03-12 | 2001 | 3 | 12 | 0 | 0 | 0 | 0 | 0 | 0 | 0 | 0 | 0 | 0 | 0 | 0 | 0 | 0 | 0 | 0 | 0 | 0 | 0 | 0 | 0 | 0 | 0 | 0 |  | 0 | 0 | 0 | 0 |  | 0 | 0 | 0 | 0 | 0
2001-03-13 | 2001 | 3 | 13 | 0 | 0 | 0 | 0 | 0 | 0 | 0 | 0 | 0 | 0 | 0 | 0 | 0 | 0 | 0 | 0 | 0 | 0 | 0 | 0 | 0 | 0 | 0 | 0 |  | 0 | 0 | 0 | 0 |  | 0 | 0 | 0 | 0 | 0
2001-03-14 | 2001 | 3 | 14 | 0 | 0.1 | 0 | 0.1 | 0 | 0 | 0 | 0 | 0 | 0 | 0 | 0 | 0 | 0 | 0 | 0 | 0 | 0 | 0 | 0 | 0 | 0 | 0 | 0 |  | 0.2 | 0.2 | 0.2 | 0 |  | 0 | 0 | 0 | 0 | 0
2001-03-15 | 2001 | 3 | 15 | 0 | 0 | 0 | 0 | 0 | 0 | 0 | 0 | 0 | 0 | 0 | 0 | 0 | 0 | 0 | 0 | 0 | 0 | 0 | 0 | 0 | 0 | 0 | 0 |  | 0 | 0 | 0 | 0 |  | 0 | 0 | 0 | 0 | 0
2001-03-16 | 2001 | 3 | 16 | 0 | 0 | 0 | 0 | 0 | 0 | 0 | 0 | 0 | 0 | 0 | 0 | 0 | 0 | 0 | 0 | 0 | 0 | 0 | 0 | 0 | 0 | 0 | 0 |  | 0 | 0 | 0 | 0 |  | 0 | 0 | 0 | 0 | 0
2001-03-17 | 2001 | 3 | 17 | 0 | 0 | 0 | 0 | 0 | 0 | 0 | 0 | 0 | 0 | 0 | 0 | 0 | 0 | 0 | 0 | 0 | 0 | 0 | 0 | 0 | 0 | 0 | 0 |  | 0 | 0 | 0 | 0 |  | 0 | 0 | 0 | 0 | 0
2001-03-18 | 2001 | 3 | 18 | 0 | 0 | 0 | 0 | 0 | 0 | 0 | 0 | 0 | 0 | 0 | 0 | 0 | 0 | 0 | 0 | 0 | 0 | 0 | 0 | 0 | 0 | 0 | 0 |  | 0 | 0 | 0 | 0 |  | 0 | 0 | 0 | 0 | 0
2001-03-19 | 2001 | 3 | 19 | 0 | 0 | 0 | 0 | 0 | 0 | 0 | 0 | 0 | 0.7 | 1.9 | 0 | 0 | 0 | 0 | 0 | 0 | 0 | 0 | 0 | 0 | 0 | 0 | 0 |  | 2.6 | 2.6 | 2.6 | 4.4409e-16 |  | 0 | 0 | 0 | 0 | 0
2001-03-20 | 2001 | 3 | 20 | 0 | 0 | 0 | 0 | 0 | 0 | 0 | 0 | 0 | 0 | 0 | 0 | 0 | 0 | 0 | 0 | 0 | 0 | 0 | 0 | 0 | 0 | 0 | 0 |  | 0 | 0 | 0 | 0 |  | 0 | 0 | 0 | 0 | 0
2001-03-21 | 2001 | 3 | 21 | 0 | 0 | 0 | 0 | 0 | 0 | 0 | 0 | 0 | 0 | 0 | 0 | 0 | 0 | 0 | 0 | 0 | 0 | 0 | 0 | 0 | 0 | 0 | 0 |  | 0 | 0 | 0 | 0 |  | 0 | 0 | 0 | 0 | 0
2001-03-22 | 2001 | 3 | 22 | 0.1 | 0 | 0.1 | 0 | 0.1 | 0 | 0.1 | 0 | 0.1 | 0.1 | 0 | 0.1 | 0 | 0.1 | 0 | 0 | 0 | 0.1 | 0 | 0.1 | 0 | 0 | 0 | 0 |  | 1 | 1 | 1 | 1.1102e-16 |  | 0 | 0 | 0 | 0 | 0
2001-03-23 | 2001 | 3 | 23 | 0 | 0 | 0 | 0.1 | 0 | 0 | 0 | 0 | 0 | 0 | 0.1 | 0 | 0 | 0 | 0 | 0.1 | 0 | 0 | 0 | 0 | 0 | 0.1 | 0 | 0 |  | 0.4 | 0.4 | 0.4 | 0 |  | 0 | 0 | 0 | 0 | 0
2001-03-24 | 2001 | 3 | 24 | 0 | 0 | 0 | 0 | 0 | 0 | 0 | 0 | 0 | 0 | 0 | 0 | 0 | 0 | 0 | 0 | 0 | 0 | 0 | 0 | 0 | 0 | 0 | 0 |  | 0 | 0 | 0 | 0 |  | 0 | 0 | 0 | 0 | 0
2001-03-25 | 2001 | 3 | 25 | 0 | 0 | 0 | 0 | 0 | 0 | 0 | 0 | 0 | 0 | 0 | 0 | 0 | 0 | 0 | 0 | 0 | 0 | 0 | 0 | 0 | 0 | 0 | 0 |  | 0 | 0 | 0 | 0 |  | 0 | 0 | 0 | 0 | 0
2001-03-26 | 2001 | 3 | 26 | 0 | 0 | 0 | 0 | 0 | 0 | 0 | 0 | 0 | 0 | 0 | 0 | 0 | 1.1 | 0 | 0 | 0 | 0 | 1 | 1.1 | 2.2 | 1 | 1.1 | 0 |  | 7.5 | 7.5 | 7.5 | 0 |  | 0 | 0 | 0 | 0 | 0
2001-03-27 | 2001 | 3 | 27 | 0 | 0 | 0 | 0 | 0 | 0 | 0 | 0 | 0 | 0 | 0 | 0 | 0 | 0 | 0 | 0 | 0 | 0 | 0 | 0 | 0 | 0 | 0 | 0 |  | 0 | 0 | 0 | 0 |  | 0 | 0 | 0 | 0 | 0
2001-03-28 | 2001 | 3 | 28 | 0 | 0 | 0 | 0 | 0 | 0 | 0 | 0 | 0 | 0 | 0 | 0 | 0 | 0 | 0 | 0 | 0 | 0 | 0 | 0 | 0 | 0 | 0 | 0 |  | 0 | 0 | 0 | 0 |  | 0 | 0 | 0 | 0 | 0
2001-03-29 | 2001 | 3 | 29 | 0 | 0 | 0 | 0 | 0 | 0 | 0 | 0 | 0 | 0 | 0 | 0 | 0 | 0 | 0 | 0 | 0 | 0 | 0 | 0 | 0 | 0 | 0 | 0 |  | 0 | 0 | 0 | 0 |  | 0 | 0 | 0 | 0 | 0
2001-03-30 | 2001 | 3 | 30 | 0 | 0 | 0 | 0 | 0 | 0 | 0 | 0 | 0 | 0 | 0 | 0 | 0 | 0 | 0 | 0 | 0 | 0 | 0 | 0 | 0 | 0 | 0 | 0 |  | 0 | 0 | 0 | 0 |  | 0 | 0 | 0 | 0 | 0
2001-03-31 | 2001 | 3 | 31 | 0 | 0 | 0 | 0 | 0 | 0 | 0 | 0 | 0 | 0 | 0 | 0 | 0 | 0 | 0 | 0 | 0 | 0 | 0 | 0 | 0 | 0 | 0 | 0 |  | 0 | 0 | 0 | 0 |  | 0 | 0 | 0 | 0 | 0
2001-04-01 | 2001 | 4 | 1 | 0 | 0 | 0 | 0 | 0 | 0 | 0 | 0 | 0 | 0 | 0 | 0 | 0 | 0 | 0 | 0 | 0 | 0.9 | 0.8 | 0.9 | 2.6 | 0.9 | 0.8 | 0.9 |  | 7.8 | 7.8 | 7.8 | 8.8818e-16 |  | 0 | 0 | 0 | 0 | 0
2001-04-02 | 2001 | 4 | 2 | 0.3 | 0.3 | 0.3 | 0.4 | 0.3 | 0.3 | 0.3 | 0.3 | 0.3 | 0.7 | 0.3 | 0.3 | 0.3 | 0.3 | 0.6 | 0.4 | 0.3 | 0.3 | 0.6 | 0.6 | 0.4 | 0.3 | 0.3 | 0.3 |  | 8.8 | 8.8 | 8.8 | 1.7764e-15 |  | 0 | 0 | 0 | 0 | 0
2001-04-03 | 2001 | 4 | 3 | 0.1 | 0.1 | 0.1 | 0.1 | 0.1 | 0.1 | 0 | 0 | 0.1 | 0.1 | 0.1 | 0.1 | 0 | 0.1 | 0.1 | 0 | 0.1 | 0.1 | 0.1 | 0.1 | 0.1 | 0.1 | 0.1 | 0.1 |  | 2 | 2 | 2 | 4.4409e-16 |  | 0 | 0 | 0 | 0 | 0
2001-04-04 | 2001 | 4 | 4 | 0 | 0 | 0 | 0 | 0 | 0 | 0 | 0 | 0 | 0 | 0 | 0 | 0 | 0 | 0 | 0 | 0 | 0 | 0 | 0 | 0 | 0 | 0 | 0 |  | 0 | 0 | 0 | 0 |  | 0 | 0 | 0 | 0 | 0
2001-04-05 | 2001 | 4 | 5 | 0 | 0 | 0 | 0 | 0 | 0 | 0 | 0 | 0 | 0 | 0 | 0 | 0 | 0 | 0 | 0 | 0 | 0 | 0 | 0 | 0 | 0 | 0 | 0 |  | 0 | 0 | 0 | 0 |  | 0 | 0 | 0 | 0 | 0
2001-04-06 | 2001 | 4 | 6 | 0 | 0 | 0 | 0 | 0 | 0 | 0 | 0 | 0 | 0 | 0 | 0 | 0 | 0 | 0 | 0 | 0 | 0 | 0 | 0 | 0 | 0 | 0 | 0 |  | 0 | 0 | 0 | 0 |  | 0 | 0 | 0 | 0 | 0
2001-04-07 | 2001 | 4 | 7 | 0 | 0 | 0 | 0 | 0 | 0 | 0 | 0 | 0 | 0 | 0 | 0 | 0 | 0 | 0 | 0 | 0 | 0 | 0 | 0 | 0 | 0 | 0 | 0 |  | 0 | 0 | 0 | 0 |  | 0 | 0 | 0 | 0 | 0
2001-04-08 | 2001 | 4 | 8 | 0 | 0 | 0 | 0 | 0 | 0 | 0 | 0 | 0 | 0.1 | 0 | 0 | 0 | 0 | 0.1 | 0 | 0 | 0 | 0 | 0 | 0 | 0 | 0 | 0 |  | 0.2 | 0.2 | 0.2 | 0 |  | 0 | 0 | 0 | 0 | 0
2001-04-09 | 2001 | 4 | 9 | 0 | 0 | 0 | 0 | 0 | 0 | 0 | 0 | 0 | 0 | 0 | 0 | 0 | 0 | 0 | 0 | 0 | 0 | 0 | 0 | 0 | 0 | 0 | 0 |  | 0 | 0 | 0 | 0 |  | 0 | 0 | 0 | 0 | 0
2001-04-10 | 2001 | 4 | 10 | 0 | 0 | 0 | 0 | 0 | 0 | 0 | 0 | 0 | 0 | 0 | 0 | 0 | 0 | 0 | 0 | 0 | 0 | 0 | 0 | 0 | 0 | 0 | 0 |  | 0 | 0 | 0 | 0 |  | 0 | 0 | 0 | 0 | 0
2001-04-11 | 2001 | 4 | 11 | 0 | 0 | 0 | 0 | 0 | 0 | 0 | 0 | 0 | 0 | 0 | 0 | 0 | 0 | 0 | 0 | 0 | 0 | 0 | 0 | 0 | 0 | 0 | 0 |  | 0 | 0 | 0 | 0 |  | 0 | 0 | 0 | 0 | 0
2001-04-12 | 2001 | 4 | 12 | 0 | 0 | 0 | 0 | 0 | 0 | 0 | 0 | 0 | 0 | 0 | 0 | 0 | 0 | 0 | 0 | 0 | 0 | 0 | 0 | 0 | 0 | 0 | 0 |  | 0 | 0 | 0 | 0 |  | 0 | 0 | 0 | 0 | 0
2001-04-13 | 2001 | 4 | 13 | 0 | 0 | 0 | 0 | 0 | 0 | 0 | 0 | 0 | 0 | 0 | 0 | 0 | 0 | 0 | 0 | 0 | 0 | 0 | 0 | 0 | 0 | 0 | 0 |  | 0 | 0 | 0 | 0 |  | 0 | 0 | 0 | 0 | 0
2001-04-14 | 2001 | 4 | 14 | 0 | 0 | 0 | 0 | 0 | 0 | 0 | 0.1 | 0 | 0 | 0 | 0 | 0 | 0.1 | 0 | 0 | 0 | 0 | 0 | 0 | 0 | 0 | 0 | 0 |  | 0.2 | 0.2 | 0.2 | 0 |  | 0 | 0 | 0 | 0 | 0
2001-04-15 | 2001 | 4 | 15 | 0 | 0.1 | 0 | 0.1 | 0 | 0 | 0 | 0 | 0 | 0 | 0 | 0 | 0 | 0 | 0 | 0 | 0 | 0 | 0 | 0 | 0 | 0 | 0 | 0 |  | 0.2 | 0.2 | 0.2 | 0 |  | 0 | 0 | 0 | 0 | 0
2001-04-16 | 2001 | 4 | 16 | 0 | 0 | 0 | 0 | 0 | 0 | 0 | 0 | 0 | 0 | 0 | 0 | 0 | 0 | 0 | 0 | 0 | 0 | 0 | 0 | 0 | 0 | 0 | 0 |  | 0 | 0 | 0 | 0 |  | 0 | 0 | 0 | 0 | 0
2001-04-17 | 2001 | 4 | 17 | 0 | 0 | 0 | 0 | 0 | 0 | 0 | 0 | 0 | 0 | 0 | 0 | 0 | 0 | 0 | 0 | 0 | 0 | 0 | 0 | 0 | 0 | 0 | 0 |  | 0 | 0 | 0 | 0 |  | 0 | 0 | 0 | 0 | 0
2001-04-18 | 2001 | 4 | 18 | 0 | 0 | 0 | 0 | 0 | 0 | 0 | 0 | 0 | 0 | 0 | 0 | 0 | 0 | 0 | 0 | 0 | 0 | 0 | 0 | 0 | 0 | 0 | 0 |  | 0 | 0 | 0 | 0 |  | 0 | 0 | 0 | 0 | 0
2001-04-19 | 2001 | 4 | 19 | 0 | 0 | 0 | 0 | 0 | 0 | 0 | 0 | 0 | 0 | 0 | 0 | 0 | 0 | 0 | 0 | 0 | 0 | 0 | 0 | 0 | 0 | 0 | 0 |  | 0 | 0 | 0 | 0 |  | 0 | 0 | 0 | 0 | 0
2001-04-20 | 2001 | 4 | 20 | 0 | 0 | 0 | 0 | 0 | 0 | 0 | 0 | 0 | 0 | 0 | 0 | 0 | 0 | 0 | 0 | 0 | 0 | 0 | 0 | 0 | 0 | 0 | 0 |  | 0 | 0 | 0 | 0 |  | 0 | 0 | 0 | 0 | 0
2001-04-21 | 2001 | 4 | 21 | 0 | 0 | 0 | 0 | 0 | 0 | 0 | 0 | 0 | 0 | 0 | 0 | 0 | 0 | 0 | 0 | 0 | 0 | 0 | 0 | 0 | 0 | 0 | 0 |  | 0 | 0 | 0 | 0 |  | 0 | 0 | 0 | 0 | 0
2001-04-22 | 2001 | 4 | 22 | 0 | 0 | 0 | 0 | 0 | 0 | 0 | 0 | 0 | 0 | 0 | 0 | 0 | 0 | 0 | 0 | 0 | 0 | 0 | 0 | 0 | 0 | 0 | 0 |  | 0 | 0 | 0 | 0 |  | 0 | 0 | 0 | 0 | 0
2001-04-23 | 2001 | 4 | 23 | 0 | 0 | 0 | 0 | 0 | 0 | 0 | 0 | 0 | 0 | 0 | 0 | 0 | 0 | 0 | 0 | 0 | 0 | 0 | 0 | 0 | 0 | 0 | 0 |  | 0 | 0 | 0 | 0 |  | 0 | 0 | 0 | 0 | 0
2001-04-24 | 2001 | 4 | 24 | 0 | 0 | 0 | 0 | 0 | 0 | 0 | 0 | 0 | 0 | 0 | 0 | 0 | 0 | 0 | 0 | 0 | 0 | 0 | 0 | 0 | 0 | 0 | 0 |  | 0 | 0 | 0 | 0 |  | 0 | 0 | 0 | 0 | 0
2001-04-25 | 2001 | 4 | 25 | 0 | 0 | 0 | 0 | 0 | 0 | 0 | 0 | 0 | 0 | 0 | 0 | 0 | 0 | 0 | 0 | 0 | 0 | 0 | 0 | 0 | 0 | 0 | 0 |  | 0 | 0 | 0 | 0 |  | 0 | 0 | 0 | 0 | 0
2001-04-26 | 2001 | 4 | 26 | 0 | 0 | 0 | 0 | 0 | 0 | 0 | 0 | 0 | 0 | 0 | 0 | 0 | 0 | 0 | 0 | 0 | 0 | 0 | 0 | 0 | 0 | 0 | 0 |  | 0 | 0 | 0 | 0 |  | 0 | 0 | 0 | 0 | 0
2001-04-27 | 2001 | 4 | 27 | 0 | 0 | 0 | 0 | 0 | 0 | 0 | 0 | 0 | 0 | 0 | 0 | 0 | 0 | 0 | 0 | 0 | 0 | 0 | 0 | 0 | 0 | 0 | 0 |  | 0 | 0 | 0 | 0 |  | 0 | 0 | 0 | 0 | 0
2001-04-28 | 2001 | 4 | 28 | 0 | 0 | 0 | 0 | 0 | 0 | 0 | 0 | 0 | 0 | 0 | 0 | 0 | 0 | 0 | 0 | 0 | 0 | 0 | 0 | 0 | 0 | 0 | 0 |  | 0 | 0 | 0 | 0 |  | 0 | 0 | 0 | 0 | 0
2001-04-29 | 2001 | 4 | 29 | 0 | 0 | 0 | 0 | 0 | 0 | 0 | 0 | 0 | 0 | 0 | 0 | 0 | 0 | 0 | 0 | 0 | 0 | 0 | 0 | 0 | 0 | 0 | 0 |  | 0 | 0 | 0 | 0 |  | 0 | 0 | 0 | 0 | 0
2001-04-30 | 2001 | 4 | 30 | 0 | 0 | 0 | 0 | 0 | 0 | 0 | 0 | 0 | 0 | 0 | 0 | 0 | 0 | 0 | 0 | 0 | 0 | 0 | 0 | 0 | 0 | 0 | 0 |  | 0 | 0 | 0 | 0 |  | 0 | 0 | 0 | 0 | 0
2001-05-01 | 2001 | 5 | 1 | 0 | 0 | 0 | 0 | 0 | 0 | 0 | 0 | 0 | 0 | 0 | 0 | 0 | 0 | 0 | 0 | 0 | 0 | 0 | 0 | 0 | 0 | 0 | 0 |  | 0 | 0 | 0 | 0 |  | 0 | 0 | 0 | 0 | 0
2001-05-02 | 2001 | 5 | 2 | 0 | 0 | 0 | 0 | 0 | 0 | 0 | 0 | 0 | 0 | 0 | 0 | 0 | 0 | 0 | 0 | 0 | 0 | 0 | 0 | 0 | 0 | 0 | 0 |  | 0 | 0 | 0 | 0 |  | 0 | 0 | 0 | 0 | 0
2001-05-03 | 2001 | 5 | 3 | 0 | 0 | 0 | 0 | 0 | 0 | 0 | 0 | 0 | 0 | 0 | 0 | 0 | 0 | 0 | 0 | 0 | 0 | 0 | 0 | 0 | 0 | 0 | 0 |  | 0 | 0 | 0 | 0 |  | 0 | 0 | 0 | 0 | 0
2001-05-04 | 2001 | 5 | 4 | 0 | 0 | 0 | 0 | 0 | 0 | 0 | 0 | 0 | 0 | 0 | 0 | 0 | 0 | 0 | 0 | 0 | 0 | 0 | 0 | 0 | 0 | 0 | 0 |  | 0 | 0 | 0 | 0 |  | 0 | 0 | 0 | 0 | 0
2001-05-05 | 2001 | 5 | 5 | 0 | 0 | 0 | 0 | 0 | 0 | 0 | 0 | 0 | 0 | 0 | 0 | 0 | 1.5 | 0.3 | 0 | 0.9 | 0.6 | 0 | 0 | 0 | 0 | 0 | 0 |  | 3.3 | 3.3 | 3.3 | 4.4409e-16 |  | 3.3 | 0 | 0 | 0 | 0
2001-05-06 | 2001 | 5 | 6 | 0 | 0 | 0 | 0 | 0 | 0 | 0 | 0 | 0 | 0 | 0 | 0 | 0 | 0 | 0 | 0 | 0 | 0 | 0 | 0 | 0 | 0 | 0 | 0 |  | 0 | 0 | 0 | 0 |  | 0 | 0 | 0 | 0 | 0
2001-05-07 | 2001 | 5 | 7 | 0 | 0 | 0 | 0 | 0 | 0 | 0 | 0 | 0 | 0 | 0 | 0 | 0 | 0 | 0 | 0 | 0 | 0 | 0 | 0 | 0 | 0 | 0 | 0 |  | 0 | 0 | 0 | 0 |  | 0 | 0 | 0 | 0 | 0
2001-05-08 | 2001 | 5 | 8 | 0 | 0 | 0 | 0 | 0 | 0 | 0 | 0 | 0 | 0 | 0 | 0 | 0 | 0 | 0 | 0 | 0 | 0 | 0 | 0 | 0 | 0 | 0 | 0 |  | 0 | 0 | 0 | 0 |  | 0 | 0 | 0 | 0 | 0
2001-05-09 | 2001 | 5 | 9 | 0 | 0 | 0 | 0 | 0 | 0 | 0 | 0 | 0 | 0 | 0 | 0 | 0 | 0 | 0 | 0 | 0 | 0 | 0 | 0 | 0 | 0 | 0 | 0.4 |  | 0.4 | 0.4 | 0.4 | 0 |  | 0.4 | 0 | 0 | 0 | 0
2001-05-10 | 2001 | 5 | 10 | 0 | 0 | 0 | 0 | 0 | 0 | 0 | 0 | 0 | 0 | 0 | 0 | 0 | 0 | 0 | 0 | 0 | 0 | 0 | 0 | 0 | 0 | 0 | 0 |  | 0 | 0 | 0 | 0 |  | 0 | 0 | 0 | 0 | 0
2001-05-11 | 2001 | 5 | 11 | 0 | 0 | 0 | 0 | 0 | 0 | 0 | 0 | 0 | 0 | 0 | 0 | 0 | 0 | 0 | 0 | 0 | 0 | 0 | 0 | 0 | 0 | 0 | 0 |  | 0 | 0 | 0 | 0 |  | 0 | 0 | 0 | 0 | 0
2001-05-12 | 2001 | 5 | 12 | 0 | 0 | 0 | 0 | 0 | 0 | 0 | 0 | 0 | 0 | 0 | 0 | 0 | 0 | 0 | 0 | 0 | 0 | 0 | 0 | 0 | 0 | 0 | 0 |  | 0 | 0 | 0 | 0 |  | 0 | 0 | 0 | 0 | 0
2001-05-13 | 2001 | 5 | 13 | 0 | 0 | 0 | 0 | 0 | 0 | 0 | 0 | 0 | 0 | 0 | 0 | 0 | 0 | 0 | 0 | 0 | 0 | 0 | 0 | 0 | 0 | 0 | 0 |  | 0 | 0 | 0 | 0 |  | 0 | 0 | 0 | 0 | 0
2001-05-14 | 2001 | 5 | 14 | 0 | 0 | 0 | 0 | 0 | 0 | 0 | 0 | 0 | 0 | 0 | 0 | 0 | 0 | 0 | 0 | 0 | 0 | 0 | 0 | 0 | 0 | 0 | 0 |  | 0 | 0 | 0 | 0 |  | 0 | 0 | 0 | 0 | 0
2001-05-15 | 2001 | 5 | 15 | 0 | 0 | 0 | 0 | 0 | 0 | 0 | 0 | 0 | 0 | 0 | 0 | 0 | 0 | 0 | 0 | 0 | 0 | 0 | 0 | 0 | 0 | 0 | 0 |  | 0 | 0 | 0 | 0 |  | 0 | 0 | 0 | 0 | 0
2001-05-16 | 2001 | 5 | 16 | 0 | 0 | 0 | 0 | 0 | 0 | 0 | 0 | 1.3 | 2.2 | 3.1 | 4.3 | 2.2 | 2.7 | 1.1 | 0.7 | 0 | 0 | 0 | 0 | 0 | 0 | 0 | 0 |  | 17.6 | 17.6 | 17.6 | 3.5527e-15 |  | 17.6 | 0 | 0 | 0 | 0
2001-05-17 | 2001 | 5 | 17 | 0 | 0 | 0 | 0 | 0 | 0 | 0 | 0 | 0 | 0 | 0 | 0 | 0 | 0 | 0 | 0 | 0 | 0 | 0 | 0 | 0 | 0 | 0 | 0 |  | 0 | 0 | 0 | 0 |  | 0 | 0 | 0 | 0 | 0
2001-05-18 | 2001 | 5 | 18 | 0 | 0 | 0 | 0 | 0 | 0 | 0 | 0 | 0 | 0 | 0 | 0 | 0 | 0 | 0 | 0 | 0 | 0 | 0 | 0 | 0 | 0 | 0 | 0 |  | 0 | 0 | 0 | 0 |  | 0 | 0 | 0 | 0 | 0
2001-05-19 | 2001 | 5 | 19 | 0 | 0 | 0 | 0 | 0 | 0 | 0 | 0 | 0 | 0 | 0 | 0 | 0 | 0 | 0 | 0 | 0 | 0 | 0 | 0 | 0 | 0 | 0 | 0 |  | 0 | 0 | 0 | 0 |  | 0 | 0 | 0 | 0 | 0
2001-05-20 | 2001 | 5 | 20 | 0 | 0 | 0 | 0 | 0 | 0 | 0 | 0 | 0 | 0 | 0 | 0 | 0 | 0 | 0 | 0 | 0 | 0 | 0 | 0 | 0 | 0 | 0 | 0 |  | 0 | 0 | 0 | 0 |  | 0 | 0 | 0 | 0 | 0
2001-05-21 | 2001 | 5 | 21 | 0 | 0 | 0 | 0 | 0 | 0 | 0 | 0 | 0 | 0 | 0 | 0 | 0 | 0 | 0 | 0 | 0 | 0 | 0 | 0 | 0 | 0 | 0 | 0 |  | 0 | 0 | 0 | 0 |  | 0 | 0 | 0 | 0 | 0
2001-05-22 | 2001 | 5 | 22 | 0 | 0 | 0 | 0 | 0 | 0 | 0 | 0 | 0 | 0 | 0 | 0 | 0 | 0 | 0 | 0 | 0 | 0 | 0 | 0 | 0 | 0 | 0 | 0 |  | 0 | 0 | 0 | 0 |  | 0 | 0 | 0 | 0 | 0
2001-05-23 | 2001 | 5 | 23 | 0 | 0 | 0 | 0 | 0 | 0 | 0 | 0 | 0 | 0 | 0 | 0 | 0 | 0 | 0 | 0 | 0 | 0 | 0 | 0 | 0 | 0 | 0 | 0 |  | 0 | 0 | 0 | 0 |  | 0 | 0 | 0 | 0 | 0
2001-05-24 | 2001 | 5 | 24 | 0 | 0 | 0 | 0 | 0 | 0 | 0 | 0 | 0 | 0 | 0 | 0 | 0 | 0 | 0 | 0 | 0 | 0 | 0 | 0.2 | 4 | 0.2 | 0 | 0 |  | 4.4 | 4.4 | 4.4 | 0 |  | 4.4 | 0 | 0 | 0 | 0
2001-05-25 | 2001 | 5 | 25 | 0 | 0.9 | 0 | 2.5 | 0.7 | 0.7 | 0 | 0 | 0 | 0 | 0 | 0 | 0 | 0 | 0 | 0 | 0 | 0 | 0 | 0 | 0 | 0 | 0 | 0 |  | 4.8 | 4.8 | 4.8 | 0 |  | 4.8 | 0 | 0 | 0 | 0
2001-05-26 | 2001 | 5 | 26 | 0 | 0 | 0 | 0 | 0 | 0 | 0 | 0 | 0 | 0 | 0 | 0 | 0 | 0 | 0 | 0 | 0 | 0 | 0 | 0 | 0 | 0 | 0 | 0 |  | 0 | 0 | 0 | 0 |  | 0 | 0 | 0 | 0 | 0
2001-05-27 | 2001 | 5 | 27 | 0 | 0 | 0 | 0 | 0 | 0 | 0 | 0 | 0 | 0 | 0 | 0 | 0 | 0 | 0 | 0 | 0 | 0 | 0 | 0 | 0 | 0 | 0 | 0 |  | 0 | 0 | 0 | 0 |  | 0 | 0 | 0 | 0 | 0
2001-05-28 | 2001 | 5 | 28 | 0 | 0 | 0 | 0 | 0 | 0 | 0 | 0 | 0 | 0 | 0 | 0 | 0 | 0 | 0 | 0 | 0 | 0 | 0 | 0 | 0 | 0 | 0 | 0 |  | 0 | 0 | 0 | 0 |  | 0 | 0 | 0 | 0 | 0
2001-05-29 | 2001 | 5 | 29 | 0 | 0 | 0 | 0 | 0 | 0 | 0 | 0 | 0 | 0 | 0 | 0 | 0 | 0 | 0 | 0 | 0 | 0 | 0 | 0 | 0 | 0 | 0 | 0 |  | 0 | 0 | 0 | 0 |  | 0 | 0 | 0 | 0 | 0
2001-05-30 | 2001 | 5 | 30 | 0 | 0 | 0 | 0 | 0 | 0 | 0 | 0 | 0 | 0 | 0 | 0 | 0 | 0 | 0 | 0 | 0 | 0 | 0 | 0 | 0 | 0 | 0 | 0 |  | 0 | 0 | 0 | 0 |  | 0 | 0 | 0 | 0 | 0
2001-05-31 | 2001 | 5 | 31 | 0 | 0 | 0 | 0 | 0 | 0 | 0 | 0 | 0 | 0 | 0 | 0 | 0 | 0 | 0 | 0 | 0 | 0 | 0 | 0 | 0 | 0 | 0 | 0 |  | 0 | 0 | 0 | 0 |  | 0 | 0 | 0 | 0 | 0
2001-06-01 | 2001 | 6 | 1 | 0 | 0 | 0 | 0 | 0 | 0 | 0 | 0 | 0 | 0 | 0 | 0 | 0 | 0 | 0 | 0 | 0 | 0 | 0 | 0 | 0 | 0 | 0 | 0 |  | 0 | 0 | 0 | 0 |  | 0 | 0 | 0 | 0 | 0
2001-06-02 | 2001 | 6 | 2 | 0 | 0 | 0 | 0 | 0 | 0 | 0 | 0 | 0 | 0 | 0 | 0 | 0 | 0 | 0 | 0 | 0 | 0 | 0 | 0 | 0 | 0 | 0 | 0 |  | 0 | 0 | 0 | 0 |  | 0 | 0 | 0 | 0 | 0
2001-06-03 | 2001 | 6 | 3 | 0 | 0 | 0 | 0 | 0 | 0 | 0 | 0 | 0 | 0 | 0 | 0 | 0 | 0 | 0 | 0 | 0 | 0 | 0 | 0.3 | 0.5 | 3.3 | 3 | 2.7 |  | 9.8 | 9.8 | 9.8 | 0 |  | 0 | 9.8 | 0 | 0 | 0
2001-06-04 | 2001 | 6 | 4 | 0.9 | 0.7 | 0.9 | 1.8 | 2 | 2.7 | 0.9 | 2 | 0.9 | 1.1 | 0 | 0.2 | 0 | 0 | 0 | 0 | 0 | 0 | 1.3 | 6.2 | 1.6 | 0.9 | 1.6 | 1.8 |  | 27.5 | 27.5 | 27.5 | 3.5527e-15 |  | 0 | 27.5 | 0 | 0 | 0
2001-06-05 | 2001 | 6 | 5 | 4.8 | 0.2 | 0.2 | 0 | 0 | 0.5 | 0.2 | 0.5 | 0.7 | 0.5 | 1 | 0.7 | 0.7 | 0.2 | 0.5 | 0.7 | 1.7 | 0 | 0 | 0 | 0 | 0 | 0 | 0 |  | 13.1 | 13.1 | 13.1 | 1.7764e-15 |  | 0 | 13.1 | 0 | 0 | 0
2001-06-06 | 2001 | 6 | 6 | 0 | 0 | 0 | 0 | 0 | 0 | 0 | 0 | 0 | 0 | 0 | 0 | 0 | 0 | 0 | 0 | 2 | 22.7 | 0.4 | 0 | 0.2 | 0 | 0 | 0 |  | 25.3 | 25.3 | 25.3 | 3.5527e-15 |  | 0 | 25.3 | 0 | 0 | 0
2001-06-07 | 2001 | 6 | 7 | 0 | 0 | 0 | 0 | 0 | 0 | 0 | 0 | 0 | 0 | 0 | 0 | 0 | 0 | 0 | 0 | 0 | 0 | 0 | 0 | 0 | 0 | 0 | 0 |  | 0 | 0 | 0 | 0 |  | 0 | 0 | 0 | 0 | 0
2001-06-08 | 2001 | 6 | 8 | 0 | 0 | 0 | 0 | 0 | 0 | 0 | 0 | 0 | 0 | 0 | 0 | 0 | 0 | 0 | 0 | 0 | 0 | 0 | 0 | 0 | 0 | 0 | 0 |  | 0 | 0 | 0 | 0 |  | 0 | 0 | 0 | 0 | 0
2001-06-09 | 2001 | 6 | 9 | 0 | 0 | 0 | 0 | 0 | 0 | 0 | 0 | 0 | 0 | 0 | 0 | 0 | 0 | 0 | 0 | 0.2 | 0 | 0 | 0 | 0 | 0 | 0 | 0 |  | 0.2 | 0.2 | 0.2 | 0 |  | 0 | 0.2 | 0 | 0 | 0
2001-06-10 | 2001 | 6 | 10 | 0 | 0 | 0 | 0 | 0 | 0 | 0 | 0 | 0 | 0 | 0 | 0 | 0 | 0 | 1 | 0 | 0 | 0 | 0 | 0 | 0 | 0 | 0 | 0 |  | 1 | 1 | 1 | 0 |  | 0 | 1 | 0 | 0 | 0
2001-06-11 | 2001 | 6 | 11 | 0 | 0 | 0 | 0 | 0 | 0 | 0 | 0 | 0 | 0 | 0 | 0 | 0 | 0 | 0 | 0 | 0 | 0 | 0 | 0 | 0 | 0 | 0 | 0 |  | 0 | 0 | 0 | 0 |  | 0 | 0 | 0 | 0 | 0
2001-06-12 | 2001 | 6 | 12 | 0 | 0 | 0 | 0 | 0 | 0.1 | 0 | 0.1 | 0 | 0 | 0 | 0 | 0 | 0 | 0 | 0 | 0 | 0 | 0 | 0 | 0 | 0 | 0 | 0 |  | 0.2 | 0.2 | 0.2 | 0 |  | 0 | 0.2 | 0 | 0 | 0
2001-06-13 | 2001 | 6 | 13 | 0 | 0 | 0 | 0 | 0 | 0 | 0 | 0 | 0 | 0 | 0 | 0 | 0 | 0.6 | 0 | 0 | 0 | 0.2 | 0 | 0 | 0 | 0 | 0 | 0 |  | 0.8 | 0.8 | 0.8 | 0 |  | 0 | 0.8 | 0 | 0 | 0
2001-06-14 | 2001 | 6 | 14 | 0 | 0 | 0 | 0 | 0 | 0 | 0 | 0 | 0 | 0 | 0 | 0 | 0 | 0 | 0 | 0 | 0 | 0 | 0 | 0 | 0 | 0 | 0 | 0 |  | 0 | 0 | 0 | 0 |  | 0 | 0 | 0 | 0 | 0
2001-06-15 | 2001 | 6 | 15 | 0 | 0 | 0 | 0 | 0.9 | 0 | 1.2 | 3.3 | 3.3 | 2.8 | 2.8 | 0.9 | 0 | 0 | 0 | 0 | 0 | 0 | 0 | 0 | 0 | 0 | 0.2 | 0.5 |  | 15.9 | 15.9 | 15.9 | 0 |  | 0 | 15.9 | 0 | 0 | 0
2001-06-16 | 2001 | 6 | 16 | 0 | 0 | 0 | 0 | 0 | 0 | 0 | 0 | 0 | 0 | 0 | 0 | 0 | 0 | 0 | 0 | 0 | 0.6 | 0 | 0 | 0 | 0 | 0 | 0 |  | 0.6 | 0.6 | 0.6 | 0 |  | 0 | 0.6 | 0 | 0 | 0
2001-06-17 | 2001 | 6 | 17 | 0 | 0 | 0 | 0 | 0 | 0 | 0 | 0 | 0 | 0 | 0 | 0 | 0 | 0 | 0 | 0 | 0 | 0 | 0 | 0.6 | 0 | 0 | 0 | 0 |  | 0.6 | 0.6 | 0.6 | 0 |  | 0 | 0.6 | 0 | 0 | 0
2001-06-18 | 2001 | 6 | 18 | 0 | 0 | 0 | 0 | 0 | 0.6 | 0 | 0 | 0 | 0 | 0 | 0 | 0 | 0 | 0 | 0 | 0 | 0 | 0 | 0 | 0 | 0 | 0 | 0 |  | 0.6 | 0.6 | 0.6 | 0 |  | 0 | 0.6 | 0 | 0 | 0
2001-06-19 | 2001 | 6 | 19 | 0 | 0 | 0 | 0 | 0 | 0 | 0 | 0 | 0 | 0 | 0 | 0 | 0 | 0 | 0 | 0 | 0 | 0 | 0 | 0 | 0 | 0 | 0 | 0 |  | 0 | 0 | 0 | 0 |  | 0 | 0 | 0 | 0 | 0
2001-06-20 | 2001 | 6 | 20 | 0 | 0 | 0 | 0 | 0 | 0 | 0 | 0 | 0 | 0 | 0 | 0 | 0 | 0 | 0 | 0 | 0 | 0 | 0 | 0 | 0 | 0 | 0 | 0 |  | 0 | 0 | 0 | 0 |  | 0 | 0 | 0 | 0 | 0
2001-06-21 | 2001 | 6 | 21 | 0 | 0 | 0 | 0 | 0 | 0 | 0 | 0 | 0 | 0 | 0 | 0 | 0 | 0 | 0 | 0 | 0 | 0 | 0 | 0 | 0 | 3.2 | 0.2 | 0 |  | 3.4 | 3.4 | 3.4 | 4.4409e-16 |  | 0 | 3.4 | 0 | 0 | 0
2001-06-22 | 2001 | 6 | 22 | 0 | 0 | 0 | 0 | 0 | 0 | 0 | 0 | 0 | 0 | 0 | 0 | 0 | 0 | 0 | 0 | 0 | 0 | 0 | 0 | 0 | 0 | 0 | 0 |  | 0 | 0 | 0 | 0 |  | 0 | 0 | 0 | 0 | 0
2001-06-23 | 2001 | 6 | 23 | 0 | 0 | 0 | 0 | 0 | 0 | 0 | 0 | 0 | 0 | 0 | 0 | 0 | 0 | 0 | 0 | 0 | 0 | 0 | 0 | 0 | 0 | 0 | 0 |  | 0 | 0 | 0 | 0 |  | 0 | 0 | 0 | 0 | 0
2001-06-24 | 2001 | 6 | 24 | 0 | 0 | 0 | 0 | 0 | 0 | 0 | 0 | 0 | 0 | 0 | 0 | 0 | 0 | 0 | 0 | 0 | 0.4 | 1.4 | 0 | 0 | 0 | 0 | 0 |  | 1.8 | 1.8 | 1.8 | 2.2204e-16 |  | 0 | 1.8 | 0 | 0 | 0
2001-06-25 | 2001 | 6 | 25 | 0 | 0 | 0.3 | 1.3 | 2.4 | 0 | 0 | 0 | 0 | 0.8 | 0 | 0.3 | 0 | 0 | 0 | 0 | 0 | 0 | 0 | 0 | 0 | 0 | 0 | 0 |  | 5.1 | 5.1 | 5.1 | 0 |  | 0 | 5.1 | 0 | 0 | 0
2001-06-26 | 2001 | 6 | 26 | 0 | 0 | 0 | 0 | 0 | 0 | 0 | 0 | 0 | 0.6 | 1.4 | 1.1 | 0.3 | 0 | 0 | 0 | 0.3 | 0 | 0 | 0 | 0 | 0 | 0 | 0 |  | 3.7 | 3.7 | 3.7 | 4.4409e-16 |  | 0 | 3.7 | 0 | 0 | 0
2001-06-27 | 2001 | 6 | 27 | 0 | 0 | 0 | 0 | 0 | 0 | 0 | 0 | 0 | 0 | 0 | 0 | 0 | 0 | 0 | 0 | 0 | 0.4 | 0 | 0 | 0 | 0 | 0 | 0 |  | 0.4 | 0.4 | 0.4 | 0 |  | 0 | 0.4 | 0 | 0 | 0
2001-06-28 | 2001 | 6 | 28 | 0 | 0 | 0 | 0 | 0 | 0 | 0 | 0 | 0 | 0 | 0 | 0 | 0 | 0 | 0 | 0.4 | 0 | 0 | 0 | 0 | 0 | 0 | 0 | 0 |  | 0.4 | 0.4 | 0.4 | 0 |  | 0 | 0.4 | 0 | 0 | 0
2001-06-29 | 2001 | 6 | 29 | 0 | 0 | 0 | 0 | 0 | 0 | 0 | 0.2 | 0.2 | 0 | 0 | 0 | 0 | 0 | 0 | 0 | 10.3 | 0 | 0 | 0 | 0 | 0 | 0 | 0 |  | 10.7 | 10.7 | 10.7 | 1.7764e-15 |  | 0 | 10.7 | 0 | 0 | 0
2001-06-30 | 2001 | 6 | 30 | 0 | 0 | 0.4 | 0 | 0 | 0 | 0 | 0 | 0 | 0 | 0 | 0 | 0 | 0 | 0 | 0 | 0 | 0 | 0 | 0 | 0 | 0 | 0 | 0 |  | 0.4 | 0.4 | 0.4 | 0 |  | 0 | 0.4 | 0 | 0 | 0
2001-07-01 | 2001 | 7 | 1 | 0 | 0.4 | 0 | 0.4 | 0 | 0 | 0 | 0 | 0 | 0 | 0 | 0 | 0 | 0 | 0 | 0 | 0 | 0 | 0 | 0 | 0 | 0 | 0 | 0 |  | 0.8 | 0.8 | 0.8 | 0 |  | 0 | 0 | 0.8 | 0 | 0
2001-07-02 | 2001 | 7 | 2 | 0 | 0 | 0 | 0 | 0 | 0 | 0 | 0 | 0 | 0 | 0 | 0 | 0 | 0 | 0 | 0 | 0 | 0 | 0 | 0 | 0 | 0 | 0 | 0 |  | 0 | 0 | 0 | 0 |  | 0 | 0 | 0 | 0 | 0
2001-07-03 | 2001 | 7 | 3 | 0 | 0 | 0 | 0 | 0 | 0 | 0 | 0 | 0 | 0 | 0 | 0 | 0 | 0 | 0 | 0 | 0 | 0 | 0 | 0 | 0 | 0 | 0 | 0 |  | 0 | 0 | 0 | 0 |  | 0 | 0 | 0 | 0 | 0
2001-07-04 | 2001 | 7 | 4 | 0 | 0 | 0 | 0 | 0 | 0 | 0 | 0 | 0 | 0 | 0 | 0 | 0 | 0 | 0 | 0 | 0 | 0 | 0 | 0 | 0 | 0 | 0 | 0 |  | 0 | 0 | 0 | 0 |  | 0 | 0 | 0 | 0 | 0
2001-07-05 | 2001 | 7 | 5 | 0 | 0 | 0 | 0 | 0 | 0 | 0 | 0 | 0 | 0 | 0 | 0 | 0 | 0 | 0 | 0 | 0 | 0 | 0 | 0 | 0 | 0 | 0 | 0 |  | 0 | 0 | 0 | 0 |  | 0 | 0 | 0 | 0 | 0
2001-07-06 | 2001 | 7 | 6 | 0 | 0 | 0 | 0 | 0 | 0 | 0 | 0 | 0 | 0 | 0 | 0 | 0 | 0 | 0 | 0 | 0 | 0 | 0 | 0 | 0 | 0 | 0 | 0 |  | 0 | 0 | 0 | 0 |  | 0 | 0 | 0 | 0 | 0
2001-07-07 | 2001 | 7 | 7 | 0 | 0 | 0 | 0 | 0 | 0 | 0 | 0 | 0 | 0 | 0 | 0 | 0 | 0 | 0 | 0 | 0 | 0 | 0 | 0 | 0 | 0 | 0 | 0 |  | 0 | 0 | 0 | 0 |  | 0 | 0 | 0 | 0 | 0
2001-07-08 | 2001 | 7 | 8 | 0 | 0 | 0 | 0 | 0 | 0 | 0 | 0 | 0 | 0 | 0 | 0 | 0 | 0 | 0 | 0 | 0 | 0 | 0 | 0 | 0 | 0 | 0 | 0 |  | 0 | 0 | 0 | 0 |  | 0 | 0 | 0 | 0 | 0
2001-07-09 | 2001 | 7 | 9 | 0 | 0 | 0 | 0 | 0 | 0 | 0 | 0 | 0 | 0 | 0 | 0 | 0 | 0 | 0 | 0 | 0 | 0 | 0 | 0 | 0 | 0 | 0 | 0.2 |  | 0.2 | 0.2 | 0.2 | 0 |  | 0 | 0 | 0.2 | 0 | 0
2001-07-10 | 2001 | 7 | 10 | 6.4 | 0.2 | 0 | 0 | 0 | 0 | 0 | 0 | 0 | 0 | 0 | 0 | 0 | 0 | 0 | 0 | 0 | 0 | 0 | 0 | 0 | 0 | 0 | 0 |  | 6.6 | 6.6 | 6.6 | 8.8818e-16 |  | 0 | 0 | 6.6 | 0 | 0
2001-07-11 | 2001 | 7 | 11 | 0 | 0 | 0 | 0 | 0 | 0 | 0 | 0 | 0 | 0 | 0 | 0 | 0 | 0 | 0 | 0 | 0 | 0 | 0 | 0 | 0 | 0 | 0 | 0 |  | 0 | 0 | 0 | 0 |  | 0 | 0 | 0 | 0 | 0
2001-07-12 | 2001 | 7 | 12 | 1.8 | 3.2 | 0 | 0 | 0 | 0 | 0 | 0 | 0 | 0 | 0 | 0 | 0 | 0 | 0 | 0 | 0 | 0 | 0 | 0 | 0 | 0 | 0 | 0 |  | 5 | 5 | 5 | 0 |  | 0 | 0 | 5 | 0 | 0
2001-07-13 | 2001 | 7 | 13 | 0 | 0.9 | 1.1 | 0 | 0 | 0 | 0 | 0 | 0 | 0 | 0 | 0 | 0 | 1.1 | 0 | 0 | 0 | 0 | 0 | 0 | 0 | 0 | 8.6 | 1.5 |  | 13.2 | 13.2 | 13.2 | 0 |  | 0 | 0 | 13.2 | 0 | 0
2001-07-14 | 2001 | 7 | 14 | 0 | 0 | 0 | 0 | 0 | 0 | 0 | 0 | 0 | 0 | 0 | 0 | 0 | 0 | 0 | 0 | 0 | 0 | 0 | 0 | 0 | 0 | 0 | 0 |  | 0 | 0 | 0 | 0 |  | 0 | 0 | 0 | 0 | 0
2001-07-15 | 2001 | 7 | 15 | 0.6 | 0 | 0 | 0 | 0 | 0 | 0 | 0 | 0 | 0 | 0 | 0 | 0 | 0 | 0 | 0 | 0 | 0 | 0 | 0 | 0 | 0 | 0 | 0 |  | 0.6 | 0.6 | 0.6 | 0 |  | 0 | 0 | 0.6 | 0 | 0
2001-07-16 | 2001 | 7 | 16 | 0 | 0 | 0 | 0 | 0 | 0 | 0 | 0 | 0 | 0 | 0 | 0 | 0 | 0 | 0 | 0 | 0 | 0 | 10.9 | 5.1 | 0 | 0 | 0 | 0 |  | 16 | 16 | 16 | 0 |  | 0 | 0 | 16 | 0 | 0
2001-07-17 | 2001 | 7 | 17 | 0 | 0 | 0 | 0 | 0 | 0 | 0 | 0 | 0 | 0 | 0 | 0 | 0 | 0 | 0 | 0 | 0 | 0 | 0 | 0 | 0 | 0 | 0 | 0 |  | 0 | 0 | 0 | 0 |  | 0 | 0 | 0 | 0 | 0
2001-07-18 | 2001 | 7 | 18 | 0 | 0 | 0 | 0 | 0 | 0 | 0 | 0 | 0 | 0 | 0 | 0 | 0 | 0 | 0 | 0 | 0 | 0 | 0 | 0 | 0 | 0 | 0 | 0 |  | 0 | 0 | 0 | 0 |  | 0 | 0 | 0 | 0 | 0
2001-07-19 | 2001 | 7 | 19 | 0 | 0 | 0 | 0 | 0 | 0 | 0 | 0 | 0 | 0 | 0 | 0 | 0 | 0 | 0 | 0 | 0 | 0 | 0 | 0 | 0 | 0 | 0 | 0 |  | 0 | 0 | 0 | 0 |  | 0 | 0 | 0 | 0 | 0
2001-07-20 | 2001 | 7 | 20 | 0 | 0 | 0 | 0 | 0 | 0 | 0 | 0 | 0 | 0 | 0 | 0 | 0 | 0 | 0 | 0 | 0 | 0 | 0 | 0 | 0 | 0 | 0 | 0 |  | 0 | 0 | 0 | 0 |  | 0 | 0 | 0 | 0 | 0
2001-07-21 | 2001 | 7 | 21 | 0 | 0 | 0 | 0 | 0 | 0 | 0 | 0 | 0 | 0 | 0 | 0 | 0 | 0 | 0 | 0 | 0 | 0 | 0.6 | 0 | 0 | 0 | 0 | 0 |  | 0.6 | 0.6 | 0.6 | 0 |  | 0 | 0 | 0.6 | 0 | 0
2001-07-22 | 2001 | 7 | 22 | 0.3 | 0.6 | 0 | 0 | 0 | 0.9 | 0 | 0.9 | 0 | 0.3 | 0 | 0 | 0 | 0 | 0 | 0 | 0 | 0 | 0 | 0 | 0.3 | 0 | 0 | 0 |  | 3.3 | 3.3 | 3.3 | 4.4409e-16 |  | 0 | 0 | 3.3 | 0 | 0
2001-07-23 | 2001 | 7 | 23 | 0 | 0 | 0 | 0 | 0 | 0 | 0 | 0 | 0 | 0 | 0 | 0 | 0 | 0 | 0 | 0 | 0 | 0 | 0 | 0 | 0 | 0 | 0 | 0 |  | 0 | 0 | 0 | 0 |  | 0 | 0 | 0 | 0 | 0
2001-07-24 | 2001 | 7 | 24 | 0 | 0 | 0 | 0 | 0 | 0 | 0 | 0 | 0.2 | 0.8 | 0 | 0.2 | 8.8 | 0 | 0 | 0 | 0 | 0.2 | 0 | 0 | 0 | 1.2 | 0.5 | 0 |  | 11.9 | 11.9 | 11.9 | 1.7764e-15 |  | 0 | 0 | 11.9 | 0 | 0
2001-07-25 | 2001 | 7 | 25 | 0 | 0 | 0 | 0 | 0 | 0 | 0 | 0 | 0 | 0 | 0 | 0 | 0 | 0 | 0 | 0 | 0 | 0 | 0 | 0 | 0 | 0 | 0 | 0 |  | 0 | 0 | 0 | 0 |  | 0 | 0 | 0 | 0 | 0
2001-07-26 | 2001 | 7 | 26 | 0.2 | 0 | 0 | 0 | 0 | 0 | 0 | 0 | 0 | 0 | 0 | 0 | 0 | 0 | 0 | 0 | 0 | 0 | 0 | 0 | 0 | 0 | 0 | 0 |  | 0.2 | 0.2 | 0.2 | 0 |  | 0 | 0 | 0.2 | 0 | 0
2001-07-27 | 2001 | 7 | 27 | 0 | 0 | 0 | 0 | 0 | 0 | 0 | 0 | 0 | 0 | 0 | 0 | 0 | 0 | 0 | 0 | 0 | 0 | 0 | 0 | 0 | 0 | 0 | 0 |  | 0 | 0 | 0 | 0 |  | 0 | 0 | 0 | 0 | 0
2001-07-28 | 2001 | 7 | 28 | 0 | 0 | 0 | 0 | 0 | 0 | 0 | 0 | 0 | 0 | 0 | 0 | 0 | 0 | 0 | 0 | 0 | 0 | 0 | 0 | 0 | 0 | 0 | 0 |  | 0 | 0 | 0 | 0 |  | 0 | 0 | 0 | 0 | 0
2001-07-29 | 2001 | 7 | 29 | 0 | 0 | 0 | 0 | 0 | 0 | 0 | 0 | 0 | 0 | 0 | 0 | 0 | 0 | 0 | 0 | 0 | 0 | 0 | 0 | 0 | 0 | 0 | 0 |  | 0 | 0 | 0 | 0 |  | 0 | 0 | 0 | 0 | 0
2001-07-30 | 2001 | 7 | 30 | 0 | 0 | 0 | 0 | 0.1 | 0 | 0 | 0 | 0.1 | 0 | 0 | 0 | 0 | 0 | 0 | 0 | 0 | 0 | 0 | 0 | 0 | 0 | 0 | 0 |  | 0.2 | 0.2 | 0.2 | 0 |  | 0 | 0 | 0.2 | 0 | 0
2001-07-31 | 2001 | 7 | 31 | 0 | 0 | 0 | 0 | 0 | 0 | 0 | 0 | 0 | 0 | 0 | 0 | 0 | 0 | 0 | 0 | 0 | 0 | 0 | 0 | 0 | 0 | 0 | 0 |  | 0 | 0 | 0 | 0 |  | 0 | 0 | 0 | 0 | 0
2001-08-01 | 2001 | 8 | 1 | 0 | 0 | 0 | 0 | 0 | 0 | 0 | 0 | 0 | 0 | 0 | 0 | 0 | 0 | 0 | 0 | 0 | 0 | 0 | 0 | 0 | 0 | 0 | 0 |  | 0 | 0 | 0 | 0 |  | 0 | 0 | 0 | 0 | 0
2001-08-02 | 2001 | 8 | 2 | 0 | 0 | 0 | 0 | 0 | 0 | 0 | 0 | 0 | 0 | 0 | 0 | 0 | 0 | 0 | 0 | 0 | 0 | 0 | 0 | 0 | 0 | 0 | 0 |  | 0 | 0 | 0 | 0 |  | 0 | 0 | 0 | 0 | 0
2001-08-03 | 2001 | 8 | 3 | 0 | 0 | 0 | 0 | 0 | 0 | 0 | 0 | 0 | 0 | 0 | 0 | 0 | 0 | 0 | 0 | 0 | 0 | 0 | 0 | 0 | 0 | 0 | 0 |  | 0 | 0 | 0 | 0 |  | 0 | 0 | 0 | 0 | 0
2001-08-04 | 2001 | 8 | 4 | 0 | 0 | 0 | 0 | 0 | 0 | 0 | 0 | 0 | 0 | 0 | 0 | 0 | 0 | 0 | 0 | 0 | 0 | 0 | 0 | 0 | 0 | 0 | 0 |  | 0 | 0 | 0 | 0 |  | 0 | 0 | 0 | 0 | 0
2001-08-05 | 2001 | 8 | 5 | 0 | 0 | 0 | 0 | 0 | 0 | 0 | 0 | 0 | 0 | 0 | 0 | 0 | 0 | 0 | 0 | 0 | 0 | 0 | 0 | 0 | 0 | 0 | 0 |  | 0 | 0 | 0 | 0 |  | 0 | 0 | 0 | 0 | 0
2001-08-06 | 2001 | 8 | 6 | 0 | 0 | 0 | 0 | 0 | 0 | 0 | 0 | 0 | 0 | 0 | 0 | 0 | 0 | 0 | 0 | 0 | 0 | 0 | 0 | 0 | 0 | 0 | 0 |  | 0 | 0 | 0 | 0 |  | 0 | 0 | 0 | 0 | 0
2001-08-07 | 2001 | 8 | 7 | 0 | 0 | 0 | 0 | 0 | 0 | 0 | 0 | 0 | 0 | 0 | 0 | 0 | 0 | 0 | 0 | 0 | 0 | 0 | 0 | 0 | 0 | 0 | 0 |  | 0 | 0 | 0 | 0 |  | 0 | 0 | 0 | 0 | 0
2001-08-08 | 2001 | 8 | 8 | 0 | 0.9 | 0 | 3 | 3.7 | 0.7 | 1.9 | 1.2 | 0 | 0 | 0.2 | 0 | 0 | 0 | 0 | 0 | 0 | 0 | 0 | 0 | 0 | 0 | 0 | 0 |  | 11.6 | 11.6 | 11.6 | 1.7764e-15 |  | 0 | 0 | 0 | 11.6 | 0
2001-08-09 | 2001 | 8 | 9 | 0 | 0 | 0 | 0 | 0 | 0 | 0 | 0 | 0 | 0 | 0 | 0 | 0 | 0 | 0 | 0 | 0 | 0 | 0 | 0 | 0 | 0 | 0 | 0 |  | 0 | 0 | 0 | 0 |  | 0 | 0 | 0 | 0 | 0
2001-08-10 | 2001 | 8 | 10 | 0 | 0 | 0 | 0 | 0 | 0 | 0 | 0 | 0 | 0 | 0 | 0 | 0 | 0 | 0 | 0 | 0 | 0 | 0 | 0 | 0 | 0 | 0 | 0 |  | 0 | 0 | 0 | 0 |  | 0 | 0 | 0 | 0 | 0
2001-08-11 | 2001 | 8 | 11 | 0 | 0 | 0 | 0 | 0 | 0 | 0 | 0 | 0 | 0 | 0 | 0 | 0 | 0 | 0 | 0 | 0 | 0 | 0 | 0 | 0 | 0 | 0 | 0 |  | 0 | 0 | 0 | 0 |  | 0 | 0 | 0 | 0 | 0
2001-08-12 | 2001 | 8 | 12 | 0 | 0 | 0 | 0 | 0 | 0 | 0 | 0 | 0 | 0 | 0 | 0 | 0 | 0 | 0 | 0 | 0 | 0 | 0 | 0 | 0 | 0 | 0 | 0 |  | 0 | 0 | 0 | 0 |  | 0 | 0 | 0 | 0 | 0
2001-08-13 | 2001 | 8 | 13 | 0 | 0 | 0 | 0 | 0 | 0 | 0 | 0 | 0 | 0 | 0 | 0 | 0 | 0 | 0 | 0 | 0 | 0 | 0 | 0 | 0 | 0 | 0 | 0 |  | 0 | 0 | 0 | 0 |  | 0 | 0 | 0 | 0 | 0
2001-08-14 | 2001 | 8 | 14 | 0 | 0 | 0 | 0 | 0 | 0 | 0 | 0 | 0 | 0 | 0 | 0 | 0 | 0 | 0 | 0 | 0 | 0 | 0 | 0 | 0 | 0 | 2.2 | 0.2 |  | 2.4 | 2.4 | 2.4 | 4.4409e-16 |  | 0 | 0 | 0 | 2.4 | 0
2001-08-15 | 2001 | 8 | 15 | 0 | 0 | 0 | 0 | 0 | 0 | 0 | 0 | 0 | 0 | 0 | 0 | 0 | 0 | 0 | 0 | 0 | 0 | 0 | 0 | 0 | 0 | 0 | 0 |  | 0 | 0 | 0 | 0 |  | 0 | 0 | 0 | 0 | 0
2001-08-16 | 2001 | 8 | 16 | 0 | 0 | 0 | 0 | 0 | 0 | 0 | 0 | 0 | 0 | 0 | 0 | 0 | 0 | 0 | 0 | 0 | 0 | 0 | 0 | 0 | 0 | 0 | 0 |  | 0 | 0 | 0 | 0 |  | 0 | 0 | 0 | 0 | 0
2001-08-17 | 2001 | 8 | 17 | 0 | 0 | 0 | 0 | 0 | 0 | 0 | 0 | 0 | 0 | 0 | 0 | 0 | 0 | 0 | 0 | 0 | 0 | 0 | 0 | 0 | 0 | 0 | 0 |  | 0 | 0 | 0 | 0 |  | 0 | 0 | 0 | 0 | 0
2001-08-18 | 2001 | 8 | 18 | 0 | 0 | 0 | 0 | 0 | 0 | 0 | 0 | 0 | 0 | 0 | 0 | 0 | 0 | 0 | 0 | 0 | 0 | 0 | 0 | 0 | 0 | 0 | 0 |  | 0 | 0 | 0 | 0 |  | 0 | 0 | 0 | 0 | 0
2001-08-19 | 2001 | 8 | 19 | 0 | 0 | 0.1 | 0 | 0 | 0 | 0 | 0 | 0 | 0 | 0 | 0 | 0 | 0 | 0 | 0.1 | 0 | 0 | 0 | 0 | 0 | 0 | 0 | 0 |  | 0.2 | 0.2 | 0.2 | 0 |  | 0 | 0 | 0 | 0.2 | 0
2001-08-20 | 2001 | 8 | 20 | 0 | 0 | 0 | 0 | 0 | 0 | 0 | 0 | 0 | 0 | 0 | 0 | 0 | 0 | 0 | 0 | 0 | 0 | 0 | 0 | 0 | 0 | 0 | 0 |  | 0 | 0 | 0 | 0 |  | 0 | 0 | 0 | 0 | 0
2001-08-21 | 2001 | 8 | 21 | 0 | 0 | 0 | 0 | 0 | 0 | 0 | 0 | 0 | 0 | 0 | 0 | 0 | 0 | 0 | 0 | 0 | 0 | 0 | 0 | 0 | 0 | 0 | 0 |  | 0 | 0 | 0 | 0 |  | 0 | 0 | 0 | 0 | 0
2001-08-22 | 2001 | 8 | 22 | 0 | 0 | 0 | 0 | 0 | 0 | 0 | 0 | 0 | 0 | 0 | 0 | 0 | 0 | 0 | 0 | 0 | 0 | 0 | 0 | 0 | 0 | 0 | 0 |  | 0 | 0 | 0 | 0 |  | 0 | 0 | 0 | 0 | 0
2001-08-23 | 2001 | 8 | 23 | 0 | 0 | 0 | 0 | 0 | 0 | 0 | 0 | 0 | 0 | 0 | 0 | 0 | 0 | 0 | 0 | 0 | 0 | 0 | 0 | 0 | 0 | 0 | 0 |  | 0 | 0 | 0 | 0 |  | 0 | 0 | 0 | 0 | 0
2001-08-24 | 2001 | 8 | 24 | 0 | 0 | 0 | 0 | 0 | 0 | 0 | 0 | 0 | 0 | 0 | 0 | 0 | 0 | 0 | 0 | 0 | 0 | 0 | 0 | 0 | 0 | 0 | 0 |  | 0 | 0 | 0 | 0 |  | 0 | 0 | 0 | 0 | 0
2001-08-25 | 2001 | 8 | 25 | 0 | 0 | 0 | 0 | 0 | 0 | 0 | 0 | 0 | 0 | 0 | 0 | 0 | 0 | 0 | 0 | 0 | 0 | 0 | 0 | 0 | 0 | 0 | 0 |  | 0 | 0 | 0 | 0 |  | 0 | 0 | 0 | 0 | 0
2001-08-26 | 2001 | 8 | 26 | 0 | 0 | 0 | 0 | 0 | 0 | 0 | 0 | 0 | 0 | 0 | 0 | 0 | 0 | 0 | 0 | 0 | 0 | 0 | 0 | 0 | 0 | 0 | 0 |  | 0 | 0 | 0 | 0 |  | 0 | 0 | 0 | 0 | 0
2001-08-27 | 2001 | 8 | 27 | 0 | 0 | 0 | 0 | 0 | 0 | 0 | 0 | 0 | 0 | 0 | 0 | 0 | 0 | 0 | 0 | 0 | 0 | 0 | 0 | 0 | 0 | 0 | 0 |  | 0 | 0 | 0 | 0 |  | 0 | 0 | 0 | 0 | 0
2001-08-28 | 2001 | 8 | 28 | 0 | 0 | 0 | 0 | 0 | 0 | 0 | 0 | 0 | 0 | 0 | 0 | 0 | 0 | 0 | 0 | 0 | 0 | 0 | 0 | 0 | 0 | 0 | 0 |  | 0 | 0 | 0 | 0 |  | 0 | 0 | 0 | 0 | 0
2001-08-29 | 2001 | 8 | 29 | 0 | 0 | 0 | 0 | 0 | 0 | 0 | 0 | 0 | 0 | 0 | 0 | 0 | 0 | 0 | 0 | 0 | 0 | 0 | 0 | 0 | 0 | 0 | 0 |  | 0 | 0 | 0 | 0 |  | 0 | 0 | 0 | 0 | 0
2001-08-30 | 2001 | 8 | 30 | 0 | 0 | 0 | 0 | 0 | 0 | 0 | 0 | 0 | 0 | 0 | 0 | 0 | 0 | 0 | 0 | 0 | 0 | 0 | 0 | 0 | 0 | 0 | 0 |  | 0 | 0 | 0 | 0 |  | 0 | 0 | 0 | 0 | 0
2001-08-31 | 2001 | 8 | 31 | 0 | 0 | 0 | 0 | 0 | 0 | 0 | 0 | 0 | 0 | 0 | 0 | 0 | 0 | 0 | 0 | 0 | 0 | 0 | 0 | 0 | 0 | 0 | 0 |  | 0 | 0 | 0 | 0 |  | 0 | 0 | 0 | 0 | 0
2001-09-01 | 2001 | 9 | 1 | 0 | 0 | 0 | 0 | 0 | 0 | 0 | 0 | 0 | 0 | 0 | 0 | 0 | 0 | 0 | 0 | 0 | 0 | 0 | 0 | 0 | 0 | 0 | 0 |  | 0 | 0 | 0 | 0 |  | 0 | 0 | 0 | 0 | 0
2001-09-02 | 2001 | 9 | 2 | 0 | 0 | 0 | 0 | 0 | 0 | 0 | 0 | 0 | 0 | 0 | 0 | 0 | 0 | 0 | 0 | 0 | 0 | 0 | 0 | 0 | 0 | 0 | 0 |  | 0 | 0 | 0 | 0 |  | 0 | 0 | 0 | 0 | 0
2001-09-03 | 2001 | 9 | 3 | 0 | 0 | 0 | 0 | 0 | 0 | 0 | 0 | 0 | 0 | 0 | 0 | 0 | 0 | 0 | 0 | 0 | 0 | 0 | 0 | 0 | 0 | 0 | 0 |  | 0 | 0 | 0 | 0 |  | 0 | 0 | 0 | 0 | 0
2001-09-04 | 2001 | 9 | 4 | 0 | 0 | 0 | 0 | 0 | 0 | 0 | 0 | 0 | 0 | 0 | 0 | 0 | 0 | 0 | 0 | 0 | 0 | 0 | 0 | 0 | 0 | 0 | 0 |  | 0 | 0 | 0 | 0 |  | 0 | 0 | 0 | 0 | 0
2001-09-05 | 2001 | 9 | 5 | 0 | 0 | 0 | 0 | 0 | 0.2 | 0 | 0 | 0.2 | 0.7 | 0.2 | 0 | 0 | 0 | 0 | 0 | 0 | 0 | 0 | 0 | 0 | 0 | 0 | 0 |  | 1.3 | 1.3 | 1.3 | 0 |  | 0 | 0 | 0 | 0 | 1.3
2001-09-06 | 2001 | 9 | 6 | 0 | 0 | 0 | 0 | 0 | 0 | 0 | 0 | 0 | 0 | 0 | 0 | 0 | 0 | 0 | 0 | 0 | 0 | 0 | 0 | 0 | 0 | 0 | 0 |  | 0 | 0 | 0 | 0 |  | 0 | 0 | 0 | 0 | 0
2001-09-07 | 2001 | 9 | 7 | 0.3 | 0.5 | 0 | 0 | 0 | 0 | 0 | 0 | 0 | 0 | 0 | 0 | 0 | 0 | 0 | 0 | 0 | 0 | 0 | 0 | 0 | 0 | 0 | 0 |  | 0.8 | 0.8 | 0.8 | 0 |  | 0 | 0 | 0 | 0 | 0.8
2001-09-08 | 2001 | 9 | 8 | 0 | 0 | 0 | 0 | 0 | 0 | 0 | 0 | 0 | 0 | 0 | 0 | 0 | 0 | 0 | 0 | 0 | 0 | 0 | 0 | 0 | 0 | 0 | 0 |  | 0 | 0 | 0 | 0 |  | 0 | 0 | 0 | 0 | 0
2001-09-09 | 2001 | 9 | 9 | 0 | 0 | 0 | 0 | 0 | 0 | 0 | 0 | 0 | 0 | 0 | 0 | 0 | 0 | 0 | 0 | 0 | 0 | 0 | 0 | 0 | 0 | 0 | 0 |  | 0 | 0 | 0 | 0 |  | 0 | 0 | 0 | 0 | 0
2001-09-10 | 2001 | 9 | 10 | 0 | 0 | 0 | 0 | 0 | 0 | 0 | 0 | 0 | 0 | 0 | 0 | 0 | 0 | 0 | 0 | 0 | 0 | 0 | 0 | 0 | 0 | 0 | 0 |  | 0 | 0 | 0 | 0 |  | 0 | 0 | 0 | 0 | 0
2001-09-11 | 2001 | 9 | 11 | 0 | 0 | 0 | 0 | 0 | 0 | 0 | 0 | 0 | 0 | 0 | 0 | 0 | 0 | 0 | 0 | 0 | 0 | 0 | 0 | 0 | 0 | 0 | 0 |  | 0 | 0 | 0 | 0 |  | 0 | 0 | 0 | 0 | 0
2001-09-12 | 2001 | 9 | 12 | 0 | 0 | 0 | 0 | 0 | 0 | 0 | 0 | 0 | 0 | 0 | 0 | 0 | 0 | 0 | 0 | 0 | 0 | 0 | 0 | 0 | 0 | 0 | 0 |  | 0 | 0 | 0 | 0 |  | 0 | 0 | 0 | 0 | 0
2001-09-13 | 2001 | 9 | 13 | 0 | 0 | 0 | 0 | 0 | 0 | 0 | 0 | 0 | 0 | 0 | 0 | 0 | 0 | 0 | 0 | 0 | 0 | 0 | 0 | 0 | 0 | 0 | 0 |  | 0 | 0 | 0 | 0 |  | 0 | 0 | 0 | 0 | 0
2001-09-14 | 2001 | 9 | 14 | 0 | 0 | 0 | 0 | 0 | 0 | 0 | 0 | 0 | 0 | 0 | 0 | 0 | 0 | 0 | 0 | 0 | 0 | 0 | 0 | 0 | 0 | 0 | 0 |  | 0 | 0 | 0 | 0 |  | 0 | 0 | 0 | 0 | 0
2001-09-15 | 2001 | 9 | 15 | 0 | 0 | 0 | 0 | 0 | 0 | 0 | 0 | 0 | 0 | 0 | 0 | 0 | 0 | 0 | 0 | 0 | 0 | 0 | 0 | 0 | 0 | 0 | 0 |  | 0 | 0 | 0 | 0 |  | 0 | 0 | 0 | 0 | 0
2001-09-16 | 2001 | 9 | 16 | 0 | 0 | 0 | 0 | 0 | 0 | 0 | 0 | 0 | 0 | 0 | 0 | 0 | 0 | 0 | 0 | 0 | 0 | 0 | 0 | 0 | 0 | 0 | 0 |  | 0 | 0 | 0 | 0 |  | 0 | 0 | 0 | 0 | 0
2001-09-17 | 2001 | 9 | 17 | 0 | 0 | 0 | 0 | 0 | 0 | 0 | 0 | 0 | 0 | 0 | 0 | 0 | 0 | 0 | 0 | 0 | 0 | 0 | 0 | 0 | 0 | 0 | 0 |  | 0 | 0 | 0 | 0 |  | 0 | 0 | 0 | 0 | 0
2001-09-18 | 2001 | 9 | 18 | 0 | 0 | 0 | 0 | 0 | 0 | 0 | 0 | 0 | 0 | 0 | 0 | 0 | 0 | 0 | 0 | 0 | 0 | 0 | 0 | 0 | 0 | 0 | 0 |  | 0 | 0 | 0 | 0 |  | 0 | 0 | 0 | 0 | 0
2001-09-19 | 2001 | 9 | 19 | 0 | 0 | 0 | 2.4 | 1.4 | 0 | 0 | 0.2 | 1.7 | 1 | 1.4 | 1.2 | 0.2 | 0 | 0 | 0 | 0 | 0 | 0 | 0 | 0 | 0 | 0 | 0 |  | 9.5 | 9.5 | 9.5 | 1.7764e-15 |  | 0 | 0 | 0 | 0 | 9.5
2001-09-20 | 2001 | 9 | 20 | 0 | 0 | 0 | 0 | 0 | 0 | 0 | 0 | 0 | 0 | 0 | 0 | 0 | 0 | 0 | 0 | 0 | 0 | 0 | 0 | 0 | 0 | 0 | 0 |  | 0 | 0 | 0 | 0 |  | 0 | 0 | 0 | 0 | 0
2001-09-21 | 2001 | 9 | 21 | 0 | 0 | 0 | 0 | 0 | 0 | 0 | 0 | 0 | 0 | 0 | 0 | 0 | 0 | 0 | 0 | 0 | 0 | 0 | 0 | 0 | 0 | 0 | 0 |  | 0 | 0 | 0 | 0 |  | 0 | 0 | 0 | 0 | 0
2001-09-22 | 2001 | 9 | 22 | 0 | 0 | 0 | 0 | 0 | 0 | 0 | 0 | 0 | 0 | 0 | 0 | 0 | 0 | 0 | 0 | 0 | 0 | 0 | 0 | 0 | 0 | 0 | 0 |  | 0 | 0 | 0 | 0 |  | 0 | 0 | 0 | 0 | 0
2001-09-23 | 2001 | 9 | 23 | 0 | 0 | 0 | 0 | 0 | 0 | 0 | 0 | 0 | 0 | 0 | 0 | 0 | 0 | 0 | 0 | 0 | 0 | 0 | 0 | 0 | 0 | 0 | 0 |  | 0 | 0 | 0 | 0 |  | 0 | 0 | 0 | 0 | 0
2001-09-24 | 2001 | 9 | 24 | 0 | 0 | 0 | 0 | 0 | 0 | 0 | 0 | 0 | 0 | 0 | 0 | 0 | 0 | 0 | 0 | 0 | 0 | 0 | 0 | 0 | 0 | 0 | 0 |  | 0 | 0 | 0 | 0 |  | 0 | 0 | 0 | 0 | 0
2001-09-25 | 2001 | 9 | 25 | 0 | 0 | 0 | 0 | 0 | 0 | 0 | 0 | 0 | 0 | 0 | 0 | 0 | 0 | 0 | 0 | 0 | 0 | 0 | 0 | 0 | 0 | 0 | 0 |  | 0 | 0 | 0 | 0 |  | 0 | 0 | 0 | 0 | 0
2001-09-26 | 2001 | 9 | 26 | 0 | 0 | 0 | 0 | 0 | 0 | 0 | 0 | 0 | 0 | 0 | 0 | 0 | 0 | 0 | 0 | 0 | 0 | 0 | 0 | 0 | 0 | 0 | 0 |  | 0 | 0 | 0 | 0 |  | 0 | 0 | 0 | 0 | 0
2001-09-27 | 2001 | 9 | 27 | 0 | 0 | 0 | 0 | 0 | 0 | 0 | 0 | 0 | 0 | 0 | 0 | 0 | 0 | 0 | 0 | 0 | 0 | 0 | 0 | 0 | 0 | 0 | 0 |  | 0 | 0 | 0 | 0 |  | 0 | 0 | 0 | 0 | 0
2001-09-28 | 2001 | 9 | 28 | 0.2 | 0.5 | 0.5 | 0 | 0 | 0 | 0 | 0 | 0 | 0 | 0 | 0 | 0 | 0 | 0 | 0 | 0 | 0 | 0 | 0 | 0 | 0 | 0 | 0 |  | 1.2 | 1.2 | 1.2 | 0 |  | 0 | 0 | 0 | 0 | 1.2
2001-09-29 | 2001 | 9 | 29 | 0 | 0 | 0 | 0 | 0 | 0 | 0 | 0 | 0 | 0 | 0 | 0 | 0 | 0 | 0 | 0 | 0 | 0 | 0 | 0 | 0 | 0 | 0 | 0 |  | 0 | 0 | 0 | 0 |  | 0 | 0 | 0 | 0 | 0
2001-09-30 | 2001 | 9 | 30 | 0 | 0 | 0 | 0 | 0 | 0 | 0 | 0 | 0 | 0 | 0 | 0 | 0 | 0 | 0 | 0 | 0 | 0 | 0 | 0 | 0 | 0 | 0 | 0 |  | 0 | 0 | 0 | 0 |  | 0 | 0 | 0 | 0 | 0
2001-10-01 | 2001 | 10 | 1 | 0 | 0 | 0 | 0 | 0 | 0 | 0 | 0 | 0 | 0 | 0 | 0 | 0 | 0 | 0 | 0 | 0 | 0 | 0 | 0 | 0.4 | 0 | 0 | 0 |  | 0.4 | 0.4 | 0.4 | 0 |  | 0 | 0 | 0 | 0 | 0
2001-10-02 | 2001 | 10 | 2 | 0 | 0 | 0 | 0 | 0 | 0 | 0 | 0 | 0 | 0 | 0 | 0 | 0 | 0 | 0 | 0 | 0 | 0 | 0 | 0 | 0 | 0 | 0 | 0 |  | 0 | 0 | 0 | 0 |  | 0 | 0 | 0 | 0 | 0
2001-10-03 | 2001 | 10 | 3 | 0 | 0 | 0 | 0 | 0 | 0 | 0 | 0 | 0 | 0 | 0 | 0 | 0 | 0 | 0 | 0 | 0 | 0 | 0 | 0 | 0 | 0 | 0 | 0 |  | 0 | 0 | 0 | 0 |  | 0 | 0 | 0 | 0 | 0
2001-10-04 | 2001 | 10 | 4 | 0 | 0 | 0.8 | 0 | 0 | 0 | 0 | 0 | 0 | 0 | 0 | 0 | 0 | 0 | 0 | 0 | 0 | 0 | 0 | 0 | 0 | 0 | 0 | 0 |  | 0.8 | 0.8 | 0.8 | 0 |  | 0 | 0 | 0 | 0 | 0
2001-10-05 | 2001 | 10 | 5 | 0 | 0 | 0 | 0 | 0 | 0 | 0 | 0 | 0 | 0 | 0 | 0 | 0 | 0 | 0 | 0 | 0 | 0 | 0 | 0 | 0 | 0 | 0 | 0 |  | 0 | 0 | 0 | 0 |  | 0 | 0 | 0 | 0 | 0
2001-10-06 | 2001 | 10 | 6 | 0 | 0 | 0 | 0 | 0 | 0 | 0 | 0 | 0 | 0 | 0 | 0 | 0 | 0 | 0 | 0 | 0 | 0 | 0 | 0 | 0 | 0 | 0 | 0 |  | 0 | 0 | 0 | 0 |  | 0 | 0 | 0 | 0 | 0
2001-10-07 | 2001 | 10 | 7 | 0 | 0.3 | 0.7 | 0 | 0 | 0 | 0 | 0 | 0 | 0 | 0 | 0 | 0 | 0 | 0 | 0 | 0 | 0 | 0 | 0 | 0 | 0 | 0 | 0 |  | 1 | 1 | 1 | 0 |  | 0 | 0 | 0 | 0 | 0
2001-10-08 | 2001 | 10 | 8 | 0 | 0 | 0 | 0 | 0 | 0 | 0 | 0 | 0 | 0 | 0 | 0 | 0 | 0 | 0 | 0 | 0 | 0 | 0 | 0 | 0 | 0 | 0 | 0 |  | 0 | 0 | 0 | 0 |  | 0 | 0 | 0 | 0 | 0
2001-10-09 | 2001 | 10 | 9 | 0 | 0 | 0 | 0 | 0 | 0 | 0 | 0 | 0 | 0 | 0 | 0 | 0 | 0 | 0 | 0 | 0 | 0 | 0 | 0 | 0 | 0 | 0 | 0 |  | 0 | 0 | 0 | 0 |  | 0 | 0 | 0 | 0 | 0
2001-10-10 | 2001 | 10 | 10 | 0 | 0 | 0 | 0 | 0 | 0 | 0 | 0 | 0 | 0 | 0 | 0 | 0 | 0 | 0 | 0 | 0 | 0 | 0 | 0 | 0 | 0 | 0 | 0 |  | 0 | 0 | 0 | 0 |  | 0 | 0 | 0 | 0 | 0
2001-10-11 | 2001 | 10 | 11 | 0 | 0 | 0 | 0 | 0 | 0 | 0 | 0 | 0 | 0 | 0 | 0 | 0 | 0 | 0 | 0 | 0 | 0 | 0 | 0 | 0 | 0 | 0 | 0 |  | 0 | 0 | 0 | 0 |  | 0 | 0 | 0 | 0 | 0
2001-10-12 | 2001 | 10 | 12 | 0 | 0 | 0 | 0 | 0 | 0 | 0 | 0 | 0 | 0 | 0 | 0 | 0 | 0 | 0 | 0 | 0 | 0 | 0 | 0 | 0 | 0 | 0 | 0 |  | 0 | 0 | 0 | 0 |  | 0 | 0 | 0 | 0 | 0
2001-10-13 | 2001 | 10 | 13 | 0 | 0 | 0 | 0 | 0 | 0 | 0 | 0 | 0 | 0 | 0 | 0 | 0 | 0 | 0 | 0 | 0 | 0 | 0 | 0 | 0 | 0 | 0 | 0 |  | 0 | 0 | 0 | 0 |  | 0 | 0 | 0 | 0 | 0
2001-10-14 | 2001 | 10 | 14 | 0 | 0 | 0 | 0 | 0 | 0 | 0 | 0 | 0 | 0 | 0 | 0 | 0 | 0 | 0 | 0 | 0 | 0 | 0 | 0 | 0 | 0 | 0 | 0 |  | 0 | 0 | 0 | 0 |  | 0 | 0 | 0 | 0 | 0
2001-10-15 | 2001 | 10 | 15 | 0 | 0 | 0 | 0 | 0 | 0 | 0 | 0 | 0 | 0 | 0 | 0 | 0 | 0 | 0 | 0 | 0 | 0 | 0 | 0 | 0 | 0 | 0 | 0 |  | 0 | 0 | 0 | 0 |  | 0 | 0 | 0 | 0 | 0
2001-10-16 | 2001 | 10 | 16 | 0 | 0 | 0 | 0 | 0 | 0 | 0 | 0 | 0 | 0 | 0 | 0 | 0 | 0 | 0 | 0 | 0 | 0 | 0 | 0 | 0 | 0 | 0 | 0 |  | 0 | 0 | 0 | 0 |  | 0 | 0 | 0 | 0 | 0
2001-10-17 | 2001 | 10 | 17 | 0 | 0.3 | 0.3 | 0.4 | 0.3 | 0.3 | 0 | 0 | 0 | 0 | 0 | 0 | 0 | 0 | 0 | 0 | 0 | 0 | 0 | 0 | 0 | 0 | 0 | 0 |  | 1.6 | 1.6 | 1.6 | 0 |  | 0 | 0 | 0 | 0 | 0
2001-10-18 | 2001 | 10 | 18 | 0 | 0 | 0 | 0 | 0 | 0 | 0 | 0 | 0 | 0 | 0 | 0 | 0 | 0 | 0 | 0 | 0 | 0 | 0 | 0 | 0 | 0 | 0 | 0 |  | 0 | 0 | 0 | 0 |  | 0 | 0 | 0 | 0 | 0
2001-10-19 | 2001 | 10 | 19 | 0 | 0 | 0 | 0 | 0 | 0 | 0 | 0 | 0 | 0 | 0 | 0 | 0 | 0 | 0 | 0 | 0 | 0 | 0 | 0 | 0 | 0 | 0 | 0 |  | 0 | 0 | 0 | 0 |  | 0 | 0 | 0 | 0 | 0
2001-10-20 | 2001 | 10 | 20 | 0 | 0 | 0 | 0 | 0 | 0 | 0 | 0 | 0 | 0 | 0 | 0 | 0 | 0 | 0 | 0 | 0 | 0 | 0 | 0 | 0 | 0 | 0 | 0 |  | 0 | 0 | 0 | 0 |  | 0 | 0 | 0 | 0 | 0
2001-10-21 | 2001 | 10 | 21 | 0 | 0 | 0 | 0 | 0 | 0 | 0 | 0 | 0 | 0 | 0 | 0 | 0 | 0 | 0 | 0 | 0 | 0 | 0 | 0 | 0 | 0 | 0 | 0 |  | 0 | 0 | 0 | 0 |  | 0 | 0 | 0 | 0 | 0
2001-10-22 | 2001 | 10 | 22 | 0 | 0 | 0 | 0 | 0 | 0 | 0 | 0 | 0 | 0 | 0 | 0 | 0 | 0 | 0 | 0 | 0 | 0 | 0 | 0 | 0 | 0 | 0 | 0 |  | 0 | 0 | 0 | 0 |  | 0 | 0 | 0 | 0 | 0
2001-10-23 | 2001 | 10 | 23 | 0 | 0 | 0 | 0 | 0 | 0 | 0 | 0 | 0.1 | 0 | 0.2 | 0.1 | 0.1 | 0.1 | 0.2 | 0.1 | 0.1 | 0.2 | 0.1 | 0.4 | 0.1 | 0.1 | 0.2 | 0.1 |  | 2.2 | 2.2 | 2.2 | 4.4409e-16 |  | 0 | 0 | 0 | 0 | 0
2001-10-24 | 2001 | 10 | 24 | 0.3 | 0.3 | 0.9 | 0.3 | 0.3 | 0.6 | 0.9 | 0.3 | 0.3 | 0.3 | 0.3 | 0.3 | 0 | 0 | 0 | 0 | 0 | 0 | 0 | 0 | 0 | 0 | 0 | 0 |  | 5.1 | 5.1 | 5.1 | 0 |  | 0 | 0 | 0 | 0 | 0
2001-10-25 | 2001 | 10 | 25 | 0 | 0 | 0 | 0 | 0 | 0 | 0 | 0 | 0 | 0 | 0 | 0 | 0 | 0 | 0 | 0 | 0 | 0 | 0 | 0 | 0 | 0 | 0 | 0 |  | 0 | 0 | 0 | 0 |  | 0 | 0 | 0 | 0 | 0
2001-10-26 | 2001 | 10 | 26 | 0 | 0 | 0 | 0 | 0 | 0 | 0 | 0 | 0 | 0 | 0 | 0 | 0 | 0 | 0 | 0 | 0 | 0 | 0 | 0 | 0 | 0 | 0 | 0 |  | 0 | 0 | 0 | 0 |  | 0 | 0 | 0 | 0 | 0
2001-10-27 | 2001 | 10 | 27 | 0 | 0 | 0 | 0 | 0 | 0 | 0 | 0 | 0 | 0 | 0 | 0 | 0 | 0 | 0 | 0 | 0 | 0 | 0.6 | 1.8 | 0.6 | 0.6 | 0.6 | 0.6 |  | 4.8 | 4.8 | 4.8 | 0 |  | 0 | 0 | 0 | 0 | 0
2001-10-28 | 2001 | 10 | 28 | 0 | 0 | 0 | 0 | 0 | 0 | 0 | 0 | 0 | 0 | 0 | 0 | 0 | 0 | 0 | 0 | 0 | 0 | 0 | 0 | 0 | 0 | 0 | 0 |  | 0 | 0 | 0 | 0 |  | 0 | 0 | 0 | 0 | 0
2001-10-29 | 2001 | 10 | 29 | 0 | 0 | 0 | 0 | 0 | 0 | 0 | 0 | 0 | 0 | 0 | 0 | 0 | 0 | 0 | 0 | 0 | 0 | 0 | 0 | 0 | 0 | 0 | 0 |  | 0 | 0 | 0 | 0 |  | 0 | 0 | 0 | 0 | 0
2001-10-30 | 2001 | 10 | 30 | 0 | 0 | 0 | 0 | 0 | 0 | 0 | 0 | 0 | 0 | 0 | 0 | 0 | 0 | 0 | 0 | 0 | 0 | 0 | 0 | 0 | 0 | 0 | 0 |  | 0 | 0 | 0 | 0 |  | 0 | 0 | 0 | 0 | 0
2001-10-31 | 2001 | 10 | 31 | 0 | 0 | 0 | 0 | 0 | 0 | 0 | 0 | 0 | 0 | 0 | 0 | 0 | 2 | 0 | 0 | 0 | 0 | 0 | 0 | 0 | 0 | 0 | 0 |  | 2 | 2 | 2 | 0 |  | 0 | 0 | 0 | 0 | 0
2001-11-01 | 2001 | 11 | 1 | 0 | 0 | 0 | 0 | 0 | 0 | 0 | 0 | 0 | 0 | 0 | 0 | 0 | 0 | 0 | 0 | 0 | 0 | 0 | 0 | 0 | 0 | 0 | 0 |  | 0 | 0 | 0 | 0 |  | 0 | 0 | 0 | 0 | 0
2001-11-02 | 2001 | 11 | 2 | 0 | 0 | 0 | 0 | 0 | 0 | 0 | 0 | 0 | 0 | 0 | 0 | 0 | 0 | 0 | 0 | 0 | 0 | 0 | 0 | 0 | 0 | 0 | 0 |  | 0 | 0 | 0 | 0 |  | 0 | 0 | 0 | 0 | 0
2001-11-03 | 2001 | 11 | 3 | 0 | 0 | 0 | 0 | 0 | 0 | 0 | 0 | 0 | 0 | 0 | 0 | 0 | 0 | 0 | 0 | 0 | 0 | 0 | 0 | 0 | 0 | 0 | 0 |  | 0 | 0 | 0 | 0 |  | 0 | 0 | 0 | 0 | 0
2001-11-04 | 2001 | 11 | 4 | 0 | 0 | 0 | 0 | 0 | 0 | 0 | 0 | 0 | 0 | 0 | 0 | 0 | 0 | 0 | 0 | 0 | 0 | 0 | 0 | 0 | 0 | 0 | 0 |  | 0 | 0 | 0 | 0 |  | 0 | 0 | 0 | 0 | 0
2001-11-05 | 2001 | 11 | 5 | 0 | 0 | 0 | 0 | 0 | 0 | 0 | 0 | 0.1 | 0 | 0 | 0.1 | 0 | 0.1 | 0.2 | 0 | 0.1 | 0 | 0 | 0 | 0 | 0 | 0 | 0 |  | 0.6 | 0.6 | 0.6 | 0 |  | 0 | 0 | 0 | 0 | 0
2001-11-06 | 2001 | 11 | 6 | 0 | 0 | 0 | 0 | 0 | 0 | 0 | 0 | 0 | 0 | 0 | 0 | 0 | 0 | 0 | 0 | 0 | 0 | 0 | 0 | 0 | 0 | 0 | 0 |  | 0 | 0 | 0 | 0 |  | 0 | 0 | 0 | 0 | 0
2001-11-07 | 2001 | 11 | 7 | 0 | 0 | 0 | 0 | 0 | 0 | 0 | 0 | 0 | 0 | 0 | 0 | 0 | 0 | 0 | 0 | 0 | 0 | 0 | 0 | 0 | 0 | 0 | 0 |  | 0 | 0 | 0 | 0 |  | 0 | 0 | 0 | 0 | 0
2001-11-08 | 2001 | 11 | 8 | 0 | 0 | 0 | 0 | 0 | 0 | 0 | 0 | 0 | 0 | 0 | 0 | 0 | 0 | 0 | 0 | 0 | 0 | 0 | 0 | 0 | 0 | 0 | 0 |  | 0 | 0 | 0 | 0 |  | 0 | 0 | 0 | 0 | 0
2001-11-09 | 2001 | 11 | 9 | 0 | 0 | 0 | 0 | 0 | 0 | 0 | 0 | 0 | 0 | 0 | 0 | 0 | 0 | 0 | 0 | 0 | 0 | 0 | 0 | 0 | 0 | 0 | 0 |  | 0 | 0 | 0 | 0 |  | 0 | 0 | 0 | 0 | 0
2001-11-10 | 2001 | 11 | 10 | 0 | 0 | 0 | 0 | 0 | 0 | 0 | 0 | 0 | 0 | 0 | 0 | 0 | 0 | 0 | 0 | 0 | 0 | 0 | 0 | 0 | 0 | 0 | 0 |  | 0 | 0 | 0 | 0 |  | 0 | 0 | 0 | 0 | 0
2001-11-11 | 2001 | 11 | 11 | 0 | 0 | 0 | 0 | 0 | 0 | 0 | 0 | 0 | 0 | 0 | 0 | 0 | 0 | 0 | 0 | 0 | 0 | 0 | 0 | 0 | 0 | 0 | 0 |  | 0 | 0 | 0 | 0 |  | 0 | 0 | 0 | 0 | 0
2001-11-12 | 2001 | 11 | 12 | 0 | 0 | 0 | 0 | 0 | 0 | 0 | 0 | 0 | 0 | 0 | 0 | 0 | 0 | 0 | 0 | 0 | 0 | 0 | 0 | 0 | 0 | 0 | 0 |  | 0 | 0 | 0 | 0 |  | 0 | 0 | 0 | 0 | 0
2001-11-13 | 2001 | 11 | 13 | 0 | 0 | 0 | 0 | 0 | 0 | 0 | 0 | 0 | 0 | 0 | 0 | 0 | 0 | 0 | 0 | 0 | 0 | 0 | 0 | 0 | 0 | 0 | 0 |  | 0 | 0 | 0 | 0 |  | 0 | 0 | 0 | 0 | 0
2001-11-14 | 2001 | 11 | 14 | 0 | 0 | 0 | 0 | 0 | 0 | 0 | 0 | 0 | 0 | 0 | 0 | 0 | 0 | 0 | 0 | 0 | 0 | 0 | 0 | 0 | 0 | 0 | 0 |  | 0 | 0 | 0 | 0 |  | 0 | 0 | 0 | 0 | 0
2001-11-15 | 2001 | 11 | 15 | 0 | 0 | 0 | 0 | 0 | 0 | 0 | 0 | 0 | 0 | 0 | 0 | 0 | 0 | 0 | 0 | 0 | 0 | 0 | 0 | 0 | 0 | 0 | 0 |  | 0 | 0 | 0 | 0 |  | 0 | 0 | 0 | 0 | 0
2001-11-16 | 2001 | 11 | 16 | 0 | 0 | 0 | 0 | 0 | 0 | 0 | 0 | 0 | 0 | 0 | 0 | 0 | 0 | 0 | 0 | 0 | 0 | 0 | 0 | 0 | 0 | 0 | 0 |  | 0 | 0 | 0 | 0 |  | 0 | 0 | 0 | 0 | 0
2001-11-17 | 2001 | 11 | 17 | 0 | 0 | 0 | 0 | 0 | 0 | 0 | 0 | 0 | 0 | 0 | 0 | 0 | 0 | 0 | 0 | 0 | 0 | 0 | 0 | 0 | 0 | 0 | 0 |  | 0 | 0 | 0 | 0 |  | 0 | 0 | 0 | 0 | 0
2001-11-18 | 2001 | 11 | 18 | 0 | 0 | 0 | 0 | 0 | 0 | 0 | 0 | 0 | 0 | 0 | 0 | 0 | 0 | 0 | 0 | 0 | 0 | 0 | 0 | 0 | 0 | 0 | 0 |  | 0 | 0 | 0 | 0 |  | 0 | 0 | 0 | 0 | 0
2001-11-19 | 2001 | 11 | 19 | 0 | 0 | 0 | 0 | 0 | 0 | 0 | 0 | 0 | 0 | 0 | 0 | 0 | 0 | 0 | 0 | 0 | 0.1 | 0.2 | 0.1 | 0 | 0 | 0 | 0 |  | 0.4 | 0.4 | 0.4 | 0 |  | 0 | 0 | 0 | 0 | 0
2001-11-20 | 2001 | 11 | 20 | 0 | 0 | 0 | 0 | 0 | 0 | 0 | 0 | 0 | 0 | 0 | 0 | 0 | 0 | 0 | 0 | 0 | 0 | 0 | 0 | 0 | 0 | 0 | 0 |  | 0 | 0 | 0 | 0 |  | 0 | 0 | 0 | 0 | 0
2001-11-21 | 2001 | 11 | 21 | 0 | 0 | 0 | 0 | 0 | 0 | 0 | 0 | 0 | 0 | 0 | 0 | 0 | 0 | 0 | 0 | 0 | 0 | 0 | 0 | 0 | 0 | 0 | 0 |  | 0 | 0 | 0 | 0 |  | 0 | 0 | 0 | 0 | 0
2001-11-22 | 2001 | 11 | 22 | 0 | 0 | 0 | 0 | 0 | 0 | 0 | 0 | 0 | 0 | 0 | 0 | 0 | 0 | 0 | 0 | 0 | 0 | 0 | 0 | 0 | 0 | 0 | 0 |  | 0 | 0 | 0 | 0 |  | 0 | 0 | 0 | 0 | 0
2001-11-23 | 2001 | 11 | 23 | 0 | 0 | 0 | 0 | 0 | 0 | 0 | 0 | 0.1 | 0 | 0 | 0 | 0.1 | 0 | 0.1 | 0 | 0 | 0.1 | 0.1 | 0 | 0.1 | 0.1 | 0 | 0.1 |  | 0.8 | 0.8 | 0.8 | 1.1102e-16 |  | 0 | 0 | 0 | 0 | 0
2001-11-24 | 2001 | 11 | 24 | 0.3 | 0.3 | 0.3 | 0.3 | 0.2 | 0.3 | 0.3 | 0.3 | 0.3 | 0.3 | 0.3 | 0.3 | 0.2 | 0.3 | 0.3 | 0.3 | 0.3 | 0.3 | 0.3 | 0.2 | 0.3 | 0.3 | 0.3 | 0.3 |  | 6.9 | 6.9 | 6.9 | 2.6645e-15 |  | 0 | 0 | 0 | 0 | 0
2001-11-25 | 2001 | 11 | 25 | 0.2 | 0.2 | 0.2 | 0.2 | 0.1 | 0.2 | 0.2 | 0.2 | 0.2 | 0.2 | 0.2 | 0.2 | 0.1 | 0.2 | 0.2 | 0.2 | 0.2 | 0.2 | 0.2 | 0.1 | 0.2 | 0.2 | 0.2 | 0.2 |  | 4.5 | 4.5 | 4.5 | 1.7764e-15 |  | 0 | 0 | 0 | 0 | 0
2001-11-26 | 2001 | 11 | 26 | 0 | 0 | 0 | 0.1 | 0 | 0 | 0 | 0 | 0 | 0 | 0 | 0 | 0 | 0 | 0 | 0 | 0 | 0 | 0.1 | 0 | 0 | 0 | 0 | 0 |  | 0.2 | 0.2 | 0.2 | 0 |  | 0 | 0 | 0 | 0 | 0
2001-11-27 | 2001 | 11 | 27 | 0 | 0 | 0 | 0 | 0 | 0 | 0 | 0 | 0 | 0 | 0 | 0 | 0 | 0 | 0 | 0 | 0.1 | 0 | 0.1 | 0 | 0 | 0 | 0 | 0 |  | 0.2 | 0.2 | 0.2 | 0 |  | 0 | 0 | 0 | 0 | 0
2001-11-28 | 2001 | 11 | 28 | 0.2 | 0 | 0 | 0.1 | 0 | 0.2 | 0.1 | 0.2 | 0.1 | 0.2 | 0.1 | 0.2 | 0.2 | 0.1 | 0.2 | 0.1 | 0.2 | 0.1 | 0.2 | 0.1 | 0.2 | 0 | 0 | 0 |  | 2.8 | 2.8 | 2.8 | 8.8818e-16 |  | 0 | 0 | 0 | 0 | 0
2001-11-29 | 2001 | 11 | 29 | 0 | 0 | 0 | 0 | 0 | 0 | 0 | 0 | 0 | 0 | 0.1 | 0 | 0 | 0 | 0 | 0 | 0.1 | 0 | 0 | 0 | 0 | 0 | 0 | 0 |  | 0.2 | 0.2 | 0.2 | 0 |  | 0 | 0 | 0 | 0 | 0
2001-11-30 | 2001 | 11 | 30 | 0 | 0 | 0 | 0 | 0 | 0 | 0 | 0 | 0 | 0 | 0 | 0 | 0 | 0 | 0 | 0 | 0 | 0 | 0 | 0 | 0 | 0 | 0 | 0 |  | 0 | 0 | 0 | 0 |  | 0 | 0 | 0 | 0 | 0
2001-12-01 | 2001 | 12 | 1 | 0 | 0 | 0 | 0 | 0 | 0 | 0 | 0 | 0 | 0 | 0 | 0 | 0 | 0 | 0 | 0 | 0 | 0 | 0 | 0 | 0 | 0 | 0 | 0 |  | 0 | 0 | 0 | 0 |  | 0 | 0 | 0 | 0 | 0
2001-12-02 | 2001 | 12 | 2 | 0 | 0 | 0 | 0 | 0 | 0 | 0 | 0 | 0 | 0 | 0 | 0 | 0 | 0 | 0 | 0 | 0 | 0 | 0 | 0 | 0 | 0 | 0 | 0 |  | 0 | 0 | 0 | 0 |  | 0 | 0 | 0 | 0 | 0
2001-12-03 | 2001 | 12 | 3 | 0 | 0 | 0 | 0 | 0 | 0 | 0 | 0 | 0 | 0 | 0 | 0 | 0 | 0 | 0 | 0 | 0 | 0 | 0 | 0 | 0 | 0 | 0 | 0 |  | 0 | 0 | 0 | 0 |  | 0 | 0 | 0 | 0 | 0
2001-12-04 | 2001 | 12 | 4 | 0 | 0 | 0 | 0 | 0 | 0 | 0 | 0 | 0 | 0 | 0 | 0 | 0 | 0 | 0 | 0 | 0 | 0 | 0 | 0 | 0 | 0 | 0 | 0 |  | 0 | 0 | 0 | 0 |  | 0 | 0 | 0 | 0 | 0
2001-12-05 | 2001 | 12 | 5 | 0 | 0 | 0 | 0 | 0 | 0 | 0 | 0 | 0 | 0 | 0 | 0 | 0 | 0 | 0 | 0 | 0 | 0 | 0 | 0 | 0 | 0 | 0 | 0 |  | 0 | 0 | 0 | 0 |  | 0 | 0 | 0 | 0 | 0
2001-12-06 | 2001 | 12 | 6 | 0 | 0 | 0 | 0 | 0 | 0 | 0 | 0 | 0 | 0 | 0 | 0 | 0 | 0 | 0 | 0 | 0 | 0 | 0 | 0 | 0 | 0 | 0 | 0 |  | 0 | 0 | 0 | 0 |  | 0 | 0 | 0 | 0 | 0
2001-12-07 | 2001 | 12 | 7 | 0 | 0 | 0 | 0 | 0 | 0 | 0 | 0 | 0 | 0 | 0 | 0 | 0 | 0 | 0 | 0 | 0 | 0 | 0 | 0 | 0 | 0 | 0 | 0 |  | 0 | 0 | 0 | 0 |  | 0 | 0 | 0 | 0 | 0
2001-12-08 | 2001 | 12 | 8 | 0 | 0 | 0 | 0 | 0 | 0 | 0 | 0 | 0 | 0 | 0 | 0 | 0 | 0 | 0 | 0 | 0 | 0 | 0 | 0 | 0 | 0 | 0 | 0 |  | 0 | 0 | 0 | 0 |  | 0 | 0 | 0 | 0 | 0
2001-12-09 | 2001 | 12 | 9 | 0 | 0 | 0 | 0 | 0 | 0 | 0.4 | 0.4 | 0.4 | 0.4 | 0.4 | 0.4 | 0.4 | 0.4 | 0 | 0 | 0 | 0 | 0 | 0 | 0 | 0 | 0 | 0 |  | 3.2 | 3.2 | 3.2 | 4.4409e-16 |  | 0 | 0 | 0 | 0 | 0
2001-12-10 | 2001 | 12 | 10 | 0 | 0 | 0 | 0 | 0 | 0 | 0 | 0 | 0 | 0 | 0 | 0 | 0 | 0 | 0 | 0 | 0 | 0 | 0 | 0 | 0 | 0 | 0 | 0 |  | 0 | 0 | 0 | 0 |  | 0 | 0 | 0 | 0 | 0
2001-12-11 | 2001 | 12 | 11 | 0 | 0 | 0 | 0 | 0 | 0 | 0 | 0 | 0 | 0 | 0 | 0 | 0 | 0 | 0 | 0 | 0 | 0 | 0 | 0 | 0 | 0 | 0 | 0 |  | 0 | 0 | 0 | 0 |  | 0 | 0 | 0 | 0 | 0
2001-12-12 | 2001 | 12 | 12 | 0 | 0 | 0 | 0 | 0 | 0 | 0 | 0 | 0 | 0 | 0 | 0 | 0 | 0 | 0 | 0 | 0 | 0 | 0 | 0 | 0 | 0 | 0 | 0 |  | 0 | 0 | 0 | 0 |  | 0 | 0 | 0 | 0 | 0
2001-12-13 | 2001 | 12 | 13 | 0 | 0 | 0 | 0 | 0 | 0 | 0 | 0 | 0 | 0 | 0 | 0 | 0 | 0 | 0 | 0 | 0 | 0 | 0 | 0 | 0 | 0 | 0 | 0 |  | 0 | 0 | 0 | 0 |  | 0 | 0 | 0 | 0 | 0
2001-12-14 | 2001 | 12 | 14 | 0 | 0 | 0 | 0 | 0 | 0 | 0 | 0 | 0 | 0 | 0 | 0 | 0 | 0 | 0 | 0 | 0 | 0 | 0 | 0 | 0 | 0 | 0 | 0 |  | 0 | 0 | 0 | 0 |  | 0 | 0 | 0 | 0 | 0
2001-12-15 | 2001 | 12 | 15 | 0 | 0 | 0 | 0 | 0 | 0 | 0 | 0 | 0 | 0 | 0 | 0 | 0 | 0 | 0 | 0 | 0 | 0 | 0 | 0 | 0 | 0 | 0 | 0 |  | 0 | 0 | 0 | 0 |  | 0 | 0 | 0 | 0 | 0
2001-12-16 | 2001 | 12 | 16 | 0 | 0 | 0 | 0 | 0 | 0 | 0 | 0 | 0 | 0 | 0 | 0 | 0 | 0 | 0 | 0 | 0 | 0 | 0 | 0 | 0 | 0 | 0 | 0 |  | 0 | 0 | 0 | 0 |  | 0 | 0 | 0 | 0 | 0
2001-12-17 | 2001 | 12 | 17 | 0 | 0 | 0 | 0 | 0 | 0 | 0 | 0 | 0 | 0 | 0 | 0 | 0 | 0 | 0 | 0 | 0 | 0 | 0 | 0 | 0 | 0 | 0 | 0 |  | 0 | 0 | 0 | 0 |  | 0 | 0 | 0 | 0 | 0
2001-12-18 | 2001 | 12 | 18 | 0 | 0 | 0 | 0 | 0 | 0 | 0 | 0 | 0 | 0 | 0 | 0 | 0 | 0 | 0 | 0 | 0 | 0 | 0 | 0 | 0 | 0 | 0 | 0 |  | 0 | 0 | 0 | 0 |  | 0 | 0 | 0 | 0 | 0
2001-12-19 | 2001 | 12 | 19 | 0 | 0 | 0 | 0 | 0 | 0 | 0 | 0 | 0 | 0 | 0 | 0 | 0 | 0 | 0 | 0 | 0 | 0 | 0 | 0 | 0 | 0 | 0 | 0 |  | 0 | 0 | 0 | 0 |  | 0 | 0 | 0 | 0 | 0
2001-12-20 | 2001 | 12 | 20 | 0 | 0 | 0 | 0 | 0 | 0 | 0 | 0 | 0 | 0 | 0 | 0 | 0 | 0 | 0 | 0 | 0 | 0 | 0 | 0 | 0 | 0 | 0 | 0 |  | 0 | 0 | 0 | 0 |  | 0 | 0 | 0 | 0 | 0
2001-12-21 | 2001 | 12 | 21 | 0 | 0 | 0 | 0 | 0 | 0 | 0 | 0 | 0 | 0 | 0 | 0 | 0 | 0 | 0 | 0 | 0 | 0 | 0 | 0 | 0 | 0 | 0 | 0 |  | 0 | 0 | 0 | 0 |  | 0 | 0 | 0 | 0 | 0
2001-12-22 | 2001 | 12 | 22 | 0 | 0 | 0 | 0 | 0 | 0 | 0 | 0 | 0 | 0 | 0 | 0 | 0 | 0 | 0 | 0 | 0 | 0 | 0 | 0 | 0 | 0 | 0 | 0 |  | 0 | 0 | 0 | 0 |  | 0 | 0 | 0 | 0 | 0
2001-12-23 | 2001 | 12 | 23 | 0 | 0 | 0 | 0 | 0 | 0 | 0 | 0 | 0 | 0 | 0 | 0 | 0 | 0 | 0 | 0 | 0 | 0 | 0 | 0 | 0 | 0 | 0 | 0 |  | 0 | 0 | 0 | 0 |  | 0 | 0 | 0 | 0 | 0
2001-12-24 | 2001 | 12 | 24 | 0 | 0 | 0 | 0 | 0 | 0 | 0 | 0 | 0 | 0 | 0 | 0 | 0 | 0 | 0 | 0 | 0 | 0 | 0 | 0 | 0 | 0 | 0 | 0 |  | 0 | 0 | 0 | 0 |  | 0 | 0 | 0 | 0 | 0
2001-12-25 | 2001 | 12 | 25 | 0 | 0 | 0 | 0 | 0 | 0 | 0 | 0 | 0 | 0 | 0 | 0 | 0 | 0 | 0 | 0 | 0 | 0 | 0 | 0 | 0 | 0 | 0 | 0 |  | 0 | 0 | 0 | 0 |  | 0 | 0 | 0 | 0 | 0
2001-12-26 | 2001 | 12 | 26 | 0 | 0 | 0 | 0 | 0 | 0 | 0 | 0 | 0 | 0 | 0 | 0 | 0 | 0 | 0 | 0 | 0 | 0 | 0 | 0 | 0 | 0 | 0 | 0 |  | 0 | 0 | 0 | 0 |  | 0 | 0 | 0 | 0 | 0
2001-12-27 | 2001 | 12 | 27 | 0 | 0 | 0 | 0 | 0 | 0 | 0 | 0 | 0 | 0 | 0 | 0 | 0 | 0 | 0 | 0 | 0 | 0 | 0 | 0 | 0 | 0 | 0 | 0 |  | 0 | 0 | 0 | 0 |  | 0 | 0 | 0 | 0 | 0
2001-12-28 | 2001 | 12 | 28 | 0 | 0 | 0 | 0 | 0 | 0 | 0 | 0.1 | 0.1 | 0.1 | 0.1 | 0.1 | 0.1 | 0.1 | 0.1 | 0 | 0.1 | 0.1 | 0.1 | 0.1 | 0.1 | 0.1 | 0.1 | 0.1 |  | 1.6 | 1.6 | 1.6 | 2.2204e-16 |  | 0 | 0 | 0 | 0 | 0
2001-12-29 | 2001 | 12 | 29 | 0 | 0 | 0 | 0 | 0 | 0 | 0 | 0 | 0 | 0 | 0 | 0 | 0 | 0 | 0 | 0 | 0 | 0 | 0 | 0 | 0 | 0 | 0 | 0 |  | 0 | 0 | 0 | 0 |  | 0 | 0 | 0 | 0 | 0
2001-12-30 | 2001 | 12 | 30 | 0 | 0 | 0 | 0 | 0 | 0 | 0 | 0 | 0 | 0 | 0 | 0 | 0 | 0 | 0 | 0 | 0 | 0 | 0 | 0 | 0 | 0 | 0 | 0 |  | 0 | 0 | 0 | 0 |  | 0 | 0 | 0 | 0 | 0
2001-12-31 | 2001 | 12 | 31 | 0 | 0 | 0 | 0 | 0 | 0 | 0 | 0 | 0 | 0 | 0 | 0 | 0 | 0 | 0 | 0 | 0 | 0 | 0 | 0 | 0 | 0 | 0 | 0 |  | 0 | 0 | 0 | 0 |  | 0 | 0 | 0 | 0 | 0
2002-01-01 | 2002 | 1 | 1 | 0 | 0 | 0 | 0 | 0 | 0 | 0 | 0 | 0 | 0 | 0 | 0 | 0 | 0 | 0 | 0 | 0 | 0 | 0 | 0 | 0 | 0 | 0 | 0 |  | 0 | 0 | 0 | 0 |  | 0 | 0 | 0 | 0 | 0
2002-01-02 | 2002 | 1 | 2 | 0 | 0 | 0 | 0 | 0 | 0 | 0 | 0 | 0 | 0 | 0 | 0 | 0 | 0 | 0 | 0 | 0 | 0 | 0 | 0 | 0 | 0 | 0 | 0 |  | 0 | 0 | 0 | 0 |  | 0 | 0 | 0 | 0 | 0
2002-01-03 | 2002 | 1 | 3 | 0 | 0 | 0 | 0 | 0 | 0 | 0 | 0 | 0 | 0 | 0 | 0 | 0 | 0 | 0 | 0 | 0 | 0 | 0 | 0 | 0 | 0 | 0 | 0 |  | 0 | 0 | 0 | 0 |  | 0 | 0 | 0 | 0 | 0
2002-01-04 | 2002 | 1 | 4 | 0 | 0 | 0 | 0 | 0 | 0 | 0 | 0 | 0 | 0 | 0 | 0 | 0 | 0 | 0 | 0 | 0 | 0 | 0 | 0 | 0 | 0 | 0 | 0 |  | 0 | 0 | 0 | 0 |  | 0 | 0 | 0 | 0 | 0
2002-01-05 | 2002 | 1 | 5 | 0 | 0 | 0 | 0 | 0 | 0 | 0 | 0 | 0 | 0 | 0 | 0 | 0 | 0 | 0 | 0 | 0 | 0 | 0 | 0 | 0 | 0 | 0 | 0 |  | 0 | 0 | 0 | 0 |  | 0 | 0 | 0 | 0 | 0
2002-01-06 | 2002 | 1 | 6 | 0 | 0 | 0 | 0 | 0 | 0 | 0 | 0 | 0 | 0 | 0 | 0 | 0 | 0 | 0 | 0 | 0 | 0 | 0 | 0 | 0 | 0 | 0 | 0 |  | 0 | 0 | 0 | 0 |  | 0 | 0 | 0 | 0 | 0
2002-01-07 | 2002 | 1 | 7 | 0 | 0 | 0 | 0 | 0 | 0 | 0 | 0 | 0 | 0 | 0 | 0 | 0 | 0 | 0 | 0 | 0 | 0 | 0 | 0 | 0 | 0 | 0 | 0 |  | 0 | 0 | 0 | 0 |  | 0 | 0 | 0 | 0 | 0
2002-01-08 | 2002 | 1 | 8 | 0 | 0 | 0 | 0 | 0 | 0 | 0 | 0 | 0 | 0 | 0 | 0 | 0 | 0 | 0 | 0 | 0 | 0 | 0 | 0 | 0 | 0 | 0 | 0 |  | 0 | 0 | 0 | 0 |  | 0 | 0 | 0 | 0 | 0
2002-01-09 | 2002 | 1 | 9 | 0.3 | 0.4 | 0.3 | 0.3 | 0.4 | 0.3 | 0 | 0 | 0 | 0 | 0 | 0 | 0 | 0 | 0 | 0 | 0 | 0 | 0 | 0 | 0 | 0 | 0 | 0 |  | 2 | 2 | 2 | 0 |  | 0 | 0 | 0 | 0 | 0
2002-01-10 | 2002 | 1 | 10 | 0 | 0 | 0 | 0 | 0 | 0 | 0 | 0 | 0 | 0 | 0 | 0 | 0 | 0 | 0 | 0 | 0 | 0 | 0 | 0 | 0 | 0 | 0 | 0 |  | 0 | 0 | 0 | 0 |  | 0 | 0 | 0 | 0 | 0
2002-01-11 | 2002 | 1 | 11 | 0 | 0 | 0 | 0 | 0 | 0 | 0 | 0 | 0 | 0 | 0 | 0 | 0 | 0 | 0 | 0 | 0 | 0 | 0 | 0 | 0 | 0 | 0 | 0 |  | 0 | 0 | 0 | 0 |  | 0 | 0 | 0 | 0 | 0
2002-01-12 | 2002 | 1 | 12 | 0 | 0 | 0 | 0 | 0 | 0 | 0 | 0 | 0 | 0 | 0 | 0 | 0 | 0 | 0 | 0 | 0 | 0 | 0 | 0 | 0 | 0 | 0 | 0 |  | 0 | 0 | 0 | 0 |  | 0 | 0 | 0 | 0 | 0
2002-01-13 | 2002 | 1 | 13 | 0 | 0 | 0 | 0 | 0 | 0 | 0 | 0 | 0 | 0 | 0 | 0 | 0 | 0 | 0 | 0 | 0 | 0 | 0 | 0 | 0 | 0 | 0 | 0 |  | 0 | 0 | 0 | 0 |  | 0 | 0 | 0 | 0 | 0
2002-01-14 | 2002 | 1 | 14 | 0 | 0 | 0 | 0 | 0 | 0 | 0 | 0 | 0 | 0 | 0 | 0 | 0 | 0 | 0 | 0 | 0 | 0 | 0 | 0 | 0 | 0 | 0 | 0 |  | 0 | 0 | 0 | 0 |  | 0 | 0 | 0 | 0 | 0
2002-01-15 | 2002 | 1 | 15 | 0 | 0 | 0 | 0 | 0 | 0 | 0 | 0 | 0 | 0 | 0 | 0 | 0 | 0 | 0 | 0 | 0 | 0 | 0 | 0 | 0 | 0 | 0 | 0 |  | 0 | 0 | 0 | 0 |  | 0 | 0 | 0 | 0 | 0
2002-01-16 | 2002 | 1 | 16 | 0 | 0 | 0 | 0 | 0 | 0 | 0 | 0 | 0 | 0 | 0 | 0 | 0 | 0 | 0 | 0 | 0 | 0 | 0 | 0 | 0 | 0 | 0 | 0 |  | 0 | 0 | 0 | 0 |  | 0 | 0 | 0 | 0 | 0
2002-01-17 | 2002 | 1 | 17 | 0 | 0 | 0 | 0 | 0 | 0 | 0 | 0 | 0 | 0 | 0 | 0 | 0 | 0 | 0 | 0 | 0 | 0 | 0 | 0 | 0 | 0 | 0 | 0 |  | 0 | 0 | 0 | 0 |  | 0 | 0 | 0 | 0 | 0
2002-01-18 | 2002 | 1 | 18 | 0 | 0 | 0 | 0 | 0 | 0 | 0 | 0 | 0 | 0 | 0 | 0 | 0 | 0 | 0 | 0 | 0 | 0 | 0 | 0 | 0 | 0 | 0 | 0 |  | 0 | 0 | 0 | 0 |  | 0 | 0 | 0 | 0 | 0
2002-01-19 | 2002 | 1 | 19 | 0 | 0 | 0 | 0 | 0 | 0 | 0 | 0 | 0 | 0 | 0 | 0 | 0 | 0 | 0 | 0 | 0 | 0 | 0 | 0 | 0 | 0 | 0 | 0 |  | 0 | 0 | 0 | 0 |  | 0 | 0 | 0 | 0 | 0
2002-01-20 | 2002 | 1 | 20 | 0 | 0 | 0 | 0 | 0 | 0 | 0 | 0 | 0 | 0 | 0 | 0 | 0 | 0 | 0 | 0 | 0 | 0 | 0 | 0 | 0 | 0 | 0 | 0 |  | 0 | 0 | 0 | 0 |  | 0 | 0 | 0 | 0 | 0
2002-01-21 | 2002 | 1 | 21 | 0 | 0 | 0 | 0 | 0 | 0 | 0 | 0 | 0 | 0 | 0 | 0 | 0 | 0 | 0 | 0 | 0 | 0 | 0 | 0 | 0 | 0 | 0 | 0 |  | 0 | 0 | 0 | 0 |  | 0 | 0 | 0 | 0 | 0
2002-01-22 | 2002 | 1 | 22 | 0 | 0 | 0 | 0 | 0 | 0 | 0 | 0 | 0.1 | 0 | 0 | 0 | 0 | 0 | 0.1 | 0 | 0 | 0 | 0 | 0 | 0 | 0 | 0 | 0 |  | 0.2 | 0.2 | 0.2 | 0 |  | 0 | 0 | 0 | 0 | 0
2002-01-23 | 2002 | 1 | 23 | 0 | 0 | 0 | 0 | 0 | 0 | 0 | 0 | 0 | 0 | 0 | 0 | 0 | 0 | 0 | 0 | 0 | 0 | 0 | 0 | 0 | 0 | 0 | 0 |  | 0 | 0 | 0 | 0 |  | 0 | 0 | 0 | 0 | 0
2002-01-24 | 2002 | 1 | 24 | 0 | 0 | 0 | 0 | 0 | 0 | 0 | 0 | 0 | 0 | 0 | 0 | 0 | 0 | 0 | 0 | 0 | 0 | 0 | 0 | 0 | 0 | 0 | 0 |  | 0 | 0 | 0 | 0 |  | 0 | 0 | 0 | 0 | 0
2002-01-25 | 2002 | 1 | 25 | 0.3 | 0.3 | 0.3 | 0.3 | 0.3 | 0.3 | 0.3 | 0.3 | 0.3 | 0.3 | 0.3 | 0.4 | 0.3 | 0.3 | 0.3 | 0.3 | 0.3 | 0.3 | 0.3 | 0.3 | 0.6 | 0.3 | 0 | 0 |  | 7 | 7 | 7 | 2.6645e-15 |  | 0 | 0 | 0 | 0 | 0
2002-01-26 | 2002 | 1 | 26 | 0 | 0 | 0 | 0.2 | 0.2 | 0.3 | 0 | 0 | 0 | 0 | 0 | 0 | 0 | 0 | 0 | 0 | 0 | 0.2 | 0.2 | 0.4 | 0.3 | 0.2 | 0.2 | 0 |  | 2.2 | 2.2 | 2.2 | 0 |  | 0 | 0 | 0 | 0 | 0
2002-01-27 | 2002 | 1 | 27 | 0 | 0 | 0 | 0 | 0 | 0 | 0 | 0 | 0 | 0 | 0 | 0 | 0 | 0 | 0 | 0 | 0 | 0 | 0 | 0 | 0 | 0 | 0 | 0 |  | 0 | 0 | 0 | 0 |  | 0 | 0 | 0 | 0 | 0
2002-01-28 | 2002 | 1 | 28 | 0 | 0 | 0 | 0 | 0 | 0 | 0 | 0 | 0 | 0 | 0 | 0 | 0 | 0 | 0 | 0 | 0 | 0 | 0 | 0 | 0 | 0 | 0 | 0 |  | 0 | 0 | 0 | 0 |  | 0 | 0 | 0 | 0 | 0
2002-01-29 | 2002 | 1 | 29 | 0 | 0 | 0 | 0 | 0 | 0 | 0 | 0 | 0 | 0 | 0 | 0 | 0 | 0 | 0 | 0 | 0 | 0 | 0 | 0 | 0 | 0 | 0 | 0 |  | 0 | 0 | 0 | 0 |  | 0 | 0 | 0 | 0 | 0
2002-01-30 | 2002 | 1 | 30 | 0 | 0 | 0 | 0 | 0 | 0 | 0 | 0 | 0 | 0 | 0 | 0 | 0 | 0 | 0 | 0 | 0 | 0 | 0 | 0 | 0 | 0 | 0 | 0 |  | 0 | 0 | 0 | 0 |  | 0 | 0 | 0 | 0 | 0
2002-01-31 | 2002 | 1 | 31 | 0 | 0 | 0 | 0 | 0 | 0 | 0 | 0 | 0 | 0 | 0 | 0 | 0 | 0 | 0 | 0 | 0 | 0 | 0 | 0 | 0 | 0 | 0 | 0 |  | 0 | 0 | 0 | 0 |  | 0 | 0 | 0 | 0 | 0
2002-02-01 | 2002 | 2 | 1 | 0 | 0 | 0 | 0 | 0 | 0 | 0 | 0 | 0 | 0 | 0 | 0 | 0 | 0 | 0 | 0 | 0 | 0 | 0 | 0 | 0 | 0 | 0 | 0 |  | 0 | 0 | 0 | 0 |  | 0 | 0 | 0 | 0 | 0
2002-02-02 | 2002 | 2 | 2 | 0 | 0 | 0 | 0 | 0 | 0 | 0 | 0 | 0 | 0 | 0 | 0 | 0 | 0 | 0 | 0 | 0 | 0 | 0 | 0 | 0 | 0 | 0 | 0 |  | 0 | 0 | 0 | 0 |  | 0 | 0 | 0 | 0 | 0
2002-02-03 | 2002 | 2 | 3 | 0 | 0 | 0 | 0 | 0 | 0 | 0 | 0 | 0 | 0 | 0 | 0 | 0 | 0 | 0 | 0 | 0 | 0 | 0 | 0 | 0 | 0 | 0 | 0 |  | 0 | 0 | 0 | 0 |  | 0 | 0 | 0 | 0 | 0
2002-02-04 | 2002 | 2 | 4 | 0 | 0 | 0 | 0 | 0 | 0 | 0 | 0 | 0 | 0 | 0 | 0 | 0 | 0 | 0 | 0 | 0 | 0 | 0 | 0 | 0 | 0 | 0 | 0 |  | 0 | 0 | 0 | 0 |  | 0 | 0 | 0 | 0 | 0
2002-02-05 | 2002 | 2 | 5 | 0 | 0 | 0 | 0 | 0 | 0 | 0 | 0 | 0 | 0 | 0 | 0 | 0 | 0 | 0 | 0 | 0 | 0 | 0 | 0 | 0 | 0 | 0 | 0 |  | 0 | 0 | 0 | 0 |  | 0 | 0 | 0 | 0 | 0
2002-02-06 | 2002 | 2 | 6 | 0 | 0 | 0 | 0 | 0 | 0 | 0 | 0 | 0 | 0 | 0 | 0 | 0 | 0 | 0 | 0 | 0 | 0 | 0 | 0 | 0 | 0 | 0 | 0 |  | 0 | 0 | 0 | 0 |  | 0 | 0 | 0 | 0 | 0
2002-02-07 | 2002 | 2 | 7 | 0 | 0 | 0 | 0 | 0 | 0 | 0 | 0 | 0 | 0 | 0 | 0 | 0 | 0 | 0 | 0 | 0 | 0 | 0 | 0 | 0 | 0 | 0 | 0 |  | 0 | 0 | 0 | 0 |  | 0 | 0 | 0 | 0 | 0
2002-02-08 | 2002 | 2 | 8 | 0 | 0 | 0 | 0 | 0 | 0 | 0 | 0 | 0 | 0 | 0 | 0 | 0 | 0 | 0 | 0 | 0 | 0 | 0 | 0 | 0 | 0 | 0 | 0 |  | 0 | 0 | 0 | 0 |  | 0 | 0 | 0 | 0 | 0
2002-02-09 | 2002 | 2 | 9 | 0 | 0 | 0 | 0 | 0 | 0 | 0 | 0 | 0 | 0 | 0 | 0 | 0 | 0 | 0 | 0 | 0 | 0 | 0 | 0 | 0 | 0 | 0 | 0 |  | 0 | 0 | 0 | 0 |  | 0 | 0 | 0 | 0 | 0
2002-02-10 | 2002 | 2 | 10 | 0 | 0 | 0 | 0 | 0 | 0 | 0 | 0 | 0 | 0 | 0 | 0 | 0 | 0 | 0 | 0 | 0 | 0 | 0 | 0 | 0 | 0 | 0 | 0 |  | 0 | 0 | 0 | 0 |  | 0 | 0 | 0 | 0 | 0
2002-02-11 | 2002 | 2 | 11 | 0 | 0 | 0.4 | 0.2 | 0 | 0 | 0 | 0 | 0 | 0 | 0 | 0 | 0 | 0 | 0 | 0 | 0 | 0 | 0 | 0 | 0 | 0 | 0 | 0 |  | 0.6 | 0.6 | 0.6 | 1.1102e-16 |  | 0 | 0 | 0 | 0 | 0
2002-02-12 | 2002 | 2 | 12 | 0 | 0 | 0 | 0 | 0 | 0 | 0 | 0 | 0 | 0 | 0 | 0 | 0 | 0 | 0 | 0 | 0 | 0 | 0 | 0 | 0 | 0 | 0 | 0 |  | 0 | 0 | 0 | 0 |  | 0 | 0 | 0 | 0 | 0
2002-02-13 | 2002 | 2 | 13 | 0 | 0 | 0 | 0 | 0 | 0 | 0 | 0 | 0 | 0 | 0 | 0 | 0 | 0 | 0 | 0 | 0 | 0 | 0 | 0 | 0 | 0 | 0 | 0 |  | 0 | 0 | 0 | 0 |  | 0 | 0 | 0 | 0 | 0
2002-02-14 | 2002 | 2 | 14 | 0 | 0 | 0 | 0 | 0 | 0 | 0 | 0 | 0 | 0 | 0 | 0 | 0 | 0 | 0 | 0 | 0 | 0 | 0 | 0 | 0 | 0 | 0 | 0 |  | 0 | 0 | 0 | 0 |  | 0 | 0 | 0 | 0 | 0
2002-02-15 | 2002 | 2 | 15 | 0 | 0 | 0 | 0 | 0 | 0 | 0 | 0 | 0 | 0 | 0 | 0 | 0 | 0 | 0 | 0 | 0 | 0 | 0 | 0 | 0 | 0 | 0 | 0 |  | 0 | 0 | 0 | 0 |  | 0 | 0 | 0 | 0 | 0
2002-02-16 | 2002 | 2 | 16 | 0 | 0 | 0 | 0 | 0 | 0 | 0 | 0 | 0 | 0 | 0 | 0 | 0 | 0 | 0 | 0 | 0 | 0 | 0 | 0 | 0 | 0 | 0 | 0 |  | 0 | 0 | 0 | 0 |  | 0 | 0 | 0 | 0 | 0
2002-02-17 | 2002 | 2 | 17 | 0 | 0 | 0 | 0 | 0 | 0 | 0 | 0 | 0 | 0 | 0 | 0 | 0 | 0 | 0 | 0 | 0 | 0 | 0 | 0 | 0 | 0 | 0 | 0 |  | 0 | 0 | 0 | 0 |  | 0 | 0 | 0 | 0 | 0
2002-02-18 | 2002 | 2 | 18 | 0 | 0 | 0 | 0 | 0 | 0 | 0 | 0 | 0 | 0 | 0 | 0 | 0 | 0 | 0 | 0 | 0 | 0 | 0 | 0 | 0 | 0 | 0 | 0 |  | 0 | 0 | 0 | 0 |  | 0 | 0 | 0 | 0 | 0
2002-02-19 | 2002 | 2 | 19 | 0 | 0 | 0 | 0 | 0 | 0 | 0 | 0 | 0 | 0 | 0 | 0 | 0 | 0 | 0 | 0 | 0 | 0 | 0 | 0 | 0 | 0 | 0 | 0 |  | 0 | 0 | 0 | 0 |  | 0 | 0 | 0 | 0 | 0
2002-02-20 | 2002 | 2 | 20 | 0 | 0 | 0 | 0 | 0 | 0 | 0 | 0 | 0 | 0 | 0 | 0 | 0 | 0 | 0 | 0 | 0 | 0 | 0 | 0 | 0 | 0 | 0 | 0 |  | 0 | 0 | 0 | 0 |  | 0 | 0 | 0 | 0 | 0
2002-02-21 | 2002 | 2 | 21 | 0 | 0 | 0 | 0 | 0 | 0 | 0 | 0 | 0 | 0 | 0 | 0 | 0 | 0 | 0 | 0 | 0 | 0 | 0 | 0 | 0 | 0 | 0 | 0 |  | 0 | 0 | 0 | 0 |  | 0 | 0 | 0 | 0 | 0
2002-02-22 | 2002 | 2 | 22 | 0 | 0 | 0 | 0 | 0 | 0 | 0 | 0 | 0 | 0 | 0.1 | 0.1 | 0.1 | 0.1 | 0.1 | 0.1 | 0.1 | 0.1 | 0.1 | 0.1 | 0.1 | 0.1 | 0.1 | 0.1 |  | 1.4 | 1.4 | 1.4 | 2.2204e-16 |  | 0 | 0 | 0 | 0 | 0
2002-02-23 | 2002 | 2 | 23 | 0 | 0 | 0 | 0 | 0 | 0.2 | 0.1 | 0.2 | 0.1 | 0.2 | 0.1 | 0.2 | 0.1 | 0.2 | 0.1 | 0 | 0.2 | 0.1 | 0.2 | 0.1 | 0.2 | 0.1 | 0 | 0.2 |  | 2.6 | 2.6 | 2.6 | 8.8818e-16 |  | 0 | 0 | 0 | 0 | 0
2002-02-24 | 2002 | 2 | 24 | 0 | 0 | 0 | 0 | 0 | 0 | 0 | 0 | 0 | 0 | 0 | 0 | 0 | 0 | 0 | 0 | 0 | 0 | 0 | 0 | 0 | 0 | 0 | 0 |  | 0 | 0 | 0 | 0 |  | 0 | 0 | 0 | 0 | 0
2002-02-25 | 2002 | 2 | 25 | 0 | 0 | 0 | 0 | 0 | 0 | 0 | 0 | 0 | 0 | 0 | 0 | 0 | 0 | 0 | 0 | 0 | 0 | 0 | 0 | 0 | 0 | 0 | 0 |  | 0 | 0 | 0 | 0 |  | 0 | 0 | 0 | 0 | 0
2002-02-26 | 2002 | 2 | 26 | 0 | 0 | 0 | 0 | 0 | 0 | 0 | 0 | 0 | 0 | 0 | 0 | 0 | 0 | 0 | 0.2 | 0.2 | 0.2 | 0.2 | 0.2 | 0 | 0 | 0 | 0 |  | 1 | 1 | 1 | 0 |  | 0 | 0 | 0 | 0 | 0
2002-02-27 | 2002 | 2 | 27 | 0 | 0 | 0 | 0 | 0 | 0 | 0 | 0 | 0 | 0 | 0 | 0 | 0 | 0 | 0 | 0 | 0.2 | 0.1 | 0.2 | 0.1 | 0.2 | 0.1 | 0.2 | 0.1 |  | 1.2 | 1.2 | 1.2 | 2.2204e-16 |  | 0 | 0 | 0 | 0 | 0
2002-02-28 | 2002 | 2 | 28 | 0.2 | 0.2 | 0.2 | 0.2 | 0.2 | 0.2 | 0.2 | 0.2 | 0.2 | 0.2 | 0.2 | 0.2 | 0 | 0 | 0 | 0 | 0 | 0 | 0 | 0 | 0 | 0 | 0 | 0.2 |  | 2.6 | 2.6 | 2.6 | 0 |  | 0 | 0 | 0 | 0 | 0
2002-03-01 | 2002 | 3 | 1 | 0.1 | 0.1 | 0 | 0 | 0 | 0.1 | 0.2 | 0.1 | 0.1 | 0.1 | 0 | 0 | 0 | 0 | 0 | 0 | 0 | 0 | 0 | 0 | 0 | 0 | 0 | 0 |  | 0.8 | 0.8 | 0.8 | 1.1102e-16 |  | 0 | 0 | 0 | 0 | 0
2002-03-02 | 2002 | 3 | 2 | 0 | 0 | 0 | 0 | 0 | 0 | 0 | 0 | 0 | 0 | 0 | 0 | 0 | 0 | 0 | 0 | 0 | 0 | 0 | 0 | 0 | 0 | 0 | 0 |  | 0 | 0 | 0 | 0 |  | 0 | 0 | 0 | 0 | 0
2002-03-03 | 2002 | 3 | 3 | 0 | 0 | 0 | 0 | 0 | 0 | 0 | 0 | 0 | 0 | 0 | 0 | 0 | 0 | 0 | 0 | 0 | 0 | 0 | 0 | 0 | 0 | 0 | 0 |  | 0 | 0 | 0 | 0 |  | 0 | 0 | 0 | 0 | 0
2002-03-04 | 2002 | 3 | 4 | 0 | 0 | 0 | 0 | 0 | 0 | 0 | 0 | 0.1 | 0.2 | 0.1 | 0.1 | 0.2 | 0.1 | 0.1 | 0.2 | 0.1 | 0.1 | 0.1 | 0.2 | 0.1 | 0.1 | 0.2 | 0.1 |  | 2.1 | 2.1 | 2.1 | 4.4409e-16 |  | 0 | 0 | 0 | 0 | 0
2002-03-05 | 2002 | 3 | 5 | 0.2 | 0.2 | 0.1 | 0.2 | 0.2 | 0.4 | 0.1 | 0.2 | 0.2 | 0.2 | 0.2 | 0.1 | 0.2 | 0.2 | 0.2 | 0.2 | 0.1 | 0.2 | 0 | 0.2 | 0 | 0 | 0 | 0 |  | 3.6 | 3.6 | 3.6 | 8.8818e-16 |  | 0 | 0 | 0 | 0 | 0
2002-03-06 | 2002 | 3 | 6 | 0 | 0 | 0 | 0 | 0 | 0 | 0 | 0 | 0 | 0 | 0 | 0 | 0 | 0 | 0 | 0 | 0 | 0 | 0 | 0 | 0 | 0 | 0 | 0 |  | 0 | 0 | 0 | 0 |  | 0 | 0 | 0 | 0 | 0
2002-03-07 | 2002 | 3 | 7 | 0 | 0 | 0 | 0 | 0 | 0 | 0 | 0 | 0 | 0 | 0 | 0 | 0 | 0 | 0 | 0 | 0 | 0 | 0 | 0 | 0 | 0 | 0 | 0 |  | 0 | 0 | 0 | 0 |  | 0 | 0 | 0 | 0 | 0
2002-03-08 | 2002 | 3 | 8 | 0 | 0 | 0 | 0 | 0 | 0 | 0 | 0 | 0 | 0 | 0 | 0 | 0 | 0 | 0 | 0 | 0 | 0 | 0 | 0 | 0 | 0 | 0 | 0 |  | 0 | 0 | 0 | 0 |  | 0 | 0 | 0 | 0 | 0
2002-03-09 | 2002 | 3 | 9 | 0 | 0 | 0 | 0 | 0 | 0 | 0 | 0 | 0 | 0 | 0 | 0 | 0 | 0 | 0 | 0 | 0 | 0 | 0 | 0 | 0 | 0 | 0 | 0 |  | 0 | 0 | 0 | 0 |  | 0 | 0 | 0 | 0 | 0
2002-03-10 | 2002 | 3 | 10 | 0 | 0 | 0 | 0 | 0 | 0 | 0 | 0 | 0 | 0 | 0 | 0 | 0 | 0 | 0 | 0 | 0 | 0 | 0 | 0 | 0 | 0 | 0 | 0 |  | 0 | 0 | 0 | 0 |  | 0 | 0 | 0 | 0 | 0
2002-03-11 | 2002 | 3 | 11 | 0 | 0 | 0 | 0 | 0 | 0 | 0 | 0 | 0 | 0 | 0 | 0 | 0 | 0 | 0 | 0 | 0 | 0 | 0 | 0 | 0 | 0 | 0 | 0 |  | 0 | 0 | 0 | 0 |  | 0 | 0 | 0 | 0 | 0
2002-03-12 | 2002 | 3 | 12 | 0.1 | 0 | 0 | 0 | 0 | 0 | 0.1 | 0 | 0.1 | 0 | 0.1 | 0 | 0 | 0 | 0 | 0 | 0 | 0 | 0 | 0 | 0 | 0 | 0.1 | 0.1 |  | 0.6 | 0.6 | 0.6 | 0 |  | 0 | 0 | 0 | 0 | 0
2002-03-13 | 2002 | 3 | 13 | 0 | 0 | 0.1 | 0 | 0 | 0 | 0.1 | 0 | 0 | 0 | 0.1 | 0 | 0 | 0.1 | 0 | 0 | 0 | 0 | 0.1 | 0 | 0 | 0 | 0.1 | 0 |  | 0.6 | 0.6 | 0.6 | 0 |  | 0 | 0 | 0 | 0 | 0
2002-03-14 | 2002 | 3 | 14 | 0 | 0.1 | 0 | 0 | 0 | 0 | 0 | 0 | 0 | 0 | 0 | 0 | 0 | 0 | 0 | 0 | 0 | 0 | 0.1 | 0 | 0 | 0 | 0 | 0 |  | 0.2 | 0.2 | 0.2 | 0 |  | 0 | 0 | 0 | 0 | 0
2002-03-15 | 2002 | 3 | 15 | 0 | 0 | 0 | 0 | 0 | 0 | 0 | 0.1 | 0 | 0 | 0.1 | 0 | 0 | 0.1 | 0 | 0 | 0.1 | 0 | 0 | 0.1 | 0 | 0 | 0.1 | 0 |  | 0.6 | 0.6 | 0.6 | 0 |  | 0 | 0 | 0 | 0 | 0
2002-03-16 | 2002 | 3 | 16 | 0 | 0.1 | 0 | 0 | 0.1 | 0 | 0 | 0 | 0 | 0 | 0.1 | 0 | 0.1 | 0 | 0 | 0.1 | 0 | 0 | 0.1 | 0 | 0 | 0 | 0.1 | 0 |  | 0.7 | 0.7 | 0.7 | 0 |  | 0 | 0 | 0 | 0 | 0
2002-03-17 | 2002 | 3 | 17 | 0 | 0.1 | 0 | 0.1 | 0 | 0.1 | 0 | 0 | 0.1 | 0 | 0.1 | 0 | 0 | 0.1 | 0 | 0.1 | 0 | 0 | 0.1 | 0 | 0.1 | 0 | 0.1 | 0 |  | 1 | 1 | 1 | 1.1102e-16 |  | 0 | 0 | 0 | 0 | 0
2002-03-18 | 2002 | 3 | 18 | 0 | 0 | 0 | 0 | 0 | 0 | 0 | 0 | 0 | 0 | 0 | 0 | 0 | 0 | 0 | 0 | 0 | 0 | 0 | 0 | 0 | 0 | 0 | 0 |  | 0 | 0 | 0 | 0 |  | 0 | 0 | 0 | 0 | 0
2002-03-19 | 2002 | 3 | 19 | 0.1 | 0.1 | 0.1 | 0.1 | 0.1 | 0.2 | 0.1 | 0.1 | 0.1 | 0.1 | 0.1 | 0.1 | 0.1 | 0.1 | 0.1 | 0.1 | 0.1 | 0.1 | 0.2 | 0.1 | 0.1 | 0.1 | 0.1 | 0.1 |  | 2.6 | 2.6 | 2.6 | 8.8818e-16 |  | 0 | 0 | 0 | 0 | 0
2002-03-20 | 2002 | 3 | 20 | 0 | 0 | 0 | 0 | 0 | 0 | 0 | 0 | 0 | 0 | 0 | 0 | 0 | 0 | 0 | 0 | 0 | 0 | 0 | 0 | 0 | 0 | 0 | 0 |  | 0 | 0 | 0 | 0 |  | 0 | 0 | 0 | 0 | 0
2002-03-21 | 2002 | 3 | 21 | 0 | 0 | 0 | 0 | 0 | 0 | 0 | 0 | 0 | 0 | 0 | 0 | 0 | 0 | 0 | 0 | 0 | 0 | 0 | 0 | 0 | 0 | 0 | 0 |  | 0 | 0 | 0 | 0 |  | 0 | 0 | 0 | 0 | 0
2002-03-22 | 2002 | 3 | 22 | 0 | 0 | 0 | 0 | 0 | 0 | 0 | 0 | 0 | 0 | 0 | 0 | 0 | 0 | 0 | 0 | 0 | 0 | 0 | 0 | 0 | 0 | 0 | 0 |  | 0 | 0 | 0 | 0 |  | 0 | 0 | 0 | 0 | 0
2002-03-23 | 2002 | 3 | 23 | 0 | 0 | 0 | 0 | 0 | 0 | 0 | 0 | 0 | 0 | 0 | 0 | 0 | 0 | 0 | 0 | 0 | 0 | 0 | 0 | 0 | 0 | 0 | 0 |  | 0 | 0 | 0 | 0 |  | 0 | 0 | 0 | 0 | 0
2002-03-24 | 2002 | 3 | 24 | 0 | 0 | 0 | 0 | 0 | 0 | 0 | 0 | 0 | 0 | 0 | 0 | 0 | 0 | 0 | 0 | 0 | 0 | 0 | 0 | 0 | 0 | 0 | 0 |  | 0 | 0 | 0 | 0 |  | 0 | 0 | 0 | 0 | 0
2002-03-25 | 2002 | 3 | 25 | 0 | 0 | 0 | 0 | 0 | 0 | 0 | 0 | 0 | 0 | 0 | 0 | 0 | 0 | 0 | 0 | 0 | 0 | 0 | 0 | 0 | 0 | 0 | 0 |  | 0 | 0 | 0 | 0 |  | 0 | 0 | 0 | 0 | 0
2002-03-26 | 2002 | 3 | 26 | 0 | 0 | 0 | 0 | 0 | 0 | 0 | 0 | 0 | 0 | 0 | 0 | 0 | 0 | 0 | 0 | 0 | 0 | 0 | 0 | 0 | 0 | 0 | 0 |  | 0 | 0 | 0 | 0 |  | 0 | 0 | 0 | 0 | 0
2002-03-27 | 2002 | 3 | 27 | 0 | 0 | 0 | 0 | 0 | 0 | 0 | 0 | 0 | 0 | 0 | 0 | 0 | 0 | 0 | 0 | 0 | 0 | 0 | 0 | 0 | 0 | 0 | 0 |  | 0 | 0 | 0 | 0 |  | 0 | 0 | 0 | 0 | 0
2002-03-28 | 2002 | 3 | 28 | 0 | 0 | 0 | 0 | 0 | 0 | 0 | 0 | 0 | 0 | 0 | 0 | 0 | 0 | 0 | 0 | 0 | 0 | 0 | 0 | 0 | 0 | 0 | 0 |  | 0 | 0 | 0 | 0 |  | 0 | 0 | 0 | 0 | 0
2002-03-29 | 2002 | 3 | 29 | 0 | 0 | 0 | 0 | 0 | 0 | 0 | 0 | 0 | 0 | 0 | 0 | 0 | 0 | 0 | 0 | 0 | 0 | 0 | 0 | 0 | 0 | 0 | 0 |  | 0 | 0 | 0 | 0 |  | 0 | 0 | 0 | 0 | 0
2002-03-30 | 2002 | 3 | 30 | 0 | 0.1 | 0.2 | 0.1 | 0.2 | 0.1 | 0.2 | 0.1 | 0.1 | 0.2 | 0.1 | 0.2 | 0.1 | 0.2 | 0.1 | 0 | 0 | 0 | 0 | 0 | 0 | 0 | 0 | 0 |  | 2 | 2 | 2 | 4.4409e-16 |  | 0 | 0 | 0 | 0 | 0
2002-03-31 | 2002 | 3 | 31 | 0 | 0 | 0.2 | 0.1 | 0.2 | 0 | 0 | 0 | 0 | 0 | 0 | 0 | 0 | 0 | 0 | 0 | 0 | 0.2 | 0.1 | 0.2 | 0.1 | 0.4 | 0.1 | 0.2 |  | 1.8 | 1.8 | 1.8 | 0 |  | 0 | 0 | 0 | 0 | 0
2002-04-01 | 2002 | 4 | 1 | 0 | 0.1 | 0.1 | 0 | 0.1 | 0 | 0 | 0 | 0 | 0 | 0.1 | 0 | 0 | 0 | 0 | 0 | 0 | 0 | 0 | 0 | 0 | 0 | 0 | 0 |  | 0.4 | 0.4 | 0.4 | 0 |  | 0 | 0 | 0 | 0 | 0
2002-04-02 | 2002 | 4 | 2 | 0 | 0 | 0 | 0 | 0 | 0 | 0 | 0 | 0 | 0 | 0 | 0 | 0 | 0 | 0 | 0 | 0 | 0 | 0 | 0 | 0 | 0 | 0 | 0 |  | 0 | 0 | 0 | 0 |  | 0 | 0 | 0 | 0 | 0
2002-04-03 | 2002 | 4 | 3 | 0 | 0 | 0 | 0 | 0 | 0 | 0 | 0 | 0 | 0 | 0 | 0 | 0 | 0 | 0 | 0 | 0 | 0 | 0 | 0 | 0 | 0 | 0 | 0 |  | 0 | 0 | 0 | 0 |  | 0 | 0 | 0 | 0 | 0
2002-04-04 | 2002 | 4 | 4 | 0 | 0 | 0 | 0 | 0 | 0 | 0 | 0 | 0 | 0.1 | 0 | 0.1 | 0 | 0.1 | 0 | 0 | 0 | 0 | 0.1 | 0 | 0.1 | 0 | 0.1 | 0 |  | 0.6 | 0.6 | 0.6 | 0 |  | 0 | 0 | 0 | 0 | 0
2002-04-05 | 2002 | 4 | 5 | 0 | 0 | 0 | 0 | 0 | 0 | 0 | 0 | 0 | 0 | 0 | 0 | 0 | 0 | 0 | 0 | 0 | 0 | 0 | 0 | 0 | 0 | 0 | 0 |  | 0 | 0 | 0 | 0 |  | 0 | 0 | 0 | 0 | 0
2002-04-06 | 2002 | 4 | 6 | 0 | 0 | 0 | 0 | 0 | 0 | 0.1 | 0 | 0.1 | 0 | 0.1 | 0 | 0 | 0 | 0 | 0 | 0 | 0 | 0 | 0 | 0 | 0 | 0.1 | 0 |  | 0.4 | 0.4 | 0.4 | 0 |  | 0 | 0 | 0 | 0 | 0
2002-04-07 | 2002 | 4 | 7 | 0.8 | 0.4 | 0.7 | 0.8 | 0.4 | 0.4 | 0.4 | 0.4 | 0.4 | 0.4 | 0.4 | 0.3 | 0.4 | 0.4 | 0 | 0 | 0 | 0 | 0 | 0 | 0.4 | 0.4 | 0 | 0 |  | 7.4 | 7.4 | 7.4 | 1.7764e-15 |  | 0 | 0 | 0 | 0 | 0
2002-04-08 | 2002 | 4 | 8 | 0 | 0 | 0 | 0 | 0 | 0 | 0 | 0 | 0 | 0 | 0 | 0 | 0 | 0 | 0 | 0 | 0 | 0 | 0 | 0 | 0 | 0 | 0 | 0 |  | 0 | 0 | 0 | 0 |  | 0 | 0 | 0 | 0 | 0
2002-04-09 | 2002 | 4 | 9 | 0 | 0 | 0 | 0 | 0 | 0 | 0 | 0 | 0 | 0 | 0 | 0 | 0.1 | 0.1 | 0.1 | 0.1 | 0.1 | 0 | 0.1 | 0 | 0.1 | 0.1 | 0.1 | 0.1 |  | 1 | 1 | 1 | 1.1102e-16 |  | 0 | 0 | 0 | 0 | 0
2002-04-10 | 2002 | 4 | 10 | 0 | 0 | 0 | 0 | 0 | 0 | 0 | 0 | 0 | 0 | 0 | 0 | 0 | 0 | 0 | 0 | 0 | 0 | 0 | 0 | 0 | 0 | 0 | 0 |  | 0 | 0 | 0 | 0 |  | 0 | 0 | 0 | 0 | 0
2002-04-11 | 2002 | 4 | 11 | 0 | 0 | 0 | 0 | 0 | 0 | 0 | 0 | 0 | 0 | 0 | 0 | 0 | 0 | 0 | 0 | 0 | 0 | 0 | 0 | 0 | 0 | 0 | 0 |  | 0 | 0 | 0 | 0 |  | 0 | 0 | 0 | 0 | 0
2002-04-12 | 2002 | 4 | 12 | 0 | 0 | 0 | 0 | 0 | 0 | 0 | 0 | 0 | 0 | 0 | 0 | 0 | 0 | 0 | 0 | 0 | 0 | 0 | 0 | 0 | 0 | 0 | 0 |  | 0 | 0 | 0 | 0 |  | 0 | 0 | 0 | 0 | 0
2002-04-13 | 2002 | 4 | 13 | 0 | 0 | 0 | 0 | 0 | 0 | 0 | 0 | 0 | 0 | 0 | 0 | 0 | 0 | 0 | 0 | 0 | 0 | 0 | 0 | 0 | 0 | 0 | 0 |  | 0 | 0 | 0 | 0 |  | 0 | 0 | 0 | 0 | 0
2002-04-14 | 2002 | 4 | 14 | 0 | 0 | 0 | 0 | 0 | 0 | 0 | 0 | 0 | 0 | 0 | 0 | 0 | 0 | 0 | 0 | 0 | 0 | 0 | 0 | 0 | 0 | 0 | 0 |  | 0 | 0 | 0 | 0 |  | 0 | 0 | 0 | 0 | 0
2002-04-15 | 2002 | 4 | 15 | 0 | 0 | 0 | 0 | 0 | 0 | 0 | 0 | 0 | 0 | 0 | 0 | 0 | 0 | 0 | 0 | 0 | 0 | 0 | 0 | 0 | 0 | 0 | 0 |  | 0 | 0 | 0 | 0 |  | 0 | 0 | 0 | 0 | 0
2002-04-16 | 2002 | 4 | 16 | 0 | 0 | 0 | 0 | 0 | 0 | 0 | 0 | 0 | 0 | 0 | 0 | 0 | 0 | 0 | 0 | 0 | 0 | 0 | 0 | 0 | 0 | 0 | 0 |  | 0 | 0 | 0 | 0 |  | 0 | 0 | 0 | 0 | 0
2002-04-17 | 2002 | 4 | 17 | 0 | 0 | 0.1 | 0 | 0.1 | 0.1 | 0.1 | 0.1 | 0 | 0 | 0 | 0 | 0.1 | 0.1 | 0.1 | 0.1 | 0 | 0 | 0 | 0 | 0 | 0 | 0 | 0 |  | 0.9 | 0.9 | 0.9 | 1.1102e-16 |  | 0 | 0 | 0 | 0 | 0
2002-04-18 | 2002 | 4 | 18 | 0 | 0 | 0 | 0 | 0 | 0 | 0 | 0 | 0 | 0 | 0 | 0 | 0 | 0 | 0 | 0 | 0 | 0 | 0 | 0 | 0 | 0 | 0 | 0 |  | 0 | 0 | 0 | 0 |  | 0 | 0 | 0 | 0 | 0
2002-04-19 | 2002 | 4 | 19 | 0 | 0 | 0 | 0 | 0 | 0 | 0 | 0 | 0 | 0 | 0 | 0 | 0 | 0 | 0 | 0 | 0 | 0 | 0 | 0 | 0 | 0 | 0 | 0 |  | 0 | 0 | 0 | 0 |  | 0 | 0 | 0 | 0 | 0
2002-04-20 | 2002 | 4 | 20 | 0 | 0 | 0 | 0 | 0 | 0 | 0 | 0 | 0 | 0 | 0 | 0 | 0 | 0 | 0 | 0 | 0 | 0 | 0 | 0 | 0 | 0 | 0 | 0 |  | 0 | 0 | 0 | 0 |  | 0 | 0 | 0 | 0 | 0
2002-04-21 | 2002 | 4 | 21 | 0 | 0 | 0 | 0 | 0 | 0 | 0 | 0 | 0 | 0 | 0 | 0 | 0 | 0 | 0 | 0 | 0 | 0 | 0 | 0 | 0 | 0 | 0 | 0 |  | 0 | 0 | 0 | 0 |  | 0 | 0 | 0 | 0 | 0
2002-04-22 | 2002 | 4 | 22 | 0 | 0 | 0 | 0 | 0 | 0 | 0 | 0 | 0 | 0 | 0 | 0 | 0 | 0 | 0 | 0 | 0 | 0 | 0 | 0 | 0 | 0 | 0 | 0 |  | 0 | 0 | 0 | 0 |  | 0 | 0 | 0 | 0 | 0
2002-04-23 | 2002 | 4 | 23 | 0 | 0.1 | 0 | 0 | 0 | 0 | 0 | 0 | 0.1 | 0 | 0 | 0 | 0 | 0 | 0 | 0 | 0 | 0 | 0 | 0 | 0 | 0 | 0 | 0 |  | 0.2 | 0.2 | 0.2 | 0 |  | 0 | 0 | 0 | 0 | 0
2002-04-24 | 2002 | 4 | 24 | 0 | 0 | 0 | 0 | 0 | 0 | 0 | 0 | 0 | 0 | 0 | 0 | 0 | 0 | 0 | 0 | 0 | 0 | 0 | 0 | 0 | 0 | 0 | 0 |  | 0 | 0 | 0 | 0 |  | 0 | 0 | 0 | 0 | 0
2002-04-25 | 2002 | 4 | 25 | 0 | 0 | 0 | 0 | 0 | 0 | 0 | 0 | 0 | 0 | 0 | 0 | 0 | 0 | 0 | 0 | 0 | 0 | 0 | 0 | 0 | 0 | 0 | 0 |  | 0 | 0 | 0 | 0 |  | 0 | 0 | 0 | 0 | 0
2002-04-26 | 2002 | 4 | 26 | 0.2 | 0.2 | 0.2 | 0.2 | 0.2 | 0.2 | 0.2 | 0.2 | 0.2 | 0.2 | 0.2 | 0.2 | 0.2 | 0.2 | 0.2 | 0.2 | 0.2 | 0.2 | 0.2 | 0.2 | 0.2 | 0.2 | 0.2 | 0.2 |  | 4.8 | 4.8 | 4.8 | 1.7764e-15 |  | 0 | 0 | 0 | 0 | 0
2002-04-27 | 2002 | 4 | 27 | 0 | 0 | 0 | 0 | 0 | 0 | 0 | 0 | 0 | 0 | 0 | 0 | 0 | 0 | 0 | 0 | 0 | 0 | 0 | 0 | 0 | 0 | 0 | 0 |  | 0 | 0 | 0 | 0 |  | 0 | 0 | 0 | 0 | 0
2002-04-28 | 2002 | 4 | 28 | 0 | 0 | 0 | 0 | 0 | 0 | 0 | 0 | 0 | 0 | 0 | 0 | 0 | 0 | 0 | 0 | 0 | 0 | 0 | 0 | 0 | 0 | 0 | 0 |  | 0 | 0 | 0 | 0 |  | 0 | 0 | 0 | 0 | 0
2002-04-29 | 2002 | 4 | 29 | 0 | 0 | 0 | 0 | 0 | 0 | 0 | 0 | 0 | 0 | 0 | 0.3 | 0 | 0 | 0 | 0 | 0.2 | 0.3 | 0 | 0 | 0.2 | 0.3 | 0.2 | 0.3 |  | 1.8 | 1.8 | 1.8 | 0 |  | 0 | 0 | 0 | 0 | 0
2002-04-30 | 2002 | 4 | 30 | 0.2 | 0.2 | 0.1 | 0.2 | 0.2 | 0.2 | 0.1 | 0.2 | 0.2 | 0.2 | 0.1 | 0.2 | 0.2 | 0.2 | 0 | 0 | 0.1 | 0.2 | 0 | 0 | 0 | 0 | 0 | 0.2 |  | 3 | 3 | 3 | 8.8818e-16 |  | 0 | 0 | 0 | 0 | 0
2002-05-01 | 2002 | 5 | 1 | 0 | 0 | 0 | 0 | 0 | 0 | 0 | 0 | 0 | 0 | 0 | 0 | 0 | 0 | 0 | 0 | 0 | 0 | 0 | 0 | 0 | 0 | 0 | 0 |  | 0 | 0 | 0 | 0 |  | 0 | 0 | 0 | 0 | 0
2002-05-02 | 2002 | 5 | 2 | 0 | 0 | 0 | 0 | 0 | 0 | 0 | 0 | 0 | 0 | 0 | 0 | 0 | 0 | 0 | 0 | 0 | 0 | 0.3 | 0 | 0.5 | 0.5 | 0.4 | 0.5 |  | 2.2 | 2.2 | 2.2 | 0 |  | 2.2 | 0 | 0 | 0 | 0
2002-05-03 | 2002 | 5 | 3 | 0.1 | 0.1 | 0 | 0.1 | 0.1 | 0 | 0 | 0 | 0 | 0 | 0 | 0 | 0 | 0 | 0.1 | 0 | 0.1 | 0 | 0 | 0 | 0 | 0 | 0 | 0 |  | 0.6 | 0.6 | 0.6 | 0 |  | 0.6 | 0 | 0 | 0 | 0
2002-05-04 | 2002 | 5 | 4 | 0 | 0 | 0 | 0 | 0 | 0 | 0 | 0 | 0 | 0 | 0 | 0 | 0 | 0 | 0 | 0 | 0 | 0 | 0 | 0 | 0 | 0 | 0 | 0 |  | 0 | 0 | 0 | 0 |  | 0 | 0 | 0 | 0 | 0
2002-05-05 | 2002 | 5 | 5 | 0.2 | 0 | 0 | 0.3 | 0.2 | 0.3 | 0.2 | 0.2 | 0.3 | 0.2 | 0.2 | 0.3 | 0.2 | 0.3 | 0.2 | 0.2 | 0.3 | 0.4 | 0.3 | 0.2 | 0.2 | 0.5 | 0.3 | 0.2 |  | 5.7 | 5.7 | 5.7 | 0 |  | 5.7 | 0 | 0 | 0 | 0
2002-05-06 | 2002 | 5 | 6 | 0.8 | 0.5 | 0.2 | 0.3 | 0.3 | 0.5 | 0.5 | 0.5 | 0.5 | 0.8 | 0.5 | 0.5 | 0.5 | 0.3 | 0.2 | 0.3 | 0.3 | 0.2 | 0.3 | 0.2 | 0.3 | 0.2 | 0.3 | 0 |  | 9 | 9 | 9 | 0 |  | 9 | 0 | 0 | 0 | 0
2002-05-07 | 2002 | 5 | 7 | 0 | 0.4 | 0.4 | 0.4 | 0.4 | 0.4 | 0 | 0 | 0 | 0 | 0 | 0 | 0 | 0 | 0 | 0 | 0 | 0 | 0 | 0 | 0 | 0 | 0 | 0 |  | 2 | 2 | 2 | 0 |  | 2 | 0 | 0 | 0 | 0
2002-05-08 | 2002 | 5 | 8 | 0 | 0 | 0 | 0 | 0 | 0 | 0 | 0 | 0 | 0 | 0 | 0 | 0 | 0 | 0 | 0 | 0 | 0 | 0 | 0 | 0 | 0 | 0 | 0 |  | 0 | 0 | 0 | 0 |  | 0 | 0 | 0 | 0 | 0
2002-05-09 | 2002 | 5 | 9 | 0 | 0 | 0 | 0 | 0 | 0 | 0 | 0 | 0 | 0 | 0 | 0 | 0 | 0 | 0 | 0 | 0 | 0 | 0 | 0 | 0 | 0 | 0 | 0 |  | 0 | 0 | 0 | 0 |  | 0 | 0 | 0 | 0 | 0
2002-05-10 | 2002 | 5 | 10 | 0 | 0 | 0 | 0 | 0 | 0 | 0 | 0 | 0 | 0 | 0 | 0 | 0 | 0 | 0 | 0 | 0 | 0 | 0 | 0 | 0 | 0 | 0 | 0 |  | 0 | 0 | 0 | 0 |  | 0 | 0 | 0 | 0 | 0
2002-05-11 | 2002 | 5 | 11 | 0 | 0 | 0 | 0 | 0 | 0 | 0 | 0 | 0 | 0 | 0 | 0 | 0 | 0 | 0 | 0 | 0 | 0 | 0 | 0 | 0 | 0 | 0 | 0 |  | 0 | 0 | 0 | 0 |  | 0 | 0 | 0 | 0 | 0
2002-05-12 | 2002 | 5 | 12 | 0 | 0 | 0 | 0 | 0 | 0 | 0 | 0 | 0 | 0 | 0 | 0 | 0 | 0 | 0 | 0 | 0 | 0 | 0 | 0 | 0 | 0 | 0 | 0 |  | 0 | 0 | 0 | 0 |  | 0 | 0 | 0 | 0 | 0
2002-05-13 | 2002 | 5 | 13 | 0 | 0 | 0 | 0 | 0 | 0 | 0 | 0 | 0 | 0 | 0 | 0 | 0 | 0 | 0 | 0 | 0 | 0 | 0 | 0 | 0 | 0 | 0 | 0 |  | 0 | 0 | 0 | 0 |  | 0 | 0 | 0 | 0 | 0
2002-05-14 | 2002 | 5 | 14 | 0 | 0 | 0 | 0 | 0 | 0 | 0 | 0 | 0 | 0 | 0 | 0 | 0 | 0 | 0 | 0 | 0 | 2.1 | 0.9 | 1.6 | 0 | 0 | 0.2 | 0 |  | 4.8 | 4.8 | 4.8 | 0 |  | 4.8 | 0 | 0 | 0 | 0
2002-05-15 | 2002 | 5 | 15 | 0 | 0 | 0.4 | 0.4 | 0 | 0 | 0 | 0 | 0 | 0 | 0 | 0 | 0 | 0 | 0 | 0 | 0 | 0 | 0 | 0 | 0 | 0 | 0 | 0 |  | 0.8 | 0.8 | 0.8 | 0 |  | 0.8 | 0 | 0 | 0 | 0
2002-05-16 | 2002 | 5 | 16 | 0 | 0 | 0 | 0 | 0 | 0 | 0 | 0 | 0 | 0 | 0 | 0 | 0 | 0 | 0 | 0 | 0 | 0 | 0 | 0 | 0 | 0 | 0 | 0 |  | 0 | 0 | 0 | 0 |  | 0 | 0 | 0 | 0 | 0
2002-05-17 | 2002 | 5 | 17 | 0 | 0 | 0 | 0 | 0 | 0 | 0 | 0 | 0 | 0 | 0 | 0 | 0 | 0.3 | 0 | 0.3 | 0 | 0 | 0 | 0 | 0 | 0 | 0 | 0 |  | 0.6 | 0.6 | 0.6 | 0 |  | 0.6 | 0 | 0 | 0 | 0
2002-05-18 | 2002 | 5 | 18 | 0 | 0 | 0 | 0 | 0 | 0 | 0 | 0 | 0 | 0 | 0 | 0 | 0 | 0 | 0 | 0 | 0 | 0 | 0 | 0 | 0.6 | 0 | 0 | 0 |  | 0.6 | 0.6 | 0.6 | 0 |  | 0.6 | 0 | 0 | 0 | 0
2002-05-19 | 2002 | 5 | 19 | 0 | 0 | 0 | 0 | 0 | 0 | 0 | 0.8 | 0 | 0 | 0 | 0 | 0 | 0 | 0 | 0 | 0 | 0 | 0 | 0 | 0 | 0 | 0 | 0 |  | 0.8 | 0.8 | 0.8 | 0 |  | 0.8 | 0 | 0 | 0 | 0
2002-05-20 | 2002 | 5 | 20 | 0 | 0 | 0 | 0 | 0 | 0 | 0 | 0 | 0 | 0 | 0 | 0 | 0 | 0 | 0 | 0 | 0 | 0 | 0 | 0 | 0 | 0 | 0 | 0 |  | 0 | 0 | 0 | 0 |  | 0 | 0 | 0 | 0 | 0
2002-05-21 | 2002 | 5 | 21 | 0 | 0 | 0 | 0 | 0 | 0 | 0 | 0 | 0 | 0 | 0 | 0 | 0 | 0 | 0 | 0 | 0 | 0 | 0 | 0 | 0 | 0 | 0 | 0 |  | 0 | 0 | 0 | 0 |  | 0 | 0 | 0 | 0 | 0
2002-05-22 | 2002 | 5 | 22 | 0.3 | 0.6 | 0.6 | 0.3 | 0.2 | 0.3 | 0.3 | 0.3 | 0.3 | 0 | 0 | 0.3 | 0.3 | 0 | 0 | 0 | 0 | 0 | 0 | 0 | 0 | 0 | 0 | 0 |  | 3.8 | 3.8 | 3.8 | 8.8818e-16 |  | 3.8 | 0 | 0 | 0 | 0
2002-05-23 | 2002 | 5 | 23 | 0 | 0 | 0 | 0 | 0 | 0 | 0 | 0 | 0 | 0 | 0 | 0 | 0 | 0 | 0 | 0 | 0 | 0 | 0 | 0 | 0 | 0 | 0 | 0 |  | 0 | 0 | 0 | 0 |  | 0 | 0 | 0 | 0 | 0
2002-05-24 | 2002 | 5 | 24 | 0 | 0 | 0 | 0 | 0 | 0 | 0 | 0 | 0 | 0 | 0 | 0 | 0 | 0 | 0 | 0 | 0 | 0 | 0 | 0 | 0.8 | 1.9 | 0 | 0.4 |  | 3.1 | 3.1 | 3.1 | 0 |  | 3.1 | 0 | 0 | 0 | 0
2002-05-25 | 2002 | 5 | 25 | 0 | 0 | 0 | 0 | 0 | 0 | 0 | 0 | 0 | 0 | 0 | 0 | 0 | 0 | 0 | 0 | 0 | 0 | 0 | 0 | 0 | 0 | 0 | 0 |  | 0 | 0 | 0 | 0 |  | 0 | 0 | 0 | 0 | 0
2002-05-26 | 2002 | 5 | 26 | 0 | 0 | 0 | 0 | 0 | 0 | 0 | 0 | 0 | 0 | 0 | 0 | 0 | 0 | 0 | 0 | 0 | 0 | 0 | 0 | 0 | 0 | 0 | 0 |  | 0 | 0 | 0 | 0 |  | 0 | 0 | 0 | 0 | 0
2002-05-27 | 2002 | 5 | 27 | 0 | 0 | 0 | 0 | 0 | 0 | 0 | 0 | 0 | 0 | 0 | 0 | 0 | 0 | 0 | 0 | 0 | 0 | 0 | 0 | 0 | 0 | 0 | 0 |  | 0 | 0 | 0 | 0 |  | 0 | 0 | 0 | 0 | 0
2002-05-28 | 2002 | 5 | 28 | 0 | 0 | 0 | 0 | 0 | 0 | 0 | 0 | 0 | 0 | 0 | 0 | 0 | 0 | 0 | 0 | 0 | 0 | 0 | 0 | 0 | 0 | 0 | 0 |  | 0 | 0 | 0 | 0 |  | 0 | 0 | 0 | 0 | 0
2002-05-29 | 2002 | 5 | 29 | 0 | 0 | 0 | 0 | 0 | 0 | 0 | 0 | 0 | 0 | 0 | 0 | 0 | 0 | 0 | 0 | 0 | 0 | 0 | 0 | 0 | 0 | 0 | 0 |  | 0 | 0 | 0 | 0 |  | 0 | 0 | 0 | 0 | 0
2002-05-30 | 2002 | 5 | 30 | 0 | 0 | 0 | 0 | 0 | 0 | 0 | 0 | 0 | 0 | 0 | 0 | 0 | 0 | 0 | 0 | 0 | 0 | 0 | 0 | 0 | 0 | 0 | 0 |  | 0 | 0 | 0 | 0 |  | 0 | 0 | 0 | 0 | 0
2002-05-31 | 2002 | 5 | 31 | 0 | 0 | 0 | 0 | 0 | 0 | 0 | 0 | 0 | 0 | 0 | 0 | 0 | 0 | 0 | 0 | 0 | 0 | 0 | 0 | 0 | 0 | 0 | 0 |  | 0 | 0 | 0 | 0 |  | 0 | 0 | 0 | 0 | 0
2002-06-01 | 2002 | 6 | 1 | 0 | 0 | 0 | 0 | 0 | 0 | 0 | 0 | 0 | 0 | 0 | 0 | 0 | 0 | 0 | 0 | 0 | 0 | 0 | 0 | 0 | 0 | 0 | 0 |  | 0 | 0 | 0 | 0 |  | 0 | 0 | 0 | 0 | 0
2002-06-02 | 2002 | 6 | 2 | 0 | 0 | 0 | 0 | 0 | 0.2 | 1.3 | 2.4 | 1.4 | 1.7 | 1.3 | 1.7 | 1.5 | 2.9 | 2.6 | 2.2 | 2.4 | 1 | 0.2 | 0.2 | 0.4 | 1.5 | 0.7 | 0.4 |  | 26 | 26 | 26 | 7.1054e-15 |  | 0 | 26 | 0 | 0 | 0
2002-06-03 | 2002 | 6 | 3 | 0.6 | 0.5 | 0.6 | 0.5 | 0 | 0 | 0 | 0 | 0 | 0 | 0 | 0 | 0 | 0 | 0 | 0 | 0 | 0 | 0 | 0 | 0 | 0 | 0 | 0 |  | 2.2 | 2.2 | 2.2 | 0 |  | 0 | 2.2 | 0 | 0 | 0
2002-06-04 | 2002 | 6 | 4 | 0 | 0 | 0 | 0 | 0 | 0 | 0 | 0 | 0 | 0 | 0 | 0 | 0 | 0 | 0 | 0 | 0 | 0 | 0 | 0 | 0 | 0 | 0 | 0 |  | 0 | 0 | 0 | 0 |  | 0 | 0 | 0 | 0 | 0
2002-06-05 | 2002 | 6 | 5 | 0 | 0 | 0 | 0 | 0 | 0 | 0 | 0 | 0 | 0 | 0 | 0 | 0 | 0 | 0 | 0 | 0 | 0 | 0 | 0 | 0 | 0 | 0 | 0 |  | 0 | 0 | 0 | 0 |  | 0 | 0 | 0 | 0 | 0
2002-06-06 | 2002 | 6 | 6 | 0 | 0 | 0 | 0 | 0 | 0 | 0 | 0 | 0 | 0 | 0 | 0 | 0 | 0 | 0 | 0 | 0 | 0 | 0 | 0 | 0 | 0 | 0 | 0 |  | 0 | 0 | 0 | 0 |  | 0 | 0 | 0 | 0 | 0
2002-06-07 | 2002 | 6 | 7 | 0 | 0 | 0 | 0 | 0 | 0 | 0 | 0 | 0 | 0 | 0 | 0 | 0 | 0 | 0 | 0 | 0 | 0 | 0 | 0 | 0 | 0 | 0 | 0 |  | 0 | 0 | 0 | 0 |  | 0 | 0 | 0 | 0 | 0
2002-06-08 | 2002 | 6 | 8 | 0 | 1 | 0.3 | 0 | 0 | 0 | 0 | 0 | 0 | 0.7 | 0.3 | 0 | 0.3 | 0 | 0.6 | 0.6 | 0.6 | 0.3 | 1.1 | 0 | 0 | 0.3 | 0.3 | 0.6 |  | 7 | 7 | 7 | 1.7764e-15 |  | 0 | 7 | 0 | 0 | 0
2002-06-09 | 2002 | 6 | 9 | 0 | 1 | 3.2 | 3.1 | 2.1 | 1.2 | 1 | 1.1 | 0.5 | 1 | 0.6 | 0 | 0 | 0.2 | 0 | 0.2 | 0.2 | 0 | 0 | 0 | 0 | 0 | 0 | 0.2 |  | 15.6 | 15.6 | 15.6 | 3.5527e-15 |  | 0 | 15.6 | 0 | 0 | 0
2002-06-10 | 2002 | 6 | 10 | 1.4 | 1.3 | 1.4 | 1.3 | 0 | 0 | 0 | 0 | 0 | 0 | 0 | 0 | 0 | 0 | 0 | 0 | 0 | 1.4 | 0 | 0 | 0 | 0 | 0 | 0 |  | 6.8 | 6.8 | 6.8 | 8.8818e-16 |  | 0 | 6.8 | 0 | 0 | 0
2002-06-11 | 2002 | 6 | 11 | 0 | 0 | 0 | 0 | 0 | 0 | 0 | 0 | 0 | 0 | 0 | 0 | 0 | 0 | 0 | 0 | 0 | 0 | 0 | 0 | 0 | 0 | 0 | 0 |  | 0 | 0 | 0 | 0 |  | 0 | 0 | 0 | 0 | 0
2002-06-12 | 2002 | 6 | 12 | 0 | 0 | 0 | 0 | 0 | 0 | 0 | 0 | 0 | 0 | 0 | 0 | 0 | 0 | 0 | 0 | 0 | 0 | 0 | 0 | 0 | 0 | 0 | 0 |  | 0 | 0 | 0 | 0 |  | 0 | 0 | 0 | 0 | 0
2002-06-13 | 2002 | 6 | 13 | 0 | 0 | 0 | 0 | 0 | 0 | 0 | 0 | 0 | 0 | 0 | 0 | 0 | 0 | 0 | 0 | 0 | 0 | 0 | 0 | 0 | 0 | 0 | 0 |  | 0 | 0 | 0 | 0 |  | 0 | 0 | 0 | 0 | 0
2002-06-14 | 2002 | 6 | 14 | 0 | 0 | 0 | 0 | 0 | 0 | 0 | 0 | 0 | 0 | 0 | 0 | 0 | 0 | 0 | 0 | 0 | 0 | 0 | 0 | 0 | 0 | 0 | 0 |  | 0 | 0 | 0 | 0 |  | 0 | 0 | 0 | 0 | 0
2002-06-15 | 2002 | 6 | 15 | 0 | 0 | 0 | 0 | 0 | 0 | 0 | 0 | 0 | 0 | 0 | 0 | 0 | 0 | 0 | 0 | 0 | 0 | 0 | 0 | 0 | 0 | 0 | 0 |  | 0 | 0 | 0 | 0 |  | 0 | 0 | 0 | 0 | 0
2002-06-16 | 2002 | 6 | 16 | 0 | 0 | 0 | 0 | 0 | 0 | 0 | 0 | 0 | 0 | 0 | 0 | 0 | 0 | 0 | 0 | 0 | 0 | 0 | 0 | 0 | 0 | 0 | 0 |  | 0 | 0 | 0 | 0 |  | 0 | 0 | 0 | 0 | 0
2002-06-17 | 2002 | 6 | 17 | 0 | 0 | 0 | 0 | 0 | 0 | 0 | 0 | 0 | 0 | 0 | 0 | 0 | 0 | 0 | 0 | 0 | 0 | 0 | 0 | 0 | 0 | 0 | 0 |  | 0 | 0 | 0 | 0 |  | 0 | 0 | 0 | 0 | 0
2002-06-18 | 2002 | 6 | 18 | 0 | 0 | 0 | 0 | 0 | 0 | 0 | 0 | 0 | 0 | 0 | 0 | 0.4 | 0 | 0 | 0 | 0 | 0 | 0 | 0 | 0 | 0.2 | 0 | 0 |  | 0.6 | 0.6 | 0.6 | 1.1102e-16 |  | 0 | 0.6 | 0 | 0 | 0
2002-06-19 | 2002 | 6 | 19 | 0 | 0 | 0 | 0 | 0 | 0 | 0 | 0 | 0 | 0 | 0 | 0 | 0 | 0 | 0 | 0 | 0 | 0 | 0 | 0 | 0 | 0 | 0 | 0 |  | 0 | 0 | 0 | 0 |  | 0 | 0 | 0 | 0 | 0
2002-06-20 | 2002 | 6 | 20 | 0 | 0 | 0 | 0 | 0 | 0 | 0 | 0 | 0 | 0 | 0 | 0 | 0 | 0 | 0 | 0 | 0 | 0 | 0 | 0 | 0 | 0 | 0 | 0 |  | 0 | 0 | 0 | 0 |  | 0 | 0 | 0 | 0 | 0
2002-06-21 | 2002 | 6 | 21 | 0 | 0 | 0 | 0 | 0 | 0 | 0 | 0 | 0 | 0 | 0 | 0 | 0 | 0 | 0 | 0 | 0 | 0 | 0 | 0 | 0 | 0 | 0 | 0 |  | 0 | 0 | 0 | 0 |  | 0 | 0 | 0 | 0 | 0
2002-06-22 | 2002 | 6 | 22 | 0 | 0 | 0 | 0 | 0 | 0 | 0 | 0 | 0 | 0 | 0 | 0 | 0 | 0 | 0 | 0 | 0 | 0 | 0 | 0 | 0 | 0 | 0 | 0 |  | 0 | 0 | 0 | 0 |  | 0 | 0 | 0 | 0 | 0
2002-06-23 | 2002 | 6 | 23 | 0 | 0 | 0 | 0 | 0 | 0 | 0 | 0 | 0 | 0 | 0 | 0 | 0 | 0 | 0 | 0 | 0 | 0 | 0 | 0 | 0 | 0 | 0 | 0 |  | 0 | 0 | 0 | 0 |  | 0 | 0 | 0 | 0 | 0
2002-06-24 | 2002 | 6 | 24 | 0 | 0 | 0 | 0 | 0 | 0 | 0 | 0 | 0 | 0 | 0 | 0 | 0 | 0 | 0 | 0 | 0 | 0 | 0 | 0 | 0 | 0 | 0 | 0 |  | 0 | 0 | 0 | 0 |  | 0 | 0 | 0 | 0 | 0
2002-06-25 | 2002 | 6 | 25 | 0 | 0 | 0 | 0 | 0 | 0 | 0 | 0 | 0 | 0 | 0 | 0 | 0 | 0 | 0 | 0 | 0 | 0 | 0 | 0 | 0 | 0 | 0 | 0 |  | 0 | 0 | 0 | 0 |  | 0 | 0 | 0 | 0 | 0
2002-06-26 | 2002 | 6 | 26 | 0 | 0 | 0 | 0 | 0 | 0 | 0 | 0 | 0 | 0 | 0 | 0 | 0 | 0 | 0 | 0 | 0 | 0 | 0 | 0 | 0 | 0 | 0 | 0 |  | 0 | 0 | 0 | 0 |  | 0 | 0 | 0 | 0 | 0
2002-06-27 | 2002 | 6 | 27 | 0 | 0 | 0 | 0 | 0 | 0 | 0 | 0 | 0 | 0 | 0 | 0 | 0 | 0 | 0 | 0.4 | 0 | 0 | 0 | 0 | 0 | 0 | 0 | 0 |  | 0.4 | 0.4 | 0.4 | 0 |  | 0 | 0.4 | 0 | 0 | 0
2002-06-28 | 2002 | 6 | 28 | 0 | 0 | 0 | 0 | 0 | 0 | 0 | 0 | 0 | 0 | 0 | 0 | 0 | 0 | 0 | 0 | 0 | 0 | 0 | 0 | 0 | 0 | 0 | 0 |  | 0 | 0 | 0 | 0 |  | 0 | 0 | 0 | 0 | 0
2002-06-29 | 2002 | 6 | 29 | 0 | 0 | 0 | 0 | 0 | 0 | 0 | 0 | 0 | 0 | 0 | 0 | 0 | 0 | 0 | 0 | 0 | 0 | 0 | 0 | 0 | 0 | 0 | 0 |  | 0 | 0 | 0 | 0 |  | 0 | 0 | 0 | 0 | 0
2002-06-30 | 2002 | 6 | 30 | 0 | 0 | 0 | 0 | 0 | 0 | 0 | 0 | 0 | 0 | 0 | 0 | 0 | 0 | 0 | 0 | 0 | 0 | 0 | 0 | 0 | 0 | 0 | 0 |  | 0 | 0 | 0 | 0 |  | 0 | 0 | 0 | 0 | 0
2002-07-01 | 2002 | 7 | 1 | 0 | 0 | 0 | 0 | 0 | 0 | 0 | 0 | 0 | 0 | 0 | 0 | 0 | 0 | 0 | 0 | 0 | 0 | 0 | 0 | 0 | 0 | 0 | 0 |  | 0 | 0 | 0 | 0 |  | 0 | 0 | 0 | 0 | 0
2002-07-02 | 2002 | 7 | 2 | 0 | 0 | 0 | 0 | 0 | 0 | 0 | 0 | 0 | 0 | 0 | 0 | 0 | 0 | 0 | 0 | 0 | 0 | 0 | 0 | 0 | 0 | 0 | 0 |  | 0 | 0 | 0 | 0 |  | 0 | 0 | 0 | 0 | 0
2002-07-03 | 2002 | 7 | 3 | 0 | 0 | 0 | 0 | 0 | 0 | 0 | 0 | 0 | 0 | 0 | 0 | 0 | 0 | 0 | 0 | 0 | 0 | 0 | 0 | 0 | 0 | 0 | 0 |  | 0 | 0 | 0 | 0 |  | 0 | 0 | 0 | 0 | 0
2002-07-04 | 2002 | 7 | 4 | 0 | 0 | 0 | 0 | 0 | 0 | 0 | 0 | 0 | 0 | 0 | 0 | 0 | 0 | 0 | 0 | 0 | 0 | 0 | 0 | 0 | 0 | 0 | 0 |  | 0 | 0 | 0 | 0 |  | 0 | 0 | 0 | 0 | 0
2002-07-05 | 2002 | 7 | 5 | 0 | 0 | 0 | 0 | 0 | 0 | 0 | 0 | 0 | 0 | 0 | 0 | 0 | 0 | 0 | 0 | 0 | 0 | 0 | 0 | 0 | 0 | 0 | 0 |  | 0 | 0 | 0 | 0 |  | 0 | 0 | 0 | 0 | 0
2002-07-06 | 2002 | 7 | 6 | 0 | 0 | 0 | 0 | 0 | 0 | 0 | 0 | 0 | 0 | 0 | 0 | 0 | 0 | 0 | 0 | 0 | 0 | 0 | 0 | 0 | 0 | 0 | 0 |  | 0 | 0 | 0 | 0 |  | 0 | 0 | 0 | 0 | 0
2002-07-07 | 2002 | 7 | 7 | 0 | 0 | 0 | 0 | 0 | 0 | 0 | 0 | 0 | 0 | 0 | 0 | 0 | 0 | 0 | 0 | 0 | 0 | 0 | 0 | 0 | 0.7 | 2 | 0 |  | 2.7 | 2.7 | 2.7 | 0 |  | 0 | 0 | 2.7 | 0 | 0
2002-07-08 | 2002 | 7 | 8 | 0 | 0 | 0 | 0 | 0 | 0 | 0.2 | 0 | 0 | 0 | 0 | 0 | 0.5 | 0.5 | 0.5 | 0 | 0 | 0 | 7.1 | 1.1 | 1.8 | 0.9 | 0.2 | 0 |  | 12.8 | 12.8 | 12.8 | 1.7764e-15 |  | 0 | 0 | 12.8 | 0 | 0
2002-07-09 | 2002 | 7 | 9 | 0 | 1.4 | 0 | 0 | 0 | 0 | 0 | 0 | 0 | 0 | 0 | 0 | 0 | 0 | 0 | 0 | 0 | 0 | 0 | 0 | 0 | 0 | 0 | 0 |  | 1.4 | 1.4 | 1.4 | 0 |  | 0 | 0 | 1.4 | 0 | 0
2002-07-10 | 2002 | 7 | 10 | 0 | 0 | 0 | 0 | 0 | 0 | 0 | 0 | 0 | 0 | 0 | 0 | 0 | 0 | 0 | 0 | 0 | 0 | 0 | 0 | 0 | 0 | 0 | 0 |  | 0 | 0 | 0 | 0 |  | 0 | 0 | 0 | 0 | 0
2002-07-11 | 2002 | 7 | 11 | 0 | 0 | 0 | 0 | 0 | 0 | 0 | 0 | 0 | 0 | 0 | 0 | 0 | 0 | 0 | 0 | 0 | 0 | 0 | 0 | 0 | 0 | 0 | 0 |  | 0 | 0 | 0 | 0 |  | 0 | 0 | 0 | 0 | 0
2002-07-12 | 2002 | 7 | 12 | 0 | 0 | 0 | 0 | 0 | 0 | 0 | 0 | 0 | 0 | 0 | 0 | 0 | 0 | 0 | 0 | 0 | 0 | 0 | 0 | 0 | 0 | 0 | 0 |  | 0 | 0 | 0 | 0 |  | 0 | 0 | 0 | 0 | 0
2002-07-13 | 2002 | 7 | 13 | 0 | 0 | 0 | 0 | 0 | 0 | 0 | 0 | 0 | 0 | 0 | 0 | 0 | 0 | 0 | 0 | 0 | 0 | 0 | 0 | 0 | 0 | 0 | 0 |  | 0 | 0 | 0 | 0 |  | 0 | 0 | 0 | 0 | 0
2002-07-14 | 2002 | 7 | 14 | 0 | 0 | 0 | 0 | 0 | 0 | 0 | 0 | 0 | 0 | 0 | 0 | 0 | 0 | 0 | 0 | 0 | 0 | 0 | 0 | 0 | 0 | 0 | 0 |  | 0 | 0 | 0 | 0 |  | 0 | 0 | 0 | 0 | 0
2002-07-15 | 2002 | 7 | 15 | 0 | 0 | 0 | 0 | 0 | 0 | 0 | 0 | 0 | 0 | 0 | 0 | 0 | 0 | 0 | 0 | 0 | 0 | 0 | 0 | 0 | 0 | 0 | 0 |  | 0 | 0 | 0 | 0 |  | 0 | 0 | 0 | 0 | 0
2002-07-16 | 2002 | 7 | 16 | 0 | 0 | 0 | 0 | 0 | 0 | 0 | 0 | 0 | 0 | 0 | 0 | 0 | 0 | 0 | 0 | 0 | 0 | 0 | 0 | 0 | 0 | 0 | 0 |  | 0 | 0 | 0 | 0 |  | 0 | 0 | 0 | 0 | 0
2002-07-17 | 2002 | 7 | 17 | 0 | 0 | 0 | 0 | 0 | 0 | 0 | 0 | 0 | 0 | 0 | 0 | 0 | 0 | 0 | 0 | 0 | 0 | 0 | 0 | 0 | 0 | 0 | 0 |  | 0 | 0 | 0 | 0 |  | 0 | 0 | 0 | 0 | 0
2002-07-18 | 2002 | 7 | 18 | 0 | 0 | 0 | 0 | 0 | 0 | 0 | 0 | 0 | 0 | 0 | 0 | 0 | 0 | 0 | 0 | 0 | 0 | 0 | 0 | 0 | 0 | 0 | 0 |  | 0 | 0 | 0 | 0 |  | 0 | 0 | 0 | 0 | 0
2002-07-19 | 2002 | 7 | 19 | 0 | 0 | 0 | 0 | 0 | 0 | 0 | 0 | 0 | 0 | 0 | 0 | 0 | 0 | 0 | 0 | 0 | 0 | 0 | 0 | 0 | 0 | 0 | 0 |  | 0 | 0 | 0 | 0 |  | 0 | 0 | 0 | 0 | 0
2002-07-20 | 2002 | 7 | 20 | 0 | 0 | 0 | 0 | 0 | 0 | 0 | 0 | 0 | 0 | 0 | 0 | 0 | 0 | 0 | 0 | 0 | 0 | 0 | 1.2 | 0 | 0 | 0 | 0 |  | 1.2 | 1.2 | 1.2 | 0 |  | 0 | 0 | 1.2 | 0 | 0
2002-07-21 | 2002 | 7 | 21 | 0 | 0 | 0 | 0 | 0 | 0 | 0 | 0 | 0 | 0 | 0 | 0 | 0 | 0 | 0 | 0 | 0 | 0 | 0 | 0 | 0 | 0 | 0 | 0 |  | 0 | 0 | 0 | 0 |  | 0 | 0 | 0 | 0 | 0
2002-07-22 | 2002 | 7 | 22 | 0 | 0 | 0 | 0 | 0 | 0 | 0 | 0 | 0 | 0 | 0 | 0 | 0 | 0 | 0 | 0 | 0 | 0 | 0 | 0 | 0 | 0 | 0 | 0 |  | 0 | 0 | 0 | 0 |  | 0 | 0 | 0 | 0 | 0
2002-07-23 | 2002 | 7 | 23 | 0 | 0 | 0 | 0 | 0 | 0 | 0 | 0 | 0 | 0 | 0 | 0 | 0 | 0 | 0 | 0 | 0 | 0 | 0 | 0 | 0 | 0 | 0 | 0 |  | 0 | 0 | 0 | 0 |  | 0 | 0 | 0 | 0 | 0
2002-07-24 | 2002 | 7 | 24 | 0 | 0 | 0 | 0.4 | 0 | 0 | 0 | 0 | 0 | 0 | 0 | 0 | 0 | 0 | 0 | 0 | 0 | 0 | 0 | 0 | 0 | 0 | 0 | 0 |  | 0.4 | 0.4 | 0.4 | 0 |  | 0 | 0 | 0.4 | 0 | 0
2002-07-25 | 2002 | 7 | 25 | 0 | 0 | 0 | 0 | 0 | 0 | 0 | 0 | 0 | 0 | 0 | 0 | 0 | 0 | 0 | 0 | 0 | 0 | 0 | 0.5 | 0 | 2.1 | 0 | 0 |  | 2.6 | 2.6 | 2.6 | 0 |  | 0 | 0 | 2.6 | 0 | 0
2002-07-26 | 2002 | 7 | 26 | 0 | 0 | 0 | 0 | 0 | 0 | 0 | 0 | 0 | 0 | 0 | 0 | 0 | 0.5 | 1.9 | 1.4 | 0 | 0 | 0 | 0 | 0 | 0 | 0 | 0.5 |  | 4.3 | 4.3 | 4.3 | 0 |  | 0 | 0 | 4.3 | 0 | 0
2002-07-27 | 2002 | 7 | 27 | 0 | 0 | 0 | 0 | 0 | 0 | 0 | 0 | 0 | 0 | 0 | 0 | 0 | 0 | 0 | 0 | 0 | 0 | 0 | 0 | 2.2 | 0 | 0 | 0 |  | 2.2 | 2.2 | 2.2 | 0 |  | 0 | 0 | 2.2 | 0 | 0
2002-07-28 | 2002 | 7 | 28 | 0 | 0 | 0 | 0 | 0 | 0 | 0 | 0 | 0 | 0 | 0 | 0 | 0 | 0 | 0 | 0 | 0 | 0 | 0 | 0 | 0 | 0 | 0 | 0 |  | 0 | 0 | 0 | 0 |  | 0 | 0 | 0 | 0 | 0
2002-07-29 | 2002 | 7 | 29 | 0 | 0 | 0 | 0 | 0 | 0 | 0 | 0 | 0 | 0 | 0 | 0 | 0 | 0 | 0 | 0 | 0 | 0 | 0 | 0 | 0 | 0 | 0 | 0 |  | 0 | 0 | 0 | 0 |  | 0 | 0 | 0 | 0 | 0
2002-07-30 | 2002 | 7 | 30 | 0 | 0 | 0 | 0 | 0 | 0 | 0 | 0 | 0 | 0 | 0 | 0 | 0 | 0 | 0 | 0 | 0 | 0 | 0 | 0 | 0 | 0 | 0 | 0.4 |  | 0.4 | 0.4 | 0.4 | 0 |  | 0 | 0 | 0.4 | 0 | 0
2002-07-31 | 2002 | 7 | 31 | 0.9 | 0.5 | 0.2 | 2.2 | 0.9 | 1.5 | 0 | 0 | 0.2 | 0 | 0 | 0 | 0 | 0 | 0.2 | 0.2 | 0 | 0 | 0 | 0 | 0 | 0 | 0 | 0 |  | 6.8 | 6.8 | 6.8 | 8.8818e-16 |  | 0 | 0 | 6.8 | 0 | 0
2002-08-01 | 2002 | 8 | 1 | 0 | 0 | 0 | 0 | 0 | 0 | 0 | 0 | 0 | 0 | 0 | 0 | 0 | 0 | 0 | 0 | 0 | 0 | 0 | 0 | 0 | 0.2 | 0 | 0 |  | 0.2 | 0.2 | 0.2 | 0 |  | 0 | 0 | 0 | 0.2 | 0
2002-08-02 | 2002 | 8 | 2 | 0 | 0 | 0 | 0.5 | 0 | 0 | 0 | 0 | 0 | 0 | 0 | 0 | 0 | 0 | 0 | 4.8 | 3.6 | 2.3 | 0 | 0 | 0 | 0 | 0 | 0 |  | 11.2 | 11.2 | 11.2 | 0 |  | 0 | 0 | 0 | 11.2 | 0
2002-08-03 | 2002 | 8 | 3 | 0 | 0 | 0 | 0 | 0 | 0 | 0 | 0 | 0 | 0 | 0 | 0 | 0 | 0 | 0 | 0 | 0 | 0 | 0 | 0 | 0 | 0 | 0 | 0 |  | 0 | 0 | 0 | 0 |  | 0 | 0 | 0 | 0 | 0
2002-08-04 | 2002 | 8 | 4 | 0 | 0 | 0 | 0 | 0.3 | 0 | 0 | 0 | 0.3 | 1.1 | 0 | 0.3 | 0 | 0.3 | 0 | 0.3 | 0 | 0 | 0 | 0 | 0.3 | 0.3 | 0 | 0.3 |  | 3.5 | 3.5 | 3.5 | 8.8818e-16 |  | 0 | 0 | 0 | 3.5 | 0
2002-08-05 | 2002 | 8 | 5 | 0 | 0 | 0 | 0.4 | 1.2 | 0.9 | 0 | 0 | 0 | 0 | 0 | 0 | 0 | 0 | 0 | 0 | 0 | 0 | 0 | 0 | 0 | 0 | 0 | 0 |  | 2.5 | 2.5 | 2.5 | 0 |  | 0 | 0 | 0 | 2.5 | 0
2002-08-06 | 2002 | 8 | 6 | 0 | 0 | 0 | 0 | 0 | 0 | 0 | 0 | 0 | 0 | 0 | 0 | 0 | 0 | 0 | 0 | 0 | 0 | 0 | 0 | 0 | 0 | 0 | 0 |  | 0 | 0 | 0 | 0 |  | 0 | 0 | 0 | 0 | 0
2002-08-07 | 2002 | 8 | 7 | 0 | 0 | 0 | 0 | 0 | 0 | 0 | 0 | 0 | 0 | 0 | 0 | 0 | 0 | 0 | 0 | 0 | 0 | 0 | 0 | 0 | 0 | 0 | 0 |  | 0 | 0 | 0 | 0 |  | 0 | 0 | 0 | 0 | 0
2002-08-08 | 2002 | 8 | 8 | 0 | 0 | 0 | 0 | 0 | 0 | 0 | 0 | 0 | 0 | 0 | 0 | 0 | 0 | 0 | 0 | 0 | 0 | 0 | 0 | 0 | 0 | 0 | 0 |  | 0 | 0 | 0 | 0 |  | 0 | 0 | 0 | 0 | 0
2002-08-09 | 2002 | 8 | 9 | 0 | 0 | 0 | 0 | 0 | 0 | 0 | 0 | 0 | 0 | 0 | 0 | 0 | 0 | 0 | 0 | 0 | 0 | 0 | 0 | 0 | 0 | 0 | 0 |  | 0 | 0 | 0 | 0 |  | 0 | 0 | 0 | 0 | 0
2002-08-10 | 2002 | 8 | 10 | 0 | 0 | 0 | 0 | 0 | 0 | 0 | 0 | 0 | 0 | 0 | 0 | 0 | 0 | 0 | 0 | 0 | 0 | 0.2 | 2.6 | 0.9 | 3.8 | 0.2 | 0 |  | 7.7 | 7.7 | 7.7 | 0 |  | 0 | 0 | 0 | 7.7 | 0
2002-08-11 | 2002 | 8 | 11 | 0 | 0 | 0 | 0 | 0 | 0 | 0 | 0 | 0 | 0 | 0 | 0 | 0 | 0 | 0 | 0 | 0 | 0 | 0 | 0 | 0 | 0 | 0 | 0 |  | 0 | 0 | 0 | 0 |  | 0 | 0 | 0 | 0 | 0
2002-08-12 | 2002 | 8 | 12 | 0 | 0 | 0 | 0 | 0 | 0 | 0 | 0 | 0 | 0 | 0 | 0 | 0 | 0 | 0 | 0 | 0 | 0 | 0 | 0 | 0 | 0 | 0 | 0 |  | 0 | 0 | 0 | 0 |  | 0 | 0 | 0 | 0 | 0
2002-08-13 | 2002 | 8 | 13 | 0 | 0 | 0 | 0 | 0 | 0 | 0 | 0 | 0 | 0 | 0 | 0 | 0 | 0 | 0 | 0 | 0 | 0 | 0 | 0 | 0 | 0 | 0 | 0 |  | 0 | 0 | 0 | 0 |  | 0 | 0 | 0 | 0 | 0
2002-08-14 | 2002 | 8 | 14 | 0 | 0.2 | 0 | 0 | 0 | 0.4 | 2.8 | 1.3 | 1.1 | 0.4 | 0 | 0 | 0 | 0.2 | 0 | 0 | 0 | 0 | 0 | 0 | 0 | 0 | 0 | 0 |  | 6.4 | 6.4 | 6.4 | 8.8818e-16 |  | 0 | 0 | 0 | 6.4 | 0
2002-08-15 | 2002 | 8 | 15 | 0 | 0 | 0 | 0 | 0 | 0 | 0 | 0 | 0 | 0 | 0 | 0 | 0 | 0 | 0 | 0 | 0 | 0 | 0 | 0 | 0 | 0 | 0 | 0 |  | 0 | 0 | 0 | 0 |  | 0 | 0 | 0 | 0 | 0
2002-08-16 | 2002 | 8 | 16 | 0 | 0.5 | 1.1 | 0.5 | 1.8 | 2.5 | 1.1 | 0.2 | 0 | 0 | 0 | 0 | 0 | 0 | 0 | 0 | 0 | 0 | 0 | 0 | 0 | 0 | 0 | 0 |  | 7.7 | 7.7 | 7.7 | 0 |  | 0 | 0 | 0 | 7.7 | 0
2002-08-17 | 2002 | 8 | 17 | 0 | 0 | 0 | 0 | 0 | 0 | 0 | 0 | 0 | 0 | 0 | 0 | 0 | 0 | 0 | 0 | 0 | 0 | 0.9 | 1.5 | 0 | 0 | 0 | 0 |  | 2.4 | 2.4 | 2.4 | 0 |  | 0 | 0 | 0 | 2.4 | 0
2002-08-18 | 2002 | 8 | 18 | 0 | 0 | 0 | 0 | 0 | 0 | 0 | 0 | 0 | 0 | 0 | 0 | 0 | 0 | 0 | 0 | 0 | 0 | 0 | 0 | 0 | 0 | 0 | 0 |  | 0 | 0 | 0 | 0 |  | 0 | 0 | 0 | 0 | 0
2002-08-19 | 2002 | 8 | 19 | 0 | 0 | 0 | 0 | 0 | 0 | 0 | 0 | 0 | 0 | 0 | 0 | 0 | 0 | 0 | 0 | 0 | 0 | 0 | 0 | 0 | 0 | 1 | 2.2 |  | 3.2 | 3.2 | 3.2 | 0 |  | 0 | 0 | 0 | 3.2 | 0
2002-08-20 | 2002 | 8 | 20 | 1.2 | 0 | 0 | 1.2 | 0 | 0 | 0 | 0 | 0 | 0 | 0 | 0 | 0 | 0 | 0 | 0 | 0 | 0 | 0 | 0 | 0 | 0 | 0 | 0 |  | 2.4 | 2.4 | 2.4 | 0 |  | 0 | 0 | 0 | 2.4 | 0
2002-08-21 | 2002 | 8 | 21 | 0 | 0 | 0 | 0 | 0 | 0 | 0 | 0 | 0 | 0 | 0 | 0 | 0 | 0 | 0 | 0 | 0 | 0 | 0 | 0 | 0 | 0 | 0 | 0 |  | 0 | 0 | 0 | 0 |  | 0 | 0 | 0 | 0 | 0
2002-08-22 | 2002 | 8 | 22 | 0 | 0 | 0 | 0 | 0 | 0 | 0 | 0 | 0 | 0 | 0 | 0 | 0 | 0 | 0 | 0 | 0 | 0 | 0 | 0 | 0 | 0 | 0 | 0 |  | 0 | 0 | 0 | 0 |  | 0 | 0 | 0 | 0 | 0
2002-08-23 | 2002 | 8 | 23 | 0 | 0 | 0 | 0 | 0 | 0 | 0 | 0 | 0 | 0 | 0 | 0 | 0 | 0 | 0 | 0 | 0 | 0 | 0 | 0 | 0 | 0 | 0 | 0 |  | 0 | 0 | 0 | 0 |  | 0 | 0 | 0 | 0 | 0
2002-08-24 | 2002 | 8 | 24 | 0 | 0 | 0 | 0 | 0 | 0 | 0 | 0 | 0 | 0 | 0 | 0 | 0 | 0 | 0 | 0 | 0 | 0 | 0 | 0 | 0 | 0 | 0 | 0 |  | 0 | 0 | 0 | 0 |  | 0 | 0 | 0 | 0 | 0
2002-08-25 | 2002 | 8 | 25 | 0 | 0 | 0 | 0 | 0 | 0 | 0 | 0 | 0 | 0 | 0 | 0 | 0 | 0 | 0 | 0 | 0 | 0 | 0 | 0 | 0 | 0 | 0 | 0 |  | 0 | 0 | 0 | 0 |  | 0 | 0 | 0 | 0 | 0
2002-08-26 | 2002 | 8 | 26 | 0 | 0 | 0 | 0 | 0 | 0 | 0 | 0 | 0 | 0 | 0 | 0 | 0 | 0 | 0 | 0 | 0 | 0 | 0 | 0 | 0 | 0 | 0 | 0 |  | 0 | 0 | 0 | 0 |  | 0 | 0 | 0 | 0 | 0
2002-08-27 | 2002 | 8 | 27 | 0 | 0 | 0 | 0 | 0 | 0 | 0 | 0 | 0 | 0 | 0 | 0 | 0 | 0 | 0 | 0 | 0 | 0 | 0 | 0 | 0 | 0 | 0 | 0 |  | 0 | 0 | 0 | 0 |  | 0 | 0 | 0 | 0 | 0
2002-08-28 | 2002 | 8 | 28 | 0 | 0 | 0 | 0 | 0 | 0 | 0 | 0 | 0 | 0 | 0 | 0 | 0 | 0 | 0 | 0 | 0 | 0 | 0 | 0 | 0 | 0 | 0 | 0 |  | 0 | 0 | 0 | 0 |  | 0 | 0 | 0 | 0 | 0
2002-08-29 | 2002 | 8 | 29 | 0 | 0 | 0 | 0 | 0 | 0 | 0 | 0 | 0 | 0 | 0 | 0 | 0 | 0 | 0 | 0 | 0 | 0 | 0 | 0 | 0 | 0 | 0 | 0 |  | 0 | 0 | 0 | 0 |  | 0 | 0 | 0 | 0 | 0
2002-08-30 | 2002 | 8 | 30 | 0 | 0 | 0 | 0 | 0 | 0 | 0 | 0 | 0 | 0 | 0 | 0 | 0 | 0 | 0 | 0 | 0 | 1.9 | 4 | 4.3 | 0 | 0 | 0 | 0 |  | 10.2 | 10.2 | 10.2 | 0 |  | 0 | 0 | 0 | 10.2 | 0
2002-08-31 | 2002 | 8 | 31 | 0 | 0 | 0 | 0 | 0 | 0 | 0 | 0 | 0 | 0 | 0 | 0 | 0 | 0 | 0 | 0 | 0 | 0 | 0 | 0 | 0 | 0 | 0 | 0 |  | 0 | 0 | 0 | 0 |  | 0 | 0 | 0 | 0 | 0
2002-09-01 | 2002 | 9 | 1 | 0 | 0 | 0 | 0 | 0 | 0 | 0 | 0.2 | 2.2 | 0 | 0.2 | 2.7 | 1.8 | 2.2 | 0.7 | 0.4 | 0 | 0 | 0 | 0 | 0 | 0 | 0 | 0 |  | 10.4 | 10.4 | 10.4 | 0 |  | 0 | 0 | 0 | 0 | 10.4
2002-09-02 | 2002 | 9 | 2 | 0 | 0 | 0 | 0 | 0 | 0 | 0 | 0 | 0 | 0 | 0 | 0 | 0 | 0 | 0 | 0 | 0 | 0 | 0 | 0 | 0 | 0 | 0 | 0 |  | 0 | 0 | 0 | 0 |  | 0 | 0 | 0 | 0 | 0
2002-09-03 | 2002 | 9 | 3 | 0 | 0 | 0 | 0 | 0 | 0 | 0 | 0 | 0 | 0 | 0 | 0 | 0 | 0 | 0 | 0 | 0 | 0 | 0 | 0 | 0 | 0 | 0 | 0 |  | 0 | 0 | 0 | 0 |  | 0 | 0 | 0 | 0 | 0
2002-09-04 | 2002 | 9 | 4 | 0 | 0 | 0 | 0 | 0 | 0 | 0 | 0 | 0 | 0 | 0 | 0 | 0 | 0 | 0 | 0 | 0 | 0 | 0 | 0 | 0 | 0 | 0 | 0 |  | 0 | 0 | 0 | 0 |  | 0 | 0 | 0 | 0 | 0
2002-09-05 | 2002 | 9 | 5 | 0 | 0 | 0.5 | 0.5 | 0.2 | 0.2 | 0 | 0.5 | 1 | 0.5 | 0 | 0 | 0 | 0 | 0 | 0 | 0 | 0 | 0 | 0 | 0.2 | 0 | 1.2 | 0.7 |  | 5.5 | 5.5 | 5.5 | 0 |  | 0 | 0 | 0 | 0 | 5.5
2002-09-06 | 2002 | 9 | 6 | 0.5 | 1 | 0.2 | 0 | 0 | 0 | 0 | 0 | 0.2 | 0 | 0 | 0 | 0 | 0 | 0 | 0 | 0 | 0 | 0 | 0 | 0 | 0 | 0 | 0 |  | 1.9 | 1.9 | 1.9 | 0 |  | 0 | 0 | 0 | 0 | 1.9
2002-09-07 | 2002 | 9 | 7 | 0 | 0.5 | 1.4 | 2.3 | 2.8 | 3.4 | 0.9 | 0.2 | 0.2 | 0.2 | 0 | 0 | 0 | 0 | 0 | 0 | 0 | 0.2 | 0.2 | 0 | 0 | 0 | 0 | 0 |  | 12.3 | 12.3 | 12.3 | 5.3291e-15 |  | 0 | 0 | 0 | 0 | 12.3
2002-09-08 | 2002 | 9 | 8 | 0 | 0 | 0 | 0 | 0 | 0 | 0 | 0 | 0 | 0 | 0 | 0 | 0 | 0 | 0 | 0 | 0 | 0 | 0 | 0 | 0 | 0 | 0 | 0 |  | 0 | 0 | 0 | 0 |  | 0 | 0 | 0 | 0 | 0
2002-09-09 | 2002 | 9 | 9 | 0 | 0 | 0 | 0 | 0 | 0 | 0 | 0 | 0 | 0 | 0 | 0 | 0 | 0 | 0 | 0 | 0 | 0 | 0 | 0 | 0 | 0 | 0 | 0 |  | 0 | 0 | 0 | 0 |  | 0 | 0 | 0 | 0 | 0
2002-09-10 | 2002 | 9 | 10 | 0 | 0 | 0 | 0 | 0 | 0 | 0 | 0 | 0 | 0 | 0 | 0 | 0 | 0 | 0 | 0 | 0 | 0 | 0 | 0 | 0 | 0 | 0 | 0 |  | 0 | 0 | 0 | 0 |  | 0 | 0 | 0 | 0 | 0
2002-09-11 | 2002 | 9 | 11 | 0 | 0 | 0 | 0 | 0 | 0 | 0 | 0 | 0 | 0 | 0 | 0 | 0 | 0 | 0 | 0 | 0 | 0 | 0 | 0 | 0 | 0 | 0 | 0 |  | 0 | 0 | 0 | 0 |  | 0 | 0 | 0 | 0 | 0
2002-09-12 | 2002 | 9 | 12 | 0 | 0 | 0 | 0 | 0 | 0 | 0 | 0 | 0 | 0 | 0 | 0 | 0 | 0 | 0 | 0 | 0 | 0 | 0 | 0 | 0 | 0 | 0 | 0 |  | 0 | 0 | 0 | 0 |  | 0 | 0 | 0 | 0 | 0
2002-09-13 | 2002 | 9 | 13 | 0 | 0 | 0 | 0 | 0 | 0 | 0 | 0 | 0 | 0 | 0 | 0 | 0 | 0 | 0 | 0 | 0 | 0 | 0 | 0 | 0 | 0 | 0 | 0 |  | 0 | 0 | 0 | 0 |  | 0 | 0 | 0 | 0 | 0
2002-09-14 | 2002 | 9 | 14 | 0 | 0 | 0 | 0 | 0 | 0 | 0 | 0 | 0 | 0 | 0 | 0 | 0 | 0 | 0 | 0 | 0 | 0 | 0 | 0 | 0 | 0 | 0 | 0 |  | 0 | 0 | 0 | 0 |  | 0 | 0 | 0 | 0 | 0
2002-09-15 | 2002 | 9 | 15 | 0 | 0 | 0 | 0 | 0 | 0 | 0 | 0 | 0 | 0 | 0 | 0 | 0 | 0 | 0 | 0 | 0 | 0 | 0 | 0 | 0 | 0 | 0 | 0 |  | 0 | 0 | 0 | 0 |  | 0 | 0 | 0 | 0 | 0
2002-09-16 | 2002 | 9 | 16 | 0 | 0 | 0 | 0 | 0 | 0 | 0 | 0 | 0 | 0 | 0 | 0 | 0 | 0 | 0 | 0 | 0 | 0 | 0 | 0 | 0 | 0 | 0 | 0 |  | 0 | 0 | 0 | 0 |  | 0 | 0 | 0 | 0 | 0
2002-09-17 | 2002 | 9 | 17 | 0 | 0 | 0 | 0 | 0 | 0 | 0 | 0 | 0 | 0 | 0 | 0 | 0 | 0 | 0 | 0 | 0 | 0 | 0 | 0 | 0 | 0 | 0 | 0 |  | 0 | 0 | 0 | 0 |  | 0 | 0 | 0 | 0 | 0
2002-09-18 | 2002 | 9 | 18 | 0 | 0 | 0 | 0 | 0 | 0 | 0 | 0 | 0 | 0 | 0 | 0 | 0 | 0 | 0 | 0 | 0 | 0 | 0 | 0 | 0 | 0 | 0 | 0 |  | 0 | 0 | 0 | 0 |  | 0 | 0 | 0 | 0 | 0
2002-09-19 | 2002 | 9 | 19 | 0 | 0 | 0 | 0 | 0 | 0 | 0 | 0 | 0 | 0 | 0 | 0 | 0 | 0 | 0 | 0 | 0 | 0 | 0 | 0 | 1.9 | 3.1 | 0 | 0 |  | 5 | 5 | 5 | 0 |  | 0 | 0 | 0 | 0 | 5
2002-09-20 | 2002 | 9 | 20 | 0 | 0 | 0 | 0 | 0 | 0 | 0 | 0 | 0 | 0 | 0 | 0 | 0 | 0 | 0 | 0 | 0 | 0 | 0 | 0 | 0 | 0 | 0 | 0 |  | 0 | 0 | 0 | 0 |  | 0 | 0 | 0 | 0 | 0
2002-09-21 | 2002 | 9 | 21 | 0 | 0 | 0 | 0 | 0 | 0 | 0 | 0 | 0 | 0 | 0 | 0 | 0 | 0 | 0 | 0 | 0 | 0 | 0 | 0 | 0 | 0 | 0 | 0 |  | 0 | 0 | 0 | 0 |  | 0 | 0 | 0 | 0 | 0
2002-09-22 | 2002 | 9 | 22 | 0 | 0 | 0 | 0 | 0 | 0 | 0 | 0 | 0 | 0 | 0 | 0 | 0 | 0 | 0 | 0 | 0 | 0 | 0 | 0 | 0 | 0 | 0 | 0 |  | 0 | 0 | 0 | 0 |  | 0 | 0 | 0 | 0 | 0
2002-09-23 | 2002 | 9 | 23 | 0 | 0 | 0 | 0 | 0 | 0 | 0 | 0 | 0 | 0 | 0 | 0 | 0 | 0 | 0 | 0 | 0 | 0 | 0 | 1.2 | 4.2 | 0.5 | 0 | 0 |  | 5.9 | 5.9 | 5.9 | 0 |  | 0 | 0 | 0 | 0 | 5.9
2002-09-24 | 2002 | 9 | 24 | 0 | 0 | 0 | 0 | 0 | 0 | 0 | 0 | 0.3 | 0 | 0 | 0.3 | 0.3 | 0 | 0 | 0 | 0 | 0 | 0 | 0 | 0 | 0 | 0 | 0 |  | 0.9 | 0.9 | 0.9 | 1.1102e-16 |  | 0 | 0 | 0 | 0 | 0.9
2002-09-25 | 2002 | 9 | 25 | 0 | 0 | 0 | 0 | 0 | 0 | 0 | 0 | 0 | 0 | 0 | 0 | 0 | 0 | 0 | 0 | 0 | 0 | 0 | 0 | 0 | 0 | 0 | 0 |  | 0 | 0 | 0 | 0 |  | 0 | 0 | 0 | 0 | 0
2002-09-26 | 2002 | 9 | 26 | 0 | 0 | 0 | 0 | 0 | 0 | 0 | 0 | 0 | 0 | 0 | 0 | 0 | 0 | 0 | 0 | 0 | 0 | 0 | 0 | 0 | 0 | 0 | 0 |  | 0 | 0 | 0 | 0 |  | 0 | 0 | 0 | 0 | 0
2002-09-27 | 2002 | 9 | 27 | 0.2 | 0.1 | 0.2 | 0.1 | 0.2 | 0.1 | 0.2 | 0.1 | 0 | 0 | 0 | 0 | 0 | 0 | 0 | 0 | 0 | 0 | 0 | 0 | 0 | 0 | 0 | 0 |  | 1.2 | 1.2 | 1.2 | 2.2204e-16 |  | 0 | 0 | 0 | 0 | 1.2
2002-09-28 | 2002 | 9 | 28 | 0 | 0 | 0 | 0 | 0 | 0 | 0 | 0 | 0 | 0 | 0 | 0 | 0 | 0 | 0 | 0 | 0 | 0 | 0 | 0 | 0 | 0 | 0 | 0 |  | 0 | 0 | 0 | 0 |  | 0 | 0 | 0 | 0 | 0
2002-09-29 | 2002 | 9 | 29 | 0 | 0 | 0 | 0 | 0 | 0 | 0 | 0 | 0 | 0 | 0 | 0 | 0 | 0 | 0 | 0 | 1 | 0 | 1 | 1 | 0.5 | 0.2 | 0.2 | 0.5 |  | 4.4 | 4.4 | 4.4 | 0 |  | 0 | 0 | 0 | 0 | 4.4
2002-09-30 | 2002 | 9 | 30 | 0.5 | 0.6 | 0.5 | 0.5 | 0.6 | 0.5 | 0.5 | 0.5 | 0.6 | 0.5 | 0.5 | 0.6 | 0.5 | 0.5 | 0.6 | 0.5 | 0.5 | 0.5 | 0.6 | 0.5 | 0 | 0 | 0 | 0 |  | 10.6 | 10.6 | 10.6 | 0 |  | 0 | 0 | 0 | 0 | 10.6
2002-10-01 | 2002 | 10 | 1 | 0 | 0 | 0 | 0 | 0 | 0 | 0 | 0 | 0 | 0 | 0 | 0 | 0 | 0 | 0 | 0 | 0 | 0 | 0 | 0 | 0 | 0 | 0 | 0 |  | 0 | 0 | 0 | 0 |  | 0 | 0 | 0 | 0 | 0
2002-10-02 | 2002 | 10 | 2 | 0 | 0 | 0 | 0 | 0 | 0 | 0 | 0 | 0 | 0 | 0 | 0 | 0 | 0 | 0 | 0 | 0 | 0 | 0 | 0 | 0 | 0 | 0 | 0 |  | 0 | 0 | 0 | 0 |  | 0 | 0 | 0 | 0 | 0
2002-10-03 | 2002 | 10 | 3 | 0 | 0 | 0 | 0 | 0 | 0 | 0 | 0 | 0 | 0 | 0 | 0 | 0 | 0 | 0 | 0 | 0 | 0 | 0 | 0 | 0 | 0 | 0.6 | 0 |  | 0.6 | 0.6 | 0.6 | 0 |  | 0 | 0 | 0 | 0 | 0
2002-10-04 | 2002 | 10 | 4 | 0.9 | 0 | 0.2 | 0.2 | 0.9 | 0 | 0 | 0 | 0 | 0 | 0 | 0 | 0 | 0 | 0 | 0 | 0 | 0 | 0 | 0 | 0 | 0 | 0 | 0 |  | 2.2 | 2.2 | 2.2 | 0 |  | 0 | 0 | 0 | 0 | 0
2002-10-05 | 2002 | 10 | 5 | 0 | 0 | 0 | 0 | 0.4 | 0 | 0 | 0 | 0.4 | 0 | 0 | 0 | 0 | 0 | 0 | 0 | 0 | 0 | 0 | 0 | 0 | 0 | 0 | 0 |  | 0.8 | 0.8 | 0.8 | 0 |  | 0 | 0 | 0 | 0 | 0
2002-10-06 | 2002 | 10 | 6 | 0 | 0 | 0 | 0 | 0 | 0 | 0 | 0 | 0 | 0 | 0 | 0 | 0 | 0 | 0 | 0 | 0 | 0 | 0 | 0 | 0 | 0 | 0 | 0 |  | 0 | 0 | 0 | 0 |  | 0 | 0 | 0 | 0 | 0
2002-10-07 | 2002 | 10 | 7 | 0 | 0 | 0 | 0 | 0.2 | 0 | 0 | 0 | 0 | 0 | 0 | 0 | 0 | 0.9 | 0 | 0 | 0 | 0.2 | 0 | 0 | 0 | 0 | 0 | 0 |  | 1.3 | 1.3 | 1.3 | 0 |  | 0 | 0 | 0 | 0 | 0
2002-10-08 | 2002 | 10 | 8 | 0 | 0 | 0 | 0 | 0 | 0 | 0 | 0 | 0 | 0 | 0 | 0 | 0 | 0 | 0 | 0 | 0 | 0 | 0 | 0 | 0 | 0 | 0 | 0 |  | 0 | 0 | 0 | 0 |  | 0 | 0 | 0 | 0 | 0
2002-10-09 | 2002 | 10 | 9 | 0 | 0 | 0 | 0 | 0 | 0 | 0 | 0 | 0 | 0 | 0 | 0 | 0 | 0 | 0 | 0 | 0 | 0 | 0 | 0 | 0 | 0 | 0 | 0 |  | 0 | 0 | 0 | 0 |  | 0 | 0 | 0 | 0 | 0
2002-10-10 | 2002 | 10 | 10 | 0 | 0 | 0 | 0 | 0 | 0.4 | 0.3 | 0.4 | 0.4 | 0.3 | 0.4 | 0.4 | 0.3 | 0 | 0 | 0 | 0 | 0 | 0 | 0 | 0 | 0.8 | 0.3 | 0.4 |  | 4.4 | 4.4 | 4.4 | 0 |  | 0 | 0 | 0 | 0 | 0
2002-10-11 | 2002 | 10 | 11 | 0.3 | 0.3 | 0.3 | 0 | 0 | 0 | 0.5 | 0.3 | 0.3 | 0.3 | 0.3 | 0 | 0 | 0 | 0 | 0 | 0 | 0 | 0 | 0 | 0 | 0 | 0 | 0 |  | 2.6 | 2.6 | 2.6 | 4.4409e-16 |  | 0 | 0 | 0 | 0 | 0
2002-10-12 | 2002 | 10 | 12 | 0 | 0 | 0 | 0 | 0 | 0 | 0 | 0 | 0 | 0 | 0 | 0 | 0 | 0 | 0 | 0 | 0 | 0 | 0 | 0 | 0 | 0 | 0 | 0 |  | 0 | 0 | 0 | 0 |  | 0 | 0 | 0 | 0 | 0
2002-10-13 | 2002 | 10 | 13 | 0 | 0 | 0 | 0 | 0 | 0 | 0 | 0 | 0 | 0 | 0 | 0 | 0 | 0 | 0 | 0 | 0 | 0 | 0 | 0 | 0 | 0 | 0 | 0 |  | 0 | 0 | 0 | 0 |  | 0 | 0 | 0 | 0 | 0
2002-10-14 | 2002 | 10 | 14 | 0 | 0 | 0 | 0 | 0 | 0 | 0 | 0 | 0 | 0 | 0 | 0 | 0 | 0 | 0 | 0 | 0 | 0 | 0 | 0 | 0 | 0 | 0 | 0 |  | 0 | 0 | 0 | 0 |  | 0 | 0 | 0 | 0 | 0
2002-10-15 | 2002 | 10 | 15 | 0 | 0 | 0 | 0 | 0 | 0 | 0 | 0 | 0 | 0 | 0 | 0 | 0 | 0 | 0 | 0 | 0 | 0 | 0 | 0 | 0 | 0 | 0 | 0 |  | 0 | 0 | 0 | 0 |  | 0 | 0 | 0 | 0 | 0
2002-10-16 | 2002 | 10 | 16 | 0 | 0 | 0 | 0 | 0 | 0 | 0 | 0 | 0 | 0 | 0 | 0 | 0 | 0 | 0 | 0 | 0 | 0 | 0 | 0 | 0 | 0 | 0 | 0 |  | 0 | 0 | 0 | 0 |  | 0 | 0 | 0 | 0 | 0
2002-10-17 | 2002 | 10 | 17 | 0 | 0 | 0 | 0 | 0 | 0 | 0 | 0 | 0 | 0 | 0 | 0 | 0 | 0 | 0 | 0 | 0 | 0 | 0 | 0 | 0 | 0 | 0 | 0 |  | 0 | 0 | 0 | 0 |  | 0 | 0 | 0 | 0 | 0
2002-10-18 | 2002 | 10 | 18 | 0 | 0 | 0 | 0 | 0 | 0 | 0 | 0 | 0 | 0 | 0 | 0 | 0 | 0 | 0 | 0 | 0 | 0 | 0 | 0 | 0 | 0 | 0 | 0 |  | 0 | 0 | 0 | 0 |  | 0 | 0 | 0 | 0 | 0
2002-10-19 | 2002 | 10 | 19 | 0 | 0 | 0 | 0 | 0 | 0 | 0 | 0 | 0 | 0 | 0 | 0 | 0 | 0 | 0 | 0 | 0 | 0 | 0 | 0 | 0 | 0 | 0 | 0 |  | 0 | 0 | 0 | 0 |  | 0 | 0 | 0 | 0 | 0
2002-10-20 | 2002 | 10 | 20 | 0 | 0 | 0 | 0 | 0 | 0 | 0 | 0 | 0 | 0 | 0 | 0 | 0 | 0 | 0 | 0 | 0 | 0 | 0 | 0 | 0 | 0 | 0.4 | 0 |  | 0.4 | 0.4 | 0.4 | 0 |  | 0 | 0 | 0 | 0 | 0
2002-10-21 | 2002 | 10 | 21 | 0.2 | 0.2 | 0.2 | 0 | 0.2 | 0.3 | 0.2 | 0.2 | 0.2 | 0.2 | 0.2 | 0.2 | 0.2 | 0.2 | 0.2 | 0.2 | 0 | 0.1 | 0 | 0.2 | 0.2 | 0.2 | 0.2 | 0.2 |  | 4.2 | 4.2 | 4.2 | 1.7764e-15 |  | 0 | 0 | 0 | 0 | 0
2002-10-22 | 2002 | 10 | 22 | 0 | 0 | 0 | 0 | 0 | 0 | 0 | 0 | 0 | 0 | 0 | 0 | 0 | 0 | 0 | 0 | 0 | 0 | 0 | 0 | 0 | 0 | 0 | 0 |  | 0 | 0 | 0 | 0 |  | 0 | 0 | 0 | 0 | 0
2002-10-23 | 2002 | 10 | 23 | 0 | 0 | 0 | 0 | 0 | 0 | 0 | 0 | 0 | 0 | 0 | 0 | 0 | 0 | 0 | 0 | 0 | 0 | 0 | 0 | 0 | 0 | 0 | 0 |  | 0 | 0 | 0 | 0 |  | 0 | 0 | 0 | 0 | 0
2002-10-24 | 2002 | 10 | 24 | 0 | 0 | 0 | 0 | 0 | 0 | 0 | 0 | 0 | 0 | 0 | 0 | 0 | 0 | 0 | 0 | 0 | 0 | 0 | 0 | 0 | 0 | 0 | 0 |  | 0 | 0 | 0 | 0 |  | 0 | 0 | 0 | 0 | 0
2002-10-25 | 2002 | 10 | 25 | 0 | 0 | 0 | 0 | 0 | 0 | 0 | 0 | 0 | 0 | 0 | 0 | 0 | 0 | 0 | 0 | 0 | 0 | 0.1 | 0.2 | 0.1 | 0.1 | 0.2 | 0.1 |  | 0.8 | 0.8 | 0.8 | 1.1102e-16 |  | 0 | 0 | 0 | 0 | 0
2002-10-26 | 2002 | 10 | 26 | 0.1 | 0 | 0.1 | 0 | 0.1 | 0 | 0.1 | 0 | 0.1 | 0 | 0.1 | 0.1 | 0 | 0 | 0 | 0.1 | 0 | 0.1 | 0 | 0.1 | 0 | 0.1 | 0 | 0.1 |  | 1.2 | 1.2 | 1.2 | 0 |  | 0 | 0 | 0 | 0 | 0
2002-10-27 | 2002 | 10 | 27 | 0 | 0 | 0 | 0 | 0 | 0 | 0 | 0 | 0 | 0 | 0 | 0 | 0 | 0 | 0 | 0 | 0 | 0 | 0 | 0 | 0 | 0 | 0 | 0 |  | 0 | 0 | 0 | 0 |  | 0 | 0 | 0 | 0 | 0
2002-10-28 | 2002 | 10 | 28 | 0.2 | 0.3 | 0.2 | 0.3 | 0.2 | 0.2 | 0.3 | 0.2 | 0.2 | 0.3 | 0.2 | 0.3 | 0.2 | 0.2 | 0.3 | 0.2 | 0.2 | 0.3 | 0 | 0.2 | 0.3 | 0.2 | 0 | 0 |  | 5 | 5 | 5 | 0 |  | 0 | 0 | 0 | 0 | 0
2002-10-29 | 2002 | 10 | 29 | 0 | 0 | 0 | 0 | 0 | 0 | 0 | 0 | 0 | 0 | 0 | 0 | 0 | 0 | 0 | 0 | 0 | 0 | 0 | 0 | 0 | 0 | 0 | 0 |  | 0 | 0 | 0 | 0 |  | 0 | 0 | 0 | 0 | 0
2002-10-30 | 2002 | 10 | 30 | 0 | 0 | 0 | 0 | 0 | 0 | 0 | 0 | 0 | 0 | 0 | 0 | 0 | 0 | 0 | 0 | 0 | 0 | 0 | 0 | 0 | 0 | 0 | 0 |  | 0 | 0 | 0 | 0 |  | 0 | 0 | 0 | 0 | 0
2002-10-31 | 2002 | 10 | 31 | 0 | 0 | 0 | 0 | 0 | 0 | 0 | 0 | 0 | 0 | 0 | 0 | 0 | 0 | 0 | 0 | 0 | 0 | 0 | 0 | 0 | 0 | 0 | 0 |  | 0 | 0 | 0 | 0 |  | 0 | 0 | 0 | 0 | 0
2002-11-01 | 2002 | 11 | 1 | 0 | 0 | 0 | 0 | 0 | 0 | 0 | 0 | 0 | 0 | 0 | 0 | 0 | 0 | 0 | 0 | 0 | 0 | 0 | 0 | 0 | 0 | 0 | 0 |  | 0 | 0 | 0 | 0 |  | 0 | 0 | 0 | 0 | 0
2002-11-02 | 2002 | 11 | 2 | 0 | 0 | 0 | 0 | 0 | 0 | 0 | 0 | 0 | 0 | 0 | 0 | 0 | 0 | 0 | 0 | 0 | 0 | 0 | 0 | 0 | 0 | 0 | 0 |  | 0 | 0 | 0 | 0 |  | 0 | 0 | 0 | 0 | 0
2002-11-03 | 2002 | 11 | 3 | 0 | 0 | 0 | 0 | 0 | 0 | 0 | 0 | 0 | 0 | 0 | 0 | 0 | 0 | 0 | 0 | 0 | 0 | 0 | 0 | 0 | 0 | 0 | 0 |  | 0 | 0 | 0 | 0 |  | 0 | 0 | 0 | 0 | 0
2002-11-04 | 2002 | 11 | 4 | 0 | 0 | 0 | 0 | 0 | 0 | 0 | 0 | 0 | 0 | 0 | 0 | 0 | 0 | 0 | 0 | 0 | 0 | 0 | 0 | 0 | 0 | 0 | 0 |  | 0 | 0 | 0 | 0 |  | 0 | 0 | 0 | 0 | 0
2002-11-05 | 2002 | 11 | 5 | 0 | 0 | 0 | 0 | 0 | 0 | 0 | 0 | 0 | 0 | 0 | 0 | 0 | 0 | 0 | 0 | 0 | 0 | 0 | 0 | 0 | 0 | 0 | 0 |  | 0 | 0 | 0 | 0 |  | 0 | 0 | 0 | 0 | 0
2002-11-06 | 2002 | 11 | 6 | 0 | 0 | 0 | 0 | 0 | 0 | 0 | 0 | 0 | 0 | 0 | 0 | 0 | 0 | 0 | 0 | 0 | 0 | 0 | 0 | 0 | 0 | 0 | 0 |  | 0 | 0 | 0 | 0 |  | 0 | 0 | 0 | 0 | 0
2002-11-07 | 2002 | 11 | 7 | 0 | 0 | 0 | 0 | 0 | 0 | 0 | 0 | 0 | 0 | 0 | 0 | 0 | 0 | 0 | 0 | 0 | 0 | 0 | 0 | 0 | 0 | 0 | 0 |  | 0 | 0 | 0 | 0 |  | 0 | 0 | 0 | 0 | 0
2002-11-08 | 2002 | 11 | 8 | 0 | 0 | 0 | 0 | 0 | 0 | 0 | 0 | 0 | 0 | 0.4 | 0.5 | 0.4 | 0.4 | 0.4 | 0.5 | 0.4 | 0.4 | 0.4 | 0.5 | 0.8 | 0.4 | 0.5 | 0.4 |  | 6.4 | 6.4 | 6.4 | 0 |  | 0 | 0 | 0 | 0 | 0
2002-11-09 | 2002 | 11 | 9 | 0.2 | 0.2 | 0.2 | 0.2 | 0.1 | 0.2 | 0.2 | 0.2 | 0.2 | 0.2 | 0.2 | 0.2 | 0.2 | 0.1 | 0.2 | 0.2 | 0.2 | 0.2 | 0 | 0 | 0 | 0 | 0 | 0 |  | 3.4 | 3.4 | 3.4 | 1.3323e-15 |  | 0 | 0 | 0 | 0 | 0
2002-11-10 | 2002 | 11 | 10 | 0 | 0 | 0 | 0 | 0 | 0 | 0 | 0 | 0 | 0 | 0 | 0 | 0 | 0 | 0 | 0 | 0 | 0 | 0 | 0 | 0 | 0 | 0 | 0 |  | 0 | 0 | 0 | 0 |  | 0 | 0 | 0 | 0 | 0
2002-11-11 | 2002 | 11 | 11 | 0 | 0 | 0 | 0 | 0 | 0 | 0 | 0 | 0 | 0 | 0 | 0 | 0 | 0 | 0 | 0 | 0 | 0 | 0 | 0 | 0 | 0 | 0 | 0 |  | 0 | 0 | 0 | 0 |  | 0 | 0 | 0 | 0 | 0
2002-11-12 | 2002 | 11 | 12 | 0 | 0 | 0 | 0 | 0 | 0 | 0 | 0 | 0 | 0 | 0 | 0 | 0 | 0 | 0 | 0 | 0 | 0 | 0 | 0 | 0 | 0 | 0 | 0 |  | 0 | 0 | 0 | 0 |  | 0 | 0 | 0 | 0 | 0
2002-11-13 | 2002 | 11 | 13 | 0 | 0 | 0 | 0 | 0 | 0 | 0 | 0 | 0 | 0 | 0 | 0 | 0 | 0 | 0 | 0 | 0 | 0 | 0 | 0 | 0 | 0 | 0 | 0 |  | 0 | 0 | 0 | 0 |  | 0 | 0 | 0 | 0 | 0
2002-11-14 | 2002 | 11 | 14 | 0 | 0 | 0 | 0 | 0 | 0 | 0 | 0 | 0 | 0 | 0 | 0 | 0 | 0 | 0 | 0 | 0 | 0 | 0 | 0 | 0 | 0 | 0 | 0 |  | 0 | 0 | 0 | 0 |  | 0 | 0 | 0 | 0 | 0
2002-11-15 | 2002 | 11 | 15 | 0 | 0 | 0 | 0 | 0 | 0 | 0 | 0 | 0 | 0 | 0 | 0 | 0 | 0 | 0 | 0 | 0 | 0 | 0 | 0 | 0 | 0 | 0 | 0 |  | 0 | 0 | 0 | 0 |  | 0 | 0 | 0 | 0 | 0
2002-11-16 | 2002 | 11 | 16 | 0 | 0 | 0 | 0 | 0 | 0 | 0 | 0 | 0 | 0 | 0 | 0 | 0 | 0 | 0 | 0 | 0 | 0 | 0 | 0 | 0 | 0 | 0 | 0 |  | 0 | 0 | 0 | 0 |  | 0 | 0 | 0 | 0 | 0
2002-11-17 | 2002 | 11 | 17 | 0 | 0 | 0 | 0 | 0 | 0 | 0 | 0 | 0 | 0 | 0 | 0 | 0 | 0 | 0 | 0 | 0 | 0 | 0 | 0 | 0 | 0 | 0 | 0 |  | 0 | 0 | 0 | 0 |  | 0 | 0 | 0 | 0 | 0
2002-11-18 | 2002 | 11 | 18 | 0 | 0 | 0 | 0 | 0 | 0 | 0 | 0 | 0 | 0 | 0 | 0 | 0 | 0 | 0 | 0 | 0 | 0 | 0 | 0 | 0 | 0 | 0 | 0 |  | 0 | 0 | 0 | 0 |  | 0 | 0 | 0 | 0 | 0
2002-11-19 | 2002 | 11 | 19 | 0 | 0 | 0 | 0 | 0 | 0 | 0 | 0 | 0 | 0 | 0 | 0 | 0 | 0 | 0 | 0 | 0 | 0 | 0 | 0 | 0 | 0 | 0 | 0 |  | 0 | 0 | 0 | 0 |  | 0 | 0 | 0 | 0 | 0
2002-11-20 | 2002 | 11 | 20 | 0 | 0 | 0 | 0 | 0 | 0 | 0 | 0 | 0 | 0 | 0 | 0 | 0 | 0 | 0 | 0 | 0 | 0 | 0 | 0 | 0 | 0 | 0 | 0 |  | 0 | 0 | 0 | 0 |  | 0 | 0 | 0 | 0 | 0
2002-11-21 | 2002 | 11 | 21 | 0 | 0 | 0 | 0 | 0 | 0 | 0 | 0 | 0 | 0 | 0 | 0 | 0 | 0 | 0 | 0 | 0 | 0 | 0 | 0 | 0 | 0 | 0 | 0 |  | 0 | 0 | 0 | 0 |  | 0 | 0 | 0 | 0 | 0
2002-11-22 | 2002 | 11 | 22 | 0 | 0 | 0 | 0 | 0 | 0 | 0 | 0 | 0 | 0 | 0 | 0 | 0 | 0 | 0 | 0 | 0 | 0 | 0 | 0 | 0 | 0 | 0 | 0 |  | 0 | 0 | 0 | 0 |  | 0 | 0 | 0 | 0 | 0
2002-11-23 | 2002 | 11 | 23 | 0 | 0 | 0 | 0 | 0 | 0 | 0 | 0 | 0 | 0 | 0 | 0 | 0 | 0 | 0 | 0 | 0 | 0 | 0 | 0 | 0 | 0 | 0 | 0 |  | 0 | 0 | 0 | 0 |  | 0 | 0 | 0 | 0 | 0
2002-11-24 | 2002 | 11 | 24 | 0 | 0 | 0 | 0 | 0 | 0 | 0 | 0 | 0 | 0 | 0 | 0 | 0 | 0 | 0 | 0 | 0 | 0 | 0 | 0 | 0 | 0 | 0 | 0 |  | 0 | 0 | 0 | 0 |  | 0 | 0 | 0 | 0 | 0
2002-11-25 | 2002 | 11 | 25 | 0 | 0 | 0 | 0 | 0 | 0 | 0 | 0 | 0 | 0 | 0 | 0 | 0 | 0 | 0 | 0 | 0 | 0 | 0 | 0 | 0 | 0 | 0 | 0 |  | 0 | 0 | 0 | 0 |  | 0 | 0 | 0 | 0 | 0
2002-11-26 | 2002 | 11 | 26 | 0 | 0 | 0 | 0 | 0 | 0 | 0 | 0 | 0 | 0 | 0 | 0 | 0 | 0 | 0 | 0 | 0.1 | 0 | 0 | 0 | 0.1 | 0 | 0 | 0 |  | 0.2 | 0.2 | 0.2 | 0 |  | 0 | 0 | 0 | 0 | 0
2002-11-27 | 2002 | 11 | 27 | 0 | 0 | 0 | 0 | 0 | 0 | 0 | 0 | 0 | 0 | 0 | 0 | 0 | 0 | 0 | 0 | 0 | 0 | 0 | 0 | 0 | 0 | 0 | 0 |  | 0 | 0 | 0 | 0 |  | 0 | 0 | 0 | 0 | 0
2002-11-28 | 2002 | 11 | 28 | 0 | 0 | 0 | 0 | 0 | 0 | 0 | 0 | 0 | 0 | 0 | 0 | 0 | 0 | 0 | 0 | 0 | 0 | 0 | 0 | 0 | 0 | 0 | 0 |  | 0 | 0 | 0 | 0 |  | 0 | 0 | 0 | 0 | 0
2002-11-29 | 2002 | 11 | 29 | 0 | 0 | 0 | 0 | 0 | 0 | 0 | 0 | 0 | 0 | 0 | 0 | 0 | 0 | 0 | 0 | 0 | 0 | 0 | 0 | 0 | 0 | 0 | 0 |  | 0 | 0 | 0 | 0 |  | 0 | 0 | 0 | 0 | 0
2002-11-30 | 2002 | 11 | 30 | 0 | 0 | 0 | 0 | 0 | 0 | 0 | 0 | 0 | 0 | 0 | 0 | 0 | 0 | 0 | 0 | 0 | 0 | 0 | 0 | 0 | 0 | 0 | 0 |  | 0 | 0 | 0 | 0 |  | 0 | 0 | 0 | 0 | 0
2002-12-01 | 2002 | 12 | 1 | 0 | 0 | 0 | 0 | 0 | 0 | 0 | 0 | 0 | 0 | 0 | 0 | 0 | 0 | 0 | 0 | 0 | 0 | 0 | 0 | 0 | 0 | 0 | 0 |  | 0 | 0 | 0 | 0 |  | 0 | 0 | 0 | 0 | 0
2002-12-02 | 2002 | 12 | 2 | 0 | 0 | 0.1 | 0 | 0 | 0.1 | 0 | 0 | 0 | 0 | 0.1 | 0 | 0 | 0 | 0 | 0 | 0.1 | 0 | 0 | 0.1 | 0 | 0 | 0.1 | 0 |  | 0.6 | 0.6 | 0.6 | 0 |  | 0 | 0 | 0 | 0 | 0
2002-12-03 | 2002 | 12 | 3 | 0 | 0.1 | 0 | 0.1 | 0 | 0.1 | 0 | 0 | 0.1 | 0 | 0.1 | 0 | 0 | 0.1 | 0 | 0 | 0 | 0 | 0 | 0 | 0.1 | 0 | 0.1 | 0 |  | 0.8 | 0.8 | 0.8 | 1.1102e-16 |  | 0 | 0 | 0 | 0 | 0
2002-12-04 | 2002 | 12 | 4 | 0 | 0 | 0 | 0 | 0 | 0 | 0 | 0 | 0 | 0 | 0 | 0 | 0 | 0 | 0 | 0 | 0 | 0 | 0 | 0 | 0 | 0 | 0 | 0 |  | 0 | 0 | 0 | 0 |  | 0 | 0 | 0 | 0 | 0
2002-12-05 | 2002 | 12 | 5 | 0 | 0 | 0 | 0 | 0 | 0 | 0 | 0 | 0 | 0 | 0 | 0 | 0 | 0 | 0 | 0 | 0 | 0 | 0 | 0 | 0 | 0 | 0 | 0 |  | 0 | 0 | 0 | 0 |  | 0 | 0 | 0 | 0 | 0
2002-12-06 | 2002 | 12 | 6 | 0 | 0 | 0 | 0 | 0 | 0 | 0 | 0 | 0 | 0 | 0 | 0 | 0 | 0 | 0 | 0 | 0 | 0 | 0 | 0 | 0 | 0 | 0 | 0 |  | 0 | 0 | 0 | 0 |  | 0 | 0 | 0 | 0 | 0
2002-12-07 | 2002 | 12 | 7 | 0 | 0 | 0 | 0 | 0 | 0 | 0 | 0 | 0 | 0 | 0 | 0 | 0 | 0 | 0 | 0 | 0 | 0 | 0 | 0 | 0 | 0 | 0 | 0 |  | 0 | 0 | 0 | 0 |  | 0 | 0 | 0 | 0 | 0
2002-12-08 | 2002 | 12 | 8 | 0 | 0 | 0 | 0 | 0 | 0 | 0 | 0 | 0 | 0 | 0 | 0 | 0 | 0 | 0 | 0 | 0 | 0 | 0 | 0 | 0 | 0 | 0 | 0 |  | 0 | 0 | 0 | 0 |  | 0 | 0 | 0 | 0 | 0
2002-12-09 | 2002 | 12 | 9 | 0 | 0 | 0 | 0 | 0 | 0 | 0 | 0 | 0 | 0 | 0 | 0 | 0 | 0 | 0 | 0 | 0 | 0 | 0 | 0 | 0 | 0 | 0 | 0 |  | 0 | 0 | 0 | 0 |  | 0 | 0 | 0 | 0 | 0
2002-12-10 | 2002 | 12 | 10 | 0 | 0 | 0 | 0 | 0 | 0 | 0 | 0 | 0 | 0 | 0 | 0 | 0 | 0 | 0 | 0 | 0 | 0 | 0 | 0 | 0 | 0 | 0 | 0 |  | 0 | 0 | 0 | 0 |  | 0 | 0 | 0 | 0 | 0
2002-12-11 | 2002 | 12 | 11 | 0 | 0 | 0 | 0 | 0 | 0 | 0 | 0 | 0 | 0 | 0 | 0 | 0 | 0 | 0 | 0 | 0 | 0 | 0 | 0 | 0 | 0 | 0 | 0 |  | 0 | 0 | 0 | 0 |  | 0 | 0 | 0 | 0 | 0
2002-12-12 | 2002 | 12 | 12 | 0 | 0 | 0 | 0 | 0 | 0 | 0 | 0 | 0 | 0 | 0 | 0 | 0 | 0 | 0 | 0 | 0 | 0 | 0 | 0 | 0 | 0 | 0 | 0 |  | 0 | 0 | 0 | 0 |  | 0 | 0 | 0 | 0 | 0
2002-12-13 | 2002 | 12 | 13 | 0 | 0 | 0 | 0 | 0 | 0 | 0 | 0 | 0 | 0 | 0 | 0 | 0 | 0 | 0 | 0 | 0 | 0 | 0 | 0 | 0 | 0 | 0 | 0 |  | 0 | 0 | 0 | 0 |  | 0 | 0 | 0 | 0 | 0
2002-12-14 | 2002 | 12 | 14 | 0 | 0 | 0 | 0 | 0 | 0 | 0 | 0 | 0 | 0 | 0 | 0 | 0 | 0 | 0 | 0 | 0 | 0 | 0 | 0 | 0 | 0 | 0 | 0 |  | 0 | 0 | 0 | 0 |  | 0 | 0 | 0 | 0 | 0
2002-12-15 | 2002 | 12 | 15 | 0 | 0 | 0 | 0 | 0 | 0 | 0 | 0 | 0 | 0 | 0 | 0 | 0 | 0 | 0 | 0 | 0 | 0 | 0 | 0 | 0 | 0 | 0 | 0 |  | 0 | 0 | 0 | 0 |  | 0 | 0 | 0 | 0 | 0
2002-12-16 | 2002 | 12 | 16 | 0 | 0 | 0 | 0 | 0 | 0 | 0 | 0 | 0 | 0 | 0 | 0 | 0 | 0 | 0 | 0 | 0 | 0 | 0 | 0 | 0 | 0 | 0 | 0 |  | 0 | 0 | 0 | 0 |  | 0 | 0 | 0 | 0 | 0
2002-12-17 | 2002 | 12 | 17 | 0 | 0 | 0 | 0 | 0 | 0 | 0 | 0 | 0 | 0 | 0 | 0 | 0 | 0 | 0 | 0 | 0 | 0 | 0 | 0 | 0 | 0 | 0 | 0 |  | 0 | 0 | 0 | 0 |  | 0 | 0 | 0 | 0 | 0
2002-12-18 | 2002 | 12 | 18 | 0 | 0 | 0 | 0 | 0 | 0 | 0 | 0 | 0 | 0 | 0 | 0 | 0 | 0 | 0 | 0 | 0 | 0 | 0 | 0 | 0 | 0 | 0 | 0 |  | 0 | 0 | 0 | 0 |  | 0 | 0 | 0 | 0 | 0
2002-12-19 | 2002 | 12 | 19 | 0 | 0 | 0 | 0 | 0 | 0 | 0 | 0 | 0 | 0 | 0 | 0 | 0 | 0 | 0 | 0 | 0 | 0 | 0 | 0 | 0 | 0 | 0 | 0 |  | 0 | 0 | 0 | 0 |  | 0 | 0 | 0 | 0 | 0
2002-12-20 | 2002 | 12 | 20 | 0 | 0 | 0 | 0 | 0 | 0 | 0 | 0 | 0 | 0 | 0 | 0 | 0 | 0 | 0 | 0 | 0 | 0 | 0 | 0 | 0 | 0 | 0 | 0 |  | 0 | 0 | 0 | 0 |  | 0 | 0 | 0 | 0 | 0
2002-12-21 | 2002 | 12 | 21 | 0 | 0 | 0 | 0 | 0 | 0 | 0 | 0 | 0 | 0 | 0 | 0 | 0 | 0 | 0 | 0 | 0 | 0 | 0 | 0 | 0 | 0 | 0 | 0 |  | 0 | 0 | 0 | 0 |  | 0 | 0 | 0 | 0 | 0
2002-12-22 | 2002 | 12 | 22 | 0 | 0 | 0 | 0 | 0 | 0 | 0 | 0 | 0 | 0 | 0 | 0 | 0 | 0 | 0 | 0 | 0 | 0 | 0 | 0 | 0 | 0 | 0 | 0 |  | 0 | 0 | 0 | 0 |  | 0 | 0 | 0 | 0 | 0
2002-12-23 | 2002 | 12 | 23 | 0 | 0 | 0 | 0 | 0 | 0 | 0 | 0 | 0 | 0 | 0 | 0 | 0 | 0 | 0 | 0 | 0 | 0 | 0 | 0 | 0 | 0 | 0 | 0 |  | 0 | 0 | 0 | 0 |  | 0 | 0 | 0 | 0 | 0
2002-12-24 | 2002 | 12 | 24 | 0 | 0 | 0 | 0 | 0 | 0 | 0 | 0 | 0 | 0 | 0 | 0 | 0 | 0 | 0 | 0 | 0 | 0 | 0 | 0 | 0 | 0 | 0 | 0 |  | 0 | 0 | 0 | 0 |  | 0 | 0 | 0 | 0 | 0
2002-12-25 | 2002 | 12 | 25 | 0 | 0 | 0 | 0 | 0 | 0 | 0 | 0 | 0 | 0 | 0 | 0 | 0 | 0 | 0 | 0 | 0 | 0 | 0 | 0 | 0 | 0 | 0 | 0 |  | 0 | 0 | 0 | 0 |  | 0 | 0 | 0 | 0 | 0
2002-12-26 | 2002 | 12 | 26 | 0 | 0 | 0 | 0 | 0 | 0 | 0 | 0 | 0 | 0 | 0 | 0 | 0 | 0 | 0 | 0 | 0 | 0 | 0 | 0 | 0 | 0 | 0 | 0 |  | 0 | 0 | 0 | 0 |  | 0 | 0 | 0 | 0 | 0
2002-12-27 | 2002 | 12 | 27 | 0 | 0 | 0 | 0 | 0 | 0 | 0 | 0 | 0 | 0 | 0 | 0 | 0 | 0 | 0 | 0 | 0 | 0 | 0 | 0 | 0 | 0 | 0 | 0 |  | 0 | 0 | 0 | 0 |  | 0 | 0 | 0 | 0 | 0
2002-12-28 | 2002 | 12 | 28 | 0.2 | 0.2 | 0.2 | 0.2 | 0.2 | 0.2 | 0 | 0 | 0 | 0 | 0 | 0 | 0 | 0 | 0 | 0 | 0 | 0 | 0 | 0 | 0 | 0.2 | 0.2 | 0.2 |  | 1.8 | 1.8 | 1.8 | 2.2204e-16 |  | 0 | 0 | 0 | 0 | 0
2002-12-29 | 2002 | 12 | 29 | 0.4 | 0.8 | 0.4 | 0.9 | 0.4 | 0.4 | 0.4 | 0.4 | 0.4 | 0.4 | 0.5 | 0.4 | 0.4 | 0.4 | 0.4 | 0 | 0 | 0 | 0 | 0 | 0 | 0 | 0 | 0 |  | 7 | 7 | 7 | 1.7764e-15 |  | 0 | 0 | 0 | 0 | 0
2002-12-30 | 2002 | 12 | 30 | 0 | 0 | 0 | 0 | 0 | 0 | 0 | 0 | 0 | 0 | 0 | 0 | 0 | 0 | 0 | 0 | 0 | 0 | 0 | 0 | 0 | 0 | 0 | 0 |  | 0 | 0 | 0 | 0 |  | 0 | 0 | 0 | 0 | 0
2002-12-31 | 2002 | 12 | 31 | 0 | 0 | 0 | 0 | 0 | 0 | 0 | 0 | 0 | 0 | 0 | 0 | 0 | 0 | 0 | 0 | 0 | 0 | 0 | 0 | 0 | 0 | 0 | 0 |  | 0 | 0 | 0 | 0 |  | 0 | 0 | 0 | 0 | 0
2003-01-01 | 2003 | 1 | 1 | 0 | 0 | 0 | 0 | 0 | 0 | 0 | 0 | 0 | 0 | 0 | 0 | 0 | 0 | 0 | 0 | 0 | 0 | 0 | 0 | 0 | 0 | 0 | 0 |  | 0 | 0 | 0 | 0 |  | 0 | 0 | 0 | 0 | 0
2003-01-02 | 2003 | 1 | 2 | 0 | 0 | 0 | 0 | 0 | 0 | 0 | 0 | 0 | 0 | 0 | 0 | 0 | 0 | 0 | 0 | 0 | 0 | 0 | 0 | 0 | 0 | 0 | 0 |  | 0 | 0 | 0 | 0 |  | 0 | 0 | 0 | 0 | 0
2003-01-03 | 2003 | 1 | 3 | 0 | 0 | 0 | 0 | 0 | 0 | 0 | 0 | 0 | 0 | 0 | 0 | 0 | 0 | 0 | 0 | 0 | 0 | 0 | 0 | 0 | 0 | 0 | 0 |  | 0 | 0 | 0 | 0 |  | 0 | 0 | 0 | 0 | 0
2003-01-04 | 2003 | 1 | 4 | 0 | 0 | 0 | 0 | 0 | 0 | 0 | 0 | 0 | 0 | 0 | 0 | 0 | 0 | 0 | 0 | 0 | 0 | 0 | 0 | 0 | 0 | 0 | 0 |  | 0 | 0 | 0 | 0 |  | 0 | 0 | 0 | 0 | 0
2003-01-05 | 2003 | 1 | 5 | 0.1 | 0 | 0.1 | 0 | 0 | 0 | 0 | 0 | 0 | 0 | 0 | 0 | 0 | 0 | 0 | 0 | 0 | 0 | 0 | 0 | 0 | 0 | 0 | 0 |  | 0.2 | 0.2 | 0.2 | 0 |  | 0 | 0 | 0 | 0 | 0
2003-01-06 | 2003 | 1 | 6 | 0 | 0 | 0 | 0 | 0 | 0 | 0 | 0 | 0 | 0 | 0 | 0 | 0 | 0 | 0 | 0 | 0 | 0 | 0 | 0 | 0 | 0 | 0 | 0 |  | 0 | 0 | 0 | 0 |  | 0 | 0 | 0 | 0 | 0
2003-01-07 | 2003 | 1 | 7 | 0 | 0 | 0 | 0 | 0 | 0 | 0 | 0 | 0 | 0 | 0 | 0 | 0 | 0 | 0 | 0 | 0 | 0 | 0 | 0 | 0 | 0 | 0 | 0 |  | 0 | 0 | 0 | 0 |  | 0 | 0 | 0 | 0 | 0
2003-01-08 | 2003 | 1 | 8 | 0 | 0 | 0 | 0 | 0 | 0 | 0 | 0 | 0 | 0 | 0 | 0 | 0 | 0 | 0 | 0 | 0 | 0 | 0 | 0 | 0 | 0 | 0 | 0 |  | 0 | 0 | 0 | 0 |  | 0 | 0 | 0 | 0 | 0
2003-01-09 | 2003 | 1 | 9 | 0 | 0 | 0 | 0 | 0 | 0 | 0 | 0 | 0 | 0 | 0 | 0 | 0 | 0 | 0 | 0 | 0 | 0 | 0 | 0 | 0 | 0 | 0 | 0 |  | 0 | 0 | 0 | 0 |  | 0 | 0 | 0 | 0 | 0
2003-01-10 | 2003 | 1 | 10 | 0 | 0 | 0 | 0 | 0 | 0 | 0 | 0 | 0 | 0 | 0 | 0 | 0 | 0 | 0 | 0 | 0 | 0 | 0 | 0 | 0 | 0 | 0 | 0 |  | 0 | 0 | 0 | 0 |  | 0 | 0 | 0 | 0 | 0
2003-01-11 | 2003 | 1 | 11 | 0 | 0 | 0 | 0 | 0 | 0 | 0 | 0 | 0 | 0 | 0 | 0 | 0 | 0 | 0 | 0 | 0 | 0 | 0 | 0 | 0 | 0 | 0 | 0 |  | 0 | 0 | 0 | 0 |  | 0 | 0 | 0 | 0 | 0
2003-01-12 | 2003 | 1 | 12 | 0 | 0 | 0 | 0 | 0 | 0 | 0 | 0 | 0 | 0 | 0 | 0 | 0 | 0 | 0 | 0 | 0 | 0 | 0 | 0 | 0 | 0 | 0 | 0 |  | 0 | 0 | 0 | 0 |  | 0 | 0 | 0 | 0 | 0
2003-01-13 | 2003 | 1 | 13 | 0.2 | 0.2 | 0.2 | 0.2 | 0.2 | 0 | 0 | 0 | 0 | 0 | 0 | 0 | 0 | 0 | 0 | 0 | 0 | 0 | 0 | 0 | 0 | 0 | 0 | 0 |  | 1 | 1 | 1 | 0 |  | 0 | 0 | 0 | 0 | 0
2003-01-14 | 2003 | 1 | 14 | 0 | 0 | 0 | 0 | 0 | 0 | 0 | 0 | 0 | 0 | 0.1 | 0.1 | 0.1 | 0 | 0 | 0 | 0 | 0 | 0.2 | 0.1 | 0.1 | 0.1 | 0 | 0 |  | 0.8 | 0.8 | 0.8 | 1.1102e-16 |  | 0 | 0 | 0 | 0 | 0
2003-01-15 | 2003 | 1 | 15 | 0 | 0 | 0 | 0 | 0.1 | 0 | 0.1 | 0 | 0 | 0 | 0 | 0 | 0 | 0 | 0 | 0 | 0 | 0 | 0 | 0 | 0 | 0 | 0 | 0 |  | 0.2 | 0.2 | 0.2 | 0 |  | 0 | 0 | 0 | 0 | 0
2003-01-16 | 2003 | 1 | 16 | 0 | 0 | 0 | 0 | 0 | 0 | 0 | 0 | 0 | 0 | 0 | 0 | 0 | 0 | 0 | 0 | 0 | 0 | 0 | 0 | 0 | 0 | 0 | 0 |  | 0 | 0 | 0 | 0 |  | 0 | 0 | 0 | 0 | 0
2003-01-17 | 2003 | 1 | 17 | 0 | 0 | 0 | 0 | 0 | 0 | 0 | 0 | 0 | 0 | 0 | 0 | 0 | 0 | 0 | 0 | 0 | 0 | 0 | 0 | 0 | 0 | 0 | 0 |  | 0 | 0 | 0 | 0 |  | 0 | 0 | 0 | 0 | 0
2003-01-18 | 2003 | 1 | 18 | 0 | 0 | 0 | 0 | 0 | 0 | 0 | 0 | 0 | 0 | 0 | 0 | 0 | 0 | 0 | 0 | 0 | 0 | 0 | 0 | 0 | 0 | 0 | 0 |  | 0 | 0 | 0 | 0 |  | 0 | 0 | 0 | 0 | 0
2003-01-19 | 2003 | 1 | 19 | 0 | 0 | 0 | 0 | 0 | 0 | 0 | 0 | 0 | 0 | 0 | 0 | 0 | 0 | 0 | 0 | 0 | 0 | 0 | 0 | 0 | 0 | 0 | 0 |  | 0 | 0 | 0 | 0 |  | 0 | 0 | 0 | 0 | 0
2003-01-20 | 2003 | 1 | 20 | 0 | 0.1 | 0 | 0 | 0.1 | 0 | 0 | 0.1 | 0 | 0 | 0.1 | 0 | 0 | 0.1 | 0 | 0 | 0.1 | 0 | 0 | 0.1 | 0 | 0 | 0.1 | 0 |  | 0.8 | 0.8 | 0.8 | 1.1102e-16 |  | 0 | 0 | 0 | 0 | 0
2003-01-21 | 2003 | 1 | 21 | 0 | 0.1 | 0 | 0.1 | 0 | 0.1 | 0 | 0 | 0.1 | 0 | 0.1 | 0 | 0.1 | 0 | 0 | 0 | 0 | 0 | 0 | 0 | 0 | 0 | 0 | 0 |  | 0.6 | 0.6 | 0.6 | 0 |  | 0 | 0 | 0 | 0 | 0
2003-01-22 | 2003 | 1 | 22 | 0 | 0 | 0 | 0 | 0 | 0 | 0 | 0.1 | 0.2 | 0 | 0 | 0.1 | 0 | 0 | 0 | 0 | 0 | 0 | 0.1 | 0.2 | 0.1 | 0.1 | 0.2 | 0.1 |  | 1.2 | 1.2 | 1.2 | 0 |  | 0 | 0 | 0 | 0 | 0
2003-01-23 | 2003 | 1 | 23 | 0 | 0.1 | 0 | 0.1 | 0 | 0 | 0.1 | 0 | 0.1 | 0 | 0 | 0 | 0 | 0 | 0 | 0 | 0 | 0 | 0 | 0 | 0 | 0 | 0 | 0 |  | 0.4 | 0.4 | 0.4 | 0 |  | 0 | 0 | 0 | 0 | 0
2003-01-24 | 2003 | 1 | 24 | 0 | 0 | 0 | 0 | 0 | 0 | 0 | 0 | 0 | 0 | 0 | 0 | 0 | 0 | 0 | 0 | 0 | 0 | 0 | 0 | 0 | 0 | 0 | 0 |  | 0 | 0 | 0 | 0 |  | 0 | 0 | 0 | 0 | 0
2003-01-25 | 2003 | 1 | 25 | 0 | 0 | 0 | 0 | 0 | 0 | 0 | 0 | 0 | 0 | 0 | 0 | 0 | 0 | 0 | 0 | 0 | 0 | 0 | 0 | 0 | 0 | 0 | 0 |  | 0 | 0 | 0 | 0 |  | 0 | 0 | 0 | 0 | 0
2003-01-26 | 2003 | 1 | 26 | 0 | 0 | 0 | 0 | 0 | 0 | 0 | 0 | 0 | 0 | 0 | 0 | 0 | 0 | 0 | 0 | 0 | 0 | 0 | 0 | 0 | 0 | 0 | 0 |  | 0 | 0 | 0 | 0 |  | 0 | 0 | 0 | 0 | 0
2003-01-27 | 2003 | 1 | 27 | 0 | 0 | 0 | 0 | 0 | 0 | 0 | 0 | 0 | 0 | 0 | 0 | 0 | 0 | 0 | 0 | 0 | 0 | 0 | 0 | 0 | 0 | 0 | 0 |  | 0 | 0 | 0 | 0 |  | 0 | 0 | 0 | 0 | 0
2003-01-28 | 2003 | 1 | 28 | 0 | 0 | 0.1 | 0 | 0 | 0 | 0 | 0.1 | 0 | 0 | 0 | 0.1 | 0 | 0 | 0.1 | 0 | 0 | 0 | 0 | 0 | 0 | 0 | 0 | 0 |  | 0.4 | 0.4 | 0.4 | 0 |  | 0 | 0 | 0 | 0 | 0
2003-01-29 | 2003 | 1 | 29 | 0 | 0 | 0 | 0 | 0 | 0 | 0 | 0 | 0 | 0 | 0 | 0 | 0 | 0 | 0 | 0 | 0 | 0 | 0 | 0 | 0 | 0 | 0 | 0 |  | 0 | 0 | 0 | 0 |  | 0 | 0 | 0 | 0 | 0
2003-01-30 | 2003 | 1 | 30 | 0 | 0 | 0 | 0 | 0 | 0 | 0 | 0 | 0 | 0 | 0 | 0 | 0 | 0 | 0 | 0 | 0 | 0 | 0 | 0 | 0 | 0 | 0 | 0 |  | 0 | 0 | 0 | 0 |  | 0 | 0 | 0 | 0 | 0
2003-01-31 | 2003 | 1 | 31 | 0 | 0 | 0 | 0 | 0 | 0 | 0 | 0 | 0 | 0 | 0 | 0 | 0 | 0 | 0 | 0 | 0 | 0 | 0 | 0 | 0 | 0 | 0 | 0 |  | 0 | 0 | 0 | 0 |  | 0 | 0 | 0 | 0 | 0
2003-02-01 | 2003 | 2 | 1 | 0 | 0 | 0 | 0 | 0 | 0 | 0 | 0 | 0 | 0 | 0 | 0 | 0 | 0 | 0 | 0 | 0 | 0 | 0 | 0 | 0 | 0 | 0 | 0 |  | 0 | 0 | 0 | 0 |  | 0 | 0 | 0 | 0 | 0
2003-02-02 | 2003 | 2 | 2 | 0 | 0 | 0 | 0 | 0 | 0 | 0 | 0 | 0 | 0 | 0 | 0 | 0 | 0 | 0 | 0 | 0 | 0 | 0 | 0 | 0 | 0 | 0 | 0 |  | 0 | 0 | 0 | 0 |  | 0 | 0 | 0 | 0 | 0
2003-02-03 | 2003 | 2 | 3 | 0 | 0 | 0 | 0 | 0 | 0 | 0 | 0 | 0 | 0.2 | 0 | 0 | 0.2 | 0.2 | 0.2 | 0.2 | 0 | 0 | 0 | 0 | 0 | 0 | 0 | 0 |  | 1 | 1 | 1 | 0 |  | 0 | 0 | 0 | 0 | 0
2003-02-04 | 2003 | 2 | 4 | 0 | 0 | 0 | 0 | 0 | 0 | 0 | 0 | 0 | 0 | 0 | 0 | 0 | 0 | 0 | 0 | 0 | 0 | 0 | 0 | 0 | 0 | 0 | 0 |  | 0 | 0 | 0 | 0 |  | 0 | 0 | 0 | 0 | 0
2003-02-05 | 2003 | 2 | 5 | 0.2 | 0.3 | 0.2 | 0.2 | 0.2 | 0.3 | 0.2 | 0.2 | 0 | 0 | 0 | 0 | 0 | 0 | 0 | 0 | 0 | 0 | 0 | 0 | 0 | 0 | 0 | 0 |  | 1.8 | 1.8 | 1.8 | 2.2204e-16 |  | 0 | 0 | 0 | 0 | 0
2003-02-06 | 2003 | 2 | 6 | 0 | 0 | 0 | 0 | 0 | 0 | 0 | 0 | 0 | 0 | 0 | 0 | 0 | 0 | 0 | 0 | 0 | 0 | 0 | 0 | 0 | 0 | 0 | 0 |  | 0 | 0 | 0 | 0 |  | 0 | 0 | 0 | 0 | 0
2003-02-07 | 2003 | 2 | 7 | 0 | 0 | 0 | 0 | 0 | 0 | 0 | 0 | 0 | 0 | 0 | 0 | 0 | 0 | 0 | 0 | 0 | 0 | 0 | 0 | 0 | 0 | 0 | 0 |  | 0 | 0 | 0 | 0 |  | 0 | 0 | 0 | 0 | 0
2003-02-08 | 2003 | 2 | 8 | 0.2 | 0.2 | 0.2 | 0.2 | 0.1 | 0 | 0.2 | 0.2 | 0.2 | 0.2 | 0.2 | 0.2 | 0 | 0 | 0 | 0 | 0 | 0.2 | 0.2 | 0.1 | 0.2 | 0.2 | 0.2 | 0.2 |  | 3.4 | 3.4 | 3.4 | 1.3323e-15 |  | 0 | 0 | 0 | 0 | 0
2003-02-09 | 2003 | 2 | 9 | 0.3 | 0 | 0 | 0 | 0 | 0.3 | 0.3 | 0.3 | 0.4 | 0.3 | 0.3 | 0.3 | 0.3 | 0.3 | 0.3 | 0.3 | 0.3 | 0.3 | 0.4 | 0.3 | 0.3 | 0.3 | 0.3 | 0.3 |  | 6.2 | 6.2 | 6.2 | 1.7764e-15 |  | 0 | 0 | 0 | 0 | 0
2003-02-10 | 2003 | 2 | 10 | 0.2 | 0.2 | 0.2 | 0.2 | 0.2 | 0.2 | 0 | 0 | 0 | 0 | 0 | 0 | 0 | 0 | 0 | 0 | 0 | 0 | 0 | 0 | 0 | 0 | 0 | 0 |  | 1.2 | 1.2 | 1.2 | 0 |  | 0 | 0 | 0 | 0 | 0
2003-02-11 | 2003 | 2 | 11 | 0 | 0 | 0 | 0 | 0 | 0 | 0 | 0 | 0 | 0 | 0 | 0 | 0 | 0 | 0 | 0 | 0 | 0 | 0 | 0 | 0 | 0 | 0 | 0 |  | 0 | 0 | 0 | 0 |  | 0 | 0 | 0 | 0 | 0
2003-02-12 | 2003 | 2 | 12 | 0 | 0 | 0 | 0 | 0 | 0 | 0 | 0 | 0 | 0 | 0 | 0 | 0 | 0 | 0 | 0 | 0 | 0 | 0 | 0 | 0 | 0 | 0 | 0 |  | 0 | 0 | 0 | 0 |  | 0 | 0 | 0 | 0 | 0
2003-02-13 | 2003 | 2 | 13 | 0 | 0 | 0 | 0 | 0 | 0 | 0 | 0 | 0 | 0 | 0 | 0 | 0 | 0 | 0 | 0 | 0 | 0 | 0 | 0 | 0 | 0 | 0 | 0 |  | 0 | 0 | 0 | 0 |  | 0 | 0 | 0 | 0 | 0
2003-02-14 | 2003 | 2 | 14 | 0 | 0 | 0.1 | 0 | 0 | 0 | 0 | 0 | 0.1 | 0 | 0 | 0 | 0 | 0 | 0.1 | 0 | 0 | 0 | 0 | 0 | 0 | 0.1 | 0 | 0 |  | 0.4 | 0.4 | 0.4 | 0 |  | 0 | 0 | 0 | 0 | 0
2003-02-15 | 2003 | 2 | 15 | 0 | 0 | 0 | 0 | 0 | 0 | 0 | 0 | 0 | 0 | 0 | 0 | 0 | 0 | 0 | 0 | 0 | 0 | 0 | 0 | 0 | 0 | 0 | 0 |  | 0 | 0 | 0 | 0 |  | 0 | 0 | 0 | 0 | 0
2003-02-16 | 2003 | 2 | 16 | 0 | 0 | 0 | 0 | 0 | 0 | 0 | 0 | 0 | 0 | 0 | 0 | 0 | 0 | 0.1 | 0.1 | 0.1 | 0.1 | 0.1 | 0.1 | 0.1 | 0.1 | 0.1 | 0.1 |  | 1 | 1 | 1 | 1.1102e-16 |  | 0 | 0 | 0 | 0 | 0
2003-02-17 | 2003 | 2 | 17 | 0 | 0 | 0 | 0 | 0 | 0 | 0 | 0 | 0 | 0 | 0 | 0 | 0 | 0 | 0 | 0 | 0 | 0 | 0 | 0 | 0 | 0 | 0 | 0 |  | 0 | 0 | 0 | 0 |  | 0 | 0 | 0 | 0 | 0
2003-02-18 | 2003 | 2 | 18 | 0 | 0 | 0 | 0 | 0 | 0 | 0 | 0 | 0 | 0 | 0 | 0 | 0 | 0 | 0 | 0 | 0 | 0 | 0 | 0 | 0 | 0 | 0 | 0 |  | 0 | 0 | 0 | 0 |  | 0 | 0 | 0 | 0 | 0
2003-02-19 | 2003 | 2 | 19 | 0 | 0 | 0 | 0 | 0 | 0 | 0 | 0 | 0 | 0 | 0 | 0 | 0 | 0 | 0 | 0 | 0 | 0 | 0 | 0 | 0 | 0 | 0 | 0 |  | 0 | 0 | 0 | 0 |  | 0 | 0 | 0 | 0 | 0
2003-02-20 | 2003 | 2 | 20 | 0 | 0 | 0 | 0.1 | 0 | 0 | 0 | 0 | 0 | 0 | 0.1 | 0 | 0 | 0 | 0 | 0 | 0 | 0 | 0 | 0 | 0.1 | 0 | 0 | 0 |  | 0.3 | 0.3 | 0.3 | 5.5511e-17 |  | 0 | 0 | 0 | 0 | 0
2003-02-21 | 2003 | 2 | 21 | 0 | 0 | 0 | 0 | 0 | 0 | 0 | 0 | 0 | 0 | 0 | 0 | 0 | 0 | 0 | 0 | 0 | 0 | 0 | 0 | 0 | 0 | 0 | 0 |  | 0 | 0 | 0 | 0 |  | 0 | 0 | 0 | 0 | 0
2003-02-22 | 2003 | 2 | 22 | 0.1 | 0 | 0.1 | 0 | 0.1 | 0 | 0.1 | 0 | 0.1 | 0 | 0 | 0.1 | 0 | 0 | 0 | 0 | 0 | 0 | 0 | 0 | 0 | 0 | 0 | 0 |  | 0.6 | 0.6 | 0.6 | 0 |  | 0 | 0 | 0 | 0 | 0
2003-02-23 | 2003 | 2 | 23 | 0 | 0 | 0 | 0 | 0 | 0 | 0 | 0 | 0 | 0 | 0 | 0 | 0 | 0 | 0 | 0 | 0 | 0 | 0 | 0 | 0 | 0 | 0 | 0 |  | 0 | 0 | 0 | 0 |  | 0 | 0 | 0 | 0 | 0
2003-02-24 | 2003 | 2 | 24 | 0 | 0 | 0 | 0 | 0 | 0 | 0 | 0 | 0 | 0 | 0 | 0 | 0 | 0 | 0 | 0 | 0 | 0 | 0 | 0 | 0 | 0 | 0 | 0 |  | 0 | 0 | 0 | 0 |  | 0 | 0 | 0 | 0 | 0
2003-02-25 | 2003 | 2 | 25 | 0 | 0 | 0 | 0 | 0 | 0 | 0 | 0 | 0 | 0 | 0 | 0 | 0 | 0 | 0 | 0 | 0 | 0 | 0 | 0 | 0 | 0 | 0 | 0 |  | 0 | 0 | 0 | 0 |  | 0 | 0 | 0 | 0 | 0
2003-02-26 | 2003 | 2 | 26 | 0 | 0 | 0 | 0 | 0 | 0 | 0 | 0 | 0 | 0 | 0 | 0.3 | 0.3 | 0.3 | 0.3 | 0.3 | 0.3 | 0.4 | 0.3 | 0.3 | 0.3 | 0.3 | 0.3 | 0.3 |  | 4 | 4 | 4 | 8.8818e-16 |  | 0 | 0 | 0 | 0 | 0
2003-02-27 | 2003 | 2 | 27 | 0.2 | 0.3 | 0.2 | 0.2 | 0.2 | 0.3 | 0.2 | 0.2 | 0 | 0 | 0 | 0 | 0 | 0 | 0 | 0 | 0 | 0 | 0 | 0 | 0 | 0 | 0 | 0 |  | 1.8 | 1.8 | 1.8 | 2.2204e-16 |  | 0 | 0 | 0 | 0 | 0
2003-02-28 | 2003 | 2 | 28 | 0 | 0 | 0 | 0 | 0 | 0 | 0 | 0 | 0 | 0 | 0 | 0 | 0 | 0 | 0 | 0 | 0 | 0 | 0 | 0 | 0 | 0 | 0 | 0 |  | 0 | 0 | 0 | 0 |  | 0 | 0 | 0 | 0 | 0
2003-03-01 | 2003 | 3 | 1 | 0 | 0 | 0.1 | 0 | 0 | 0 | 0.1 | 0 | 0 | 0 | 0 | 0 | 0 | 0 | 0 | 0 | 0 | 0 | 0 | 0 | 0 | 0 | 0 | 0 |  | 0.2 | 0.2 | 0.2 | 0 |  | 0 | 0 | 0 | 0 | 0
2003-03-02 | 2003 | 3 | 2 | 0 | 0 | 0 | 0 | 0 | 0 | 0 | 0 | 0.3 | 0.3 | 0 | 0 | 0.3 | 0 | 0 | 0 | 0.3 | 0.3 | 0.6 | 0 | 0 | 0.3 | 0.3 | 0.3 |  | 3 | 3 | 3 | 4.4409e-16 |  | 0 | 0 | 0 | 0 | 0
2003-03-03 | 2003 | 3 | 3 | 0 | 0.1 | 0 | 0 | 0 | 0.1 | 0 | 0 | 0.1 | 0 | 0 | 0 | 0 | 0 | 0 | 0 | 0 | 0 | 0 | 0 | 0.1 | 0 | 0 | 0 |  | 0.4 | 0.4 | 0.4 | 0 |  | 0 | 0 | 0 | 0 | 0
2003-03-04 | 2003 | 3 | 4 | 0 | 0.1 | 0 | 0.1 | 0 | 0.1 | 0 | 0 | 0 | 0.1 | 0 | 0 | 0 | 0 | 0 | 0 | 0 | 0 | 0 | 0 | 0 | 0 | 0 | 0 |  | 0.4 | 0.4 | 0.4 | 0 |  | 0 | 0 | 0 | 0 | 0
2003-03-05 | 2003 | 3 | 5 | 0 | 0 | 0 | 0.1 | 0 | 0 | 0 | 0 | 0 | 0.1 | 0 | 0 | 0.1 | 0.1 | 0 | 0.1 | 0 | 0 | 0.1 | 0.1 | 0 | 0.1 | 0 | 0.1 |  | 0.9 | 0.9 | 0.9 | 1.1102e-16 |  | 0 | 0 | 0 | 0 | 0
2003-03-06 | 2003 | 3 | 6 | 0 | 0 | 0 | 0 | 0 | 0 | 0 | 0 | 0 | 0 | 0 | 0 | 0 | 0 | 0 | 0 | 0 | 0 | 0 | 0 | 0 | 0 | 0 | 0 |  | 0 | 0 | 0 | 0 |  | 0 | 0 | 0 | 0 | 0
2003-03-07 | 2003 | 3 | 7 | 0.1 | 0.1 | 0.1 | 0 | 0.1 | 0.1 | 0.1 | 0.1 | 0.1 | 0 | 0 | 0 | 0 | 0 | 0 | 0 | 0.1 | 0.1 | 0 | 0 | 0 | 0 | 0 | 0 |  | 1 | 1 | 1 | 1.1102e-16 |  | 0 | 0 | 0 | 0 | 0
2003-03-08 | 2003 | 3 | 8 | 0 | 0 | 0 | 0 | 0 | 0 | 0 | 0 | 0 | 0 | 0 | 0 | 0 | 0 | 0 | 0 | 0 | 0 | 0 | 0 | 0 | 0 | 0 | 0 |  | 0 | 0 | 0 | 0 |  | 0 | 0 | 0 | 0 | 0
2003-03-09 | 2003 | 3 | 9 | 0 | 0 | 0 | 0 | 0 | 0 | 0 | 0 | 0 | 0 | 0 | 0 | 0 | 0 | 0.1 | 0 | 0.1 | 0 | 0 | 0 | 0 | 0 | 0 | 0 |  | 0.2 | 0.2 | 0.2 | 0 |  | 0 | 0 | 0 | 0 | 0
2003-03-10 | 2003 | 3 | 10 | 0 | 0 | 0 | 0 | 0 | 0 | 0 | 0 | 0 | 0 | 0 | 0 | 0 | 0 | 0 | 0 | 0 | 0 | 0 | 0.1 | 0 | 0 | 0.1 | 0 |  | 0.2 | 0.2 | 0.2 | 0 |  | 0 | 0 | 0 | 0 | 0
2003-03-11 | 2003 | 3 | 11 | 0 | 0 | 0.1 | 0 | 0 | 0 | 0.1 | 0 | 0 | 0 | 0 | 0.1 | 0 | 0 | 0 | 0.1 | 0 | 0 | 0 | 0 | 0 | 0 | 0 | 0 |  | 0.4 | 0.4 | 0.4 | 0 |  | 0 | 0 | 0 | 0 | 0
2003-03-12 | 2003 | 3 | 12 | 0 | 0 | 0 | 0 | 0 | 0 | 0 | 0 | 0 | 0 | 0 | 0 | 0 | 0 | 0 | 0 | 0 | 0 | 0 | 0 | 0 | 0 | 0 | 0 |  | 0 | 0 | 0 | 0 |  | 0 | 0 | 0 | 0 | 0
2003-03-13 | 2003 | 3 | 13 | 0 | 0 | 0 | 0 | 0 | 0 | 0 | 0 | 0 | 0 | 0 | 0 | 0 | 0 | 0 | 0 | 0 | 0 | 0 | 0 | 0 | 0 | 0 | 0 |  | 0 | 0 | 0 | 0 |  | 0 | 0 | 0 | 0 | 0
2003-03-14 | 2003 | 3 | 14 | 0 | 0 | 0 | 0 | 0 | 0 | 0 | 0 | 0 | 0 | 0 | 0 | 0 | 0 | 0 | 0 | 0 | 0 | 0 | 0 | 0 | 0 | 0 | 0 |  | 0 | 0 | 0 | 0 |  | 0 | 0 | 0 | 0 | 0
2003-03-15 | 2003 | 3 | 15 | 0 | 0 | 0 | 0 | 0 | 0 | 0 | 0 | 0 | 0 | 0 | 0 | 0 | 0 | 0 | 0 | 0 | 0 | 0 | 0 | 0 | 0 | 0 | 0 |  | 0 | 0 | 0 | 0 |  | 0 | 0 | 0 | 0 | 0
2003-03-16 | 2003 | 3 | 16 | 0 | 0 | 0 | 0 | 0 | 0 | 0 | 0 | 0 | 0 | 0.8 | 0.7 | 0.8 | 1.5 | 1.5 | 0.7 | 0.8 | 0.7 | 0.8 | 0 | 0 | 0 | 0 | 0 |  | 8.3 | 8.3 | 8.3 | 0 |  | 0 | 0 | 0 | 0 | 0
2003-03-17 | 2003 | 3 | 17 | 0 | 0 | 0 | 0 | 0 | 0 | 0 | 0 | 0 | 0 | 0 | 0 | 0 | 0 | 0 | 0 | 0 | 0 | 0 | 0 | 0 | 0 | 0 | 0 |  | 0 | 0 | 0 | 0 |  | 0 | 0 | 0 | 0 | 0
2003-03-18 | 2003 | 3 | 18 | 0 | 0 | 0 | 0 | 0 | 0 | 0 | 0 | 0 | 0 | 0 | 0 | 0 | 0 | 0 | 0 | 0 | 0 | 0 | 0 | 0 | 0 | 0 | 0 |  | 0 | 0 | 0 | 0 |  | 0 | 0 | 0 | 0 | 0
2003-03-19 | 2003 | 3 | 19 | 0 | 0 | 0 | 0 | 0 | 0 | 0 | 0 | 0 | 0 | 0 | 0 | 0 | 0 | 0 | 0 | 0 | 0 | 0 | 0 | 0 | 0 | 0 | 0 |  | 0 | 0 | 0 | 0 |  | 0 | 0 | 0 | 0 | 0
2003-03-20 | 2003 | 3 | 20 | 0 | 0 | 0 | 0 | 0 | 0 | 0 | 0 | 0 | 0 | 0 | 0 | 0 | 0 | 0 | 0 | 0 | 0 | 0 | 0 | 0 | 0 | 0 | 0 |  | 0 | 0 | 0 | 0 |  | 0 | 0 | 0 | 0 | 0
2003-03-21 | 2003 | 3 | 21 | 0 | 0 | 0 | 0 | 0 | 0 | 0 | 0 | 0 | 0 | 0 | 0 | 0 | 0 | 0 | 0 | 0 | 0 | 0 | 0 | 0 | 0 | 0 | 0 |  | 0 | 0 | 0 | 0 |  | 0 | 0 | 0 | 0 | 0
2003-03-22 | 2003 | 3 | 22 | 0 | 0 | 0 | 0 | 0 | 0 | 0 | 0 | 0 | 0 | 0 | 0 | 0 | 0 | 0 | 0 | 0 | 0 | 0 | 0 | 0 | 0 | 0 | 0 |  | 0 | 0 | 0 | 0 |  | 0 | 0 | 0 | 0 | 0
2003-03-23 | 2003 | 3 | 23 | 0 | 0 | 0 | 0 | 0 | 0 | 0 | 0 | 0 | 0 | 0 | 0 | 0 | 0 | 0 | 0 | 0 | 0 | 0 | 0 | 0 | 0 | 0 | 0 |  | 0 | 0 | 0 | 0 |  | 0 | 0 | 0 | 0 | 0
2003-03-24 | 2003 | 3 | 24 | 0 | 0 | 0 | 0 | 0 | 0 | 0 | 0 | 0 | 0 | 0 | 0 | 0 | 0 | 0 | 0 | 0 | 0 | 0 | 0 | 0 | 0 | 0 | 0 |  | 0 | 0 | 0 | 0 |  | 0 | 0 | 0 | 0 | 0
2003-03-25 | 2003 | 3 | 25 | 0 | 0 | 0 | 0 | 0 | 0 | 0 | 0 | 0 | 0 | 0 | 0 | 0 | 0 | 0 | 0 | 0 | 0 | 0 | 0 | 0 | 0 | 0 | 0 |  | 0 | 0 | 0 | 0 |  | 0 | 0 | 0 | 0 | 0
2003-03-26 | 2003 | 3 | 26 | 0 | 0 | 0 | 0 | 0 | 0 | 0 | 0 | 0 | 0 | 0 | 0 | 0 | 0 | 0 | 0 | 0 | 0 | 0 | 0 | 0 | 0 | 0 | 0 |  | 0 | 0 | 0 | 0 |  | 0 | 0 | 0 | 0 | 0
2003-03-27 | 2003 | 3 | 27 | 0 | 0 | 0 | 0 | 0 | 0 | 0 | 0 | 0 | 0 | 0 | 0 | 0 | 0 | 0 | 0 | 0 | 0 | 0 | 0 | 0 | 0 | 0 | 0 |  | 0 | 0 | 0 | 0 |  | 0 | 0 | 0 | 0 | 0
2003-03-28 | 2003 | 3 | 28 | 0 | 0 | 0 | 0 | 0 | 0 | 0 | 0 | 0 | 0 | 0 | 0 | 0 | 0 | 0 | 0 | 0 | 0 | 0 | 0 | 0 | 0 | 0 | 0 |  | 0 | 0 | 0 | 0 |  | 0 | 0 | 0 | 0 | 0
2003-03-29 | 2003 | 3 | 29 | 0 | 0 | 0 | 0 | 0 | 0 | 0 | 0 | 0 | 0 | 0 | 0 | 0 | 0 | 0 | 0 | 0 | 0 | 0 | 0 | 0 | 0 | 0 | 0 |  | 0 | 0 | 0 | 0 |  | 0 | 0 | 0 | 0 | 0
2003-03-30 | 2003 | 3 | 30 | 0 | 0 | 0 | 0 | 0 | 0 | 0 | 0 | 0 | 0 | 0 | 0 | 0 | 0 | 0 | 0 | 0 | 0 | 0 | 0 | 0 | 0 | 0 | 0 |  | 0 | 0 | 0 | 0 |  | 0 | 0 | 0 | 0 | 0
2003-03-31 | 2003 | 3 | 31 | 0 | 0 | 0 | 0 | 0.4 | 0.4 | 0 | 0 | 0 | 0 | 0 | 0 | 0 | 0 | 0 | 0 | 0 | 0 | 0 | 0 | 0 | 0 | 0 | 0 |  | 0.8 | 0.8 | 0.8 | 0 |  | 0 | 0 | 0 | 0 | 0
2003-04-01 | 2003 | 4 | 1 | 0 | 0 | 0 | 0 | 0 | 0 | 0 | 0 | 0 | 0 | 0 | 0 | 0 | 0.5 | 0.6 | 0.5 | 0.6 | 0.5 | 0.6 | 0.5 | 0.6 | 0.5 | 0.6 | 0.5 |  | 6 | 6 | 6 | 0 |  | 0 | 0 | 0 | 0 | 0
2003-04-02 | 2003 | 4 | 2 | 0.2 | 0.2 | 0.2 | 0.3 | 0.2 | 0.2 | 0.2 | 0.2 | 0.2 | 0.3 | 0.2 | 0.2 | 0.2 | 0.2 | 0.2 | 0.3 | 0.2 | 0.4 | 0.2 | 0.2 | 0.3 | 0.2 | 0.2 | 0.2 |  | 5.4 | 5.4 | 5.4 | 8.8818e-16 |  | 0 | 0 | 0 | 0 | 0
2003-04-03 | 2003 | 4 | 3 | 0.1 | 0.1 | 0.1 | 0.2 | 0.1 | 0.1 | 0 | 0 | 0.1 | 0.1 | 0 | 0 | 0 | 0.1 | 0.1 | 0 | 0 | 0 | 0.1 | 0.2 | 0.1 | 0.1 | 0.1 | 0.1 |  | 1.8 | 1.8 | 1.8 | 2.2204e-16 |  | 0 | 0 | 0 | 0 | 0
2003-04-04 | 2003 | 4 | 4 | 0.1 | 0.1 | 0.1 | 0.1 | 0.1 | 0 | 0.1 | 0.1 | 0.1 | 0.1 | 0.1 | 0.1 | 0 | 0.1 | 0.1 | 0 | 0 | 0 | 0 | 0.1 | 0 | 0.1 | 0.1 | 0.2 |  | 1.8 | 1.8 | 1.8 | 2.2204e-16 |  | 0 | 0 | 0 | 0 | 0
2003-04-05 | 2003 | 4 | 5 | 0.2 | 0.2 | 0.1 | 0.2 | 0.2 | 0.2 | 0.2 | 0.1 | 0.2 | 0.2 | 0.2 | 0.1 | 0.2 | 0.2 | 0 | 0 | 0 | 0 | 0 | 0 | 0 | 0 | 0 | 0 |  | 2.5 | 2.5 | 2.5 | 0 |  | 0 | 0 | 0 | 0 | 0
2003-04-06 | 2003 | 4 | 6 | 0 | 0 | 0 | 0 | 0 | 0 | 0 | 0 | 0 | 0 | 0 | 0 | 0 | 0 | 0 | 0 | 0 | 0 | 0 | 0 | 0 | 0 | 0 | 0 |  | 0 | 0 | 0 | 0 |  | 0 | 0 | 0 | 0 | 0
2003-04-07 | 2003 | 4 | 7 | 0 | 0 | 0 | 0 | 0 | 0 | 0 | 0 | 0 | 0 | 0 | 0 | 0 | 0 | 0 | 0 | 0 | 0 | 0 | 0 | 0 | 0 | 0 | 0 |  | 0 | 0 | 0 | 0 |  | 0 | 0 | 0 | 0 | 0
2003-04-08 | 2003 | 4 | 8 | 0 | 0 | 0 | 0 | 0 | 0 | 0 | 0 | 0 | 0 | 0 | 0 | 0 | 0 | 0 | 0 | 0 | 0 | 0 | 0 | 0 | 0 | 0 | 0 |  | 0 | 0 | 0 | 0 |  | 0 | 0 | 0 | 0 | 0
2003-04-09 | 2003 | 4 | 9 | 0 | 0 | 0 | 0 | 0 | 0 | 0 | 0 | 0 | 0 | 0 | 0 | 0 | 0 | 0 | 0 | 0 | 0 | 0 | 0 | 0 | 0 | 0 | 0 |  | 0 | 0 | 0 | 0 |  | 0 | 0 | 0 | 0 | 0
2003-04-10 | 2003 | 4 | 10 | 0 | 0 | 0 | 0 | 0 | 0 | 0 | 0 | 0 | 0 | 0 | 0 | 0 | 0 | 0 | 0 | 0 | 0 | 0 | 0 | 0 | 0 | 0 | 0 |  | 0 | 0 | 0 | 0 |  | 0 | 0 | 0 | 0 | 0
2003-04-11 | 2003 | 4 | 11 | 0 | 0 | 0 | 0 | 0 | 0 | 0 | 0 | 0 | 0 | 0 | 0 | 0 | 0 | 0 | 0 | 0 | 0 | 0 | 0 | 0 | 0 | 0 | 0 |  | 0 | 0 | 0 | 0 |  | 0 | 0 | 0 | 0 | 0
2003-04-12 | 2003 | 4 | 12 | 0 | 0 | 0 | 0 | 0 | 0 | 0 | 0 | 0 | 0 | 0 | 0 | 0 | 0 | 0 | 0 | 0.2 | 0.2 | 0.1 | 0.2 | 0.2 | 0.2 | 0.1 | 0.2 |  | 1.4 | 1.4 | 1.4 | 0 |  | 0 | 0 | 0 | 0 | 0
2003-04-13 | 2003 | 4 | 13 | 0 | 0 | 0.7 | 0.2 | 0.7 | 0.7 | 0.7 | 1.9 | 2.3 | 1.9 | 0.7 | 0.5 | 0.2 | 0.7 | 0 | 0 | 0 | 0 | 0 | 0.2 | 0 | 0 | 0 | 0 |  | 11.4 | 11.4 | 11.4 | 3.5527e-15 |  | 0 | 0 | 0 | 0 | 0
2003-04-14 | 2003 | 4 | 14 | 0 | 0 | 0 | 0 | 0 | 0 | 0 | 0 | 0.7 | 0 | 0 | 0 | 0 | 0 | 0 | 0 | 0.2 | 2.6 | 0 | 0 | 0 | 0 | 0 | 0 |  | 3.5 | 3.5 | 3.5 | 0 |  | 0 | 0 | 0 | 0 | 0
2003-04-15 | 2003 | 4 | 15 | 0 | 0 | 0 | 0 | 0 | 0 | 0 | 0 | 0 | 0 | 0 | 0 | 0 | 0 | 0 | 0 | 0 | 0 | 0 | 0 | 0 | 0 | 0 | 0 |  | 0 | 0 | 0 | 0 |  | 0 | 0 | 0 | 0 | 0
2003-04-16 | 2003 | 4 | 16 | 0 | 0 | 0 | 0 | 0 | 0 | 0 | 0 | 0 | 0 | 0 | 0 | 0 | 0 | 0 | 0 | 0 | 0 | 0 | 0 | 0 | 0 | 0 | 0 |  | 0 | 0 | 0 | 0 |  | 0 | 0 | 0 | 0 | 0
2003-04-17 | 2003 | 4 | 17 | 0 | 0 | 0 | 0 | 0 | 0 | 0 | 0 | 0 | 0 | 0 | 0 | 0 | 0 | 0 | 0 | 0 | 0 | 0 | 0 | 0 | 0 | 0 | 0 |  | 0 | 0 | 0 | 0 |  | 0 | 0 | 0 | 0 | 0
2003-04-18 | 2003 | 4 | 18 | 0 | 0 | 0 | 0 | 0 | 0 | 0 | 0 | 0 | 0 | 0 | 0 | 0 | 0 | 0 | 0 | 0 | 0 | 0 | 0.6 | 0 | 0 | 0 | 0 |  | 0.6 | 0.6 | 0.6 | 0 |  | 0 | 0 | 0 | 0 | 0
2003-04-19 | 2003 | 4 | 19 | 0 | 0 | 0 | 0 | 0 | 0 | 0 | 0 | 0 | 0 | 0 | 0 | 0 | 0 | 0 | 0 | 0 | 0 | 0 | 0 | 0 | 0 | 0 | 0 |  | 0 | 0 | 0 | 0 |  | 0 | 0 | 0 | 0 | 0
2003-04-20 | 2003 | 4 | 20 | 0 | 0 | 0 | 0 | 0 | 0 | 0 | 0 | 0 | 0 | 0 | 0 | 0 | 0 | 0 | 0 | 0 | 0 | 0 | 0 | 0 | 0 | 0 | 0 |  | 0 | 0 | 0 | 0 |  | 0 | 0 | 0 | 0 | 0
2003-04-21 | 2003 | 4 | 21 | 0 | 0 | 0 | 0 | 0 | 0 | 0 | 0 | 0 | 0 | 0 | 0 | 0 | 0 | 0 | 0 | 0 | 0 | 0 | 0 | 0 | 0 | 0 | 0 |  | 0 | 0 | 0 | 0 |  | 0 | 0 | 0 | 0 | 0
2003-04-22 | 2003 | 4 | 22 | 0 | 0 | 0 | 0 | 0 | 0 | 0 | 0 | 0 | 0 | 0 | 0 | 0 | 0 | 0 | 0 | 0 | 0 | 0 | 0 | 0 | 0 | 0 | 0 |  | 0 | 0 | 0 | 0 |  | 0 | 0 | 0 | 0 | 0
2003-04-23 | 2003 | 4 | 23 | 0 | 0 | 0 | 0 | 0 | 0 | 0 | 0 | 0 | 0 | 0 | 0 | 0 | 0 | 0 | 0 | 0 | 0 | 0 | 0 | 0 | 0 | 0 | 0 |  | 0 | 0 | 0 | 0 |  | 0 | 0 | 0 | 0 | 0
2003-04-24 | 2003 | 4 | 24 | 0 | 0 | 0 | 0 | 0 | 0 | 0 | 0 | 0 | 0 | 0 | 0 | 0 | 0 | 0 | 0 | 0 | 0 | 0 | 0 | 0 | 0 | 0 | 0 |  | 0 | 0 | 0 | 0 |  | 0 | 0 | 0 | 0 | 0
2003-04-25 | 2003 | 4 | 25 | 0 | 0 | 0 | 0 | 0 | 0 | 0 | 2.2 | 3 | 4.7 | 7.7 | 1 | 3.5 | 0.7 | 0 | 0 | 0 | 0 | 0 | 0 | 0.7 | 0 | 0 | 0.7 |  | 24.2 | 24.2 | 24.2 | 0 |  | 0 | 0 | 0 | 0 | 0
2003-04-26 | 2003 | 4 | 26 | 0.5 | 0.6 | 0.5 | 0.6 | 0.5 | 0.6 | 0.5 | 0.5 | 1.1 | 1.1 | 1.1 | 1.1 | 1.6 | 1.1 | 1.1 | 1.1 | 1.1 | 1 | 0.6 | 0.5 | 0.6 | 0.5 | 0.6 | 0.5 |  | 19 | 19 | 19 | 0 |  | 0 | 0 | 0 | 0 | 0
2003-04-27 | 2003 | 4 | 27 | 0 | 0.1 | 0 | 0.1 | 0 | 0 | 0.1 | 0 | 0.1 | 0 | 0 | 0.1 | 0.1 | 0 | 0 | 0 | 0 | 0 | 0 | 0 | 0 | 0 | 0 | 0 |  | 0.6 | 0.6 | 0.6 | 0 |  | 0 | 0 | 0 | 0 | 0
2003-04-28 | 2003 | 4 | 28 | 0.2 | 0.2 | 0.2 | 0.2 | 0.1 | 0.2 | 0.2 | 0.4 | 0.2 | 0.2 | 0.2 | 0.2 | 0.1 | 0.2 | 0.2 | 0.2 | 0.2 | 0 | 0 | 0 | 0 | 0 | 0 | 0 |  | 3.4 | 3.4 | 3.4 | 1.3323e-15 |  | 0 | 0 | 0 | 0 | 0
2003-04-29 | 2003 | 4 | 29 | 0 | 0 | 0 | 0 | 0 | 0 | 0 | 0 | 0 | 0 | 0 | 0 | 0 | 0 | 0 | 0 | 0 | 0 | 0 | 0 | 0 | 0 | 0 | 0 |  | 0 | 0 | 0 | 0 |  | 0 | 0 | 0 | 0 | 0
2003-04-30 | 2003 | 4 | 30 | 0 | 0 | 0 | 0 | 0 | 0 | 0 | 0 | 0 | 0 | 0 | 0 | 0 | 0 | 0 | 0 | 0 | 0 | 0 | 0 | 0 | 0 | 0 | 0 |  | 0 | 0 | 0 | 0 |  | 0 | 0 | 0 | 0 | 0
2003-05-01 | 2003 | 5 | 1 | 0 | 0 | 0 | 0 | 0 | 0 | 0 | 0 | 0 | 0 | 0 | 0 | 0 | 0 | 0 | 0 | 0 | 0 | 0 | 0 | 0 | 0 | 0 | 0 |  | 0 | 0 | 0 | 0 |  | 0 | 0 | 0 | 0 | 0
2003-05-02 | 2003 | 5 | 2 | 0 | 0 | 0 | 0 | 0 | 0 | 0 | 0 | 0 | 0 | 0 | 0 | 0 | 0 | 0 | 0 | 0 | 0 | 0 | 0 | 0 | 0 | 0 | 0 |  | 0 | 0 | 0 | 0 |  | 0 | 0 | 0 | 0 | 0
2003-05-03 | 2003 | 5 | 3 | 0.2 | 0.2 | 0.2 | 0.1 | 0.2 | 0 | 0 | 0 | 0 | 0 | 0 | 0 | 0.2 | 0 | 0 | 0 | 0.2 | 0.2 | 0.2 | 0.4 | 0.1 | 0.2 | 0.2 | 0.2 |  | 2.8 | 2.8 | 2.8 | 8.8818e-16 |  | 2.8 | 0 | 0 | 0 | 0
2003-05-04 | 2003 | 5 | 4 | 0.2 | 0 | 0 | 0.2 | 0.1 | 0.2 | 0.2 | 0.2 | 0.2 | 0.1 | 0.2 | 0.2 | 0.2 | 0.1 | 0.2 | 0 | 0 | 0 | 0 | 0.2 | 0 | 0 | 0 | 0 |  | 2.5 | 2.5 | 2.5 | 0 |  | 2.5 | 0 | 0 | 0 | 0
2003-05-05 | 2003 | 5 | 5 | 0.4 | 0.3 | 0.4 | 0.3 | 0.4 | 0.3 | 0.4 | 0.3 | 0.4 | 0.3 | 0.4 | 0.3 | 0.4 | 0.3 | 0.4 | 0.3 | 0.4 | 0.7 | 0.3 | 0.4 | 0.3 | 0.4 | 0.3 | 0.4 |  | 8.8 | 8.8 | 8.8 | 0 |  | 8.8 | 0 | 0 | 0 | 0
2003-05-06 | 2003 | 5 | 6 | 0.1 | 0.1 | 0.1 | 0.1 | 0.1 | 0.1 | 0.1 | 0.1 | 0.1 | 0.1 | 0.1 | 0.1 | 0.1 | 0.1 | 0.1 | 0.1 | 0.1 | 0.1 | 0.1 | 0.1 | 0.1 | 0.1 | 0.1 | 0.1 |  | 2.4 | 2.4 | 2.4 | 8.8818e-16 |  | 2.4 | 0 | 0 | 0 | 0
2003-05-07 | 2003 | 5 | 7 | 0.1 | 0 | 0.1 | 0.1 | 0 | 0 | 0.1 | 0 | 0 | 0 | 0 | 0 | 0 | 0.1 | 0.1 | 0 | 0.1 | 0.1 | 0 | 0 | 0 | 0.1 | 0 | 0.1 |  | 1 | 1 | 1 | 1.1102e-16 |  | 1 | 0 | 0 | 0 | 0
2003-05-08 | 2003 | 5 | 8 | 0 | 0 | 0 | 0 | 0.1 | 0 | 0.1 | 0 | 0.1 | 0 | 0 | 0 | 0.1 | 0 | 0.1 | 0 | 0.1 | 0 | 0 | 0 | 0 | 0 | 0 | 0 |  | 0.6 | 0.6 | 0.6 | 0 |  | 0.6 | 0 | 0 | 0 | 0
2003-05-09 | 2003 | 5 | 9 | 0.2 | 0.2 | 0.2 | 0.3 | 0.2 | 0.2 | 0.2 | 0.2 | 0.2 | 0.2 | 0.3 | 0.2 | 0.2 | 0.2 | 0 | 0 | 0 | 0 | 0 | 0 | 0 | 0 | 0 | 0 |  | 3 | 3 | 3 | 4.4409e-16 |  | 3 | 0 | 0 | 0 | 0
2003-05-10 | 2003 | 5 | 10 | 0 | 0 | 0 | 0 | 0 | 0 | 0 | 0 | 0 | 0 | 0 | 0 | 0 | 0 | 0 | 0 | 0 | 0 | 0 | 0 | 0 | 0 | 0 | 0 |  | 0 | 0 | 0 | 0 |  | 0 | 0 | 0 | 0 | 0
2003-05-11 | 2003 | 5 | 11 | 0 | 0 | 0 | 0 | 0 | 0 | 0 | 0 | 0 | 0 | 0 | 0 | 0 | 0 | 0 | 0 | 0 | 0 | 0 | 0 | 0 | 0 | 0 | 0 |  | 0 | 0 | 0 | 0 |  | 0 | 0 | 0 | 0 | 0
2003-05-12 | 2003 | 5 | 12 | 0 | 0 | 0 | 0 | 0 | 0 | 0 | 0 | 0 | 0 | 0 | 0 | 0 | 0 | 0 | 0 | 0 | 0.4 | 0 | 0 | 0 | 0 | 0 | 0 |  | 0.4 | 0.4 | 0.4 | 0 |  | 0.4 | 0 | 0 | 0 | 0
2003-05-13 | 2003 | 5 | 13 | 0 | 0 | 0 | 0 | 0 | 0 | 0 | 0 | 0 | 0 | 0 | 0 | 0 | 0 | 0 | 0 | 0 | 0 | 0 | 0 | 0 | 0 | 0 | 0 |  | 0 | 0 | 0 | 0 |  | 0 | 0 | 0 | 0 | 0
2003-05-14 | 2003 | 5 | 14 | 0 | 0 | 0 | 0 | 0 | 0 | 0 | 0 | 0 | 0 | 0 | 0 | 0 | 0 | 0 | 0 | 0 | 0 | 0 | 0 | 0 | 0 | 0 | 0 |  | 0 | 0 | 0 | 0 |  | 0 | 0 | 0 | 0 | 0
2003-05-15 | 2003 | 5 | 15 | 0 | 0 | 0 | 0 | 0 | 0 | 0 | 0 | 0 | 0 | 0 | 0 | 0 | 0 | 0 | 0 | 0 | 0.4 | 0 | 0 | 0.4 | 0.4 | 0.4 | 0.4 |  | 2 | 2 | 2 | 0 |  | 2 | 0 | 0 | 0 | 0
2003-05-16 | 2003 | 5 | 16 | 0.1 | 0.2 | 0 | 0.1 | 0.1 | 0.1 | 0 | 0 | 0 | 0 | 0 | 0.2 | 0 | 0 | 0.1 | 0 | 0 | 0.1 | 0 | 0 | 0 | 0 | 0 | 0 |  | 1 | 1 | 1 | 0 |  | 1 | 0 | 0 | 0 | 0
2003-05-17 | 2003 | 5 | 17 | 0 | 0 | 0 | 0 | 0 | 0 | 0 | 0 | 0 | 0 | 0 | 0 | 0 | 0 | 0 | 0 | 0 | 0 | 0 | 0 | 0 | 0 | 0 | 0 |  | 0 | 0 | 0 | 0 |  | 0 | 0 | 0 | 0 | 0
2003-05-18 | 2003 | 5 | 18 | 0 | 0 | 0 | 0 | 0 | 0 | 0 | 0 | 0 | 0 | 0 | 0 | 0 | 0 | 0 | 0 | 0 | 0 | 0 | 0 | 0 | 0 | 0 | 0 |  | 0 | 0 | 0 | 0 |  | 0 | 0 | 0 | 0 | 0
2003-05-19 | 2003 | 5 | 19 | 0 | 0 | 0 | 0 | 0 | 0 | 0 | 0 | 0 | 0 | 0 | 0 | 0 | 0 | 0 | 0 | 0 | 0 | 0 | 0 | 0 | 0 | 0 | 0 |  | 0 | 0 | 0 | 0 |  | 0 | 0 | 0 | 0 | 0
2003-05-20 | 2003 | 5 | 20 | 0 | 0 | 0 | 0 | 0 | 0 | 0 | 0 | 0 | 0 | 0 | 0 | 0 | 0 | 0 | 0 | 0 | 0 | 0 | 0 | 0 | 0 | 0 | 0 |  | 0 | 0 | 0 | 0 |  | 0 | 0 | 0 | 0 | 0
2003-05-21 | 2003 | 5 | 21 | 0 | 0 | 0 | 0 | 0 | 0 | 0 | 0 | 0 | 0 | 0 | 0 | 0 | 0 | 0 | 0 | 0 | 0 | 0 | 0 | 0 | 0 | 0 | 0 |  | 0 | 0 | 0 | 0 |  | 0 | 0 | 0 | 0 | 0
2003-05-22 | 2003 | 5 | 22 | 0 | 0 | 0 | 0 | 0 | 0 | 0 | 0 | 0 | 0 | 0 | 0 | 0 | 0 | 0 | 0 | 0 | 0 | 0 | 0 | 0 | 0 | 0 | 0 |  | 0 | 0 | 0 | 0 |  | 0 | 0 | 0 | 0 | 0
2003-05-23 | 2003 | 5 | 23 | 0 | 0 | 0 | 0 | 0 | 0 | 0 | 0 | 0 | 0 | 0 | 0 | 0 | 0 | 0 | 0 | 0 | 0 | 0 | 0 | 0 | 0 | 0 | 0 |  | 0 | 0 | 0 | 0 |  | 0 | 0 | 0 | 0 | 0
2003-05-24 | 2003 | 5 | 24 | 0 | 0 | 0 | 0 | 0 | 0 | 0 | 0 | 0 | 0 | 0 | 0 | 0 | 0 | 0 | 0 | 0 | 0 | 0 | 0 | 0 | 0 | 0 | 0 |  | 0 | 0 | 0 | 0 |  | 0 | 0 | 0 | 0 | 0
2003-05-25 | 2003 | 5 | 25 | 0 | 0 | 0 | 0 | 0 | 0 | 0 | 0 | 0 | 0 | 0 | 0 | 0 | 0 | 0 | 0 | 0 | 0 | 0 | 0 | 0 | 0 | 0 | 0 |  | 0 | 0 | 0 | 0 |  | 0 | 0 | 0 | 0 | 0
2003-05-26 | 2003 | 5 | 26 | 0 | 0 | 0 | 0 | 0 | 0 | 0 | 0 | 0 | 0 | 0 | 0 | 1 | 0 | 0 | 0 | 0 | 8.6 | 0 | 0 | 0 | 0 | 0 | 0 |  | 9.6 | 9.6 | 9.6 | 0 |  | 9.6 | 0 | 0 | 0 | 0
2003-05-27 | 2003 | 5 | 27 | 0 | 0 | 0 | 0 | 0 | 0 | 0 | 0 | 0 | 0 | 0 | 0 | 0 | 0 | 0 | 0 | 0 | 0 | 0 | 0 | 0 | 0 | 0 | 0 |  | 0 | 0 | 0 | 0 |  | 0 | 0 | 0 | 0 | 0
2003-05-28 | 2003 | 5 | 28 | 0 | 0 | 0 | 0 | 0 | 0 | 0 | 0 | 0 | 0 | 0 | 0 | 0 | 0 | 0 | 0 | 0 | 0 | 0 | 0 | 0 | 0 | 0 | 0 |  | 0 | 0 | 0 | 0 |  | 0 | 0 | 0 | 0 | 0
2003-05-29 | 2003 | 5 | 29 | 0 | 0 | 0 | 0 | 0 | 0 | 0 | 0 | 0 | 0 | 0 | 0 | 0 | 0 | 0 | 0 | 0 | 0 | 0 | 0 | 0 | 0 | 0 | 0 |  | 0 | 0 | 0 | 0 |  | 0 | 0 | 0 | 0 | 0
2003-05-30 | 2003 | 5 | 30 | 0 | 0 | 0 | 0 | 0 | 0 | 0 | 0 | 0 | 0 | 0 | 0 | 0 | 0 | 0 | 0 | 0 | 0 | 0 | 0 | 0 | 0 | 0 | 0 |  | 0 | 0 | 0 | 0 |  | 0 | 0 | 0 | 0 | 0
2003-05-31 | 2003 | 5 | 31 | 0 | 0 | 0 | 0 | 0 | 0 | 0 | 0 | 0 | 0 | 0 | 0 | 0 | 0 | 0 | 0.1 | 0.2 | 0 | 0 | 0.1 | 0 | 0 | 0 | 0 |  | 0.4 | 0.4 | 0.4 | 0 |  | 0.4 | 0 | 0 | 0 | 0
2003-06-01 | 2003 | 6 | 1 | 0 | 0 | 0 | 0.2 | 1.3 | 1.3 | 0.6 | 0 | 0.2 | 0 | 0 | 0 | 0 | 0 | 0 | 0 | 0 | 0 | 0 | 0 | 0 | 0 | 0 | 0 |  | 3.6 | 3.6 | 3.6 | 0 |  | 0 | 3.6 | 0 | 0 | 0
2003-06-02 | 2003 | 6 | 2 | 0 | 0 | 0 | 0 | 0 | 0 | 0 | 0 | 0.6 | 0 | 0 | 0 | 0 | 0 | 0 | 0 | 0 | 0 | 0 | 0 | 0 | 0 | 0 | 0 |  | 0.6 | 0.6 | 0.6 | 0 |  | 0 | 0.6 | 0 | 0 | 0
2003-06-03 | 2003 | 6 | 3 | 0 | 0 | 0 | 0 | 0 | 0 | 0 | 0 | 0 | 0 | 0 | 0 | 0 | 0 | 0 | 0 | 0 | 0 | 0 | 0 | 0 | 0 | 0 | 0 |  | 0 | 0 | 0 | 0 |  | 0 | 0 | 0 | 0 | 0
2003-06-04 | 2003 | 6 | 4 | 0 | 0 | 0 | 0 | 0 | 0 | 0 | 0 | 0 | 0 | 0 | 0 | 0 | 0 | 0 | 0 | 0 | 0 | 0 | 0 | 0 | 0 | 0 | 0 |  | 0 | 0 | 0 | 0 |  | 0 | 0 | 0 | 0 | 0
2003-06-05 | 2003 | 6 | 5 | 0 | 0 | 0 | 0 | 0 | 0 | 0 | 0 | 0 | 0 | 0 | 0 | 0 | 0 | 0 | 0 | 0 | 0 | 0 | 0 | 0 | 0 | 0 | 0 |  | 0 | 0 | 0 | 0 |  | 0 | 0 | 0 | 0 | 0
2003-06-06 | 2003 | 6 | 6 | 0 | 0 | 0 | 0 | 0 | 0 | 0 | 0 | 0 | 0 | 0 | 0 | 0 | 0 | 0 | 0 | 0 | 0 | 0 | 0 | 0 | 0 | 0 | 0 |  | 0 | 0 | 0 | 0 |  | 0 | 0 | 0 | 0 | 0
2003-06-07 | 2003 | 6 | 7 | 0 | 0 | 0 | 0 | 0 | 0 | 0 | 0 | 0 | 0 | 0 | 0 | 0 | 0 | 0 | 0 | 0 | 0 | 0 | 0 | 0 | 0 | 0 | 0 |  | 0 | 0 | 0 | 0 |  | 0 | 0 | 0 | 0 | 0
2003-06-08 | 2003 | 6 | 8 | 0 | 0 | 0 | 0 | 0 | 0 | 0 | 0 | 0 | 0 | 0 | 0 | 0 | 0 | 0 | 0 | 0.5 | 0.3 | 0 | 0 | 0 | 0 | 0 | 0 |  | 0.8 | 0.8 | 0.8 | 0 |  | 0 | 0.8 | 0 | 0 | 0
2003-06-09 | 2003 | 6 | 9 | 0 | 0.2 | 1 | 0 | 0 | 0 | 0 | 0 | 0 | 0 | 0 | 0 | 0 | 0 | 0 | 0 | 0 | 0 | 0 | 0 | 0 | 0 | 0 | 0 |  | 1.2 | 1.2 | 1.2 | 0 |  | 0 | 1.2 | 0 | 0 | 0
2003-06-10 | 2003 | 6 | 10 | 0.5 | 1.8 | 1.1 | 0.7 | 0.7 | 0.5 | 0 | 0.2 | 0 | 0 | 0 | 0 | 0 | 0 | 0 | 0 | 0 | 0 | 1.8 | 0.2 | 3.9 | 2.3 | 3.2 | 1.4 |  | 18.3 | 18.3 | 18.3 | 3.5527e-15 |  | 0 | 18.3 | 0 | 0 | 0
2003-06-11 | 2003 | 6 | 11 | 0 | 0 | 0 | 0 | 0 | 0 | 0 | 0 | 0 | 0 | 0 | 0 | 0 | 0 | 2.3 | 0 | 0 | 0 | 0 | 0 | 4.4 | 0.3 | 0 | 0 |  | 7 | 7 | 7 | 0 |  | 0 | 7 | 0 | 0 | 0
2003-06-12 | 2003 | 6 | 12 | 0 | 0 | 0 | 0 | 0 | 0 | 0 | 0 | 0 | 0 | 0 | 0 | 0 | 0 | 0 | 0 | 0 | 0 | 0 | 0 | 0 | 0 | 0 | 0 |  | 0 | 0 | 0 | 0 |  | 0 | 0 | 0 | 0 | 0
2003-06-13 | 2003 | 6 | 13 | 0 | 0 | 0 | 0 | 0 | 0 | 0 | 0 | 0 | 0 | 0 | 0 | 0 | 0 | 0 | 0 | 0 | 0 | 0 | 0 | 0 | 0 | 0 | 0 |  | 0 | 0 | 0 | 0 |  | 0 | 0 | 0 | 0 | 0
2003-06-14 | 2003 | 6 | 14 | 0 | 0 | 0 | 0 | 0 | 0 | 0 | 0 | 0 | 0 | 0 | 0 | 0 | 0 | 0 | 0 | 0 | 0 | 0 | 0 | 0 | 0 | 0 | 0 |  | 0 | 0 | 0 | 0 |  | 0 | 0 | 0 | 0 | 0
2003-06-15 | 2003 | 6 | 15 | 0 | 0 | 0 | 0 | 0 | 0 | 0 | 0 | 0 | 0 | 0 | 0 | 0 | 0 | 0 | 0 | 0 | 0 | 0 | 0 | 0 | 0 | 0 | 0 |  | 0 | 0 | 0 | 0 |  | 0 | 0 | 0 | 0 | 0
2003-06-16 | 2003 | 6 | 16 | 0 | 0 | 0 | 0 | 0 | 0 | 0 | 0 | 0 | 0 | 0 | 0 | 0 | 0 | 0 | 0 | 0 | 0 | 0 | 0 | 0 | 0 | 0 | 0 |  | 0 | 0 | 0 | 0 |  | 0 | 0 | 0 | 0 | 0
2003-06-17 | 2003 | 6 | 17 | 0 | 0 | 0 | 0 | 0 | 0 | 0 | 0 | 0 | 0 | 0 | 0 | 0 | 0 | 0 | 0 | 0 | 0 | 0 | 0 | 0 | 0 | 0 | 0 |  | 0 | 0 | 0 | 0 |  | 0 | 0 | 0 | 0 | 0
2003-06-18 | 2003 | 6 | 18 | 0 | 0 | 0 | 0 | 0 | 0 | 0 | 0 | 0 | 0 | 0 | 0 | 0 | 0 | 0 | 0 | 0 | 0 | 10 | 6 | 0 | 0 | 0 | 0 |  | 16 | 16 | 16 | 0 |  | 0 | 16 | 0 | 0 | 0
2003-06-19 | 2003 | 6 | 19 | 0.6 | 0 | 0 | 0 | 0 | 0 | 0 | 0 | 0 | 0 | 0.6 | 0.6 | 0.6 | 0.6 | 0 | 0 | 0 | 0 | 0 | 0 | 0 | 0 | 0 | 0 |  | 3 | 3 | 3 | 0 |  | 0 | 3 | 0 | 0 | 0
2003-06-20 | 2003 | 6 | 20 | 0 | 0 | 0 | 0.2 | 0.2 | 2.1 | 6 | 6 | 1 | 1.7 | 0.5 | 0 | 0 | 0 | 0 | 0 | 1.4 | 7.1 | 0 | 0 | 0 | 0 | 0 | 0 |  | 26.2 | 26.2 | 26.2 | 3.5527e-15 |  | 0 | 26.2 | 0 | 0 | 0
2003-06-21 | 2003 | 6 | 21 | 0 | 0 | 0 | 0 | 0.2 | 0.2 | 0 | 0 | 0 | 0 | 0 | 0 | 0 | 1.3 | 3.9 | 0.9 | 1.1 | 1.1 | 3.7 | 0.4 | 0.2 | 0.2 | 0 | 0 |  | 13.2 | 13.2 | 13.2 | 1.7764e-15 |  | 0 | 13.2 | 0 | 0 | 0
2003-06-22 | 2003 | 6 | 22 | 0 | 0 | 0 | 0 | 0 | 1.4 | 0 | 0.5 | 1 | 0.2 | 0.7 | 0.7 | 0.7 | 0 | 0 | 0 | 1.2 | 0 | 0 | 0.7 | 1.7 | 0 | 0 | 0 |  | 8.8 | 8.8 | 8.8 | 0 |  | 0 | 8.8 | 0 | 0 | 0
2003-06-23 | 2003 | 6 | 23 | 0 | 0.2 | 0.3 | 0.2 | 0.2 | 0 | 0 | 0.3 | 0.2 | 0 | 0 | 0 | 0 | 0 | 0 | 0 | 0 | 0 | 0 | 0 | 0 | 0 | 0 | 0 |  | 1.4 | 1.4 | 1.4 | 0 |  | 0 | 1.4 | 0 | 0 | 0
2003-06-24 | 2003 | 6 | 24 | 0 | 0 | 0 | 0 | 0 | 0 | 0 | 0 | 0 | 0 | 0 | 0 | 0 | 0 | 0 | 0 | 0 | 0 | 0 | 0 | 0 | 0 | 0 | 0 |  | 0 | 0 | 0 | 0 |  | 0 | 0 | 0 | 0 | 0
2003-06-25 | 2003 | 6 | 25 | 0 | 0 | 0 | 0 | 0 | 0 | 0 | 0 | 0 | 0 | 0 | 0 | 0 | 0 | 0 | 0 | 0 | 0 | 0 | 0 | 0 | 0 | 0 | 0 |  | 0 | 0 | 0 | 0 |  | 0 | 0 | 0 | 0 | 0
2003-06-26 | 2003 | 6 | 26 | 0 | 0 | 0 | 0 | 0 | 0 | 0 | 0 | 0 | 0 | 0 | 0 | 0 | 0 | 0 | 0 | 0 | 0 | 0 | 0 | 0 | 0 | 0 | 0 |  | 0 | 0 | 0 | 0 |  | 0 | 0 | 0 | 0 | 0
2003-06-27 | 2003 | 6 | 27 | 0 | 0 | 0 | 0 | 0 | 0 | 0 | 0 | 0 | 0 | 0 | 0 | 0 | 0 | 0 | 0 | 0 | 0 | 0 | 0 | 0 | 0 | 0 | 0 |  | 0 | 0 | 0 | 0 |  | 0 | 0 | 0 | 0 | 0
2003-06-28 | 2003 | 6 | 28 | 0 | 2.1 | 1.4 | 1.1 | 0 | 0 | 0 | 0 | 0 | 0 | 0 | 0 | 0 | 0 | 0 | 0 | 0 | 0 | 0 | 0 | 0 | 0 | 0 | 0 |  | 4.6 | 4.6 | 4.6 | 0 |  | 0 | 4.6 | 0 | 0 | 0
2003-06-29 | 2003 | 6 | 29 | 0 | 0 | 0 | 0 | 0 | 0 | 0 | 0 | 0 | 0 | 0 | 0 | 0 | 0 | 0 | 0 | 0 | 0 | 0 | 0 | 0 | 0 | 0 | 0 |  | 0 | 0 | 0 | 0 |  | 0 | 0 | 0 | 0 | 0
2003-06-30 | 2003 | 6 | 30 | 0 | 0 | 0 | 0 | 0 | 0 | 0 | 0 | 0 | 0 | 0 | 0 | 0 | 0 | 0 | 0 | 0 | 0 | 0 | 0 | 0 | 0 | 0 | 0 |  | 0 | 0 | 0 | 0 |  | 0 | 0 | 0 | 0 | 0
2003-07-01 | 2003 | 7 | 1 | 0 | 0 | 0 | 0 | 0 | 0 | 0 | 0 | 0 | 0 | 0 | 0 | 0 | 0 | 0 | 0 | 0 | 0 | 0 | 0 | 0 | 0 | 0 | 0 |  | 0 | 0 | 0 | 0 |  | 0 | 0 | 0 | 0 | 0
2003-07-02 | 2003 | 7 | 2 | 0 | 0 | 0 | 0 | 0 | 0 | 0 | 0 | 0 | 0 | 0 | 1.6 | 0.2 | 0 | 0 | 0 | 0 | 0 | 0 | 0 | 0 | 0 | 0 | 0 |  | 1.8 | 1.8 | 1.8 | 0 |  | 0 | 0 | 1.8 | 0 | 0
2003-07-03 | 2003 | 7 | 3 | 0 | 0 | 0 | 0 | 0 | 0 | 0 | 0 | 0 | 0 | 0 | 0 | 0 | 0 | 0 | 0 | 0 | 0 | 0 | 0 | 0 | 0 | 0 | 0 |  | 0 | 0 | 0 | 0 |  | 0 | 0 | 0 | 0 | 0
2003-07-04 | 2003 | 7 | 4 | 0 | 0 | 0 | 0 | 0 | 0 | 0 | 0 | 0 | 0 | 0 | 0 | 0 | 0 | 0 | 0 | 0 | 0 | 0 | 0 | 0 | 0 | 0 | 0 |  | 0 | 0 | 0 | 0 |  | 0 | 0 | 0 | 0 | 0
2003-07-05 | 2003 | 7 | 5 | 0 | 0 | 0 | 0 | 0.2 | 0.2 | 0.4 | 1.5 | 2 | 0.7 | 2.6 | 3.1 | 0 | 0 | 0 | 1.7 | 3.7 | 0.2 | 0 | 0 | 0 | 0 | 0 | 0 |  | 16.3 | 16.3 | 16.3 | 3.5527e-15 |  | 0 | 0 | 16.3 | 0 | 0
2003-07-06 | 2003 | 7 | 6 | 0 | 0 | 0 | 0 | 0 | 0 | 0 | 0 | 0 | 0 | 0 | 0 | 0 | 0 | 0 | 0 | 0 | 0 | 0 | 0 | 0 | 0 | 0 | 0 |  | 0 | 0 | 0 | 0 |  | 0 | 0 | 0 | 0 | 0
2003-07-07 | 2003 | 7 | 7 | 0 | 0 | 0 | 0 | 0 | 0 | 0 | 0 | 0 | 0 | 0 | 0 | 0 | 0 | 0 | 0 | 0 | 0 | 0 | 0 | 0 | 0 | 0 | 0 |  | 0 | 0 | 0 | 0 |  | 0 | 0 | 0 | 0 | 0
2003-07-08 | 2003 | 7 | 8 | 0 | 0 | 0 | 0 | 0 | 0 | 0 | 0 | 0 | 0 | 0 | 0 | 0 | 0 | 0 | 0 | 3 | 0.2 | 7.6 | 1.6 | 0 | 0 | 0 | 0 |  | 12.4 | 12.4 | 12.4 | 0 |  | 0 | 0 | 12.4 | 0 | 0
2003-07-09 | 2003 | 7 | 9 | 0 | 0 | 0 | 0 | 0 | 0 | 0 | 0 | 0 | 0 | 0 | 0 | 0 | 0 | 0 | 0 | 0 | 0 | 0 | 0 | 0 | 0 | 0 | 0 |  | 0 | 0 | 0 | 0 |  | 0 | 0 | 0 | 0 | 0
2003-07-10 | 2003 | 7 | 10 | 0 | 0 | 0 | 0 | 0 | 0 | 0 | 0 | 0 | 0 | 0 | 0 | 0 | 0 | 0 | 0 | 0 | 0 | 0 | 0 | 0 | 0 | 0 | 0 |  | 0 | 0 | 0 | 0 |  | 0 | 0 | 0 | 0 | 0
2003-07-11 | 2003 | 7 | 11 | 0 | 0 | 0 | 0 | 0 | 0 | 0 | 0 | 0 | 0 | 0 | 0 | 0 | 0 | 0 | 0 | 0 | 0 | 0 | 0 | 0 | 0 | 0 | 0 |  | 0 | 0 | 0 | 0 |  | 0 | 0 | 0 | 0 | 0
2003-07-12 | 2003 | 7 | 12 | 0 | 0 | 0 | 0 | 0 | 0 | 0 | 0 | 0 | 0 | 0 | 0 | 0 | 0 | 0 | 0 | 0 | 0 | 0 | 0 | 0 | 0 | 0 | 0 |  | 0 | 0 | 0 | 0 |  | 0 | 0 | 0 | 0 | 0
2003-07-13 | 2003 | 7 | 13 | 0 | 0 | 0 | 0 | 0 | 0 | 0 | 0 | 0 | 0 | 0 | 0 | 0 | 1.1 | 5.3 | 0 | 0 | 0 | 0 | 0 | 0 | 0 | 0 | 0 |  | 6.4 | 6.4 | 6.4 | 0 |  | 0 | 0 | 6.4 | 0 | 0
2003-07-14 | 2003 | 7 | 14 | 0 | 0 | 0 | 0 | 0 | 0 | 0 | 0 | 0 | 0 | 0 | 0 | 0 | 0 | 0 | 0 | 0 | 0 | 0 | 0 | 0 | 0 | 0 | 0 |  | 0 | 0 | 0 | 0 |  | 0 | 0 | 0 | 0 | 0
2003-07-15 | 2003 | 7 | 15 | 0 | 0 | 0 | 0 | 0 | 0 | 0 | 0 | 0 | 0 | 0 | 0 | 0 | 0 | 0 | 0 | 0 | 0 | 0 | 0 | 0 | 0 | 0 | 0 |  | 0 | 0 | 0 | 0 |  | 0 | 0 | 0 | 0 | 0
2003-07-16 | 2003 | 7 | 16 | 0 | 0 | 0 | 0 | 0 | 0 | 0 | 0 | 0 | 0 | 0 | 0 | 0 | 0 | 0 | 0 | 0 | 0 | 0 | 0 | 0 | 0 | 0 | 0 |  | 0 | 0 | 0 | 0 |  | 0 | 0 | 0 | 0 | 0
2003-07-17 | 2003 | 7 | 17 | 0 | 0 | 0 | 0 | 0 | 0 | 0 | 0 | 0 | 0 | 0 | 0 | 0 | 0 | 0 | 0 | 0 | 0 | 0 | 0 | 0 | 0 | 0 | 0 |  | 0 | 0 | 0 | 0 |  | 0 | 0 | 0 | 0 | 0
2003-07-18 | 2003 | 7 | 18 | 0 | 0 | 0 | 0 | 0 | 0 | 0 | 0 | 0 | 0 | 0 | 0 | 0 | 0 | 0 | 0 | 0 | 0 | 0 | 0 | 0 | 0 | 0 | 0 |  | 0 | 0 | 0 | 0 |  | 0 | 0 | 0 | 0 | 0
2003-07-19 | 2003 | 7 | 19 | 0 | 0 | 0 | 0 | 0 | 0 | 0 | 0 | 0 | 0 | 0 | 0 | 0 | 0 | 0 | 0 | 0 | 0 | 0 | 0 | 0 | 0 | 0 | 0 |  | 0 | 0 | 0 | 0 |  | 0 | 0 | 0 | 0 | 0
2003-07-20 | 2003 | 7 | 20 | 0 | 0 | 0 | 0 | 0 | 0 | 0 | 0 | 0 | 0 | 0 | 0 | 0 | 0 | 0 | 0 | 0 | 0 | 0 | 0 | 0 | 0 | 0 | 0 |  | 0 | 0 | 0 | 0 |  | 0 | 0 | 0 | 0 | 0
2003-07-21 | 2003 | 7 | 21 | 0 | 0 | 0 | 0 | 0 | 0 | 0 | 0 | 0 | 0 | 0 | 0 | 0 | 0 | 0 | 0 | 0 | 0 | 0 | 0 | 0 | 0 | 0 | 0 |  | 0 | 0 | 0 | 0 |  | 0 | 0 | 0 | 0 | 0
2003-07-22 | 2003 | 7 | 22 | 0 | 0 | 0 | 0 | 0 | 0 | 0 | 0 | 0 | 0 | 0 | 0 | 0 | 0 | 0 | 0 | 0 | 0 | 0 | 0 | 0 | 0 | 0 | 0 |  | 0 | 0 | 0 | 0 |  | 0 | 0 | 0 | 0 | 0
2003-07-23 | 2003 | 7 | 23 | 0 | 0 | 0 | 0 | 0 | 0 | 0 | 0 | 0 | 0 | 0 | 0 | 0 | 0 | 0 | 0 | 0 | 0 | 0 | 0 | 0 | 0 | 0 | 0 |  | 0 | 0 | 0 | 0 |  | 0 | 0 | 0 | 0 | 0
2003-07-24 | 2003 | 7 | 24 | 0 | 0 | 0 | 0 | 0 | 0 | 0 | 0 | 0 | 0 | 0 | 0 | 0 | 0 | 0 | 0 | 0 | 0 | 0 | 0 | 0 | 0 | 0 | 0 |  | 0 | 0 | 0 | 0 |  | 0 | 0 | 0 | 0 | 0
2003-07-25 | 2003 | 7 | 25 | 0 | 0 | 0 | 0 | 0 | 0 | 0 | 0 | 0 | 0 | 0 | 0 | 0 | 0 | 0 | 0 | 0 | 0 | 0 | 0 | 0 | 0 | 0 | 0 |  | 0 | 0 | 0 | 0 |  | 0 | 0 | 0 | 0 | 0
2003-07-26 | 2003 | 7 | 26 | 0 | 0 | 0 | 0 | 0 | 0 | 0 | 0 | 0 | 0 | 0 | 0 | 0 | 0 | 0 | 0 | 0 | 0 | 3.2 | 0 | 0 | 0 | 0 | 0 |  | 3.2 | 3.2 | 3.2 | 0 |  | 0 | 0 | 3.2 | 0 | 0
2003-07-27 | 2003 | 7 | 27 | 0 | 0 | 0 | 0 | 0 | 0 | 0 | 0 | 0 | 0 | 0 | 0 | 0 | 0 | 0 | 0 | 0 | 0 | 0 | 0 | 0 | 0 | 0 | 0 |  | 0 | 0 | 0 | 0 |  | 0 | 0 | 0 | 0 | 0
2003-07-28 | 2003 | 7 | 28 | 0 | 0 | 0 | 0 | 0 | 0 | 0 | 0 | 0 | 0 | 0 | 0 | 0 | 0 | 0 | 0 | 0 | 0 | 0 | 0 | 0 | 0 | 0 | 0 |  | 0 | 0 | 0 | 0 |  | 0 | 0 | 0 | 0 | 0
2003-07-29 | 2003 | 7 | 29 | 0 | 0 | 0 | 0 | 0 | 0 | 0 | 0 | 0 | 0 | 0 | 0 | 0 | 0 | 0 | 0 | 0 | 0 | 0 | 0 | 0 | 0 | 0 | 0 |  | 0 | 0 | 0 | 0 |  | 0 | 0 | 0 | 0 | 0
2003-07-30 | 2003 | 7 | 30 | 0 | 0 | 0 | 0 | 0 | 0 | 0 | 0 | 0 | 0 | 0 | 0 | 0 | 0 | 0 | 0 | 0 | 0 | 0 | 0 | 0 | 0 | 0 | 0 |  | 0 | 0 | 0 | 0 |  | 0 | 0 | 0 | 0 | 0
2003-07-31 | 2003 | 7 | 31 | 0 | 0.5 | 1.5 | 0 | 0 | 0 | 0 | 0 | 0 | 0 | 0 | 0 | 0 | 0 | 0 | 0 | 0 | 0 | 0 | 0 | 0 | 0 | 0 | 0 |  | 2 | 2 | 2 | 0 |  | 0 | 0 | 2 | 0 | 0
2003-08-01 | 2003 | 8 | 1 | 0 | 0 | 0 | 0 | 0 | 0 | 0 | 0 | 0 | 0 | 0 | 0 | 0 | 0 | 0 | 0 | 0 | 0 | 0 | 0 | 0 | 0 | 0 | 0 |  | 0 | 0 | 0 | 0 |  | 0 | 0 | 0 | 0 | 0
2003-08-02 | 2003 | 8 | 2 | 0 | 0 | 0 | 0 | 0 | 0 | 0 | 0 | 0 | 0 | 0 | 0 | 0 | 0 | 0 | 0 | 0 | 0 | 0 | 0 | 0 | 0 | 0 | 0 |  | 0 | 0 | 0 | 0 |  | 0 | 0 | 0 | 0 | 0
2003-08-03 | 2003 | 8 | 3 | 0 | 0 | 0 | 0 | 0 | 0 | 0 | 0 | 0 | 0 | 0 | 0 | 0 | 0 | 0 | 0 | 0 | 0 | 0 | 0 | 0 | 0 | 0 | 0 |  | 0 | 0 | 0 | 0 |  | 0 | 0 | 0 | 0 | 0
2003-08-04 | 2003 | 8 | 4 | 0 | 0 | 0 | 0 | 0 | 0 | 0 | 0 | 0 | 0 | 0 | 0 | 0 | 0 | 0 | 0 | 0 | 0 | 0 | 0 | 0 | 0 | 0 | 0 |  | 0 | 0 | 0 | 0 |  | 0 | 0 | 0 | 0 | 0
2003-08-05 | 2003 | 8 | 5 | 8.4 | 11.2 | 0 | 0 | 0 | 0 | 0 | 0 | 0 | 0 | 0 | 0 | 0.3 | 0 | 0 | 0 | 0 | 0 | 0 | 0 | 0 | 0 | 0 | 0 |  | 19.9 | 19.9 | 19.9 | 3.5527e-15 |  | 0 | 0 | 0 | 19.9 | 0
2003-08-06 | 2003 | 8 | 6 | 0 | 0 | 0 | 0 | 0 | 0 | 0 | 0 | 0 | 0 | 0 | 0 | 0 | 0 | 2.6 | 0 | 0 | 0 | 0 | 0 | 0 | 0 | 0 | 0 |  | 2.6 | 2.6 | 2.6 | 0 |  | 0 | 0 | 0 | 2.6 | 0
2003-08-07 | 2003 | 8 | 7 | 0 | 0 | 0 | 0 | 0 | 0 | 0 | 0 | 0 | 0 | 0 | 0 | 0 | 0 | 0 | 0.2 | 0 | 0 | 1.1 | 1.1 | 0 | 0 | 0 | 0 |  | 2.4 | 2.4 | 2.4 | 4.4409e-16 |  | 0 | 0 | 0 | 2.4 | 0
2003-08-08 | 2003 | 8 | 8 | 0 | 0 | 0 | 0 | 0 | 0 | 0 | 0 | 0 | 0 | 0 | 0 | 0 | 0 | 0 | 0 | 0 | 0 | 0 | 0 | 0 | 0 | 0 | 0 |  | 0 | 0 | 0 | 0 |  | 0 | 0 | 0 | 0 | 0
2003-08-09 | 2003 | 8 | 9 | 0 | 0 | 0 | 0 | 0 | 0 | 0 | 0 | 0 | 0 | 0 | 0 | 0 | 0 | 0 | 0 | 0 | 0.4 | 0 | 0 | 0 | 0 | 0 | 0 |  | 0.4 | 0.4 | 0.4 | 0 |  | 0 | 0 | 0 | 0.4 | 0
2003-08-10 | 2003 | 8 | 10 | 0 | 0 | 0 | 0 | 0 | 0 | 0 | 0 | 0 | 0 | 0 | 0 | 0 | 0 | 0 | 0 | 0 | 0 | 0 | 0 | 0 | 0 | 0 | 0 |  | 0 | 0 | 0 | 0 |  | 0 | 0 | 0 | 0 | 0
2003-08-11 | 2003 | 8 | 11 | 0 | 0 | 0 | 0 | 0 | 0 | 0 | 0 | 0 | 0 | 0 | 0 | 0 | 0 | 0 | 0 | 0 | 0 | 0 | 0.3 | 0.2 | 0 | 0 | 0 |  | 0.5 | 0.5 | 0.5 | 0 |  | 0 | 0 | 0 | 0.5 | 0
2003-08-12 | 2003 | 8 | 12 | 0 | 0 | 0 | 0 | 0 | 0 | 0 | 0 | 0 | 0 | 0 | 0 | 0 | 0 | 0 | 0 | 0 | 0 | 0 | 0 | 0 | 0 | 0 | 0 |  | 0 | 0 | 0 | 0 |  | 0 | 0 | 0 | 0 | 0
2003-08-13 | 2003 | 8 | 13 | 0 | 0 | 0 | 0 | 0 | 0 | 0 | 0 | 0 | 0 | 0 | 0 | 0 | 0 | 0 | 0 | 0 | 0 | 0 | 0 | 0 | 0 | 0 | 0 |  | 0 | 0 | 0 | 0 |  | 0 | 0 | 0 | 0 | 0
2003-08-14 | 2003 | 8 | 14 | 0 | 0 | 0 | 0 | 0 | 0 | 0 | 0 | 0 | 0 | 0 | 0 | 0 | 0 | 0 | 0 | 0 | 0 | 0 | 0 | 0 | 0 | 0 | 0 |  | 0 | 0 | 0 | 0 |  | 0 | 0 | 0 | 0 | 0
2003-08-15 | 2003 | 8 | 15 | 0 | 0 | 0 | 0 | 0 | 0 | 0 | 0 | 0 | 0 | 0 | 0 | 0 | 0 | 0 | 0 | 0 | 0 | 0 | 0 | 0 | 0 | 0 | 0 |  | 0 | 0 | 0 | 0 |  | 0 | 0 | 0 | 0 | 0
2003-08-16 | 2003 | 8 | 16 | 0 | 0 | 0 | 0 | 0 | 0 | 0 | 0 | 0 | 0.3 | 0.3 | 0 | 0 | 0 | 0 | 0 | 0 | 0 | 0 | 0 | 0 | 0 | 0 | 0 |  | 0.6 | 0.6 | 0.6 | 0 |  | 0 | 0 | 0 | 0.6 | 0
2003-08-17 | 2003 | 8 | 17 | 0 | 0 | 0 | 0 | 0 | 0 | 0 | 0 | 0 | 0 | 0 | 0 | 0 | 0 | 0 | 0 | 0 | 0 | 0 | 0 | 0 | 0 | 0 | 0 |  | 0 | 0 | 0 | 0 |  | 0 | 0 | 0 | 0 | 0
2003-08-18 | 2003 | 8 | 18 | 0 | 0 | 0 | 0 | 0 | 0 | 0 | 0 | 0 | 0 | 0 | 0 | 0 | 0 | 0 | 0 | 0 | 0 | 0 | 0 | 0 | 0 | 0 | 0 |  | 0 | 0 | 0 | 0 |  | 0 | 0 | 0 | 0 | 0
2003-08-19 | 2003 | 8 | 19 | 0 | 0 | 0 | 0 | 0 | 0 | 0 | 0 | 0 | 0 | 0 | 0 | 0 | 0 | 0 | 0 | 0 | 0 | 3.4 | 0.7 | 0 | 0 | 0 | 1.1 |  | 5.2 | 5.2 | 5.2 | 8.8818e-16 |  | 0 | 0 | 0 | 5.2 | 0
2003-08-20 | 2003 | 8 | 20 | 0.4 | 0 | 0 | 0 | 0 | 0.4 | 0 | 0 | 0 | 0 | 0 | 0 | 0 | 0 | 0 | 0 | 0 | 0 | 0 | 0 | 0 | 0 | 0 | 0 |  | 0.8 | 0.8 | 0.8 | 0 |  | 0 | 0 | 0 | 0.8 | 0
2003-08-21 | 2003 | 8 | 21 | 0 | 0 | 0 | 0 | 0 | 0 | 0 | 0 | 0 | 0 | 0 | 0 | 0 | 0 | 0 | 0 | 0 | 0 | 0 | 0 | 0 | 0 | 0 | 0 |  | 0 | 0 | 0 | 0 |  | 0 | 0 | 0 | 0 | 0
2003-08-22 | 2003 | 8 | 22 | 0 | 0 | 0 | 0 | 0 | 0 | 0 | 0 | 0 | 0 | 0 | 0 | 0 | 0 | 0 | 0 | 0 | 0 | 0 | 0 | 0 | 0 | 0 | 0 |  | 0 | 0 | 0 | 0 |  | 0 | 0 | 0 | 0 | 0
2003-08-23 | 2003 | 8 | 23 | 0 | 0 | 0 | 0 | 0 | 0 | 0 | 0 | 0 | 0 | 0 | 0 | 0 | 0.8 | 0 | 0 | 0 | 0 | 0 | 0 | 0 | 0 | 0 | 0 |  | 0.8 | 0.8 | 0.8 | 0 |  | 0 | 0 | 0 | 0.8 | 0
2003-08-24 | 2003 | 8 | 24 | 0 | 0 | 0 | 0 | 0 | 0 | 0 | 0 | 0 | 0 | 0 | 0 | 0 | 0 | 0 | 0 | 0 | 0 | 0 | 0 | 0 | 0 | 0 | 0 |  | 0 | 0 | 0 | 0 |  | 0 | 0 | 0 | 0 | 0
2003-08-25 | 2003 | 8 | 25 | 0 | 0 | 0 | 0 | 0 | 0 | 0 | 0 | 0 | 0 | 0 | 0 | 0 | 0 | 0 | 0 | 0 | 0 | 0 | 0 | 0 | 0 | 0 | 0 |  | 0 | 0 | 0 | 0 |  | 0 | 0 | 0 | 0 | 0
2003-08-26 | 2003 | 8 | 26 | 0 | 0 | 0 | 0 | 0 | 0 | 0 | 0 | 0 | 0 | 0 | 0 | 0 | 0 | 0 | 0 | 0 | 0 | 0 | 0 | 0 | 0 | 0 | 0 |  | 0 | 0 | 0 | 0 |  | 0 | 0 | 0 | 0 | 0
2003-08-27 | 2003 | 8 | 27 | 0 | 0 | 0 | 0 | 0 | 0 | 0 | 0 | 0 | 0 | 0 | 0 | 0 | 0 | 0 | 2.5 | 0 | 3.1 | 0.4 | 0 | 0 | 0 | 0 | 0 |  | 6 | 6 | 6 | 0 |  | 0 | 0 | 0 | 6 | 0
2003-08-28 | 2003 | 8 | 28 | 0 | 0 | 0 | 0 | 0.2 | 0 | 0 | 0 | 0 | 0 | 0 | 0 | 0 | 0 | 0 | 0 | 0 | 0 | 0 | 0 | 0 | 0 | 0 | 0 |  | 0.2 | 0.2 | 0.2 | 0 |  | 0 | 0 | 0 | 0.2 | 0
2003-08-29 | 2003 | 8 | 29 | 0 | 0 | 0 | 0 | 0 | 0 | 0 | 0 | 0 | 0 | 0 | 0 | 0 | 0 | 0 | 0 | 0 | 0 | 0 | 0 | 0 | 0 | 0 | 0 |  | 0 | 0 | 0 | 0 |  | 0 | 0 | 0 | 0 | 0
2003-08-30 | 2003 | 8 | 30 | 0 | 0 | 0 | 0 | 0 | 0 | 0 | 0 | 0 | 0 | 0 | 0 | 0 | 0 | 0 | 0 | 0 | 0 | 0 | 0 | 0 | 0 | 0 | 0 |  | 0 | 0 | 0 | 0 |  | 0 | 0 | 0 | 0 | 0
2003-08-31 | 2003 | 8 | 31 | 0 | 0 | 0 | 0 | 0 | 0 | 0 | 0 | 0 | 0 | 0 | 0 | 0 | 0 | 0 | 0 | 0 | 0 | 0 | 0 | 0 | 0 | 0 | 0 |  | 0 | 0 | 0 | 0 |  | 0 | 0 | 0 | 0 | 0
2003-09-01 | 2003 | 9 | 1 | 0 | 0 | 0 | 0 | 0 | 0 | 0 | 0 | 0 | 0 | 0 | 0 | 0 | 0 | 0 | 0 | 0 | 0 | 0 | 0 | 0 | 0 | 0 | 0 |  | 0 | 0 | 0 | 0 |  | 0 | 0 | 0 | 0 | 0
2003-09-02 | 2003 | 9 | 2 | 0 | 0 | 0 | 0 | 0 | 0 | 0 | 0 | 0 | 0 | 0 | 0 | 0 | 0 | 0 | 0 | 0 | 0 | 0 | 0 | 0 | 0 | 0 | 0 |  | 0 | 0 | 0 | 0 |  | 0 | 0 | 0 | 0 | 0
2003-09-03 | 2003 | 9 | 3 | 0 | 0 | 0 | 0 | 0 | 0 | 0 | 0 | 0 | 0 | 0 | 0 | 0 | 0 | 0 | 0 | 0 | 0 | 0 | 0 | 0 | 0 | 0 | 0 |  | 0 | 0 | 0 | 0 |  | 0 | 0 | 0 | 0 | 0
2003-09-04 | 2003 | 9 | 4 | 0 | 0 | 0 | 0 | 0 | 0 | 0 | 0 | 0 | 0 | 0 | 0 | 0 | 0 | 0 | 0 | 0 | 0 | 0 | 0 | 0 | 0 | 0 | 0 |  | 0 | 0 | 0 | 0 |  | 0 | 0 | 0 | 0 | 0
2003-09-05 | 2003 | 9 | 5 | 0 | 0 | 0 | 0 | 0 | 0 | 0 | 0 | 0 | 0 | 0 | 0 | 0 | 0 | 0 | 0 | 0 | 0 | 0 | 0 | 0 | 0 | 0 | 0 |  | 0 | 0 | 0 | 0 |  | 0 | 0 | 0 | 0 | 0
2003-09-06 | 2003 | 9 | 6 | 0 | 0 | 0 | 0 | 0 | 0 | 0 | 0 | 0 | 0 | 0 | 0 | 0 | 0 | 0 | 0 | 0 | 0 | 0 | 0 | 0 | 0 | 0 | 0 |  | 0 | 0 | 0 | 0 |  | 0 | 0 | 0 | 0 | 0
2003-09-07 | 2003 | 9 | 7 | 0 | 0 | 0 | 0 | 0 | 0 | 0 | 0 | 0 | 0 | 0 | 0 | 0 | 0 | 0 | 0 | 0 | 0 | 0 | 0 | 0 | 0 | 0 | 0 |  | 0 | 0 | 0 | 0 |  | 0 | 0 | 0 | 0 | 0
2003-09-08 | 2003 | 9 | 8 | 0 | 0 | 0 | 0 | 0 | 0 | 0.4 | 0 | 0 | 0 | 0.2 | 0 | 0 | 0 | 0 | 0.4 | 1.4 | 2.3 | 0.6 | 0 | 0 | 0 | 0.2 | 0.2 |  | 5.7 | 5.7 | 5.7 | 8.8818e-16 |  | 0 | 0 | 0 | 0 | 5.7
2003-09-09 | 2003 | 9 | 9 | 0 | 1.5 | 1.7 | 2.2 | 0.5 | 0 | 0 | 0 | 0 | 0 | 0 | 0 | 0 | 0 | 0 | 0 | 0 | 0 | 0 | 0 | 0 | 0 | 0 | 0 |  | 5.9 | 5.9 | 5.9 | 0 |  | 0 | 0 | 0 | 0 | 5.9
2003-09-10 | 2003 | 9 | 10 | 0 | 0 | 0 | 0 | 0 | 0 | 0 | 0 | 0 | 0 | 0 | 0 | 0 | 0 | 0 | 0 | 0 | 0 | 0 | 0 | 0 | 0 | 0 | 0 |  | 0 | 0 | 0 | 0 |  | 0 | 0 | 0 | 0 | 0
2003-09-11 | 2003 | 9 | 11 | 0 | 0 | 0 | 0 | 0 | 0 | 0 | 0 | 0 | 0 | 0 | 0 | 0 | 0 | 0 | 0 | 4.8 | 0 | 0 | 0 | 0 | 0 | 0 | 0 |  | 4.8 | 4.8 | 4.8 | 0 |  | 0 | 0 | 0 | 0 | 4.8
2003-09-12 | 2003 | 9 | 12 | 0 | 0 | 0 | 0 | 0 | 0 | 0 | 0 | 0 | 0 | 0.2 | 0.6 | 0 | 0 | 0 | 0 | 0.2 | 0.6 | 0 | 0 | 0 | 0 | 0 | 0 |  | 1.6 | 1.6 | 1.6 | 0 |  | 0 | 0 | 0 | 0 | 1.6
2003-09-13 | 2003 | 9 | 13 | 0 | 0 | 0 | 0 | 0 | 0 | 0 | 0 | 0 | 0 | 0 | 0 | 0 | 0 | 0 | 0 | 0 | 0 | 0 | 0 | 0 | 0 | 0 | 0 |  | 0 | 0 | 0 | 0 |  | 0 | 0 | 0 | 0 | 0
2003-09-14 | 2003 | 9 | 14 | 0 | 0 | 0 | 0 | 0 | 0 | 0 | 0 | 0 | 0 | 0 | 0 | 0 | 0 | 0 | 0 | 0 | 0 | 0 | 0 | 0 | 0 | 0 | 0 |  | 0 | 0 | 0 | 0 |  | 0 | 0 | 0 | 0 | 0
2003-09-15 | 2003 | 9 | 15 | 0 | 0 | 0 | 0.3 | 0.9 | 1.7 | 0 | 0 | 0 | 0 | 0 | 0 | 0 | 0 | 0 | 0 | 0 | 0 | 0 | 0 | 0 | 0.3 | 0.9 | 0.6 |  | 4.7 | 4.7 | 4.7 | 8.8818e-16 |  | 0 | 0 | 0 | 0 | 4.7
2003-09-16 | 2003 | 9 | 16 | 0.3 | 0.4 | 0.3 | 0.3 | 0.3 | 0.4 | 0.3 | 0.3 | 0.3 | 0.4 | 0.3 | 0.3 | 0.3 | 0.3 | 0.4 | 0.3 | 0.3 | 0.3 | 0.4 | 0.3 | 0.3 | 0.3 | 0.4 | 0.3 |  | 7.8 | 7.8 | 7.8 | 8.8818e-16 |  | 0 | 0 | 0 | 0 | 7.8
2003-09-17 | 2003 | 9 | 17 | 0.2 | 0.3 | 0.2 | 0.3 | 0.2 | 0.3 | 0.2 | 0.3 | 0.2 | 0 | 0 | 0 | 0 | 0 | 0 | 0 | 0 | 0 | 0 | 0 | 0 | 0 | 0 | 0 |  | 2.2 | 2.2 | 2.2 | 0 |  | 0 | 0 | 0 | 0 | 2.2
2003-09-18 | 2003 | 9 | 18 | 0 | 0 | 0 | 0 | 0 | 0 | 0 | 0 | 0 | 0 | 0 | 0 | 0 | 0 | 0 | 0 | 0 | 0 | 0 | 0 | 0 | 0 | 0 | 0 |  | 0 | 0 | 0 | 0 |  | 0 | 0 | 0 | 0 | 0
2003-09-19 | 2003 | 9 | 19 | 0 | 0 | 0 | 0 | 0 | 0 | 0 | 0 | 0 | 0 | 0 | 0 | 0 | 0 | 0 | 0 | 0 | 0 | 0 | 0 | 0 | 0 | 0 | 0 |  | 0 | 0 | 0 | 0 |  | 0 | 0 | 0 | 0 | 0
2003-09-20 | 2003 | 9 | 20 | 0 | 0 | 0 | 0 | 0 | 0 | 0 | 0 | 0 | 0 | 0 | 0 | 0 | 0 | 0 | 0 | 0 | 0 | 0 | 0 | 0 | 0 | 0 | 0 |  | 0 | 0 | 0 | 0 |  | 0 | 0 | 0 | 0 | 0
2003-09-21 | 2003 | 9 | 21 | 0 | 0.5 | 1.8 | 1.3 | 0 | 0 | 0 | 0 | 0 | 0.3 | 0 | 0 | 0 | 0 | 0 | 0 | 0 | 0 | 0 | 0 | 0 | 0 | 0 | 0 |  | 3.9 | 3.9 | 3.9 | 4.4409e-16 |  | 0 | 0 | 0 | 0 | 3.9
2003-09-22 | 2003 | 9 | 22 | 0 | 0 | 0 | 0 | 0 | 0 | 0 | 0 | 0 | 0 | 0 | 0 | 0 | 0 | 0 | 0 | 0 | 0 | 0 | 0 | 0 | 0 | 0 | 0 |  | 0 | 0 | 0 | 0 |  | 0 | 0 | 0 | 0 | 0
2003-09-23 | 2003 | 9 | 23 | 0 | 0 | 0 | 1 | 1.7 | 0.5 | 0 | 0 | 0 | 0 | 0 | 0 | 0 | 0 | 0 | 0 | 0 | 0 | 0 | 0 | 0 | 0 | 0 | 0 |  | 3.2 | 3.2 | 3.2 | 0 |  | 0 | 0 | 0 | 0 | 3.2
2003-09-24 | 2003 | 9 | 24 | 0 | 0 | 0 | 0 | 0 | 0 | 0 | 0 | 0 | 0 | 0 | 0 | 0 | 0 | 0 | 0 | 0 | 0 | 0 | 0 | 0 | 0 | 0 | 0 |  | 0 | 0 | 0 | 0 |  | 0 | 0 | 0 | 0 | 0
2003-09-25 | 2003 | 9 | 25 | 0 | 0 | 0 | 0 | 0 | 0 | 0 | 0 | 0 | 0 | 0 | 0 | 0 | 0 | 0 | 0 | 0 | 0 | 0 | 0 | 0 | 0 | 0 | 0 |  | 0 | 0 | 0 | 0 |  | 0 | 0 | 0 | 0 | 0
2003-09-26 | 2003 | 9 | 26 | 0 | 0 | 0 | 0 | 0 | 0 | 0 | 0 | 0 | 0 | 0 | 0 | 0 | 0 | 0 | 0 | 0 | 0 | 0 | 0 | 0 | 0 | 0 | 0 |  | 0 | 0 | 0 | 0 |  | 0 | 0 | 0 | 0 | 0
2003-09-27 | 2003 | 9 | 27 | 0 | 0 | 0 | 0 | 0 | 0 | 0 | 0 | 0 | 0 | 0 | 0 | 0 | 0 | 0 | 0 | 0 | 0 | 0 | 0 | 0 | 0 | 0 | 0 |  | 0 | 0 | 0 | 0 |  | 0 | 0 | 0 | 0 | 0
2003-09-28 | 2003 | 9 | 28 | 0 | 0 | 0 | 0 | 0 | 0 | 0 | 0 | 0 | 0 | 0 | 0 | 0 | 0 | 0 | 0 | 0 | 0 | 0 | 0 | 0 | 0 | 0 | 0 |  | 0 | 0 | 0 | 0 |  | 0 | 0 | 0 | 0 | 0
2003-09-29 | 2003 | 9 | 29 | 0 | 0 | 0 | 0 | 0 | 0 | 0 | 0 | 0 | 0 | 0 | 0 | 0 | 0 | 0 | 0 | 0 | 0 | 0 | 0 | 0 | 0 | 0 | 0 |  | 0 | 0 | 0 | 0 |  | 0 | 0 | 0 | 0 | 0
2003-09-30 | 2003 | 9 | 30 | 0 | 0 | 0 | 0 | 0 | 0 | 0 | 0 | 0 | 0 | 0 | 0 | 0 | 0 | 0 | 0 | 0 | 0 | 0 | 0 | 0 | 0 | 0 | 0 |  | 0 | 0 | 0 | 0 |  | 0 | 0 | 0 | 0 | 0
2003-10-01 | 2003 | 10 | 1 | 0 | 0 | 0 | 0 | 0 | 0 | 0 | 0 | 0 | 0 | 0 | 0 | 0 | 0 | 0 | 0 | 0 | 0 | 0 | 0 | 0 | 0 | 0 | 0 |  | 0 | 0 | 0 | 0 |  | 0 | 0 | 0 | 0 | 0
2003-10-02 | 2003 | 10 | 2 | 0 | 0 | 0 | 0 | 0 | 0 | 0 | 0 | 0 | 0 | 0 | 0 | 0 | 0 | 0 | 0 | 0 | 0 | 0 | 0 | 0 | 0 | 0 | 0 |  | 0 | 0 | 0 | 0 |  | 0 | 0 | 0 | 0 | 0
2003-10-03 | 2003 | 10 | 3 | 0 | 0 | 0 | 0 | 0 | 0 | 0 | 0 | 0 | 0 | 0 | 0 | 0 | 0 | 0 | 0 | 0 | 0 | 0 | 0 | 0 | 0 | 0 | 0 |  | 0 | 0 | 0 | 0 |  | 0 | 0 | 0 | 0 | 0
2003-10-04 | 2003 | 10 | 4 | 0 | 0 | 0 | 0 | 0 | 0 | 0 | 0 | 0 | 0 | 0 | 0 | 0 | 0 | 0 | 0 | 0 | 0 | 0 | 0 | 0 | 0 | 0 | 0 |  | 0 | 0 | 0 | 0 |  | 0 | 0 | 0 | 0 | 0
2003-10-05 | 2003 | 10 | 5 | 0 | 0 | 0 | 0 | 0 | 0 | 0 | 0 | 0 | 0 | 0 | 0 | 0 | 0 | 0 | 0 | 0 | 0 | 0 | 0 | 0 | 0 | 0 | 0 |  | 0 | 0 | 0 | 0 |  | 0 | 0 | 0 | 0 | 0
2003-10-06 | 2003 | 10 | 6 | 0 | 0 | 0 | 0 | 0 | 0 | 0 | 0 | 0 | 0 | 0 | 0 | 0 | 0 | 0 | 0 | 0 | 0 | 0 | 0 | 0 | 0 | 0 | 0 |  | 0 | 0 | 0 | 0 |  | 0 | 0 | 0 | 0 | 0
2003-10-07 | 2003 | 10 | 7 | 0 | 0 | 0 | 0 | 0 | 0 | 0 | 0 | 0 | 0 | 0 | 0 | 0 | 0 | 0 | 0 | 0 | 0 | 0 | 0 | 0 | 0 | 0 | 0 |  | 0 | 0 | 0 | 0 |  | 0 | 0 | 0 | 0 | 0
2003-10-08 | 2003 | 10 | 8 | 0 | 0 | 0 | 0 | 0 | 0 | 0 | 0 | 0 | 0 | 0 | 0 | 0 | 0 | 0 | 0 | 0 | 0 | 0 | 0 | 0 | 0 | 0 | 0 |  | 0 | 0 | 0 | 0 |  | 0 | 0 | 0 | 0 | 0
2003-10-09 | 2003 | 10 | 9 | 0 | 0 | 0 | 0 | 0 | 0 | 0 | 0 | 0 | 0 | 0 | 0 | 0 | 0 | 0 | 0 | 0 | 0 | 0 | 0 | 0 | 0 | 0 | 0 |  | 0 | 0 | 0 | 0 |  | 0 | 0 | 0 | 0 | 0
2003-10-10 | 2003 | 10 | 10 | 0 | 0 | 0 | 0 | 0 | 0 | 0 | 0 | 0 | 0 | 0 | 0 | 0 | 0 | 0 | 0 | 0 | 0 | 0 | 0 | 0 | 0 | 0 | 0 |  | 0 | 0 | 0 | 0 |  | 0 | 0 | 0 | 0 | 0
2003-10-11 | 2003 | 10 | 11 | 0 | 0 | 0 | 0 | 0 | 0 | 0 | 0 | 0 | 0 | 0 | 0 | 0 | 0 | 0 | 0 | 0 | 0 | 0 | 0 | 0 | 0 | 0 | 0 |  | 0 | 0 | 0 | 0 |  | 0 | 0 | 0 | 0 | 0
2003-10-12 | 2003 | 10 | 12 | 0 | 0 | 0 | 0 | 0 | 0 | 0 | 0 | 0 | 0 | 0 | 0 | 0 | 0 | 0 | 0 | 0 | 0 | 0 | 0 | 0 | 0 | 0 | 0 |  | 0 | 0 | 0 | 0 |  | 0 | 0 | 0 | 0 | 0
2003-10-13 | 2003 | 10 | 13 | 0 | 0 | 0 | 0 | 0 | 0 | 0 | 0 | 0 | 1.3 | 2.4 | 0.9 | 1.1 | 0 | 0 | 0 | 0 | 0 | 0 | 0 | 0 | 0 | 0 | 0 |  | 5.7 | 5.7 | 5.7 | 8.8818e-16 |  | 0 | 0 | 0 | 0 | 0
2003-10-14 | 2003 | 10 | 14 | 0 | 0 | 0 | 0 | 0 | 0 | 0 | 0 | 0 | 0 | 0 | 0 | 0 | 0 | 0 | 0 | 0 | 0 | 0.4 | 0.3 | 0.4 | 0.3 | 0 | 0.4 |  | 1.8 | 1.8 | 1.8 | 2.2204e-16 |  | 0 | 0 | 0 | 0 | 0
2003-10-15 | 2003 | 10 | 15 | 0.1 | 0.1 | 0 | 0 | 0 | 0 | 0 | 0 | 0 | 0 | 0 | 0 | 0 | 0 | 0 | 0 | 0 | 0 | 0 | 0 | 0 | 0 | 0 | 0 |  | 0.2 | 0.2 | 0.2 | 0 |  | 0 | 0 | 0 | 0 | 0
2003-10-16 | 2003 | 10 | 16 | 0 | 0 | 0 | 0 | 0 | 0 | 0 | 0 | 0 | 0 | 0 | 0 | 0 | 0 | 0 | 0 | 0 | 0 | 0 | 0 | 0 | 0 | 0 | 0 |  | 0 | 0 | 0 | 0 |  | 0 | 0 | 0 | 0 | 0
2003-10-17 | 2003 | 10 | 17 | 0 | 0 | 0 | 0 | 0 | 0 | 0 | 0 | 0 | 0 | 0 | 0 | 0 | 0 | 0 | 0 | 0 | 0 | 0 | 0 | 0 | 0 | 0 | 0 |  | 0 | 0 | 0 | 0 |  | 0 | 0 | 0 | 0 | 0
2003-10-18 | 2003 | 10 | 18 | 0 | 0 | 0 | 0 | 0 | 0 | 0 | 0 | 0 | 0 | 0 | 0 | 0 | 0 | 0 | 0 | 0 | 0 | 0 | 0 | 0 | 0 | 0 | 0 |  | 0 | 0 | 0 | 0 |  | 0 | 0 | 0 | 0 | 0
2003-10-19 | 2003 | 10 | 19 | 0 | 0 | 0 | 0 | 0 | 0 | 0 | 0 | 0 | 0 | 0 | 0 | 0 | 0 | 0 | 0 | 0 | 0 | 0 | 0 | 0 | 0 | 0 | 0 |  | 0 | 0 | 0 | 0 |  | 0 | 0 | 0 | 0 | 0
2003-10-20 | 2003 | 10 | 20 | 0 | 0 | 0 | 0 | 0 | 0 | 0 | 0 | 0 | 0 | 0 | 0 | 0 | 0 | 0 | 0 | 0 | 0 | 0 | 0 | 0 | 0 | 0 | 0 |  | 0 | 0 | 0 | 0 |  | 0 | 0 | 0 | 0 | 0
2003-10-21 | 2003 | 10 | 21 | 0 | 0 | 0 | 0 | 0 | 0 | 0 | 0 | 0 | 0 | 0 | 0 | 0 | 0 | 0 | 0 | 0 | 0 | 0 | 0 | 0 | 0 | 0 | 0 |  | 0 | 0 | 0 | 0 |  | 0 | 0 | 0 | 0 | 0
2003-10-22 | 2003 | 10 | 22 | 0 | 0 | 0 | 0 | 0 | 0 | 0 | 0 | 0 | 0 | 0 | 0 | 0 | 0 | 0 | 0 | 0 | 0 | 0 | 0 | 0 | 0 | 0 | 0 |  | 0 | 0 | 0 | 0 |  | 0 | 0 | 0 | 0 | 0
2003-10-23 | 2003 | 10 | 23 | 0 | 0 | 0 | 0 | 0 | 0 | 0 | 0 | 1.3 | 0.3 | 0 | 0.3 | 0.5 | 0.3 | 0 | 0 | 0 | 0 | 0 | 0 | 0 | 0 | 0 | 0 |  | 2.7 | 2.7 | 2.7 | 0 |  | 0 | 0 | 0 | 0 | 0
2003-10-24 | 2003 | 10 | 24 | 0 | 0 | 0 | 0 | 0 | 0 | 0 | 0 | 0 | 0 | 0 | 0 | 0 | 0 | 0 | 0 | 0 | 0 | 0 | 0 | 0 | 0 | 0 | 0 |  | 0 | 0 | 0 | 0 |  | 0 | 0 | 0 | 0 | 0
2003-10-25 | 2003 | 10 | 25 | 0 | 0 | 0 | 0 | 0 | 0 | 0 | 0 | 0 | 0 | 0 | 0 | 0 | 0 | 0 | 0 | 0 | 0 | 0 | 0 | 0 | 0 | 0 | 0 |  | 0 | 0 | 0 | 0 |  | 0 | 0 | 0 | 0 | 0
2003-10-26 | 2003 | 10 | 26 | 0 | 0 | 0 | 0 | 0 | 0 | 0 | 0 | 0 | 0 | 0 | 0 | 0 | 0 | 0 | 0 | 0 | 0 | 0 | 0 | 0 | 0 | 0 | 0 |  | 0 | 0 | 0 | 0 |  | 0 | 0 | 0 | 0 | 0
2003-10-27 | 2003 | 10 | 27 | 0 | 0 | 0 | 0 | 0 | 0 | 0 | 0 | 0 | 0 | 0 | 0 | 0.2 | 0.8 | 0.2 | 1.3 | 0.7 | 0.6 | 0 | 0.2 | 0.2 | 0.2 | 0 | 0 |  | 4.4 | 4.4 | 4.4 | 0 |  | 0 | 0 | 0 | 0 | 0
2003-10-28 | 2003 | 10 | 28 | 0 | 0 | 0.4 | 0.4 | 0.4 | 0.3 | 0 | 0.4 | 0.4 | 0.4 | 0 | 0 | 0 | 0 | 0 | 0 | 0.4 | 0.4 | 0.4 | 0.4 | 0.3 | 0.4 | 0.4 | 0.4 |  | 5.8 | 5.8 | 5.8 | 8.8818e-16 |  | 0 | 0 | 0 | 0 | 0
2003-10-29 | 2003 | 10 | 29 | 0.7 | 0.6 | 0.7 | 0.7 | 0.6 | 0.7 | 0.3 | 0.4 | 0.3 | 0.3 | 0.4 | 0.3 | 0.3 | 0.4 | 0.3 | 0.3 | 0.4 | 0.3 | 0.3 | 0.4 | 0.3 | 0.3 | 0.4 | 0.3 |  | 10 | 10 | 10 | 3.5527e-15 |  | 0 | 0 | 0 | 0 | 0
2003-10-30 | 2003 | 10 | 30 | 0 | 0.1 | 0 | 0 | 0 | 0 | 0.1 | 0 | 0 | 0 | 0.1 | 0 | 0 | 0 | 0 | 0.1 | 0 | 0 | 0 | 0 | 0 | 0 | 0 | 0 |  | 0.4 | 0.4 | 0.4 | 0 |  | 0 | 0 | 0 | 0 | 0
2003-10-31 | 2003 | 10 | 31 | 0 | 0 | 0 | 0 | 0 | 0 | 0 | 0 | 0 | 0 | 0 | 0 | 0 | 0 | 0 | 0 | 0 | 0 | 0 | 0 | 0 | 0 | 0 | 0 |  | 0 | 0 | 0 | 0 |  | 0 | 0 | 0 | 0 | 0
2003-11-01 | 2003 | 11 | 1 | 0 | 0 | 0 | 0 | 0 | 0 | 0 | 0 | 0.1 | 0.1 | 0.2 | 0.1 | 0.1 | 0.1 | 0 | 0 | 0 | 0 | 0.1 | 0.1 | 0.2 | 0.1 | 0.1 | 0.1 |  | 1.4 | 1.4 | 1.4 | 2.2204e-16 |  | 0 | 0 | 0 | 0 | 0
2003-11-02 | 2003 | 11 | 2 | 0 | 0 | 0 | 0 | 0 | 0 | 0 | 0 | 0 | 0 | 0 | 0 | 0 | 0 | 0 | 0 | 0 | 0 | 0 | 0 | 0 | 0 | 0 | 0 |  | 0 | 0 | 0 | 0 |  | 0 | 0 | 0 | 0 | 0
2003-11-03 | 2003 | 11 | 3 | 0 | 0 | 0 | 0 | 0.1 | 0.1 | 0.1 | 0.1 | 0.2 | 0.1 | 0.1 | 0.1 | 0.1 | 0.1 | 0.1 | 0.1 | 0.1 | 0.1 | 0.2 | 0.1 | 0.1 | 0.1 | 0.1 | 0.1 |  | 2.2 | 2.2 | 2.2 | 4.4409e-16 |  | 0 | 0 | 0 | 0 | 0
2003-11-04 | 2003 | 11 | 4 | 0 | 0 | 0 | 0 | 0 | 0 | 0 | 0 | 0 | 0 | 0 | 0 | 0 | 0 | 0 | 0 | 0 | 0 | 0 | 0 | 0 | 0 | 0 | 0 |  | 0 | 0 | 0 | 0 |  | 0 | 0 | 0 | 0 | 0
2003-11-05 | 2003 | 11 | 5 | 0 | 0 | 0 | 0 | 0 | 0 | 0 | 0 | 0 | 0 | 0 | 0 | 0 | 0 | 0 | 0 | 0 | 0 | 0 | 0 | 0 | 0 | 0 | 0 |  | 0 | 0 | 0 | 0 |  | 0 | 0 | 0 | 0 | 0
2003-11-06 | 2003 | 11 | 6 | 0 | 0 | 0 | 0 | 0 | 0 | 0 | 0 | 0 | 0 | 0 | 0 | 0 | 0 | 0 | 0 | 0 | 0 | 0 | 0 | 0 | 0 | 0 | 0 |  | 0 | 0 | 0 | 0 |  | 0 | 0 | 0 | 0 | 0
2003-11-07 | 2003 | 11 | 7 | 0 | 0 | 0 | 0 | 0 | 0 | 0 | 0 | 0 | 0 | 0 | 0 | 0 | 0 | 0 | 0 | 0 | 0 | 0 | 0 | 0 | 0 | 0 | 0 |  | 0 | 0 | 0 | 0 |  | 0 | 0 | 0 | 0 | 0
2003-11-08 | 2003 | 11 | 8 | 0 | 0 | 0 | 0 | 0 | 0 | 0 | 0 | 0 | 0 | 0 | 0 | 0 | 0 | 0 | 0 | 0 | 0 | 0 | 0 | 0 | 0 | 0 | 0 |  | 0 | 0 | 0 | 0 |  | 0 | 0 | 0 | 0 | 0
2003-11-09 | 2003 | 11 | 9 | 0 | 0 | 0 | 0 | 0 | 0 | 0 | 0 | 0 | 0 | 0 | 0 | 0 | 0 | 0 | 0 | 0 | 0 | 0 | 0 | 0 | 0 | 0 | 0 |  | 0 | 0 | 0 | 0 |  | 0 | 0 | 0 | 0 | 0
2003-11-10 | 2003 | 11 | 10 | 0 | 0 | 0 | 0 | 0 | 0 | 0 | 0 | 0 | 0 | 0 | 0 | 0 | 0 | 0 | 0 | 0 | 0 | 0 | 0 | 0 | 0 | 0 | 0 |  | 0 | 0 | 0 | 0 |  | 0 | 0 | 0 | 0 | 0
2003-11-11 | 2003 | 11 | 11 | 0 | 0 | 0 | 0 | 0 | 0 | 0 | 0 | 0 | 0.2 | 0.1 | 0.2 | 0.1 | 0 | 0 | 0 | 0 | 0 | 0 | 0 | 0.2 | 0 | 0 | 0 |  | 0.8 | 0.8 | 0.8 | 0 |  | 0 | 0 | 0 | 0 | 0
2003-11-12 | 2003 | 11 | 12 | 0 | 0 | 0 | 0 | 0 | 0 | 0 | 0 | 0 | 0 | 0 | 0 | 0 | 0 | 0 | 0 | 0 | 0 | 0 | 0 | 0 | 0 | 0 | 0 |  | 0 | 0 | 0 | 0 |  | 0 | 0 | 0 | 0 | 0
2003-11-13 | 2003 | 11 | 13 | 0 | 0 | 0 | 0 | 0 | 0 | 0 | 0 | 0 | 0 | 0 | 0 | 0 | 0 | 0 | 0 | 0 | 0 | 0 | 0 | 0 | 0 | 0 | 0 |  | 0 | 0 | 0 | 0 |  | 0 | 0 | 0 | 0 | 0
2003-11-14 | 2003 | 11 | 14 | 0 | 0 | 0 | 0 | 0 | 0 | 0 | 0 | 0 | 0 | 0 | 0 | 0 | 0 | 0 | 0 | 0 | 0 | 0 | 0 | 0 | 0 | 0 | 0 |  | 0 | 0 | 0 | 0 |  | 0 | 0 | 0 | 0 | 0
2003-11-15 | 2003 | 11 | 15 | 0 | 0 | 0 | 0 | 0 | 0 | 0 | 0 | 0 | 0 | 0 | 0 | 0 | 0 | 0 | 0 | 0 | 0 | 0 | 0 | 0 | 0 | 0 | 0 |  | 0 | 0 | 0 | 0 |  | 0 | 0 | 0 | 0 | 0
2003-11-16 | 2003 | 11 | 16 | 0 | 0 | 0 | 0 | 0 | 0 | 0 | 0 | 0 | 0 | 0 | 0 | 0 | 0 | 0 | 0 | 0 | 0 | 0 | 0 | 0 | 0 | 0 | 0 |  | 0 | 0 | 0 | 0 |  | 0 | 0 | 0 | 0 | 0
2003-11-17 | 2003 | 11 | 17 | 0 | 0 | 0 | 0 | 0 | 0 | 0 | 0 | 0 | 0 | 0 | 0 | 0 | 0 | 0 | 0 | 0 | 0 | 0 | 0 | 0 | 0 | 0 | 0 |  | 0 | 0 | 0 | 0 |  | 0 | 0 | 0 | 0 | 0
2003-11-18 | 2003 | 11 | 18 | 0 | 0 | 0 | 0 | 0 | 0 | 0 | 0 | 0 | 0 | 0 | 0 | 0 | 0 | 0 | 0 | 0 | 0 | 0 | 0 | 0 | 0 | 0 | 0 |  | 0 | 0 | 0 | 0 |  | 0 | 0 | 0 | 0 | 0
2003-11-19 | 2003 | 11 | 19 | 0.4 | 0.4 | 0.4 | 0.4 | 0.4 | 0.4 | 0.4 | 0.4 | 0.8 | 0.8 | 0.4 | 0.4 | 0 | 0 | 0 | 0 | 0 | 0.4 | 0.4 | 0.4 | 0.4 | 0.4 | 0.4 | 0.4 |  | 8.4 | 8.4 | 8.4 | 1.7764e-15 |  | 0 | 0 | 0 | 0 | 0
2003-11-20 | 2003 | 11 | 20 | 0 | 0.1 | 0 | 0 | 0 | 0 | 0 | 0 | 0 | 0 | 0 | 0 | 0 | 0 | 0 | 0 | 0 | 0 | 0 | 0 | 0 | 0.1 | 0 | 0 |  | 0.2 | 0.2 | 0.2 | 0 |  | 0 | 0 | 0 | 0 | 0
2003-11-21 | 2003 | 11 | 21 | 0 | 0 | 0 | 0.1 | 0 | 0 | 0 | 0 | 0 | 0 | 0.1 | 0 | 0 | 0 | 0 | 0 | 0 | 0 | 0 | 0 | 0 | 0 | 0 | 0 |  | 0.2 | 0.2 | 0.2 | 0 |  | 0 | 0 | 0 | 0 | 0
2003-11-22 | 2003 | 11 | 22 | 0 | 0 | 0 | 0 | 0 | 0 | 0 | 0 | 0 | 0 | 0 | 0 | 0 | 0 | 0 | 0 | 0 | 0 | 0 | 0 | 0 | 0 | 0 | 0 |  | 0 | 0 | 0 | 0 |  | 0 | 0 | 0 | 0 | 0
2003-11-23 | 2003 | 11 | 23 | 0 | 0 | 0 | 0 | 0 | 0 | 0 | 0 | 0 | 0 | 0 | 0 | 0 | 0 | 0 | 0 | 0 | 0 | 0 | 0 | 0 | 0 | 0 | 0 |  | 0 | 0 | 0 | 0 |  | 0 | 0 | 0 | 0 | 0
2003-11-24 | 2003 | 11 | 24 | 0 | 0 | 0 | 0 | 0 | 0 | 0 | 0 | 0 | 0 | 0 | 0 | 0 | 0 | 0 | 0 | 0 | 0 | 0 | 0 | 0 | 0 | 0 | 0 |  | 0 | 0 | 0 | 0 |  | 0 | 0 | 0 | 0 | 0
2003-11-25 | 2003 | 11 | 25 | 0 | 0 | 0 | 0 | 0 | 0 | 0 | 0 | 0 | 0 | 0 | 0 | 0 | 0 | 0 | 0 | 0 | 0 | 0 | 0 | 0 | 0 | 0 | 0 |  | 0 | 0 | 0 | 0 |  | 0 | 0 | 0 | 0 | 0
2003-11-26 | 2003 | 11 | 26 | 0 | 0 | 0 | 0 | 0 | 0 | 0 | 0 | 0 | 0 | 0 | 0 | 0 | 0 | 0 | 0 | 0 | 0 | 0 | 0 | 0 | 0 | 0 | 0 |  | 0 | 0 | 0 | 0 |  | 0 | 0 | 0 | 0 | 0
2003-11-27 | 2003 | 11 | 27 | 0 | 0 | 0 | 0 | 0 | 0 | 0 | 0 | 0 | 0 | 0 | 0 | 0 | 0 | 0 | 0 | 0 | 0 | 0 | 0 | 0 | 0 | 0 | 0 |  | 0 | 0 | 0 | 0 |  | 0 | 0 | 0 | 0 | 0
2003-11-28 | 2003 | 11 | 28 | 0 | 0 | 0 | 0 | 0 | 0 | 0 | 0 | 0 | 0 | 0 | 0 | 0 | 0 | 0 | 0 | 0 | 0 | 0 | 0 | 0 | 0 | 0 | 0 |  | 0 | 0 | 0 | 0 |  | 0 | 0 | 0 | 0 | 0
2003-11-29 | 2003 | 11 | 29 | 0 | 0 | 0 | 0 | 0 | 0 | 0 | 0 | 0 | 0 | 0 | 0 | 0 | 0 | 0 | 0 | 0 | 0 | 0 | 0 | 0 | 0 | 0 | 0 |  | 0 | 0 | 0 | 0 |  | 0 | 0 | 0 | 0 | 0
2003-11-30 | 2003 | 11 | 30 | 0 | 0 | 0 | 0 | 0 | 0 | 0 | 0 | 0 | 0 | 0 | 0 | 0 | 0 | 0 | 0 | 0 | 0 | 0 | 0 | 0 | 0 | 0 | 0 |  | 0 | 0 | 0 | 0 |  | 0 | 0 | 0 | 0 | 0
2003-12-01 | 2003 | 12 | 1 | 0 | 0 | 0 | 0 | 0 | 0 | 0 | 0 | 0 | 0 | 0 | 0 | 0 | 0 | 0 | 0 | 0 | 0 | 0 | 0 | 0 | 0 | 0 | 0 |  | 0 | 0 | 0 | 0 |  | 0 | 0 | 0 | 0 | 0
2003-12-02 | 2003 | 12 | 2 | 0 | 0 | 0 | 0 | 0 | 0 | 0 | 0 | 0 | 0 | 0 | 0 | 0 | 0 | 0 | 0 | 0 | 0 | 0 | 0 | 0 | 0 | 0 | 0 |  | 0 | 0 | 0 | 0 |  | 0 | 0 | 0 | 0 | 0
2003-12-03 | 2003 | 12 | 3 | 0 | 0 | 0 | 0 | 0 | 0 | 0 | 0 | 0 | 0 | 0 | 0.1 | 0 | 0 | 0.1 | 0 | 0 | 0 | 0 | 0 | 0 | 0 | 0 | 0 |  | 0.2 | 0.2 | 0.2 | 0 |  | 0 | 0 | 0 | 0 | 0
2003-12-04 | 2003 | 12 | 4 | 0 | 0 | 0 | 0 | 0 | 0 | 0 | 0 | 0 | 0 | 0 | 0 | 0 | 0 | 0 | 0 | 0 | 0 | 0 | 0 | 0 | 0 | 0 | 0 |  | 0 | 0 | 0 | 0 |  | 0 | 0 | 0 | 0 | 0
2003-12-05 | 2003 | 12 | 5 | 0 | 0 | 0 | 0 | 0 | 0 | 0 | 0 | 0 | 0 | 0 | 0 | 0 | 0 | 0 | 0 | 0 | 0 | 0 | 0 | 0 | 0 | 0 | 0 |  | 0 | 0 | 0 | 0 |  | 0 | 0 | 0 | 0 | 0
2003-12-06 | 2003 | 12 | 6 | 0 | 0 | 0 | 0 | 0 | 0 | 0 | 0 | 0 | 0 | 0 | 0 | 0 | 0 | 0 | 0 | 0 | 0 | 0 | 0 | 0 | 0 | 0 | 0 |  | 0 | 0 | 0 | 0 |  | 0 | 0 | 0 | 0 | 0
2003-12-07 | 2003 | 12 | 7 | 0 | 0 | 0 | 0 | 0 | 0 | 0 | 0 | 0 | 0 | 0 | 0 | 0 | 0 | 0 | 0 | 0 | 0 | 0 | 0 | 0 | 0 | 0 | 0 |  | 0 | 0 | 0 | 0 |  | 0 | 0 | 0 | 0 | 0
2003-12-08 | 2003 | 12 | 8 | 0 | 0 | 0 | 0 | 0 | 0 | 0 | 0 | 0 | 0 | 0 | 0 | 0 | 0 | 0 | 0 | 0 | 0 | 0 | 0 | 0 | 0 | 0 | 0 |  | 0 | 0 | 0 | 0 |  | 0 | 0 | 0 | 0 | 0
2003-12-09 | 2003 | 12 | 9 | 0 | 0 | 0 | 0 | 0 | 0 | 0 | 0 | 0 | 0 | 0 | 0 | 0 | 0 | 0 | 0 | 0 | 0 | 0 | 0 | 0 | 0 | 0 | 0 |  | 0 | 0 | 0 | 0 |  | 0 | 0 | 0 | 0 | 0
2003-12-10 | 2003 | 12 | 10 | 0 | 0 | 0 | 0 | 0 | 0 | 0 | 0 | 0 | 0 | 0 | 0 | 0 | 0 | 0 | 0 | 0 | 0 | 0 | 0 | 0 | 0 | 0 | 0 |  | 0 | 0 | 0 | 0 |  | 0 | 0 | 0 | 0 | 0
2003-12-11 | 2003 | 12 | 11 | 0 | 0 | 0 | 0 | 0 | 0 | 0 | 0 | 0 | 0 | 0 | 0 | 0 | 0 | 0 | 0 | 0 | 0 | 0 | 0 | 0 | 0 | 0 | 0 |  | 0 | 0 | 0 | 0 |  | 0 | 0 | 0 | 0 | 0
2003-12-12 | 2003 | 12 | 12 | 0 | 0 | 0 | 0 | 0 | 0 | 0 | 0 | 0 | 0 | 0 | 0 | 0 | 0 | 0 | 0 | 0 | 0 | 0 | 0 | 0 | 0 | 0 | 0 |  | 0 | 0 | 0 | 0 |  | 0 | 0 | 0 | 0 | 0
2003-12-13 | 2003 | 12 | 13 | 0 | 0 | 0 | 0 | 0 | 0 | 0 | 0 | 0 | 0 | 0 | 0 | 0 | 0 | 0 | 0 | 0 | 0 | 0 | 0 | 0 | 0 | 0 | 0 |  | 0 | 0 | 0 | 0 |  | 0 | 0 | 0 | 0 | 0
2003-12-14 | 2003 | 12 | 14 | 0 | 0 | 0 | 0 | 0 | 0 | 0 | 0 | 0 | 0 | 0 | 0 | 0 | 0 | 0 | 0 | 0 | 0 | 0 | 0 | 0 | 0 | 0 | 0 |  | 0 | 0 | 0 | 0 |  | 0 | 0 | 0 | 0 | 0
2003-12-15 | 2003 | 12 | 15 | 0 | 0 | 0 | 0 | 0 | 0 | 0 | 0 | 0 | 0 | 0 | 0 | 0 | 0 | 0 | 0 | 0 | 0 | 0 | 0 | 0 | 0 | 0 | 0 |  | 0 | 0 | 0 | 0 |  | 0 | 0 | 0 | 0 | 0
2003-12-16 | 2003 | 12 | 16 | 0 | 0 | 0 | 0 | 0 | 0 | 0 | 0 | 0 | 0 | 0 | 0 | 0 | 0 | 0 | 0 | 0 | 0 | 0 | 0 | 0 | 0 | 0 | 0 |  | 0 | 0 | 0 | 0 |  | 0 | 0 | 0 | 0 | 0
2003-12-17 | 2003 | 12 | 17 | 0 | 0 | 0 | 0 | 0 | 0 | 0 | 0 | 0 | 0 | 0 | 0 | 0 | 0 | 0 | 0 | 0 | 0 | 0 | 0 | 0 | 0 | 0 | 0 |  | 0 | 0 | 0 | 0 |  | 0 | 0 | 0 | 0 | 0
2003-12-18 | 2003 | 12 | 18 | 0 | 0 | 0 | 0 | 0 | 0 | 0 | 0 | 0 | 0 | 0 | 0 | 0 | 0 | 0 | 0 | 0 | 0 | 0 | 0 | 0 | 0 | 0 | 0 |  | 0 | 0 | 0 | 0 |  | 0 | 0 | 0 | 0 | 0
2003-12-19 | 2003 | 12 | 19 | 0 | 0 | 0 | 0 | 0 | 0 | 0 | 0 | 0 | 0 | 0 | 0 | 0 | 0 | 0 | 0 | 0 | 0 | 0 | 0 | 0 | 0 | 0 | 0 |  | 0 | 0 | 0 | 0 |  | 0 | 0 | 0 | 0 | 0
2003-12-20 | 2003 | 12 | 20 | 0 | 0 | 0 | 0 | 0 | 0 | 0 | 0 | 0 | 0 | 0 | 0 | 0 | 0 | 0 | 0 | 0 | 0 | 0 | 0 | 0 | 0 | 0 | 0 |  | 0 | 0 | 0 | 0 |  | 0 | 0 | 0 | 0 | 0
2003-12-21 | 2003 | 12 | 21 | 0 | 0 | 0 | 0 | 0 | 0 | 0 | 0 | 0 | 0 | 0 | 0 | 0 | 0 | 0 | 0 | 0 | 0 | 0 | 0 | 0 | 0 | 0 | 0 |  | 0 | 0 | 0 | 0 |  | 0 | 0 | 0 | 0 | 0
2003-12-22 | 2003 | 12 | 22 | 0 | 0 | 0 | 0 | 0 | 0 | 0 | 0 | 0 | 0 | 0 | 0 | 0 | 0 | 0 | 0 | 0 | 0 | 0 | 0 | 0 | 0 | 0 | 0 |  | 0 | 0 | 0 | 0 |  | 0 | 0 | 0 | 0 | 0
2003-12-23 | 2003 | 12 | 23 | 0 | 0 | 0 | 0 | 0 | 0 | 0 | 0 | 0 | 0 | 0 | 0 | 0 | 0 | 0 | 0 | 0 | 0 | 0 | 0 | 0 | 0 | 0 | 0 |  | 0 | 0 | 0 | 0 |  | 0 | 0 | 0 | 0 | 0
2003-12-24 | 2003 | 12 | 24 | 0 | 0 | 0 | 0 | 0 | 0 | 0 | 0 | 0 | 0 | 0 | 0 | 0 | 0 | 0 | 0 | 0 | 0 | 0 | 0 | 0 | 0 | 0 | 0 |  | 0 | 0 | 0 | 0 |  | 0 | 0 | 0 | 0 | 0
2003-12-25 | 2003 | 12 | 25 | 0 | 0 | 0 | 0 | 0 | 0 | 0 | 0 | 0 | 0 | 0 | 0 | 0 | 0 | 0 | 0 | 0 | 0 | 0 | 0 | 0 | 0 | 0 | 0 |  | 0 | 0 | 0 | 0 |  | 0 | 0 | 0 | 0 | 0
2003-12-26 | 2003 | 12 | 26 | 0 | 0 | 0 | 0 | 0 | 0 | 0 | 0 | 0 | 0 | 0 | 0 | 0 | 0 | 0 | 0 | 0 | 0 | 0 | 0 | 0 | 0 | 0 | 0 |  | 0 | 0 | 0 | 0 |  | 0 | 0 | 0 | 0 | 0
2003-12-27 | 2003 | 12 | 27 | 0 | 0 | 0 | 0 | 0 | 0 | 0 | 0 | 0 | 0 | 0 | 0 | 0 | 0 | 0 | 0 | 0 | 0 | 0 | 0 | 0 | 0 | 0 | 0 |  | 0 | 0 | 0 | 0 |  | 0 | 0 | 0 | 0 | 0
2003-12-28 | 2003 | 12 | 28 | 0 | 0 | 0 | 0 | 0 | 0 | 0 | 0 | 0 | 0 | 0 | 0 | 0 | 0 | 0 | 0 | 0 | 0 | 0 | 0 | 0 | 0 | 0 | 0 |  | 0 | 0 | 0 | 0 |  | 0 | 0 | 0 | 0 | 0
2003-12-29 | 2003 | 12 | 29 | 0.1 | 0.1 | 0.1 | 0 | 0 | 0 | 0.1 | 0.1 | 0 | 0 | 0 | 0 | 0 | 0 | 0 | 0 | 0 | 0 | 0 | 0 | 0 | 0 | 0 | 0 |  | 0.5 | 0.5 | 0.5 | 0 |  | 0 | 0 | 0 | 0 | 0
2003-12-30 | 2003 | 12 | 30 | 0 | 0 | 0 | 0 | 0 | 0 | 0 | 0 | 0 | 0 | 0 | 0 | 0 | 0 | 0 | 0 | 0 | 0 | 0 | 0 | 0 | 0 | 0 | 0 |  | 0 | 0 | 0 | 0 |  | 0 | 0 | 0 | 0 | 0
2003-12-31 | 2003 | 12 | 31 | 0 | 0 | 0 | 0 | 0 | 0 | 0 | 0 | 0 | 0 | 0 | 0 | 0 | 0 | 0 | 0 | 0 | 0 | 0 | 0 | 0 | 0 | 0 | 0 |  | 0 | 0 | 0 | 0 |  | 0 | 0 | 0 | 0 | 0
2004-01-01 | 2004 | 1 | 1 | 0.1 | 0 | 0 | 0 | 0 | 0 | 0 | 0 | 0 | 0.1 | 0 | 0 | 0 | 0 | 0.1 | 0 | 0.1 | 0.1 | 0.1 | 0.1 | 0.1 | 0 | 0.1 | 0.1 |  | 1 | 1 | 1 | 1.1102e-16 |  | 0 | 0 | 0 | 0 | 0
2004-01-02 | 2004 | 1 | 2 | 0.1 | 0 | 0.1 | 0 | 0.1 | 0 | 0.1 | 0.1 | 0 | 0.1 | 0 | 0.1 | 0 | 0 | 0 | 0 | 0 | 0 | 0 | 0 | 0 | 0 | 0 | 0.1 |  | 0.8 | 0.8 | 0.8 | 1.1102e-16 |  | 0 | 0 | 0 | 0 | 0
2004-01-03 | 2004 | 1 | 3 | 0 | 0 | 0 | 0 | 0 | 0 | 0 | 0 | 0 | 0 | 0 | 0 | 0 | 0 | 0 | 0 | 0 | 0 | 0 | 0 | 0 | 0 | 0 | 0 |  | 0 | 0 | 0 | 0 |  | 0 | 0 | 0 | 0 | 0
2004-01-04 | 2004 | 1 | 4 | 0 | 0 | 0 | 0 | 0 | 0 | 0 | 0 | 0 | 0 | 0 | 0 | 0 | 0 | 0 | 0 | 0 | 0 | 0 | 0 | 0 | 0 | 0 | 0 |  | 0 | 0 | 0 | 0 |  | 0 | 0 | 0 | 0 | 0
2004-01-05 | 2004 | 1 | 5 | 0 | 0 | 0 | 0 | 0 | 0 | 0 | 0 | 0 | 0 | 0 | 0 | 0 | 0 | 0 | 0 | 0 | 0 | 0 | 0 | 0 | 0 | 0 | 0 |  | 0 | 0 | 0 | 0 |  | 0 | 0 | 0 | 0 | 0
2004-01-06 | 2004 | 1 | 6 | 0 | 0 | 0 | 0 | 0 | 0 | 0 | 0 | 0 | 0 | 0 | 0 | 0 | 0 | 0 | 0 | 0 | 0 | 0 | 0 | 0 | 0 | 0 | 0 |  | 0 | 0 | 0 | 0 |  | 0 | 0 | 0 | 0 | 0
2004-01-07 | 2004 | 1 | 7 | 0 | 0 | 0 | 0 | 0 | 0 | 0 | 0 | 0 | 0 | 0 | 0 | 0 | 0 | 0 | 0 | 0 | 0 | 0 | 0 | 0 | 0 | 0 | 0 |  | 0 | 0 | 0 | 0 |  | 0 | 0 | 0 | 0 | 0
2004-01-08 | 2004 | 1 | 8 | 0 | 0 | 0 | 0 | 0 | 0 | 0 | 0 | 0 | 0 | 0 | 0 | 0 | 0 | 0 | 0 | 0 | 0 | 0 | 0 | 0 | 0 | 0 | 0 |  | 0 | 0 | 0 | 0 |  | 0 | 0 | 0 | 0 | 0
2004-01-09 | 2004 | 1 | 9 | 0 | 0 | 0 | 0 | 0 | 0 | 0 | 0 | 0 | 0 | 0 | 0 | 0 | 0 | 0 | 0 | 0 | 0 | 0 | 0 | 0 | 0 | 0 | 0 |  | 0 | 0 | 0 | 0 |  | 0 | 0 | 0 | 0 | 0
2004-01-10 | 2004 | 1 | 10 | 0 | 0 | 0 | 0 | 0 | 0 | 0 | 0 | 0 | 0 | 0 | 0 | 0 | 0 | 0 | 0 | 0 | 0 | 0 | 0 | 0 | 0 | 0 | 0 |  | 0 | 0 | 0 | 0 |  | 0 | 0 | 0 | 0 | 0
2004-01-11 | 2004 | 1 | 11 | 0 | 0 | 0 | 0 | 0 | 0 | 0 | 0 | 0 | 0 | 0 | 0 | 0 | 0 | 0 | 0 | 0 | 0 | 0 | 0 | 0 | 0 | 0 | 0 |  | 0 | 0 | 0 | 0 |  | 0 | 0 | 0 | 0 | 0
2004-01-12 | 2004 | 1 | 12 | 0 | 0 | 0 | 0 | 0 | 0 | 0 | 0 | 0 | 0 | 0 | 0 | 0 | 0 | 0 | 0 | 0 | 0 | 0 | 0 | 0 | 0 | 0 | 0 |  | 0 | 0 | 0 | 0 |  | 0 | 0 | 0 | 0 | 0
2004-01-13 | 2004 | 1 | 13 | 0 | 0 | 0 | 0 | 0 | 0 | 0 | 0 | 0 | 0 | 0 | 0 | 0 | 0 | 0 | 0 | 0 | 0 | 0 | 0 | 0 | 0 | 0 | 0 |  | 0 | 0 | 0 | 0 |  | 0 | 0 | 0 | 0 | 0
2004-01-14 | 2004 | 1 | 14 | 0 | 0 | 0 | 0 | 0 | 0 | 0 | 0 | 0 | 0 | 0 | 0 | 0 | 0 | 0 | 0 | 0 | 0 | 0 | 0 | 0 | 0 | 0 | 0 |  | 0 | 0 | 0 | 0 |  | 0 | 0 | 0 | 0 | 0
2004-01-15 | 2004 | 1 | 15 | 0 | 0 | 0 | 0 | 0 | 0 | 0 | 0 | 0 | 0 | 0 | 0 | 0 | 0 | 0 | 0 | 0 | 0 | 0 | 0 | 0 | 0 | 0 | 0 |  | 0 | 0 | 0 | 0 |  | 0 | 0 | 0 | 0 | 0
2004-01-16 | 2004 | 1 | 16 | 0 | 0 | 0 | 0 | 0 | 0 | 0 | 0 | 0 | 0 | 0 | 0 | 0 | 0 | 0 | 0 | 0 | 0 | 0 | 0 | 0 | 0 | 0 | 0 |  | 0 | 0 | 0 | 0 |  | 0 | 0 | 0 | 0 | 0
2004-01-17 | 2004 | 1 | 17 | 0 | 0 | 0 | 0 | 0 | 0 | 0 | 0 | 0 | 0 | 0 | 0 | 0 | 0 | 0 | 0 | 0 | 0 | 0 | 0 | 0 | 0 | 0 | 0 |  | 0 | 0 | 0 | 0 |  | 0 | 0 | 0 | 0 | 0
2004-01-18 | 2004 | 1 | 18 | 0 | 0 | 0 | 0 | 0 | 0 | 0 | 0 | 0 | 0 | 0 | 0 | 0 | 0 | 0 | 0 | 0 | 0 | 0 | 0 | 0 | 0 | 0 | 0 |  | 0 | 0 | 0 | 0 |  | 0 | 0 | 0 | 0 | 0
2004-01-19 | 2004 | 1 | 19 | 0 | 0 | 0 | 0 | 0 | 0 | 0 | 0 | 0 | 0 | 0 | 0 | 0 | 0 | 0 | 0 | 0 | 0 | 0 | 0 | 0 | 0 | 0 | 0 |  | 0 | 0 | 0 | 0 |  | 0 | 0 | 0 | 0 | 0
2004-01-20 | 2004 | 1 | 20 | 0 | 0 | 0 | 0 | 0 | 0 | 0 | 0 | 0 | 0 | 0 | 0 | 0 | 0 | 0 | 0 | 0 | 0 | 0 | 0 | 0 | 0 | 0 | 0 |  | 0 | 0 | 0 | 0 |  | 0 | 0 | 0 | 0 | 0
2004-01-21 | 2004 | 1 | 21 | 0 | 0 | 0 | 0 | 0 | 0 | 0 | 0 | 0 | 0 | 0 | 0 | 0 | 0 | 0 | 0 | 0 | 0 | 0 | 0 | 0 | 0 | 0 | 0 |  | 0 | 0 | 0 | 0 |  | 0 | 0 | 0 | 0 | 0
2004-01-22 | 2004 | 1 | 22 | 0 | 0 | 0 | 0 | 0 | 0 | 0 | 0 | 0 | 0 | 0 | 0 | 0 | 0 | 0 | 0 | 0 | 0 | 0 | 0 | 0 | 0 | 0 | 0 |  | 0 | 0 | 0 | 0 |  | 0 | 0 | 0 | 0 | 0
2004-01-23 | 2004 | 1 | 23 | 0 | 0 | 0 | 0 | 0 | 0 | 0 | 0 | 0 | 0 | 0 | 0 | 0 | 0 | 0 | 0.2 | 0 | 0 | 0.1 | 0.1 | 0 | 0 | 0.1 | 0.1 |  | 0.6 | 0.6 | 0.6 | 0 |  | 0 | 0 | 0 | 0 | 0
2004-01-24 | 2004 | 1 | 24 | 0.3 | 0.2 | 0.3 | 0.3 | 0.3 | 0.2 | 0.3 | 0.3 | 0.3 | 0.8 | 0.5 | 0.3 | 0.3 | 0.3 | 0.2 | 0.3 | 0.3 | 0.3 | 0.2 | 0.3 | 0.3 | 0.3 | 0.2 | 0.3 |  | 7.4 | 7.4 | 7.4 | 1.7764e-15 |  | 0 | 0 | 0 | 0 | 0
2004-01-25 | 2004 | 1 | 25 | 0 | 0.1 | 0 | 0 | 0.1 | 0 | 0 | 0 | 0 | 0 | 0 | 0 | 0.1 | 0 | 0 | 0 | 0 | 0 | 0 | 0 | 0 | 0 | 0.1 | 0 |  | 0.4 | 0.4 | 0.4 | 0 |  | 0 | 0 | 0 | 0 | 0
2004-01-26 | 2004 | 1 | 26 | 0 | 0 | 0 | 0 | 0 | 0 | 0 | 0 | 0 | 0 | 0 | 0 | 0 | 0 | 0 | 0 | 0 | 0 | 0 | 0 | 0 | 0 | 0 | 0 |  | 0 | 0 | 0 | 0 |  | 0 | 0 | 0 | 0 | 0
2004-01-27 | 2004 | 1 | 27 | 0 | 0.1 | 0 | 0 | 0 | 0 | 0 | 0 | 0 | 0 | 0 | 0 | 0 | 0.1 | 0 | 0 | 0 | 0 | 0 | 0 | 0 | 0 | 0 | 0 |  | 0.2 | 0.2 | 0.2 | 0 |  | 0 | 0 | 0 | 0 | 0
2004-01-28 | 2004 | 1 | 28 | 0 | 0 | 0 | 0 | 0 | 0 | 0 | 0 | 0 | 0 | 0 | 0 | 0 | 0 | 0 | 0 | 0 | 0 | 0 | 0 | 0 | 0 | 0 | 0 |  | 0 | 0 | 0 | 0 |  | 0 | 0 | 0 | 0 | 0
2004-01-29 | 2004 | 1 | 29 | 0 | 0 | 0 | 0 | 0 | 0 | 0 | 0 | 0.1 | 0.2 | 0.1 | 0.1 | 0.1 | 0 | 0 | 0 | 0 | 0 | 0 | 0 | 0 | 0.2 | 0.1 | 0.1 |  | 1 | 1 | 1 | 0 |  | 0 | 0 | 0 | 0 | 0
2004-01-30 | 2004 | 1 | 30 | 0.1 | 0.2 | 0.1 | 0.1 | 0.1 | 0.2 | 0.1 | 0.1 | 0.2 | 0.1 | 0.1 | 0.2 | 0.1 | 0.1 | 0.1 | 0.2 | 0.1 | 0.1 | 0.2 | 0.1 | 0.1 | 0.1 | 0.2 | 0.1 |  | 3.1 | 3.1 | 3.1 | 1.3323e-15 |  | 0 | 0 | 0 | 0 | 0
2004-01-31 | 2004 | 1 | 31 | 0.1 | 0.2 | 0.1 | 0.1 | 0.2 | 0.1 | 0 | 0 | 0 | 0 | 0 | 0 | 0.1 | 0.2 | 0.1 | 0.1 | 0.2 | 0.1 | 0.1 | 0.2 | 0.1 | 0.1 | 0.2 | 0.1 |  | 2.4 | 2.4 | 2.4 | 4.4409e-16 |  | 0 | 0 | 0 | 0 | 0
2004-02-01 | 2004 | 2 | 1 | 0.1 | 0 | 0.1 | 0 | 0.1 | 0.1 | 0 | 0.1 | 0.1 | 0 | 0.1 | 0 | 0.1 | 0 | 0 | 0 | 0 | 0 | 0 | 0 | 0 | 0 | 0 | 0 |  | 0.8 | 0.8 | 0.8 | 1.1102e-16 |  | 0 | 0 | 0 | 0 | 0
2004-02-02 | 2004 | 2 | 2 | 0 | 0 | 0 | 0 | 0 | 0 | 0 | 0 | 0 | 0 | 0 | 0 | 0 | 0 | 0 | 0 | 0 | 0 | 0 | 0 | 0 | 0 | 0 | 0 |  | 0 | 0 | 0 | 0 |  | 0 | 0 | 0 | 0 | 0
2004-02-03 | 2004 | 2 | 3 | 0 | 0 | 0 | 0 | 0 | 0 | 0 | 0 | 0 | 0 | 0 | 0 | 0 | 0 | 0 | 0 | 0 | 0 | 0 | 0 | 0 | 0 | 0 | 0 |  | 0 | 0 | 0 | 0 |  | 0 | 0 | 0 | 0 | 0
2004-02-04 | 2004 | 2 | 4 | 0 | 0 | 0 | 0 | 0 | 0 | 0 | 0 | 0 | 0 | 0 | 0 | 0 | 0 | 0 | 0 | 0 | 0 | 0 | 0 | 0 | 0 | 0 | 0 |  | 0 | 0 | 0 | 0 |  | 0 | 0 | 0 | 0 | 0
2004-02-05 | 2004 | 2 | 5 | 0 | 0 | 0 | 0 | 0 | 0 | 0 | 0 | 0 | 0 | 0 | 0 | 0 | 0 | 0 | 0 | 0 | 0 | 0 | 0 | 0 | 0 | 0 | 0 |  | 0 | 0 | 0 | 0 |  | 0 | 0 | 0 | 0 | 0
2004-02-06 | 2004 | 2 | 6 | 0 | 0 | 0 | 0 | 0 | 0 | 0 | 0 | 0 | 0 | 0 | 0 | 0 | 0 | 0 | 0 | 0 | 0 | 0 | 0 | 0 | 0 | 0 | 0 |  | 0 | 0 | 0 | 0 |  | 0 | 0 | 0 | 0 | 0
2004-02-07 | 2004 | 2 | 7 | 0 | 0 | 0 | 0 | 0 | 0 | 0 | 0 | 0 | 0 | 0 | 0 | 0 | 0 | 0 | 0 | 0 | 0 | 0 | 0 | 0 | 0 | 0.1 | 0.1 |  | 0.2 | 0.2 | 0.2 | 0 |  | 0 | 0 | 0 | 0 | 0
2004-02-08 | 2004 | 2 | 8 | 0.1 | 0.1 | 0.2 | 0.1 | 0 | 0 | 0 | 0 | 0 | 0.1 | 0.1 | 0.1 | 0.2 | 0.1 | 0 | 0 | 0 | 0 | 0 | 0 | 0 | 0 | 0 | 0.1 |  | 1.2 | 1.2 | 1.2 | 2.2204e-16 |  | 0 | 0 | 0 | 0 | 0
2004-02-09 | 2004 | 2 | 9 | 0 | 0 | 0 | 0 | 0 | 0 | 0 | 0 | 0 | 0 | 0 | 0 | 0 | 0 | 0 | 0 | 0 | 0 | 0 | 0 | 0 | 0 | 0 | 0 |  | 0 | 0 | 0 | 0 |  | 0 | 0 | 0 | 0 | 0
2004-02-10 | 2004 | 2 | 10 | 0 | 0 | 0 | 0 | 0 | 0 | 0 | 0 | 0 | 0 | 0 | 0 | 0 | 0 | 0 | 0 | 0 | 0 | 0 | 0 | 0 | 0 | 0 | 0 |  | 0 | 0 | 0 | 0 |  | 0 | 0 | 0 | 0 | 0
2004-02-11 | 2004 | 2 | 11 | 0 | 0 | 0 | 0 | 0 | 0 | 0 | 0 | 0 | 0 | 0 | 0 | 0 | 0 | 0 | 0 | 0 | 0 | 0 | 0 | 0 | 0 | 0 | 0 |  | 0 | 0 | 0 | 0 |  | 0 | 0 | 0 | 0 | 0
2004-02-12 | 2004 | 2 | 12 | 0 | 0 | 0 | 0 | 0 | 0 | 0 | 0 | 0 | 0 | 0 | 0 | 0 | 0 | 0 | 0 | 0 | 0 | 0 | 0 | 0 | 0 | 0 | 0 |  | 0 | 0 | 0 | 0 |  | 0 | 0 | 0 | 0 | 0
2004-02-13 | 2004 | 2 | 13 | 0 | 0 | 0 | 0 | 0 | 0 | 0 | 0 | 0 | 0 | 0 | 0 | 0 | 0 | 0 | 0 | 0 | 0 | 0 | 0 | 0 | 0 | 0 | 0 |  | 0 | 0 | 0 | 0 |  | 0 | 0 | 0 | 0 | 0
2004-02-14 | 2004 | 2 | 14 | 0 | 0 | 0 | 0 | 0 | 0 | 0 | 0 | 0 | 0 | 0 | 0 | 0 | 0 | 0 | 0 | 0 | 0 | 0 | 0 | 0 | 0 | 0 | 0 |  | 0 | 0 | 0 | 0 |  | 0 | 0 | 0 | 0 | 0
2004-02-15 | 2004 | 2 | 15 | 0 | 0 | 0 | 0 | 0 | 0 | 0 | 0 | 0 | 0 | 0 | 0 | 0 | 0 | 0 | 0 | 0 | 0 | 0 | 0 | 0 | 0 | 0 | 0 |  | 0 | 0 | 0 | 0 |  | 0 | 0 | 0 | 0 | 0
2004-02-16 | 2004 | 2 | 16 | 0 | 0 | 0 | 0 | 0 | 0 | 0 | 0 | 0 | 0 | 0 | 0 | 0 | 0 | 0 | 0 | 0 | 0 | 0 | 0 | 0 | 0 | 0 | 0 |  | 0 | 0 | 0 | 0 |  | 0 | 0 | 0 | 0 | 0
2004-02-17 | 2004 | 2 | 17 | 0 | 0 | 0 | 0 | 0 | 0 | 0 | 0 | 0 | 0 | 0 | 0 | 0 | 0 | 0 | 0 | 0 | 0 | 0 | 0 | 0 | 0 | 0 | 0 |  | 0 | 0 | 0 | 0 |  | 0 | 0 | 0 | 0 | 0
2004-02-18 | 2004 | 2 | 18 | 0 | 0 | 0 | 0 | 0 | 0 | 0 | 0 | 0 | 0 | 0 | 0 | 0 | 0 | 0 | 0 | 0 | 0 | 0 | 0 | 0 | 0 | 0 | 0 |  | 0 | 0 | 0 | 0 |  | 0 | 0 | 0 | 0 | 0
2004-02-19 | 2004 | 2 | 19 | 0 | 0 | 0 | 0 | 0 | 0 | 0 | 0 | 0 | 0 | 0 | 0 | 0 | 0 | 0 | 0 | 0 | 0 | 0 | 0 | 0 | 0 | 0 | 0 |  | 0 | 0 | 0 | 0 |  | 0 | 0 | 0 | 0 | 0
2004-02-20 | 2004 | 2 | 20 | 0 | 0 | 0 | 0 | 0 | 0 | 0 | 0 | 0 | 0 | 0 | 0 | 0 | 0 | 0 | 0 | 0 | 0 | 0 | 0 | 0 | 0 | 0 | 0 |  | 0 | 0 | 0 | 0 |  | 0 | 0 | 0 | 0 | 0
2004-02-21 | 2004 | 2 | 21 | 0 | 0 | 0 | 0 | 0 | 0 | 0 | 0 | 0 | 0 | 0 | 0 | 0 | 0 | 0 | 0 | 0 | 0 | 0 | 0 | 0 | 0 | 0 | 0 |  | 0 | 0 | 0 | 0 |  | 0 | 0 | 0 | 0 | 0
2004-02-22 | 2004 | 2 | 22 | 0 | 0 | 0 | 0 | 0 | 0 | 0 | 0 | 0 | 0 | 0 | 0 | 0 | 0 | 0 | 0 | 0 | 0 | 0 | 0 | 0 | 0 | 0 | 0 |  | 0 | 0 | 0 | 0 |  | 0 | 0 | 0 | 0 | 0
2004-02-23 | 2004 | 2 | 23 | 0 | 0 | 0 | 0 | 0 | 0 | 0 | 0 | 0 | 0 | 0 | 0 | 0 | 0 | 0 | 0 | 0 | 0 | 0 | 0 | 0 | 0 | 0 | 0 |  | 0 | 0 | 0 | 0 |  | 0 | 0 | 0 | 0 | 0
2004-02-24 | 2004 | 2 | 24 | 0 | 0 | 0 | 0 | 0 | 0 | 0 | 0 | 0 | 0 | 0 | 0 | 0 | 0 | 0 | 0 | 0 | 0 | 0 | 0 | 0 | 0 | 0 | 0 |  | 0 | 0 | 0 | 0 |  | 0 | 0 | 0 | 0 | 0
2004-02-25 | 2004 | 2 | 25 | 0 | 0 | 0 | 0 | 0 | 0 | 0 | 0 | 0 | 0 | 0 | 0 | 0 | 0 | 0 | 0 | 0 | 0 | 0 | 0 | 0 | 0 | 0 | 0 |  | 0 | 0 | 0 | 0 |  | 0 | 0 | 0 | 0 | 0
2004-02-26 | 2004 | 2 | 26 | 0 | 0 | 0 | 0 | 0 | 0 | 0 | 0 | 0 | 0 | 0 | 0 | 0 | 0 | 0 | 0 | 0 | 0 | 0 | 0 | 0 | 0 | 0 | 0 |  | 0 | 0 | 0 | 0 |  | 0 | 0 | 0 | 0 | 0
2004-02-27 | 2004 | 2 | 27 | 0 | 0 | 0 | 0 | 0 | 0 | 0 | 0 | 0 | 0 | 0 | 0 | 0 | 0 | 0 | 0 | 0 | 0 | 0 | 0 | 0 | 0 | 0 | 0 |  | 0 | 0 | 0 | 0 |  | 0 | 0 | 0 | 0 | 0
2004-02-28 | 2004 | 2 | 28 | 0 | 0 | 0 | 0 | 0 | 0 | 0 | 0 | 0 | 0 | 0 | 0 | 0 | 0 | 0 | 0 | 0 | 0 | 0 | 0 | 0 | 0 | 0 | 0 |  | 0 | 0 | 0 | 0 |  | 0 | 0 | 0 | 0 | 0
2004-02-29 | 2004 | 2 | 29 | 0 | 0 | 0 | 0 | 0 | 0 | 0 | 0 | 0 | 0 | 0 | 0 | 0 | 0 | 0 | 0 | 0 | 0 | 0 | 0 | 0 | 0 | 0 | 0 |  | 0 | 0 | 0 | 0 |  | 0 | 0 | 0 | 0 | 0
2004-03-01 | 2004 | 3 | 1 | 0 | 0 | 0 | 0 | 0 | 0 | 0 | 0 | 0 | 0.1 | 0 | 0 | 0 | 0.1 | 0 | 0 | 0.1 | 0 | 0 | 0 | 0 | 0 | 0.1 | 0 |  | 0.4 | 0.4 | 0.4 | 0 |  | 0 | 0 | 0 | 0 | 0
2004-03-02 | 2004 | 3 | 2 | 0.3 | 0.3 | 0.3 | 0.3 | 0.3 | 0.3 | 0.3 | 0.2 | 0.3 | 0.3 | 0.3 | 0.3 | 0.3 | 0.3 | 0 | 0 | 0 | 0 | 0 | 0 | 0 | 0 | 0 | 0 |  | 4.1 | 4.1 | 4.1 | 0 |  | 0 | 0 | 0 | 0 | 0
2004-03-03 | 2004 | 3 | 3 | 0 | 0 | 0 | 0 | 0 | 0 | 0 | 0 | 0 | 0 | 0 | 0 | 0 | 0 | 0 | 0 | 0 | 0 | 0 | 0 | 0 | 0 | 0 | 0 |  | 0 | 0 | 0 | 0 |  | 0 | 0 | 0 | 0 | 0
2004-03-04 | 2004 | 3 | 4 | 0 | 0 | 0 | 0 | 0 | 0 | 0 | 0 | 0 | 0 | 0 | 0 | 0 | 0 | 0 | 0 | 0 | 0 | 0 | 0 | 0 | 0 | 0 | 0 |  | 0 | 0 | 0 | 0 |  | 0 | 0 | 0 | 0 | 0
2004-03-05 | 2004 | 3 | 5 | 0 | 0 | 0 | 0 | 0 | 0 | 0 | 0 | 0 | 0 | 0 | 0 | 0 | 0 | 0 | 0 | 0 | 0 | 0 | 0 | 0 | 0 | 0 | 0 |  | 0 | 0 | 0 | 0 |  | 0 | 0 | 0 | 0 | 0
2004-03-06 | 2004 | 3 | 6 | 0 | 0 | 0 | 0 | 0 | 0 | 0 | 0 | 0 | 0 | 0 | 0 | 0 | 0 | 0 | 0 | 0 | 0 | 0 | 0 | 0 | 0 | 0 | 0 |  | 0 | 0 | 0 | 0 |  | 0 | 0 | 0 | 0 | 0
2004-03-07 | 2004 | 3 | 7 | 0 | 0 | 0 | 0 | 0 | 0 | 0 | 0 | 0 | 0 | 0 | 0 | 0 | 0 | 0 | 0 | 0 | 0 | 0 | 0 | 0 | 0 | 0 | 0 |  | 0 | 0 | 0 | 0 |  | 0 | 0 | 0 | 0 | 0
2004-03-08 | 2004 | 3 | 8 | 0 | 0 | 0 | 0 | 0 | 0 | 0 | 0 | 0 | 0 | 0 | 0 | 0 | 0 | 0 | 0 | 0 | 0 | 0 | 0 | 0 | 0 | 0 | 0 |  | 0 | 0 | 0 | 0 |  | 0 | 0 | 0 | 0 | 0
2004-03-09 | 2004 | 3 | 9 | 0 | 0 | 0 | 0 | 0 | 0 | 0 | 0 | 0 | 0 | 0 | 0 | 0 | 0 | 0 | 0 | 0.2 | 0.1 | 0.3 | 0.2 | 0.1 | 0.2 | 0 | 0.1 |  | 1.2 | 1.2 | 1.2 | 2.2204e-16 |  | 0 | 0 | 0 | 0 | 0
2004-03-10 | 2004 | 3 | 10 | 0 | 0 | 0 | 0 | 0 | 0 | 0 | 0 | 0 | 0 | 0 | 0 | 0 | 0 | 0 | 0 | 0 | 0 | 0 | 0 | 0 | 0 | 0 | 0 |  | 0 | 0 | 0 | 0 |  | 0 | 0 | 0 | 0 | 0
2004-03-11 | 2004 | 3 | 11 | 0 | 0 | 0 | 0 | 0 | 0 | 0 | 0 | 0 | 0 | 0 | 0 | 0 | 0 | 0 | 0 | 0 | 0 | 0 | 0 | 0 | 0 | 0 | 0 |  | 0 | 0 | 0 | 0 |  | 0 | 0 | 0 | 0 | 0
2004-03-12 | 2004 | 3 | 12 | 0 | 0 | 0 | 0 | 0 | 0 | 0 | 0 | 0 | 0 | 0 | 0 | 0 | 0 | 0 | 0.2 | 0.3 | 0.2 | 0.3 | 0 | 0.2 | 0 | 0 | 0 |  | 1.2 | 1.2 | 1.2 | 0 |  | 0 | 0 | 0 | 0 | 0
2004-03-13 | 2004 | 3 | 13 | 0 | 0 | 0 | 0 | 0 | 0 | 0 | 0 | 0 | 0 | 0 | 0 | 0 | 0 | 0 | 0 | 0 | 0 | 0 | 0 | 0 | 0 | 0 | 0 |  | 0 | 0 | 0 | 0 |  | 0 | 0 | 0 | 0 | 0
2004-03-14 | 2004 | 3 | 14 | 0 | 0 | 0 | 0 | 0 | 0 | 0 | 0 | 0 | 0 | 0 | 0 | 0 | 0 | 0 | 0 | 0 | 0 | 0 | 0 | 0 | 0 | 0 | 0 |  | 0 | 0 | 0 | 0 |  | 0 | 0 | 0 | 0 | 0
2004-03-15 | 2004 | 3 | 15 | 0 | 0 | 0 | 0 | 0 | 0 | 0 | 0 | 0 | 0 | 0 | 0 | 0 | 0 | 0 | 0 | 0 | 0 | 0 | 0 | 0 | 0 | 0 | 0 |  | 0 | 0 | 0 | 0 |  | 0 | 0 | 0 | 0 | 0
2004-03-16 | 2004 | 3 | 16 | 0 | 0 | 0 | 0 | 0 | 0 | 0 | 0 | 0 | 0 | 0 | 0 | 0 | 0 | 0 | 0 | 0 | 0 | 0 | 0 | 0 | 0 | 0 | 0 |  | 0 | 0 | 0 | 0 |  | 0 | 0 | 0 | 0 | 0
2004-03-17 | 2004 | 3 | 17 | 0 | 0 | 0 | 0 | 0 | 0 | 0 | 0 | 0 | 0 | 0 | 0 | 0 | 0 | 0 | 0 | 0 | 0 | 0 | 0 | 0 | 0 | 0 | 0 |  | 0 | 0 | 0 | 0 |  | 0 | 0 | 0 | 0 | 0
2004-03-18 | 2004 | 3 | 18 | 0 | 0 | 0 | 0 | 0 | 0 | 0 | 0 | 1.3 | 0 | 0 | 0 | 0 | 0 | 0 | 0 | 0 | 0 | 0 | 0 | 0 | 1.4 | 1.3 | 0 |  | 4 | 4 | 4 | 0 |  | 0 | 0 | 0 | 0 | 0
2004-03-19 | 2004 | 3 | 19 | 0 | 0 | 0 | 0 | 0 | 0 | 0 | 0 | 0 | 0 | 0 | 0 | 0 | 0 | 0 | 0 | 0 | 0 | 0 | 0 | 0 | 0 | 0 | 0 |  | 0 | 0 | 0 | 0 |  | 0 | 0 | 0 | 0 | 0
2004-03-20 | 2004 | 3 | 20 | 0 | 0 | 0 | 0 | 0 | 0 | 0 | 0 | 0 | 0 | 0 | 0 | 0 | 0 | 0 | 0 | 0 | 0 | 0 | 0 | 0 | 0 | 0 | 0 |  | 0 | 0 | 0 | 0 |  | 0 | 0 | 0 | 0 | 0
2004-03-21 | 2004 | 3 | 21 | 0 | 0 | 0 | 0 | 0 | 0 | 0 | 0 | 0 | 0 | 0 | 0 | 0 | 0 | 0 | 0 | 0 | 0 | 0 | 0 | 0 | 0 | 0 | 0 |  | 0 | 0 | 0 | 0 |  | 0 | 0 | 0 | 0 | 0
2004-03-22 | 2004 | 3 | 22 | 0 | 0 | 0 | 0 | 0 | 0 | 0 | 0 | 0 | 0 | 0 | 0 | 0 | 0 | 0 | 0 | 0 | 0 | 0 | 0 | 0 | 0 | 0 | 0 |  | 0 | 0 | 0 | 0 |  | 0 | 0 | 0 | 0 | 0
2004-03-23 | 2004 | 3 | 23 | 0 | 0 | 0 | 0 | 0 | 0 | 0 | 0 | 0 | 0 | 0 | 0 | 0 | 0 | 0 | 0 | 0 | 0 | 0 | 0 | 0 | 0 | 0 | 0 |  | 0 | 0 | 0 | 0 |  | 0 | 0 | 0 | 0 | 0
2004-03-24 | 2004 | 3 | 24 | 0 | 0 | 0 | 0 | 0 | 0 | 0 | 0 | 0 | 0 | 0 | 0 | 0 | 0 | 0 | 0 | 0 | 0 | 0 | 0 | 0 | 0 | 0 | 0 |  | 0 | 0 | 0 | 0 |  | 0 | 0 | 0 | 0 | 0
2004-03-25 | 2004 | 3 | 25 | 0 | 0 | 0 | 0 | 0 | 0 | 0 | 0 | 0 | 0 | 0 | 0 | 0 | 0 | 0 | 0 | 0 | 0 | 0 | 0 | 0 | 0 | 0 | 0 |  | 0 | 0 | 0 | 0 |  | 0 | 0 | 0 | 0 | 0
2004-03-26 | 2004 | 3 | 26 | 0 | 0 | 0 | 0 | 0 | 0 | 0 | 0 | 0 | 0 | 0 | 0 | 0 | 0 | 0 | 0 | 0 | 0 | 0 | 0 | 0 | 0 | 0 | 0 |  | 0 | 0 | 0 | 0 |  | 0 | 0 | 0 | 0 | 0
2004-03-27 | 2004 | 3 | 27 | 0 | 0 | 0 | 0 | 0 | 0 | 0 | 0 | 0 | 0 | 0 | 0 | 0 | 0 | 0 | 0 | 0 | 0 | 0 | 0 | 0 | 0 | 0 | 0 |  | 0 | 0 | 0 | 0 |  | 0 | 0 | 0 | 0 | 0
2004-03-28 | 2004 | 3 | 28 | 0 | 0 | 0 | 0 | 0 | 0 | 0 | 0 | 0 | 0 | 0 | 0 | 0 | 0 | 0 | 0 | 0 | 0 | 0 | 0 | 0 | 0 | 0 | 0 |  | 0 | 0 | 0 | 0 |  | 0 | 0 | 0 | 0 | 0
2004-03-29 | 2004 | 3 | 29 | 0 | 0 | 0 | 0 | 0 | 0 | 0 | 0 | 0 | 0 | 0 | 0 | 0 | 0 | 0 | 0 | 0 | 0 | 0 | 0 | 0 | 0 | 0 | 0 |  | 0 | 0 | 0 | 0 |  | 0 | 0 | 0 | 0 | 0
2004-03-30 | 2004 | 3 | 30 | 0 | 0 | 0 | 0 | 0 | 0 | 0 | 0 | 0 | 0 | 0 | 0 | 0 | 0 | 0 | 0 | 0 | 0 | 0 | 0 | 0 | 0 | 0 | 0 |  | 0 | 0 | 0 | 0 |  | 0 | 0 | 0 | 0 | 0
2004-03-31 | 2004 | 3 | 31 | 0 | 0 | 0 | 0 | 0 | 0 | 0 | 0 | 0 | 0 | 0 | 0 | 0 | 0 | 0 | 0 | 0 | 0 | 0 | 0 | 0 | 0 | 0 | 0 |  | 0 | 0 | 0 | 0 |  | 0 | 0 | 0 | 0 | 0
2004-04-01 | 2004 | 4 | 1 | 0 | 0 | 0 | 0 | 0 | 0 | 0 | 0.1 | 0.1 | 0.1 | 0.1 | 0.1 | 0.1 | 0 | 0 | 0 | 0 | 0 | 0 | 0 | 0 | 0 | 0 | 0 |  | 0.6 | 0.6 | 0.6 | 0 |  | 0 | 0 | 0 | 0 | 0
2004-04-02 | 2004 | 4 | 2 | 0 | 0 | 0 | 0 | 0 | 0 | 0 | 0 | 0 | 0 | 0 | 0 | 0 | 0 | 0 | 0 | 0 | 0 | 0 | 0 | 0 | 0 | 0 | 0 |  | 0 | 0 | 0 | 0 |  | 0 | 0 | 0 | 0 | 0
2004-04-03 | 2004 | 4 | 3 | 0 | 0 | 0 | 0 | 0 | 0 | 0 | 0 | 0 | 0 | 0 | 0 | 0 | 0 | 0 | 0 | 0 | 0 | 0 | 0 | 0 | 0 | 0 | 0 |  | 0 | 0 | 0 | 0 |  | 0 | 0 | 0 | 0 | 0
2004-04-04 | 2004 | 4 | 4 | 0 | 0 | 0 | 0 | 0 | 0 | 0 | 0 | 0 | 0 | 0 | 0 | 0 | 0 | 0 | 0 | 0 | 0 | 0 | 0 | 0 | 0 | 0 | 0 |  | 0 | 0 | 0 | 0 |  | 0 | 0 | 0 | 0 | 0
2004-04-05 | 2004 | 4 | 5 | 0 | 0 | 0 | 0 | 0 | 0 | 0 | 0 | 0 | 0 | 0 | 0 | 0 | 0 | 0 | 0 | 0 | 0 | 0 | 0 | 0 | 0 | 0 | 0 |  | 0 | 0 | 0 | 0 |  | 0 | 0 | 0 | 0 | 0
2004-04-06 | 2004 | 4 | 6 | 0 | 0 | 0 | 0 | 0 | 0 | 0 | 0 | 0 | 0 | 0 | 0 | 0 | 0 | 0 | 0 | 0 | 0 | 0 | 0 | 0 | 0 | 0 | 0 |  | 0 | 0 | 0 | 0 |  | 0 | 0 | 0 | 0 | 0
2004-04-07 | 2004 | 4 | 7 | 0 | 0 | 0 | 0 | 0 | 0 | 0 | 0 | 0 | 0 | 0 | 0 | 0 | 0 | 0 | 0 | 0 | 0 | 0 | 0 | 0 | 0 | 0 | 0 |  | 0 | 0 | 0 | 0 |  | 0 | 0 | 0 | 0 | 0
2004-04-08 | 2004 | 4 | 8 | 0 | 0 | 0 | 0 | 0 | 0 | 0 | 0 | 0 | 0 | 0 | 0 | 0 | 0 | 0 | 0 | 0 | 0 | 0 | 0 | 0 | 0 | 0 | 0 |  | 0 | 0 | 0 | 0 |  | 0 | 0 | 0 | 0 | 0
2004-04-09 | 2004 | 4 | 9 | 0 | 0 | 0 | 0 | 0 | 0 | 0 | 0 | 0 | 0 | 0 | 0 | 0 | 0 | 0 | 0 | 0 | 0 | 0 | 0 | 0 | 0 | 0 | 0 |  | 0 | 0 | 0 | 0 |  | 0 | 0 | 0 | 0 | 0
2004-04-10 | 2004 | 4 | 10 | 0 | 0 | 0 | 0 | 0 | 0 | 0 | 0 | 0 | 0 | 0 | 0 | 0 | 0 | 0 | 0 | 0 | 0 | 0 | 0 | 0 | 0 | 0 | 0 |  | 0 | 0 | 0 | 0 |  | 0 | 0 | 0 | 0 | 0
2004-04-11 | 2004 | 4 | 11 | 0 | 0 | 0 | 0 | 0 | 0 | 0 | 0 | 0 | 0 | 0 | 0 | 0 | 0 | 0 | 0 | 0 | 0 | 0 | 0 | 0 | 0 | 0 | 0 |  | 0 | 0 | 0 | 0 |  | 0 | 0 | 0 | 0 | 0
2004-04-12 | 2004 | 4 | 12 | 0 | 0 | 0 | 0 | 0 | 0 | 0 | 0 | 0 | 0 | 0 | 0 | 0 | 0 | 0 | 0 | 0 | 0 | 0 | 0 | 0 | 0 | 0 | 0 |  | 0 | 0 | 0 | 0 |  | 0 | 0 | 0 | 0 | 0
2004-04-13 | 2004 | 4 | 13 | 0 | 0 | 0 | 0 | 0 | 0 | 0 | 0 | 0 | 0 | 0 | 0 | 0 | 0 | 0 | 0 | 0 | 0 | 0 | 0 | 0 | 0 | 0 | 0 |  | 0 | 0 | 0 | 0 |  | 0 | 0 | 0 | 0 | 0
2004-04-14 | 2004 | 4 | 14 | 0 | 0 | 0.6 | 0.6 | 0.5 | 0.6 | 0.6 | 1.1 | 0.6 | 1.7 | 0.6 | 0.6 | 0.6 | 0.5 | 0.6 | 0.6 | 0 | 0 | 0 | 0 | 0 | 0 | 0 | 0 |  | 9.8 | 9.8 | 9.8 | 1.7764e-15 |  | 0 | 0 | 0 | 0 | 0
2004-04-15 | 2004 | 4 | 15 | 0 | 0 | 0 | 0 | 0 | 0 | 0 | 0 | 0 | 0 | 0 | 0 | 0 | 0 | 0 | 0 | 0 | 0 | 0 | 0 | 0 | 0 | 0 | 0 |  | 0 | 0 | 0 | 0 |  | 0 | 0 | 0 | 0 | 0
2004-04-16 | 2004 | 4 | 16 | 0.1 | 0.2 | 0.1 | 0.2 | 0.1 | 0.2 | 0.1 | 0.2 | 0.1 | 0.2 | 0.1 | 0.2 | 0.1 | 0.2 | 0.1 | 0.2 | 0.1 | 0.1 | 0.2 | 0.2 | 0.2 | 0.1 | 0.2 | 0.1 |  | 3.6 | 3.6 | 3.6 | 1.7764e-15 |  | 0 | 0 | 0 | 0 | 0
2004-04-17 | 2004 | 4 | 17 | 0.1 | 0.1 | 0 | 0.1 | 0.1 | 0.1 | 0 | 0 | 0 | 0 | 0 | 0 | 0 | 0 | 0 | 0 | 0 | 0 | 0.1 | 0 | 0 | 0 | 0 | 0 |  | 0.6 | 0.6 | 0.6 | 0 |  | 0 | 0 | 0 | 0 | 0
2004-04-18 | 2004 | 4 | 18 | 0 | 0 | 0 | 0 | 0 | 0 | 0 | 0 | 0 | 0 | 0 | 0 | 0 | 0 | 0 | 0 | 0 | 0 | 0 | 0 | 0 | 0 | 0 | 0 |  | 0 | 0 | 0 | 0 |  | 0 | 0 | 0 | 0 | 0
2004-04-19 | 2004 | 4 | 19 | 0 | 0 | 0 | 0 | 0 | 0 | 0 | 0 | 0 | 0 | 0 | 0 | 0 | 0 | 0 | 0 | 0 | 0 | 0 | 0 | 0 | 0 | 0 | 0 |  | 0 | 0 | 0 | 0 |  | 0 | 0 | 0 | 0 | 0
2004-04-20 | 2004 | 4 | 20 | 0 | 0 | 0 | 0 | 0 | 0 | 0 | 0 | 0 | 0 | 0 | 0 | 0 | 0 | 0 | 0 | 0 | 0 | 0 | 0 | 0 | 0 | 0 | 0 |  | 0 | 0 | 0 | 0 |  | 0 | 0 | 0 | 0 | 0
2004-04-21 | 2004 | 4 | 21 | 0 | 0 | 0 | 0 | 0 | 0 | 0 | 0 | 0 | 0 | 0 | 0 | 0 | 0 | 0 | 0 | 0 | 0 | 0 | 0 | 0 | 0 | 0 | 0 |  | 0 | 0 | 0 | 0 |  | 0 | 0 | 0 | 0 | 0
2004-04-22 | 2004 | 4 | 22 | 0 | 0 | 0 | 0 | 0 | 0 | 0 | 0 | 0 | 0 | 0 | 0 | 0 | 0 | 0 | 0 | 0 | 0 | 0 | 0 | 0 | 0 | 0 | 0 |  | 0 | 0 | 0 | 0 |  | 0 | 0 | 0 | 0 | 0
2004-04-23 | 2004 | 4 | 23 | 0 | 0 | 0 | 0 | 0 | 0 | 0 | 0 | 0 | 0 | 0 | 0 | 0 | 0 | 0 | 0 | 0 | 0 | 0 | 0 | 0 | 0 | 0 | 0.4 |  | 0.4 | 0.4 | 0.4 | 0 |  | 0 | 0 | 0 | 0 | 0
2004-04-24 | 2004 | 4 | 24 | 0 | 0 | 0 | 0 | 0 | 0 | 0 | 0 | 0 | 0 | 0 | 0 | 0 | 0 | 0 | 0 | 0 | 0 | 0 | 0 | 0 | 0 | 0 | 0 |  | 0 | 0 | 0 | 0 |  | 0 | 0 | 0 | 0 | 0
2004-04-25 | 2004 | 4 | 25 | 0 | 0 | 0 | 0 | 0 | 0 | 0 | 0 | 0 | 0 | 0 | 0 | 0 | 0 | 0 | 0 | 0 | 0 | 0 | 0 | 0 | 0 | 0 | 0 |  | 0 | 0 | 0 | 0 |  | 0 | 0 | 0 | 0 | 0
2004-04-26 | 2004 | 4 | 26 | 0 | 0 | 0 | 0 | 0 | 0 | 0 | 0 | 0 | 0 | 0 | 0 | 0 | 0 | 0 | 0 | 0 | 0 | 0 | 0 | 0 | 0 | 0 | 0 |  | 0 | 0 | 0 | 0 |  | 0 | 0 | 0 | 0 | 0
2004-04-27 | 2004 | 4 | 27 | 0 | 0 | 0 | 0 | 0 | 0 | 0 | 0 | 0 | 0 | 0 | 0 | 0 | 0 | 0 | 0 | 0 | 0.5 | 0.4 | 0.5 | 0.5 | 0.4 | 0.5 | 0 |  | 2.8 | 2.8 | 2.8 | 0 |  | 0 | 0 | 0 | 0 | 0
2004-04-28 | 2004 | 4 | 28 | 0 | 0 | 0.1 | 0 | 0.1 | 0 | 0 | 0 | 0 | 0 | 0 | 0 | 0 | 0 | 0 | 0 | 0 | 0 | 0 | 0 | 0 | 0 | 0 | 0 |  | 0.2 | 0.2 | 0.2 | 0 |  | 0 | 0 | 0 | 0 | 0
2004-04-29 | 2004 | 4 | 29 | 0 | 0 | 0 | 0 | 0 | 0 | 0 | 0 | 0 | 0 | 0 | 0 | 0 | 0 | 0 | 0 | 0 | 0 | 0 | 0 | 0 | 0 | 0 | 0 |  | 0 | 0 | 0 | 0 |  | 0 | 0 | 0 | 0 | 0
2004-04-30 | 2004 | 4 | 30 | 0 | 0 | 0 | 0 | 0 | 0 | 0 | 0 | 0 | 0 | 0 | 0 | 0 | 0 | 0 | 0 | 0 | 0 | 0 | 0 | 0 | 0 | 0 | 0 |  | 0 | 0 | 0 | 0 |  | 0 | 0 | 0 | 0 | 0
2004-05-01 | 2004 | 5 | 1 | 0 | 0 | 0 | 0 | 0 | 0 | 0 | 0 | 0 | 0 | 0 | 0 | 0 | 0 | 0 | 0 | 0 | 0 | 0 | 0 | 0 | 0 | 0 | 0 |  | 0 | 0 | 0 | 0 |  | 0 | 0 | 0 | 0 | 0
2004-05-02 | 2004 | 5 | 2 | 0 | 0 | 0 | 0 | 0 | 0 | 0 | 0 | 0 | 0 | 0 | 0 | 0 | 0 | 0 | 0 | 0 | 0 | 0 | 0 | 0 | 0 | 0 | 0 |  | 0 | 0 | 0 | 0 |  | 0 | 0 | 0 | 0 | 0
2004-05-03 | 2004 | 5 | 3 | 0 | 0 | 0 | 0 | 0 | 0 | 0 | 0 | 0 | 0 | 0 | 0 | 0 | 0 | 0 | 0 | 0 | 0 | 0 | 0 | 0 | 0 | 0 | 0 |  | 0 | 0 | 0 | 0 |  | 0 | 0 | 0 | 0 | 0
2004-05-04 | 2004 | 5 | 4 | 0 | 0 | 0 | 0 | 0 | 0 | 0 | 0 | 0 | 0 | 0 | 0 | 0 | 0 | 0 | 0 | 0 | 0.7 | 0.6 | 0.7 | 0.6 | 0.7 | 0.6 | 0.7 |  | 4.6 | 4.6 | 4.6 | 0 |  | 4.6 | 0 | 0 | 0 | 0
2004-05-05 | 2004 | 5 | 5 | 0.1 | 0.1 | 0.1 | 0.1 | 0.1 | 0.1 | 0.1 | 0.1 | 0 | 0.1 | 0.1 | 0.1 | 0.1 | 0.1 | 0.1 | 0.1 | 0.1 | 0.1 | 0.1 | 0.1 | 0.2 | 0.1 | 0.1 | 0.1 |  | 2.4 | 2.4 | 2.4 | 8.8818e-16 |  | 2.4 | 0 | 0 | 0 | 0
2004-05-06 | 2004 | 5 | 6 | 0 | 0 | 0 | 0 | 0 | 0 | 0 | 0 | 0 | 0 | 0 | 0 | 0 | 0 | 0 | 0 | 0 | 0 | 0 | 0 | 0 | 0 | 0 | 0 |  | 0 | 0 | 0 | 0 |  | 0 | 0 | 0 | 0 | 0
2004-05-07 | 2004 | 5 | 7 | 0 | 0 | 0 | 0 | 0 | 0 | 0 | 0 | 0 | 0 | 0 | 0 | 0 | 0 | 0 | 0 | 0 | 0 | 0 | 0 | 0 | 0 | 0 | 0 |  | 0 | 0 | 0 | 0 |  | 0 | 0 | 0 | 0 | 0
2004-05-08 | 2004 | 5 | 8 | 0 | 0 | 0 | 0 | 0 | 0 | 0 | 0 | 0 | 0 | 0 | 0 | 0 | 0 | 0 | 0 | 0 | 0 | 0 | 0 | 0.1 | 0 | 0.1 | 0 |  | 0.2 | 0.2 | 0.2 | 0 |  | 0.2 | 0 | 0 | 0 | 0
2004-05-09 | 2004 | 5 | 9 | 0 | 0 | 0 | 0.1 | 0.1 | 0.1 | 0.2 | 0.1 | 0.1 | 0.1 | 0.1 | 0.1 | 0.1 | 0.2 | 0.1 | 0.1 | 0.1 | 0.1 | 0.1 | 0.1 | 0.2 | 0.1 | 0.1 | 0.1 |  | 2.4 | 2.4 | 2.4 | 8.8818e-16 |  | 2.4 | 0 | 0 | 0 | 0
2004-05-10 | 2004 | 5 | 10 | 0.2 | 0.3 | 0 | 0 | 0 | 0 | 0 | 0 | 0 | 0 | 0 | 0 | 0 | 0 | 0 | 0 | 0 | 0 | 0 | 0 | 0 | 0.2 | 0.3 | 0.2 |  | 1.2 | 1.2 | 1.2 | 0 |  | 1.2 | 0 | 0 | 0 | 0
2004-05-11 | 2004 | 5 | 11 | 0.8 | 0.9 | 0.8 | 0.8 | 0.8 | 0.8 | 0.9 | 0.8 | 0.8 | 0.9 | 0.8 | 0.8 | 0.8 | 0.8 | 0.9 | 0.8 | 0.8 | 0.8 | 0.9 | 0.8 | 0.8 | 0.8 | 0.9 | 0.8 |  | 19.8 | 19.8 | 19.8 | 3.5527e-15 |  | 19.8 | 0 | 0 | 0 | 0
2004-05-12 | 2004 | 5 | 12 | 0.2 | 0.1 | 0.2 | 0.1 | 0.2 | 0.1 | 0.2 | 0.1 | 0 | 0 | 0 | 0 | 0 | 0 | 0 | 0 | 0 | 0 | 0 | 0 | 0 | 0 | 0 | 0 |  | 1.2 | 1.2 | 1.2 | 2.2204e-16 |  | 1.2 | 0 | 0 | 0 | 0
2004-05-13 | 2004 | 5 | 13 | 0 | 0 | 0 | 0 | 0 | 0 | 0 | 0 | 0 | 0 | 0 | 0 | 0 | 0 | 0 | 0 | 0 | 0 | 0 | 0 | 0 | 0 | 0 | 0 |  | 0 | 0 | 0 | 0 |  | 0 | 0 | 0 | 0 | 0
2004-05-14 | 2004 | 5 | 14 | 0 | 0 | 0 | 0 | 0 | 0 | 0 | 0 | 0 | 0 | 0 | 0 | 0 | 0 | 0 | 0 | 0 | 0 | 0 | 0 | 0 | 0 | 0 | 0 |  | 0 | 0 | 0 | 0 |  | 0 | 0 | 0 | 0 | 0
2004-05-15 | 2004 | 5 | 15 | 0 | 0 | 0 | 0 | 0 | 0 | 0 | 0 | 0 | 0 | 0 | 0 | 0 | 0 | 0 | 0 | 0 | 0 | 0 | 0 | 0 | 0 | 0 | 0 |  | 0 | 0 | 0 | 0 |  | 0 | 0 | 0 | 0 | 0
2004-05-16 | 2004 | 5 | 16 | 0 | 0 | 0 | 0 | 0 | 0 | 0 | 0 | 0 | 0 | 0 | 0 | 0 | 0 | 0 | 0 | 0 | 0 | 0 | 0 | 0 | 0 | 0 | 0 |  | 0 | 0 | 0 | 0 |  | 0 | 0 | 0 | 0 | 0
2004-05-17 | 2004 | 5 | 17 | 0 | 0 | 0 | 0 | 0 | 0 | 0 | 0 | 0 | 0 | 0 | 0 | 0 | 0 | 0 | 0 | 0 | 0 | 0 | 0 | 0 | 0 | 0 | 0 |  | 0 | 0 | 0 | 0 |  | 0 | 0 | 0 | 0 | 0
2004-05-18 | 2004 | 5 | 18 | 0 | 0 | 0 | 0 | 0 | 0 | 0 | 0 | 0 | 0 | 0 | 0 | 0 | 0 | 0 | 0 | 0 | 0 | 0 | 0 | 0 | 0 | 0 | 0 |  | 0 | 0 | 0 | 0 |  | 0 | 0 | 0 | 0 | 0
2004-05-19 | 2004 | 5 | 19 | 0 | 0 | 0 | 0 | 0 | 0 | 0 | 0 | 0 | 0 | 0 | 0 | 0 | 0.3 | 0.2 | 0 | 0 | 0 | 0 | 0 | 0.3 | 0.3 | 0.2 | 0.3 |  | 1.6 | 1.6 | 1.6 | 0 |  | 1.6 | 0 | 0 | 0 | 0
2004-05-20 | 2004 | 5 | 20 | 0.6 | 0 | 0 | 0 | 0 | 0 | 0.6 | 0 | 0.6 | 0.5 | 0.6 | 0.6 | 0.6 | 0.6 | 0.6 | 0.5 | 0.6 | 0.6 | 0.6 | 0 | 0 | 0 | 0 | 0 |  | 7.6 | 7.6 | 7.6 | 1.7764e-15 |  | 7.6 | 0 | 0 | 0 | 0
2004-05-21 | 2004 | 5 | 21 | 0 | 0 | 0 | 0 | 0 | 0 | 0 | 0 | 0 | 0 | 0 | 0 | 0 | 0 | 0 | 0 | 0 | 0 | 0 | 0 | 0 | 0 | 0 | 0 |  | 0 | 0 | 0 | 0 |  | 0 | 0 | 0 | 0 | 0
2004-05-22 | 2004 | 5 | 22 | 0 | 0 | 0.6 | 0.6 | 0 | 0 | 0 | 0 | 0 | 0 | 0 | 0.6 | 0.6 | 0.6 | 0.6 | 0.6 | 0.6 | 0.6 | 0.6 | 0.6 | 0 | 0.6 | 0.6 | 0.6 |  | 8.4 | 8.4 | 8.4 | 1.7764e-15 |  | 8.4 | 0 | 0 | 0 | 0
2004-05-23 | 2004 | 5 | 23 | 0 | 0 | 0 | 0 | 0 | 0 | 0 | 0 | 0 | 0 | 0 | 0 | 0 | 0 | 0 | 0 | 0 | 0 | 0 | 0 | 0 | 0 | 0 | 0 |  | 0 | 0 | 0 | 0 |  | 0 | 0 | 0 | 0 | 0
2004-05-24 | 2004 | 5 | 24 | 0 | 0 | 0 | 0 | 0 | 0 | 0 | 0 | 0 | 0 | 0 | 0.2 | 0.2 | 0 | 0 | 0 | 0 | 0 | 0 | 0 | 0 | 0 | 0 | 0 |  | 0.4 | 0.4 | 0.4 | 0 |  | 0.4 | 0 | 0 | 0 | 0
2004-05-25 | 2004 | 5 | 25 | 0 | 0 | 0 | 0 | 0 | 0 | 0 | 0 | 0 | 0 | 0 | 0 | 0 | 0 | 0 | 0 | 0 | 0 | 0 | 0 | 0 | 0 | 0 | 0 |  | 0 | 0 | 0 | 0 |  | 0 | 0 | 0 | 0 | 0
2004-05-26 | 2004 | 5 | 26 | 0 | 0 | 0 | 0 | 0 | 0 | 0 | 0 | 0 | 0 | 0 | 0 | 0 | 0 | 0 | 0 | 0 | 0 | 0 | 0 | 0 | 0 | 0 | 0 |  | 0 | 0 | 0 | 0 |  | 0 | 0 | 0 | 0 | 0
2004-05-27 | 2004 | 5 | 27 | 0 | 0 | 0 | 0 | 0 | 0 | 0 | 0 | 0 | 0 | 0 | 0 | 0.3 | 0 | 0 | 0.3 | 0 | 0 | 0 | 0 | 0 | 0 | 0 | 0 |  | 0.6 | 0.6 | 0.6 | 0 |  | 0.6 | 0 | 0 | 0 | 0
2004-05-28 | 2004 | 5 | 28 | 0 | 0 | 0 | 0 | 0 | 0 | 0 | 0 | 0 | 0 | 0 | 0 | 0 | 0 | 0 | 0 | 0 | 0 | 1.9 | 1.1 | 0.2 | 0 | 0 | 0 |  | 3.2 | 3.2 | 3.2 | 0 |  | 3.2 | 0 | 0 | 0 | 0
2004-05-29 | 2004 | 5 | 29 | 0 | 0 | 0 | 0 | 0 | 0 | 0 | 0 | 0 | 0 | 0 | 0 | 0 | 0 | 0.2 | 0.5 | 1.2 | 0 | 0 | 0 | 0 | 0 | 0 | 0 |  | 1.9 | 1.9 | 1.9 | 0 |  | 1.9 | 0 | 0 | 0 | 0
2004-05-30 | 2004 | 5 | 30 | 0 | 0 | 0 | 0 | 0 | 0 | 0 | 0 | 0 | 0 | 0 | 0 | 0 | 0 | 0 | 0 | 0 | 0 | 0 | 0 | 0 | 0 | 0 | 0 |  | 0 | 0 | 0 | 0 |  | 0 | 0 | 0 | 0 | 0
2004-05-31 | 2004 | 5 | 31 | 0 | 0 | 0 | 0 | 0 | 0 | 0 | 0 | 0 | 0 | 0 | 0 | 0 | 0 | 0 | 0 | 0 | 0 | 0 | 0 | 0 | 0 | 0 | 0 |  | 0 | 0 | 0 | 0 |  | 0 | 0 | 0 | 0 | 0
2004-06-01 | 2004 | 6 | 1 | 0 | 0 | 0 | 0 | 0 | 0 | 0 | 0 | 0 | 0 | 0 | 0 | 0 | 0 | 0 | 0 | 0 | 0 | 0 | 0 | 0 | 0 | 0 | 0 |  | 0 | 0 | 0 | 0 |  | 0 | 0 | 0 | 0 | 0
2004-06-02 | 2004 | 6 | 2 | 0 | 0 | 0 | 0 | 0 | 0 | 0 | 0 | 0 | 0 | 0 | 0 | 0 | 0 | 0 | 0 | 0 | 0 | 0 | 0 | 0 | 0 | 0 | 0 |  | 0 | 0 | 0 | 0 |  | 0 | 0 | 0 | 0 | 0
2004-06-03 | 2004 | 6 | 3 | 0 | 0 | 0 | 0 | 0 | 0 | 0 | 0 | 0 | 0 | 0 | 0 | 0 | 0 | 0 | 0 | 0 | 0 | 0 | 0 | 0 | 0 | 0 | 0 |  | 0 | 0 | 0 | 0 |  | 0 | 0 | 0 | 0 | 0
2004-06-04 | 2004 | 6 | 4 | 0 | 0 | 0 | 0 | 0 | 0 | 0 | 0 | 0 | 0 | 0 | 0 | 0 | 0 | 0 | 0 | 0 | 0 | 0 | 0 | 0 | 0 | 0 | 0 |  | 0 | 0 | 0 | 0 |  | 0 | 0 | 0 | 0 | 0
2004-06-05 | 2004 | 6 | 5 | 0 | 0 | 0 | 0 | 0 | 0 | 0 | 0 | 0 | 0 | 0 | 0 | 0 | 0 | 0 | 0 | 0 | 0 | 0 | 0 | 0 | 0 | 0 | 0 |  | 0 | 0 | 0 | 0 |  | 0 | 0 | 0 | 0 | 0
2004-06-06 | 2004 | 6 | 6 | 0 | 0 | 0 | 0 | 0 | 0 | 0 | 0 | 0 | 0 | 13.7 | 6.9 | 4 | 2.4 | 1.2 | 1.2 | 4.1 | 2.6 | 2.7 | 2.8 | 0.2 | 1.4 | 2.2 | 0.4 |  | 45.8 | 45.8 | 45.8 | 7.1054e-15 |  | 0 | 45.8 | 0 | 0 | 0
2004-06-07 | 2004 | 6 | 7 | 0.4 | 0 | 0 | 0 | 0 | 0 | 0 | 0 | 0 | 0 | 0 | 0 | 0 | 0 | 0 | 0 | 0 | 0 | 0 | 0 | 0 | 0 | 0 | 0 |  | 0.4 | 0.4 | 0.4 | 0 |  | 0 | 0.4 | 0 | 0 | 0
2004-06-08 | 2004 | 6 | 8 | 0 | 0 | 0 | 0 | 0 | 0 | 0 | 0 | 0 | 0 | 0 | 0 | 0 | 0 | 0 | 0 | 0 | 0 | 0 | 0 | 0 | 0 | 0 | 0 |  | 0 | 0 | 0 | 0 |  | 0 | 0 | 0 | 0 | 0
2004-06-09 | 2004 | 6 | 9 | 0 | 0 | 0 | 0 | 0 | 0 | 0 | 0 | 0 | 0 | 0 | 0 | 0 | 0 | 0 | 0 | 0 | 0 | 0 | 0 | 0 | 0 | 0 | 0 |  | 0 | 0 | 0 | 0 |  | 0 | 0 | 0 | 0 | 0
2004-06-10 | 2004 | 6 | 10 | 0 | 0 | 0 | 0 | 0 | 0 | 0 | 0 | 0 | 0 | 0 | 0 | 0 | 0 | 0 | 0 | 0 | 0 | 0 | 0 | 0 | 0 | 0 | 0 |  | 0 | 0 | 0 | 0 |  | 0 | 0 | 0 | 0 | 0
2004-06-11 | 2004 | 6 | 11 | 0 | 0 | 0 | 0 | 0 | 0 | 0 | 0 | 0 | 0 | 0 | 0 | 0 | 0 | 0 | 0 | 0 | 0 | 0 | 0 | 0 | 0 | 0 | 0 |  | 0 | 0 | 0 | 0 |  | 0 | 0 | 0 | 0 | 0
2004-06-12 | 2004 | 6 | 12 | 0 | 0 | 0 | 0 | 0 | 0 | 0 | 0 | 0 | 0 | 0 | 0 | 0 | 0.2 | 0 | 0 | 0 | 0 | 0 | 3.5 | 1.6 | 0.6 | 0.4 | 1 |  | 7.3 | 7.3 | 7.3 | 8.8818e-16 |  | 0 | 7.3 | 0 | 0 | 0
2004-06-13 | 2004 | 6 | 13 | 2.3 | 0.6 | 0 | 0 | 0 | 0 | 0 | 0 | 0 | 0 | 0 | 0 | 0 | 0 | 0 | 3.5 | 0.8 | 0 | 0 | 0 | 0 | 0 | 0 | 0 |  | 7.2 | 7.2 | 7.2 | 0 |  | 0 | 7.2 | 0 | 0 | 0
2004-06-14 | 2004 | 6 | 14 | 0 | 0 | 0 | 0 | 0 | 0 | 0 | 0 | 0 | 0 | 0 | 0 | 0 | 0.2 | 0 | 0 | 1.5 | 2.9 | 0.2 | 0 | 0 | 0 | 0 | 0 |  | 4.8 | 4.8 | 4.8 | 0 |  | 0 | 4.8 | 0 | 0 | 0
2004-06-15 | 2004 | 6 | 15 | 0 | 0.6 | 0.4 | 0 | 0 | 0 | 0 | 0 | 0 | 0 | 0 | 0 | 0 | 0 | 0 | 0 | 0 | 0 | 0 | 0 | 0 | 0 | 0 | 0 |  | 1 | 1 | 1 | 0 |  | 0 | 1 | 0 | 0 | 0
2004-06-16 | 2004 | 6 | 16 | 0 | 0 | 0 | 0 | 0 | 0 | 0 | 0 | 0 | 0 | 0 | 0 | 0 | 0 | 0 | 0.2 | 0 | 0 | 0 | 0 | 0 | 0.5 | 0.2 | 0 |  | 0.9 | 0.9 | 0.9 | 1.1102e-16 |  | 0 | 0.9 | 0 | 0 | 0
2004-06-17 | 2004 | 6 | 17 | 0 | 0 | 0 | 0 | 0 | 0 | 0 | 0 | 0 | 0 | 0 | 0 | 0 | 0 | 0 | 0 | 0 | 0 | 0 | 0 | 0 | 0 | 0 | 0 |  | 0 | 0 | 0 | 0 |  | 0 | 0 | 0 | 0 | 0
2004-06-18 | 2004 | 6 | 18 | 0 | 0 | 0 | 0 | 0 | 0 | 0 | 0 | 0 | 0 | 0 | 0 | 0 | 0 | 0 | 0 | 0 | 0 | 0 | 0 | 0 | 0 | 0 | 0 |  | 0 | 0 | 0 | 0 |  | 0 | 0 | 0 | 0 | 0
2004-06-19 | 2004 | 6 | 19 | 0 | 0 | 0 | 0 | 0 | 0 | 0 | 0 | 0 | 0 | 0 | 0 | 0 | 0 | 0 | 0 | 0 | 0 | 0 | 0 | 0 | 0 | 0 | 0 |  | 0 | 0 | 0 | 0 |  | 0 | 0 | 0 | 0 | 0
2004-06-20 | 2004 | 6 | 20 | 0 | 0 | 0 | 0 | 0 | 0 | 0.9 | 0 | 0.2 | 0 | 0.7 | 0.9 | 0 | 0 | 0 | 0 | 0 | 0 | 0 | 0 | 0 | 0 | 0 | 0 |  | 2.7 | 2.7 | 2.7 | 0 |  | 0 | 2.7 | 0 | 0 | 0
2004-06-21 | 2004 | 6 | 21 | 0 | 0 | 0 | 0 | 0 | 0 | 0 | 0 | 0 | 0 | 0 | 0 | 0 | 0 | 0 | 0 | 0 | 0 | 0 | 0 | 0 | 1.3 | 0.9 | 0 |  | 2.2 | 2.2 | 2.2 | 0 |  | 0 | 2.2 | 0 | 0 | 0
2004-06-22 | 2004 | 6 | 22 | 1.2 | 1.2 | 0 | 0 | 0 | 0 | 0 | 0 | 0 | 0 | 0 | 0 | 0 | 0 | 0 | 0 | 0 | 0 | 0 | 0 | 0 | 0 | 0 | 0 |  | 2.4 | 2.4 | 2.4 | 0 |  | 0 | 2.4 | 0 | 0 | 0
2004-06-23 | 2004 | 6 | 23 | 0 | 0 | 0 | 0 | 0 | 0 | 0 | 0 | 0 | 0 | 0 | 0 | 0 | 0 | 0 | 0 | 0 | 0 | 0 | 0.5 | 2.9 | 0.2 | 0 | 0 |  | 3.6 | 3.6 | 3.6 | 0 |  | 0 | 3.6 | 0 | 0 | 0
2004-06-24 | 2004 | 6 | 24 | 0 | 0 | 0 | 0 | 0 | 0 | 0 | 0 | 0 | 0 | 0 | 0 | 0 | 0 | 0 | 0 | 0 | 0 | 0 | 0 | 0 | 0 | 0 | 0 |  | 0 | 0 | 0 | 0 |  | 0 | 0 | 0 | 0 | 0
2004-06-25 | 2004 | 6 | 25 | 0 | 0 | 0 | 0 | 0 | 0 | 0 | 0 | 0 | 0 | 0 | 0 | 0 | 0 | 0 | 0 | 0 | 0 | 14.5 | 2.3 | 0 | 0 | 0 | 0 |  | 16.8 | 16.8 | 16.8 | 0 |  | 0 | 16.8 | 0 | 0 | 0
2004-06-26 | 2004 | 6 | 26 | 0 | 0 | 0 | 0 | 0 | 0 | 0 | 0 | 0 | 0 | 0 | 0 | 0 | 0 | 0 | 0 | 0 | 0 | 0 | 0 | 0 | 0 | 0 | 0 |  | 0 | 0 | 0 | 0 |  | 0 | 0 | 0 | 0 | 0
2004-06-27 | 2004 | 6 | 27 | 0 | 0 | 0 | 0 | 0 | 0 | 0 | 0 | 0 | 0 | 0 | 0 | 0 | 0 | 0 | 0 | 0 | 0 | 0 | 0 | 0 | 0 | 0 | 0 |  | 0 | 0 | 0 | 0 |  | 0 | 0 | 0 | 0 | 0
2004-06-28 | 2004 | 6 | 28 | 0 | 0 | 0 | 0 | 0 | 0 | 0 | 0 | 0 | 0 | 0 | 0 | 0 | 0 | 0 | 0 | 0 | 0 | 0 | 0 | 0 | 0 | 0 | 0 |  | 0 | 0 | 0 | 0 |  | 0 | 0 | 0 | 0 | 0
2004-06-29 | 2004 | 6 | 29 | 0 | 0 | 0 | 0 | 0 | 0 | 0 | 0 | 0 | 0 | 0 | 0 | 0 | 0 | 0 | 0 | 0 | 0 | 0 | 0 | 0 | 0 | 0 | 0 |  | 0 | 0 | 0 | 0 |  | 0 | 0 | 0 | 0 | 0
2004-06-30 | 2004 | 6 | 30 | 0 | 0 | 0 | 0 | 0 | 0 | 2.4 | 0.8 | 0 | 0 | 0 | 0 | 0 | 0 | 0 | 0 | 0 | 0 | 0 | 0 | 0 | 0 | 0 | 0 |  | 3.2 | 3.2 | 3.2 | 0 |  | 0 | 3.2 | 0 | 0 | 0
2004-07-01 | 2004 | 7 | 1 | 0 | 0 | 0 | 0 | 0 | 0 | 0 | 0 | 0 | 0 | 0 | 0 | 0 | 0 | 0.3 | 0 | 0.7 | 0 | 0 | 0 | 0 | 0 | 0 | 0 |  | 1 | 1 | 1 | 0 |  | 0 | 0 | 1 | 0 | 0
2004-07-02 | 2004 | 7 | 2 | 0 | 0 | 0 | 0 | 0.5 | 0.9 | 0 | 0 | 0 | 0 | 0 | 0 | 0 | 0 | 0 | 0 | 0 | 0 | 0 | 0 | 0 | 2.8 | 0 | 0 |  | 4.2 | 4.2 | 4.2 | 8.8818e-16 |  | 0 | 0 | 4.2 | 0 | 0
2004-07-03 | 2004 | 7 | 3 | 0 | 1.1 | 0 | 2.4 | 0 | 0 | 0 | 0 | 0 | 0 | 0 | 0 | 0 | 0 | 0 | 0.2 | 0.7 | 0 | 0 | 0 | 0 | 0.2 | 0 | 0 |  | 4.6 | 4.6 | 4.6 | 8.8818e-16 |  | 0 | 0 | 4.6 | 0 | 0
2004-07-04 | 2004 | 7 | 4 | 0.3 | 0 | 0 | 0 | 0 | 0 | 0 | 0 | 0 | 0.3 | 0.3 | 0.3 | 0 | 0.3 | 0 | 0 | 0 | 0 | 0 | 0 | 0 | 0 | 0 | 0 |  | 1.5 | 1.5 | 1.5 | 0 |  | 0 | 0 | 1.5 | 0 | 0
2004-07-05 | 2004 | 7 | 5 | 0 | 0 | 0 | 0 | 0 | 0 | 0 | 0 | 0 | 0 | 0 | 0 | 0 | 0 | 0 | 0 | 0 | 0 | 0 | 0 | 0 | 0 | 0 | 0 |  | 0 | 0 | 0 | 0 |  | 0 | 0 | 0 | 0 | 0
2004-07-06 | 2004 | 7 | 6 | 0 | 0 | 0 | 0 | 0 | 0 | 0 | 0 | 0 | 0 | 0 | 0 | 0 | 0 | 0 | 0 | 0 | 0 | 0 | 0 | 0 | 0 | 0 | 0 |  | 0 | 0 | 0 | 0 |  | 0 | 0 | 0 | 0 | 0
2004-07-07 | 2004 | 7 | 7 | 0 | 0 | 0 | 0 | 0 | 0 | 0 | 0 | 0 | 0.4 | 0 | 0 | 6.2 | 4.2 | 0 | 0 | 0 | 0 | 0 | 1 | 0.6 | 1.6 | 1.2 | 0.2 |  | 15.4 | 15.4 | 15.4 | 1.7764e-15 |  | 0 | 0 | 15.4 | 0 | 0
2004-07-08 | 2004 | 7 | 8 | 0.2 | 0 | 0.4 | 0 | 0 | 0 | 0 | 0 | 0 | 0 | 0 | 0 | 0 | 0 | 0 | 0 | 0 | 0 | 0 | 0 | 0 | 0 | 0 | 0 |  | 0.6 | 0.6 | 0.6 | 1.1102e-16 |  | 0 | 0 | 0.6 | 0 | 0
2004-07-09 | 2004 | 7 | 9 | 0 | 0 | 0 | 0 | 0 | 0 | 0 | 0 | 0 | 0 | 0 | 0 | 0 | 0 | 0 | 0 | 0 | 0 | 0 | 0 | 0 | 0 | 0 | 0 |  | 0 | 0 | 0 | 0 |  | 0 | 0 | 0 | 0 | 0
2004-07-10 | 2004 | 7 | 10 | 0 | 0 | 0 | 0 | 0 | 0 | 0 | 0 | 0 | 0 | 0 | 0 | 0 | 0 | 0 | 0 | 0 | 0 | 0 | 0 | 0 | 0 | 0 | 0 |  | 0 | 0 | 0 | 0 |  | 0 | 0 | 0 | 0 | 0
2004-07-11 | 2004 | 7 | 11 | 0 | 0 | 0 | 0 | 0 | 0 | 0 | 0 | 0 | 0 | 0 | 4.8 | 0 | 0.2 | 0 | 0 | 0 | 0 | 0 | 0 | 0 | 0 | 0 | 0 |  | 5 | 5 | 5 | 0 |  | 0 | 0 | 5 | 0 | 0
2004-07-12 | 2004 | 7 | 12 | 0 | 0 | 0 | 0 | 0 | 0 | 0 | 0 | 0 | 0 | 0 | 0 | 0 | 0 | 0 | 0 | 0 | 0 | 0 | 0 | 0 | 0 | 0 | 0 |  | 0 | 0 | 0 | 0 |  | 0 | 0 | 0 | 0 | 0
2004-07-13 | 2004 | 7 | 13 | 0 | 0 | 0 | 0 | 0 | 0 | 0 | 0 | 0 | 0 | 0 | 0 | 0 | 0 | 0 | 0 | 0 | 0 | 0 | 0 | 0 | 0 | 0.4 | 0 |  | 0.4 | 0.4 | 0.4 | 0 |  | 0 | 0 | 0.4 | 0 | 0
2004-07-14 | 2004 | 7 | 14 | 0 | 0 | 0 | 0 | 0 | 0 | 0 | 0 | 0 | 0 | 0 | 0 | 0 | 0 | 0 | 0 | 0 | 0 | 0 | 0 | 0 | 0 | 0 | 0 |  | 0 | 0 | 0 | 0 |  | 0 | 0 | 0 | 0 | 0
2004-07-15 | 2004 | 7 | 15 | 0 | 0 | 0 | 0 | 0 | 0 | 0 | 0 | 0 | 0 | 0 | 0 | 0 | 0 | 0 | 0 | 0 | 0 | 0 | 0 | 1 | 0.8 | 0 | 0 |  | 1.8 | 1.8 | 1.8 | 0 |  | 0 | 0 | 1.8 | 0 | 0
2004-07-16 | 2004 | 7 | 16 | 0 | 0 | 0 | 0 | 0 | 0 | 0 | 0 | 0 | 0 | 0 | 0 | 0 | 0 | 0 | 0 | 0 | 0 | 0 | 0 | 0 | 0 | 0 | 0 |  | 0 | 0 | 0 | 0 |  | 0 | 0 | 0 | 0 | 0
2004-07-17 | 2004 | 7 | 17 | 0 | 0 | 0 | 0 | 0 | 0 | 0 | 0 | 0 | 0 | 0 | 0 | 0 | 0 | 0 | 0 | 0 | 0 | 0 | 0 | 0 | 0 | 0 | 0 |  | 0 | 0 | 0 | 0 |  | 0 | 0 | 0 | 0 | 0
2004-07-18 | 2004 | 7 | 18 | 0 | 0 | 0 | 0 | 0 | 0 | 0 | 0 | 0 | 0 | 0 | 0 | 0 | 0 | 0 | 0 | 0 | 0 | 0 | 0 | 0 | 0 | 0 | 0 |  | 0 | 0 | 0 | 0 |  | 0 | 0 | 0 | 0 | 0
2004-07-19 | 2004 | 7 | 19 | 0 | 0 | 0 | 0 | 0 | 0 | 0 | 0 | 0 | 0 | 0 | 0 | 0 | 0 | 0 | 0 | 0 | 9.6 | 0 | 0 | 0 | 0 | 0 | 0 |  | 9.6 | 9.6 | 9.6 | 0 |  | 0 | 0 | 9.6 | 0 | 0
2004-07-20 | 2004 | 7 | 20 | 0 | 0 | 0 | 0 | 0 | 0 | 0 | 0 | 0 | 0 | 0 | 0 | 0 | 0 | 0 | 0 | 0 | 0 | 0 | 0 | 0 | 0.4 | 0 | 0 |  | 0.4 | 0.4 | 0.4 | 0 |  | 0 | 0 | 0.4 | 0 | 0
2004-07-21 | 2004 | 7 | 21 | 0.5 | 0 | 0 | 0 | 0 | 0.3 | 0 | 0 | 0 | 0 | 0 | 0 | 0 | 0 | 0 | 0 | 0 | 0 | 0 | 0 | 0 | 0 | 0 | 0 |  | 0.8 | 0.8 | 0.8 | 0 |  | 0 | 0 | 0.8 | 0 | 0
2004-07-22 | 2004 | 7 | 22 | 0 | 0 | 0 | 0 | 0 | 0 | 0 | 0 | 0 | 0 | 0 | 0 | 0 | 0 | 0 | 0 | 0 | 0 | 0 | 0 | 0 | 0 | 0 | 0 |  | 0 | 0 | 0 | 0 |  | 0 | 0 | 0 | 0 | 0
2004-07-23 | 2004 | 7 | 23 | 0 | 0 | 0 | 0 | 0 | 0 | 0 | 0 | 0 | 0 | 0 | 0 | 0 | 0 | 0 | 0 | 0 | 0 | 0 | 0 | 0 | 0 | 0 | 0 |  | 0 | 0 | 0 | 0 |  | 0 | 0 | 0 | 0 | 0
2004-07-24 | 2004 | 7 | 24 | 0 | 0 | 0 | 0 | 0 | 0 | 0 | 0 | 0 | 0 | 0 | 0 | 0 | 0 | 0 | 0 | 0 | 0 | 0 | 0 | 0 | 0 | 0 | 0 |  | 0 | 0 | 0 | 0 |  | 0 | 0 | 0 | 0 | 0
2004-07-25 | 2004 | 7 | 25 | 0 | 0 | 0 | 0 | 0 | 0 | 0 | 0 | 0 | 0 | 0 | 0 | 0 | 0 | 0 | 0 | 0 | 0 | 0 | 0 | 0 | 0 | 0 | 0 |  | 0 | 0 | 0 | 0 |  | 0 | 0 | 0 | 0 | 0
2004-07-26 | 2004 | 7 | 26 | 0 | 0 | 0 | 0 | 0 | 0 | 0 | 0 | 0 | 0 | 0 | 0 | 0 | 0 | 0 | 0 | 0 | 0 | 0 | 0 | 0 | 0 | 0.6 | 0 |  | 0.6 | 0.6 | 0.6 | 0 |  | 0 | 0 | 0.6 | 0 | 0
2004-07-27 | 2004 | 7 | 27 | 0 | 0 | 0 | 0 | 0 | 0 | 0 | 0 | 0 | 0.2 | 0 | 0 | 0 | 0 | 0 | 0 | 0 | 0 | 0 | 0 | 0 | 0 | 0 | 0 |  | 0.2 | 0.2 | 0.2 | 0 |  | 0 | 0 | 0.2 | 0 | 0
2004-07-28 | 2004 | 7 | 28 | 0 | 0 | 0 | 0 | 0 | 0 | 0 | 0 | 0 | 0 | 0 | 0 | 0 | 0 | 0 | 0 | 0 | 0 | 0 | 0 | 0 | 0 | 4.7 | 2.1 |  | 6.8 | 6.8 | 6.8 | 8.8818e-16 |  | 0 | 0 | 6.8 | 0 | 0
2004-07-29 | 2004 | 7 | 29 | 0 | 1.2 | 0 | 0 | 0 | 0 | 0 | 0 | 0 | 0 | 0 | 0 | 0 | 0 | 0 | 0 | 0 | 0 | 0 | 0 | 0 | 0 | 0 | 0 |  | 1.2 | 1.2 | 1.2 | 0 |  | 0 | 0 | 1.2 | 0 | 0
2004-07-30 | 2004 | 7 | 30 | 0 | 0 | 0 | 0 | 0 | 0 | 0 | 0 | 0 | 0 | 0 | 0 | 0 | 0 | 0 | 0 | 0 | 0 | 0 | 0 | 0 | 0 | 0 | 0 |  | 0 | 0 | 0 | 0 |  | 0 | 0 | 0 | 0 | 0
2004-07-31 | 2004 | 7 | 31 | 0 | 0 | 0 | 0 | 0 | 0 | 0 | 0 | 0 | 0 | 0 | 0 | 0 | 0 | 0 | 0 | 0 | 0 | 0 | 0 | 0 | 0 | 0 | 0 |  | 0 | 0 | 0 | 0 |  | 0 | 0 | 0 | 0 | 0
2004-08-01 | 2004 | 8 | 1 | 0 | 0 | 0 | 0 | 0 | 0 | 0 | 0 | 0.2 | 0 | 0 | 0 | 0 | 0 | 0 | 0 | 0 | 0 | 0 | 0 | 0 | 0 | 0 | 0 |  | 0.2 | 0.2 | 0.2 | 0 |  | 0 | 0 | 0 | 0.2 | 0
2004-08-02 | 2004 | 8 | 2 | 0 | 0 | 0 | 0 | 0 | 0 | 0 | 0 | 0 | 0 | 0 | 0 | 0 | 0 | 0 | 0 | 0 | 0 | 0 | 0 | 0 | 0 | 0 | 0 |  | 0 | 0 | 0 | 0 |  | 0 | 0 | 0 | 0 | 0
2004-08-03 | 2004 | 8 | 3 | 0 | 0 | 0 | 0 | 0 | 0 | 0 | 0 | 0 | 0 | 0 | 0 | 0 | 0 | 0 | 0 | 0 | 0 | 0 | 0 | 0 | 0.2 | 0 | 0.4 |  | 0.6 | 0.6 | 0.6 | 1.1102e-16 |  | 0 | 0 | 0 | 0.6 | 0
2004-08-04 | 2004 | 8 | 4 | 1.1 | 2 | 0 | 0 | 0 | 0 | 0 | 0 | 0 | 0 | 0 | 0 | 0 | 0 | 0 | 0 | 0 | 0 | 0 | 0 | 0 | 0.2 | 2.2 | 0 |  | 5.5 | 5.5 | 5.5 | 0 |  | 0 | 0 | 0 | 5.5 | 0
2004-08-05 | 2004 | 8 | 5 | 0 | 0 | 0 | 0 | 0 | 0 | 0 | 0 | 0 | 0 | 0 | 0 | 0 | 0 | 0 | 0 | 0 | 0 | 1.4 | 0 | 0 | 0 | 0 | 0 |  | 1.4 | 1.4 | 1.4 | 0 |  | 0 | 0 | 0 | 1.4 | 0
2004-08-06 | 2004 | 8 | 6 | 0 | 0 | 0 | 0 | 0 | 0 | 0 | 0 | 0 | 0 | 0 | 0 | 0 | 0 | 0 | 0 | 0 | 0 | 0 | 0 | 0 | 0 | 0 | 0 |  | 0 | 0 | 0 | 0 |  | 0 | 0 | 0 | 0 | 0
2004-08-07 | 2004 | 8 | 7 | 0 | 0 | 0 | 0 | 0 | 0 | 0.2 | 1 | 3.7 | 1.2 | 0 | 0 | 0 | 0 | 0 | 0 | 0 | 0 | 0 | 0 | 0 | 0 | 0 | 0 |  | 6.1 | 6.1 | 6.1 | 8.8818e-16 |  | 0 | 0 | 0 | 6.1 | 0
2004-08-08 | 2004 | 8 | 8 | 0 | 0 | 0 | 0 | 0.2 | 0.4 | 0 | 0 | 0 | 0.2 | 0 | 0 | 0 | 0.2 | 0 | 0 | 0 | 0 | 0 | 0 | 0 | 0 | 0 | 0 |  | 1 | 1 | 1 | 0 |  | 0 | 0 | 0 | 1 | 0
2004-08-09 | 2004 | 8 | 9 | 0 | 0.3 | 1.1 | 0 | 0.3 | 0 | 0 | 0 | 0 | 0 | 0 | 0 | 0 | 0.3 | 0 | 0 | 0 | 0 | 0 | 0 | 0 | 0 | 0 | 0 |  | 2 | 2 | 2 | 0 |  | 0 | 0 | 0 | 2 | 0
2004-08-10 | 2004 | 8 | 10 | 0 | 0 | 0 | 0 | 0 | 0 | 0 | 0 | 0 | 0 | 0 | 0 | 0 | 0 | 0 | 0 | 0 | 0 | 0 | 0 | 0 | 0 | 0 | 0 |  | 0 | 0 | 0 | 0 |  | 0 | 0 | 0 | 0 | 0
2004-08-11 | 2004 | 8 | 11 | 0 | 0 | 0 | 0 | 0 | 0 | 0 | 0 | 0 | 0 | 0 | 0 | 0 | 0 | 0 | 0 | 0 | 0 | 0 | 0 | 0 | 0 | 0 | 0 |  | 0 | 0 | 0 | 0 |  | 0 | 0 | 0 | 0 | 0
2004-08-12 | 2004 | 8 | 12 | 0 | 0 | 0 | 0 | 0 | 0 | 0 | 0 | 0 | 0 | 0 | 0 | 0 | 0 | 0 | 0 | 0 | 0 | 0 | 0 | 0 | 0 | 0 | 0 |  | 0 | 0 | 0 | 0 |  | 0 | 0 | 0 | 0 | 0
2004-08-13 | 2004 | 8 | 13 | 0 | 0 | 0 | 0 | 0 | 0 | 0 | 0 | 0 | 0 | 0 | 0 | 0 | 0 | 0 | 0 | 0 | 0 | 0 | 0 | 0 | 0 | 0 | 0 |  | 0 | 0 | 0 | 0 |  | 0 | 0 | 0 | 0 | 0
2004-08-14 | 2004 | 8 | 14 | 0 | 0 | 0 | 0 | 0 | 0 | 0 | 0 | 0 | 0 | 0 | 0 | 0 | 0 | 0 | 0 | 0 | 0 | 0 | 0 | 0 | 0 | 0 | 0 |  | 0 | 0 | 0 | 0 |  | 0 | 0 | 0 | 0 | 0
2004-08-15 | 2004 | 8 | 15 | 0 | 0 | 0 | 0 | 0 | 0 | 0 | 0 | 0 | 0 | 0 | 0 | 0 | 0 | 0 | 0 | 0 | 0 | 0 | 0.4 | 5 | 0.9 | 0.9 | 0.4 |  | 7.6 | 7.6 | 7.6 | 1.7764e-15 |  | 0 | 0 | 0 | 7.6 | 0
2004-08-16 | 2004 | 8 | 16 | 0.6 | 0 | 0 | 0 | 0 | 0 | 0 | 0 | 0 | 0 | 0 | 0 | 0 | 0 | 0 | 0 | 0 | 0 | 0 | 0 | 0 | 0 | 0 | 0 |  | 0.6 | 0.6 | 0.6 | 0 |  | 0 | 0 | 0 | 0.6 | 0
2004-08-17 | 2004 | 8 | 17 | 0 | 0 | 0 | 0 | 0 | 0 | 0 | 0 | 0 | 0 | 0 | 0 | 0 | 0 | 0 | 0 | 0 | 0 | 0 | 0 | 0 | 0 | 0 | 0 |  | 0 | 0 | 0 | 0 |  | 0 | 0 | 0 | 0 | 0
2004-08-18 | 2004 | 8 | 18 | 0 | 0 | 0 | 0 | 0 | 0 | 0 | 0 | 0 | 0 | 0 | 0 | 0 | 0 | 0 | 0 | 0 | 0 | 0 | 0 | 0 | 0 | 0 | 0 |  | 0 | 0 | 0 | 0 |  | 0 | 0 | 0 | 0 | 0
2004-08-19 | 2004 | 8 | 19 | 0 | 0 | 0 | 0 | 0 | 0 | 0 | 0 | 0 | 0 | 0 | 0 | 0 | 0 | 0 | 0 | 0 | 0.3 | 0 | 0 | 0 | 0.3 | 0 | 0 |  | 0.6 | 0.6 | 0.6 | 0 |  | 0 | 0 | 0 | 0.6 | 0
2004-08-20 | 2004 | 8 | 20 | 0 | 0 | 0 | 0 | 0 | 0 | 0 | 0 | 0 | 0 | 0 | 0 | 0 | 0 | 0 | 0 | 0 | 0 | 0 | 0 | 0 | 0 | 0 | 0 |  | 0 | 0 | 0 | 0 |  | 0 | 0 | 0 | 0 | 0
2004-08-21 | 2004 | 8 | 21 | 0 | 0 | 0 | 0 | 0 | 0 | 0 | 0 | 0 | 0 | 0 | 0 | 0 | 0 | 0 | 0 | 1.6 | 0.3 | 0 | 0 | 0 | 0 | 0.3 | 0.3 |  | 2.5 | 2.5 | 2.5 | 0 |  | 0 | 0 | 0 | 2.5 | 0
2004-08-22 | 2004 | 8 | 22 | 1.5 | 2.8 | 0.7 | 1 | 0.2 | 0.2 | 0.5 | 1.7 | 4.2 | 1.7 | 0.5 | 0.2 | 0.2 | 0 | 0 | 0 | 0 | 0 | 0 | 0 | 0 | 0 | 0 | 0.2 |  | 15.6 | 15.6 | 15.6 | 1.7764e-15 |  | 0 | 0 | 0 | 15.6 | 0
2004-08-23 | 2004 | 8 | 23 | 0 | 0 | 0 | 0 | 0 | 0 | 1.1 | 0.4 | 0 | 0 | 0 | 0 | 0 | 0 | 0 | 0 | 0 | 0 | 0 | 0 | 0 | 0.4 | 0 | 0 |  | 1.9 | 1.9 | 1.9 | 0 |  | 0 | 0 | 0 | 1.9 | 0
2004-08-24 | 2004 | 8 | 24 | 0 | 0 | 0 | 0 | 0 | 0 | 0 | 0 | 0 | 0 | 0 | 0 | 0 | 0 | 0 | 0 | 0 | 0 | 4 | 0 | 0 | 0 | 0 | 0 |  | 4 | 4 | 4 | 0 |  | 0 | 0 | 0 | 4 | 0
2004-08-25 | 2004 | 8 | 25 | 0 | 0 | 0 | 0 | 0 | 0 | 0.2 | 0 | 0 | 0 | 0 | 0 | 0 | 0.5 | 0.7 | 3.1 | 1.9 | 0.9 | 0.5 | 0.9 | 0.2 | 0 | 0 | 0 |  | 8.9 | 8.9 | 8.9 | 0 |  | 0 | 0 | 0 | 8.9 | 0
2004-08-26 | 2004 | 8 | 26 | 0 | 0 | 0 | 0 | 0 | 0 | 0 | 0 | 0 | 0 | 0 | 0 | 0 | 0 | 0 | 0 | 0 | 0 | 0 | 0 | 0 | 0 | 0 | 0 |  | 0 | 0 | 0 | 0 |  | 0 | 0 | 0 | 0 | 0
2004-08-27 | 2004 | 8 | 27 | 0 | 0 | 0 | 0 | 0 | 0 | 0 | 0 | 0 | 0 | 0 | 0 | 0 | 0 | 0 | 0 | 0 | 0 | 0 | 0 | 0 | 0 | 0 | 0 |  | 0 | 0 | 0 | 0 |  | 0 | 0 | 0 | 0 | 0
2004-08-28 | 2004 | 8 | 28 | 0 | 0 | 0 | 0 | 0 | 0 | 0 | 0 | 0 | 0 | 0 | 0 | 0 | 0 | 0 | 0 | 0 | 0 | 0 | 0 | 0 | 0 | 0 | 0 |  | 0 | 0 | 0 | 0 |  | 0 | 0 | 0 | 0 | 0
2004-08-29 | 2004 | 8 | 29 | 0 | 0 | 0 | 0 | 0 | 0 | 0 | 0 | 0 | 0 | 0 | 0 | 0 | 0 | 0 | 0 | 0 | 0 | 0 | 0 | 0 | 0 | 0 | 0 |  | 0 | 0 | 0 | 0 |  | 0 | 0 | 0 | 0 | 0
2004-08-30 | 2004 | 8 | 30 | 0 | 0 | 0 | 0 | 0 | 0 | 0 | 0 | 0 | 0 | 0 | 0 | 0 | 0 | 0 | 0 | 0 | 0 | 0 | 0 | 0 | 0 | 0 | 0 |  | 0 | 0 | 0 | 0 |  | 0 | 0 | 0 | 0 | 0
2004-08-31 | 2004 | 8 | 31 | 0 | 0 | 0 | 0 | 0 | 0 | 0 | 0 | 0 | 0 | 0 | 0 | 0 | 0 | 0 | 0 | 0 | 0 | 0 | 0 | 0 | 0 | 0 | 0 |  | 0 | 0 | 0 | 0 |  | 0 | 0 | 0 | 0 | 0
2004-09-01 | 2004 | 9 | 1 | 0 | 0 | 0 | 0 | 0 | 0 | 0 | 0 | 0 | 0 | 0 | 0 | 0 | 0 | 0 | 0 | 0.2 | 1.8 | 0 | 0 | 0 | 0 | 0 | 0 |  | 2 | 2 | 2 | 0 |  | 0 | 0 | 0 | 0 | 2
2004-09-02 | 2004 | 9 | 2 | 0.5 | 0 | 0.5 | 0 | 0 | 0 | 0 | 0 | 0 | 0.2 | 0.5 | 0 | 0 | 0 | 0 | 0 | 0 | 0 | 0 | 0 | 0.9 | 0.2 | 0 | 0.9 |  | 3.7 | 3.7 | 3.7 | 0 |  | 0 | 0 | 0 | 0 | 3.7
2004-09-03 | 2004 | 9 | 3 | 2.2 | 2.5 | 1.8 | 0.9 | 0.4 | 0 | 1.3 | 0.2 | 0 | 0 | 0 | 0 | 0 | 0 | 0 | 0 | 0 | 0 | 0 | 0 | 0 | 0 | 0 | 0 |  | 9.3 | 9.3 | 9.3 | 0 |  | 0 | 0 | 0 | 0 | 9.3
2004-09-04 | 2004 | 9 | 4 | 0 | 0 | 0 | 0 | 0 | 0 | 0 | 0 | 0 | 0 | 0 | 0 | 0 | 0 | 0 | 0 | 0 | 0 | 0 | 0 | 0 | 0 | 0 | 0 |  | 0 | 0 | 0 | 0 |  | 0 | 0 | 0 | 0 | 0
2004-09-05 | 2004 | 9 | 5 | 0 | 0 | 0 | 0 | 0 | 0 | 0 | 0 | 0 | 0 | 0 | 0 | 0 | 0 | 0 | 0 | 0 | 0 | 0 | 0.2 | 0 | 0 | 0 | 0 |  | 0.2 | 0.2 | 0.2 | 0 |  | 0 | 0 | 0 | 0 | 0.2
2004-09-06 | 2004 | 9 | 6 | 0 | 0 | 0 | 0 | 0 | 0 | 0 | 0 | 0 | 0 | 0 | 0 | 0 | 0 | 0 | 0 | 0 | 0 | 0 | 0 | 0 | 0 | 0 | 0 |  | 0 | 0 | 0 | 0 |  | 0 | 0 | 0 | 0 | 0
2004-09-07 | 2004 | 9 | 7 | 0 | 0 | 0 | 0 | 0 | 0 | 0.2 | 0.5 | 0.7 | 0.7 | 0.2 | 0 | 0 | 0 | 0 | 0 | 0 | 0 | 0 | 0 | 0 | 0 | 0 | 0 |  | 2.3 | 2.3 | 2.3 | 0 |  | 0 | 0 | 0 | 0 | 2.3
2004-09-08 | 2004 | 9 | 8 | 0 | 0 | 0 | 0 | 0 | 0 | 0 | 0 | 0 | 0 | 0 | 0 | 0 | 0 | 0 | 0 | 0 | 0 | 0 | 0 | 0 | 0.3 | 0.3 | 0.3 |  | 0.9 | 0.9 | 0.9 | 1.1102e-16 |  | 0 | 0 | 0 | 0 | 0.9
2004-09-09 | 2004 | 9 | 9 | 0 | 0 | 0 | 2.9 | 0.3 | 0 | 0 | 0 | 0 | 0 | 0 | 0 | 0 | 0 | 0 | 0 | 0 | 0 | 0 | 0 | 0 | 0 | 0 | 0 |  | 3.2 | 3.2 | 3.2 | 4.4409e-16 |  | 0 | 0 | 0 | 0 | 3.2
2004-09-10 | 2004 | 9 | 10 | 0 | 0.1 | 0 | 0 | 0.1 | 0 | 0 | 0 | 0.1 | 0 | 0 | 0.1 | 0 | 0 | 0 | 0 | 0 | 0 | 0 | 0 | 0 | 0 | 0 | 0 |  | 0.4 | 0.4 | 0.4 | 0 |  | 0 | 0 | 0 | 0 | 0.4
2004-09-11 | 2004 | 9 | 11 | 0.8 | 1.2 | 0 | 0 | 0 | 0 | 0 | 0 | 0 | 0 | 0 | 0 | 0 | 0 | 0 | 0 | 0 | 0 | 0 | 0 | 0 | 0 | 0 | 0 |  | 2 | 2 | 2 | 0 |  | 0 | 0 | 0 | 0 | 2
2004-09-12 | 2004 | 9 | 12 | 0 | 0 | 0 | 0 | 0 | 0 | 0 | 0 | 0 | 0 | 0 | 0 | 0 | 0 | 0 | 0 | 0.2 | 0 | 0 | 0 | 0 | 0 | 0 | 0 |  | 0.2 | 0.2 | 0.2 | 0 |  | 0 | 0 | 0 | 0 | 0.2
2004-09-13 | 2004 | 9 | 13 | 0 | 0 | 0 | 0 | 0 | 0 | 0 | 0 | 0 | 0 | 0 | 0 | 0 | 0 | 0 | 0 | 0 | 0 | 0 | 0 | 0 | 0 | 0 | 0 |  | 0 | 0 | 0 | 0 |  | 0 | 0 | 0 | 0 | 0
2004-09-14 | 2004 | 9 | 14 | 0 | 0 | 0 | 0 | 0 | 0 | 0 | 0 | 0 | 0 | 0 | 0 | 0 | 0 | 0 | 0 | 0 | 0 | 0.9 | 1.2 | 2.3 | 0 | 0 | 0 |  | 4.4 | 4.4 | 4.4 | 0 |  | 0 | 0 | 0 | 0 | 4.4
2004-09-15 | 2004 | 9 | 15 | 0 | 0 | 0 | 0 | 0 | 0 | 0 | 0 | 0 | 0 | 0 | 0 | 0 | 0 | 0 | 0 | 0 | 0 | 0 | 0 | 0 | 0 | 0 | 0 |  | 0 | 0 | 0 | 0 |  | 0 | 0 | 0 | 0 | 0
2004-09-16 | 2004 | 9 | 16 | 0 | 0 | 0 | 0 | 0 | 0 | 0 | 0 | 0 | 0 | 0 | 0 | 0 | 0 | 0 | 0 | 0 | 0 | 0 | 0 | 0 | 0 | 0 | 0 |  | 0 | 0 | 0 | 0 |  | 0 | 0 | 0 | 0 | 0
2004-09-17 | 2004 | 9 | 17 | 0 | 0 | 0 | 0 | 0 | 0 | 0 | 0 | 0 | 0 | 0 | 0 | 0 | 0 | 0 | 0 | 0 | 0 | 0 | 0 | 0 | 0 | 0 | 0 |  | 0 | 0 | 0 | 0 |  | 0 | 0 | 0 | 0 | 0
2004-09-18 | 2004 | 9 | 18 | 0 | 0 | 0 | 0 | 0 | 0 | 0 | 0 | 0 | 0 | 0 | 0 | 0 | 0 | 0 | 0 | 0 | 0 | 0 | 0 | 0 | 0 | 0 | 0 |  | 0 | 0 | 0 | 0 |  | 0 | 0 | 0 | 0 | 0
2004-09-19 | 2004 | 9 | 19 | 0 | 0 | 0 | 0 | 0 | 0 | 0 | 0 | 0 | 0 | 0 | 0 | 0 | 0 | 0 | 0 | 0 | 0 | 0 | 0 | 0 | 0 | 0 | 0 |  | 0 | 0 | 0 | 0 |  | 0 | 0 | 0 | 0 | 0
2004-09-20 | 2004 | 9 | 20 | 0 | 0 | 0 | 0 | 0.3 | 0.3 | 0 | 0 | 0.5 | 0.3 | 0.3 | 0 | 0 | 0 | 0 | 0 | 0 | 0 | 0 | 0 | 0 | 0 | 0 | 0 |  | 1.7 | 1.7 | 1.7 | 2.2204e-16 |  | 0 | 0 | 0 | 0 | 1.7
2004-09-21 | 2004 | 9 | 21 | 0 | 0 | 0 | 0 | 0 | 0 | 0 | 0 | 0 | 0 | 0 | 0 | 0 | 0 | 0 | 0 | 0 | 0 | 0 | 0 | 0 | 0 | 0 | 0 |  | 0 | 0 | 0 | 0 |  | 0 | 0 | 0 | 0 | 0
2004-09-22 | 2004 | 9 | 22 | 0 | 0 | 0 | 0 | 0 | 0 | 0 | 0 | 0 | 0 | 0 | 0 | 0 | 0 | 0 | 0 | 0 | 0 | 0 | 0 | 0 | 0 | 0 | 0 |  | 0 | 0 | 0 | 0 |  | 0 | 0 | 0 | 0 | 0
2004-09-23 | 2004 | 9 | 23 | 0 | 0 | 0 | 0 | 0 | 0 | 0 | 0 | 0 | 0 | 0 | 0 | 0 | 0 | 0 | 0 | 0 | 0 | 0 | 0 | 0 | 0 | 0 | 0 |  | 0 | 0 | 0 | 0 |  | 0 | 0 | 0 | 0 | 0
2004-09-24 | 2004 | 9 | 24 | 0 | 0 | 0 | 0 | 0 | 0 | 0 | 0 | 0 | 0 | 0 | 0 | 0 | 0 | 0 | 0 | 0 | 0 | 0 | 0 | 0 | 0 | 0 | 0 |  | 0 | 0 | 0 | 0 |  | 0 | 0 | 0 | 0 | 0
2004-09-25 | 2004 | 9 | 25 | 0 | 0 | 0 | 0 | 0 | 0 | 0 | 0 | 0 | 0 | 0 | 0 | 0 | 0 | 0 | 0 | 0 | 0 | 0 | 0 | 0 | 0 | 0 | 0 |  | 0 | 0 | 0 | 0 |  | 0 | 0 | 0 | 0 | 0
2004-09-26 | 2004 | 9 | 26 | 0 | 0 | 0 | 0 | 0 | 0 | 0 | 0 | 0 | 0 | 0 | 0 | 0 | 0 | 0 | 0 | 0 | 0 | 0 | 0 | 0 | 0 | 0 | 0 |  | 0 | 0 | 0 | 0 |  | 0 | 0 | 0 | 0 | 0
2004-09-27 | 2004 | 9 | 27 | 0 | 0 | 0 | 0 | 0 | 0 | 0 | 0 | 0 | 0 | 0 | 0 | 0 | 0 | 0 | 0 | 0 | 0 | 0 | 0 | 0 | 0 | 0 | 0 |  | 0 | 0 | 0 | 0 |  | 0 | 0 | 0 | 0 | 0
2004-09-28 | 2004 | 9 | 28 | 0 | 0 | 0 | 0 | 0 | 0 | 0 | 0 | 0 | 0 | 0 | 0 | 0 | 0 | 0 | 0 | 0 | 0 | 0 | 0 | 0 | 0 | 0 | 0 |  | 0 | 0 | 0 | 0 |  | 0 | 0 | 0 | 0 | 0
2004-09-29 | 2004 | 9 | 29 | 0 | 0 | 0 | 0 | 0 | 0 | 0 | 0 | 0 | 0 | 0 | 0 | 0 | 0 | 0 | 0 | 0 | 0 | 0 | 0 | 0 | 0 | 0 | 0 |  | 0 | 0 | 0 | 0 |  | 0 | 0 | 0 | 0 | 0
2004-09-30 | 2004 | 9 | 30 | 0 | 0 | 0 | 0 | 0 | 0 | 0 | 0 | 0 | 0 | 0 | 0 | 0 | 0 | 0 | 0 | 0 | 0 | 0 | 0 | 0 | 0 | 0 | 0 |  | 0 | 0 | 0 | 0 |  | 0 | 0 | 0 | 0 | 0
2004-10-01 | 2004 | 10 | 1 | 0 | 0 | 0 | 0 | 0 | 0 | 0 | 0 | 0 | 0 | 0 | 0 | 0 | 0 | 0 | 0 | 0 | 0 | 0 | 0 | 0 | 0 | 0 | 0 |  | 0 | 0 | 0 | 0 |  | 0 | 0 | 0 | 0 | 0
2004-10-02 | 2004 | 10 | 2 | 0 | 0 | 0 | 0 | 0 | 0 | 0 | 0 | 0 | 0 | 0 | 0 | 0 | 0 | 0 | 0 | 0 | 0 | 0 | 0 | 0 | 0 | 0 | 0 |  | 0 | 0 | 0 | 0 |  | 0 | 0 | 0 | 0 | 0
2004-10-03 | 2004 | 10 | 3 | 0 | 0 | 0 | 0 | 0 | 0 | 0 | 0 | 0 | 0 | 0 | 0 | 0 | 0 | 0 | 0 | 0 | 0 | 0 | 0 | 0 | 0 | 0 | 0 |  | 0 | 0 | 0 | 0 |  | 0 | 0 | 0 | 0 | 0
2004-10-04 | 2004 | 10 | 4 | 0 | 0 | 0 | 0 | 0 | 0 | 0 | 0 | 0 | 0 | 0 | 0 | 0 | 0 | 0 | 0 | 0 | 0 | 0 | 0 | 0 | 0 | 0 | 0 |  | 0 | 0 | 0 | 0 |  | 0 | 0 | 0 | 0 | 0
2004-10-05 | 2004 | 10 | 5 | 0 | 0 | 0 | 0 | 0 | 0 | 0 | 0 | 0 | 0 | 0 | 0 | 0 | 0 | 0 | 0 | 0 | 0 | 0 | 0 | 0 | 0 | 0 | 0 |  | 0 | 0 | 0 | 0 |  | 0 | 0 | 0 | 0 | 0
2004-10-06 | 2004 | 10 | 6 | 0 | 0 | 0 | 0 | 0 | 0 | 0 | 0 | 0 | 0 | 0 | 0 | 0 | 0 | 0 | 0 | 0 | 0 | 0 | 0 | 0 | 0 | 0 | 0 |  | 0 | 0 | 0 | 0 |  | 0 | 0 | 0 | 0 | 0
2004-10-07 | 2004 | 10 | 7 | 0 | 0 | 0 | 0 | 0 | 0 | 0 | 0 | 0 | 0 | 0 | 0 | 0 | 0 | 0 | 0 | 0 | 0 | 0 | 0 | 0 | 0 | 0 | 0 |  | 0 | 0 | 0 | 0 |  | 0 | 0 | 0 | 0 | 0
2004-10-08 | 2004 | 10 | 8 | 0 | 0 | 0 | 0 | 0 | 0 | 0 | 0 | 0 | 0 | 0 | 0 | 0 | 0 | 0 | 0 | 0 | 0 | 0 | 0 | 0 | 0 | 0 | 0 |  | 0 | 0 | 0 | 0 |  | 0 | 0 | 0 | 0 | 0
2004-10-09 | 2004 | 10 | 9 | 0 | 0 | 0 | 0 | 0 | 0 | 0 | 0 | 0 | 0 | 0 | 0 | 0 | 0 | 0.2 | 2 | 1 | 0 | 0 | 0 | 0 | 0 | 0 | 0 |  | 3.2 | 3.2 | 3.2 | 0 |  | 0 | 0 | 0 | 0 | 0
2004-10-10 | 2004 | 10 | 10 | 0 | 0 | 0 | 0 | 0 | 0 | 0 | 0 | 0 | 0 | 0 | 0 | 0 | 0 | 0 | 0 | 0 | 0 | 0 | 0 | 0 | 0 | 0 | 0 |  | 0 | 0 | 0 | 0 |  | 0 | 0 | 0 | 0 | 0
2004-10-11 | 2004 | 10 | 11 | 0 | 0 | 0 | 0 | 0 | 0 | 0 | 0 | 0 | 0 | 0 | 0 | 0 | 0 | 0 | 0 | 0 | 0 | 0 | 0 | 0 | 0 | 0 | 0 |  | 0 | 0 | 0 | 0 |  | 0 | 0 | 0 | 0 | 0
2004-10-12 | 2004 | 10 | 12 | 0 | 0 | 0 | 0 | 0 | 0 | 0 | 0 | 0 | 0 | 0 | 0 | 0 | 0 | 0 | 0 | 0 | 0 | 0 | 0 | 0 | 0 | 0 | 0 |  | 0 | 0 | 0 | 0 |  | 0 | 0 | 0 | 0 | 0
2004-10-13 | 2004 | 10 | 13 | 0 | 0 | 0 | 0 | 0 | 0 | 0 | 0 | 0 | 0 | 0 | 0 | 0 | 0 | 0 | 0 | 0 | 0 | 0 | 0 | 0 | 0 | 0 | 0 |  | 0 | 0 | 0 | 0 |  | 0 | 0 | 0 | 0 | 0
2004-10-14 | 2004 | 10 | 14 | 0 | 0 | 0 | 0 | 0 | 0 | 0.2 | 0.5 | 0.2 | 0 | 0.2 | 0.5 | 1.6 | 0.5 | 0.5 | 0.2 | 1.6 | 0.2 | 0 | 0 | 0 | 0 | 0.2 | 0 |  | 6.4 | 6.4 | 6.4 | 0 |  | 0 | 0 | 0 | 0 | 0
2004-10-15 | 2004 | 10 | 15 | 1.2 | 0 | 0 | 0 | 0 | 0 | 0 | 0 | 0 | 0 | 0 | 0 | 0 | 0 | 0 | 0 | 0 | 0 | 0 | 0 | 0 | 0 | 0 | 0 |  | 1.2 | 1.2 | 1.2 | 0 |  | 0 | 0 | 0 | 0 | 0
2004-10-16 | 2004 | 10 | 16 | 0.1 | 0.2 | 0.1 | 0.1 | 0.2 | 0.1 | 0.1 | 0 | 0 | 0 | 0.2 | 0.1 | 0 | 0 | 0 | 0 | 0 | 0.1 | 0.2 | 0.1 | 0.1 | 0.2 | 0.1 | 0 |  | 2 | 2 | 2 | 0 |  | 0 | 0 | 0 | 0 | 0
2004-10-17 | 2004 | 10 | 17 | 0 | 0.1 | 0.2 | 0 | 0.1 | 0.2 | 0.1 | 0.2 | 0.1 | 0.2 | 0.1 | 0.2 | 0.1 | 0.1 | 0.2 | 0.1 | 0.2 | 0.1 | 0.2 | 0.1 | 0.2 | 0.1 | 0.2 | 0.1 |  | 3.2 | 3.2 | 3.2 | 1.3323e-15 |  | 0 | 0 | 0 | 0 | 0
2004-10-18 | 2004 | 10 | 18 | 0.1 | 0.2 | 0.1 | 0.1 | 0.2 | 0.1 | 0.1 | 0.2 | 0.1 | 0.2 | 0.1 | 0.3 | 0.2 | 0.2 | 0.1 | 0 | 0 | 0 | 0 | 0 | 0 | 0 | 0 | 0 |  | 2.3 | 2.3 | 2.3 | 4.4409e-16 |  | 0 | 0 | 0 | 0 | 0
2004-10-19 | 2004 | 10 | 19 | 0 | 0 | 0 | 0 | 0 | 0 | 0 | 0 | 0 | 0 | 0 | 0 | 0 | 0 | 0 | 0 | 0 | 0 | 0 | 0 | 0 | 0 | 0 | 0 |  | 0 | 0 | 0 | 0 |  | 0 | 0 | 0 | 0 | 0
2004-10-20 | 2004 | 10 | 20 | 0 | 0 | 0 | 0 | 0 | 0 | 0 | 0 | 0 | 0 | 0 | 0 | 0 | 0 | 0 | 0 | 0 | 0 | 0 | 0 | 0 | 0 | 0 | 0 |  | 0 | 0 | 0 | 0 |  | 0 | 0 | 0 | 0 | 0
2004-10-21 | 2004 | 10 | 21 | 0.2 | 0.1 | 0.2 | 0.1 | 0.2 | 0.2 | 0.1 | 0.2 | 0.1 | 0.2 | 0.2 | 0.1 | 0.2 | 0.1 | 0.2 | 0 | 0 | 0 | 0 | 0.2 | 0.1 | 0.2 | 0.1 | 0.2 |  | 3.2 | 3.2 | 3.2 | 8.8818e-16 |  | 0 | 0 | 0 | 0 | 0
2004-10-22 | 2004 | 10 | 22 | 0 | 0 | 0 | 0 | 0 | 0 | 0 | 0 | 0 | 0 | 0 | 0 | 0 | 0 | 0 | 0 | 0 | 0 | 0 | 0 | 0 | 0 | 0 | 0 |  | 0 | 0 | 0 | 0 |  | 0 | 0 | 0 | 0 | 0
2004-10-23 | 2004 | 10 | 23 | 0 | 0 | 0 | 0 | 0 | 0 | 0 | 0 | 0 | 0 | 0.6 | 0.3 | 0.3 | 0.5 | 0.3 | 0 | 0 | 0 | 0 | 0 | 0 | 0 | 0.3 | 0.3 |  | 2.6 | 2.6 | 2.6 | 4.4409e-16 |  | 0 | 0 | 0 | 0 | 0
2004-10-24 | 2004 | 10 | 24 | 0 | 0 | 0 | 0 | 0 | 0 | 0 | 0 | 0 | 0 | 0 | 0 | 0 | 0 | 0 | 0 | 0 | 0 | 0 | 0 | 0 | 0 | 0 | 0 |  | 0 | 0 | 0 | 0 |  | 0 | 0 | 0 | 0 | 0
2004-10-25 | 2004 | 10 | 25 | 0 | 0 | 0 | 0 | 0 | 0 | 0 | 0 | 0 | 0 | 0 | 0 | 0 | 0 | 0 | 0 | 0 | 0 | 0 | 0 | 0 | 0 | 0 | 0 |  | 0 | 0 | 0 | 0 |  | 0 | 0 | 0 | 0 | 0
2004-10-26 | 2004 | 10 | 26 | 0 | 0 | 0 | 0 | 0 | 0 | 0 | 0 | 0 | 0 | 0 | 0 | 0 | 0 | 0 | 0 | 0 | 0 | 0 | 0 | 0 | 0 | 0 | 0 |  | 0 | 0 | 0 | 0 |  | 0 | 0 | 0 | 0 | 0
2004-10-27 | 2004 | 10 | 27 | 0 | 0 | 0 | 0 | 0 | 0 | 0 | 0 | 0 | 0 | 0 | 0 | 0 | 0 | 0 | 0 | 0 | 0 | 0 | 0 | 0 | 0 | 0 | 0 |  | 0 | 0 | 0 | 0 |  | 0 | 0 | 0 | 0 | 0
2004-10-28 | 2004 | 10 | 28 | 0 | 0 | 0 | 0 | 0 | 0 | 0 | 0 | 0 | 0 | 0 | 0 | 0 | 0 | 0 | 0 | 0 | 0 | 0 | 0 | 0 | 0 | 0 | 0 |  | 0 | 0 | 0 | 0 |  | 0 | 0 | 0 | 0 | 0
2004-10-29 | 2004 | 10 | 29 | 0 | 0 | 0 | 0 | 0 | 0 | 0 | 0 | 0 | 0 | 0 | 0 | 0 | 0 | 0 | 0 | 0 | 0 | 0 | 0 | 0 | 0 | 0 | 0 |  | 0 | 0 | 0 | 0 |  | 0 | 0 | 0 | 0 | 0
2004-10-30 | 2004 | 10 | 30 | 0 | 0 | 0 | 0 | 0 | 0 | 0 | 0 | 0 | 0 | 0 | 0 | 0 | 0 | 0 | 0 | 0 | 0 | 0 | 0 | 0 | 0 | 0 | 0 |  | 0 | 0 | 0 | 0 |  | 0 | 0 | 0 | 0 | 0
2004-10-31 | 2004 | 10 | 31 | 0 | 0 | 0 | 0 | 0 | 0 | 0 | 0 | 0 | 0 | 0 | 0 | 0 | 0 | 0 | 0 | 0 | 0 | 0 | 0 | 0 | 0 | 0 | 0 |  | 0 | 0 | 0 | 0 |  | 0 | 0 | 0 | 0 | 0
2004-11-01 | 2004 | 11 | 1 | 0 | 0 | 0 | 0 | 0 | 0 | 0 | 0 | 0 | 0 | 0 | 0 | 0 | 0 | 0 | 0 | 0 | 0 | 0 | 0 | 0 | 0 | 0 | 0 |  | 0 | 0 | 0 | 0 |  | 0 | 0 | 0 | 0 | 0
2004-11-02 | 2004 | 11 | 2 | 0 | 0 | 0 | 0 | 0 | 0 | 0 | 0 | 0 | 0 | 0 | 0 | 0 | 0 | 0 | 0 | 0 | 0 | 0 | 0 | 0 | 0 | 0 | 0 |  | 0 | 0 | 0 | 0 |  | 0 | 0 | 0 | 0 | 0
2004-11-03 | 2004 | 11 | 3 | 0 | 0.4 | 0 | 0 | 0 | 0 | 0 | 0 | 0 | 0 | 0 | 0 | 0 | 0 | 0 | 0 | 0 | 0 | 0 | 0 | 0 | 0 | 0 | 0 |  | 0.4 | 0.4 | 0.4 | 0 |  | 0 | 0 | 0 | 0 | 0
2004-11-04 | 2004 | 11 | 4 | 0 | 0 | 0 | 0 | 0 | 0 | 0 | 0 | 0 | 0 | 0 | 0 | 0 | 0 | 0 | 0 | 0 | 0 | 0 | 0 | 0 | 0 | 0 | 0 |  | 0 | 0 | 0 | 0 |  | 0 | 0 | 0 | 0 | 0
2004-11-05 | 2004 | 11 | 5 | 0 | 0 | 0 | 0 | 0 | 0 | 0 | 0 | 0 | 0 | 0 | 0 | 0 | 0 | 0 | 0 | 0 | 0 | 0 | 0 | 0 | 0 | 0 | 0 |  | 0 | 0 | 0 | 0 |  | 0 | 0 | 0 | 0 | 0
2004-11-06 | 2004 | 11 | 6 | 0 | 0 | 0 | 0 | 0 | 0 | 0 | 0.1 | 0.1 | 0.1 | 0.1 | 0 | 0 | 0 | 0 | 0 | 0 | 0 | 0 | 0 | 0 | 0 | 0 | 0 |  | 0.4 | 0.4 | 0.4 | 0 |  | 0 | 0 | 0 | 0 | 0
2004-11-07 | 2004 | 11 | 7 | 0 | 0 | 0 | 0 | 0 | 0 | 0 | 0 | 0 | 0 | 0 | 0 | 0 | 0 | 0 | 0 | 0 | 0 | 0 | 0 | 0 | 0 | 0 | 0 |  | 0 | 0 | 0 | 0 |  | 0 | 0 | 0 | 0 | 0
2004-11-08 | 2004 | 11 | 8 | 0 | 0 | 0 | 0 | 0 | 0 | 0 | 0 | 0 | 0 | 0 | 0 | 0 | 0 | 0 | 0 | 0 | 0 | 0 | 0 | 0 | 0 | 0 | 0 |  | 0 | 0 | 0 | 0 |  | 0 | 0 | 0 | 0 | 0
2004-11-09 | 2004 | 11 | 9 | 0 | 0 | 0 | 0 | 0 | 0 | 0 | 0 | 0 | 0 | 0 | 0 | 0 | 0 | 0 | 0.4 | 0 | 0 | 0 | 0 | 0 | 0 | 0 | 0 |  | 0.4 | 0.4 | 0.4 | 0 |  | 0 | 0 | 0 | 0 | 0
2004-11-10 | 2004 | 11 | 10 | 0.1 | 0 | 0 | 0.1 | 0.1 | 0 | 0.1 | 0 | 0 | 0 | 0 | 0 | 0 | 0 | 0 | 0 | 0 | 0 | 0 | 0 | 0 | 0 | 0 | 0 |  | 0.4 | 0.4 | 0.4 | 0 |  | 0 | 0 | 0 | 0 | 0
2004-11-11 | 2004 | 11 | 11 | 0 | 0 | 0 | 0 | 0 | 0 | 0 | 0 | 0 | 0 | 0 | 0 | 0 | 0 | 0 | 0 | 0 | 0 | 0 | 0 | 0 | 0 | 0 | 0 |  | 0 | 0 | 0 | 0 |  | 0 | 0 | 0 | 0 | 0
2004-11-12 | 2004 | 11 | 12 | 0 | 0 | 0 | 0 | 0 | 0 | 0 | 0 | 0 | 0 | 0 | 0 | 0 | 0 | 0 | 0 | 0 | 0 | 0 | 0 | 0 | 0 | 0 | 0 |  | 0 | 0 | 0 | 0 |  | 0 | 0 | 0 | 0 | 0
2004-11-13 | 2004 | 11 | 13 | 0 | 0 | 0 | 0 | 0 | 0 | 0 | 0 | 0 | 0 | 0 | 0 | 0 | 0 | 0 | 0 | 0 | 0 | 0 | 0 | 0 | 0 | 0 | 0 |  | 0 | 0 | 0 | 0 |  | 0 | 0 | 0 | 0 | 0
2004-11-14 | 2004 | 11 | 14 | 0 | 0 | 0 | 0 | 0 | 0 | 0 | 0 | 0 | 0 | 0 | 0 | 0 | 0 | 0 | 0 | 0 | 0 | 0 | 0 | 0 | 0 | 0 | 0 |  | 0 | 0 | 0 | 0 |  | 0 | 0 | 0 | 0 | 0
2004-11-15 | 2004 | 11 | 15 | 0 | 0 | 0 | 0 | 0 | 0 | 0 | 0 | 0 | 0 | 0 | 0 | 0 | 0 | 0 | 0 | 0 | 0 | 0 | 0 | 0 | 0 | 0 | 0 |  | 0 | 0 | 0 | 0 |  | 0 | 0 | 0 | 0 | 0
2004-11-16 | 2004 | 11 | 16 | 0 | 0 | 0 | 0 | 0 | 0 | 0 | 0 | 0 | 0 | 0 | 0 | 0 | 0 | 0 | 0 | 0 | 0 | 0 | 0 | 0 | 0 | 0 | 0 |  | 0 | 0 | 0 | 0 |  | 0 | 0 | 0 | 0 | 0
2004-11-17 | 2004 | 11 | 17 | 0 | 0 | 0 | 0 | 0 | 0 | 0 | 0 | 0 | 0 | 0 | 0 | 0 | 0 | 0 | 0 | 0 | 0 | 0 | 0 | 0 | 0 | 0 | 0 |  | 0 | 0 | 0 | 0 |  | 0 | 0 | 0 | 0 | 0
2004-11-18 | 2004 | 11 | 18 | 0 | 0 | 0 | 0 | 0 | 0 | 0 | 0 | 0 | 0 | 0 | 0 | 0 | 0 | 0 | 0 | 0 | 0 | 0 | 0 | 0 | 0 | 0 | 0 |  | 0 | 0 | 0 | 0 |  | 0 | 0 | 0 | 0 | 0
2004-11-19 | 2004 | 11 | 19 | 0 | 0 | 0 | 0 | 0 | 0 | 0.1 | 0 | 0.1 | 0 | 0 | 0 | 0 | 0 | 0 | 0 | 0 | 0 | 0 | 0 | 0 | 0 | 0 | 0 |  | 0.2 | 0.2 | 0.2 | 0 |  | 0 | 0 | 0 | 0 | 0
2004-11-20 | 2004 | 11 | 20 | 0 | 0 | 0 | 0 | 0 | 0 | 0 | 0 | 0 | 0 | 0 | 0 | 0 | 0 | 0 | 0 | 0 | 0 | 0 | 0 | 0 | 0 | 0 | 0 |  | 0 | 0 | 0 | 0 |  | 0 | 0 | 0 | 0 | 0
2004-11-21 | 2004 | 11 | 21 | 0 | 0 | 0 | 0 | 0 | 0 | 0 | 0 | 0 | 0 | 0 | 0 | 0 | 0 | 0 | 0 | 0 | 0 | 0 | 0 | 0 | 0 | 0 | 0 |  | 0 | 0 | 0 | 0 |  | 0 | 0 | 0 | 0 | 0
2004-11-22 | 2004 | 11 | 22 | 0 | 0 | 0 | 0.2 | 0.3 | 0.2 | 0.3 | 0.2 | 0 | 0 | 0 | 0 | 0 | 0 | 0 | 0 | 0 | 0 | 0 | 0 | 0 | 0 | 0 | 0 |  | 1.2 | 1.2 | 1.2 | 0 |  | 0 | 0 | 0 | 0 | 0
2004-11-23 | 2004 | 11 | 23 | 0 | 0 | 0 | 0 | 0 | 0 | 0 | 0 | 0 | 0 | 0 | 0 | 0 | 0 | 0 | 0 | 0 | 0 | 0 | 0 | 0 | 0 | 0 | 0 |  | 0 | 0 | 0 | 0 |  | 0 | 0 | 0 | 0 | 0
2004-11-24 | 2004 | 11 | 24 | 0 | 0 | 0 | 0 | 0 | 0 | 0 | 0 | 0 | 0 | 0 | 0 | 0 | 0 | 0 | 0 | 0 | 0 | 0 | 0 | 0 | 0 | 0 | 0 |  | 0 | 0 | 0 | 0 |  | 0 | 0 | 0 | 0 | 0
2004-11-25 | 2004 | 11 | 25 | 0 | 0 | 0 | 0 | 0 | 0 | 0 | 0 | 0 | 0 | 0 | 0 | 0 | 0 | 0 | 0 | 0 | 0 | 0 | 0 | 0 | 0 | 0 | 0 |  | 0 | 0 | 0 | 0 |  | 0 | 0 | 0 | 0 | 0
2004-11-26 | 2004 | 11 | 26 | 0 | 0 | 0 | 0 | 0 | 0 | 0 | 0 | 0 | 0 | 0 | 0 | 0 | 0 | 0 | 0 | 0 | 0 | 0 | 0 | 0 | 0 | 0 | 0 |  | 0 | 0 | 0 | 0 |  | 0 | 0 | 0 | 0 | 0
2004-11-27 | 2004 | 11 | 27 | 0 | 0 | 0 | 0 | 0 | 0 | 0 | 0 | 0 | 0 | 0 | 0 | 0.1 | 0.2 | 0.1 | 0 | 0 | 0 | 0 | 0 | 0 | 0 | 0 | 0 |  | 0.4 | 0.4 | 0.4 | 0 |  | 0 | 0 | 0 | 0 | 0
2004-11-28 | 2004 | 11 | 28 | 0 | 0 | 0 | 0 | 0 | 0 | 0 | 0 | 0 | 0 | 0 | 0 | 0 | 0 | 0 | 0 | 0 | 0 | 0 | 0 | 0 | 0 | 0 | 0 |  | 0 | 0 | 0 | 0 |  | 0 | 0 | 0 | 0 | 0
2004-11-29 | 2004 | 11 | 29 | 0 | 0 | 0 | 0 | 0 | 0 | 0 | 0 | 0 | 0 | 0 | 0 | 0 | 0 | 0 | 0 | 0 | 0 | 0 | 0 | 0 | 0 | 0 | 0 |  | 0 | 0 | 0 | 0 |  | 0 | 0 | 0 | 0 | 0
2004-11-30 | 2004 | 11 | 30 | 0 | 0 | 0 | 0 | 0 | 0 | 0 | 0 | 0 | 0 | 0 | 0 | 0 | 0 | 0 | 0 | 0 | 0 | 0 | 0 | 0 | 0 | 0 | 0 |  | 0 | 0 | 0 | 0 |  | 0 | 0 | 0 | 0 | 0
2004-12-01 | 2004 | 12 | 1 | 0 | 0 | 0 | 0 | 0 | 0 | 0 | 0 | 0 | 0 | 0 | 0 | 0 | 0 | 0 | 0 | 0 | 0 | 0 | 0 | 0 | 0 | 0 | 0 |  | 0 | 0 | 0 | 0 |  | 0 | 0 | 0 | 0 | 0
2004-12-02 | 2004 | 12 | 2 | 0 | 0 | 0 | 0 | 0 | 0 | 0 | 0 | 0 | 0 | 0 | 0 | 0 | 0 | 0 | 0 | 0 | 0 | 0 | 0 | 0 | 0 | 0 | 0 |  | 0 | 0 | 0 | 0 |  | 0 | 0 | 0 | 0 | 0
2004-12-03 | 2004 | 12 | 3 | 0 | 0 | 0 | 0 | 0 | 0 | 0 | 0 | 0 | 0 | 0 | 0 | 0 | 0 | 0 | 0 | 0 | 0 | 0 | 0 | 0 | 0 | 0 | 0 |  | 0 | 0 | 0 | 0 |  | 0 | 0 | 0 | 0 | 0
2004-12-04 | 2004 | 12 | 4 | 0 | 0 | 0 | 0.2 | 0.2 | 0.1 | 0.2 | 0.2 | 0.2 | 0.2 | 0.1 | 0.2 | 0.2 | 0.2 | 0.2 | 0.2 | 0.1 | 0.2 | 0.2 | 0.2 | 0.2 | 0.1 | 0.2 | 0.2 |  | 3.8 | 3.8 | 3.8 | 1.3323e-15 |  | 0 | 0 | 0 | 0 | 0
2004-12-05 | 2004 | 12 | 5 | 0 | 0.1 | 0 | 0.1 | 0 | 0.1 | 0 | 0 | 0.1 | 0 | 0.1 | 0 | 0.1 | 0 | 0.1 | 0 | 0 | 0.1 | 0 | 0.1 | 0 | 0.1 | 0 | 0 |  | 1 | 1 | 1 | 1.1102e-16 |  | 0 | 0 | 0 | 0 | 0
2004-12-06 | 2004 | 12 | 6 | 0 | 0 | 0 | 0 | 0 | 0 | 0 | 0 | 0 | 0 | 0 | 0 | 0 | 0 | 0 | 0 | 0 | 0 | 0 | 0 | 0 | 0 | 0 | 0 |  | 0 | 0 | 0 | 0 |  | 0 | 0 | 0 | 0 | 0
2004-12-07 | 2004 | 12 | 7 | 0 | 0 | 0 | 0 | 0 | 0 | 0 | 0 | 0 | 0 | 0 | 0 | 0 | 0 | 0 | 0 | 0 | 0 | 0 | 0 | 0 | 0 | 0 | 0 |  | 0 | 0 | 0 | 0 |  | 0 | 0 | 0 | 0 | 0
2004-12-08 | 2004 | 12 | 8 | 0 | 0 | 0 | 0 | 0 | 0 | 0 | 0 | 0 | 0 | 0 | 0 | 0 | 0 | 0 | 0 | 0 | 0 | 0 | 0 | 0 | 0 | 0 | 0 |  | 0 | 0 | 0 | 0 |  | 0 | 0 | 0 | 0 | 0
2004-12-09 | 2004 | 12 | 9 | 0 | 0 | 0 | 0 | 0 | 0 | 0 | 0 | 0 | 0 | 0 | 0 | 0 | 0 | 0 | 0 | 0 | 0 | 0 | 0 | 0 | 0 | 0 | 0 |  | 0 | 0 | 0 | 0 |  | 0 | 0 | 0 | 0 | 0
2004-12-10 | 2004 | 12 | 10 | 0 | 0 | 0 | 0 | 0 | 0 | 0 | 0 | 0 | 0 | 0 | 0 | 0 | 0 | 0 | 0 | 0 | 0 | 0 | 0 | 0 | 0 | 0 | 0 |  | 0 | 0 | 0 | 0 |  | 0 | 0 | 0 | 0 | 0
2004-12-11 | 2004 | 12 | 11 | 0 | 0 | 0 | 0 | 0 | 0 | 0 | 0 | 0 | 0.1 | 0.2 | 0 | 0.1 | 0 | 0 | 0 | 0 | 0 | 0 | 0 | 0 | 0 | 0 | 0 |  | 0.4 | 0.4 | 0.4 | 0 |  | 0 | 0 | 0 | 0 | 0
2004-12-12 | 2004 | 12 | 12 | 0 | 0 | 0 | 0 | 0 | 0 | 0 | 0 | 0 | 0 | 0 | 0 | 0 | 0 | 0 | 0 | 0 | 0 | 0 | 0 | 0 | 0 | 0 | 0 |  | 0 | 0 | 0 | 0 |  | 0 | 0 | 0 | 0 | 0
2004-12-13 | 2004 | 12 | 13 | 0 | 0 | 0 | 0 | 0 | 0 | 0 | 0 | 0 | 0 | 0 | 0 | 0 | 0 | 0 | 0 | 0 | 0 | 0 | 0 | 0 | 0 | 0 | 0 |  | 0 | 0 | 0 | 0 |  | 0 | 0 | 0 | 0 | 0
2004-12-14 | 2004 | 12 | 14 | 0 | 0 | 0 | 0 | 0 | 0 | 0 | 0 | 0 | 0 | 0 | 0 | 0 | 0 | 0 | 0 | 0 | 0 | 0 | 0 | 0 | 0 | 0 | 0 |  | 0 | 0 | 0 | 0 |  | 0 | 0 | 0 | 0 | 0
2004-12-15 | 2004 | 12 | 15 | 0 | 0 | 0 | 0 | 0 | 0 | 0 | 0 | 0 | 0 | 0 | 0 | 0 | 0 | 0 | 0 | 0 | 0 | 0 | 0 | 0 | 0 | 0 | 0 |  | 0 | 0 | 0 | 0 |  | 0 | 0 | 0 | 0 | 0
2004-12-16 | 2004 | 12 | 16 | 0 | 0 | 0 | 0 | 0 | 0 | 0 | 0 | 0 | 0 | 0 | 0 | 0 | 0 | 0 | 0 | 0 | 0 | 0 | 0 | 0 | 0 | 0 | 0 |  | 0 | 0 | 0 | 0 |  | 0 | 0 | 0 | 0 | 0
2004-12-17 | 2004 | 12 | 17 | 0 | 0 | 0 | 0 | 0 | 0 | 0 | 0 | 0 | 0 | 0 | 0 | 0 | 0 | 0 | 0 | 0 | 0 | 0 | 0 | 0 | 0 | 0 | 0 |  | 0 | 0 | 0 | 0 |  | 0 | 0 | 0 | 0 | 0
2004-12-18 | 2004 | 12 | 18 | 0 | 0 | 0 | 0 | 0 | 0 | 0 | 0 | 0 | 0 | 0 | 0 | 0 | 0 | 0 | 0 | 0 | 0 | 0 | 0 | 0 | 0 | 0 | 0 |  | 0 | 0 | 0 | 0 |  | 0 | 0 | 0 | 0 | 0
2004-12-19 | 2004 | 12 | 19 | 0 | 0 | 0 | 0 | 0 | 0 | 0 | 0 | 0 | 0 | 0 | 0 | 0 | 0 | 0 | 0 | 0 | 0 | 0 | 0 | 0 | 0 | 0 | 0 |  | 0 | 0 | 0 | 0 |  | 0 | 0 | 0 | 0 | 0
2004-12-20 | 2004 | 12 | 20 | 0 | 0 | 0 | 0 | 0 | 0 | 0 | 0 | 0 | 0 | 0 | 0 | 0 | 0 | 0 | 0 | 0 | 0 | 0 | 0 | 0.1 | 0 | 0.1 | 0 |  | 0.2 | 0.2 | 0.2 | 0 |  | 0 | 0 | 0 | 0 | 0
2004-12-21 | 2004 | 12 | 21 | 0.1 | 0.1 | 0 | 0 | 0 | 0 | 0 | 0 | 0 | 0 | 0.1 | 0.1 | 0 | 0 | 0 | 0 | 0 | 0 | 0 | 0.1 | 0 | 0.1 | 0 | 0 |  | 0.6 | 0.6 | 0.6 | 0 |  | 0 | 0 | 0 | 0 | 0
2004-12-22 | 2004 | 12 | 22 | 0 | 0 | 0 | 0 | 0 | 0 | 0.1 | 0 | 0 | 0 | 0 | 0 | 0.1 | 0 | 0 | 0 | 0 | 0 | 0 | 0 | 0 | 0 | 0 | 0 |  | 0.2 | 0.2 | 0.2 | 0 |  | 0 | 0 | 0 | 0 | 0
2004-12-23 | 2004 | 12 | 23 | 0 | 0 | 0 | 0 | 0 | 0 | 0 | 0 | 0.2 | 0.1 | 0.2 | 0 | 0 | 0 | 0 | 0 | 0 | 0 | 0 | 0 | 0 | 0 | 0 | 0 |  | 0.5 | 0.5 | 0.5 | 0 |  | 0 | 0 | 0 | 0 | 0
2004-12-24 | 2004 | 12 | 24 | 0 | 0 | 0 | 0 | 0 | 0 | 0 | 0 | 0 | 0 | 0 | 0 | 0 | 0 | 0 | 0 | 0 | 0 | 0 | 0 | 0 | 0 | 0 | 0 |  | 0 | 0 | 0 | 0 |  | 0 | 0 | 0 | 0 | 0
2004-12-25 | 2004 | 12 | 25 | 0 | 0 | 0 | 0 | 0 | 0 | 0 | 0 | 0 | 0 | 0 | 0 | 0 | 0 | 0 | 0 | 0.4 | 0.4 | 0.4 | 0.4 | 0.4 | 0.4 | 0.4 | 0.4 |  | 3.2 | 3.2 | 3.2 | 4.4409e-16 |  | 0 | 0 | 0 | 0 | 0
2004-12-26 | 2004 | 12 | 26 | 0.2 | 0.1 | 0.2 | 0.1 | 0.2 | 0.1 | 0.2 | 0.1 | 0.2 | 0.1 | 0.2 | 0.1 | 0.2 | 0 | 0 | 0 | 0 | 0 | 0 | 0 | 0 | 0 | 0 | 0 |  | 2 | 2 | 2 | 4.4409e-16 |  | 0 | 0 | 0 | 0 | 0
2004-12-27 | 2004 | 12 | 27 | 0 | 0 | 0 | 0 | 0 | 0 | 0 | 0 | 0 | 0 | 0 | 0 | 0 | 0 | 0 | 0 | 0 | 0 | 0 | 0 | 0 | 0 | 0 | 0 |  | 0 | 0 | 0 | 0 |  | 0 | 0 | 0 | 0 | 0
2004-12-28 | 2004 | 12 | 28 | 0 | 0 | 0 | 0 | 0 | 0 | 0 | 0 | 0 | 0 | 0 | 0 | 0 | 0 | 0 | 0 | 0 | 0 | 0 | 0 | 0 | 0 | 0 | 0 |  | 0 | 0 | 0 | 0 |  | 0 | 0 | 0 | 0 | 0
2004-12-29 | 2004 | 12 | 29 | 0 | 0 | 0 | 0 | 0 | 0 | 0 | 0 | 0 | 0 | 0 | 0 | 0 | 0 | 0 | 0 | 0 | 0 | 0.1 | 0 | 0.1 | 0.1 | 0 | 0.1 |  | 0.4 | 0.4 | 0.4 | 0 |  | 0 | 0 | 0 | 0 | 0
2004-12-30 | 2004 | 12 | 30 | 0.1 | 0 | 0.1 | 0.1 | 0 | 0.1 | 0.1 | 0 | 0.1 | 0.1 | 0 | 0.1 | 0.1 | 0 | 0.1 | 0.1 | 0 | 0.1 | 0.1 | 0 | 0.1 | 0.1 | 0 | 0.1 |  | 1.6 | 1.6 | 1.6 | 2.2204e-16 |  | 0 | 0 | 0 | 0 | 0
2004-12-31 | 2004 | 12 | 31 | 0 | 0 | 0.1 | 0 | 0 | 0 | 0 | 0 | 0.1 | 0 | 0 | 0 | 0 | 0 | 0.1 | 0 | 0 | 0 | 0 | 0 | 0 | 0.1 | 0 | 0 |  | 0.4 | 0.4 | 0.4 | 0 |  | 0 | 0 | 0 | 0 | 0
2005-01-01 | 2005 | 1 | 1 | 0.1 | 0.1 | 0.1 | 0.1 | 0.1 | 0.1 | 0.1 | 0.1 | 0.1 | 0.1 | 0.1 | 0.1 | 0.1 | 0.1 | 0.1 | 0.1 | 0.1 | 0.1 | 0.1 | 0.1 | 0.1 | 0.1 | 0.1 | 0.1 |  | 2.4 | 2.4 | 2.4 | 8.8818e-16 |  | 0 | 0 | 0 | 0 | 0
2005-01-02 | 2005 | 1 | 2 | 0 | 0 | 0 | 0 | 0 | 0 | 0 | 0 | 0 | 0 | 0 | 0 | 0 | 0 | 0 | 0 | 0 | 0 | 0 | 0 | 0 | 0 | 0 | 0 |  | 0 | 0 | 0 | 0 |  | 0 | 0 | 0 | 0 | 0
2005-01-03 | 2005 | 1 | 3 | 0 | 0 | 0 | 0 | 0 | 0 | 0 | 0.1 | 0 | 0 | 0.1 | 0 | 0 | 0 | 0 | 0 | 0 | 0 | 0 | 0 | 0 | 0 | 0 | 0 |  | 0.2 | 0.2 | 0.2 | 0 |  | 0 | 0 | 0 | 0 | 0
2005-01-04 | 2005 | 1 | 4 | 0 | 0 | 0 | 0 | 0 | 0 | 0 | 0 | 0 | 0 | 0 | 0 | 0 | 0 | 0 | 0 | 0 | 0 | 0 | 0 | 0 | 0 | 0 | 0 |  | 0 | 0 | 0 | 0 |  | 0 | 0 | 0 | 0 | 0
2005-01-05 | 2005 | 1 | 5 | 0 | 0 | 0 | 0 | 0 | 0 | 0 | 0 | 0 | 0 | 0 | 0 | 0 | 0 | 0 | 0 | 0 | 0 | 0 | 0 | 0 | 0 | 0 | 0 |  | 0 | 0 | 0 | 0 |  | 0 | 0 | 0 | 0 | 0
2005-01-06 | 2005 | 1 | 6 | 0 | 0 | 0 | 0 | 0 | 0 | 0 | 0 | 0 | 0.1 | 0.2 | 0.1 | 0.3 | 0.3 | 0.2 | 0.3 | 0.3 | 0.1 | 0.2 | 0.1 | 0.2 | 0.1 | 0.2 | 0.1 |  | 2.8 | 2.8 | 2.8 | 8.8818e-16 |  | 0 | 0 | 0 | 0 | 0
2005-01-07 | 2005 | 1 | 7 | 0 | 0.1 | 0 | 0.1 | 0 | 0.1 | 0 | 0 | 0.1 | 0 | 0.1 | 0 | 0 | 0.1 | 0 | 0.1 | 0 | 0 | 0.1 | 0 | 0.1 | 0 | 0.1 | 0 |  | 1 | 1 | 1 | 1.1102e-16 |  | 0 | 0 | 0 | 0 | 0
2005-01-08 | 2005 | 1 | 8 | 0.1 | 0.2 | 0.1 | 0.2 | 0.1 | 0.1 | 0.2 | 0.1 | 0.2 | 0.1 | 0.1 | 0.2 | 0.1 | 0.1 | 0.2 | 0.1 | 0.2 | 0 | 0.1 | 0.1 | 0.2 | 0.1 | 0.2 | 0.1 |  | 3.2 | 3.2 | 3.2 | 1.3323e-15 |  | 0 | 0 | 0 | 0 | 0
2005-01-09 | 2005 | 1 | 9 | 0 | 0 | 0 | 0 | 0 | 0 | 0 | 0 | 0 | 0 | 0 | 0 | 0 | 0 | 0 | 0 | 0 | 0 | 0 | 0 | 0 | 0 | 0 | 0 |  | 0 | 0 | 0 | 0 |  | 0 | 0 | 0 | 0 | 0
2005-01-10 | 2005 | 1 | 10 | 0 | 0 | 0 | 0 | 0 | 0 | 0 | 0 | 0 | 0 | 0 | 0 | 0 | 0 | 0 | 0 | 0 | 0 | 0 | 0 | 0 | 0 | 0 | 0 |  | 0 | 0 | 0 | 0 |  | 0 | 0 | 0 | 0 | 0
2005-01-11 | 2005 | 1 | 11 | 0 | 0 | 0 | 0 | 0 | 0 | 0 | 0 | 0 | 0 | 0 | 0 | 0 | 0 | 0 | 0 | 0 | 0 | 0 | 0 | 0 | 0 | 0 | 0 |  | 0 | 0 | 0 | 0 |  | 0 | 0 | 0 | 0 | 0
2005-01-12 | 2005 | 1 | 12 | 0 | 0.1 | 0 | 0.1 | 0 | 0.1 | 0 | 0.1 | 0 | 0.1 | 0 | 0.1 | 0 | 0 | 0 | 0 | 0 | 0 | 0 | 0 | 0 | 0 | 0 | 0 |  | 0.6 | 0.6 | 0.6 | 0 |  | 0 | 0 | 0 | 0 | 0
2005-01-13 | 2005 | 1 | 13 | 0 | 0 | 0 | 0 | 0 | 0 | 0 | 0 | 0 | 0 | 0 | 0 | 0 | 0 | 0 | 0 | 0 | 0 | 0 | 0 | 0 | 0 | 0 | 0 |  | 0 | 0 | 0 | 0 |  | 0 | 0 | 0 | 0 | 0
2005-01-14 | 2005 | 1 | 14 | 0 | 0 | 0 | 0 | 0 | 0 | 0 | 0 | 0 | 0 | 0 | 0 | 0 | 0 | 0 | 0 | 0 | 0 | 0 | 0 | 0 | 0 | 0 | 0 |  | 0 | 0 | 0 | 0 |  | 0 | 0 | 0 | 0 | 0
2005-01-15 | 2005 | 1 | 15 | 0 | 0 | 0 | 0 | 0 | 0 | 0 | 0 | 0 | 0 | 0 | 0 | 0 | 0 | 0 | 0 | 0 | 0 | 0 | 0 | 0 | 0 | 0 | 0 |  | 0 | 0 | 0 | 0 |  | 0 | 0 | 0 | 0 | 0
2005-01-16 | 2005 | 1 | 16 | 0 | 0 | 0 | 0 | 0 | 0 | 0 | 0 | 0 | 0 | 0 | 0 | 0 | 0 | 0 | 0 | 0 | 0 | 0 | 0 | 0 | 0 | 0 | 0 |  | 0 | 0 | 0 | 0 |  | 0 | 0 | 0 | 0 | 0
2005-01-17 | 2005 | 1 | 17 | 0 | 0 | 0 | 0 | 0 | 0 | 0 | 0 | 0 | 0 | 0 | 0 | 0 | 0 | 0 | 0 | 0 | 0 | 0 | 0 | 0 | 0 | 0 | 0 |  | 0 | 0 | 0 | 0 |  | 0 | 0 | 0 | 0 | 0
2005-01-18 | 2005 | 1 | 18 | 0 | 0 | 0 | 0 | 0 | 0 | 0 | 0 | 0 | 0 | 0 | 0 | 0 | 0 | 0 | 0 | 0 | 0 | 0 | 0 | 0 | 0 | 0 | 0 |  | 0 | 0 | 0 | 0 |  | 0 | 0 | 0 | 0 | 0
2005-01-19 | 2005 | 1 | 19 | 0 | 0 | 0 | 0 | 0 | 0 | 0 | 0 | 0 | 0 | 0 | 0 | 0 | 0 | 0 | 0 | 0 | 0 | 0 | 0 | 0 | 0 | 0 | 0 |  | 0 | 0 | 0 | 0 |  | 0 | 0 | 0 | 0 | 0
2005-01-20 | 2005 | 1 | 20 | 0 | 0 | 0 | 0 | 0 | 0 | 0 | 0 | 0 | 0 | 0 | 0 | 0 | 0 | 0 | 0 | 0 | 0 | 0 | 0 | 0 | 0 | 0 | 0 |  | 0 | 0 | 0 | 0 |  | 0 | 0 | 0 | 0 | 0
2005-01-21 | 2005 | 1 | 21 | 0 | 0 | 0 | 0 | 0 | 0 | 0 | 0 | 0 | 0 | 0 | 0 | 0 | 0 | 0 | 0 | 0 | 0 | 0 | 0 | 0 | 0 | 0 | 0 |  | 0 | 0 | 0 | 0 |  | 0 | 0 | 0 | 0 | 0
2005-01-22 | 2005 | 1 | 22 | 0 | 0 | 0 | 0 | 0 | 0 | 0 | 0 | 0 | 0 | 0 | 0 | 0 | 0 | 0 | 0 | 0 | 0 | 0 | 0 | 0 | 0 | 0 | 0 |  | 0 | 0 | 0 | 0 |  | 0 | 0 | 0 | 0 | 0
2005-01-23 | 2005 | 1 | 23 | 0 | 0 | 0 | 0 | 0 | 0 | 0 | 0 | 0 | 0 | 0 | 0 | 0 | 0 | 0 | 0 | 0 | 0 | 0 | 0 | 0 | 0 | 0 | 0 |  | 0 | 0 | 0 | 0 |  | 0 | 0 | 0 | 0 | 0
2005-01-24 | 2005 | 1 | 24 | 0 | 0 | 0 | 0 | 0 | 0 | 0 | 0 | 0 | 0 | 0 | 0 | 0 | 0 | 0 | 0 | 0 | 0 | 0 | 0 | 0 | 0 | 0 | 0 |  | 0 | 0 | 0 | 0 |  | 0 | 0 | 0 | 0 | 0
2005-01-25 | 2005 | 1 | 25 | 0 | 0 | 0 | 0 | 0 | 0 | 0 | 0 | 0 | 0 | 0 | 0 | 0 | 0 | 0 | 0 | 0 | 0 | 0 | 0 | 0 | 0 | 0 | 0 |  | 0 | 0 | 0 | 0 |  | 0 | 0 | 0 | 0 | 0
2005-01-26 | 2005 | 1 | 26 | 0 | 0 | 0 | 0 | 0 | 0 | 0 | 0 | 0 | 0 | 0 | 0 | 0 | 0 | 0 | 0 | 0 | 0 | 0 | 0 | 0 | 0 | 0 | 0 |  | 0 | 0 | 0 | 0 |  | 0 | 0 | 0 | 0 | 0
2005-01-27 | 2005 | 1 | 27 | 0 | 0 | 0 | 0 | 0 | 0 | 0 | 0 | 0 | 0 | 0 | 0 | 0 | 0 | 0 | 0 | 0 | 0 | 0 | 0 | 0 | 0 | 0 | 0 |  | 0 | 0 | 0 | 0 |  | 0 | 0 | 0 | 0 | 0
2005-01-28 | 2005 | 1 | 28 | 0 | 0 | 0 | 0 | 0 | 0 | 0 | 0 | 0 | 0 | 0 | 0 | 0 | 0 | 0 | 0 | 0 | 0 | 0 | 0 | 0 | 0 | 0 | 0 |  | 0 | 0 | 0 | 0 |  | 0 | 0 | 0 | 0 | 0
2005-01-29 | 2005 | 1 | 29 | 0 | 0 | 0 | 0 | 0 | 0 | 0 | 0 | 0 | 0 | 0 | 0 | 0 | 0 | 0 | 0 | 0 | 0 | 0 | 0 | 0 | 0 | 0 | 0 |  | 0 | 0 | 0 | 0 |  | 0 | 0 | 0 | 0 | 0
2005-01-30 | 2005 | 1 | 30 | 0 | 0 | 0 | 0 | 0 | 0 | 0 | 0 | 0 | 0 | 0 | 0 | 0 | 0 | 0 | 0 | 0 | 0 | 0 | 0 | 0 | 0 | 0 | 0 |  | 0 | 0 | 0 | 0 |  | 0 | 0 | 0 | 0 | 0
2005-01-31 | 2005 | 1 | 31 | 0 | 0 | 0 | 0 | 0 | 0 | 0 | 0 | 0 | 0 | 0 | 0 | 0 | 0 | 0 | 0 | 0 | 0 | 0 | 0 | 0 | 0 | 0 | 0 |  | 0 | 0 | 0 | 0 |  | 0 | 0 | 0 | 0 | 0
2005-02-01 | 2005 | 2 | 1 | 0 | 0 | 0 | 0 | 0 | 0 | 0 | 0 | 0 | 0 | 0 | 0 | 0 | 0 | 0 | 0 | 0 | 0 | 0 | 0 | 0 | 0 | 0 | 0 |  | 0 | 0 | 0 | 0 |  | 0 | 0 | 0 | 0 | 0
2005-02-02 | 2005 | 2 | 2 | 0 | 0 | 0 | 0 | 0 | 0 | 0 | 0 | 0 | 0 | 0 | 0 | 0 | 0 | 0 | 0 | 0 | 0 | 0 | 0 | 0 | 0 | 0 | 0 |  | 0 | 0 | 0 | 0 |  | 0 | 0 | 0 | 0 | 0
2005-02-03 | 2005 | 2 | 3 | 0 | 0 | 0 | 0 | 0 | 0 | 0 | 0 | 0 | 0 | 0 | 0 | 0 | 0 | 0 | 0 | 0 | 0 | 0 | 0 | 0 | 0 | 0 | 0 |  | 0 | 0 | 0 | 0 |  | 0 | 0 | 0 | 0 | 0
2005-02-04 | 2005 | 2 | 4 | 0 | 0 | 0 | 0.2 | 0.1 | 0.2 | 0.1 | 0.2 | 0.2 | 0.1 | 0.2 | 0.2 | 0.1 | 0.2 | 0.1 | 0.2 | 0.2 | 0.1 | 0.2 | 0.2 | 0.1 | 0.2 | 0.1 | 0.2 |  | 3.4 | 3.4 | 3.4 | 1.3323e-15 |  | 0 | 0 | 0 | 0 | 0
2005-02-05 | 2005 | 2 | 5 | 0.1 | 0.1 | 0.1 | 0 | 0.1 | 0 | 0.1 | 0 | 0.1 | 0.1 | 0.1 | 0.1 | 0.1 | 0.1 | 0.1 | 0.1 | 0.1 | 0.1 | 0 | 0.1 | 0.1 | 0.1 | 0.1 | 0.1 |  | 2 | 2 | 2 | 4.4409e-16 |  | 0 | 0 | 0 | 0 | 0
2005-02-06 | 2005 | 2 | 6 | 0 | 0.1 | 0 | 0 | 0.1 | 0 | 0 | 0.1 | 0 | 0 | 0.1 | 0 | 0 | 0.1 | 0 | 0 | 0.1 | 0 | 0 | 0.1 | 0 | 0 | 0.1 | 0 |  | 0.8 | 0.8 | 0.8 | 1.1102e-16 |  | 0 | 0 | 0 | 0 | 0
2005-02-07 | 2005 | 2 | 7 | 0 | 0 | 0 | 0 | 0 | 0 | 0 | 0 | 0 | 0 | 0 | 0 | 0 | 0 | 0 | 0 | 0 | 0 | 0 | 0 | 0 | 0 | 0 | 0 |  | 0 | 0 | 0 | 0 |  | 0 | 0 | 0 | 0 | 0
2005-02-08 | 2005 | 2 | 8 | 0 | 0 | 0 | 0 | 0 | 0 | 0 | 0 | 0 | 0 | 0 | 0 | 0 | 0 | 0 | 0 | 0 | 0 | 0 | 0 | 0 | 0 | 0 | 0 |  | 0 | 0 | 0 | 0 |  | 0 | 0 | 0 | 0 | 0
2005-02-09 | 2005 | 2 | 9 | 0 | 0 | 0 | 0 | 0 | 0 | 0 | 0 | 0 | 0 | 0 | 0 | 0 | 0 | 0 | 0 | 0 | 0 | 0 | 0 | 0 | 0 | 0 | 0 |  | 0 | 0 | 0 | 0 |  | 0 | 0 | 0 | 0 | 0
2005-02-10 | 2005 | 2 | 10 | 0 | 0 | 0 | 0 | 0 | 0 | 0 | 0 | 0 | 0 | 0 | 0 | 0 | 0 | 0 | 0 | 0 | 0 | 0 | 0 | 0 | 0 | 0 | 0 |  | 0 | 0 | 0 | 0 |  | 0 | 0 | 0 | 0 | 0
2005-02-11 | 2005 | 2 | 11 | 0 | 0 | 0 | 0 | 0 | 0 | 0 | 0 | 0 | 0 | 0 | 0 | 0 | 0 | 0 | 0 | 0 | 0 | 0 | 0 | 0 | 0 | 0 | 0 |  | 0 | 0 | 0 | 0 |  | 0 | 0 | 0 | 0 | 0
2005-02-12 | 2005 | 2 | 12 | 0 | 0 | 0 | 0 | 0 | 0 | 0 | 0 | 0 | 0 | 0 | 0 | 0 | 0 | 0 | 0 | 0 | 0 | 0 | 0 | 0 | 0 | 0 | 0 |  | 0 | 0 | 0 | 0 |  | 0 | 0 | 0 | 0 | 0
2005-02-13 | 2005 | 2 | 13 | 0 | 0 | 0 | 0 | 0 | 0 | 0 | 0 | 0 | 0.1 | 0.1 | 0 | 0 | 0 | 0 | 0 | 0.2 | 0.1 | 0.1 | 0.1 | 0.1 | 0.2 | 0.1 | 0.1 |  | 1.2 | 1.2 | 1.2 | 2.2204e-16 |  | 0 | 0 | 0 | 0 | 0
2005-02-14 | 2005 | 2 | 14 | 0.1 | 0.1 | 0.2 | 0.1 | 0.1 | 0.1 | 0.1 | 0.2 | 0.1 | 0 | 0 | 0 | 0 | 0 | 0 | 0 | 0.1 | 0.1 | 0 | 0 | 0.1 | 0.2 | 0.1 | 0.1 |  | 1.8 | 1.8 | 1.8 | 4.4409e-16 |  | 0 | 0 | 0 | 0 | 0
2005-02-15 | 2005 | 2 | 15 | 0 | 0 | 0 | 0 | 0 | 0 | 0 | 0 | 0 | 0 | 0 | 0 | 0 | 0 | 0 | 0 | 0 | 0 | 0 | 0 | 0 | 0 | 0 | 0 |  | 0 | 0 | 0 | 0 |  | 0 | 0 | 0 | 0 | 0
2005-02-16 | 2005 | 2 | 16 | 0 | 0 | 0 | 0 | 0 | 0 | 0 | 0 | 0 | 0 | 0 | 0 | 0 | 0 | 0 | 0 | 0 | 0 | 0 | 0 | 0 | 0 | 0 | 0 |  | 0 | 0 | 0 | 0 |  | 0 | 0 | 0 | 0 | 0
2005-02-17 | 2005 | 2 | 17 | 0 | 0 | 0 | 0 | 0 | 0 | 0 | 0 | 0 | 0 | 0 | 0 | 0 | 0 | 0 | 0 | 0 | 0 | 0 | 0 | 0 | 0 | 0 | 0 |  | 0 | 0 | 0 | 0 |  | 0 | 0 | 0 | 0 | 0
2005-02-18 | 2005 | 2 | 18 | 0 | 0 | 0 | 0 | 0 | 0 | 0 | 0 | 0 | 0 | 0 | 0 | 0 | 0 | 0 | 0 | 0 | 0 | 0 | 0 | 0 | 0 | 0 | 0 |  | 0 | 0 | 0 | 0 |  | 0 | 0 | 0 | 0 | 0
2005-02-19 | 2005 | 2 | 19 | 0 | 0 | 0.1 | 0 | 0.1 | 0.1 | 0.1 | 0 | 0.1 | 0.1 | 0 | 0.1 | 0.1 | 0 | 0.1 | 0.1 | 0.1 | 0 | 0.1 | 0.1 | 0 | 0.1 | 0 | 0 |  | 1.4 | 1.4 | 1.4 | 2.2204e-16 |  | 0 | 0 | 0 | 0 | 0
2005-02-20 | 2005 | 2 | 20 | 0 | 0 | 0 | 0 | 0 | 0 | 0 | 0 | 0 | 0 | 0 | 0 | 0 | 0 | 0 | 0 | 0 | 0 | 0 | 0 | 0 | 0 | 0 | 0 |  | 0 | 0 | 0 | 0 |  | 0 | 0 | 0 | 0 | 0
2005-02-21 | 2005 | 2 | 21 | 0 | 0 | 0 | 0 | 0 | 0 | 0 | 0 | 0 | 0 | 0 | 0 | 0 | 0 | 0 | 0 | 0 | 0 | 0 | 0 | 0 | 0 | 0 | 0 |  | 0 | 0 | 0 | 0 |  | 0 | 0 | 0 | 0 | 0
2005-02-22 | 2005 | 2 | 22 | 0 | 0 | 0 | 0 | 0 | 0 | 0 | 0 | 0 | 0 | 0 | 0 | 0 | 0 | 0 | 0 | 0 | 0 | 0 | 0 | 0 | 0 | 0 | 0 |  | 0 | 0 | 0 | 0 |  | 0 | 0 | 0 | 0 | 0
2005-02-23 | 2005 | 2 | 23 | 0 | 0 | 0 | 0 | 0 | 0 | 0 | 0 | 0 | 0 | 0 | 0 | 0 | 0 | 0 | 0 | 0 | 0 | 0 | 0 | 0 | 0 | 0 | 0 |  | 0 | 0 | 0 | 0 |  | 0 | 0 | 0 | 0 | 0
2005-02-24 | 2005 | 2 | 24 | 0 | 0 | 0 | 0 | 0 | 0 | 0 | 0 | 0 | 0 | 0 | 0 | 0 | 0 | 0 | 0 | 0 | 0 | 0 | 0 | 0 | 0 | 0 | 0 |  | 0 | 0 | 0 | 0 |  | 0 | 0 | 0 | 0 | 0
2005-02-25 | 2005 | 2 | 25 | 0 | 0 | 0 | 0 | 0 | 0 | 0 | 0 | 0 | 0 | 0 | 0 | 0 | 0 | 0 | 0 | 0 | 0 | 0 | 0 | 0 | 0 | 0 | 0 |  | 0 | 0 | 0 | 0 |  | 0 | 0 | 0 | 0 | 0
2005-02-26 | 2005 | 2 | 26 | 0 | 0 | 0 | 0 | 0 | 0 | 0 | 0 | 0 | 0 | 0 | 0 | 0 | 0 | 0 | 0 | 0 | 0 | 0 | 0 | 0 | 0 | 0 | 0 |  | 0 | 0 | 0 | 0 |  | 0 | 0 | 0 | 0 | 0
2005-02-27 | 2005 | 2 | 27 | 0 | 0 | 0 | 0 | 0 | 0 | 0 | 0 | 0 | 0 | 0 | 0 | 0 | 0 | 0 | 0 | 0 | 0 | 0 | 0 | 0 | 0 | 0 | 0 |  | 0 | 0 | 0 | 0 |  | 0 | 0 | 0 | 0 | 0
2005-02-28 | 2005 | 2 | 28 | 0 | 0 | 0 | 0 | 0 | 0 | 0 | 0 | 0 | 0 | 0 | 0 | 0 | 0 | 0 | 0 | 0 | 0 | 0 | 0 | 0 | 0 | 0 | 0 |  | 0 | 0 | 0 | 0 |  | 0 | 0 | 0 | 0 | 0
2005-03-01 | 2005 | 3 | 1 | 0 | 0 | 0 | 0 | 0 | 0 | 0 | 0 | 0 | 0 | 0 | 0 | 0 | 0 | 0 | 0 | 0 | 0 | 0 | 0 | 0 | 0 | 0 | 0 |  | 0 | 0 | 0 | 0 |  | 0 | 0 | 0 | 0 | 0
2005-03-02 | 2005 | 3 | 2 | 0 | 0 | 0 | 0 | 0 | 0 | 0 | 0 | 0 | 0 | 0 | 0 | 0 | 0 | 0 | 0 | 0 | 0 | 0 | 0 | 0 | 0 | 0 | 0 |  | 0 | 0 | 0 | 0 |  | 0 | 0 | 0 | 0 | 0
2005-03-03 | 2005 | 3 | 3 | 0 | 0 | 0 | 0 | 0 | 0 | 0 | 0 | 0 | 0 | 0 | 0 | 0 | 0 | 0 | 0 | 0 | 0 | 0 | 0 | 0 | 0 | 0 | 0 |  | 0 | 0 | 0 | 0 |  | 0 | 0 | 0 | 0 | 0
2005-03-04 | 2005 | 3 | 4 | 0 | 0 | 0 | 0 | 0 | 0 | 0 | 0 | 0 | 0 | 0 | 0 | 0 | 0 | 0 | 0 | 0 | 0 | 0 | 0 | 0 | 0 | 0 | 0 |  | 0 | 0 | 0 | 0 |  | 0 | 0 | 0 | 0 | 0
2005-03-05 | 2005 | 3 | 5 | 0 | 0 | 0 | 0 | 0 | 0 | 0 | 0 | 0 | 0 | 0 | 0 | 0 | 0 | 0 | 0 | 0 | 0 | 0 | 0 | 0 | 0 | 0 | 0 |  | 0 | 0 | 0 | 0 |  | 0 | 0 | 0 | 0 | 0
2005-03-06 | 2005 | 3 | 6 | 0 | 0 | 0 | 0 | 0 | 0 | 0 | 0 | 0 | 0 | 0 | 0 | 0 | 0 | 0 | 0 | 0 | 0 | 0 | 0 | 0 | 0 | 0 | 0 |  | 0 | 0 | 0 | 0 |  | 0 | 0 | 0 | 0 | 0
2005-03-07 | 2005 | 3 | 7 | 0 | 0 | 0 | 0 | 0 | 0 | 0 | 0 | 0 | 0.2 | 0 | 0 | 0 | 0 | 0 | 0 | 0.2 | 0.4 | 0 | 0 | 0 | 0 | 0 | 0 |  | 0.8 | 0.8 | 0.8 | 0 |  | 0 | 0 | 0 | 0 | 0
2005-03-08 | 2005 | 3 | 8 | 0 | 0 | 0 | 0 | 0 | 0 | 0 | 0 | 0 | 0 | 0 | 0 | 0 | 0 | 0 | 0 | 0 | 0 | 0 | 0 | 0 | 0 | 0 | 0 |  | 0 | 0 | 0 | 0 |  | 0 | 0 | 0 | 0 | 0
2005-03-09 | 2005 | 3 | 9 | 0 | 0 | 0 | 0 | 0 | 0 | 0 | 0 | 0 | 0 | 0 | 0 | 0 | 0 | 0 | 0 | 0 | 0 | 0 | 0 | 0 | 0 | 0 | 0 |  | 0 | 0 | 0 | 0 |  | 0 | 0 | 0 | 0 | 0
2005-03-10 | 2005 | 3 | 10 | 0 | 0 | 0 | 0 | 0 | 0 | 0 | 0 | 0 | 0 | 0 | 0 | 0 | 0 | 0 | 0 | 0 | 0 | 0 | 0 | 0 | 0 | 0 | 0 |  | 0 | 0 | 0 | 0 |  | 0 | 0 | 0 | 0 | 0
2005-03-11 | 2005 | 3 | 11 | 0 | 0 | 0 | 0 | 0 | 0 | 0 | 0 | 0 | 0 | 0 | 0 | 0 | 0 | 0 | 0 | 0 | 0.6 | 0.6 | 0.6 | 0 | 0 | 0 | 0 |  | 1.8 | 1.8 | 1.8 | 2.2204e-16 |  | 0 | 0 | 0 | 0 | 0
2005-03-12 | 2005 | 3 | 12 | 0 | 0 | 0 | 0 | 0 | 0 | 0 | 0 | 0 | 0 | 0.1 | 0 | 0 | 0.1 | 0 | 0 | 0 | 0 | 0 | 0 | 0 | 0 | 0 | 0 |  | 0.2 | 0.2 | 0.2 | 0 |  | 0 | 0 | 0 | 0 | 0
2005-03-13 | 2005 | 3 | 13 | 0 | 0 | 0.3 | 0.3 | 0.3 | 0.3 | 0 | 0 | 0 | 0 | 0 | 0 | 0 | 0 | 0 | 0 | 0 | 0 | 0 | 0 | 0 | 0 | 0.3 | 0.3 |  | 1.8 | 1.8 | 1.8 | 0 |  | 0 | 0 | 0 | 0 | 0
2005-03-14 | 2005 | 3 | 14 | 0 | 0 | 0 | 0 | 0 | 0.1 | 0.1 | 0.1 | 0.2 | 0 | 0 | 0 | 0 | 0.1 | 0.1 | 0.1 | 0 | 0 | 0 | 0 | 0 | 0 | 0 | 0 |  | 0.8 | 0.8 | 0.8 | 1.1102e-16 |  | 0 | 0 | 0 | 0 | 0
2005-03-15 | 2005 | 3 | 15 | 0 | 0 | 0 | 0 | 0 | 0 | 0.1 | 0 | 0 | 0 | 0 | 0 | 0 | 0 | 0 | 0 | 0 | 0 | 0.1 | 0 | 0 | 0 | 0 | 0 |  | 0.2 | 0.2 | 0.2 | 0 |  | 0 | 0 | 0 | 0 | 0
2005-03-16 | 2005 | 3 | 16 | 0 | 0 | 0 | 0 | 0 | 0 | 0.1 | 0.1 | 0.1 | 0.1 | 0.1 | 0.1 | 0.1 | 0 | 0 | 0 | 0 | 0.1 | 0.1 | 0.1 | 0.1 | 0.1 | 0.1 | 0.1 |  | 1.4 | 1.4 | 1.4 | 2.2204e-16 |  | 0 | 0 | 0 | 0 | 0
2005-03-17 | 2005 | 3 | 17 | 0.1 | 0.1 | 0 | 0.1 | 0.1 | 0.1 | 0 | 0.1 | 0.1 | 0.1 | 0 | 0.1 | 0.1 | 0 | 0 | 0 | 0 | 0 | 0 | 0 | 0 | 0 | 0 | 0 |  | 1 | 1 | 1 | 1.1102e-16 |  | 0 | 0 | 0 | 0 | 0
2005-03-18 | 2005 | 3 | 18 | 0 | 0 | 0 | 0.1 | 0 | 0.1 | 0 | 0.1 | 0.1 | 0 | 0.1 | 0 | 0.1 | 0.1 | 0 | 0.1 | 0 | 0 | 0.1 | 0.1 | 0 | 0.1 | 0 | 0.1 |  | 1.2 | 1.2 | 1.2 | 0 |  | 0 | 0 | 0 | 0 | 0
2005-03-19 | 2005 | 3 | 19 | 0.1 | 0 | 0.1 | 0.1 | 0 | 0.1 | 0.1 | 0 | 0.1 | 0.1 | 0 | 0.1 | 0.1 | 0 | 0.1 | 0.1 | 0 | 0.1 | 0.1 | 0 | 0.1 | 0.1 | 0 | 0.1 |  | 1.6 | 1.6 | 1.6 | 2.2204e-16 |  | 0 | 0 | 0 | 0 | 0
2005-03-20 | 2005 | 3 | 20 | 0.3 | 0.3 | 0.3 | 0.4 | 0.3 | 0.3 | 0.3 | 0 | 0 | 0 | 0 | 0 | 0 | 0 | 0 | 0 | 0 | 0 | 0 | 0 | 0 | 0 | 0 | 0 |  | 2.2 | 2.2 | 2.2 | 4.4409e-16 |  | 0 | 0 | 0 | 0 | 0
2005-03-21 | 2005 | 3 | 21 | 0 | 0 | 0 | 0 | 0.1 | 0 | 0 | 0.1 | 0.1 | 0.1 | 0 | 0 | 0 | 0 | 0 | 0 | 0 | 0 | 0 | 0.1 | 0.1 | 0.1 | 0 | 0.1 |  | 0.8 | 0.8 | 0.8 | 1.1102e-16 |  | 0 | 0 | 0 | 0 | 0
2005-03-22 | 2005 | 3 | 22 | 0 | 0 | 0.1 | 0 | 0 | 0 | 0 | 0 | 0 | 0 | 0 | 0.1 | 0 | 0 | 0 | 0 | 0 | 0 | 0 | 0 | 0 | 0 | 0 | 0 |  | 0.2 | 0.2 | 0.2 | 0 |  | 0 | 0 | 0 | 0 | 0
2005-03-23 | 2005 | 3 | 23 | 0 | 0 | 0.1 | 0 | 0 | 0 | 0.1 | 0 | 0 | 0 | 0.1 | 0 | 0 | 0 | 0.1 | 0 | 0 | 0 | 0.1 | 0 | 0 | 0 | 0.1 | 0 |  | 0.6 | 0.6 | 0.6 | 0 |  | 0 | 0 | 0 | 0 | 0
2005-03-24 | 2005 | 3 | 24 | 0 | 0 | 0 | 0 | 0 | 0 | 0 | 0 | 0 | 0 | 0 | 0 | 0 | 0 | 0 | 0 | 0 | 0 | 0 | 0 | 0 | 0 | 0 | 0 |  | 0 | 0 | 0 | 0 |  | 0 | 0 | 0 | 0 | 0
2005-03-25 | 2005 | 3 | 25 | 0 | 0 | 0 | 0 | 0 | 0 | 0 | 0 | 0 | 0 | 0 | 0 | 0 | 0 | 0 | 0 | 0 | 0 | 0 | 0 | 0 | 0 | 0 | 0 |  | 0 | 0 | 0 | 0 |  | 0 | 0 | 0 | 0 | 0
2005-03-26 | 2005 | 3 | 26 | 0 | 0 | 0 | 0 | 0 | 0 | 0 | 0 | 0 | 0 | 0 | 0 | 0 | 0 | 0 | 0 | 0 | 0 | 0 | 0 | 0 | 0 | 0 | 0 |  | 0 | 0 | 0 | 0 |  | 0 | 0 | 0 | 0 | 0
2005-03-27 | 2005 | 3 | 27 | 0 | 0 | 0 | 0 | 0 | 0 | 0 | 0 | 0 | 0 | 0 | 0 | 0 | 0 | 0 | 0 | 0 | 0 | 0 | 0 | 0 | 0 | 0 | 0 |  | 0 | 0 | 0 | 0 |  | 0 | 0 | 0 | 0 | 0
2005-03-28 | 2005 | 3 | 28 | 0 | 0 | 0 | 0 | 0 | 0 | 0 | 0 | 0 | 0 | 0 | 0 | 0 | 0 | 0 | 0 | 0 | 0 | 0 | 0 | 0 | 0 | 0 | 0 |  | 0 | 0 | 0 | 0 |  | 0 | 0 | 0 | 0 | 0
2005-03-29 | 2005 | 3 | 29 | 0 | 0 | 0 | 0 | 0 | 0 | 0 | 0 | 0 | 0 | 0 | 0 | 0 | 0 | 0 | 0 | 0 | 0 | 0 | 0 | 0 | 0 | 0 | 0 |  | 0 | 0 | 0 | 0 |  | 0 | 0 | 0 | 0 | 0
2005-03-30 | 2005 | 3 | 30 | 0 | 0 | 0 | 0 | 0 | 0 | 0 | 0 | 0 | 0 | 0 | 0 | 0 | 0 | 0 | 0 | 0 | 0 | 0 | 0 | 0 | 0 | 0 | 0 |  | 0 | 0 | 0 | 0 |  | 0 | 0 | 0 | 0 | 0
2005-03-31 | 2005 | 3 | 31 | 0 | 0 | 0 | 0 | 0 | 0 | 0 | 0 | 0 | 0 | 0 | 0 | 0 | 0 | 0 | 0 | 0 | 0 | 0 | 0 | 0 | 0 | 0 | 0 |  | 0 | 0 | 0 | 0 |  | 0 | 0 | 0 | 0 | 0
2005-04-01 | 2005 | 4 | 1 | 0 | 0 | 0 | 0 | 0 | 0 | 0 | 0 | 0 | 0 | 0 | 0 | 0 | 0 | 0 | 0 | 0 | 0 | 0 | 0 | 0 | 0 | 0 | 0 |  | 0 | 0 | 0 | 0 |  | 0 | 0 | 0 | 0 | 0
2005-04-02 | 2005 | 4 | 2 | 0 | 0 | 0 | 0 | 0 | 0 | 0 | 0 | 0 | 0 | 0 | 0 | 0 | 0 | 0 | 0 | 0 | 0 | 0 | 0 | 0 | 0 | 0 | 0 |  | 0 | 0 | 0 | 0 |  | 0 | 0 | 0 | 0 | 0
2005-04-03 | 2005 | 4 | 3 | 0 | 0 | 0 | 0 | 0 | 0 | 0 | 0 | 0 | 0 | 0 | 0 | 0 | 0 | 0 | 0 | 0 | 0 | 0 | 0 | 0 | 0 | 0 | 0 |  | 0 | 0 | 0 | 0 |  | 0 | 0 | 0 | 0 | 0
2005-04-04 | 2005 | 4 | 4 | 0 | 0 | 0 | 0 | 0 | 0 | 0 | 0 | 0 | 0 | 0 | 0 | 0 | 0 | 0 | 0 | 0 | 0 | 0 | 0 | 0 | 0 | 0 | 0 |  | 0 | 0 | 0 | 0 |  | 0 | 0 | 0 | 0 | 0
2005-04-05 | 2005 | 4 | 5 | 0 | 0 | 0 | 0 | 0 | 0 | 0 | 0 | 0 | 0 | 0 | 0 | 0 | 0 | 0 | 0 | 0 | 0 | 0 | 0 | 0 | 0 | 0 | 0 |  | 0 | 0 | 0 | 0 |  | 0 | 0 | 0 | 0 | 0
2005-04-06 | 2005 | 4 | 6 | 0 | 0 | 0 | 0 | 0 | 0 | 0 | 0 | 0 | 0 | 0 | 0 | 0 | 0 | 0 | 0 | 0 | 0 | 0 | 0 | 0 | 0 | 0 | 0 |  | 0 | 0 | 0 | 0 |  | 0 | 0 | 0 | 0 | 0
2005-04-07 | 2005 | 4 | 7 | 0 | 0 | 0 | 0 | 0 | 0 | 0 | 0 | 0 | 0 | 0 | 0 | 0 | 0 | 0 | 0 | 0 | 0 | 0 | 0 | 0 | 0 | 0 | 0 |  | 0 | 0 | 0 | 0 |  | 0 | 0 | 0 | 0 | 0
2005-04-08 | 2005 | 4 | 8 | 0 | 0 | 0 | 0 | 0 | 0 | 0 | 0 | 0 | 0 | 0 | 0 | 0 | 0 | 0 | 0 | 0 | 0 | 0 | 0.2 | 0 | 1 | 0.6 | 0 |  | 1.8 | 1.8 | 1.8 | 2.2204e-16 |  | 0 | 0 | 0 | 0 | 0
2005-04-09 | 2005 | 4 | 9 | 0 | 0 | 0 | 0 | 0 | 0 | 0 | 0 | 0 | 0 | 0 | 0 | 0 | 0 | 0 | 0 | 0 | 0 | 0 | 0 | 0 | 0 | 0 | 0 |  | 0 | 0 | 0 | 0 |  | 0 | 0 | 0 | 0 | 0
2005-04-10 | 2005 | 4 | 10 | 0 | 0 | 0 | 0 | 0 | 0 | 0 | 0 | 0 | 0 | 0 | 0 | 0 | 0 | 0 | 0 | 0 | 0 | 0 | 0 | 0 | 0 | 0 | 0 |  | 0 | 0 | 0 | 0 |  | 0 | 0 | 0 | 0 | 0
2005-04-11 | 2005 | 4 | 11 | 0 | 0 | 0 | 0 | 0 | 0 | 0 | 0 | 0 | 0 | 0 | 0 | 0 | 0 | 0 | 0 | 0 | 0 | 0 | 0 | 0 | 0 | 0 | 0 |  | 0 | 0 | 0 | 0 |  | 0 | 0 | 0 | 0 | 0
2005-04-12 | 2005 | 4 | 12 | 0 | 0 | 0 | 0 | 0 | 0 | 0 | 0 | 0 | 0 | 0 | 0 | 0 | 0 | 0 | 0 | 0 | 0 | 0 | 0 | 0 | 0 | 0 | 0 |  | 0 | 0 | 0 | 0 |  | 0 | 0 | 0 | 0 | 0
2005-04-13 | 2005 | 4 | 13 | 0 | 0 | 0 | 0 | 0 | 0 | 0 | 0 | 0 | 0 | 0 | 0 | 0 | 0 | 0 | 0 | 0 | 0 | 0 | 0 | 0 | 0 | 0 | 0 |  | 0 | 0 | 0 | 0 |  | 0 | 0 | 0 | 0 | 0
2005-04-14 | 2005 | 4 | 14 | 0.4 | 0.5 | 0.4 | 0.4 | 0.4 | 0.5 | 0 | 0 | 0.4 | 0 | 0 | 0 | 0 | 0 | 0 | 0 | 0 | 0 | 0 | 0 | 0 | 0 | 0 | 0 |  | 3 | 3 | 3 | 0 |  | 0 | 0 | 0 | 0 | 0
2005-04-15 | 2005 | 4 | 15 | 0 | 0 | 0 | 0 | 0 | 0 | 0 | 0 | 0 | 0 | 0 | 0 | 0 | 0 | 0 | 0 | 0 | 0 | 0 | 0 | 0 | 0 | 0 | 0 |  | 0 | 0 | 0 | 0 |  | 0 | 0 | 0 | 0 | 0
2005-04-16 | 2005 | 4 | 16 | 0 | 0 | 0 | 0 | 0 | 0 | 0 | 0 | 0 | 0 | 0 | 0 | 0 | 0 | 0 | 0 | 0 | 0 | 0 | 0 | 0 | 0 | 0 | 0 |  | 0 | 0 | 0 | 0 |  | 0 | 0 | 0 | 0 | 0
2005-04-17 | 2005 | 4 | 17 | 0 | 0 | 0 | 0 | 0 | 0 | 0 | 0 | 0 | 0 | 0 | 0 | 0 | 0 | 0 | 0.7 | 0 | 0 | 0 | 0.6 | 0.7 | 0 | 0 | 0 |  | 2 | 2 | 2 | 2.2204e-16 |  | 0 | 0 | 0 | 0 | 0
2005-04-18 | 2005 | 4 | 18 | 0 | 0 | 0 | 0 | 0 | 0 | 0 | 0 | 0 | 0 | 0 | 0 | 0 | 0 | 0 | 0 | 0 | 0 | 0 | 0 | 0 | 0 | 0 | 0 |  | 0 | 0 | 0 | 0 |  | 0 | 0 | 0 | 0 | 0
2005-04-19 | 2005 | 4 | 19 | 0 | 0 | 0 | 0 | 0 | 0 | 0 | 0 | 0 | 0 | 0 | 0 | 0 | 0 | 0 | 0 | 0 | 0 | 0 | 0 | 0 | 0 | 0 | 0 |  | 0 | 0 | 0 | 0 |  | 0 | 0 | 0 | 0 | 0
2005-04-20 | 2005 | 4 | 20 | 0 | 0 | 0 | 0 | 0 | 0 | 0 | 0 | 0 | 0 | 0 | 0 | 0 | 0 | 0 | 0 | 0 | 0 | 0 | 0 | 0 | 0 | 0 | 0 |  | 0 | 0 | 0 | 0 |  | 0 | 0 | 0 | 0 | 0
2005-04-21 | 2005 | 4 | 21 | 0 | 0 | 0 | 0 | 0 | 0 | 0 | 0 | 0 | 0 | 0 | 0 | 0 | 0 | 0 | 0 | 0 | 0 | 0 | 0 | 0 | 0 | 0 | 0 |  | 0 | 0 | 0 | 0 |  | 0 | 0 | 0 | 0 | 0
2005-04-22 | 2005 | 4 | 22 | 0 | 0 | 0 | 0 | 0 | 0 | 0 | 0 | 0 | 0 | 0 | 0 | 0 | 0 | 0 | 0 | 0 | 0 | 0 | 0 | 0 | 0 | 0 | 0 |  | 0 | 0 | 0 | 0 |  | 0 | 0 | 0 | 0 | 0
2005-04-23 | 2005 | 4 | 23 | 0 | 0 | 0 | 0 | 0 | 0 | 0 | 0 | 0 | 0 | 0 | 0 | 0 | 0 | 0 | 0 | 0 | 0 | 0 | 0 | 0 | 0 | 0 | 0 |  | 0 | 0 | 0 | 0 |  | 0 | 0 | 0 | 0 | 0
2005-04-24 | 2005 | 4 | 24 | 0 | 0 | 0 | 0 | 0 | 0 | 0 | 0 | 0 | 0 | 0 | 0 | 0 | 0 | 0 | 0 | 0 | 0 | 0 | 0 | 0 | 0 | 0 | 0 |  | 0 | 0 | 0 | 0 |  | 0 | 0 | 0 | 0 | 0
2005-04-25 | 2005 | 4 | 25 | 0 | 0 | 0 | 0 | 0 | 0 | 0 | 0 | 0 | 0 | 0 | 0 | 0 | 0 | 0 | 0 | 0 | 0 | 0 | 0 | 0 | 0 | 0 | 0 |  | 0 | 0 | 0 | 0 |  | 0 | 0 | 0 | 0 | 0
2005-04-26 | 2005 | 4 | 26 | 0 | 0 | 0 | 0 | 0 | 0 | 0 | 0 | 0 | 0 | 0 | 0 | 0 | 0 | 0 | 0 | 0 | 0 | 0 | 0 | 0 | 0 | 0 | 0 |  | 0 | 0 | 0 | 0 |  | 0 | 0 | 0 | 0 | 0
2005-04-27 | 2005 | 4 | 27 | 0 | 0 | 0.1 | 0 | 0 | 0 | 0 | 0.1 | 0 | 0 | 0.1 | 0 | 0 | 0 | 0 | 0 | 0 | 0 | 0 | 0 | 0 | 0 | 0.1 | 0 |  | 0.4 | 0.4 | 0.4 | 0 |  | 0 | 0 | 0 | 0 | 0
2005-04-28 | 2005 | 4 | 28 | 0.2 | 0.2 | 0 | 0 | 0 | 0 | 0 | 0 | 0 | 0 | 0.2 | 0.2 | 0 | 0 | 0 | 0 | 0 | 0 | 0 | 0 | 0 | 0 | 0 | 0 |  | 0.8 | 0.8 | 0.8 | 0 |  | 0 | 0 | 0 | 0 | 0
2005-04-29 | 2005 | 4 | 29 | 0 | 0 | 0 | 0 | 0 | 0 | 0 | 0 | 0 | 0 | 0 | 0 | 0 | 0 | 0 | 0 | 0 | 0 | 0 | 0 | 0 | 0 | 0 | 0 |  | 0 | 0 | 0 | 0 |  | 0 | 0 | 0 | 0 | 0
2005-04-30 | 2005 | 4 | 30 | 0.1 | 0.1 | 0.1 | 0.1 | 0 | 0 | 0 | 0 | 0 | 0 | 0 | 0 | 0 | 0 | 0 | 0 | 0 | 0 | 0 | 0 | 0 | 0 | 0 | 0 |  | 0.4 | 0.4 | 0.4 | 0 |  | 0 | 0 | 0 | 0 | 0
2005-05-01 | 2005 | 5 | 1 | 0 | 0 | 0 | 0 | 0 | 0 | 0 | 0 | 0 | 0 | 0 | 0 | 0 | 0 | 0 | 0 | 0 | 0 | 0 | 0 | 0 | 0 | 0 | 0 |  | 0 | 0 | 0 | 0 |  | 0 | 0 | 0 | 0 | 0
2005-05-02 | 2005 | 5 | 2 | 0 | 0 | 0 | 0 | 0 | 0 | 0 | 0 | 0 | 0 | 0 | 0 | 0 | 0 | 0 | 0 | 0 | 0 | 0 | 0 | 0 | 0 | 0 | 0 |  | 0 | 0 | 0 | 0 |  | 0 | 0 | 0 | 0 | 0
2005-05-03 | 2005 | 5 | 3 | 0 | 0 | 0 | 0 | 0 | 0 | 0 | 0 | 0 | 0 | 0 | 0 | 0 | 0 | 0 | 0 | 0 | 0 | 0 | 0 | 0 | 0 | 0 | 0 |  | 0 | 0 | 0 | 0 |  | 0 | 0 | 0 | 0 | 0
2005-05-04 | 2005 | 5 | 4 | 0 | 0 | 0 | 0 | 0 | 0 | 0 | 0 | 0 | 0 | 0 | 0 | 0 | 0 | 0 | 0 | 0 | 0 | 0 | 0 | 0 | 0 | 0 | 0 |  | 0 | 0 | 0 | 0 |  | 0 | 0 | 0 | 0 | 0
2005-05-05 | 2005 | 5 | 5 | 0 | 0 | 0 | 0 | 0 | 0 | 0 | 0 | 0 | 0 | 0 | 0 | 0 | 0 | 0 | 0 | 0 | 0 | 0 | 0 | 0 | 0 | 0 | 0 |  | 0 | 0 | 0 | 0 |  | 0 | 0 | 0 | 0 | 0
2005-05-06 | 2005 | 5 | 6 | 0 | 0 | 0 | 0 | 0 | 0 | 0 | 0 | 0 | 0 | 0 | 0 | 0 | 0 | 0 | 0 | 0 | 0 | 0 | 0 | 0 | 0 | 0 | 0 |  | 0 | 0 | 0 | 0 |  | 0 | 0 | 0 | 0 | 0
2005-05-07 | 2005 | 5 | 7 | 0 | 0 | 0 | 0 | 0 | 0 | 0 | 0 | 0 | 0 | 0 | 0 | 0 | 0 | 0 | 0 | 0 | 0 | 0 | 0 | 0 | 0 | 0 | 0 |  | 0 | 0 | 0 | 0 |  | 0 | 0 | 0 | 0 | 0
2005-05-08 | 2005 | 5 | 8 | 0 | 0 | 0 | 0 | 0 | 0 | 0 | 0 | 0 | 0 | 0 | 0 | 0 | 0 | 0 | 0 | 0 | 0 | 0 | 0 | 0 | 0 | 0 | 0 |  | 0 | 0 | 0 | 0 |  | 0 | 0 | 0 | 0 | 0
2005-05-09 | 2005 | 5 | 9 | 0 | 0 | 0 | 0 | 0 | 0 | 0 | 0 | 0 | 0 | 0 | 0 | 0 | 0 | 0 | 0 | 0 | 0 | 0 | 0 | 0 | 0 | 0 | 0 |  | 0 | 0 | 0 | 0 |  | 0 | 0 | 0 | 0 | 0
2005-05-10 | 2005 | 5 | 10 | 0.4 | 0.4 | 0.4 | 0.5 | 0.4 | 0.4 | 0.4 | 0.4 | 0.4 | 0.5 | 0.4 | 0.4 | 0.4 | 0 | 0 | 0 | 0 | 0 | 0 | 0 | 0 | 0 | 0 | 0 |  | 5.4 | 5.4 | 5.4 | 0 |  | 5.4 | 0 | 0 | 0 | 0
2005-05-11 | 2005 | 5 | 11 | 0 | 0 | 0 | 0 | 0 | 0 | 0 | 0 | 0 | 0 | 0 | 0 | 0 | 0 | 0 | 0 | 0 | 0 | 0 | 0 | 0 | 0 | 0 | 0 |  | 0 | 0 | 0 | 0 |  | 0 | 0 | 0 | 0 | 0
2005-05-12 | 2005 | 5 | 12 | 0 | 0 | 0 | 0 | 0 | 0 | 0 | 0 | 0 | 0 | 0 | 0 | 0 | 0 | 0 | 0 | 0 | 0 | 0 | 0 | 0 | 0 | 0 | 0 |  | 0 | 0 | 0 | 0 |  | 0 | 0 | 0 | 0 | 0
2005-05-13 | 2005 | 5 | 13 | 0 | 0 | 0 | 0 | 0 | 0 | 0 | 0 | 0 | 0 | 0 | 0 | 0 | 0 | 0 | 0 | 0 | 0 | 0 | 0 | 0 | 0 | 0 | 0 |  | 0 | 0 | 0 | 0 |  | 0 | 0 | 0 | 0 | 0
2005-05-14 | 2005 | 5 | 14 | 0 | 0 | 0 | 0 | 0 | 0 | 0 | 0 | 0 | 0 | 0 | 0 | 0 | 0 | 0 | 0 | 0 | 0 | 0 | 0 | 0 | 0 | 0 | 0 |  | 0 | 0 | 0 | 0 |  | 0 | 0 | 0 | 0 | 0
2005-05-15 | 2005 | 5 | 15 | 0 | 0 | 0 | 0 | 0 | 0 | 0 | 0 | 0 | 0 | 0 | 0 | 0 | 0 | 0 | 0 | 0 | 0 | 0 | 0 | 0 | 0 | 0 | 0 |  | 0 | 0 | 0 | 0 |  | 0 | 0 | 0 | 0 | 0
2005-05-16 | 2005 | 5 | 16 | 0 | 0 | 0 | 0 | 0 | 0 | 0 | 0 | 0 | 0 | 0 | 0 | 0 | 0 | 0 | 0 | 0 | 0 | 0 | 0 | 0 | 0 | 0 | 0 |  | 0 | 0 | 0 | 0 |  | 0 | 0 | 0 | 0 | 0
2005-05-17 | 2005 | 5 | 17 | 0.8 | 2.7 | 1.5 | 1.7 | 2.1 | 1.7 | 0.6 | 0 | 0 | 0 | 0 | 0 | 0 | 0 | 0 | 0 | 0 | 0 | 0 | 0.6 | 0.4 | 0.6 | 0 | 0 |  | 12.7 | 12.7 | 12.7 | 0 |  | 12.7 | 0 | 0 | 0 | 0
2005-05-18 | 2005 | 5 | 18 | 0 | 0 | 0 | 0 | 0 | 0 | 0 | 0 | 0 | 0 | 0 | 0 | 0 | 0 | 0 | 0 | 0 | 0 | 0 | 0 | 0 | 0 | 0 | 0 |  | 0 | 0 | 0 | 0 |  | 0 | 0 | 0 | 0 | 0
2005-05-19 | 2005 | 5 | 19 | 0 | 0 | 0 | 0 | 0 | 0 | 0 | 0 | 0 | 0 | 0 | 0 | 0 | 0 | 0 | 0 | 0 | 0 | 0 | 0 | 0 | 0 | 0 | 0 |  | 0 | 0 | 0 | 0 |  | 0 | 0 | 0 | 0 | 0
2005-05-20 | 2005 | 5 | 20 | 0 | 0 | 0 | 0 | 0 | 0 | 0 | 0 | 0 | 0 | 0 | 0 | 0 | 0 | 0 | 0 | 0 | 0 | 0 | 0 | 0 | 0 | 0 | 0 |  | 0 | 0 | 0 | 0 |  | 0 | 0 | 0 | 0 | 0
2005-05-21 | 2005 | 5 | 21 | 0 | 0 | 0 | 0 | 0 | 0 | 0 | 0 | 0 | 0 | 0 | 0 | 0 | 0 | 0 | 0 | 0 | 0 | 0 | 0 | 0 | 0 | 0 | 0 |  | 0 | 0 | 0 | 0 |  | 0 | 0 | 0 | 0 | 0
2005-05-22 | 2005 | 5 | 22 | 0 | 0 | 0 | 0 | 0 | 0 | 0 | 0 | 0 | 0 | 0 | 0 | 0 | 0 | 0 | 0 | 0 | 0 | 0 | 0 | 0 | 0 | 0 | 0 |  | 0 | 0 | 0 | 0 |  | 0 | 0 | 0 | 0 | 0
2005-05-23 | 2005 | 5 | 23 | 0 | 0 | 0 | 0 | 0 | 0 | 0 | 0 | 0 | 0 | 0 | 0 | 0 | 0 | 0 | 0 | 0 | 0 | 0 | 0 | 0.4 | 0 | 0 | 0 |  | 0.4 | 0.4 | 0.4 | 0 |  | 0.4 | 0 | 0 | 0 | 0
2005-05-24 | 2005 | 5 | 24 | 0 | 0 | 0 | 0 | 0 | 0 | 0 | 0 | 0 | 0 | 0 | 0 | 0 | 0 | 0 | 0.2 | 0 | 0 | 0 | 0 | 0 | 0 | 0 | 0 |  | 0.2 | 0.2 | 0.2 | 0 |  | 0.2 | 0 | 0 | 0 | 0
2005-05-25 | 2005 | 5 | 25 | 0 | 0 | 0 | 0 | 0 | 0 | 0 | 0 | 0 | 0 | 0 | 0 | 0 | 0 | 0 | 0 | 0 | 0 | 0 | 0 | 0 | 0 | 0 | 0 |  | 0 | 0 | 0 | 0 |  | 0 | 0 | 0 | 0 | 0
2005-05-26 | 2005 | 5 | 26 | 0 | 0 | 0 | 0 | 0 | 0 | 0 | 0 | 0 | 0 | 0 | 0 | 0 | 0 | 0 | 0 | 0 | 0 | 0 | 0 | 0 | 0 | 0 | 0 |  | 0 | 0 | 0 | 0 |  | 0 | 0 | 0 | 0 | 0
2005-05-27 | 2005 | 5 | 27 | 0 | 0 | 0 | 0 | 0 | 0 | 0 | 0 | 0 | 0 | 0 | 0 | 0 | 0 | 0 | 0 | 0 | 0 | 0 | 0 | 0 | 0 | 0 | 0 |  | 0 | 0 | 0 | 0 |  | 0 | 0 | 0 | 0 | 0
2005-05-28 | 2005 | 5 | 28 | 0 | 0 | 0 | 0 | 0 | 0 | 0 | 0 | 0 | 0 | 0 | 0 | 0 | 0 | 0 | 0 | 0 | 0 | 0 | 0 | 0 | 0 | 0 | 0 |  | 0 | 0 | 0 | 0 |  | 0 | 0 | 0 | 0 | 0
2005-05-29 | 2005 | 5 | 29 | 0 | 0 | 0 | 0 | 0 | 0 | 0 | 0 | 0 | 0 | 0 | 0 | 0 | 0 | 0 | 0 | 0 | 0 | 0 | 0 | 0 | 0 | 0 | 0 |  | 0 | 0 | 0 | 0 |  | 0 | 0 | 0 | 0 | 0
2005-05-30 | 2005 | 5 | 30 | 0 | 0 | 0 | 0 | 0 | 0 | 0 | 0 | 0 | 0 | 0 | 0 | 0 | 0 | 0 | 0 | 0 | 0 | 0 | 0 | 0 | 0 | 0 | 0 |  | 0 | 0 | 0 | 0 |  | 0 | 0 | 0 | 0 | 0
2005-05-31 | 2005 | 5 | 31 | 0 | 0 | 0 | 0 | 0 | 0 | 0 | 0 | 0 | 0 | 0 | 0 | 0 | 0 | 0 | 0 | 0 | 0 | 0 | 0 | 0 | 0 | 0 | 0 |  | 0 | 0 | 0 | 0 |  | 0 | 0 | 0 | 0 | 0
2005-06-01 | 2005 | 6 | 1 | 0 | 0 | 0 | 0 | 0 | 0 | 0 | 0 | 0 | 0 | 1.3 | 0.8 | 0.5 | 1.1 | 0 | 0 | 0 | 0 | 0 | 0 | 4.2 | 0.3 | 0 | 0 |  | 8.2 | 8.2 | 8.2 | 1.7764e-15 |  | 0 | 8.2 | 0 | 0 | 0
2005-06-02 | 2005 | 6 | 2 | 0 | 0 | 0 | 0 | 0 | 0 | 0.2 | 9.1 | 1.5 | 0 | 1.1 | 0 | 0 | 0 | 0 | 3.8 | 1.1 | 0.9 | 0.2 | 0 | 0 | 0.7 | 0 | 0 |  | 18.6 | 18.6 | 18.6 | 3.5527e-15 |  | 0 | 18.6 | 0 | 0 | 0
2005-06-03 | 2005 | 6 | 3 | 0.2 | 0.5 | 0.2 | 1.2 | 2.9 | 2.1 | 0.9 | 0.5 | 0 | 0.7 | 0.7 | 1.3 | 0.2 | 1.2 | 0.2 | 0.9 | 0.9 | 0.2 | 0 | 0 | 0 | 0 | 0 | 0 |  | 14.8 | 14.8 | 14.8 | 3.5527e-15 |  | 0 | 14.8 | 0 | 0 | 0
2005-06-04 | 2005 | 6 | 4 | 0 | 0 | 0 | 0 | 0 | 0 | 0 | 0 | 0 | 0.2 | 0 | 0 | 0 | 0 | 0.2 | 0 | 3.9 | 1.3 | 0 | 0 | 0 | 0 | 0 | 0 |  | 5.6 | 5.6 | 5.6 | 0 |  | 0 | 5.6 | 0 | 0 | 0
2005-06-05 | 2005 | 6 | 5 | 0 | 0 | 0 | 11.7 | 5.8 | 3.9 | 1.9 | 0.2 | 0 | 5.9 | 3.2 | 1.5 | 1.9 | 0.4 | 0 | 0 | 0 | 0 | 0 | 0 | 0.2 | 0 | 0 | 0 |  | 36.6 | 36.6 | 36.6 | 0 |  | 0 | 36.6 | 0 | 0 | 0
2005-06-06 | 2005 | 6 | 6 | 0 | 0 | 0 | 0 | 0 | 0 | 0 | 0 | 0 | 0 | 0 | 0 | 0 | 0.2 | 1.4 | 1.4 | 1.2 | 1.2 | 1.9 | 1.7 | 1.7 | 3.1 | 2.7 | 1.4 |  | 17.9 | 17.9 | 17.9 | 0 |  | 0 | 17.9 | 0 | 0 | 0
2005-06-07 | 2005 | 6 | 7 | 1.1 | 0.7 | 0.9 | 2.3 | 3.4 | 3.2 | 4.1 | 5.1 | 3.7 | 3 | 3.4 | 2.5 | 2.1 | 2.8 | 1.8 | 1.1 | 1.6 | 0.5 | 0.5 | 0.9 | 0.2 | 0.7 | 0.5 | 0 |  | 46.1 | 46.1 | 46.1 | 0 |  | 0 | 46.1 | 0 | 0 | 0
2005-06-08 | 2005 | 6 | 8 | 0.2 | 1.7 | 4.1 | 1.5 | 1.7 | 0.9 | 0 | 0 | 0 | 0 | 0 | 0 | 0 | 0 | 0 | 0 | 0 | 0 | 0 | 0 | 0 | 0 | 0 | 0 |  | 10.1 | 10.1 | 10.1 | 0 |  | 0 | 10.1 | 0 | 0 | 0
2005-06-09 | 2005 | 6 | 9 | 0 | 0 | 0 | 0 | 0 | 0 | 0 | 0 | 0 | 0 | 0 | 0 | 0 | 0 | 0 | 0 | 0 | 0 | 0 | 0 | 0 | 0 | 0 | 0 |  | 0 | 0 | 0 | 0 |  | 0 | 0 | 0 | 0 | 0
2005-06-10 | 2005 | 6 | 10 | 0 | 0 | 0 | 0 | 0 | 0 | 0 | 0 | 0 | 0 | 0 | 0 | 0 | 0 | 3.3 | 0.4 | 0 | 0 | 0 | 0 | 0 | 0 | 0.2 | 0 |  | 3.9 | 3.9 | 3.9 | 0 |  | 0 | 3.9 | 0 | 0 | 0
2005-06-11 | 2005 | 6 | 11 | 0 | 0 | 0 | 0 | 0 | 0 | 0 | 0.2 | 0 | 0 | 0 | 0 | 0 | 0 | 0 | 0.8 | 0 | 0 | 0 | 0 | 0 | 0 | 0 | 0 |  | 1 | 1 | 1 | 0 |  | 0 | 1 | 0 | 0 | 0
2005-06-12 | 2005 | 6 | 12 | 0 | 0 | 0 | 0 | 0 | 0 | 0 | 0 | 0 | 0 | 0 | 0 | 0 | 0 | 0 | 0 | 0 | 0.5 | 0.5 | 0 | 0.3 | 0.3 | 0 | 0 |  | 1.6 | 1.6 | 1.6 | 0 |  | 0 | 1.6 | 0 | 0 | 0
2005-06-13 | 2005 | 6 | 13 | 0.3 | 0 | 0 | 0 | 0.5 | 0.6 | 0.3 | 0 | 0 | 0 | 0 | 0 | 0 | 0 | 0.2 | 0 | 0 | 0 | 0.3 | 0 | 0 | 0 | 0 | 0 |  | 2.2 | 2.2 | 2.2 | 4.4409e-16 |  | 0 | 2.2 | 0 | 0 | 0
2005-06-14 | 2005 | 6 | 14 | 0 | 0 | 0 | 0 | 0 | 0 | 0 | 0 | 0 | 0 | 0 | 0 | 0 | 0 | 0 | 0 | 0 | 0 | 0 | 0 | 0 | 0 | 0 | 0 |  | 0 | 0 | 0 | 0 |  | 0 | 0 | 0 | 0 | 0
2005-06-15 | 2005 | 6 | 15 | 0 | 0 | 0 | 0 | 0 | 0 | 0 | 0 | 0 | 0 | 0 | 0 | 0 | 0 | 0 | 0 | 0 | 0 | 0 | 0 | 0 | 0 | 0 | 0 |  | 0 | 0 | 0 | 0 |  | 0 | 0 | 0 | 0 | 0
2005-06-16 | 2005 | 6 | 16 | 0 | 0 | 0 | 0 | 0 | 0 | 0 | 0 | 0 | 0 | 0 | 0 | 0 | 0 | 0 | 0 | 0 | 0 | 0 | 0 | 0 | 0 | 0 | 0 |  | 0 | 0 | 0 | 0 |  | 0 | 0 | 0 | 0 | 0
2005-06-17 | 2005 | 6 | 17 | 0 | 0 | 0.2 | 0 | 0 | 0 | 0 | 0.2 | 0.5 | 0 | 0 | 0 | 0 | 0.5 | 0.7 | 3.2 | 2.1 | 6.9 | 3 | 6.4 | 0.5 | 0 | 0.9 | 0 |  | 25.1 | 25.1 | 25.1 | 0 |  | 0 | 25.1 | 0 | 0 | 0
2005-06-18 | 2005 | 6 | 18 | 0 | 0.2 | 0.6 | 3.5 | 1 | 0.6 | 0 | 0 | 0 | 0.2 | 0.2 | 1 | 4.5 | 6.7 | 3.3 | 1.4 | 1 | 0 | 1.4 | 0 | 0 | 0 | 0 | 0 |  | 25.6 | 25.6 | 25.6 | 3.5527e-15 |  | 0 | 25.6 | 0 | 0 | 0
2005-06-19 | 2005 | 6 | 19 | 0 | 0 | 0 | 0 | 0 | 0 | 0 | 0 | 0 | 0 | 0 | 0 | 0 | 0 | 0 | 0 | 0 | 0 | 0 | 0 | 0 | 0 | 0 | 0 |  | 0 | 0 | 0 | 0 |  | 0 | 0 | 0 | 0 | 0
2005-06-20 | 2005 | 6 | 20 | 0 | 0 | 0 | 0 | 0 | 0 | 0 | 0 | 0 | 0 | 0 | 0 | 0 | 0 | 0 | 0 | 0 | 0 | 0 | 0 | 0 | 0 | 0 | 0 |  | 0 | 0 | 0 | 0 |  | 0 | 0 | 0 | 0 | 0
2005-06-21 | 2005 | 6 | 21 | 0 | 0 | 0 | 0 | 0 | 0 | 0 | 0 | 0 | 0 | 0 | 0 | 0 | 0 | 0 | 0 | 0 | 0 | 0 | 0 | 0 | 0 | 0 | 0 |  | 0 | 0 | 0 | 0 |  | 0 | 0 | 0 | 0 | 0
2005-06-22 | 2005 | 6 | 22 | 0 | 0 | 0 | 0 | 0 | 0 | 0 | 0 | 0 | 0 | 0 | 0 | 0 | 0 | 0 | 0 | 0 | 0 | 0 | 0 | 0 | 0 | 0 | 0 |  | 0 | 0 | 0 | 0 |  | 0 | 0 | 0 | 0 | 0
2005-06-23 | 2005 | 6 | 23 | 0 | 0 | 0 | 1 | 0.2 | 0 | 0 | 0 | 0 | 0 | 0 | 0 | 0 | 0 | 0 | 0 | 0 | 0 | 0 | 0 | 0 | 0 | 0 | 0 |  | 1.2 | 1.2 | 1.2 | 0 |  | 0 | 1.2 | 0 | 0 | 0
2005-06-24 | 2005 | 6 | 24 | 0 | 0 | 0 | 0 | 0 | 0 | 0 | 0 | 0 | 0 | 0 | 0 | 0 | 0 | 0 | 0 | 0 | 0 | 0 | 0 | 0 | 0 | 0 | 0 |  | 0 | 0 | 0 | 0 |  | 0 | 0 | 0 | 0 | 0
2005-06-25 | 2005 | 6 | 25 | 0 | 0 | 0 | 0 | 0 | 0 | 0 | 0.1 | 0 | 0 | 0 | 0 | 0 | 0 | 0 | 0 | 0 | 0 | 0 | 0 | 0 | 0.1 | 0 | 0 |  | 0.2 | 0.2 | 0.2 | 0 |  | 0 | 0.2 | 0 | 0 | 0
2005-06-26 | 2005 | 6 | 26 | 0 | 0 | 0 | 0 | 0 | 0 | 0 | 0 | 0 | 0 | 0 | 0 | 0 | 0 | 0 | 0 | 0 | 0 | 0 | 0 | 0 | 0 | 0 | 0 |  | 0 | 0 | 0 | 0 |  | 0 | 0 | 0 | 0 | 0
2005-06-27 | 2005 | 6 | 27 | 0 | 0 | 0 | 0 | 0 | 0 | 0 | 0.3 | 0 | 0 | 0 | 0 | 0 | 0 | 0 | 0 | 0 | 0 | 0.6 | 0 | 0 | 0 | 0 | 0.3 |  | 1.2 | 1.2 | 1.2 | 0 |  | 0 | 1.2 | 0 | 0 | 0
2005-06-28 | 2005 | 6 | 28 | 2.2 | 2 | 2.4 | 3.4 | 3.1 | 1.8 | 0.2 | 0.2 | 0.7 | 0.4 | 1.3 | 1.3 | 1.3 | 1.2 | 2 | 1.1 | 0.9 | 1.1 | 0.2 | 0.2 | 0.4 | 0 | 0 | 0 |  | 27.4 | 27.4 | 27.4 | 0 |  | 0 | 27.4 | 0 | 0 | 0
2005-06-29 | 2005 | 6 | 29 | 0 | 0 | 0 | 0 | 0 | 0 | 0 | 0 | 0 | 0 | 0 | 0 | 0 | 0 | 0 | 0 | 0 | 0 | 0 | 0 | 0 | 0 | 0 | 0 |  | 0 | 0 | 0 | 0 |  | 0 | 0 | 0 | 0 | 0
2005-06-30 | 2005 | 6 | 30 | 0 | 0 | 0 | 0 | 0 | 0 | 0 | 0 | 0 | 0 | 0 | 0 | 0 | 0 | 0 | 0 | 0 | 0 | 0 | 0 | 0 | 0 | 0 | 0 |  | 0 | 0 | 0 | 0 |  | 0 | 0 | 0 | 0 | 0
2005-07-01 | 2005 | 7 | 1 | 0 | 0 | 0 | 0.3 | 0.3 | 0 | 0 | 0 | 0 | 0 | 0 | 0 | 0 | 0 | 0 | 0 | 0 | 0 | 0 | 0 | 0 | 0 | 0 | 0 |  | 0.6 | 0.6 | 0.6 | 0 |  | 0 | 0 | 0.6 | 0 | 0
2005-07-02 | 2005 | 7 | 2 | 0 | 0 | 0 | 0 | 0 | 0 | 0 | 0 | 1 | 0 | 0 | 0 | 0 | 0 | 0 | 0 | 0 | 0 | 0 | 0 | 0 | 0 | 0 | 0 |  | 1 | 1 | 1 | 0 |  | 0 | 0 | 1 | 0 | 0
2005-07-03 | 2005 | 7 | 3 | 0 | 0 | 0 | 0 | 0 | 0 | 0 | 0 | 0 | 0 | 0 | 0 | 0 | 0 | 0 | 0 | 0 | 0 | 0 | 0 | 0 | 0 | 0 | 0 |  | 0 | 0 | 0 | 0 |  | 0 | 0 | 0 | 0 | 0
2005-07-04 | 2005 | 7 | 4 | 0 | 0 | 0 | 0 | 0 | 0 | 0 | 0 | 0 | 0 | 0 | 0 | 0 | 0 | 0 | 0 | 0 | 0 | 0 | 0 | 0 | 0 | 0 | 0 |  | 0 | 0 | 0 | 0 |  | 0 | 0 | 0 | 0 | 0
2005-07-05 | 2005 | 7 | 5 | 0 | 0 | 0 | 0 | 0 | 0 | 0 | 0 | 0 | 0 | 0 | 0 | 0 | 0 | 0 | 0 | 0 | 0 | 0 | 0 | 0 | 0 | 0 | 0 |  | 0 | 0 | 0 | 0 |  | 0 | 0 | 0 | 0 | 0
2005-07-06 | 2005 | 7 | 6 | 0 | 0 | 0 | 0 | 0 | 0 | 0 | 0 | 0 | 0 | 0 | 0 | 0 | 0 | 0 | 0 | 0 | 0 | 0 | 0 | 0 | 0 | 0 | 0 |  | 0 | 0 | 0 | 0 |  | 0 | 0 | 0 | 0 | 0
2005-07-07 | 2005 | 7 | 7 | 0.7 | 0.7 | 0 | 0 | 0 | 0 | 0 | 0 | 0 | 0 | 0 | 0 | 0 | 0.5 | 0 | 0 | 0 | 0 | 0 | 0 | 0 | 0 | 0 | 0 |  | 1.9 | 1.9 | 1.9 | 0 |  | 0 | 0 | 1.9 | 0 | 0
2005-07-08 | 2005 | 7 | 8 | 0 | 0 | 0 | 0 | 0 | 0 | 0 | 0 | 0 | 0 | 0 | 0 | 0 | 0 | 0 | 0 | 0 | 0 | 0 | 0 | 0 | 0 | 0 | 0 |  | 0 | 0 | 0 | 0 |  | 0 | 0 | 0 | 0 | 0
2005-07-09 | 2005 | 7 | 9 | 0 | 0 | 0 | 0 | 0 | 0 | 0 | 0 | 0 | 0 | 0 | 0 | 0 | 0 | 0 | 0 | 0 | 0 | 0 | 0 | 0 | 0 | 0 | 0 |  | 0 | 0 | 0 | 0 |  | 0 | 0 | 0 | 0 | 0
2005-07-10 | 2005 | 7 | 10 | 0 | 0 | 0 | 0 | 0 | 0 | 0 | 0 | 0 | 0 | 0 | 0 | 0 | 0 | 0 | 0 | 0 | 0 | 0 | 0 | 0 | 0 | 0 | 0 |  | 0 | 0 | 0 | 0 |  | 0 | 0 | 0 | 0 | 0
2005-07-11 | 2005 | 7 | 11 | 0 | 0 | 0 | 0 | 0 | 0 | 0 | 0 | 0 | 0 | 0 | 0 | 0 | 0 | 0 | 0 | 0 | 0 | 0 | 0 | 0 | 0 | 0 | 0 |  | 0 | 0 | 0 | 0 |  | 0 | 0 | 0 | 0 | 0
2005-07-12 | 2005 | 7 | 12 | 0 | 0 | 0 | 0 | 0 | 0 | 0 | 0 | 0 | 0 | 0 | 0 | 0 | 0 | 0 | 0 | 0 | 0 | 0 | 0 | 0 | 0 | 0 | 0 |  | 0 | 0 | 0 | 0 |  | 0 | 0 | 0 | 0 | 0
2005-07-13 | 2005 | 7 | 13 | 0 | 0 | 0 | 0 | 0 | 0 | 0 | 0 | 0 | 0 | 0 | 0 | 0 | 0 | 0 | 0.6 | 2 | 0 | 0 | 0 | 0 | 0 | 0 | 0 |  | 2.6 | 2.6 | 2.6 | 0 |  | 0 | 0 | 2.6 | 0 | 0
2005-07-14 | 2005 | 7 | 14 | 0 | 0 | 0 | 0 | 0 | 0 | 0 | 0 | 0 | 0 | 0 | 0 | 0 | 0 | 0 | 0 | 0 | 0 | 0 | 0 | 0 | 0 | 0 | 0 |  | 0 | 0 | 0 | 0 |  | 0 | 0 | 0 | 0 | 0
2005-07-15 | 2005 | 7 | 15 | 0 | 0 | 0 | 0 | 0 | 0 | 0 | 0 | 0 | 0 | 0 | 0 | 0 | 0 | 0 | 0 | 0 | 0 | 0 | 0.4 | 0 | 0 | 0 | 0 |  | 0.4 | 0.4 | 0.4 | 0 |  | 0 | 0 | 0.4 | 0 | 0
2005-07-16 | 2005 | 7 | 16 | 0 | 0 | 0 | 0 | 0 | 0 | 0 | 0.6 | 0 | 0 | 0 | 0 | 0 | 0 | 0 | 0 | 0 | 0 | 0 | 0 | 0 | 0 | 0 | 0 |  | 0.6 | 0.6 | 0.6 | 0 |  | 0 | 0 | 0.6 | 0 | 0
2005-07-17 | 2005 | 7 | 17 | 0 | 0 | 0 | 0 | 0 | 0 | 0 | 0 | 0 | 0 | 0 | 0 | 0 | 0 | 0 | 0 | 0 | 0 | 0 | 0 | 0 | 0 | 0 | 0 |  | 0 | 0 | 0 | 0 |  | 0 | 0 | 0 | 0 | 0
2005-07-18 | 2005 | 7 | 18 | 0 | 0 | 0 | 0 | 0 | 0 | 0 | 0 | 0 | 0 | 0 | 0 | 0 | 0 | 0 | 0 | 0 | 0 | 0 | 0 | 0 | 0 | 0 | 0 |  | 0 | 0 | 0 | 0 |  | 0 | 0 | 0 | 0 | 0
2005-07-19 | 2005 | 7 | 19 | 0 | 0.5 | 1 | 1.3 | 0.5 | 0 | 0 | 0 | 0 | 0 | 0 | 0 | 0 | 0 | 0 | 0 | 0 | 0 | 0 | 0 | 0 | 0 | 0 | 0 |  | 3.3 | 3.3 | 3.3 | 0 |  | 0 | 0 | 3.3 | 0 | 0
2005-07-20 | 2005 | 7 | 20 | 0 | 0 | 0 | 0 | 0 | 0 | 0 | 0 | 0 | 0 | 0 | 0 | 0 | 0 | 0 | 0 | 0 | 0 | 0 | 0 | 0 | 0 | 0 | 0 |  | 0 | 0 | 0 | 0 |  | 0 | 0 | 0 | 0 | 0
2005-07-21 | 2005 | 7 | 21 | 0 | 0 | 0 | 0 | 0 | 0 | 0 | 0 | 0 | 0 | 0 | 0 | 0 | 0 | 0 | 0 | 0 | 0 | 0 | 0 | 0 | 0 | 0 | 0 |  | 0 | 0 | 0 | 0 |  | 0 | 0 | 0 | 0 | 0
2005-07-22 | 2005 | 7 | 22 | 0 | 0 | 0 | 0 | 0 | 0 | 0 | 0 | 0 | 0 | 0 | 0 | 0 | 0 | 0 | 0 | 0 | 0 | 0 | 0 | 0 | 0 | 0 | 0 |  | 0 | 0 | 0 | 0 |  | 0 | 0 | 0 | 0 | 0
2005-07-23 | 2005 | 7 | 23 | 0 | 0 | 0 | 0 | 0 | 0 | 0 | 0 | 0 | 0 | 0 | 0 | 0 | 0 | 0 | 0 | 0 | 0 | 0 | 0 | 0 | 0 | 0 | 0 |  | 0 | 0 | 0 | 0 |  | 0 | 0 | 0 | 0 | 0
2005-07-24 | 2005 | 7 | 24 | 0 | 0 | 0 | 0 | 0 | 0 | 0 | 0 | 0 | 2.6 | 2.8 | 0 | 0 | 0 | 0 | 0 | 0 | 0 | 0 | 0 | 0 | 0 | 0 | 0 |  | 5.4 | 5.4 | 5.4 | 0 |  | 0 | 0 | 5.4 | 0 | 0
2005-07-25 | 2005 | 7 | 25 | 0 | 0 | 0 | 0 | 0 | 0 | 0 | 0 | 0 | 0 | 0 | 0 | 0 | 0 | 0 | 0 | 0 | 0 | 0 | 0 | 0 | 0 | 0 | 2.2 |  | 2.2 | 2.2 | 2.2 | 0 |  | 0 | 0 | 2.2 | 0 | 0
2005-07-26 | 2005 | 7 | 26 | 1.3 | 0.5 | 0 | 0 | 0 | 0 | 0 | 0 | 0 | 0 | 0 | 0 | 0 | 0 | 0 | 0 | 0 | 0 | 0 | 0 | 0 | 0 | 0 | 0 |  | 1.8 | 1.8 | 1.8 | 0 |  | 0 | 0 | 1.8 | 0 | 0
2005-07-27 | 2005 | 7 | 27 | 0 | 0 | 0 | 0 | 0 | 0 | 0 | 0 | 0 | 0 | 0 | 0 | 0 | 0 | 0 | 0 | 0 | 0 | 0 | 0 | 0 | 0 | 0 | 0 |  | 0 | 0 | 0 | 0 |  | 0 | 0 | 0 | 0 | 0
2005-07-28 | 2005 | 7 | 28 | 0 | 0 | 0 | 0 | 0 | 0 | 0 | 0 | 0 | 0 | 0 | 0 | 0 | 0 | 0 | 0 | 0 | 0 | 0 | 0 | 0 | 0 | 0 | 0 |  | 0 | 0 | 0 | 0 |  | 0 | 0 | 0 | 0 | 0
2005-07-29 | 2005 | 7 | 29 | 0 | 0 | 0 | 0 | 0 | 0 | 0 | 0 | 0 | 0 | 0 | 0 | 0 | 0 | 0 | 0 | 0 | 0 | 0 | 0 | 0 | 0 | 0 | 0 |  | 0 | 0 | 0 | 0 |  | 0 | 0 | 0 | 0 | 0
2005-07-30 | 2005 | 7 | 30 | 0 | 0 | 0 | 0 | 0 | 0 | 0 | 0 | 0 | 0 | 0 | 0 | 0 | 0 | 0 | 0 | 0 | 0 | 0 | 0 | 0 | 0 | 0 | 0 |  | 0 | 0 | 0 | 0 |  | 0 | 0 | 0 | 0 | 0
2005-07-31 | 2005 | 7 | 31 | 0 | 0 | 0 | 0 | 0 | 0 | 0 | 0 | 0 | 0 | 0 | 0 | 0 | 0 | 0 | 0 | 0 | 0 | 0 | 0 | 0 | 0 | 0 | 0 |  | 0 | 0 | 0 | 0 |  | 0 | 0 | 0 | 0 | 0
2005-08-01 | 2005 | 8 | 1 | 0 | 0 | 0 | 0 | 0 | 0 | 0 | 0 | 0 | 0 | 0 | 0 | 0 | 0 | 0 | 0 | 0 | 0 | 0 | 0 | 0 | 0 | 0 | 0 |  | 0 | 0 | 0 | 0 |  | 0 | 0 | 0 | 0 | 0
2005-08-02 | 2005 | 8 | 2 | 0 | 0 | 0.2 | 3.2 | 0.2 | 0 | 0 | 0 | 0 | 0 | 0 | 0 | 0.5 | 0 | 0 | 0 | 0 | 0 | 0 | 0 | 0 | 0 | 0 | 0 |  | 4.1 | 4.1 | 4.1 | 8.8818e-16 |  | 0 | 0 | 0 | 4.1 | 0
2005-08-03 | 2005 | 8 | 3 | 0 | 0 | 0 | 0 | 0 | 0 | 0 | 0 | 0 | 0 | 0 | 0 | 0 | 0 | 0 | 0 | 0 | 0 | 0 | 0 | 0 | 0 | 0 | 0 |  | 0 | 0 | 0 | 0 |  | 0 | 0 | 0 | 0 | 0
2005-08-04 | 2005 | 8 | 4 | 0 | 0 | 0 | 0 | 0 | 0 | 0 | 0 | 0 | 0 | 0 | 0 | 0 | 0 | 0 | 0 | 0 | 0 | 0 | 0 | 0 | 0 | 0 | 0 |  | 0 | 0 | 0 | 0 |  | 0 | 0 | 0 | 0 | 0
2005-08-05 | 2005 | 8 | 5 | 0 | 0 | 0 | 0 | 0 | 0 | 0 | 0 | 0 | 0 | 0 | 0 | 0 | 0 | 0 | 0 | 0 | 0 | 0 | 0 | 0 | 0 | 0 | 0 |  | 0 | 0 | 0 | 0 |  | 0 | 0 | 0 | 0 | 0
2005-08-06 | 2005 | 8 | 6 | 0 | 0 | 0 | 0 | 0 | 0 | 0 | 0 | 0 | 0 | 0 | 0 | 0 | 0 | 0 | 0 | 0 | 0 | 0 | 0 | 0 | 0 | 0 | 0 |  | 0 | 0 | 0 | 0 |  | 0 | 0 | 0 | 0 | 0
2005-08-07 | 2005 | 8 | 7 | 0 | 0 | 0 | 0 | 0 | 0 | 0 | 0 | 0 | 0 | 0 | 0 | 0 | 0 | 0 | 0 | 0 | 0 | 0 | 0 | 0 | 0 | 0 | 0 |  | 0 | 0 | 0 | 0 |  | 0 | 0 | 0 | 0 | 0
2005-08-08 | 2005 | 8 | 8 | 0 | 0 | 0 | 0 | 0 | 0 | 0 | 0 | 0 | 0 | 0 | 0 | 0 | 0 | 0.5 | 1.7 | 0.5 | 2.2 | 0 | 0 | 0 | 0 | 0 | 0 |  | 4.9 | 4.9 | 4.9 | 0 |  | 0 | 0 | 0 | 4.9 | 0
2005-08-09 | 2005 | 8 | 9 | 0 | 0 | 0 | 0 | 0 | 0 | 0 | 0 | 0 | 0 | 0 | 0 | 0 | 0 | 0 | 0 | 0 | 0.5 | 0 | 0 | 0 | 0 | 4 | 1.5 |  | 6 | 6 | 6 | 0 |  | 0 | 0 | 0 | 6 | 0
2005-08-10 | 2005 | 8 | 10 | 0 | 0 | 0 | 0.3 | 0.3 | 0.3 | 0.3 | 0.6 | 0.9 | 0 | 0.6 | 0.3 | 0 | 0 | 0 | 0.3 | 0.3 | 0 | 0 | 0 | 0 | 0 | 0 | 0 |  | 4.2 | 4.2 | 4.2 | 8.8818e-16 |  | 0 | 0 | 0 | 4.2 | 0
2005-08-11 | 2005 | 8 | 11 | 0 | 0 | 0 | 0 | 0 | 0 | 0 | 0 | 0 | 0 | 0 | 0 | 0 | 0 | 0 | 0 | 0 | 0 | 0 | 0 | 0 | 0 | 0 | 0 |  | 0 | 0 | 0 | 0 |  | 0 | 0 | 0 | 0 | 0
2005-08-12 | 2005 | 8 | 12 | 0 | 0 | 0.5 | 0.2 | 0 | 0 | 1.9 | 0.2 | 0 | 0 | 0 | 0 | 0 | 0 | 0 | 0 | 0 | 0 | 0 | 0 | 0 | 0 | 0 | 0 |  | 2.8 | 2.8 | 2.8 | 0 |  | 0 | 0 | 0 | 2.8 | 0
2005-08-13 | 2005 | 8 | 13 | 0 | 0 | 0 | 0 | 0 | 0 | 0 | 0 | 0 | 0 | 0 | 0 | 0 | 0 | 0 | 0 | 0 | 0 | 0 | 0 | 0 | 0 | 0 | 0 |  | 0 | 0 | 0 | 0 |  | 0 | 0 | 0 | 0 | 0
2005-08-14 | 2005 | 8 | 14 | 0 | 0 | 0 | 0 | 0 | 0 | 0 | 0 | 0 | 0 | 0 | 0 | 0 | 0 | 0 | 0 | 0 | 2.2 | 0 | 0 | 0.2 | 0 | 0 | 1.5 |  | 3.9 | 3.9 | 3.9 | 4.4409e-16 |  | 0 | 0 | 0 | 3.9 | 0
2005-08-15 | 2005 | 8 | 15 | 1.3 | 0 | 0 | 0 | 0 | 0 | 0 | 0 | 0 | 0 | 0 | 0 | 0 | 0 | 0 | 0 | 0 | 1 | 0.3 | 0.7 | 0 | 0.3 | 0 | 0.3 |  | 3.9 | 3.9 | 3.9 | 4.4409e-16 |  | 0 | 0 | 0 | 3.9 | 0
2005-08-16 | 2005 | 8 | 16 | 1.6 | 0 | 0.3 | 0.5 | 0.3 | 0 | 0 | 0 | 0 | 0 | 0 | 0 | 0 | 0 | 0 | 0 | 0 | 0 | 1.3 | 3.4 | 4.2 | 1.3 | 0.3 | 0 |  | 13.2 | 13.2 | 13.2 | 3.5527e-15 |  | 0 | 0 | 0 | 13.2 | 0
2005-08-17 | 2005 | 8 | 17 | 0 | 0.2 | 2.1 | 3.5 | 0.7 | 3.2 | 1.8 | 1.8 | 2.1 | 1.4 | 1.4 | 0.7 | 0.2 | 0.2 | 0.5 | 0 | 0 | 0 | 0 | 0 | 0 | 0 | 0 | 0 |  | 19.8 | 19.8 | 19.8 | 3.5527e-15 |  | 0 | 0 | 0 | 19.8 | 0
2005-08-18 | 2005 | 8 | 18 | 0 | 0 | 0 | 0 | 0 | 0 | 0 | 0 | 0 | 0 | 0 | 0 | 0 | 0 | 0 | 0 | 0 | 0 | 0 | 0 | 0 | 0 | 0 | 0 |  | 0 | 0 | 0 | 0 |  | 0 | 0 | 0 | 0 | 0
2005-08-19 | 2005 | 8 | 19 | 0 | 0 | 0 | 0 | 0 | 0 | 0 | 0 | 0 | 0 | 0 | 0 | 0 | 0 | 0 | 0 | 0 | 0 | 0 | 0 | 0 | 0 | 0 | 0 |  | 0 | 0 | 0 | 0 |  | 0 | 0 | 0 | 0 | 0
2005-08-20 | 2005 | 8 | 20 | 0 | 0 | 0 | 0 | 0 | 0 | 0 | 0 | 0 | 0 | 0 | 0 | 0 | 0 | 0 | 0 | 0 | 0 | 0 | 0 | 0 | 0 | 0 | 0 |  | 0 | 0 | 0 | 0 |  | 0 | 0 | 0 | 0 | 0
2005-08-21 | 2005 | 8 | 21 | 0 | 0 | 0 | 0 | 0 | 0 | 0 | 0 | 0 | 0 | 0 | 0 | 0 | 0 | 0 | 0 | 0 | 0 | 0 | 0 | 0 | 0 | 0 | 0 |  | 0 | 0 | 0 | 0 |  | 0 | 0 | 0 | 0 | 0
2005-08-22 | 2005 | 8 | 22 | 0 | 0 | 0 | 0 | 0 | 0 | 0 | 0 | 0 | 0 | 0 | 0 | 0 | 0 | 0 | 0 | 0 | 0 | 0 | 0 | 0 | 0 | 0 | 0 |  | 0 | 0 | 0 | 0 |  | 0 | 0 | 0 | 0 | 0
2005-08-23 | 2005 | 8 | 23 | 0 | 0 | 0 | 0 | 0 | 0 | 0 | 0 | 0 | 0 | 0 | 0.5 | 0.2 | 0.7 | 0 | 2.2 | 0.2 | 0 | 0 | 0 | 0.2 | 0.5 | 0 | 2 |  | 6.5 | 6.5 | 6.5 | 0 |  | 0 | 0 | 0 | 6.5 | 0
2005-08-24 | 2005 | 8 | 24 | 0.2 | 0 | 0.7 | 1.7 | 1.7 | 2.1 | 1 | 2 | 0.5 | 0.5 | 0.7 | 0.5 | 1.2 | 1.3 | 2 | 4.5 | 1.7 | 1.6 | 2.2 | 1 | 0.7 | 0 | 0 | 0 |  | 27.8 | 27.8 | 27.8 | 0 |  | 0 | 0 | 0 | 27.8 | 0
2005-08-25 | 2005 | 8 | 25 | 0 | 0 | 0 | 0 | 0 | 0 | 0 | 0 | 0 | 0 | 0 | 0 | 0 | 0 | 0 | 0 | 0 | 0 | 0 | 0 | 0 | 0 | 0 | 0 |  | 0 | 0 | 0 | 0 |  | 0 | 0 | 0 | 0 | 0
2005-08-26 | 2005 | 8 | 26 | 0 | 0 | 0 | 0 | 0 | 0 | 0 | 0 | 0 | 0 | 0 | 0 | 0 | 0 | 0 | 0 | 0 | 0 | 0 | 0 | 0 | 0 | 0 | 0 |  | 0 | 0 | 0 | 0 |  | 0 | 0 | 0 | 0 | 0
2005-08-27 | 2005 | 8 | 27 | 0 | 0 | 0 | 0 | 0 | 0 | 0 | 0 | 0 | 0 | 0 | 0 | 0 | 0 | 0 | 0 | 0 | 0 | 0 | 0 | 0 | 0 | 0 | 0 |  | 0 | 0 | 0 | 0 |  | 0 | 0 | 0 | 0 | 0
2005-08-28 | 2005 | 8 | 28 | 0 | 0 | 0 | 0 | 0 | 0 | 0 | 0 | 0 | 0 | 0 | 0 | 0 | 0 | 0 | 0 | 0 | 0 | 0 | 0 | 0 | 0 | 0 | 0 |  | 0 | 0 | 0 | 0 |  | 0 | 0 | 0 | 0 | 0
2005-08-29 | 2005 | 8 | 29 | 0 | 0 | 0 | 0 | 0 | 0 | 0 | 0 | 0 | 0 | 0 | 0 | 0 | 0 | 0 | 0 | 0 | 0 | 0.8 | 0 | 0 | 0 | 0 | 0 |  | 0.8 | 0.8 | 0.8 | 0 |  | 0 | 0 | 0 | 0.8 | 0
2005-08-30 | 2005 | 8 | 30 | 0 | 0 | 0 | 0 | 0 | 0 | 0 | 0 | 0 | 0 | 0 | 0 | 0 | 0 | 0 | 0 | 0 | 0 | 0 | 0 | 0 | 0 | 0 | 0 |  | 0 | 0 | 0 | 0 |  | 0 | 0 | 0 | 0 | 0
2005-08-31 | 2005 | 8 | 31 | 0 | 0 | 0 | 0 | 0 | 0 | 0 | 0 | 0 | 0 | 0 | 0 | 0 | 0 | 0 | 0 | 0 | 0 | 0 | 0 | 0 | 0 | 0 | 0 |  | 0 | 0 | 0 | 0 |  | 0 | 0 | 0 | 0 | 0
2005-09-01 | 2005 | 9 | 1 | 0 | 0 | 0 | 0 | 0 | 0 | 0 | 0 | 0 | 0 | 0 | 0 | 0 | 0 | 0 | 0 | 0 | 0 | 0 | 0 | 0 | 0 | 0 | 0 |  | 0 | 0 | 0 | 0 |  | 0 | 0 | 0 | 0 | 0
2005-09-02 | 2005 | 9 | 2 | 0 | 0 | 0 | 0 | 0 | 0 | 0 | 0 | 0 | 0 | 0 | 0 | 0 | 0 | 0 | 0 | 0 | 0 | 0 | 0 | 0 | 0 | 0 | 0 |  | 0 | 0 | 0 | 0 |  | 0 | 0 | 0 | 0 | 0
2005-09-03 | 2005 | 9 | 3 | 0 | 0 | 0 | 0 | 0 | 0 | 0 | 0 | 0 | 0 | 0 | 0 | 0 | 0 | 0 | 0 | 0 | 0 | 0 | 0 | 0 | 0 | 0 | 0 |  | 0 | 0 | 0 | 0 |  | 0 | 0 | 0 | 0 | 0
2005-09-04 | 2005 | 9 | 4 | 0 | 0 | 0 | 0 | 0 | 0 | 0 | 0 | 0 | 0 | 0 | 0 | 0 | 0 | 0 | 0 | 0 | 0 | 0 | 0 | 0 | 0 | 0 | 0 |  | 0 | 0 | 0 | 0 |  | 0 | 0 | 0 | 0 | 0
2005-09-05 | 2005 | 9 | 5 | 0 | 0 | 0 | 0 | 0 | 0 | 0 | 0 | 0 | 0 | 0 | 0 | 0 | 0 | 0 | 0 | 0 | 0 | 0 | 0 | 0 | 0 | 0 | 0 |  | 0 | 0 | 0 | 0 |  | 0 | 0 | 0 | 0 | 0
2005-09-06 | 2005 | 9 | 6 | 0 | 0 | 0 | 0 | 0 | 0 | 0 | 0 | 0 | 0 | 0 | 0 | 0 | 0 | 0 | 0 | 0 | 0 | 0 | 0 | 0 | 0 | 0 | 0 |  | 0 | 0 | 0 | 0 |  | 0 | 0 | 0 | 0 | 0
2005-09-07 | 2005 | 9 | 7 | 0 | 0 | 0 | 0 | 0 | 0 | 0 | 0 | 0 | 0 | 0 | 0 | 0 | 0 | 0 | 0 | 0 | 0 | 0 | 0 | 0 | 0 | 0 | 0 |  | 0 | 0 | 0 | 0 |  | 0 | 0 | 0 | 0 | 0
2005-09-08 | 2005 | 9 | 8 | 0 | 0 | 0 | 0 | 0 | 0 | 0 | 0 | 0 | 0 | 0 | 0 | 0 | 0 | 0 | 0 | 0 | 0 | 0 | 0.2 | 0.4 | 0 | 0.8 | 0.4 |  | 1.8 | 1.8 | 1.8 | 2.2204e-16 |  | 0 | 0 | 0 | 0 | 1.8
2005-09-09 | 2005 | 9 | 9 | 0.7 | 0 | 0 | 0 | 0.2 | 0 | 0 | 0.2 | 0.4 | 0.7 | 0.4 | 0 | 0 | 0 | 0 | 0 | 0.7 | 1.3 | 0 | 0.2 | 0 | 0 | 0.4 | 2.9 |  | 8.1 | 8.1 | 8.1 | 0 |  | 0 | 0 | 0 | 0 | 8.1
2005-09-10 | 2005 | 9 | 10 | 2 | 1.3 | 2 | 3.2 | 1.3 | 6.4 | 4.4 | 3.7 | 0.8 | 0.9 | 1.8 | 6.4 | 5.1 | 2.8 | 3.7 | 3.1 | 2.9 | 0.9 | 3.3 | 1.7 | 2.4 | 2.9 | 1.8 | 0 |  | 64.8 | 64.8 | 64.8 | 0 |  | 0 | 0 | 0 | 0 | 64.8
2005-09-11 | 2005 | 9 | 11 | 0 | 0 | 0.3 | 0 | 0 | 0 | 0.6 | 0.6 | 0.3 | 0.3 | 0.9 | 0 | 0 | 0 | 0 | 0 | 0 | 0 | 0 | 0 | 0 | 0 | 0 | 0 |  | 3 | 3 | 3 | 0 |  | 0 | 0 | 0 | 0 | 3
2005-09-12 | 2005 | 9 | 12 | 0 | 0 | 0 | 0 | 0 | 0 | 0 | 0 | 0 | 0 | 0 | 0 | 0 | 0.8 | 0.2 | 0 | 0 | 0 | 0 | 0 | 0 | 0 | 0 | 0 |  | 1 | 1 | 1 | 0 |  | 0 | 0 | 0 | 0 | 1
2005-09-13 | 2005 | 9 | 13 | 0 | 0 | 0 | 0 | 0 | 0 | 0 | 0 | 0 | 0 | 0 | 0 | 0 | 0 | 0 | 0 | 0 | 0 | 0 | 0 | 0 | 0 | 0 | 0 |  | 0 | 0 | 0 | 0 |  | 0 | 0 | 0 | 0 | 0
2005-09-14 | 2005 | 9 | 14 | 0 | 0 | 0 | 0 | 0 | 0 | 0 | 0 | 0 | 0 | 0 | 0 | 0 | 0 | 0 | 0 | 0 | 0 | 0 | 0 | 0 | 0 | 0 | 0 |  | 0 | 0 | 0 | 0 |  | 0 | 0 | 0 | 0 | 0
2005-09-15 | 2005 | 9 | 15 | 0 | 0 | 0 | 0 | 0 | 0 | 0 | 0 | 0 | 0 | 0 | 0 | 0 | 0 | 0 | 0 | 0.8 | 0 | 0 | 0 | 0 | 0 | 0 | 0 |  | 0.8 | 0.8 | 0.8 | 0 |  | 0 | 0 | 0 | 0 | 0.8
2005-09-16 | 2005 | 9 | 16 | 0.3 | 0 | 0 | 0 | 0 | 0 | 0 | 0.3 | 0 | 0 | 0 | 0 | 0 | 0 | 0 | 0 | 0 | 0 | 0 | 0 | 0 | 0 | 0 | 0 |  | 0.6 | 0.6 | 0.6 | 0 |  | 0 | 0 | 0 | 0 | 0.6
2005-09-17 | 2005 | 9 | 17 | 0 | 0 | 0 | 0 | 0 | 0 | 0 | 0 | 0 | 0 | 0 | 0 | 0 | 0 | 0 | 0 | 0 | 0 | 0 | 0 | 0 | 0 | 0 | 0 |  | 0 | 0 | 0 | 0 |  | 0 | 0 | 0 | 0 | 0
2005-09-18 | 2005 | 9 | 18 | 0 | 0 | 0 | 0 | 0 | 0 | 0 | 0 | 0 | 0 | 0 | 0 | 0 | 0 | 0 | 0 | 0 | 0 | 0 | 0 | 0 | 0 | 0 | 0 |  | 0 | 0 | 0 | 0 |  | 0 | 0 | 0 | 0 | 0
2005-09-19 | 2005 | 9 | 19 | 0 | 0 | 0 | 0 | 0 | 0 | 0 | 0 | 0 | 0 | 0 | 0 | 0 | 0 | 0 | 0 | 0 | 0 | 0 | 0 | 0 | 0 | 0 | 0 |  | 0 | 0 | 0 | 0 |  | 0 | 0 | 0 | 0 | 0
2005-09-20 | 2005 | 9 | 20 | 0 | 0 | 0 | 0 | 0 | 0 | 0 | 0 | 0 | 0 | 0 | 0 | 0 | 0 | 0 | 0 | 0 | 0 | 0 | 0 | 0 | 0 | 0 | 0 |  | 0 | 0 | 0 | 0 |  | 0 | 0 | 0 | 0 | 0
2005-09-21 | 2005 | 9 | 21 | 0 | 0 | 0 | 0 | 0 | 0 | 0 | 0 | 0 | 0 | 0 | 0 | 0 | 0 | 0 | 0 | 0 | 0 | 0 | 0 | 0 | 0 | 0 | 0 |  | 0 | 0 | 0 | 0 |  | 0 | 0 | 0 | 0 | 0
2005-09-22 | 2005 | 9 | 22 | 0 | 0 | 0 | 0 | 0 | 0 | 0 | 0 | 0 | 0 | 0 | 0 | 0 | 0 | 0 | 0 | 0 | 0.2 | 0 | 0 | 0 | 0 | 0 | 0 |  | 0.2 | 0.2 | 0.2 | 0 |  | 0 | 0 | 0 | 0 | 0.2
2005-09-23 | 2005 | 9 | 23 | 0 | 0 | 0 | 0 | 0 | 0 | 0 | 0 | 0 | 0 | 0 | 0 | 0 | 0 | 0 | 0 | 0 | 0 | 0 | 0 | 0 | 0 | 0 | 0 |  | 0 | 0 | 0 | 0 |  | 0 | 0 | 0 | 0 | 0
2005-09-24 | 2005 | 9 | 24 | 0 | 0 | 0 | 0 | 0 | 0 | 0 | 0 | 0 | 0 | 0 | 0 | 0 | 0 | 0 | 0 | 0 | 0 | 0 | 0 | 0 | 0 | 0 | 0 |  | 0 | 0 | 0 | 0 |  | 0 | 0 | 0 | 0 | 0
2005-09-25 | 2005 | 9 | 25 | 0 | 0 | 0 | 0 | 0 | 0 | 0 | 0 | 0 | 0 | 0 | 0 | 0 | 0 | 0 | 0 | 0 | 0 | 0 | 0 | 0 | 0 | 0 | 0 |  | 0 | 0 | 0 | 0 |  | 0 | 0 | 0 | 0 | 0
2005-09-26 | 2005 | 9 | 26 | 0 | 0 | 0 | 0 | 0 | 0 | 0 | 0 | 0 | 0 | 0 | 0 | 0 | 0 | 0 | 0 | 0 | 0 | 0 | 0 | 0 | 0 | 0 | 0 |  | 0 | 0 | 0 | 0 |  | 0 | 0 | 0 | 0 | 0
2005-09-27 | 2005 | 9 | 27 | 0.5 | 0 | 0.5 | 0.5 | 0 | 0 | 0 | 0 | 0.5 | 0.5 | 0.5 | 0.5 | 0.5 | 0 | 0 | 0 | 0 | 0 | 0 | 0 | 0 | 0 | 0 | 0 |  | 4 | 4 | 4 | 0 |  | 0 | 0 | 0 | 0 | 4
2005-09-28 | 2005 | 9 | 28 | 0 | 0 | 0 | 0 | 0 | 0 | 0 | 0 | 0 | 0 | 0 | 0 | 0 | 0 | 0 | 0 | 0 | 0 | 0 | 0 | 0 | 0 | 0 | 0 |  | 0 | 0 | 0 | 0 |  | 0 | 0 | 0 | 0 | 0
2005-09-29 | 2005 | 9 | 29 | 0 | 0 | 0 | 0 | 0 | 0 | 0 | 0 | 0 | 0 | 0 | 0 | 0 | 0 | 0 | 0 | 0 | 0 | 0 | 0 | 0 | 0 | 0 | 0 |  | 0 | 0 | 0 | 0 |  | 0 | 0 | 0 | 0 | 0
2005-09-30 | 2005 | 9 | 30 | 0 | 0 | 0 | 0 | 0 | 0 | 0 | 0 | 0 | 0 | 0 | 0 | 0 | 0 | 0 | 0 | 0 | 0 | 0 | 0 | 0 | 0 | 0.7 | 0.9 |  | 1.6 | 1.6 | 1.6 | 0 |  | 0 | 0 | 0 | 0 | 1.6
2005-10-01 | 2005 | 10 | 1 | 0.3 | 0.3 | 2.3 | 0.5 | 0.3 | 0 | 0.3 | 1.8 | 0.3 | 0 | 0 | 0 | 0 | 0 | 0 | 0 | 0 | 0 | 0 | 0 | 0 | 0 | 0 | 0 |  | 6.1 | 6.1 | 6.1 | 0 |  | 0 | 0 | 0 | 0 | 0
2005-10-02 | 2005 | 10 | 2 | 0 | 0 | 0 | 0 | 0 | 0 | 0 | 0 | 0 | 0 | 0 | 0 | 0 | 0 | 0 | 0 | 0 | 0 | 0 | 0 | 0 | 0 | 0 | 0 |  | 0 | 0 | 0 | 0 |  | 0 | 0 | 0 | 0 | 0
2005-10-03 | 2005 | 10 | 3 | 0 | 0 | 0 | 0 | 0 | 0 | 0 | 0 | 0.1 | 0 | 0 | 0 | 0 | 0 | 0 | 0 | 0 | 0.1 | 0 | 0 | 0 | 0 | 0 | 0 |  | 0.2 | 0.2 | 0.2 | 0 |  | 0 | 0 | 0 | 0 | 0
2005-10-04 | 2005 | 10 | 4 | 0 | 0 | 0 | 0 | 0 | 0 | 0 | 0 | 0 | 0 | 0 | 0 | 0 | 0 | 0 | 0 | 0 | 0 | 0 | 0 | 0 | 0 | 0 | 0 |  | 0 | 0 | 0 | 0 |  | 0 | 0 | 0 | 0 | 0
2005-10-05 | 2005 | 10 | 5 | 0 | 0 | 0 | 0 | 0 | 0 | 0 | 0 | 0 | 0 | 0 | 0 | 0 | 0 | 0 | 0 | 0 | 0 | 0 | 0 | 0 | 0 | 0 | 0 |  | 0 | 0 | 0 | 0 |  | 0 | 0 | 0 | 0 | 0
2005-10-06 | 2005 | 10 | 6 | 0 | 0 | 0 | 0 | 0 | 0 | 0 | 0 | 0 | 0 | 0 | 0 | 0 | 0 | 0 | 0 | 0 | 0 | 0 | 0 | 0 | 0 | 0 | 0 |  | 0 | 0 | 0 | 0 |  | 0 | 0 | 0 | 0 | 0
2005-10-07 | 2005 | 10 | 7 | 0.1 | 0 | 0 | 0 | 0 | 0 | 0.1 | 0 | 0 | 0 | 0 | 0 | 0.1 | 0 | 0 | 0 | 0 | 0 | 0.1 | 0 | 0 | 0 | 0 | 0 |  | 0.4 | 0.4 | 0.4 | 0 |  | 0 | 0 | 0 | 0 | 0
2005-10-08 | 2005 | 10 | 8 | 0 | 0 | 0 | 0 | 0 | 0 | 0 | 0 | 0 | 0 | 0 | 0 | 0 | 0 | 0 | 0 | 0 | 0 | 0 | 0 | 0 | 0 | 0 | 0 |  | 0 | 0 | 0 | 0 |  | 0 | 0 | 0 | 0 | 0
2005-10-09 | 2005 | 10 | 9 | 0 | 0 | 0 | 0 | 0 | 0 | 0 | 0 | 0 | 0 | 0 | 0 | 0 | 0 | 0 | 0 | 0 | 0 | 0 | 0 | 0 | 0 | 0 | 0 |  | 0 | 0 | 0 | 0 |  | 0 | 0 | 0 | 0 | 0
2005-10-10 | 2005 | 10 | 10 | 0 | 0 | 0 | 0 | 0 | 0 | 0 | 0 | 0 | 0 | 0 | 0 | 0 | 0 | 0 | 0 | 0 | 0 | 0 | 0 | 0 | 0 | 0 | 0 |  | 0 | 0 | 0 | 0 |  | 0 | 0 | 0 | 0 | 0
2005-10-11 | 2005 | 10 | 11 | 0 | 0 | 0 | 0 | 0 | 0 | 0 | 0 | 0 | 0 | 0 | 0 | 0 | 0 | 0 | 0 | 0 | 0 | 0 | 0 | 0 | 0 | 0 | 0 |  | 0 | 0 | 0 | 0 |  | 0 | 0 | 0 | 0 | 0
2005-10-12 | 2005 | 10 | 12 | 0 | 0 | 0 | 0 | 0 | 0 | 0 | 0 | 0 | 0 | 0 | 0 | 0 | 0 | 0 | 0 | 0 | 0 | 0 | 0 | 0 | 0 | 0 | 0 |  | 0 | 0 | 0 | 0 |  | 0 | 0 | 0 | 0 | 0
2005-10-13 | 2005 | 10 | 13 | 0 | 0 | 0 | 0 | 0 | 0 | 0 | 0 | 0 | 0 | 0 | 0 | 0 | 0 | 0 | 0 | 0 | 0 | 0 | 0 | 0 | 0 | 0 | 0 |  | 0 | 0 | 0 | 0 |  | 0 | 0 | 0 | 0 | 0
2005-10-14 | 2005 | 10 | 14 | 0 | 0 | 0 | 0 | 0 | 0 | 0 | 0 | 0 | 0 | 0 | 0 | 0 | 0 | 0 | 0 | 0 | 0 | 0 | 0 | 0 | 0 | 0 | 0 |  | 0 | 0 | 0 | 0 |  | 0 | 0 | 0 | 0 | 0
2005-10-15 | 2005 | 10 | 15 | 0 | 0 | 0 | 0 | 0 | 0 | 0 | 0 | 0 | 0 | 0 | 0 | 0 | 0 | 0 | 0 | 0 | 0 | 0 | 0 | 0 | 0 | 0 | 0 |  | 0 | 0 | 0 | 0 |  | 0 | 0 | 0 | 0 | 0
2005-10-16 | 2005 | 10 | 16 | 0 | 0 | 0 | 0 | 0 | 0 | 0 | 0 | 0 | 0 | 0 | 0 | 0 | 0 | 0 | 0 | 0 | 0 | 0 | 0 | 0 | 0 | 0 | 0 |  | 0 | 0 | 0 | 0 |  | 0 | 0 | 0 | 0 | 0
2005-10-17 | 2005 | 10 | 17 | 0 | 0 | 0 | 0 | 0 | 0 | 0 | 0 | 0 | 0 | 0 | 0 | 0 | 0 | 0 | 0 | 0 | 0 | 0 | 0 | 0 | 0 | 0 | 0 |  | 0 | 0 | 0 | 0 |  | 0 | 0 | 0 | 0 | 0
2005-10-18 | 2005 | 10 | 18 | 0.8 | 0.2 | 0 | 0 | 0 | 0 | 0 | 0 | 0 | 0 | 0 | 0 | 0 | 0 | 0 | 0 | 0 | 0 | 0 | 0 | 0 | 0 | 0 | 0 |  | 1 | 1 | 1 | 0 |  | 0 | 0 | 0 | 0 | 0
2005-10-19 | 2005 | 10 | 19 | 0 | 0 | 0 | 0 | 0 | 0 | 0 | 0 | 0 | 0 | 0 | 0 | 0 | 0 | 0 | 0 | 0 | 0 | 0.2 | 0 | 0.2 | 0 | 0 | 0 |  | 0.4 | 0.4 | 0.4 | 0 |  | 0 | 0 | 0 | 0 | 0
2005-10-20 | 2005 | 10 | 20 | 0 | 0 | 0 | 0 | 0 | 0 | 0 | 0.2 | 0 | 1.1 | 0.2 | 0 | 0.2 | 0.2 | 0 | 0 | 0 | 0 | 0 | 0 | 0 | 0 | 0 | 0 |  | 1.9 | 1.9 | 1.9 | 0 |  | 0 | 0 | 0 | 0 | 0
2005-10-21 | 2005 | 10 | 21 | 0 | 0 | 0 | 0 | 0 | 0 | 0 | 0 | 0 | 0 | 0 | 0 | 0 | 0 | 0 | 0 | 0 | 0 | 0 | 0 | 0 | 0 | 0 | 0 |  | 0 | 0 | 0 | 0 |  | 0 | 0 | 0 | 0 | 0
2005-10-22 | 2005 | 10 | 22 | 0 | 0 | 0 | 0 | 0 | 0 | 0 | 0 | 0 | 0 | 0 | 0 | 0 | 0 | 0 | 0 | 0 | 0 | 0 | 0 | 0 | 0 | 0 | 0 |  | 0 | 0 | 0 | 0 |  | 0 | 0 | 0 | 0 | 0
2005-10-23 | 2005 | 10 | 23 | 0 | 0 | 0 | 0 | 0 | 0 | 0 | 0 | 0 | 0 | 0 | 0 | 0 | 0 | 0 | 0 | 0 | 0 | 0 | 0 | 0 | 0 | 0 | 0 |  | 0 | 0 | 0 | 0 |  | 0 | 0 | 0 | 0 | 0
2005-10-24 | 2005 | 10 | 24 | 0 | 0 | 0 | 0 | 0 | 0 | 0 | 0 | 0 | 0 | 0 | 0 | 0 | 0 | 0 | 0 | 0 | 0 | 0 | 0 | 0 | 0 | 0 | 0 |  | 0 | 0 | 0 | 0 |  | 0 | 0 | 0 | 0 | 0
2005-10-25 | 2005 | 10 | 25 | 0 | 0 | 0 | 0 | 0 | 0 | 0 | 0 | 0 | 0 | 0 | 0 | 0 | 0 | 0 | 0 | 0 | 0 | 0 | 0 | 0 | 0 | 0 | 0 |  | 0 | 0 | 0 | 0 |  | 0 | 0 | 0 | 0 | 0
2005-10-26 | 2005 | 10 | 26 | 0 | 0 | 0 | 0 | 0 | 0 | 0 | 0 | 0 | 0 | 0 | 0 | 0 | 0 | 0 | 0 | 0 | 0 | 0 | 0 | 0 | 1 | 0 | 0 |  | 1 | 1 | 1 | 0 |  | 0 | 0 | 0 | 0 | 0
2005-10-27 | 2005 | 10 | 27 | 0 | 0 | 0 | 0 | 0 | 0 | 0 | 0 | 0 | 0 | 0 | 0 | 0 | 0 | 0 | 0 | 0 | 0 | 0 | 0 | 0 | 0 | 0 | 0 |  | 0 | 0 | 0 | 0 |  | 0 | 0 | 0 | 0 | 0
2005-10-28 | 2005 | 10 | 28 | 0 | 0 | 0 | 0 | 0 | 0 | 0 | 0 | 0 | 0 | 0 | 0 | 0 | 0 | 0 | 0 | 0 | 0 | 0 | 0 | 0 | 0 | 0 | 0 |  | 0 | 0 | 0 | 0 |  | 0 | 0 | 0 | 0 | 0
2005-10-29 | 2005 | 10 | 29 | 0 | 0 | 0 | 0 | 0 | 0 | 0 | 0 | 0 | 0 | 0 | 0 | 0 | 0 | 0 | 0 | 0 | 0 | 0 | 0 | 0 | 0 | 0 | 0 |  | 0 | 0 | 0 | 0 |  | 0 | 0 | 0 | 0 | 0
2005-10-30 | 2005 | 10 | 30 | 0 | 0 | 0 | 0 | 0 | 0 | 0 | 0 | 0 | 0 | 0 | 0 | 0 | 0 | 0 | 0 | 0 | 0 | 0 | 0 | 0 | 0 | 0 | 0 |  | 0 | 0 | 0 | 0 |  | 0 | 0 | 0 | 0 | 0
2005-10-31 | 2005 | 10 | 31 | 0 | 0 | 0 | 0 | 0 | 0 | 0 | 0 | 0 | 0 | 0 | 0 | 0 | 0 | 0 | 0 | 0 | 0 | 0 | 0 | 0 | 0 | 0 | 0 |  | 0 | 0 | 0 | 0 |  | 0 | 0 | 0 | 0 | 0
2005-11-01 | 2005 | 11 | 1 | 0 | 0 | 0 | 0 | 0 | 0 | 0 | 0 | 0 | 0 | 0 | 0 | 0 | 0 | 0 | 0 | 0 | 0.6 | 0.7 | 0.6 | 0.6 | 0.6 | 0.7 | 0.6 |  | 4.4 | 4.4 | 4.4 | 8.8818e-16 |  | 0 | 0 | 0 | 0 | 0
2005-11-02 | 2005 | 11 | 2 | 0.5 | 0.5 | 0.5 | 0.5 | 0 | 0 | 0 | 0 | 0 | 0 | 0 | 0 | 0 | 0 | 0 | 0 | 0 | 0 | 0 | 0 | 0 | 0 | 0 | 0 |  | 2 | 2 | 2 | 0 |  | 0 | 0 | 0 | 0 | 0
2005-11-03 | 2005 | 11 | 3 | 0 | 0 | 0 | 0 | 0 | 0 | 0 | 0 | 0 | 0 | 0 | 0 | 0 | 0 | 0 | 0 | 0 | 0 | 0 | 0 | 0 | 0 | 0 | 0 |  | 0 | 0 | 0 | 0 |  | 0 | 0 | 0 | 0 | 0
2005-11-04 | 2005 | 11 | 4 | 0 | 0 | 0 | 0 | 0 | 0 | 0 | 0 | 0 | 0 | 0 | 0 | 0 | 0 | 0 | 0 | 0 | 0 | 0 | 0 | 0 | 0 | 0 | 0 |  | 0 | 0 | 0 | 0 |  | 0 | 0 | 0 | 0 | 0
2005-11-05 | 2005 | 11 | 5 | 0 | 0 | 0 | 0 | 0 | 0 | 0 | 0 | 0 | 0 | 0 | 0 | 0 | 0 | 0 | 0 | 0 | 0 | 0 | 0 | 0 | 0 | 0 | 0 |  | 0 | 0 | 0 | 0 |  | 0 | 0 | 0 | 0 | 0
2005-11-06 | 2005 | 11 | 6 | 0 | 0 | 0 | 0 | 0 | 0 | 0 | 0.1 | 0 | 0.1 | 0 | 0.1 | 0 | 0 | 0.1 | 0 | 0 | 0 | 0 | 0 | 0 | 0 | 0 | 0 |  | 0.4 | 0.4 | 0.4 | 0 |  | 0 | 0 | 0 | 0 | 0
2005-11-07 | 2005 | 11 | 7 | 0 | 0 | 0 | 0 | 0 | 0 | 0 | 0 | 0 | 0 | 0 | 0 | 0 | 0 | 0 | 0 | 0 | 0 | 0 | 0 | 0 | 0 | 0 | 0 |  | 0 | 0 | 0 | 0 |  | 0 | 0 | 0 | 0 | 0
2005-11-08 | 2005 | 11 | 8 | 0 | 0 | 0 | 0 | 0 | 0 | 0 | 0 | 0 | 0 | 0 | 0 | 0 | 0 | 0 | 0 | 0 | 0 | 0 | 0 | 0 | 0 | 0 | 0 |  | 0 | 0 | 0 | 0 |  | 0 | 0 | 0 | 0 | 0
2005-11-09 | 2005 | 11 | 9 | 0 | 0 | 0 | 0 | 0 | 0 | 0 | 0 | 0 | 0 | 0 | 0 | 0 | 0 | 0 | 0 | 0 | 0 | 0 | 0 | 0 | 0 | 0 | 0 |  | 0 | 0 | 0 | 0 |  | 0 | 0 | 0 | 0 | 0
2005-11-10 | 2005 | 11 | 10 | 0 | 0 | 0 | 0 | 0 | 0 | 0 | 0 | 0 | 0 | 0 | 0 | 0 | 0 | 0 | 0 | 0 | 0 | 0 | 0 | 0 | 0 | 0 | 0 |  | 0 | 0 | 0 | 0 |  | 0 | 0 | 0 | 0 | 0
2005-11-11 | 2005 | 11 | 11 | 0 | 0 | 0 | 0 | 0 | 0 | 0 | 0 | 0 | 0 | 0 | 0 | 0 | 0 | 0 | 0 | 0 | 0 | 0 | 0 | 0 | 0 | 0 | 0 |  | 0 | 0 | 0 | 0 |  | 0 | 0 | 0 | 0 | 0
2005-11-12 | 2005 | 11 | 12 | 0 | 0 | 0 | 0 | 0 | 0 | 0 | 0 | 0 | 0 | 0 | 0 | 0 | 0 | 0 | 0 | 0 | 0 | 0 | 0 | 0 | 0 | 0 | 0 |  | 0 | 0 | 0 | 0 |  | 0 | 0 | 0 | 0 | 0
2005-11-13 | 2005 | 11 | 13 | 0 | 0 | 0 | 0 | 0 | 0 | 0 | 0 | 0 | 0 | 0 | 0 | 0 | 0 | 0 | 0 | 0 | 0 | 0 | 0 | 0 | 0 | 0 | 0 |  | 0 | 0 | 0 | 0 |  | 0 | 0 | 0 | 0 | 0
2005-11-14 | 2005 | 11 | 14 | 0 | 0 | 0 | 0 | 0 | 0 | 0 | 0 | 0 | 0 | 0 | 0 | 0 | 0 | 0 | 0 | 0 | 0 | 0 | 0 | 0 | 0 | 0 | 0 |  | 0 | 0 | 0 | 0 |  | 0 | 0 | 0 | 0 | 0
2005-11-15 | 2005 | 11 | 15 | 0 | 0 | 0 | 0 | 0 | 0 | 0 | 0 | 0 | 0 | 0 | 0 | 0 | 0 | 0 | 0 | 0 | 0 | 0 | 0 | 0 | 0 | 0 | 0 |  | 0 | 0 | 0 | 0 |  | 0 | 0 | 0 | 0 | 0
2005-11-16 | 2005 | 11 | 16 | 0 | 0 | 0 | 0 | 0 | 0 | 0 | 0 | 0 | 0 | 0 | 0 | 0 | 0 | 0 | 0 | 0 | 0 | 0 | 0 | 0 | 0 | 0 | 0 |  | 0 | 0 | 0 | 0 |  | 0 | 0 | 0 | 0 | 0
2005-11-17 | 2005 | 11 | 17 | 0 | 0 | 0 | 0 | 0 | 0 | 0 | 0 | 0 | 0 | 0 | 0 | 0 | 0 | 0 | 0 | 0 | 0 | 0 | 0 | 0 | 0 | 0 | 0 |  | 0 | 0 | 0 | 0 |  | 0 | 0 | 0 | 0 | 0
2005-11-18 | 2005 | 11 | 18 | 0 | 0 | 0 | 0 | 0 | 0 | 0 | 0 | 0 | 0 | 0.4 | 0.2 | 0 | 0 | 0 | 0 | 0 | 0 | 0 | 0 | 0 | 0 | 0 | 0 |  | 0.6 | 0.6 | 0.6 | 1.1102e-16 |  | 0 | 0 | 0 | 0 | 0
2005-11-19 | 2005 | 11 | 19 | 0 | 0 | 0 | 0 | 0 | 0 | 0 | 0 | 0 | 0 | 0 | 0 | 0 | 0 | 0 | 0 | 0 | 0 | 0 | 0 | 0 | 0 | 0 | 0 |  | 0 | 0 | 0 | 0 |  | 0 | 0 | 0 | 0 | 0
2005-11-20 | 2005 | 11 | 20 | 0 | 0 | 0 | 0 | 0 | 0 | 0 | 0 | 0 | 0 | 0 | 0 | 0 | 0 | 0 | 0 | 0 | 0 | 0 | 0 | 0 | 0 | 0 | 0 |  | 0 | 0 | 0 | 0 |  | 0 | 0 | 0 | 0 | 0
2005-11-21 | 2005 | 11 | 21 | 0 | 0 | 0 | 0 | 0 | 0 | 0 | 0 | 0 | 0 | 0 | 0 | 0 | 0 | 0 | 0 | 0 | 0 | 0 | 0 | 0 | 0 | 0 | 0 |  | 0 | 0 | 0 | 0 |  | 0 | 0 | 0 | 0 | 0
2005-11-22 | 2005 | 11 | 22 | 0 | 0 | 0 | 0 | 0 | 0 | 0 | 0 | 0 | 0 | 0 | 0 | 0 | 0 | 0 | 0 | 0 | 0 | 0 | 0 | 0 | 0 | 0 | 0 |  | 0 | 0 | 0 | 0 |  | 0 | 0 | 0 | 0 | 0
2005-11-23 | 2005 | 11 | 23 | 0 | 0 | 0 | 0 | 0 | 0 | 0 | 0 | 0 | 0 | 0 | 0 | 0 | 0 | 0 | 0 | 0 | 0 | 0 | 0 | 0 | 0 | 0 | 0 |  | 0 | 0 | 0 | 0 |  | 0 | 0 | 0 | 0 | 0
2005-11-24 | 2005 | 11 | 24 | 0 | 0 | 0 | 0 | 0 | 0 | 0 | 0 | 0 | 0 | 0 | 0 | 0 | 0 | 0 | 0 | 0 | 0 | 0 | 0 | 0 | 0 | 0 | 0 |  | 0 | 0 | 0 | 0 |  | 0 | 0 | 0 | 0 | 0
2005-11-25 | 2005 | 11 | 25 | 0 | 0 | 0 | 0 | 0 | 0 | 0 | 0 | 0 | 0 | 0 | 0 | 0 | 0 | 0 | 0 | 0 | 0 | 0 | 0 | 0 | 0 | 0 | 0 |  | 0 | 0 | 0 | 0 |  | 0 | 0 | 0 | 0 | 0
2005-11-26 | 2005 | 11 | 26 | 0 | 0 | 0 | 0 | 0 | 0 | 0 | 0 | 0 | 0 | 0 | 0 | 0 | 0 | 0 | 0 | 0 | 0 | 0 | 0 | 0 | 0.1 | 0.2 | 0.1 |  | 0.4 | 0.4 | 0.4 | 0 |  | 0 | 0 | 0 | 0 | 0
2005-11-27 | 2005 | 11 | 27 | 0 | 0 | 0 | 0.2 | 0.2 | 0.2 | 0.2 | 0.2 | 0 | 0 | 0 | 0 | 0 | 0 | 0 | 0 | 0 | 0 | 0 | 0 | 0 | 0 | 0 | 0 |  | 1 | 1 | 1 | 0 |  | 0 | 0 | 0 | 0 | 0
2005-11-28 | 2005 | 11 | 28 | 0 | 0 | 0 | 0 | 0 | 0 | 0 | 0 | 0 | 0 | 0 | 0 | 0 | 0 | 0 | 0 | 0 | 0 | 0 | 0 | 0 | 0 | 0 | 0 |  | 0 | 0 | 0 | 0 |  | 0 | 0 | 0 | 0 | 0
2005-11-29 | 2005 | 11 | 29 | 0 | 0 | 0 | 0 | 0 | 0 | 0 | 0.2 | 0.2 | 0.1 | 0.2 | 0.2 | 0.2 | 0.1 | 0.2 | 0.2 | 0.2 | 0.1 | 0.2 | 0.2 | 0.2 | 0.1 | 0.2 | 0.2 |  | 3 | 3 | 3 | 8.8818e-16 |  | 0 | 0 | 0 | 0 | 0
2005-11-30 | 2005 | 11 | 30 | 0 | 0.1 | 0 | 0.1 | 0 | 0.1 | 0 | 0.1 | 0 | 0 | 0 | 0 | 0 | 0 | 0 | 0 | 0 | 0 | 0 | 0 | 0 | 0 | 0 | 0 |  | 0.4 | 0.4 | 0.4 | 0 |  | 0 | 0 | 0 | 0 | 0
2005-12-01 | 2005 | 12 | 1 | 0 | 0.1 | 0 | 0 | 0 | 0.1 | 0 | 0 | 0 | 0.1 | 0 | 0 | 0 | 0.1 | 0 | 0 | 0 | 0 | 0.1 | 0 | 0 | 0 | 0.1 | 0 |  | 0.6 | 0.6 | 0.6 | 0 |  | 0 | 0 | 0 | 0 | 0
2005-12-02 | 2005 | 12 | 2 | 0.1 | 0 | 0.1 | 0 | 0.1 | 0 | 0.1 | 0 | 0.1 | 0 | 0.1 | 0 | 0.1 | 0 | 0.1 | 0 | 0 | 0 | 0.1 | 0 | 0.1 | 0 | 0 | 0 |  | 1 | 1 | 1 | 1.1102e-16 |  | 0 | 0 | 0 | 0 | 0
2005-12-03 | 2005 | 12 | 3 | 0 | 0 | 0 | 0 | 0 | 0 | 0 | 0 | 0 | 0 | 0 | 0 | 0 | 0 | 0 | 0 | 0 | 0 | 0 | 0 | 0 | 0 | 0 | 0 |  | 0 | 0 | 0 | 0 |  | 0 | 0 | 0 | 0 | 0
2005-12-04 | 2005 | 12 | 4 | 0 | 0.1 | 0 | 0 | 0.1 | 0 | 0 | 0 | 0 | 0 | 0 | 0 | 0 | 0 | 0 | 0 | 0 | 0 | 0 | 0 | 0 | 0 | 0 | 0 |  | 0.2 | 0.2 | 0.2 | 0 |  | 0 | 0 | 0 | 0 | 0
2005-12-05 | 2005 | 12 | 5 | 0.1 | 0 | 0 | 0 | 0 | 0 | 0 | 0 | 0 | 0.1 | 0 | 0.1 | 0 | 0.1 | 0 | 0 | 0 | 0 | 0 | 0 | 0 | 0 | 0 | 0 |  | 0.4 | 0.4 | 0.4 | 0 |  | 0 | 0 | 0 | 0 | 0
2005-12-06 | 2005 | 12 | 6 | 0 | 0 | 0 | 0 | 0 | 0 | 0 | 0 | 0 | 0 | 0 | 0 | 0 | 0 | 0 | 0 | 0 | 0 | 0 | 0 | 0 | 0 | 0 | 0 |  | 0 | 0 | 0 | 0 |  | 0 | 0 | 0 | 0 | 0
2005-12-07 | 2005 | 12 | 7 | 0 | 0 | 0 | 0 | 0 | 0 | 0 | 0 | 0 | 0 | 0 | 0 | 0 | 0 | 0 | 0 | 0 | 0 | 0 | 0 | 0 | 0 | 0 | 0 |  | 0 | 0 | 0 | 0 |  | 0 | 0 | 0 | 0 | 0
2005-12-08 | 2005 | 12 | 8 | 0 | 0 | 0 | 0 | 0 | 0 | 0 | 0 | 0 | 0 | 0 | 0 | 0 | 0 | 0 | 0 | 0 | 0 | 0 | 0 | 0 | 0 | 0 | 0 |  | 0 | 0 | 0 | 0 |  | 0 | 0 | 0 | 0 | 0
2005-12-09 | 2005 | 12 | 9 | 0 | 0 | 0 | 0 | 0 | 0 | 0 | 0 | 0 | 0 | 0 | 0 | 0 | 0 | 0 | 0 | 0 | 0 | 0 | 0 | 0 | 0 | 0 | 0 |  | 0 | 0 | 0 | 0 |  | 0 | 0 | 0 | 0 | 0
2005-12-10 | 2005 | 12 | 10 | 0 | 0 | 0 | 0 | 0 | 0 | 0 | 0 | 0 | 0 | 0 | 0 | 0 | 0 | 0 | 0 | 0 | 0 | 0 | 0 | 0 | 0 | 0 | 0 |  | 0 | 0 | 0 | 0 |  | 0 | 0 | 0 | 0 | 0
2005-12-11 | 2005 | 12 | 11 | 0 | 0 | 0 | 0 | 0 | 0 | 0 | 0 | 0 | 0 | 0 | 0 | 0 | 0 | 0 | 0 | 0 | 0 | 0 | 0 | 0 | 0 | 0 | 0 |  | 0 | 0 | 0 | 0 |  | 0 | 0 | 0 | 0 | 0
2005-12-12 | 2005 | 12 | 12 | 0 | 0 | 0 | 0 | 0 | 0 | 0 | 0 | 0 | 0 | 0 | 0 | 0 | 0 | 0 | 0 | 0 | 0 | 0 | 0 | 0 | 0 | 0 | 0 |  | 0 | 0 | 0 | 0 |  | 0 | 0 | 0 | 0 | 0
2005-12-13 | 2005 | 12 | 13 | 0 | 0 | 0 | 0 | 0 | 0 | 0 | 0 | 0 | 0 | 0 | 0 | 0 | 0 | 0 | 0 | 0 | 0 | 0 | 0 | 0 | 0 | 0 | 0 |  | 0 | 0 | 0 | 0 |  | 0 | 0 | 0 | 0 | 0
2005-12-14 | 2005 | 12 | 14 | 0 | 0 | 0 | 0 | 0 | 0 | 0 | 0 | 0 | 0 | 0 | 0 | 0 | 0 | 0 | 0 | 0 | 0 | 0 | 0 | 0 | 0 | 0 | 0 |  | 0 | 0 | 0 | 0 |  | 0 | 0 | 0 | 0 | 0
2005-12-15 | 2005 | 12 | 15 | 0 | 0 | 0 | 0 | 0 | 0 | 0 | 0 | 0 | 0 | 0 | 0 | 0 | 0 | 0 | 0 | 0 | 0 | 0 | 0 | 0 | 0 | 0 | 0 |  | 0 | 0 | 0 | 0 |  | 0 | 0 | 0 | 0 | 0
2005-12-16 | 2005 | 12 | 16 | 0 | 0 | 0 | 0 | 0 | 0 | 0 | 0 | 0 | 0 | 0 | 0 | 0 | 0 | 0 | 0 | 0 | 0 | 0 | 0 | 0 | 0 | 0 | 0 |  | 0 | 0 | 0 | 0 |  | 0 | 0 | 0 | 0 | 0
2005-12-17 | 2005 | 12 | 17 | 0 | 0 | 0 | 0 | 0 | 0 | 0 | 0 | 0 | 0 | 0 | 0 | 0 | 0 | 0 | 0 | 0 | 0 | 0 | 0 | 0 | 0 | 0 | 0 |  | 0 | 0 | 0 | 0 |  | 0 | 0 | 0 | 0 | 0
2005-12-18 | 2005 | 12 | 18 | 0 | 0 | 0 | 0 | 0 | 0 | 0 | 0 | 0 | 0 | 0 | 0 | 0 | 0 | 0 | 0 | 0 | 0 | 0 | 0 | 0 | 0 | 0 | 0 |  | 0 | 0 | 0 | 0 |  | 0 | 0 | 0 | 0 | 0
2005-12-19 | 2005 | 12 | 19 | 0 | 0 | 0 | 0 | 0 | 0 | 0 | 0 | 0 | 0 | 0 | 0 | 0 | 0 | 0 | 0 | 0 | 0 | 0 | 0 | 0 | 0 | 0 | 0 |  | 0 | 0 | 0 | 0 |  | 0 | 0 | 0 | 0 | 0
2005-12-20 | 2005 | 12 | 20 | 0 | 0 | 0 | 0 | 0 | 0 | 0 | 0 | 0 | 0 | 0 | 0 | 0 | 0 | 0 | 0 | 0 | 0 | 0 | 0 | 0 | 0 | 0 | 0 |  | 0 | 0 | 0 | 0 |  | 0 | 0 | 0 | 0 | 0
2005-12-21 | 2005 | 12 | 21 | 0 | 0 | 0 | 0 | 0 | 0 | 0 | 0 | 0 | 0 | 0 | 0 | 0 | 0 | 0 | 0 | 0 | 0 | 0 | 0 | 0 | 0 | 0 | 0 |  | 0 | 0 | 0 | 0 |  | 0 | 0 | 0 | 0 | 0
2005-12-22 | 2005 | 12 | 22 | 0 | 0 | 0 | 0 | 0 | 0 | 0 | 0 | 0 | 0 | 0 | 0 | 0 | 0 | 0 | 0 | 0 | 0 | 0 | 0 | 0 | 0 | 0 | 0 |  | 0 | 0 | 0 | 0 |  | 0 | 0 | 0 | 0 | 0
2005-12-23 | 2005 | 12 | 23 | 0 | 0 | 0 | 0 | 0 | 0 | 0 | 0 | 0 | 0 | 0 | 0 | 0 | 0 | 0 | 0 | 0 | 0 | 0 | 0 | 0 | 0 | 0 | 0 |  | 0 | 0 | 0 | 0 |  | 0 | 0 | 0 | 0 | 0
2005-12-24 | 2005 | 12 | 24 | 0 | 0 | 0 | 0 | 0 | 0 | 0 | 0 | 0 | 0 | 0 | 0 | 0 | 0 | 0 | 0 | 0 | 0 | 0 | 0 | 0 | 0 | 0 | 0 |  | 0 | 0 | 0 | 0 |  | 0 | 0 | 0 | 0 | 0
2005-12-25 | 2005 | 12 | 25 | 0 | 0 | 0 | 0 | 0 | 0 | 0 | 0 | 0 | 0 | 0 | 0 | 0 | 0 | 0 | 0 | 0 | 0 | 0 | 0 | 0 | 0 | 0 | 0 |  | 0 | 0 | 0 | 0 |  | 0 | 0 | 0 | 0 | 0
2005-12-26 | 2005 | 12 | 26 | 0 | 0 | 0 | 0 | 0 | 0 | 0 | 0 | 0 | 0 | 0 | 0 | 0 | 0 | 0 | 0 | 0 | 0 | 0 | 0 | 0 | 0 | 0 | 0 |  | 0 | 0 | 0 | 0 |  | 0 | 0 | 0 | 0 | 0
2005-12-27 | 2005 | 12 | 27 | 0 | 0 | 0 | 0 | 0 | 0 | 0 | 0 | 0 | 0 | 0 | 0 | 0 | 0 | 0 | 0 | 0 | 0 | 0 | 0 | 0 | 0 | 0 | 0 |  | 0 | 0 | 0 | 0 |  | 0 | 0 | 0 | 0 | 0
2005-12-28 | 2005 | 12 | 28 | 0 | 0 | 0 | 0 | 0 | 0 | 0 | 0 | 0 | 0 | 0 | 0 | 0 | 0 | 0 | 0 | 0 | 0 | 0 | 0 | 0 | 0 | 0 | 0 |  | 0 | 0 | 0 | 0 |  | 0 | 0 | 0 | 0 | 0
2005-12-29 | 2005 | 12 | 29 | 0 | 0.1 | 0.1 | 0 | 0 | 0 | 0 | 0 | 0 | 0 | 0 | 0 | 0 | 0 | 0 | 0 | 0 | 0 | 0 | 0 | 0 | 0 | 0 | 0 |  | 0.2 | 0.2 | 0.2 | 0 |  | 0 | 0 | 0 | 0 | 0
2005-12-30 | 2005 | 12 | 30 | 0 | 0 | 0 | 0 | 0 | 0 | 0 | 0 | 0 | 0 | 0 | 0 | 0 | 0 | 0 | 0 | 0 | 0 | 0 | 0 | 0 | 0 | 0 | 0 |  | 0 | 0 | 0 | 0 |  | 0 | 0 | 0 | 0 | 0
2005-12-31 | 2005 | 12 | 31 | 0 | 0 | 0 | 0 | 0 | 0 | 0 | 0 | 0 | 0 | 0 | 0 | 0 | 0 | 0 | 0 | 0 | 0 | 0 | 0 | 0 | 0 | 0 | 0 |  | 0 | 0 | 0 | 0 |  | 0 | 0 | 0 | 0 | 0
2006-01-01 | 2006 | 1 | 1 | 0 | 0 | 0 | 0 | 0 | 0 | 0 | 0 | 0 | 0 | 0 | 0 | 0 | 0 | 0 | 0 | 0 | 0 | 0 | 0 | 0 | 0 | 0 | 0 |  | 0 | 0 | 0 | 0 |  | 0 | 0 | 0 | 0 | 0
2006-01-02 | 2006 | 1 | 2 | 0 | 0 | 0 | 0 | 0 | 0 | 0 | 0 | 0 | 0 | 0 | 0 | 0 | 0 | 0 | 0 | 0 | 0 | 0 | 0 | 0 | 0 | 0 | 0 |  | 0 | 0 | 0 | 0 |  | 0 | 0 | 0 | 0 | 0
2006-01-03 | 2006 | 1 | 3 | 0 | 0 | 0 | 0 | 0 | 0 | 0 | 0 | 0 | 0 | 0 | 0 | 0 | 0 | 0 | 0 | 0 | 0 | 0 | 0 | 0 | 0 | 0 | 0 |  | 0 | 0 | 0 | 0 |  | 0 | 0 | 0 | 0 | 0
2006-01-04 | 2006 | 1 | 4 | 0 | 0 | 0 | 0 | 0 | 0 | 0 | 0 | 0 | 0 | 0 | 0 | 0 | 0 | 0 | 0 | 0 | 0 | 0 | 0 | 0 | 0 | 0 | 0 |  | 0 | 0 | 0 | 0 |  | 0 | 0 | 0 | 0 | 0
2006-01-05 | 2006 | 1 | 5 | 0 | 0 | 0 | 0 | 0 | 0 | 0 | 0 | 0 | 0 | 0 | 0 | 0 | 0 | 0 | 0 | 0 | 0 | 0 | 0 | 0 | 0 | 0 | 0 |  | 0 | 0 | 0 | 0 |  | 0 | 0 | 0 | 0 | 0
2006-01-06 | 2006 | 1 | 6 | 0 | 0 | 0 | 0 | 0 | 0 | 0 | 0.2 | 0 | 0 | 0 | 0 | 0 | 0 | 0 | 0 | 0 | 0 | 0 | 0 | 0 | 0 | 0 | 0 |  | 0.2 | 0.2 | 0.2 | 0 |  | 0 | 0 | 0 | 0 | 0
2006-01-07 | 2006 | 1 | 7 | 0 | 0 | 0 | 0 | 0 | 0 | 0 | 0 | 0 | 0 | 0 | 0 | 0 | 0 | 0 | 0 | 0 | 0 | 0 | 0 | 0 | 0 | 0 | 0 |  | 0 | 0 | 0 | 0 |  | 0 | 0 | 0 | 0 | 0
2006-01-08 | 2006 | 1 | 8 | 0 | 0 | 0 | 0 | 0 | 0 | 0 | 0 | 0 | 0 | 0 | 0 | 0 | 0 | 0 | 0 | 0 | 0 | 0 | 0 | 0 | 0 | 0 | 0 |  | 0 | 0 | 0 | 0 |  | 0 | 0 | 0 | 0 | 0
2006-01-09 | 2006 | 1 | 9 | 0 | 0 | 0 | 0 | 0 | 0 | 0 | 0 | 0 | 0 | 0 | 0 | 0 | 0 | 0 | 0 | 0 | 0 | 0 | 0 | 0 | 0 | 0 | 0 |  | 0 | 0 | 0 | 0 |  | 0 | 0 | 0 | 0 | 0
2006-01-10 | 2006 | 1 | 10 | 0 | 0 | 0 | 0 | 0 | 0 | 0 | 0 | 0 | 0 | 0 | 0 | 0 | 0 | 0 | 0 | 0 | 0 | 0 | 0 | 0 | 0 | 0 | 0 |  | 0 | 0 | 0 | 0 |  | 0 | 0 | 0 | 0 | 0
2006-01-11 | 2006 | 1 | 11 | 0 | 0 | 0 | 0 | 0 | 0 | 0 | 0.3 | 0.2 | 0 | 0.3 | 0 | 0 | 0 | 0 | 0 | 0 | 0 | 0 | 0 | 0 | 0 | 0 | 0 |  | 0.8 | 0.8 | 0.8 | 0 |  | 0 | 0 | 0 | 0 | 0
2006-01-12 | 2006 | 1 | 12 | 0 | 0 | 0 | 0 | 0 | 0 | 0 | 0 | 0 | 0 | 0 | 0 | 0 | 0 | 0 | 0 | 0 | 0 | 0 | 0 | 0 | 0 | 0 | 0 |  | 0 | 0 | 0 | 0 |  | 0 | 0 | 0 | 0 | 0
2006-01-13 | 2006 | 1 | 13 | 0 | 0 | 0 | 0 | 0 | 0 | 0 | 0 | 0 | 0 | 0 | 0 | 0 | 0 | 0 | 0 | 0 | 0 | 0 | 0 | 0 | 0 | 0 | 0 |  | 0 | 0 | 0 | 0 |  | 0 | 0 | 0 | 0 | 0
2006-01-14 | 2006 | 1 | 14 | 0 | 0 | 0 | 0 | 0 | 0 | 0 | 0 | 0 | 0 | 0 | 0 | 0 | 0 | 0 | 0 | 0 | 0 | 0 | 0 | 0 | 0 | 0 | 0 |  | 0 | 0 | 0 | 0 |  | 0 | 0 | 0 | 0 | 0
2006-01-15 | 2006 | 1 | 15 | 0.1 | 0.1 | 0.1 | 0.1 | 0 | 0 | 0.2 | 0.1 | 0.1 | 0.1 | 0.1 | 0 | 0 | 0 | 0 | 0 | 0 | 0 | 0 | 0 | 0 | 0 | 0 | 0 |  | 1 | 1 | 1 | 0 |  | 0 | 0 | 0 | 0 | 0
2006-01-16 | 2006 | 1 | 16 | 0 | 0 | 0 | 0 | 0 | 0 | 0 | 0 | 0 | 0 | 0 | 0 | 0 | 0 | 0 | 0 | 0 | 0 | 0 | 0 | 0 | 0 | 0 | 0 |  | 0 | 0 | 0 | 0 |  | 0 | 0 | 0 | 0 | 0
2006-01-17 | 2006 | 1 | 17 | 0 | 0 | 0 | 0 | 0 | 0 | 0 | 0 | 0 | 0 | 0 | 0 | 0 | 0 | 0 | 0 | 0 | 0 | 0 | 0 | 0 | 0 | 0 | 0 |  | 0 | 0 | 0 | 0 |  | 0 | 0 | 0 | 0 | 0
2006-01-18 | 2006 | 1 | 18 | 0 | 0 | 0 | 0 | 0 | 0 | 0 | 0 | 0 | 0 | 0 | 0 | 0 | 0 | 0 | 0 | 0 | 0 | 0 | 0 | 0 | 0 | 0 | 0 |  | 0 | 0 | 0 | 0 |  | 0 | 0 | 0 | 0 | 0
2006-01-19 | 2006 | 1 | 19 | 0 | 0 | 0 | 0 | 0 | 0 | 0 | 0 | 0 | 0 | 0 | 0 | 0 | 0 | 0 | 0 | 0 | 0 | 0 | 0 | 0 | 0 | 0 | 0 |  | 0 | 0 | 0 | 0 |  | 0 | 0 | 0 | 0 | 0
2006-01-20 | 2006 | 1 | 20 | 0 | 0 | 0 | 0 | 0 | 0 | 0 | 0 | 0 | 0 | 0 | 0 | 0 | 0 | 0.2 | 0 | 0.1 | 0.2 | 0.1 | 0.2 | 0.1 | 0.2 | 0.1 | 0.2 |  | 1.4 | 1.4 | 1.4 | 2.2204e-16 |  | 0 | 0 | 0 | 0 | 0
2006-01-21 | 2006 | 1 | 21 | 0 | 0 | 0 | 0 | 0 | 0 | 0 | 0 | 0 | 0 | 0 | 0 | 0 | 0 | 0 | 0 | 0 | 0 | 0 | 0 | 0 | 0 | 0 | 0 |  | 0 | 0 | 0 | 0 |  | 0 | 0 | 0 | 0 | 0
2006-01-22 | 2006 | 1 | 22 | 0 | 0 | 0 | 0 | 0 | 0 | 0 | 0 | 0 | 0 | 0 | 0 | 0 | 0 | 0 | 0 | 0 | 0 | 0 | 0 | 0 | 0 | 0 | 0 |  | 0 | 0 | 0 | 0 |  | 0 | 0 | 0 | 0 | 0
2006-01-23 | 2006 | 1 | 23 | 0 | 0 | 0 | 0 | 0 | 0 | 0 | 0 | 0 | 0 | 0 | 0 | 0 | 0 | 0 | 0 | 0 | 0 | 0 | 0 | 0 | 0 | 0 | 0 |  | 0 | 0 | 0 | 0 |  | 0 | 0 | 0 | 0 | 0
2006-01-24 | 2006 | 1 | 24 | 0 | 0 | 0 | 0 | 0 | 0 | 0 | 0 | 0 | 0 | 0 | 0 | 0 | 0 | 0 | 0 | 0 | 0 | 0 | 0 | 0 | 0 | 0 | 0 |  | 0 | 0 | 0 | 0 |  | 0 | 0 | 0 | 0 | 0
2006-01-25 | 2006 | 1 | 25 | 0 | 0 | 0 | 0 | 0 | 0 | 0 | 0 | 0 | 0 | 0 | 0 | 0 | 0 | 0 | 0 | 0 | 0 | 0 | 0 | 0 | 0 | 0 | 0 |  | 0 | 0 | 0 | 0 |  | 0 | 0 | 0 | 0 | 0
2006-01-26 | 2006 | 1 | 26 | 0 | 0 | 0 | 0 | 0 | 0 | 0 | 0 | 0 | 0 | 0 | 0 | 0 | 0 | 0 | 0 | 0 | 0 | 0 | 0 | 0 | 0 | 0 | 0 |  | 0 | 0 | 0 | 0 |  | 0 | 0 | 0 | 0 | 0
2006-01-27 | 2006 | 1 | 27 | 0 | 0 | 0 | 0 | 0 | 0 | 0 | 0 | 0 | 0 | 0 | 0 | 0 | 0 | 0 | 0 | 0 | 0 | 0 | 0 | 0 | 0 | 0 | 0 |  | 0 | 0 | 0 | 0 |  | 0 | 0 | 0 | 0 | 0
2006-01-28 | 2006 | 1 | 28 | 0 | 0 | 0 | 0 | 0 | 0 | 0 | 0 | 0 | 0 | 0 | 0 | 0 | 0 | 0 | 0 | 0 | 0 | 0 | 0 | 0 | 0 | 0 | 0 |  | 0 | 0 | 0 | 0 |  | 0 | 0 | 0 | 0 | 0
2006-01-29 | 2006 | 1 | 29 | 0 | 0 | 0 | 0 | 0 | 0 | 0 | 0 | 0 | 0 | 0 | 0 | 0 | 0 | 0 | 0 | 0 | 0 | 0 | 0 | 0 | 0 | 0 | 0 |  | 0 | 0 | 0 | 0 |  | 0 | 0 | 0 | 0 | 0
2006-01-30 | 2006 | 1 | 30 | 0 | 0 | 0 | 0 | 0 | 0 | 0 | 0 | 0 | 0 | 0 | 0 | 0 | 0 | 0 | 0 | 0 | 0 | 0 | 0 | 0 | 0 | 0 | 0 |  | 0 | 0 | 0 | 0 |  | 0 | 0 | 0 | 0 | 0
2006-01-31 | 2006 | 1 | 31 | 1.9 | 0.9 | 0 | 0 | 0 | 0 | 0 | 0 | 0 | 0 | 0 | 0 | 0 | 0 | 0 | 0 | 0 | 0 | 0 | 0 | 0 | 0 | 0 | 0 |  | 2.8 | 2.8 | 2.8 | 0 |  | 0 | 0 | 0 | 0 | 0
2006-02-01 | 2006 | 2 | 1 | 0 | 0 | 0 | 0 | 0 | 0 | 0 | 0 | 0 | 0 | 0 | 0 | 0 | 0 | 0 | 0 | 0 | 0 | 0 | 0 | 0 | 0 | 0 | 0 |  | 0 | 0 | 0 | 0 |  | 0 | 0 | 0 | 0 | 0
2006-02-02 | 2006 | 2 | 2 | 0 | 0 | 0 | 0 | 0 | 0 | 0 | 0 | 0 | 0 | 0 | 0 | 0 | 0 | 0 | 0 | 0 | 0 | 0 | 0 | 0 | 0 | 0 | 0 |  | 0 | 0 | 0 | 0 |  | 0 | 0 | 0 | 0 | 0
2006-02-03 | 2006 | 2 | 3 | 0 | 0 | 0 | 0 | 0 | 0 | 0 | 0 | 0 | 0 | 0 | 0 | 0 | 0 | 0 | 0 | 0 | 0 | 0 | 0 | 0 | 0 | 0 | 0 |  | 0 | 0 | 0 | 0 |  | 0 | 0 | 0 | 0 | 0
2006-02-04 | 2006 | 2 | 4 | 0 | 0 | 0 | 0 | 0 | 0 | 0 | 0 | 0 | 0 | 0 | 0 | 0 | 0 | 0 | 0 | 0 | 0 | 0 | 0 | 0 | 0 | 0 | 0 |  | 0 | 0 | 0 | 0 |  | 0 | 0 | 0 | 0 | 0
2006-02-05 | 2006 | 2 | 5 | 0 | 0 | 0 | 0 | 0 | 0 | 0 | 0 | 0 | 0 | 0 | 0 | 0 | 0 | 0 | 0 | 0 | 0 | 0 | 0 | 0 | 0 | 0 | 0 |  | 0 | 0 | 0 | 0 |  | 0 | 0 | 0 | 0 | 0
2006-02-06 | 2006 | 2 | 6 | 0 | 0 | 0 | 0 | 0 | 0 | 0 | 0 | 0 | 0 | 0 | 0 | 0 | 0 | 0 | 0 | 0 | 0 | 0 | 0 | 0 | 0 | 0 | 0 |  | 0 | 0 | 0 | 0 |  | 0 | 0 | 0 | 0 | 0
2006-02-07 | 2006 | 2 | 7 | 0 | 0 | 0 | 0 | 0 | 0 | 0 | 0 | 0 | 0 | 0 | 0 | 0 | 0 | 0 | 0 | 0 | 0 | 0 | 0 | 0 | 0 | 0 | 0 |  | 0 | 0 | 0 | 0 |  | 0 | 0 | 0 | 0 | 0
2006-02-08 | 2006 | 2 | 8 | 0 | 0 | 0 | 0 | 0 | 0 | 0 | 0 | 0 | 0 | 0 | 0 | 0 | 0 | 0 | 0 | 0 | 0 | 0 | 0 | 0 | 0 | 0 | 0 |  | 0 | 0 | 0 | 0 |  | 0 | 0 | 0 | 0 | 0
2006-02-09 | 2006 | 2 | 9 | 0 | 0 | 0 | 0 | 0 | 0 | 0 | 0 | 0 | 0 | 0 | 0 | 0 | 0 | 0 | 0 | 0 | 0 | 0 | 0 | 0 | 0 | 0 | 0 |  | 0 | 0 | 0 | 0 |  | 0 | 0 | 0 | 0 | 0
2006-02-10 | 2006 | 2 | 10 | 0 | 0 | 0 | 0 | 0 | 0 | 0 | 0 | 0 | 0 | 0 | 0 | 0 | 0 | 0 | 0 | 0 | 0 | 0 | 0 | 0 | 0 | 0 | 0 |  | 0 | 0 | 0 | 0 |  | 0 | 0 | 0 | 0 | 0
2006-02-11 | 2006 | 2 | 11 | 0 | 0 | 0 | 0 | 0 | 0 | 0 | 0 | 0 | 0 | 0 | 0 | 0 | 0 | 0 | 0 | 0 | 0 | 0 | 0 | 0 | 0 | 0 | 0 |  | 0 | 0 | 0 | 0 |  | 0 | 0 | 0 | 0 | 0
2006-02-12 | 2006 | 2 | 12 | 0 | 0 | 0 | 0 | 0 | 0 | 0 | 0 | 0 | 0 | 0 | 0 | 0 | 0 | 0 | 0 | 0 | 0 | 0 | 0 | 0 | 0 | 0 | 0 |  | 0 | 0 | 0 | 0 |  | 0 | 0 | 0 | 0 | 0
2006-02-13 | 2006 | 2 | 13 | 0 | 0 | 0 | 0 | 0 | 0 | 0 | 0 | 0 | 0 | 0 | 0 | 0 | 0 | 0 | 0 | 0 | 0 | 0 | 0 | 0 | 0 | 0 | 0 |  | 0 | 0 | 0 | 0 |  | 0 | 0 | 0 | 0 | 0
2006-02-14 | 2006 | 2 | 14 | 0 | 0 | 0 | 0 | 0 | 0 | 0 | 0 | 0 | 0 | 0 | 0 | 0 | 0 | 0 | 0 | 0 | 0 | 0 | 0 | 0 | 0 | 0 | 0 |  | 0 | 0 | 0 | 0 |  | 0 | 0 | 0 | 0 | 0
2006-02-15 | 2006 | 2 | 15 | 0.1 | 0 | 0.1 | 0.1 | 0.1 | 0 | 0 | 0 | 0.1 | 0.1 | 0.1 | 0 | 0.1 | 0.1 | 0 | 0 | 0.1 | 0 | 0 | 0.1 | 0.1 | 0.1 | 0 | 0.1 |  | 1.4 | 1.4 | 1.4 | 2.2204e-16 |  | 0 | 0 | 0 | 0 | 0
2006-02-16 | 2006 | 2 | 16 | 0 | 0.1 | 0 | 0.1 | 0 | 0 | 0.1 | 0 | 0.1 | 0 | 0 | 0.1 | 0 | 0.1 | 0 | 0 | 0 | 0 | 0 | 0 | 0 | 0 | 0 | 0 |  | 0.6 | 0.6 | 0.6 | 0 |  | 0 | 0 | 0 | 0 | 0
2006-02-17 | 2006 | 2 | 17 | 0 | 0 | 0 | 0 | 0 | 0 | 0 | 0 | 0 | 0 | 0 | 0 | 0 | 0 | 0 | 0 | 0 | 0 | 0 | 0 | 0 | 0 | 0 | 0 |  | 0 | 0 | 0 | 0 |  | 0 | 0 | 0 | 0 | 0
2006-02-18 | 2006 | 2 | 18 | 0 | 0 | 0 | 0 | 0 | 0 | 0 | 0 | 0 | 0 | 0 | 0 | 0 | 0 | 0 | 0 | 0 | 0 | 0 | 0 | 0 | 0 | 0 | 0 |  | 0 | 0 | 0 | 0 |  | 0 | 0 | 0 | 0 | 0
2006-02-19 | 2006 | 2 | 19 | 0 | 0 | 0 | 0 | 0 | 0 | 0 | 0 | 0 | 0 | 0 | 0 | 0 | 0 | 0 | 0 | 0 | 0 | 0 | 0 | 0 | 0 | 0 | 0 |  | 0 | 0 | 0 | 0 |  | 0 | 0 | 0 | 0 | 0
2006-02-20 | 2006 | 2 | 20 | 0 | 0 | 0 | 0 | 0 | 0 | 0 | 0 | 0 | 0 | 0 | 0 | 0 | 0 | 0 | 0 | 0 | 0 | 0 | 0 | 0 | 0 | 0 | 0 |  | 0 | 0 | 0 | 0 |  | 0 | 0 | 0 | 0 | 0
2006-02-21 | 2006 | 2 | 21 | 0 | 0 | 0 | 0 | 0 | 0 | 0 | 0 | 0 | 0 | 0 | 0 | 0 | 0 | 0 | 0 | 0 | 0 | 0 | 0 | 0 | 0 | 0 | 0 |  | 0 | 0 | 0 | 0 |  | 0 | 0 | 0 | 0 | 0
2006-02-22 | 2006 | 2 | 22 | 0 | 0 | 0.5 | 0.6 | 0.5 | 0.6 | 0.5 | 0.6 | 0.5 | 0.6 | 0.5 | 0.5 | 0.6 | 0.5 | 0.6 | 0.5 | 0.6 | 0.5 | 0.6 | 0.5 | 0 | 0 | 0 | 0 |  | 9.8 | 9.8 | 9.8 | 1.7764e-15 |  | 0 | 0 | 0 | 0 | 0
2006-02-23 | 2006 | 2 | 23 | 0 | 0 | 0 | 0 | 0 | 0 | 0 | 0 | 0 | 0 | 0 | 0 | 0 | 0 | 0.3 | 0.3 | 0.2 | 0.3 | 0.3 | 0.3 | 0.3 | 0.2 | 0.3 | 0.3 |  | 2.8 | 2.8 | 2.8 | 0 |  | 0 | 0 | 0 | 0 | 0
2006-02-24 | 2006 | 2 | 24 | 0.1 | 0.2 | 0.1 | 0.2 | 0.1 | 0.1 | 0.2 | 0.1 | 0.1 | 0.2 | 0.1 | 0.2 | 0.1 | 0 | 0 | 0 | 0 | 0 | 0 | 0 | 0 | 0 | 0 | 0 |  | 1.8 | 1.8 | 1.8 | 2.2204e-16 |  | 0 | 0 | 0 | 0 | 0
2006-02-25 | 2006 | 2 | 25 | 0 | 0 | 0 | 0 | 0 | 0 | 0 | 0 | 0 | 0 | 0 | 0 | 0 | 0 | 0 | 0 | 0 | 0 | 0 | 0 | 0 | 0 | 0 | 0 |  | 0 | 0 | 0 | 0 |  | 0 | 0 | 0 | 0 | 0
2006-02-26 | 2006 | 2 | 26 | 0 | 0 | 0 | 0 | 0 | 0.1 | 0 | 0 | 0 | 0 | 0 | 0 | 0 | 0 | 0 | 0 | 0 | 0 | 0 | 0.1 | 0 | 0 | 0 | 0 |  | 0.2 | 0.2 | 0.2 | 0 |  | 0 | 0 | 0 | 0 | 0
2006-02-27 | 2006 | 2 | 27 | 0 | 0.1 | 0 | 0 | 0.1 | 0 | 0 | 0.1 | 0 | 0.1 | 0 | 0 | 0 | 0 | 0 | 0 | 0 | 0 | 0 | 0 | 0 | 0 | 0 | 0 |  | 0.4 | 0.4 | 0.4 | 0 |  | 0 | 0 | 0 | 0 | 0
2006-02-28 | 2006 | 2 | 28 | 0 | 0 | 0 | 0 | 0 | 0 | 0 | 0 | 0 | 0.2 | 0.2 | 0.2 | 0.2 | 0.2 | 0.2 | 0.2 | 0.2 | 0.2 | 0.2 | 0.2 | 0.2 | 0.2 | 0.2 | 0 |  | 2.8 | 2.8 | 2.8 | 4.4409e-16 |  | 0 | 0 | 0 | 0 | 0
2006-03-01 | 2006 | 3 | 1 | 0 | 0 | 0 | 0 | 0 | 0 | 0 | 0 | 0 | 0 | 0 | 0 | 0 | 0 | 0 | 0 | 0 | 0 | 0 | 0 | 0 | 0 | 0 | 0 |  | 0 | 0 | 0 | 0 |  | 0 | 0 | 0 | 0 | 0
2006-03-02 | 2006 | 3 | 2 | 0 | 0 | 0.1 | 0 | 0 | 0 | 0.1 | 0 | 0 | 0 | 0.1 | 0 | 0 | 0 | 0.1 | 0 | 0 | 0 | 0.1 | 0 | 0 | 0 | 0.1 | 0 |  | 0.6 | 0.6 | 0.6 | 0 |  | 0 | 0 | 0 | 0 | 0
2006-03-03 | 2006 | 3 | 3 | 0.1 | 0.2 | 0.1 | 0.1 | 0.2 | 0.1 | 0.1 | 0.2 | 0.1 | 0.1 | 0.2 | 0.1 | 0.1 | 0.2 | 0.1 | 0.1 | 0.2 | 0.1 | 0.1 | 0.2 | 0.1 | 0.1 | 0.2 | 0.1 |  | 3.2 | 3.2 | 3.2 | 8.8818e-16 |  | 0 | 0 | 0 | 0 | 0
2006-03-04 | 2006 | 3 | 4 | 0 | 0 | 0 | 0 | 0 | 0 | 0 | 0 | 0 | 0 | 0 | 0 | 0 | 0 | 0 | 0 | 0 | 0 | 0 | 0 | 0 | 0 | 0 | 0 |  | 0 | 0 | 0 | 0 |  | 0 | 0 | 0 | 0 | 0
2006-03-05 | 2006 | 3 | 5 | 0 | 0 | 0 | 0 | 0 | 0 | 0 | 0 | 0 | 0 | 0 | 0 | 0 | 0 | 0 | 0 | 0 | 0 | 0 | 0 | 0 | 0 | 0 | 0 |  | 0 | 0 | 0 | 0 |  | 0 | 0 | 0 | 0 | 0
2006-03-06 | 2006 | 3 | 6 | 0 | 0 | 0 | 0 | 0 | 0 | 0 | 0 | 0 | 0 | 0 | 0 | 0 | 0 | 0 | 0 | 0 | 0 | 0 | 0 | 0 | 0 | 0 | 0 |  | 0 | 0 | 0 | 0 |  | 0 | 0 | 0 | 0 | 0
2006-03-07 | 2006 | 3 | 7 | 0 | 0 | 0 | 0 | 0 | 0 | 0 | 0 | 0 | 0 | 0 | 0 | 0 | 0 | 0 | 0 | 0 | 0 | 0 | 0 | 0 | 0 | 0 | 0 |  | 0 | 0 | 0 | 0 |  | 0 | 0 | 0 | 0 | 0
2006-03-08 | 2006 | 3 | 8 | 0 | 0 | 0 | 0 | 0 | 0 | 0 | 0 | 0 | 0 | 0 | 0 | 0 | 0 | 0 | 0 | 0 | 0 | 0 | 0 | 0 | 0 | 0 | 0 |  | 0 | 0 | 0 | 0 |  | 0 | 0 | 0 | 0 | 0
2006-03-09 | 2006 | 3 | 9 | 0 | 0 | 0 | 0 | 0 | 0 | 0 | 0 | 0 | 0 | 0 | 0.3 | 0.2 | 0.3 | 0 | 0 | 0 | 0 | 0.2 | 0 | 0 | 0 | 0 | 0 |  | 1 | 1 | 1 | 0 |  | 0 | 0 | 0 | 0 | 0
2006-03-10 | 2006 | 3 | 10 | 0 | 0 | 0 | 0 | 0 | 0 | 0 | 0 | 0 | 0 | 0 | 0 | 0 | 0 | 0 | 0 | 0 | 0 | 0 | 0 | 0 | 0 | 0 | 0 |  | 0 | 0 | 0 | 0 |  | 0 | 0 | 0 | 0 | 0
2006-03-11 | 2006 | 3 | 11 | 0 | 0 | 0 | 0 | 0 | 0 | 0 | 0 | 0 | 0 | 0 | 0 | 0 | 0 | 0 | 0 | 0 | 0 | 0 | 0 | 0 | 0 | 0 | 0 |  | 0 | 0 | 0 | 0 |  | 0 | 0 | 0 | 0 | 0
2006-03-12 | 2006 | 3 | 12 | 0 | 0.1 | 0 | 0 | 0 | 0.1 | 0 | 0.1 | 0 | 0 | 0.1 | 0 | 0 | 0.1 | 0 | 0 | 0 | 0.1 | 0 | 0.1 | 0 | 0 | 0.1 | 0 |  | 0.8 | 0.8 | 0.8 | 1.1102e-16 |  | 0 | 0 | 0 | 0 | 0
2006-03-13 | 2006 | 3 | 13 | 0 | 0 | 0 | 0 | 0 | 0 | 0 | 0 | 0 | 0 | 0 | 0 | 0 | 0 | 0 | 0 | 0 | 0 | 0 | 0 | 0 | 0 | 0 | 0 |  | 0 | 0 | 0 | 0 |  | 0 | 0 | 0 | 0 | 0
2006-03-14 | 2006 | 3 | 14 | 0 | 0 | 0 | 0 | 0 | 0 | 0 | 0 | 0 | 0 | 0 | 0 | 0 | 0 | 0 | 0 | 0 | 0 | 0 | 0 | 0 | 0 | 0 | 0 |  | 0 | 0 | 0 | 0 |  | 0 | 0 | 0 | 0 | 0
2006-03-15 | 2006 | 3 | 15 | 0 | 0 | 0 | 0 | 0 | 0 | 0 | 0 | 0 | 0 | 0 | 0 | 0 | 0 | 0 | 0 | 0 | 0 | 0 | 0 | 0 | 0 | 0 | 0 |  | 0 | 0 | 0 | 0 |  | 0 | 0 | 0 | 0 | 0
2006-03-16 | 2006 | 3 | 16 | 0 | 0 | 0 | 0 | 0 | 0 | 0 | 0 | 0 | 0 | 0 | 0 | 0 | 0 | 0 | 0 | 0 | 0 | 0 | 0 | 0 | 0 | 0 | 0 |  | 0 | 0 | 0 | 0 |  | 0 | 0 | 0 | 0 | 0
2006-03-17 | 2006 | 3 | 17 | 0 | 0 | 0 | 0 | 0 | 0 | 0 | 0 | 0 | 0 | 0 | 0 | 0 | 0 | 0 | 0 | 0 | 0 | 0 | 0 | 0 | 0 | 0 | 0 |  | 0 | 0 | 0 | 0 |  | 0 | 0 | 0 | 0 | 0
2006-03-18 | 2006 | 3 | 18 | 0 | 0.1 | 0 | 0 | 0 | 0 | 0 | 0 | 0 | 0 | 0 | 0 | 0 | 0 | 0 | 0.1 | 0 | 0 | 0.1 | 0 | 0 | 0 | 0.1 | 0 |  | 0.4 | 0.4 | 0.4 | 0 |  | 0 | 0 | 0 | 0 | 0
2006-03-19 | 2006 | 3 | 19 | 0 | 0.1 | 0 | 0.1 | 0 | 0.1 | 0 | 0.1 | 0 | 0.1 | 0 | 0.1 | 0 | 0 | 0 | 0 | 0 | 0 | 0 | 0 | 0.1 | 0 | 0.1 | 0 |  | 0.8 | 0.8 | 0.8 | 1.1102e-16 |  | 0 | 0 | 0 | 0 | 0
2006-03-20 | 2006 | 3 | 20 | 0 | 0 | 0.1 | 0 | 0 | 0 | 0 | 0 | 0.1 | 0 | 0 | 0 | 0 | 0.1 | 0 | 0 | 0 | 0 | 0 | 0 | 0 | 0.1 | 0 | 0 |  | 0.4 | 0.4 | 0.4 | 0 |  | 0 | 0 | 0 | 0 | 0
2006-03-21 | 2006 | 3 | 21 | 0 | 0 | 0 | 0 | 0 | 0 | 0 | 0 | 0 | 0 | 0 | 0 | 0 | 0 | 0 | 0 | 0 | 0 | 0 | 0 | 0 | 0 | 0 | 0 |  | 0 | 0 | 0 | 0 |  | 0 | 0 | 0 | 0 | 0
2006-03-22 | 2006 | 3 | 22 | 0 | 0 | 0 | 0 | 0 | 0 | 0 | 0 | 0 | 0 | 0 | 0 | 0 | 0 | 0 | 0 | 0 | 0 | 0 | 0 | 0 | 0 | 0 | 0 |  | 0 | 0 | 0 | 0 |  | 0 | 0 | 0 | 0 | 0
2006-03-23 | 2006 | 3 | 23 | 0 | 0 | 0 | 0 | 0 | 0 | 0 | 0 | 0 | 0 | 0 | 0 | 0 | 0 | 0 | 0 | 0 | 0 | 0 | 0 | 0 | 0 | 0 | 0 |  | 0 | 0 | 0 | 0 |  | 0 | 0 | 0 | 0 | 0
2006-03-24 | 2006 | 3 | 24 | 0 | 0 | 0 | 0 | 0 | 0 | 0 | 0 | 0 | 0 | 0 | 0 | 0 | 0 | 0 | 0 | 0 | 0 | 0 | 0 | 0 | 0 | 0 | 0 |  | 0 | 0 | 0 | 0 |  | 0 | 0 | 0 | 0 | 0
2006-03-25 | 2006 | 3 | 25 | 0 | 0 | 0 | 0 | 0 | 0 | 0 | 0 | 0 | 0 | 0 | 0 | 0 | 0 | 0 | 0 | 0 | 0 | 0 | 0 | 0 | 0 | 0 | 0 |  | 0 | 0 | 0 | 0 |  | 0 | 0 | 0 | 0 | 0
2006-03-26 | 2006 | 3 | 26 | 0 | 0 | 0 | 0 | 0 | 0 | 0 | 0 | 0 | 0 | 0 | 0 | 0 | 0 | 0 | 0 | 0 | 0 | 0 | 0 | 0 | 0 | 0 | 0 |  | 0 | 0 | 0 | 0 |  | 0 | 0 | 0 | 0 | 0
2006-03-27 | 2006 | 3 | 27 | 0 | 0 | 0 | 0 | 0 | 0 | 0 | 0 | 0 | 0 | 0 | 0 | 0 | 0 | 0 | 0 | 0 | 0 | 0 | 0 | 0 | 0 | 0 | 0 |  | 0 | 0 | 0 | 0 |  | 0 | 0 | 0 | 0 | 0
2006-03-28 | 2006 | 3 | 28 | 0 | 0 | 0 | 0 | 0 | 0 | 0 | 0 | 0 | 0 | 0 | 0 | 0 | 0 | 0 | 0 | 0 | 0 | 0 | 0 | 0 | 0 | 0 | 0 |  | 0 | 0 | 0 | 0 |  | 0 | 0 | 0 | 0 | 0
2006-03-29 | 2006 | 3 | 29 | 0 | 0 | 0 | 0 | 0 | 0 | 0 | 0 | 0 | 0 | 0 | 0 | 0 | 0 | 0 | 0 | 0 | 0 | 0 | 0 | 0 | 0 | 0 | 0 |  | 0 | 0 | 0 | 0 |  | 0 | 0 | 0 | 0 | 0
2006-03-30 | 2006 | 3 | 30 | 0 | 0 | 0 | 0 | 0 | 0 | 0 | 0 | 0 | 0 | 0 | 0 | 0 | 0 | 0 | 0 | 0 | 0 | 0 | 0 | 0 | 0 | 0 | 0 |  | 0 | 0 | 0 | 0 |  | 0 | 0 | 0 | 0 | 0
2006-03-31 | 2006 | 3 | 31 | 0 | 0 | 0 | 0 | 0 | 0 | 0 | 0 | 0 | 0 | 0 | 0 | 0 | 0 | 0 | 0 | 0 | 0 | 0 | 0 | 0 | 0 | 0 | 0 |  | 0 | 0 | 0 | 0 |  | 0 | 0 | 0 | 0 | 0
2006-04-01 | 2006 | 4 | 1 | 0 | 0 | 0 | 0 | 0 | 0 | 0 | 0 | 0 | 0 | 0 | 0 | 0 | 0 | 0 | 0 | 0 | 0 | 0 | 0 | 0 | 0 | 0 | 0 |  | 0 | 0 | 0 | 0 |  | 0 | 0 | 0 | 0 | 0
2006-04-02 | 2006 | 4 | 2 | 0 | 0 | 0 | 0 | 0 | 0 | 0 | 0 | 0 | 0 | 0 | 0 | 0 | 0 | 0 | 0 | 0 | 0 | 0 | 0 | 0 | 0 | 0 | 0 |  | 0 | 0 | 0 | 0 |  | 0 | 0 | 0 | 0 | 0
2006-04-03 | 2006 | 4 | 3 | 0 | 0 | 0 | 0 | 0 | 0 | 0 | 0 | 0 | 0 | 0 | 0 | 0 | 0 | 0 | 0 | 0 | 0 | 0 | 0 | 0 | 0 | 0 | 0 |  | 0 | 0 | 0 | 0 |  | 0 | 0 | 0 | 0 | 0
2006-04-04 | 2006 | 4 | 4 | 0 | 0 | 0 | 0 | 0 | 0 | 0 | 0 | 0 | 0 | 0 | 0 | 0 | 0 | 0 | 0 | 0 | 0 | 0 | 0 | 0 | 0 | 0.4 | 0.8 |  | 1.2 | 1.2 | 1.2 | 2.2204e-16 |  | 0 | 0 | 0 | 0 | 0
2006-04-05 | 2006 | 4 | 5 | 0.2 | 0.5 | 0.5 | 0.7 | 0.5 | 1.4 | 0.5 | 0 | 0 | 0.2 | 0 | 0 | 0 | 0.5 | 1.2 | 0 | 0 | 0 | 0.2 | 0 | 0 | 1.4 | 0.9 | 0 |  | 8.7 | 8.7 | 8.7 | 1.7764e-15 |  | 0 | 0 | 0 | 0 | 0
2006-04-06 | 2006 | 4 | 6 | 0.7 | 1.2 | 0.9 | 0.2 | 0 | 0 | 0.5 | 0 | 0 | 0 | 0 | 0 | 0 | 0 | 0 | 0 | 0 | 0 | 0 | 0 | 0 | 0 | 0 | 0.5 |  | 4 | 4 | 4 | 0 |  | 0 | 0 | 0 | 0 | 0
2006-04-07 | 2006 | 4 | 7 | 0.2 | 0 | 0 | 0 | 0 | 0 | 0.2 | 0 | 0 | 0 | 0 | 0 | 0 | 0 | 0 | 0 | 0 | 0 | 0 | 0 | 0 | 0 | 0 | 0 |  | 0.4 | 0.4 | 0.4 | 0 |  | 0 | 0 | 0 | 0 | 0
2006-04-08 | 2006 | 4 | 8 | 0 | 0 | 0 | 0 | 0 | 0 | 0 | 0 | 0 | 0 | 0 | 0 | 0 | 0 | 0 | 0 | 0 | 0 | 0 | 0 | 1 | 1.9 | 0.8 | 0.6 |  | 4.3 | 4.3 | 4.3 | 0 |  | 0 | 0 | 0 | 0 | 0
2006-04-09 | 2006 | 4 | 9 | 0 | 0 | 0 | 0 | 0 | 0 | 0 | 0 | 0 | 0 | 0 | 0 | 0 | 0 | 0 | 0.7 | 0.7 | 0 | 0 | 0 | 0 | 0 | 0 | 0 |  | 1.4 | 1.4 | 1.4 | 0 |  | 0 | 0 | 0 | 0 | 0
2006-04-10 | 2006 | 4 | 10 | 0 | 0 | 0 | 0 | 0 | 0 | 0 | 0 | 1.1 | 2 | 0 | 0 | 0 | 0 | 0 | 0 | 0 | 0 | 0 | 0 | 0 | 0 | 0.3 | 0 |  | 3.4 | 3.4 | 3.4 | 0 |  | 0 | 0 | 0 | 0 | 0
2006-04-11 | 2006 | 4 | 11 | 0 | 0 | 0 | 0.9 | 0.7 | 0 | 0 | 0 | 0 | 0 | 0 | 0 | 0 | 0 | 0 | 0 | 0 | 0 | 0 | 0 | 0 | 0 | 0 | 0 |  | 1.6 | 1.6 | 1.6 | 0 |  | 0 | 0 | 0 | 0 | 0
2006-04-12 | 2006 | 4 | 12 | 0 | 0 | 0 | 0 | 0 | 0 | 0 | 0 | 0 | 0 | 0 | 0 | 0 | 0 | 0 | 0 | 0 | 0 | 0 | 0 | 0 | 0 | 0 | 0 |  | 0 | 0 | 0 | 0 |  | 0 | 0 | 0 | 0 | 0
2006-04-13 | 2006 | 4 | 13 | 0 | 0 | 0 | 0 | 0 | 0 | 0 | 0 | 0 | 0 | 0 | 0 | 0 | 0 | 0 | 0 | 0 | 0 | 0 | 0 | 0 | 0 | 0 | 0 |  | 0 | 0 | 0 | 0 |  | 0 | 0 | 0 | 0 | 0
2006-04-14 | 2006 | 4 | 14 | 0 | 0 | 0 | 0 | 0 | 0 | 0 | 0 | 0 | 0 | 0 | 0 | 0 | 0 | 0 | 0 | 0 | 0 | 0 | 0 | 0 | 0 | 0 | 0 |  | 0 | 0 | 0 | 0 |  | 0 | 0 | 0 | 0 | 0
2006-04-15 | 2006 | 4 | 15 | 0 | 0 | 0 | 0 | 0 | 0 | 0 | 0 | 0 | 0 | 0 | 0 | 0 | 0 | 0 | 0 | 0.8 | 0 | 0 | 0 | 0 | 0 | 0 | 0 |  | 0.8 | 0.8 | 0.8 | 0 |  | 0 | 0 | 0 | 0 | 0
2006-04-16 | 2006 | 4 | 16 | 0 | 0 | 0 | 0 | 0 | 0 | 0 | 0 | 0 | 0 | 0 | 0 | 0 | 0 | 0 | 0 | 0 | 0 | 0 | 0 | 0 | 0 | 0 | 0 |  | 0 | 0 | 0 | 0 |  | 0 | 0 | 0 | 0 | 0
2006-04-17 | 2006 | 4 | 17 | 0 | 0 | 0 | 0 | 0 | 0 | 0 | 0 | 0 | 0 | 0 | 0 | 0 | 0 | 0 | 0 | 0 | 0 | 0 | 0 | 0 | 0 | 0 | 0 |  | 0 | 0 | 0 | 0 |  | 0 | 0 | 0 | 0 | 0
2006-04-18 | 2006 | 4 | 18 | 0 | 0 | 0 | 0 | 0 | 0 | 0 | 0 | 0 | 0 | 0 | 0 | 0 | 0 | 0 | 0 | 0 | 0 | 0 | 0 | 0 | 0 | 0 | 0 |  | 0 | 0 | 0 | 0 |  | 0 | 0 | 0 | 0 | 0
2006-04-19 | 2006 | 4 | 19 | 0 | 0 | 0 | 0 | 0 | 0 | 0 | 0 | 0 | 0 | 0 | 0 | 0 | 0 | 0 | 0 | 0 | 0 | 0 | 0 | 0 | 0 | 0 | 0 |  | 0 | 0 | 0 | 0 |  | 0 | 0 | 0 | 0 | 0
2006-04-20 | 2006 | 4 | 20 | 0 | 0 | 0 | 0 | 0 | 0 | 0 | 0 | 0 | 0 | 0 | 0 | 0 | 0 | 0 | 0 | 0 | 0 | 0 | 0 | 0 | 0 | 0 | 0 |  | 0 | 0 | 0 | 0 |  | 0 | 0 | 0 | 0 | 0
2006-04-21 | 2006 | 4 | 21 | 0 | 0 | 0 | 0 | 0 | 0 | 0 | 0 | 0 | 0 | 0 | 0 | 0 | 0 | 0 | 0 | 0 | 0 | 0 | 0 | 0 | 0 | 0 | 0 |  | 0 | 0 | 0 | 0 |  | 0 | 0 | 0 | 0 | 0
2006-04-22 | 2006 | 4 | 22 | 0 | 0 | 0 | 0 | 0 | 0.1 | 0.1 | 0.1 | 0 | 0.1 | 0.1 | 0.1 | 0 | 0 | 0 | 0 | 0 | 0 | 0 | 0 | 0 | 0 | 0 | 0 |  | 0.6 | 0.6 | 0.6 | 0 |  | 0 | 0 | 0 | 0 | 0
2006-04-23 | 2006 | 4 | 23 | 0 | 0 | 0 | 0 | 0 | 0 | 0 | 0 | 0 | 0 | 0 | 0 | 0 | 0 | 0 | 0 | 0 | 0 | 0 | 0 | 0 | 0 | 0 | 0 |  | 0 | 0 | 0 | 0 |  | 0 | 0 | 0 | 0 | 0
2006-04-24 | 2006 | 4 | 24 | 0 | 0 | 0 | 0 | 0 | 0 | 0 | 0 | 0 | 0 | 0 | 0 | 0 | 0 | 0 | 0 | 0 | 0 | 0 | 0 | 0 | 0 | 0 | 0 |  | 0 | 0 | 0 | 0 |  | 0 | 0 | 0 | 0 | 0
2006-04-25 | 2006 | 4 | 25 | 0 | 0 | 0 | 0 | 0 | 0 | 0 | 0 | 0 | 0 | 0 | 0 | 0 | 0 | 0 | 0 | 0 | 0 | 0 | 0 | 0 | 0 | 0 | 0 |  | 0 | 0 | 0 | 0 |  | 0 | 0 | 0 | 0 | 0
2006-04-26 | 2006 | 4 | 26 | 0 | 0 | 0 | 0 | 0 | 0 | 0 | 0 | 0 | 0 | 0 | 0 | 0 | 0 | 0 | 0 | 0 | 0 | 0 | 0 | 0 | 0 | 0 | 0 |  | 0 | 0 | 0 | 0 |  | 0 | 0 | 0 | 0 | 0
2006-04-27 | 2006 | 4 | 27 | 0 | 0 | 0 | 0 | 0 | 0 | 0 | 0 | 0 | 0 | 0 | 0 | 0 | 0 | 0 | 0 | 0 | 0 | 0 | 0 | 0 | 0 | 0 | 0 |  | 0 | 0 | 0 | 0 |  | 0 | 0 | 0 | 0 | 0
2006-04-28 | 2006 | 4 | 28 | 0 | 0 | 0 | 0 | 0 | 0 | 0 | 0 | 0 | 0 | 0 | 0 | 0 | 0 | 0 | 0 | 0 | 0 | 0 | 0 | 0 | 0 | 0 | 0 |  | 0 | 0 | 0 | 0 |  | 0 | 0 | 0 | 0 | 0
2006-04-29 | 2006 | 4 | 29 | 0 | 0 | 0 | 0 | 0 | 0 | 0 | 0 | 0 | 0 | 0 | 0 | 0 | 0 | 0 | 0 | 0 | 0 | 0 | 0 | 0 | 0 | 0 | 0 |  | 0 | 0 | 0 | 0 |  | 0 | 0 | 0 | 0 | 0
2006-04-30 | 2006 | 4 | 30 | 0 | 0 | 0 | 0.2 | 1.6 | 1.1 | 0.2 | 0 | 0 | 0 | 0 | 0 | 0 | 0 | 0 | 0 | 0 | 0 | 0 | 0 | 0 | 0 | 0 | 0 |  | 3.1 | 3.1 | 3.1 | 4.4409e-16 |  | 0 | 0 | 0 | 0 | 0
2006-05-01 | 2006 | 5 | 1 | 0 | 0 | 0 | 0 | 0 | 0 | 0 | 0 | 0 | 0 | 0 | 0 | 0 | 0 | 0 | 0 | 0 | 0 | 0 | 0 | 0 | 0 | 0 | 0 |  | 0 | 0 | 0 | 0 |  | 0 | 0 | 0 | 0 | 0
2006-05-02 | 2006 | 5 | 2 | 0 | 0 | 0 | 0 | 0 | 0 | 0 | 0 | 0 | 0 | 0 | 0 | 0 | 0 | 0 | 0 | 0 | 0.2 | 0 | 0 | 0 | 0 | 0 | 0 |  | 0.2 | 0.2 | 0.2 | 0 |  | 0.2 | 0 | 0 | 0 | 0
2006-05-03 | 2006 | 5 | 3 | 0.3 | 0.2 | 0.3 | 0 | 0 | 0 | 0 | 0 | 0 | 0 | 0 | 0 | 0 | 0 | 0 | 0 | 0 | 0 | 0 | 0 | 0 | 0 | 0 | 0 |  | 0.8 | 0.8 | 0.8 | 0 |  | 0.8 | 0 | 0 | 0 | 0
2006-05-04 | 2006 | 5 | 4 | 0 | 0 | 0 | 0 | 0 | 0 | 0 | 0 | 0 | 0 | 0 | 0 | 0 | 0 | 0 | 0 | 0 | 0 | 0 | 0 | 0 | 0 | 0 | 0 |  | 0 | 0 | 0 | 0 |  | 0 | 0 | 0 | 0 | 0
2006-05-05 | 2006 | 5 | 5 | 0 | 0 | 0 | 0 | 0 | 0 | 0 | 0 | 0 | 0 | 0 | 0 | 0 | 0 | 0 | 0 | 0 | 0 | 0 | 0 | 0 | 0 | 0 | 0 |  | 0 | 0 | 0 | 0 |  | 0 | 0 | 0 | 0 | 0
2006-05-06 | 2006 | 5 | 6 | 0 | 0 | 0 | 0 | 0 | 0 | 0 | 0 | 0 | 0 | 0 | 0 | 0 | 0 | 0 | 0 | 0 | 0 | 0 | 0 | 0 | 0 | 0 | 0 |  | 0 | 0 | 0 | 0 |  | 0 | 0 | 0 | 0 | 0
2006-05-07 | 2006 | 5 | 7 | 0 | 0 | 0 | 0 | 0 | 0 | 0 | 0 | 0 | 0 | 0 | 0 | 0 | 0 | 0 | 0 | 0 | 0 | 0 | 0 | 0 | 0 | 0 | 0 |  | 0 | 0 | 0 | 0 |  | 0 | 0 | 0 | 0 | 0
2006-05-08 | 2006 | 5 | 8 | 0 | 0 | 0 | 0 | 0 | 0 | 0 | 0 | 0 | 0 | 0 | 0 | 0 | 0 | 0 | 0 | 0 | 0 | 0 | 0 | 0 | 0 | 0 | 0 |  | 0 | 0 | 0 | 0 |  | 0 | 0 | 0 | 0 | 0
2006-05-09 | 2006 | 5 | 9 | 0 | 0 | 0 | 0 | 0 | 0 | 0 | 0 | 0 | 0 | 0 | 0 | 0 | 0 | 0 | 0 | 0 | 0 | 0 | 0 | 0 | 0 | 0 | 0 |  | 0 | 0 | 0 | 0 |  | 0 | 0 | 0 | 0 | 0
2006-05-10 | 2006 | 5 | 10 | 0 | 0 | 0 | 0 | 0 | 0 | 0 | 0 | 0 | 0 | 0 | 0 | 0 | 0 | 0 | 0 | 0 | 0 | 0 | 0 | 0 | 0 | 0 | 0 |  | 0 | 0 | 0 | 0 |  | 0 | 0 | 0 | 0 | 0
2006-05-11 | 2006 | 5 | 11 | 0 | 0 | 0 | 0 | 0 | 0 | 0 | 0 | 0 | 0 | 0 | 0 | 0 | 0 | 0 | 0 | 0 | 0 | 0 | 0 | 0 | 0 | 0 | 0 |  | 0 | 0 | 0 | 0 |  | 0 | 0 | 0 | 0 | 0
2006-05-12 | 2006 | 5 | 12 | 0 | 0 | 0 | 0 | 0 | 0 | 0 | 0 | 0 | 0 | 0 | 0 | 0 | 0 | 0 | 0 | 0 | 0 | 0 | 0 | 0 | 0 | 0 | 0 |  | 0 | 0 | 0 | 0 |  | 0 | 0 | 0 | 0 | 0
2006-05-13 | 2006 | 5 | 13 | 0.3 | 0.3 | 0 | 0 | 0.3 | 0 | 0 | 0 | 0 | 0 | 0 | 0 | 0 | 0 | 0 | 0 | 0 | 0 | 0 | 0 | 0 | 0 | 0 | 0 |  | 0.9 | 0.9 | 0.9 | 1.1102e-16 |  | 0.9 | 0 | 0 | 0 | 0
2006-05-14 | 2006 | 5 | 14 | 0 | 0 | 0 | 0 | 0 | 0 | 0 | 0 | 0 | 0 | 0 | 0 | 0 | 0 | 0 | 0 | 0 | 0 | 0 | 0 | 0 | 0 | 0 | 0 |  | 0 | 0 | 0 | 0 |  | 0 | 0 | 0 | 0 | 0
2006-05-15 | 2006 | 5 | 15 | 0 | 0 | 0 | 0 | 0 | 0 | 0 | 0 | 0 | 0 | 0 | 0 | 0 | 0 | 0 | 0 | 0 | 0 | 0 | 0 | 0 | 0 | 0 | 0 |  | 0 | 0 | 0 | 0 |  | 0 | 0 | 0 | 0 | 0
2006-05-16 | 2006 | 5 | 16 | 0 | 0 | 0 | 0 | 0 | 0 | 0 | 0 | 0 | 0 | 0 | 0 | 0 | 0 | 0 | 0 | 0 | 0 | 0 | 0 | 0 | 0 | 0 | 0 |  | 0 | 0 | 0 | 0 |  | 0 | 0 | 0 | 0 | 0
2006-05-17 | 2006 | 5 | 17 | 0 | 0 | 0 | 0 | 0 | 0 | 0 | 0 | 0 | 0 | 0 | 0 | 0 | 0 | 0 | 0 | 0 | 0 | 0 | 0 | 0 | 0 | 0 | 0 |  | 0 | 0 | 0 | 0 |  | 0 | 0 | 0 | 0 | 0
2006-05-18 | 2006 | 5 | 18 | 0 | 0 | 0 | 0 | 0 | 0 | 0 | 0 | 0 | 0 | 0 | 0 | 0 | 0 | 0 | 0 | 0 | 0 | 0 | 0 | 0 | 0 | 0 | 0 |  | 0 | 0 | 0 | 0 |  | 0 | 0 | 0 | 0 | 0
2006-05-19 | 2006 | 5 | 19 | 0 | 0 | 0 | 0 | 0 | 0 | 0 | 0 | 0 | 0 | 0 | 0 | 0 | 0 | 0 | 0 | 0 | 0 | 0 | 0 | 0 | 0 | 0.2 | 0 |  | 0.2 | 0.2 | 0.2 | 0 |  | 0.2 | 0 | 0 | 0 | 0
2006-05-20 | 2006 | 5 | 20 | 0 | 0 | 0 | 0 | 0 | 0 | 0 | 0 | 0 | 0 | 0 | 0 | 0 | 0 | 0 | 0 | 0 | 0 | 0 | 0 | 0 | 0 | 0 | 0 |  | 0 | 0 | 0 | 0 |  | 0 | 0 | 0 | 0 | 0
2006-05-21 | 2006 | 5 | 21 | 0 | 0 | 0 | 0 | 0 | 0 | 0 | 0 | 0 | 0 | 0 | 0 | 0 | 0 | 0 | 0 | 0 | 0 | 0 | 0 | 0 | 0 | 0 | 0 |  | 0 | 0 | 0 | 0 |  | 0 | 0 | 0 | 0 | 0
2006-05-22 | 2006 | 5 | 22 | 0 | 0 | 0 | 0 | 0 | 0 | 0 | 0 | 0 | 0 | 0 | 0 | 0 | 0 | 0 | 0 | 0 | 0 | 2.2 | 0 | 0 | 0 | 0 | 0 |  | 2.2 | 2.2 | 2.2 | 0 |  | 2.2 | 0 | 0 | 0 | 0
2006-05-23 | 2006 | 5 | 23 | 0 | 0 | 0 | 0 | 0 | 0 | 0 | 0 | 0 | 0 | 0 | 0 | 0 | 0 | 0 | 0 | 0 | 0 | 0 | 0 | 0 | 0 | 0 | 0 |  | 0 | 0 | 0 | 0 |  | 0 | 0 | 0 | 0 | 0
2006-05-24 | 2006 | 5 | 24 | 0 | 0 | 0 | 0 | 0 | 0 | 0 | 0 | 0 | 0 | 0 | 0 | 0 | 0 | 0 | 0 | 0 | 0 | 0 | 0 | 0 | 0 | 0 | 0 |  | 0 | 0 | 0 | 0 |  | 0 | 0 | 0 | 0 | 0
2006-05-25 | 2006 | 5 | 25 | 0 | 0 | 0 | 0 | 0 | 0 | 0 | 0 | 0 | 0 | 0 | 0 | 0 | 0 | 0 | 0 | 0 | 0 | 0 | 0 | 0 | 0 | 0.2 | 5.8 |  | 6 | 6 | 6 | 0 |  | 6 | 0 | 0 | 0 | 0
2006-05-26 | 2006 | 5 | 26 | 0.5 | 0 | 0.3 | 0.3 | 0.8 | 2.7 | 0 | 0 | 0 | 0 | 0 | 0.5 | 1 | 1 | 0.3 | 0.5 | 0.7 | 1.3 | 1.3 | 1.8 | 0.7 | 1.5 | 0.3 | 0.3 |  | 15.8 | 15.8 | 15.8 | 1.7764e-15 |  | 15.8 | 0 | 0 | 0 | 0
2006-05-27 | 2006 | 5 | 27 | 0.2 | 1.1 | 0.2 | 0 | 0.5 | 0.5 | 0.6 | 0.5 | 0.2 | 0 | 0 | 0 | 0.2 | 0 | 0 | 0 | 0 | 0 | 0 | 0 | 0 | 0 | 0 | 0 |  | 4 | 4 | 4 | 0 |  | 4 | 0 | 0 | 0 | 0
2006-05-28 | 2006 | 5 | 28 | 0 | 0 | 0 | 0.2 | 0 | 1.2 | 1.1 | 0.9 | 1 | 0.2 | 0.2 | 0 | 0 | 0 | 0 | 0 | 0 | 0 | 0 | 0 | 0 | 0 | 0 | 0 |  | 4.8 | 4.8 | 4.8 | 8.8818e-16 |  | 4.8 | 0 | 0 | 0 | 0
2006-05-29 | 2006 | 5 | 29 | 0 | 0 | 0 | 0 | 0 | 0 | 0 | 0 | 0 | 0 | 0 | 0 | 0 | 0 | 0 | 0 | 0 | 0 | 0 | 0 | 1.6 | 0 | 0.2 | 0 |  | 1.8 | 1.8 | 1.8 | 0 |  | 1.8 | 0 | 0 | 0 | 0
2006-05-30 | 2006 | 5 | 30 | 0 | 0 | 0 | 0 | 0 | 0 | 0 | 0 | 0 | 0 | 0 | 0 | 0 | 0 | 0.1 | 0 | 0.1 | 0 | 0 | 0 | 0 | 0 | 0 | 0 |  | 0.2 | 0.2 | 0.2 | 0 |  | 0.2 | 0 | 0 | 0 | 0
2006-05-31 | 2006 | 5 | 31 | 0 | 0 | 0 | 0 | 0 | 0 | 0 | 0 | 0 | 0 | 0 | 0 | 0 | 0 | 0 | 0 | 0 | 0 | 0 | 0 | 0 | 0 | 0 | 0 |  | 0 | 0 | 0 | 0 |  | 0 | 0 | 0 | 0 | 0
2006-06-01 | 2006 | 6 | 1 | 0 | 0 | 0 | 0 | 0 | 0 | 0 | 0 | 0 | 0 | 0 | 0 | 0 | 0 | 0 | 0 | 0 | 0 | 0 | 0 | 0 | 0 | 0 | 0 |  | 0 | 0 | 0 | 0 |  | 0 | 0 | 0 | 0 | 0
2006-06-02 | 2006 | 6 | 2 | 0 | 0 | 0 | 0 | 0 | 0 | 0 | 0 | 0 | 0 | 0 | 0 | 0 | 0 | 0 | 0 | 0 | 0 | 0 | 0 | 0 | 0 | 0 | 0 |  | 0 | 0 | 0 | 0 |  | 0 | 0 | 0 | 0 | 0
2006-06-03 | 2006 | 6 | 3 | 0 | 0 | 0 | 0 | 0 | 0 | 0 | 0 | 0 | 0 | 0 | 0 | 0 | 0 | 0 | 0 | 0 | 0 | 0 | 0 | 0 | 0 | 0 | 0 |  | 0 | 0 | 0 | 0 |  | 0 | 0 | 0 | 0 | 0
2006-06-04 | 2006 | 6 | 4 | 0 | 0 | 0 | 0 | 0 | 0 | 0 | 0 | 0 | 0 | 0 | 0 | 0 | 0 | 0 | 0 | 0 | 0 | 0 | 0 | 0 | 0 | 0 | 0 |  | 0 | 0 | 0 | 0 |  | 0 | 0 | 0 | 0 | 0
2006-06-05 | 2006 | 6 | 5 | 0 | 0 | 0 | 0 | 0 | 0 | 0 | 0 | 0 | 0 | 0 | 0 | 0 | 0 | 0 | 0 | 0 | 0 | 0 | 0 | 0 | 0 | 0 | 0 |  | 0 | 0 | 0 | 0 |  | 0 | 0 | 0 | 0 | 0
2006-06-06 | 2006 | 6 | 6 | 0 | 0 | 0 | 0 | 0 | 0 | 0 | 0 | 0 | 0 | 0 | 0 | 0 | 0 | 0 | 0 | 0 | 0 | 0 | 0 | 0 | 0 | 0 | 0 |  | 0 | 0 | 0 | 0 |  | 0 | 0 | 0 | 0 | 0
2006-06-07 | 2006 | 6 | 7 | 0 | 0 | 0 | 0 | 0 | 0 | 0 | 0 | 0 | 0 | 0 | 0 | 0 | 0 | 0 | 0 | 0 | 0 | 0 | 0 | 0 | 0 | 0 | 0 |  | 0 | 0 | 0 | 0 |  | 0 | 0 | 0 | 0 | 0
2006-06-08 | 2006 | 6 | 8 | 0.5 | 0 | 0 | 0 | 0 | 0 | 0.2 | 0.2 | 0 | 0 | 0 | 1.2 | 2.3 | 2.3 | 1.6 | 2.6 | 2.1 | 0.9 | 0 | 0 | 0 | 0 | 0.2 | 0 |  | 14.1 | 14.1 | 14.1 | 1.7764e-15 |  | 0 | 14.1 | 0 | 0 | 0
2006-06-09 | 2006 | 6 | 9 | 0 | 0 | 0.2 | 0 | 0 | 0 | 0 | 0 | 0 | 0 | 0 | 0 | 0 | 0 | 0 | 0 | 0 | 0 | 0 | 0 | 0 | 0 | 0 | 0 |  | 0.2 | 0.2 | 0.2 | 0 |  | 0 | 0.2 | 0 | 0 | 0
2006-06-10 | 2006 | 6 | 10 | 0 | 0 | 0 | 0 | 0 | 0 | 0 | 0 | 0 | 0 | 0 | 0 | 0 | 0 | 0 | 0 | 0 | 0 | 0 | 0 | 0 | 0 | 0 | 0 |  | 0 | 0 | 0 | 0 |  | 0 | 0 | 0 | 0 | 0
2006-06-11 | 2006 | 6 | 11 | 0 | 0 | 0 | 0 | 0 | 0 | 0 | 0 | 0 | 0 | 0 | 0.6 | 0.1 | 0 | 0.3 | 0 | 0 | 0 | 0 | 0 | 0 | 0 | 0 | 0 |  | 1 | 1 | 1 | 0 |  | 0 | 1 | 0 | 0 | 0
2006-06-12 | 2006 | 6 | 12 | 0 | 0 | 0 | 0 | 0 | 0 | 0 | 0 | 0 | 0 | 0 | 0 | 0 | 0 | 0 | 0 | 0 | 0 | 0 | 0 | 0 | 0 | 0 | 0 |  | 0 | 0 | 0 | 0 |  | 0 | 0 | 0 | 0 | 0
2006-06-13 | 2006 | 6 | 13 | 0 | 0 | 0 | 0 | 0 | 0 | 0 | 0 | 0 | 0 | 0 | 0 | 0 | 0 | 0 | 0 | 0 | 0 | 0 | 0 | 0 | 0 | 0 | 0 |  | 0 | 0 | 0 | 0 |  | 0 | 0 | 0 | 0 | 0
2006-06-14 | 2006 | 6 | 14 | 0.6 | 5.6 | 4 | 7.1 | 1.9 | 0 | 0 | 0 | 0 | 0 | 0 | 0 | 0 | 0 | 0 | 0 | 0 | 0 | 0 | 0 | 0 | 0 | 0 | 1.7 |  | 20.9 | 20.9 | 20.9 | 3.5527e-15 |  | 0 | 20.9 | 0 | 0 | 0
2006-06-15 | 2006 | 6 | 15 | 7 | 1.6 | 0.7 | 0.2 | 0 | 0 | 3.1 | 4.5 | 3.1 | 3.8 | 1.8 | 0.9 | 2.7 | 0.7 | 0.2 | 1.6 | 0 | 0 | 0.4 | 0.2 | 0 | 0 | 0 | 0 |  | 32.5 | 32.5 | 32.5 | 0 |  | 0 | 32.5 | 0 | 0 | 0
2006-06-16 | 2006 | 6 | 16 | 0 | 0 | 0 | 0.2 | 0.8 | 2.1 | 2.7 | 1 | 0.4 | 0 | 0 | 0 | 0 | 0.2 | 0 | 0 | 0 | 0 | 0 | 0 | 0 | 0 | 0 | 0 |  | 7.4 | 7.4 | 7.4 | 8.8818e-16 |  | 0 | 7.4 | 0 | 0 | 0
2006-06-17 | 2006 | 6 | 17 | 0 | 0 | 0 | 0 | 0 | 0 | 0 | 0 | 0 | 0 | 0 | 0 | 0 | 0 | 0 | 0 | 2.4 | 2.1 | 0.3 | 0 | 0 | 0 | 0 | 0 |  | 4.8 | 4.8 | 4.8 | 0 |  | 0 | 4.8 | 0 | 0 | 0
2006-06-18 | 2006 | 6 | 18 | 0 | 0 | 0 | 0 | 0 | 0 | 0 | 0 | 0 | 0 | 0 | 0 | 0 | 0 | 0 | 0 | 0 | 0 | 0.9 | 1.5 | 0 | 0 | 0 | 0 |  | 2.4 | 2.4 | 2.4 | 0 |  | 0 | 2.4 | 0 | 0 | 0
2006-06-19 | 2006 | 6 | 19 | 0 | 0 | 0 | 0 | 0 | 0 | 0 | 0 | 0 | 0 | 0 | 0 | 0 | 0 | 0 | 0 | 0.6 | 0 | 0 | 0 | 0 | 0 | 0 | 0 |  | 0.6 | 0.6 | 0.6 | 0 |  | 0 | 0.6 | 0 | 0 | 0
2006-06-20 | 2006 | 6 | 20 | 0.7 | 0 | 0.9 | 3.5 | 2.1 | 4.2 | 4.4 | 0.5 | 0 | 0 | 0 | 0 | 0 | 0 | 3 | 0.2 | 0 | 0.2 | 0 | 0 | 0 | 0 | 0 | 0 |  | 19.7 | 19.7 | 19.7 | 3.5527e-15 |  | 0 | 19.7 | 0 | 0 | 0
2006-06-21 | 2006 | 6 | 21 | 0 | 0 | 0 | 0 | 0 | 0 | 0 | 0 | 0 | 0 | 0 | 0 | 0 | 0 | 0 | 0 | 0 | 0 | 17.7 | 1.5 | 0 | 0 | 0 | 0 |  | 19.2 | 19.2 | 19.2 | 0 |  | 0 | 19.2 | 0 | 0 | 0
2006-06-22 | 2006 | 6 | 22 | 0 | 0 | 0 | 0 | 0 | 0 | 0 | 0 | 0 | 0 | 0 | 0 | 0 | 0 | 0 | 0 | 0 | 0 | 0 | 0 | 0 | 0 | 0 | 0 |  | 0 | 0 | 0 | 0 |  | 0 | 0 | 0 | 0 | 0
2006-06-23 | 2006 | 6 | 23 | 0 | 0 | 0 | 0 | 0 | 0 | 0 | 0 | 0 | 0 | 0 | 0 | 0 | 0 | 0 | 0 | 0 | 0 | 0 | 0 | 0 | 0 | 0 | 0 |  | 0 | 0 | 0 | 0 |  | 0 | 0 | 0 | 0 | 0
2006-06-24 | 2006 | 6 | 24 | 0 | 0 | 0 | 0 | 0 | 0 | 0 | 0 | 0 | 0 | 0 | 0 | 0 | 0 | 0 | 0 | 0 | 0 | 0 | 0 | 0 | 0 | 0 | 0 |  | 0 | 0 | 0 | 0 |  | 0 | 0 | 0 | 0 | 0
2006-06-25 | 2006 | 6 | 25 | 0 | 0 | 0 | 0 | 0 | 0 | 0 | 0 | 0 | 0 | 0 | 0 | 0 | 0 | 0 | 0 | 0 | 0 | 0 | 0 | 0 | 0 | 0 | 0 |  | 0 | 0 | 0 | 0 |  | 0 | 0 | 0 | 0 | 0
2006-06-26 | 2006 | 6 | 26 | 0 | 0 | 0 | 0 | 0 | 0 | 0 | 0 | 0 | 0 | 0 | 0 | 0 | 0 | 0 | 0 | 0 | 0 | 0 | 0 | 0 | 0 | 0 | 0 |  | 0 | 0 | 0 | 0 |  | 0 | 0 | 0 | 0 | 0
2006-06-27 | 2006 | 6 | 27 | 0 | 0 | 0 | 0 | 0 | 0 | 0 | 0 | 0 | 0 | 0 | 0 | 0 | 0 | 0 | 0 | 0 | 0 | 0 | 0 | 0 | 0 | 0 | 0 |  | 0 | 0 | 0 | 0 |  | 0 | 0 | 0 | 0 | 0
2006-06-28 | 2006 | 6 | 28 | 0 | 0 | 0 | 0 | 0 | 0 | 0 | 0 | 0 | 0 | 0 | 0 | 0 | 0 | 0 | 0 | 0 | 0 | 0 | 0 | 0 | 0 | 0 | 0 |  | 0 | 0 | 0 | 0 |  | 0 | 0 | 0 | 0 | 0
2006-06-29 | 2006 | 6 | 29 | 0 | 0 | 0 | 0 | 0 | 0 | 0 | 0 | 0 | 0 | 0 | 0 | 0 | 0 | 0 | 0 | 0 | 0 | 0 | 0 | 0 | 0 | 0 | 0 |  | 0 | 0 | 0 | 0 |  | 0 | 0 | 0 | 0 | 0
2006-06-30 | 2006 | 6 | 30 | 0 | 0 | 0 | 0 | 0 | 0 | 0 | 0 | 0 | 0 | 0 | 0 | 0 | 0 | 0 | 0 | 0 | 0 | 0 | 0 | 0 | 0 | 0 | 0 |  | 0 | 0 | 0 | 0 |  | 0 | 0 | 0 | 0 | 0
2006-07-01 | 2006 | 7 | 1 | 0 | 0 | 0 | 0 | 0 | 0 | 0 | 0 | 0 | 0 | 0 | 0 | 0 | 0 | 4.2 | 0 | 0 | 0 | 0 | 0 | 0.4 | 0 | 0 | 0 |  | 4.6 | 4.6 | 4.6 | 8.8818e-16 |  | 0 | 0 | 4.6 | 0 | 0
2006-07-02 | 2006 | 7 | 2 | 0 | 0 | 0 | 0 | 0 | 0 | 0 | 0 | 0 | 0 | 0 | 0 | 0 | 0 | 0 | 0 | 0 | 0 | 0 | 0 | 0 | 0 | 0 | 0 |  | 0 | 0 | 0 | 0 |  | 0 | 0 | 0 | 0 | 0
2006-07-03 | 2006 | 7 | 3 | 0 | 0 | 0 | 0 | 0 | 0 | 0 | 0 | 0 | 0 | 0 | 0 | 0 | 0 | 0 | 0 | 0 | 0 | 0 | 0 | 0 | 0 | 0 | 0 |  | 0 | 0 | 0 | 0 |  | 0 | 0 | 0 | 0 | 0
2006-07-04 | 2006 | 7 | 4 | 0 | 0 | 0 | 0 | 0 | 0 | 0 | 0 | 0 | 0 | 0 | 0 | 0 | 0 | 0 | 0 | 0 | 0 | 0 | 0 | 0 | 0 | 0 | 0 |  | 0 | 0 | 0 | 0 |  | 0 | 0 | 0 | 0 | 0
2006-07-05 | 2006 | 7 | 5 | 0 | 0 | 0 | 0 | 0 | 0 | 0 | 0 | 0 | 0.1 | 0.3 | 0 | 0 | 0 | 0 | 0 | 0 | 0 | 0 | 0 | 0 | 0 | 0 | 0 |  | 0.4 | 0.4 | 0.4 | 0 |  | 0 | 0 | 0.4 | 0 | 0
2006-07-06 | 2006 | 7 | 6 | 0 | 0 | 0 | 0 | 0 | 0 | 0 | 0 | 0 | 0 | 0 | 0 | 0 | 0 | 0 | 0 | 0 | 6.4 | 13.4 | 4 | 0 | 0 | 0 | 0 |  | 23.8 | 23.8 | 23.8 | 0 |  | 0 | 0 | 23.8 | 0 | 0
2006-07-07 | 2006 | 7 | 7 | 0 | 0 | 0 | 0 | 0 | 0 | 0 | 0 | 0 | 0 | 0 | 0 | 0 | 0 | 0 | 0 | 0 | 0 | 0 | 0 | 0 | 0 | 0 | 0 |  | 0 | 0 | 0 | 0 |  | 0 | 0 | 0 | 0 | 0
2006-07-08 | 2006 | 7 | 8 | 0 | 0 | 0 | 0 | 0 | 0 | 0 | 0 | 0 | 0 | 0 | 0 | 0 | 0 | 0 | 0 | 0 | 0 | 0 | 0 | 0 | 0 | 0 | 0 |  | 0 | 0 | 0 | 0 |  | 0 | 0 | 0 | 0 | 0
2006-07-09 | 2006 | 7 | 9 | 0 | 0 | 0 | 0 | 0 | 0 | 0 | 0 | 0 | 0 | 0 | 0 | 0 | 0 | 0 | 4.7 | 8.1 | 1.4 | 0 | 0 | 0 | 0 | 0 | 0.4 |  | 14.6 | 14.6 | 14.6 | 1.7764e-15 |  | 0 | 0 | 14.6 | 0 | 0
2006-07-10 | 2006 | 7 | 10 | 0.2 | 0 | 0 | 0 | 0 | 0 | 0 | 0 | 0 | 0 | 0.8 | 2 | 0 | 0 | 0 | 1 | 0 | 0 | 0 | 0 | 0 | 0 | 0 | 0 |  | 4 | 4 | 4 | 0 |  | 0 | 0 | 4 | 0 | 0
2006-07-11 | 2006 | 7 | 11 | 0 | 0 | 0 | 0 | 0 | 0 | 0 | 0 | 0 | 0 | 0 | 0 | 0 | 0 | 0 | 0 | 0 | 0 | 0 | 0 | 0 | 0 | 0 | 0 |  | 0 | 0 | 0 | 0 |  | 0 | 0 | 0 | 0 | 0
2006-07-12 | 2006 | 7 | 12 | 0 | 0 | 0 | 0 | 0 | 0 | 0 | 0 | 0 | 0 | 0 | 0 | 0 | 0 | 0 | 0 | 0 | 0 | 0 | 0 | 0 | 0 | 0 | 0 |  | 0 | 0 | 0 | 0 |  | 0 | 0 | 0 | 0 | 0
2006-07-13 | 2006 | 7 | 13 | 0 | 0 | 0 | 0 | 0 | 0 | 0 | 0 | 0 | 0 | 0 | 0 | 0 | 0 | 0 | 0 | 0 | 0 | 0 | 0 | 0 | 0 | 0 | 0 |  | 0 | 0 | 0 | 0 |  | 0 | 0 | 0 | 0 | 0
2006-07-14 | 2006 | 7 | 14 | 0 | 0 | 0 | 0 | 0 | 0 | 0 | 0 | 0 | 0 | 0 | 0 | 0 | 0 | 0 | 0 | 0 | 0 | 0 | 0 | 0 | 0 | 0 | 0 |  | 0 | 0 | 0 | 0 |  | 0 | 0 | 0 | 0 | 0
2006-07-15 | 2006 | 7 | 15 | 0 | 0 | 0 | 0 | 0 | 0 | 0 | 0 | 0 | 0 | 0 | 0 | 0 | 0 | 0 | 0 | 0 | 0 | 0 | 0 | 0 | 0 | 0 | 0 |  | 0 | 0 | 0 | 0 |  | 0 | 0 | 0 | 0 | 0
2006-07-16 | 2006 | 7 | 16 | 0 | 0 | 0 | 0 | 0 | 0 | 0 | 0 | 0 | 0 | 0 | 0 | 0 | 0 | 0 | 0 | 0 | 0 | 0 | 0 | 0 | 0 | 0 | 0 |  | 0 | 0 | 0 | 0 |  | 0 | 0 | 0 | 0 | 0
2006-07-17 | 2006 | 7 | 17 | 0 | 0 | 0 | 0 | 0 | 0 | 0 | 0 | 0 | 0 | 0 | 0 | 0 | 0 | 0 | 0 | 0 | 0 | 0 | 0 | 0 | 0 | 0 | 0 |  | 0 | 0 | 0 | 0 |  | 0 | 0 | 0 | 0 | 0
2006-07-18 | 2006 | 7 | 18 | 0 | 0 | 0 | 0.6 | 0.4 | 0 | 0 | 0 | 0 | 0 | 0 | 0 | 0 | 0 | 0 | 0 | 0 | 0 | 0 | 0 | 0 | 0 | 0 | 0 |  | 1 | 1 | 1 | 0 |  | 0 | 0 | 1 | 0 | 0
2006-07-19 | 2006 | 7 | 19 | 0 | 0 | 0 | 0 | 0 | 0 | 0 | 0 | 0 | 0 | 0 | 0 | 0 | 0 | 0 | 0 | 0 | 0 | 0 | 0 | 0 | 0 | 0 | 0 |  | 0 | 0 | 0 | 0 |  | 0 | 0 | 0 | 0 | 0
2006-07-20 | 2006 | 7 | 20 | 0 | 0 | 0 | 0.2 | 0 | 0 | 0 | 0 | 0 | 0 | 0 | 0 | 0 | 0 | 0 | 0 | 0 | 0 | 0 | 0 | 0 | 0 | 0 | 0 |  | 0.2 | 0.2 | 0.2 | 0 |  | 0 | 0 | 0.2 | 0 | 0
2006-07-21 | 2006 | 7 | 21 | 0 | 0 | 0 | 0 | 0 | 0 | 0 | 0 | 0 | 0 | 0 | 0 | 0 | 0 | 0 | 0 | 0 | 0 | 0 | 0 | 0 | 0 | 0 | 0 |  | 0 | 0 | 0 | 0 |  | 0 | 0 | 0 | 0 | 0
2006-07-22 | 2006 | 7 | 22 | 0 | 0 | 0 | 0 | 0 | 0 | 0 | 0 | 0 | 0 | 0 | 0 | 0 | 0 | 0 | 0 | 0 | 0 | 0 | 0 | 0 | 0 | 0 | 0 |  | 0 | 0 | 0 | 0 |  | 0 | 0 | 0 | 0 | 0
2006-07-23 | 2006 | 7 | 23 | 0 | 0 | 0 | 0 | 0 | 0 | 0 | 0 | 0 | 0 | 0 | 0 | 0 | 0 | 0 | 0 | 0 | 0 | 0 | 0 | 0 | 0 | 0 | 0 |  | 0 | 0 | 0 | 0 |  | 0 | 0 | 0 | 0 | 0
2006-07-24 | 2006 | 7 | 24 | 0 | 0 | 0 | 0 | 0 | 0 | 0 | 0 | 0 | 0 | 0 | 0 | 0 | 0 | 0 | 0 | 0 | 0 | 0 | 0 | 0 | 0 | 0 | 0 |  | 0 | 0 | 0 | 0 |  | 0 | 0 | 0 | 0 | 0
2006-07-25 | 2006 | 7 | 25 | 0 | 0 | 0 | 0 | 0 | 0 | 0.2 | 0 | 0 | 0 | 0 | 0 | 0 | 0 | 0 | 0 | 0 | 0.2 | 0 | 0 | 0 | 0 | 0 | 0 |  | 0.4 | 0.4 | 0.4 | 0 |  | 0 | 0 | 0.4 | 0 | 0
2006-07-26 | 2006 | 7 | 26 | 0 | 0 | 0 | 0 | 0 | 0 | 0 | 0 | 0 | 0 | 0 | 0 | 0 | 0 | 0 | 0 | 0 | 0 | 0 | 0 | 0 | 0 | 0 | 0 |  | 0 | 0 | 0 | 0 |  | 0 | 0 | 0 | 0 | 0
2006-07-27 | 2006 | 7 | 27 | 0 | 0 | 0 | 0 | 0 | 0 | 0 | 0 | 0 | 0 | 0 | 0 | 0 | 0 | 0 | 0 | 0 | 0 | 0 | 0 | 0 | 0 | 0 | 0 |  | 0 | 0 | 0 | 0 |  | 0 | 0 | 0 | 0 | 0
2006-07-28 | 2006 | 7 | 28 | 0 | 0 | 0 | 0 | 0 | 0 | 0 | 0 | 0 | 0 | 0 | 0 | 0 | 0 | 0 | 0 | 0 | 0 | 0 | 0 | 0 | 0 | 0 | 0 |  | 0 | 0 | 0 | 0 |  | 0 | 0 | 0 | 0 | 0
2006-07-29 | 2006 | 7 | 29 | 0 | 0 | 0 | 0 | 0 | 0 | 0 | 0 | 0 | 0 | 0 | 0 | 0 | 0 | 0 | 0 | 0 | 0 | 0 | 0 | 0 | 0 | 0 | 0 |  | 0 | 0 | 0 | 0 |  | 0 | 0 | 0 | 0 | 0
2006-07-30 | 2006 | 7 | 30 | 0 | 0 | 0 | 0 | 0 | 0 | 0 | 0 | 0 | 0 | 0 | 0 | 0 | 0 | 0 | 0 | 0 | 0 | 0 | 0.7 | 1.7 | 0 | 0 | 0 |  | 2.4 | 2.4 | 2.4 | 0 |  | 0 | 0 | 2.4 | 0 | 0
2006-07-31 | 2006 | 7 | 31 | 0 | 0 | 0 | 0 | 0 | 0 | 0 | 0 | 0 | 0 | 0 | 0 | 0 | 0 | 0 | 0 | 0 | 0 | 0 | 0 | 0 | 0 | 0 | 0 |  | 0 | 0 | 0 | 0 |  | 0 | 0 | 0 | 0 | 0
2006-08-01 | 2006 | 8 | 1 | 0 | 0 | 0 | 0 | 0 | 0 | 0 | 0 | 0 | 0 | 0 | 0 | 0 | 0 | 0 | 0 | 0 | 0 | 0 | 0 | 0 | 0 | 0 | 0 |  | 0 | 0 | 0 | 0 |  | 0 | 0 | 0 | 0 | 0
2006-08-02 | 2006 | 8 | 2 | 0 | 0 | 0 | 0 | 0 | 0 | 0 | 0 | 0 | 0 | 0 | 0 | 0 | 0 | 0 | 0 | 0 | 0 | 0 | 0 | 0 | 0 | 0 | 0 |  | 0 | 0 | 0 | 0 |  | 0 | 0 | 0 | 0 | 0
2006-08-03 | 2006 | 8 | 3 | 0 | 0 | 0 | 0 | 0 | 0 | 0 | 0 | 0 | 0 | 0 | 0 | 0 | 0 | 0 | 0 | 0 | 0 | 0.4 | 0 | 0 | 0 | 0 | 0 |  | 0.4 | 0.4 | 0.4 | 0 |  | 0 | 0 | 0 | 0.4 | 0
2006-08-04 | 2006 | 8 | 4 | 0 | 0 | 0 | 0 | 0 | 0 | 0 | 0 | 0 | 0 | 0 | 0 | 0 | 0 | 0 | 0 | 0 | 0 | 0 | 0 | 0 | 0 | 0 | 0 |  | 0 | 0 | 0 | 0 |  | 0 | 0 | 0 | 0 | 0
2006-08-05 | 2006 | 8 | 5 | 0 | 0 | 0 | 0 | 0 | 0 | 0 | 0 | 0 | 0 | 0 | 0 | 0 | 0 | 0 | 0 | 0 | 0 | 0 | 0 | 0 | 0 | 0 | 0 |  | 0 | 0 | 0 | 0 |  | 0 | 0 | 0 | 0 | 0
2006-08-06 | 2006 | 8 | 6 | 0 | 0 | 0 | 0 | 0 | 0 | 0 | 0 | 0 | 0 | 0 | 0 | 0 | 0 | 0 | 0 | 0 | 0 | 0 | 0 | 0 | 0 | 0 | 0 |  | 0 | 0 | 0 | 0 |  | 0 | 0 | 0 | 0 | 0
2006-08-07 | 2006 | 8 | 7 | 0 | 0 | 0 | 0 | 0 | 0 | 0 | 0 | 0 | 0 | 0 | 0 | 0 | 0 | 0 | 0 | 0 | 0 | 0 | 0 | 0 | 0 | 0 | 0 |  | 0 | 0 | 0 | 0 |  | 0 | 0 | 0 | 0 | 0
2006-08-08 | 2006 | 8 | 8 | 0 | 0 | 0 | 0 | 0 | 0 | 0 | 0 | 0 | 0 | 0 | 0 | 0 | 0 | 0 | 0 | 0 | 0 | 0 | 0 | 0 | 0 | 0 | 0 |  | 0 | 0 | 0 | 0 |  | 0 | 0 | 0 | 0 | 0
2006-08-09 | 2006 | 8 | 9 | 0 | 0 | 0 | 0 | 0 | 0 | 0 | 0 | 0.4 | 0 | 0 | 0 | 0 | 0 | 0 | 0 | 0 | 0 | 0.7 | 0 | 0 | 5.3 | 2.7 | 0 |  | 9.1 | 9.1 | 9.1 | 1.7764e-15 |  | 0 | 0 | 0 | 9.1 | 0
2006-08-10 | 2006 | 8 | 10 | 0 | 0 | 0 | 0.2 | 0 | 0 | 0 | 0 | 0 | 0 | 0 | 0 | 0 | 0 | 0 | 0 | 0 | 0 | 0 | 4.9 | 0 | 0 | 0 | 0 |  | 5.1 | 5.1 | 5.1 | 8.8818e-16 |  | 0 | 0 | 0 | 5.1 | 0
2006-08-11 | 2006 | 8 | 11 | 0 | 0 | 0 | 0 | 0 | 0.2 | 0 | 2.5 | 2.9 | 1.8 | 1.3 | 1.8 | 0.2 | 0 | 0 | 0 | 0 | 0 | 0 | 0 | 0 | 0 | 0 | 0 |  | 10.7 | 10.7 | 10.7 | 0 |  | 0 | 0 | 0 | 10.7 | 0
2006-08-12 | 2006 | 8 | 12 | 0 | 0 | 0 | 0 | 0.3 | 0 | 0 | 0.3 | 0 | 0 | 0 | 0 | 0 | 0 | 1.3 | 0 | 0 | 0 | 0 | 0 | 0 | 0 | 0 | 0 |  | 1.9 | 1.9 | 1.9 | 0 |  | 0 | 0 | 0 | 1.9 | 0
2006-08-13 | 2006 | 8 | 13 | 0 | 0 | 0 | 0 | 0 | 0 | 0 | 0 | 0 | 0 | 0 | 0 | 0 | 0 | 0 | 0 | 0 | 0 | 0 | 0 | 0 | 0 | 0 | 0 |  | 0 | 0 | 0 | 0 |  | 0 | 0 | 0 | 0 | 0
2006-08-14 | 2006 | 8 | 14 | 0 | 0 | 0 | 0 | 0 | 0 | 0 | 0 | 0 | 0 | 0 | 0 | 0 | 0 | 0 | 0 | 0 | 0 | 0 | 0 | 0 | 0 | 0 | 0 |  | 0 | 0 | 0 | 0 |  | 0 | 0 | 0 | 0 | 0
2006-08-15 | 2006 | 8 | 15 | 0 | 0 | 0 | 0 | 0 | 0 | 0 | 0 | 0 | 0 | 0 | 0 | 0 | 0 | 0 | 0 | 0 | 0 | 0 | 0 | 0 | 0 | 0 | 0 |  | 0 | 0 | 0 | 0 |  | 0 | 0 | 0 | 0 | 0
2006-08-16 | 2006 | 8 | 16 | 0.2 | 0 | 0 | 0 | 0 | 0 | 0 | 0 | 0 | 0 | 0 | 0 | 0 | 0 | 0 | 0 | 0 | 0 | 0 | 0 | 0 | 0 | 0 | 0 |  | 0.2 | 0.2 | 0.2 | 0 |  | 0 | 0 | 0 | 0.2 | 0
2006-08-17 | 2006 | 8 | 17 | 0 | 0 | 0 | 0 | 0 | 0 | 0 | 0 | 0 | 0 | 0 | 0 | 0 | 0 | 0 | 0 | 0 | 0 | 0 | 0 | 0 | 0 | 0 | 0 |  | 0 | 0 | 0 | 0 |  | 0 | 0 | 0 | 0 | 0
2006-08-18 | 2006 | 8 | 18 | 0 | 0 | 0 | 0 | 0 | 0 | 0 | 0 | 0 | 0 | 0 | 0 | 0 | 0 | 0 | 0 | 0 | 0 | 0 | 0 | 0 | 0 | 0 | 0 |  | 0 | 0 | 0 | 0 |  | 0 | 0 | 0 | 0 | 0
2006-08-19 | 2006 | 8 | 19 | 0 | 0 | 0 | 0 | 0 | 0 | 0 | 0 | 0 | 0 | 0 | 0 | 0 | 0 | 0 | 0 | 0 | 0 | 0 | 0 | 0 | 0 | 0 | 0 |  | 0 | 0 | 0 | 0 |  | 0 | 0 | 0 | 0 | 0
2006-08-20 | 2006 | 8 | 20 | 0 | 0 | 0 | 0 | 0 | 0 | 0 | 0 | 0 | 0 | 0 | 0 | 0 | 0 | 0 | 0 | 0 | 0 | 0 | 0 | 0 | 0 | 0 | 0 |  | 0 | 0 | 0 | 0 |  | 0 | 0 | 0 | 0 | 0
2006-08-21 | 2006 | 8 | 21 | 0 | 0 | 0 | 0 | 0 | 0 | 0 | 0 | 0 | 0 | 0 | 0 | 0 | 0 | 0 | 0 | 0 | 0 | 0 | 0 | 0 | 0 | 0 | 0 |  | 0 | 0 | 0 | 0 |  | 0 | 0 | 0 | 0 | 0
2006-08-22 | 2006 | 8 | 22 | 0 | 0 | 0 | 0 | 0 | 0 | 0 | 0 | 0 | 0 | 0 | 0 | 0 | 0 | 0 | 0 | 0 | 0 | 0 | 0 | 0 | 0 | 0 | 0 |  | 0 | 0 | 0 | 0 |  | 0 | 0 | 0 | 0 | 0
2006-08-23 | 2006 | 8 | 23 | 0 | 0 | 0 | 0 | 0 | 0 | 0 | 0 | 0 | 0 | 0 | 0 | 0 | 0.9 | 0 | 0 | 0.2 | 0 | 2.1 | 0 | 0 | 0 | 0 | 0 |  | 3.2 | 3.2 | 3.2 | 0 |  | 0 | 0 | 0 | 3.2 | 0
2006-08-24 | 2006 | 8 | 24 | 0 | 0 | 0 | 0 | 0 | 0 | 0 | 0 | 0 | 0 | 0 | 0 | 0 | 0 | 0 | 0 | 0 | 0 | 0 | 0 | 0 | 0.2 | 0 | 0.2 |  | 0.4 | 0.4 | 0.4 | 0 |  | 0 | 0 | 0 | 0.4 | 0
2006-08-25 | 2006 | 8 | 25 | 0 | 0 | 0 | 0 | 0 | 0 | 0 | 0 | 0 | 0 | 0 | 0 | 0 | 0 | 0 | 0 | 0 | 0 | 0 | 0 | 0 | 0 | 0 | 0 |  | 0 | 0 | 0 | 0 |  | 0 | 0 | 0 | 0 | 0
2006-08-26 | 2006 | 8 | 26 | 0 | 0 | 0 | 0 | 0 | 0 | 0 | 0 | 0 | 0 | 0 | 0 | 0 | 0 | 0 | 0 | 0 | 0 | 0 | 0 | 0 | 0 | 0 | 0 |  | 0 | 0 | 0 | 0 |  | 0 | 0 | 0 | 0 | 0
2006-08-27 | 2006 | 8 | 27 | 0 | 0 | 0 | 0 | 0 | 0 | 0 | 0 | 0 | 0 | 0 | 0 | 0 | 0 | 0 | 0 | 0 | 0 | 0 | 0 | 0 | 0 | 0 | 0 |  | 0 | 0 | 0 | 0 |  | 0 | 0 | 0 | 0 | 0
2006-08-28 | 2006 | 8 | 28 | 0 | 0 | 0 | 0 | 0 | 0 | 0 | 0 | 0 | 0 | 0 | 0 | 0 | 0 | 0 | 0 | 0 | 0 | 0 | 0 | 0 | 0 | 0 | 0 |  | 0 | 0 | 0 | 0 |  | 0 | 0 | 0 | 0 | 0
2006-08-29 | 2006 | 8 | 29 | 0 | 0 | 0 | 0 | 0 | 0 | 0 | 0 | 0 | 0 | 0 | 0 | 0 | 0 | 0 | 0 | 0 | 0 | 0 | 0 | 0 | 0 | 0 | 0 |  | 0 | 0 | 0 | 0 |  | 0 | 0 | 0 | 0 | 0
2006-08-30 | 2006 | 8 | 30 | 0 | 0 | 0 | 0 | 0 | 0 | 0 | 0 | 0 | 0 | 0 | 0 | 0 | 0 | 0 | 0 | 0 | 0.3 | 0.3 | 0 | 0 | 0 | 0 | 0 |  | 0.6 | 0.6 | 0.6 | 0 |  | 0 | 0 | 0 | 0.6 | 0
2006-08-31 | 2006 | 8 | 31 | 0 | 0.3 | 0 | 0 | 0.3 | 0.8 | 0 | 0 | 0 | 0 | 0 | 0.3 | 0 | 0 | 0 | 0 | 0 | 0 | 0 | 0 | 0 | 0 | 0 | 0 |  | 1.7 | 1.7 | 1.7 | 0 |  | 0 | 0 | 0 | 1.7 | 0
2006-09-01 | 2006 | 9 | 1 | 0 | 0 | 0 | 0 | 0 | 0 | 0 | 0 | 0 | 0 | 0 | 0 | 0 | 0 | 0 | 0 | 0 | 0 | 0 | 0 | 0 | 0 | 0 | 0 |  | 0 | 0 | 0 | 0 |  | 0 | 0 | 0 | 0 | 0
2006-09-02 | 2006 | 9 | 2 | 0 | 0 | 0 | 0 | 0 | 0 | 0 | 0 | 0 | 0 | 0 | 0 | 0 | 0 | 0 | 0 | 0 | 0 | 0 | 0 | 0 | 0 | 0 | 0 |  | 0 | 0 | 0 | 0 |  | 0 | 0 | 0 | 0 | 0
2006-09-03 | 2006 | 9 | 3 | 0 | 0 | 0 | 0 | 0 | 0 | 0 | 0 | 0 | 0 | 0 | 0 | 0 | 0 | 0 | 0 | 0 | 0 | 0 | 0 | 0 | 0 | 0 | 0 |  | 0 | 0 | 0 | 0 |  | 0 | 0 | 0 | 0 | 0
2006-09-04 | 2006 | 9 | 4 | 0 | 0 | 0 | 0 | 0 | 0 | 0 | 0 | 0 | 0 | 0 | 0 | 0 | 0 | 0 | 0 | 0 | 0 | 0 | 0 | 0 | 0 | 0 | 0 |  | 0 | 0 | 0 | 0 |  | 0 | 0 | 0 | 0 | 0
2006-09-05 | 2006 | 9 | 5 | 0 | 0 | 0 | 0 | 0 | 0 | 0 | 0 | 0 | 0 | 0 | 0 | 0 | 0 | 0 | 0 | 0 | 0 | 0 | 0 | 0 | 0 | 0 | 0 |  | 0 | 0 | 0 | 0 |  | 0 | 0 | 0 | 0 | 0
2006-09-06 | 2006 | 9 | 6 | 0 | 0 | 0 | 0 | 0 | 0 | 0 | 0 | 0 | 0 | 0 | 0 | 0 | 0 | 0 | 0 | 0 | 0 | 0 | 0 | 0 | 0 | 0 | 0 |  | 0 | 0 | 0 | 0 |  | 0 | 0 | 0 | 0 | 0
2006-09-07 | 2006 | 9 | 7 | 0 | 0 | 0 | 0 | 0 | 0 | 0 | 0 | 0 | 0 | 0 | 0 | 0 | 0 | 0 | 0 | 0 | 0 | 0 | 0 | 0 | 0 | 0 | 0 |  | 0 | 0 | 0 | 0 |  | 0 | 0 | 0 | 0 | 0
2006-09-08 | 2006 | 9 | 8 | 0 | 0 | 0 | 0 | 0 | 0 | 0 | 0 | 0 | 0 | 0 | 0 | 0 | 0 | 0 | 0 | 0 | 0 | 0 | 0 | 0 | 0 | 0 | 0 |  | 0 | 0 | 0 | 0 |  | 0 | 0 | 0 | 0 | 0
2006-09-09 | 2006 | 9 | 9 | 0 | 0 | 0 | 0 | 0 | 0 | 0 | 0 | 0 | 0 | 0 | 0 | 0 | 0 | 0 | 0 | 0 | 0 | 0 | 0 | 0 | 0 | 0 | 0 |  | 0 | 0 | 0 | 0 |  | 0 | 0 | 0 | 0 | 0
2006-09-10 | 2006 | 9 | 10 | 0 | 0 | 0 | 0 | 0 | 0 | 0 | 0 | 0 | 0 | 0 | 0 | 0 | 0 | 0 | 0 | 0 | 0 | 0 | 0 | 0 | 0 | 0 | 0 |  | 0 | 0 | 0 | 0 |  | 0 | 0 | 0 | 0 | 0
2006-09-11 | 2006 | 9 | 11 | 0 | 0 | 0 | 0 | 0 | 0 | 0 | 0 | 0 | 0 | 0 | 0 | 0 | 0 | 0 | 0 | 0 | 0 | 0 | 0 | 0 | 0 | 0 | 0 |  | 0 | 0 | 0 | 0 |  | 0 | 0 | 0 | 0 | 0
2006-09-12 | 2006 | 9 | 12 | 0 | 0 | 0 | 0 | 0 | 0 | 0 | 0 | 0 | 0 | 0 | 0 | 0 | 0 | 0 | 0 | 0 | 0 | 0 | 0 | 0 | 0 | 0 | 0 |  | 0 | 0 | 0 | 0 |  | 0 | 0 | 0 | 0 | 0
2006-09-13 | 2006 | 9 | 13 | 0 | 0 | 0 | 0 | 0 | 0 | 0.2 | 1 | 1.7 | 0.2 | 3.1 | 4.7 | 8 | 2 | 1.5 | 1 | 0.2 | 0.2 | 0 | 0 | 0 | 0 | 0 | 0.2 |  | 24 | 24 | 24 | 3.5527e-15 |  | 0 | 0 | 0 | 0 | 24
2006-09-14 | 2006 | 9 | 14 | 0 | 0.2 | 0.5 | 0.7 | 0 | 1.2 | 1.9 | 1.4 | 2 | 0.9 | 0.9 | 1.2 | 1.4 | 1.4 | 0.7 | 0.9 | 0.9 | 3.1 | 2.2 | 1.2 | 1.2 | 1.9 | 2.6 | 0.2 |  | 28.6 | 28.6 | 28.6 | 3.5527e-15 |  | 0 | 0 | 0 | 0 | 28.6
2006-09-15 | 2006 | 9 | 15 | 0 | 0 | 0 | 0 | 0 | 0 | 0 | 0 | 0 | 0 | 0 | 0 | 0 | 0.5 | 0.2 | 0.5 | 0.7 | 0.5 | 0.5 | 0.7 | 0.2 | 0.2 | 0 | 0.2 |  | 4.2 | 4.2 | 4.2 | 0 |  | 0 | 0 | 0 | 0 | 4.2
2006-09-16 | 2006 | 9 | 16 | 0.1 | 0 | 0.1 | 0 | 0.1 | 0 | 0.1 | 0 | 0 | 0 | 0 | 0 | 0 | 0 | 0 | 0 | 0 | 0 | 0 | 0 | 0 | 0 | 0 | 0 |  | 0.4 | 0.4 | 0.4 | 0 |  | 0 | 0 | 0 | 0 | 0.4
2006-09-17 | 2006 | 9 | 17 | 0 | 0 | 0 | 0 | 0 | 0 | 0 | 0 | 0 | 0 | 0 | 0 | 0 | 0 | 0 | 0 | 0 | 0 | 0 | 0 | 0 | 0 | 0 | 0 |  | 0 | 0 | 0 | 0 |  | 0 | 0 | 0 | 0 | 0
2006-09-18 | 2006 | 9 | 18 | 0 | 0 | 0 | 0 | 0 | 0 | 0 | 0 | 0 | 0 | 0 | 0 | 0 | 0 | 0 | 0 | 0 | 0 | 0 | 0 | 0 | 0 | 0 | 0 |  | 0 | 0 | 0 | 0 |  | 0 | 0 | 0 | 0 | 0
2006-09-19 | 2006 | 9 | 19 | 0 | 0 | 0 | 0 | 0 | 0 | 0 | 0 | 0 | 0 | 0 | 0 | 0 | 0 | 0 | 0 | 0 | 0 | 0 | 0 | 0 | 0 | 0 | 0 |  | 0 | 0 | 0 | 0 |  | 0 | 0 | 0 | 0 | 0
2006-09-20 | 2006 | 9 | 20 | 0 | 0 | 0 | 0 | 0 | 0 | 0 | 0 | 0 | 0 | 0 | 0 | 0 | 0 | 0 | 0 | 0 | 0 | 0 | 0 | 0 | 0 | 0 | 0 |  | 0 | 0 | 0 | 0 |  | 0 | 0 | 0 | 0 | 0
2006-09-21 | 2006 | 9 | 21 | 0 | 0 | 0 | 0 | 0 | 0 | 0 | 0 | 0 | 0 | 0 | 0.2 | 0.2 | 0 | 0 | 0 | 0 | 0.2 | 0.5 | 1 | 0.5 | 0.5 | 0.8 | 0 |  | 3.9 | 3.9 | 3.9 | 4.4409e-16 |  | 0 | 0 | 0 | 0 | 3.9
2006-09-22 | 2006 | 9 | 22 | 0 | 0 | 0 | 0 | 0 | 0 | 0 | 0 | 0 | 0 | 0 | 0 | 0 | 0 | 0 | 0 | 0 | 0 | 0 | 0 | 0 | 0 | 0 | 0 |  | 0 | 0 | 0 | 0 |  | 0 | 0 | 0 | 0 | 0
2006-09-23 | 2006 | 9 | 23 | 0 | 0 | 0 | 0 | 0 | 0 | 0 | 0 | 0 | 0 | 0 | 0 | 0 | 0 | 0 | 0 | 0 | 0 | 0 | 0 | 0 | 0 | 0 | 0 |  | 0 | 0 | 0 | 0 |  | 0 | 0 | 0 | 0 | 0
2006-09-24 | 2006 | 9 | 24 | 0 | 0 | 0 | 0 | 0 | 0 | 0 | 0 | 0 | 0 | 0 | 0 | 0 | 0 | 0 | 0 | 0 | 0 | 0 | 0 | 0 | 0 | 0 | 0 |  | 0 | 0 | 0 | 0 |  | 0 | 0 | 0 | 0 | 0
2006-09-25 | 2006 | 9 | 25 | 0 | 0 | 0 | 0 | 0 | 0 | 0 | 0 | 0 | 0 | 0 | 0 | 0 | 0 | 0 | 0 | 0 | 0 | 0 | 0 | 0 | 0 | 0 | 0 |  | 0 | 0 | 0 | 0 |  | 0 | 0 | 0 | 0 | 0
2006-09-26 | 2006 | 9 | 26 | 0 | 0 | 0 | 0 | 0 | 0 | 0 | 0 | 0 | 0.4 | 0 | 0 | 0 | 0 | 0.4 | 0 | 0 | 0 | 0 | 0 | 0 | 0 | 0 | 0 |  | 0.8 | 0.8 | 0.8 | 0 |  | 0 | 0 | 0 | 0 | 0.8
2006-09-27 | 2006 | 9 | 27 | 0 | 0 | 0 | 0 | 0 | 0 | 0 | 0 | 0 | 0 | 0 | 0 | 0 | 0 | 0 | 0 | 0 | 0 | 0 | 0 | 0 | 0 | 0 | 0 |  | 0 | 0 | 0 | 0 |  | 0 | 0 | 0 | 0 | 0
2006-09-28 | 2006 | 9 | 28 | 0 | 0 | 0 | 0 | 0 | 0 | 0 | 0 | 0 | 0 | 0 | 0 | 0 | 0 | 0 | 0 | 0 | 0 | 0 | 0 | 0 | 0 | 0 | 0 |  | 0 | 0 | 0 | 0 |  | 0 | 0 | 0 | 0 | 0
2006-09-29 | 2006 | 9 | 29 | 0 | 0 | 0 | 0 | 0 | 0 | 0 | 0 | 0 | 0 | 0 | 0 | 0 | 0 | 0 | 0 | 0 | 0 | 0 | 0 | 0 | 0 | 0 | 0 |  | 0 | 0 | 0 | 0 |  | 0 | 0 | 0 | 0 | 0
2006-09-30 | 2006 | 9 | 30 | 0 | 0 | 0 | 0 | 0 | 0 | 0 | 0 | 0 | 0 | 0 | 0 | 0 | 0 | 0 | 0 | 0 | 0 | 0 | 0 | 0 | 0 | 0 | 0 |  | 0 | 0 | 0 | 0 |  | 0 | 0 | 0 | 0 | 0
2006-10-01 | 2006 | 10 | 1 | 0 | 0 | 0 | 0 | 0 | 0 | 0 | 0 | 0 | 0 | 0 | 0 | 0 | 0 | 0 | 0 | 0 | 0 | 0 | 0 | 0 | 0 | 0 | 0 |  | 0 | 0 | 0 | 0 |  | 0 | 0 | 0 | 0 | 0
2006-10-02 | 2006 | 10 | 2 | 0 | 0 | 0.2 | 0.2 | 0.2 | 0.2 | 0.2 | 0.2 | 0.2 | 0.2 | 0.2 | 0.2 | 0.2 | 0.2 | 0 | 0 | 0 | 0 | 0 | 0 | 0 | 0.2 | 0.2 | 0.2 |  | 3 | 3 | 3 | 4.4409e-16 |  | 0 | 0 | 0 | 0 | 0
2006-10-03 | 2006 | 10 | 3 | 0 | 0 | 0 | 0 | 0 | 0 | 0 | 0 | 0 | 0 | 0 | 0 | 0 | 0.1 | 0 | 0.1 | 0.1 | 0 | 0.1 | 0 | 0 | 0 | 0 | 0 |  | 0.4 | 0.4 | 0.4 | 0 |  | 0 | 0 | 0 | 0 | 0
2006-10-04 | 2006 | 10 | 4 | 0 | 0 | 0 | 0 | 0 | 0 | 0 | 0 | 0 | 0 | 0 | 0 | 0 | 0 | 0 | 0 | 0 | 0 | 0 | 0 | 0 | 0 | 0 | 0 |  | 0 | 0 | 0 | 0 |  | 0 | 0 | 0 | 0 | 0
2006-10-05 | 2006 | 10 | 5 | 0 | 0 | 0 | 0 | 0 | 0 | 0 | 0 | 0 | 0 | 0 | 0 | 0 | 0 | 0 | 0 | 0 | 0 | 0 | 0 | 0 | 0 | 0 | 0 |  | 0 | 0 | 0 | 0 |  | 0 | 0 | 0 | 0 | 0
2006-10-06 | 2006 | 10 | 6 | 0 | 0 | 0 | 0 | 0 | 0 | 0 | 0 | 0 | 0 | 0 | 0 | 0 | 0 | 0 | 0 | 0 | 0 | 0 | 0 | 0 | 0 | 0 | 0 |  | 0 | 0 | 0 | 0 |  | 0 | 0 | 0 | 0 | 0
2006-10-07 | 2006 | 10 | 7 | 0 | 0 | 1.4 | 0 | 0 | 0 | 0 | 0 | 0 | 0 | 0 | 0 | 0 | 0 | 0 | 0 | 0 | 0 | 0 | 0 | 0 | 0 | 0 | 0 |  | 1.4 | 1.4 | 1.4 | 0 |  | 0 | 0 | 0 | 0 | 0
2006-10-08 | 2006 | 10 | 8 | 0 | 0 | 0 | 0 | 0 | 0 | 0 | 0 | 0 | 0 | 0 | 0 | 0 | 0 | 0 | 0 | 0 | 0 | 0 | 0 | 0 | 0 | 0 | 0 |  | 0 | 0 | 0 | 0 |  | 0 | 0 | 0 | 0 | 0
2006-10-09 | 2006 | 10 | 9 | 0 | 0 | 0 | 0 | 0 | 0 | 0 | 0 | 0 | 0 | 0 | 0 | 0 | 0 | 0 | 0 | 0 | 0 | 0 | 0 | 0 | 0 | 0 | 0 |  | 0 | 0 | 0 | 0 |  | 0 | 0 | 0 | 0 | 0
2006-10-10 | 2006 | 10 | 10 | 0 | 0 | 0 | 0 | 0 | 0 | 0 | 0 | 0 | 0 | 0.1 | 0 | 0 | 0.1 | 0 | 0 | 0.1 | 0 | 0 | 0 | 0 | 0.1 | 0 | 0 |  | 0.4 | 0.4 | 0.4 | 0 |  | 0 | 0 | 0 | 0 | 0
2006-10-11 | 2006 | 10 | 11 | 0 | 0 | 0 | 0 | 0 | 0 | 0 | 0 | 0 | 0 | 0 | 0 | 0 | 0 | 0 | 0 | 0 | 0 | 0 | 0 | 0 | 0 | 0 | 0 |  | 0 | 0 | 0 | 0 |  | 0 | 0 | 0 | 0 | 0
2006-10-12 | 2006 | 10 | 12 | 0 | 0 | 0 | 0 | 0 | 0 | 0 | 0 | 0 | 0 | 0 | 0 | 0 | 0 | 0 | 0 | 0 | 0 | 0 | 0 | 0 | 0 | 0 | 0 |  | 0 | 0 | 0 | 0 |  | 0 | 0 | 0 | 0 | 0
2006-10-13 | 2006 | 10 | 13 | 0 | 0 | 0 | 0 | 0 | 0 | 0 | 0 | 0 | 0 | 0 | 0 | 0 | 0 | 0 | 0 | 0 | 0 | 0 | 0 | 0 | 0 | 0 | 0 |  | 0 | 0 | 0 | 0 |  | 0 | 0 | 0 | 0 | 0
2006-10-14 | 2006 | 10 | 14 | 0 | 0 | 0 | 0 | 0 | 0 | 0 | 0 | 0 | 0 | 0 | 0 | 0 | 0 | 0 | 0 | 0 | 0 | 0 | 0 | 0 | 0 | 0 | 0 |  | 0 | 0 | 0 | 0 |  | 0 | 0 | 0 | 0 | 0
2006-10-15 | 2006 | 10 | 15 | 0 | 0 | 0 | 0 | 0 | 0 | 0.1 | 0.2 | 0.1 | 0.2 | 0.1 | 0 | 0 | 0.1 | 0.2 | 0.1 | 0 | 0 | 0 | 0 | 0 | 0 | 0.2 | 0.1 |  | 1.4 | 1.4 | 1.4 | 2.2204e-16 |  | 0 | 0 | 0 | 0 | 0
2006-10-16 | 2006 | 10 | 16 | 0.1 | 0.1 | 0.1 | 0.1 | 0 | 0.1 | 0.1 | 0.1 | 0.1 | 0.1 | 0.2 | 0 | 0.1 | 0.1 | 0.1 | 0.1 | 0.1 | 0.1 | 0.1 | 0 | 0.1 | 0.1 | 0.1 | 0.1 |  | 2.2 | 2.2 | 2.2 | 4.4409e-16 |  | 0 | 0 | 0 | 0 | 0
2006-10-17 | 2006 | 10 | 17 | 0 | 0 | 0.1 | 0 | 0.1 | 0 | 0.1 | 0.1 | 0 | 0.1 | 0 | 0.1 | 0 | 0 | 0 | 0 | 0 | 0 | 0 | 0 | 0 | 0 | 0 | 0 |  | 0.6 | 0.6 | 0.6 | 0 |  | 0 | 0 | 0 | 0 | 0
2006-10-18 | 2006 | 10 | 18 | 0 | 0 | 0 | 0 | 0 | 0 | 0 | 0 | 0 | 0 | 0 | 0 | 0 | 0 | 0 | 0 | 0 | 0 | 0 | 0 | 0 | 0 | 0 | 0 |  | 0 | 0 | 0 | 0 |  | 0 | 0 | 0 | 0 | 0
2006-10-19 | 2006 | 10 | 19 | 0 | 0 | 0 | 0 | 0 | 0 | 0 | 0 | 0 | 0 | 0 | 0 | 0 | 0 | 0 | 0 | 0 | 0 | 0.8 | 0.8 | 0.8 | 0.8 | 0 | 0 |  | 3.2 | 3.2 | 3.2 | 0 |  | 0 | 0 | 0 | 0 | 0
2006-10-20 | 2006 | 10 | 20 | 0 | 0 | 0 | 0 | 0 | 0 | 0 | 0 | 1 | 0.6 | 0.3 | 0 | 0 | 0 | 0 | 0 | 1.3 | 0 | 0 | 0 | 0 | 0 | 0 | 0 |  | 3.2 | 3.2 | 3.2 | 0 |  | 0 | 0 | 0 | 0 | 0
2006-10-21 | 2006 | 10 | 21 | 0 | 0 | 0.2 | 0.5 | 0.2 | 0 | 0 | 0 | 0 | 0 | 0 | 0.2 | 0 | 0 | 0 | 0 | 0 | 0 | 0 | 0 | 0 | 0 | 0 | 0 |  | 1.1 | 1.1 | 1.1 | 2.2204e-16 |  | 0 | 0 | 0 | 0 | 0
2006-10-22 | 2006 | 10 | 22 | 0 | 0 | 0 | 0 | 0 | 0 | 0 | 0 | 0 | 0 | 0 | 0 | 0 | 0 | 0 | 0 | 0 | 0 | 0 | 0 | 0 | 0 | 0 | 0 |  | 0 | 0 | 0 | 0 |  | 0 | 0 | 0 | 0 | 0
2006-10-23 | 2006 | 10 | 23 | 0 | 0 | 0 | 0 | 0 | 0 | 0 | 0 | 0 | 0 | 0 | 0 | 0 | 0 | 0 | 0 | 0 | 0 | 0 | 0 | 0 | 0 | 0 | 0 |  | 0 | 0 | 0 | 0 |  | 0 | 0 | 0 | 0 | 0
2006-10-24 | 2006 | 10 | 24 | 0 | 0 | 0 | 0 | 0 | 0 | 0 | 0 | 0 | 0 | 0 | 0 | 0 | 0 | 0 | 0 | 0 | 0 | 0 | 0 | 0 | 0 | 0 | 0 |  | 0 | 0 | 0 | 0 |  | 0 | 0 | 0 | 0 | 0
2006-10-25 | 2006 | 10 | 25 | 0 | 0 | 0 | 0 | 0 | 0 | 0 | 0 | 0 | 0 | 0 | 0 | 0 | 0 | 0 | 0 | 0 | 0 | 0 | 0 | 0 | 0 | 0 | 0 |  | 0 | 0 | 0 | 0 |  | 0 | 0 | 0 | 0 | 0
2006-10-26 | 2006 | 10 | 26 | 0 | 0 | 0 | 0 | 0 | 0 | 0 | 0 | 0 | 0 | 0 | 0 | 0 | 0 | 0 | 0 | 0 | 0 | 0 | 0 | 0 | 0 | 0 | 0 |  | 0 | 0 | 0 | 0 |  | 0 | 0 | 0 | 0 | 0
2006-10-27 | 2006 | 10 | 27 | 0.1 | 0.1 | 0 | 0 | 0 | 0 | 0 | 0.1 | 0 | 0.1 | 0.1 | 0.1 | 0 | 0 | 0 | 0 | 0 | 0 | 0 | 0 | 0 | 0 | 0 | 0 |  | 0.6 | 0.6 | 0.6 | 0 |  | 0 | 0 | 0 | 0 | 0
2006-10-28 | 2006 | 10 | 28 | 0 | 0 | 0 | 0 | 0 | 0 | 0 | 0 | 0 | 0 | 0 | 0 | 0 | 0 | 0 | 0 | 0 | 0 | 0 | 0 | 0 | 0 | 0 | 0 |  | 0 | 0 | 0 | 0 |  | 0 | 0 | 0 | 0 | 0
2006-10-29 | 2006 | 10 | 29 | 0 | 0.3 | 0.2 | 0.3 | 0.3 | 0.2 | 0.5 | 0.3 | 0.5 | 0.6 | 0.5 | 0.5 | 0.3 | 0.3 | 0.2 | 0.3 | 0.2 | 0.3 | 0.3 | 0.2 | 0.3 | 0 | 0 | 0 |  | 6.6 | 6.6 | 6.6 | 0 |  | 0 | 0 | 0 | 0 | 0
2006-10-30 | 2006 | 10 | 30 | 0 | 0 | 0 | 0 | 0 | 0 | 0 | 0 | 0 | 0 | 0 | 0 | 0 | 0 | 0 | 0 | 0 | 0 | 0 | 0 | 0 | 0 | 0 | 0 |  | 0 | 0 | 0 | 0 |  | 0 | 0 | 0 | 0 | 0
2006-10-31 | 2006 | 10 | 31 | 0 | 0 | 0 | 0 | 0 | 0 | 0 | 0 | 0 | 0 | 0 | 0 | 0 | 0 | 0 | 0 | 0 | 0 | 0 | 0 | 0 | 0 | 0 | 0 |  | 0 | 0 | 0 | 0 |  | 0 | 0 | 0 | 0 | 0
2006-11-01 | 2006 | 11 | 1 | 0 | 0 | 0 | 0 | 0 | 0 | 0 | 0 | 0 | 0 | 0 | 0 | 0 | 0 | 0 | 0 | 0 | 0 | 0 | 0 | 0 | 0 | 0 | 0 |  | 0 | 0 | 0 | 0 |  | 0 | 0 | 0 | 0 | 0
2006-11-02 | 2006 | 11 | 2 | 0 | 0 | 0 | 0 | 0 | 0 | 0 | 0 | 0 | 0 | 0 | 0 | 0 | 0 | 0 | 0 | 0 | 0 | 0 | 0.1 | 0.1 | 0 | 0 | 0 |  | 0.2 | 0.2 | 0.2 | 0 |  | 0 | 0 | 0 | 0 | 0
2006-11-03 | 2006 | 11 | 3 | 0 | 0 | 0 | 0 | 0 | 0 | 0.1 | 0 | 0 | 0.1 | 0.1 | 0 | 0.1 | 0 | 0 | 0 | 0 | 0 | 0 | 0 | 0 | 0 | 0 | 0 |  | 0.4 | 0.4 | 0.4 | 0 |  | 0 | 0 | 0 | 0 | 0
2006-11-04 | 2006 | 11 | 4 | 0 | 0 | 0 | 0 | 0 | 0 | 0 | 0 | 0 | 0 | 0 | 0 | 0 | 0 | 0 | 0 | 0 | 0 | 0 | 0 | 0 | 0 | 0 | 0 |  | 0 | 0 | 0 | 0 |  | 0 | 0 | 0 | 0 | 0
2006-11-05 | 2006 | 11 | 5 | 0 | 0 | 0 | 0 | 0 | 0 | 0 | 0 | 0 | 0 | 0 | 0 | 0 | 0 | 0 | 0 | 0 | 0 | 0 | 0 | 0 | 0 | 0 | 0 |  | 0 | 0 | 0 | 0 |  | 0 | 0 | 0 | 0 | 0
2006-11-06 | 2006 | 11 | 6 | 0 | 0 | 0 | 0 | 0 | 0 | 0 | 0 | 0 | 0 | 0 | 0 | 0 | 0 | 0 | 0 | 0 | 0 | 0 | 0 | 0 | 0 | 0 | 0 |  | 0 | 0 | 0 | 0 |  | 0 | 0 | 0 | 0 | 0
2006-11-07 | 2006 | 11 | 7 | 0 | 0 | 0 | 0 | 0 | 0 | 0 | 0 | 0 | 0 | 0 | 0 | 0 | 0 | 0 | 0 | 0 | 0 | 0 | 0 | 0 | 1.8 | 0 | 0 |  | 1.8 | 1.8 | 1.8 | 0 |  | 0 | 0 | 0 | 0 | 0
2006-11-08 | 2006 | 11 | 8 | 0 | 0 | 0 | 0 | 0 | 0 | 0 | 0 | 0 | 0 | 0 | 0 | 0 | 0 | 0 | 0.3 | 0.4 | 0.3 | 0.3 | 0.4 | 0.3 | 0.3 | 0.4 | 0.3 |  | 3 | 3 | 3 | 4.4409e-16 |  | 0 | 0 | 0 | 0 | 0
2006-11-09 | 2006 | 11 | 9 | 0.1 | 0 | 0.1 | 0.1 | 0.1 | 0 | 0.1 | 0.1 | 0.1 | 0 | 0.1 | 0.1 | 0 | 0 | 0.1 | 0.1 | 0.1 | 0 | 0 | 0.1 | 0.1 | 0.1 | 0 | 0.1 |  | 1.6 | 1.6 | 1.6 | 2.2204e-16 |  | 0 | 0 | 0 | 0 | 0
2006-11-10 | 2006 | 11 | 10 | 0 | 0 | 0 | 0 | 0 | 0 | 0 | 0 | 0 | 0 | 0 | 0 | 0 | 0 | 0 | 0 | 0 | 0 | 0 | 0 | 0 | 0 | 0 | 0 |  | 0 | 0 | 0 | 0 |  | 0 | 0 | 0 | 0 | 0
2006-11-11 | 2006 | 11 | 11 | 0 | 0 | 0 | 0 | 0 | 0 | 0 | 0 | 0 | 0 | 0.1 | 0 | 0.1 | 0 | 0 | 0 | 0 | 0 | 0 | 0 | 0 | 0 | 0 | 0 |  | 0.2 | 0.2 | 0.2 | 0 |  | 0 | 0 | 0 | 0 | 0
2006-11-12 | 2006 | 11 | 12 | 0 | 0 | 0 | 0 | 0 | 0 | 0 | 0 | 0 | 0 | 0 | 0 | 0 | 0 | 0 | 0 | 0 | 0 | 0 | 0 | 0 | 0 | 0 | 0 |  | 0 | 0 | 0 | 0 |  | 0 | 0 | 0 | 0 | 0
2006-11-13 | 2006 | 11 | 13 | 0 | 0 | 0 | 0 | 0 | 0 | 0 | 0 | 0 | 0 | 0 | 0 | 0 | 0 | 0 | 0 | 0 | 0 | 0 | 0 | 0 | 0 | 0 | 0 |  | 0 | 0 | 0 | 0 |  | 0 | 0 | 0 | 0 | 0
2006-11-14 | 2006 | 11 | 14 | 0 | 0 | 0 | 0 | 0 | 0 | 0 | 0 | 0 | 0 | 0 | 0 | 0 | 0 | 0 | 0 | 0 | 0 | 0 | 0 | 0 | 0 | 0 | 0 |  | 0 | 0 | 0 | 0 |  | 0 | 0 | 0 | 0 | 0
2006-11-15 | 2006 | 11 | 15 | 0 | 0 | 0 | 0 | 0 | 0 | 0 | 0 | 0 | 0 | 0 | 0 | 0 | 0 | 0 | 0 | 0 | 0 | 0 | 0 | 0 | 0 | 0 | 0 |  | 0 | 0 | 0 | 0 |  | 0 | 0 | 0 | 0 | 0
2006-11-16 | 2006 | 11 | 16 | 0 | 0 | 0 | 0 | 0 | 0 | 0 | 0 | 0 | 0 | 0 | 0 | 0 | 0 | 0 | 0 | 0 | 0 | 0 | 0 | 0 | 0 | 0 | 0 |  | 0 | 0 | 0 | 0 |  | 0 | 0 | 0 | 0 | 0
2006-11-17 | 2006 | 11 | 17 | 0 | 0 | 0 | 0 | 0 | 0 | 0 | 0 | 0 | 0 | 0 | 0 | 0 | 0 | 0 | 0 | 0 | 0 | 0 | 0 | 0 | 0 | 0 | 0 |  | 0 | 0 | 0 | 0 |  | 0 | 0 | 0 | 0 | 0
2006-11-18 | 2006 | 11 | 18 | 0 | 0 | 0 | 0 | 0 | 0 | 0 | 0 | 0 | 0 | 0 | 0 | 0 | 0 | 0 | 0 | 0 | 0 | 0 | 0 | 0 | 0 | 0 | 0 |  | 0 | 0 | 0 | 0 |  | 0 | 0 | 0 | 0 | 0
2006-11-19 | 2006 | 11 | 19 | 0 | 0 | 0 | 0 | 0 | 0 | 0 | 0 | 0 | 0 | 0 | 0 | 0 | 0 | 0 | 0 | 0 | 0 | 0 | 0 | 0 | 0 | 0 | 0 |  | 0 | 0 | 0 | 0 |  | 0 | 0 | 0 | 0 | 0
2006-11-20 | 2006 | 11 | 20 | 0 | 0 | 0 | 0 | 0 | 0 | 0 | 0 | 0 | 0 | 0 | 0 | 0 | 0 | 0 | 0 | 0 | 0 | 0 | 0 | 0 | 0 | 0 | 0 |  | 0 | 0 | 0 | 0 |  | 0 | 0 | 0 | 0 | 0
2006-11-21 | 2006 | 11 | 21 | 0 | 0 | 0 | 0 | 0 | 0 | 0 | 0 | 0 | 0 | 0 | 0 | 0 | 0 | 0 | 0 | 0 | 0 | 0 | 0 | 0 | 0 | 0 | 0 |  | 0 | 0 | 0 | 0 |  | 0 | 0 | 0 | 0 | 0
2006-11-22 | 2006 | 11 | 22 | 0 | 0 | 0 | 0 | 0 | 0 | 0 | 0 | 0.1 | 0 | 0 | 0 | 0 | 0 | 0 | 0 | 0 | 0.1 | 0 | 0 | 0 | 0 | 0 | 0 |  | 0.2 | 0.2 | 0.2 | 0 |  | 0 | 0 | 0 | 0 | 0
2006-11-23 | 2006 | 11 | 23 | 0 | 0 | 0.4 | 0.8 | 0.5 | 0.4 | 0 | 0.4 | 0.4 | 0.4 | 0 | 0.4 | 0.4 | 0.5 | 0.4 | 0 | 0.4 | 0.4 | 0 | 0 | 0 | 0 | 0 | 0 |  | 5.8 | 5.8 | 5.8 | 8.8818e-16 |  | 0 | 0 | 0 | 0 | 0
2006-11-24 | 2006 | 11 | 24 | 0 | 0 | 0 | 0 | 0 | 0 | 0 | 0 | 0 | 0 | 0 | 0 | 0 | 0 | 0 | 0 | 0 | 0 | 0 | 0 | 0 | 0 | 0 | 0 |  | 0 | 0 | 0 | 0 |  | 0 | 0 | 0 | 0 | 0
2006-11-25 | 2006 | 11 | 25 | 0 | 0.1 | 0.1 | 0.1 | 0 | 0 | 0.1 | 0.2 | 0.1 | 0.1 | 0.1 | 0.1 | 0.1 | 0.1 | 0.1 | 0.1 | 0.1 | 0.2 | 0.1 | 0.1 | 0.1 | 0.1 | 0.1 | 0 |  | 2.2 | 2.2 | 2.2 | 4.4409e-16 |  | 0 | 0 | 0 | 0 | 0
2006-11-26 | 2006 | 11 | 26 | 0 | 0 | 0 | 0 | 0 | 0 | 0 | 0 | 0 | 0.3 | 0.3 | 0.3 | 0.3 | 0.3 | 0.3 | 0.3 | 0.2 | 0.3 | 0.3 | 0.3 | 0.3 | 0.3 | 0.3 | 0.3 |  | 4.4 | 4.4 | 4.4 | 8.8818e-16 |  | 0 | 0 | 0 | 0 | 0
2006-11-27 | 2006 | 11 | 27 | 0.1 | 0.1 | 0.1 | 0.1 | 0.1 | 0.1 | 0.1 | 0.1 | 0.1 | 0.1 | 0.1 | 0.1 | 0.1 | 0.1 | 0.1 | 0 | 0.1 | 0.1 | 0.1 | 0 | 0 | 0 | 0 | 0 |  | 1.8 | 1.8 | 1.8 | 4.4409e-16 |  | 0 | 0 | 0 | 0 | 0
2006-11-28 | 2006 | 11 | 28 | 0 | 0 | 0 | 0 | 0 | 0 | 0 | 0 | 0 | 0 | 0 | 0 | 0 | 0 | 0 | 0 | 0 | 0 | 0 | 0 | 0 | 0 | 0 | 0 |  | 0 | 0 | 0 | 0 |  | 0 | 0 | 0 | 0 | 0
2006-11-29 | 2006 | 11 | 29 | 0 | 0 | 0 | 0 | 0 | 0 | 0 | 0 | 0 | 0 | 0 | 0 | 0 | 0 | 0 | 0 | 0 | 0 | 0 | 0 | 0 | 0 | 0 | 0 |  | 0 | 0 | 0 | 0 |  | 0 | 0 | 0 | 0 | 0
2006-11-30 | 2006 | 11 | 30 | 0 | 0 | 0 | 0 | 0 | 0 | 0 | 0 | 0 | 0 | 0 | 0 | 0 | 0 | 0 | 0 | 0 | 0 | 0 | 0 | 0 | 0 | 0 | 0 |  | 0 | 0 | 0 | 0 |  | 0 | 0 | 0 | 0 | 0
2006-12-01 | 2006 | 12 | 1 | 0 | 0 | 0 | 0 | 0 | 0 | 0 | 0 | 0 | 0 | 0 | 0 | 0 | 0 | 0 | 0 | 0 | 0 | 0 | 0 | 0 | 0 | 0 | 0 |  | 0 | 0 | 0 | 0 |  | 0 | 0 | 0 | 0 | 0
2006-12-02 | 2006 | 12 | 2 | 0 | 0 | 0 | 0 | 0 | 0 | 0 | 0 | 0 | 0 | 0 | 0 | 0 | 0 | 0 | 0 | 0 | 0 | 0 | 0 | 0 | 0 | 0 | 0 |  | 0 | 0 | 0 | 0 |  | 0 | 0 | 0 | 0 | 0
2006-12-03 | 2006 | 12 | 3 | 0 | 0 | 0 | 0 | 0 | 0 | 0 | 0 | 0 | 0 | 0 | 0 | 0 | 0 | 0 | 0 | 0 | 0 | 0 | 0 | 0 | 0 | 0 | 0 |  | 0 | 0 | 0 | 0 |  | 0 | 0 | 0 | 0 | 0
2006-12-04 | 2006 | 12 | 4 | 0 | 0 | 0 | 0 | 0 | 0 | 0 | 0 | 0 | 0 | 0 | 0 | 0 | 0 | 0 | 0 | 0 | 0 | 0 | 0 | 0 | 0 | 0 | 0 |  | 0 | 0 | 0 | 0 |  | 0 | 0 | 0 | 0 | 0
2006-12-05 | 2006 | 12 | 5 | 0 | 0 | 0 | 0 | 0 | 0 | 0 | 0 | 0 | 0 | 0 | 0 | 0 | 0 | 0 | 0 | 0 | 0 | 0 | 0 | 0 | 0 | 0 | 0 |  | 0 | 0 | 0 | 0 |  | 0 | 0 | 0 | 0 | 0
2006-12-06 | 2006 | 12 | 6 | 0 | 0 | 0 | 0 | 0 | 0 | 0 | 0 | 0 | 0 | 0 | 0 | 0 | 0 | 0 | 0 | 0 | 0 | 0 | 0 | 0 | 0 | 0 | 0 |  | 0 | 0 | 0 | 0 |  | 0 | 0 | 0 | 0 | 0
2006-12-07 | 2006 | 12 | 7 | 0 | 0 | 0 | 0 | 0 | 0 | 0 | 0 | 0 | 0 | 0 | 0 | 0 | 0 | 0 | 0 | 0 | 0 | 0 | 0 | 0 | 0 | 0 | 0 |  | 0 | 0 | 0 | 0 |  | 0 | 0 | 0 | 0 | 0
2006-12-08 | 2006 | 12 | 8 | 0 | 0 | 0 | 0 | 0 | 0 | 0 | 0 | 0 | 0 | 0 | 0 | 0 | 0 | 0 | 0 | 0 | 0 | 0 | 0 | 0 | 0 | 0 | 0 |  | 0 | 0 | 0 | 0 |  | 0 | 0 | 0 | 0 | 0
2006-12-09 | 2006 | 12 | 9 | 0 | 0 | 0 | 0 | 0 | 0 | 0 | 0 | 0 | 0 | 0 | 0 | 0 | 0 | 0 | 0 | 0 | 0 | 0 | 0 | 0 | 0 | 0 | 0 |  | 0 | 0 | 0 | 0 |  | 0 | 0 | 0 | 0 | 0
2006-12-10 | 2006 | 12 | 10 | 0 | 0 | 0 | 0 | 0 | 0 | 0 | 0 | 0 | 0 | 0 | 0 | 0 | 0 | 0 | 0 | 0 | 0 | 0 | 0 | 0 | 0 | 0 | 0 |  | 0 | 0 | 0 | 0 |  | 0 | 0 | 0 | 0 | 0
2006-12-11 | 2006 | 12 | 11 | 0 | 0 | 0 | 0 | 0 | 0 | 0 | 0 | 0 | 0 | 0 | 0 | 0 | 0 | 0 | 0 | 0 | 0 | 0 | 0 | 0 | 0 | 0 | 0 |  | 0 | 0 | 0 | 0 |  | 0 | 0 | 0 | 0 | 0
2006-12-12 | 2006 | 12 | 12 | 0 | 0 | 0 | 0 | 0 | 0 | 0 | 0 | 0 | 0 | 0 | 0 | 0 | 0 | 0 | 0 | 0 | 0 | 0 | 0 | 0 | 0 | 0 | 0 |  | 0 | 0 | 0 | 0 |  | 0 | 0 | 0 | 0 | 0
2006-12-13 | 2006 | 12 | 13 | 0 | 0 | 0 | 0 | 0 | 0 | 0 | 0 | 0 | 0 | 0 | 0 | 0 | 0 | 0 | 0 | 0 | 0 | 0 | 0 | 0 | 0 | 0 | 0 |  | 0 | 0 | 0 | 0 |  | 0 | 0 | 0 | 0 | 0
2006-12-14 | 2006 | 12 | 14 | 0 | 0 | 0 | 0 | 0 | 0 | 0 | 0 | 0 | 0 | 0 | 0 | 0 | 0 | 0 | 0 | 0 | 0 | 0 | 0 | 0 | 0 | 0 | 0 |  | 0 | 0 | 0 | 0 |  | 0 | 0 | 0 | 0 | 0
2006-12-15 | 2006 | 12 | 15 | 0 | 0 | 0 | 0 | 0 | 0 | 0 | 0 | 0 | 0 | 0 | 0 | 0 | 0 | 0 | 0 | 0 | 0 | 0 | 0 | 0 | 0 | 0 | 0 |  | 0 | 0 | 0 | 0 |  | 0 | 0 | 0 | 0 | 0
2006-12-16 | 2006 | 12 | 16 | 0 | 0 | 0 | 0 | 0 | 0 | 0 | 0 | 0 | 0 | 0 | 0 | 0 | 0 | 0 | 0 | 0 | 0 | 0 | 0 | 0 | 0 | 0 | 0 |  | 0 | 0 | 0 | 0 |  | 0 | 0 | 0 | 0 | 0
2006-12-17 | 2006 | 12 | 17 | 0 | 0 | 0 | 0 | 0 | 0 | 0 | 0 | 0 | 0 | 0 | 0 | 0 | 0 | 0 | 0 | 0 | 0 | 0 | 0 | 0 | 0 | 0 | 0 |  | 0 | 0 | 0 | 0 |  | 0 | 0 | 0 | 0 | 0
2006-12-18 | 2006 | 12 | 18 | 0 | 0 | 0 | 0 | 0 | 0 | 0 | 0 | 0 | 0 | 0 | 0 | 0 | 0 | 0 | 0 | 0 | 0 | 0 | 0 | 0 | 0 | 0 | 0 |  | 0 | 0 | 0 | 0 |  | 0 | 0 | 0 | 0 | 0
2006-12-19 | 2006 | 12 | 19 | 0 | 0 | 0 | 0 | 0 | 0 | 0 | 0 | 0 | 0 | 0 | 0 | 0 | 0 | 0 | 0 | 0 | 0 | 0 | 0 | 0 | 0 | 0 | 0 |  | 0 | 0 | 0 | 0 |  | 0 | 0 | 0 | 0 | 0
2006-12-20 | 2006 | 12 | 20 | 0 | 0 | 0 | 0 | 0 | 0 | 0 | 0 | 0 | 0 | 0 | 0 | 0 | 0 | 0 | 0 | 0 | 0 | 0 | 0 | 0 | 0 | 0 | 0 |  | 0 | 0 | 0 | 0 |  | 0 | 0 | 0 | 0 | 0
2006-12-21 | 2006 | 12 | 21 | 0 | 0 | 0 | 0 | 0 | 0 | 0 | 0 | 0 | 0 | 0 | 0 | 0 | 0 | 0 | 0 | 0 | 0 | 0 | 0 | 0 | 0 | 0 | 0 |  | 0 | 0 | 0 | 0 |  | 0 | 0 | 0 | 0 | 0
2006-12-22 | 2006 | 12 | 22 | 0 | 0 | 0 | 0 | 0 | 0 | 0 | 0 | 0 | 0 | 0 | 0 | 0 | 0 | 0 | 0 | 0 | 0 | 0 | 0 | 0 | 0 | 0 | 0 |  | 0 | 0 | 0 | 0 |  | 0 | 0 | 0 | 0 | 0
2006-12-23 | 2006 | 12 | 23 | 0 | 0 | 0 | 0 | 0 | 0 | 0 | 0 | 0 | 0 | 0 | 0 | 0 | 0 | 0 | 0 | 0 | 0 | 0 | 0 | 0 | 0 | 0 | 0 |  | 0 | 0 | 0 | 0 |  | 0 | 0 | 0 | 0 | 0
2006-12-24 | 2006 | 12 | 24 | 0 | 0 | 0 | 0 | 0 | 0 | 0 | 0 | 0 | 0 | 0 | 0 | 0 | 0 | 0 | 0 | 0 | 0 | 0 | 0 | 0 | 0 | 0 | 0 |  | 0 | 0 | 0 | 0 |  | 0 | 0 | 0 | 0 | 0
2006-12-25 | 2006 | 12 | 25 | 0 | 0 | 0 | 0 | 0 | 0 | 0 | 0 | 0 | 0 | 0 | 0 | 0 | 0 | 0 | 0 | 0 | 0 | 0 | 0 | 0 | 0 | 0 | 0 |  | 0 | 0 | 0 | 0 |  | 0 | 0 | 0 | 0 | 0
2006-12-26 | 2006 | 12 | 26 | 0 | 0 | 0 | 0 | 0 | 0 | 0 | 0 | 0 | 0 | 0 | 0 | 0 | 0 | 0 | 0 | 0 | 0 | 0 | 0 | 0 | 0 | 0 | 0 |  | 0 | 0 | 0 | 0 |  | 0 | 0 | 0 | 0 | 0
2006-12-27 | 2006 | 12 | 27 | 0.3 | 0.2 | 0.3 | 0.2 | 0 | 0 | 0 | 0 | 0 | 0.3 | 0.2 | 0.3 | 0.2 | 0.3 | 0.2 | 0.3 | 0.2 | 0.3 | 0.2 | 0.3 | 0.2 | 0.3 | 0.2 | 0.3 |  | 4.8 | 4.8 | 4.8 | 0 |  | 0 | 0 | 0 | 0 | 0
2006-12-28 | 2006 | 12 | 28 | 0 | 0 | 0 | 0 | 0 | 0 | 0 | 0 | 0 | 0 | 0 | 0 | 0 | 0 | 0 | 0 | 0 | 0 | 0 | 0 | 0 | 0 | 0 | 0 |  | 0 | 0 | 0 | 0 |  | 0 | 0 | 0 | 0 | 0
2006-12-29 | 2006 | 12 | 29 | 0 | 0 | 0 | 0 | 0 | 0 | 0 | 0 | 0 | 0 | 0 | 0 | 0 | 0 | 0 | 0 | 0 | 0 | 0 | 0 | 0 | 0 | 0 | 0 |  | 0 | 0 | 0 | 0 |  | 0 | 0 | 0 | 0 | 0
2006-12-30 | 2006 | 12 | 30 | 0 | 0 | 0 | 0 | 0 | 0 | 0 | 0 | 0 | 0 | 0 | 0 | 0 | 0 | 0 | 0 | 0 | 0 | 0 | 0 | 0 | 0 | 0 | 0 |  | 0 | 0 | 0 | 0 |  | 0 | 0 | 0 | 0 | 0
2006-12-31 | 2006 | 12 | 31 | 0 | 0 | 0 | 0 | 0 | 0 | 0 | 0 | 0 | 0 | 0 | 0 | 0 | 0 | 0 | 0 | 0 | 0 | 0 | 0 | 0 | 0 | 0 | 0 |  | 0 | 0 | 0 | 0 |  | 0 | 0 | 0 | 0 | 0
2007-01-01 | 2007 | 1 | 1 | 0 | 0 | 0 | 0 | 0 | 0 | 0 | 0 | 0 | 0 | 0 | 0 | 0 | 0 | 0 | 0 | 0 | 0 | 0 | 0 | 0 | 0 | 0 | 0 |  | 0 | 0 | 0 | 0 |  | 0 | 0 | 0 | 0 | 0
2007-01-02 | 2007 | 1 | 2 | 0 | 0 | 0 | 0 | 0 | 0 | 0 | 0 | 0 | 0 | 0 | 0 | 0 | 0 | 0 | 0 | 0 | 0 | 0 | 0 | 0 | 0 | 0 | 0 |  | 0 | 0 | 0 | 0 |  | 0 | 0 | 0 | 0 | 0
2007-01-03 | 2007 | 1 | 3 | 0 | 0 | 0 | 0 | 0 | 0 | 0 | 0 | 0 | 0 | 0 | 0 | 0 | 0 | 0 | 0 | 0 | 0 | 0 | 0 | 0 | 0 | 0 | 0 |  | 0 | 0 | 0 | 0 |  | 0 | 0 | 0 | 0 | 0
2007-01-04 | 2007 | 1 | 4 | 0 | 0 | 0 | 0.1 | 0 | 0 | 0 | 0 | 0 | 0 | 0 | 0 | 0 | 0 | 0 | 0 | 0 | 0 | 0 | 0 | 0 | 0 | 0.2 | 0.1 |  | 0.4 | 0.4 | 0.4 | 0 |  | 0 | 0 | 0 | 0 | 0
2007-01-05 | 2007 | 1 | 5 | 0 | 0 | 0 | 0 | 0 | 0 | 0 | 0 | 0 | 0 | 0 | 0 | 0 | 0 | 0 | 0 | 0 | 0 | 0 | 0 | 0 | 0 | 0 | 0 |  | 0 | 0 | 0 | 0 |  | 0 | 0 | 0 | 0 | 0
2007-01-06 | 2007 | 1 | 6 | 0 | 0 | 0 | 0 | 0 | 0 | 0 | 0 | 0 | 0 | 0 | 0 | 0 | 0 | 0 | 0 | 0 | 0 | 0 | 0 | 0 | 0 | 0 | 0 |  | 0 | 0 | 0 | 0 |  | 0 | 0 | 0 | 0 | 0
2007-01-07 | 2007 | 1 | 7 | 0 | 0 | 0 | 0 | 0 | 0 | 0 | 0 | 0 | 0 | 0 | 0 | 0 | 0 | 0 | 0 | 0 | 0 | 0 | 0 | 0 | 0 | 0 | 0 |  | 0 | 0 | 0 | 0 |  | 0 | 0 | 0 | 0 | 0
2007-01-08 | 2007 | 1 | 8 | 0 | 0 | 0 | 0 | 0 | 0 | 0 | 0 | 0 | 0 | 0 | 0 | 0 | 0 | 0 | 0 | 0 | 0 | 0 | 0 | 0 | 0 | 0 | 0 |  | 0 | 0 | 0 | 0 |  | 0 | 0 | 0 | 0 | 0
2007-01-09 | 2007 | 1 | 9 | 0 | 0 | 0 | 0 | 0 | 0 | 0 | 0 | 0 | 0 | 0 | 0 | 0 | 0 | 0 | 0 | 0 | 0 | 0 | 0 | 0 | 0 | 0 | 0 |  | 0 | 0 | 0 | 0 |  | 0 | 0 | 0 | 0 | 0
2007-01-10 | 2007 | 1 | 10 | 0 | 0 | 0 | 0 | 0.1 | 0 | 0.1 | 0 | 0 | 0 | 0 | 0 | 0 | 0.1 | 0 | 0 | 0 | 0.1 | 0 | 0.1 | 0 | 0 | 0.1 | 0 |  | 0.6 | 0.6 | 0.6 | 0 |  | 0 | 0 | 0 | 0 | 0
2007-01-11 | 2007 | 1 | 11 | 0 | 0 | 0 | 0 | 0 | 0 | 0 | 0 | 0 | 0 | 0 | 0 | 0 | 0 | 0 | 0 | 0 | 0 | 0 | 0 | 0 | 0 | 0 | 0 |  | 0 | 0 | 0 | 0 |  | 0 | 0 | 0 | 0 | 0
2007-01-12 | 2007 | 1 | 12 | 0 | 0 | 0 | 0 | 0 | 0 | 0 | 0 | 0 | 0 | 0 | 0 | 0 | 0 | 0 | 0 | 0 | 0 | 0 | 0 | 0 | 0 | 0 | 0 |  | 0 | 0 | 0 | 0 |  | 0 | 0 | 0 | 0 | 0
2007-01-13 | 2007 | 1 | 13 | 0 | 0 | 0 | 0 | 0 | 0 | 0 | 0 | 0 | 0.1 | 0.1 | 0 | 0.1 | 0.1 | 0.1 | 0.1 | 0 | 0.1 | 0.1 | 0.1 | 0.1 | 0 | 0.1 | 0.1 |  | 1.2 | 1.2 | 1.2 | 0 |  | 0 | 0 | 0 | 0 | 0
2007-01-14 | 2007 | 1 | 14 | 0 | 0 | 0 | 0 | 0 | 0 | 0 | 0 | 0 | 0 | 0 | 0 | 0 | 0 | 0 | 0 | 0 | 0 | 0 | 0 | 0 | 0 | 0 | 0 |  | 0 | 0 | 0 | 0 |  | 0 | 0 | 0 | 0 | 0
2007-01-15 | 2007 | 1 | 15 | 0 | 0 | 0 | 0 | 0 | 0 | 0 | 0 | 0 | 0 | 0 | 0 | 0 | 0 | 0 | 0 | 0 | 0 | 0 | 0 | 0 | 0 | 0 | 0 |  | 0 | 0 | 0 | 0 |  | 0 | 0 | 0 | 0 | 0
2007-01-16 | 2007 | 1 | 16 | 0 | 0 | 0 | 0 | 0 | 0 | 0 | 0 | 0 | 0 | 0 | 0 | 0 | 0 | 0 | 0 | 0 | 0 | 0 | 0 | 0 | 0 | 0 | 0 |  | 0 | 0 | 0 | 0 |  | 0 | 0 | 0 | 0 | 0
2007-01-17 | 2007 | 1 | 17 | 0.3 | 0.2 | 0.8 | 0.5 | 0.2 | 0.3 | 0 | 0 | 0 | 0 | 0.2 | 0.3 | 0 | 0 | 0 | 0 | 0 | 0 | 0 | 0 | 0.2 | 0 | 0 | 0 |  | 3 | 3 | 3 | 0 |  | 0 | 0 | 0 | 0 | 0
2007-01-18 | 2007 | 1 | 18 | 0 | 0 | 0 | 0 | 0 | 0 | 0 | 0 | 0 | 0 | 0 | 0 | 0 | 0 | 0 | 0 | 0 | 0 | 0 | 0 | 0 | 0 | 0 | 0 |  | 0 | 0 | 0 | 0 |  | 0 | 0 | 0 | 0 | 0
2007-01-19 | 2007 | 1 | 19 | 0 | 0 | 0 | 0 | 0 | 0 | 0 | 0 | 0 | 0 | 0 | 0 | 0 | 0 | 0 | 0 | 0 | 0 | 0 | 0 | 0 | 0 | 0 | 0 |  | 0 | 0 | 0 | 0 |  | 0 | 0 | 0 | 0 | 0
2007-01-20 | 2007 | 1 | 20 | 0 | 0 | 0 | 0 | 0 | 0 | 0 | 0 | 0 | 0 | 0 | 0 | 0 | 0 | 0 | 0 | 0 | 0 | 0 | 0 | 0 | 0 | 0 | 0 |  | 0 | 0 | 0 | 0 |  | 0 | 0 | 0 | 0 | 0
2007-01-21 | 2007 | 1 | 21 | 0 | 0 | 0 | 0 | 0 | 0 | 0 | 0 | 0 | 0 | 0 | 0 | 0 | 0 | 0 | 0 | 0 | 0 | 0 | 0 | 0 | 0 | 0 | 0 |  | 0 | 0 | 0 | 0 |  | 0 | 0 | 0 | 0 | 0
2007-01-22 | 2007 | 1 | 22 | 0 | 0 | 0 | 0 | 0 | 0 | 0 | 0 | 0 | 0 | 0.2 | 0 | 0 | 0 | 0 | 0 | 0 | 0 | 0 | 0 | 0 | 0 | 0 | 0 |  | 0.2 | 0.2 | 0.2 | 0 |  | 0 | 0 | 0 | 0 | 0
2007-01-23 | 2007 | 1 | 23 | 0 | 0 | 0 | 0 | 0 | 0 | 0 | 0 | 0 | 0 | 0 | 0 | 0 | 0 | 0 | 0 | 0 | 0 | 0 | 0 | 0 | 0 | 0 | 0 |  | 0 | 0 | 0 | 0 |  | 0 | 0 | 0 | 0 | 0
2007-01-24 | 2007 | 1 | 24 | 0 | 0 | 0 | 0 | 0 | 0 | 0 | 0 | 0 | 0 | 0 | 0 | 0 | 0 | 0 | 0 | 0 | 0 | 0 | 0 | 0 | 0 | 0 | 0 |  | 0 | 0 | 0 | 0 |  | 0 | 0 | 0 | 0 | 0
2007-01-25 | 2007 | 1 | 25 | 0 | 0 | 0 | 0 | 0 | 0 | 0 | 0 | 0 | 0 | 0 | 0 | 0 | 0 | 0 | 0 | 0 | 0 | 0 | 0 | 0 | 0 | 0 | 0 |  | 0 | 0 | 0 | 0 |  | 0 | 0 | 0 | 0 | 0
2007-01-26 | 2007 | 1 | 26 | 0 | 0 | 0 | 0 | 0 | 0 | 0 | 0 | 0 | 0 | 0 | 0 | 0 | 0 | 0 | 0 | 0 | 0 | 0 | 0 | 0 | 0 | 0 | 0 |  | 0 | 0 | 0 | 0 |  | 0 | 0 | 0 | 0 | 0
2007-01-27 | 2007 | 1 | 27 | 0 | 0 | 0 | 0 | 0 | 0 | 0 | 0 | 0 | 0 | 0 | 0 | 0 | 0 | 0 | 0 | 0 | 0 | 0 | 0 | 0 | 0 | 0 | 0 |  | 0 | 0 | 0 | 0 |  | 0 | 0 | 0 | 0 | 0
2007-01-28 | 2007 | 1 | 28 | 0 | 0 | 0 | 0 | 0 | 0 | 0 | 0 | 0 | 0 | 0 | 0 | 0 | 0 | 0 | 0 | 0 | 0 | 0 | 0 | 0 | 0 | 0 | 0 |  | 0 | 0 | 0 | 0 |  | 0 | 0 | 0 | 0 | 0
2007-01-29 | 2007 | 1 | 29 | 0 | 0 | 0 | 0 | 0 | 0 | 0 | 0 | 0 | 0 | 0 | 0 | 0 | 0 | 0 | 0 | 0 | 0 | 0 | 0 | 0 | 0 | 0 | 0 |  | 0 | 0 | 0 | 0 |  | 0 | 0 | 0 | 0 | 0
2007-01-30 | 2007 | 1 | 30 | 0 | 0 | 0 | 0 | 0 | 0 | 0 | 0 | 0 | 0 | 0 | 0 | 0 | 0 | 0 | 0 | 0 | 0 | 0 | 0 | 0 | 0 | 0 | 0 |  | 0 | 0 | 0 | 0 |  | 0 | 0 | 0 | 0 | 0
2007-01-31 | 2007 | 1 | 31 | 0.2 | 0 | 0 | 0 | 0 | 0 | 0 | 0 | 0 | 0 | 0 | 0 | 0.1 | 0.2 | 0.2 | 0.1 | 0.2 | 0.2 | 0.2 | 0.1 | 0.2 | 0.2 | 0.1 | 0.2 |  | 2.2 | 2.2 | 2.2 | 0 |  | 0 | 0 | 0 | 0 | 0
2007-02-01 | 2007 | 2 | 1 | 0.4 | 0.1 | 0.2 | 0.2 | 0.2 | 0.2 | 0.1 | 0.2 | 0.2 | 0 | 0 | 0 | 0 | 0 | 0 | 0 | 0 | 0 | 0 | 0 | 0 | 0 | 0 | 0 |  | 1.8 | 1.8 | 1.8 | 2.2204e-16 |  | 0 | 0 | 0 | 0 | 0
2007-02-02 | 2007 | 2 | 2 | 0 | 0 | 0 | 0.2 | 0.1 | 0.2 | 0 | 0.1 | 0.2 | 0.1 | 0.2 | 0.2 | 0.1 | 0.2 | 0.1 | 0.2 | 0.1 | 0.2 | 0 | 0 | 0 | 0 | 0 | 0 |  | 2.2 | 2.2 | 2.2 | 0 |  | 0 | 0 | 0 | 0 | 0
2007-02-03 | 2007 | 2 | 3 | 0 | 0 | 0 | 0 | 0 | 0 | 0 | 0 | 0 | 0 | 0 | 0 | 0 | 0 | 0 | 0 | 0 | 0 | 0 | 0 | 0 | 0 | 0 | 0 |  | 0 | 0 | 0 | 0 |  | 0 | 0 | 0 | 0 | 0
2007-02-04 | 2007 | 2 | 4 | 0 | 0 | 0 | 0 | 0 | 0 | 0 | 0 | 0 | 0 | 0 | 0 | 0 | 0 | 0 | 0 | 0 | 0 | 0 | 0 | 0 | 0 | 0 | 0 |  | 0 | 0 | 0 | 0 |  | 0 | 0 | 0 | 0 | 0
2007-02-05 | 2007 | 2 | 5 | 0 | 0 | 0 | 0 | 0 | 0 | 0 | 0 | 0 | 0 | 0 | 0 | 0 | 0 | 0 | 0 | 0 | 0 | 0 | 0 | 0 | 0 | 0 | 0 |  | 0 | 0 | 0 | 0 |  | 0 | 0 | 0 | 0 | 0
2007-02-06 | 2007 | 2 | 6 | 0 | 0 | 0 | 0 | 0 | 0.1 | 0 | 0 | 0.1 | 0 | 0 | 0 | 0.1 | 0 | 0 | 0.1 | 0 | 0 | 0.1 | 0 | 0 | 0 | 0.1 | 0 |  | 0.6 | 0.6 | 0.6 | 0 |  | 0 | 0 | 0 | 0 | 0
2007-02-07 | 2007 | 2 | 7 | 0 | 0.1 | 0 | 0 | 0.1 | 0 | 0 | 0.1 | 0 | 0 | 0.1 | 0 | 0 | 0.1 | 0 | 0 | 0.1 | 0 | 0 | 0.1 | 0 | 0 | 0.1 | 0 |  | 0.8 | 0.8 | 0.8 | 1.1102e-16 |  | 0 | 0 | 0 | 0 | 0
2007-02-08 | 2007 | 2 | 8 | 0.2 | 0.2 | 0.3 | 0.2 | 0.2 | 0.2 | 0.2 | 0.2 | 0.3 | 0.2 | 0.2 | 0.2 | 0.2 | 0.2 | 0.2 | 0.3 | 0.2 | 0.2 | 0.2 | 0.2 | 0.2 | 0.3 | 0.2 | 0.2 |  | 5.2 | 5.2 | 5.2 | 8.8818e-16 |  | 0 | 0 | 0 | 0 | 0
2007-02-09 | 2007 | 2 | 9 | 0.1 | 0 | 0.1 | 0 | 0.1 | 0 | 0.1 | 0 | 0.1 | 0 | 0.1 | 0 | 0.1 | 0 | 0 | 0.1 | 0 | 0.1 | 0 | 0.1 | 0 | 0.1 | 0 | 0.1 |  | 1.2 | 1.2 | 1.2 | 0 |  | 0 | 0 | 0 | 0 | 0
2007-02-10 | 2007 | 2 | 10 | 0 | 0.1 | 0 | 0.1 | 0 | 0 | 0 | 0 | 0 | 0 | 0 | 0 | 0 | 0 | 0 | 0 | 0 | 0 | 0 | 0 | 0 | 0 | 0 | 0 |  | 0.2 | 0.2 | 0.2 | 0 |  | 0 | 0 | 0 | 0 | 0
2007-02-11 | 2007 | 2 | 11 | 0 | 0 | 0 | 0 | 0 | 0 | 0.2 | 0.2 | 0.2 | 0.2 | 0.1 | 0.2 | 0.2 | 0.2 | 0.2 | 0.2 | 0.2 | 0.2 | 0.2 | 0.1 | 0.2 | 0.2 | 0.2 | 0.2 |  | 3.4 | 3.4 | 3.4 | 1.3323e-15 |  | 0 | 0 | 0 | 0 | 0
2007-02-12 | 2007 | 2 | 12 | 0.1 | 0.1 | 0.1 | 0.1 | 0.1 | 0.2 | 0.1 | 0.1 | 0.1 | 0.1 | 0.1 | 0.1 | 0.1 | 0.1 | 0.1 | 0.1 | 0.1 | 0.1 | 0.2 | 0.1 | 0.1 | 0.1 | 0.1 | 0.1 |  | 2.6 | 2.6 | 2.6 | 8.8818e-16 |  | 0 | 0 | 0 | 0 | 0
2007-02-13 | 2007 | 2 | 13 | 0.1 | 0.1 | 0.1 | 0.1 | 0.1 | 0.1 | 0.1 | 0.1 | 0.1 | 0 | 0.1 | 0.1 | 0.1 | 0.1 | 0.1 | 0.1 | 0 | 0 | 0 | 0.1 | 0.1 | 0.1 | 0 | 0 |  | 1.8 | 1.8 | 1.8 | 4.4409e-16 |  | 0 | 0 | 0 | 0 | 0
2007-02-14 | 2007 | 2 | 14 | 0 | 0 | 0 | 0 | 0 | 0 | 0 | 0 | 0 | 0 | 0 | 0 | 0 | 0 | 0 | 0 | 0 | 0 | 0 | 0 | 0 | 0 | 0 | 0 |  | 0 | 0 | 0 | 0 |  | 0 | 0 | 0 | 0 | 0
2007-02-15 | 2007 | 2 | 15 | 0 | 0 | 0 | 0 | 0 | 0 | 0 | 0 | 0 | 0 | 0 | 0 | 0 | 0 | 0 | 0 | 0 | 0 | 0 | 0 | 0 | 0 | 0 | 0 |  | 0 | 0 | 0 | 0 |  | 0 | 0 | 0 | 0 | 0
2007-02-16 | 2007 | 2 | 16 | 0 | 0 | 0 | 0 | 0 | 0 | 0 | 0 | 0 | 0 | 0 | 0 | 0 | 0 | 0 | 0 | 0 | 0 | 0 | 0 | 0 | 0 | 0 | 0 |  | 0 | 0 | 0 | 0 |  | 0 | 0 | 0 | 0 | 0
2007-02-17 | 2007 | 2 | 17 | 0 | 0 | 0 | 0 | 0 | 0 | 0 | 0 | 0 | 0 | 0 | 0 | 0 | 0 | 0 | 0 | 0 | 0 | 0 | 0 | 0 | 0 | 0 | 0 |  | 0 | 0 | 0 | 0 |  | 0 | 0 | 0 | 0 | 0
2007-02-18 | 2007 | 2 | 18 | 0 | 0 | 0 | 0 | 0 | 0 | 0 | 0 | 0 | 0 | 0 | 0 | 0 | 0 | 0 | 0 | 0 | 0 | 0 | 0 | 0 | 0 | 0 | 0 |  | 0 | 0 | 0 | 0 |  | 0 | 0 | 0 | 0 | 0
2007-02-19 | 2007 | 2 | 19 | 0 | 0 | 0 | 0 | 0 | 0 | 0 | 0 | 0 | 0 | 0 | 0 | 0 | 0 | 0 | 0 | 0 | 0 | 0 | 0 | 0 | 0 | 0 | 0 |  | 0 | 0 | 0 | 0 |  | 0 | 0 | 0 | 0 | 0
2007-02-20 | 2007 | 2 | 20 | 0 | 0 | 0 | 0 | 0 | 0 | 0 | 0 | 0 | 0 | 0 | 0 | 0 | 0 | 0 | 0 | 0 | 0 | 0 | 0 | 0 | 0 | 0 | 0 |  | 0 | 0 | 0 | 0 |  | 0 | 0 | 0 | 0 | 0
2007-02-21 | 2007 | 2 | 21 | 0 | 0 | 0 | 0 | 0 | 0 | 0 | 0 | 0 | 0 | 0 | 0 | 0 | 0 | 0 | 0 | 0 | 0 | 0 | 0 | 0 | 0 | 0 | 0 |  | 0 | 0 | 0 | 0 |  | 0 | 0 | 0 | 0 | 0
2007-02-22 | 2007 | 2 | 22 | 0 | 0 | 0 | 0 | 0 | 0 | 0 | 0 | 0 | 0 | 0 | 0 | 0 | 0 | 0.1 | 0 | 0 | 0.1 | 0 | 0.1 | 0 | 0 | 0.1 | 0 |  | 0.4 | 0.4 | 0.4 | 0 |  | 0 | 0 | 0 | 0 | 0
2007-02-23 | 2007 | 2 | 23 | 0 | 0 | 0 | 0 | 0 | 0 | 0 | 0 | 0 | 0 | 0 | 0 | 0 | 0 | 0 | 0 | 0 | 0 | 0 | 0 | 0 | 0 | 0 | 0 |  | 0 | 0 | 0 | 0 |  | 0 | 0 | 0 | 0 | 0
2007-02-24 | 2007 | 2 | 24 | 0 | 0 | 0 | 0 | 0 | 0 | 0 | 0 | 0 | 0 | 0 | 0 | 0 | 0 | 0 | 0 | 0 | 0 | 0 | 0 | 0 | 0 | 0 | 0 |  | 0 | 0 | 0 | 0 |  | 0 | 0 | 0 | 0 | 0
2007-02-25 | 2007 | 2 | 25 | 0 | 0 | 0 | 0 | 0 | 0 | 0 | 0 | 0 | 0 | 0 | 0 | 0 | 0 | 0 | 0 | 0 | 0 | 0.1 | 0 | 0.1 | 0.1 | 0 | 0.1 |  | 0.4 | 0.4 | 0.4 | 0 |  | 0 | 0 | 0 | 0 | 0
2007-02-26 | 2007 | 2 | 26 | 0.1 | 0 | 0.1 | 0 | 0.1 | 0.1 | 0 | 0 | 0 | 0.1 | 0 | 0.1 | 0.1 | 0 | 0.1 | 0 | 0.1 | 0.1 | 0 | 0 | 0 | 0.1 | 0 | 0.1 |  | 1.2 | 1.2 | 1.2 | 0 |  | 0 | 0 | 0 | 0 | 0
2007-02-27 | 2007 | 2 | 27 | 0 | 0.1 | 0 | 0.1 | 0 | 0.1 | 0 | 0 | 0.1 | 0 | 0.1 | 0 | 0 | 0.1 | 0 | 0.1 | 0 | 0 | 0.1 | 0 | 0.1 | 0 | 0.1 | 0 |  | 1 | 1 | 1 | 1.1102e-16 |  | 0 | 0 | 0 | 0 | 0
2007-02-28 | 2007 | 2 | 28 | 0.1 | 0.1 | 0.1 | 0.1 | 0.1 | 0 | 0.1 | 0.1 | 0.1 | 0.1 | 0.1 | 0.1 | 0.1 | 0.1 | 0.1 | 0.1 | 0.1 | 0 | 0.1 | 0.1 | 0.1 | 0.1 | 0.1 | 0.1 |  | 2.2 | 2.2 | 2.2 | 4.4409e-16 |  | 0 | 0 | 0 | 0 | 0
2007-03-01 | 2007 | 3 | 1 | 0.1 | 0 | 0.1 | 0 | 0.1 | 0 | 0.1 | 0.1 | 0 | 0.1 | 0 | 0.1 | 0 | 0.1 | 0.1 | 0 | 0 | 0 | 0 | 0.1 | 0 | 0.1 | 0 | 0.1 |  | 1.2 | 1.2 | 1.2 | 0 |  | 0 | 0 | 0 | 0 | 0
2007-03-02 | 2007 | 3 | 2 | 0 | 0 | 0 | 0 | 0 | 0 | 0 | 0 | 0 | 0 | 0 | 0 | 0 | 0 | 0 | 0 | 0 | 0 | 0 | 0 | 0 | 0 | 0 | 0 |  | 0 | 0 | 0 | 0 |  | 0 | 0 | 0 | 0 | 0
2007-03-03 | 2007 | 3 | 3 | 0 | 0 | 0 | 0 | 0 | 0 | 0 | 0 | 0 | 0 | 0 | 0 | 0 | 0 | 0 | 0 | 0 | 0 | 0 | 0 | 0 | 0 | 0 | 0 |  | 0 | 0 | 0 | 0 |  | 0 | 0 | 0 | 0 | 0
2007-03-04 | 2007 | 3 | 4 | 0 | 0 | 0 | 0 | 0 | 0 | 0 | 0 | 0 | 0 | 0 | 0 | 0 | 0 | 0 | 0 | 0 | 0 | 0 | 0 | 0 | 0 | 0 | 0 |  | 0 | 0 | 0 | 0 |  | 0 | 0 | 0 | 0 | 0
2007-03-05 | 2007 | 3 | 5 | 0 | 0 | 0 | 0 | 0 | 0 | 0 | 0 | 0 | 0 | 0 | 0 | 0 | 0 | 0 | 0 | 0 | 0 | 0 | 0 | 0 | 0 | 0 | 0 |  | 0 | 0 | 0 | 0 |  | 0 | 0 | 0 | 0 | 0
2007-03-06 | 2007 | 3 | 6 | 0 | 0 | 0 | 0 | 0 | 0 | 0 | 0 | 0 | 0 | 0 | 0 | 0 | 0 | 0 | 0 | 0 | 0 | 0 | 0 | 0 | 0 | 0 | 0 |  | 0 | 0 | 0 | 0 |  | 0 | 0 | 0 | 0 | 0
2007-03-07 | 2007 | 3 | 7 | 0 | 0 | 0 | 0 | 0 | 0 | 0 | 0 | 0 | 0 | 0 | 0 | 0 | 0 | 0 | 0 | 0 | 0 | 0 | 0 | 0 | 0 | 0 | 0 |  | 0 | 0 | 0 | 0 |  | 0 | 0 | 0 | 0 | 0
2007-03-08 | 2007 | 3 | 8 | 0 | 0 | 0 | 0 | 0 | 0 | 0 | 0 | 0 | 0 | 0 | 0 | 0 | 0 | 0 | 0 | 0 | 0 | 0 | 0 | 0 | 0 | 0 | 0 |  | 0 | 0 | 0 | 0 |  | 0 | 0 | 0 | 0 | 0
2007-03-09 | 2007 | 3 | 9 | 0 | 0 | 0 | 0 | 0 | 0 | 0 | 0 | 0 | 0 | 0 | 0 | 0 | 0 | 0 | 0 | 0 | 0 | 0 | 0 | 0 | 0 | 0 | 0 |  | 0 | 0 | 0 | 0 |  | 0 | 0 | 0 | 0 | 0
2007-03-10 | 2007 | 3 | 10 | 0 | 0 | 0 | 0 | 0 | 0 | 0 | 0 | 0 | 0 | 0 | 0 | 0 | 0 | 0 | 0 | 0 | 0 | 0 | 0 | 0 | 0 | 0 | 0 |  | 0 | 0 | 0 | 0 |  | 0 | 0 | 0 | 0 | 0
2007-03-11 | 2007 | 3 | 11 | 0 | 0 | 0 | 0 | 0 | 0 | 0 | 0 | 0 | 0 | 0 | 0 | 0 | 0 | 0 | 0 | 0 | 0 | 0 | 0 | 0 | 0 | 0 | 0 |  | 0 | 0 | 0 | 0 |  | 0 | 0 | 0 | 0 | 0
2007-03-12 | 2007 | 3 | 12 | 0 | 0 | 0 | 0 | 0.2 | 0.3 | 0 | 0 | 0 | 0 | 0 | 0 | 0 | 0 | 0 | 0 | 0 | 0.2 | 0.3 | 0.2 | 0.3 | 0.2 | 0.3 | 0.2 |  | 2.2 | 2.2 | 2.2 | 0 |  | 0 | 0 | 0 | 0 | 0
2007-03-13 | 2007 | 3 | 13 | 0.2 | 0.2 | 0.2 | 0.3 | 0.2 | 0.2 | 0.2 | 0.2 | 0.2 | 0.3 | 0.4 | 0.2 | 0 | 0 | 0 | 0 | 0 | 0 | 0 | 0 | 0 | 0 | 0 | 0 |  | 2.8 | 2.8 | 2.8 | 0 |  | 0 | 0 | 0 | 0 | 0
2007-03-14 | 2007 | 3 | 14 | 0 | 0 | 0 | 0 | 0 | 0 | 0 | 0 | 0 | 0 | 0 | 0 | 0 | 0 | 0 | 0 | 0 | 0.1 | 0 | 0.1 | 0 | 0.2 | 0.1 | 0.1 |  | 0.6 | 0.6 | 0.6 | 0 |  | 0 | 0 | 0 | 0 | 0
2007-03-15 | 2007 | 3 | 15 | 0 | 0 | 0 | 0 | 0 | 0 | 0 | 0 | 0 | 0 | 0 | 0 | 0 | 0 | 0 | 0 | 0 | 0 | 0 | 0 | 0 | 0 | 0 | 0 |  | 0 | 0 | 0 | 0 |  | 0 | 0 | 0 | 0 | 0
2007-03-16 | 2007 | 3 | 16 | 0 | 0 | 0 | 0 | 0 | 0 | 0 | 0 | 0 | 0 | 0 | 0 | 0 | 0 | 0 | 0 | 0 | 0 | 0 | 0 | 0 | 0 | 0 | 0 |  | 0 | 0 | 0 | 0 |  | 0 | 0 | 0 | 0 | 0
2007-03-17 | 2007 | 3 | 17 | 0 | 0 | 0 | 0 | 0 | 0 | 0 | 0 | 0 | 0 | 0 | 0 | 0 | 0 | 0 | 0 | 0 | 0 | 0 | 0 | 0 | 0 | 0 | 0 |  | 0 | 0 | 0 | 0 |  | 0 | 0 | 0 | 0 | 0
2007-03-18 | 2007 | 3 | 18 | 0 | 0 | 0 | 0.1 | 0 | 0 | 0 | 0.1 | 0 | 0 | 0 | 0.1 | 0 | 0 | 0.1 | 0 | 0 | 0 | 0.1 | 0 | 0 | 0 | 0.1 | 0 |  | 0.6 | 0.6 | 0.6 | 0 |  | 0 | 0 | 0 | 0 | 0
2007-03-19 | 2007 | 3 | 19 | 0 | 0 | 0 | 0.1 | 0 | 0 | 0 | 0 | 0 | 0 | 0.1 | 0 | 0 | 0 | 0 | 0 | 0 | 0 | 0 | 0 | 0 | 0 | 0 | 0 |  | 0.2 | 0.2 | 0.2 | 0 |  | 0 | 0 | 0 | 0 | 0
2007-03-20 | 2007 | 3 | 20 | 0 | 0 | 0 | 0 | 0 | 0 | 0 | 0 | 0 | 0.4 | 0.4 | 0 | 0 | 0 | 0 | 0 | 0 | 0 | 0 | 0 | 0 | 0 | 0.4 | 0.4 |  | 1.6 | 1.6 | 1.6 | 0 |  | 0 | 0 | 0 | 0 | 0
2007-03-21 | 2007 | 3 | 21 | 0.3 | 0.3 | 0.3 | 0 | 0 | 0.3 | 0.5 | 0.3 | 0.3 | 0.3 | 0 | 0 | 0 | 0 | 0 | 0 | 0 | 0 | 0 | 0 | 0 | 0 | 0 | 0 |  | 2.6 | 2.6 | 2.6 | 4.4409e-16 |  | 0 | 0 | 0 | 0 | 0
2007-03-22 | 2007 | 3 | 22 | 0 | 0 | 0 | 0 | 0 | 0 | 0 | 0 | 0 | 0 | 0 | 0 | 0 | 0 | 0 | 0 | 0 | 0 | 0 | 0 | 0 | 0 | 0 | 0 |  | 0 | 0 | 0 | 0 |  | 0 | 0 | 0 | 0 | 0
2007-03-23 | 2007 | 3 | 23 | 0 | 0 | 0 | 0 | 0 | 0 | 0 | 0 | 0 | 0 | 0 | 0 | 0 | 0 | 0 | 0 | 0 | 0 | 0 | 0 | 0 | 0 | 0 | 0 |  | 0 | 0 | 0 | 0 |  | 0 | 0 | 0 | 0 | 0
2007-03-24 | 2007 | 3 | 24 | 0 | 0 | 0 | 0 | 0 | 0 | 0 | 0 | 0 | 0 | 0 | 0 | 0 | 0 | 0 | 0 | 0 | 0 | 0 | 0 | 0 | 0 | 0 | 0 |  | 0 | 0 | 0 | 0 |  | 0 | 0 | 0 | 0 | 0
2007-03-25 | 2007 | 3 | 25 | 0 | 0 | 0 | 0 | 0 | 0 | 0 | 0 | 0 | 0 | 0 | 0 | 0 | 0 | 0 | 0 | 0 | 0 | 0 | 0 | 0 | 0 | 0 | 0 |  | 0 | 0 | 0 | 0 |  | 0 | 0 | 0 | 0 | 0
2007-03-26 | 2007 | 3 | 26 | 0 | 0 | 0 | 0 | 0 | 0 | 0 | 0 | 0 | 0 | 0 | 0 | 0 | 0 | 0 | 0 | 0 | 0 | 0 | 0 | 0 | 0 | 0 | 0 |  | 0 | 0 | 0 | 0 |  | 0 | 0 | 0 | 0 | 0
2007-03-27 | 2007 | 3 | 27 | 0 | 0 | 0 | 0 | 0 | 0 | 0 | 1.1 | 1 | 0.6 | 0.5 | 1.1 | 1 | 0.6 | 0.5 | 0.5 | 0.6 | 0.5 | 0 | 0 | 0 | 0 | 0 | 0 |  | 8 | 8 | 8 | 0 |  | 0 | 0 | 0 | 0 | 0
2007-03-28 | 2007 | 3 | 28 | 0 | 0 | 0 | 0 | 0 | 0 | 0 | 0 | 0 | 0 | 0 | 0 | 0 | 0 | 0 | 0 | 0 | 0 | 0 | 0 | 0 | 0 | 0 | 0 |  | 0 | 0 | 0 | 0 |  | 0 | 0 | 0 | 0 | 0
2007-03-29 | 2007 | 3 | 29 | 0 | 0 | 0 | 0 | 0 | 0 | 0 | 0 | 0 | 0 | 0 | 0 | 0 | 0 | 0 | 0 | 0 | 0 | 0 | 0 | 0 | 0 | 0 | 0 |  | 0 | 0 | 0 | 0 |  | 0 | 0 | 0 | 0 | 0
2007-03-30 | 2007 | 3 | 30 | 0 | 0 | 0 | 0 | 0 | 0 | 0 | 0 | 0 | 0 | 0 | 0 | 0 | 0 | 0 | 0 | 0 | 0 | 0 | 0 | 0 | 0 | 0 | 0 |  | 0 | 0 | 0 | 0 |  | 0 | 0 | 0 | 0 | 0
2007-03-31 | 2007 | 3 | 31 | 0 | 0 | 0 | 0 | 0 | 0 | 0 | 0 | 0 | 0 | 0 | 0 | 0 | 0 | 0 | 0 | 0 | 0 | 0 | 0 | 0 | 0 | 0 | 0 |  | 0 | 0 | 0 | 0 |  | 0 | 0 | 0 | 0 | 0
2007-04-01 | 2007 | 4 | 1 | 0 | 0 | 0 | 0 | 0 | 0 | 0 | 0 | 0 | 0.2 | 0.2 | 0.2 | 0.2 | 0.2 | 0.2 | 0.2 | 0.2 | 0.2 | 0.2 | 0.2 | 0.2 | 0.2 | 0.2 | 0.2 |  | 3 | 3 | 3 | 4.4409e-16 |  | 0 | 0 | 0 | 0 | 0
2007-04-02 | 2007 | 4 | 2 | 0.1 | 0.1 | 0 | 0.1 | 0.1 | 0.1 | 0 | 0.1 | 0.1 | 0.1 | 0.1 | 0 | 0.1 | 0.1 | 0.1 | 0.1 | 0 | 0.1 | 0 | 0.1 | 0.1 | 0 | 0.1 | 0.1 |  | 1.8 | 1.8 | 1.8 | 4.4409e-16 |  | 0 | 0 | 0 | 0 | 0
2007-04-03 | 2007 | 4 | 3 | 0.1 | 0.1 | 0.1 | 0.1 | 0.1 | 0.1 | 0.1 | 0.1 | 0.1 | 0.1 | 0 | 0.1 | 0.1 | 0 | 0 | 0 | 0.1 | 0.1 | 0.1 | 0.1 | 0.1 | 0.1 | 0.1 | 0.1 |  | 2 | 2 | 2 | 4.4409e-16 |  | 0 | 0 | 0 | 0 | 0
2007-04-04 | 2007 | 4 | 4 | 0 | 0 | 0 | 0 | 0 | 0.1 | 0 | 0 | 0 | 0 | 0 | 0 | 0 | 0 | 0 | 0 | 0 | 0.1 | 0 | 0 | 0 | 0 | 0 | 0 |  | 0.2 | 0.2 | 0.2 | 0 |  | 0 | 0 | 0 | 0 | 0
2007-04-05 | 2007 | 4 | 5 | 0 | 0 | 0.1 | 0 | 0 | 0 | 0 | 0 | 0.1 | 0 | 0 | 0 | 0 | 0 | 0.1 | 0 | 0 | 0 | 0 | 0 | 0 | 0.1 | 0 | 0 |  | 0.4 | 0.4 | 0.4 | 0 |  | 0 | 0 | 0 | 0 | 0
2007-04-06 | 2007 | 4 | 6 | 0 | 0.1 | 0 | 0 | 0.1 | 0 | 0 | 0 | 0.1 | 0 | 0 | 0.1 | 0 | 0 | 0 | 0 | 0 | 0 | 0 | 0 | 0 | 0 | 0 | 0 |  | 0.4 | 0.4 | 0.4 | 0 |  | 0 | 0 | 0 | 0 | 0
2007-04-07 | 2007 | 4 | 7 | 0 | 0 | 0 | 0 | 0 | 0 | 0 | 0 | 0 | 0 | 0 | 0 | 0 | 0 | 0 | 0 | 0 | 0 | 0 | 0 | 0 | 0 | 0 | 0 |  | 0 | 0 | 0 | 0 |  | 0 | 0 | 0 | 0 | 0
2007-04-08 | 2007 | 4 | 8 | 0 | 0 | 0 | 0 | 0 | 0 | 0 | 0 | 0 | 0 | 0 | 0 | 0 | 0 | 0 | 0 | 0 | 0 | 0 | 0 | 0 | 0 | 0 | 0 |  | 0 | 0 | 0 | 0 |  | 0 | 0 | 0 | 0 | 0
2007-04-09 | 2007 | 4 | 9 | 0 | 0 | 0 | 0 | 0 | 0 | 0 | 0 | 0 | 0 | 0 | 0 | 0 | 0 | 1 | 1 | 1.1 | 1 | 1 | 1 | 1 | 1.1 | 1 | 1 |  | 10.2 | 10.2 | 10.2 | 0 |  | 0 | 0 | 0 | 0 | 0
2007-04-10 | 2007 | 4 | 10 | 0.4 | 0.5 | 0.4 | 0.4 | 0.4 | 0.5 | 0.4 | 0.4 | 0.4 | 0.5 | 0.4 | 0.4 | 0.5 | 0.4 | 0.4 | 0.4 | 0 | 0 | 0.5 | 0.4 | 0.4 | 0.4 | 0.5 | 0.4 |  | 9.4 | 9.4 | 9.4 | 1.7764e-15 |  | 0 | 0 | 0 | 0 | 0
2007-04-11 | 2007 | 4 | 11 | 0.1 | 0 | 0.1 | 0 | 0 | 0 | 0 | 0 | 0 | 0 | 0 | 0 | 0 | 0 | 0 | 0 | 0 | 0 | 0 | 0 | 0 | 0 | 0 | 0 |  | 0.2 | 0.2 | 0.2 | 0 |  | 0 | 0 | 0 | 0 | 0
2007-04-12 | 2007 | 4 | 12 | 0 | 0 | 0 | 0 | 0 | 0 | 0 | 0 | 0 | 0 | 0 | 0 | 0 | 0 | 0 | 0 | 0 | 0 | 0 | 0 | 0 | 0 | 0 | 0 |  | 0 | 0 | 0 | 0 |  | 0 | 0 | 0 | 0 | 0
2007-04-13 | 2007 | 4 | 13 | 0 | 0 | 0 | 0 | 0 | 0 | 0 | 0 | 0 | 0 | 0 | 0 | 0 | 0 | 0 | 0 | 0 | 0 | 0 | 0 | 0 | 0 | 0 | 0 |  | 0 | 0 | 0 | 0 |  | 0 | 0 | 0 | 0 | 0
2007-04-14 | 2007 | 4 | 14 | 0 | 0 | 0 | 0 | 0 | 0 | 0 | 0 | 0 | 0 | 0 | 0 | 0 | 0 | 0 | 0 | 0 | 0 | 0 | 0 | 0 | 0 | 0 | 0 |  | 0 | 0 | 0 | 0 |  | 0 | 0 | 0 | 0 | 0
2007-04-15 | 2007 | 4 | 15 | 0 | 0 | 0 | 0 | 0 | 0 | 0 | 0 | 0 | 0 | 0 | 0 | 0 | 0 | 0 | 0 | 0 | 0 | 0 | 0 | 0 | 0 | 0 | 0 |  | 0 | 0 | 0 | 0 |  | 0 | 0 | 0 | 0 | 0
2007-04-16 | 2007 | 4 | 16 | 0 | 0 | 0 | 0 | 0 | 0 | 0 | 0 | 0 | 0 | 0 | 0 | 0 | 0 | 0 | 0 | 0 | 0 | 0 | 0 | 0 | 0 | 0 | 0 |  | 0 | 0 | 0 | 0 |  | 0 | 0 | 0 | 0 | 0
2007-04-17 | 2007 | 4 | 17 | 0 | 0 | 0 | 0 | 0 | 0 | 0 | 0 | 0 | 0 | 0 | 0 | 0 | 0 | 0 | 0 | 0 | 0 | 0 | 0 | 0 | 0 | 0 | 0 |  | 0 | 0 | 0 | 0 |  | 0 | 0 | 0 | 0 | 0
2007-04-18 | 2007 | 4 | 18 | 0 | 0 | 0 | 0 | 0 | 0 | 0 | 0 | 0 | 0 | 0 | 0 | 0.4 | 0.3 | 0.4 | 0.3 | 0.4 | 0.3 | 0.4 | 0.3 | 0.4 | 0.3 | 0.4 | 0.3 |  | 4.2 | 4.2 | 4.2 | 8.8818e-16 |  | 0 | 0 | 0 | 0 | 0
2007-04-19 | 2007 | 4 | 19 | 0.3 | 0.3 | 0.3 | 0.3 | 0.3 | 0.3 | 0.3 | 0.3 | 0.3 | 0 | 0 | 0 | 0.3 | 0.2 | 0.3 | 0.3 | 0.3 | 0.3 | 0.3 | 0.3 | 0.3 | 0.3 | 0.3 | 0.3 |  | 6.2 | 6.2 | 6.2 | 1.7764e-15 |  | 0 | 0 | 0 | 0 | 0
2007-04-20 | 2007 | 4 | 20 | 0.3 | 0.2 | 0.3 | 0.2 | 0.3 | 0.3 | 0.2 | 0.3 | 0.2 | 0.3 | 0.2 | 0.3 | 0.3 | 0.2 | 0.3 | 0.2 | 0.3 | 0.2 | 0.3 | 0.3 | 0.2 | 0.3 | 0.2 | 0.3 |  | 6.2 | 6.2 | 6.2 | 8.8818e-16 |  | 0 | 0 | 0 | 0 | 0
2007-04-21 | 2007 | 4 | 21 | 0.5 | 0.4 | 0.5 | 0 | 0 | 0 | 0 | 0 | 0 | 0 | 0 | 0 | 0 | 0 | 0 | 0 | 0 | 0 | 0 | 0 | 0 | 0 | 0 | 0 |  | 1.4 | 1.4 | 1.4 | 0 |  | 0 | 0 | 0 | 0 | 0
2007-04-22 | 2007 | 4 | 22 | 0 | 0 | 0 | 0 | 0 | 0 | 0 | 0 | 0 | 0 | 0 | 0 | 0 | 0 | 0 | 0 | 0 | 0 | 0 | 0 | 0 | 0 | 0 | 0 |  | 0 | 0 | 0 | 0 |  | 0 | 0 | 0 | 0 | 0
2007-04-23 | 2007 | 4 | 23 | 0 | 0 | 0 | 0 | 0 | 0 | 0 | 0 | 0 | 0 | 0 | 0 | 0 | 0 | 0 | 0 | 0 | 0 | 0 | 0 | 0 | 0 | 0 | 0 |  | 0 | 0 | 0 | 0 |  | 0 | 0 | 0 | 0 | 0
2007-04-24 | 2007 | 4 | 24 | 0 | 0 | 0 | 0 | 0 | 0 | 0 | 0 | 0 | 0 | 0 | 0 | 0 | 0 | 0 | 0 | 0 | 0 | 0 | 0 | 0 | 0 | 0 | 0 |  | 0 | 0 | 0 | 0 |  | 0 | 0 | 0 | 0 | 0
2007-04-25 | 2007 | 4 | 25 | 0 | 0 | 0 | 0 | 0 | 0 | 0 | 0 | 0 | 0 | 0 | 0 | 0 | 0 | 0 | 0 | 0 | 0 | 0 | 0 | 0 | 0 | 0 | 0 |  | 0 | 0 | 0 | 0 |  | 0 | 0 | 0 | 0 | 0
2007-04-26 | 2007 | 4 | 26 | 0 | 0 | 0 | 0 | 0 | 0 | 0 | 0 | 0 | 0 | 0 | 0 | 0 | 0 | 0 | 0 | 0 | 0 | 0 | 0 | 0 | 0 | 0 | 0 |  | 0 | 0 | 0 | 0 |  | 0 | 0 | 0 | 0 | 0
2007-04-27 | 2007 | 4 | 27 | 0 | 0 | 0 | 0 | 0 | 0 | 0 | 0 | 0 | 0 | 0 | 0 | 0 | 0 | 0 | 0 | 0 | 0 | 0 | 0 | 0 | 0 | 0 | 0 |  | 0 | 0 | 0 | 0 |  | 0 | 0 | 0 | 0 | 0
2007-04-28 | 2007 | 4 | 28 | 0 | 0 | 0 | 0 | 0 | 0 | 0 | 0 | 0 | 0 | 0 | 0 | 0 | 0 | 0 | 0 | 0 | 0 | 0 | 0 | 0 | 0 | 0 | 0 |  | 0 | 0 | 0 | 0 |  | 0 | 0 | 0 | 0 | 0
2007-04-29 | 2007 | 4 | 29 | 0 | 0 | 0 | 0 | 0 | 0 | 0.4 | 0 | 0.4 | 0 | 0 | 0 | 0 | 0 | 0 | 0 | 0 | 0 | 0 | 0 | 0 | 0 | 0 | 0 |  | 0.8 | 0.8 | 0.8 | 0 |  | 0 | 0 | 0 | 0 | 0
2007-04-30 | 2007 | 4 | 30 | 0 | 0 | 0 | 0 | 0 | 0 | 0 | 0 | 0 | 0 | 0 | 0 | 0 | 0 | 0 | 0 | 0 | 0 | 0 | 0 | 0 | 0 | 0 | 0 |  | 0 | 0 | 0 | 0 |  | 0 | 0 | 0 | 0 | 0
2007-05-01 | 2007 | 5 | 1 | 0 | 0 | 0 | 0 | 0 | 0 | 0 | 0 | 0 | 0 | 0 | 0 | 0 | 0 | 0 | 0 | 0 | 0 | 0 | 0 | 0 | 0 | 0 | 0 |  | 0 | 0 | 0 | 0 |  | 0 | 0 | 0 | 0 | 0
2007-05-02 | 2007 | 5 | 2 | 0 | 0 | 0 | 0 | 0 | 0 | 0 | 0 | 0 | 0 | 1 | 0 | 0 | 0 | 0 | 0 | 0 | 0 | 0 | 0 | 0 | 0 | 0 | 0 |  | 1 | 1 | 1 | 0 |  | 1 | 0 | 0 | 0 | 0
2007-05-03 | 2007 | 5 | 3 | 0 | 0 | 0 | 0 | 0 | 0 | 0 | 0 | 0 | 1.2 | 6.8 | 6.5 | 7 | 3.2 | 5.7 | 5 | 1 | 0.2 | 0.4 | 0 | 0 | 0 | 0 | 0 |  | 37 | 37 | 37 | 0 |  | 37 | 0 | 0 | 0 | 0
2007-05-04 | 2007 | 5 | 4 | 0 | 0.2 | 0 | 0 | 0 | 0 | 0 | 0 | 0 | 0 | 0.2 | 0.5 | 1 | 1.7 | 1.5 | 0.7 | 0.7 | 0.7 | 0.7 | 0 | 0 | 0 | 0 | 0 |  | 7.9 | 7.9 | 7.9 | 0 |  | 7.9 | 0 | 0 | 0 | 0
2007-05-05 | 2007 | 5 | 5 | 0 | 0 | 0 | 0 | 0 | 0 | 0 | 0 | 0 | 0 | 0 | 0 | 0 | 0 | 0 | 0 | 0 | 0 | 0 | 0 | 0 | 0 | 0 | 0 |  | 0 | 0 | 0 | 0 |  | 0 | 0 | 0 | 0 | 0
2007-05-06 | 2007 | 5 | 6 | 0 | 0 | 0 | 0 | 0 | 0 | 0 | 0 | 0 | 0 | 0 | 0 | 0 | 0 | 0 | 0 | 0 | 0 | 0 | 0 | 0 | 0 | 0 | 0 |  | 0 | 0 | 0 | 0 |  | 0 | 0 | 0 | 0 | 0
2007-05-07 | 2007 | 5 | 7 | 0 | 0 | 0 | 0 | 0 | 0 | 0 | 0 | 0 | 0 | 0 | 0 | 0 | 0 | 0 | 0 | 0 | 0 | 0 | 0 | 0 | 0 | 0 | 0 |  | 0 | 0 | 0 | 0 |  | 0 | 0 | 0 | 0 | 0
2007-05-08 | 2007 | 5 | 8 | 0 | 0 | 0 | 0 | 0 | 0 | 0 | 0 | 0 | 0 | 0 | 0 | 0 | 0 | 0 | 0 | 0 | 0 | 0 | 0 | 0 | 0 | 0 | 0 |  | 0 | 0 | 0 | 0 |  | 0 | 0 | 0 | 0 | 0
2007-05-09 | 2007 | 5 | 9 | 0 | 0 | 0 | 0 | 0 | 0 | 0 | 0 | 0 | 0 | 0 | 0 | 0 | 0 | 0 | 0 | 0 | 0 | 0 | 0 | 0 | 0 | 0 | 0 |  | 0 | 0 | 0 | 0 |  | 0 | 0 | 0 | 0 | 0
2007-05-10 | 2007 | 5 | 10 | 0 | 0 | 0 | 0 | 0 | 0 | 0 | 0 | 0 | 0 | 0 | 0 | 0 | 0 | 0 | 0 | 0 | 0 | 0 | 0 | 0 | 0 | 0 | 0 |  | 0 | 0 | 0 | 0 |  | 0 | 0 | 0 | 0 | 0
2007-05-11 | 2007 | 5 | 11 | 0 | 0 | 0 | 0 | 0 | 0 | 0 | 0 | 0 | 0 | 0 | 0 | 0 | 0 | 0 | 0 | 0 | 0 | 0 | 0 | 0 | 0 | 0 | 0 |  | 0 | 0 | 0 | 0 |  | 0 | 0 | 0 | 0 | 0
2007-05-12 | 2007 | 5 | 12 | 0 | 0 | 0 | 0 | 0 | 0 | 0 | 0 | 0 | 0 | 0 | 0 | 0 | 0 | 0 | 0 | 0 | 0 | 0 | 0 | 0 | 0 | 0 | 0 |  | 0 | 0 | 0 | 0 |  | 0 | 0 | 0 | 0 | 0
2007-05-13 | 2007 | 5 | 13 | 0 | 0 | 0 | 0 | 0 | 0 | 0.7 | 2.2 | 0.2 | 0 | 0 | 0 | 0 | 0 | 0 | 0 | 0 | 0 | 0.2 | 0 | 0.2 | 0 | 0 | 0 |  | 3.5 | 3.5 | 3.5 | 8.8818e-16 |  | 3.5 | 0 | 0 | 0 | 0
2007-05-14 | 2007 | 5 | 14 | 0 | 0 | 0 | 0 | 0 | 0 | 0 | 0 | 0 | 0 | 0 | 0 | 0 | 1.2 | 0 | 0 | 0 | 0 | 0 | 0 | 0 | 0 | 0 | 0 |  | 1.2 | 1.2 | 1.2 | 0 |  | 1.2 | 0 | 0 | 0 | 0
2007-05-15 | 2007 | 5 | 15 | 0 | 0 | 0 | 0 | 0 | 0 | 0 | 0 | 0 | 0 | 0 | 0 | 0 | 0 | 0 | 0 | 0 | 0 | 0 | 0 | 0 | 0 | 0 | 0 |  | 0 | 0 | 0 | 0 |  | 0 | 0 | 0 | 0 | 0
2007-05-16 | 2007 | 5 | 16 | 0 | 0 | 0 | 0 | 0 | 0 | 0 | 0 | 0 | 0 | 0 | 0 | 0 | 0 | 0 | 0 | 0 | 0 | 0 | 0 | 0 | 0 | 0 | 0 |  | 0 | 0 | 0 | 0 |  | 0 | 0 | 0 | 0 | 0
2007-05-17 | 2007 | 5 | 17 | 0 | 0 | 0 | 0 | 0 | 0 | 0 | 0 | 0 | 0 | 0 | 0 | 0 | 0 | 0 | 0 | 0 | 0 | 0 | 0 | 0 | 0 | 0 | 0 |  | 0 | 0 | 0 | 0 |  | 0 | 0 | 0 | 0 | 0
2007-05-18 | 2007 | 5 | 18 | 0 | 0 | 0 | 0 | 0 | 0 | 0 | 0 | 0 | 0 | 0 | 0 | 0 | 0 | 0 | 0 | 0 | 0 | 0 | 0 | 0 | 0 | 0 | 0 |  | 0 | 0 | 0 | 0 |  | 0 | 0 | 0 | 0 | 0
2007-05-19 | 2007 | 5 | 19 | 0 | 0 | 0 | 0 | 0 | 0 | 0 | 0 | 0 | 0 | 0 | 0 | 0 | 0 | 0 | 0 | 0 | 0 | 0 | 0 | 0 | 0 | 0 | 0 |  | 0 | 0 | 0 | 0 |  | 0 | 0 | 0 | 0 | 0
2007-05-20 | 2007 | 5 | 20 | 0 | 0 | 0 | 0 | 0 | 0 | 0 | 0 | 0 | 0 | 0 | 0 | 0 | 0 | 0.4 | 0 | 0 | 0 | 0 | 0 | 1.1 | 4 | 3 | 2.5 |  | 11 | 11 | 11 | 0 |  | 11 | 0 | 0 | 0 | 0
2007-05-21 | 2007 | 5 | 21 | 0.9 | 0.8 | 0.9 | 0.9 | 0.8 | 0.9 | 0.9 | 0.8 | 0.9 | 0.9 | 0.8 | 0.9 | 0.9 | 0.8 | 0.9 | 0.9 | 0.8 | 0 | 0 | 0.9 | 0 | 0 | 0 | 0 |  | 15.6 | 15.6 | 15.6 | 5.3291e-15 |  | 15.6 | 0 | 0 | 0 | 0
2007-05-22 | 2007 | 5 | 22 | 0 | 0 | 0 | 0 | 0 | 0 | 0 | 0 | 0 | 0 | 0 | 0 | 0 | 0 | 0 | 0 | 0 | 0 | 0 | 0 | 0 | 0 | 0 | 0 |  | 0 | 0 | 0 | 0 |  | 0 | 0 | 0 | 0 | 0
2007-05-23 | 2007 | 5 | 23 | 0 | 0 | 0 | 0 | 0 | 0.4 | 0.4 | 0 | 0 | 0 | 0 | 0 | 0 | 0 | 0 | 0.4 | 0.4 | 0.4 | 0.4 | 0.4 | 0.4 | 0.4 | 0.4 | 0.4 |  | 4.4 | 4.4 | 4.4 | 8.8818e-16 |  | 4.4 | 0 | 0 | 0 | 0
2007-05-24 | 2007 | 5 | 24 | 0.4 | 0.7 | 0.8 | 0.7 | 0.8 | 0.7 | 0.4 | 0.3 | 0.4 | 0.4 | 0 | 0 | 0 | 0 | 0 | 0.4 | 0.3 | 0.4 | 0.4 | 0.4 | 0.3 | 0.4 | 0 | 0 |  | 8.2 | 8.2 | 8.2 | 3.5527e-15 |  | 8.2 | 0 | 0 | 0 | 0
2007-05-25 | 2007 | 5 | 25 | 0 | 0 | 0 | 0 | 0 | 0 | 0.6 | 0 | 0 | 0 | 0 | 0 | 0 | 0 | 0 | 0 | 0 | 0 | 0 | 0 | 0 | 0 | 0 | 0 |  | 0.6 | 0.6 | 0.6 | 0 |  | 0.6 | 0 | 0 | 0 | 0
2007-05-26 | 2007 | 5 | 26 | 0 | 0 | 0 | 0 | 0 | 0 | 0 | 0 | 0 | 0 | 0 | 0 | 0 | 0 | 0 | 0 | 0 | 0 | 0 | 0 | 0 | 0 | 0 | 0 |  | 0 | 0 | 0 | 0 |  | 0 | 0 | 0 | 0 | 0
2007-05-27 | 2007 | 5 | 27 | 0 | 0 | 0 | 0 | 0 | 0 | 0 | 0 | 0 | 0 | 0 | 0 | 0 | 0 | 0 | 0 | 0 | 0.2 | 0.1 | 0.2 | 0.1 | 0 | 0.2 | 0 |  | 0.8 | 0.8 | 0.8 | 0 |  | 0.8 | 0 | 0 | 0 | 0
2007-05-28 | 2007 | 5 | 28 | 0 | 0 | 0 | 0 | 0 | 0 | 0 | 0 | 0.4 | 0 | 0 | 0 | 0 | 0 | 0 | 0 | 0 | 0 | 0 | 0 | 0 | 0 | 0 | 0 |  | 0.4 | 0.4 | 0.4 | 0 |  | 0.4 | 0 | 0 | 0 | 0
2007-05-29 | 2007 | 5 | 29 | 0 | 0 | 0 | 0 | 0 | 0 | 0 | 0 | 0 | 0 | 0 | 0 | 0 | 0 | 0 | 0 | 0 | 0 | 0 | 0 | 0 | 0 | 0 | 0 |  | 0 | 0 | 0 | 0 |  | 0 | 0 | 0 | 0 | 0
2007-05-30 | 2007 | 5 | 30 | 0 | 0 | 0 | 0 | 0 | 0 | 0 | 0 | 0 | 0 | 0 | 0 | 0 | 0 | 0 | 0 | 0 | 0 | 0 | 0 | 0 | 0 | 0 | 0 |  | 0 | 0 | 0 | 0 |  | 0 | 0 | 0 | 0 | 0
2007-05-31 | 2007 | 5 | 31 | 0 | 0 | 0 | 0 | 0 | 0 | 0 | 0 | 0 | 0 | 0 | 0 | 0 | 0 | 0 | 0 | 0 | 0 | 0 | 0 | 0 | 0 | 0 | 0 |  | 0 | 0 | 0 | 0 |  | 0 | 0 | 0 | 0 | 0
2007-06-01 | 2007 | 6 | 1 | 0 | 0 | 0 | 0 | 0 | 0 | 0 | 0 | 0 | 0 | 0 | 0 | 0 | 0 | 0 | 0 | 0 | 0 | 0 | 0 | 0 | 0 | 0 | 0 |  | 0 | 0 | 0 | 0 |  | 0 | 0 | 0 | 0 | 0
2007-06-02 | 2007 | 6 | 2 | 0 | 0 | 0 | 0 | 0 | 0 | 0 | 0 | 0 | 0 | 0 | 0 | 0 | 0 | 0 | 0 | 0 | 0 | 0 | 0 | 0.6 | 0 | 0 | 0 |  | 0.6 | 0.6 | 0.6 | 0 |  | 0 | 0.6 | 0 | 0 | 0
2007-06-03 | 2007 | 6 | 3 | 0 | 0 | 0 | 0 | 0 | 0 | 0 | 0 | 0 | 0 | 0 | 0 | 0 | 0 | 0 | 0 | 0 | 0 | 1.1 | 1.3 | 0 | 0 | 0 | 0 |  | 2.4 | 2.4 | 2.4 | 4.4409e-16 |  | 0 | 2.4 | 0 | 0 | 0
2007-06-04 | 2007 | 6 | 4 | 0 | 0 | 0 | 0 | 0 | 0 | 0 | 0 | 0 | 0 | 0 | 0 | 0 | 0 | 0 | 0 | 0 | 0 | 0 | 0 | 0 | 0 | 0 | 0 |  | 0 | 0 | 0 | 0 |  | 0 | 0 | 0 | 0 | 0
2007-06-05 | 2007 | 6 | 5 | 0 | 0 | 0 | 0 | 0 | 0 | 0 | 0 | 0 | 0 | 0 | 0 | 0 | 0 | 0 | 0 | 0 | 0 | 0 | 53.7 | 8.9 | 7.1 | 2.5 | 0.2 |  | 72.4 | 72.4 | 72.4 | 0 |  | 0 | 72.4 | 0 | 0 | 0
2007-06-06 | 2007 | 6 | 6 | 0 | 0 | 0 | 0 | 0.6 | 1.4 | 1.6 | 7.4 | 5.9 | 4.9 | 2.7 | 1.8 | 0.2 | 0 | 0 | 0 | 0 | 0 | 0 | 0 | 0 | 0 | 0 | 0 |  | 26.5 | 26.5 | 26.5 | 3.5527e-15 |  | 0 | 26.5 | 0 | 0 | 0
2007-06-07 | 2007 | 6 | 7 | 0 | 0 | 0 | 0 | 0 | 0 | 0 | 0 | 0 | 0 | 0 | 0 | 0 | 0 | 0 | 0 | 0 | 0 | 0 | 0 | 0 | 0 | 0 | 0 |  | 0 | 0 | 0 | 0 |  | 0 | 0 | 0 | 0 | 0
2007-06-08 | 2007 | 6 | 8 | 0 | 0 | 0 | 0 | 0 | 0 | 0 | 0 | 0 | 0 | 0 | 0 | 0 | 0 | 0 | 0 | 0 | 0 | 0 | 0 | 0 | 0 | 0 | 0 |  | 0 | 0 | 0 | 0 |  | 0 | 0 | 0 | 0 | 0
2007-06-09 | 2007 | 6 | 9 | 0 | 0 | 0 | 0 | 0 | 0 | 0.1 | 0 | 0 | 0 | 0 | 0 | 0 | 0 | 0 | 0 | 0 | 0 | 0.1 | 0 | 0 | 0 | 0 | 0 |  | 0.2 | 0.2 | 0.2 | 0 |  | 0 | 0.2 | 0 | 0 | 0
2007-06-10 | 2007 | 6 | 10 | 0 | 0 | 0 | 0 | 0 | 0 | 0 | 0 | 0 | 0 | 0 | 0 | 0 | 0 | 0 | 0 | 0 | 0 | 0 | 0 | 0 | 0 | 0 | 0 |  | 0 | 0 | 0 | 0 |  | 0 | 0 | 0 | 0 | 0
2007-06-11 | 2007 | 6 | 11 | 0 | 0 | 0 | 0 | 0 | 0 | 0 | 0 | 0 | 0 | 0 | 0 | 0 | 0 | 0 | 0 | 0.6 | 0 | 0 | 0.4 | 0 | 0 | 0 | 0 |  | 1 | 1 | 1 | 0 |  | 0 | 1 | 0 | 0 | 0
2007-06-12 | 2007 | 6 | 12 | 0 | 0 | 0 | 0 | 0 | 0 | 0 | 0 | 0 | 0 | 0 | 0 | 0 | 0 | 1.8 | 0.2 | 0 | 0 | 0 | 0 | 0 | 0 | 0 | 0 |  | 2 | 2 | 2 | 0 |  | 0 | 2 | 0 | 0 | 0
2007-06-13 | 2007 | 6 | 13 | 0 | 0 | 0 | 0 | 0 | 0 | 0 | 0 | 0 | 0 | 0 | 0 | 0 | 0 | 0 | 0 | 0 | 0 | 0 | 0 | 0 | 0 | 0 | 0 |  | 0 | 0 | 0 | 0 |  | 0 | 0 | 0 | 0 | 0
2007-06-14 | 2007 | 6 | 14 | 0 | 0 | 0 | 0 | 0 | 0 | 0 | 0 | 0 | 0.4 | 0 | 0 | 0 | 0 | 0 | 0 | 0 | 0 | 0 | 0 | 0 | 0 | 0 | 0 |  | 0.4 | 0.4 | 0.4 | 0 |  | 0 | 0.4 | 0 | 0 | 0
2007-06-15 | 2007 | 6 | 15 | 0 | 0 | 0 | 0 | 0 | 0 | 0 | 0 | 0 | 0 | 6.6 | 1.9 | 0 | 0 | 0 | 0 | 0 | 0 | 0 | 0 | 0 | 0 | 0 | 0.5 |  | 9 | 9 | 9 | 0 |  | 0 | 9 | 0 | 0 | 0
2007-06-16 | 2007 | 6 | 16 | 1 | 0.6 | 0 | 0.6 | 1.4 | 0.2 | 0 | 0.4 | 0.6 | 0.2 | 0 | 0 | 0 | 0 | 0 | 0 | 0 | 0 | 0 | 0 | 0 | 0 | 0 | 1.9 |  | 6.9 | 6.9 | 6.9 | 0 |  | 0 | 6.9 | 0 | 0 | 0
2007-06-17 | 2007 | 6 | 17 | 1.6 | 0.7 | 0.2 | 0.9 | 1.6 | 0.9 | 4.2 | 1.9 | 0.5 | 2.3 | 0.2 | 0.5 | 0.7 | 4.2 | 3.2 | 1.4 | 2.6 | 0 | 0 | 0 | 0 | 0 | 0 | 0 |  | 27.6 | 27.6 | 27.6 | 3.5527e-15 |  | 0 | 27.6 | 0 | 0 | 0
2007-06-18 | 2007 | 6 | 18 | 0 | 0 | 0 | 0 | 0 | 0 | 0 | 0 | 0 | 0 | 0 | 0 | 0 | 0 | 0 | 0.4 | 0 | 2.8 | 0.2 | 0 | 0 | 0 | 0 | 0 |  | 3.4 | 3.4 | 3.4 | 0 |  | 0 | 3.4 | 0 | 0 | 0
2007-06-19 | 2007 | 6 | 19 | 0 | 0 | 0 | 0 | 0 | 0 | 0 | 0 | 0 | 0 | 0 | 0 | 0 | 0 | 0 | 0 | 0 | 0 | 0 | 0 | 0 | 0 | 0 | 0 |  | 0 | 0 | 0 | 0 |  | 0 | 0 | 0 | 0 | 0
2007-06-20 | 2007 | 6 | 20 | 0 | 0 | 0 | 0 | 0 | 0 | 0 | 0 | 0 | 0 | 0 | 0 | 0 | 0 | 0 | 0 | 0 | 0 | 0 | 0 | 0 | 0 | 0 | 0 |  | 0 | 0 | 0 | 0 |  | 0 | 0 | 0 | 0 | 0
2007-06-21 | 2007 | 6 | 21 | 0 | 0 | 0 | 0 | 0 | 0 | 0 | 0 | 0 | 0 | 0 | 0 | 0 | 0 | 0 | 0 | 0 | 0 | 0 | 0 | 0 | 0 | 0 | 0 |  | 0 | 0 | 0 | 0 |  | 0 | 0 | 0 | 0 | 0
2007-06-22 | 2007 | 6 | 22 | 0 | 0 | 0 | 0 | 0 | 0 | 0 | 0 | 0 | 0 | 0 | 0 | 0 | 0 | 0 | 0 | 0 | 0 | 0 | 0 | 0 | 0 | 0 | 0 |  | 0 | 0 | 0 | 0 |  | 0 | 0 | 0 | 0 | 0
2007-06-23 | 2007 | 6 | 23 | 0 | 0 | 0 | 0 | 0 | 0 | 0 | 0 | 0 | 0 | 0 | 0 | 0 | 0 | 0.2 | 0 | 0 | 0 | 0 | 0 | 0 | 0 | 0 | 0 |  | 0.2 | 0.2 | 0.2 | 0 |  | 0 | 0.2 | 0 | 0 | 0
2007-06-24 | 2007 | 6 | 24 | 0 | 0 | 0 | 0 | 0 | 0 | 0 | 0 | 0 | 0 | 0 | 0 | 0 | 0 | 2.6 | 0.6 | 0.2 | 0 | 0 | 0 | 0 | 0 | 0 | 0 |  | 3.4 | 3.4 | 3.4 | 4.4409e-16 |  | 0 | 3.4 | 0 | 0 | 0
2007-06-25 | 2007 | 6 | 25 | 0 | 0 | 0 | 0 | 0 | 0 | 0 | 0 | 0 | 0 | 0 | 0 | 0 | 0 | 0.9 | 3.8 | 0.5 | 0 | 0 | 0 | 0 | 0 | 0 | 0 |  | 5.2 | 5.2 | 5.2 | 0 |  | 0 | 5.2 | 0 | 0 | 0
2007-06-26 | 2007 | 6 | 26 | 0 | 0 | 0 | 0 | 0 | 0 | 0 | 0 | 0 | 0 | 0 | 0 | 0 | 0 | 0 | 0 | 0 | 0 | 0 | 0 | 0 | 0 | 0 | 0 |  | 0 | 0 | 0 | 0 |  | 0 | 0 | 0 | 0 | 0
2007-06-27 | 2007 | 6 | 27 | 0 | 0 | 0 | 0 | 0 | 0 | 0 | 0 | 0 | 0 | 0 | 0 | 0 | 0 | 0 | 0 | 0 | 0 | 0 | 0 | 0 | 0 | 0 | 0 |  | 0 | 0 | 0 | 0 |  | 0 | 0 | 0 | 0 | 0
2007-06-28 | 2007 | 6 | 28 | 0 | 0 | 0 | 0 | 0 | 0 | 0 | 0 | 0 | 0 | 0 | 0 | 0 | 0 | 0 | 0 | 0 | 0 | 0 | 0 | 0.2 | 0 | 0 | 0 |  | 0.2 | 0.2 | 0.2 | 0 |  | 0 | 0.2 | 0 | 0 | 0
2007-06-29 | 2007 | 6 | 29 | 0 | 0 | 0 | 0 | 0 | 0 | 0 | 0 | 0 | 0 | 0.3 | 0 | 0 | 2.4 | 0.6 | 0 | 0 | 0 | 0 | 0 | 0 | 0 | 0.9 | 0 |  | 4.2 | 4.2 | 4.2 | 0 |  | 0 | 4.2 | 0 | 0 | 0
2007-06-30 | 2007 | 6 | 30 | 0 | 0 | 0 | 0 | 0 | 0 | 0 | 0 | 0 | 0 | 0 | 0 | 0 | 0 | 0 | 0 | 0 | 0 | 0 | 0 | 0 | 0 | 0 | 0 |  | 0 | 0 | 0 | 0 |  | 0 | 0 | 0 | 0 | 0
2007-07-01 | 2007 | 7 | 1 | 0 | 0 | 0 | 0 | 0 | 0 | 0 | 0 | 0 | 0 | 0 | 0 | 0 | 0 | 0 | 0 | 0 | 0 | 0 | 0 | 0 | 0 | 0 | 0 |  | 0 | 0 | 0 | 0 |  | 0 | 0 | 0 | 0 | 0
2007-07-02 | 2007 | 7 | 2 | 0 | 0 | 0 | 0 | 0 | 0 | 0 | 0 | 0 | 0 | 0 | 0 | 0 | 0 | 0 | 0 | 0 | 0 | 0 | 0 | 0 | 0 | 0 | 0 |  | 0 | 0 | 0 | 0 |  | 0 | 0 | 0 | 0 | 0
2007-07-03 | 2007 | 7 | 3 | 0 | 0 | 0 | 0 | 0 | 0 | 0 | 0 | 0 | 0 | 0 | 0 | 0 | 0 | 0 | 0 | 0 | 0 | 0 | 0 | 0 | 0 | 0 | 0 |  | 0 | 0 | 0 | 0 |  | 0 | 0 | 0 | 0 | 0
2007-07-04 | 2007 | 7 | 4 | 0 | 0 | 0 | 0 | 0 | 0 | 0 | 0 | 0 | 0 | 0 | 0 | 0 | 0 | 0 | 0 | 0 | 0 | 0 | 0 | 0 | 0 | 0 | 0 |  | 0 | 0 | 0 | 0 |  | 0 | 0 | 0 | 0 | 0
2007-07-05 | 2007 | 7 | 5 | 0 | 0 | 0 | 0 | 0 | 0 | 0 | 0 | 0 | 0 | 0 | 0 | 0 | 0 | 0 | 0 | 0 | 0 | 0 | 0 | 0 | 0 | 0 | 0 |  | 0 | 0 | 0 | 0 |  | 0 | 0 | 0 | 0 | 0
2007-07-06 | 2007 | 7 | 6 | 0 | 0 | 0 | 0 | 0 | 0 | 0 | 0 | 0 | 0 | 0 | 0 | 0 | 0 | 0 | 0 | 0 | 0 | 0 | 0 | 0 | 0 | 0 | 0 |  | 0 | 0 | 0 | 0 |  | 0 | 0 | 0 | 0 | 0
2007-07-07 | 2007 | 7 | 7 | 0 | 0 | 0 | 0 | 1 | 0 | 0 | 0 | 0 | 0 | 0 | 0 | 0 | 0 | 0 | 0 | 0 | 0 | 0 | 0 | 0 | 0 | 0 | 0 |  | 1 | 1 | 1 | 0 |  | 0 | 0 | 1 | 0 | 0
2007-07-08 | 2007 | 7 | 8 | 0 | 0 | 0 | 0 | 0 | 0 | 0 | 0 | 0 | 0 | 0 | 0 | 0 | 0 | 0 | 0 | 0 | 0 | 0 | 0 | 0 | 0 | 0 | 0 |  | 0 | 0 | 0 | 0 |  | 0 | 0 | 0 | 0 | 0
2007-07-09 | 2007 | 7 | 9 | 0 | 0 | 0 | 0 | 0 | 0 | 0 | 0.3 | 0.9 | 1.2 | 0 | 0 | 0 | 0 | 0 | 0 | 0 | 0 | 0 | 0 | 0 | 0 | 0 | 0 |  | 2.4 | 2.4 | 2.4 | 0 |  | 0 | 0 | 2.4 | 0 | 0
2007-07-10 | 2007 | 7 | 10 | 0 | 0 | 0 | 0 | 0 | 0 | 0 | 0 | 0 | 0 | 0 | 0 | 0 | 0 | 0 | 0 | 0 | 0 | 0 | 0 | 0 | 0 | 0 | 0 |  | 0 | 0 | 0 | 0 |  | 0 | 0 | 0 | 0 | 0
2007-07-11 | 2007 | 7 | 11 | 0 | 0 | 0 | 0 | 0 | 0 | 0 | 0 | 0 | 0 | 0 | 0 | 0 | 0 | 0 | 0 | 0 | 0 | 0 | 0 | 0 | 0 | 0 | 0 |  | 0 | 0 | 0 | 0 |  | 0 | 0 | 0 | 0 | 0
2007-07-12 | 2007 | 7 | 12 | 0 | 0 | 0 | 0 | 0 | 0 | 0 | 0 | 0 | 0 | 0 | 0 | 0 | 0 | 0 | 0 | 0 | 0 | 0 | 0 | 0 | 0 | 0 | 0 |  | 0 | 0 | 0 | 0 |  | 0 | 0 | 0 | 0 | 0
2007-07-13 | 2007 | 7 | 13 | 0 | 0 | 0 | 0 | 0 | 0 | 0 | 0 | 0 | 0 | 0 | 0 | 0 | 0 | 0 | 0 | 0 | 0 | 0 | 0 | 0 | 0 | 0 | 0 |  | 0 | 0 | 0 | 0 |  | 0 | 0 | 0 | 0 | 0
2007-07-14 | 2007 | 7 | 14 | 0 | 0 | 0 | 0 | 0 | 0 | 0 | 0 | 0 | 0 | 0 | 0 | 0 | 0 | 0 | 0 | 0 | 0 | 0 | 0 | 0 | 0 | 0 | 0 |  | 0 | 0 | 0 | 0 |  | 0 | 0 | 0 | 0 | 0
2007-07-15 | 2007 | 7 | 15 | 0 | 0 | 0 | 0 | 0 | 0 | 0 | 0 | 0 | 0 | 0 | 0 | 0 | 0 | 0 | 0 | 0 | 0 | 0 | 0 | 0 | 1.2 | 0 | 0 |  | 1.2 | 1.2 | 1.2 | 0 |  | 0 | 0 | 1.2 | 0 | 0
2007-07-16 | 2007 | 7 | 16 | 0 | 0 | 0 | 0 | 0 | 0 | 0 | 0 | 0 | 0 | 0 | 0 | 0 | 0 | 0 | 0 | 0 | 0 | 0 | 0 | 0 | 0 | 0 | 0 |  | 0 | 0 | 0 | 0 |  | 0 | 0 | 0 | 0 | 0
2007-07-17 | 2007 | 7 | 17 | 0 | 0 | 0 | 0 | 0 | 0 | 0 | 0 | 0 | 0 | 0 | 0 | 0 | 0 | 0 | 0 | 0 | 0 | 0 | 0 | 0 | 0 | 0 | 0 |  | 0 | 0 | 0 | 0 |  | 0 | 0 | 0 | 0 | 0
2007-07-18 | 2007 | 7 | 18 | 0 | 0 | 0 | 0 | 0 | 7.5 | 0.6 | 1.7 | 0 | 0 | 0 | 0 | 0 | 0 | 0 | 0 | 0 | 0 | 0 | 0 | 0 | 0 | 0 | 0 |  | 9.8 | 9.8 | 9.8 | 1.7764e-15 |  | 0 | 0 | 9.8 | 0 | 0
2007-07-19 | 2007 | 7 | 19 | 0 | 0 | 0 | 0 | 0 | 0 | 0 | 0 | 0 | 0 | 0 | 0 | 0 | 0 | 0 | 0 | 0 | 0 | 0 | 0 | 0 | 0 | 0 | 0 |  | 0 | 0 | 0 | 0 |  | 0 | 0 | 0 | 0 | 0
2007-07-20 | 2007 | 7 | 20 | 0 | 0 | 0 | 0 | 0 | 0 | 0 | 0 | 0 | 0 | 0 | 0 | 0 | 0 | 0 | 0 | 0 | 0 | 0 | 0 | 0 | 0 | 0 | 0 |  | 0 | 0 | 0 | 0 |  | 0 | 0 | 0 | 0 | 0
2007-07-21 | 2007 | 7 | 21 | 0 | 0 | 0 | 0 | 0 | 0 | 0 | 0 | 0 | 0 | 0 | 0 | 0 | 0 | 0 | 0 | 0 | 0 | 0 | 0 | 0 | 0 | 0 | 0 |  | 0 | 0 | 0 | 0 |  | 0 | 0 | 0 | 0 | 0
2007-07-22 | 2007 | 7 | 22 | 0 | 0 | 0 | 0 | 0 | 0 | 0 | 0 | 0 | 0 | 0 | 0 | 0 | 0 | 0 | 0 | 0 | 0 | 0 | 0 | 0 | 0 | 0 | 0 |  | 0 | 0 | 0 | 0 |  | 0 | 0 | 0 | 0 | 0
2007-07-23 | 2007 | 7 | 23 | 0 | 0 | 0 | 0 | 0 | 0 | 0 | 0 | 0 | 0 | 0 | 0 | 0 | 0 | 0 | 0 | 0 | 0 | 0 | 0 | 0 | 0 | 0 | 0 |  | 0 | 0 | 0 | 0 |  | 0 | 0 | 0 | 0 | 0
2007-07-24 | 2007 | 7 | 24 | 0 | 0 | 0 | 0 | 0 | 0 | 0 | 0 | 0 | 0 | 0 | 0 | 0 | 0 | 0 | 0 | 0.2 | 0 | 0.2 | 0 | 0 | 0 | 0 | 7.8 |  | 8.2 | 8.2 | 8.2 | 0 |  | 0 | 0 | 8.2 | 0 | 0
2007-07-25 | 2007 | 7 | 25 | 0 | 1.2 | 0 | 0 | 0.2 | 0 | 0 | 0 | 0 | 0 | 0 | 0 | 0 | 0 | 0 | 0 | 0 | 0.7 | 0 | 0 | 0 | 0 | 0 | 0 |  | 2.1 | 2.1 | 2.1 | 4.4409e-16 |  | 0 | 0 | 2.1 | 0 | 0
2007-07-26 | 2007 | 7 | 26 | 0 | 0 | 0 | 0 | 0 | 0 | 0 | 0 | 0 | 0 | 0 | 0 | 0 | 0 | 0 | 0 | 0 | 0 | 0 | 0 | 0 | 0 | 0 | 0 |  | 0 | 0 | 0 | 0 |  | 0 | 0 | 0 | 0 | 0
2007-07-27 | 2007 | 7 | 27 | 0 | 0 | 0 | 0 | 0 | 0 | 0 | 0 | 0 | 0 | 0 | 0 | 0 | 0 | 0 | 0 | 0 | 0 | 0 | 0 | 0 | 0 | 0 | 0 |  | 0 | 0 | 0 | 0 |  | 0 | 0 | 0 | 0 | 0
2007-07-28 | 2007 | 7 | 28 | 0 | 0 | 0 | 0 | 0 | 0 | 0 | 0 | 0 | 0 | 0 | 0 | 0 | 0 | 0 | 0 | 0 | 0 | 0 | 0 | 0 | 0 | 0 | 0 |  | 0 | 0 | 0 | 0 |  | 0 | 0 | 0 | 0 | 0
2007-07-29 | 2007 | 7 | 29 | 0 | 0 | 0 | 0 | 0 | 0 | 0 | 0 | 0 | 0 | 0 | 0 | 0 | 0 | 0 | 0 | 0 | 0 | 0 | 0 | 0 | 0 | 0 | 0 |  | 0 | 0 | 0 | 0 |  | 0 | 0 | 0 | 0 | 0
2007-07-30 | 2007 | 7 | 30 | 0 | 0 | 0 | 0 | 0 | 0 | 0 | 0 | 0 | 0 | 0 | 0 | 0 | 0 | 0 | 0 | 0 | 0.4 | 0 | 0 | 0 | 0 | 0 | 0 |  | 0.4 | 0.4 | 0.4 | 0 |  | 0 | 0 | 0.4 | 0 | 0
2007-07-31 | 2007 | 7 | 31 | 0 | 0 | 0 | 0 | 0 | 0 | 0 | 0 | 0 | 0 | 0 | 0 | 0 | 0 | 0 | 0 | 0 | 0 | 0 | 0 | 0 | 0 | 0 | 0 |  | 0 | 0 | 0 | 0 |  | 0 | 0 | 0 | 0 | 0
2007-08-01 | 2007 | 8 | 1 | 0 | 0 | 0 | 0 | 0 | 0 | 0 | 0 | 0 | 0 | 0 | 0 | 0 | 0 | 0 | 0 | 0 | 0 | 0 | 0 | 0 | 0 | 0 | 0 |  | 0 | 0 | 0 | 0 |  | 0 | 0 | 0 | 0 | 0
2007-08-02 | 2007 | 8 | 2 | 0 | 0 | 0 | 0 | 0 | 0 | 0 | 0 | 0 | 0 | 0 | 0 | 0 | 0 | 0 | 0 | 0 | 0 | 0 | 0 | 0 | 0 | 0 | 0 |  | 0 | 0 | 0 | 0 |  | 0 | 0 | 0 | 0 | 0
2007-08-03 | 2007 | 8 | 3 | 0 | 0 | 0 | 0 | 0 | 0 | 0 | 0 | 0 | 0 | 0 | 0 | 0 | 0 | 0 | 0 | 0 | 0 | 0 | 0 | 0 | 0 | 0 | 0 |  | 0 | 0 | 0 | 0 |  | 0 | 0 | 0 | 0 | 0
2007-08-04 | 2007 | 8 | 4 | 0 | 0 | 0 | 0.5 | 1.4 | 0 | 0 | 0 | 0 | 0 | 0 | 0 | 0 | 0 | 0 | 0 | 0 | 0 | 0 | 0 | 0.9 | 0 | 0 | 0 |  | 2.8 | 2.8 | 2.8 | 0 |  | 0 | 0 | 0 | 2.8 | 0
2007-08-05 | 2007 | 8 | 5 | 0 | 0 | 0 | 0 | 0 | 0 | 0 | 0 | 0 | 0 | 0 | 0 | 0 | 0 | 0 | 0 | 1.3 | 0 | 0 | 0 | 0 | 0 | 0 | 0.3 |  | 1.6 | 1.6 | 1.6 | 0 |  | 0 | 0 | 0 | 1.6 | 0
2007-08-06 | 2007 | 8 | 6 | 0 | 0 | 0 | 0 | 0 | 0 | 0 | 0 | 0 | 0 | 0 | 0 | 0 | 0 | 0 | 0 | 0 | 0 | 0 | 0 | 0 | 0 | 0 | 0 |  | 0 | 0 | 0 | 0 |  | 0 | 0 | 0 | 0 | 0
2007-08-07 | 2007 | 8 | 7 | 0 | 0 | 0 | 0 | 0 | 0 | 0 | 0 | 0 | 0 | 0 | 0 | 0 | 0 | 0 | 0 | 0 | 0 | 0 | 0 | 0 | 0 | 0 | 0 |  | 0 | 0 | 0 | 0 |  | 0 | 0 | 0 | 0 | 0
2007-08-08 | 2007 | 8 | 8 | 0 | 0 | 0 | 0 | 0 | 0 | 0 | 0 | 1.8 | 2.3 | 0.2 | 0.6 | 0.4 | 0 | 0 | 0 | 0 | 0 | 0 | 0 | 0.4 | 0.4 | 0 | 2.7 |  | 8.8 | 8.8 | 8.8 | 0 |  | 0 | 0 | 0 | 8.8 | 0
2007-08-09 | 2007 | 8 | 9 | 0 | 1.5 | 0.4 | 1.1 | 0.4 | 0.4 | 1.1 | 0 | 0 | 0 | 0 | 0.8 | 0.4 | 0 | 0 | 0 | 0 | 0 | 0.4 | 0 | 0 | 0 | 0.4 | 0.4 |  | 7.3 | 7.3 | 7.3 | 1.7764e-15 |  | 0 | 0 | 0 | 7.3 | 0
2007-08-10 | 2007 | 8 | 10 | 1 | 1 | 0.5 | 0 | 0 | 0 | 0 | 0 | 0.5 | 1 | 0.5 | 0 | 0 | 1 | 0 | 0 | 0 | 0 | 0 | 0 | 0 | 0 | 0 | 0 |  | 5.5 | 5.5 | 5.5 | 0 |  | 0 | 0 | 0 | 5.5 | 0
2007-08-11 | 2007 | 8 | 11 | 0 | 0 | 0 | 0 | 0 | 0 | 0 | 0 | 0 | 0 | 0 | 0 | 0 | 0 | 0 | 0 | 0 | 0 | 0 | 0 | 0 | 0 | 0 | 0 |  | 0 | 0 | 0 | 0 |  | 0 | 0 | 0 | 0 | 0
2007-08-12 | 2007 | 8 | 12 | 0 | 0 | 0 | 0 | 0 | 0 | 0 | 0 | 0 | 0 | 0 | 0 | 0 | 0 | 0 | 0 | 0 | 0 | 0 | 0 | 0 | 0 | 0 | 0 |  | 0 | 0 | 0 | 0 |  | 0 | 0 | 0 | 0 | 0
2007-08-13 | 2007 | 8 | 13 | 0 | 0 | 0 | 0 | 0 | 0 | 0 | 0 | 0 | 0 | 0 | 0 | 0 | 0 | 0 | 0 | 0 | 0 | 0 | 0 | 0 | 0 | 0 | 0 |  | 0 | 0 | 0 | 0 |  | 0 | 0 | 0 | 0 | 0
2007-08-14 | 2007 | 8 | 14 | 0 | 0 | 0 | 0 | 0 | 0 | 0 | 0 | 0 | 0 | 0 | 0 | 0 | 0 | 0 | 0 | 0 | 0 | 0 | 0 | 0 | 0 | 0 | 0 |  | 0 | 0 | 0 | 0 |  | 0 | 0 | 0 | 0 | 0
2007-08-15 | 2007 | 8 | 15 | 0 | 0 | 0 | 0 | 0 | 0 | 0 | 0 | 0 | 0 | 0 | 0 | 0 | 0 | 0 | 0 | 0 | 0 | 0 | 0 | 0 | 0 | 0 | 0 |  | 0 | 0 | 0 | 0 |  | 0 | 0 | 0 | 0 | 0
2007-08-16 | 2007 | 8 | 16 | 0 | 0 | 0 | 0 | 0 | 0 | 0 | 0 | 0 | 0 | 0 | 0 | 0 | 0 | 0 | 0 | 0 | 0 | 0 | 0 | 0 | 0 | 0 | 0 |  | 0 | 0 | 0 | 0 |  | 0 | 0 | 0 | 0 | 0
2007-08-17 | 2007 | 8 | 17 | 0 | 0 | 0 | 0 | 0 | 0 | 0 | 0 | 0 | 0 | 0 | 0 | 0 | 0 | 0 | 0 | 0 | 0 | 0 | 0 | 0 | 0 | 0 | 0 |  | 0 | 0 | 0 | 0 |  | 0 | 0 | 0 | 0 | 0
2007-08-18 | 2007 | 8 | 18 | 0 | 0 | 0 | 0 | 0 | 0 | 0 | 0 | 0 | 0 | 0 | 0 | 0 | 0 | 0 | 0 | 0 | 0.2 | 0 | 0 | 0 | 0 | 0 | 0 |  | 0.2 | 0.2 | 0.2 | 0 |  | 0 | 0 | 0 | 0.2 | 0
2007-08-19 | 2007 | 8 | 19 | 0 | 0 | 0 | 0 | 0 | 0 | 0 | 0 | 0 | 0 | 0 | 0 | 0 | 0 | 0 | 0 | 0 | 0 | 0 | 0 | 0 | 0 | 0 | 0 |  | 0 | 0 | 0 | 0 |  | 0 | 0 | 0 | 0 | 0
2007-08-20 | 2007 | 8 | 20 | 0 | 0 | 0 | 0 | 0 | 0 | 0 | 0 | 0 | 0 | 0 | 0 | 0 | 0 | 0 | 0 | 0 | 0 | 0 | 0 | 0 | 0 | 0 | 0 |  | 0 | 0 | 0 | 0 |  | 0 | 0 | 0 | 0 | 0
2007-08-21 | 2007 | 8 | 21 | 0 | 0 | 0 | 0 | 0 | 0 | 0 | 0 | 0 | 0 | 0 | 0 | 0 | 0 | 0 | 0 | 0 | 0 | 0 | 0 | 0 | 0 | 0 | 0 |  | 0 | 0 | 0 | 0 |  | 0 | 0 | 0 | 0 | 0
2007-08-22 | 2007 | 8 | 22 | 0 | 0 | 0 | 0 | 0 | 0 | 0 | 0 | 0 | 0 | 0 | 0 | 0 | 0 | 0 | 0 | 0 | 0 | 0 | 0 | 0 | 0 | 0 | 0 |  | 0 | 0 | 0 | 0 |  | 0 | 0 | 0 | 0 | 0
2007-08-23 | 2007 | 8 | 23 | 0 | 0 | 0 | 0 | 0 | 0 | 0 | 0 | 0 | 0 | 0 | 1.7 | 0.8 | 0 | 0 | 0 | 0.6 | 0 | 0 | 0 | 0 | 0 | 0 | 0 |  | 3.1 | 3.1 | 3.1 | 0 |  | 0 | 0 | 0 | 3.1 | 0
2007-08-24 | 2007 | 8 | 24 | 0 | 0 | 0 | 0 | 0 | 0 | 0 | 0 | 0 | 0 | 0 | 0 | 0 | 0 | 0 | 0 | 0 | 0 | 0 | 0 | 0 | 0 | 0 | 0 |  | 0 | 0 | 0 | 0 |  | 0 | 0 | 0 | 0 | 0
2007-08-25 | 2007 | 8 | 25 | 0 | 0 | 0 | 0 | 0 | 0 | 0 | 0 | 0 | 0 | 0 | 0 | 0 | 0 | 0 | 0 | 0 | 0 | 0 | 0 | 0 | 0 | 0 | 0.4 |  | 0.4 | 0.4 | 0.4 | 0 |  | 0 | 0 | 0 | 0.4 | 0
2007-08-26 | 2007 | 8 | 26 | 1.5 | 0.5 | 0.2 | 0.5 | 0.2 | 0 | 0 | 0 | 0 | 0 | 3.2 | 3.4 | 4.7 | 2.7 | 0.7 | 0.7 | 0 | 0 | 0 | 0 | 0 | 0 | 0 | 0 |  | 18.3 | 18.3 | 18.3 | 3.5527e-15 |  | 0 | 0 | 0 | 18.3 | 0
2007-08-27 | 2007 | 8 | 27 | 0 | 0 | 0 | 0 | 0.2 | 0.4 | 0.2 | 0.2 | 0 | 0 | 3.1 | 1.2 | 0 | 0.2 | 0 | 0 | 0 | 0 | 0 | 0 | 0 | 0 | 0 | 0 |  | 5.5 | 5.5 | 5.5 | 0 |  | 0 | 0 | 0 | 5.5 | 0
2007-08-28 | 2007 | 8 | 28 | 0 | 0 | 0 | 0 | 0 | 0 | 0 | 0 | 0 | 0 | 0 | 0 | 0 | 0 | 0 | 0 | 0 | 0 | 0 | 0 | 0 | 0 | 0 | 0 |  | 0 | 0 | 0 | 0 |  | 0 | 0 | 0 | 0 | 0
2007-08-29 | 2007 | 8 | 29 | 0 | 0 | 0 | 0 | 0 | 0 | 0 | 0 | 0 | 0 | 0 | 0 | 0 | 0 | 0 | 0 | 0 | 0 | 0 | 0 | 0 | 0 | 0 | 0 |  | 0 | 0 | 0 | 0 |  | 0 | 0 | 0 | 0 | 0
2007-08-30 | 2007 | 8 | 30 | 0 | 0 | 0 | 0 | 0 | 0 | 0 | 0 | 0 | 0 | 0 | 0 | 0 | 0 | 0 | 0 | 0 | 0 | 0 | 0 | 0 | 0 | 0 | 0 |  | 0 | 0 | 0 | 0 |  | 0 | 0 | 0 | 0 | 0
2007-08-31 | 2007 | 8 | 31 | 0 | 0 | 0 | 0 | 0 | 0 | 0 | 0 | 0 | 0 | 0 | 0 | 0 | 0 | 0 | 0 | 0.8 | 0 | 0 | 0 | 0 | 0 | 0 | 0 |  | 0.8 | 0.8 | 0.8 | 0 |  | 0 | 0 | 0 | 0.8 | 0
2007-09-01 | 2007 | 9 | 1 | 0 | 1.1 | 0 | 0 | 0 | 0 | 0 | 0.2 | 0 | 0 | 0 | 0 | 0 | 0 | 0 | 0 | 0.2 | 0 | 0 | 0 | 0 | 0 | 0 | 0 |  | 1.5 | 1.5 | 1.5 | 0 |  | 0 | 0 | 0 | 0 | 1.5
2007-09-02 | 2007 | 9 | 2 | 0 | 0 | 0 | 0 | 0 | 0 | 0 | 0 | 0 | 0 | 0 | 0 | 0 | 0 | 0 | 0 | 0 | 0 | 0 | 0 | 0 | 0 | 0 | 0 |  | 0 | 0 | 0 | 0 |  | 0 | 0 | 0 | 0 | 0
2007-09-03 | 2007 | 9 | 3 | 0 | 0 | 0 | 0 | 0 | 0 | 0 | 0 | 0 | 0 | 0 | 0 | 0 | 0 | 0 | 0 | 0 | 0 | 0 | 0 | 0 | 0 | 0 | 0 |  | 0 | 0 | 0 | 0 |  | 0 | 0 | 0 | 0 | 0
2007-09-04 | 2007 | 9 | 4 | 0 | 0 | 0 | 0 | 0 | 0 | 0 | 0 | 0 | 0 | 0 | 0 | 0 | 0 | 0 | 0 | 0 | 0 | 0 | 0 | 0 | 0 | 0 | 0 |  | 0 | 0 | 0 | 0 |  | 0 | 0 | 0 | 0 | 0
2007-09-05 | 2007 | 9 | 5 | 0 | 0 | 0 | 0 | 0 | 0 | 0 | 0 | 0 | 0 | 0 | 0 | 0 | 0 | 0 | 0 | 0 | 0 | 0 | 0 | 0 | 0 | 0 | 0 |  | 0 | 0 | 0 | 0 |  | 0 | 0 | 0 | 0 | 0
2007-09-06 | 2007 | 9 | 6 | 0 | 0 | 0.9 | 0.7 | 0 | 0 | 0 | 0 | 0 | 0 | 0 | 0 | 1.1 | 1.1 | 0 | 0 | 0 | 0 | 0 | 0 | 0 | 0 | 0 | 0 |  | 3.8 | 3.8 | 3.8 | 4.4409e-16 |  | 0 | 0 | 0 | 0 | 3.8
2007-09-07 | 2007 | 9 | 7 | 0 | 0 | 0 | 0 | 0 | 0 | 0 | 0 | 0 | 0 | 0 | 0 | 0 | 0 | 0 | 0 | 0 | 0 | 0.2 | 0 | 0 | 0 | 0 | 0 |  | 0.2 | 0.2 | 0.2 | 0 |  | 0 | 0 | 0 | 0 | 0.2
2007-09-08 | 2007 | 9 | 8 | 0 | 0 | 0 | 0 | 0 | 0 | 0 | 0 | 0 | 0 | 0 | 0.2 | 0 | 0 | 0 | 0.2 | 0.2 | 0 | 0 | 0 | 0 | 0 | 0 | 0 |  | 0.6 | 0.6 | 0.6 | 1.1102e-16 |  | 0 | 0 | 0 | 0 | 0.6
2007-09-09 | 2007 | 9 | 9 | 0 | 0 | 0 | 0 | 0 | 0 | 0 | 0 | 0 | 0 | 0 | 0 | 0 | 0 | 0 | 0 | 0 | 0 | 0 | 0 | 0 | 0 | 0 | 0 |  | 0 | 0 | 0 | 0 |  | 0 | 0 | 0 | 0 | 0
2007-09-10 | 2007 | 9 | 10 | 0 | 0 | 0 | 0 | 0 | 0 | 0 | 0 | 0 | 0 | 0 | 0 | 0 | 0 | 0 | 0 | 0 | 0 | 0 | 0 | 0 | 0 | 0 | 0 |  | 0 | 0 | 0 | 0 |  | 0 | 0 | 0 | 0 | 0
2007-09-11 | 2007 | 9 | 11 | 0 | 0 | 0 | 0 | 0 | 0 | 0 | 0 | 0 | 0 | 0 | 0 | 0 | 0 | 0 | 0 | 0 | 0 | 0 | 0 | 0 | 0 | 0 | 0 |  | 0 | 0 | 0 | 0 |  | 0 | 0 | 0 | 0 | 0
2007-09-12 | 2007 | 9 | 12 | 2.2 | 3 | 2.2 | 2.2 | 1.3 | 2.8 | 4.6 | 1.5 | 0.2 | 0 | 0 | 0 | 0 | 0 | 0 | 0 | 0 | 0 | 0 | 0 | 0 | 0 | 0 | 0 |  | 20 | 20 | 20 | 3.5527e-15 |  | 0 | 0 | 0 | 0 | 20
2007-09-13 | 2007 | 9 | 13 | 0 | 0 | 0 | 0 | 0 | 0 | 0 | 0 | 0 | 0 | 0 | 0 | 0 | 0 | 0 | 0 | 0 | 0 | 0 | 0 | 0 | 0 | 0 | 0 |  | 0 | 0 | 0 | 0 |  | 0 | 0 | 0 | 0 | 0
2007-09-14 | 2007 | 9 | 14 | 0 | 0 | 0 | 0 | 0 | 0 | 0 | 0 | 0 | 0 | 0 | 0 | 0 | 0 | 0 | 0 | 0 | 0 | 0 | 0 | 0 | 0 | 0 | 0 |  | 0 | 0 | 0 | 0 |  | 0 | 0 | 0 | 0 | 0
2007-09-15 | 2007 | 9 | 15 | 0 | 0 | 0 | 0 | 0 | 0 | 0 | 0 | 0 | 0 | 0 | 0 | 0 | 0 | 0 | 0 | 0 | 0 | 0 | 0 | 0 | 0 | 0 | 0 |  | 0 | 0 | 0 | 0 |  | 0 | 0 | 0 | 0 | 0
2007-09-16 | 2007 | 9 | 16 | 0 | 0 | 0 | 0 | 0 | 0 | 0 | 0 | 0 | 0 | 0 | 0 | 0 | 0 | 0 | 0 | 0 | 0 | 0 | 0 | 0 | 0 | 0 | 0 |  | 0 | 0 | 0 | 0 |  | 0 | 0 | 0 | 0 | 0
2007-09-17 | 2007 | 9 | 17 | 0 | 0 | 0 | 0 | 0.3 | 0 | 1 | 0 | 0.3 | 0 | 0 | 0 | 0 | 0 | 0 | 0 | 0 | 0 | 0 | 0 | 0 | 0 | 0 | 0 |  | 1.6 | 1.6 | 1.6 | 0 |  | 0 | 0 | 0 | 0 | 1.6
2007-09-18 | 2007 | 9 | 18 | 0 | 0 | 0 | 0 | 0 | 0 | 0 | 0 | 0 | 0 | 0 | 0 | 0 | 0 | 0 | 0 | 0 | 0 | 0 | 0 | 0 | 0 | 0 | 0 |  | 0 | 0 | 0 | 0 |  | 0 | 0 | 0 | 0 | 0
2007-09-19 | 2007 | 9 | 19 | 0 | 0 | 0 | 0 | 0 | 0 | 0 | 0 | 0 | 0 | 0 | 0 | 0 | 0 | 0 | 0 | 0 | 0 | 0 | 0 | 0 | 0 | 0 | 0 |  | 0 | 0 | 0 | 0 |  | 0 | 0 | 0 | 0 | 0
2007-09-20 | 2007 | 9 | 20 | 0 | 0 | 0 | 0 | 0 | 0 | 0 | 0 | 0 | 0 | 0 | 0 | 0 | 0 | 0 | 0 | 0 | 0 | 2.4 | 1.4 | 0.2 | 0 | 0.2 | 0 |  | 4.2 | 4.2 | 4.2 | 0 |  | 0 | 0 | 0 | 0 | 4.2
2007-09-21 | 2007 | 9 | 21 | 0 | 0 | 0 | 0 | 0 | 0 | 0 | 0 | 0 | 0 | 0 | 0 | 0 | 0 | 0 | 0 | 0 | 0 | 0 | 0 | 0 | 0 | 0 | 0 |  | 0 | 0 | 0 | 0 |  | 0 | 0 | 0 | 0 | 0
2007-09-22 | 2007 | 9 | 22 | 0 | 0 | 0 | 0 | 0 | 0 | 0 | 0 | 0 | 0 | 0 | 0 | 0 | 0 | 0 | 0 | 0 | 0 | 0 | 0 | 1.4 | 2.5 | 1.6 | 1.6 |  | 7.1 | 7.1 | 7.1 | 0 |  | 0 | 0 | 0 | 0 | 7.1
2007-09-23 | 2007 | 9 | 23 | 0.2 | 0.2 | 0.5 | 0.7 | 0 | 0 | 0 | 0.2 | 0.9 | 0.5 | 0 | 0 | 0 | 0 | 0 | 0 | 0.2 | 0 | 0 | 0 | 0 | 0 | 0 | 0 |  | 3.4 | 3.4 | 3.4 | 4.4409e-16 |  | 0 | 0 | 0 | 0 | 3.4
2007-09-24 | 2007 | 9 | 24 | 0 | 0 | 0 | 0 | 0 | 0 | 0 | 0 | 0 | 0 | 0 | 0 | 0 | 0 | 0 | 0 | 0 | 0 | 0 | 0 | 0 | 0 | 0 | 0 |  | 0 | 0 | 0 | 0 |  | 0 | 0 | 0 | 0 | 0
2007-09-25 | 2007 | 9 | 25 | 0 | 0 | 0 | 0 | 0 | 0 | 0 | 0 | 0 | 0 | 0 | 0 | 0 | 0 | 0 | 0 | 1 | 0 | 0 | 0 | 0 | 0 | 0 | 0 |  | 1 | 1 | 1 | 0 |  | 0 | 0 | 0 | 0 | 1
2007-09-26 | 2007 | 9 | 26 | 0 | 0 | 0 | 0 | 0 | 0 | 0 | 0 | 0 | 0 | 0 | 0 | 0 | 0 | 0 | 0.4 | 0 | 0 | 0 | 0 | 0 | 0 | 0 | 0 |  | 0.4 | 0.4 | 0.4 | 0 |  | 0 | 0 | 0 | 0 | 0.4
2007-09-27 | 2007 | 9 | 27 | 0 | 0 | 0 | 0 | 0 | 0 | 0 | 0 | 0 | 0 | 0 | 0 | 0 | 0 | 0 | 0 | 0 | 0 | 0 | 0 | 0 | 0 | 0 | 0 |  | 0 | 0 | 0 | 0 |  | 0 | 0 | 0 | 0 | 0
2007-09-28 | 2007 | 9 | 28 | 0 | 0 | 0 | 0 | 0 | 0 | 0 | 0 | 0 | 0 | 0 | 0 | 0 | 0 | 0 | 0 | 0 | 0 | 0 | 0 | 0 | 0 | 0 | 0.2 |  | 0.2 | 0.2 | 0.2 | 0 |  | 0 | 0 | 0 | 0 | 0.2
2007-09-29 | 2007 | 9 | 29 | 0.1 | 0 | 0.1 | 0 | 0 | 0 | 0 | 0 | 0 | 0 | 0 | 0 | 0 | 0 | 0 | 0 | 0 | 0 | 0 | 0 | 0 | 0 | 0 | 0 |  | 0.2 | 0.2 | 0.2 | 0 |  | 0 | 0 | 0 | 0 | 0.2
2007-09-30 | 2007 | 9 | 30 | 0 | 0 | 0 | 0 | 0 | 0 | 0 | 0 | 0 | 0 | 0 | 0 | 0 | 0 | 0 | 0 | 0 | 0 | 0 | 0 | 0 | 0 | 0 | 0 |  | 0 | 0 | 0 | 0 |  | 0 | 0 | 0 | 0 | 0
2007-10-01 | 2007 | 10 | 1 | 0 | 0 | 0 | 0 | 0 | 0 | 0 | 0 | 0 | 0 | 0 | 0 | 0 | 0 | 0 | 0 | 0 | 0 | 0 | 0 | 0 | 0 | 0 | 0 |  | 0 | 0 | 0 | 0 |  | 0 | 0 | 0 | 0 | 0
2007-10-02 | 2007 | 10 | 2 | 0 | 0 | 0 | 0 | 0 | 0 | 0 | 0 | 0 | 0 | 0 | 0 | 0 | 0 | 0 | 0 | 0 | 0 | 0 | 0 | 0 | 0 | 0 | 0 |  | 0 | 0 | 0 | 0 |  | 0 | 0 | 0 | 0 | 0
2007-10-03 | 2007 | 10 | 3 | 0 | 0 | 0 | 0 | 0 | 0 | 0 | 0 | 0 | 0 | 0 | 0 | 0 | 0 | 0 | 0 | 0 | 0 | 1.6 | 1.1 | 1.1 | 0 | 0 | 0 |  | 3.8 | 3.8 | 3.8 | 4.4409e-16 |  | 0 | 0 | 0 | 0 | 0
2007-10-04 | 2007 | 10 | 4 | 0 | 0 | 0 | 0 | 0 | 0 | 0 | 0 | 0.4 | 0 | 0 | 0 | 0 | 0 | 0 | 0 | 0.4 | 0 | 0 | 0.7 | 2.5 | 1.1 | 0 | 0 |  | 5.1 | 5.1 | 5.1 | 0 |  | 0 | 0 | 0 | 0 | 0
2007-10-05 | 2007 | 10 | 5 | 0 | 0 | 0 | 0 | 0 | 0 | 0 | 0 | 0 | 0 | 0 | 0 | 0 | 0 | 0 | 0 | 0 | 0 | 0 | 0 | 0 | 0 | 0 | 0 |  | 0 | 0 | 0 | 0 |  | 0 | 0 | 0 | 0 | 0
2007-10-06 | 2007 | 10 | 6 | 0 | 0 | 0 | 0 | 0 | 0 | 0 | 0 | 0 | 0 | 0 | 0 | 0 | 0 | 0 | 0 | 0 | 0 | 0 | 0 | 0 | 0 | 0 | 0 |  | 0 | 0 | 0 | 0 |  | 0 | 0 | 0 | 0 | 0
2007-10-07 | 2007 | 10 | 7 | 0 | 0 | 0 | 0 | 0 | 0 | 0 | 0 | 0 | 0 | 0 | 0 | 0 | 0 | 0 | 0 | 0 | 0 | 0 | 0 | 0 | 0 | 0 | 0 |  | 0 | 0 | 0 | 0 |  | 0 | 0 | 0 | 0 | 0
2007-10-08 | 2007 | 10 | 8 | 0 | 0 | 0 | 0 | 0 | 0 | 0 | 0.6 | 0 | 0 | 0 | 0 | 0 | 0 | 0 | 0 | 0 | 0 | 0 | 0 | 0 | 0 | 0 | 0 |  | 0.6 | 0.6 | 0.6 | 0 |  | 0 | 0 | 0 | 0 | 0
2007-10-09 | 2007 | 10 | 9 | 0 | 0 | 0 | 0 | 0 | 0 | 0 | 0 | 0 | 0 | 0 | 0 | 0 | 0 | 0 | 0 | 0 | 0 | 0 | 0 | 0 | 0 | 0 | 0 |  | 0 | 0 | 0 | 0 |  | 0 | 0 | 0 | 0 | 0
2007-10-10 | 2007 | 10 | 10 | 0 | 0 | 0 | 0 | 0 | 0 | 0 | 0 | 0 | 0 | 0 | 0 | 0 | 0 | 0 | 0 | 0 | 0 | 0 | 0 | 0 | 0 | 0 | 0 |  | 0 | 0 | 0 | 0 |  | 0 | 0 | 0 | 0 | 0
2007-10-11 | 2007 | 10 | 11 | 0 | 0 | 0 | 0 | 0 | 0 | 0 | 0 | 0 | 0 | 0 | 0 | 0 | 0 | 0 | 0 | 0 | 0 | 0 | 0 | 0 | 0 | 0 | 0 |  | 0 | 0 | 0 | 0 |  | 0 | 0 | 0 | 0 | 0
2007-10-12 | 2007 | 10 | 12 | 0 | 0 | 0 | 0 | 0 | 0 | 0 | 0 | 0 | 0 | 0 | 0 | 0 | 0 | 0 | 0 | 0 | 0 | 0 | 0 | 0 | 0 | 0 | 0 |  | 0 | 0 | 0 | 0 |  | 0 | 0 | 0 | 0 | 0
2007-10-13 | 2007 | 10 | 13 | 0 | 0 | 0 | 0 | 0 | 0 | 0 | 0 | 0 | 0 | 0 | 0 | 0 | 0 | 0 | 0 | 0 | 0 | 0 | 0 | 0 | 0 | 0 | 0 |  | 0 | 0 | 0 | 0 |  | 0 | 0 | 0 | 0 | 0
2007-10-14 | 2007 | 10 | 14 | 0 | 0 | 0 | 0 | 0 | 0 | 0 | 0 | 0 | 0 | 0 | 0 | 0 | 0 | 0 | 0 | 0 | 0 | 0 | 0 | 0 | 0 | 0 | 0 |  | 0 | 0 | 0 | 0 |  | 0 | 0 | 0 | 0 | 0
2007-10-15 | 2007 | 10 | 15 | 0 | 0 | 0 | 0 | 0 | 0 | 0 | 0 | 0 | 0 | 0 | 0 | 0 | 0 | 0 | 0 | 0 | 0 | 0 | 0 | 0 | 0 | 0 | 0 |  | 0 | 0 | 0 | 0 |  | 0 | 0 | 0 | 0 | 0
2007-10-16 | 2007 | 10 | 16 | 0 | 0 | 0 | 0 | 0 | 0 | 0 | 0 | 0 | 0 | 0 | 0 | 0 | 0 | 0 | 0 | 0 | 0 | 0 | 0 | 0 | 0 | 0 | 0 |  | 0 | 0 | 0 | 0 |  | 0 | 0 | 0 | 0 | 0
2007-10-17 | 2007 | 10 | 17 | 0 | 0 | 0 | 0 | 0 | 0 | 0 | 0 | 0 | 0 | 0 | 0 | 0 | 0 | 0 | 0 | 0 | 0 | 0 | 0 | 0 | 0 | 0 | 0 |  | 0 | 0 | 0 | 0 |  | 0 | 0 | 0 | 0 | 0
2007-10-18 | 2007 | 10 | 18 | 0 | 0 | 0 | 0 | 0 | 0 | 0 | 0 | 0 | 0 | 0 | 0 | 0 | 0 | 0 | 0 | 0 | 0 | 0 | 0 | 0 | 0 | 0 | 0 |  | 0 | 0 | 0 | 0 |  | 0 | 0 | 0 | 0 | 0
2007-10-19 | 2007 | 10 | 19 | 0 | 0 | 0 | 0 | 0 | 0 | 0 | 0 | 0 | 0 | 0 | 0 | 0 | 0 | 0 | 0 | 0 | 0 | 0.8 | 0 | 0 | 0 | 0 | 0 |  | 0.8 | 0.8 | 0.8 | 0 |  | 0 | 0 | 0 | 0 | 0
2007-10-20 | 2007 | 10 | 20 | 0 | 0 | 0 | 0 | 0 | 0 | 0 | 0 | 0 | 0 | 0 | 0 | 0 | 0 | 0 | 0 | 0 | 0 | 0 | 0 | 0 | 0 | 0 | 0 |  | 0 | 0 | 0 | 0 |  | 0 | 0 | 0 | 0 | 0
2007-10-21 | 2007 | 10 | 21 | 0 | 0 | 0 | 0 | 0 | 0 | 0 | 0 | 0 | 0 | 0 | 0 | 0 | 0 | 0 | 0 | 0 | 0 | 0 | 0 | 0 | 0 | 0 | 0 |  | 0 | 0 | 0 | 0 |  | 0 | 0 | 0 | 0 | 0
2007-10-22 | 2007 | 10 | 22 | 0 | 0 | 0 | 0 | 0 | 0 | 0 | 0 | 0 | 0 | 0 | 0 | 0 | 0 | 0 | 0 | 0 | 0 | 0 | 0 | 0 | 0 | 0 | 0 |  | 0 | 0 | 0 | 0 |  | 0 | 0 | 0 | 0 | 0
2007-10-23 | 2007 | 10 | 23 | 0 | 0 | 0 | 0 | 0 | 0 | 0 | 0 | 0 | 0 | 0 | 0 | 0 | 0 | 0 | 0 | 0 | 0 | 0 | 0 | 0 | 0 | 0 | 0 |  | 0 | 0 | 0 | 0 |  | 0 | 0 | 0 | 0 | 0
2007-10-24 | 2007 | 10 | 24 | 0 | 0 | 0 | 0 | 0 | 0 | 0 | 0 | 0 | 0 | 0 | 0 | 0 | 0 | 0 | 0 | 0 | 0 | 0 | 0 | 0 | 1.2 | 2.4 | 1.2 |  | 4.8 | 4.8 | 4.8 | 0 |  | 0 | 0 | 0 | 0 | 0
2007-10-25 | 2007 | 10 | 25 | 0 | 0 | 0 | 0 | 0 | 0 | 0 | 0 | 0 | 0 | 0 | 0 | 0 | 0 | 0 | 0 | 0 | 0 | 0 | 0 | 0 | 0 | 0 | 0 |  | 0 | 0 | 0 | 0 |  | 0 | 0 | 0 | 0 | 0
2007-10-26 | 2007 | 10 | 26 | 0 | 0 | 0 | 0 | 0 | 0 | 0 | 0 | 0 | 0 | 0 | 0 | 0 | 0 | 0 | 0 | 0 | 0 | 0 | 0 | 0 | 0 | 0 | 0 |  | 0 | 0 | 0 | 0 |  | 0 | 0 | 0 | 0 | 0
2007-10-27 | 2007 | 10 | 27 | 0 | 0 | 0 | 0 | 0 | 0 | 0 | 0 | 0 | 0 | 0 | 0 | 0 | 0 | 0 | 0 | 0 | 0 | 0 | 0 | 0 | 0 | 0 | 0 |  | 0 | 0 | 0 | 0 |  | 0 | 0 | 0 | 0 | 0
2007-10-28 | 2007 | 10 | 28 | 0 | 0 | 0 | 0 | 0 | 0 | 0 | 0 | 0 | 0 | 0 | 0 | 0 | 0 | 0 | 0 | 0 | 0 | 0 | 0 | 0 | 0 | 0 | 0 |  | 0 | 0 | 0 | 0 |  | 0 | 0 | 0 | 0 | 0
2007-10-29 | 2007 | 10 | 29 | 0 | 0 | 0 | 0 | 0 | 0 | 0 | 0 | 0 | 0 | 0 | 0 | 0 | 0 | 0 | 0 | 0 | 0 | 0 | 0 | 0 | 0 | 0 | 0 |  | 0 | 0 | 0 | 0 |  | 0 | 0 | 0 | 0 | 0
2007-10-30 | 2007 | 10 | 30 | 0 | 0 | 0.4 | 0 | 0 | 0 | 0 | 0 | 0 | 0 | 0 | 0 | 0 | 0 | 0 | 0 | 0 | 0 | 0 | 0 | 0 | 0 | 0 | 0 |  | 0.4 | 0.4 | 0.4 | 0 |  | 0 | 0 | 0 | 0 | 0
2007-10-31 | 2007 | 10 | 31 | 0 | 0 | 0 | 0 | 0 | 0 | 0 | 0 | 0 | 0 | 0 | 0 | 0 | 0 | 0 | 0 | 0 | 0 | 0 | 0 | 0 | 0 | 0 | 0 |  | 0 | 0 | 0 | 0 |  | 0 | 0 | 0 | 0 | 0
2007-11-01 | 2007 | 11 | 1 | 0 | 0 | 0 | 0 | 0 | 0 | 0 | 0 | 0 | 0 | 0 | 0 | 0 | 0 | 0 | 0 | 0 | 0 | 0 | 0 | 0 | 0 | 0 | 0 |  | 0 | 0 | 0 | 0 |  | 0 | 0 | 0 | 0 | 0
2007-11-02 | 2007 | 11 | 2 | 0 | 0 | 0 | 0 | 0 | 0 | 0 | 0 | 0 | 0 | 0 | 0 | 0 | 0 | 0 | 0 | 0 | 0 | 0 | 0 | 0 | 0 | 0 | 0 |  | 0 | 0 | 0 | 0 |  | 0 | 0 | 0 | 0 | 0
2007-11-03 | 2007 | 11 | 3 | 0 | 0 | 0 | 0 | 0 | 0 | 0 | 0 | 0 | 0 | 0 | 0 | 0 | 0 | 0 | 0 | 0 | 0 | 0 | 0 | 0 | 0 | 0 | 0 |  | 0 | 0 | 0 | 0 |  | 0 | 0 | 0 | 0 | 0
2007-11-04 | 2007 | 11 | 4 | 0 | 0 | 0 | 0 | 0 | 0.3 | 0.3 | 0.2 | 0.3 | 0.3 | 0.3 | 0.2 | 0 | 0 | 0 | 0 | 0.3 | 0 | 0 | 0 | 0 | 0 | 0 | 0 |  | 2.2 | 2.2 | 2.2 | 0 |  | 0 | 0 | 0 | 0 | 0
2007-11-05 | 2007 | 11 | 5 | 0 | 0 | 0 | 0 | 0 | 0 | 0 | 0 | 0 | 0 | 0 | 0 | 0 | 0 | 0 | 0 | 0 | 0 | 0 | 0 | 0 | 0 | 0 | 0 |  | 0 | 0 | 0 | 0 |  | 0 | 0 | 0 | 0 | 0
2007-11-06 | 2007 | 11 | 6 | 0 | 0 | 0 | 0 | 0 | 0 | 0 | 0 | 0 | 0 | 0 | 0 | 0 | 0 | 0 | 0 | 0 | 0 | 0 | 0 | 0 | 0 | 0 | 0 |  | 0 | 0 | 0 | 0 |  | 0 | 0 | 0 | 0 | 0
2007-11-07 | 2007 | 11 | 7 | 0 | 0 | 0 | 0 | 0 | 0 | 0 | 0 | 0 | 0 | 0 | 0 | 0 | 0 | 0 | 0 | 0 | 0 | 0 | 0 | 0 | 0 | 0 | 0 |  | 0 | 0 | 0 | 0 |  | 0 | 0 | 0 | 0 | 0
2007-11-08 | 2007 | 11 | 8 | 0 | 0 | 0 | 0 | 0 | 0 | 0 | 0 | 0 | 0 | 0 | 0 | 0 | 0 | 0 | 0 | 0 | 0 | 0 | 0 | 0 | 0 | 0 | 0 |  | 0 | 0 | 0 | 0 |  | 0 | 0 | 0 | 0 | 0
2007-11-09 | 2007 | 11 | 9 | 0 | 0.1 | 0.2 | 0.1 | 0 | 0 | 0 | 0 | 0 | 0 | 0 | 0 | 0 | 0 | 0 | 0 | 0 | 0 | 0 | 0 | 0 | 0 | 0 | 0 |  | 0.4 | 0.4 | 0.4 | 0 |  | 0 | 0 | 0 | 0 | 0
2007-11-10 | 2007 | 11 | 10 | 0 | 0 | 0 | 0 | 0 | 0 | 0 | 0 | 0 | 0 | 0 | 0 | 0 | 0 | 0 | 0 | 0 | 0 | 0 | 0 | 0 | 0 | 0 | 0 |  | 0 | 0 | 0 | 0 |  | 0 | 0 | 0 | 0 | 0
2007-11-11 | 2007 | 11 | 11 | 0 | 0 | 0 | 0 | 0 | 0 | 0 | 0 | 0 | 0 | 0 | 0 | 0 | 0 | 0 | 0 | 0 | 0 | 0 | 0 | 0 | 0 | 0 | 0 |  | 0 | 0 | 0 | 0 |  | 0 | 0 | 0 | 0 | 0
2007-11-12 | 2007 | 11 | 12 | 0 | 0 | 0 | 0 | 0 | 0 | 0 | 0 | 0 | 0 | 0 | 0 | 0 | 0 | 0 | 0 | 0 | 0 | 0 | 0 | 0 | 0 | 0 | 0 |  | 0 | 0 | 0 | 0 |  | 0 | 0 | 0 | 0 | 0
2007-11-13 | 2007 | 11 | 13 | 0 | 0 | 0 | 0 | 0 | 0 | 0 | 0 | 0 | 0 | 0 | 0 | 0 | 0 | 0 | 0 | 0 | 0 | 0 | 0 | 0 | 0 | 0 | 0 |  | 0 | 0 | 0 | 0 |  | 0 | 0 | 0 | 0 | 0
2007-11-14 | 2007 | 11 | 14 | 0 | 0 | 0 | 0 | 0 | 0 | 0 | 0 | 0 | 0 | 0 | 0 | 0 | 0 | 0 | 0 | 0 | 0 | 0 | 0 | 0 | 0 | 0 | 0 |  | 0 | 0 | 0 | 0 |  | 0 | 0 | 0 | 0 | 0
2007-11-15 | 2007 | 11 | 15 | 0 | 0 | 0 | 0 | 0 | 0 | 0 | 0 | 0 | 0 | 0 | 0 | 0 | 0 | 0 | 0 | 0 | 0 | 0 | 0 | 0 | 0 | 0 | 0 |  | 0 | 0 | 0 | 0 |  | 0 | 0 | 0 | 0 | 0
2007-11-16 | 2007 | 11 | 16 | 0 | 0 | 0 | 0 | 0 | 0 | 0 | 0 | 0 | 0 | 0 | 0 | 0 | 0 | 0 | 0 | 0 | 0 | 0 | 0 | 0 | 0 | 0 | 0 |  | 0 | 0 | 0 | 0 |  | 0 | 0 | 0 | 0 | 0
2007-11-17 | 2007 | 11 | 17 | 0 | 0 | 0 | 0 | 0 | 0 | 0 | 0 | 0 | 0 | 0 | 0 | 0 | 0 | 0 | 0 | 0 | 0 | 0 | 0 | 0 | 0 | 0 | 0 |  | 0 | 0 | 0 | 0 |  | 0 | 0 | 0 | 0 | 0
2007-11-18 | 2007 | 11 | 18 | 0 | 0 | 0 | 0 | 0 | 0 | 0 | 0 | 0 | 0 | 0 | 0 | 0 | 0 | 0 | 0 | 0 | 0 | 0 | 0 | 0 | 0 | 0 | 0 |  | 0 | 0 | 0 | 0 |  | 0 | 0 | 0 | 0 | 0
2007-11-19 | 2007 | 11 | 19 | 0 | 0 | 0 | 0 | 0 | 0 | 0 | 0 | 0 | 0 | 0 | 0 | 0 | 0 | 0 | 0 | 0 | 0 | 0 | 0 | 0 | 0 | 0 | 0 |  | 0 | 0 | 0 | 0 |  | 0 | 0 | 0 | 0 | 0
2007-11-20 | 2007 | 11 | 20 | 0 | 0 | 0 | 0 | 0 | 0 | 0 | 0 | 0 | 0 | 0 | 0 | 0 | 0 | 0 | 0 | 0 | 0 | 0.2 | 0.1 | 0.2 | 0.2 | 0.1 | 0.2 |  | 1 | 1 | 1 | 0 |  | 0 | 0 | 0 | 0 | 0
2007-11-21 | 2007 | 11 | 21 | 0 | 0 | 0 | 0 | 0 | 0 | 0 | 0 | 0 | 0 | 0 | 0 | 0 | 0 | 0 | 0 | 0 | 0 | 0 | 0 | 0 | 0 | 0 | 0 |  | 0 | 0 | 0 | 0 |  | 0 | 0 | 0 | 0 | 0
2007-11-22 | 2007 | 11 | 22 | 0 | 0 | 0 | 0 | 0 | 0 | 0 | 0 | 0 | 0 | 0 | 0 | 0 | 0 | 0 | 0 | 0 | 0 | 0 | 0 | 0 | 0 | 0 | 0 |  | 0 | 0 | 0 | 0 |  | 0 | 0 | 0 | 0 | 0
2007-11-23 | 2007 | 11 | 23 | 0 | 0 | 0 | 0 | 0 | 0 | 0 | 0 | 0 | 0 | 0 | 0 | 0 | 0 | 0 | 0 | 0 | 0 | 0 | 0 | 0 | 0 | 0 | 0 |  | 0 | 0 | 0 | 0 |  | 0 | 0 | 0 | 0 | 0
2007-11-24 | 2007 | 11 | 24 | 0 | 0 | 0 | 0 | 0 | 0 | 0 | 0 | 0 | 0 | 0 | 0 | 0 | 0 | 0 | 0 | 0 | 0 | 0 | 0 | 0 | 0 | 0 | 0 |  | 0 | 0 | 0 | 0 |  | 0 | 0 | 0 | 0 | 0
2007-11-25 | 2007 | 11 | 25 | 0 | 0 | 0 | 0 | 0 | 0 | 0 | 0 | 0 | 0 | 0 | 0 | 0 | 0 | 0 | 0 | 0 | 0 | 0 | 0 | 0 | 0 | 0 | 0 |  | 0 | 0 | 0 | 0 |  | 0 | 0 | 0 | 0 | 0
2007-11-26 | 2007 | 11 | 26 | 0 | 0 | 0 | 0 | 0.1 | 0 | 0.1 | 0 | 0 | 0.1 | 0 | 0 | 0.1 | 0 | 0.1 | 0 | 0 | 0.1 | 0 | 0 | 0 | 0 | 0 | 0 |  | 0.6 | 0.6 | 0.6 | 0 |  | 0 | 0 | 0 | 0 | 0
2007-11-27 | 2007 | 11 | 27 | 0 | 0 | 0 | 0.6 | 0.6 | 0.5 | 0.6 | 0.6 | 0.6 | 0.5 | 0.6 | 0 | 0 | 0 | 0 | 0 | 0 | 0 | 0.6 | 0 | 0 | 0 | 0 | 0 |  | 5.2 | 5.2 | 5.2 | 8.8818e-16 |  | 0 | 0 | 0 | 0 | 0
2007-11-28 | 2007 | 11 | 28 | 0 | 0 | 0 | 0 | 0 | 0 | 0 | 0 | 0 | 0 | 0 | 0 | 0 | 0 | 0 | 0 | 0 | 0 | 0 | 0 | 0 | 0 | 0 | 0 |  | 0 | 0 | 0 | 0 |  | 0 | 0 | 0 | 0 | 0
2007-11-29 | 2007 | 11 | 29 | 0 | 0 | 0 | 0 | 0 | 0 | 0 | 0 | 0 | 0 | 0 | 0 | 0 | 0 | 0 | 0 | 0 | 0 | 0 | 0 | 0 | 0 | 0 | 0 |  | 0 | 0 | 0 | 0 |  | 0 | 0 | 0 | 0 | 0
2007-11-30 | 2007 | 11 | 30 | 0 | 0 | 0 | 0 | 0 | 0 | 0 | 0 | 0 | 0 | 0 | 0 | 0 | 0 | 0 | 0 | 0 | 0 | 0 | 0 | 0 | 0 | 0 | 0 |  | 0 | 0 | 0 | 0 |  | 0 | 0 | 0 | 0 | 0
2007-12-01 | 2007 | 12 | 1 | 0.1 | 0 | 0.1 | 0 | 0.1 | 0 | 0 | 0.1 | 0 | 0.1 | 0 | 0.1 | 0 | 0.1 | 0 | 0.1 | 0 | 0 | 0 | 0 | 0 | 0.1 | 0 | 0.1 |  | 1 | 1 | 1 | 1.1102e-16 |  | 0 | 0 | 0 | 0 | 0
2007-12-02 | 2007 | 12 | 2 | 0 | 0 | 0 | 0 | 0 | 0.1 | 0 | 0 | 0 | 0 | 0 | 0 | 0 | 0 | 0 | 0 | 0 | 0.1 | 0 | 0 | 0 | 0 | 0 | 0 |  | 0.2 | 0.2 | 0.2 | 0 |  | 0 | 0 | 0 | 0 | 0
2007-12-03 | 2007 | 12 | 3 | 0 | 0 | 0 | 0 | 0 | 0.1 | 0 | 0 | 0 | 0 | 0 | 0 | 0 | 0 | 0 | 0 | 0.1 | 0 | 0 | 0 | 0 | 0 | 0 | 0 |  | 0.2 | 0.2 | 0.2 | 0 |  | 0 | 0 | 0 | 0 | 0
2007-12-04 | 2007 | 12 | 4 | 0 | 0 | 0 | 0 | 0 | 0.1 | 0 | 0 | 0 | 0 | 0 | 0 | 0 | 0 | 0 | 0 | 0 | 0 | 0 | 0 | 0.1 | 0 | 0 | 0 |  | 0.2 | 0.2 | 0.2 | 0 |  | 0 | 0 | 0 | 0 | 0
2007-12-05 | 2007 | 12 | 5 | 0.1 | 0.1 | 0.1 | 0.1 | 0 | 0 | 0 | 0 | 0 | 0 | 0 | 0 | 0 | 0.2 | 0.1 | 0.1 | 0.1 | 0.1 | 0 | 0 | 0 | 0 | 0 | 0 |  | 1 | 1 | 1 | 0 |  | 0 | 0 | 0 | 0 | 0
2007-12-06 | 2007 | 12 | 6 | 0 | 0 | 0 | 0 | 0 | 0 | 0 | 0 | 0 | 0 | 0 | 0 | 0 | 0 | 0 | 0 | 0 | 0 | 0 | 0 | 0 | 0 | 0 | 0 |  | 0 | 0 | 0 | 0 |  | 0 | 0 | 0 | 0 | 0
2007-12-07 | 2007 | 12 | 7 | 0 | 0 | 0 | 0 | 0 | 0 | 0 | 0 | 0 | 0 | 0 | 0 | 0 | 0 | 0 | 0 | 0 | 0 | 0 | 0 | 0 | 0 | 0 | 0 |  | 0 | 0 | 0 | 0 |  | 0 | 0 | 0 | 0 | 0
2007-12-08 | 2007 | 12 | 8 | 0 | 0 | 0 | 0 | 0 | 0 | 0 | 0 | 0 | 0 | 0 | 0 | 0 | 0 | 0 | 0 | 0 | 0 | 0 | 0 | 0 | 0 | 0 | 0 |  | 0 | 0 | 0 | 0 |  | 0 | 0 | 0 | 0 | 0
2007-12-09 | 2007 | 12 | 9 | 0 | 0 | 0 | 0 | 0 | 0 | 0 | 0 | 0 | 0 | 0 | 0 | 0 | 0 | 0 | 0 | 0 | 0 | 0 | 0 | 0 | 0 | 0 | 0 |  | 0 | 0 | 0 | 0 |  | 0 | 0 | 0 | 0 | 0
2007-12-10 | 2007 | 12 | 10 | 0.3 | 0.2 | 0.3 | 0.2 | 0 | 0 | 0.3 | 0.2 | 0.3 | 0 | 0 | 0 | 0 | 0 | 0 | 0 | 0 | 0 | 0 | 0 | 0 | 0 | 0 | 0 |  | 1.8 | 1.8 | 1.8 | 0 |  | 0 | 0 | 0 | 0 | 0
2007-12-11 | 2007 | 12 | 11 | 0 | 0 | 0 | 0 | 0 | 0 | 0 | 0 | 0 | 0 | 0 | 0 | 0 | 0 | 0 | 0 | 0 | 0 | 0 | 0 | 0 | 0 | 0 | 0 |  | 0 | 0 | 0 | 0 |  | 0 | 0 | 0 | 0 | 0
2007-12-12 | 2007 | 12 | 12 | 0 | 0 | 0 | 0 | 0 | 0 | 0 | 0 | 0 | 0 | 0 | 0 | 0 | 0 | 0 | 0 | 0 | 0 | 0 | 0 | 0 | 0 | 0 | 0 |  | 0 | 0 | 0 | 0 |  | 0 | 0 | 0 | 0 | 0
2007-12-13 | 2007 | 12 | 13 | 0 | 0 | 0 | 0 | 0 | 0 | 0 | 0 | 0 | 0 | 0 | 0 | 0 | 0 | 0 | 0 | 0 | 0 | 0 | 0 | 0 | 0 | 0 | 0 |  | 0 | 0 | 0 | 0 |  | 0 | 0 | 0 | 0 | 0
2007-12-14 | 2007 | 12 | 14 | 0 | 0 | 0 | 0 | 0 | 0 | 0 | 0 | 0 | 0 | 0 | 0 | 0 | 0 | 0 | 0 | 0 | 0 | 0 | 0 | 0 | 0 | 0 | 0 |  | 0 | 0 | 0 | 0 |  | 0 | 0 | 0 | 0 | 0
2007-12-15 | 2007 | 12 | 15 | 0 | 0 | 0 | 0 | 0 | 0 | 0 | 0 | 0 | 0 | 0 | 0 | 0 | 0 | 0 | 0 | 0 | 0 | 0 | 0 | 0 | 0 | 0 | 0 |  | 0 | 0 | 0 | 0 |  | 0 | 0 | 0 | 0 | 0
2007-12-16 | 2007 | 12 | 16 | 0 | 0 | 0 | 0 | 0 | 0 | 0 | 0 | 0 | 0 | 0 | 0 | 0 | 0 | 0 | 0 | 0 | 0 | 0 | 0 | 0 | 0 | 0 | 0 |  | 0 | 0 | 0 | 0 |  | 0 | 0 | 0 | 0 | 0
2007-12-17 | 2007 | 12 | 17 | 0 | 0 | 0 | 0 | 0 | 0 | 0 | 0 | 0 | 0 | 0 | 0 | 0 | 0 | 0 | 0 | 0 | 0 | 0 | 0 | 0 | 0 | 0 | 0 |  | 0 | 0 | 0 | 0 |  | 0 | 0 | 0 | 0 | 0
2007-12-18 | 2007 | 12 | 18 | 0 | 0 | 0 | 0 | 0 | 0 | 0 | 0 | 0 | 0 | 0 | 0 | 0 | 0 | 0 | 0 | 0 | 0 | 0 | 0 | 0 | 0 | 0 | 0 |  | 0 | 0 | 0 | 0 |  | 0 | 0 | 0 | 0 | 0
2007-12-19 | 2007 | 12 | 19 | 0 | 0 | 0 | 0 | 0 | 0 | 0 | 0 | 0 | 0 | 0 | 0 | 0 | 0 | 0 | 0 | 0 | 0 | 0 | 0 | 0 | 0 | 0 | 0 |  | 0 | 0 | 0 | 0 |  | 0 | 0 | 0 | 0 | 0
2007-12-20 | 2007 | 12 | 20 | 0 | 0 | 0 | 0 | 0 | 0 | 0 | 0 | 0 | 0 | 0 | 0 | 0 | 0 | 0 | 0 | 0 | 0 | 0 | 0 | 0 | 0 | 0 | 0 |  | 0 | 0 | 0 | 0 |  | 0 | 0 | 0 | 0 | 0
2007-12-21 | 2007 | 12 | 21 | 0 | 0 | 0 | 0 | 0 | 0 | 0 | 0 | 0 | 0 | 0 | 0 | 0 | 0 | 0 | 0 | 0 | 0 | 0 | 0 | 0 | 0 | 0 | 0 |  | 0 | 0 | 0 | 0 |  | 0 | 0 | 0 | 0 | 0
2007-12-22 | 2007 | 12 | 22 | 0 | 0 | 0 | 0 | 0 | 0 | 0 | 0 | 0 | 0 | 0 | 0 | 0 | 0 | 0 | 0 | 0 | 0 | 0 | 0 | 0 | 0 | 0 | 0 |  | 0 | 0 | 0 | 0 |  | 0 | 0 | 0 | 0 | 0
2007-12-23 | 2007 | 12 | 23 | 0 | 0 | 0 | 0 | 0 | 0 | 0 | 0 | 0 | 0 | 0 | 0 | 0 | 0 | 0 | 0 | 0 | 0 | 0 | 0 | 0 | 0 | 0 | 0 |  | 0 | 0 | 0 | 0 |  | 0 | 0 | 0 | 0 | 0
2007-12-24 | 2007 | 12 | 24 | 0 | 0 | 0 | 0 | 0 | 0 | 0 | 0 | 0 | 0 | 0 | 0 | 0 | 0 | 0 | 0 | 0 | 0 | 0 | 0 | 0 | 0 | 0 | 0 |  | 0 | 0 | 0 | 0 |  | 0 | 0 | 0 | 0 | 0
2007-12-25 | 2007 | 12 | 25 | 0 | 0 | 0 | 0 | 0 | 0 | 0 | 0 | 0 | 0 | 0 | 0 | 0 | 0 | 0 | 0 | 0 | 0 | 0 | 0 | 0 | 0 | 0 | 0 |  | 0 | 0 | 0 | 0 |  | 0 | 0 | 0 | 0 | 0
2007-12-26 | 2007 | 12 | 26 | 0 | 0 | 0 | 0 | 0 | 0 | 0 | 0 | 0 | 0 | 0 | 0.1 | 0.1 | 0 | 0.1 | 0.1 | 0.1 | 0 | 0.1 | 0.1 | 0.1 | 0 | 0.1 | 0.1 |  | 1 | 1 | 1 | 1.1102e-16 |  | 0 | 0 | 0 | 0 | 0
2007-12-27 | 2007 | 12 | 27 | 0.1 | 0.1 | 0.2 | 0.1 | 0.1 | 0 | 0 | 0 | 0 | 0 | 0 | 0 | 0 | 0 | 0 | 0 | 0 | 0 | 0 | 0 | 0 | 0 | 0 | 0 |  | 0.6 | 0.6 | 0.6 | 0 |  | 0 | 0 | 0 | 0 | 0
2007-12-28 | 2007 | 12 | 28 | 0 | 0 | 0 | 0 | 0 | 0 | 0 | 0 | 0 | 0 | 0 | 0 | 0 | 0 | 0 | 0 | 0 | 0 | 0 | 0 | 0 | 0 | 0 | 0 |  | 0 | 0 | 0 | 0 |  | 0 | 0 | 0 | 0 | 0
2007-12-29 | 2007 | 12 | 29 | 0 | 0 | 0 | 0 | 0 | 0 | 0 | 0 | 0 | 0 | 0 | 0 | 0 | 0 | 0 | 0 | 0 | 0 | 0 | 0 | 0 | 0 | 0 | 0 |  | 0 | 0 | 0 | 0 |  | 0 | 0 | 0 | 0 | 0
2007-12-30 | 2007 | 12 | 30 | 0 | 0 | 0 | 0 | 0 | 0 | 0 | 0 | 0 | 0 | 0 | 0 | 0 | 0 | 0 | 0 | 0 | 0 | 0 | 0 | 0 | 0 | 0 | 0 |  | 0 | 0 | 0 | 0 |  | 0 | 0 | 0 | 0 | 0
2007-12-31 | 2007 | 12 | 31 | 0.1 | 0.2 | 0.1 | 0 | 0 | 0 | 0 | 0 | 0 | 0 | 0 | 0 | 0 | 0 | 0 | 0 | 0 | 0 | 0 | 0 | 0 | 0 | 0 | 0 |  | 0.4 | 0.4 | 0.4 | 0 |  | 0 | 0 | 0 | 0 | 0
2008-01-01 | 2008 | 1 | 1 | 0 | 0 | 0 | 0 | 0 | 0 | 0 | 0 | 0 | 0 | 0 | 0 | 0 | 0 | 0 | 0 | 0 | 0 | 0 | 0 | 0 | 0 | 0 | 0 |  | 0 | 0 | 0 | 0 |  | 0 | 0 | 0 | 0 | 0
2008-01-02 | 2008 | 1 | 2 | 0 | 0 | 0 | 0 | 0 | 0 | 0 | 0 | 0 | 0 | 0 | 0 | 0 | 0 | 0 | 0 | 0 | 0 | 0 | 0 | 0 | 0 | 0 | 0 |  | 0 | 0 | 0 | 0 |  | 0 | 0 | 0 | 0 | 0
2008-01-03 | 2008 | 1 | 3 | 0 | 0 | 0 | 0 | 0 | 0 | 0 | 0 | 0 | 0 | 0 | 0 | 0 | 0 | 0 | 0 | 0 | 0 | 0 | 0 | 0 | 0 | 0 | 0 |  | 0 | 0 | 0 | 0 |  | 0 | 0 | 0 | 0 | 0
2008-01-04 | 2008 | 1 | 4 | 0 | 0 | 0 | 0 | 0 | 0 | 0 | 0 | 0 | 0 | 0 | 0 | 0 | 0 | 0 | 0 | 0 | 0 | 0 | 0 | 0 | 0 | 0 | 0 |  | 0 | 0 | 0 | 0 |  | 0 | 0 | 0 | 0 | 0
2008-01-05 | 2008 | 1 | 5 | 0 | 0 | 0 | 0 | 0 | 0 | 0 | 0 | 0 | 0 | 0 | 0 | 0 | 0 | 0 | 0 | 0 | 0 | 0 | 0 | 0 | 0 | 0 | 0 |  | 0 | 0 | 0 | 0 |  | 0 | 0 | 0 | 0 | 0
2008-01-06 | 2008 | 1 | 6 | 0 | 0 | 0 | 0 | 0 | 0 | 0 | 0 | 0 | 0 | 0 | 0 | 0 | 0 | 0 | 0 | 0 | 0 | 0 | 0 | 0 | 0 | 0 | 0 |  | 0 | 0 | 0 | 0 |  | 0 | 0 | 0 | 0 | 0
2008-01-07 | 2008 | 1 | 7 | 0 | 0 | 0 | 0 | 0 | 0 | 0 | 0 | 0 | 0 | 0 | 0 | 0 | 0 | 0 | 0 | 0 | 0 | 0 | 0 | 0 | 0 | 0 | 0 |  | 0 | 0 | 0 | 0 |  | 0 | 0 | 0 | 0 | 0
2008-01-08 | 2008 | 1 | 8 | 0 | 0 | 0 | 0 | 0 | 0 | 0 | 0 | 0 | 0 | 0 | 0 | 0 | 0 | 0 | 0 | 0 | 0 | 0 | 0 | 0 | 0 | 0 | 0 |  | 0 | 0 | 0 | 0 |  | 0 | 0 | 0 | 0 | 0
2008-01-09 | 2008 | 1 | 9 | 0 | 0 | 0 | 0 | 0 | 0 | 0 | 0 | 0 | 0 | 0 | 0 | 0 | 0 | 0 | 0 | 0 | 0 | 0 | 0 | 0 | 0 | 0 | 0 |  | 0 | 0 | 0 | 0 |  | 0 | 0 | 0 | 0 | 0
2008-01-10 | 2008 | 1 | 10 | 0 | 0 | 0 | 0 | 0 | 0 | 0 | 0 | 0 | 0 | 0 | 0 | 0 | 0 | 0 | 0 | 0 | 0 | 0 | 0 | 0 | 0 | 0 | 0 |  | 0 | 0 | 0 | 0 |  | 0 | 0 | 0 | 0 | 0
2008-01-11 | 2008 | 1 | 11 | 0 | 0 | 0 | 0 | 0 | 0 | 0 | 0 | 0 | 0 | 0 | 0 | 0 | 0 | 0 | 0 | 0 | 0 | 0 | 0 | 0 | 0 | 0 | 0 |  | 0 | 0 | 0 | 0 |  | 0 | 0 | 0 | 0 | 0
2008-01-12 | 2008 | 1 | 12 | 0 | 0 | 0 | 0 | 0 | 0 | 0 | 0 | 0 | 0 | 0 | 0 | 0 | 0 | 0 | 0 | 0 | 0 | 0 | 0 | 0 | 0 | 0 | 0 |  | 0 | 0 | 0 | 0 |  | 0 | 0 | 0 | 0 | 0
2008-01-13 | 2008 | 1 | 13 | 0 | 0 | 0 | 0 | 0 | 0 | 0 | 0 | 0 | 0 | 0 | 0 | 0 | 0 | 0 | 0 | 0 | 0 | 0 | 0 | 0 | 0 | 0 | 0 |  | 0 | 0 | 0 | 0 |  | 0 | 0 | 0 | 0 | 0
2008-01-14 | 2008 | 1 | 14 | 0 | 0 | 0 | 0 | 0 | 0 | 0 | 0 | 0 | 0 | 0 | 0 | 0 | 0 | 0 | 0 | 0 | 0 | 0 | 0 | 0 | 0 | 0 | 0 |  | 0 | 0 | 0 | 0 |  | 0 | 0 | 0 | 0 | 0
2008-01-15 | 2008 | 1 | 15 | 0 | 0 | 0 | 0 | 0 | 0 | 0 | 0 | 0 | 0 | 0 | 0 | 0 | 0 | 0 | 0 | 0 | 0 | 0 | 0 | 0 | 0 | 0 | 0 |  | 0 | 0 | 0 | 0 |  | 0 | 0 | 0 | 0 | 0
2008-01-16 | 2008 | 1 | 16 | 0 | 0 | 0 | 0 | 0 | 0 | 0 | 0 | 0 | 0 | 0 | 0 | 0 | 0 | 0 | 0 | 0 | 0 | 0 | 0 | 0 | 0 | 0 | 0 |  | 0 | 0 | 0 | 0 |  | 0 | 0 | 0 | 0 | 0
2008-01-17 | 2008 | 1 | 17 | 0 | 0 | 0 | 0 | 0 | 0 | 0 | 0 | 0.1 | 0.2 | 0 | 0 | 0 | 0 | 0 | 0 | 0.1 | 0.1 | 0.2 | 0.1 | 0.1 | 0.2 | 0.1 | 0.4 |  | 1.6 | 1.6 | 1.6 | 0 |  | 0 | 0 | 0 | 0 | 0
2008-01-18 | 2008 | 1 | 18 | 0.1 | 0.1 | 0.1 | 0.1 | 0.1 | 0.1 | 0.2 | 0.1 | 0.1 | 0.1 | 0.1 | 0.1 | 0.1 | 0 | 0 | 0 | 0 | 0 | 0 | 0 | 0 | 0 | 0 | 0 |  | 1.4 | 1.4 | 1.4 | 4.4409e-16 |  | 0 | 0 | 0 | 0 | 0
2008-01-19 | 2008 | 1 | 19 | 0 | 0 | 0 | 0 | 0 | 0 | 0.2 | 0.2 | 0.2 | 0.3 | 0.2 | 0.2 | 0.2 | 0.2 | 0.2 | 0.2 | 0.3 | 0.2 | 0.2 | 0.2 | 0 | 0 | 0 | 0 |  | 3 | 3 | 3 | 4.4409e-16 |  | 0 | 0 | 0 | 0 | 0
2008-01-20 | 2008 | 1 | 20 | 0 | 0 | 0 | 0 | 0 | 0 | 0 | 0 | 0.1 | 0 | 0 | 0.1 | 0.1 | 0.1 | 0 | 0 | 0 | 0 | 0 | 0 | 0 | 0 | 0 | 0 |  | 0.4 | 0.4 | 0.4 | 0 |  | 0 | 0 | 0 | 0 | 0
2008-01-21 | 2008 | 1 | 21 | 0 | 0 | 0 | 0 | 0 | 0 | 0 | 0 | 0 | 0 | 0 | 0 | 0 | 0 | 0 | 0 | 0 | 0 | 0 | 0 | 0 | 0 | 0 | 0 |  | 0 | 0 | 0 | 0 |  | 0 | 0 | 0 | 0 | 0
2008-01-22 | 2008 | 1 | 22 | 0 | 0 | 0 | 0 | 0 | 0 | 0 | 0 | 0 | 0 | 0 | 0 | 0 | 0 | 0 | 0 | 0 | 0 | 0 | 0 | 0 | 0 | 0 | 0 |  | 0 | 0 | 0 | 0 |  | 0 | 0 | 0 | 0 | 0
2008-01-23 | 2008 | 1 | 23 | 0 | 0 | 0 | 0 | 0 | 0 | 0 | 0 | 0 | 0 | 0 | 0 | 0 | 0 | 0 | 0 | 0 | 0 | 0 | 0 | 0 | 0 | 0 | 0 |  | 0 | 0 | 0 | 0 |  | 0 | 0 | 0 | 0 | 0
2008-01-24 | 2008 | 1 | 24 | 0 | 0 | 0 | 0 | 0 | 0 | 0 | 0 | 0 | 0 | 0 | 0 | 0 | 0 | 0 | 0 | 0 | 0 | 0 | 0 | 0.1 | 0 | 0 | 0.1 |  | 0.2 | 0.2 | 0.2 | 0 |  | 0 | 0 | 0 | 0 | 0
2008-01-25 | 2008 | 1 | 25 | 0 | 0 | 0 | 0 | 0 | 0 | 0 | 0 | 0 | 0 | 0 | 0 | 0 | 0 | 0 | 0 | 0 | 0 | 0 | 0 | 0 | 0 | 0 | 0 |  | 0 | 0 | 0 | 0 |  | 0 | 0 | 0 | 0 | 0
2008-01-26 | 2008 | 1 | 26 | 0 | 0 | 0 | 0 | 0 | 0 | 0 | 0 | 0 | 0 | 0 | 0 | 0 | 0 | 0 | 0 | 0 | 0 | 0 | 0 | 0 | 0 | 0 | 0 |  | 0 | 0 | 0 | 0 |  | 0 | 0 | 0 | 0 | 0
2008-01-27 | 2008 | 1 | 27 | 0 | 0 | 0 | 0 | 0 | 0 | 0 | 0 | 0 | 0 | 0.1 | 0.1 | 0.1 | 0 | 0.1 | 0.1 | 0.1 | 0.1 | 0.1 | 0.1 | 0 | 0.1 | 0.1 | 0.1 |  | 1.2 | 1.2 | 1.2 | 0 |  | 0 | 0 | 0 | 0 | 0
2008-01-28 | 2008 | 1 | 28 | 0.1 | 0 | 0.1 | 0.1 | 0.1 | 0 | 0.1 | 0.1 | 0 | 0 | 0 | 0 | 0 | 0.1 | 0.1 | 0 | 0 | 0.1 | 0 | 0.1 | 0 | 0 | 0 | 0 |  | 1 | 1 | 1 | 1.1102e-16 |  | 0 | 0 | 0 | 0 | 0
2008-01-29 | 2008 | 1 | 29 | 0 | 0 | 0 | 0 | 0 | 0 | 0 | 0 | 0 | 0 | 0 | 0 | 0 | 0 | 0 | 0 | 0 | 0 | 0 | 0 | 0 | 0 | 0 | 0 |  | 0 | 0 | 0 | 0 |  | 0 | 0 | 0 | 0 | 0
2008-01-30 | 2008 | 1 | 30 | 0 | 0 | 0 | 0 | 0 | 0 | 0 | 0 | 0 | 0 | 0 | 0 | 0 | 0 | 0 | 0 | 0 | 0 | 0 | 0 | 0 | 0 | 0 | 0 |  | 0 | 0 | 0 | 0 |  | 0 | 0 | 0 | 0 | 0
2008-01-31 | 2008 | 1 | 31 | 0 | 0 | 0 | 0 | 0 | 0 | 0 | 0 | 0 | 0 | 0 | 0 | 0 | 0 | 0 | 0 | 0 | 0 | 0 | 0 | 0 | 0 | 0 | 0 |  | 0 | 0 | 0 | 0 |  | 0 | 0 | 0 | 0 | 0
2008-02-01 | 2008 | 2 | 1 | 0 | 0 | 0 | 0 | 0 | 0 | 0 | 0 | 0 | 0 | 0 | 0 | 0 | 0 | 0 | 0 | 0 | 0 | 0 | 0 | 0 | 0 | 0 | 0 |  | 0 | 0 | 0 | 0 |  | 0 | 0 | 0 | 0 | 0
2008-02-02 | 2008 | 2 | 2 | 0 | 0 | 0 | 0 | 0 | 0 | 0 | 0 | 0 | 0 | 0 | 0 | 0 | 0 | 0 | 0 | 0 | 0 | 0 | 0 | 0 | 0 | 0 | 0 |  | 0 | 0 | 0 | 0 |  | 0 | 0 | 0 | 0 | 0
2008-02-03 | 2008 | 2 | 3 | 0 | 0 | 0 | 0 | 0 | 0 | 0 | 0 | 0 | 0 | 0 | 0 | 0 | 0 | 0.1 | 0 | 0 | 0.1 | 0 | 0.1 | 0 | 0 | 0.1 | 0 |  | 0.4 | 0.4 | 0.4 | 0 |  | 0 | 0 | 0 | 0 | 0
2008-02-04 | 2008 | 2 | 4 | 0 | 0.1 | 0 | 0 | 0 | 0 | 0 | 0 | 0 | 0.1 | 0 | 0 | 0 | 0 | 0 | 0 | 0 | 0 | 0 | 0 | 0 | 0 | 0 | 0 |  | 0.2 | 0.2 | 0.2 | 0 |  | 0 | 0 | 0 | 0 | 0
2008-02-05 | 2008 | 2 | 5 | 0 | 0 | 0 | 0 | 0 | 0 | 0 | 0 | 0 | 0 | 0 | 0 | 0 | 0 | 0 | 0 | 0 | 0 | 0 | 0 | 0 | 0 | 0 | 0 |  | 0 | 0 | 0 | 0 |  | 0 | 0 | 0 | 0 | 0
2008-02-06 | 2008 | 2 | 6 | 0 | 0 | 0 | 0 | 0 | 0 | 0 | 0 | 0 | 0 | 0 | 0 | 0 | 0 | 0 | 0 | 0 | 0 | 0 | 0 | 0 | 0 | 0 | 0 |  | 0 | 0 | 0 | 0 |  | 0 | 0 | 0 | 0 | 0
2008-02-07 | 2008 | 2 | 7 | 0 | 0 | 0 | 0 | 0 | 0 | 0 | 0 | 0 | 0 | 0 | 0 | 0 | 0 | 0 | 0 | 0 | 0 | 0 | 0 | 0 | 0 | 0 | 0 |  | 0 | 0 | 0 | 0 |  | 0 | 0 | 0 | 0 | 0
2008-02-08 | 2008 | 2 | 8 | 0 | 0 | 0 | 0 | 0 | 0 | 0 | 0 | 0.1 | 0.2 | 0 | 0.1 | 0.1 | 0.2 | 0.1 | 0.1 | 0.2 | 0.1 | 0.1 | 0.2 | 0.1 | 0.1 | 0.2 | 0.1 |  | 2 | 2 | 2 | 0 |  | 0 | 0 | 0 | 0 | 0
2008-02-09 | 2008 | 2 | 9 | 0.1 | 0 | 0 | 0 | 0 | 0 | 0 | 0 | 0 | 0 | 0.1 | 0 | 0.1 | 0.1 | 0.1 | 0 | 0.1 | 0.1 | 0.1 | 0 | 0.1 | 0.1 | 0 | 0 |  | 1 | 1 | 1 | 1.1102e-16 |  | 0 | 0 | 0 | 0 | 0
2008-02-10 | 2008 | 2 | 10 | 0.1 | 0.1 | 0.1 | 0 | 0.1 | 0.1 | 0.1 | 0 | 0 | 0 | 0 | 0 | 0 | 0 | 0 | 0 | 0 | 0 | 0 | 0 | 0 | 0 | 0 | 0 |  | 0.6 | 0.6 | 0.6 | 0 |  | 0 | 0 | 0 | 0 | 0
2008-02-11 | 2008 | 2 | 11 | 0 | 0 | 0 | 0 | 0 | 0 | 0 | 0 | 0 | 0 | 0 | 0 | 0 | 0 | 0 | 0 | 0 | 0 | 0 | 0 | 0 | 0 | 0 | 0 |  | 0 | 0 | 0 | 0 |  | 0 | 0 | 0 | 0 | 0
2008-02-12 | 2008 | 2 | 12 | 0 | 0 | 0 | 0 | 0 | 0 | 0 | 0 | 0 | 0 | 0 | 0 | 0 | 0 | 0 | 0 | 0 | 0 | 0 | 0 | 0 | 0 | 0 | 0 |  | 0 | 0 | 0 | 0 |  | 0 | 0 | 0 | 0 | 0
2008-02-13 | 2008 | 2 | 13 | 1 | 0.3 | 0.3 | 0.3 | 0.4 | 0.6 | 0.3 | 0.4 | 0 | 0.3 | 0.3 | 0 | 0 | 0 | 0 | 0 | 0 | 0 | 0 | 0 | 0 | 0 | 0 | 0 |  | 4.2 | 4.2 | 4.2 | 0 |  | 0 | 0 | 0 | 0 | 0
2008-02-14 | 2008 | 2 | 14 | 0 | 0 | 0 | 0 | 0 | 0 | 0 | 0 | 0 | 0 | 0 | 0 | 0 | 0 | 0 | 0 | 0 | 0 | 0 | 0 | 0 | 0 | 0 | 0 |  | 0 | 0 | 0 | 0 |  | 0 | 0 | 0 | 0 | 0
2008-02-15 | 2008 | 2 | 15 | 0 | 0 | 0 | 0 | 0 | 0 | 0 | 0 | 0 | 0 | 0 | 0 | 0 | 0 | 0 | 0 | 0 | 0 | 0 | 0 | 0 | 0 | 0 | 0 |  | 0 | 0 | 0 | 0 |  | 0 | 0 | 0 | 0 | 0
2008-02-16 | 2008 | 2 | 16 | 0 | 0 | 0 | 0 | 0 | 0 | 0 | 0 | 0 | 0 | 0 | 0 | 0 | 0 | 0 | 0 | 0 | 0 | 0 | 0 | 0 | 0 | 0 | 0 |  | 0 | 0 | 0 | 0 |  | 0 | 0 | 0 | 0 | 0
2008-02-17 | 2008 | 2 | 17 | 0 | 0 | 0 | 0 | 0 | 0 | 0 | 0 | 0 | 0 | 0 | 0 | 0 | 0 | 0 | 0 | 0 | 0 | 0 | 0 | 0 | 0 | 0 | 0 |  | 0 | 0 | 0 | 0 |  | 0 | 0 | 0 | 0 | 0
2008-02-18 | 2008 | 2 | 18 | 0 | 0 | 0 | 0 | 0 | 0 | 0 | 0 | 0 | 0 | 0 | 0 | 0 | 0 | 0 | 0 | 0 | 0 | 0 | 0 | 0 | 0 | 0 | 0 |  | 0 | 0 | 0 | 0 |  | 0 | 0 | 0 | 0 | 0
2008-02-19 | 2008 | 2 | 19 | 0 | 0 | 0 | 0 | 0 | 0 | 0 | 0 | 0 | 0 | 0 | 0 | 0 | 0 | 0 | 0 | 0 | 0 | 0 | 0 | 0 | 0 | 0 | 0 |  | 0 | 0 | 0 | 0 |  | 0 | 0 | 0 | 0 | 0
2008-02-20 | 2008 | 2 | 20 | 0 | 0 | 0 | 0 | 0 | 0 | 0 | 0 | 0 | 0 | 0 | 0 | 0 | 0 | 0 | 0 | 0 | 0 | 0 | 0 | 0 | 0 | 0 | 0 |  | 0 | 0 | 0 | 0 |  | 0 | 0 | 0 | 0 | 0
2008-02-21 | 2008 | 2 | 21 | 0 | 0 | 0 | 0 | 0 | 0 | 0 | 0 | 0 | 0 | 0 | 0 | 0 | 0 | 0 | 0 | 0 | 0 | 0 | 0 | 0 | 0 | 0 | 0 |  | 0 | 0 | 0 | 0 |  | 0 | 0 | 0 | 0 | 0
2008-02-22 | 2008 | 2 | 22 | 0 | 0 | 0 | 0 | 0 | 0 | 0 | 0 | 0 | 0 | 0 | 0 | 0 | 0 | 0 | 0 | 0 | 0 | 0 | 0 | 0 | 0 | 0 | 0 |  | 0 | 0 | 0 | 0 |  | 0 | 0 | 0 | 0 | 0
2008-02-23 | 2008 | 2 | 23 | 0 | 0 | 0 | 0 | 0 | 0 | 0 | 0 | 0 | 0 | 0 | 0 | 0 | 0 | 0 | 0 | 0 | 0 | 0 | 0 | 0 | 0 | 0 | 0 |  | 0 | 0 | 0 | 0 |  | 0 | 0 | 0 | 0 | 0
2008-02-24 | 2008 | 2 | 24 | 0 | 0 | 0 | 0 | 0 | 0 | 0 | 0 | 0 | 0 | 0 | 0 | 0 | 0 | 0 | 0.1 | 0 | 0 | 0.1 | 0 | 0.1 | 0 | 0.1 | 0 |  | 0.4 | 0.4 | 0.4 | 0 |  | 0 | 0 | 0 | 0 | 0
2008-02-25 | 2008 | 2 | 25 | 0 | 0 | 0 | 0 | 0 | 0 | 0 | 0 | 0 | 0 | 0 | 0 | 0 | 0 | 0 | 0 | 0 | 0 | 0 | 0 | 0 | 0 | 0 | 0 |  | 0 | 0 | 0 | 0 |  | 0 | 0 | 0 | 0 | 0
2008-02-26 | 2008 | 2 | 26 | 0 | 0 | 0 | 0 | 0 | 0 | 0 | 0 | 0 | 0 | 0 | 0 | 0 | 0 | 0 | 0 | 0 | 0 | 0 | 0 | 0 | 0 | 0 | 0 |  | 0 | 0 | 0 | 0 |  | 0 | 0 | 0 | 0 | 0
2008-02-27 | 2008 | 2 | 27 | 0 | 0 | 0 | 0 | 0 | 0 | 0 | 0 | 0 | 0 | 0 | 0 | 0 | 0 | 0 | 0 | 0 | 0 | 0 | 0 | 0 | 0 | 0 | 0 |  | 0 | 0 | 0 | 0 |  | 0 | 0 | 0 | 0 | 0
2008-02-28 | 2008 | 2 | 28 | 0 | 0 | 0 | 0 | 0 | 0.5 | 0.5 | 0.5 | 0.5 | 0.5 | 0.5 | 0 | 0 | 0 | 0 | 0 | 0 | 0 | 0 | 0 | 0 | 0 | 0 | 0 |  | 3 | 3 | 3 | 0 |  | 0 | 0 | 0 | 0 | 0
2008-02-29 | 2008 | 2 | 29 | 0 | 0 | 0 | 0 | 0 | 0 | 0 | 0 | 0 | 0 | 0 | 0 | 0 | 0 | 0 | 0 | 0 | 0 | 0 | 0 | 0 | 0 | 0 | 0 |  | 0 | 0 | 0 | 0 |  | 0 | 0 | 0 | 0 | 0
2008-03-01 | 2008 | 3 | 1 | 0 | 0 | 0 | 0 | 0 | 0 | 0 | 0 | 0 | 0 | 0 | 0 | 0 | 0 | 0 | 0 | 0 | 0 | 0 | 0 | 0 | 0 | 0 | 0 |  | 0 | 0 | 0 | 0 |  | 0 | 0 | 0 | 0 | 0
2008-03-02 | 2008 | 3 | 2 | 0 | 0 | 0 | 0 | 0 | 0 | 0 | 0 | 0 | 0 | 0 | 0 | 0 | 0 | 0 | 0 | 0 | 0 | 0 | 0 | 0 | 0 | 0 | 0 |  | 0 | 0 | 0 | 0 |  | 0 | 0 | 0 | 0 | 0
2008-03-03 | 2008 | 3 | 3 | 0 | 0 | 0 | 0 | 0 | 0 | 0 | 0 | 0 | 0 | 0 | 0 | 0 | 0 | 0 | 0 | 0 | 0 | 0 | 0 | 0 | 0 | 0 | 0 |  | 0 | 0 | 0 | 0 |  | 0 | 0 | 0 | 0 | 0
2008-03-04 | 2008 | 3 | 4 | 0 | 0 | 0 | 0 | 0.1 | 0 | 0 | 0 | 0 | 0.1 | 0 | 0 | 0 | 0 | 0 | 0 | 0 | 0 | 0 | 0 | 0 | 0 | 0 | 0 |  | 0.2 | 0.2 | 0.2 | 0 |  | 0 | 0 | 0 | 0 | 0
2008-03-05 | 2008 | 3 | 5 | 0 | 0 | 0 | 0 | 0 | 0 | 0 | 0 | 0 | 0 | 0 | 0 | 0 | 0 | 0 | 0 | 0 | 0 | 0 | 0 | 0 | 0 | 0 | 0 |  | 0 | 0 | 0 | 0 |  | 0 | 0 | 0 | 0 | 0
2008-03-06 | 2008 | 3 | 6 | 0 | 0 | 0 | 0 | 0 | 0 | 0 | 0 | 0 | 0 | 0 | 0 | 0 | 0 | 0 | 0 | 0 | 0 | 0 | 0 | 0 | 0 | 0 | 0 |  | 0 | 0 | 0 | 0 |  | 0 | 0 | 0 | 0 | 0
2008-03-07 | 2008 | 3 | 7 | 0 | 0 | 0 | 0 | 0 | 0 | 0 | 0 | 0 | 0 | 0 | 0 | 0 | 0 | 0 | 0 | 0 | 0 | 0 | 0 | 0 | 0 | 0 | 0 |  | 0 | 0 | 0 | 0 |  | 0 | 0 | 0 | 0 | 0
2008-03-08 | 2008 | 3 | 8 | 0 | 0 | 0 | 0 | 0 | 0 | 0 | 0 | 0 | 0 | 0 | 0 | 0 | 0 | 0 | 0 | 0 | 0 | 0 | 0 | 0 | 0 | 0 | 0 |  | 0 | 0 | 0 | 0 |  | 0 | 0 | 0 | 0 | 0
2008-03-09 | 2008 | 3 | 9 | 0 | 0 | 0 | 0 | 0 | 0 | 0 | 0 | 0 | 0 | 0 | 0 | 0 | 0 | 0 | 0 | 0 | 0 | 0 | 0 | 0 | 0 | 0 | 0 |  | 0 | 0 | 0 | 0 |  | 0 | 0 | 0 | 0 | 0
2008-03-10 | 2008 | 3 | 10 | 0 | 0 | 0 | 0 | 0 | 0 | 0 | 0 | 0 | 0 | 0 | 0 | 0 | 0 | 0 | 0 | 0 | 0 | 0 | 0 | 0 | 0 | 0 | 0 |  | 0 | 0 | 0 | 0 |  | 0 | 0 | 0 | 0 | 0
2008-03-11 | 2008 | 3 | 11 | 0 | 0 | 0 | 0 | 0 | 0 | 0 | 0 | 0 | 0 | 0 | 0 | 0 | 0 | 0 | 0 | 0 | 0 | 0 | 0 | 0 | 0 | 0 | 0 |  | 0 | 0 | 0 | 0 |  | 0 | 0 | 0 | 0 | 0
2008-03-12 | 2008 | 3 | 12 | 0 | 0 | 0 | 0 | 0 | 0 | 0 | 0 | 0 | 0 | 0 | 0 | 0 | 0 | 0 | 0 | 0 | 0 | 0 | 0 | 0 | 0 | 0 | 0 |  | 0 | 0 | 0 | 0 |  | 0 | 0 | 0 | 0 | 0
2008-03-13 | 2008 | 3 | 13 | 0 | 0 | 0 | 0 | 0 | 0 | 0 | 0 | 0 | 0 | 0 | 0 | 0 | 0 | 0 | 0 | 0 | 0 | 0 | 0 | 0 | 0 | 0 | 0 |  | 0 | 0 | 0 | 0 |  | 0 | 0 | 0 | 0 | 0
2008-03-14 | 2008 | 3 | 14 | 0 | 0 | 0 | 0 | 0 | 0 | 0 | 0 | 0 | 0 | 0 | 0 | 0 | 0 | 0 | 0 | 0 | 0 | 0 | 0 | 0 | 0 | 0 | 0 |  | 0 | 0 | 0 | 0 |  | 0 | 0 | 0 | 0 | 0
2008-03-15 | 2008 | 3 | 15 | 0 | 0.2 | 0.1 | 0.2 | 0 | 0 | 0 | 0.2 | 0.1 | 0.2 | 0.2 | 0.1 | 0.2 | 0.1 | 0 | 0 | 0 | 0 | 0.2 | 0.2 | 0.1 | 0.4 | 0.1 | 0.2 |  | 2.8 | 2.8 | 2.8 | 4.4409e-16 |  | 0 | 0 | 0 | 0 | 0
2008-03-16 | 2008 | 3 | 16 | 0.1 | 0.1 | 0.1 | 0.1 | 0.1 | 0 | 0 | 0 | 0.1 | 0.1 | 0.1 | 0 | 0 | 0 | 0 | 0 | 0 | 0 | 0 | 0 | 0 | 0 | 0 | 0 |  | 0.8 | 0.8 | 0.8 | 1.1102e-16 |  | 0 | 0 | 0 | 0 | 0
2008-03-17 | 2008 | 3 | 17 | 0 | 0 | 0 | 0 | 0 | 0 | 0 | 0 | 0 | 0 | 0 | 0 | 0 | 0 | 0 | 0 | 0 | 0 | 0 | 0 | 0 | 0 | 0 | 0 |  | 0 | 0 | 0 | 0 |  | 0 | 0 | 0 | 0 | 0
2008-03-18 | 2008 | 3 | 18 | 0 | 0 | 0 | 0 | 0 | 0 | 0 | 0 | 0 | 0 | 0 | 0 | 0 | 0 | 0 | 0 | 0 | 0 | 0 | 0 | 0 | 0 | 0 | 0 |  | 0 | 0 | 0 | 0 |  | 0 | 0 | 0 | 0 | 0
2008-03-19 | 2008 | 3 | 19 | 0 | 0 | 0 | 0 | 0 | 0 | 0 | 0 | 0 | 0 | 0 | 0 | 0 | 0 | 0 | 0 | 0 | 0 | 0 | 0 | 0 | 0 | 0 | 0 |  | 0 | 0 | 0 | 0 |  | 0 | 0 | 0 | 0 | 0
2008-03-20 | 2008 | 3 | 20 | 0 | 0 | 0 | 0 | 0 | 0 | 0 | 0 | 0 | 0 | 0 | 0 | 0 | 0 | 0 | 0 | 0 | 0 | 0 | 0 | 0 | 0 | 0 | 0 |  | 0 | 0 | 0 | 0 |  | 0 | 0 | 0 | 0 | 0
2008-03-21 | 2008 | 3 | 21 | 0 | 0 | 0 | 0 | 0 | 0 | 0 | 0 | 0 | 0 | 0 | 0 | 0 | 0 | 0 | 0 | 0 | 0 | 0 | 0 | 0 | 0 | 0 | 0 |  | 0 | 0 | 0 | 0 |  | 0 | 0 | 0 | 0 | 0
2008-03-22 | 2008 | 3 | 22 | 0 | 0 | 0 | 0 | 0 | 0 | 0 | 0 | 0 | 0 | 0 | 0 | 0 | 0 | 0 | 0 | 0 | 0 | 0 | 0 | 0 | 0 | 0 | 0 |  | 0 | 0 | 0 | 0 |  | 0 | 0 | 0 | 0 | 0
2008-03-23 | 2008 | 3 | 23 | 0 | 0 | 0 | 0 | 0 | 0 | 0 | 0 | 0 | 0 | 0 | 0 | 0 | 0 | 0 | 0 | 0 | 0 | 0 | 0 | 0 | 0 | 0 | 0 |  | 0 | 0 | 0 | 0 |  | 0 | 0 | 0 | 0 | 0
2008-03-24 | 2008 | 3 | 24 | 0 | 0 | 0 | 0 | 0 | 0 | 0.3 | 0.4 | 0.3 | 0 | 0 | 0 | 0 | 0 | 0 | 0 | 0 | 0 | 0 | 0 | 0 | 0 | 0 | 0 |  | 1 | 1 | 1 | 0 |  | 0 | 0 | 0 | 0 | 0
2008-03-25 | 2008 | 3 | 25 | 0 | 0 | 0 | 0 | 0 | 0 | 0 | 0 | 0 | 0 | 0 | 0 | 0 | 0 | 0 | 0 | 0 | 0 | 0 | 0 | 0 | 0 | 0 | 0 |  | 0 | 0 | 0 | 0 |  | 0 | 0 | 0 | 0 | 0
2008-03-26 | 2008 | 3 | 26 | 0 | 0 | 0 | 0 | 0 | 0 | 0 | 0 | 0 | 0 | 0 | 0 | 0 | 0 | 0 | 0 | 0 | 0 | 0 | 0 | 0 | 0 | 0 | 0 |  | 0 | 0 | 0 | 0 |  | 0 | 0 | 0 | 0 | 0
2008-03-27 | 2008 | 3 | 27 | 0 | 0 | 0 | 0 | 0 | 0 | 0 | 0 | 0 | 0 | 0 | 0 | 0 | 0 | 0 | 0 | 0 | 0 | 0 | 0 | 0 | 0 | 0 | 0 |  | 0 | 0 | 0 | 0 |  | 0 | 0 | 0 | 0 | 0
2008-03-28 | 2008 | 3 | 28 | 0 | 0 | 0 | 0 | 0 | 0 | 0 | 0 | 0 | 0 | 0 | 0 | 0 | 0 | 0 | 0 | 0 | 0 | 0 | 0 | 0 | 0 | 0 | 0 |  | 0 | 0 | 0 | 0 |  | 0 | 0 | 0 | 0 | 0
2008-03-29 | 2008 | 3 | 29 | 0 | 0 | 0 | 0 | 0 | 0 | 0 | 0 | 0 | 0 | 0 | 0 | 0 | 0 | 0 | 0 | 0 | 0 | 0 | 0 | 0 | 0 | 0 | 0 |  | 0 | 0 | 0 | 0 |  | 0 | 0 | 0 | 0 | 0
2008-03-30 | 2008 | 3 | 30 | 0.2 | 0.2 | 0.4 | 0.4 | 0.2 | 0.2 | 0.2 | 0.2 | 0.2 | 0.2 | 0.2 | 0.2 | 0.2 | 0.2 | 0 | 0 | 0.2 | 0.2 | 0.2 | 0.2 | 0 | 0 | 0 | 0 |  | 4 | 4 | 4 | 1.7764e-15 |  | 0 | 0 | 0 | 0 | 0
2008-03-31 | 2008 | 3 | 31 | 0 | 0 | 0 | 0 | 0 | 0 | 0 | 0 | 0 | 0 | 0 | 0 | 0 | 0 | 0 | 0 | 0 | 0 | 0 | 0 | 0 | 0 | 0 | 0 |  | 0 | 0 | 0 | 0 |  | 0 | 0 | 0 | 0 | 0
2008-04-01 | 2008 | 4 | 1 | 0 | 0 | 0 | 0 | 0 | 0 | 0 | 0 | 0 | 0 | 0 | 0 | 0 | 0 | 0 | 0 | 0 | 0 | 0 | 0 | 0 | 0 | 0 | 0 |  | 0 | 0 | 0 | 0 |  | 0 | 0 | 0 | 0 | 0
2008-04-02 | 2008 | 4 | 2 | 0 | 0 | 0 | 0 | 0 | 0 | 0 | 0 | 0 | 0 | 0 | 0 | 0 | 0 | 0 | 0 | 0 | 0 | 0 | 0 | 0 | 0 | 0 | 0 |  | 0 | 0 | 0 | 0 |  | 0 | 0 | 0 | 0 | 0
2008-04-03 | 2008 | 4 | 3 | 0 | 0 | 0 | 0 | 0 | 0 | 0 | 0 | 0 | 0 | 0 | 0 | 0 | 0 | 0 | 0 | 0 | 0 | 0 | 0 | 0 | 0 | 0 | 0 |  | 0 | 0 | 0 | 0 |  | 0 | 0 | 0 | 0 | 0
2008-04-04 | 2008 | 4 | 4 | 0 | 0 | 0 | 0 | 0 | 0 | 0 | 0 | 0 | 0 | 0 | 0 | 0 | 0 | 0 | 0 | 0 | 0 | 0 | 0 | 0 | 0 | 0.2 | 0.2 |  | 0.4 | 0.4 | 0.4 | 0 |  | 0 | 0 | 0 | 0 | 0
2008-04-05 | 2008 | 4 | 5 | 0.2 | 0.3 | 0.2 | 0.3 | 0.2 | 0.3 | 0.2 | 0.3 | 0.2 | 0 | 0 | 0 | 0 | 0 | 0 | 0 | 0 | 0 | 0 | 0 | 0 | 0 | 0 | 0 |  | 2.2 | 2.2 | 2.2 | 0 |  | 0 | 0 | 0 | 0 | 0
2008-04-06 | 2008 | 4 | 6 | 0 | 0 | 0 | 0 | 0 | 0 | 0 | 0 | 0 | 0 | 0 | 0 | 0 | 0 | 0 | 0 | 0 | 0 | 0 | 0 | 0 | 0 | 0 | 0 |  | 0 | 0 | 0 | 0 |  | 0 | 0 | 0 | 0 | 0
2008-04-07 | 2008 | 4 | 7 | 0 | 0 | 0 | 0 | 0 | 0 | 0 | 0 | 0 | 0 | 0 | 0 | 0 | 0 | 0 | 0.2 | 0 | 0 | 0 | 0 | 0 | 0 | 0 | 0 |  | 0.2 | 0.2 | 0.2 | 0 |  | 0 | 0 | 0 | 0 | 0
2008-04-08 | 2008 | 4 | 8 | 0 | 0 | 0 | 0 | 0 | 0 | 0 | 0 | 0 | 0 | 0 | 0 | 0 | 0 | 0 | 0 | 0 | 0 | 0 | 0 | 0 | 0 | 0 | 0 |  | 0 | 0 | 0 | 0 |  | 0 | 0 | 0 | 0 | 0
2008-04-09 | 2008 | 4 | 9 | 0 | 0 | 0 | 0 | 0 | 0 | 0 | 0 | 0 | 0 | 0 | 0 | 0 | 0 | 0 | 0 | 0 | 0 | 0 | 0 | 0 | 0 | 0 | 0 |  | 0 | 0 | 0 | 0 |  | 0 | 0 | 0 | 0 | 0
2008-04-10 | 2008 | 4 | 10 | 0 | 0 | 0 | 0 | 0.8 | 0.8 | 0.8 | 2.4 | 2.4 | 2.4 | 2.4 | 0.8 | 0 | 0 | 0 | 0.8 | 0.8 | 0 | 0 | 0 | 0 | 0 | 0 | 0 |  | 14.4 | 14.4 | 14.4 | 3.5527e-15 |  | 0 | 0 | 0 | 0 | 0
2008-04-11 | 2008 | 4 | 11 | 0 | 0 | 0 | 0 | 0 | 0 | 0 | 0 | 0 | 0 | 0 | 0 | 0 | 0 | 0 | 0 | 0 | 0 | 0 | 0 | 0 | 0 | 0 | 0 |  | 0 | 0 | 0 | 0 |  | 0 | 0 | 0 | 0 | 0
2008-04-12 | 2008 | 4 | 12 | 0 | 0 | 0 | 0 | 0 | 0 | 0 | 0 | 0 | 0 | 0 | 0 | 0 | 0 | 0 | 0 | 0 | 0 | 0 | 0 | 0 | 0 | 0 | 0 |  | 0 | 0 | 0 | 0 |  | 0 | 0 | 0 | 0 | 0
2008-04-13 | 2008 | 4 | 13 | 0 | 0 | 0 | 0 | 0 | 0 | 0 | 0 | 0 | 0 | 0 | 0 | 0 | 0 | 0 | 0 | 0 | 0 | 0 | 0 | 0 | 0 | 0 | 0 |  | 0 | 0 | 0 | 0 |  | 0 | 0 | 0 | 0 | 0
2008-04-14 | 2008 | 4 | 14 | 0 | 0 | 0 | 0 | 0 | 0 | 0 | 0 | 0 | 0 | 0 | 0 | 0 | 0 | 0 | 0 | 0 | 0 | 0 | 0 | 0 | 0 | 0 | 0 |  | 0 | 0 | 0 | 0 |  | 0 | 0 | 0 | 0 | 0
2008-04-15 | 2008 | 4 | 15 | 0 | 0 | 0 | 0 | 0 | 0 | 0 | 0 | 0 | 0 | 0 | 0 | 0 | 0 | 0 | 0 | 0 | 0 | 0 | 0 | 0 | 0 | 0 | 0 |  | 0 | 0 | 0 | 0 |  | 0 | 0 | 0 | 0 | 0
2008-04-16 | 2008 | 4 | 16 | 0 | 0 | 0 | 0 | 0 | 0 | 0 | 0 | 0 | 0 | 0 | 0 | 0 | 0 | 0 | 0 | 0 | 0 | 0 | 0 | 0 | 0 | 0 | 0 |  | 0 | 0 | 0 | 0 |  | 0 | 0 | 0 | 0 | 0
2008-04-17 | 2008 | 4 | 17 | 0 | 0 | 0 | 0 | 0 | 0 | 0 | 0 | 0 | 0 | 0 | 0 | 0 | 0 | 0 | 0 | 0 | 0 | 0 | 0 | 0 | 0 | 0 | 0 |  | 0 | 0 | 0 | 0 |  | 0 | 0 | 0 | 0 | 0
2008-04-18 | 2008 | 4 | 18 | 0 | 0 | 0 | 0 | 0 | 0 | 0 | 0 | 0 | 0.3 | 0.6 | 0.4 | 0.6 | 0.6 | 0.9 | 0.7 | 0.3 | 0.3 | 0.3 | 0.3 | 0.3 | 0.3 | 0.7 | 0.6 |  | 7.2 | 7.2 | 7.2 | 1.7764e-15 |  | 0 | 0 | 0 | 0 | 0
2008-04-19 | 2008 | 4 | 19 | 0.2 | 0.2 | 0.2 | 0.2 | 0.2 | 0.2 | 0.1 | 0.2 | 0.2 | 0.2 | 0.2 | 0.2 | 0.2 | 0.2 | 0.2 | 0.2 | 0.2 | 0.1 | 0.2 | 0.2 | 0.2 | 0.2 | 0.2 | 0.2 |  | 4.6 | 4.6 | 4.6 | 2.6645e-15 |  | 0 | 0 | 0 | 0 | 0
2008-04-20 | 2008 | 4 | 20 | 0.1 | 0.1 | 0.1 | 0.1 | 0.1 | 0.1 | 0.2 | 0.1 | 0.1 | 0.1 | 0.1 | 0.1 | 0.1 | 0 | 0 | 0 | 0 | 0 | 0 | 0 | 0 | 0 | 0 | 0 |  | 1.4 | 1.4 | 1.4 | 4.4409e-16 |  | 0 | 0 | 0 | 0 | 0
2008-04-21 | 2008 | 4 | 21 | 0 | 0 | 0 | 0 | 0 | 0 | 0.1 | 0.1 | 0.1 | 0.1 | 0.2 | 0.1 | 0.1 | 0.1 | 0.1 | 0.1 | 0.1 | 0.1 | 0.1 | 0.2 | 0.1 | 0.1 | 0.1 | 0.1 |  | 2 | 2 | 2 | 4.4409e-16 |  | 0 | 0 | 0 | 0 | 0
2008-04-22 | 2008 | 4 | 22 | 0 | 0 | 0 | 0 | 0 | 0 | 0 | 0.1 | 0 | 0 | 0 | 0.1 | 0 | 0 | 0 | 0 | 0 | 0 | 0 | 0 | 0 | 0 | 0 | 0 |  | 0.2 | 0.2 | 0.2 | 0 |  | 0 | 0 | 0 | 0 | 0
2008-04-23 | 2008 | 4 | 23 | 0 | 0 | 0 | 0 | 0 | 0 | 0 | 0 | 0 | 0 | 0 | 0 | 0.1 | 0 | 0.1 | 0 | 0.1 | 0 | 0 | 0.1 | 0 | 0.1 | 0 | 0.1 |  | 0.6 | 0.6 | 0.6 | 0 |  | 0 | 0 | 0 | 0 | 0
2008-04-24 | 2008 | 4 | 24 | 0 | 0 | 0 | 0.1 | 0 | 0 | 0 | 0 | 0 | 0 | 0.1 | 0 | 0 | 0 | 0 | 0 | 0 | 0 | 0 | 0 | 0 | 0 | 0 | 0 |  | 0.2 | 0.2 | 0.2 | 0 |  | 0 | 0 | 0 | 0 | 0
2008-04-25 | 2008 | 4 | 25 | 0.2 | 0.2 | 0.2 | 0.2 | 0.2 | 0.2 | 0.2 | 0 | 0 | 0 | 0 | 0.2 | 0 | 0 | 0 | 0 | 0.2 | 0 | 0.2 | 0.2 | 0 | 0 | 0 | 0 |  | 2.2 | 2.2 | 2.2 | 4.4409e-16 |  | 0 | 0 | 0 | 0 | 0
2008-04-26 | 2008 | 4 | 26 | 0 | 0 | 0 | 0 | 0 | 0 | 0 | 0 | 0 | 0 | 0 | 0 | 0 | 0 | 0 | 0 | 0 | 0 | 0 | 0 | 0 | 0 | 0 | 0 |  | 0 | 0 | 0 | 0 |  | 0 | 0 | 0 | 0 | 0
2008-04-27 | 2008 | 4 | 27 | 0 | 0 | 0 | 0 | 0 | 0 | 0 | 0 | 0 | 0 | 0 | 0 | 0 | 0 | 0 | 0 | 0 | 0 | 0 | 0 | 0 | 0 | 0 | 0 |  | 0 | 0 | 0 | 0 |  | 0 | 0 | 0 | 0 | 0
2008-04-28 | 2008 | 4 | 28 | 0 | 0 | 0 | 0 | 0 | 0 | 0 | 0 | 0 | 0 | 0 | 0 | 0 | 0 | 0 | 0 | 0 | 0 | 0 | 0 | 0 | 0 | 0 | 0 |  | 0 | 0 | 0 | 0 |  | 0 | 0 | 0 | 0 | 0
2008-04-29 | 2008 | 4 | 29 | 0 | 0 | 0 | 0 | 0 | 0 | 0 | 0 | 0 | 0 | 0 | 0 | 0 | 0 | 0 | 0 | 0 | 0 | 0 | 0 | 0 | 0 | 0 | 0 |  | 0 | 0 | 0 | 0 |  | 0 | 0 | 0 | 0 | 0
2008-04-30 | 2008 | 4 | 30 | 0 | 0 | 0 | 0.1 | 0 | 0.1 | 0 | 0 | 0 | 0 | 0 | 0 | 0 | 0 | 0 | 0 | 0 | 0 | 0 | 0 | 0 | 0 | 0 | 0 |  | 0.2 | 0.2 | 0.2 | 0 |  | 0 | 0 | 0 | 0 | 0
2008-05-01 | 2008 | 5 | 1 | 2.1 | 2.2 | 2.1 | 0 | 0 | 0 | 0 | 0 | 0 | 0 | 0 | 0 | 0 | 0 | 0 | 0 | 0 | 0 | 0 | 0 | 0 | 0 | 0 | 0 |  | 6.4 | 6.4 | 6.4 | 0 |  | 6.4 | 0 | 0 | 0 | 0
2008-05-02 | 2008 | 5 | 2 | 0 | 0 | 0 | 0 | 0 | 0 | 0 | 0 | 0 | 0 | 0 | 0 | 0 | 0 | 0 | 0 | 0 | 0 | 0 | 0 | 0 | 0 | 0 | 0 |  | 0 | 0 | 0 | 0 |  | 0 | 0 | 0 | 0 | 0
2008-05-03 | 2008 | 5 | 3 | 0 | 0 | 0 | 0 | 0 | 0 | 0 | 0 | 0 | 0 | 0 | 0 | 0 | 0 | 0 | 0 | 0 | 0 | 0 | 0 | 0 | 0 | 0 | 0 |  | 0 | 0 | 0 | 0 |  | 0 | 0 | 0 | 0 | 0
2008-05-04 | 2008 | 5 | 4 | 0 | 0 | 0 | 0 | 0 | 0 | 0 | 0 | 0 | 0 | 0 | 0 | 0 | 0 | 0 | 0 | 0 | 0 | 0 | 0 | 0 | 0 | 0 | 0 |  | 0 | 0 | 0 | 0 |  | 0 | 0 | 0 | 0 | 0
2008-05-05 | 2008 | 5 | 5 | 0 | 0 | 0 | 0 | 0 | 0 | 0 | 0 | 0 | 0 | 0 | 0 | 0 | 0 | 0 | 0 | 0 | 0 | 0 | 0 | 0 | 0 | 0 | 0 |  | 0 | 0 | 0 | 0 |  | 0 | 0 | 0 | 0 | 0
2008-05-06 | 2008 | 5 | 6 | 0 | 0 | 0 | 0 | 0 | 0 | 0 | 0.3 | 0 | 0.3 | 0.2 | 0.3 | 0 | 0 | 0 | 0.3 | 0 | 0 | 0 | 0 | 0 | 0 | 0 | 0 |  | 1.4 | 1.4 | 1.4 | 2.2204e-16 |  | 1.4 | 0 | 0 | 0 | 0
2008-05-07 | 2008 | 5 | 7 | 0 | 0 | 0 | 0 | 0 | 0 | 0 | 0 | 0 | 0 | 0 | 0 | 0 | 0 | 0.6 | 0.5 | 0 | 0 | 0 | 0 | 0 | 0 | 0.6 | 0.5 |  | 2.2 | 2.2 | 2.2 | 0 |  | 2.2 | 0 | 0 | 0 | 0
2008-05-08 | 2008 | 5 | 8 | 0.5 | 0.4 | 0 | 0.5 | 0.4 | 0.5 | 0.4 | 0.5 | 0.4 | 0.5 | 0.4 | 0.5 | 0 | 0 | 0 | 0.9 | 0.5 | 0.4 | 0.5 | 0.9 | 0.4 | 0.5 | 0.4 | 0.5 |  | 10 | 10 | 10 | 1.7764e-15 |  | 10 | 0 | 0 | 0 | 0
2008-05-09 | 2008 | 5 | 9 | 0.3 | 0.3 | 0.3 | 0.3 | 0.3 | 0.3 | 0 | 0 | 0 | 0 | 0 | 0 | 0 | 0 | 0 | 0 | 0 | 0 | 0 | 0 | 0 | 0 | 0 | 0 |  | 1.8 | 1.8 | 1.8 | 0 |  | 1.8 | 0 | 0 | 0 | 0
2008-05-10 | 2008 | 5 | 10 | 0 | 0 | 0 | 0 | 0 | 0 | 0 | 0 | 0 | 0 | 0 | 0 | 0 | 0 | 0 | 0 | 0 | 0 | 0 | 0 | 0 | 0 | 0 | 0 |  | 0 | 0 | 0 | 0 |  | 0 | 0 | 0 | 0 | 0
2008-05-11 | 2008 | 5 | 11 | 0 | 0 | 0 | 0 | 0 | 0 | 0 | 0 | 0 | 0 | 0 | 0 | 0 | 0 | 0 | 0 | 0 | 0 | 0 | 0 | 0 | 0 | 0 | 0 |  | 0 | 0 | 0 | 0 |  | 0 | 0 | 0 | 0 | 0
2008-05-12 | 2008 | 5 | 12 | 0 | 0 | 0 | 0 | 0 | 0 | 0 | 0 | 0 | 0 | 0 | 0.5 | 0 | 0.4 | 0.5 | 0 | 0 | 0 | 0 | 0 | 0 | 0 | 0 | 0 |  | 1.4 | 1.4 | 1.4 | 0 |  | 1.4 | 0 | 0 | 0 | 0
2008-05-13 | 2008 | 5 | 13 | 0 | 0 | 0 | 0 | 0 | 0 | 0 | 0 | 0 | 0 | 0 | 0 | 0 | 0 | 0 | 0 | 0 | 0 | 0 | 0 | 0 | 0 | 0 | 0 |  | 0 | 0 | 0 | 0 |  | 0 | 0 | 0 | 0 | 0
2008-05-14 | 2008 | 5 | 14 | 0 | 0 | 0 | 0 | 0 | 0 | 0 | 0 | 0 | 0 | 0 | 0 | 0 | 0 | 0 | 0 | 0 | 0 | 0 | 0 | 0 | 0 | 0 | 0 |  | 0 | 0 | 0 | 0 |  | 0 | 0 | 0 | 0 | 0
2008-05-15 | 2008 | 5 | 15 | 0 | 0 | 0 | 0 | 0 | 0 | 0 | 0 | 0 | 0 | 0 | 0 | 0 | 0 | 0 | 0 | 0 | 0 | 0 | 0 | 0 | 0 | 0 | 0 |  | 0 | 0 | 0 | 0 |  | 0 | 0 | 0 | 0 | 0
2008-05-16 | 2008 | 5 | 16 | 0 | 0 | 0 | 0 | 0 | 0 | 0 | 0 | 0 | 0 | 0 | 0 | 0 | 0 | 0 | 0 | 0 | 0 | 0 | 0 | 0 | 0 | 0 | 0 |  | 0 | 0 | 0 | 0 |  | 0 | 0 | 0 | 0 | 0
2008-05-17 | 2008 | 5 | 17 | 0 | 0 | 0 | 0 | 0 | 0 | 0 | 0 | 0 | 0 | 0 | 0 | 0 | 0 | 0 | 0 | 0 | 0 | 0 | 0 | 0 | 0 | 0 | 0 |  | 0 | 0 | 0 | 0 |  | 0 | 0 | 0 | 0 | 0
2008-05-18 | 2008 | 5 | 18 | 0 | 0 | 0 | 0 | 0 | 0 | 0 | 0 | 0 | 0 | 0 | 0 | 0 | 0 | 0 | 0 | 0 | 0 | 0 | 0 | 0 | 0 | 0 | 0 |  | 0 | 0 | 0 | 0 |  | 0 | 0 | 0 | 0 | 0
2008-05-19 | 2008 | 5 | 19 | 0 | 0 | 0 | 0 | 0 | 0 | 0 | 0 | 0 | 0 | 0 | 0 | 0 | 0 | 0 | 0 | 0 | 0 | 0 | 0 | 0 | 0 | 0 | 0 |  | 0 | 0 | 0 | 0 |  | 0 | 0 | 0 | 0 | 0
2008-05-20 | 2008 | 5 | 20 | 0 | 0 | 0 | 0 | 0 | 0 | 0 | 0 | 0 | 0 | 0 | 0 | 0 | 0 | 0 | 0 | 0 | 0 | 0 | 0 | 0 | 0 | 0 | 0 |  | 0 | 0 | 0 | 0 |  | 0 | 0 | 0 | 0 | 0
2008-05-21 | 2008 | 5 | 21 | 0 | 0 | 0 | 0 | 1 | 4.5 | 4.1 | 3.9 | 1.4 | 0.4 | 0 | 0 | 0 | 0 | 0 | 0 | 0 | 0 | 0 | 0 | 0 | 0 | 0 | 0.4 |  | 15.7 | 15.7 | 15.7 | 1.7764e-15 |  | 15.7 | 0 | 0 | 0 | 0
2008-05-22 | 2008 | 5 | 22 | 0 | 0 | 0 | 0 | 0 | 0 | 0.5 | 0.9 | 1.1 | 0.7 | 0.9 | 0.7 | 0.9 | 0.5 | 1.1 | 1.1 | 1.4 | 0.9 | 2.5 | 2.5 | 2 | 0.2 | 0.7 | 1.8 |  | 20.4 | 20.4 | 20.4 | 3.5527e-15 |  | 20.4 | 0 | 0 | 0 | 0
2008-05-23 | 2008 | 5 | 23 | 1.5 | 0.8 | 0.5 | 0 | 0 | 0 | 0 | 0 | 0 | 0 | 0 | 0 | 0 | 0 | 0 | 0.2 | 0.2 | 0 | 1.2 | 2.3 | 0.7 | 1 | 0.2 | 0 |  | 8.6 | 8.6 | 8.6 | 0 |  | 8.6 | 0 | 0 | 0 | 0
2008-05-24 | 2008 | 5 | 24 | 0.4 | 0.4 | 0.7 | 0.4 | 0.2 | 0 | 0.9 | 2.2 | 1.1 | 2 | 0.2 | 0 | 0 | 0.9 | 1.5 | 1.1 | 1.5 | 0.9 | 0.2 | 0 | 0 | 0 | 0 | 0 |  | 14.6 | 14.6 | 14.6 | 0 |  | 14.6 | 0 | 0 | 0 | 0
2008-05-25 | 2008 | 5 | 25 | 0 | 0 | 0 | 0 | 0 | 0 | 0 | 0.3 | 0 | 0 | 0.3 | 1.1 | 1.4 | 0.5 | 0 | 0.8 | 0.3 | 0.3 | 0.3 | 0 | 0.8 | 0 | 0 | 0 |  | 6.1 | 6.1 | 6.1 | 0 |  | 6.1 | 0 | 0 | 0 | 0
2008-05-26 | 2008 | 5 | 26 | 0 | 0.9 | 0 | 1.1 | 0 | 0 | 1.1 | 0 | 0 | 0 | 0 | 0 | 0 | 0.3 | 0 | 0 | 0 | 0.6 | 0.6 | 0 | 0 | 0 | 0 | 0 |  | 4.6 | 4.6 | 4.6 | 0 |  | 4.6 | 0 | 0 | 0 | 0
2008-05-27 | 2008 | 5 | 27 | 0 | 0 | 0 | 0 | 0 | 0 | 0 | 0 | 0 | 0 | 0 | 0 | 0 | 0 | 0 | 0 | 0 | 0 | 0 | 0 | 0 | 0 | 0 | 0 |  | 0 | 0 | 0 | 0 |  | 0 | 0 | 0 | 0 | 0
2008-05-28 | 2008 | 5 | 28 | 0 | 0 | 0 | 0 | 0 | 0 | 0 | 0 | 0 | 0 | 0 | 0 | 0 | 0 | 0 | 0 | 0 | 0 | 0 | 0 | 0 | 0 | 0 | 0 |  | 0 | 0 | 0 | 0 |  | 0 | 0 | 0 | 0 | 0
2008-05-29 | 2008 | 5 | 29 | 0 | 0 | 0 | 0 | 0 | 0 | 0 | 0 | 0 | 0 | 0 | 0 | 0 | 0 | 0 | 0.2 | 0 | 0 | 0 | 0 | 0 | 0 | 0 | 0 |  | 0.2 | 0.2 | 0.2 | 0 |  | 0.2 | 0 | 0 | 0 | 0
2008-05-30 | 2008 | 5 | 30 | 0 | 0 | 0 | 0 | 0 | 0 | 0 | 0 | 0 | 0 | 0 | 0 | 3.6 | 0.2 | 0 | 0 | 0 | 0 | 4 | 1 | 0 | 0 | 0 | 0 |  | 8.8 | 8.8 | 8.8 | 0 |  | 8.8 | 0 | 0 | 0 | 0
2008-05-31 | 2008 | 5 | 31 | 0 | 0 | 0 | 0 | 0 | 0 | 0 | 0 | 0 | 0 | 0 | 0 | 0 | 0 | 0 | 0 | 0 | 0 | 0 | 0 | 0 | 0 | 0 | 0 |  | 0 | 0 | 0 | 0 |  | 0 | 0 | 0 | 0 | 0
2008-06-01 | 2008 | 6 | 1 | 0 | 0 | 0 | 0 | 0 | 0 | 0 | 0 | 0 | 0 | 0 | 0 | 0 | 0 | 0 | 0 | 0 | 0 | 0 | 0 | 0.4 | 0 | 0.4 | 0 |  | 0.8 | 0.8 | 0.8 | 0 |  | 0 | 0.8 | 0 | 0 | 0
2008-06-02 | 2008 | 6 | 2 | 0 | 0.3 | 0 | 0 | 0 | 0 | 0 | 0 | 0 | 0 | 0 | 0 | 0 | 0 | 0 | 0 | 0 | 0 | 0.9 | 0 | 0 | 0 | 0 | 0 |  | 1.2 | 1.2 | 1.2 | 0 |  | 0 | 1.2 | 0 | 0 | 0
2008-06-03 | 2008 | 6 | 3 | 0.3 | 0 | 0 | 0 | 0 | 0 | 0 | 0 | 0 | 0 | 0 | 0.3 | 0.3 | 0 | 0 | 0 | 0 | 0 | 0.8 | 2.6 | 0 | 0 | 0 | 0 |  | 4.3 | 4.3 | 4.3 | 0 |  | 0 | 4.3 | 0 | 0 | 0
2008-06-04 | 2008 | 6 | 4 | 0 | 0 | 0 | 0 | 0 | 0 | 0 | 0 | 0 | 0 | 0 | 0 | 1 | 0 | 0 | 0 | 0 | 0 | 0 | 0 | 0 | 0 | 0 | 0 |  | 1 | 1 | 1 | 0 |  | 0 | 1 | 0 | 0 | 0
2008-06-05 | 2008 | 6 | 5 | 0 | 0 | 0 | 0 | 0 | 0 | 0 | 0 | 0 | 0 | 0 | 0 | 0 | 0 | 0 | 0.4 | 0 | 0 | 0 | 0 | 0 | 0 | 0 | 0 |  | 0.4 | 0.4 | 0.4 | 0 |  | 0 | 0.4 | 0 | 0 | 0
2008-06-06 | 2008 | 6 | 6 | 0 | 0 | 0 | 0 | 0 | 0 | 0 | 0 | 0 | 0 | 0 | 1.1 | 0 | 0 | 1.1 | 0 | 0 | 0 | 0 | 0 | 0 | 0 | 0 | 0 |  | 2.2 | 2.2 | 2.2 | 0 |  | 0 | 2.2 | 0 | 0 | 0
2008-06-07 | 2008 | 6 | 7 | 0 | 0.4 | 0.8 | 0.2 | 1 | 0.6 | 1.2 | 3.2 | 6.7 | 6 | 0 | 0 | 0.2 | 0.2 | 0.6 | 4.4 | 2.9 | 2.8 | 1 | 2.2 | 0.4 | 0 | 0 | 0.2 |  | 35 | 35 | 35 | 7.1054e-15 |  | 0 | 35 | 0 | 0 | 0
2008-06-08 | 2008 | 6 | 8 | 0 | 0 | 0 | 0 | 0 | 0 | 0 | 0 | 0 | 0 | 0 | 0.4 | 0 | 0 | 0 | 0 | 1.2 | 0.8 | 0 | 0 | 0 | 0 | 0 | 0 |  | 2.4 | 2.4 | 2.4 | 4.4409e-16 |  | 0 | 2.4 | 0 | 0 | 0
2008-06-09 | 2008 | 6 | 9 | 0 | 0 | 0 | 0 | 0 | 0 | 0 | 0 | 0 | 0 | 0 | 0.3 | 0 | 0 | 0 | 0 | 0 | 0.5 | 0 | 0 | 0 | 0 | 0 | 0 |  | 0.8 | 0.8 | 0.8 | 0 |  | 0 | 0.8 | 0 | 0 | 0
2008-06-10 | 2008 | 6 | 10 | 0 | 0 | 0 | 0.5 | 0 | 0 | 0.2 | 0.7 | 2 | 3.8 | 0.7 | 0.9 | 1.6 | 0.5 | 0 | 0 | 0 | 2.3 | 0 | 1.1 | 3.9 | 3.8 | 1.8 | 3.4 |  | 27.2 | 27.2 | 27.2 | 0 |  | 0 | 27.2 | 0 | 0 | 0
2008-06-11 | 2008 | 6 | 11 | 1.5 | 1 | 2.1 | 1.1 | 0.6 | 1.1 | 0.4 | 1.3 | 1.3 | 0 | 0 | 0 | 0 | 0.4 | 0 | 0 | 0 | 0 | 0 | 0 | 0 | 0 | 0.6 | 5.2 |  | 16.6 | 16.6 | 16.6 | 0 |  | 0 | 16.6 | 0 | 0 | 0
2008-06-12 | 2008 | 6 | 12 | 0 | 0 | 0.8 | 2 | 0 | 0 | 0 | 0 | 0 | 0 | 0 | 0 | 0 | 0 | 0 | 0 | 0 | 0 | 0 | 0 | 0 | 0 | 0 | 0 |  | 2.8 | 2.8 | 2.8 | 0 |  | 0 | 2.8 | 0 | 0 | 0
2008-06-13 | 2008 | 6 | 13 | 0 | 0 | 0 | 0 | 0 | 0 | 0 | 0 | 0 | 0 | 0 | 0 | 0 | 2.9 | 0.2 | 0 | 0.2 | 0 | 0.8 | 0 | 0 | 0 | 0 | 0 |  | 4.1 | 4.1 | 4.1 | 8.8818e-16 |  | 0 | 4.1 | 0 | 0 | 0
2008-06-14 | 2008 | 6 | 14 | 0 | 0 | 0 | 0.2 | 0.4 | 0 | 0 | 0 | 0 | 0 | 0 | 0 | 0 | 0 | 0 | 0 | 0 | 0 | 0 | 0 | 0 | 0 | 0 | 0 |  | 0.6 | 0.6 | 0.6 | 1.1102e-16 |  | 0 | 0.6 | 0 | 0 | 0
2008-06-15 | 2008 | 6 | 15 | 0 | 0 | 0 | 0 | 0 | 0 | 0 | 0 | 0 | 0 | 0 | 0 | 0 | 0 | 0 | 0 | 0 | 0 | 0 | 0 | 0 | 0 | 0 | 0 |  | 0 | 0 | 0 | 0 |  | 0 | 0 | 0 | 0 | 0
2008-06-16 | 2008 | 6 | 16 | 0 | 0 | 0 | 0 | 0 | 0 | 0 | 0 | 0 | 0 | 0 | 0 | 0 | 0 | 0 | 0 | 0 | 0 | 0 | 0 | 0 | 0 | 0 | 0 |  | 0 | 0 | 0 | 0 |  | 0 | 0 | 0 | 0 | 0
2008-06-17 | 2008 | 6 | 17 | 0 | 0 | 0 | 0 | 0 | 0 | 0 | 0 | 0 | 0 | 0 | 0 | 0 | 0 | 0 | 0 | 0 | 0 | 0 | 0 | 0 | 0 | 0 | 0 |  | 0 | 0 | 0 | 0 |  | 0 | 0 | 0 | 0 | 0
2008-06-18 | 2008 | 6 | 18 | 0 | 0 | 0 | 0 | 0 | 0 | 0 | 0 | 0 | 0 | 0 | 0 | 0 | 0 | 0 | 0 | 0 | 0 | 0 | 0 | 0 | 0 | 0 | 0 |  | 0 | 0 | 0 | 0 |  | 0 | 0 | 0 | 0 | 0
2008-06-19 | 2008 | 6 | 19 | 0 | 0 | 0 | 0 | 0 | 0 | 0 | 0 | 0 | 0 | 0 | 0 | 0 | 0 | 0 | 0 | 0 | 0 | 0 | 0 | 0 | 0 | 0 | 0 |  | 0 | 0 | 0 | 0 |  | 0 | 0 | 0 | 0 | 0
2008-06-20 | 2008 | 6 | 20 | 0 | 0 | 0 | 0 | 0 | 0 | 0 | 0 | 0 | 0 | 0 | 0 | 0 | 0 | 0 | 0 | 0 | 0 | 0 | 0 | 0 | 0 | 0 | 0 |  | 0 | 0 | 0 | 0 |  | 0 | 0 | 0 | 0 | 0
2008-06-21 | 2008 | 6 | 21 | 0 | 0 | 0 | 0 | 0 | 0 | 0 | 0 | 0 | 0 | 0 | 0 | 0 | 0 | 0 | 0 | 0 | 0 | 0 | 0 | 0 | 0 | 0 | 0 |  | 0 | 0 | 0 | 0 |  | 0 | 0 | 0 | 0 | 0
2008-06-22 | 2008 | 6 | 22 | 0 | 0 | 0 | 0 | 0 | 0 | 0 | 0 | 0 | 0 | 0.3 | 0.8 | 0 | 0 | 0 | 0 | 0 | 0 | 0 | 0 | 0 | 0 | 0 | 0 |  | 1.1 | 1.1 | 1.1 | 0 |  | 0 | 1.1 | 0 | 0 | 0
2008-06-23 | 2008 | 6 | 23 | 0 | 0 | 0 | 0 | 0 | 0 | 0 | 0 | 0 | 0 | 0 | 0 | 0 | 0 | 0 | 0 | 0 | 0 | 0 | 0 | 0 | 0 | 0 | 0 |  | 0 | 0 | 0 | 0 |  | 0 | 0 | 0 | 0 | 0
2008-06-24 | 2008 | 6 | 24 | 0 | 0 | 0.3 | 0.3 | 0.3 | 1.1 | 1.2 | 5.3 | 1.6 | 0 | 0.3 | 0 | 0 | 0 | 0 | 0 | 0.3 | 0 | 0 | 0.3 | 0 | 0 | 0 | 0 |  | 11 | 11 | 11 | 1.7764e-15 |  | 0 | 11 | 0 | 0 | 0
2008-06-25 | 2008 | 6 | 25 | 0 | 0 | 0 | 0 | 0 | 0 | 0 | 0 | 0 | 0 | 0 | 0 | 0 | 0 | 0 | 0 | 0 | 0 | 0 | 0 | 0 | 0 | 0 | 0 |  | 0 | 0 | 0 | 0 |  | 0 | 0 | 0 | 0 | 0
2008-06-26 | 2008 | 6 | 26 | 0 | 0 | 0 | 0 | 0 | 0 | 0 | 0 | 0 | 0 | 0 | 0 | 0 | 0 | 0 | 0 | 0 | 0 | 0 | 0 | 0 | 0 | 0 | 0 |  | 0 | 0 | 0 | 0 |  | 0 | 0 | 0 | 0 | 0
2008-06-27 | 2008 | 6 | 27 | 0 | 0 | 0 | 0 | 0 | 0 | 0 | 0 | 0 | 0 | 0 | 0 | 0 | 0 | 0 | 0 | 0 | 0 | 0 | 0 | 0 | 0 | 0 | 0 |  | 0 | 0 | 0 | 0 |  | 0 | 0 | 0 | 0 | 0
2008-06-28 | 2008 | 6 | 28 | 0 | 0 | 0 | 0 | 0 | 0 | 0 | 0 | 0 | 0 | 0 | 0 | 0 | 0 | 0 | 0 | 0 | 0 | 0 | 0 | 0 | 0 | 0 | 0 |  | 0 | 0 | 0 | 0 |  | 0 | 0 | 0 | 0 | 0
2008-06-29 | 2008 | 6 | 29 | 0 | 0 | 0 | 0 | 0 | 0 | 0 | 0 | 0 | 0 | 0 | 0 | 0 | 0 | 0 | 0 | 0 | 0 | 0 | 0 | 0 | 0 | 0 | 0 |  | 0 | 0 | 0 | 0 |  | 0 | 0 | 0 | 0 | 0
2008-06-30 | 2008 | 6 | 30 | 0 | 0 | 0 | 0 | 0 | 0 | 0 | 0 | 0 | 0 | 0 | 0 | 0 | 0 | 0 | 0 | 0 | 1.4 | 0.2 | 0.2 | 0 | 0 | 0 | 0 |  | 1.8 | 1.8 | 1.8 | 2.2204e-16 |  | 0 | 1.8 | 0 | 0 | 0
2008-07-01 | 2008 | 7 | 1 | 0 | 0 | 0 | 0 | 0 | 0 | 0 | 0 | 0 | 0 | 0 | 0 | 0 | 0 | 0 | 0 | 0 | 0 | 0 | 0 | 0 | 0 | 0 | 0 |  | 0 | 0 | 0 | 0 |  | 0 | 0 | 0 | 0 | 0
2008-07-02 | 2008 | 7 | 2 | 0 | 0 | 0 | 0 | 0 | 0 | 0 | 0 | 0 | 0 | 0.2 | 0 | 0 | 0 | 0 | 0 | 0 | 0 | 0 | 0 | 0 | 0 | 0 | 0 |  | 0.2 | 0.2 | 0.2 | 0 |  | 0 | 0 | 0.2 | 0 | 0
2008-07-03 | 2008 | 7 | 3 | 0 | 0 | 0 | 0 | 0 | 0 | 0 | 0 | 0 | 0 | 0 | 0 | 0 | 0 | 0 | 0 | 0 | 0 | 0 | 0 | 0 | 0 | 0 | 0 |  | 0 | 0 | 0 | 0 |  | 0 | 0 | 0 | 0 | 0
2008-07-04 | 2008 | 7 | 4 | 0 | 0 | 0 | 0 | 0 | 0 | 0 | 0 | 0 | 0 | 0 | 0 | 0 | 0 | 0 | 0 | 2.6 | 0 | 0 | 0 | 0 | 0 | 4 | 0 |  | 6.6 | 6.6 | 6.6 | 0 |  | 0 | 0 | 6.6 | 0 | 0
2008-07-05 | 2008 | 7 | 5 | 0 | 0 | 0 | 0 | 0 | 0 | 0 | 0 | 0 | 0 | 0 | 0 | 0 | 0 | 0 | 0 | 0 | 0 | 0.3 | 0 | 0 | 0 | 0 | 0 |  | 0.3 | 0.3 | 0.3 | 0 |  | 0 | 0 | 0.3 | 0 | 0
2008-07-06 | 2008 | 7 | 6 | 0 | 0 | 0 | 0 | 0 | 0 | 0 | 0 | 0 | 0 | 0 | 0 | 0 | 0 | 0 | 0 | 0 | 0 | 0 | 0 | 0 | 1.2 | 0.2 | 0 |  | 1.4 | 1.4 | 1.4 | 0 |  | 0 | 0 | 1.4 | 0 | 0
2008-07-07 | 2008 | 7 | 7 | 0 | 0 | 0 | 0 | 0 | 0 | 0 | 0 | 0 | 0 | 0 | 0 | 0 | 0 | 0 | 14.1 | 2.5 | 0 | 0 | 0 | 0 | 0 | 0 | 0 |  | 16.6 | 16.6 | 16.6 | 0 |  | 0 | 0 | 16.6 | 0 | 0
2008-07-08 | 2008 | 7 | 8 | 0 | 0 | 0 | 0 | 0 | 0 | 0.1 | 0 | 0 | 0 | 0 | 0 | 0 | 0 | 0 | 0 | 0 | 0 | 0.1 | 0 | 0 | 0 | 0 | 0 |  | 0.2 | 0.2 | 0.2 | 0 |  | 0 | 0 | 0.2 | 0 | 0
2008-07-09 | 2008 | 7 | 9 | 0 | 0 | 0 | 0 | 0 | 0 | 0 | 0 | 0 | 0 | 0 | 0 | 0 | 0 | 0 | 0 | 0 | 0 | 0 | 0 | 0 | 0 | 0 | 0 |  | 0 | 0 | 0 | 0 |  | 0 | 0 | 0 | 0 | 0
2008-07-10 | 2008 | 7 | 10 | 0 | 0 | 0 | 0 | 0 | 0 | 0 | 0 | 0 | 0 | 0 | 0 | 0 | 0 | 0 | 0 | 6 | 0.4 | 1.1 | 0 | 0 | 0 | 0 | 1.1 |  | 8.6 | 8.6 | 8.6 | 0 |  | 0 | 0 | 8.6 | 0 | 0
2008-07-11 | 2008 | 7 | 11 | 2 | 1 | 0 | 0 | 0 | 0 | 0 | 0 | 0 | 0 | 0 | 0 | 0 | 0 | 0 | 0 | 0 | 0 | 0 | 0 | 0 | 0 | 0 | 0 |  | 3 | 3 | 3 | 0 |  | 0 | 0 | 3 | 0 | 0
2008-07-12 | 2008 | 7 | 12 | 0 | 0 | 0 | 0 | 0 | 0 | 0 | 0 | 0 | 0 | 0 | 0 | 0 | 0 | 0 | 0 | 0 | 0 | 0 | 0 | 0 | 0 | 0 | 0 |  | 0 | 0 | 0 | 0 |  | 0 | 0 | 0 | 0 | 0
2008-07-13 | 2008 | 7 | 13 | 0 | 0 | 0 | 0 | 0 | 0 | 0 | 0 | 0 | 0 | 0 | 0 | 0 | 0 | 0 | 0 | 0 | 0 | 0 | 0 | 0 | 0 | 0 | 9.8 |  | 9.8 | 9.8 | 9.8 | 0 |  | 0 | 0 | 9.8 | 0 | 0
2008-07-14 | 2008 | 7 | 14 | 0 | 0 | 0.4 | 0.4 | 0 | 0 | 0 | 0 | 0 | 0 | 0 | 0 | 0 | 0 | 0 | 0 | 0 | 0 | 0 | 0 | 0 | 0 | 0 | 0 |  | 0.8 | 0.8 | 0.8 | 0 |  | 0 | 0 | 0.8 | 0 | 0
2008-07-15 | 2008 | 7 | 15 | 0 | 0 | 0 | 1.6 | 0.4 | 0 | 0 | 0 | 0 | 0 | 0 | 0 | 0 | 0 | 0.8 | 0 | 0 | 0 | 0 | 0 | 0 | 0 | 0 | 0 |  | 2.8 | 2.8 | 2.8 | 0 |  | 0 | 0 | 2.8 | 0 | 0
2008-07-16 | 2008 | 7 | 16 | 0.2 | 0 | 0 | 0.4 | 0 | 0 | 0 | 0.2 | 0 | 0 | 0 | 0 | 0 | 0 | 0 | 0 | 0 | 0.2 | 0 | 0 | 0 | 0 | 0 | 0 |  | 1 | 1 | 1 | 0 |  | 0 | 0 | 1 | 0 | 0
2008-07-17 | 2008 | 7 | 17 | 0 | 0 | 0 | 0 | 0 | 0 | 0 | 0 | 0 | 0 | 0 | 0 | 0 | 0 | 0 | 0 | 0 | 0 | 0 | 0 | 0 | 0 | 0 | 0 |  | 0 | 0 | 0 | 0 |  | 0 | 0 | 0 | 0 | 0
2008-07-18 | 2008 | 7 | 18 | 0 | 0 | 0.2 | 0 | 0 | 0 | 0 | 0.2 | 0 | 0 | 0 | 0 | 0 | 0 | 4.5 | 0.4 | 0 | 0 | 0.2 | 0 | 0 | 0 | 0 | 0 |  | 5.5 | 5.5 | 5.5 | 8.8818e-16 |  | 0 | 0 | 5.5 | 0 | 0
2008-07-19 | 2008 | 7 | 19 | 0 | 0 | 0 | 0 | 0 | 0 | 0 | 0 | 0 | 0 | 0 | 0 | 0 | 0 | 0 | 0 | 0 | 0 | 0 | 0 | 0 | 0 | 0 | 0 |  | 0 | 0 | 0 | 0 |  | 0 | 0 | 0 | 0 | 0
2008-07-20 | 2008 | 7 | 20 | 0 | 0 | 0 | 0 | 0 | 0 | 0 | 0 | 0 | 0 | 0 | 0 | 0 | 0 | 0 | 0 | 0 | 0 | 0 | 0 | 0 | 0 | 0 | 0 |  | 0 | 0 | 0 | 0 |  | 0 | 0 | 0 | 0 | 0
2008-07-21 | 2008 | 7 | 21 | 0 | 0 | 0 | 0 | 0 | 0 | 0 | 0 | 0 | 0 | 0 | 0 | 0 | 0 | 0 | 0 | 0 | 0 | 0 | 0 | 0 | 0 | 0 | 0 |  | 0 | 0 | 0 | 0 |  | 0 | 0 | 0 | 0 | 0
2008-07-22 | 2008 | 7 | 22 | 0 | 0 | 0 | 0 | 0 | 0 | 0 | 0 | 0 | 0 | 0 | 0 | 0 | 0 | 0 | 0 | 0 | 0 | 0 | 0 | 0 | 0 | 0 | 0 |  | 0 | 0 | 0 | 0 |  | 0 | 0 | 0 | 0 | 0
2008-07-23 | 2008 | 7 | 23 | 0 | 0 | 0 | 0 | 0 | 0 | 0 | 0 | 0 | 0 | 0 | 0 | 0 | 0 | 0 | 0 | 0 | 0 | 0 | 0.1 | 0 | 0 | 0.1 | 0 |  | 0.2 | 0.2 | 0.2 | 0 |  | 0 | 0 | 0.2 | 0 | 0
2008-07-24 | 2008 | 7 | 24 | 0 | 0 | 0 | 0 | 0 | 1.8 | 1.8 | 0 | 0 | 0 | 0 | 0 | 0 | 0 | 0 | 0 | 0 | 0 | 0 | 0 | 0 | 0 | 0 | 0 |  | 3.6 | 3.6 | 3.6 | 0 |  | 0 | 0 | 3.6 | 0 | 0
2008-07-25 | 2008 | 7 | 25 | 0 | 0 | 0 | 0 | 0 | 0 | 0 | 0 | 0 | 0 | 0 | 0 | 0 | 0 | 0 | 0 | 0 | 0 | 0 | 0 | 0 | 0 | 0 | 0 |  | 0 | 0 | 0 | 0 |  | 0 | 0 | 0 | 0 | 0
2008-07-26 | 2008 | 7 | 26 | 0 | 0 | 0 | 0 | 0 | 0 | 0 | 0 | 0 | 0 | 0 | 0 | 0 | 0 | 0 | 0 | 0.4 | 0.4 | 0.4 | 0.3 | 0 | 0 | 0 | 0.3 |  | 1.8 | 1.8 | 1.8 | 2.2204e-16 |  | 0 | 0 | 1.8 | 0 | 0
2008-07-27 | 2008 | 7 | 27 | 1.5 | 2 | 1.5 | 1 | 0 | 0 | 0 | 0 | 0 | 0 | 0 | 0 | 0 | 0 | 1.5 | 0 | 0 | 2 | 0 | 2 | 1 | 1.5 | 0 | 0 |  | 14 | 14 | 14 | 0 |  | 0 | 0 | 14 | 0 | 0
2008-07-28 | 2008 | 7 | 28 | 0 | 0 | 0 | 0 | 0 | 0 | 0 | 0 | 0 | 0 | 0 | 0 | 0 | 0 | 0 | 0 | 0 | 0 | 0 | 0 | 0 | 0 | 0 | 0 |  | 0 | 0 | 0 | 0 |  | 0 | 0 | 0 | 0 | 0
2008-07-29 | 2008 | 7 | 29 | 0 | 0 | 0 | 0 | 0 | 0 | 0 | 0 | 0 | 0 | 0 | 0 | 0 | 0 | 0 | 0 | 0 | 0 | 0 | 0 | 0 | 0 | 0 | 0 |  | 0 | 0 | 0 | 0 |  | 0 | 0 | 0 | 0 | 0
2008-07-30 | 2008 | 7 | 30 | 0 | 0 | 0 | 0 | 0 | 0 | 0 | 0.6 | 0 | 0 | 0 | 0 | 0 | 0 | 0 | 0 | 0 | 0 | 0 | 0 | 0 | 0 | 0 | 0 |  | 0.6 | 0.6 | 0.6 | 0 |  | 0 | 0 | 0.6 | 0 | 0
2008-07-31 | 2008 | 7 | 31 | 0 | 0 | 0 | 0 | 0 | 0 | 0 | 0 | 0 | 0 | 0 | 0 | 0 | 0 | 0 | 0 | 0 | 0 | 0 | 0 | 0 | 0 | 0 | 0 |  | 0 | 0 | 0 | 0 |  | 0 | 0 | 0 | 0 | 0
2008-08-01 | 2008 | 8 | 1 | 0 | 0 | 0 | 0 | 0 | 0 | 0 | 0 | 0 | 0 | 0 | 0 | 0 | 0 | 0 | 0 | 0 | 0 | 0 | 0 | 0 | 0 | 0 | 0 |  | 0 | 0 | 0 | 0 |  | 0 | 0 | 0 | 0 | 0
2008-08-02 | 2008 | 8 | 2 | 0 | 0 | 0 | 0 | 0 | 0 | 0 | 0 | 0 | 0 | 0 | 0 | 0 | 0 | 0 | 0 | 0 | 0 | 0 | 0 | 0 | 0 | 0 | 0 |  | 0 | 0 | 0 | 0 |  | 0 | 0 | 0 | 0 | 0
2008-08-03 | 2008 | 8 | 3 | 0 | 0 | 0 | 0 | 0 | 0 | 0 | 0 | 0 | 0 | 0 | 0 | 0 | 0 | 0 | 0 | 4.1 | 2.7 | 0 | 0 | 0 | 0 | 0 | 0 |  | 6.8 | 6.8 | 6.8 | 0 |  | 0 | 0 | 0 | 6.8 | 0
2008-08-04 | 2008 | 8 | 4 | 0 | 0 | 0 | 0 | 0 | 0 | 0 | 0 | 0 | 0 | 0 | 0 | 0 | 0 | 0 | 0 | 0 | 0 | 0 | 0 | 0 | 0 | 0 | 0 |  | 0 | 0 | 0 | 0 |  | 0 | 0 | 0 | 0 | 0
2008-08-05 | 2008 | 8 | 5 | 0 | 0 | 0 | 0 | 0 | 0 | 0 | 0 | 0 | 0 | 0 | 0 | 0 | 0 | 0 | 0 | 0 | 0 | 0 | 0 | 0 | 0 | 0 | 0 |  | 0 | 0 | 0 | 0 |  | 0 | 0 | 0 | 0 | 0
2008-08-06 | 2008 | 8 | 6 | 0 | 0 | 0 | 0 | 0 | 0 | 0 | 0 | 0 | 0 | 0 | 0 | 0 | 0 | 0 | 0 | 0 | 0 | 0 | 0 | 0 | 0 | 0 | 0 |  | 0 | 0 | 0 | 0 |  | 0 | 0 | 0 | 0 | 0
2008-08-07 | 2008 | 8 | 7 | 0 | 0 | 0 | 0 | 0 | 0 | 0 | 0 | 0 | 0 | 0 | 0 | 0 | 0 | 0 | 0 | 0 | 0 | 0 | 0 | 0 | 0 | 0 | 0 |  | 0 | 0 | 0 | 0 |  | 0 | 0 | 0 | 0 | 0
2008-08-08 | 2008 | 8 | 8 | 0 | 0 | 0 | 0 | 0 | 0 | 0 | 0 | 0 | 0 | 0 | 0 | 0 | 0 | 0 | 0 | 0 | 0 | 0 | 0 | 0 | 0 | 0 | 0 |  | 0 | 0 | 0 | 0 |  | 0 | 0 | 0 | 0 | 0
2008-08-09 | 2008 | 8 | 9 | 0 | 0 | 0 | 0 | 0 | 0 | 0 | 0 | 0 | 0 | 0 | 0 | 0 | 0 | 0 | 0 | 0 | 0 | 0 | 0 | 0 | 0 | 0 | 0 |  | 0 | 0 | 0 | 0 |  | 0 | 0 | 0 | 0 | 0
2008-08-10 | 2008 | 8 | 10 | 0 | 0 | 0 | 0 | 0 | 0 | 0 | 0 | 0 | 0 | 0 | 0 | 0 | 0 | 0 | 0 | 0 | 0 | 0 | 0 | 0 | 0 | 0 | 0 |  | 0 | 0 | 0 | 0 |  | 0 | 0 | 0 | 0 | 0
2008-08-11 | 2008 | 8 | 11 | 0 | 0 | 0 | 0 | 0 | 0 | 0 | 0 | 0 | 0 | 0 | 0 | 0 | 0 | 0 | 0 | 0 | 0 | 0 | 0 | 0 | 0 | 0 | 0 |  | 0 | 0 | 0 | 0 |  | 0 | 0 | 0 | 0 | 0
2008-08-12 | 2008 | 8 | 12 | 0 | 0 | 0 | 0 | 0 | 0 | 0 | 0 | 0 | 0 | 0 | 0 | 0 | 0 | 0 | 0 | 0 | 0 | 0 | 0 | 0 | 0 | 0 | 0 |  | 0 | 0 | 0 | 0 |  | 0 | 0 | 0 | 0 | 0
2008-08-13 | 2008 | 8 | 13 | 0 | 0 | 0 | 0 | 0 | 0 | 0 | 0 | 0 | 0 | 0 | 0 | 0 | 0 | 0 | 0 | 0 | 0 | 0 | 0 | 0 | 0 | 0 | 0 |  | 0 | 0 | 0 | 0 |  | 0 | 0 | 0 | 0 | 0
2008-08-14 | 2008 | 8 | 14 | 0 | 0 | 0 | 0 | 0 | 0 | 0 | 0 | 0 | 0 | 0 | 0 | 0 | 0 | 0 | 0 | 0 | 0 | 0 | 0 | 0 | 0 | 0 | 0 |  | 0 | 0 | 0 | 0 |  | 0 | 0 | 0 | 0 | 0
2008-08-15 | 2008 | 8 | 15 | 0 | 0 | 0 | 0 | 0 | 0 | 0 | 0 | 0 | 0 | 0 | 0 | 0 | 0 | 0 | 0 | 0 | 0 | 0 | 0 | 0 | 0 | 0 | 0 |  | 0 | 0 | 0 | 0 |  | 0 | 0 | 0 | 0 | 0
2008-08-16 | 2008 | 8 | 16 | 0 | 0 | 0 | 0 | 0 | 0 | 0 | 0 | 0 | 0 | 0 | 0 | 0 | 0 | 0 | 0 | 0 | 0 | 0 | 0 | 0 | 0 | 0 | 0 |  | 0 | 0 | 0 | 0 |  | 0 | 0 | 0 | 0 | 0
2008-08-17 | 2008 | 8 | 17 | 0 | 0 | 0 | 0 | 0 | 0 | 0 | 0 | 0 | 0 | 0 | 0 | 0 | 0 | 0 | 0 | 0 | 0 | 1.2 | 1.2 | 0 | 0 | 0 | 0 |  | 2.4 | 2.4 | 2.4 | 0 |  | 0 | 0 | 0 | 2.4 | 0
2008-08-18 | 2008 | 8 | 18 | 0 | 0 | 0 | 0 | 0 | 0 | 0 | 0 | 0 | 0 | 0 | 0 | 0 | 0 | 0 | 0 | 0 | 0 | 0 | 0 | 0 | 0 | 0 | 0 |  | 0 | 0 | 0 | 0 |  | 0 | 0 | 0 | 0 | 0
2008-08-19 | 2008 | 8 | 19 | 0 | 0 | 0 | 0 | 0 | 0 | 0.1 | 0 | 0 | 0 | 0 | 0 | 0 | 0 | 0 | 0 | 0 | 0 | 0.1 | 0 | 0 | 0 | 0 | 0 |  | 0.2 | 0.2 | 0.2 | 0 |  | 0 | 0 | 0 | 0.2 | 0
2008-08-20 | 2008 | 8 | 20 | 0 | 0 | 0 | 0 | 0 | 0 | 0 | 0 | 0 | 0 | 0.2 | 0 | 0 | 0 | 0 | 0 | 0 | 0 | 0 | 0 | 0 | 0 | 0 | 0 |  | 0.2 | 0.2 | 0.2 | 0 |  | 0 | 0 | 0 | 0.2 | 0
2008-08-21 | 2008 | 8 | 21 | 0 | 0 | 0 | 0 | 0 | 0 | 0 | 1.2 | 1.2 | 0 | 1.2 | 0 | 0 | 0 | 0 | 1.2 | 1.2 | 0 | 1.2 | 1.2 | 1.2 | 1.2 | 1.2 | 1.2 |  | 13.2 | 13.2 | 13.2 | 1.7764e-15 |  | 0 | 0 | 0 | 13.2 | 0
2008-08-22 | 2008 | 8 | 22 | 0.3 | 0.3 | 0.4 | 0.3 | 0 | 0 | 0 | 0.3 | 0 | 0 | 0 | 0 | 0 | 0 | 0 | 0 | 0 | 0 | 0 | 0 | 0 | 0 | 0 | 0 |  | 1.6 | 1.6 | 1.6 | 0 |  | 0 | 0 | 0 | 1.6 | 0
2008-08-23 | 2008 | 8 | 23 | 0 | 0 | 0 | 0 | 0 | 0 | 0 | 0 | 0 | 0 | 0 | 0 | 0 | 0 | 0 | 0 | 0 | 0 | 0 | 0 | 0 | 0 | 0 | 0 |  | 0 | 0 | 0 | 0 |  | 0 | 0 | 0 | 0 | 0
2008-08-24 | 2008 | 8 | 24 | 0 | 0 | 0 | 0 | 0 | 0 | 0 | 0 | 0 | 0 | 0 | 0 | 0 | 0 | 0 | 0 | 0 | 0 | 0 | 0 | 0 | 0 | 0 | 0 |  | 0 | 0 | 0 | 0 |  | 0 | 0 | 0 | 0 | 0
2008-08-25 | 2008 | 8 | 25 | 0 | 0 | 0 | 0 | 0 | 0 | 0 | 0 | 0 | 0 | 0 | 0 | 0 | 0 | 0 | 0 | 0 | 0 | 0 | 0 | 0 | 0 | 0 | 0 |  | 0 | 0 | 0 | 0 |  | 0 | 0 | 0 | 0 | 0
2008-08-26 | 2008 | 8 | 26 | 0.8 | 0 | 0 | 0.9 | 0.8 | 0.8 | 0.9 | 0.8 | 0.8 | 0.9 | 0.8 | 0.8 | 0 | 0 | 0 | 0 | 1.3 | 0 | 0 | 0 | 0 | 0 | 0 | 0 |  | 9.6 | 9.6 | 9.6 | 1.7764e-15 |  | 0 | 0 | 0 | 9.6 | 0
2008-08-27 | 2008 | 8 | 27 | 0 | 0 | 0 | 0 | 0 | 0 | 0 | 0 | 0 | 0 | 0 | 0 | 0 | 0 | 0 | 0 | 0 | 0 | 0 | 0 | 0 | 0 | 0 | 0 |  | 0 | 0 | 0 | 0 |  | 0 | 0 | 0 | 0 | 0
2008-08-28 | 2008 | 8 | 28 | 0 | 0 | 0 | 0 | 0 | 0 | 0 | 0 | 0 | 0 | 0 | 0 | 0 | 0 | 0 | 0 | 0 | 0 | 0 | 0 | 0 | 0 | 0 | 0 |  | 0 | 0 | 0 | 0 |  | 0 | 0 | 0 | 0 | 0
2008-08-29 | 2008 | 8 | 29 | 0 | 0 | 0 | 0 | 0 | 0 | 0 | 0 | 0 | 0 | 0 | 0 | 0 | 0 | 0 | 0 | 0 | 0 | 0 | 0 | 0 | 0 | 0 | 0 |  | 0 | 0 | 0 | 0 |  | 0 | 0 | 0 | 0 | 0
2008-08-30 | 2008 | 8 | 30 | 0 | 0 | 0 | 0 | 0 | 0 | 0 | 0 | 0 | 0 | 0 | 0 | 0 | 0 | 0 | 0 | 0 | 0 | 1.3 | 1.3 | 1.3 | 1.4 | 1.3 | 2.6 |  | 9.2 | 9.2 | 9.2 | 1.7764e-15 |  | 0 | 0 | 0 | 9.2 | 0
2008-08-31 | 2008 | 8 | 31 | 0.6 | 0.6 | 0.6 | 0.6 | 0.7 | 0.6 | 0.6 | 0.6 | 0.6 | 0.6 | 0.6 | 0.6 | 0.7 | 0.6 | 0.6 | 0 | 0 | 0.6 | 0 | 0 | 0.6 | 0 | 0 | 0 |  | 10.4 | 10.4 | 10.4 | 3.5527e-15 |  | 0 | 0 | 0 | 10.4 | 0
2008-09-01 | 2008 | 9 | 1 | 0 | 0 | 0 | 0 | 0 | 0 | 0 | 0 | 0 | 0 | 0 | 0 | 0 | 0 | 0 | 0 | 0 | 0 | 0 | 0 | 0 | 0 | 0 | 0 |  | 0 | 0 | 0 | 0 |  | 0 | 0 | 0 | 0 | 0
2008-09-02 | 2008 | 9 | 2 | 0 | 0 | 0 | 0 | 0 | 0 | 0 | 0 | 0 | 0 | 0 | 0 | 0 | 0 | 0 | 0 | 0 | 0 | 0 | 0 | 0 | 0 | 0 | 0 |  | 0 | 0 | 0 | 0 |  | 0 | 0 | 0 | 0 | 0
2008-09-03 | 2008 | 9 | 3 | 0 | 0 | 0 | 0 | 0 | 0 | 0 | 0 | 0 | 0 | 0.2 | 0 | 0 | 0 | 0 | 0 | 0 | 0 | 0 | 0 | 0 | 0 | 0 | 0 |  | 0.2 | 0.2 | 0.2 | 0 |  | 0 | 0 | 0 | 0 | 0.2
2008-09-04 | 2008 | 9 | 4 | 0 | 0 | 0 | 0 | 0 | 0 | 0 | 0 | 0 | 0 | 0 | 0 | 0 | 0 | 0 | 0 | 0 | 0 | 0 | 0 | 0 | 0 | 0 | 0 |  | 0 | 0 | 0 | 0 |  | 0 | 0 | 0 | 0 | 0
2008-09-05 | 2008 | 9 | 5 | 0 | 0 | 0 | 0 | 0 | 0 | 0 | 0 | 0 | 0 | 0 | 0 | 0 | 0 | 0 | 0 | 0.1 | 0 | 0 | 0.1 | 0 | 0 | 0 | 0 |  | 0.2 | 0.2 | 0.2 | 0 |  | 0 | 0 | 0 | 0 | 0.2
2008-09-06 | 2008 | 9 | 6 | 0 | 0 | 0 | 0 | 0 | 0 | 0 | 0 | 0 | 0 | 0 | 0 | 0 | 0 | 0 | 0.3 | 0 | 0.2 | 0.3 | 0.2 | 0 | 0 | 0 | 0 |  | 1 | 1 | 1 | 0 |  | 0 | 0 | 0 | 0 | 1
2008-09-07 | 2008 | 9 | 7 | 0 | 0 | 0 | 0 | 0 | 0 | 0 | 0 | 0 | 0 | 0 | 0 | 0 | 0 | 0 | 0 | 1.2 | 0 | 0 | 0 | 0 | 0 | 0 | 0 |  | 1.2 | 1.2 | 1.2 | 0 |  | 0 | 0 | 0 | 0 | 1.2
2008-09-08 | 2008 | 9 | 8 | 0 | 0 | 0 | 0 | 0 | 0 | 0 | 0 | 0 | 0 | 0 | 0 | 0 | 0 | 0 | 0 | 0 | 0 | 0 | 0 | 0 | 0 | 0 | 0 |  | 0 | 0 | 0 | 0 |  | 0 | 0 | 0 | 0 | 0
2008-09-09 | 2008 | 9 | 9 | 0 | 0 | 0 | 0 | 0 | 0 | 0 | 0 | 0 | 0 | 0 | 0 | 0 | 0.3 | 0 | 0 | 0 | 0.3 | 0 | 0 | 0 | 0 | 0 | 0 |  | 0.6 | 0.6 | 0.6 | 0 |  | 0 | 0 | 0 | 0 | 0.6
2008-09-10 | 2008 | 9 | 10 | 0 | 0 | 0 | 0 | 0 | 0 | 0 | 0 | 0 | 0 | 0 | 0 | 0 | 0 | 0 | 0 | 0 | 0 | 0 | 0 | 0 | 0 | 0 | 0 |  | 0 | 0 | 0 | 0 |  | 0 | 0 | 0 | 0 | 0
2008-09-11 | 2008 | 9 | 11 | 0 | 0 | 0 | 0 | 0 | 0 | 0 | 0 | 0 | 0 | 0 | 0 | 0 | 0 | 0 | 0 | 0 | 0 | 0 | 0 | 0 | 0 | 0 | 0 |  | 0 | 0 | 0 | 0 |  | 0 | 0 | 0 | 0 | 0
2008-09-12 | 2008 | 9 | 12 | 0 | 0 | 0 | 0 | 0 | 0 | 0 | 0 | 0 | 0 | 0 | 0 | 0 | 0 | 0.9 | 0.9 | 0.9 | 0.8 | 0.9 | 0.9 | 0.9 | 0 | 0 | 0 |  | 6.2 | 6.2 | 6.2 | 8.8818e-16 |  | 0 | 0 | 0 | 0 | 6.2
2008-09-13 | 2008 | 9 | 13 | 0 | 0 | 0 | 0 | 0 | 0 | 0 | 0 | 0 | 0 | 0 | 0 | 0 | 0 | 0 | 0 | 0 | 0 | 0 | 0 | 0 | 0 | 0 | 0 |  | 0 | 0 | 0 | 0 |  | 0 | 0 | 0 | 0 | 0
2008-09-14 | 2008 | 9 | 14 | 0 | 0 | 0 | 0 | 0 | 0 | 0 | 0 | 0 | 0 | 0 | 0 | 0 | 0 | 0 | 0 | 0 | 0 | 0 | 0 | 0 | 0 | 0 | 0 |  | 0 | 0 | 0 | 0 |  | 0 | 0 | 0 | 0 | 0
2008-09-15 | 2008 | 9 | 15 | 0 | 0 | 0 | 0 | 0 | 0 | 0 | 0 | 0 | 0 | 0 | 0 | 0 | 0 | 0 | 0 | 0 | 0 | 0 | 0 | 0 | 0 | 0 | 0 |  | 0 | 0 | 0 | 0 |  | 0 | 0 | 0 | 0 | 0
2008-09-16 | 2008 | 9 | 16 | 0 | 0 | 0 | 0 | 0 | 0 | 0 | 0 | 0 | 0 | 0 | 0 | 0 | 0 | 0 | 0 | 0 | 0 | 0 | 0 | 0 | 0 | 0 | 0 |  | 0 | 0 | 0 | 0 |  | 0 | 0 | 0 | 0 | 0
2008-09-17 | 2008 | 9 | 17 | 0 | 0 | 0 | 0 | 0 | 0 | 0 | 0 | 0 | 0 | 0 | 0 | 0 | 0 | 0 | 0 | 0 | 0 | 0 | 0 | 0 | 0 | 0 | 0 |  | 0 | 0 | 0 | 0 |  | 0 | 0 | 0 | 0 | 0
2008-09-18 | 2008 | 9 | 18 | 0 | 0 | 0 | 0 | 0 | 0 | 0 | 0 | 0 | 0 | 0 | 0 | 0 | 0 | 0 | 0 | 0 | 0 | 0 | 0 | 0 | 0 | 0 | 0 |  | 0 | 0 | 0 | 0 |  | 0 | 0 | 0 | 0 | 0
2008-09-19 | 2008 | 9 | 19 | 0 | 0 | 0 | 0 | 0 | 0 | 0 | 0 | 0 | 0 | 0 | 0 | 0 | 0 | 0 | 0 | 0 | 0 | 0 | 0 | 0 | 0 | 0 | 0 |  | 0 | 0 | 0 | 0 |  | 0 | 0 | 0 | 0 | 0
2008-09-20 | 2008 | 9 | 20 | 0 | 0 | 0 | 0 | 0 | 0 | 0 | 0 | 0 | 0 | 0 | 0 | 0 | 0 | 0 | 0 | 0 | 0 | 0 | 0 | 0 | 0 | 0 | 0 |  | 0 | 0 | 0 | 0 |  | 0 | 0 | 0 | 0 | 0
2008-09-21 | 2008 | 9 | 21 | 0 | 0 | 0 | 0 | 0 | 0 | 0 | 0.4 | 0.3 | 0 | 0.4 | 0.4 | 0 | 0 | 0.3 | 0.4 | 0.4 | 0 | 0 | 0.3 | 0.4 | 0.4 | 0.3 | 0.4 |  | 4.4 | 4.4 | 4.4 | 8.8818e-16 |  | 0 | 0 | 0 | 0 | 4.4
2008-09-22 | 2008 | 9 | 22 | 0.2 | 0.3 | 0 | 0 | 0 | 0 | 0 | 0 | 0 | 0 | 0 | 0 | 0 | 0 | 0 | 0 | 0 | 0 | 0.2 | 0 | 0 | 0.2 | 0.3 | 0.2 |  | 1.4 | 1.4 | 1.4 | 0 |  | 0 | 0 | 0 | 0 | 1.4
2008-09-23 | 2008 | 9 | 23 | 3.3 | 3.4 | 3.3 | 0 | 0 | 0 | 0 | 0 | 0 | 0 | 0 | 0 | 0 | 0 | 0 | 0 | 0 | 0 | 0 | 0 | 0 | 0 | 0 | 0 |  | 10 | 10 | 10 | 0 |  | 0 | 0 | 0 | 0 | 10
2008-09-24 | 2008 | 9 | 24 | 0 | 0 | 0 | 0 | 0 | 0 | 0 | 0 | 0 | 0 | 0 | 0 | 0 | 0 | 0 | 0 | 0 | 0 | 0 | 0 | 0 | 0 | 0 | 0 |  | 0 | 0 | 0 | 0 |  | 0 | 0 | 0 | 0 | 0
2008-09-25 | 2008 | 9 | 25 | 0 | 0 | 0 | 0 | 0 | 0 | 0 | 0 | 0 | 0 | 0 | 0 | 0 | 0 | 0 | 0 | 0 | 0 | 1.3 | 1.3 | 0 | 0 | 0 | 0 |  | 2.6 | 2.6 | 2.6 | 0 |  | 0 | 0 | 0 | 0 | 2.6
2008-09-26 | 2008 | 9 | 26 | 0 | 0 | 0 | 0 | 0 | 0 | 0 | 0 | 0 | 0 | 0 | 0 | 0 | 0 | 0 | 0 | 0 | 0 | 0 | 0 | 0 | 0 | 0 | 0 |  | 0 | 0 | 0 | 0 |  | 0 | 0 | 0 | 0 | 0
2008-09-27 | 2008 | 9 | 27 | 0 | 0 | 0 | 0 | 0 | 0 | 0 | 0 | 0 | 0 | 0 | 0 | 0 | 0 | 0 | 0 | 0 | 0 | 0 | 0 | 0 | 0 | 0 | 0 |  | 0 | 0 | 0 | 0 |  | 0 | 0 | 0 | 0 | 0
2008-09-28 | 2008 | 9 | 28 | 0 | 0 | 0 | 0 | 0 | 0 | 0 | 0 | 0 | 0 | 0 | 0 | 0 | 0 | 0 | 0 | 0 | 0 | 0 | 0 | 0 | 0 | 0 | 0 |  | 0 | 0 | 0 | 0 |  | 0 | 0 | 0 | 0 | 0
2008-09-29 | 2008 | 9 | 29 | 0 | 0 | 0 | 0 | 0 | 0 | 0 | 0 | 0 | 0 | 0 | 0 | 0 | 0 | 0 | 0 | 0 | 0 | 0 | 0 | 0 | 0 | 0 | 0 |  | 0 | 0 | 0 | 0 |  | 0 | 0 | 0 | 0 | 0
2008-09-30 | 2008 | 9 | 30 | 0 | 0 | 0 | 0 | 0 | 0 | 0 | 0 | 0 | 0 | 0 | 0 | 0 | 0 | 0 | 0 | 0 | 0 | 0 | 0 | 0 | 0 | 0 | 0 |  | 0 | 0 | 0 | 0 |  | 0 | 0 | 0 | 0 | 0
2008-10-01 | 2008 | 10 | 1 | 0 | 0 | 0 | 0 | 0 | 0 | 0 | 0 | 0 | 0 | 0 | 0 | 0 | 0 | 0 | 0 | 0 | 0 | 0 | 0 | 0 | 0 | 0 | 0 |  | 0 | 0 | 0 | 0 |  | 0 | 0 | 0 | 0 | 0
2008-10-02 | 2008 | 10 | 2 | 0 | 0 | 0 | 0 | 0 | 0 | 0 | 0 | 0 | 0 | 0 | 0 | 0 | 0 | 0 | 0 | 0 | 0 | 0 | 0 | 0 | 0 | 0 | 0 |  | 0 | 0 | 0 | 0 |  | 0 | 0 | 0 | 0 | 0
2008-10-03 | 2008 | 10 | 3 | 0 | 0 | 0 | 0 | 0 | 0 | 0 | 0 | 0 | 0 | 0 | 0 | 0 | 0 | 0 | 0 | 0 | 0 | 0 | 0 | 0 | 0 | 0 | 0 |  | 0 | 0 | 0 | 0 |  | 0 | 0 | 0 | 0 | 0
2008-10-04 | 2008 | 10 | 4 | 0 | 0 | 0 | 0 | 0 | 0 | 0 | 0 | 0 | 0 | 0 | 0 | 0 | 0.3 | 0.2 | 0.3 | 0 | 0 | 0 | 0 | 0 | 0 | 0 | 0 |  | 0.8 | 0.8 | 0.8 | 0 |  | 0 | 0 | 0 | 0 | 0
2008-10-05 | 2008 | 10 | 5 | 0 | 0 | 0 | 0 | 0 | 0 | 0 | 0 | 0 | 0 | 0 | 0 | 0 | 0 | 0 | 0 | 0 | 0 | 0 | 0 | 0 | 0 | 0 | 0 |  | 0 | 0 | 0 | 0 |  | 0 | 0 | 0 | 0 | 0
2008-10-06 | 2008 | 10 | 6 | 0 | 0 | 0 | 0 | 0 | 0 | 0 | 0 | 0 | 0 | 0 | 0 | 0 | 0 | 0 | 0 | 0 | 0 | 0 | 0 | 0 | 0 | 0 | 0 |  | 0 | 0 | 0 | 0 |  | 0 | 0 | 0 | 0 | 0
2008-10-07 | 2008 | 10 | 7 | 0 | 0 | 0 | 0 | 0 | 0 | 0 | 0 | 0 | 0 | 0 | 0 | 1 | 0 | 0 | 0 | 0 | 0 | 0 | 0 | 0 | 0 | 0 | 0 |  | 1 | 1 | 1 | 0 |  | 0 | 0 | 0 | 0 | 0
2008-10-08 | 2008 | 10 | 8 | 0 | 0 | 0 | 0 | 0 | 0 | 0 | 0 | 0 | 0 | 0 | 0 | 0 | 0 | 0 | 0 | 0 | 0 | 0 | 0 | 0 | 0 | 0 | 0 |  | 0 | 0 | 0 | 0 |  | 0 | 0 | 0 | 0 | 0
2008-10-09 | 2008 | 10 | 9 | 0 | 0 | 0 | 0 | 0 | 0 | 0 | 0 | 0 | 0 | 0 | 0 | 0 | 0 | 0 | 0 | 0 | 0 | 0 | 0 | 0 | 0 | 0 | 0 |  | 0 | 0 | 0 | 0 |  | 0 | 0 | 0 | 0 | 0
2008-10-10 | 2008 | 10 | 10 | 0 | 0 | 0 | 0 | 0 | 0 | 0 | 0 | 0 | 0 | 0 | 0 | 0 | 0 | 0 | 0 | 0 | 0 | 0 | 0 | 0 | 0 | 0 | 0 |  | 0 | 0 | 0 | 0 |  | 0 | 0 | 0 | 0 | 0
2008-10-11 | 2008 | 10 | 11 | 0 | 0 | 0 | 0 | 0 | 0 | 0 | 0 | 0 | 0 | 0 | 0 | 0 | 0 | 0 | 0 | 0 | 0 | 0 | 0 | 0 | 0 | 0 | 0 |  | 0 | 0 | 0 | 0 |  | 0 | 0 | 0 | 0 | 0
2008-10-12 | 2008 | 10 | 12 | 0 | 0 | 0 | 0 | 0 | 0 | 0 | 0 | 0 | 0 | 0 | 0 | 0 | 0 | 0 | 0 | 0 | 0 | 0 | 0 | 0 | 0 | 0 | 0 |  | 0 | 0 | 0 | 0 |  | 0 | 0 | 0 | 0 | 0
2008-10-13 | 2008 | 10 | 13 | 0 | 0 | 0 | 0 | 0 | 0 | 0 | 0 | 0 | 0 | 0 | 0 | 0 | 0 | 0 | 0 | 0 | 0 | 0 | 0 | 0 | 0 | 0 | 0 |  | 0 | 0 | 0 | 0 |  | 0 | 0 | 0 | 0 | 0
2008-10-14 | 2008 | 10 | 14 | 1.1 | 1.1 | 1.1 | 1.1 | 1.1 | 1.1 | 0 | 0 | 0 | 0 | 0 | 0 | 0 | 0 | 0 | 0 | 0 | 0 | 0 | 0 | 0 | 0 | 0 | 0 |  | 6.6 | 6.6 | 6.6 | 0 |  | 0 | 0 | 0 | 0 | 0
2008-10-15 | 2008 | 10 | 15 | 0 | 0 | 0 | 0 | 0 | 0 | 0 | 0 | 0 | 0 | 0 | 0 | 0 | 0 | 0 | 0 | 0 | 0 | 0 | 0 | 0 | 0 | 0 | 0 |  | 0 | 0 | 0 | 0 |  | 0 | 0 | 0 | 0 | 0
2008-10-16 | 2008 | 10 | 16 | 0 | 0 | 0 | 0 | 0 | 0 | 0 | 0 | 0 | 0 | 0 | 0 | 0 | 0 | 0 | 0 | 0 | 0 | 0 | 0 | 0 | 0 | 0 | 0 |  | 0 | 0 | 0 | 0 |  | 0 | 0 | 0 | 0 | 0
2008-10-17 | 2008 | 10 | 17 | 0 | 0 | 0 | 0 | 0 | 0 | 0 | 0 | 0 | 0 | 0 | 0 | 0 | 0 | 0 | 0 | 0 | 0 | 0 | 0 | 0 | 0 | 0 | 0 |  | 0 | 0 | 0 | 0 |  | 0 | 0 | 0 | 0 | 0
2008-10-18 | 2008 | 10 | 18 | 0 | 0 | 0 | 0 | 0 | 0 | 0 | 0 | 0 | 0 | 0 | 0 | 0 | 0 | 0 | 0 | 0 | 0 | 0 | 0 | 0 | 0 | 0 | 0 |  | 0 | 0 | 0 | 0 |  | 0 | 0 | 0 | 0 | 0
2008-10-19 | 2008 | 10 | 19 | 0 | 0 | 0 | 0 | 0 | 0 | 0 | 0 | 0 | 0 | 0 | 0 | 0 | 0 | 0 | 0 | 0 | 0 | 0 | 0 | 0 | 0 | 0 | 0 |  | 0 | 0 | 0 | 0 |  | 0 | 0 | 0 | 0 | 0
2008-10-20 | 2008 | 10 | 20 | 0 | 0 | 0 | 0 | 0 | 0 | 0 | 0 | 0 | 0 | 0 | 0 | 0 | 0 | 0 | 0 | 0 | 0 | 0 | 0 | 0 | 0 | 0 | 0 |  | 0 | 0 | 0 | 0 |  | 0 | 0 | 0 | 0 | 0
2008-10-21 | 2008 | 10 | 21 | 0 | 0 | 0 | 0 | 0 | 0 | 0 | 0 | 0 | 0 | 0 | 0 | 0 | 0 | 0 | 0 | 0 | 0 | 0 | 0 | 0 | 0 | 0 | 0 |  | 0 | 0 | 0 | 0 |  | 0 | 0 | 0 | 0 | 0
2008-10-22 | 2008 | 10 | 22 | 0 | 0 | 0 | 0 | 0 | 0 | 0 | 0 | 0 | 0 | 0 | 0 | 0 | 0 | 0 | 0 | 0 | 0 | 0 | 0 | 0 | 0 | 0 | 0 |  | 0 | 0 | 0 | 0 |  | 0 | 0 | 0 | 0 | 0
2008-10-23 | 2008 | 10 | 23 | 0 | 0 | 0 | 0 | 0 | 0 | 0 | 0 | 0 | 0 | 0 | 0 | 0 | 0 | 0 | 0 | 0 | 0 | 0 | 0 | 0 | 0 | 0 | 0 |  | 0 | 0 | 0 | 0 |  | 0 | 0 | 0 | 0 | 0
2008-10-24 | 2008 | 10 | 24 | 0 | 0 | 0 | 0 | 0 | 0 | 0 | 0 | 0 | 0 | 0 | 0 | 0 | 0 | 0 | 0 | 0 | 0 | 0 | 0 | 0 | 0 | 0 | 0 |  | 0 | 0 | 0 | 0 |  | 0 | 0 | 0 | 0 | 0
2008-10-25 | 2008 | 10 | 25 | 0 | 0 | 0 | 0 | 0 | 0 | 0 | 0 | 0 | 0 | 0 | 0 | 0 | 0 | 0 | 0 | 0 | 0 | 0 | 0 | 0 | 0 | 0 | 0 |  | 0 | 0 | 0 | 0 |  | 0 | 0 | 0 | 0 | 0
2008-10-26 | 2008 | 10 | 26 | 0 | 0 | 0 | 0 | 0 | 0 | 0 | 0 | 0 | 0 | 0 | 0 | 0 | 0 | 0 | 0 | 0 | 0 | 0 | 0 | 0 | 0 | 0 | 0 |  | 0 | 0 | 0 | 0 |  | 0 | 0 | 0 | 0 | 0
2008-10-27 | 2008 | 10 | 27 | 0 | 0 | 0 | 0 | 0 | 0 | 0 | 0 | 0 | 0 | 0 | 0 | 0 | 0 | 0 | 0 | 0 | 0 | 0 | 0 | 0 | 0 | 0 | 0 |  | 0 | 0 | 0 | 0 |  | 0 | 0 | 0 | 0 | 0
2008-10-28 | 2008 | 10 | 28 | 0 | 0 | 0 | 0 | 0 | 0 | 0 | 0 | 0 | 0 | 0 | 0 | 0 | 0 | 0 | 0 | 0 | 0 | 0 | 0 | 0 | 0 | 0 | 0 |  | 0 | 0 | 0 | 0 |  | 0 | 0 | 0 | 0 | 0
2008-10-29 | 2008 | 10 | 29 | 0 | 0 | 0 | 0 | 0 | 0 | 0 | 0 | 0 | 0 | 0 | 0 | 0 | 0 | 0 | 0 | 0 | 0 | 0 | 0 | 0 | 0 | 0 | 0 |  | 0 | 0 | 0 | 0 |  | 0 | 0 | 0 | 0 | 0
2008-10-30 | 2008 | 10 | 30 | 0 | 0 | 0 | 0 | 0 | 0 | 0 | 0 | 0 | 0 | 0 | 0 | 0 | 0 | 0 | 0 | 0 | 0 | 0 | 0 | 0 | 0 | 0 | 0 |  | 0 | 0 | 0 | 0 |  | 0 | 0 | 0 | 0 | 0
2008-10-31 | 2008 | 10 | 31 | 0 | 0 | 0 | 0 | 0 | 0 | 0 | 0 | 0 | 0 | 0 | 0 | 0 | 0 | 0 | 0 | 0 | 0 | 0 | 0 | 0 | 0 | 0 | 0 |  | 0 | 0 | 0 | 0 |  | 0 | 0 | 0 | 0 | 0
2008-11-01 | 2008 | 11 | 1 | 0 | 0 | 0 | 0 | 0 | 0 | 0 | 0 | 0 | 0 | 0 | 0 | 0 | 0 | 0 | 0 | 0 | 0 | 0 | 0 | 0 | 0 | 0 | 0 |  | 0 | 0 | 0 | 0 |  | 0 | 0 | 0 | 0 | 0
2008-11-02 | 2008 | 11 | 2 | 0 | 0 | 0 | 0 | 0 | 0 | 0 | 0 | 0 | 0 | 0 | 0 | 0 | 0 | 0 | 0 | 0 | 0 | 0 | 0 | 0 | 0 | 0 | 0 |  | 0 | 0 | 0 | 0 |  | 0 | 0 | 0 | 0 | 0
2008-11-03 | 2008 | 11 | 3 | 0 | 0 | 0 | 0 | 0 | 0 | 0 | 0 | 0 | 0 | 0 | 0 | 0 | 0 | 0 | 0 | 0 | 0 | 0 | 0 | 0 | 0 | 0 | 0 |  | 0 | 0 | 0 | 0 |  | 0 | 0 | 0 | 0 | 0
2008-11-04 | 2008 | 11 | 4 | 0 | 0 | 0 | 0 | 0 | 0 | 0 | 0 | 0 | 0 | 0 | 0 | 0 | 0 | 0 | 0 | 0 | 0 | 0 | 0.4 | 0.4 | 0.4 | 0.4 | 0.4 |  | 2 | 2 | 2 | 0 |  | 0 | 0 | 0 | 0 | 0
2008-11-05 | 2008 | 11 | 5 | 0.3 | 0.3 | 0.4 | 0.3 | 0.3 | 0.3 | 0.3 | 0.3 | 0.4 | 0.3 | 0.3 | 0.3 | 0.3 | 0 | 0 | 0 | 0 | 0 | 0 | 0 | 0.3 | 0.4 | 0.3 | 0.3 |  | 5.4 | 5.4 | 5.4 | 8.8818e-16 |  | 0 | 0 | 0 | 0 | 0
2008-11-06 | 2008 | 11 | 6 | 0 | 0 | 0 | 0 | 0 | 0 | 0 | 0 | 0 | 0 | 0 | 0 | 0 | 0 | 0 | 0 | 0 | 0 | 0 | 0 | 0 | 0 | 0 | 0 |  | 0 | 0 | 0 | 0 |  | 0 | 0 | 0 | 0 | 0
2008-11-07 | 2008 | 11 | 7 | 0 | 0 | 0 | 0 | 0 | 0 | 0 | 0 | 0 | 0 | 0 | 0 | 0 | 0 | 0 | 0 | 0 | 0 | 0 | 0 | 0 | 0 | 0 | 0 |  | 0 | 0 | 0 | 0 |  | 0 | 0 | 0 | 0 | 0
2008-11-08 | 2008 | 11 | 8 | 0 | 0 | 0 | 0 | 0 | 0 | 0 | 0 | 0 | 0 | 0 | 0 | 0 | 0 | 0 | 0 | 0 | 0 | 0 | 0 | 0 | 0 | 0 | 0 |  | 0 | 0 | 0 | 0 |  | 0 | 0 | 0 | 0 | 0
2008-11-09 | 2008 | 11 | 9 | 0 | 0 | 0 | 0 | 0 | 0 | 0 | 0 | 0 | 0 | 0 | 0 | 0 | 0 | 0 | 0 | 0 | 0 | 0 | 0 | 0 | 0 | 0 | 0 |  | 0 | 0 | 0 | 0 |  | 0 | 0 | 0 | 0 | 0
2008-11-10 | 2008 | 11 | 10 | 0 | 0 | 0 | 0 | 0 | 0 | 0 | 0 | 0 | 0 | 0 | 0 | 0 | 0 | 0 | 0 | 0 | 0 | 0 | 0 | 0 | 0 | 0 | 0 |  | 0 | 0 | 0 | 0 |  | 0 | 0 | 0 | 0 | 0
2008-11-11 | 2008 | 11 | 11 | 0 | 0 | 0 | 0 | 0 | 0 | 0 | 0 | 0 | 0 | 0 | 0 | 0 | 0 | 0 | 0 | 0 | 0 | 0 | 0 | 0 | 0 | 0 | 0 |  | 0 | 0 | 0 | 0 |  | 0 | 0 | 0 | 0 | 0
2008-11-12 | 2008 | 11 | 12 | 0 | 0 | 0 | 0 | 0 | 0 | 0 | 0 | 0 | 0 | 0 | 0 | 0 | 0 | 0 | 0 | 0 | 0 | 0 | 0 | 0 | 0 | 0 | 0 |  | 0 | 0 | 0 | 0 |  | 0 | 0 | 0 | 0 | 0
2008-11-13 | 2008 | 11 | 13 | 0 | 0 | 0 | 0 | 0 | 0 | 0 | 0 | 0 | 0 | 0 | 0 | 0 | 0 | 0 | 0 | 0 | 0 | 0 | 0 | 0 | 0 | 0 | 0 |  | 0 | 0 | 0 | 0 |  | 0 | 0 | 0 | 0 | 0
2008-11-14 | 2008 | 11 | 14 | 0 | 0 | 0 | 0 | 0 | 0 | 0 | 0 | 0 | 0 | 0 | 0 | 0 | 0 | 0 | 0 | 0 | 0 | 0 | 0 | 0 | 0 | 0 | 0 |  | 0 | 0 | 0 | 0 |  | 0 | 0 | 0 | 0 | 0
2008-11-15 | 2008 | 11 | 15 | 0 | 0 | 0 | 0 | 0 | 0 | 0 | 0 | 0 | 0 | 0 | 0 | 0 | 0 | 0 | 0 | 0 | 0 | 0 | 0 | 0 | 0.4 | 0.4 | 0.4 |  | 1.2 | 1.2 | 1.2 | 2.2204e-16 |  | 0 | 0 | 0 | 0 | 0
2008-11-16 | 2008 | 11 | 16 | 0.4 | 0.4 | 0.4 | 0.4 | 0.4 | 0.4 | 0.4 | 0.4 | 0.4 | 0.4 | 0.4 | 0.4 | 0 | 0.4 | 0 | 0.4 | 0 | 0 | 0.4 | 0.4 | 0.4 | 0.4 | 0.4 | 0.4 |  | 8 | 8 | 8 | 1.7764e-15 |  | 0 | 0 | 0 | 0 | 0
2008-11-17 | 2008 | 11 | 17 | 0.1 | 0 | 0.1 | 0.1 | 0 | 0.1 | 0 | 0 | 0 | 0 | 0 | 0 | 0 | 0 | 0 | 0 | 0 | 0 | 0 | 0 | 0 | 0 | 0 | 0 |  | 0.4 | 0.4 | 0.4 | 0 |  | 0 | 0 | 0 | 0 | 0
2008-11-18 | 2008 | 11 | 18 | 0 | 0 | 0 | 0 | 0 | 0 | 0 | 0 | 0 | 0 | 0 | 0 | 0 | 0 | 0 | 0 | 0 | 0 | 0 | 0 | 0 | 0 | 0.5 | 0.5 |  | 1 | 1 | 1 | 0 |  | 0 | 0 | 0 | 0 | 0
2008-11-19 | 2008 | 11 | 19 | 0.2 | 0.3 | 0.2 | 0.2 | 0 | 0 | 0 | 0 | 0 | 0 | 0 | 0.1 | 0 | 0.2 | 0 | 0 | 0 | 0 | 0 | 0 | 0 | 0 | 0 | 0 |  | 1.2 | 1.2 | 1.2 | 0 |  | 0 | 0 | 0 | 0 | 0
2008-11-20 | 2008 | 11 | 20 | 0 | 0 | 0 | 0 | 0 | 0 | 0 | 0 | 0 | 0 | 0 | 0 | 0 | 0 | 0 | 0 | 0 | 0 | 0 | 0 | 0 | 0 | 0 | 0 |  | 0 | 0 | 0 | 0 |  | 0 | 0 | 0 | 0 | 0
2008-11-21 | 2008 | 11 | 21 | 0 | 0 | 0 | 0 | 0 | 0 | 0 | 0 | 0 | 0 | 0 | 0 | 0 | 0 | 0 | 0 | 0 | 0 | 0 | 0 | 0 | 0 | 0 | 0 |  | 0 | 0 | 0 | 0 |  | 0 | 0 | 0 | 0 | 0
2008-11-22 | 2008 | 11 | 22 | 0 | 0 | 0 | 0 | 0 | 0 | 0 | 0 | 0 | 0 | 0 | 0 | 0 | 0 | 0 | 0 | 0 | 0 | 0 | 0 | 0 | 0 | 0 | 0 |  | 0 | 0 | 0 | 0 |  | 0 | 0 | 0 | 0 | 0
2008-11-23 | 2008 | 11 | 23 | 0 | 0 | 0 | 0 | 0 | 0 | 0 | 0 | 0 | 0 | 0 | 0 | 0 | 0 | 0 | 0 | 0 | 0 | 0 | 0 | 0 | 0 | 0 | 0 |  | 0 | 0 | 0 | 0 |  | 0 | 0 | 0 | 0 | 0
2008-11-24 | 2008 | 11 | 24 | 0 | 0 | 0 | 0 | 0 | 0 | 0 | 0 | 0 | 0 | 0 | 0 | 0 | 0 | 0 | 0 | 0 | 0 | 0 | 0 | 0 | 0 | 0 | 0 |  | 0 | 0 | 0 | 0 |  | 0 | 0 | 0 | 0 | 0
2008-11-25 | 2008 | 11 | 25 | 0 | 0 | 0 | 0 | 0 | 0 | 0 | 0 | 0 | 0 | 0 | 0 | 0 | 0 | 0 | 0 | 0 | 0 | 0 | 0 | 0 | 0 | 0 | 0 |  | 0 | 0 | 0 | 0 |  | 0 | 0 | 0 | 0 | 0
2008-11-26 | 2008 | 11 | 26 | 0 | 0 | 0 | 0 | 0 | 0 | 0 | 0 | 0 | 0 | 0 | 0 | 0 | 0 | 0 | 0 | 0 | 0 | 0 | 0 | 0 | 0 | 0 | 0 |  | 0 | 0 | 0 | 0 |  | 0 | 0 | 0 | 0 | 0
2008-11-27 | 2008 | 11 | 27 | 0 | 0 | 0 | 0 | 0 | 0 | 0 | 0 | 0 | 0 | 0 | 0 | 0 | 0 | 0 | 0 | 0 | 0 | 0 | 0 | 0 | 0 | 0 | 0 |  | 0 | 0 | 0 | 0 |  | 0 | 0 | 0 | 0 | 0
2008-11-28 | 2008 | 11 | 28 | 0 | 0 | 0 | 0 | 0 | 0 | 0 | 0 | 0 | 0 | 0 | 0 | 0 | 0 | 0 | 0 | 0 | 0 | 0 | 0 | 0 | 0 | 0 | 0 |  | 0 | 0 | 0 | 0 |  | 0 | 0 | 0 | 0 | 0
2008-11-29 | 2008 | 11 | 29 | 0 | 0 | 0 | 0 | 0 | 0 | 0 | 0 | 0 | 0 | 0 | 0 | 0 | 0 | 0 | 0 | 0 | 0 | 0 | 0 | 0 | 0 | 0 | 0 |  | 0 | 0 | 0 | 0 |  | 0 | 0 | 0 | 0 | 0
2008-11-30 | 2008 | 11 | 30 | 0 | 0 | 0 | 0 | 0 | 0 | 0 | 0 | 0 | 0 | 0 | 0 | 0 | 0 | 0 | 0 | 0 | 0 | 0 | 0 | 0 | 0 | 0 | 0 |  | 0 | 0 | 0 | 0 |  | 0 | 0 | 0 | 0 | 0
2008-12-01 | 2008 | 12 | 1 | 0 | 0 | 0 | 0 | 0 | 0 | 0 | 0 | 0 | 0 | 0 | 0 | 0 | 0 | 0 | 0 | 0 | 0 | 0 | 0 | 0 | 0 | 0 | 0 |  | 0 | 0 | 0 | 0 |  | 0 | 0 | 0 | 0 | 0
2008-12-02 | 2008 | 12 | 2 | 0 | 0 | 0 | 0 | 0 | 0 | 0.1 | 0 | 0 | 0 | 0 | 0 | 0 | 0 | 0 | 0 | 0.1 | 0 | 0 | 0 | 0 | 0 | 0 | 0 |  | 0.2 | 0.2 | 0.2 | 0 |  | 0 | 0 | 0 | 0 | 0
2008-12-03 | 2008 | 12 | 3 | 0 | 0 | 0 | 0 | 0 | 0 | 0 | 0 | 0 | 0 | 0 | 0 | 0 | 0 | 0 | 0 | 0 | 0 | 0 | 0 | 0 | 0 | 0 | 0 |  | 0 | 0 | 0 | 0 |  | 0 | 0 | 0 | 0 | 0
2008-12-04 | 2008 | 12 | 4 | 0 | 0 | 0 | 0 | 0 | 0 | 0 | 0 | 0 | 0 | 0 | 0 | 0 | 0 | 0 | 0 | 0 | 0 | 0 | 0 | 0 | 0 | 0 | 0 |  | 0 | 0 | 0 | 0 |  | 0 | 0 | 0 | 0 | 0
2008-12-05 | 2008 | 12 | 5 | 0 | 0 | 0 | 0 | 0 | 0 | 0 | 0 | 0 | 0 | 0 | 0 | 0 | 0 | 0 | 0 | 0 | 0 | 0 | 0 | 0 | 0 | 0 | 0 |  | 0 | 0 | 0 | 0 |  | 0 | 0 | 0 | 0 | 0
2008-12-06 | 2008 | 12 | 6 | 0 | 0 | 0 | 0 | 0 | 0 | 0 | 0 | 0 | 0 | 0 | 0 | 0 | 0 | 0 | 0 | 0 | 0 | 0 | 0 | 0 | 0 | 0 | 0 |  | 0 | 0 | 0 | 0 |  | 0 | 0 | 0 | 0 | 0
2008-12-07 | 2008 | 12 | 7 | 0 | 0 | 0 | 0 | 0 | 0 | 0 | 0 | 0 | 0 | 0.6 | 0.6 | 1.2 | 1.2 | 1.2 | 0.6 | 0.6 | 0.6 | 0.6 | 0.6 | 0.6 | 0.6 | 0.6 | 1.2 |  | 10.8 | 10.8 | 10.8 | 3.5527e-15 |  | 0 | 0 | 0 | 0 | 0
2008-12-08 | 2008 | 12 | 8 | 0 | 0.1 | 0 | 0.1 | 0.1 | 0 | 0.1 | 0 | 0.1 | 0 | 0.1 | 0 | 0.1 | 0 | 0 | 0 | 0 | 0 | 0 | 0 | 0 | 0 | 0.1 | 0 |  | 0.8 | 0.8 | 0.8 | 1.1102e-16 |  | 0 | 0 | 0 | 0 | 0
2008-12-09 | 2008 | 12 | 9 | 0.1 | 0 | 0.1 | 0.1 | 0.1 | 0.1 | 0.1 | 0.2 | 0.1 | 0 | 0.1 | 0 | 0 | 0 | 0 | 0 | 0 | 0 | 0 | 0 | 0 | 0 | 0 | 0 |  | 1 | 1 | 1 | 0 |  | 0 | 0 | 0 | 0 | 0
2008-12-10 | 2008 | 12 | 10 | 0 | 0 | 0 | 0 | 0 | 0 | 0 | 0 | 0 | 0 | 0 | 0 | 0 | 0 | 0 | 0 | 0 | 0 | 0 | 0 | 0 | 0 | 0 | 0 |  | 0 | 0 | 0 | 0 |  | 0 | 0 | 0 | 0 | 0
2008-12-11 | 2008 | 12 | 11 | 0 | 0 | 0 | 0 | 0 | 0 | 0 | 0 | 0 | 0 | 0 | 0 | 0 | 0 | 0 | 0 | 0 | 0 | 0 | 0 | 0 | 0 | 0 | 0 |  | 0 | 0 | 0 | 0 |  | 0 | 0 | 0 | 0 | 0
2008-12-12 | 2008 | 12 | 12 | 0 | 0 | 0 | 0 | 0 | 0 | 0 | 0 | 0 | 0 | 0 | 0 | 0.4 | 0.5 | 0.8 | 0.9 | 0.9 | 0.4 | 0.9 | 0.8 | 0.9 | 0.4 | 0.5 | 0.4 |  | 7.8 | 7.8 | 7.8 | 8.8818e-16 |  | 0 | 0 | 0 | 0 | 0
2008-12-13 | 2008 | 12 | 13 | 0.1 | 0 | 0.1 | 0.1 | 0 | 0.1 | 0.1 | 0.1 | 0 | 0 | 0.1 | 0.1 | 0 | 0.1 | 0.1 | 0 | 0.1 | 0.1 | 0.1 | 0 | 0.1 | 0.1 | 0 | 0.1 |  | 1.6 | 1.6 | 1.6 | 2.2204e-16 |  | 0 | 0 | 0 | 0 | 0
2008-12-14 | 2008 | 12 | 14 | 0 | 0 | 0.1 | 0 | 0 | 0 | 0 | 0 | 0 | 0.1 | 0 | 0 | 0 | 0 | 0 | 0 | 0 | 0 | 0 | 0 | 0 | 0 | 0 | 0 |  | 0.2 | 0.2 | 0.2 | 0 |  | 0 | 0 | 0 | 0 | 0
2008-12-15 | 2008 | 12 | 15 | 0 | 0 | 0 | 0 | 0 | 0 | 0 | 0 | 0 | 0 | 0 | 0 | 0 | 0 | 0 | 0 | 0 | 0 | 0 | 0 | 0 | 0 | 0 | 0 |  | 0 | 0 | 0 | 0 |  | 0 | 0 | 0 | 0 | 0
2008-12-16 | 2008 | 12 | 16 | 0 | 0 | 0.2 | 0.2 | 0.2 | 0.1 | 0.2 | 0.2 | 0.2 | 0.2 | 0.2 | 0 | 0.1 | 0.2 | 0.2 | 0 | 0 | 0 | 0 | 0 | 0 | 0 | 0 | 0 |  | 2.2 | 2.2 | 2.2 | 0 |  | 0 | 0 | 0 | 0 | 0
2008-12-17 | 2008 | 12 | 17 | 0 | 0 | 0.1 | 0.1 | 0.1 | 0.1 | 0 | 0.2 | 0.1 | 0.1 | 0.1 | 0.1 | 0.1 | 0 | 0 | 0.1 | 0 | 0 | 0 | 0 | 0 | 0.1 | 0.1 | 0 |  | 1.4 | 1.4 | 1.4 | 4.4409e-16 |  | 0 | 0 | 0 | 0 | 0
2008-12-18 | 2008 | 12 | 18 | 0 | 0.1 | 0 | 0.1 | 0.1 | 0 | 0.1 | 0.1 | 0 | 0.1 | 0.1 | 0 | 0 | 0 | 0.1 | 0.1 | 0 | 0.1 | 0.1 | 0 | 0.1 | 0.1 | 0 | 0.1 |  | 1.4 | 1.4 | 1.4 | 2.2204e-16 |  | 0 | 0 | 0 | 0 | 0
2008-12-19 | 2008 | 12 | 19 | 0 | 0.1 | 0 | 0 | 0 | 0.1 | 0 | 0 | 0 | 0.1 | 0 | 0 | 0 | 0.1 | 0 | 0 | 0 | 0 | 0.1 | 0 | 0 | 0 | 0.1 | 0 |  | 0.6 | 0.6 | 0.6 | 0 |  | 0 | 0 | 0 | 0 | 0
2008-12-20 | 2008 | 12 | 20 | 0 | 0 | 0 | 0 | 0 | 0 | 0 | 0 | 0 | 0 | 0 | 0 | 0 | 0 | 0 | 0 | 0 | 0 | 0 | 0 | 0 | 0 | 0 | 0 |  | 0 | 0 | 0 | 0 |  | 0 | 0 | 0 | 0 | 0
2008-12-21 | 2008 | 12 | 21 | 0 | 0 | 0 | 0 | 0 | 0 | 0 | 0 | 0 | 0 | 0 | 0 | 0 | 0 | 0 | 0 | 0 | 0 | 0 | 0.2 | 0.1 | 0.2 | 0.1 | 0.2 |  | 0.8 | 0.8 | 0.8 | 0 |  | 0 | 0 | 0 | 0 | 0
2008-12-22 | 2008 | 12 | 22 | 0.1 | 0 | 0.1 | 0.1 | 0 | 0.1 | 0.1 | 0 | 0.1 | 0.1 | 0 | 0.1 | 0.1 | 0 | 0 | 0 | 0 | 0 | 0 | 0 | 0 | 0 | 0 | 0.1 |  | 1 | 1 | 1 | 1.1102e-16 |  | 0 | 0 | 0 | 0 | 0
2008-12-23 | 2008 | 12 | 23 | 0 | 0 | 0 | 0 | 0 | 0 | 0 | 0 | 0 | 0 | 0 | 0 | 0 | 0 | 0 | 0 | 0 | 0 | 0 | 0 | 0 | 0 | 0 | 0 |  | 0 | 0 | 0 | 0 |  | 0 | 0 | 0 | 0 | 0
2008-12-24 | 2008 | 12 | 24 | 0 | 0 | 0 | 0 | 0 | 0 | 0 | 0 | 0 | 0 | 0 | 0 | 0 | 0 | 0 | 0 | 0 | 0 | 0 | 0 | 0 | 0 | 0 | 0 |  | 0 | 0 | 0 | 0 |  | 0 | 0 | 0 | 0 | 0
2008-12-25 | 2008 | 12 | 25 | 0 | 0 | 0 | 0 | 0 | 0 | 0 | 0 | 0 | 0 | 0 | 0 | 0 | 0 | 0 | 0 | 0 | 0 | 0 | 0 | 0 | 0 | 0 | 0 |  | 0 | 0 | 0 | 0 |  | 0 | 0 | 0 | 0 | 0
2008-12-26 | 2008 | 12 | 26 | 0 | 0 | 0 | 0 | 0 | 0 | 0 | 0 | 0 | 0 | 0 | 0 | 0 | 0 | 0 | 0 | 0 | 0 | 0 | 0 | 0 | 0 | 0 | 0 |  | 0 | 0 | 0 | 0 |  | 0 | 0 | 0 | 0 | 0
2008-12-27 | 2008 | 12 | 27 | 0 | 0 | 0 | 0 | 0 | 0 | 0 | 0 | 0 | 0 | 0 | 0 | 0 | 0 | 0 | 0 | 0 | 0 | 0 | 0 | 0 | 0 | 0 | 0 |  | 0 | 0 | 0 | 0 |  | 0 | 0 | 0 | 0 | 0
2008-12-28 | 2008 | 12 | 28 | 0 | 0 | 0 | 0 | 0 | 0.4 | 0.7 | 0.4 | 0.3 | 0.4 | 0.3 | 0.4 | 0.4 | 0.3 | 0.4 | 0 | 0 | 0 | 0 | 0 | 0 | 0 | 0 | 0 |  | 4 | 4 | 4 | 4.4409e-16 |  | 0 | 0 | 0 | 0 | 0
2008-12-29 | 2008 | 12 | 29 | 0 | 0 | 0 | 0 | 0 | 0 | 0 | 0 | 0 | 0 | 0 | 0 | 0 | 0 | 0 | 0 | 0 | 0 | 0 | 0 | 0 | 0 | 0 | 0.3 |  | 0.3 | 0.3 | 0.3 | 0 |  | 0 | 0 | 0 | 0 | 0
2008-12-30 | 2008 | 12 | 30 | 0.3 | 0.1 | 0 | 0 | 0 | 0 | 0 | 0.2 | 0.1 | 0.2 | 0.1 | 0.2 | 0.1 | 0.2 | 0.1 | 0 | 0 | 0 | 0 | 0 | 0 | 0 | 0 | 0 |  | 1.6 | 1.6 | 1.6 | 2.2204e-16 |  | 0 | 0 | 0 | 0 | 0
2008-12-31 | 2008 | 12 | 31 | 0 | 0 | 0 | 0 | 0 | 0 | 0 | 0 | 0 | 0 | 0 | 0 | 0 | 0 | 0 | 0 | 0 | 0 | 0 | 0 | 0 | 0 | 0 | 0 |  | 0 | 0 | 0 | 0 |  | 0 | 0 | 0 | 0 | 0
2009-01-01 | 2009 | 1 | 1 | 0 | 0 | 0 | 0 | 0 | 0 | 0 | 0 | 0 | 0 | 0 | 0 | 0 | 0 | 0 | 0 | 0.2 | 0.2 | 0.2 | 0.2 | 0.2 | 0.2 | 0.2 | 0.2 |  | 1.6 | 1.6 | 1.6 | 2.2204e-16 |  | 0 | 0 | 0 | 0 | 0
2009-01-02 | 2009 | 1 | 2 | 0 | 0 | 0 | 0 | 0 | 0 | 0 | 0 | 0 | 0 | 0 | 0 | 0 | 0 | 0 | 0 | 0 | 0 | 0 | 0 | 0 | 0 | 0 | 0 |  | 0 | 0 | 0 | 0 |  | 0 | 0 | 0 | 0 | 0
2009-01-03 | 2009 | 1 | 3 | 0 | 0 | 0 | 0 | 0 | 0 | 0 | 0 | 0 | 0 | 0 | 0 | 0 | 0 | 0 | 0 | 0 | 0 | 0 | 0 | 0 | 0 | 0 | 0 |  | 0 | 0 | 0 | 0 |  | 0 | 0 | 0 | 0 | 0
2009-01-04 | 2009 | 1 | 4 | 0 | 0 | 0 | 0 | 0 | 0 | 0 | 0 | 0 | 0 | 0 | 0 | 0 | 0 | 0 | 0 | 0 | 0 | 0 | 0 | 0 | 0 | 0 | 0 |  | 0 | 0 | 0 | 0 |  | 0 | 0 | 0 | 0 | 0
2009-01-05 | 2009 | 1 | 5 | 0 | 0 | 0 | 0 | 0 | 0 | 0 | 0 | 0 | 0 | 0 | 0 | 0 | 0 | 0 | 0 | 0 | 0 | 0 | 0 | 0 | 0 | 0 | 0 |  | 0 | 0 | 0 | 0 |  | 0 | 0 | 0 | 0 | 0
2009-01-06 | 2009 | 1 | 6 | 0 | 0 | 0 | 0 | 0 | 0 | 0 | 0 | 0 | 0 | 0 | 0 | 0 | 0 | 0 | 0 | 0 | 0 | 0 | 0 | 0 | 0 | 0 | 0 |  | 0 | 0 | 0 | 0 |  | 0 | 0 | 0 | 0 | 0
2009-01-07 | 2009 | 1 | 7 | 0 | 0 | 0 | 0.1 | 0 | 0 | 0 | 0 | 0 | 0 | 0.1 | 0 | 0 | 0.1 | 0 | 0 | 0.1 | 0 | 0 | 0.1 | 0 | 0 | 0.1 | 0 |  | 0.6 | 0.6 | 0.6 | 0 |  | 0 | 0 | 0 | 0 | 0
2009-01-08 | 2009 | 1 | 8 | 0.1 | 0 | 0 | 0 | 0 | 0 | 0 | 0 | 0.1 | 0 | 0.1 | 0.1 | 0.1 | 0 | 0.1 | 0.1 | 0.1 | 0 | 0 | 0.1 | 0.1 | 0 | 0 | 0 |  | 1 | 1 | 1 | 1.1102e-16 |  | 0 | 0 | 0 | 0 | 0
2009-01-09 | 2009 | 1 | 9 | 0 | 0 | 0 | 0 | 0 | 0 | 0 | 0 | 0 | 0 | 0 | 0 | 0 | 0 | 0 | 0 | 0 | 0 | 0 | 0 | 0 | 0 | 0 | 0 |  | 0 | 0 | 0 | 0 |  | 0 | 0 | 0 | 0 | 0
2009-01-10 | 2009 | 1 | 10 | 0 | 0 | 0 | 0 | 0 | 0 | 0 | 0 | 0 | 0 | 0 | 0 | 0 | 0 | 0 | 0 | 0 | 0 | 0 | 0 | 0 | 0 | 0 | 0 |  | 0 | 0 | 0 | 0 |  | 0 | 0 | 0 | 0 | 0
2009-01-11 | 2009 | 1 | 11 | 0 | 0 | 0 | 0 | 0 | 0 | 0 | 0 | 0 | 0 | 0 | 0 | 0 | 0 | 0 | 0 | 0 | 0 | 0 | 0 | 0 | 0 | 0 | 0 |  | 0 | 0 | 0 | 0 |  | 0 | 0 | 0 | 0 | 0
2009-01-12 | 2009 | 1 | 12 | 0 | 0 | 0 | 0 | 0 | 0 | 0 | 0 | 0 | 0 | 0 | 0 | 0 | 0 | 0 | 0 | 0 | 0 | 0 | 0 | 0 | 0 | 0 | 0 |  | 0 | 0 | 0 | 0 |  | 0 | 0 | 0 | 0 | 0
2009-01-13 | 2009 | 1 | 13 | 0 | 0 | 0 | 0 | 0 | 0 | 0 | 0 | 0 | 0 | 0 | 0 | 0 | 0 | 0 | 0 | 0 | 0 | 0 | 0 | 0 | 0 | 0 | 0 |  | 0 | 0 | 0 | 0 |  | 0 | 0 | 0 | 0 | 0
2009-01-14 | 2009 | 1 | 14 | 0 | 0 | 0 | 0.2 | 0.1 | 0.2 | 0.1 | 0.2 | 0.2 | 0.1 | 0.2 | 0.1 | 0.2 | 0.2 | 0.1 | 0.2 | 0.1 | 0.2 | 0.2 | 0.1 | 0.2 | 0.1 | 0.2 | 0 |  | 3.2 | 3.2 | 3.2 | 8.8818e-16 |  | 0 | 0 | 0 | 0 | 0
2009-01-15 | 2009 | 1 | 15 | 0 | 0 | 0 | 0 | 0 | 0 | 0 | 0 | 0 | 0 | 0 | 0 | 0 | 0 | 0 | 0 | 0 | 0 | 0 | 0 | 0 | 0 | 0 | 0 |  | 0 | 0 | 0 | 0 |  | 0 | 0 | 0 | 0 | 0
2009-01-16 | 2009 | 1 | 16 | 0 | 0 | 0 | 0 | 0 | 0 | 0 | 0 | 0 | 0 | 0 | 0 | 0 | 0 | 0 | 0 | 0 | 0 | 0 | 0 | 0 | 0 | 0 | 0 |  | 0 | 0 | 0 | 0 |  | 0 | 0 | 0 | 0 | 0
2009-01-17 | 2009 | 1 | 17 | 0 | 0 | 0 | 0 | 0 | 0 | 0 | 0 | 0 | 0 | 0 | 0 | 0 | 0 | 0 | 0 | 0 | 0 | 0 | 0 | 0 | 0 | 0 | 0 |  | 0 | 0 | 0 | 0 |  | 0 | 0 | 0 | 0 | 0
2009-01-18 | 2009 | 1 | 18 | 0 | 0 | 0 | 0 | 0 | 0 | 0 | 0 | 0 | 0 | 0 | 0 | 0 | 0 | 0 | 0 | 0 | 0 | 0 | 0 | 0 | 0 | 0 | 0 |  | 0 | 0 | 0 | 0 |  | 0 | 0 | 0 | 0 | 0
2009-01-19 | 2009 | 1 | 19 | 0 | 0 | 0 | 0 | 0 | 0 | 0 | 0 | 0 | 0 | 0 | 0 | 0 | 0 | 0 | 0 | 0 | 0 | 0 | 0 | 0 | 0 | 0 | 0 |  | 0 | 0 | 0 | 0 |  | 0 | 0 | 0 | 0 | 0
2009-01-20 | 2009 | 1 | 20 | 0 | 0 | 0 | 0 | 0 | 0 | 0 | 0 | 0 | 0 | 0 | 0 | 0 | 0 | 0 | 0 | 0 | 0 | 0 | 0 | 0 | 0 | 0 | 0 |  | 0 | 0 | 0 | 0 |  | 0 | 0 | 0 | 0 | 0
2009-01-21 | 2009 | 1 | 21 | 0 | 0 | 0 | 0 | 0 | 0 | 0 | 0 | 0 | 0 | 0 | 0 | 0 | 0 | 0 | 0 | 0 | 0 | 0 | 0 | 0 | 0 | 0 | 0 |  | 0 | 0 | 0 | 0 |  | 0 | 0 | 0 | 0 | 0
2009-01-22 | 2009 | 1 | 22 | 0 | 0 | 0 | 0 | 0 | 0 | 0 | 0 | 0 | 0 | 0 | 0 | 0.1 | 0 | 0 | 0 | 0 | 0 | 0 | 0 | 0.1 | 0 | 0 | 0 |  | 0.2 | 0.2 | 0.2 | 0 |  | 0 | 0 | 0 | 0 | 0
2009-01-23 | 2009 | 1 | 23 | 0 | 0.1 | 0 | 0 | 0 | 0.1 | 0 | 0 | 0.1 | 0 | 0 | 0 | 0.1 | 0 | 0 | 0 | 0 | 0 | 0 | 0 | 0 | 0 | 0 | 0 |  | 0.4 | 0.4 | 0.4 | 0 |  | 0 | 0 | 0 | 0 | 0
2009-01-24 | 2009 | 1 | 24 | 0 | 0 | 0 | 0 | 0 | 0 | 0 | 0 | 0 | 0 | 0 | 0 | 0 | 0 | 0 | 0 | 0 | 0 | 0 | 0 | 0 | 0 | 0 | 0 |  | 0 | 0 | 0 | 0 |  | 0 | 0 | 0 | 0 | 0
2009-01-25 | 2009 | 1 | 25 | 0 | 0 | 0 | 0 | 0 | 0 | 0 | 0 | 0 | 0 | 0 | 0 | 0 | 0 | 0 | 0 | 0 | 0 | 0 | 0 | 0 | 0 | 0 | 0 |  | 0 | 0 | 0 | 0 |  | 0 | 0 | 0 | 0 | 0
2009-01-26 | 2009 | 1 | 26 | 0 | 0 | 0 | 0 | 0 | 0 | 0 | 0 | 0 | 0 | 0 | 0 | 0 | 0 | 0 | 0 | 0 | 0 | 0 | 0 | 0 | 0 | 0 | 0 |  | 0 | 0 | 0 | 0 |  | 0 | 0 | 0 | 0 | 0
2009-01-27 | 2009 | 1 | 27 | 0 | 0 | 0 | 0 | 0 | 0 | 0 | 0 | 0 | 0 | 0 | 0 | 0 | 0 | 0 | 0 | 0 | 0 | 0 | 0 | 0 | 0 | 0 | 0 |  | 0 | 0 | 0 | 0 |  | 0 | 0 | 0 | 0 | 0
2009-01-28 | 2009 | 1 | 28 | 0 | 0 | 0 | 0 | 0 | 0 | 0 | 0 | 0 | 0 | 0 | 0 | 0 | 0 | 0 | 0 | 0 | 0 | 0 | 0 | 0 | 0 | 0 | 0 |  | 0 | 0 | 0 | 0 |  | 0 | 0 | 0 | 0 | 0
2009-01-29 | 2009 | 1 | 29 | 0 | 0 | 0 | 0 | 0 | 0 | 0 | 0 | 0 | 0 | 0 | 0 | 0 | 0 | 0 | 0 | 0 | 0 | 0 | 0 | 0 | 0 | 0 | 0 |  | 0 | 0 | 0 | 0 |  | 0 | 0 | 0 | 0 | 0
2009-01-30 | 2009 | 1 | 30 | 0 | 0 | 0 | 0 | 0 | 0 | 0 | 0 | 0 | 0 | 0 | 0 | 0 | 0 | 0 | 0 | 0 | 0 | 0 | 0 | 0 | 0 | 0 | 0 |  | 0 | 0 | 0 | 0 |  | 0 | 0 | 0 | 0 | 0
2009-01-31 | 2009 | 1 | 31 | 0 | 0.1 | 0.2 | 0.1 | 0 | 0 | 0 | 0 | 0 | 0 | 0 | 0 | 0 | 0 | 0 | 0 | 0 | 0 | 0 | 0 | 0 | 0 | 0 | 0 |  | 0.4 | 0.4 | 0.4 | 0 |  | 0 | 0 | 0 | 0 | 0
2009-02-01 | 2009 | 2 | 1 | 0 | 0 | 0 | 0 | 0 | 0 | 0 | 0 | 0 | 0 | 0 | 0 | 0 | 0 | 0 | 0 | 0 | 0 | 0 | 0 | 0 | 0 | 0 | 0 |  | 0 | 0 | 0 | 0 |  | 0 | 0 | 0 | 0 | 0
2009-02-02 | 2009 | 2 | 2 | 0 | 0 | 0 | 0 | 0 | 0 | 0 | 0 | 0 | 0 | 0 | 0 | 0 | 0 | 0 | 0 | 0 | 0 | 0 | 0 | 0 | 0 | 0 | 0 |  | 0 | 0 | 0 | 0 |  | 0 | 0 | 0 | 0 | 0
2009-02-03 | 2009 | 2 | 3 | 0 | 0 | 0 | 0 | 0 | 0 | 0 | 0 | 0 | 0 | 0 | 0 | 0 | 0 | 0 | 0 | 0 | 0 | 0 | 0 | 0 | 0 | 0 | 0 |  | 0 | 0 | 0 | 0 |  | 0 | 0 | 0 | 0 | 0
2009-02-04 | 2009 | 2 | 4 | 0 | 0 | 0 | 0 | 0 | 0 | 0 | 0 | 0 | 0 | 0 | 0 | 0 | 0 | 0 | 0 | 0 | 0 | 0 | 0 | 0 | 0 | 0 | 0 |  | 0 | 0 | 0 | 0 |  | 0 | 0 | 0 | 0 | 0
2009-02-05 | 2009 | 2 | 5 | 0 | 0 | 0 | 0 | 0 | 0 | 0 | 0 | 0 | 0 | 0 | 0 | 0 | 0 | 0 | 0 | 0 | 0 | 0 | 0 | 0 | 0 | 0 | 0 |  | 0 | 0 | 0 | 0 |  | 0 | 0 | 0 | 0 | 0
2009-02-06 | 2009 | 2 | 6 | 0 | 0 | 0 | 0 | 0 | 0 | 0 | 0 | 0 | 0 | 0 | 0 | 0 | 0 | 0 | 0 | 0 | 0 | 0 | 0 | 0 | 0 | 0 | 0 |  | 0 | 0 | 0 | 0 |  | 0 | 0 | 0 | 0 | 0
2009-02-07 | 2009 | 2 | 7 | 0 | 0 | 0 | 0 | 0 | 0 | 0 | 0 | 0 | 0 | 0 | 0 | 0 | 0 | 0 | 0 | 0 | 0 | 0 | 0 | 0 | 0 | 0 | 0 |  | 0 | 0 | 0 | 0 |  | 0 | 0 | 0 | 0 | 0
2009-02-08 | 2009 | 2 | 8 | 0 | 0 | 0 | 0 | 0 | 0 | 0 | 0 | 0 | 0 | 0 | 0 | 0 | 0 | 0 | 0 | 0 | 0 | 0 | 0 | 0 | 0 | 0 | 0 |  | 0 | 0 | 0 | 0 |  | 0 | 0 | 0 | 0 | 0
2009-02-09 | 2009 | 2 | 9 | 0 | 0 | 0 | 0 | 0 | 0 | 0 | 0 | 0 | 0 | 0 | 0 | 0 | 0 | 0 | 0 | 0 | 0 | 0 | 0 | 0 | 0 | 0 | 0 |  | 0 | 0 | 0 | 0 |  | 0 | 0 | 0 | 0 | 0
2009-02-10 | 2009 | 2 | 10 | 0 | 0 | 0 | 0 | 0 | 0 | 0 | 0.3 | 0.3 | 0.3 | 0.4 | 0.3 | 0.3 | 0 | 0.3 | 0 | 0 | 0 | 0 | 0 | 0 | 0 | 0 | 0 |  | 2.2 | 2.2 | 2.2 | 4.4409e-16 |  | 0 | 0 | 0 | 0 | 0
2009-02-11 | 2009 | 2 | 11 | 0 | 0 | 0 | 0 | 0 | 0 | 0 | 0 | 0 | 0 | 0 | 0 | 0 | 0 | 0 | 0 | 0 | 0 | 0 | 0 | 0 | 0 | 0 | 0 |  | 0 | 0 | 0 | 0 |  | 0 | 0 | 0 | 0 | 0
2009-02-12 | 2009 | 2 | 12 | 0 | 0 | 0 | 0 | 0 | 0 | 0 | 0 | 0 | 0 | 0 | 0 | 0 | 0 | 0 | 0 | 0 | 0 | 0 | 0 | 0 | 0 | 0 | 0 |  | 0 | 0 | 0 | 0 |  | 0 | 0 | 0 | 0 | 0
2009-02-13 | 2009 | 2 | 13 | 0 | 0.1 | 0 | 0.1 | 0 | 0.1 | 0 | 0 | 0.1 | 0 | 0.1 | 0 | 0 | 0.1 | 0 | 0.1 | 0 | 0 | 0.1 | 0 | 0.1 | 0 | 0.1 | 0 |  | 1 | 1 | 1 | 1.1102e-16 |  | 0 | 0 | 0 | 0 | 0
2009-02-14 | 2009 | 2 | 14 | 0 | 0.1 | 0 | 0 | 0 | 0.1 | 0 | 0 | 0 | 0.1 | 0 | 0 | 0.1 | 0 | 0 | 0 | 0.1 | 0 | 0 | 0 | 0.1 | 0 | 0 | 0 |  | 0.6 | 0.6 | 0.6 | 0 |  | 0 | 0 | 0 | 0 | 0
2009-02-15 | 2009 | 2 | 15 | 0 | 0 | 0 | 0 | 0 | 0 | 0 | 0 | 0 | 0 | 0 | 0 | 0 | 0 | 0 | 0 | 0 | 0 | 0 | 0 | 0 | 0 | 0 | 0 |  | 0 | 0 | 0 | 0 |  | 0 | 0 | 0 | 0 | 0
2009-02-16 | 2009 | 2 | 16 | 0 | 0 | 0 | 0 | 0 | 0 | 0 | 0 | 0 | 0 | 0 | 0 | 0 | 0 | 0 | 0 | 0 | 0 | 0 | 0 | 0 | 0 | 0 | 0 |  | 0 | 0 | 0 | 0 |  | 0 | 0 | 0 | 0 | 0
2009-02-17 | 2009 | 2 | 17 | 0 | 0 | 0 | 0 | 0 | 0 | 0 | 0 | 0 | 0 | 0 | 0 | 0 | 0 | 0 | 0 | 0 | 0 | 0 | 0 | 0 | 0 | 0 | 0 |  | 0 | 0 | 0 | 0 |  | 0 | 0 | 0 | 0 | 0
2009-02-18 | 2009 | 2 | 18 | 0 | 0 | 0 | 0 | 0 | 0 | 0 | 0 | 0 | 0 | 0 | 0 | 0 | 0 | 0 | 0 | 0 | 0 | 0 | 0 | 0 | 0 | 0 | 0 |  | 0 | 0 | 0 | 0 |  | 0 | 0 | 0 | 0 | 0
2009-02-19 | 2009 | 2 | 19 | 0 | 0 | 0 | 0 | 0 | 0 | 0 | 0 | 0 | 0 | 0 | 0 | 0 | 0 | 0 | 0 | 0 | 0.1 | 0 | 0.1 | 0.1 | 0 | 0.1 | 0 |  | 0.4 | 0.4 | 0.4 | 0 |  | 0 | 0 | 0 | 0 | 0
2009-02-20 | 2009 | 2 | 20 | 0 | 0 | 0 | 0 | 0 | 0 | 0 | 0 | 0 | 0 | 0 | 0 | 0 | 0 | 0 | 0 | 0 | 0 | 0 | 0 | 0 | 0 | 0 | 0 |  | 0 | 0 | 0 | 0 |  | 0 | 0 | 0 | 0 | 0
2009-02-21 | 2009 | 2 | 21 | 0 | 0 | 0 | 0 | 0 | 0 | 0 | 0 | 0 | 0 | 0 | 0 | 0 | 0 | 0 | 0 | 0 | 0 | 0 | 0 | 0 | 0 | 0 | 0 |  | 0 | 0 | 0 | 0 |  | 0 | 0 | 0 | 0 | 0
2009-02-22 | 2009 | 2 | 22 | 0 | 0 | 0 | 0 | 0 | 0 | 0 | 0 | 0 | 0 | 0 | 0 | 0 | 0 | 0 | 0 | 0 | 0 | 0 | 0 | 0 | 0 | 0 | 0 |  | 0 | 0 | 0 | 0 |  | 0 | 0 | 0 | 0 | 0
2009-02-23 | 2009 | 2 | 23 | 0 | 0 | 0 | 0 | 0 | 0 | 0.1 | 0.1 | 0.1 | 0.1 | 0.1 | 0.1 | 0.1 | 0.1 | 0.1 | 0.1 | 0.1 | 0.1 | 0.1 | 0.1 | 0.1 | 0.1 | 0.1 | 0.1 |  | 1.8 | 1.8 | 1.8 | 4.4409e-16 |  | 0 | 0 | 0 | 0 | 0
2009-02-24 | 2009 | 2 | 24 | 0.2 | 0.2 | 0.2 | 0.1 | 0.4 | 0.2 | 0.2 | 0.2 | 0.1 | 0.2 | 0.2 | 0.2 | 0.2 | 0.2 | 0.1 | 0.2 | 0.2 | 0.2 | 0.2 | 0.2 | 0.1 | 0.2 | 0.2 | 0.2 |  | 4.6 | 4.6 | 4.6 | 2.6645e-15 |  | 0 | 0 | 0 | 0 | 0
2009-02-25 | 2009 | 2 | 25 | 0.1 | 0 | 0.1 | 0 | 0.1 | 0.1 | 0 | 0.1 | 0 | 0.1 | 0 | 0.1 | 0.1 | 0 | 0.1 | 0 | 0.1 | 0 | 0.1 | 0.1 | 0 | 0.1 | 0 | 0.1 |  | 1.4 | 1.4 | 1.4 | 2.2204e-16 |  | 0 | 0 | 0 | 0 | 0
2009-02-26 | 2009 | 2 | 26 | 0 | 0 | 0 | 0 | 0 | 0.1 | 0 | 0 | 0 | 0 | 0.1 | 0 | 0 | 0 | 0 | 0 | 0 | 0 | 0 | 0 | 0 | 0 | 0 | 0 |  | 0.2 | 0.2 | 0.2 | 0 |  | 0 | 0 | 0 | 0 | 0
2009-02-27 | 2009 | 2 | 27 | 0 | 0 | 0 | 0 | 0 | 0 | 0 | 0 | 0 | 0 | 0 | 0 | 0 | 0 | 0 | 0 | 0 | 0 | 0 | 0 | 0 | 0 | 0 | 0 |  | 0 | 0 | 0 | 0 |  | 0 | 0 | 0 | 0 | 0
2009-02-28 | 2009 | 2 | 28 | 0 | 0 | 0 | 0 | 0 | 0 | 0 | 0 | 0 | 0 | 0 | 0 | 0 | 0 | 0 | 0 | 0 | 0 | 0 | 0 | 0 | 0 | 0 | 0 |  | 0 | 0 | 0 | 0 |  | 0 | 0 | 0 | 0 | 0
2009-03-01 | 2009 | 3 | 1 | 0 | 0 | 0 | 0 | 0 | 0 | 0 | 0 | 0 | 0 | 0 | 0 | 0 | 0 | 0 | 0 | 0 | 0 | 0 | 0 | 0 | 0 | 0 | 0 |  | 0 | 0 | 0 | 0 |  | 0 | 0 | 0 | 0 | 0
2009-03-02 | 2009 | 3 | 2 | 0 | 0 | 0 | 0 | 0 | 0 | 0 | 0 | 0 | 0 | 0 | 0 | 0 | 0 | 0 | 0 | 0 | 0 | 0 | 0 | 0 | 0 | 0 | 0 |  | 0 | 0 | 0 | 0 |  | 0 | 0 | 0 | 0 | 0
2009-03-03 | 2009 | 3 | 3 | 0 | 0 | 0 | 0 | 0.7 | 0.7 | 1.3 | 0.7 | 0.7 | 0.6 | 0.7 | 0 | 0 | 0 | 0 | 0 | 0 | 0 | 0 | 0 | 0 | 0 | 0 | 0 |  | 5.4 | 5.4 | 5.4 | 0 |  | 0 | 0 | 0 | 0 | 0
2009-03-04 | 2009 | 3 | 4 | 0 | 0 | 0 | 0 | 0 | 0 | 0 | 0 | 0 | 0 | 0 | 0 | 0 | 0 | 0 | 0 | 0 | 0 | 0 | 0 | 0 | 0 | 0 | 0 |  | 0 | 0 | 0 | 0 |  | 0 | 0 | 0 | 0 | 0
2009-03-05 | 2009 | 3 | 5 | 0 | 0 | 0 | 0 | 0 | 0.1 | 0 | 0 | 0 | 0 | 0 | 0 | 0 | 0.1 | 0 | 0 | 0 | 0 | 0 | 0 | 0 | 0 | 0 | 0 |  | 0.2 | 0.2 | 0.2 | 0 |  | 0 | 0 | 0 | 0 | 0
2009-03-06 | 2009 | 3 | 6 | 0 | 0 | 0 | 0 | 0 | 0 | 0 | 0 | 0 | 0 | 0 | 0 | 0 | 0 | 0 | 0 | 0 | 0 | 0 | 0 | 0 | 0 | 0 | 0 |  | 0 | 0 | 0 | 0 |  | 0 | 0 | 0 | 0 | 0
2009-03-07 | 2009 | 3 | 7 | 0 | 0 | 0 | 0 | 0 | 0 | 0 | 0 | 0 | 0 | 0 | 0 | 0 | 0 | 0 | 0 | 0 | 0 | 0 | 0 | 0 | 2.4 | 2.4 | 0.8 |  | 5.6 | 5.6 | 5.6 | 0 |  | 0 | 0 | 0 | 0 | 0
2009-03-08 | 2009 | 3 | 8 | 0 | 0 | 0 | 0 | 0 | 0 | 0 | 0 | 0 | 0 | 0 | 0.8 | 0 | 0 | 0 | 0 | 0 | 0 | 0 | 0 | 0 | 0 | 0 | 0 |  | 0.8 | 0.8 | 0.8 | 0 |  | 0 | 0 | 0 | 0 | 0
2009-03-09 | 2009 | 3 | 9 | 0 | 0 | 0 | 0 | 0 | 0 | 0.1 | 0 | 0.1 | 0.1 | 0 | 0.1 | 0.1 | 0 | 0.1 | 0.1 | 0 | 0.1 | 0.1 | 0 | 0.1 | 0.1 | 0 | 0.1 |  | 1.2 | 1.2 | 1.2 | 0 |  | 0 | 0 | 0 | 0 | 0
2009-03-10 | 2009 | 3 | 10 | 0 | 0.1 | 0 | 0.1 | 0 | 0.1 | 0 | 0.1 | 0 | 0.1 | 0 | 0 | 0 | 0.1 | 0 | 0 | 0 | 0 | 0 | 0 | 0 | 0 | 0 | 0 |  | 0.6 | 0.6 | 0.6 | 0 |  | 0 | 0 | 0 | 0 | 0
2009-03-11 | 2009 | 3 | 11 | 0 | 0 | 0 | 0 | 0 | 0 | 0 | 0 | 0 | 0 | 0 | 0 | 0 | 0 | 0 | 0 | 0 | 0 | 0 | 0 | 0 | 0 | 0 | 0 |  | 0 | 0 | 0 | 0 |  | 0 | 0 | 0 | 0 | 0
2009-03-12 | 2009 | 3 | 12 | 0 | 0 | 0 | 0 | 0 | 0 | 0 | 0 | 0 | 0 | 0 | 0 | 0 | 0 | 0 | 0 | 0 | 0 | 0 | 0 | 0 | 0 | 0 | 0 |  | 0 | 0 | 0 | 0 |  | 0 | 0 | 0 | 0 | 0
2009-03-13 | 2009 | 3 | 13 | 0 | 0 | 0 | 0 | 0 | 0 | 0 | 0 | 0 | 0 | 0 | 0 | 0 | 0 | 0 | 0 | 0 | 0 | 0 | 0 | 0 | 0 | 0 | 0 |  | 0 | 0 | 0 | 0 |  | 0 | 0 | 0 | 0 | 0
2009-03-14 | 2009 | 3 | 14 | 0 | 0 | 0 | 0 | 0 | 0 | 0 | 0 | 0 | 0 | 0 | 0 | 0 | 0 | 0 | 0 | 0 | 0 | 0 | 0 | 0 | 0 | 0 | 0 |  | 0 | 0 | 0 | 0 |  | 0 | 0 | 0 | 0 | 0
2009-03-15 | 2009 | 3 | 15 | 0 | 0 | 0 | 0 | 0 | 0 | 0 | 0 | 0 | 0 | 0 | 0 | 0 | 0 | 0 | 0 | 0 | 0 | 0 | 0 | 0 | 0 | 0 | 0 |  | 0 | 0 | 0 | 0 |  | 0 | 0 | 0 | 0 | 0
2009-03-16 | 2009 | 3 | 16 | 0.1 | 0.1 | 0.1 | 0 | 0.1 | 0.1 | 0 | 0.1 | 0 | 0 | 0.1 | 0 | 0 | 0 | 0 | 0 | 0 | 0 | 0 | 0 | 0.1 | 0 | 0 | 0 |  | 0.8 | 0.8 | 0.8 | 1.1102e-16 |  | 0 | 0 | 0 | 0 | 0
2009-03-17 | 2009 | 3 | 17 | 0 | 0 | 0 | 0 | 0 | 0 | 0 | 0 | 0 | 0 | 0 | 0 | 0 | 0 | 0 | 0 | 0 | 0 | 0 | 0 | 0 | 0 | 0 | 0 |  | 0 | 0 | 0 | 0 |  | 0 | 0 | 0 | 0 | 0
2009-03-18 | 2009 | 3 | 18 | 0 | 0 | 0 | 0 | 0 | 0 | 0 | 0 | 0 | 0 | 0 | 0 | 0 | 0 | 0 | 0 | 0 | 0 | 0 | 0 | 0 | 0 | 0 | 0 |  | 0 | 0 | 0 | 0 |  | 0 | 0 | 0 | 0 | 0
2009-03-19 | 2009 | 3 | 19 | 0 | 0 | 0 | 0 | 0 | 0 | 0 | 0 | 0 | 0 | 0 | 0 | 0 | 0 | 0 | 0 | 0 | 0 | 0 | 0 | 0 | 0 | 0 | 0 |  | 0 | 0 | 0 | 0 |  | 0 | 0 | 0 | 0 | 0
2009-03-20 | 2009 | 3 | 20 | 0 | 0 | 0 | 0 | 0 | 0 | 0 | 0 | 0 | 0 | 0 | 0 | 0 | 0 | 0 | 0 | 0 | 0 | 0 | 0 | 0 | 0 | 0 | 0 |  | 0 | 0 | 0 | 0 |  | 0 | 0 | 0 | 0 | 0
2009-03-21 | 2009 | 3 | 21 | 0 | 0 | 0 | 0 | 0 | 0 | 0 | 0 | 0 | 0 | 0 | 0 | 0 | 0 | 0 | 0 | 0 | 0 | 0 | 0 | 0 | 0 | 1.1 | 1.1 |  | 2.2 | 2.2 | 2.2 | 0 |  | 0 | 0 | 0 | 0 | 0
2009-03-22 | 2009 | 3 | 22 | 0.9 | 1.8 | 0.9 | 0.9 | 0.9 | 0.9 | 0.9 | 0.8 | 0.9 | 0.9 | 0.9 | 0.9 | 0.9 | 0.9 | 0 | 0 | 0 | 0 | 0 | 0 | 0.9 | 0.9 | 0 | 0 |  | 15.2 | 15.2 | 15.2 | 5.3291e-15 |  | 0 | 0 | 0 | 0 | 0
2009-03-23 | 2009 | 3 | 23 | 0 | 0 | 0 | 0 | 0 | 0 | 0 | 0 | 0 | 0 | 0 | 0 | 0 | 0 | 0 | 0 | 0 | 0 | 0 | 0 | 0 | 0 | 0 | 0 |  | 0 | 0 | 0 | 0 |  | 0 | 0 | 0 | 0 | 0
2009-03-24 | 2009 | 3 | 24 | 0 | 0 | 0 | 0 | 0 | 0 | 0 | 0 | 0 | 0 | 0 | 0 | 0 | 0 | 0 | 0 | 0 | 0 | 0 | 0 | 0 | 0 | 0 | 0 |  | 0 | 0 | 0 | 0 |  | 0 | 0 | 0 | 0 | 0
2009-03-25 | 2009 | 3 | 25 | 0 | 0 | 0 | 0.2 | 0.3 | 0.2 | 0.2 | 0.2 | 0.3 | 0.2 | 0 | 0 | 0 | 0 | 0 | 0 | 0 | 0 | 0 | 0 | 0 | 0 | 0 | 0 |  | 1.6 | 1.6 | 1.6 | 2.2204e-16 |  | 0 | 0 | 0 | 0 | 0
2009-03-26 | 2009 | 3 | 26 | 0 | 0 | 0 | 0 | 0 | 0 | 0 | 0 | 0 | 0 | 0 | 0 | 0 | 0 | 0 | 0 | 0 | 0 | 0 | 0 | 0 | 0 | 0 | 0 |  | 0 | 0 | 0 | 0 |  | 0 | 0 | 0 | 0 | 0
2009-03-27 | 2009 | 3 | 27 | 0 | 0 | 0 | 0 | 0 | 0 | 0 | 0 | 0 | 0 | 0 | 0 | 0 | 0 | 0 | 0 | 0 | 0 | 0 | 0 | 0 | 0 | 0 | 0 |  | 0 | 0 | 0 | 0 |  | 0 | 0 | 0 | 0 | 0
2009-03-28 | 2009 | 3 | 28 | 0 | 0 | 0 | 0 | 0 | 0 | 0.3 | 0.3 | 0.3 | 0.3 | 0.3 | 0.4 | 0.3 | 0.3 | 0 | 0 | 0 | 0 | 0 | 0 | 0 | 0.3 | 0.3 | 0.3 |  | 3.4 | 3.4 | 3.4 | 8.8818e-16 |  | 0 | 0 | 0 | 0 | 0
2009-03-29 | 2009 | 3 | 29 | 0.4 | 0.4 | 0.5 | 0.4 | 0.4 | 0.9 | 0.4 | 0.4 | 0 | 0 | 0 | 0 | 0 | 0 | 0 | 0 | 0 | 0 | 0 | 0 | 0 | 0 | 0 | 0 |  | 3.8 | 3.8 | 3.8 | 0 |  | 0 | 0 | 0 | 0 | 0
2009-03-30 | 2009 | 3 | 30 | 0 | 0 | 0 | 0 | 0 | 0 | 0 | 0 | 0 | 0 | 0 | 0 | 0 | 0 | 0 | 0 | 0 | 0 | 0 | 0 | 0 | 0 | 0 | 0 |  | 0 | 0 | 0 | 0 |  | 0 | 0 | 0 | 0 | 0
2009-03-31 | 2009 | 3 | 31 | 0 | 0 | 0 | 0 | 0 | 0 | 0 | 0 | 0 | 0 | 0 | 0 | 0 | 0 | 0 | 0 | 0 | 0 | 0 | 0 | 0 | 0.1 | 0 | 0.1 |  | 0.2 | 0.2 | 0.2 | 0 |  | 0 | 0 | 0 | 0 | 0
2009-04-01 | 2009 | 4 | 1 | 0.1 | 0.2 | 0.1 | 0.2 | 0.1 | 0.2 | 0.1 | 0 | 0 | 0 | 0 | 0 | 0 | 0 | 0 | 0 | 0 | 0 | 0 | 0 | 0 | 0 | 0 | 0 |  | 1 | 1 | 1 | 2.2204e-16 |  | 0 | 0 | 0 | 0 | 0
2009-04-02 | 2009 | 4 | 2 | 0 | 0 | 0 | 0 | 0 | 0 | 0 | 0 | 0 | 0 | 0 | 0 | 0 | 0 | 0 | 0 | 0 | 0 | 0 | 0 | 0 | 0 | 0 | 0 |  | 0 | 0 | 0 | 0 |  | 0 | 0 | 0 | 0 | 0
2009-04-03 | 2009 | 4 | 3 | 0 | 0 | 0 | 0 | 0 | 0 | 0 | 0 | 0 | 0 | 0 | 0 | 0 | 0 | 0 | 0 | 0 | 0 | 0 | 0 | 0 | 0 | 0 | 0 |  | 0 | 0 | 0 | 0 |  | 0 | 0 | 0 | 0 | 0
2009-04-04 | 2009 | 4 | 4 | 0 | 0 | 0 | 0 | 0 | 0 | 0 | 0 | 0 | 0 | 0 | 0 | 0 | 0 | 0 | 0 | 0 | 0 | 0 | 0 | 0 | 0 | 0 | 0 |  | 0 | 0 | 0 | 0 |  | 0 | 0 | 0 | 0 | 0
2009-04-05 | 2009 | 4 | 5 | 0 | 0 | 0 | 0 | 0 | 0 | 0 | 0 | 0 | 0 | 0 | 0 | 0 | 0 | 0 | 0 | 0 | 0 | 0 | 0 | 0 | 0 | 0 | 0 |  | 0 | 0 | 0 | 0 |  | 0 | 0 | 0 | 0 | 0
2009-04-06 | 2009 | 4 | 6 | 0 | 0 | 0 | 0 | 0 | 0 | 0 | 0 | 0 | 0 | 0 | 0 | 0 | 0 | 0 | 0 | 0 | 0 | 0 | 0 | 0 | 0 | 0 | 0 |  | 0 | 0 | 0 | 0 |  | 0 | 0 | 0 | 0 | 0
2009-04-07 | 2009 | 4 | 7 | 0 | 0 | 0 | 0 | 0 | 0 | 0 | 0 | 0 | 0 | 0 | 0 | 0 | 0 | 0 | 0 | 0 | 0 | 0 | 0 | 0 | 0 | 0 | 0 |  | 0 | 0 | 0 | 0 |  | 0 | 0 | 0 | 0 | 0
2009-04-08 | 2009 | 4 | 8 | 0 | 0 | 0 | 0 | 0 | 0 | 0 | 0 | 0 | 0 | 0 | 0 | 0 | 0 | 0 | 0 | 0 | 0 | 0 | 0 | 0 | 0 | 0 | 0 |  | 0 | 0 | 0 | 0 |  | 0 | 0 | 0 | 0 | 0
2009-04-09 | 2009 | 4 | 9 | 0 | 0 | 0 | 0 | 0 | 0 | 0 | 0 | 0 | 0 | 0 | 0 | 0 | 0 | 0 | 0 | 0 | 0 | 0 | 0 | 0 | 0 | 0 | 0 |  | 0 | 0 | 0 | 0 |  | 0 | 0 | 0 | 0 | 0
2009-04-10 | 2009 | 4 | 10 | 0 | 0 | 0 | 0 | 0 | 0 | 0 | 0 | 0 | 0 | 0 | 0 | 0 | 0 | 0 | 0 | 0 | 0 | 0 | 0 | 0 | 0 | 0 | 0 |  | 0 | 0 | 0 | 0 |  | 0 | 0 | 0 | 0 | 0
2009-04-11 | 2009 | 4 | 11 | 0 | 0 | 0 | 0 | 0 | 0 | 0 | 0 | 0 | 0 | 0 | 0 | 0 | 0 | 0 | 0 | 0 | 0 | 0 | 0 | 0 | 0 | 0 | 0 |  | 0 | 0 | 0 | 0 |  | 0 | 0 | 0 | 0 | 0
2009-04-12 | 2009 | 4 | 12 | 0 | 0 | 0 | 0 | 0 | 0 | 0 | 0 | 0 | 0 | 0 | 0 | 0 | 0 | 0 | 0 | 0 | 0 | 0 | 0 | 0 | 0 | 0 | 0 |  | 0 | 0 | 0 | 0 |  | 0 | 0 | 0 | 0 | 0
2009-04-13 | 2009 | 4 | 13 | 0 | 0 | 0 | 0 | 0 | 0 | 0 | 0 | 0 | 0 | 0 | 0 | 0 | 0 | 0 | 0 | 0 | 0 | 0 | 0 | 0 | 0 | 0 | 0 |  | 0 | 0 | 0 | 0 |  | 0 | 0 | 0 | 0 | 0
2009-04-14 | 2009 | 4 | 14 | 0 | 0 | 0 | 0 | 0 | 0.1 | 0.1 | 0.1 | 0 | 0.1 | 0.1 | 0.1 | 0 | 0.1 | 0.1 | 0 | 0.1 | 0.1 | 0 | 0 | 0 | 0 | 0 | 0 |  | 1 | 1 | 1 | 1.1102e-16 |  | 0 | 0 | 0 | 0 | 0
2009-04-15 | 2009 | 4 | 15 | 0 | 0 | 0 | 0 | 0 | 0 | 0 | 0 | 0 | 0 | 0 | 0 | 0 | 0 | 0 | 0 | 0 | 0 | 0 | 0 | 0 | 0 | 0 | 0 |  | 0 | 0 | 0 | 0 |  | 0 | 0 | 0 | 0 | 0
2009-04-16 | 2009 | 4 | 16 | 0 | 0 | 0 | 0 | 0 | 0 | 0 | 0 | 0 | 0 | 0 | 0 | 0 | 0 | 0 | 0 | 0 | 0 | 0 | 0 | 0 | 0 | 0 | 0 |  | 0 | 0 | 0 | 0 |  | 0 | 0 | 0 | 0 | 0
2009-04-17 | 2009 | 4 | 17 | 0 | 0 | 0 | 0 | 0 | 0 | 0 | 0 | 0 | 0 | 0 | 0 | 0 | 0 | 0 | 0 | 0 | 0 | 0 | 0 | 0 | 0 | 0 | 0 |  | 0 | 0 | 0 | 0 |  | 0 | 0 | 0 | 0 | 0
2009-04-18 | 2009 | 4 | 18 | 0 | 0 | 0 | 0 | 0 | 0 | 0 | 0 | 0 | 0 | 0 | 0 | 0 | 0 | 0 | 0 | 0 | 0 | 0 | 0 | 0 | 0 | 0 | 0 |  | 0 | 0 | 0 | 0 |  | 0 | 0 | 0 | 0 | 0
2009-04-19 | 2009 | 4 | 19 | 0 | 0 | 0 | 0 | 0 | 0 | 0 | 0 | 0 | 0 | 0 | 0 | 0 | 0 | 0 | 0 | 0 | 0 | 0 | 0 | 0 | 0 | 0 | 0 |  | 0 | 0 | 0 | 0 |  | 0 | 0 | 0 | 0 | 0
2009-04-20 | 2009 | 4 | 20 | 0 | 0 | 0 | 0 | 0 | 0 | 0 | 0 | 0 | 0 | 0 | 0 | 0 | 0 | 0 | 0 | 0 | 0 | 0 | 0 | 0 | 0 | 0 | 0 |  | 0 | 0 | 0 | 0 |  | 0 | 0 | 0 | 0 | 0
2009-04-21 | 2009 | 4 | 21 | 0 | 0 | 0 | 0 | 0 | 0 | 0 | 0 | 0 | 0 | 0 | 0 | 0 | 0 | 0 | 0 | 0 | 0 | 0 | 0 | 0 | 0 | 0 | 0 |  | 0 | 0 | 0 | 0 |  | 0 | 0 | 0 | 0 | 0
2009-04-22 | 2009 | 4 | 22 | 0 | 0 | 0 | 0 | 0 | 0 | 0 | 0 | 0 | 0 | 0 | 0 | 0 | 0.3 | 0.7 | 0.7 | 0.7 | 0.3 | 0.4 | 0.3 | 0.4 | 0.3 | 0.4 | 0.3 |  | 4.8 | 4.8 | 4.8 | 0 |  | 0 | 0 | 0 | 0 | 0
2009-04-23 | 2009 | 4 | 23 | 0.3 | 0.3 | 0.2 | 0.1 | 0.2 | 0.1 | 0 | 0 | 0 | 0 | 0 | 0 | 0.2 | 0 | 0 | 0 | 0 | 0 | 0 | 0 | 0 | 0 | 0 | 0 |  | 1.4 | 1.4 | 1.4 | 2.2204e-16 |  | 0 | 0 | 0 | 0 | 0
2009-04-24 | 2009 | 4 | 24 | 0 | 0 | 0 | 0 | 0 | 0 | 0 | 0 | 0 | 0 | 0 | 0 | 0 | 0 | 0 | 0 | 0 | 0 | 0 | 0 | 0 | 0 | 0 | 0 |  | 0 | 0 | 0 | 0 |  | 0 | 0 | 0 | 0 | 0
2009-04-25 | 2009 | 4 | 25 | 0 | 0 | 0 | 0 | 0 | 0 | 0 | 0 | 0 | 0 | 0.3 | 0 | 0.4 | 0.3 | 0 | 0.3 | 0.4 | 0.3 | 0 | 0 | 0 | 0 | 0 | 0 |  | 2 | 2 | 2 | 0 |  | 0 | 0 | 0 | 0 | 0
2009-04-26 | 2009 | 4 | 26 | 0 | 0 | 0 | 0 | 0 | 0 | 0 | 0 | 0 | 0 | 0 | 0 | 0 | 0 | 0 | 0 | 0 | 0.1 | 0.1 | 0.1 | 0.2 | 0.1 | 0.1 | 0.1 |  | 0.8 | 0.8 | 0.8 | 1.1102e-16 |  | 0 | 0 | 0 | 0 | 0
2009-04-27 | 2009 | 4 | 27 | 0 | 0 | 0 | 0 | 0 | 0 | 0 | 0 | 0 | 0 | 0 | 0 | 0 | 0 | 0 | 0 | 0 | 0 | 0 | 0 | 0 | 0 | 0 | 0 |  | 0 | 0 | 0 | 0 |  | 0 | 0 | 0 | 0 | 0
2009-04-28 | 2009 | 4 | 28 | 0 | 0 | 0 | 0 | 0 | 0 | 0 | 0 | 0 | 0 | 0 | 0.1 | 0.1 | 0.1 | 0 | 0.1 | 0 | 0 | 0 | 0 | 0 | 0 | 0 | 0 |  | 0.4 | 0.4 | 0.4 | 0 |  | 0 | 0 | 0 | 0 | 0
2009-04-29 | 2009 | 4 | 29 | 0 | 0 | 0 | 0 | 0 | 0 | 0 | 0 | 0 | 0 | 0 | 0 | 0 | 0 | 0 | 0 | 0 | 0 | 0 | 0 | 0 | 0 | 0 | 0 |  | 0 | 0 | 0 | 0 |  | 0 | 0 | 0 | 0 | 0
2009-04-30 | 2009 | 4 | 30 | 0 | 0 | 0 | 0 | 0 | 0 | 0 | 0 | 0 | 0 | 0 | 0 | 0 | 0 | 0 | 0 | 0 | 0 | 0 | 0 | 0 | 0 | 0 | 0 |  | 0 | 0 | 0 | 0 |  | 0 | 0 | 0 | 0 | 0
2009-05-01 | 2009 | 5 | 1 | 0 | 0 | 0 | 0 | 0 | 0 | 0 | 0 | 0 | 0 | 0 | 0 | 0 | 0 | 0 | 0 | 0 | 0 | 0 | 0 | 0 | 0 | 0 | 0 |  | 0 | 0 | 0 | 0 |  | 0 | 0 | 0 | 0 | 0
2009-05-02 | 2009 | 5 | 2 | 0 | 0 | 0 | 0 | 0 | 0 | 0 | 0 | 0 | 0 | 0 | 0 | 0 | 0 | 0 | 0 | 0 | 0 | 0 | 0 | 0 | 0 | 0 | 0 |  | 0 | 0 | 0 | 0 |  | 0 | 0 | 0 | 0 | 0
2009-05-03 | 2009 | 5 | 3 | 0 | 0 | 0 | 0 | 0 | 0 | 0 | 0 | 0 | 0 | 0 | 0 | 0 | 0 | 0 | 0 | 0 | 0 | 0 | 0 | 0 | 0 | 0 | 0 |  | 0 | 0 | 0 | 0 |  | 0 | 0 | 0 | 0 | 0
2009-05-04 | 2009 | 5 | 4 | 0 | 0 | 0 | 0 | 0 | 0 | 0 | 0 | 0 | 0 | 0 | 0 | 0 | 0 | 0 | 0 | 0 | 0 | 0 | 0 | 0 | 0 | 0 | 0 |  | 0 | 0 | 0 | 0 |  | 0 | 0 | 0 | 0 | 0
2009-05-05 | 2009 | 5 | 5 | 0 | 0 | 0 | 0 | 0 | 0 | 0 | 0 | 0 | 0 | 0 | 0 | 0 | 0 | 0 | 0.4 | 0.4 | 0 | 0 | 0 | 0 | 0 | 0 | 0 |  | 0.8 | 0.8 | 0.8 | 0 |  | 0.8 | 0 | 0 | 0 | 0
2009-05-06 | 2009 | 5 | 6 | 0 | 0 | 0 | 0 | 0 | 0 | 0 | 0 | 0 | 0 | 0 | 0 | 0 | 0 | 0 | 0 | 0 | 0 | 0 | 0 | 0 | 0 | 0 | 0 |  | 0 | 0 | 0 | 0 |  | 0 | 0 | 0 | 0 | 0
2009-05-07 | 2009 | 5 | 7 | 0 | 0 | 0 | 0 | 0 | 0 | 0 | 0 | 0 | 0 | 0 | 0 | 0 | 0 | 0 | 0 | 0 | 0 | 0 | 0 | 0 | 0 | 0 | 0 |  | 0 | 0 | 0 | 0 |  | 0 | 0 | 0 | 0 | 0
2009-05-08 | 2009 | 5 | 8 | 0 | 0 | 0 | 0 | 0 | 0 | 0 | 0 | 0 | 0 | 0 | 0 | 0 | 0 | 0 | 0 | 0 | 0 | 0 | 0 | 0 | 0 | 0 | 0 |  | 0 | 0 | 0 | 0 |  | 0 | 0 | 0 | 0 | 0
2009-05-09 | 2009 | 5 | 9 | 0 | 0 | 0 | 0 | 0 | 0 | 0 | 0 | 0 | 0 | 0 | 0.1 | 0.2 | 0 | 0.1 | 0 | 0.2 | 0.1 | 0.2 | 0.1 | 0 | 0 | 0 | 0 |  | 1 | 1 | 1 | 2.2204e-16 |  | 1 | 0 | 0 | 0 | 0
2009-05-10 | 2009 | 5 | 10 | 0 | 0 | 0 | 0 | 0 | 0 | 0 | 0 | 0 | 0 | 0 | 0 | 0 | 0 | 0 | 0 | 0 | 0 | 0 | 0 | 0 | 0 | 0 | 0 |  | 0 | 0 | 0 | 0 |  | 0 | 0 | 0 | 0 | 0
2009-05-11 | 2009 | 5 | 11 | 0 | 0 | 0 | 0 | 0 | 0 | 0 | 0 | 0 | 0 | 0 | 0 | 0 | 0 | 0 | 0 | 0 | 0 | 0 | 0 | 0 | 0 | 0 | 0 |  | 0 | 0 | 0 | 0 |  | 0 | 0 | 0 | 0 | 0
2009-05-12 | 2009 | 5 | 12 | 0 | 0 | 0 | 0 | 0 | 0 | 0 | 0 | 0 | 0 | 0 | 0 | 0.4 | 2 | 2.2 | 1.2 | 0 | 0 | 0 | 0 | 0 | 0 | 0 | 0 |  | 5.8 | 5.8 | 5.8 | 0 |  | 5.8 | 0 | 0 | 0 | 0
2009-05-13 | 2009 | 5 | 13 | 0 | 0 | 0 | 0 | 0 | 0 | 0 | 0 | 0 | 0 | 0 | 0 | 0 | 0 | 0 | 0 | 0 | 0 | 0 | 0 | 0 | 0.8 | 0 | 0 |  | 0.8 | 0.8 | 0.8 | 0 |  | 0.8 | 0 | 0 | 0 | 0
2009-05-14 | 2009 | 5 | 14 | 0 | 0 | 0 | 0 | 0 | 0 | 0 | 0 | 0 | 0 | 0 | 0.2 | 0 | 0 | 0 | 0 | 0 | 0 | 0 | 0 | 0 | 0 | 0 | 0 |  | 0.2 | 0.2 | 0.2 | 0 |  | 0.2 | 0 | 0 | 0 | 0
2009-05-15 | 2009 | 5 | 15 | 0 | 0 | 0 | 0 | 0 | 0 | 0 | 0 | 0 | 0 | 0 | 0 | 1.4 | 0 | 0 | 0 | 0 | 0 | 0 | 0 | 0 | 0 | 0 | 0 |  | 1.4 | 1.4 | 1.4 | 0 |  | 1.4 | 0 | 0 | 0 | 0
2009-05-16 | 2009 | 5 | 16 | 0 | 0 | 0 | 0 | 0 | 0 | 0 | 0 | 0 | 0 | 0 | 0 | 0 | 0 | 0 | 0 | 0 | 0 | 0 | 0 | 0 | 0 | 0 | 0 |  | 0 | 0 | 0 | 0 |  | 0 | 0 | 0 | 0 | 0
2009-05-17 | 2009 | 5 | 17 | 0 | 0 | 0 | 0 | 0 | 0 | 0 | 0 | 0 | 0 | 0 | 0 | 0 | 0 | 0 | 0 | 0 | 0 | 0 | 0 | 0 | 0 | 0 | 0 |  | 0 | 0 | 0 | 0 |  | 0 | 0 | 0 | 0 | 0
2009-05-18 | 2009 | 5 | 18 | 0 | 0 | 0.1 | 0.1 | 0 | 0.1 | 0.1 | 0.1 | 0 | 0.1 | 0.1 | 0.1 | 0.1 | 0 | 0.1 | 0.1 | 0 | 0 | 0 | 0 | 0.1 | 0 | 0.1 | 0.1 |  | 1.4 | 1.4 | 1.4 | 2.2204e-16 |  | 1.4 | 0 | 0 | 0 | 0
2009-05-19 | 2009 | 5 | 19 | 1.2 | 0 | 0 | 0 | 0 | 0 | 0 | 0.6 | 0 | 0 | 0 | 0 | 0 | 0 | 0 | 0 | 0 | 0 | 0 | 0 | 0 | 0 | 0 | 0 |  | 1.8 | 1.8 | 1.8 | 2.2204e-16 |  | 1.8 | 0 | 0 | 0 | 0
2009-05-20 | 2009 | 5 | 20 | 0 | 0 | 0 | 0 | 0 | 0 | 0 | 0 | 0 | 0 | 0 | 0 | 0 | 0 | 0 | 0 | 0 | 0 | 0 | 0 | 0 | 0.2 | 0 | 0 |  | 0.2 | 0.2 | 0.2 | 0 |  | 0.2 | 0 | 0 | 0 | 0
2009-05-21 | 2009 | 5 | 21 | 0 | 0 | 0 | 0 | 0 | 0 | 0 | 0 | 0 | 0 | 0 | 0 | 0 | 0 | 0 | 0 | 0 | 0 | 0 | 0 | 0 | 0 | 0 | 0 |  | 0 | 0 | 0 | 0 |  | 0 | 0 | 0 | 0 | 0
2009-05-22 | 2009 | 5 | 22 | 0 | 0 | 0 | 0 | 0 | 0 | 0 | 0 | 0 | 0 | 0 | 0 | 0 | 0 | 0 | 0 | 0 | 0 | 0 | 0 | 0 | 0 | 0 | 0 |  | 0 | 0 | 0 | 0 |  | 0 | 0 | 0 | 0 | 0
2009-05-23 | 2009 | 5 | 23 | 0 | 0 | 0 | 0 | 0 | 0 | 0 | 0 | 0 | 0 | 0 | 0 | 0 | 0 | 0 | 0 | 0 | 0 | 0 | 0 | 0 | 0 | 0 | 0 |  | 0 | 0 | 0 | 0 |  | 0 | 0 | 0 | 0 | 0
2009-05-24 | 2009 | 5 | 24 | 0 | 0 | 0 | 0 | 0 | 0 | 0 | 0 | 0 | 0 | 0 | 0 | 0 | 0 | 0 | 0 | 0 | 0 | 0 | 0 | 0 | 0 | 0 | 0 |  | 0 | 0 | 0 | 0 |  | 0 | 0 | 0 | 0 | 0
2009-05-25 | 2009 | 5 | 25 | 0 | 0 | 0 | 0 | 0 | 0 | 0 | 0 | 0 | 0 | 0 | 0 | 0 | 0 | 0 | 0 | 0 | 0 | 0 | 0 | 0 | 0.8 | 0 | 0 |  | 0.8 | 0.8 | 0.8 | 0 |  | 0.8 | 0 | 0 | 0 | 0
2009-05-26 | 2009 | 5 | 26 | 0 | 0 | 0 | 0 | 0 | 0 | 0 | 0 | 0 | 0 | 0 | 0 | 0 | 0 | 0 | 0 | 0 | 0 | 0 | 0 | 0 | 0 | 0 | 0 |  | 0 | 0 | 0 | 0 |  | 0 | 0 | 0 | 0 | 0
2009-05-27 | 2009 | 5 | 27 | 0 | 0 | 0 | 0 | 0 | 0 | 0 | 0 | 0 | 0 | 0 | 0 | 0 | 0 | 0 | 0 | 0 | 0 | 0 | 0 | 0 | 0 | 0 | 0 |  | 0 | 0 | 0 | 0 |  | 0 | 0 | 0 | 0 | 0
2009-05-28 | 2009 | 5 | 28 | 0 | 0 | 0 | 0 | 0 | 0 | 0 | 0 | 0 | 0 | 0 | 0 | 0 | 0 | 0 | 0 | 0 | 0 | 0 | 0 | 0 | 0 | 0 | 0 |  | 0 | 0 | 0 | 0 |  | 0 | 0 | 0 | 0 | 0
2009-05-29 | 2009 | 5 | 29 | 0 | 0 | 0 | 0 | 0 | 0 | 0 | 0 | 0 | 0 | 0 | 0 | 0 | 0 | 0 | 0 | 0 | 0 | 0 | 0 | 0 | 0 | 0 | 0 |  | 0 | 0 | 0 | 0 |  | 0 | 0 | 0 | 0 | 0
2009-05-30 | 2009 | 5 | 30 | 0 | 0 | 0 | 0 | 0 | 0 | 0 | 0 | 0 | 0 | 0 | 0 | 0 | 0 | 0 | 0 | 0 | 0 | 0 | 0 | 0 | 0 | 0 | 0 |  | 0 | 0 | 0 | 0 |  | 0 | 0 | 0 | 0 | 0
2009-05-31 | 2009 | 5 | 31 | 0 | 0 | 0 | 0 | 0 | 0 | 0 | 0 | 0 | 0 | 0 | 0 | 0 | 0 | 0 | 0 | 0 | 0 | 0 | 0 | 0 | 0 | 0 | 0 |  | 0 | 0 | 0 | 0 |  | 0 | 0 | 0 | 0 | 0
2009-06-01 | 2009 | 6 | 1 | 0 | 0 | 0 | 0 | 0 | 0 | 0 | 0 | 0 | 0 | 0 | 0 | 0 | 0 | 0 | 0 | 0 | 0 | 0 | 0 | 0 | 0 | 0 | 0 |  | 0 | 0 | 0 | 0 |  | 0 | 0 | 0 | 0 | 0
2009-06-02 | 2009 | 6 | 2 | 0 | 0 | 0 | 0 | 0 | 0 | 0 | 0 | 0 | 0 | 0 | 0 | 0 | 0 | 0 | 0 | 0 | 0 | 0 | 0 | 0 | 0 | 0 | 0 |  | 0 | 0 | 0 | 0 |  | 0 | 0 | 0 | 0 | 0
2009-06-03 | 2009 | 6 | 3 | 0 | 0 | 0 | 0 | 0 | 0 | 0 | 0 | 0 | 0 | 0 | 0 | 0 | 0 | 0 | 0 | 0 | 0 | 0 | 0 | 0 | 0 | 0 | 0 |  | 0 | 0 | 0 | 0 |  | 0 | 0 | 0 | 0 | 0
2009-06-04 | 2009 | 6 | 4 | 0 | 0 | 0 | 0 | 0 | 0 | 0 | 0 | 0 | 0 | 0 | 0 | 0 | 0 | 0 | 0 | 0 | 0 | 0 | 0 | 0 | 0 | 0 | 0 |  | 0 | 0 | 0 | 0 |  | 0 | 0 | 0 | 0 | 0
2009-06-05 | 2009 | 6 | 5 | 0 | 0 | 0 | 0 | 0 | 0 | 0.4 | 0.3 | 0.4 | 0.3 | 0.4 | 0.3 | 0.4 | 0.3 | 0.4 | 0.3 | 0.4 | 0.3 | 0.4 | 0.3 | 0 | 0.4 | 0.3 | 0.4 |  | 6 | 6 | 6 | 0 |  | 0 | 6 | 0 | 0 | 0
2009-06-06 | 2009 | 6 | 6 | 0.4 | 0.3 | 0.4 | 0.3 | 0.4 | 0.3 | 0.4 | 0.3 | 0.4 | 0.4 | 0.3 | 0.4 | 0.3 | 0.4 | 0 | 0 | 0.3 | 0 | 0 | 0 | 0.4 | 0.3 | 0.4 | 0 |  | 6.4 | 6.4 | 6.4 | 0 |  | 0 | 6.4 | 0 | 0 | 0
2009-06-07 | 2009 | 6 | 7 | 0 | 0 | 0 | 0 | 0 | 0 | 0 | 0 | 0 | 0 | 0 | 0 | 0 | 0 | 0 | 0 | 0 | 0 | 0 | 0 | 0 | 0 | 0 | 0 |  | 0 | 0 | 0 | 0 |  | 0 | 0 | 0 | 0 | 0
2009-06-08 | 2009 | 6 | 8 | 0 | 0 | 0 | 0 | 0 | 0 | 0 | 0 | 0 | 0 | 0 | 0 | 0 | 0 | 0 | 0 | 0 | 0 | 0 | 0 | 0 | 0 | 0 | 0 |  | 0 | 0 | 0 | 0 |  | 0 | 0 | 0 | 0 | 0
2009-06-09 | 2009 | 6 | 9 | 0 | 0 | 0 | 0 | 0 | 0 | 0 | 0 | 0 | 0 | 0 | 0 | 0 | 0 | 0 | 0 | 0 | 0 | 0 | 0 | 0 | 0 | 0 | 0 |  | 0 | 0 | 0 | 0 |  | 0 | 0 | 0 | 0 | 0
2009-06-10 | 2009 | 6 | 10 | 0 | 0 | 0 | 0 | 0 | 0 | 0 | 0 | 0 | 0 | 0 | 0 | 0 | 0 | 0 | 0 | 0 | 0 | 0 | 0 | 0 | 0 | 0 | 0 |  | 0 | 0 | 0 | 0 |  | 0 | 0 | 0 | 0 | 0
2009-06-11 | 2009 | 6 | 11 | 0 | 0 | 0 | 0 | 0 | 0 | 0 | 0 | 0 | 0 | 0 | 0 | 0 | 0 | 0 | 0 | 0 | 0 | 0 | 0 | 0 | 0 | 0 | 0 |  | 0 | 0 | 0 | 0 |  | 0 | 0 | 0 | 0 | 0
2009-06-12 | 2009 | 6 | 12 | 0 | 0 | 0 | 0 | 0 | 0 | 0 | 0 | 0 | 0 | 0 | 0 | 0 | 0 | 0 | 0 | 0 | 3.2 | 0 | 0 | 0 | 0 | 0 | 0 |  | 3.2 | 3.2 | 3.2 | 0 |  | 0 | 3.2 | 0 | 0 | 0
2009-06-13 | 2009 | 6 | 13 | 0 | 0 | 0 | 0 | 0 | 0 | 8.4 | 1 | 0 | 0 | 0 | 0 | 0 | 0 | 0 | 0 | 0 | 0 | 0 | 0 | 0 | 0 | 0 | 0 |  | 9.4 | 9.4 | 9.4 | 0 |  | 0 | 9.4 | 0 | 0 | 0
2009-06-14 | 2009 | 6 | 14 | 0 | 0 | 0 | 0 | 0 | 0 | 0 | 0 | 0 | 0 | 0 | 0 | 0 | 0 | 0 | 0 | 0 | 0 | 0 | 0 | 0 | 0 | 0 | 0 |  | 0 | 0 | 0 | 0 |  | 0 | 0 | 0 | 0 | 0
2009-06-15 | 2009 | 6 | 15 | 0 | 0 | 0 | 0 | 0 | 0 | 0 | 0 | 0 | 0 | 0 | 0 | 0 | 0 | 0 | 0 | 0 | 0 | 0 | 0 | 0 | 0 | 0 | 0 |  | 0 | 0 | 0 | 0 |  | 0 | 0 | 0 | 0 | 0
2009-06-16 | 2009 | 6 | 16 | 0 | 0 | 0 | 0 | 0 | 0 | 0 | 0 | 0 | 0 | 0 | 0 | 0 | 0 | 10 | 2.8 | 0.8 | 0 | 0 | 0 | 0 | 0 | 0 | 0 |  | 13.6 | 13.6 | 13.6 | 1.7764e-15 |  | 0 | 13.6 | 0 | 0 | 0
2009-06-17 | 2009 | 6 | 17 | 0 | 0 | 0 | 0 | 0 | 0 | 0 | 0 | 0 | 0 | 0 | 0 | 0 | 0 | 0 | 0 | 0 | 0 | 0.4 | 0 | 0 | 0 | 0 | 0 |  | 0.4 | 0.4 | 0.4 | 0 |  | 0 | 0.4 | 0 | 0 | 0
2009-06-18 | 2009 | 6 | 18 | 0 | 0.2 | 1.4 | 0.2 | 0 | 0 | 0 | 0 | 0 | 0 | 0 | 0 | 0 | 0 | 0 | 0 | 0 | 1.8 | 0 | 0 | 0 | 0 | 0 | 0 |  | 3.6 | 3.6 | 3.6 | 4.4409e-16 |  | 0 | 3.6 | 0 | 0 | 0
2009-06-19 | 2009 | 6 | 19 | 0 | 0 | 0 | 0 | 0 | 0 | 0 | 0 | 0 | 0 | 0 | 0 | 0 | 0 | 0 | 0 | 0 | 0 | 0 | 0 | 0 | 0 | 0 | 0 |  | 0 | 0 | 0 | 0 |  | 0 | 0 | 0 | 0 | 0
2009-06-20 | 2009 | 6 | 20 | 0 | 0 | 0 | 0 | 0 | 0 | 0 | 0 | 0 | 0 | 0 | 0 | 0 | 0 | 0 | 0 | 0 | 0 | 0 | 0 | 0 | 0 | 0 | 0 |  | 0 | 0 | 0 | 0 |  | 0 | 0 | 0 | 0 | 0
2009-06-21 | 2009 | 6 | 21 | 0 | 0 | 0 | 0 | 0 | 0 | 0 | 0 | 0 | 0 | 0 | 0 | 0 | 0 | 0 | 0 | 0 | 0 | 0 | 0 | 0 | 0 | 0 | 0 |  | 0 | 0 | 0 | 0 |  | 0 | 0 | 0 | 0 | 0
2009-06-22 | 2009 | 6 | 22 | 0 | 0 | 0 | 0 | 0 | 0 | 0 | 0 | 0 | 0 | 0 | 0 | 0 | 0 | 0 | 0 | 0 | 0 | 0 | 0 | 0 | 0 | 0 | 0 |  | 0 | 0 | 0 | 0 |  | 0 | 0 | 0 | 0 | 0
2009-06-23 | 2009 | 6 | 23 | 0 | 0 | 0 | 0 | 0 | 0 | 0 | 0 | 0 | 0 | 0 | 0 | 0 | 0 | 0 | 0 | 0 | 0 | 0 | 0 | 0 | 0 | 0 | 0 |  | 0 | 0 | 0 | 0 |  | 0 | 0 | 0 | 0 | 0
2009-06-24 | 2009 | 6 | 24 | 0 | 0 | 0 | 0 | 0 | 0 | 0 | 0 | 0 | 0 | 0 | 0 | 0 | 0 | 0 | 0 | 0 | 0 | 0 | 0 | 0 | 0 | 0 | 0 |  | 0 | 0 | 0 | 0 |  | 0 | 0 | 0 | 0 | 0
2009-06-25 | 2009 | 6 | 25 | 0 | 0 | 0 | 0 | 0 | 0 | 0 | 0 | 0 | 0 | 0 | 0 | 0 | 0 | 0 | 0 | 0 | 0 | 0 | 0 | 0 | 0 | 0 | 0 |  | 0 | 0 | 0 | 0 |  | 0 | 0 | 0 | 0 | 0
2009-06-26 | 2009 | 6 | 26 | 0 | 0 | 0 | 0 | 0 | 0 | 0 | 0 | 0 | 0 | 0 | 0 | 0 | 0 | 0 | 0 | 0 | 0 | 0 | 0 | 0 | 0 | 0 | 0 |  | 0 | 0 | 0 | 0 |  | 0 | 0 | 0 | 0 | 0
2009-06-27 | 2009 | 6 | 27 | 0 | 0 | 0 | 0 | 0 | 0 | 0 | 0 | 0 | 0 | 0 | 0 | 0 | 0 | 0 | 0 | 0 | 0 | 0 | 0 | 0 | 0 | 0 | 0 |  | 0 | 0 | 0 | 0 |  | 0 | 0 | 0 | 0 | 0
2009-06-28 | 2009 | 6 | 28 | 0 | 0 | 0 | 0 | 0 | 0 | 0 | 0 | 0 | 0 | 0 | 0 | 0 | 0 | 0 | 0 | 0 | 0 | 0 | 0 | 0 | 0 | 0 | 0 |  | 0 | 0 | 0 | 0 |  | 0 | 0 | 0 | 0 | 0
2009-06-29 | 2009 | 6 | 29 | 0 | 0 | 0 | 0 | 0 | 0 | 0 | 0 | 0 | 0 | 0 | 0 | 0 | 0 | 0 | 0 | 0 | 0 | 0 | 0 | 0 | 0 | 0 | 0 |  | 0 | 0 | 0 | 0 |  | 0 | 0 | 0 | 0 | 0
2009-06-30 | 2009 | 6 | 30 | 0 | 0 | 0 | 0 | 0 | 0 | 0 | 0 | 0 | 0 | 0 | 0 | 0 | 0 | 0 | 0 | 0 | 0 | 0 | 0 | 0 | 0 | 0 | 0 |  | 0 | 0 | 0 | 0 |  | 0 | 0 | 0 | 0 | 0
2009-07-01 | 2009 | 7 | 1 | 0 | 0 | 0 | 0 | 0 | 0 | 0 | 0 | 0 | 0 | 0 | 0 | 0 | 0 | 0 | 0 | 0 | 0.4 | 0 | 0.4 | 0 | 0 | 0 | 0 |  | 0.8 | 0.8 | 0.8 | 0 |  | 0 | 0 | 0.8 | 0 | 0
2009-07-02 | 2009 | 7 | 2 | 0 | 0 | 0 | 0 | 0 | 0 | 0 | 0 | 0 | 0 | 0 | 0 | 0 | 0 | 0 | 0 | 0 | 0 | 0 | 0 | 0 | 0 | 0.8 | 0 |  | 0.8 | 0.8 | 0.8 | 0 |  | 0 | 0 | 0.8 | 0 | 0
2009-07-03 | 2009 | 7 | 3 | 0 | 0 | 0 | 0 | 0 | 0 | 0 | 0 | 0 | 0 | 0 | 0 | 0 | 0 | 0 | 0 | 0 | 0 | 0 | 0 | 0 | 0 | 0 | 0 |  | 0 | 0 | 0 | 0 |  | 0 | 0 | 0 | 0 | 0
2009-07-04 | 2009 | 7 | 4 | 0 | 0 | 0 | 0 | 0 | 0 | 0 | 0 | 0 | 0 | 0 | 0 | 0 | 0 | 0 | 0 | 0.5 | 0 | 0 | 0 | 2.5 | 0 | 0 | 0.2 |  | 3.2 | 3.2 | 3.2 | 0 |  | 0 | 0 | 3.2 | 0 | 0
2009-07-05 | 2009 | 7 | 5 | 0 | 0.1 | 0.2 | 0.1 | 0.1 | 0.2 | 0 | 0 | 0.1 | 0 | 0 | 0 | 0 | 0 | 0 | 0 | 0 | 0 | 0 | 0 | 0 | 0 | 0 | 0 |  | 0.8 | 0.8 | 0.8 | 1.1102e-16 |  | 0 | 0 | 0.8 | 0 | 0
2009-07-06 | 2009 | 7 | 6 | 0 | 0 | 0 | 0 | 0 | 0 | 0 | 0 | 0 | 0 | 0 | 0 | 0.3 | 2.5 | 19.9 | 1.6 | 0 | 0 | 0 | 0 | 0 | 0 | 0 | 0 |  | 24.3 | 24.3 | 24.3 | 0 |  | 0 | 0 | 24.3 | 0 | 0
2009-07-07 | 2009 | 7 | 7 | 0 | 0 | 0 | 0 | 0 | 0 | 0 | 0 | 0 | 0 | 0 | 0 | 0 | 0 | 0 | 0.5 | 1.9 | 0 | 0 | 0 | 0 | 0 | 0 | 0 |  | 2.4 | 2.4 | 2.4 | 0 |  | 0 | 0 | 2.4 | 0 | 0
2009-07-08 | 2009 | 7 | 8 | 0 | 0 | 0 | 0 | 0 | 0 | 0 | 0 | 0 | 0 | 0 | 0 | 0 | 0.3 | 0 | 0 | 0 | 0.3 | 0 | 0.8 | 0 | 0 | 0.6 | 0.3 |  | 2.3 | 2.3 | 2.3 | 0 |  | 0 | 0 | 2.3 | 0 | 0
2009-07-09 | 2009 | 7 | 9 | 0 | 0 | 0.4 | 0.4 | 0.3 | 0 | 0 | 0 | 0 | 0 | 0 | 0 | 0 | 0 | 0 | 0 | 0 | 0 | 0 | 0 | 1.1 | 0.6 | 0.4 | 0 |  | 3.2 | 3.2 | 3.2 | 0 |  | 0 | 0 | 3.2 | 0 | 0
2009-07-10 | 2009 | 7 | 10 | 0 | 0 | 0 | 0 | 0.2 | 0 | 0 | 0 | 0 | 0 | 0 | 0 | 0 | 0 | 0 | 0 | 0 | 0 | 0 | 0 | 0 | 0 | 0 | 0 |  | 0.2 | 0.2 | 0.2 | 0 |  | 0 | 0 | 0.2 | 0 | 0
2009-07-11 | 2009 | 7 | 11 | 0 | 0 | 0 | 0 | 0 | 0 | 0 | 0 | 0 | 0 | 0 | 0 | 0 | 0 | 0 | 0 | 0 | 0 | 0 | 0 | 0 | 0 | 0 | 0 |  | 0 | 0 | 0 | 0 |  | 0 | 0 | 0 | 0 | 0
2009-07-12 | 2009 | 7 | 12 | 0 | 0 | 0 | 0 | 0 | 0 | 0 | 0 | 0 | 0 | 0 | 0 | 0 | 0 | 0 | 0 | 0 | 0 | 0 | 0 | 0 | 0 | 0 | 0 |  | 0 | 0 | 0 | 0 |  | 0 | 0 | 0 | 0 | 0
2009-07-13 | 2009 | 7 | 13 | 0 | 0 | 0 | 0 | 0 | 0 | 0 | 0 | 0 | 0 | 0 | 0.2 | 1 | 1.7 | 6.2 | 7.7 | 1.2 | 0 | 0 | 0 | 0 | 0 | 0 | 0 |  | 18 | 18 | 18 | 0 |  | 0 | 0 | 18 | 0 | 0
2009-07-14 | 2009 | 7 | 14 | 0 | 0 | 0 | 0 | 0 | 0 | 0 | 0.5 | 0 | 0 | 0 | 0.2 | 0.7 | 0 | 0 | 0 | 0 | 0 | 0 | 0 | 0 | 0 | 0 | 0 |  | 1.4 | 1.4 | 1.4 | 0 |  | 0 | 0 | 1.4 | 0 | 0
2009-07-15 | 2009 | 7 | 15 | 0 | 0 | 0 | 0 | 0 | 0 | 0 | 0 | 0 | 0 | 0 | 0 | 0 | 0 | 1.2 | 0 | 0 | 0 | 0 | 0 | 0 | 0 | 0 | 0 |  | 1.2 | 1.2 | 1.2 | 0 |  | 0 | 0 | 1.2 | 0 | 0
2009-07-16 | 2009 | 7 | 16 | 0 | 0 | 0 | 0 | 0 | 0 | 0 | 0 | 0 | 0 | 0 | 0 | 0 | 0 | 0 | 0 | 0 | 0 | 0 | 0 | 0 | 0 | 0 | 0 |  | 0 | 0 | 0 | 0 |  | 0 | 0 | 0 | 0 | 0
2009-07-17 | 2009 | 7 | 17 | 0 | 0 | 0 | 0 | 0 | 0 | 0 | 0 | 0 | 0 | 0 | 0 | 0 | 0 | 0 | 0 | 0 | 0 | 0 | 0 | 0 | 0 | 0 | 0 |  | 0 | 0 | 0 | 0 |  | 0 | 0 | 0 | 0 | 0
2009-07-18 | 2009 | 7 | 18 | 0 | 0 | 0 | 0 | 0 | 0 | 0 | 0 | 0 | 0 | 0 | 0 | 0 | 0 | 0 | 0 | 0 | 0 | 0 | 0 | 0 | 0 | 0 | 0 |  | 0 | 0 | 0 | 0 |  | 0 | 0 | 0 | 0 | 0
2009-07-19 | 2009 | 7 | 19 | 0 | 0 | 0 | 0 | 0 | 0 | 0 | 0 | 0 | 0 | 0 | 0 | 0 | 0 | 0 | 2.2 | 0 | 0 | 0 | 0 | 0 | 0 | 0 | 0 |  | 2.2 | 2.2 | 2.2 | 0 |  | 0 | 0 | 2.2 | 0 | 0
2009-07-20 | 2009 | 7 | 20 | 0 | 0 | 0 | 0 | 0 | 0 | 0 | 0 | 0 | 0 | 0 | 0 | 0 | 0 | 0 | 0 | 0 | 0 | 0 | 0 | 0 | 0 | 0 | 0 |  | 0 | 0 | 0 | 0 |  | 0 | 0 | 0 | 0 | 0
2009-07-21 | 2009 | 7 | 21 | 0 | 0 | 0 | 0 | 0 | 0 | 0 | 0 | 0 | 0 | 0 | 0 | 0 | 0 | 0 | 0 | 0 | 0 | 0 | 0 | 0 | 0 | 0 | 0 |  | 0 | 0 | 0 | 0 |  | 0 | 0 | 0 | 0 | 0
2009-07-22 | 2009 | 7 | 22 | 0 | 0 | 0 | 0 | 0 | 0 | 0 | 0 | 0 | 0 | 0 | 0 | 0 | 0 | 0 | 0 | 0 | 0 | 0 | 0 | 0 | 0 | 0 | 0 |  | 0 | 0 | 0 | 0 |  | 0 | 0 | 0 | 0 | 0
2009-07-23 | 2009 | 7 | 23 | 0 | 0 | 0 | 0 | 0 | 0 | 0 | 0 | 0 | 0 | 0 | 0 | 0 | 0 | 0 | 0 | 0 | 0 | 0 | 0 | 0 | 0 | 0 | 0 |  | 0 | 0 | 0 | 0 |  | 0 | 0 | 0 | 0 | 0
2009-07-24 | 2009 | 7 | 24 | 0 | 0 | 0 | 0 | 0 | 0 | 0 | 0 | 0 | 0 | 0 | 0 | 0 | 0 | 0 | 0 | 0 | 0 | 0 | 0 | 0 | 0 | 0 | 0 |  | 0 | 0 | 0 | 0 |  | 0 | 0 | 0 | 0 | 0
2009-07-25 | 2009 | 7 | 25 | 0 | 0 | 0 | 0 | 0 | 0 | 0 | 0 | 0 | 0 | 0 | 0 | 0 | 0 | 0 | 0 | 0 | 0 | 0 | 0 | 0 | 0 | 0 | 0 |  | 0 | 0 | 0 | 0 |  | 0 | 0 | 0 | 0 | 0
2009-07-26 | 2009 | 7 | 26 | 0 | 0 | 0 | 0 | 0 | 0 | 0 | 0 | 0 | 0 | 0.8 | 0 | 0 | 0 | 0 | 0 | 0 | 0 | 0 | 0 | 0 | 0 | 0 | 0 |  | 0.8 | 0.8 | 0.8 | 0 |  | 0 | 0 | 0.8 | 0 | 0
2009-07-27 | 2009 | 7 | 27 | 0 | 0 | 0 | 0 | 0 | 0 | 0 | 0 | 0 | 0 | 0 | 0 | 0 | 0 | 0 | 0 | 0 | 0 | 0 | 0 | 0 | 0 | 0 | 1 |  | 1 | 1 | 1 | 0 |  | 0 | 0 | 1 | 0 | 0
2009-07-28 | 2009 | 7 | 28 | 0 | 0 | 0 | 0 | 0 | 0 | 0 | 0.8 | 0 | 0 | 0 | 0 | 0 | 0 | 0 | 0 | 0 | 0 | 0 | 0 | 0 | 0 | 0 | 0 |  | 0.8 | 0.8 | 0.8 | 0 |  | 0 | 0 | 0.8 | 0 | 0
2009-07-29 | 2009 | 7 | 29 | 0 | 3.8 | 0 | 0 | 0.3 | 0.3 | 0 | 0 | 0 | 0 | 0 | 0 | 0 | 0 | 0 | 0 | 0 | 0 | 0 | 0 | 0 | 0 | 0 | 0 |  | 4.4 | 4.4 | 4.4 | 8.8818e-16 |  | 0 | 0 | 4.4 | 0 | 0
2009-07-30 | 2009 | 7 | 30 | 0 | 0 | 0 | 0 | 0 | 0 | 0 | 0 | 0 | 0 | 0 | 0 | 0 | 0 | 0 | 0 | 0 | 0 | 0.4 | 0.2 | 0.9 | 0.9 | 0.6 | 0 |  | 3 | 3 | 3 | 0 |  | 0 | 0 | 3 | 0 | 0
2009-07-31 | 2009 | 7 | 31 | 0 | 0 | 0 | 0 | 0 | 0 | 0 | 0 | 0 | 0 | 0 | 0 | 0 | 0 | 0 | 0 | 0 | 0 | 0 | 0 | 0 | 0 | 0 | 0 |  | 0 | 0 | 0 | 0 |  | 0 | 0 | 0 | 0 | 0
2009-08-01 | 2009 | 8 | 1 | 0 | 0 | 0 | 0 | 0 | 0 | 0 | 0 | 0 | 0 | 0 | 0 | 0 | 0 | 0 | 0 | 0 | 0 | 0 | 0 | 0 | 0 | 0 | 0 |  | 0 | 0 | 0 | 0 |  | 0 | 0 | 0 | 0 | 0
2009-08-02 | 2009 | 8 | 2 | 0 | 0 | 0 | 0 | 0 | 0 | 0 | 0 | 0 | 0 | 0 | 0 | 0 | 0 | 0 | 0 | 0 | 0 | 0 | 0 | 0 | 0 | 0 | 0 |  | 0 | 0 | 0 | 0 |  | 0 | 0 | 0 | 0 | 0
2009-08-03 | 2009 | 8 | 3 | 0 | 8.8 | 0.7 | 0.2 | 0.5 | 0 | 0 | 0 | 0 | 0 | 0 | 0 | 0.2 | 0 | 0 | 0 | 0 | 0 | 0.2 | 0.2 | 0.2 | 1.4 | 1.8 | 0.2 |  | 14.4 | 14.4 | 14.4 | 3.5527e-15 |  | 0 | 0 | 0 | 14.4 | 0
2009-08-04 | 2009 | 8 | 4 | 2 | 0 | 0.2 | 0 | 0 | 7.5 | 1.2 | 1.6 | 1.2 | 1 | 1 | 1 | 0 | 0 | 0 | 0 | 0 | 0 | 0 | 0 | 0 | 0 | 0.2 | 0 |  | 16.9 | 16.9 | 16.9 | 3.5527e-15 |  | 0 | 0 | 0 | 16.9 | 0
2009-08-05 | 2009 | 8 | 5 | 0.6 | 1.3 | 0.3 | 0 | 0 | 0 | 0.6 | 0 | 0 | 0.2 | 0.3 | 0 | 0 | 0 | 0.3 | 0 | 0 | 0 | 0.6 | 1 | 0.3 | 0 | 0.3 | 0 |  | 5.8 | 5.8 | 5.8 | 8.8818e-16 |  | 0 | 0 | 0 | 5.8 | 0
2009-08-06 | 2009 | 8 | 6 | 0 | 1.8 | 0 | 0 | 0 | 0 | 0 | 0 | 0 | 0.3 | 0 | 0.6 | 0 | 0 | 0.3 | 0 | 0 | 0 | 0 | 0 | 0 | 0 | 0 | 0 |  | 3 | 3 | 3 | 0 |  | 0 | 0 | 0 | 3 | 0
2009-08-07 | 2009 | 8 | 7 | 0 | 0 | 0 | 0 | 0 | 0 | 0 | 0 | 0 | 0 | 0 | 0 | 0 | 0 | 0 | 0 | 0 | 0 | 0 | 0 | 0 | 0 | 0 | 0 |  | 0 | 0 | 0 | 0 |  | 0 | 0 | 0 | 0 | 0
2009-08-08 | 2009 | 8 | 8 | 0 | 0 | 0 | 0 | 0 | 0 | 0 | 0 | 0 | 0 | 0 | 0 | 0 | 0 | 0 | 0 | 0 | 0 | 0 | 0 | 0 | 0 | 0 | 0 |  | 0 | 0 | 0 | 0 |  | 0 | 0 | 0 | 0 | 0
2009-08-09 | 2009 | 8 | 9 | 0 | 0 | 0 | 0 | 0 | 0 | 0 | 0 | 0 | 0 | 0 | 0 | 0 | 0 | 0 | 0 | 0 | 0 | 0 | 0 | 0 | 0 | 0 | 0 |  | 0 | 0 | 0 | 0 |  | 0 | 0 | 0 | 0 | 0
2009-08-10 | 2009 | 8 | 10 | 0 | 0 | 0 | 0 | 0 | 0 | 0 | 0 | 0 | 0 | 0 | 0 | 0 | 0 | 0 | 0 | 0 | 0 | 0 | 0 | 0 | 0 | 0 | 0 |  | 0 | 0 | 0 | 0 |  | 0 | 0 | 0 | 0 | 0
2009-08-11 | 2009 | 8 | 11 | 0 | 0 | 0 | 0 | 0 | 0 | 0 | 0 | 0 | 0 | 0 | 0 | 0 | 0 | 0 | 1 | 0 | 0 | 0 | 0 | 0 | 0 | 0 | 0 |  | 1 | 1 | 1 | 0 |  | 0 | 0 | 0 | 1 | 0
2009-08-12 | 2009 | 8 | 12 | 0 | 0 | 0 | 0 | 0 | 0 | 0 | 0 | 0 | 0 | 0 | 0 | 0 | 0 | 0 | 0 | 0 | 0 | 0 | 0 | 0 | 0 | 0 | 0 |  | 0 | 0 | 0 | 0 |  | 0 | 0 | 0 | 0 | 0
2009-08-13 | 2009 | 8 | 13 | 0 | 0 | 0 | 0 | 0 | 0 | 0 | 0 | 0 | 0 | 0 | 0 | 0 | 0 | 0 | 0 | 0 | 0.2 | 0.4 | 0.2 | 0.9 | 1.8 | 2 | 1.1 |  | 6.6 | 6.6 | 6.6 | 0 |  | 0 | 0 | 0 | 6.6 | 0
2009-08-14 | 2009 | 8 | 14 | 2.3 | 0.9 | 0.9 | 0 | 0 | 0 | 0 | 0 | 0 | 0.5 | 0.4 | 0.4 | 0 | 0 | 0 | 0 | 0 | 0 | 0 | 0 | 0 | 0 | 0.4 | 0 |  | 5.8 | 5.8 | 5.8 | 8.8818e-16 |  | 0 | 0 | 0 | 5.8 | 0
2009-08-15 | 2009 | 8 | 15 | 0 | 0 | 0.2 | 2 | 1.8 | 0.8 | 0.2 | 0 | 0 | 0 | 0 | 0 | 0 | 0 | 0 | 0 | 0 | 0 | 0 | 0 | 0 | 0 | 0 | 0 |  | 5 | 5 | 5 | 0 |  | 0 | 0 | 0 | 5 | 0
2009-08-16 | 2009 | 8 | 16 | 0 | 0 | 0 | 0 | 0 | 0 | 0 | 0 | 0 | 0 | 0 | 0 | 0 | 0 | 0 | 0 | 0 | 0 | 0 | 0 | 0 | 0 | 0 | 0 |  | 0 | 0 | 0 | 0 |  | 0 | 0 | 0 | 0 | 0
2009-08-17 | 2009 | 8 | 17 | 0 | 0 | 0 | 0 | 0 | 0 | 0 | 0 | 0 | 0 | 0 | 0 | 0 | 0 | 0 | 0 | 0 | 0 | 0 | 0 | 0 | 0 | 0 | 0 |  | 0 | 0 | 0 | 0 |  | 0 | 0 | 0 | 0 | 0
2009-08-18 | 2009 | 8 | 18 | 0 | 0 | 0 | 0 | 0 | 0 | 0 | 0 | 0 | 0 | 0 | 0 | 0 | 0 | 0 | 0 | 0 | 0 | 0 | 0 | 2.7 | 0.5 | 0.5 | 0 |  | 3.7 | 3.7 | 3.7 | 0 |  | 0 | 0 | 0 | 3.7 | 0
2009-08-19 | 2009 | 8 | 19 | 0 | 0 | 0 | 0 | 0 | 0 | 0 | 0 | 0 | 0 | 0 | 0 | 0 | 0 | 0 | 0 | 0 | 0 | 0 | 0 | 0 | 0 | 0 | 0 |  | 0 | 0 | 0 | 0 |  | 0 | 0 | 0 | 0 | 0
2009-08-20 | 2009 | 8 | 20 | 0 | 0 | 0 | 0 | 0 | 0 | 0 | 0 | 0 | 0 | 0 | 0 | 0 | 0 | 0 | 0 | 0 | 0 | 0 | 0 | 0 | 0 | 0 | 0 |  | 0 | 0 | 0 | 0 |  | 0 | 0 | 0 | 0 | 0
2009-08-21 | 2009 | 8 | 21 | 0 | 0 | 0 | 0 | 0 | 0 | 0 | 0 | 0 | 0 | 0 | 0 | 0 | 0 | 0 | 0 | 0 | 0 | 0 | 0 | 0 | 0 | 0 | 0 |  | 0 | 0 | 0 | 0 |  | 0 | 0 | 0 | 0 | 0
2009-08-22 | 2009 | 8 | 22 | 0 | 0 | 0 | 0 | 0 | 0 | 0 | 0 | 0 | 0 | 0 | 0 | 0 | 0 | 0 | 0 | 0 | 0 | 0 | 0 | 0 | 0 | 0 | 0 |  | 0 | 0 | 0 | 0 |  | 0 | 0 | 0 | 0 | 0
2009-08-23 | 2009 | 8 | 23 | 0 | 0 | 0 | 0 | 0 | 0 | 0 | 0 | 0 | 0 | 0 | 0 | 0 | 0 | 0 | 0 | 0 | 0 | 0 | 0 | 0 | 0 | 0 | 0 |  | 0 | 0 | 0 | 0 |  | 0 | 0 | 0 | 0 | 0
2009-08-24 | 2009 | 8 | 24 | 0 | 0 | 0 | 0 | 0 | 0 | 0 | 0 | 0 | 0 | 0 | 0 | 0 | 0 | 0 | 0 | 0 | 0 | 0 | 0 | 0 | 0 | 0 | 0 |  | 0 | 0 | 0 | 0 |  | 0 | 0 | 0 | 0 | 0
2009-08-25 | 2009 | 8 | 25 | 0 | 0 | 0 | 0 | 0 | 0 | 0 | 0 | 0 | 0 | 0 | 0 | 0 | 0 | 0 | 0 | 0 | 0 | 0 | 0 | 0 | 0 | 0 | 0 |  | 0 | 0 | 0 | 0 |  | 0 | 0 | 0 | 0 | 0
2009-08-26 | 2009 | 8 | 26 | 0 | 0 | 0 | 0 | 0 | 0 | 0 | 0 | 0 | 0 | 0 | 0 | 0 | 0 | 0 | 0 | 0 | 0 | 0 | 0 | 0 | 0 | 0 | 0 |  | 0 | 0 | 0 | 0 |  | 0 | 0 | 0 | 0 | 0
2009-08-27 | 2009 | 8 | 27 | 0 | 0 | 0 | 0 | 0 | 0 | 0 | 0 | 0 | 0 | 0 | 0 | 0 | 0 | 0 | 0 | 0 | 0 | 0 | 0 | 0 | 0 | 0 | 0 |  | 0 | 0 | 0 | 0 |  | 0 | 0 | 0 | 0 | 0
2009-08-28 | 2009 | 8 | 28 | 0 | 0 | 0 | 0 | 0 | 0 | 0 | 0 | 0 | 0 | 0 | 0 | 0 | 0 | 0 | 0 | 0 | 0 | 0 | 0 | 0 | 0 | 0 | 0 |  | 0 | 0 | 0 | 0 |  | 0 | 0 | 0 | 0 | 0
2009-08-29 | 2009 | 8 | 29 | 0 | 0 | 0 | 0 | 0 | 0 | 0 | 0 | 0 | 0 | 0 | 0 | 0 | 0 | 0 | 0 | 0 | 0 | 0 | 0 | 0 | 0 | 0 | 0 |  | 0 | 0 | 0 | 0 |  | 0 | 0 | 0 | 0 | 0
2009-08-30 | 2009 | 8 | 30 | 0 | 0 | 0 | 0 | 0 | 0 | 0 | 0 | 0 | 0 | 0 | 0 | 0 | 0 | 0 | 0 | 0 | 0 | 0 | 0 | 0 | 0 | 0 | 0 |  | 0 | 0 | 0 | 0 |  | 0 | 0 | 0 | 0 | 0
2009-08-31 | 2009 | 8 | 31 | 0 | 0 | 0 | 0 | 0 | 0 | 0 | 0 | 0 | 0 | 0 | 0 | 0 | 0 | 0 | 0 | 0 | 0 | 0 | 0 | 0 | 0 | 0 | 0 |  | 0 | 0 | 0 | 0 |  | 0 | 0 | 0 | 0 | 0
2009-09-01 | 2009 | 9 | 1 | 0 | 0 | 0 | 0 | 0 | 0 | 0 | 0 | 0 | 0 | 0 | 0 | 0 | 0 | 0 | 0 | 0 | 0 | 0 | 0 | 0 | 0 | 0 | 0 |  | 0 | 0 | 0 | 0 |  | 0 | 0 | 0 | 0 | 0
2009-09-02 | 2009 | 9 | 2 | 0 | 0 | 0 | 0 | 0 | 0 | 0 | 0 | 0 | 0 | 0 | 0 | 0 | 0 | 0 | 0 | 0 | 0 | 0 | 0 | 0 | 0 | 0 | 0 |  | 0 | 0 | 0 | 0 |  | 0 | 0 | 0 | 0 | 0
2009-09-03 | 2009 | 9 | 3 | 0 | 0 | 0 | 0 | 0 | 0 | 0 | 0 | 0 | 0 | 0 | 0 | 0 | 0 | 0 | 0 | 0 | 0 | 0 | 0 | 0 | 0 | 0 | 0 |  | 0 | 0 | 0 | 0 |  | 0 | 0 | 0 | 0 | 0
2009-09-04 | 2009 | 9 | 4 | 0 | 0 | 0 | 0 | 0 | 0 | 0 | 0 | 0 | 0 | 0 | 0 | 0 | 0 | 0 | 0 | 0 | 0 | 0 | 0 | 0 | 0 | 0 | 0 |  | 0 | 0 | 0 | 0 |  | 0 | 0 | 0 | 0 | 0
2009-09-05 | 2009 | 9 | 5 | 0 | 0 | 0 | 0 | 0 | 0 | 0 | 0 | 0 | 0 | 0 | 0 | 0 | 0 | 0 | 0 | 0 | 0 | 0 | 0 | 0 | 0 | 0 | 0 |  | 0 | 0 | 0 | 0 |  | 0 | 0 | 0 | 0 | 0
2009-09-06 | 2009 | 9 | 6 | 0 | 0 | 0 | 0 | 0 | 0 | 0 | 0 | 0 | 0 | 0 | 0 | 0 | 0 | 0 | 0 | 0 | 0 | 0 | 0 | 0 | 0 | 0 | 0 |  | 0 | 0 | 0 | 0 |  | 0 | 0 | 0 | 0 | 0
2009-09-07 | 2009 | 9 | 7 | 0 | 0 | 0 | 0 | 0 | 0 | 0 | 0 | 0 | 0 | 0 | 0 | 0 | 0 | 0 | 0 | 0 | 0 | 0 | 0 | 0 | 0 | 0 | 0 |  | 0 | 0 | 0 | 0 |  | 0 | 0 | 0 | 0 | 0
2009-09-08 | 2009 | 9 | 8 | 0 | 0 | 0 | 0 | 0 | 0 | 0 | 0 | 0 | 0 | 0 | 0 | 0 | 0 | 0 | 0 | 0 | 0 | 0 | 0 | 0 | 0 | 0 | 0 |  | 0 | 0 | 0 | 0 |  | 0 | 0 | 0 | 0 | 0
2009-09-09 | 2009 | 9 | 9 | 0 | 0 | 0 | 0 | 0 | 0 | 0 | 0 | 0 | 0 | 0 | 0 | 0 | 0 | 0 | 0 | 0 | 0 | 0 | 0 | 0 | 0 | 0 | 0 |  | 0 | 0 | 0 | 0 |  | 0 | 0 | 0 | 0 | 0
2009-09-10 | 2009 | 9 | 10 | 0 | 0 | 0 | 0 | 0 | 0 | 0 | 0 | 0 | 0 | 0 | 0 | 0 | 0 | 0 | 0 | 0 | 0 | 0 | 0 | 0 | 0 | 0 | 0 |  | 0 | 0 | 0 | 0 |  | 0 | 0 | 0 | 0 | 0
2009-09-11 | 2009 | 9 | 11 | 0 | 0 | 0 | 0 | 0 | 0 | 0 | 0 | 0 | 0 | 0 | 0 | 0 | 0 | 0 | 0 | 0 | 0 | 0 | 0 | 0 | 0 | 0 | 0 |  | 0 | 0 | 0 | 0 |  | 0 | 0 | 0 | 0 | 0
2009-09-12 | 2009 | 9 | 12 | 0 | 0 | 0 | 0 | 0 | 0 | 0 | 0 | 0 | 0 | 0 | 0 | 0 | 0 | 0 | 0 | 0 | 0 | 0 | 0 | 0 | 0 | 0 | 0 |  | 0 | 0 | 0 | 0 |  | 0 | 0 | 0 | 0 | 0
2009-09-13 | 2009 | 9 | 13 | 0 | 0 | 0 | 0 | 0 | 0 | 0 | 0 | 0 | 0 | 0 | 0 | 0 | 0 | 0 | 0 | 0 | 0 | 0 | 0 | 0 | 0 | 0 | 0 |  | 0 | 0 | 0 | 0 |  | 0 | 0 | 0 | 0 | 0
2009-09-14 | 2009 | 9 | 14 | 0 | 0 | 0 | 0 | 0 | 0 | 0 | 0 | 0 | 0 | 0 | 0 | 0 | 0 | 0 | 0 | 0 | 0 | 0 | 0 | 0 | 0 | 0 | 0 |  | 0 | 0 | 0 | 0 |  | 0 | 0 | 0 | 0 | 0
2009-09-15 | 2009 | 9 | 15 | 0 | 0 | 0 | 0 | 0 | 0 | 0 | 0 | 0 | 0 | 0 | 0 | 0 | 0 | 0 | 0 | 0 | 0 | 0 | 0 | 0 | 0 | 0 | 0 |  | 0 | 0 | 0 | 0 |  | 0 | 0 | 0 | 0 | 0
2009-09-16 | 2009 | 9 | 16 | 0 | 0 | 0 | 0 | 0 | 0 | 0 | 0 | 0 | 0 | 0 | 0 | 0 | 0 | 0 | 0 | 0 | 0 | 0 | 0 | 0 | 0 | 0 | 0 |  | 0 | 0 | 0 | 0 |  | 0 | 0 | 0 | 0 | 0
2009-09-17 | 2009 | 9 | 17 | 0 | 0 | 0 | 0 | 0 | 0 | 0 | 0 | 0 | 0 | 0 | 0 | 0 | 0 | 0.2 | 0 | 0 | 0 | 0 | 0 | 0 | 0 | 0 | 0 |  | 0.2 | 0.2 | 0.2 | 0 |  | 0 | 0 | 0 | 0 | 0.2
2009-09-18 | 2009 | 9 | 18 | 0 | 0 | 0 | 0 | 0 | 0 | 0 | 0 | 0 | 0 | 0 | 0 | 0 | 0 | 0 | 0 | 0 | 0 | 0 | 0 | 0 | 0 | 0 | 0 |  | 0 | 0 | 0 | 0 |  | 0 | 0 | 0 | 0 | 0
2009-09-19 | 2009 | 9 | 19 | 0 | 0 | 0 | 0 | 0 | 0 | 0 | 0 | 0 | 0 | 0 | 0 | 0 | 0 | 0 | 0 | 0 | 0 | 0 | 0 | 0 | 0 | 0 | 0 |  | 0 | 0 | 0 | 0 |  | 0 | 0 | 0 | 0 | 0
2009-09-20 | 2009 | 9 | 20 | 0 | 0 | 0 | 0.9 | 0 | 0 | 0.2 | 0.7 | 0 | 0.2 | 0 | 0 | 0 | 0 | 0 | 0 | 0 | 0 | 0 | 0 | 0 | 0 | 0 | 0 |  | 2 | 2 | 2 | 0 |  | 0 | 0 | 0 | 0 | 2
2009-09-21 | 2009 | 9 | 21 | 0 | 0 | 0 | 0 | 0 | 0 | 0 | 0 | 0 | 0 | 0 | 0 | 0 | 0 | 0 | 0 | 0 | 0 | 0 | 0 | 0 | 0 | 0 | 0 |  | 0 | 0 | 0 | 0 |  | 0 | 0 | 0 | 0 | 0
2009-09-22 | 2009 | 9 | 22 | 0 | 0 | 0 | 0 | 0 | 0 | 0 | 0 | 0 | 0 | 0 | 0 | 0 | 0 | 0 | 0 | 0 | 0 | 0 | 0 | 0 | 0 | 0 | 0 |  | 0 | 0 | 0 | 0 |  | 0 | 0 | 0 | 0 | 0
2009-09-23 | 2009 | 9 | 23 | 0 | 0 | 0 | 0 | 0 | 0 | 0 | 0 | 0 | 0 | 0 | 0 | 0 | 0 | 0 | 0 | 0 | 0 | 0 | 0 | 0 | 0 | 0 | 0 |  | 0 | 0 | 0 | 0 |  | 0 | 0 | 0 | 0 | 0
2009-09-24 | 2009 | 9 | 24 | 0 | 0 | 0 | 0 | 0 | 0 | 0 | 0 | 0 | 0 | 0 | 0 | 0 | 0 | 0 | 0 | 0 | 0 | 0 | 0 | 0 | 0 | 0 | 0 |  | 0 | 0 | 0 | 0 |  | 0 | 0 | 0 | 0 | 0
2009-09-25 | 2009 | 9 | 25 | 0 | 0 | 0 | 0 | 0 | 0 | 0 | 0 | 0 | 0 | 0 | 0 | 0 | 0 | 0 | 0 | 0 | 0 | 0 | 0 | 0 | 0 | 0 | 0 |  | 0 | 0 | 0 | 0 |  | 0 | 0 | 0 | 0 | 0
2009-09-26 | 2009 | 9 | 26 | 0 | 0 | 0 | 0 | 0 | 0 | 0 | 0 | 0 | 0 | 0 | 0 | 0 | 0 | 0 | 0 | 0 | 0 | 0 | 0 | 0 | 0 | 0 | 0 |  | 0 | 0 | 0 | 0 |  | 0 | 0 | 0 | 0 | 0
2009-09-27 | 2009 | 9 | 27 | 0 | 0 | 0 | 0 | 0 | 0 | 0 | 0 | 0 | 0 | 0 | 0 | 0 | 0 | 0 | 0 | 0 | 0 | 0 | 0 | 0 | 0 | 0 | 0 |  | 0 | 0 | 0 | 0 |  | 0 | 0 | 0 | 0 | 0
2009-09-28 | 2009 | 9 | 28 | 0 | 0 | 0 | 0 | 0 | 0 | 0 | 0 | 0 | 0 | 0 | 0 | 0 | 0 | 0 | 0 | 0 | 0 | 0 | 0 | 0 | 0 | 0 | 0 |  | 0 | 0 | 0 | 0 |  | 0 | 0 | 0 | 0 | 0
2009-09-29 | 2009 | 9 | 29 | 0 | 0 | 0 | 0 | 0 | 0 | 0 | 0 | 0 | 0 | 0 | 0 | 0 | 0 | 0 | 0 | 0 | 0 | 0 | 0 | 0 | 0 | 0 | 0 |  | 0 | 0 | 0 | 0 |  | 0 | 0 | 0 | 0 | 0
2009-09-30 | 2009 | 9 | 30 | 0 | 0 | 0 | 0 | 0 | 0 | 0 | 0 | 0 | 0 | 0 | 0 | 0 | 0 | 0 | 0 | 0 | 0 | 0 | 0 | 0 | 0 | 0 | 0 |  | 0 | 0 | 0 | 0 |  | 0 | 0 | 0 | 0 | 0
2009-10-01 | 2009 | 10 | 1 | 0 | 0 | 0 | 0 | 0 | 0 | 0 | 0 | 0 | 0 | 0 | 0 | 0 | 0 | 0 | 0 | 0 | 0 | 0 | 0 | 0 | 0 | 0 | 0 |  | 0 | 0 | 0 | 0 |  | 0 | 0 | 0 | 0 | 0
2009-10-02 | 2009 | 10 | 2 | 0 | 0 | 0 | 0 | 0 | 0 | 0 | 0 | 0 | 0 | 0 | 0 | 0 | 0 | 0 | 0 | 0 | 0 | 0 | 0 | 0 | 0 | 0 | 0 |  | 0 | 0 | 0 | 0 |  | 0 | 0 | 0 | 0 | 0
2009-10-03 | 2009 | 10 | 3 | 0 | 0 | 0 | 0 | 0 | 0 | 0 | 0 | 0 | 0 | 0 | 0 | 0 | 0 | 0 | 0 | 0 | 0 | 0 | 0 | 0 | 0.2 | 0.2 | 0.2 |  | 0.6 | 0.6 | 0.6 | 1.1102e-16 |  | 0 | 0 | 0 | 0 | 0
2009-10-04 | 2009 | 10 | 4 | 0.2 | 0.1 | 0.2 | 0.1 | 0.2 | 0.1 | 0.2 | 0.1 | 0.2 | 0.2 | 0.1 | 0.2 | 0.1 | 0 | 0 | 0 | 0 | 0 | 0 | 0.2 | 0.1 | 0.2 | 0.1 | 0.2 |  | 2.8 | 2.8 | 2.8 | 8.8818e-16 |  | 0 | 0 | 0 | 0 | 0
2009-10-05 | 2009 | 10 | 5 | 0.1 | 0 | 0.1 | 0.1 | 0 | 0.1 | 0 | 0 | 0 | 0 | 0 | 0 | 0 | 0 | 0 | 0 | 0 | 0 | 0 | 0 | 0 | 0 | 0 | 0 |  | 0.4 | 0.4 | 0.4 | 0 |  | 0 | 0 | 0 | 0 | 0
2009-10-06 | 2009 | 10 | 6 | 0 | 0 | 0 | 0 | 0 | 0 | 0 | 0 | 0 | 0 | 0 | 0 | 0 | 0 | 0 | 0 | 0 | 0 | 0 | 0 | 0 | 0 | 0 | 0 |  | 0 | 0 | 0 | 0 |  | 0 | 0 | 0 | 0 | 0
2009-10-07 | 2009 | 10 | 7 | 0 | 0 | 0 | 0 | 0 | 0 | 0 | 0 | 0 | 0 | 0 | 0 | 0.1 | 0.2 | 0.1 | 0 | 0 | 0 | 0 | 0 | 0 | 0 | 0 | 0 |  | 0.4 | 0.4 | 0.4 | 0 |  | 0 | 0 | 0 | 0 | 0
2009-10-08 | 2009 | 10 | 8 | 0 | 0 | 0 | 0 | 0 | 0 | 0 | 0 | 0 | 0 | 0 | 0 | 0.1 | 0 | 0.1 | 0.2 | 0 | 0.1 | 0 | 0 | 0 | 0.1 | 0 | 0 |  | 0.6 | 0.6 | 0.6 | 0 |  | 0 | 0 | 0 | 0 | 0
2009-10-09 | 2009 | 10 | 9 | 0 | 0 | 0 | 0 | 0 | 0 | 0.6 | 0 | 0 | 0 | 0 | 0 | 0 | 0 | 0 | 0 | 0 | 0 | 0 | 0 | 0 | 0 | 0 | 0 |  | 0.6 | 0.6 | 0.6 | 0 |  | 0 | 0 | 0 | 0 | 0
2009-10-10 | 2009 | 10 | 10 | 0 | 0 | 0 | 0 | 0 | 0 | 0 | 0 | 0 | 0 | 0 | 0 | 0 | 0 | 0 | 0 | 0 | 0 | 0 | 0 | 0 | 0 | 0 | 0 |  | 0 | 0 | 0 | 0 |  | 0 | 0 | 0 | 0 | 0
2009-10-11 | 2009 | 10 | 11 | 0 | 0 | 0 | 0 | 0.1 | 0.1 | 0 | 0.1 | 0.1 | 0.1 | 0 | 0.1 | 0.1 | 0.1 | 0 | 0.1 | 0.1 | 0 | 0 | 0 | 0 | 0 | 0 | 0 |  | 1 | 1 | 1 | 1.1102e-16 |  | 0 | 0 | 0 | 0 | 0
2009-10-12 | 2009 | 10 | 12 | 0 | 0 | 0 | 0 | 0 | 0 | 0 | 0 | 0 | 0 | 0 | 0 | 0 | 0 | 0 | 0 | 0 | 0 | 0 | 0 | 0 | 0 | 0 | 0 |  | 0 | 0 | 0 | 0 |  | 0 | 0 | 0 | 0 | 0
2009-10-13 | 2009 | 10 | 13 | 0.1 | 0.1 | 0.1 | 0.1 | 0.1 | 0.2 | 0.1 | 0.1 | 0.1 | 0.1 | 0.1 | 0.1 | 0.1 | 0.1 | 0.1 | 0.1 | 0.1 | 0.1 | 0.2 | 0.1 | 0.1 | 0.1 | 0.1 | 0.1 |  | 2.6 | 2.6 | 2.6 | 8.8818e-16 |  | 0 | 0 | 0 | 0 | 0
2009-10-14 | 2009 | 10 | 14 | 0.3 | 0.4 | 0.3 | 0.3 | 0.3 | 0.4 | 0.3 | 0.3 | 0.4 | 0.3 | 0.3 | 0.3 | 0.4 | 0.3 | 0 | 0 | 0 | 0 | 0 | 0 | 0 | 0 | 0 | 0 |  | 4.6 | 4.6 | 4.6 | 8.8818e-16 |  | 0 | 0 | 0 | 0 | 0
2009-10-15 | 2009 | 10 | 15 | 0 | 0 | 0 | 0 | 0 | 0 | 0 | 0 | 0 | 0 | 0 | 0 | 0 | 0 | 0 | 0 | 0 | 0 | 0 | 0 | 0 | 0 | 0 | 0 |  | 0 | 0 | 0 | 0 |  | 0 | 0 | 0 | 0 | 0
2009-10-16 | 2009 | 10 | 16 | 0 | 0 | 0 | 0 | 0 | 0 | 0 | 0 | 0 | 0 | 0 | 0 | 0 | 0 | 0 | 0 | 0 | 0 | 0 | 0 | 0 | 0 | 0 | 0 |  | 0 | 0 | 0 | 0 |  | 0 | 0 | 0 | 0 | 0
2009-10-17 | 2009 | 10 | 17 | 0 | 0 | 0 | 0 | 0 | 0 | 0 | 0 | 0 | 0 | 0 | 0 | 0 | 0 | 0 | 0 | 0 | 0 | 0 | 0 | 0 | 0 | 0 | 0 |  | 0 | 0 | 0 | 0 |  | 0 | 0 | 0 | 0 | 0
2009-10-18 | 2009 | 10 | 18 | 0 | 0 | 0 | 0 | 0 | 0 | 0 | 0 | 0 | 0.2 | 0.2 | 0 | 0 | 0 | 0 | 0 | 0 | 0 | 0 | 0 | 0 | 0 | 0 | 0 |  | 0.4 | 0.4 | 0.4 | 0 |  | 0 | 0 | 0 | 0 | 0
2009-10-19 | 2009 | 10 | 19 | 0 | 0 | 0 | 0 | 0 | 0 | 0 | 0 | 0 | 0 | 0 | 0 | 0.2 | 0 | 0 | 0 | 0 | 0 | 0.9 | 0.2 | 0 | 0 | 0.2 | 0.4 |  | 1.9 | 1.9 | 1.9 | 0 |  | 0 | 0 | 0 | 0 | 0
2009-10-20 | 2009 | 10 | 20 | 1.2 | 0.2 | 0 | 0 | 0 | 0 | 0.6 | 0 | 0 | 0 | 0 | 0 | 0 | 0 | 0 | 0 | 0 | 0 | 0 | 0 | 0 | 0 | 0 | 0 |  | 2 | 2 | 2 | 0 |  | 0 | 0 | 0 | 0 | 0
2009-10-21 | 2009 | 10 | 21 | 0 | 0 | 0 | 0 | 0 | 0 | 0 | 0 | 0 | 0 | 0 | 0 | 0 | 0 | 0 | 0 | 0 | 0 | 0 | 0 | 0 | 0 | 0 | 0 |  | 0 | 0 | 0 | 0 |  | 0 | 0 | 0 | 0 | 0
2009-10-22 | 2009 | 10 | 22 | 0 | 0 | 0 | 0 | 0 | 0 | 0 | 0 | 0 | 0 | 0 | 0 | 0 | 0 | 0 | 0 | 0 | 0 | 0 | 0 | 0 | 0 | 0 | 0 |  | 0 | 0 | 0 | 0 |  | 0 | 0 | 0 | 0 | 0
2009-10-23 | 2009 | 10 | 23 | 0 | 0 | 0 | 0 | 0 | 0 | 0 | 0 | 0 | 0 | 0 | 0 | 0 | 0 | 0 | 0 | 0 | 0 | 0 | 0 | 0 | 0 | 0 | 0 |  | 0 | 0 | 0 | 0 |  | 0 | 0 | 0 | 0 | 0
2009-10-24 | 2009 | 10 | 24 | 0 | 0 | 0 | 0 | 0 | 0 | 0 | 1 | 2.9 | 1.1 | 1.1 | 2 | 1.1 | 0 | 0 | 0 | 0 | 0 | 0 | 0 | 0 | 0 | 0 | 0 |  | 9.2 | 9.2 | 9.2 | 0 |  | 0 | 0 | 0 | 0 | 0
2009-10-25 | 2009 | 10 | 25 | 0 | 0 | 0 | 0 | 0 | 0 | 0 | 0 | 0 | 0 | 0 | 0 | 0 | 0 | 0 | 0 | 0 | 0 | 0 | 0 | 0 | 0 | 0 | 0 |  | 0 | 0 | 0 | 0 |  | 0 | 0 | 0 | 0 | 0
2009-10-26 | 2009 | 10 | 26 | 0 | 0 | 0 | 0 | 0 | 0 | 0 | 0 | 0 | 0 | 0 | 0 | 0 | 0 | 0 | 0 | 0 | 0 | 0 | 0 | 0 | 0 | 0 | 0 |  | 0 | 0 | 0 | 0 |  | 0 | 0 | 0 | 0 | 0
2009-10-27 | 2009 | 10 | 27 | 0.9 | 0.4 | 0.4 | 0.4 | 0 | 0 | 0 | 0 | 0 | 0 | 0 | 0.5 | 0 | 0.4 | 0.4 | 0 | 0 | 0 | 0 | 0 | 0 | 0 | 0 | 0 |  | 3.4 | 3.4 | 3.4 | 0 |  | 0 | 0 | 0 | 0 | 0
2009-10-28 | 2009 | 10 | 28 | 0 | 0 | 0 | 0 | 0 | 0 | 0 | 0 | 0 | 0 | 0 | 0 | 0 | 0 | 0 | 0 | 0 | 0 | 0 | 0 | 0 | 0 | 0 | 0 |  | 0 | 0 | 0 | 0 |  | 0 | 0 | 0 | 0 | 0
2009-10-29 | 2009 | 10 | 29 | 0 | 0 | 0 | 0 | 0 | 0 | 0 | 0 | 0 | 0 | 0 | 0 | 0 | 0 | 0 | 0 | 0 | 0 | 0 | 0.1 | 0 | 0.1 | 0 | 0 |  | 0.2 | 0.2 | 0.2 | 0 |  | 0 | 0 | 0 | 0 | 0
2009-10-30 | 2009 | 10 | 30 | 0 | 0 | 0 | 0 | 0 | 0 | 0 | 0 | 0 | 0 | 0 | 0 | 0 | 0 | 0 | 0 | 0 | 0 | 0 | 0 | 0 | 0 | 0 | 0 |  | 0 | 0 | 0 | 0 |  | 0 | 0 | 0 | 0 | 0
2009-10-31 | 2009 | 10 | 31 | 0 | 0 | 0 | 0 | 0 | 0 | 0 | 0 | 0 | 0 | 0 | 0 | 0 | 0 | 0 | 0 | 0 | 0 | 0 | 0 | 0 | 0 | 0 | 0 |  | 0 | 0 | 0 | 0 |  | 0 | 0 | 0 | 0 | 0
2009-11-01 | 2009 | 11 | 1 | 0.1 | 0 | 0.1 | 0 | 0 | 0 | 0 | 0 | 0 | 0 | 0 | 0 | 0 | 0 | 0 | 0 | 0 | 0 | 0 | 0 | 0 | 0 | 0 | 0 |  | 0.2 | 0.2 | 0.2 | 0 |  | 0 | 0 | 0 | 0 | 0
2009-11-02 | 2009 | 11 | 2 | 0 | 0 | 0 | 0 | 0 | 0 | 0 | 0 | 0 | 0 | 0 | 0 | 0 | 0 | 0 | 0 | 0 | 0 | 0 | 0 | 0 | 0 | 0 | 0 |  | 0 | 0 | 0 | 0 |  | 0 | 0 | 0 | 0 | 0
2009-11-03 | 2009 | 11 | 3 | 0 | 0 | 0 | 0 | 0 | 0 | 0 | 0 | 0 | 0 | 0 | 0 | 0 | 0 | 0 | 0 | 0 | 0 | 0 | 0 | 0 | 0 | 0 | 0 |  | 0 | 0 | 0 | 0 |  | 0 | 0 | 0 | 0 | 0
2009-11-04 | 2009 | 11 | 4 | 0 | 0 | 0 | 0 | 0 | 0 | 0 | 0 | 0 | 0 | 0 | 0 | 0 | 0 | 0 | 0 | 0 | 0 | 0 | 0 | 0 | 0 | 0 | 0 |  | 0 | 0 | 0 | 0 |  | 0 | 0 | 0 | 0 | 0
2009-11-05 | 2009 | 11 | 5 | 0 | 0 | 0 | 0 | 0 | 0 | 0 | 0 | 0 | 0 | 0 | 0 | 0 | 0 | 0 | 0 | 0 | 0 | 0 | 0 | 0 | 0 | 0 | 0 |  | 0 | 0 | 0 | 0 |  | 0 | 0 | 0 | 0 | 0
2009-11-06 | 2009 | 11 | 6 | 0 | 0 | 0 | 0 | 0 | 0 | 0 | 0 | 0 | 0 | 0 | 0 | 0 | 0 | 0 | 0 | 0 | 0 | 0 | 0 | 0 | 0 | 0 | 0 |  | 0 | 0 | 0 | 0 |  | 0 | 0 | 0 | 0 | 0
2009-11-07 | 2009 | 11 | 7 | 0 | 0 | 0 | 0 | 0 | 0 | 0 | 0 | 0 | 0 | 0 | 0 | 0 | 0 | 0 | 0 | 0 | 0 | 0 | 0 | 0 | 0 | 0 | 0 |  | 0 | 0 | 0 | 0 |  | 0 | 0 | 0 | 0 | 0
2009-11-08 | 2009 | 11 | 8 | 0 | 0 | 0 | 0 | 0 | 0 | 0 | 0 | 0 | 0 | 0 | 0 | 0 | 0 | 0 | 0 | 0 | 0 | 0 | 0 | 0 | 0 | 0 | 0 |  | 0 | 0 | 0 | 0 |  | 0 | 0 | 0 | 0 | 0
2009-11-09 | 2009 | 11 | 9 | 0 | 0 | 0 | 0 | 0 | 0 | 0 | 0 | 0 | 0 | 0 | 0 | 0 | 0 | 0 | 0 | 0 | 0 | 0 | 0 | 0 | 0 | 0 | 0 |  | 0 | 0 | 0 | 0 |  | 0 | 0 | 0 | 0 | 0
2009-11-10 | 2009 | 11 | 10 | 0 | 0 | 0 | 0 | 0 | 0 | 0 | 0 | 0 | 0 | 0 | 0 | 0 | 0 | 0 | 0 | 0 | 0 | 0 | 0 | 0 | 0 | 0 | 0 |  | 0 | 0 | 0 | 0 |  | 0 | 0 | 0 | 0 | 0
2009-11-11 | 2009 | 11 | 11 | 0 | 0 | 0 | 0 | 0 | 0 | 0 | 0 | 0 | 0 | 0 | 0 | 0 | 0 | 0 | 0 | 0 | 0 | 0 | 0 | 0 | 0 | 0 | 0 |  | 0 | 0 | 0 | 0 |  | 0 | 0 | 0 | 0 | 0
2009-11-12 | 2009 | 11 | 12 | 0 | 0 | 0 | 0 | 0 | 0 | 0 | 0 | 0 | 0 | 0 | 0 | 0 | 0 | 0 | 0 | 0 | 0 | 0 | 0 | 0 | 0 | 0 | 0 |  | 0 | 0 | 0 | 0 |  | 0 | 0 | 0 | 0 | 0
2009-11-13 | 2009 | 11 | 13 | 0 | 0 | 0 | 0 | 0 | 0 | 0 | 0 | 0 | 0 | 0 | 0 | 0 | 0 | 0 | 0 | 0 | 0 | 0 | 0 | 0 | 0 | 0 | 0 |  | 0 | 0 | 0 | 0 |  | 0 | 0 | 0 | 0 | 0
2009-11-14 | 2009 | 11 | 14 | 0 | 0 | 0 | 0 | 0 | 0 | 0 | 0 | 0 | 0 | 0 | 0 | 0 | 0 | 0 | 0 | 0 | 0 | 0 | 0 | 0 | 0 | 0 | 0 |  | 0 | 0 | 0 | 0 |  | 0 | 0 | 0 | 0 | 0
2009-11-15 | 2009 | 11 | 15 | 0 | 0 | 0 | 0 | 0 | 0 | 0 | 0 | 0 | 0 | 0 | 0 | 0 | 0 | 0 | 0 | 0 | 0 | 0 | 0 | 0 | 0 | 0 | 0 |  | 0 | 0 | 0 | 0 |  | 0 | 0 | 0 | 0 | 0
2009-11-16 | 2009 | 11 | 16 | 0 | 0 | 0 | 0 | 0 | 0 | 0 | 0 | 0 | 0 | 0 | 0 | 0 | 0 | 0 | 0 | 0 | 0 | 0 | 0 | 0 | 0 | 0 | 0 |  | 0 | 0 | 0 | 0 |  | 0 | 0 | 0 | 0 | 0
2009-11-17 | 2009 | 11 | 17 | 0 | 0 | 0 | 0 | 0 | 0 | 0 | 0 | 0 | 0 | 0 | 0 | 0 | 0 | 0 | 0 | 0 | 0 | 0 | 0 | 0 | 0 | 0 | 0 |  | 0 | 0 | 0 | 0 |  | 0 | 0 | 0 | 0 | 0
2009-11-18 | 2009 | 11 | 18 | 0 | 0 | 0 | 0 | 0 | 0 | 0 | 0 | 0 | 0 | 0 | 0 | 0 | 0 | 0 | 0 | 0 | 0 | 0 | 0 | 0 | 0 | 0 | 0 |  | 0 | 0 | 0 | 0 |  | 0 | 0 | 0 | 0 | 0
2009-11-19 | 2009 | 11 | 19 | 0 | 0 | 0 | 0 | 0 | 0 | 0 | 0 | 0 | 0 | 0 | 0 | 0 | 0 | 0 | 0 | 0 | 0 | 0 | 0 | 0 | 0 | 0 | 0 |  | 0 | 0 | 0 | 0 |  | 0 | 0 | 0 | 0 | 0
2009-11-20 | 2009 | 11 | 20 | 0 | 0 | 0 | 0 | 0 | 0 | 0 | 0 | 0 | 0 | 0 | 0 | 0 | 0 | 0 | 0 | 0 | 0 | 0 | 0 | 0 | 0 | 0 | 0 |  | 0 | 0 | 0 | 0 |  | 0 | 0 | 0 | 0 | 0
2009-11-21 | 2009 | 11 | 21 | 0 | 0 | 0 | 0 | 0 | 0 | 0 | 0 | 0 | 0 | 0 | 0 | 0 | 0 | 0 | 0 | 0 | 0 | 0 | 0 | 0 | 0 | 0 | 0 |  | 0 | 0 | 0 | 0 |  | 0 | 0 | 0 | 0 | 0
2009-11-22 | 2009 | 11 | 22 | 0 | 0 | 0 | 0 | 0 | 0 | 0 | 0 | 0 | 0 | 0 | 0 | 0 | 0 | 0 | 0 | 0 | 0 | 0 | 0 | 0 | 0 | 0 | 0 |  | 0 | 0 | 0 | 0 |  | 0 | 0 | 0 | 0 | 0
2009-11-23 | 2009 | 11 | 23 | 0 | 0 | 0 | 0 | 0 | 0 | 0 | 0 | 0 | 0 | 0 | 0 | 0 | 0 | 0 | 0 | 0 | 0 | 0 | 0 | 0 | 0 | 0 | 0 |  | 0 | 0 | 0 | 0 |  | 0 | 0 | 0 | 0 | 0
2009-11-24 | 2009 | 11 | 24 | 0 | 0 | 0 | 0 | 0 | 0 | 0 | 0 | 0 | 0 | 0 | 0 | 0 | 0 | 0 | 0 | 0 | 0 | 0 | 0 | 0 | 0 | 0 | 0 |  | 0 | 0 | 0 | 0 |  | 0 | 0 | 0 | 0 | 0
2009-11-25 | 2009 | 11 | 25 | 0 | 0 | 0 | 0 | 0 | 0 | 0 | 0 | 0 | 0 | 0 | 0 | 0 | 0 | 0 | 0 | 0 | 0 | 0 | 0 | 0 | 0 | 0 | 0 |  | 0 | 0 | 0 | 0 |  | 0 | 0 | 0 | 0 | 0
2009-11-26 | 2009 | 11 | 26 | 0 | 0 | 0 | 0 | 0 | 0 | 0 | 0 | 0 | 0 | 0 | 0 | 0 | 0 | 0 | 0 | 0 | 0 | 0 | 0 | 0 | 0 | 0 | 0 |  | 0 | 0 | 0 | 0 |  | 0 | 0 | 0 | 0 | 0
2009-11-27 | 2009 | 11 | 27 | 0 | 0 | 0 | 0 | 0 | 0 | 0 | 0 | 0 | 0 | 0 | 0.4 | 0.5 | 0.4 | 0.4 | 0.4 | 0.5 | 0.4 | 0.4 | 0 | 0 | 0 | 0 | 0 |  | 3.4 | 3.4 | 3.4 | 0 |  | 0 | 0 | 0 | 0 | 0
2009-11-28 | 2009 | 11 | 28 | 0 | 0 | 0 | 0 | 0 | 0 | 0 | 0 | 0 | 0 | 0 | 0 | 0 | 0 | 0 | 0 | 0 | 0 | 0 | 0 | 0 | 0 | 0 | 0 |  | 0 | 0 | 0 | 0 |  | 0 | 0 | 0 | 0 | 0
2009-11-29 | 2009 | 11 | 29 | 0 | 0 | 0 | 0 | 0 | 0 | 0 | 0 | 0 | 0 | 0 | 0 | 0 | 0 | 0 | 0 | 0 | 0 | 0 | 0 | 0 | 0 | 0 | 0 |  | 0 | 0 | 0 | 0 |  | 0 | 0 | 0 | 0 | 0
2009-11-30 | 2009 | 11 | 30 | 0 | 0 | 0 | 0 | 0 | 0 | 0 | 0 | 0 | 0 | 0.2 | 0 | 0 | 0.2 | 0.2 | 0.2 | 0.2 | 0.2 | 0 | 0.2 | 0.2 | 0.2 | 0 | 0 |  | 1.8 | 1.8 | 1.8 | 2.2204e-16 |  | 0 | 0 | 0 | 0 | 0
2009-12-01 | 2009 | 12 | 1 | 0 | 0 | 0 | 0 | 0 | 0 | 0 | 0 | 0 | 0 | 0 | 0 | 0 | 0 | 0 | 0 | 0 | 0 | 0 | 0 | 0 | 0 | 0 | 0 |  | 0 | 0 | 0 | 0 |  | 0 | 0 | 0 | 0 | 0
2009-12-02 | 2009 | 12 | 2 | 0 | 0 | 0 | 0 | 0 | 0 | 0 | 0 | 0 | 0 | 0 | 0 | 0 | 0 | 0 | 0 | 0 | 0 | 0 | 0 | 0 | 0 | 0 | 0 |  | 0 | 0 | 0 | 0 |  | 0 | 0 | 0 | 0 | 0
2009-12-03 | 2009 | 12 | 3 | 0 | 0 | 0 | 0 | 0 | 0 | 0 | 0 | 0 | 0 | 0 | 0 | 0 | 0 | 0 | 0 | 0 | 0 | 0 | 0 | 0 | 0 | 0 | 0 |  | 0 | 0 | 0 | 0 |  | 0 | 0 | 0 | 0 | 0
2009-12-04 | 2009 | 12 | 4 | 0 | 0 | 0 | 0 | 0 | 0 | 0 | 0 | 0.3 | 0.3 | 0.7 | 0.6 | 0.7 | 0.6 | 0.7 | 0.6 | 0.3 | 0.7 | 0.6 | 0.6 | 0.7 | 0.3 | 0.7 | 0.6 |  | 9 | 9 | 9 | 1.7764e-15 |  | 0 | 0 | 0 | 0 | 0
2009-12-05 | 2009 | 12 | 5 | 0.2 | 0.1 | 0.2 | 0.1 | 0.2 | 0.1 | 0.2 | 0.1 | 0.2 | 0.1 | 0 | 0 | 0 | 0 | 0 | 0 | 0 | 0 | 0.2 | 0.1 | 0.2 | 0.1 | 0.3 | 0.2 |  | 2.6 | 2.6 | 2.6 | 4.4409e-16 |  | 0 | 0 | 0 | 0 | 0
2009-12-06 | 2009 | 12 | 6 | 0.1 | 0.1 | 0 | 0.1 | 0.1 | 0.1 | 0 | 0.1 | 0.1 | 0.1 | 0 | 0.1 | 0.1 | 0 | 0 | 0 | 0 | 0 | 0 | 0 | 0 | 0 | 0 | 0 |  | 1 | 1 | 1 | 1.1102e-16 |  | 0 | 0 | 0 | 0 | 0
2009-12-07 | 2009 | 12 | 7 | 0 | 0 | 0 | 0 | 0 | 0 | 0 | 0 | 0 | 0 | 0 | 0 | 0 | 0 | 0 | 0 | 0 | 0 | 0 | 0 | 0 | 0 | 0 | 0 |  | 0 | 0 | 0 | 0 |  | 0 | 0 | 0 | 0 | 0
2009-12-08 | 2009 | 12 | 8 | 0 | 0 | 0 | 0 | 0 | 0 | 0 | 0 | 0 | 0 | 0 | 0 | 0 | 0 | 0 | 0 | 0 | 0 | 0 | 0 | 0 | 0 | 0 | 0 |  | 0 | 0 | 0 | 0 |  | 0 | 0 | 0 | 0 | 0
2009-12-09 | 2009 | 12 | 9 | 0 | 0 | 0 | 0.2 | 0.1 | 0.2 | 0 | 0.1 | 0.2 | 0.1 | 0.2 | 0.1 | 0.2 | 0.1 | 0.2 | 0.1 | 0.2 | 0.1 | 0.2 | 0.1 | 0.2 | 0.1 | 0.2 | 0.1 |  | 3 | 3 | 3 | 1.3323e-15 |  | 0 | 0 | 0 | 0 | 0
2009-12-10 | 2009 | 12 | 10 | 0.1 | 0 | 0.2 | 0.1 | 0.1 | 0.2 | 0.1 | 0.1 | 0.2 | 0.1 | 0.1 | 0.2 | 0.1 | 0 | 0 | 0 | 0 | 0 | 0 | 0 | 0 | 0 | 0 | 0 |  | 1.6 | 1.6 | 1.6 | 0 |  | 0 | 0 | 0 | 0 | 0
2009-12-11 | 2009 | 12 | 11 | 0 | 0 | 0 | 0 | 0 | 0 | 0 | 0.1 | 0 | 0 | 0.1 | 0.2 | 0.1 | 0.1 | 0.1 | 0.1 | 0.2 | 0.1 | 0.1 | 0.1 | 0.1 | 0.2 | 0.1 | 0.1 |  | 1.8 | 1.8 | 1.8 | 4.4409e-16 |  | 0 | 0 | 0 | 0 | 0
2009-12-12 | 2009 | 12 | 12 | 0 | 0 | 0.1 | 0 | 0 | 0 | 0 | 0 | 0.1 | 0 | 0 | 0 | 0 | 0 | 0.1 | 0 | 0 | 0 | 0 | 0 | 0 | 0.1 | 0 | 0 |  | 0.4 | 0.4 | 0.4 | 0 |  | 0 | 0 | 0 | 0 | 0
2009-12-13 | 2009 | 12 | 13 | 0 | 0.1 | 0 | 0 | 0 | 0.1 | 0 | 0 | 0 | 0 | 0 | 0.1 | 0 | 0 | 0.1 | 0 | 0 | 0 | 0.1 | 0 | 0 | 0 | 0.1 | 0 |  | 0.6 | 0.6 | 0.6 | 0 |  | 0 | 0 | 0 | 0 | 0
2009-12-14 | 2009 | 12 | 14 | 0 | 0 | 0 | 0 | 0 | 0 | 0 | 0 | 0 | 0 | 0 | 0 | 0 | 0 | 0 | 0 | 0 | 0 | 0 | 0 | 0 | 0 | 0 | 0 |  | 0 | 0 | 0 | 0 |  | 0 | 0 | 0 | 0 | 0
2009-12-15 | 2009 | 12 | 15 | 0 | 0 | 0 | 0 | 0 | 0 | 0 | 0 | 0 | 0 | 0 | 0 | 0 | 0 | 0 | 0 | 0 | 0 | 0 | 0 | 0 | 0 | 0 | 0 |  | 0 | 0 | 0 | 0 |  | 0 | 0 | 0 | 0 | 0
2009-12-16 | 2009 | 12 | 16 | 0 | 0 | 0 | 0 | 0 | 0 | 0 | 0 | 0 | 0 | 0 | 0 | 0 | 0 | 0 | 0 | 0 | 0 | 0 | 0 | 0 | 0 | 0 | 0 |  | 0 | 0 | 0 | 0 |  | 0 | 0 | 0 | 0 | 0
2009-12-17 | 2009 | 12 | 17 | 0 | 0 | 0 | 0 | 0 | 0 | 0 | 0 | 0 | 0 | 0 | 0 | 0 | 0 | 0 | 0 | 0 | 0 | 0 | 0 | 0 | 0 | 0 | 0 |  | 0 | 0 | 0 | 0 |  | 0 | 0 | 0 | 0 | 0
2009-12-18 | 2009 | 12 | 18 | 0 | 0 | 0 | 0 | 0 | 0 | 0 | 0 | 0 | 0 | 0 | 0 | 0 | 0 | 0 | 0 | 0 | 0 | 0 | 0 | 0 | 0 | 0 | 0 |  | 0 | 0 | 0 | 0 |  | 0 | 0 | 0 | 0 | 0
2009-12-19 | 2009 | 12 | 19 | 0 | 0 | 0 | 0 | 0 | 0 | 0 | 0 | 0 | 0 | 0 | 0 | 0 | 0 | 0 | 0 | 0 | 0 | 0 | 0 | 0 | 0 | 0 | 0 |  | 0 | 0 | 0 | 0 |  | 0 | 0 | 0 | 0 | 0
2009-12-20 | 2009 | 12 | 20 | 0.2 | 0.1 | 0 | 0 | 0 | 0 | 0 | 0 | 0 | 0.2 | 0.1 | 0.2 | 0.2 | 0.1 | 0 | 0 | 0.2 | 0.1 | 0.2 | 0.2 | 0.1 | 0.2 | 0.1 | 0.2 |  | 2.4 | 2.4 | 2.4 | 4.4409e-16 |  | 0 | 0 | 0 | 0 | 0
2009-12-21 | 2009 | 12 | 21 | 0 | 0.1 | 0 | 0 | 0.1 | 0 | 0 | 0.1 | 0 | 0 | 0.1 | 0 | 0 | 0.1 | 0 | 0 | 0.1 | 0 | 0 | 0.1 | 0 | 0 | 0.1 | 0 |  | 0.8 | 0.8 | 0.8 | 1.1102e-16 |  | 0 | 0 | 0 | 0 | 0
2009-12-22 | 2009 | 12 | 22 | 0.1 | 0.1 | 0.1 | 0.1 | 0.1 | 0 | 0.1 | 0.1 | 0.1 | 0.1 | 0.1 | 0.1 | 0.1 | 0.1 | 0.1 | 0.1 | 0 | 0.1 | 0.1 | 0.2 | 0.1 | 0 | 0 | 0 |  | 2 | 2 | 2 | 4.4409e-16 |  | 0 | 0 | 0 | 0 | 0
2009-12-23 | 2009 | 12 | 23 | 0 | 0 | 0.3 | 0 | 0 | 0 | 0 | 0 | 0 | 0 | 0 | 0 | 0 | 0 | 0 | 0 | 0 | 0 | 0 | 0 | 0 | 0 | 0 | 0 |  | 0.3 | 0.3 | 0.3 | 0 |  | 0 | 0 | 0 | 0 | 0
2009-12-24 | 2009 | 12 | 24 | 0 | 0 | 0 | 0 | 0 | 0 | 0 | 0 | 0 | 0 | 0 | 0 | 0 | 0 | 0 | 0 | 0 | 0 | 0 | 0 | 0 | 0 | 0 | 0 |  | 0 | 0 | 0 | 0 |  | 0 | 0 | 0 | 0 | 0
2009-12-25 | 2009 | 12 | 25 | 0 | 0 | 0 | 0 | 0 | 0 | 0 | 0 | 0 | 0 | 0 | 0 | 0 | 0 | 0 | 0 | 0 | 0 | 0 | 0 | 0 | 0 | 0 | 0 |  | 0 | 0 | 0 | 0 |  | 0 | 0 | 0 | 0 | 0
2009-12-26 | 2009 | 12 | 26 | 0 | 0 | 0 | 0 | 0 | 0 | 0 | 0 | 0 | 0 | 0 | 0 | 0 | 0 | 0 | 0 | 0 | 0 | 0 | 0 | 0 | 0 | 0 | 0 |  | 0 | 0 | 0 | 0 |  | 0 | 0 | 0 | 0 | 0
2009-12-27 | 2009 | 12 | 27 | 0 | 0 | 0 | 0 | 0 | 0 | 0 | 0 | 0 | 0 | 0 | 0 | 0 | 0 | 0 | 0 | 0 | 0 | 0 | 0 | 0 | 0 | 0 | 0 |  | 0 | 0 | 0 | 0 |  | 0 | 0 | 0 | 0 | 0
2009-12-28 | 2009 | 12 | 28 | 0 | 0 | 0 | 0 | 0 | 0 | 0 | 0 | 0 | 0 | 0 | 0 | 0 | 0 | 0 | 0 | 0 | 0 | 0 | 0 | 0 | 0 | 0 | 0 |  | 0 | 0 | 0 | 0 |  | 0 | 0 | 0 | 0 | 0
2009-12-29 | 2009 | 12 | 29 | 0 | 0 | 0 | 0 | 0 | 0 | 0 | 0 | 0 | 0 | 0 | 0 | 0 | 0 | 0 | 0 | 0 | 0 | 0 | 0 | 0 | 0 | 0 | 0 |  | 0 | 0 | 0 | 0 |  | 0 | 0 | 0 | 0 | 0
2009-12-30 | 2009 | 12 | 30 | 0 | 0 | 0.1 | 0 | 0 | 0 | 0.1 | 0 | 0 | 0 | 0.1 | 0 | 0 | 0.1 | 0 | 0 | 0 | 0.1 | 0 | 0 | 0 | 0.1 | 0 | 0 |  | 0.6 | 0.6 | 0.6 | 0 |  | 0 | 0 | 0 | 0 | 0
2009-12-31 | 2009 | 12 | 31 | 0.1 | 0.2 | 0 | 0 | 0 | 0 | 0 | 0 | 0.1 | 0.2 | 0.1 | 0.2 | 0.1 | 0.1 | 0.2 | 0.1 | 0.2 | 0.1 | 0.2 | 0.1 | 0 | 0 | 0 | 0 |  | 2 | 2 | 2 | 4.4409e-16 |  | 0 | 0 | 0 | 0 | 0
2010-01-01 | 2010 | 1 | 1 | 0 | 0 | 0 | 0 | 0 | 0 | 0 | 0 | 0 | 0 | 0 | 0 | 0 | 0 | 0 | 0 | 0 | 0 | 0 | 0 | 0 | 0 | 0 | 0 |  | 0 | 0 | 0 | 0 |  | 0 | 0 | 0 | 0 | 0
2010-01-02 | 2010 | 1 | 2 | 0 | 0 | 0 | 0 | 0 | 0 | 0 | 0 | 0 | 0 | 0 | 0 | 0 | 0 | 0 | 0 | 0 | 0 | 0 | 0 | 0 | 0 | 0 | 0 |  | 0 | 0 | 0 | 0 |  | 0 | 0 | 0 | 0 | 0
2010-01-03 | 2010 | 1 | 3 | 0 | 0 | 0 | 0 | 0 | 0 | 0 | 0 | 0 | 0 | 0 | 0 | 0 | 0 | 0 | 0 | 0 | 0 | 0 | 0 | 0 | 0 | 0 | 0 |  | 0 | 0 | 0 | 0 |  | 0 | 0 | 0 | 0 | 0
2010-01-04 | 2010 | 1 | 4 | 0 | 0 | 0 | 0 | 0 | 0 | 0 | 0 | 0 | 0 | 0 | 0 | 0 | 0 | 0 | 0 | 0 | 0 | 0 | 0 | 0 | 0 | 0 | 0 |  | 0 | 0 | 0 | 0 |  | 0 | 0 | 0 | 0 | 0
2010-01-05 | 2010 | 1 | 5 | 0.2 | 0.3 | 0.2 | 0.2 | 0.3 | 0.2 | 0.2 | 0.2 | 0.3 | 0.2 | 0.2 | 0.3 | 0.2 | 0.2 | 0.3 | 0.2 | 0.2 | 0.2 | 0.3 | 0.2 | 0 | 0 | 0 | 0 |  | 4.6 | 4.6 | 4.6 | 8.8818e-16 |  | 0 | 0 | 0 | 0 | 0
2010-01-06 | 2010 | 1 | 6 | 0 | 0 | 0 | 0 | 0 | 0 | 0 | 0 | 0 | 0 | 0 | 0 | 0 | 0 | 0 | 0 | 0 | 0 | 0 | 0 | 0 | 0 | 0 | 0 |  | 0 | 0 | 0 | 0 |  | 0 | 0 | 0 | 0 | 0
2010-01-07 | 2010 | 1 | 7 | 0 | 0 | 0 | 0 | 0 | 0 | 0 | 0 | 0 | 0 | 0 | 0 | 0 | 0 | 0 | 0 | 0 | 0 | 0 | 0 | 0 | 0 | 0 | 0 |  | 0 | 0 | 0 | 0 |  | 0 | 0 | 0 | 0 | 0
2010-01-08 | 2010 | 1 | 8 | 0 | 0 | 0 | 0 | 0 | 0 | 0 | 0 | 0 | 0 | 0 | 0 | 0 | 0 | 0 | 0 | 0 | 0 | 0 | 0 | 0 | 0 | 0 | 0 |  | 0 | 0 | 0 | 0 |  | 0 | 0 | 0 | 0 | 0
2010-01-09 | 2010 | 1 | 9 | 0 | 0 | 0 | 0 | 0 | 0 | 0 | 0 | 0 | 0 | 0 | 0 | 0 | 0 | 0 | 0 | 0 | 0 | 0 | 0 | 0 | 0 | 0 | 0 |  | 0 | 0 | 0 | 0 |  | 0 | 0 | 0 | 0 | 0
2010-01-10 | 2010 | 1 | 10 | 0 | 0 | 0 | 0 | 0 | 0 | 0 | 0 | 0 | 0 | 0 | 0 | 0 | 0 | 0 | 0 | 0 | 0 | 0 | 0 | 0 | 0 | 0 | 0 |  | 0 | 0 | 0 | 0 |  | 0 | 0 | 0 | 0 | 0
2010-01-11 | 2010 | 1 | 11 | 0 | 0 | 0 | 0 | 0 | 0 | 0 | 0 | 0 | 0 | 0 | 0 | 0 | 0 | 0 | 0 | 0 | 0 | 0 | 0 | 0 | 0 | 0 | 0 |  | 0 | 0 | 0 | 0 |  | 0 | 0 | 0 | 0 | 0
2010-01-12 | 2010 | 1 | 12 | 0 | 0 | 0 | 0 | 0 | 0 | 0 | 0 | 0 | 0 | 0 | 0 | 0 | 0 | 0 | 0 | 0 | 0 | 0 | 0 | 0 | 0 | 0 | 0 |  | 0 | 0 | 0 | 0 |  | 0 | 0 | 0 | 0 | 0
2010-01-13 | 2010 | 1 | 13 | 0 | 0 | 0 | 0 | 0 | 0 | 0 | 0 | 0 | 0 | 0 | 0 | 0 | 0 | 0 | 0 | 0 | 0 | 0 | 0 | 0 | 0 | 0 | 0 |  | 0 | 0 | 0 | 0 |  | 0 | 0 | 0 | 0 | 0
2010-01-14 | 2010 | 1 | 14 | 0 | 0 | 0 | 0 | 0 | 0 | 0 | 0 | 0 | 0 | 0 | 0 | 0 | 0 | 0 | 0 | 0 | 0 | 0 | 0 | 0 | 0 | 0 | 0 |  | 0 | 0 | 0 | 0 |  | 0 | 0 | 0 | 0 | 0
2010-01-15 | 2010 | 1 | 15 | 0 | 0 | 0 | 0 | 0 | 0 | 0 | 0 | 0 | 0 | 0 | 0 | 0 | 0 | 0 | 0 | 0 | 0 | 0 | 0 | 0 | 0 | 0 | 0 |  | 0 | 0 | 0 | 0 |  | 0 | 0 | 0 | 0 | 0
2010-01-16 | 2010 | 1 | 16 | 0 | 0 | 0 | 0 | 0 | 0 | 0 | 0 | 0 | 0 | 0 | 0 | 0 | 0 | 0 | 0 | 0 | 0 | 0 | 0 | 0 | 0 | 0 | 0 |  | 0 | 0 | 0 | 0 |  | 0 | 0 | 0 | 0 | 0
2010-01-17 | 2010 | 1 | 17 | 0 | 0 | 0 | 0 | 0 | 0 | 0 | 0 | 0 | 0 | 0 | 0 | 0 | 0 | 0 | 0 | 0 | 0 | 0 | 0 | 0 | 0 | 0 | 0 |  | 0 | 0 | 0 | 0 |  | 0 | 0 | 0 | 0 | 0
2010-01-18 | 2010 | 1 | 18 | 0 | 0 | 0 | 0 | 0 | 0 | 0 | 0 | 0 | 0 | 0 | 0 | 0 | 0 | 0 | 0 | 0 | 0 | 0 | 0 | 0 | 0 | 0 | 0 |  | 0 | 0 | 0 | 0 |  | 0 | 0 | 0 | 0 | 0
2010-01-19 | 2010 | 1 | 19 | 0 | 0 | 0 | 0 | 0 | 0 | 0 | 0 | 0 | 0 | 0 | 0 | 0 | 0 | 0 | 0 | 0 | 0 | 0 | 0 | 0 | 0 | 0 | 0 |  | 0 | 0 | 0 | 0 |  | 0 | 0 | 0 | 0 | 0
2010-01-20 | 2010 | 1 | 20 | 0 | 0 | 0 | 0 | 0 | 0 | 0 | 0 | 0 | 0 | 0 | 0 | 0 | 0 | 0 | 0 | 0 | 0 | 0 | 0 | 0 | 0 | 0 | 0 |  | 0 | 0 | 0 | 0 |  | 0 | 0 | 0 | 0 | 0
2010-01-21 | 2010 | 1 | 21 | 0 | 0 | 0 | 0 | 0 | 0 | 0 | 0 | 0 | 0.1 | 0 | 0 | 0 | 0 | 0 | 0.1 | 0.1 | 0.1 | 0 | 0.1 | 0 | 0.1 | 0 | 0 |  | 0.6 | 0.6 | 0.6 | 0 |  | 0 | 0 | 0 | 0 | 0
2010-01-22 | 2010 | 1 | 22 | 0 | 0 | 0 | 0 | 0 | 0 | 0 | 0 | 0.1 | 0 | 0.1 | 0 | 0.1 | 0 | 0.1 | 0 | 0.1 | 0 | 0.1 | 0 | 0.1 | 0 | 0.1 | 0 |  | 0.8 | 0.8 | 0.8 | 1.1102e-16 |  | 0 | 0 | 0 | 0 | 0
2010-01-23 | 2010 | 1 | 23 | 0 | 0.1 | 0 | 0 | 0.1 | 0 | 0 | 0.1 | 0 | 0 | 0.1 | 0 | 0 | 0.1 | 0 | 0 | 0.1 | 0 | 0 | 0.1 | 0 | 0 | 0.1 | 0 |  | 0.8 | 0.8 | 0.8 | 1.1102e-16 |  | 0 | 0 | 0 | 0 | 0
2010-01-24 | 2010 | 1 | 24 | 0 | 0 | 0 | 0.1 | 0 | 0 | 0 | 0 | 0 | 0 | 0 | 0 | 0 | 0 | 0 | 0 | 0 | 0 | 0 | 0 | 0.1 | 0 | 0 | 0 |  | 0.2 | 0.2 | 0.2 | 0 |  | 0 | 0 | 0 | 0 | 0
2010-01-25 | 2010 | 1 | 25 | 0.1 | 0 | 0.1 | 0 | 0.1 | 0 | 0.1 | 0 | 0.1 | 0 | 0.1 | 0.1 | 0 | 0.1 | 0 | 0.1 | 0 | 0.1 | 0 | 0.1 | 0 | 0 | 0 | 0.1 |  | 1.2 | 1.2 | 1.2 | 0 |  | 0 | 0 | 0 | 0 | 0
2010-01-26 | 2010 | 1 | 26 | 0 | 0 | 0 | 0.1 | 0 | 0 | 0 | 0 | 0 | 0.1 | 0 | 0 | 0 | 0 | 0 | 0 | 0 | 0 | 0 | 0 | 0 | 0 | 0 | 0 |  | 0.2 | 0.2 | 0.2 | 0 |  | 0 | 0 | 0 | 0 | 0
2010-01-27 | 2010 | 1 | 27 | 0 | 0 | 0 | 0 | 0 | 0 | 0 | 0 | 0 | 0 | 0 | 0 | 0 | 0 | 0 | 0 | 0 | 0 | 0 | 0 | 0 | 0 | 0 | 0 |  | 0 | 0 | 0 | 0 |  | 0 | 0 | 0 | 0 | 0
2010-01-28 | 2010 | 1 | 28 | 0 | 0 | 0 | 0 | 0 | 0 | 0 | 0 | 0 | 0 | 0 | 0 | 0 | 0 | 0 | 0 | 0 | 0 | 0 | 0 | 0 | 0 | 0 | 0 |  | 0 | 0 | 0 | 0 |  | 0 | 0 | 0 | 0 | 0
2010-01-29 | 2010 | 1 | 29 | 0 | 0 | 0 | 0 | 0 | 0 | 0 | 0 | 0 | 0 | 0 | 0 | 0 | 0 | 0 | 0 | 0 | 0 | 0 | 0 | 0 | 0 | 0 | 0 |  | 0 | 0 | 0 | 0 |  | 0 | 0 | 0 | 0 | 0
2010-01-30 | 2010 | 1 | 30 | 0 | 0 | 0 | 0 | 0 | 0 | 0 | 0 | 0 | 0 | 0 | 0 | 0 | 0 | 0 | 0 | 0 | 0 | 0 | 0 | 0.1 | 0 | 0.1 | 0 |  | 0.2 | 0.2 | 0.2 | 0 |  | 0 | 0 | 0 | 0 | 0
2010-01-31 | 2010 | 1 | 31 | 0.1 | 0 | 0.1 | 0 | 0.1 | 0.1 | 0 | 0.1 | 0 | 0.1 | 0 | 0.1 | 0.1 | 0 | 0.1 | 0 | 0.1 | 0 | 0.1 | 0.1 | 0 | 0.1 | 0 | 0.1 |  | 1.4 | 1.4 | 1.4 | 2.2204e-16 |  | 0 | 0 | 0 | 0 | 0
2010-02-01 | 2010 | 2 | 1 | 0 | 0 | 0 | 0 | 0 | 0 | 0 | 0 | 0 | 0 | 0 | 0 | 0 | 0 | 0 | 0 | 0 | 0 | 0 | 0 | 0 | 0 | 0 | 0 |  | 0 | 0 | 0 | 0 |  | 0 | 0 | 0 | 0 | 0
2010-02-02 | 2010 | 2 | 2 | 0 | 0 | 0 | 0 | 0 | 0 | 0 | 0 | 0 | 0 | 0 | 0 | 0 | 0 | 0 | 0 | 0 | 0 | 0 | 0 | 0 | 0 | 0 | 0 |  | 0 | 0 | 0 | 0 |  | 0 | 0 | 0 | 0 | 0
2010-02-03 | 2010 | 2 | 3 | 0 | 0 | 0 | 0 | 0 | 0 | 0 | 0.1 | 0 | 0 | 0 | 0 | 0 | 0.1 | 0 | 0 | 0 | 0.1 | 0 | 0 | 0 | 0.1 | 0 | 0 |  | 0.4 | 0.4 | 0.4 | 0 |  | 0 | 0 | 0 | 0 | 0
2010-02-04 | 2010 | 2 | 4 | 0 | 0 | 0 | 0 | 0 | 0 | 0 | 0 | 0 | 0 | 0 | 0 | 0 | 0 | 0 | 0 | 0 | 0 | 0 | 0 | 0 | 0 | 0 | 0 |  | 0 | 0 | 0 | 0 |  | 0 | 0 | 0 | 0 | 0
2010-02-05 | 2010 | 2 | 5 | 0 | 0 | 0 | 0 | 0 | 0 | 0 | 0 | 0 | 0 | 0 | 0 | 0 | 0 | 0 | 0 | 0 | 0 | 0 | 0 | 0 | 0 | 0 | 0 |  | 0 | 0 | 0 | 0 |  | 0 | 0 | 0 | 0 | 0
2010-02-06 | 2010 | 2 | 6 | 0 | 0 | 0 | 0 | 0 | 0 | 0 | 0 | 0 | 0 | 0 | 0 | 0 | 0 | 0 | 0 | 0 | 0 | 0 | 0 | 0 | 0 | 0 | 0 |  | 0 | 0 | 0 | 0 |  | 0 | 0 | 0 | 0 | 0
2010-02-07 | 2010 | 2 | 7 | 0 | 0 | 0 | 0 | 0 | 0 | 0 | 0 | 0 | 0 | 0 | 0 | 0 | 0 | 0 | 0 | 0 | 0 | 0 | 0 | 0 | 0 | 0 | 0 |  | 0 | 0 | 0 | 0 |  | 0 | 0 | 0 | 0 | 0
2010-02-08 | 2010 | 2 | 8 | 0.1 | 0 | 0.1 | 0.1 | 0 | 0.1 | 0 | 0.1 | 0.1 | 0 | 0.1 | 0.1 | 0 | 0.1 | 0 | 0.1 | 0 | 0 | 0 | 0 | 0 | 0 | 0 | 0 |  | 1 | 1 | 1 | 1.1102e-16 |  | 0 | 0 | 0 | 0 | 0
2010-02-09 | 2010 | 2 | 9 | 0 | 0 | 0 | 0 | 0 | 0 | 0 | 0 | 0 | 0 | 0 | 0 | 0 | 0 | 0 | 0 | 0 | 0 | 0 | 0 | 0 | 0 | 0 | 0 |  | 0 | 0 | 0 | 0 |  | 0 | 0 | 0 | 0 | 0
2010-02-10 | 2010 | 2 | 10 | 0 | 0 | 0 | 0 | 0 | 0 | 0 | 0 | 0 | 0 | 0 | 0 | 0 | 0 | 0 | 0 | 0 | 0 | 0 | 0 | 0 | 0 | 0 | 0 |  | 0 | 0 | 0 | 0 |  | 0 | 0 | 0 | 0 | 0
2010-02-11 | 2010 | 2 | 11 | 0 | 0 | 0 | 0 | 0 | 0 | 0 | 0 | 0 | 0 | 0 | 0 | 0 | 0 | 0 | 0 | 0 | 0 | 0 | 0 | 0 | 0 | 0 | 0 |  | 0 | 0 | 0 | 0 |  | 0 | 0 | 0 | 0 | 0
2010-02-12 | 2010 | 2 | 12 | 0 | 0 | 0 | 0 | 0 | 0 | 0 | 0 | 0 | 0 | 0 | 0 | 0 | 0 | 0 | 0 | 0 | 0 | 0 | 0 | 0 | 0 | 0 | 0 |  | 0 | 0 | 0 | 0 |  | 0 | 0 | 0 | 0 | 0
2010-02-13 | 2010 | 2 | 13 | 0 | 0 | 0 | 0 | 0 | 0 | 0 | 0 | 0 | 0 | 0 | 0 | 0 | 0 | 0 | 0 | 0 | 0 | 0 | 0 | 0 | 0 | 0 | 0 |  | 0 | 0 | 0 | 0 |  | 0 | 0 | 0 | 0 | 0
2010-02-14 | 2010 | 2 | 14 | 0 | 0 | 0 | 0 | 0 | 0 | 0 | 0 | 0 | 0 | 0 | 0 | 0 | 0 | 0 | 0 | 0 | 0 | 0 | 0 | 0 | 0 | 0 | 0 |  | 0 | 0 | 0 | 0 |  | 0 | 0 | 0 | 0 | 0
2010-02-15 | 2010 | 2 | 15 | 0 | 0 | 0 | 0 | 0 | 0 | 0 | 0 | 0 | 0 | 0 | 0 | 0 | 0 | 0 | 0 | 0 | 0 | 0 | 0 | 0 | 0 | 0 | 0 |  | 0 | 0 | 0 | 0 |  | 0 | 0 | 0 | 0 | 0
2010-02-16 | 2010 | 2 | 16 | 0 | 0 | 0 | 0 | 0 | 0 | 0 | 0 | 0 | 0 | 0 | 0 | 0 | 0 | 0 | 0 | 0 | 0 | 0 | 0 | 0 | 0 | 0 | 0.3 |  | 0.3 | 0.3 | 0.3 | 0 |  | 0 | 0 | 0 | 0 | 0
2010-02-17 | 2010 | 2 | 17 | 1.2 | 0.9 | 0.6 | 0.3 | 0.5 | 0.5 | 0 | 0 | 0 | 0 | 0 | 0.6 | 0 | 0 | 0 | 0 | 0 | 0 | 0 | 0 | 0 | 0 | 0 | 0 |  | 4.6 | 4.6 | 4.6 | 0 |  | 0 | 0 | 0 | 0 | 0
2010-02-18 | 2010 | 2 | 18 | 0.1 | 0.1 | 0.1 | 0.1 | 0 | 0 | 0 | 0 | 0 | 0 | 0 | 0 | 0 | 0 | 0 | 0 | 0 | 0 | 0 | 0 | 0 | 0 | 0 | 0 |  | 0.4 | 0.4 | 0.4 | 0 |  | 0 | 0 | 0 | 0 | 0
2010-02-19 | 2010 | 2 | 19 | 0 | 0 | 0 | 0 | 0 | 0 | 0 | 0 | 0 | 0 | 0 | 0 | 0 | 0 | 0 | 0 | 0 | 0 | 0 | 0 | 0 | 0 | 0 | 0 |  | 0 | 0 | 0 | 0 |  | 0 | 0 | 0 | 0 | 0
2010-02-20 | 2010 | 2 | 20 | 0 | 0 | 0 | 0 | 0 | 0 | 0 | 0 | 0 | 0 | 0 | 0 | 0 | 0 | 0 | 0 | 0 | 0 | 0 | 0 | 0 | 0 | 0 | 0 |  | 0 | 0 | 0 | 0 |  | 0 | 0 | 0 | 0 | 0
2010-02-21 | 2010 | 2 | 21 | 0 | 0 | 0 | 0 | 0 | 0 | 0 | 0 | 0 | 0 | 0 | 0 | 0 | 0 | 0 | 0 | 0 | 0 | 0 | 0 | 0 | 0 | 0 | 0 |  | 0 | 0 | 0 | 0 |  | 0 | 0 | 0 | 0 | 0
2010-02-22 | 2010 | 2 | 22 | 0 | 0 | 0 | 0 | 0 | 0 | 0 | 0 | 0 | 0 | 0 | 0 | 0 | 0 | 0 | 0 | 0 | 0 | 0 | 0 | 0 | 0 | 0 | 0 |  | 0 | 0 | 0 | 0 |  | 0 | 0 | 0 | 0 | 0
2010-02-23 | 2010 | 2 | 23 | 0 | 0 | 0 | 0 | 0 | 0 | 0 | 0 | 0 | 0 | 0 | 0 | 0 | 0 | 0 | 0 | 0 | 0 | 0 | 0 | 0 | 0 | 0 | 0 |  | 0 | 0 | 0 | 0 |  | 0 | 0 | 0 | 0 | 0
2010-02-24 | 2010 | 2 | 24 | 0 | 0 | 0 | 0 | 0 | 0 | 0 | 0 | 0 | 0 | 0 | 0 | 0 | 0 | 0 | 0 | 0 | 0 | 0 | 0 | 0 | 0 | 0 | 0 |  | 0 | 0 | 0 | 0 |  | 0 | 0 | 0 | 0 | 0
2010-02-25 | 2010 | 2 | 25 | 0 | 0 | 0 | 0 | 0 | 0 | 0 | 0 | 0 | 0 | 0 | 0 | 0 | 0 | 0 | 0 | 0 | 0 | 0 | 0 | 0 | 0 | 0 | 0 |  | 0 | 0 | 0 | 0 |  | 0 | 0 | 0 | 0 | 0
2010-02-26 | 2010 | 2 | 26 | 0 | 0 | 0 | 0 | 0 | 0 | 0 | 0 | 0 | 0 | 0 | 0 | 0 | 0 | 0 | 0 | 0 | 0 | 0 | 0 | 0 | 0 | 0 | 0 |  | 0 | 0 | 0 | 0 |  | 0 | 0 | 0 | 0 | 0
2010-02-27 | 2010 | 2 | 27 | 0 | 0 | 0 | 0 | 0 | 0 | 0 | 0 | 0 | 0 | 0 | 0 | 0 | 0 | 0 | 0 | 0 | 0 | 0 | 0 | 0 | 0 | 0 | 0 |  | 0 | 0 | 0 | 0 |  | 0 | 0 | 0 | 0 | 0
2010-02-28 | 2010 | 2 | 28 | 0 | 0 | 0 | 0 | 0 | 0 | 0 | 0 | 0 | 0 | 0 | 0 | 0 | 0 | 0 | 0 | 0 | 0 | 0 | 0 | 0 | 0 | 0 | 0 |  | 0 | 0 | 0 | 0 |  | 0 | 0 | 0 | 0 | 0
2010-03-01 | 2010 | 3 | 1 | 0 | 0 | 0 | 0 | 0 | 0 | 0 | 0 | 0 | 0 | 0 | 0 | 0 | 0 | 0 | 0 | 0 | 0 | 0 | 0 | 0 | 0 | 0 | 0 |  | 0 | 0 | 0 | 0 |  | 0 | 0 | 0 | 0 | 0
2010-03-02 | 2010 | 3 | 2 | 0 | 0 | 0 | 0 | 0 | 0 | 0 | 0 | 0 | 0 | 0 | 0 | 0 | 0 | 0 | 0 | 0 | 0 | 0 | 0 | 0 | 0 | 0 | 0 |  | 0 | 0 | 0 | 0 |  | 0 | 0 | 0 | 0 | 0
2010-03-03 | 2010 | 3 | 3 | 0 | 0 | 0 | 0 | 0 | 0 | 0 | 0 | 0 | 0 | 0 | 0 | 0 | 0 | 0 | 0 | 0 | 0 | 0 | 0 | 0 | 0 | 0 | 0 |  | 0 | 0 | 0 | 0 |  | 0 | 0 | 0 | 0 | 0
2010-03-04 | 2010 | 3 | 4 | 0 | 0 | 0 | 0 | 0 | 0 | 0 | 0 | 0 | 0 | 0 | 0 | 0 | 0 | 0 | 0 | 0 | 0 | 0 | 0 | 0 | 0 | 0 | 0 |  | 0 | 0 | 0 | 0 |  | 0 | 0 | 0 | 0 | 0
2010-03-05 | 2010 | 3 | 5 | 0 | 0 | 0 | 0 | 0 | 0 | 0 | 0 | 0 | 0 | 0 | 0 | 0 | 0 | 0 | 0 | 0 | 0 | 0 | 0 | 0 | 0 | 0 | 0 |  | 0 | 0 | 0 | 0 |  | 0 | 0 | 0 | 0 | 0
2010-03-06 | 2010 | 3 | 6 | 0 | 0 | 0 | 0 | 0 | 0 | 0 | 0 | 0 | 0 | 0 | 0 | 0 | 0 | 0 | 0 | 0 | 0 | 0 | 0 | 0 | 0 | 0 | 0 |  | 0 | 0 | 0 | 0 |  | 0 | 0 | 0 | 0 | 0
2010-03-07 | 2010 | 3 | 7 | 0 | 0 | 0 | 0 | 0 | 0 | 0 | 0 | 0 | 0 | 0 | 0 | 0 | 0 | 0 | 0 | 0 | 0 | 0 | 0 | 0 | 0 | 0 | 0 |  | 0 | 0 | 0 | 0 |  | 0 | 0 | 0 | 0 | 0
2010-03-08 | 2010 | 3 | 8 | 0 | 0 | 0 | 0 | 0 | 0 | 0 | 0 | 0 | 0 | 0 | 0 | 0 | 0 | 0 | 0 | 0 | 0.1 | 0 | 0.1 | 0 | 0 | 0.1 | 0 |  | 0.3 | 0.3 | 0.3 | 5.5511e-17 |  | 0 | 0 | 0 | 0 | 0
2010-03-09 | 2010 | 3 | 9 | 0 | 0 | 0 | 0 | 0 | 0 | 0 | 0 | 0 | 0 | 0 | 0 | 0 | 0 | 0 | 0 | 0 | 0 | 0 | 0 | 0 | 0 | 0 | 0 |  | 0 | 0 | 0 | 0 |  | 0 | 0 | 0 | 0 | 0
2010-03-10 | 2010 | 3 | 10 | 0 | 0 | 0 | 0 | 0 | 0 | 0 | 0 | 0 | 0 | 0 | 0 | 0 | 0 | 0 | 0 | 0 | 0 | 0 | 0 | 0 | 0 | 0 | 0 |  | 0 | 0 | 0 | 0 |  | 0 | 0 | 0 | 0 | 0
2010-03-11 | 2010 | 3 | 11 | 0 | 0 | 0 | 0 | 0 | 0 | 0 | 0 | 0 | 0 | 0 | 0 | 0 | 0 | 0 | 0 | 0 | 0 | 0 | 0 | 0 | 0 | 0 | 0 |  | 0 | 0 | 0 | 0 |  | 0 | 0 | 0 | 0 | 0
2010-03-12 | 2010 | 3 | 12 | 0 | 0 | 0 | 0 | 0 | 0 | 0 | 0 | 0 | 0 | 0 | 0 | 0 | 0 | 0 | 0 | 0 | 0 | 0 | 0 | 0 | 0 | 0 | 0 |  | 0 | 0 | 0 | 0 |  | 0 | 0 | 0 | 0 | 0
2010-03-13 | 2010 | 3 | 13 | 0 | 0 | 0 | 0 | 0 | 0 | 0 | 0 | 0 | 0 | 0 | 0 | 0 | 0 | 0 | 0 | 0 | 0 | 0 | 0 | 0 | 0 | 0 | 0 |  | 0 | 0 | 0 | 0 |  | 0 | 0 | 0 | 0 | 0
2010-03-14 | 2010 | 3 | 14 | 0 | 0 | 0 | 0 | 0 | 0 | 0 | 0 | 0 | 0 | 0 | 0 | 0 | 0 | 0 | 0 | 0 | 0 | 0 | 0 | 0 | 0 | 0 | 0 |  | 0 | 0 | 0 | 0 |  | 0 | 0 | 0 | 0 | 0
2010-03-15 | 2010 | 3 | 15 | 0 | 0 | 0 | 0 | 0 | 0 | 0 | 0 | 0 | 0 | 0 | 0 | 0 | 0 | 0 | 0 | 0 | 0 | 0 | 0 | 0 | 0 | 0 | 0 |  | 0 | 0 | 0 | 0 |  | 0 | 0 | 0 | 0 | 0
2010-03-16 | 2010 | 3 | 16 | 0 | 0 | 0 | 0 | 0 | 0 | 0 | 0 | 0 | 0 | 0 | 0 | 0 | 0 | 0 | 0 | 0 | 0 | 0 | 0 | 0 | 0 | 0 | 0 |  | 0 | 0 | 0 | 0 |  | 0 | 0 | 0 | 0 | 0
2010-03-17 | 2010 | 3 | 17 | 0 | 0 | 0 | 0 | 0 | 0 | 0 | 0 | 0 | 0 | 0 | 0 | 0 | 0 | 0 | 0 | 0 | 0 | 0 | 0 | 0 | 0 | 0 | 0 |  | 0 | 0 | 0 | 0 |  | 0 | 0 | 0 | 0 | 0
2010-03-18 | 2010 | 3 | 18 | 0 | 0 | 0 | 0 | 0 | 0 | 0 | 0 | 0 | 0 | 0 | 0 | 0 | 0 | 0 | 0 | 0 | 0 | 0 | 0 | 0 | 0 | 0 | 0 |  | 0 | 0 | 0 | 0 |  | 0 | 0 | 0 | 0 | 0
2010-03-19 | 2010 | 3 | 19 | 0.1 | 0 | 0.1 | 0 | 0.1 | 0 | 0.1 | 0 | 0 | 0 | 0 | 0 | 0 | 0 | 0 | 0 | 0 | 0 | 0 | 0 | 0 | 0 | 0 | 0 |  | 0.4 | 0.4 | 0.4 | 0 |  | 0 | 0 | 0 | 0 | 0
2010-03-20 | 2010 | 3 | 20 | 0 | 0 | 0 | 0 | 0 | 0 | 0 | 0 | 0 | 0 | 0 | 0 | 0 | 0 | 0 | 0 | 0 | 0 | 0 | 0 | 0 | 0 | 0 | 0 |  | 0 | 0 | 0 | 0 |  | 0 | 0 | 0 | 0 | 0
2010-03-21 | 2010 | 3 | 21 | 0 | 0 | 0 | 0 | 0 | 0 | 0 | 0 | 0 | 0 | 0 | 0 | 0 | 0 | 0 | 0 | 0 | 0 | 0 | 0 | 0 | 0 | 0 | 0 |  | 0 | 0 | 0 | 0 |  | 0 | 0 | 0 | 0 | 0
2010-03-22 | 2010 | 3 | 22 | 0 | 0 | 0 | 0 | 0 | 0 | 0 | 0 | 0 | 0 | 0 | 0 | 0 | 0 | 0 | 0 | 0 | 0 | 0 | 0 | 0 | 0 | 0 | 0 |  | 0 | 0 | 0 | 0 |  | 0 | 0 | 0 | 0 | 0
2010-03-23 | 2010 | 3 | 23 | 0 | 0 | 0 | 0 | 0 | 0 | 0 | 0 | 0 | 0 | 0 | 0 | 0 | 0 | 0 | 0 | 0 | 0 | 0 | 0 | 0 | 0 | 0 | 0 |  | 0 | 0 | 0 | 0 |  | 0 | 0 | 0 | 0 | 0
2010-03-24 | 2010 | 3 | 24 | 0 | 0 | 0 | 0 | 0 | 0 | 0 | 0 | 0 | 0 | 0 | 0 | 0 | 0 | 0 | 0 | 0 | 0 | 0 | 0 | 0 | 0 | 0 | 0 |  | 0 | 0 | 0 | 0 |  | 0 | 0 | 0 | 0 | 0
2010-03-25 | 2010 | 3 | 25 | 0 | 0 | 0 | 0 | 0 | 0 | 0 | 0 | 0 | 0 | 0 | 0 | 0 | 0 | 0 | 0 | 0 | 0 | 0 | 0 | 0 | 0 | 0 | 0 |  | 0 | 0 | 0 | 0 |  | 0 | 0 | 0 | 0 | 0
2010-03-26 | 2010 | 3 | 26 | 0 | 0 | 0 | 0 | 0.1 | 0.1 | 0.1 | 0 | 0 | 0 | 0.1 | 0.1 | 0.1 | 0 | 0 | 0 | 0 | 0 | 0 | 0 | 0 | 0 | 0 | 0 |  | 0.6 | 0.6 | 0.6 | 0 |  | 0 | 0 | 0 | 0 | 0
2010-03-27 | 2010 | 3 | 27 | 0 | 0 | 0 | 0 | 0 | 0 | 0 | 0 | 0 | 0 | 0 | 0 | 0 | 0 | 0 | 0 | 0 | 0 | 0 | 0 | 0 | 0 | 0 | 0 |  | 0 | 0 | 0 | 0 |  | 0 | 0 | 0 | 0 | 0
2010-03-28 | 2010 | 3 | 28 | 0 | 0 | 0 | 0 | 0 | 0 | 0 | 0 | 0 | 0 | 0 | 0 | 0 | 0 | 0 | 0 | 0 | 0 | 0 | 0 | 0 | 0 | 0 | 0 |  | 0 | 0 | 0 | 0 |  | 0 | 0 | 0 | 0 | 0
2010-03-29 | 2010 | 3 | 29 | 0 | 0 | 0 | 0 | 0 | 0 | 0 | 0 | 0 | 0 | 0 | 0 | 0 | 0 | 0 | 0 | 0 | 0 | 0 | 0 | 0 | 0 | 0 | 0 |  | 0 | 0 | 0 | 0 |  | 0 | 0 | 0 | 0 | 0
2010-03-30 | 2010 | 3 | 30 | 0 | 0 | 0 | 0 | 0 | 0 | 0 | 0 | 0 | 0 | 0 | 0 | 0 | 0 | 0 | 0 | 0 | 0 | 0 | 0 | 0 | 0 | 0 | 0 |  | 0 | 0 | 0 | 0 |  | 0 | 0 | 0 | 0 | 0
2010-03-31 | 2010 | 3 | 31 | 0 | 0 | 0 | 0 | 0 | 0 | 0 | 0 | 0 | 0 | 0 | 0 | 0 | 0 | 0 | 0 | 0 | 0 | 0 | 0 | 0 | 0 | 0 | 0 |  | 0 | 0 | 0 | 0 |  | 0 | 0 | 0 | 0 | 0
2010-04-01 | 2010 | 4 | 1 | 0 | 0 | 0 | 0 | 0 | 0 | 0 | 0 | 0 | 0 | 0 | 0 | 0 | 0 | 0 | 0 | 0 | 0 | 0 | 0 | 0 | 0 | 0 | 0 |  | 0 | 0 | 0 | 0 |  | 0 | 0 | 0 | 0 | 0
2010-04-02 | 2010 | 4 | 2 | 0 | 0 | 0 | 0 | 0 | 0 | 0 | 0 | 0 | 0 | 0 | 0 | 0 | 0 | 0 | 0 | 0 | 0 | 0 | 0 | 0 | 0 | 0 | 0 |  | 0 | 0 | 0 | 0 |  | 0 | 0 | 0 | 0 | 0
2010-04-03 | 2010 | 4 | 3 | 0 | 0 | 0 | 0 | 0 | 0 | 0 | 0 | 0 | 0 | 0 | 0 | 0 | 0 | 0 | 0 | 0 | 0 | 0 | 0 | 0 | 0 | 0 | 0 |  | 0 | 0 | 0 | 0 |  | 0 | 0 | 0 | 0 | 0
2010-04-04 | 2010 | 4 | 4 | 0 | 0 | 0 | 0 | 0 | 0 | 0 | 0 | 0 | 0 | 0 | 0 | 0 | 0 | 0 | 0 | 0 | 0 | 0 | 0 | 0 | 0 | 0 | 0 |  | 0 | 0 | 0 | 0 |  | 0 | 0 | 0 | 0 | 0
2010-04-05 | 2010 | 4 | 5 | 0 | 0 | 0 | 0 | 0 | 0 | 0 | 0 | 0 | 0 | 0 | 0 | 0 | 0 | 0 | 0 | 0 | 0 | 0 | 0 | 0 | 0 | 0 | 0 |  | 0 | 0 | 0 | 0 |  | 0 | 0 | 0 | 0 | 0
2010-04-06 | 2010 | 4 | 6 | 0 | 0 | 0 | 0 | 0 | 0 | 0 | 0 | 0 | 0 | 0 | 0 | 0 | 0 | 0 | 0 | 0 | 0 | 0 | 0 | 0 | 0 | 0 | 0 |  | 0 | 0 | 0 | 0 |  | 0 | 0 | 0 | 0 | 0
2010-04-07 | 2010 | 4 | 7 | 0 | 0 | 0 | 0 | 0 | 0 | 0 | 0 | 0 | 0 | 0 | 0 | 0 | 0 | 0 | 0 | 0 | 0 | 0 | 0 | 0 | 0 | 0 | 0 |  | 0 | 0 | 0 | 0 |  | 0 | 0 | 0 | 0 | 0
2010-04-08 | 2010 | 4 | 8 | 0 | 0 | 0 | 0 | 0 | 0 | 0 | 0 | 0 | 0 | 0 | 0 | 0 | 0 | 0 | 0 | 0.4 | 0.5 | 0.8 | 0.4 | 0.5 | 0.4 | 0 | 0 |  | 3 | 3 | 3 | 0 |  | 0 | 0 | 0 | 0 | 0
2010-04-09 | 2010 | 4 | 9 | 0 | 0 | 0 | 0 | 0 | 0 | 0 | 0 | 0 | 0 | 0 | 0 | 0 | 0 | 0 | 0 | 0 | 0 | 0 | 0 | 0 | 0 | 0 | 0 |  | 0 | 0 | 0 | 0 |  | 0 | 0 | 0 | 0 | 0
2010-04-10 | 2010 | 4 | 10 | 0 | 0 | 0 | 0 | 0 | 0 | 0 | 0 | 0 | 0 | 0 | 0 | 0 | 0 | 0 | 0 | 0 | 0 | 0 | 0 | 0 | 0 | 0 | 0 |  | 0 | 0 | 0 | 0 |  | 0 | 0 | 0 | 0 | 0
2010-04-11 | 2010 | 4 | 11 | 0 | 0 | 0 | 0 | 0 | 0 | 0 | 0 | 0 | 0 | 0 | 0 | 0 | 0 | 0 | 0 | 0 | 0 | 0 | 0 | 0 | 0 | 0 | 0 |  | 0 | 0 | 0 | 0 |  | 0 | 0 | 0 | 0 | 0
2010-04-12 | 2010 | 4 | 12 | 0.1 | 0 | 0.1 | 0.2 | 0.1 | 0.1 | 0.1 | 0.1 | 0.1 | 0.2 | 0.1 | 0.1 | 0.1 | 0.1 | 0.2 | 0 | 0.1 | 0.1 | 0.1 | 0.1 | 0.1 | 0.2 | 0.1 | 0.1 |  | 2.6 | 2.6 | 2.6 | 8.8818e-16 |  | 0 | 0 | 0 | 0 | 0
2010-04-13 | 2010 | 4 | 13 | 0.1 | 0.1 | 0 | 0.1 | 0.1 | 0.1 | 0 | 0 | 0 | 0 | 0 | 0 | 0 | 0.1 | 0 | 0 | 0 | 0 | 0 | 0 | 0 | 0 | 0 | 0 |  | 0.6 | 0.6 | 0.6 | 0 |  | 0 | 0 | 0 | 0 | 0
2010-04-14 | 2010 | 4 | 14 | 0 | 0 | 0 | 0 | 0 | 0 | 0 | 0 | 0 | 0 | 0 | 0 | 0 | 0 | 0 | 0 | 0 | 0 | 0 | 0 | 0 | 0 | 0 | 0 |  | 0 | 0 | 0 | 0 |  | 0 | 0 | 0 | 0 | 0
2010-04-15 | 2010 | 4 | 15 | 0 | 0 | 0 | 0 | 0 | 0 | 0 | 0 | 0 | 0 | 0 | 0 | 0 | 0 | 0 | 0 | 0 | 0 | 0 | 0 | 0 | 0 | 0 | 0 |  | 0 | 0 | 0 | 0 |  | 0 | 0 | 0 | 0 | 0
2010-04-16 | 2010 | 4 | 16 | 0 | 0 | 0 | 0 | 0 | 0 | 0 | 0 | 0 | 0 | 0 | 0 | 0 | 0 | 0 | 0 | 0 | 0 | 0 | 0 | 0 | 0 | 0 | 0 |  | 0 | 0 | 0 | 0 |  | 0 | 0 | 0 | 0 | 0
2010-04-17 | 2010 | 4 | 17 | 0 | 0 | 0 | 0 | 0 | 0 | 0 | 0 | 0 | 0 | 0 | 0 | 0 | 0 | 0 | 0 | 0 | 0 | 0 | 0 | 0 | 0 | 0 | 0 |  | 0 | 0 | 0 | 0 |  | 0 | 0 | 0 | 0 | 0
2010-04-18 | 2010 | 4 | 18 | 0 | 0 | 0 | 0 | 0 | 0 | 0 | 0 | 0 | 0 | 0 | 0 | 0 | 0 | 0 | 0 | 0 | 0 | 0 | 0 | 0 | 0 | 0 | 0 |  | 0 | 0 | 0 | 0 |  | 0 | 0 | 0 | 0 | 0
2010-04-19 | 2010 | 4 | 19 | 0 | 0 | 0 | 0 | 0 | 0 | 0 | 0 | 0 | 0 | 0 | 0 | 0 | 0 | 0 | 0 | 0 | 0 | 0 | 0 | 0 | 0 | 0 | 0 |  | 0 | 0 | 0 | 0 |  | 0 | 0 | 0 | 0 | 0
2010-04-20 | 2010 | 4 | 20 | 0 | 0 | 0 | 0 | 0 | 0 | 0 | 0 | 0 | 0 | 0 | 0 | 0 | 0 | 0 | 0 | 0 | 0 | 0 | 0 | 0 | 0 | 0 | 0 |  | 0 | 0 | 0 | 0 |  | 0 | 0 | 0 | 0 | 0
2010-04-21 | 2010 | 4 | 21 | 0 | 0 | 0 | 0 | 0 | 0 | 0 | 0 | 0 | 0 | 0 | 0 | 0 | 0 | 0 | 0 | 0 | 0 | 0 | 0 | 0 | 0 | 0 | 0 |  | 0 | 0 | 0 | 0 |  | 0 | 0 | 0 | 0 | 0
2010-04-22 | 2010 | 4 | 22 | 0 | 0 | 0 | 0 | 0 | 0 | 0 | 0 | 0 | 0 | 0 | 0 | 0 | 0 | 0 | 0 | 0 | 0.2 | 0.7 | 0 | 0.3 | 0 | 0.5 | 0.5 |  | 2.2 | 2.2 | 2.2 | 0 |  | 0 | 0 | 0 | 0 | 0
2010-04-23 | 2010 | 4 | 23 | 0.4 | 0 | 0 | 0 | 0 | 0 | 0 | 0 | 0 | 0 | 0 | 0 | 0.4 | 0 | 0 | 0 | 0 | 0 | 0 | 0 | 0 | 0 | 0 | 0 |  | 0.8 | 0.8 | 0.8 | 0 |  | 0 | 0 | 0 | 0 | 0
2010-04-24 | 2010 | 4 | 24 | 0 | 0 | 0 | 0 | 0 | 0 | 0 | 0 | 0 | 0 | 0 | 0 | 0 | 0 | 0 | 2.1 | 2.1 | 2.1 | 2.1 | 2.2 | 2.1 | 2.1 | 2.1 | 2.1 |  | 19 | 19 | 19 | 3.5527e-15 |  | 0 | 0 | 0 | 0 | 0
2010-04-25 | 2010 | 4 | 25 | 0.2 | 0.2 | 0.2 | 0.2 | 0.2 | 0.2 | 0 | 0 | 0 | 0 | 0 | 0 | 0 | 0 | 0 | 0 | 0 | 0 | 0 | 0 | 0.2 | 0.2 | 0.2 | 0.2 |  | 2 | 2 | 2 | 2.2204e-16 |  | 0 | 0 | 0 | 0 | 0
2010-04-26 | 2010 | 4 | 26 | 0 | 0 | 0 | 0 | 0 | 0 | 0 | 0 | 0 | 0 | 0 | 0 | 0 | 0 | 0 | 0 | 0 | 0 | 0 | 0 | 0 | 0 | 0 | 0 |  | 0 | 0 | 0 | 0 |  | 0 | 0 | 0 | 0 | 0
2010-04-27 | 2010 | 4 | 27 | 0 | 0 | 0 | 0 | 0 | 0 | 0 | 0 | 0 | 0 | 0 | 0 | 0.1 | 0 | 0.1 | 0 | 0.1 | 0 | 0 | 0 | 0.1 | 0 | 0 | 0 |  | 0.4 | 0.4 | 0.4 | 0 |  | 0 | 0 | 0 | 0 | 0
2010-04-28 | 2010 | 4 | 28 | 0 | 0 | 0 | 0 | 0 | 0 | 0 | 0.5 | 1.2 | 2.1 | 1.7 | 2.2 | 1.8 | 1.7 | 1.2 | 0 | 0.4 | 0.4 | 0.6 | 0.4 | 0.6 | 0.8 | 0.6 | 1 |  | 17.2 | 17.2 | 17.2 | 0 |  | 0 | 0 | 0 | 0 | 0
2010-04-29 | 2010 | 4 | 29 | 0.4 | 0.4 | 0.3 | 0.4 | 0.4 | 0.4 | 0.4 | 0.4 | 0.3 | 0.4 | 0.4 | 0 | 0 | 0 | 0 | 0 | 0 | 0 | 0 | 0 | 0 | 0 | 0 | 0 |  | 4.2 | 4.2 | 4.2 | 8.8818e-16 |  | 0 | 0 | 0 | 0 | 0
2010-04-30 | 2010 | 4 | 30 | 0 | 0 | 0 | 0 | 0 | 0 | 0 | 0 | 0 | 0 | 0 | 0 | 0 | 0 | 0 | 0 | 0 | 0 | 0 | 0 | 0 | 0 | 0 | 0 |  | 0 | 0 | 0 | 0 |  | 0 | 0 | 0 | 0 | 0
2010-05-01 | 2010 | 5 | 1 | 0 | 0 | 0 | 0 | 0 | 0 | 0 | 0 | 0 | 0 | 0 | 0 | 0 | 0 | 0 | 0 | 0 | 0 | 0 | 0 | 0 | 0 | 0 | 0 |  | 0 | 0 | 0 | 0 |  | 0 | 0 | 0 | 0 | 0
2010-05-02 | 2010 | 5 | 2 | 0 | 0 | 0 | 0.1 | 0 | 0 | 0 | 0 | 0 | 0 | 0 | 0 | 0.1 | 0 | 0 | 0 | 0 | 0 | 0 | 0 | 0 | 0 | 0 | 0 |  | 0.2 | 0.2 | 0.2 | 0 |  | 0.2 | 0 | 0 | 0 | 0
2010-05-03 | 2010 | 5 | 3 | 0 | 0 | 0 | 0 | 0 | 0 | 0 | 0 | 0 | 0 | 0 | 0 | 0 | 0 | 0 | 0 | 0 | 0 | 0 | 0.3 | 0.2 | 0.3 | 0 | 0 |  | 0.8 | 0.8 | 0.8 | 0 |  | 0.8 | 0 | 0 | 0 | 0
2010-05-04 | 2010 | 5 | 4 | 0 | 0 | 0 | 0.2 | 0.2 | 0.2 | 0.2 | 0.3 | 0.2 | 0.2 | 0.2 | 0.2 | 0.2 | 0.2 | 0.2 | 0.2 | 0.2 | 0.3 | 0.2 | 0 | 0 | 0.2 | 0.2 | 0.2 |  | 4 | 4 | 4 | 8.8818e-16 |  | 4 | 0 | 0 | 0 | 0
2010-05-05 | 2010 | 5 | 5 | 0.1 | 0.1 | 0.1 | 0.1 | 0.1 | 0.1 | 0.1 | 0.1 | 0.1 | 0.1 | 0.1 | 0.1 | 0.1 | 0.1 | 0.1 | 0.1 | 0.1 | 0.1 | 0.1 | 0.1 | 0.1 | 0.1 | 0.1 | 0.1 |  | 2.4 | 2.4 | 2.4 | 8.8818e-16 |  | 2.4 | 0 | 0 | 0 | 0
2010-05-06 | 2010 | 5 | 6 | 0 | 0 | 0 | 0 | 0 | 0 | 0 | 0 | 0 | 0 | 0 | 0 | 0 | 0 | 0 | 0 | 0 | 0 | 0 | 0 | 0 | 0 | 0 | 0 |  | 0 | 0 | 0 | 0 |  | 0 | 0 | 0 | 0 | 0
2010-05-07 | 2010 | 5 | 7 | 0 | 0 | 0 | 0 | 0 | 0 | 0 | 0 | 0 | 0 | 0 | 0 | 0 | 0 | 0 | 0 | 0 | 0 | 0 | 0 | 0 | 0 | 0 | 0 |  | 0 | 0 | 0 | 0 |  | 0 | 0 | 0 | 0 | 0
2010-05-08 | 2010 | 5 | 8 | 0 | 0 | 0 | 0 | 0 | 0 | 0 | 0 | 0 | 0 | 0 | 0 | 0 | 0 | 0 | 0 | 0 | 0 | 0 | 0 | 0 | 0 | 0 | 0 |  | 0 | 0 | 0 | 0 |  | 0 | 0 | 0 | 0 | 0
2010-05-09 | 2010 | 5 | 9 | 0 | 0 | 0 | 0 | 0 | 0 | 0 | 0.2 | 0.2 | 0 | 0 | 0 | 0 | 0 | 0 | 0 | 0.2 | 0.2 | 0 | 0 | 0 | 0 | 0 | 0 |  | 0.8 | 0.8 | 0.8 | 0 |  | 0.8 | 0 | 0 | 0 | 0
2010-05-10 | 2010 | 5 | 10 | 0 | 0 | 0 | 0 | 0 | 0 | 0 | 0 | 0 | 0 | 0 | 0 | 0 | 0 | 0 | 0 | 0 | 0 | 0 | 0 | 0 | 0 | 0 | 0 |  | 0 | 0 | 0 | 0 |  | 0 | 0 | 0 | 0 | 0
2010-05-11 | 2010 | 5 | 11 | 0 | 0 | 0 | 0 | 0 | 0 | 0 | 0 | 0 | 0 | 0 | 0 | 0 | 0 | 0 | 0 | 0 | 0 | 0 | 0 | 0 | 0 | 0 | 0 |  | 0 | 0 | 0 | 0 |  | 0 | 0 | 0 | 0 | 0
2010-05-12 | 2010 | 5 | 12 | 0 | 0 | 0 | 0 | 0 | 0 | 0 | 0 | 0 | 0 | 0 | 0 | 0 | 0 | 0 | 0 | 0 | 0 | 0 | 0 | 0 | 0 | 0 | 0 |  | 0 | 0 | 0 | 0 |  | 0 | 0 | 0 | 0 | 0
2010-05-13 | 2010 | 5 | 13 | 0 | 0 | 0 | 0 | 0 | 0 | 0 | 0 | 0 | 0 | 0 | 0 | 0 | 0 | 0 | 0 | 0 | 0 | 0 | 0 | 0 | 0 | 0 | 0 |  | 0 | 0 | 0 | 0 |  | 0 | 0 | 0 | 0 | 0
2010-05-14 | 2010 | 5 | 14 | 0 | 0 | 0 | 0 | 0 | 0 | 0 | 0 | 0 | 0 | 0 | 0 | 0 | 0 | 0 | 0 | 0 | 0 | 0 | 0 | 0 | 0 | 0 | 0 |  | 0 | 0 | 0 | 0 |  | 0 | 0 | 0 | 0 | 0
2010-05-15 | 2010 | 5 | 15 | 0 | 0 | 0 | 0 | 0 | 0 | 0 | 0 | 0 | 0 | 0 | 0 | 0 | 0 | 0 | 0 | 0 | 0 | 0 | 0 | 0 | 0 | 0 | 0 |  | 0 | 0 | 0 | 0 |  | 0 | 0 | 0 | 0 | 0
2010-05-16 | 2010 | 5 | 16 | 0 | 0 | 0 | 0 | 0 | 0 | 0 | 0 | 0 | 0 | 0 | 0 | 0 | 0 | 0 | 0 | 0 | 0 | 0 | 0 | 0 | 0 | 0 | 0 |  | 0 | 0 | 0 | 0 |  | 0 | 0 | 0 | 0 | 0
2010-05-17 | 2010 | 5 | 17 | 0 | 0 | 0 | 0 | 0 | 0 | 0 | 0 | 0 | 0 | 0 | 0 | 0 | 0.4 | 0 | 0 | 0 | 0 | 0 | 0 | 0 | 0 | 0 | 0 |  | 0.4 | 0.4 | 0.4 | 0 |  | 0.4 | 0 | 0 | 0 | 0
2010-05-18 | 2010 | 5 | 18 | 0 | 0 | 0 | 0 | 0 | 0 | 0 | 0 | 0 | 0 | 0 | 0 | 0 | 0 | 0 | 0.5 | 0.4 | 0.3 | 0 | 0 | 0.2 | 0 | 0 | 0 |  | 1.4 | 1.4 | 1.4 | 0 |  | 1.4 | 0 | 0 | 0 | 0
2010-05-19 | 2010 | 5 | 19 | 0 | 0 | 0 | 0 | 0 | 0 | 0 | 0 | 0 | 0 | 0 | 0 | 0 | 0 | 0 | 0.5 | 0 | 0 | 0 | 0 | 0 | 0 | 0 | 0 |  | 0.5 | 0.5 | 0.5 | 0 |  | 0.5 | 0 | 0 | 0 | 0
2010-05-20 | 2010 | 5 | 20 | 0 | 0 | 0 | 0 | 0 | 0 | 0 | 0 | 0 | 0 | 0 | 0 | 0 | 0 | 0 | 0 | 0 | 0 | 0 | 0 | 0 | 0 | 0 | 0 |  | 0 | 0 | 0 | 0 |  | 0 | 0 | 0 | 0 | 0
2010-05-21 | 2010 | 5 | 21 | 0 | 0 | 0 | 0 | 0 | 0 | 0 | 0 | 0 | 0 | 0 | 0 | 0 | 0 | 0 | 0 | 0 | 0 | 0 | 0 | 0 | 0 | 0 | 0 |  | 0 | 0 | 0 | 0 |  | 0 | 0 | 0 | 0 | 0
2010-05-22 | 2010 | 5 | 22 | 0 | 0 | 0 | 0 | 0 | 0 | 0 | 0 | 0 | 0 | 0 | 0 | 0 | 0 | 0 | 0 | 0 | 0 | 0 | 0 | 0 | 0 | 0 | 0 |  | 0 | 0 | 0 | 0 |  | 0 | 0 | 0 | 0 | 0
2010-05-23 | 2010 | 5 | 23 | 0 | 0 | 0 | 0 | 0 | 0 | 0 | 0 | 0 | 0 | 0 | 0 | 0 | 0 | 0 | 0 | 0.2 | 0 | 0 | 0 | 0 | 0 | 0 | 0 |  | 0.2 | 0.2 | 0.2 | 0 |  | 0.2 | 0 | 0 | 0 | 0
2010-05-24 | 2010 | 5 | 24 | 0 | 0 | 0 | 0 | 0 | 0 | 0 | 0 | 0 | 0 | 0 | 0 | 0 | 0 | 0 | 0 | 0 | 0 | 0 | 0 | 0 | 0 | 0 | 0 |  | 0 | 0 | 0 | 0 |  | 0 | 0 | 0 | 0 | 0
2010-05-25 | 2010 | 5 | 25 | 0 | 0 | 0 | 0 | 0 | 0 | 0 | 0 | 0 | 0 | 0 | 0 | 0 | 0 | 0 | 0 | 0 | 0 | 0 | 0 | 0 | 0 | 0 | 0 |  | 0 | 0 | 0 | 0 |  | 0 | 0 | 0 | 0 | 0
2010-05-26 | 2010 | 5 | 26 | 0 | 0 | 0 | 0 | 0 | 0 | 0 | 0 | 0 | 0 | 0 | 0 | 0 | 0 | 0 | 0 | 0 | 0 | 0 | 0 | 0 | 0 | 0 | 0 |  | 0 | 0 | 0 | 0 |  | 0 | 0 | 0 | 0 | 0
2010-05-27 | 2010 | 5 | 27 | 0 | 0 | 0 | 0 | 0 | 0 | 0 | 0 | 0 | 0 | 0.7 | 1.7 | 2.4 | 3.2 | 3.1 | 3.7 | 2.7 | 2.2 | 1.7 | 1.9 | 0.7 | 2.1 | 2.2 | 1.7 |  | 30 | 30 | 30 | 3.5527e-15 |  | 30 | 0 | 0 | 0 | 0
2010-05-28 | 2010 | 5 | 28 | 0.3 | 0.3 | 0.3 | 0.3 | 0.3 | 0.3 | 0.3 | 0.3 | 0.3 | 0.3 | 0 | 0 | 0 | 0 | 0 | 0 | 0 | 0.3 | 0 | 0.3 | 0.3 | 0.3 | 0.3 | 0.3 |  | 4.8 | 4.8 | 4.8 | 8.8818e-16 |  | 4.8 | 0 | 0 | 0 | 0
2010-05-29 | 2010 | 5 | 29 | 0.6 | 0.7 | 0.6 | 0.7 | 0.6 | 0.7 | 0.6 | 0.6 | 0.7 | 0.6 | 0.7 | 0.6 | 0.7 | 0.6 | 0.7 | 0.6 | 0.6 | 0.7 | 0.6 | 0.7 | 0.6 | 0.7 | 0.6 | 0 |  | 14.8 | 14.8 | 14.8 | 7.1054e-15 |  | 14.8 | 0 | 0 | 0 | 0
2010-05-30 | 2010 | 5 | 30 | 0.5 | 0.5 | 0.5 | 0 | 0.6 | 0.5 | 0 | 0 | 0.5 | 0 | 0 | 0 | 0 | 0 | 0 | 0 | 0 | 0 | 0 | 0.5 | 0 | 0 | 0 | 0 |  | 3.6 | 3.6 | 3.6 | 0 |  | 3.6 | 0 | 0 | 0 | 0
2010-05-31 | 2010 | 5 | 31 | 0 | 0 | 0 | 0 | 0 | 0 | 0 | 0 | 0 | 0 | 0 | 0 | 0 | 0 | 0 | 0 | 0 | 0 | 0 | 0 | 0 | 0 | 0 | 0 |  | 0 | 0 | 0 | 0 |  | 0 | 0 | 0 | 0 | 0
2010-06-01 | 2010 | 6 | 1 | 0 | 0 | 0 | 0 | 0 | 0 | 0 | 0 | 0 | 0 | 0 | 0 | 0 | 0 | 0 | 0 | 0 | 0 | 0 | 0 | 0 | 0 | 0 | 0 |  | 0 | 0 | 0 | 0 |  | 0 | 0 | 0 | 0 | 0
2010-06-02 | 2010 | 6 | 2 | 0 | 0 | 0 | 0 | 0 | 0 | 0 | 0 | 0 | 0 | 0 | 0 | 0 | 0 | 0 | 0 | 0 | 0 | 0 | 0 | 0 | 0 | 0 | 0 |  | 0 | 0 | 0 | 0 |  | 0 | 0 | 0 | 0 | 0
2010-06-03 | 2010 | 6 | 3 | 0 | 0 | 0 | 0 | 0 | 0.3 | 0 | 0.4 | 0.3 | 0.7 | 0.6 | 0.7 | 0.3 | 0 | 0.4 | 0.3 | 0 | 0 | 0 | 0 | 0 | 0 | 0 | 0 |  | 4 | 4 | 4 | 4.4409e-16 |  | 0 | 4 | 0 | 0 | 0
2010-06-04 | 2010 | 6 | 4 | 0 | 0 | 0 | 0 | 0 | 0 | 0 | 0 | 0 | 0 | 0 | 0 | 0 | 0 | 0 | 0 | 0 | 0 | 0 | 0 | 0 | 0 | 0 | 0 |  | 0 | 0 | 0 | 0 |  | 0 | 0 | 0 | 0 | 0
2010-06-05 | 2010 | 6 | 5 | 0 | 0 | 0 | 0 | 0.6 | 0 | 0 | 0 | 0.6 | 0 | 0 | 0 | 0 | 0 | 0 | 0 | 0 | 0 | 0 | 0 | 0 | 0 | 0 | 0 |  | 1.2 | 1.2 | 1.2 | 0 |  | 0 | 1.2 | 0 | 0 | 0
2010-06-06 | 2010 | 6 | 6 | 0 | 0 | 0 | 0 | 0 | 0 | 0 | 0 | 0 | 0 | 0 | 0 | 0 | 0 | 0 | 0 | 0 | 0 | 0 | 0 | 0 | 0 | 0 | 0 |  | 0 | 0 | 0 | 0 |  | 0 | 0 | 0 | 0 | 0
2010-06-07 | 2010 | 6 | 7 | 0 | 0 | 0 | 0 | 0 | 0 | 0 | 0 | 0 | 0 | 0 | 0 | 0 | 0 | 0 | 0 | 0 | 0 | 0 | 0 | 0 | 0 | 0 | 0 |  | 0 | 0 | 0 | 0 |  | 0 | 0 | 0 | 0 | 0
2010-06-08 | 2010 | 6 | 8 | 0.2 | 0.2 | 0.3 | 0.2 | 0.2 | 0.2 | 0.2 | 0.3 | 0.2 | 0 | 0 | 0 | 0 | 0 | 0 | 0 | 0 | 0 | 0.2 | 0 | 0 | 0 | 0 | 0 |  | 2.2 | 2.2 | 2.2 | 4.4409e-16 |  | 0 | 2.2 | 0 | 0 | 0
2010-06-09 | 2010 | 6 | 9 | 0 | 0 | 0 | 0 | 0 | 0 | 0 | 0 | 0 | 0 | 0.9 | 0.8 | 0.9 | 0.9 | 0.9 | 0.8 | 0.9 | 0.9 | 0.8 | 0.9 | 0.9 | 0.9 | 0.8 | 0.9 |  | 12.2 | 12.2 | 12.2 | 3.5527e-15 |  | 0 | 12.2 | 0 | 0 | 0
2010-06-10 | 2010 | 6 | 10 | 0.2 | 0.2 | 0.2 | 0 | 0 | 0 | 0.2 | 0.1 | 0.2 | 0.2 | 0.2 | 0.2 | 0.2 | 0.2 | 0.2 | 0.1 | 0.2 | 0.2 | 0 | 0.2 | 0 | 0 | 0 | 0 |  | 3 | 3 | 3 | 8.8818e-16 |  | 0 | 3 | 0 | 0 | 0
2010-06-11 | 2010 | 6 | 11 | 0 | 0 | 0 | 0 | 0 | 0 | 0 | 0 | 0 | 0 | 0 | 0 | 0 | 0 | 0 | 0 | 0 | 0 | 0 | 0 | 0 | 0 | 0 | 0 |  | 0 | 0 | 0 | 0 |  | 0 | 0 | 0 | 0 | 0
2010-06-12 | 2010 | 6 | 12 | 0 | 0 | 0 | 0 | 0 | 0 | 0 | 0 | 0 | 0 | 0 | 0 | 0 | 0 | 0 | 0 | 0 | 0 | 0 | 0 | 0 | 0 | 0 | 0 |  | 0 | 0 | 0 | 0 |  | 0 | 0 | 0 | 0 | 0
2010-06-13 | 2010 | 6 | 13 | 0 | 0 | 0 | 0 | 0 | 0 | 0 | 0 | 0 | 0 | 0 | 0 | 0 | 0 | 0 | 0 | 0 | 0 | 0 | 0 | 0 | 0 | 0 | 0 |  | 0 | 0 | 0 | 0 |  | 0 | 0 | 0 | 0 | 0
2010-06-14 | 2010 | 6 | 14 | 0 | 0 | 0 | 0 | 0 | 0 | 0 | 0 | 0 | 0 | 0 | 0 | 0 | 0 | 0 | 0 | 0 | 0 | 0 | 0 | 0 | 0 | 0 | 0 |  | 0 | 0 | 0 | 0 |  | 0 | 0 | 0 | 0 | 0
2010-06-15 | 2010 | 6 | 15 | 0 | 0 | 0.2 | 0.2 | 0.3 | 0.2 | 0.2 | 0.2 | 0.2 | 0 | 0 | 0 | 0 | 0 | 0 | 0 | 0 | 0 | 0 | 0.3 | 0 | 0 | 0.2 | 0.2 |  | 2.2 | 2.2 | 2.2 | 4.4409e-16 |  | 0 | 2.2 | 0 | 0 | 0
2010-06-16 | 2010 | 6 | 16 | 0 | 0 | 0 | 0 | 0 | 0 | 0 | 0 | 0 | 0 | 0.5 | 0 | 0 | 0.5 | 0.3 | 0 | 5 | 2.4 | 2.1 | 1.2 | 0.6 | 0 | 0 | 0 |  | 12.6 | 12.6 | 12.6 | 1.7764e-15 |  | 0 | 12.6 | 0 | 0 | 0
2010-06-17 | 2010 | 6 | 17 | 0 | 0 | 0 | 0 | 0 | 0 | 0.3 | 0 | 0 | 0 | 0.5 | 1.2 | 2.3 | 2.4 | 1.5 | 0.3 | 0 | 0 | 0 | 0 | 0 | 0 | 0 | 0 |  | 8.5 | 8.5 | 8.5 | 0 |  | 0 | 8.5 | 0 | 0 | 0
2010-06-18 | 2010 | 6 | 18 | 0 | 0 | 0 | 0 | 0 | 0 | 0 | 0 | 0 | 0 | 0 | 0 | 0 | 0 | 0 | 0 | 0 | 0 | 0 | 0 | 0 | 0 | 0 | 0 |  | 0 | 0 | 0 | 0 |  | 0 | 0 | 0 | 0 | 0
2010-06-19 | 2010 | 6 | 19 | 0 | 0 | 0 | 0 | 0 | 0 | 0 | 0 | 0 | 0 | 0 | 0 | 0 | 0 | 0 | 0 | 0 | 0 | 0 | 0 | 0 | 0 | 0 | 0 |  | 0 | 0 | 0 | 0 |  | 0 | 0 | 0 | 0 | 0
2010-06-20 | 2010 | 6 | 20 | 0 | 0 | 0 | 0 | 0 | 0 | 0 | 0 | 0 | 0 | 0 | 0 | 0 | 0 | 0 | 0 | 0 | 0 | 0 | 0 | 0 | 0 | 0 | 0 |  | 0 | 0 | 0 | 0 |  | 0 | 0 | 0 | 0 | 0
2010-06-21 | 2010 | 6 | 21 | 0 | 0 | 0 | 0 | 0 | 0 | 0 | 0 | 0 | 0 | 0 | 0 | 0 | 0 | 0 | 0 | 0 | 0 | 0 | 0 | 0 | 0 | 0 | 0 |  | 0 | 0 | 0 | 0 |  | 0 | 0 | 0 | 0 | 0
2010-06-22 | 2010 | 6 | 22 | 0 | 0 | 0 | 0 | 3.5 | 0 | 0 | 0 | 0 | 0 | 0 | 0 | 0 | 0 | 3.5 | 2.7 | 3.5 | 0 | 0 | 0 | 0 | 0 | 0 | 0 |  | 13.2 | 13.2 | 13.2 | 0 |  | 0 | 13.2 | 0 | 0 | 0
2010-06-23 | 2010 | 6 | 23 | 0 | 0 | 0 | 0 | 0 | 0 | 0 | 0 | 0 | 0 | 0 | 0 | 0 | 0 | 0 | 0.8 | 0 | 0 | 0 | 1.9 | 1.1 | 0 | 0 | 0 |  | 3.8 | 3.8 | 3.8 | 4.4409e-16 |  | 0 | 3.8 | 0 | 0 | 0
2010-06-24 | 2010 | 6 | 24 | 0 | 0 | 0 | 0 | 0 | 0 | 0 | 0 | 0 | 0 | 0 | 0 | 0 | 0 | 0 | 0 | 0 | 0 | 0 | 0 | 0 | 0 | 0 | 0 |  | 0 | 0 | 0 | 0 |  | 0 | 0 | 0 | 0 | 0
2010-06-25 | 2010 | 6 | 25 | 0 | 0 | 0 | 0 | 0 | 0 | 0 | 0 | 0 | 0 | 0 | 0 | 0 | 0 | 0 | 0 | 1 | 0 | 0 | 0 | 0 | 0 | 0 | 0 |  | 1 | 1 | 1 | 0 |  | 0 | 1 | 0 | 0 | 0
2010-06-26 | 2010 | 6 | 26 | 0 | 0 | 0 | 0 | 0 | 0 | 0 | 0 | 0 | 0 | 0 | 0 | 0 | 0 | 0 | 0 | 0 | 0 | 0 | 0 | 0 | 0 | 0 | 0 |  | 0 | 0 | 0 | 0 |  | 0 | 0 | 0 | 0 | 0
2010-06-27 | 2010 | 6 | 27 | 0 | 0 | 0 | 0 | 0 | 0 | 0 | 0 | 0 | 0 | 0 | 0 | 0 | 0 | 0 | 0 | 0 | 0 | 0 | 0 | 0 | 0 | 0 | 0 |  | 0 | 0 | 0 | 0 |  | 0 | 0 | 0 | 0 | 0
2010-06-28 | 2010 | 6 | 28 | 0 | 0 | 0 | 0 | 0 | 0 | 0 | 0 | 0 | 0 | 0 | 0 | 0 | 0 | 0 | 0 | 0 | 0 | 0 | 0 | 0 | 0 | 0 | 0 |  | 0 | 0 | 0 | 0 |  | 0 | 0 | 0 | 0 | 0
2010-06-29 | 2010 | 6 | 29 | 0 | 0 | 0 | 0 | 0 | 0 | 0 | 0 | 0 | 0 | 0 | 0 | 0 | 0 | 0 | 0 | 0 | 0 | 0 | 0 | 0 | 0 | 0 | 0 |  | 0 | 0 | 0 | 0 |  | 0 | 0 | 0 | 0 | 0
2010-06-30 | 2010 | 6 | 30 | 0 | 0 | 0 | 0 | 0 | 0 | 0 | 0 | 0 | 0 | 0 | 0 | 0 | 0 | 0 | 0 | 0 | 0 | 0 | 0 | 0 | 0 | 0 | 0 |  | 0 | 0 | 0 | 0 |  | 0 | 0 | 0 | 0 | 0
2010-07-01 | 2010 | 7 | 1 | 0 | 0 | 0 | 0 | 0 | 0 | 0 | 0 | 0 | 0 | 0 | 0 | 0 | 0 | 0 | 0 | 0 | 0 | 0 | 0 | 0 | 0 | 0 | 0 |  | 0 | 0 | 0 | 0 |  | 0 | 0 | 0 | 0 | 0
2010-07-02 | 2010 | 7 | 2 | 0 | 0 | 0 | 0 | 0 | 0 | 0 | 0 | 0 | 0 | 0 | 0 | 0 | 0 | 0 | 0 | 0 | 0 | 0 | 0.4 | 0.2 | 0 | 0 | 0 |  | 0.6 | 0.6 | 0.6 | 1.1102e-16 |  | 0 | 0 | 0.6 | 0 | 0
2010-07-03 | 2010 | 7 | 3 | 0 | 0 | 0 | 0 | 0 | 0 | 0 | 0 | 0 | 0 | 0 | 0 | 0 | 0 | 0 | 0 | 0 | 0 | 0 | 0 | 0 | 0 | 0 | 0 |  | 0 | 0 | 0 | 0 |  | 0 | 0 | 0 | 0 | 0
2010-07-04 | 2010 | 7 | 4 | 0 | 0 | 0 | 0 | 0 | 0 | 0 | 0 | 0 | 0 | 0 | 0 | 0 | 0 | 0 | 0 | 0 | 0 | 0 | 0 | 0.4 | 0.9 | 0.5 | 0.4 |  | 2.2 | 2.2 | 2.2 | 0 |  | 0 | 0 | 2.2 | 0 | 0
2010-07-05 | 2010 | 7 | 5 | 0 | 0 | 0 | 0 | 0 | 0 | 0 | 0 | 0 | 0 | 0 | 0 | 0 | 0 | 0 | 0 | 0 | 0 | 0 | 0 | 0 | 0 | 0 | 0 |  | 0 | 0 | 0 | 0 |  | 0 | 0 | 0 | 0 | 0
2010-07-06 | 2010 | 7 | 6 | 0 | 0 | 0 | 0 | 0 | 0 | 0 | 0 | 0 | 0 | 2.2 | 0 | 0 | 0 | 0 | 0 | 0 | 0 | 0 | 0 | 0 | 0 | 0 | 0 |  | 2.2 | 2.2 | 2.2 | 0 |  | 0 | 0 | 2.2 | 0 | 0
2010-07-07 | 2010 | 7 | 7 | 0 | 0 | 0 | 0 | 0 | 0 | 0 | 0 | 0 | 0 | 0 | 0 | 0 | 0 | 0 | 0 | 0 | 0 | 0 | 0 | 0 | 0 | 0 | 0 |  | 0 | 0 | 0 | 0 |  | 0 | 0 | 0 | 0 | 0
2010-07-08 | 2010 | 7 | 8 | 0 | 0 | 0 | 0 | 0 | 0 | 0 | 0 | 0 | 0 | 0 | 0 | 0 | 0 | 0 | 0 | 0 | 0 | 0 | 0 | 0 | 0 | 0 | 0 |  | 0 | 0 | 0 | 0 |  | 0 | 0 | 0 | 0 | 0
2010-07-09 | 2010 | 7 | 9 | 0 | 0 | 0 | 0 | 0 | 0 | 0 | 0 | 0 | 0 | 0 | 0 | 0 | 0 | 0 | 0 | 0 | 0 | 0 | 0 | 0 | 0 | 0 | 0 |  | 0 | 0 | 0 | 0 |  | 0 | 0 | 0 | 0 | 0
2010-07-10 | 2010 | 7 | 10 | 0 | 0.4 | 0.3 | 0 | 0 | 0 | 0 | 0 | 0 | 0 | 0 | 0 | 0 | 0.4 | 0.4 | 0.4 | 0.3 | 0.4 | 0.7 | 0.4 | 0.4 | 0.4 | 0.3 | 0.4 |  | 5.2 | 5.2 | 5.2 | 0 |  | 0 | 0 | 5.2 | 0 | 0
2010-07-11 | 2010 | 7 | 11 | 1.1 | 1.1 | 0 | 0 | 0 | 0 | 0 | 0 | 0 | 0 | 0 | 0 | 0 | 0 | 0 | 0 | 0 | 0 | 0 | 0 | 0 | 0 | 0 | 0 |  | 2.2 | 2.2 | 2.2 | 0 |  | 0 | 0 | 2.2 | 0 | 0
2010-07-12 | 2010 | 7 | 12 | 0 | 0 | 0 | 0 | 0 | 0 | 0 | 0 | 0 | 0 | 0 | 0 | 0 | 1.4 | 11.9 | 0.5 | 0 | 0 | 0 | 0 | 0 | 0 | 0 | 0 |  | 13.8 | 13.8 | 13.8 | 0 |  | 0 | 0 | 13.8 | 0 | 0
2010-07-13 | 2010 | 7 | 13 | 0 | 0 | 0 | 0 | 0 | 0 | 0 | 0 | 0 | 0.4 | 0.4 | 0 | 0 | 1.8 | 4 | 3.6 | 5.1 | 1.4 | 0.7 | 1.1 | 0.5 | 0 | 0 | 0 |  | 19 | 19 | 19 | 0 |  | 0 | 0 | 19 | 0 | 0
2010-07-14 | 2010 | 7 | 14 | 0 | 0 | 0 | 0 | 0 | 0 | 0 | 0 | 0 | 0 | 0 | 0 | 0 | 0 | 0 | 0 | 0 | 0 | 0 | 0.3 | 0 | 0 | 0 | 0 |  | 0.3 | 0.3 | 0.3 | 0 |  | 0 | 0 | 0.3 | 0 | 0
2010-07-15 | 2010 | 7 | 15 | 0 | 0 | 0 | 0 | 0 | 0 | 0 | 0 | 0 | 0 | 0 | 0 | 0 | 0 | 0 | 0 | 0 | 0 | 0 | 0 | 0 | 0 | 0 | 0 |  | 0 | 0 | 0 | 0 |  | 0 | 0 | 0 | 0 | 0
2010-07-16 | 2010 | 7 | 16 | 0 | 0 | 0 | 0 | 0 | 0 | 0 | 0 | 0 | 0 | 0 | 0 | 0 | 0 | 4.5 | 0 | 0 | 0 | 0 | 0 | 0 | 0 | 3.3 | 3.4 |  | 11.2 | 11.2 | 11.2 | 0 |  | 0 | 0 | 11.2 | 0 | 0
2010-07-17 | 2010 | 7 | 17 | 0 | 0 | 0 | 0 | 0 | 0 | 0 | 0 | 0 | 0 | 0 | 0 | 0 | 0 | 0 | 0 | 0 | 0 | 0 | 0 | 0 | 0 | 0 | 0 |  | 0 | 0 | 0 | 0 |  | 0 | 0 | 0 | 0 | 0
2010-07-18 | 2010 | 7 | 18 | 0 | 0 | 0 | 0 | 0 | 0 | 0 | 0 | 0 | 0 | 0 | 0 | 0 | 0 | 0 | 0 | 0 | 0 | 0 | 0 | 0 | 0 | 0 | 0 |  | 0 | 0 | 0 | 0 |  | 0 | 0 | 0 | 0 | 0
2010-07-19 | 2010 | 7 | 19 | 0 | 0 | 0 | 0 | 0 | 0 | 0.6 | 0 | 0 | 0 | 0 | 0 | 0 | 0 | 0 | 0 | 0 | 0 | 0.6 | 0 | 0 | 0 | 0.6 | 0.6 |  | 2.4 | 2.4 | 2.4 | 0 |  | 0 | 0 | 2.4 | 0 | 0
2010-07-20 | 2010 | 7 | 20 | 0.1 | 0 | 0 | 0 | 0 | 0 | 0 | 0 | 0 | 0 | 0 | 0 | 0 | 0 | 0 | 0 | 0 | 0 | 0 | 0.3 | 0 | 0 | 0 | 0 |  | 0.4 | 0.4 | 0.4 | 0 |  | 0 | 0 | 0.4 | 0 | 0
2010-07-21 | 2010 | 7 | 21 | 0 | 0 | 0 | 0 | 0 | 0 | 0 | 0 | 0 | 0 | 0 | 0 | 0 | 0 | 0 | 0 | 0 | 0 | 0 | 0 | 0 | 0 | 0 | 0 |  | 0 | 0 | 0 | 0 |  | 0 | 0 | 0 | 0 | 0
2010-07-22 | 2010 | 7 | 22 | 0 | 0 | 0 | 0 | 0 | 0 | 0 | 0 | 0 | 0 | 0 | 0 | 0 | 0 | 0 | 0 | 0 | 0 | 0.9 | 0 | 0 | 0 | 0.9 | 0.4 |  | 2.2 | 2.2 | 2.2 | 0 |  | 0 | 0 | 2.2 | 0 | 0
2010-07-23 | 2010 | 7 | 23 | 0 | 0 | 0.2 | 0 | 0 | 0.3 | 0.2 | 0.3 | 0.2 | 0 | 0 | 0 | 0 | 0 | 0 | 0 | 0 | 0 | 0 | 0 | 0 | 0 | 0 | 0 |  | 1.2 | 1.2 | 1.2 | 0 |  | 0 | 0 | 1.2 | 0 | 0
2010-07-24 | 2010 | 7 | 24 | 0 | 0 | 0 | 0 | 0 | 0 | 0 | 0 | 0 | 0 | 0 | 0 | 0 | 0 | 0 | 0 | 0 | 0 | 0 | 0 | 0 | 0 | 0 | 0 |  | 0 | 0 | 0 | 0 |  | 0 | 0 | 0 | 0 | 0
2010-07-25 | 2010 | 7 | 25 | 0 | 0 | 0 | 0 | 0 | 0 | 0 | 0 | 0 | 0 | 0 | 0 | 0 | 0 | 0 | 0 | 0 | 0 | 0 | 0 | 0 | 0 | 0 | 0 |  | 0 | 0 | 0 | 0 |  | 0 | 0 | 0 | 0 | 0
2010-07-26 | 2010 | 7 | 26 | 0 | 0 | 0 | 0 | 0 | 0 | 0 | 0 | 0 | 0 | 0 | 0 | 0 | 0 | 0 | 0 | 0 | 0 | 1.1 | 2.1 | 0 | 0 | 0 | 0 |  | 3.2 | 3.2 | 3.2 | 0 |  | 0 | 0 | 3.2 | 0 | 0
2010-07-27 | 2010 | 7 | 27 | 0 | 0 | 0 | 0 | 0 | 0 | 0 | 0 | 0 | 0 | 0 | 0 | 0 | 0 | 0 | 0 | 0 | 0 | 0 | 0 | 0 | 0 | 0 | 0 |  | 0 | 0 | 0 | 0 |  | 0 | 0 | 0 | 0 | 0
2010-07-28 | 2010 | 7 | 28 | 0 | 0 | 0 | 0 | 0 | 0 | 0 | 0 | 0 | 0 | 0 | 0 | 0 | 0 | 0 | 0 | 0 | 0 | 0 | 0 | 0 | 0 | 0 | 0 |  | 0 | 0 | 0 | 0 |  | 0 | 0 | 0 | 0 | 0
2010-07-29 | 2010 | 7 | 29 | 0 | 0 | 0 | 0 | 0 | 0 | 0 | 0 | 0 | 0 | 0 | 0 | 0 | 0 | 0 | 0 | 0 | 0 | 0 | 0 | 0 | 0 | 0 | 0 |  | 0 | 0 | 0 | 0 |  | 0 | 0 | 0 | 0 | 0
2010-07-30 | 2010 | 7 | 30 | 0 | 0 | 0 | 0 | 0 | 0 | 0 | 0 | 0 | 0 | 0 | 0 | 0 | 0 | 0 | 0 | 0 | 0 | 0 | 0 | 0 | 0 | 0 | 0 |  | 0 | 0 | 0 | 0 |  | 0 | 0 | 0 | 0 | 0
2010-07-31 | 2010 | 7 | 31 | 0 | 0 | 0 | 0 | 0 | 0 | 0 | 0 | 0 | 0 | 0 | 0 | 0 | 0 | 0 | 0 | 0 | 0 | 0 | 0 | 0 | 0 | 0 | 0 |  | 0 | 0 | 0 | 0 |  | 0 | 0 | 0 | 0 | 0
2010-08-01 | 2010 | 8 | 1 | 0 | 0 | 0 | 0 | 2.2 | 0 | 0 | 0 | 0.4 | 0.3 | 0 | 0 | 0.3 | 0 | 0 | 0 | 0 | 0 | 0 | 0 | 0 | 0 | 0 | 0 |  | 3.2 | 3.2 | 3.2 | 4.4409e-16 |  | 0 | 0 | 0 | 3.2 | 0
2010-08-02 | 2010 | 8 | 2 | 0 | 0 | 0 | 0 | 0 | 0 | 0 | 0 | 0 | 0 | 0 | 0 | 0 | 0 | 0 | 0 | 0 | 0 | 6.1 | 26.6 | 1.1 | 0 | 0 | 0 |  | 33.8 | 33.8 | 33.8 | 7.1054e-15 |  | 0 | 0 | 0 | 33.8 | 0
2010-08-03 | 2010 | 8 | 3 | 0 | 0 | 0 | 0 | 0 | 0 | 0 | 0 | 0 | 0 | 0 | 0 | 0 | 0 | 0 | 0 | 0 | 0 | 0 | 0 | 0 | 0 | 0 | 0 |  | 0 | 0 | 0 | 0 |  | 0 | 0 | 0 | 0 | 0
2010-08-04 | 2010 | 8 | 4 | 0 | 0 | 0 | 0 | 0 | 0 | 0 | 0 | 0 | 0 | 0 | 0 | 0 | 0 | 0 | 0 | 0 | 0 | 0 | 0 | 0 | 0 | 0 | 0 |  | 0 | 0 | 0 | 0 |  | 0 | 0 | 0 | 0 | 0
2010-08-05 | 2010 | 8 | 5 | 0 | 0 | 0 | 0 | 0 | 0 | 0 | 0 | 0 | 0 | 0 | 0 | 0 | 0 | 0 | 0 | 0 | 0 | 0 | 0 | 0 | 0 | 0 | 0 |  | 0 | 0 | 0 | 0 |  | 0 | 0 | 0 | 0 | 0
2010-08-06 | 2010 | 8 | 6 | 0 | 0 | 0 | 0 | 0 | 0 | 0 | 0 | 0 | 0 | 0 | 0 | 0 | 0 | 0 | 0 | 0 | 0 | 0 | 0 | 0 | 0 | 0 | 0 |  | 0 | 0 | 0 | 0 |  | 0 | 0 | 0 | 0 | 0
2010-08-07 | 2010 | 8 | 7 | 0 | 0 | 0 | 0 | 0 | 0 | 0 | 0 | 0 | 0 | 0 | 0 | 0 | 0 | 0 | 0 | 0 | 0 | 0 | 0.6 | 0 | 0 | 0 | 0 |  | 0.6 | 0.6 | 0.6 | 0 |  | 0 | 0 | 0 | 0.6 | 0
2010-08-08 | 2010 | 8 | 8 | 0 | 0 | 0 | 0 | 0 | 0 | 0 | 0 | 0 | 0 | 0.1 | 0.1 | 0 | 0 | 0 | 0 | 0 | 0 | 0 | 0 | 0 | 0 | 0 | 0 |  | 0.2 | 0.2 | 0.2 | 0 |  | 0 | 0 | 0 | 0.2 | 0
2010-08-09 | 2010 | 8 | 9 | 0 | 0 | 0 | 0 | 0 | 0 | 0 | 0 | 0 | 0 | 0 | 0 | 0 | 0 | 0 | 0 | 13.4 | 13.4 | 0 | 0 | 0 | 0 | 0 | 0 |  | 26.8 | 26.8 | 26.8 | 0 |  | 0 | 0 | 0 | 26.8 | 0
2010-08-10 | 2010 | 8 | 10 | 0 | 0.2 | 0 | 0 | 0 | 0 | 0 | 0 | 0 | 0 | 0 | 0 | 0 | 0 | 0 | 0 | 0 | 0 | 0 | 0 | 0 | 0 | 0 | 0 |  | 0.2 | 0.2 | 0.2 | 0 |  | 0 | 0 | 0 | 0.2 | 0
2010-08-11 | 2010 | 8 | 11 | 0 | 0 | 0 | 0 | 0 | 0 | 0.1 | 0 | 0 | 0 | 0 | 0 | 0 | 0 | 0 | 0 | 0 | 0 | 0.1 | 0 | 0 | 0 | 0 | 0 |  | 0.2 | 0.2 | 0.2 | 0 |  | 0 | 0 | 0 | 0.2 | 0
2010-08-12 | 2010 | 8 | 12 | 0 | 0 | 0 | 0 | 0 | 0 | 0 | 0 | 0 | 0 | 0 | 0 | 0 | 2.7 | 2 | 1.3 | 0 | 0 | 0 | 0 | 0 | 0 | 0 | 0 |  | 6 | 6 | 6 | 0 |  | 0 | 0 | 0 | 6 | 0
2010-08-13 | 2010 | 8 | 13 | 0 | 0.8 | 0 | 0 | 0 | 0 | 0 | 0.8 | 0.7 | 0.8 | 1.6 | 0.7 | 0.8 | 0 | 0 | 0 | 0 | 0 | 0.8 | 0 | 0 | 0 | 0 | 0 |  | 7 | 7 | 7 | 8.8818e-16 |  | 0 | 0 | 0 | 7 | 0
2010-08-14 | 2010 | 8 | 14 | 0 | 0 | 0 | 0 | 0 | 0 | 0 | 0 | 0 | 0 | 0 | 0 | 0 | 0 | 0 | 0 | 0 | 0 | 0 | 0 | 0 | 0 | 0 | 0 |  | 0 | 0 | 0 | 0 |  | 0 | 0 | 0 | 0 | 0
2010-08-15 | 2010 | 8 | 15 | 0 | 0 | 0 | 0 | 0 | 0 | 0 | 0 | 0 | 0 | 0 | 0 | 0 | 0 | 0 | 0 | 0 | 0 | 0 | 0 | 0 | 0 | 0 | 0 |  | 0 | 0 | 0 | 0 |  | 0 | 0 | 0 | 0 | 0
2010-08-16 | 2010 | 8 | 16 | 0 | 0 | 0 | 0 | 0 | 0 | 0 | 0 | 0 | 0 | 0 | 0 | 0 | 0 | 0 | 0 | 0 | 0 | 0 | 0 | 0 | 0 | 0 | 0 |  | 0 | 0 | 0 | 0 |  | 0 | 0 | 0 | 0 | 0
2010-08-17 | 2010 | 8 | 17 | 0 | 0 | 0 | 0 | 0 | 0 | 0 | 0 | 0 | 0 | 0 | 0 | 0 | 0 | 0 | 0 | 0 | 0 | 0 | 0 | 0 | 0 | 0 | 0 |  | 0 | 0 | 0 | 0 |  | 0 | 0 | 0 | 0 | 0
2010-08-18 | 2010 | 8 | 18 | 0 | 0 | 0 | 0 | 0 | 0 | 0 | 0 | 0 | 0 | 0 | 0 | 0 | 0 | 0 | 0 | 0 | 0 | 0 | 0 | 0 | 0 | 0 | 0 |  | 0 | 0 | 0 | 0 |  | 0 | 0 | 0 | 0 | 0
2010-08-19 | 2010 | 8 | 19 | 0 | 0 | 0 | 0 | 0 | 0 | 0 | 0 | 0 | 0 | 0 | 0 | 0 | 0 | 0 | 0 | 0 | 0 | 0 | 0 | 0 | 0 | 0 | 0 |  | 0 | 0 | 0 | 0 |  | 0 | 0 | 0 | 0 | 0
2010-08-20 | 2010 | 8 | 20 | 0 | 0 | 0 | 0 | 0 | 0 | 0 | 0 | 0 | 0 | 0 | 0 | 0 | 0 | 0 | 0 | 0 | 0 | 0 | 0 | 0 | 0 | 0 | 0 |  | 0 | 0 | 0 | 0 |  | 0 | 0 | 0 | 0 | 0
2010-08-21 | 2010 | 8 | 21 | 0 | 0 | 0 | 0 | 0 | 0 | 0 | 0 | 0 | 0 | 0 | 0 | 0 | 0 | 0 | 0 | 0 | 0 | 0 | 0 | 0 | 0 | 0 | 0 |  | 0 | 0 | 0 | 0 |  | 0 | 0 | 0 | 0 | 0
2010-08-22 | 2010 | 8 | 22 | 0 | 0 | 0 | 0 | 0 | 0 | 0 | 0 | 0 | 0 | 0 | 0 | 0 | 0 | 0 | 0.5 | 0.6 | 0.5 | 0 | 0 | 0 | 0 | 0 | 0 |  | 1.6 | 1.6 | 1.6 | 0 |  | 0 | 0 | 0 | 1.6 | 0
2010-08-23 | 2010 | 8 | 23 | 0 | 0 | 0 | 0 | 0 | 0 | 0 | 0 | 0 | 0 | 0 | 0 | 0 | 2 | 0 | 0 | 0 | 0 | 0 | 0 | 0 | 0 | 0 | 0 |  | 2 | 2 | 2 | 0 |  | 0 | 0 | 0 | 2 | 0
2010-08-24 | 2010 | 8 | 24 | 0 | 0 | 0 | 0 | 0 | 0 | 0 | 0 | 0 | 0 | 0 | 0 | 0 | 0 | 0 | 0 | 0 | 0 | 0 | 0 | 0 | 0 | 0 | 0 |  | 0 | 0 | 0 | 0 |  | 0 | 0 | 0 | 0 | 0
2010-08-25 | 2010 | 8 | 25 | 0 | 0 | 0 | 0 | 0 | 0 | 0 | 0 | 0 | 0 | 0 | 0 | 0 | 0 | 0 | 0 | 0 | 0 | 0 | 0 | 0 | 0 | 0 | 0 |  | 0 | 0 | 0 | 0 |  | 0 | 0 | 0 | 0 | 0
2010-08-26 | 2010 | 8 | 26 | 0 | 0 | 0 | 0 | 0 | 0 | 0 | 0 | 0 | 0 | 0 | 0 | 0 | 0 | 0 | 0 | 0 | 0 | 0 | 0 | 0 | 0 | 0 | 0 |  | 0 | 0 | 0 | 0 |  | 0 | 0 | 0 | 0 | 0
2010-08-27 | 2010 | 8 | 27 | 0 | 0 | 0 | 0 | 0.4 | 0 | 0 | 0 | 0 | 0 | 0 | 0 | 0 | 0 | 0 | 0 | 0 | 0 | 0 | 0 | 0 | 0 | 0 | 0 |  | 0.4 | 0.4 | 0.4 | 0 |  | 0 | 0 | 0 | 0.4 | 0
2010-08-28 | 2010 | 8 | 28 | 0 | 0 | 0 | 0 | 0 | 0 | 0 | 0 | 0 | 0 | 0 | 0 | 0 | 0 | 0 | 0 | 0 | 0 | 0 | 0 | 0 | 0 | 0 | 0 |  | 0 | 0 | 0 | 0 |  | 0 | 0 | 0 | 0 | 0
2010-08-29 | 2010 | 8 | 29 | 0 | 0 | 0 | 0 | 0 | 0 | 0 | 0.3 | 0.4 | 0.3 | 0.3 | 0.3 | 0.4 | 0.3 | 0.3 | 0.4 | 0.3 | 0.3 | 0.3 | 0.4 | 0.3 | 0 | 0 | 0 |  | 4.6 | 4.6 | 4.6 | 8.8818e-16 |  | 0 | 0 | 0 | 4.6 | 0
2010-08-30 | 2010 | 8 | 30 | 0 | 0 | 0 | 0 | 0 | 0 | 0 | 0 | 0 | 0 | 0 | 0 | 0 | 0 | 0 | 0 | 0 | 0 | 0 | 0 | 0 | 0 | 0 | 0 |  | 0 | 0 | 0 | 0 |  | 0 | 0 | 0 | 0 | 0
2010-08-31 | 2010 | 8 | 31 | 0 | 0 | 0 | 0 | 0 | 0 | 0 | 0 | 0 | 0 | 0 | 0 | 0 | 0 | 0 | 0 | 0 | 0 | 0 | 0 | 0 | 0 | 0 | 0 |  | 0 | 0 | 0 | 0 |  | 0 | 0 | 0 | 0 | 0
2010-09-01 | 2010 | 9 | 1 | 0 | 0 | 0 | 0 | 0 | 0 | 0 | 0 | 0 | 0 | 0 | 0 | 1.2 | 0 | 0 | 0 | 0 | 0 | 0 | 0 | 0 | 0 | 0 | 0 |  | 1.2 | 1.2 | 1.2 | 0 |  | 0 | 0 | 0 | 0 | 1.2
2010-09-02 | 2010 | 9 | 2 | 0 | 0 | 0 | 0 | 0 | 0 | 0 | 0 | 0 | 0 | 0 | 0 | 0 | 0 | 0 | 0 | 0 | 0 | 0 | 0 | 0 | 0 | 0 | 0 |  | 0 | 0 | 0 | 0 |  | 0 | 0 | 0 | 0 | 0
2010-09-03 | 2010 | 9 | 3 | 0 | 0 | 0 | 0 | 0 | 0 | 0 | 0 | 0 | 0 | 0 | 0 | 0 | 0 | 0 | 0 | 0 | 0 | 0 | 0 | 0 | 0 | 0 | 0 |  | 0 | 0 | 0 | 0 |  | 0 | 0 | 0 | 0 | 0
2010-09-04 | 2010 | 9 | 4 | 0 | 0 | 0 | 0 | 0 | 0 | 0 | 0 | 0 | 0 | 0 | 0 | 0 | 0 | 0 | 0 | 0.3 | 0 | 0 | 0.4 | 0 | 2.9 | 4.2 | 0.8 |  | 8.6 | 8.6 | 8.6 | 0 |  | 0 | 0 | 0 | 0 | 8.6
2010-09-05 | 2010 | 9 | 5 | 0 | 0 | 0 | 0.3 | 0.4 | 0 | 0.3 | 0.3 | 0.3 | 0.4 | 0.3 | 0.3 | 0.3 | 0.4 | 0 | 0 | 0 | 0 | 0 | 0 | 0 | 0 | 0 | 0.3 |  | 3.6 | 3.6 | 3.6 | 8.8818e-16 |  | 0 | 0 | 0 | 0 | 3.6
2010-09-06 | 2010 | 9 | 6 | 0.6 | 0 | 0 | 0 | 0 | 0 | 0 | 0 | 0 | 0 | 0 | 0 | 0 | 0 | 0 | 0 | 0 | 0 | 0 | 0 | 0 | 0 | 0 | 0 |  | 0.6 | 0.6 | 0.6 | 0 |  | 0 | 0 | 0 | 0 | 0.6
2010-09-07 | 2010 | 9 | 7 | 0 | 0 | 0 | 0 | 0 | 0 | 0 | 0 | 0 | 0 | 0 | 0 | 0 | 0 | 0 | 0 | 0 | 0 | 0 | 0 | 0 | 0.7 | 0.6 | 0.7 |  | 2 | 2 | 2 | 2.2204e-16 |  | 0 | 0 | 0 | 0 | 2
2010-09-08 | 2010 | 9 | 8 | 0.9 | 0 | 0.9 | 0.9 | 0.9 | 0.9 | 0.9 | 0.8 | 0.9 | 0.9 | 0.9 | 0.9 | 0.9 | 0.9 | 0 | 0 | 0 | 0 | 0 | 0 | 0 | 0 | 0 | 0 |  | 11.6 | 11.6 | 11.6 | 1.7764e-15 |  | 0 | 0 | 0 | 0 | 11.6
2010-09-09 | 2010 | 9 | 9 | 0 | 0 | 0 | 0 | 0 | 0 | 0.3 | 0.2 | 0.3 | 0.2 | 0 | 0 | 0 | 0 | 0 | 0 | 0 | 0 | 0 | 0 | 0 | 0 | 0 | 0 |  | 1 | 1 | 1 | 0 |  | 0 | 0 | 0 | 0 | 1
2010-09-10 | 2010 | 9 | 10 | 0.1 | 0 | 0 | 0 | 0.1 | 0 | 0 | 0 | 0.1 | 0 | 0 | 0 | 0.1 | 0 | 0 | 0 | 0 | 0.1 | 0 | 0 | 0.1 | 0 | 0 | 0 |  | 0.6 | 0.6 | 0.6 | 0 |  | 0 | 0 | 0 | 0 | 0.6
2010-09-11 | 2010 | 9 | 11 | 0 | 0 | 0 | 0 | 0 | 0 | 0 | 0 | 0 | 0 | 0 | 0 | 0 | 0.3 | 0 | 1.4 | 0 | 0 | 0 | 0 | 0 | 0 | 0 | 0 |  | 1.7 | 1.7 | 1.7 | 0 |  | 0 | 0 | 0 | 0 | 1.7
2010-09-12 | 2010 | 9 | 12 | 0 | 0 | 0 | 0 | 0 | 0 | 0 | 0 | 0 | 0 | 0 | 0 | 0 | 0 | 0 | 0 | 0 | 0 | 0 | 0 | 0.1 | 0.2 | 0 | 0.1 |  | 0.4 | 0.4 | 0.4 | 0 |  | 0 | 0 | 0 | 0 | 0.4
2010-09-13 | 2010 | 9 | 13 | 0.4 | 0.3 | 0.4 | 0.3 | 0.4 | 0.4 | 0.3 | 0.4 | 0.3 | 0.4 | 0.3 | 0.4 | 0.4 | 0.3 | 0.4 | 0.3 | 0.4 | 0.3 | 0.4 | 0.4 | 0.3 | 0.4 | 0.3 | 0.4 |  | 8.6 | 8.6 | 8.6 | 1.7764e-15 |  | 0 | 0 | 0 | 0 | 8.6
2010-09-14 | 2010 | 9 | 14 | 0.1 | 0.1 | 0.1 | 0 | 0.1 | 0.1 | 0 | 0.1 | 0.2 | 0.1 | 0.1 | 0.1 | 0.1 | 0.1 | 0.1 | 0 | 0 | 0 | 0 | 0 | 0 | 0 | 0 | 0 |  | 1.4 | 1.4 | 1.4 | 4.4409e-16 |  | 0 | 0 | 0 | 0 | 1.4
2010-09-15 | 2010 | 9 | 15 | 0 | 0 | 0 | 0.3 | 0.4 | 0.3 | 0.3 | 0.3 | 0 | 0 | 0 | 0 | 0 | 0 | 0 | 0 | 0 | 0 | 0 | 0.4 | 0.6 | 0.3 | 0.4 | 0.3 |  | 3.6 | 3.6 | 3.6 | 4.4409e-16 |  | 0 | 0 | 0 | 0 | 3.6
2010-09-16 | 2010 | 9 | 16 | 0 | 0 | 0 | 0.5 | 0.5 | 0.5 | 0.5 | 0 | 0.5 | 0.9 | 0.5 | 0.5 | 0.5 | 0.5 | 0.5 | 0 | 0 | 0.5 | 0 | 0 | 0 | 0 | 0 | 0 |  | 6.4 | 6.4 | 6.4 | 0 |  | 0 | 0 | 0 | 0 | 6.4
2010-09-17 | 2010 | 9 | 17 | 0.1 | 0.2 | 0.1 | 0.1 | 0 | 0.2 | 0.1 | 0 | 0 | 0 | 0 | 0 | 0 | 0 | 0 | 0 | 0 | 0 | 0 | 0 | 0 | 0 | 0 | 0 |  | 0.8 | 0.8 | 0.8 | 1.1102e-16 |  | 0 | 0 | 0 | 0 | 0.8
2010-09-18 | 2010 | 9 | 18 | 0 | 0 | 0 | 0 | 0 | 0 | 0 | 0 | 0 | 0 | 0 | 0 | 0 | 0 | 0 | 0 | 0 | 0 | 0 | 0 | 0 | 0 | 0 | 0 |  | 0 | 0 | 0 | 0 |  | 0 | 0 | 0 | 0 | 0
2010-09-19 | 2010 | 9 | 19 | 0 | 0 | 0 | 0 | 0 | 0 | 0 | 0.4 | 0.4 | 0.3 | 0.4 | 0.4 | 0.4 | 0.3 | 0.4 | 0.4 | 0.4 | 0.3 | 0.4 | 0.4 | 0.4 | 0.3 | 0.4 | 0.4 |  | 6.4 | 6.4 | 6.4 | 8.8818e-16 |  | 0 | 0 | 0 | 0 | 6.4
2010-09-20 | 2010 | 9 | 20 | 0 | 0 | 0 | 0 | 0 | 0 | 0.1 | 0.2 | 0.1 | 0 | 0 | 0 | 0 | 0 | 0 | 0 | 0 | 0 | 0.2 | 0 | 0.1 | 0.2 | 0 | 0.1 |  | 1 | 1 | 1 | 2.2204e-16 |  | 0 | 0 | 0 | 0 | 1
2010-09-21 | 2010 | 9 | 21 | 0.1 | 0.1 | 0.1 | 0.1 | 0.2 | 0.1 | 0.1 | 0 | 0 | 0 | 0.1 | 0.1 | 0 | 0 | 0 | 0 | 0 | 0 | 0 | 0 | 0 | 0 | 0 | 0 |  | 1 | 1 | 1 | 0 |  | 0 | 0 | 0 | 0 | 1
2010-09-22 | 2010 | 9 | 22 | 0 | 0 | 0 | 0 | 0 | 0 | 0 | 0 | 0 | 0 | 0 | 0 | 0 | 0 | 0 | 0 | 0 | 0 | 0 | 0 | 0 | 0 | 0 | 0 |  | 0 | 0 | 0 | 0 |  | 0 | 0 | 0 | 0 | 0
2010-09-23 | 2010 | 9 | 23 | 0 | 0 | 0 | 0 | 0 | 0 | 0 | 0 | 0 | 0 | 0 | 0 | 0 | 0 | 0 | 0 | 0 | 0 | 0 | 0 | 0 | 0 | 0 | 0 |  | 0 | 0 | 0 | 0 |  | 0 | 0 | 0 | 0 | 0
2010-09-24 | 2010 | 9 | 24 | 0 | 0 | 0 | 0 | 0 | 0 | 0.1 | 0 | 0 | 0 | 0 | 0 | 0 | 0 | 0 | 0 | 0 | 0 | 0.1 | 0 | 0 | 0 | 0 | 0 |  | 0.2 | 0.2 | 0.2 | 0 |  | 0 | 0 | 0 | 0 | 0.2
2010-09-25 | 2010 | 9 | 25 | 0 | 0 | 0 | 0 | 0 | 0 | 0 | 0 | 0 | 0 | 0 | 0 | 0 | 0 | 0 | 0 | 0 | 0 | 0 | 0 | 0 | 0 | 0 | 0 |  | 0 | 0 | 0 | 0 |  | 0 | 0 | 0 | 0 | 0
2010-09-26 | 2010 | 9 | 26 | 0 | 0 | 0 | 0 | 0 | 0 | 0 | 0 | 0 | 0 | 0 | 0 | 0 | 0 | 0 | 0 | 0 | 0 | 0 | 0 | 0 | 0 | 0 | 0 |  | 0 | 0 | 0 | 0 |  | 0 | 0 | 0 | 0 | 0
2010-09-27 | 2010 | 9 | 27 | 0 | 0 | 0 | 0 | 0 | 0 | 0 | 0 | 0 | 0 | 0 | 0 | 0 | 0 | 0 | 0 | 0 | 0 | 0 | 0 | 0 | 0 | 0 | 0 |  | 0 | 0 | 0 | 0 |  | 0 | 0 | 0 | 0 | 0
2010-09-28 | 2010 | 9 | 28 | 0 | 0 | 0 | 0 | 0 | 0 | 0 | 0 | 0 | 0 | 0 | 0 | 0 | 0 | 0.9 | 0.9 | 0 | 0 | 0 | 0 | 0 | 0 | 0 | 0 |  | 1.8 | 1.8 | 1.8 | 0 |  | 0 | 0 | 0 | 0 | 1.8
2010-09-29 | 2010 | 9 | 29 | 0 | 0 | 0 | 0 | 0 | 0 | 0 | 0 | 0 | 0 | 0 | 0 | 0 | 0 | 0 | 0 | 0 | 0 | 0 | 0 | 0 | 0 | 0 | 0 |  | 0 | 0 | 0 | 0 |  | 0 | 0 | 0 | 0 | 0
2010-09-30 | 2010 | 9 | 30 | 0 | 0 | 0 | 0 | 0 | 0 | 0 | 0 | 0 | 0 | 0 | 0 | 0 | 0 | 0 | 0 | 0 | 0 | 0 | 0 | 0 | 0 | 0 | 0 |  | 0 | 0 | 0 | 0 |  | 0 | 0 | 0 | 0 | 0
2010-10-01 | 2010 | 10 | 1 | 0 | 0 | 0 | 0 | 0 | 0 | 0 | 0 | 0 | 0 | 0 | 0 | 0 | 0 | 0 | 0 | 0 | 0 | 0 | 0 | 0 | 0 | 0 | 0 |  | 0 | 0 | 0 | 0 |  | 0 | 0 | 0 | 0 | 0
2010-10-02 | 2010 | 10 | 2 | 0 | 0 | 0 | 0 | 0 | 0 | 0 | 0 | 0 | 0 | 0 | 0 | 0 | 0 | 0 | 0 | 0 | 0 | 0 | 0 | 0 | 0 | 0 | 0 |  | 0 | 0 | 0 | 0 |  | 0 | 0 | 0 | 0 | 0
2010-10-03 | 2010 | 10 | 3 | 0 | 0 | 0 | 0 | 0 | 0 | 0 | 0 | 0 | 0 | 0 | 0 | 0 | 0 | 0 | 0 | 0 | 0 | 0 | 0 | 0 | 0.3 | 0.2 | 0.3 |  | 0.8 | 0.8 | 0.8 | 0 |  | 0 | 0 | 0 | 0 | 0
2010-10-04 | 2010 | 10 | 4 | 0.3 | 0 | 0 | 0 | 0.3 | 0.3 | 0.4 | 0.3 | 0.3 | 0 | 0 | 0 | 0 | 0 | 0 | 0 | 0 | 0 | 0 | 0 | 0 | 0.3 | 0 | 0 |  | 2.2 | 2.2 | 2.2 | 4.4409e-16 |  | 0 | 0 | 0 | 0 | 0
2010-10-05 | 2010 | 10 | 5 | 0 | 0 | 0.4 | 0.3 | 0.4 | 0.3 | 0.4 | 0 | 0 | 0 | 0 | 0 | 0 | 0 | 0 | 0 | 0 | 0 | 0 | 0 | 0 | 0 | 0 | 0 |  | 1.8 | 1.8 | 1.8 | 2.2204e-16 |  | 0 | 0 | 0 | 0 | 0
2010-10-06 | 2010 | 10 | 6 | 0 | 0 | 0 | 0 | 0 | 0 | 0 | 0 | 0 | 0 | 0 | 0 | 0 | 0 | 0 | 0 | 0 | 0 | 0 | 0 | 0 | 0 | 0 | 0 |  | 0 | 0 | 0 | 0 |  | 0 | 0 | 0 | 0 | 0
2010-10-07 | 2010 | 10 | 7 | 0 | 0 | 0 | 0 | 0 | 0 | 0 | 0 | 0 | 0 | 0 | 0 | 0 | 0 | 0 | 0 | 0 | 0 | 0 | 0 | 0 | 0 | 0 | 0 |  | 0 | 0 | 0 | 0 |  | 0 | 0 | 0 | 0 | 0
2010-10-08 | 2010 | 10 | 8 | 0 | 0 | 0 | 0 | 0 | 0 | 0 | 0 | 0 | 0 | 0 | 0 | 0 | 0 | 0 | 0 | 0 | 0 | 0 | 0 | 0 | 0 | 0 | 0 |  | 0 | 0 | 0 | 0 |  | 0 | 0 | 0 | 0 | 0
2010-10-09 | 2010 | 10 | 9 | 0 | 0 | 0 | 0 | 0 | 0 | 0 | 0 | 0 | 0 | 0 | 0 | 0 | 0 | 0 | 0 | 0 | 0 | 0 | 0 | 0 | 0 | 0 | 0 |  | 0 | 0 | 0 | 0 |  | 0 | 0 | 0 | 0 | 0
2010-10-10 | 2010 | 10 | 10 | 0 | 0 | 0 | 0 | 0 | 0 | 0 | 0 | 0 | 0 | 0 | 0 | 0 | 0 | 0 | 0 | 0 | 0 | 0.1 | 0.1 | 0 | 0 | 0 | 0 |  | 0.2 | 0.2 | 0.2 | 0 |  | 0 | 0 | 0 | 0 | 0
2010-10-11 | 2010 | 10 | 11 | 0.2 | 0.5 | 0.3 | 0.2 | 0 | 0 | 0 | 0 | 0 | 0 | 0 | 0 | 0 | 0 | 0 | 0 | 0 | 0 | 0 | 0 | 0 | 0 | 0 | 0 |  | 1.2 | 1.2 | 1.2 | 0 |  | 0 | 0 | 0 | 0 | 0
2010-10-12 | 2010 | 10 | 12 | 0 | 0 | 0 | 0 | 0 | 0 | 0 | 0 | 0 | 0 | 0 | 0 | 0 | 0 | 0 | 0 | 0 | 0 | 0 | 0 | 0 | 0 | 0 | 0 |  | 0 | 0 | 0 | 0 |  | 0 | 0 | 0 | 0 | 0
2010-10-13 | 2010 | 10 | 13 | 0 | 0 | 0 | 0 | 0 | 0 | 0 | 0 | 0 | 0 | 0 | 0 | 0 | 0 | 0 | 0 | 0 | 0 | 0 | 0 | 0 | 0 | 0 | 0 |  | 0 | 0 | 0 | 0 |  | 0 | 0 | 0 | 0 | 0
2010-10-14 | 2010 | 10 | 14 | 0 | 0 | 0 | 0 | 0 | 0 | 0 | 0 | 0 | 0 | 0 | 0 | 0 | 0 | 0 | 0 | 0 | 0 | 0 | 0 | 0 | 0 | 0 | 0 |  | 0 | 0 | 0 | 0 |  | 0 | 0 | 0 | 0 | 0
2010-10-15 | 2010 | 10 | 15 | 0 | 0 | 0 | 0 | 0 | 0 | 0 | 0.6 | 0.5 | 0.6 | 0.5 | 0 | 0 | 0 | 0 | 0 | 0 | 0 | 0 | 0 | 0 | 0 | 0 | 0 |  | 2.2 | 2.2 | 2.2 | 0 |  | 0 | 0 | 0 | 0 | 0
2010-10-16 | 2010 | 10 | 16 | 0 | 0 | 0 | 0 | 0 | 0 | 0 | 0 | 0 | 0 | 0 | 0 | 0 | 0 | 0 | 0 | 0 | 0 | 0 | 0 | 0 | 0 | 0 | 0 |  | 0 | 0 | 0 | 0 |  | 0 | 0 | 0 | 0 | 0
2010-10-17 | 2010 | 10 | 17 | 0 | 0 | 0 | 0 | 0 | 0 | 0 | 0 | 0 | 0 | 0 | 0 | 0 | 0 | 0 | 0 | 0 | 0 | 0 | 0 | 0 | 0 | 0 | 0 |  | 0 | 0 | 0 | 0 |  | 0 | 0 | 0 | 0 | 0
2010-10-18 | 2010 | 10 | 18 | 0 | 0 | 0 | 0 | 0 | 0 | 0 | 0 | 0 | 0 | 0 | 0 | 0 | 0 | 0 | 0 | 0 | 0 | 0 | 0 | 0 | 0 | 0 | 0 |  | 0 | 0 | 0 | 0 |  | 0 | 0 | 0 | 0 | 0
2010-10-19 | 2010 | 10 | 19 | 0 | 0 | 0 | 0 | 0 | 0 | 0 | 0 | 0 | 0 | 0 | 0 | 0 | 0 | 0 | 0 | 0 | 0 | 0 | 0 | 0 | 0 | 0 | 0 |  | 0 | 0 | 0 | 0 |  | 0 | 0 | 0 | 0 | 0
2010-10-20 | 2010 | 10 | 20 | 0 | 0 | 0 | 0 | 0 | 0 | 0 | 0 | 0 | 0 | 0 | 0 | 0 | 0 | 0 | 0 | 0 | 0 | 0 | 0 | 0 | 0 | 0 | 0 |  | 0 | 0 | 0 | 0 |  | 0 | 0 | 0 | 0 | 0
2010-10-21 | 2010 | 10 | 21 | 0 | 0 | 0 | 0 | 0 | 0 | 0 | 0 | 0 | 0 | 0 | 0 | 0 | 0 | 0 | 0 | 0 | 0 | 0 | 0 | 0 | 0 | 0 | 0 |  | 0 | 0 | 0 | 0 |  | 0 | 0 | 0 | 0 | 0
2010-10-22 | 2010 | 10 | 22 | 0 | 0 | 0 | 0 | 0 | 0 | 0 | 0 | 0 | 0 | 0 | 0 | 0 | 0 | 0 | 0 | 0 | 0 | 0 | 0 | 0 | 0 | 0 | 0 |  | 0 | 0 | 0 | 0 |  | 0 | 0 | 0 | 0 | 0
2010-10-23 | 2010 | 10 | 23 | 0 | 0 | 0 | 0 | 0 | 0 | 0 | 0 | 0 | 0 | 0 | 0 | 0 | 0 | 0 | 0 | 0 | 0 | 0 | 0 | 0 | 0 | 0 | 0 |  | 0 | 0 | 0 | 0 |  | 0 | 0 | 0 | 0 | 0
2010-10-24 | 2010 | 10 | 24 | 0 | 0 | 0 | 0 | 0 | 0 | 0 | 0 | 0 | 0 | 0 | 0 | 0 | 0 | 0 | 0 | 0 | 0 | 0 | 0 | 0 | 0 | 0 | 0 |  | 0 | 0 | 0 | 0 |  | 0 | 0 | 0 | 0 | 0
2010-10-25 | 2010 | 10 | 25 | 0.2 | 0.3 | 0.2 | 0.3 | 0.2 | 0.2 | 0 | 0.3 | 0 | 0 | 0 | 0 | 0.2 | 0.3 | 0 | 0 | 0.2 | 0 | 0 | 0 | 0 | 0 | 0 | 0 |  | 2.4 | 2.4 | 2.4 | 0 |  | 0 | 0 | 0 | 0 | 0
2010-10-26 | 2010 | 10 | 26 | 0 | 0 | 0 | 0 | 0 | 0 | 0 | 0.1 | 0 | 0 | 0 | 0.1 | 0 | 0 | 0 | 0 | 0 | 0 | 0 | 0 | 0 | 0 | 0 | 0 |  | 0.2 | 0.2 | 0.2 | 0 |  | 0 | 0 | 0 | 0 | 0
2010-10-27 | 2010 | 10 | 27 | 0 | 0 | 0 | 0 | 0 | 0 | 0 | 0.1 | 0 | 0.1 | 0 | 0 | 0 | 0 | 0 | 0 | 0 | 0 | 0 | 0 | 0 | 0 | 0 | 0 |  | 0.2 | 0.2 | 0.2 | 0 |  | 0 | 0 | 0 | 0 | 0
2010-10-28 | 2010 | 10 | 28 | 0 | 0 | 0 | 0 | 0 | 0 | 0 | 0 | 0 | 0 | 0 | 0 | 0 | 0 | 0 | 0 | 0 | 0 | 0 | 0 | 0 | 0 | 0 | 0 |  | 0 | 0 | 0 | 0 |  | 0 | 0 | 0 | 0 | 0
2010-10-29 | 2010 | 10 | 29 | 0 | 0 | 0 | 0 | 0 | 0 | 0 | 0 | 0 | 0 | 0 | 0 | 0 | 0 | 0 | 0 | 0 | 0 | 0 | 0 | 0 | 0 | 0 | 0 |  | 0 | 0 | 0 | 0 |  | 0 | 0 | 0 | 0 | 0
2010-10-30 | 2010 | 10 | 30 | 0 | 0 | 0 | 0 | 0 | 0 | 0 | 0 | 0 | 0 | 0 | 0 | 0 | 0 | 0 | 0 | 0 | 0 | 0 | 0 | 0 | 0 | 0 | 0 |  | 0 | 0 | 0 | 0 |  | 0 | 0 | 0 | 0 | 0
2010-10-31 | 2010 | 10 | 31 | 0 | 0 | 0 | 0 | 0 | 0 | 0 | 0 | 0 | 0 | 0 | 0 | 0 | 0 | 0 | 0 | 0 | 0 | 0 | 0 | 0 | 0 | 0 | 0 |  | 0 | 0 | 0 | 0 |  | 0 | 0 | 0 | 0 | 0
2010-11-01 | 2010 | 11 | 1 | 0 | 0 | 0 | 0 | 0 | 0 | 0 | 0 | 0 | 0 | 0 | 0 | 0 | 0 | 0 | 0 | 0 | 0 | 0 | 0 | 0 | 0 | 0 | 0 |  | 0 | 0 | 0 | 0 |  | 0 | 0 | 0 | 0 | 0
2010-11-02 | 2010 | 11 | 2 | 0 | 0 | 0 | 0 | 0 | 0 | 0 | 0 | 0 | 0 | 0 | 0 | 0 | 0 | 0 | 0 | 0 | 0 | 0 | 0 | 0 | 0 | 0 | 0 |  | 0 | 0 | 0 | 0 |  | 0 | 0 | 0 | 0 | 0
2010-11-03 | 2010 | 11 | 3 | 0 | 0 | 0 | 0 | 0 | 0 | 0 | 0 | 0 | 0 | 0 | 0 | 0 | 0 | 0 | 0 | 0 | 0 | 0 | 0 | 0 | 0 | 0 | 0 |  | 0 | 0 | 0 | 0 |  | 0 | 0 | 0 | 0 | 0
2010-11-04 | 2010 | 11 | 4 | 0 | 0 | 0 | 0 | 0 | 0 | 0 | 0 | 0 | 0 | 0 | 0 | 0 | 0 | 0 | 0 | 0 | 0 | 0 | 0 | 0 | 0 | 0 | 0 |  | 0 | 0 | 0 | 0 |  | 0 | 0 | 0 | 0 | 0
2010-11-05 | 2010 | 11 | 5 | 0 | 0 | 0 | 0 | 0 | 0 | 0 | 0 | 0 | 0 | 0 | 0 | 0 | 0 | 0 | 0 | 0 | 0 | 0 | 0 | 0 | 0 | 0 | 0 |  | 0 | 0 | 0 | 0 |  | 0 | 0 | 0 | 0 | 0
2010-11-06 | 2010 | 11 | 6 | 0 | 0 | 0 | 0 | 0 | 0 | 0 | 0 | 0 | 0 | 0 | 0 | 0 | 0 | 0 | 0 | 0 | 0 | 0 | 0 | 0 | 0 | 0 | 0 |  | 0 | 0 | 0 | 0 |  | 0 | 0 | 0 | 0 | 0
2010-11-07 | 2010 | 11 | 7 | 0 | 0 | 0 | 0 | 0 | 0 | 0 | 0 | 0 | 0 | 0 | 0 | 0 | 0 | 0 | 0 | 0 | 0 | 0 | 0 | 0 | 0 | 0 | 0 |  | 0 | 0 | 0 | 0 |  | 0 | 0 | 0 | 0 | 0
2010-11-08 | 2010 | 11 | 8 | 0 | 0.2 | 0.2 | 0.2 | 0.2 | 0.2 | 0 | 0 | 0 | 0 | 0 | 0 | 0 | 0 | 0 | 0 | 0 | 0 | 0 | 0 | 0 | 0 | 0 | 0 |  | 1 | 1 | 1 | 0 |  | 0 | 0 | 0 | 0 | 0
2010-11-09 | 2010 | 11 | 9 | 0 | 0 | 0 | 0 | 0 | 0 | 0 | 0 | 0 | 0 | 0 | 0 | 0 | 0 | 0 | 0 | 0 | 0 | 0 | 0 | 0 | 0 | 0 | 0 |  | 0 | 0 | 0 | 0 |  | 0 | 0 | 0 | 0 | 0
2010-11-10 | 2010 | 11 | 10 | 0 | 0 | 0 | 0 | 0 | 0 | 0 | 0 | 0 | 0 | 0 | 0 | 0 | 0 | 0 | 0 | 0 | 0 | 0 | 0 | 0 | 0 | 0 | 0 |  | 0 | 0 | 0 | 0 |  | 0 | 0 | 0 | 0 | 0
2010-11-11 | 2010 | 11 | 11 | 0 | 0 | 0 | 0 | 0 | 0 | 0 | 0 | 0 | 0 | 0 | 0 | 0 | 0 | 0 | 0 | 0 | 0 | 0 | 0 | 0 | 0 | 0 | 0 |  | 0 | 0 | 0 | 0 |  | 0 | 0 | 0 | 0 | 0
2010-11-12 | 2010 | 11 | 12 | 0 | 0 | 0 | 0 | 0 | 0 | 0 | 0 | 0 | 0 | 0 | 0 | 0 | 0 | 0 | 0 | 0 | 0 | 0 | 0 | 0 | 0 | 0 | 0 |  | 0 | 0 | 0 | 0 |  | 0 | 0 | 0 | 0 | 0
2010-11-13 | 2010 | 11 | 13 | 0 | 0 | 0 | 0 | 0 | 0 | 0 | 0 | 0 | 0 | 0 | 0 | 0 | 0 | 0 | 0 | 0 | 0 | 0 | 0 | 0 | 0 | 0 | 0 |  | 0 | 0 | 0 | 0 |  | 0 | 0 | 0 | 0 | 0
2010-11-14 | 2010 | 11 | 14 | 0 | 0 | 0 | 0 | 0 | 0 | 0 | 0 | 0 | 0 | 0 | 0 | 0 | 0 | 0 | 0 | 0 | 0 | 0 | 0 | 0 | 0 | 0 | 0 |  | 0 | 0 | 0 | 0 |  | 0 | 0 | 0 | 0 | 0
2010-11-15 | 2010 | 11 | 15 | 0.2 | 0.2 | 0.2 | 0.2 | 0 | 0 | 0 | 0 | 0 | 0 | 0 | 0 | 0 | 0 | 0 | 0 | 0 | 0 | 0 | 0 | 0 | 0 | 0.4 | 0.2 |  | 1.4 | 1.4 | 1.4 | 2.2204e-16 |  | 0 | 0 | 0 | 0 | 0
2010-11-16 | 2010 | 11 | 16 | 0.3 | 0.5 | 0.3 | 0.2 | 0.3 | 0.2 | 0.3 | 0.3 | 0.2 | 0.3 | 0.3 | 0.2 | 0.3 | 0.3 | 0.2 | 0.3 | 0.3 | 0.2 | 0.3 | 0.2 | 0.3 | 0.3 | 0.2 | 0.3 |  | 6.6 | 6.6 | 6.6 | 8.8818e-16 |  | 0 | 0 | 0 | 0 | 0
2010-11-17 | 2010 | 11 | 17 | 0.2 | 0.1 | 0.2 | 0.1 | 0.2 | 0.1 | 0.2 | 0.1 | 0.2 | 0.1 | 0.2 | 0.1 | 0.2 | 0.1 | 0.2 | 0.1 | 0.1 | 0.2 | 0.1 | 0.2 | 0.1 | 0.2 | 0.1 | 0.2 |  | 3.6 | 3.6 | 3.6 | 1.7764e-15 |  | 0 | 0 | 0 | 0 | 0
2010-11-18 | 2010 | 11 | 18 | 0.1 | 0.1 | 0.1 | 0.1 | 0.2 | 0.1 | 0.1 | 0.1 | 0.2 | 0.1 | 0.1 | 0.1 | 0.1 | 0.2 | 0.1 | 0 | 0 | 0 | 0 | 0 | 0.1 | 0.1 | 0.1 | 0.1 |  | 2.2 | 2.2 | 2.2 | 4.4409e-16 |  | 0 | 0 | 0 | 0 | 0
2010-11-19 | 2010 | 11 | 19 | 0 | 0 | 0.1 | 0 | 0 | 0 | 0 | 0 | 0.1 | 0 | 0 | 0 | 0 | 0 | 0 | 0.1 | 0 | 0 | 0 | 0 | 0 | 0.1 | 0 | 0 |  | 0.4 | 0.4 | 0.4 | 0 |  | 0 | 0 | 0 | 0 | 0
2010-11-20 | 2010 | 11 | 20 | 0 | 0 | 0 | 0 | 0.1 | 0 | 0 | 0 | 0 | 0 | 0 | 0 | 0 | 0 | 0 | 0 | 0 | 0 | 0.1 | 0 | 0 | 0 | 0 | 0 |  | 0.2 | 0.2 | 0.2 | 0 |  | 0 | 0 | 0 | 0 | 0
2010-11-21 | 2010 | 11 | 21 | 0.1 | 0.1 | 0 | 0.1 | 0.1 | 0 | 0.1 | 0.1 | 0.1 | 0.1 | 0 | 0.1 | 0.1 | 0 | 0.1 | 0.1 | 0.1 | 0 | 0.1 | 0.1 | 0.1 | 0 | 0.1 | 0.1 |  | 1.8 | 1.8 | 1.8 | 4.4409e-16 |  | 0 | 0 | 0 | 0 | 0
2010-11-22 | 2010 | 11 | 22 | 0.1 | 0.1 | 0.2 | 0.1 | 0.1 | 0.1 | 0.1 | 0.2 | 0.1 | 0.1 | 0.1 | 0.1 | 0.2 | 0.1 | 0.1 | 0.1 | 0.1 | 0.2 | 0.1 | 0.1 | 0 | 0 | 0 | 0 |  | 2.4 | 2.4 | 2.4 | 8.8818e-16 |  | 0 | 0 | 0 | 0 | 0
2010-11-23 | 2010 | 11 | 23 | 0 | 0 | 0 | 0 | 0 | 0 | 0 | 0 | 0 | 0 | 0 | 0 | 0 | 0 | 0 | 0 | 0 | 0 | 0 | 0 | 0 | 0 | 0 | 0 |  | 0 | 0 | 0 | 0 |  | 0 | 0 | 0 | 0 | 0
2010-11-24 | 2010 | 11 | 24 | 0 | 0 | 0 | 0 | 0 | 0 | 0 | 0 | 0 | 0 | 0 | 0 | 0 | 0 | 0 | 0 | 0 | 0 | 0 | 0 | 0 | 0 | 0 | 0 |  | 0 | 0 | 0 | 0 |  | 0 | 0 | 0 | 0 | 0
2010-11-25 | 2010 | 11 | 25 | 0 | 0 | 0 | 0 | 0 | 0 | 0 | 0 | 0 | 0 | 0 | 0 | 0 | 0 | 0 | 0 | 0 | 0 | 0 | 0 | 0 | 0 | 0 | 0 |  | 0 | 0 | 0 | 0 |  | 0 | 0 | 0 | 0 | 0
2010-11-26 | 2010 | 11 | 26 | 0 | 0 | 0 | 0 | 0 | 0 | 0 | 0 | 0 | 0 | 0 | 0 | 0 | 0 | 0 | 0 | 0 | 0 | 0 | 0 | 0 | 0 | 0 | 0 |  | 0 | 0 | 0 | 0 |  | 0 | 0 | 0 | 0 | 0
2010-11-27 | 2010 | 11 | 27 | 0 | 0 | 0 | 0 | 0 | 0 | 0 | 0 | 0 | 0 | 0 | 0 | 0 | 0 | 0 | 0 | 0 | 0 | 0 | 0 | 0 | 0 | 0 | 0 |  | 0 | 0 | 0 | 0 |  | 0 | 0 | 0 | 0 | 0
2010-11-28 | 2010 | 11 | 28 | 0 | 0 | 0 | 0 | 0 | 0.1 | 0.2 | 0.1 | 0.1 | 0.1 | 0.2 | 0.1 | 0.1 | 0.1 | 0.2 | 0.1 | 0 | 0 | 0 | 0 | 0 | 0 | 0 | 0 |  | 1.4 | 1.4 | 1.4 | 2.2204e-16 |  | 0 | 0 | 0 | 0 | 0
2010-11-29 | 2010 | 11 | 29 | 0 | 0 | 0 | 0 | 0 | 0 | 0 | 0 | 0 | 0 | 0 | 0 | 0 | 0 | 0 | 0 | 0 | 0 | 0 | 0 | 0 | 0 | 0 | 0 |  | 0 | 0 | 0 | 0 |  | 0 | 0 | 0 | 0 | 0
2010-11-30 | 2010 | 11 | 30 | 0 | 0 | 0 | 0 | 0 | 0 | 0 | 0 | 0 | 0 | 0 | 0 | 0 | 0 | 0 | 0 | 0 | 0 | 0 | 0 | 0 | 0 | 0 | 0 |  | 0 | 0 | 0 | 0 |  | 0 | 0 | 0 | 0 | 0
2010-12-01 | 2010 | 12 | 1 | 0 | 0 | 0 | 0 | 0 | 0 | 0 | 0 | 0 | 0 | 0 | 0 | 0 | 0 | 0 | 0 | 0 | 0 | 0 | 0 | 0 | 0 | 0 | 0 |  | 0 | 0 | 0 | 0 |  | 0 | 0 | 0 | 0 | 0
2010-12-02 | 2010 | 12 | 2 | 0 | 0 | 0 | 0 | 0 | 0 | 0 | 0 | 0 | 0 | 0 | 0 | 0 | 0 | 0 | 0 | 0 | 0 | 0 | 0 | 0 | 0 | 0 | 0 |  | 0 | 0 | 0 | 0 |  | 0 | 0 | 0 | 0 | 0
2010-12-03 | 2010 | 12 | 3 | 0 | 0 | 0 | 0 | 0 | 0 | 0 | 0 | 0 | 0 | 0 | 0 | 0 | 0 | 0 | 0 | 0 | 0 | 0 | 0 | 0 | 0 | 0 | 0 |  | 0 | 0 | 0 | 0 |  | 0 | 0 | 0 | 0 | 0
2010-12-04 | 2010 | 12 | 4 | 0 | 0 | 0 | 0 | 0 | 0 | 0 | 0 | 0 | 0 | 0 | 0 | 0 | 0 | 0 | 0 | 0 | 0 | 0 | 0 | 0 | 0 | 0 | 0 |  | 0 | 0 | 0 | 0 |  | 0 | 0 | 0 | 0 | 0
2010-12-05 | 2010 | 12 | 5 | 0 | 0 | 0 | 0 | 0 | 0 | 0 | 0 | 0 | 0 | 0 | 0 | 0 | 0 | 0 | 0 | 0 | 0 | 0 | 0 | 0 | 0 | 0 | 0 |  | 0 | 0 | 0 | 0 |  | 0 | 0 | 0 | 0 | 0
2010-12-06 | 2010 | 12 | 6 | 0 | 0 | 0 | 0 | 0 | 0 | 0 | 0 | 0 | 0 | 0 | 0 | 0 | 0 | 0 | 0 | 0 | 0 | 0 | 0 | 0 | 0 | 0 | 0 |  | 0 | 0 | 0 | 0 |  | 0 | 0 | 0 | 0 | 0
2010-12-07 | 2010 | 12 | 7 | 0 | 0 | 0 | 0 | 0 | 0 | 0 | 0 | 0 | 0 | 0 | 0 | 0 | 0 | 0 | 0 | 0 | 0 | 0 | 0 | 0 | 0 | 0 | 0 |  | 0 | 0 | 0 | 0 |  | 0 | 0 | 0 | 0 | 0
2010-12-08 | 2010 | 12 | 8 | 0 | 0 | 0 | 0 | 0 | 0 | 0 | 0 | 0 | 0 | 0 | 0 | 0 | 0 | 0 | 0 | 0 | 0 | 0 | 0 | 0 | 0 | 0 | 0 |  | 0 | 0 | 0 | 0 |  | 0 | 0 | 0 | 0 | 0
2010-12-09 | 2010 | 12 | 9 | 0 | 0 | 0 | 0 | 0 | 0 | 0 | 0 | 0 | 0 | 0 | 0 | 0 | 0 | 0.1 | 0 | 0 | 0 | 0 | 0 | 0.1 | 0 | 0 | 0 |  | 0.2 | 0.2 | 0.2 | 0 |  | 0 | 0 | 0 | 0 | 0
2010-12-10 | 2010 | 12 | 10 | 0.3 | 0.2 | 0.3 | 0.2 | 0.3 | 0.2 | 0.3 | 0.5 | 0.2 | 0 | 0.3 | 0.2 | 0 | 0 | 0 | 0 | 0 | 0 | 0 | 0 | 0 | 0 | 0 | 0 |  | 3 | 3 | 3 | 0 |  | 0 | 0 | 0 | 0 | 0
2010-12-11 | 2010 | 12 | 11 | 0 | 0 | 0 | 0 | 0 | 0 | 0 | 0 | 0 | 0 | 0 | 0 | 0 | 0 | 0 | 0 | 0 | 0 | 0 | 0 | 0 | 0 | 0 | 0 |  | 0 | 0 | 0 | 0 |  | 0 | 0 | 0 | 0 | 0
2010-12-12 | 2010 | 12 | 12 | 0 | 0 | 0 | 0 | 0 | 0 | 0 | 0 | 0 | 0 | 0 | 0 | 0 | 0 | 0 | 0 | 0 | 0 | 0 | 0 | 0 | 0 | 0 | 0 |  | 0 | 0 | 0 | 0 |  | 0 | 0 | 0 | 0 | 0
2010-12-13 | 2010 | 12 | 13 | 0 | 0 | 0 | 0 | 0 | 0 | 0 | 0 | 0 | 0 | 0 | 0 | 0 | 0 | 0 | 0 | 0 | 0 | 0 | 0 | 0 | 0 | 0 | 0 |  | 0 | 0 | 0 | 0 |  | 0 | 0 | 0 | 0 | 0
2010-12-14 | 2010 | 12 | 14 | 0 | 0 | 0 | 0 | 0 | 0 | 0 | 0 | 0 | 0 | 0 | 0 | 0 | 0 | 0 | 0 | 0 | 0 | 0 | 0 | 0 | 0 | 0 | 0 |  | 0 | 0 | 0 | 0 |  | 0 | 0 | 0 | 0 | 0
2010-12-15 | 2010 | 12 | 15 | 0 | 0 | 0 | 0 | 0 | 0 | 0 | 0 | 0 | 0 | 0 | 0 | 0 | 0 | 0 | 0 | 0 | 0 | 0 | 0 | 0 | 0 | 0 | 0 |  | 0 | 0 | 0 | 0 |  | 0 | 0 | 0 | 0 | 0
2010-12-16 | 2010 | 12 | 16 | 0.1 | 0 | 0.1 | 0 | 0.1 | 0 | 0.1 | 0 | 0.1 | 0 | 0.1 | 0 | 0.1 | 0 | 0 | 0.1 | 0 | 0.1 | 0 | 0.1 | 0 | 0.1 | 0 | 0.1 |  | 1.2 | 1.2 | 1.2 | 0 |  | 0 | 0 | 0 | 0 | 0
2010-12-17 | 2010 | 12 | 17 | 0 | 0 | 0.1 | 0 | 0 | 0 | 0 | 0 | 0.1 | 0 | 0 | 0 | 0 | 0 | 0.1 | 0 | 0 | 0 | 0 | 0 | 0 | 0.1 | 0 | 0 |  | 0.4 | 0.4 | 0.4 | 0 |  | 0 | 0 | 0 | 0 | 0
2010-12-18 | 2010 | 12 | 18 | 0 | 0 | 0 | 0 | 0 | 0 | 0 | 0 | 0 | 0 | 0 | 0 | 0 | 0 | 0 | 0 | 0 | 0 | 0 | 0 | 0 | 0 | 0.3 | 0 |  | 0.3 | 0.3 | 0.3 | 0 |  | 0 | 0 | 0 | 0 | 0
2010-12-19 | 2010 | 12 | 19 | 0 | 0 | 0 | 0.1 | 0 | 0 | 0 | 0 | 0 | 0 | 0 | 0.1 | 0 | 0 | 0 | 0 | 0 | 0 | 0 | 0 | 0 | 0 | 0 | 0 |  | 0.2 | 0.2 | 0.2 | 0 |  | 0 | 0 | 0 | 0 | 0
2010-12-20 | 2010 | 12 | 20 | 0 | 0 | 0 | 0 | 0 | 0 | 0 | 0 | 0 | 0 | 0 | 0 | 0 | 0 | 0 | 0 | 0 | 0 | 0 | 0 | 0 | 0 | 0 | 0 |  | 0 | 0 | 0 | 0 |  | 0 | 0 | 0 | 0 | 0
2010-12-21 | 2010 | 12 | 21 | 0 | 0 | 0 | 0 | 0 | 0 | 0 | 0 | 0 | 0 | 0 | 0 | 0 | 0 | 0 | 0 | 0 | 0 | 0 | 0 | 0 | 0 | 0 | 0 |  | 0 | 0 | 0 | 0 |  | 0 | 0 | 0 | 0 | 0
2010-12-22 | 2010 | 12 | 22 | 0 | 0 | 0 | 0 | 0 | 0 | 0 | 0 | 0 | 0 | 0 | 0 | 0 | 0 | 0 | 0 | 0 | 0 | 0 | 0 | 0 | 0 | 0 | 0 |  | 0 | 0 | 0 | 0 |  | 0 | 0 | 0 | 0 | 0
2010-12-23 | 2010 | 12 | 23 | 0 | 0 | 0 | 0 | 0 | 0 | 0 | 0 | 0 | 0 | 0 | 0 | 0 | 0 | 0 | 0 | 0 | 0 | 0 | 0 | 0 | 0 | 0 | 0 |  | 0 | 0 | 0 | 0 |  | 0 | 0 | 0 | 0 | 0
2010-12-24 | 2010 | 12 | 24 | 0 | 0 | 0 | 0 | 0 | 0 | 0 | 0 | 0 | 0 | 0 | 0 | 0 | 0 | 0 | 0 | 0 | 0 | 0 | 0 | 0 | 0 | 0 | 0 |  | 0 | 0 | 0 | 0 |  | 0 | 0 | 0 | 0 | 0
2010-12-25 | 2010 | 12 | 25 | 0 | 0 | 0 | 0 | 0 | 0 | 0 | 0 | 0 | 0 | 0 | 0 | 0 | 0 | 0 | 0 | 0 | 0 | 0 | 0 | 0 | 0 | 0 | 0 |  | 0 | 0 | 0 | 0 |  | 0 | 0 | 0 | 0 | 0
2010-12-26 | 2010 | 12 | 26 | 0 | 0 | 0 | 0 | 0 | 0 | 0 | 0 | 0 | 0 | 0 | 0 | 0 | 0 | 0 | 0 | 0 | 0 | 0 | 0 | 0 | 0 | 0 | 0 |  | 0 | 0 | 0 | 0 |  | 0 | 0 | 0 | 0 | 0
2010-12-27 | 2010 | 12 | 27 | 0 | 0 | 0 | 0 | 0 | 0 | 0 | 0 | 0 | 0 | 0 | 0 | 0 | 0 | 0 | 0 | 0 | 0 | 0 | 0 | 0 | 0 | 0 | 0 |  | 0 | 0 | 0 | 0 |  | 0 | 0 | 0 | 0 | 0
2010-12-28 | 2010 | 12 | 28 | 0 | 0 | 0 | 0 | 0 | 0 | 0 | 0 | 0 | 0 | 0 | 0 | 0 | 0 | 0 | 0 | 0 | 0 | 0 | 0.3 | 0.3 | 0.2 | 0.3 | 0.3 |  | 1.4 | 1.4 | 1.4 | 2.2204e-16 |  | 0 | 0 | 0 | 0 | 0
2010-12-29 | 2010 | 12 | 29 | 0.1 | 0.1 | 0.1 | 0.1 | 0.1 | 0.1 | 0.1 | 0.1 | 0.1 | 0.1 | 0.1 | 0.1 | 0.1 | 0.1 | 0.1 | 0.1 | 0.1 | 0.1 | 0.1 | 0.1 | 0.1 | 0.1 | 0.1 | 0.1 |  | 2.4 | 2.4 | 2.4 | 8.8818e-16 |  | 0 | 0 | 0 | 0 | 0
2010-12-30 | 2010 | 12 | 30 | 0 | 0.1 | 0 | 0.1 | 0 | 0.1 | 0 | 0.1 | 0 | 0.1 | 0 | 0.1 | 0 | 0.1 | 0 | 0 | 0 | 0 | 0 | 0 | 0 | 0 | 0 | 0.1 |  | 0.8 | 0.8 | 0.8 | 1.1102e-16 |  | 0 | 0 | 0 | 0 | 0
2010-12-31 | 2010 | 12 | 31 | 0 | 0 | 0 | 0 | 0 | 0 | 0 | 0 | 0 | 0 | 0 | 0 | 0 | 0 | 0 | 0 | 0 | 0 | 0 | 0 | 0 | 0 | 0 | 0 |  | 0 | 0 | 0 | 0 |  | 0 | 0 | 0 | 0 | 0
2011-01-01 | 2011 | 1 | 1 | 0 | 0 | 0 | 0 | 0 | 0 | 0 | 0 | 0 | 0 | 0 | 0 | 0 | 0 | 0 | 0 | 0 | 0 | 0 | 0 | 0 | 0 | 0 | 0 |  | 0 | 0 | 0 | 0 |  | 0 | 0 | 0 | 0 | 0
2011-01-02 | 2011 | 1 | 2 | 0 | 0 | 0 | 0 | 0 | 0 | 0 | 0 | 0 | 0 | 0 | 0 | 0 | 0 | 0 | 0 | 0 | 0 | 0 | 0 | 0 | 0 | 0 | 0 |  | 0 | 0 | 0 | 0 |  | 0 | 0 | 0 | 0 | 0
2011-01-03 | 2011 | 1 | 3 | 0 | 0 | 0 | 0 | 0 | 0 | 0 | 0 | 0 | 0 | 0 | 0 | 0 | 0 | 0 | 0 | 0 | 0 | 0 | 0 | 0 | 0 | 0 | 0 |  | 0 | 0 | 0 | 0 |  | 0 | 0 | 0 | 0 | 0
2011-01-04 | 2011 | 1 | 4 | 0 | 0 | 0 | 0 | 0 | 0 | 0 | 0 | 0 | 0 | 0 | 0 | 0 | 0 | 0 | 0 | 0 | 0 | 0 | 0 | 0 | 0 | 0 | 0 |  | 0 | 0 | 0 | 0 |  | 0 | 0 | 0 | 0 | 0
2011-01-05 | 2011 | 1 | 5 | 0 | 0 | 0 | 0 | 0 | 0 | 0 | 0 | 0 | 0 | 0 | 0 | 0 | 0 | 0 | 0 | 0 | 0 | 0 | 0 | 0 | 0 | 0 | 0 |  | 0 | 0 | 0 | 0 |  | 0 | 0 | 0 | 0 | 0
2011-01-06 | 2011 | 1 | 6 | 0 | 0 | 0 | 0 | 0 | 0 | 0 | 0 | 0 | 0 | 0 | 0 | 0 | 0 | 0 | 0 | 0 | 0 | 0 | 0 | 0 | 0 | 0 | 0 |  | 0 | 0 | 0 | 0 |  | 0 | 0 | 0 | 0 | 0
2011-01-07 | 2011 | 1 | 7 | 0 | 0 | 0 | 0 | 0 | 0 | 0 | 0 | 0 | 0 | 0 | 0 | 0 | 0 | 0 | 0 | 0 | 0 | 0 | 0 | 0 | 0 | 0 | 0 |  | 0 | 0 | 0 | 0 |  | 0 | 0 | 0 | 0 | 0
2011-01-08 | 2011 | 1 | 8 | 0.1 | 0.1 | 0 | 0.1 | 0.1 | 0.1 | 0 | 0 | 0 | 0 | 0.1 | 0.1 | 0.1 | 0.1 | 0 | 0.1 | 0.3 | 0 | 0.1 | 0.1 | 0.1 | 0 | 0.1 | 0.1 |  | 1.8 | 1.8 | 1.8 | 2.2204e-16 |  | 0 | 0 | 0 | 0 | 0
2011-01-09 | 2011 | 1 | 9 | 0.1 | 0.1 | 0 | 0.1 | 0.1 | 0 | 0.1 | 0.1 | 0.1 | 0.1 | 0 | 0.1 | 0.1 | 0 | 0.1 | 0.1 | 0.1 | 0 | 0.1 | 0.1 | 0.1 | 0 | 0.1 | 0.1 |  | 1.8 | 1.8 | 1.8 | 4.4409e-16 |  | 0 | 0 | 0 | 0 | 0
2011-01-10 | 2011 | 1 | 10 | 0 | 0.1 | 0 | 0 | 0 | 0 | 0 | 0 | 0 | 0.1 | 0 | 0 | 0 | 0 | 0.1 | 0 | 0 | 0 | 0.1 | 0 | 0 | 0 | 0 | 0 |  | 0.4 | 0.4 | 0.4 | 0 |  | 0 | 0 | 0 | 0 | 0
2011-01-11 | 2011 | 1 | 11 | 0 | 0 | 0 | 0 | 0 | 0 | 0 | 0 | 0 | 0 | 0 | 0 | 0 | 0 | 0 | 0 | 0 | 0 | 0 | 0 | 0 | 0 | 0 | 0 |  | 0 | 0 | 0 | 0 |  | 0 | 0 | 0 | 0 | 0
2011-01-12 | 2011 | 1 | 12 | 0 | 0 | 0 | 0 | 0 | 0 | 0 | 0 | 0 | 0 | 0 | 0 | 0 | 0 | 0 | 0 | 0 | 0 | 0 | 0 | 0 | 0 | 0 | 0 |  | 0 | 0 | 0 | 0 |  | 0 | 0 | 0 | 0 | 0
2011-01-13 | 2011 | 1 | 13 | 0 | 0 | 0 | 0 | 0 | 0 | 0 | 0 | 0 | 0 | 0 | 0 | 0 | 0 | 0 | 0 | 0 | 0 | 0 | 0 | 0 | 0 | 0 | 0 |  | 0 | 0 | 0 | 0 |  | 0 | 0 | 0 | 0 | 0
2011-01-14 | 2011 | 1 | 14 | 0.1 | 0 | 0.1 | 0 | 0.1 | 0 | 0.1 | 0 | 0.1 | 0 | 0.1 | 0.1 | 0 | 0.1 | 0 | 0 | 0.1 | 0 | 0 | 0.1 | 0 | 0.1 | 0 | 0.1 |  | 1.2 | 1.2 | 1.2 | 0 |  | 0 | 0 | 0 | 0 | 0
2011-01-15 | 2011 | 1 | 15 | 0 | 0 | 0 | 0 | 0 | 0 | 0 | 0 | 0 | 0 | 0 | 0 | 0 | 0 | 0 | 0 | 0 | 0 | 0 | 0 | 0 | 0 | 0 | 0 |  | 0 | 0 | 0 | 0 |  | 0 | 0 | 0 | 0 | 0
2011-01-16 | 2011 | 1 | 16 | 0 | 0 | 0 | 0 | 0 | 0 | 0 | 0 | 0 | 0 | 0 | 0 | 0 | 0 | 0 | 0 | 0 | 0 | 0 | 0 | 0 | 0 | 0 | 0 |  | 0 | 0 | 0 | 0 |  | 0 | 0 | 0 | 0 | 0
2011-01-17 | 2011 | 1 | 17 | 0 | 0 | 0 | 0 | 0.1 | 0 | 0 | 0 | 0 | 0 | 0 | 0 | 0 | 0 | 0.1 | 0 | 0 | 0 | 0 | 0 | 0 | 0 | 0 | 0 |  | 0.2 | 0.2 | 0.2 | 0 |  | 0 | 0 | 0 | 0 | 0
2011-01-18 | 2011 | 1 | 18 | 0 | 0 | 0 | 0 | 0 | 0 | 0 | 0 | 0 | 0 | 0 | 0 | 0 | 0 | 0 | 0 | 0 | 0 | 0 | 0 | 0 | 0 | 0 | 0 |  | 0 | 0 | 0 | 0 |  | 0 | 0 | 0 | 0 | 0
2011-01-19 | 2011 | 1 | 19 | 0 | 0 | 0 | 0 | 0 | 0 | 0 | 0 | 0 | 0 | 0 | 0 | 0 | 0 | 0 | 0 | 0 | 0 | 0 | 0 | 0 | 0 | 0 | 0 |  | 0 | 0 | 0 | 0 |  | 0 | 0 | 0 | 0 | 0
2011-01-20 | 2011 | 1 | 20 | 0 | 0 | 0 | 0 | 0 | 0 | 0 | 0 | 0 | 0 | 0 | 0 | 0 | 0 | 0 | 0 | 0 | 0 | 0 | 0 | 0 | 0 | 0 | 0 |  | 0 | 0 | 0 | 0 |  | 0 | 0 | 0 | 0 | 0
2011-01-21 | 2011 | 1 | 21 | 0 | 0 | 0 | 0 | 0 | 0 | 0 | 0 | 0 | 0 | 0 | 0 | 0 | 0 | 0 | 0 | 0 | 0 | 0 | 0 | 0 | 0 | 0 | 0 |  | 0 | 0 | 0 | 0 |  | 0 | 0 | 0 | 0 | 0
2011-01-22 | 2011 | 1 | 22 | 0 | 0 | 0 | 0 | 0 | 0 | 0 | 0 | 0 | 0 | 0 | 0 | 0 | 0 | 0 | 0 | 0 | 0 | 0 | 0 | 0 | 0 | 0 | 0 |  | 0 | 0 | 0 | 0 |  | 0 | 0 | 0 | 0 | 0
2011-01-23 | 2011 | 1 | 23 | 0 | 0 | 0 | 0 | 0 | 0 | 0 | 0 | 0 | 0 | 0 | 0 | 0 | 0 | 0 | 0 | 0 | 0 | 0 | 0 | 0 | 0 | 0 | 0 |  | 0 | 0 | 0 | 0 |  | 0 | 0 | 0 | 0 | 0
2011-01-24 | 2011 | 1 | 24 | 0 | 0 | 0 | 0 | 0 | 0 | 0 | 0 | 0 | 0 | 0 | 0 | 0 | 0 | 0 | 0 | 0 | 0 | 0 | 0 | 0 | 0 | 0 | 0 |  | 0 | 0 | 0 | 0 |  | 0 | 0 | 0 | 0 | 0
2011-01-25 | 2011 | 1 | 25 | 0 | 0 | 0 | 0 | 0 | 0 | 0 | 0 | 0 | 0 | 0 | 0 | 0 | 0 | 0 | 0 | 0 | 0 | 0 | 0 | 0 | 0 | 0 | 0 |  | 0 | 0 | 0 | 0 |  | 0 | 0 | 0 | 0 | 0
2011-01-26 | 2011 | 1 | 26 | 0 | 0 | 0 | 0 | 0 | 0 | 0 | 0 | 0 | 0 | 0 | 0 | 0 | 0 | 0 | 0 | 0 | 0 | 0 | 0 | 0 | 0 | 0 | 0 |  | 0 | 0 | 0 | 0 |  | 0 | 0 | 0 | 0 | 0
2011-01-27 | 2011 | 1 | 27 | 0 | 0 | 0 | 0 | 0 | 0 | 0 | 0 | 0 | 0 | 0 | 0 | 0 | 0 | 0 | 0 | 0 | 0 | 0 | 0 | 0 | 0 | 0 | 0 |  | 0 | 0 | 0 | 0 |  | 0 | 0 | 0 | 0 | 0
2011-01-28 | 2011 | 1 | 28 | 0 | 0 | 0 | 0 | 0 | 0 | 0 | 0 | 0 | 0 | 0 | 0 | 0 | 0 | 0 | 0 | 0.4 | 0.4 | 0.4 | 0.4 | 0.4 | 0.4 | 0.4 | 0.4 |  | 3.2 | 3.2 | 3.2 | 4.4409e-16 |  | 0 | 0 | 0 | 0 | 0
2011-01-29 | 2011 | 1 | 29 | 0.3 | 0.2 | 0.3 | 0.2 | 0.3 | 0.2 | 0.3 | 0.2 | 0.3 | 0.2 | 0.3 | 0.2 | 0.3 | 0.2 | 0.2 | 0.3 | 0.2 | 0.3 | 0.2 | 0.3 | 0.2 | 0.3 | 0.2 | 0.3 |  | 6 | 6 | 6 | 0 |  | 0 | 0 | 0 | 0 | 0
2011-01-30 | 2011 | 1 | 30 | 0.1 | 0.1 | 0.1 | 0.1 | 0.1 | 0.1 | 0.1 | 0.1 | 0.1 | 0.1 | 0 | 0.1 | 0.1 | 0.1 | 0.1 | 0.1 | 0.1 | 0.1 | 0 | 0 | 0 | 0.1 | 0.1 | 0.1 |  | 2 | 2 | 2 | 4.4409e-16 |  | 0 | 0 | 0 | 0 | 0
2011-01-31 | 2011 | 1 | 31 | 0 | 0 | 0 | 0 | 0 | 0 | 0 | 0 | 0 | 0 | 0 | 0 | 0 | 0 | 0 | 0 | 0 | 0 | 0 | 0 | 0 | 0 | 0 | 0 |  | 0 | 0 | 0 | 0 |  | 0 | 0 | 0 | 0 | 0
2011-02-01 | 2011 | 2 | 1 | 0 | 0 | 0 | 0 | 0 | 0 | 0 | 0 | 0 | 0 | 0 | 0 | 0 | 0 | 0 | 0 | 0 | 0 | 0 | 0 | 0 | 0 | 0 | 0 |  | 0 | 0 | 0 | 0 |  | 0 | 0 | 0 | 0 | 0
2011-02-02 | 2011 | 2 | 2 | 0 | 0 | 0 | 0 | 0 | 0 | 0 | 0 | 0 | 0 | 0 | 0 | 0 | 0 | 0 | 0 | 0 | 0 | 0 | 0 | 0 | 0 | 0 | 0 |  | 0 | 0 | 0 | 0 |  | 0 | 0 | 0 | 0 | 0
2011-02-03 | 2011 | 2 | 3 | 0 | 0 | 0 | 0 | 0 | 0 | 0 | 0 | 0 | 0 | 0 | 0 | 0 | 0 | 0 | 0 | 0 | 0 | 0 | 0 | 0 | 0 | 0 | 0 |  | 0 | 0 | 0 | 0 |  | 0 | 0 | 0 | 0 | 0
2011-02-04 | 2011 | 2 | 4 | 0 | 0 | 0 | 0 | 0 | 0 | 0 | 0 | 0 | 0 | 0 | 0 | 0 | 0 | 0 | 0 | 0 | 0 | 0 | 0 | 0 | 0 | 0 | 0 |  | 0 | 0 | 0 | 0 |  | 0 | 0 | 0 | 0 | 0
2011-02-05 | 2011 | 2 | 5 | 0 | 0 | 0 | 0 | 0 | 0 | 0 | 0 | 0 | 0 | 0 | 0 | 0 | 0 | 0 | 0 | 0 | 0 | 0 | 0 | 0 | 0 | 0 | 0 |  | 0 | 0 | 0 | 0 |  | 0 | 0 | 0 | 0 | 0
2011-02-06 | 2011 | 2 | 6 | 0 | 0 | 0 | 0 | 0 | 0 | 0 | 0.1 | 0 | 0.1 | 0 | 0.1 | 0 | 0 | 0.1 | 0 | 0.1 | 0 | 0.1 | 0 | 0 | 0.1 | 0 | 0.1 |  | 0.8 | 0.8 | 0.8 | 1.1102e-16 |  | 0 | 0 | 0 | 0 | 0
2011-02-07 | 2011 | 2 | 7 | 0.4 | 0.3 | 0.4 | 0.3 | 0.4 | 0.4 | 0.3 | 0.4 | 0.3 | 0.4 | 0.3 | 0.4 | 0.4 | 0.3 | 0.4 | 0.3 | 0.4 | 0.3 | 0.4 | 0.4 | 0.3 | 0.4 | 0.3 | 0.4 |  | 8.6 | 8.6 | 8.6 | 1.7764e-15 |  | 0 | 0 | 0 | 0 | 0
2011-02-08 | 2011 | 2 | 8 | 0 | 0 | 0 | 0 | 0 | 0 | 0 | 0 | 0 | 0 | 0 | 0 | 0 | 0 | 0 | 0 | 0 | 0 | 0 | 0 | 0 | 0 | 0 | 0 |  | 0 | 0 | 0 | 0 |  | 0 | 0 | 0 | 0 | 0
2011-02-09 | 2011 | 2 | 9 | 0 | 0 | 0 | 0 | 0 | 0 | 0 | 0 | 0 | 0 | 0 | 0 | 0 | 0 | 0 | 0 | 0 | 0 | 0 | 0 | 0 | 0 | 0 | 0 |  | 0 | 0 | 0 | 0 |  | 0 | 0 | 0 | 0 | 0
2011-02-10 | 2011 | 2 | 10 | 0 | 0 | 0 | 0 | 0 | 0 | 0 | 0 | 0 | 0 | 0 | 0 | 0 | 0 | 0 | 0 | 0 | 0 | 0 | 0 | 0 | 0 | 0 | 0 |  | 0 | 0 | 0 | 0 |  | 0 | 0 | 0 | 0 | 0
2011-02-11 | 2011 | 2 | 11 | 0 | 0 | 0 | 0 | 0 | 0 | 0 | 0 | 0 | 0 | 0 | 0 | 0 | 0 | 0 | 0 | 0 | 0 | 0 | 0 | 0 | 0 | 0 | 0 |  | 0 | 0 | 0 | 0 |  | 0 | 0 | 0 | 0 | 0
2011-02-12 | 2011 | 2 | 12 | 0 | 0 | 0 | 0 | 0 | 0 | 0 | 0 | 0 | 0 | 0 | 0 | 0 | 0 | 0 | 0 | 0 | 0 | 0 | 0 | 0 | 0 | 0 | 0 |  | 0 | 0 | 0 | 0 |  | 0 | 0 | 0 | 0 | 0
2011-02-13 | 2011 | 2 | 13 | 0.1 | 0 | 0 | 0 | 0 | 0 | 0.1 | 0 | 0 | 0 | 0 | 0 | 0.1 | 0 | 0 | 0 | 0 | 0 | 0.1 | 0 | 0 | 0 | 0 | 0 |  | 0.4 | 0.4 | 0.4 | 0 |  | 0 | 0 | 0 | 0 | 0
2011-02-14 | 2011 | 2 | 14 | 0 | 0 | 0 | 0 | 0 | 0 | 0 | 0 | 0 | 0 | 0 | 0 | 0 | 0 | 0 | 0 | 0 | 0 | 0 | 0 | 0 | 0 | 0 | 0 |  | 0 | 0 | 0 | 0 |  | 0 | 0 | 0 | 0 | 0
2011-02-15 | 2011 | 2 | 15 | 0 | 0 | 0 | 0 | 0 | 0 | 0 | 0 | 0 | 0 | 0 | 0 | 0 | 0 | 0 | 0 | 0 | 0 | 0 | 0 | 0 | 0 | 0 | 0 |  | 0 | 0 | 0 | 0 |  | 0 | 0 | 0 | 0 | 0
2011-02-16 | 2011 | 2 | 16 | 0 | 0 | 0 | 0 | 0.1 | 0.1 | 0 | 0.1 | 0 | 0.1 | 0 | 0.1 | 0 | 0 | 0.1 | 0 | 0.1 | 0 | 0.1 | 0 | 0.1 | 0 | 0.1 | 0 |  | 1 | 1 | 1 | 1.1102e-16 |  | 0 | 0 | 0 | 0 | 0
2011-02-17 | 2011 | 2 | 17 | 0 | 0 | 0.1 | 0 | 0 | 0 | 0 | 0 | 0 | 0.1 | 0 | 0 | 0 | 0 | 0.1 | 0 | 0 | 0 | 0 | 0 | 0 | 0.1 | 0 | 0 |  | 0.4 | 0.4 | 0.4 | 0 |  | 0 | 0 | 0 | 0 | 0
2011-02-18 | 2011 | 2 | 18 | 0 | 0 | 0 | 0 | 0 | 0 | 0 | 0 | 0 | 0 | 0 | 0 | 0 | 0 | 0 | 0 | 0 | 0 | 0 | 0 | 0 | 0 | 0 | 0 |  | 0 | 0 | 0 | 0 |  | 0 | 0 | 0 | 0 | 0
2011-02-19 | 2011 | 2 | 19 | 0 | 0 | 0 | 0 | 0 | 0 | 0 | 0 | 0 | 0 | 0 | 0 | 0 | 0 | 0 | 0 | 0 | 0 | 0 | 0 | 0 | 0 | 0 | 0 |  | 0 | 0 | 0 | 0 |  | 0 | 0 | 0 | 0 | 0
2011-02-20 | 2011 | 2 | 20 | 0 | 0 | 0 | 0 | 0 | 0 | 0 | 0 | 0 | 0 | 0 | 0 | 0 | 0 | 0 | 0 | 0 | 0 | 0 | 0 | 0 | 0 | 0 | 0 |  | 0 | 0 | 0 | 0 |  | 0 | 0 | 0 | 0 | 0
2011-02-21 | 2011 | 2 | 21 | 0 | 0 | 0 | 0 | 0 | 0 | 0 | 0 | 0 | 0 | 0 | 0 | 0 | 0 | 0 | 0 | 0 | 0 | 0 | 0 | 0 | 0 | 0 | 0 |  | 0 | 0 | 0 | 0 |  | 0 | 0 | 0 | 0 | 0
2011-02-22 | 2011 | 2 | 22 | 0 | 0 | 0 | 0 | 0 | 0.1 | 0.1 | 0.1 | 0.1 | 0 | 0.1 | 0.1 | 0.1 | 0.1 | 0.1 | 0.1 | 0 | 0 | 0 | 0.1 | 0 | 0.1 | 0.1 | 0.1 |  | 1.4 | 1.4 | 1.4 | 2.2204e-16 |  | 0 | 0 | 0 | 0 | 0
2011-02-23 | 2011 | 2 | 23 | 0 | 0.1 | 0 | 0 | 0.1 | 0 | 0 | 0.1 | 0 | 0.1 | 0 | 0 | 0 | 0 | 0 | 0 | 0 | 0 | 0 | 0.1 | 0 | 0 | 0.1 | 0 |  | 0.6 | 0.6 | 0.6 | 0 |  | 0 | 0 | 0 | 0 | 0
2011-02-24 | 2011 | 2 | 24 | 0.1 | 0 | 0.1 | 0.1 | 0.1 | 0 | 0.1 | 0.1 | 0 | 0 | 0.1 | 0 | 0.1 | 0 | 0 | 0 | 0 | 0 | 0 | 0 | 0 | 0 | 0 | 0 |  | 0.8 | 0.8 | 0.8 | 1.1102e-16 |  | 0 | 0 | 0 | 0 | 0
2011-02-25 | 2011 | 2 | 25 | 0 | 0 | 0 | 0 | 0 | 0 | 0 | 0 | 0 | 0 | 0 | 0 | 0 | 0 | 0 | 0 | 0 | 0 | 0 | 0 | 0 | 0 | 0 | 0 |  | 0 | 0 | 0 | 0 |  | 0 | 0 | 0 | 0 | 0
2011-02-26 | 2011 | 2 | 26 | 0 | 0 | 0 | 0 | 0 | 0 | 0 | 0 | 0 | 0 | 0 | 0 | 0.2 | 0.3 | 0 | 0 | 0.2 | 0.3 | 0.2 | 0 | 0 | 0 | 0 | 0 |  | 1.2 | 1.2 | 1.2 | 0 |  | 0 | 0 | 0 | 0 | 0
2011-02-27 | 2011 | 2 | 27 | 0 | 0 | 0 | 0 | 0 | 0 | 0 | 0 | 0 | 0 | 0 | 0 | 0 | 0 | 0 | 0 | 0 | 0 | 0 | 0 | 0 | 0 | 0 | 0 |  | 0 | 0 | 0 | 0 |  | 0 | 0 | 0 | 0 | 0
2011-02-28 | 2011 | 2 | 28 | 0.1 | 0.1 | 0.1 | 0.1 | 0.1 | 0 | 0.1 | 0.1 | 0.1 | 0.1 | 0.1 | 0.1 | 0.1 | 0.1 | 0.1 | 0.1 | 0 | 0.1 | 0 | 0 | 0.1 | 0.1 | 0.1 | 0.1 |  | 2 | 2 | 2 | 4.4409e-16 |  | 0 | 0 | 0 | 0 | 0
2011-03-01 | 2011 | 3 | 1 | 0 | 0 | 0 | 0 | 0 | 0 | 0 | 0 | 0 | 0 | 0 | 0 | 0 | 0 | 0 | 0 | 0 | 0 | 0 | 0 | 0 | 0 | 0 | 0 |  | 0 | 0 | 0 | 0 |  | 0 | 0 | 0 | 0 | 0
2011-03-02 | 2011 | 3 | 2 | 0 | 0 | 0 | 0 | 0 | 0 | 0 | 0 | 0 | 0 | 0 | 0 | 0 | 0 | 0 | 0 | 0 | 0 | 0 | 0 | 0 | 0 | 0 | 0 |  | 0 | 0 | 0 | 0 |  | 0 | 0 | 0 | 0 | 0
2011-03-03 | 2011 | 3 | 3 | 0 | 0 | 0 | 0 | 0 | 0 | 0 | 0 | 0 | 0 | 0 | 0 | 0 | 0 | 0 | 0 | 0 | 0 | 0 | 0 | 0 | 0 | 0 | 0 |  | 0 | 0 | 0 | 0 |  | 0 | 0 | 0 | 0 | 0
2011-03-04 | 2011 | 3 | 4 | 0 | 0 | 0 | 0 | 0 | 0 | 0 | 0 | 0 | 0 | 0 | 0 | 0 | 0 | 0 | 0 | 0 | 0 | 0 | 0 | 0 | 0 | 0 | 0 |  | 0 | 0 | 0 | 0 |  | 0 | 0 | 0 | 0 | 0
2011-03-05 | 2011 | 3 | 5 | 0 | 0.1 | 0 | 0.1 | 0 | 0 | 0 | 0.1 | 0 | 0 | 0.1 | 0 | 0.1 | 0 | 0 | 0 | 0 | 0 | 0.1 | 0 | 0.1 | 0 | 0.1 | 0 |  | 0.8 | 0.8 | 0.8 | 1.1102e-16 |  | 0 | 0 | 0 | 0 | 0
2011-03-06 | 2011 | 3 | 6 | 0 | 0.1 | 0 | 0 | 0.1 | 0 | 0 | 0.1 | 0 | 0.1 | 0 | 0 | 0.1 | 0 | 0 | 0 | 0 | 0 | 0.1 | 0 | 0 | 0 | 0.1 | 0 |  | 0.7 | 0.7 | 0.7 | 0 |  | 0 | 0 | 0 | 0 | 0
2011-03-07 | 2011 | 3 | 7 | 0 | 0 | 0 | 0 | 0 | 0 | 0 | 0 | 0 | 0 | 0 | 0 | 0 | 0 | 0 | 0 | 0 | 0 | 0 | 0 | 0 | 0 | 0 | 0 |  | 0 | 0 | 0 | 0 |  | 0 | 0 | 0 | 0 | 0
2011-03-08 | 2011 | 3 | 8 | 0 | 0 | 0 | 0 | 0 | 0 | 0 | 0 | 0 | 0 | 0 | 0 | 0 | 0 | 0 | 0 | 0 | 0 | 0 | 0 | 0 | 0 | 0 | 0 |  | 0 | 0 | 0 | 0 |  | 0 | 0 | 0 | 0 | 0
2011-03-09 | 2011 | 3 | 9 | 0 | 0 | 0 | 0 | 0 | 0 | 0 | 0 | 0 | 0 | 0 | 0 | 0 | 0 | 0 | 0 | 0 | 0 | 0 | 0 | 0 | 0 | 0 | 0 |  | 0 | 0 | 0 | 0 |  | 0 | 0 | 0 | 0 | 0
2011-03-10 | 2011 | 3 | 10 | 0 | 0 | 0 | 0 | 0 | 0 | 0 | 0 | 0 | 0 | 0 | 0 | 0 | 0 | 0 | 0 | 0 | 0 | 0 | 0 | 0 | 0 | 0 | 0 |  | 0 | 0 | 0 | 0 |  | 0 | 0 | 0 | 0 | 0
2011-03-11 | 2011 | 3 | 11 | 0 | 0 | 0 | 0 | 0 | 0 | 0 | 0 | 0 | 0 | 0 | 0 | 0 | 0 | 0 | 0 | 0 | 0 | 0 | 0 | 0 | 0 | 0 | 0 |  | 0 | 0 | 0 | 0 |  | 0 | 0 | 0 | 0 | 0
2011-03-12 | 2011 | 3 | 12 | 0 | 0 | 0 | 0 | 0 | 0 | 0 | 0 | 0 | 0 | 0 | 0 | 0 | 0 | 0 | 0 | 0 | 0 | 0 | 0 | 0 | 0 | 0 | 0 |  | 0 | 0 | 0 | 0 |  | 0 | 0 | 0 | 0 | 0
2011-03-13 | 2011 | 3 | 13 | 0 | 0 | 0 | 0 | 0 | 0 | 0 | 0 | 0 | 0 | 0 | 0 | 0 | 0 | 0 | 0 | 0 | 0 | 0 | 0 | 0 | 0 | 0 | 0 |  | 0 | 0 | 0 | 0 |  | 0 | 0 | 0 | 0 | 0
2011-03-14 | 2011 | 3 | 14 | 0 | 0 | 0 | 0 | 0 | 0 | 0 | 0 | 0 | 0 | 0 | 0 | 0 | 0 | 0 | 0 | 0 | 0 | 0 | 0 | 0 | 0 | 0 | 0 |  | 0 | 0 | 0 | 0 |  | 0 | 0 | 0 | 0 | 0
2011-03-15 | 2011 | 3 | 15 | 0 | 0 | 0 | 0 | 0 | 0 | 0 | 0 | 0 | 0 | 0 | 0 | 0 | 0 | 0 | 0 | 0 | 0 | 0 | 0 | 0 | 0 | 0 | 0 |  | 0 | 0 | 0 | 0 |  | 0 | 0 | 0 | 0 | 0
2011-03-16 | 2011 | 3 | 16 | 0 | 0 | 0 | 0 | 0 | 0 | 0 | 0 | 0.1 | 0 | 0.1 | 0 | 0 | 0 | 0 | 0 | 0 | 0 | 0.1 | 0.1 | 0 | 0.1 | 0 | 0.1 |  | 0.6 | 0.6 | 0.6 | 0 |  | 0 | 0 | 0 | 0 | 0
2011-03-17 | 2011 | 3 | 17 | 0 | 0 | 0 | 0 | 0 | 0 | 0 | 0 | 0 | 0 | 0 | 0 | 0 | 0 | 0 | 0 | 0 | 0 | 0 | 0 | 0 | 0 | 0 | 0 |  | 0 | 0 | 0 | 0 |  | 0 | 0 | 0 | 0 | 0
2011-03-18 | 2011 | 3 | 18 | 0 | 0 | 0 | 0 | 0 | 0 | 0 | 0 | 0 | 0 | 0 | 0 | 0 | 0 | 0 | 0 | 0 | 0 | 0 | 0 | 0 | 0 | 0 | 0 |  | 0 | 0 | 0 | 0 |  | 0 | 0 | 0 | 0 | 0
2011-03-19 | 2011 | 3 | 19 | 0 | 0 | 0 | 0 | 0 | 0 | 0 | 0 | 0 | 0 | 0 | 0 | 0 | 0 | 0 | 0 | 0 | 0 | 0 | 0 | 0 | 0 | 0.3 | 0.3 |  | 0.6 | 0.6 | 0.6 | 0 |  | 0 | 0 | 0 | 0 | 0
2011-03-20 | 2011 | 3 | 20 | 0.2 | 0.1 | 0.2 | 0.1 | 0.2 | 0.2 | 0.1 | 0.2 | 0.1 | 0.2 | 0 | 0 | 0 | 0 | 0 | 0 | 0 | 0 | 0 | 0 | 0 | 0 | 0 | 0 |  | 1.6 | 1.6 | 1.6 | 0 |  | 0 | 0 | 0 | 0 | 0
2011-03-21 | 2011 | 3 | 21 | 0 | 0 | 0.3 | 0.3 | 0.3 | 0.3 | 0.3 | 0.3 | 0.3 | 0.3 | 0.3 | 0.3 | 0.3 | 0.3 | 0.3 | 0.3 | 0.3 | 0.3 | 0.3 | 0.3 | 0.3 | 0.3 | 0.3 | 0.3 |  | 6.6 | 6.6 | 6.6 | 1.7764e-15 |  | 0 | 0 | 0 | 0 | 0
2011-03-22 | 2011 | 3 | 22 | 0.1 | 0 | 0.1 | 0 | 0.1 | 0 | 0.1 | 0 | 0.1 | 0 | 0.1 | 0 | 0.1 | 0 | 0 | 0.1 | 0 | 0.1 | 0 | 0.1 | 0 | 0.1 | 0 | 0.1 |  | 1.2 | 1.2 | 1.2 | 0 |  | 0 | 0 | 0 | 0 | 0
2011-03-23 | 2011 | 3 | 23 | 0.1 | 0.2 | 0.1 | 0.2 | 0.1 | 0.1 | 0.2 | 0.1 | 0.2 | 0.1 | 0.1 | 0.2 | 0.1 | 0.1 | 0.2 | 0.1 | 0 | 0.2 | 0.1 | 0.1 | 0.2 | 0.1 | 0.2 | 0.1 |  | 3.2 | 3.2 | 3.2 | 1.3323e-15 |  | 0 | 0 | 0 | 0 | 0
2011-03-24 | 2011 | 3 | 24 | 0 | 0.1 | 0 | 0 | 0.1 | 0 | 0 | 0.1 | 0 | 0.1 | 0 | 0 | 0 | 0 | 0 | 0 | 0 | 0 | 0 | 0.1 | 0 | 0 | 0.1 | 0 |  | 0.6 | 0.6 | 0.6 | 0 |  | 0 | 0 | 0 | 0 | 0
2011-03-25 | 2011 | 3 | 25 | 0 | 0 | 0.1 | 0 | 0 | 0 | 0 | 0 | 0 | 0 | 0.1 | 0 | 0 | 0 | 0 | 0 | 0.1 | 0 | 0 | 0 | 0 | 0.1 | 0 | 0 |  | 0.4 | 0.4 | 0.4 | 0 |  | 0 | 0 | 0 | 0 | 0
2011-03-26 | 2011 | 3 | 26 | 0.1 | 0.1 | 0.1 | 0.2 | 0.1 | 0 | 0 | 0.1 | 0.1 | 0.1 | 0.1 | 0.1 | 0.1 | 0.2 | 0.1 | 0.1 | 0.1 | 0.1 | 0.1 | 0.2 | 0.2 | 0.1 | 0.1 | 0.1 |  | 2.6 | 2.6 | 2.6 | 8.8818e-16 |  | 0 | 0 | 0 | 0 | 0
2011-03-27 | 2011 | 3 | 27 | 0 | 0 | 0 | 0 | 0 | 0 | 0 | 0 | 0 | 0 | 0 | 0 | 0 | 0 | 0 | 0 | 0 | 0 | 0 | 0 | 0 | 0 | 0 | 0 |  | 0 | 0 | 0 | 0 |  | 0 | 0 | 0 | 0 | 0
2011-03-28 | 2011 | 3 | 28 | 0 | 0 | 0 | 0 | 0.1 | 0 | 0 | 0.1 | 0 | 0.1 | 0 | 0 | 0 | 0 | 0 | 0 | 0 | 0 | 0 | 0 | 0 | 0.1 | 0 | 0 |  | 0.4 | 0.4 | 0.4 | 0 |  | 0 | 0 | 0 | 0 | 0
2011-03-29 | 2011 | 3 | 29 | 0 | 0 | 0 | 0 | 0 | 0 | 0 | 0 | 0 | 0 | 0 | 0 | 0 | 0 | 0 | 0 | 0 | 0 | 0 | 0 | 0 | 0 | 0 | 0 |  | 0 | 0 | 0 | 0 |  | 0 | 0 | 0 | 0 | 0
2011-03-30 | 2011 | 3 | 30 | 0 | 0 | 0 | 0 | 0 | 0 | 0 | 0 | 0 | 0 | 0 | 0 | 0 | 0 | 0 | 0 | 0 | 0 | 0 | 0 | 0 | 0 | 0 | 0 |  | 0 | 0 | 0 | 0 |  | 0 | 0 | 0 | 0 | 0
2011-03-31 | 2011 | 3 | 31 | 0 | 0 | 0 | 0 | 0 | 0 | 0.2 | 0 | 0.2 | 0.2 | 0.2 | 0 | 0 | 0 | 0 | 0 | 0 | 0 | 0 | 0 | 0 | 0 | 0 | 0 |  | 0.8 | 0.8 | 0.8 | 0 |  | 0 | 0 | 0 | 0 | 0
2011-04-01 | 2011 | 4 | 1 | 0 | 0 | 0 | 0 | 0 | 0 | 0 | 0 | 0 | 0 | 0 | 0 | 0 | 0 | 0 | 0 | 0.3 | 0.2 | 0 | 0 | 0.3 | 0.3 | 0.2 | 0.3 |  | 1.6 | 1.6 | 1.6 | 0 |  | 0 | 0 | 0 | 0 | 0
2011-04-02 | 2011 | 4 | 2 | 0.6 | 0.5 | 0.6 | 0.6 | 0.6 | 0.5 | 0.6 | 1.2 | 1.1 | 1.2 | 1.1 | 1.2 | 1.1 | 1.2 | 1.1 | 0.6 | 0.6 | 0.5 | 0.6 | 0.6 | 0.6 | 0.5 | 0.6 | 0 |  | 17.8 | 17.8 | 17.8 | 0 |  | 0 | 0 | 0 | 0 | 0
2011-04-03 | 2011 | 4 | 3 | 0 | 0 | 0 | 0 | 0 | 0 | 0 | 0 | 0 | 0 | 0 | 0 | 0 | 0 | 0 | 0 | 0 | 0 | 0 | 0 | 0 | 0 | 0 | 0 |  | 0 | 0 | 0 | 0 |  | 0 | 0 | 0 | 0 | 0
2011-04-04 | 2011 | 4 | 4 | 0 | 0 | 0 | 0 | 0 | 0 | 0 | 0 | 0 | 0 | 0 | 0 | 0 | 0 | 0 | 0 | 0 | 0 | 0 | 0 | 0 | 0 | 0 | 0 |  | 0 | 0 | 0 | 0 |  | 0 | 0 | 0 | 0 | 0
2011-04-05 | 2011 | 4 | 5 | 0 | 0 | 0 | 0 | 0 | 0 | 0 | 0 | 0 | 0 | 0 | 0 | 0 | 0 | 0 | 0 | 0 | 0 | 0 | 0 | 0 | 0 | 0 | 0 |  | 0 | 0 | 0 | 0 |  | 0 | 0 | 0 | 0 | 0
2011-04-06 | 2011 | 4 | 6 | 0 | 0 | 0 | 0 | 0 | 0 | 0 | 0 | 0 | 0 | 0 | 0 | 0 | 0 | 0 | 0 | 0 | 0 | 0 | 0 | 0 | 0 | 0 | 0 |  | 0 | 0 | 0 | 0 |  | 0 | 0 | 0 | 0 | 0
2011-04-07 | 2011 | 4 | 7 | 0 | 0 | 0 | 0 | 0 | 0 | 0 | 0 | 0 | 0 | 0 | 0 | 0 | 0 | 0 | 0 | 0 | 0 | 0 | 0 | 0 | 0 | 0 | 0 |  | 0 | 0 | 0 | 0 |  | 0 | 0 | 0 | 0 | 0
2011-04-08 | 2011 | 4 | 8 | 0 | 0 | 0 | 0 | 0 | 0 | 0 | 0 | 0 | 0 | 0 | 0 | 0 | 0 | 0 | 0 | 0 | 0 | 0 | 0 | 0 | 0 | 0 | 0 |  | 0 | 0 | 0 | 0 |  | 0 | 0 | 0 | 0 | 0
2011-04-09 | 2011 | 4 | 9 | 0 | 0 | 0 | 0 | 0 | 0 | 0 | 0 | 0 | 0 | 0 | 0 | 0 | 0 | 0 | 0 | 0 | 0 | 0 | 0 | 0 | 0 | 0 | 0 |  | 0 | 0 | 0 | 0 |  | 0 | 0 | 0 | 0 | 0
2011-04-10 | 2011 | 4 | 10 | 0 | 0 | 0 | 0 | 0 | 0 | 0 | 0 | 0 | 0 | 0 | 0 | 0 | 0 | 0 | 0 | 0 | 0 | 0 | 0 | 0 | 0 | 0 | 0 |  | 0 | 0 | 0 | 0 |  | 0 | 0 | 0 | 0 | 0
2011-04-11 | 2011 | 4 | 11 | 0 | 0 | 0 | 0 | 0 | 0 | 0 | 0 | 0 | 0 | 0 | 0 | 0 | 0 | 0 | 0 | 0 | 0 | 0 | 0 | 0 | 0 | 0 | 0 |  | 0 | 0 | 0 | 0 |  | 0 | 0 | 0 | 0 | 0
2011-04-12 | 2011 | 4 | 12 | 0 | 0 | 0 | 0 | 0 | 0 | 0 | 0 | 0 | 0 | 0 | 0 | 0 | 0 | 0 | 0 | 0 | 0 | 0 | 0 | 0 | 0 | 0 | 0 |  | 0 | 0 | 0 | 0 |  | 0 | 0 | 0 | 0 | 0
2011-04-13 | 2011 | 4 | 13 | 0 | 0 | 0 | 0 | 0 | 0 | 0 | 0 | 0 | 0 | 0 | 0 | 0 | 0 | 0 | 0 | 0 | 0 | 0 | 0.5 | 0 | 0 | 0.5 | 2.6 |  | 3.6 | 3.6 | 3.6 | 0 |  | 0 | 0 | 0 | 0 | 0
2011-04-14 | 2011 | 4 | 14 | 2.5 | 1.7 | 2.3 | 1.4 | 1.6 | 1.3 | 0.5 | 0 | 0 | 6.2 | 0 | 0 | 0 | 0 | 0 | 0 | 0 | 0 | 0 | 0 | 0 | 0 | 0 | 0 |  | 17.5 | 17.5 | 17.5 | 0 |  | 0 | 0 | 0 | 0 | 0
2011-04-15 | 2011 | 4 | 15 | 0 | 0 | 0 | 0 | 0 | 0 | 0 | 0 | 0 | 0 | 0 | 0 | 0 | 0 | 0 | 0 | 0 | 0 | 0 | 0 | 0 | 0 | 0 | 0 |  | 0 | 0 | 0 | 0 |  | 0 | 0 | 0 | 0 | 0
2011-04-16 | 2011 | 4 | 16 | 0 | 0 | 0 | 0 | 0 | 0 | 0.1 | 0.2 | 0.1 | 0.2 | 0.1 | 0.2 | 0.1 | 0.2 | 0.1 | 0.1 | 0.2 | 0.1 | 0.2 | 0.1 | 0.2 | 0.1 | 0.2 | 0.1 |  | 2.6 | 2.6 | 2.6 | 8.8818e-16 |  | 0 | 0 | 0 | 0 | 0
2011-04-17 | 2011 | 4 | 17 | 0.1 | 0 | 0.1 | 0.1 | 0 | 0.1 | 0.1 | 0 | 0.1 | 0.1 | 0 | 0.1 | 0.1 | 0 | 0.1 | 0 | 0 | 0 | 0 | 0 | 0 | 0 | 0 | 0 |  | 1 | 1 | 1 | 1.1102e-16 |  | 0 | 0 | 0 | 0 | 0
2011-04-18 | 2011 | 4 | 18 | 0 | 0 | 0 | 0 | 0 | 0 | 0 | 0 | 0 | 0 | 0 | 0 | 0 | 0 | 0 | 0 | 0 | 0 | 0 | 0 | 0 | 0 | 0 | 0 |  | 0 | 0 | 0 | 0 |  | 0 | 0 | 0 | 0 | 0
2011-04-19 | 2011 | 4 | 19 | 0 | 0 | 0 | 0 | 0 | 0 | 0 | 0 | 0 | 0 | 0 | 0 | 0 | 0 | 0 | 0 | 0 | 0 | 0 | 0 | 0 | 0 | 0 | 0 |  | 0 | 0 | 0 | 0 |  | 0 | 0 | 0 | 0 | 0
2011-04-20 | 2011 | 4 | 20 | 0 | 0 | 0 | 0 | 0 | 0 | 0 | 0 | 0 | 0 | 0 | 0 | 0 | 0 | 0 | 0 | 0 | 0 | 0 | 0 | 0 | 0 | 0 | 0 |  | 0 | 0 | 0 | 0 |  | 0 | 0 | 0 | 0 | 0
2011-04-21 | 2011 | 4 | 21 | 0 | 0 | 0 | 0 | 0 | 0 | 0 | 0 | 0 | 0 | 0 | 0 | 0 | 0 | 0 | 0 | 0 | 0 | 0 | 0 | 0 | 0 | 0 | 0 |  | 0 | 0 | 0 | 0 |  | 0 | 0 | 0 | 0 | 0
2011-04-22 | 2011 | 4 | 22 | 0 | 0 | 0 | 0 | 0 | 0 | 0 | 0 | 0 | 0 | 0 | 0 | 0 | 0 | 0 | 0 | 0 | 0 | 0 | 0 | 0 | 0 | 0 | 0 |  | 0 | 0 | 0 | 0 |  | 0 | 0 | 0 | 0 | 0
2011-04-23 | 2011 | 4 | 23 | 0 | 0 | 0 | 0 | 0 | 0 | 0 | 0 | 0 | 0 | 0 | 0 | 0 | 0 | 0 | 0 | 0 | 0 | 0 | 0 | 0 | 0 | 0 | 0 |  | 0 | 0 | 0 | 0 |  | 0 | 0 | 0 | 0 | 0
2011-04-24 | 2011 | 4 | 24 | 0 | 0 | 0 | 0 | 0 | 0 | 0 | 0 | 0 | 0 | 0 | 0 | 0 | 0 | 0 | 0 | 0 | 0 | 0 | 0 | 0 | 0 | 0 | 0 |  | 0 | 0 | 0 | 0 |  | 0 | 0 | 0 | 0 | 0
2011-04-25 | 2011 | 4 | 25 | 0 | 0 | 0 | 0 | 0 | 0 | 0 | 0 | 0 | 0 | 0 | 0 | 0 | 0 | 0 | 0 | 0 | 0 | 0 | 0 | 0 | 0 | 0 | 0 |  | 0 | 0 | 0 | 0 |  | 0 | 0 | 0 | 0 | 0
2011-04-26 | 2011 | 4 | 26 | 0 | 0 | 0 | 0 | 0 | 0 | 0 | 0 | 0 | 0 | 0 | 0 | 0 | 0 | 0 | 0 | 0.2 | 0 | 0 | 0 | 0 | 0 | 0 | 0 |  | 0.2 | 0.2 | 0.2 | 0 |  | 0 | 0 | 0 | 0 | 0
2011-04-27 | 2011 | 4 | 27 | 0 | 0 | 0 | 1.4 | 0 | 0 | 0 | 0 | 0 | 0 | 0 | 0 | 0 | 0 | 0 | 0 | 0 | 0 | 0 | 0 | 0 | 0 | 0 | 0 |  | 1.4 | 1.4 | 1.4 | 0 |  | 0 | 0 | 0 | 0 | 0
2011-04-28 | 2011 | 4 | 28 | 0 | 0 | 0 | 0 | 0 | 0 | 0 | 0.7 | 0 | 0.8 | 0.7 | 0.7 | 0.8 | 0.7 | 0 | 0 | 0 | 0 | 0 | 0 | 0.7 | 0 | 0.8 | 0.7 |  | 6.6 | 6.6 | 6.6 | 8.8818e-16 |  | 0 | 0 | 0 | 0 | 0
2011-04-29 | 2011 | 4 | 29 | 0.4 | 0.4 | 0.5 | 0.4 | 0.4 | 0.4 | 0.4 | 0.5 | 0.4 | 0.4 | 0 | 0 | 0 | 0 | 0 | 0 | 0 | 0 | 0 | 0 | 0 | 0 | 0 | 0 |  | 4.2 | 4.2 | 4.2 | 0 |  | 0 | 0 | 0 | 0 | 0
2011-04-30 | 2011 | 4 | 30 | 0 | 0 | 0 | 0 | 0 | 0 | 0 | 0 | 0 | 0 | 0 | 0 | 0 | 0 | 0 | 0 | 0 | 0 | 0 | 0 | 0 | 0 | 0 | 0 |  | 0 | 0 | 0 | 0 |  | 0 | 0 | 0 | 0 | 0
2011-05-01 | 2011 | 5 | 1 | 0 | 0 | 0 | 0 | 0 | 0 | 0 | 0 | 0 | 0 | 0 | 0 | 0 | 0 | 0 | 0 | 0 | 0 | 0 | 0 | 0 | 0 | 0 | 0 |  | 0 | 0 | 0 | 0 |  | 0 | 0 | 0 | 0 | 0
2011-05-02 | 2011 | 5 | 2 | 0 | 0 | 0 | 0 | 0 | 0 | 0 | 0 | 0 | 0 | 0 | 0 | 0 | 0 | 0 | 0 | 0 | 0 | 0 | 0 | 0 | 0 | 0 | 0 |  | 0 | 0 | 0 | 0 |  | 0 | 0 | 0 | 0 | 0
2011-05-03 | 2011 | 5 | 3 | 0 | 0 | 0 | 0 | 0 | 0 | 0 | 0 | 0 | 0 | 0 | 0 | 0 | 0.6 | 0 | 0 | 0 | 0 | 0 | 0 | 0.6 | 0 | 0 | 0 |  | 1.2 | 1.2 | 1.2 | 0 |  | 1.2 | 0 | 0 | 0 | 0
2011-05-04 | 2011 | 5 | 4 | 0 | 0 | 0 | 0 | 0 | 0 | 0 | 0 | 0 | 0 | 0 | 0 | 0 | 0 | 0 | 0 | 0 | 0 | 0 | 0 | 0 | 0 | 0 | 0 |  | 0 | 0 | 0 | 0 |  | 0 | 0 | 0 | 0 | 0
2011-05-05 | 2011 | 5 | 5 | 0 | 0 | 0 | 0 | 0 | 0 | 0 | 0 | 0 | 0 | 0 | 0 | 0 | 0 | 0 | 0 | 0 | 0 | 0 | 0 | 0 | 0 | 0 | 0 |  | 0 | 0 | 0 | 0 |  | 0 | 0 | 0 | 0 | 0
2011-05-06 | 2011 | 5 | 6 | 0 | 0 | 0 | 0 | 0 | 0 | 0 | 0 | 0 | 0 | 0 | 0 | 0 | 0 | 1.1 | 0 | 0 | 0 | 0 | 1.1 | 0 | 0 | 0 | 0 |  | 2.2 | 2.2 | 2.2 | 0 |  | 2.2 | 0 | 0 | 0 | 0
2011-05-07 | 2011 | 5 | 7 | 0 | 0 | 0 | 0 | 0 | 0 | 0 | 0 | 0 | 0 | 0 | 0 | 0 | 0.7 | 0 | 0.7 | 0 | 0 | 1.1 | 1.4 | 0.8 | 0.7 | 0.7 | 0.7 |  | 6.8 | 6.8 | 6.8 | 8.8818e-16 |  | 6.8 | 0 | 0 | 0 | 0
2011-05-08 | 2011 | 5 | 8 | 0.1 | 0.2 | 0.1 | 0.2 | 0.1 | 0.2 | 0.1 | 0.2 | 0.1 | 0.2 | 0 | 0 | 0 | 0 | 0 | 0 | 0 | 0.1 | 0 | 0 | 0 | 0 | 0 | 0 |  | 1.6 | 1.6 | 1.6 | 2.2204e-16 |  | 1.6 | 0 | 0 | 0 | 0
2011-05-09 | 2011 | 5 | 9 | 0 | 0 | 0 | 0 | 0 | 0 | 0 | 0 | 0 | 0 | 0 | 0 | 0 | 0 | 0 | 0 | 0 | 0 | 0 | 0 | 0 | 0 | 0 | 0 |  | 0 | 0 | 0 | 0 |  | 0 | 0 | 0 | 0 | 0
2011-05-10 | 2011 | 5 | 10 | 0 | 0 | 0 | 0 | 0 | 0 | 0 | 0 | 0 | 0 | 0 | 0 | 0 | 0 | 0 | 0 | 0 | 0 | 0 | 0 | 0 | 0 | 0 | 0 |  | 0 | 0 | 0 | 0 |  | 0 | 0 | 0 | 0 | 0
2011-05-11 | 2011 | 5 | 11 | 0 | 0 | 0 | 0 | 0 | 0 | 0 | 0 | 0 | 0 | 0 | 0 | 0 | 0 | 0 | 0 | 0 | 0 | 0 | 0 | 0 | 0 | 0 | 0 |  | 0 | 0 | 0 | 0 |  | 0 | 0 | 0 | 0 | 0
2011-05-12 | 2011 | 5 | 12 | 0 | 0 | 0 | 0 | 0 | 0 | 0 | 0 | 0 | 0 | 0 | 0 | 0 | 0 | 0 | 0 | 0 | 0 | 0 | 0 | 0 | 0 | 0 | 0 |  | 0 | 0 | 0 | 0 |  | 0 | 0 | 0 | 0 | 0
2011-05-13 | 2011 | 5 | 13 | 0 | 0 | 0 | 0 | 0 | 0 | 0 | 0 | 0 | 0 | 0 | 0 | 0 | 0 | 0 | 0 | 0 | 0 | 0 | 0 | 0 | 0 | 0 | 0 |  | 0 | 0 | 0 | 0 |  | 0 | 0 | 0 | 0 | 0
2011-05-14 | 2011 | 5 | 14 | 0 | 0 | 0 | 0 | 0 | 0 | 0 | 0 | 0 | 0 | 0 | 0 | 0 | 0 | 0 | 0 | 0 | 0 | 0 | 0 | 0 | 0 | 0 | 0 |  | 0 | 0 | 0 | 0 |  | 0 | 0 | 0 | 0 | 0
2011-05-15 | 2011 | 5 | 15 | 0 | 0 | 0 | 0 | 0 | 0 | 0 | 0 | 0 | 0 | 0 | 0 | 0 | 0 | 0 | 0 | 0 | 0 | 0 | 0 | 0 | 0 | 0 | 0 |  | 0 | 0 | 0 | 0 |  | 0 | 0 | 0 | 0 | 0
2011-05-16 | 2011 | 5 | 16 | 0 | 0 | 0 | 0 | 0 | 0 | 0 | 0 | 0 | 0 | 0 | 0 | 0 | 0 | 0 | 0 | 0 | 0 | 0 | 0 | 0 | 0 | 0 | 0 |  | 0 | 0 | 0 | 0 |  | 0 | 0 | 0 | 0 | 0
2011-05-17 | 2011 | 5 | 17 | 0 | 0 | 0 | 0 | 0 | 0 | 0 | 0 | 0 | 0 | 0 | 0 | 0 | 0 | 0 | 0 | 0 | 0 | 0 | 0 | 0 | 0 | 0 | 0 |  | 0 | 0 | 0 | 0 |  | 0 | 0 | 0 | 0 | 0
2011-05-18 | 2011 | 5 | 18 | 0 | 0 | 0 | 0 | 0 | 0 | 0 | 0 | 0 | 0 | 0 | 0 | 0 | 0 | 0 | 0 | 0 | 0 | 0 | 0 | 0 | 0 | 0 | 0 |  | 0 | 0 | 0 | 0 |  | 0 | 0 | 0 | 0 | 0
2011-05-19 | 2011 | 5 | 19 | 0.5 | 0.4 | 0.5 | 0.5 | 0.4 | 0.5 | 0.4 | 0.5 | 0.5 | 0 | 0 | 0 | 0.4 | 0 | 1 | 0.4 | 0.5 | 0.4 | 0 | 0.5 | 0 | 0 | 0 | 0 |  | 7.4 | 7.4 | 7.4 | 0 |  | 7.4 | 0 | 0 | 0 | 0
2011-05-20 | 2011 | 5 | 20 | 0 | 0 | 0 | 0 | 0 | 0 | 0 | 0 | 0 | 0 | 0 | 0 | 0 | 0 | 0 | 0 | 0 | 0 | 0 | 0 | 0 | 0 | 0 | 0 |  | 0 | 0 | 0 | 0 |  | 0 | 0 | 0 | 0 | 0
2011-05-21 | 2011 | 5 | 21 | 0 | 0 | 0 | 0 | 0 | 0 | 0 | 0 | 0 | 0 | 0 | 0 | 0 | 0 | 0 | 0 | 0 | 0 | 0 | 0 | 0 | 0 | 0 | 0 |  | 0 | 0 | 0 | 0 |  | 0 | 0 | 0 | 0 | 0
2011-05-22 | 2011 | 5 | 22 | 0 | 0 | 0 | 0 | 0 | 0 | 0 | 0 | 0 | 0 | 0 | 0 | 0 | 0 | 0 | 0 | 0 | 0 | 0 | 0 | 0 | 0 | 0 | 0 |  | 0 | 0 | 0 | 0 |  | 0 | 0 | 0 | 0 | 0
2011-05-23 | 2011 | 5 | 23 | 0 | 0 | 0 | 1 | 2.2 | 0 | 1 | 1.1 | 0.7 | 0.5 | 0 | 0.8 | 2.9 | 0.6 | 0.5 | 0.3 | 0 | 0 | 0 | 0 | 0 | 0 | 0 | 0 |  | 11.6 | 11.6 | 11.6 | 1.7764e-15 |  | 11.6 | 0 | 0 | 0 | 0
2011-05-24 | 2011 | 5 | 24 | 0.1 | 0.2 | 0.1 | 0.2 | 0.1 | 0.2 | 0.1 | 0.2 | 0.1 | 0.1 | 0 | 0 | 0.2 | 0.1 | 0.2 | 0 | 0 | 0 | 0 | 0.1 | 0.2 | 0.1 | 0.2 | 0.1 |  | 2.6 | 2.6 | 2.6 | 8.8818e-16 |  | 2.6 | 0 | 0 | 0 | 0
2011-05-25 | 2011 | 5 | 25 | 0.2 | 0.2 | 0.2 | 0.2 | 0.2 | 0.2 | 0.2 | 0.2 | 0.2 | 0.2 | 0.2 | 0.2 | 0.2 | 0.2 | 0 | 0 | 0 | 0 | 0.2 | 0 | 0.2 | 0.2 | 0.2 | 0.2 |  | 3.8 | 3.8 | 3.8 | 1.3323e-15 |  | 3.8 | 0 | 0 | 0 | 0
2011-05-26 | 2011 | 5 | 26 | 0.9 | 0.9 | 1 | 0.9 | 0.9 | 0.9 | 0.9 | 0.9 | 1 | 0.9 | 0.9 | 0.9 | 0.9 | 0.9 | 0.9 | 1 | 0.9 | 0.9 | 0.9 | 0.9 | 0.9 | 1 | 0.9 | 0.9 |  | 22 | 22 | 22 | 3.5527e-15 |  | 22 | 0 | 0 | 0 | 0
2011-05-27 | 2011 | 5 | 27 | 1.6 | 2 | 2 | 1.5 | 1.8 | 2.2 | 2.1 | 1.9 | 2.3 | 2.1 | 2.1 | 1.8 | 1.8 | 1.1 | 0 | 1.1 | 0.6 | 0 | 0 | 0 | 0 | 0 | 0 | 0 |  | 28 | 28 | 28 | 1.0658e-14 |  | 28 | 0 | 0 | 0 | 0
2011-05-28 | 2011 | 5 | 28 | 0 | 0 | 0 | 0.1 | 0.2 | 0 | 0.1 | 0 | 0 | 0 | 0 | 0 | 0 | 0 | 0 | 0 | 0 | 0 | 0 | 0 | 0 | 0 | 0 | 0 |  | 0.4 | 0.4 | 0.4 | 0 |  | 0.4 | 0 | 0 | 0 | 0
2011-05-29 | 2011 | 5 | 29 | 0 | 0 | 0 | 0 | 0 | 0 | 0 | 0 | 0 | 0 | 0 | 0 | 0 | 0 | 0 | 0 | 0 | 0 | 0 | 0 | 0 | 0 | 0 | 0 |  | 0 | 0 | 0 | 0 |  | 0 | 0 | 0 | 0 | 0
2011-05-30 | 2011 | 5 | 30 | 0 | 0 | 0 | 0 | 0 | 0 | 0 | 0 | 0 | 0 | 0 | 0 | 0 | 0 | 0 | 0 | 0 | 0 | 0 | 0 | 0 | 0 | 0 | 0 |  | 0 | 0 | 0 | 0 |  | 0 | 0 | 0 | 0 | 0
2011-05-31 | 2011 | 5 | 31 | 0 | 0 | 0 | 0 | 0 | 0 | 0 | 0 | 0 | 0 | 0 | 0 | 0 | 0 | 0 | 0 | 0 | 0 | 0 | 0 | 0 | 0 | 0 | 0 |  | 0 | 0 | 0 | 0 |  | 0 | 0 | 0 | 0 | 0
2011-06-01 | 2011 | 6 | 1 | 0 | 0 | 0 | 0 | 0 | 0 | 0 | 0 | 0 | 0 | 0 | 0 | 0 | 0 | 0 | 0 | 0 | 0 | 3.4 | 0 | 0 | 0 | 0 | 0 |  | 3.4 | 3.4 | 3.4 | 0 |  | 0 | 3.4 | 0 | 0 | 0
2011-06-02 | 2011 | 6 | 2 | 0 | 0 | 0 | 0 | 0 | 0 | 0 | 0 | 0 | 0 | 0 | 0 | 0 | 0 | 0 | 0 | 0 | 0 | 0 | 0 | 0 | 0 | 0 | 0 |  | 0 | 0 | 0 | 0 |  | 0 | 0 | 0 | 0 | 0
2011-06-03 | 2011 | 6 | 3 | 0 | 0 | 0 | 0 | 0 | 0 | 0 | 0 | 0 | 0 | 0 | 0 | 0 | 0 | 0.3 | 0.4 | 0 | 0.3 | 0 | 0 | 0 | 0 | 0 | 0 |  | 1 | 1 | 1 | 0 |  | 0 | 1 | 0 | 0 | 0
2011-06-04 | 2011 | 6 | 4 | 0 | 0.1 | 0.1 | 0.1 | 0.1 | 0.1 | 0.1 | 0.1 | 0.1 | 0.1 | 0.1 | 0 | 0 | 0 | 0 | 0 | 0 | 0 | 0 | 0 | 0 | 0 | 0 | 0 |  | 1 | 1 | 1 | 1.1102e-16 |  | 0 | 1 | 0 | 0 | 0
2011-06-05 | 2011 | 6 | 5 | 0 | 0 | 0 | 0 | 0 | 0 | 0 | 0 | 0 | 0 | 0 | 0 | 0 | 0 | 0 | 0 | 0 | 0 | 0 | 0.1 | 0.1 | 0 | 0 | 0 |  | 0.2 | 0.2 | 0.2 | 0 |  | 0 | 0.2 | 0 | 0 | 0
2011-06-06 | 2011 | 6 | 6 | 0.9 | 0.9 | 0.9 | 1.7 | 1.8 | 0.9 | 0.9 | 0.9 | 0.8 | 0.9 | 0.9 | 0.9 | 0 | 0 | 0 | 0 | 0 | 0 | 0 | 0 | 0 | 0 | 0 | 0 |  | 12.4 | 12.4 | 12.4 | 1.7764e-15 |  | 0 | 12.4 | 0 | 0 | 0
2011-06-07 | 2011 | 6 | 7 | 0 | 0 | 0 | 0 | 0 | 0 | 0 | 0 | 0 | 0 | 0 | 1.5 | 0 | 0 | 0 | 0 | 0 | 0 | 0 | 0 | 0 | 0 | 0 | 0 |  | 1.5 | 1.5 | 1.5 | 0 |  | 0 | 1.5 | 0 | 0 | 0
2011-06-08 | 2011 | 6 | 8 | 0 | 0 | 0.4 | 0 | 0.4 | 0.4 | 0.4 | 0 | 0 | 0 | 0.8 | 0 | 0.4 | 0 | 0 | 0 | 0 | 0 | 0 | 0 | 0 | 0 | 0 | 0 |  | 2.8 | 2.8 | 2.8 | 4.4409e-16 |  | 0 | 2.8 | 0 | 0 | 0
2011-06-09 | 2011 | 6 | 9 | 0 | 0 | 0 | 0 | 0 | 0 | 0 | 0 | 0 | 0 | 0 | 0 | 0 | 0 | 0 | 0 | 0 | 0 | 0 | 0 | 0 | 0 | 0 | 0 |  | 0 | 0 | 0 | 0 |  | 0 | 0 | 0 | 0 | 0
2011-06-10 | 2011 | 6 | 10 | 0 | 0 | 0 | 0 | 0 | 0 | 0 | 0 | 0 | 0 | 0 | 0 | 0 | 0 | 0 | 0 | 0 | 0 | 0 | 0 | 0 | 0 | 0 | 0 |  | 0 | 0 | 0 | 0 |  | 0 | 0 | 0 | 0 | 0
2011-06-11 | 2011 | 6 | 11 | 0 | 0 | 0 | 0 | 0 | 0 | 0 | 0 | 1 | 1.1 | 1 | 1 | 0 | 1 | 0 | 0 | 1.1 | 1 | 0 | 0 | 0 | 0 | 0 | 0 |  | 7.2 | 7.2 | 7.2 | 8.8818e-16 |  | 0 | 7.2 | 0 | 0 | 0
2011-06-12 | 2011 | 6 | 12 | 0 | 0 | 0 | 0 | 0 | 0 | 0 | 0 | 0 | 0 | 0 | 0.1 | 0 | 0 | 0 | 0 | 0.1 | 0 | 0 | 0 | 0 | 0 | 0 | 0 |  | 0.2 | 0.2 | 0.2 | 0 |  | 0 | 0.2 | 0 | 0 | 0
2011-06-13 | 2011 | 6 | 13 | 0 | 0 | 0 | 0 | 0 | 0 | 0 | 0 | 0 | 0 | 0 | 0 | 1.3 | 0 | 1.3 | 0 | 0 | 0 | 0 | 0 | 0 | 0 | 0 | 0 |  | 2.6 | 2.6 | 2.6 | 0 |  | 0 | 2.6 | 0 | 0 | 0
2011-06-14 | 2011 | 6 | 14 | 0 | 0 | 0 | 0 | 0 | 0 | 0 | 0 | 0 | 0 | 0 | 0 | 0 | 0 | 0 | 0 | 0 | 0 | 0 | 0 | 0 | 0 | 0 | 0 |  | 0 | 0 | 0 | 0 |  | 0 | 0 | 0 | 0 | 0
2011-06-15 | 2011 | 6 | 15 | 0 | 0 | 0 | 0.6 | 0.6 | 0 | 0 | 0 | 0 | 0 | 0 | 0 | 0.6 | 0 | 0.6 | 0.7 | 0 | 0 | 0.9 | 0.6 | 0.6 | 0.6 | 0 | 0 |  | 5.8 | 5.8 | 5.8 | 8.8818e-16 |  | 0 | 5.8 | 0 | 0 | 0
2011-06-16 | 2011 | 6 | 16 | 0.4 | 0.3 | 0.3 | 0.9 | 1.2 | 0.5 | 0.8 | 3.4 | 3.3 | 1.9 | 0 | 0 | 0 | 0.7 | 1.9 | 0.9 | 0.4 | 0 | 0.7 | 1.4 | 0 | 0 | 0.6 | 0 |  | 19.6 | 19.6 | 19.6 | 7.1054e-15 |  | 0 | 19.6 | 0 | 0 | 0
2011-06-17 | 2011 | 6 | 17 | 0 | 0 | 0 | 0.3 | 0.6 | 0.6 | 0 | 0 | 0 | 0 | 0 | 0 | 0 | 0 | 0 | 0 | 0 | 0 | 0 | 0 | 0 | 0 | 0 | 0 |  | 1.5 | 1.5 | 1.5 | 0 |  | 0 | 1.5 | 0 | 0 | 0
2011-06-18 | 2011 | 6 | 18 | 0 | 0 | 0 | 0 | 0 | 0 | 0 | 0 | 0 | 0 | 0 | 0 | 0 | 0 | 0 | 0.8 | 2 | 0.6 | 1.6 | 1.1 | 1 | 1.3 | 0.6 | 1 |  | 10 | 10 | 10 | 0 |  | 0 | 10 | 0 | 0 | 0
2011-06-19 | 2011 | 6 | 19 | 0.2 | 0 | 0 | 0 | 0 | 0 | 0 | 0 | 0 | 0 | 0 | 0 | 0 | 0 | 0 | 0 | 0.3 | 0.2 | 0 | 0.2 | 0 | 0.3 | 0 | 0.2 |  | 1.4 | 1.4 | 1.4 | 0 |  | 0 | 1.4 | 0 | 0 | 0
2011-06-20 | 2011 | 6 | 20 | 0 | 0 | 0 | 0 | 0 | 0 | 0 | 0 | 0 | 0 | 0 | 0 | 0 | 0 | 0 | 0 | 2.8 | 0 | 0 | 0 | 0 | 0 | 0 | 0 |  | 2.8 | 2.8 | 2.8 | 0 |  | 0 | 2.8 | 0 | 0 | 0
2011-06-21 | 2011 | 6 | 21 | 0 | 0 | 0 | 0 | 0 | 0 | 0 | 0 | 0 | 0 | 0 | 0 | 0 | 0 | 0 | 0 | 0 | 0 | 0 | 0 | 0 | 0 | 0 | 0 |  | 0 | 0 | 0 | 0 |  | 0 | 0 | 0 | 0 | 0
2011-06-22 | 2011 | 6 | 22 | 0 | 0 | 0 | 0 | 0 | 0 | 0 | 0 | 0 | 0 | 0 | 0 | 0 | 0 | 0 | 0 | 0 | 0 | 0 | 0 | 0 | 0 | 0 | 0 |  | 0 | 0 | 0 | 0 |  | 0 | 0 | 0 | 0 | 0
2011-06-23 | 2011 | 6 | 23 | 0 | 0 | 0 | 0 | 0 | 0 | 0 | 0 | 0 | 0 | 0 | 0 | 0 | 0.2 | 0 | 0 | 0 | 0 | 0 | 0 | 0 | 0 | 0 | 0 |  | 0.2 | 0.2 | 0.2 | 0 |  | 0 | 0.2 | 0 | 0 | 0
2011-06-24 | 2011 | 6 | 24 | 0 | 0 | 0 | 0 | 0 | 0 | 0 | 0 | 0 | 0 | 0 | 0 | 0 | 0 | 0 | 0 | 0 | 0 | 0 | 0 | 0 | 0 | 0 | 0 |  | 0 | 0 | 0 | 0 |  | 0 | 0 | 0 | 0 | 0
2011-06-25 | 2011 | 6 | 25 | 0 | 0 | 0 | 0 | 0 | 0 | 0 | 0 | 0 | 0 | 0 | 0 | 0 | 0 | 0 | 0 | 0 | 0 | 0 | 0 | 0 | 0 | 0 | 0 |  | 0 | 0 | 0 | 0 |  | 0 | 0 | 0 | 0 | 0
2011-06-26 | 2011 | 6 | 26 | 0 | 0 | 0 | 0.5 | 0.4 | 1 | 0.9 | 0.5 | 0.5 | 0.5 | 0.4 | 0 | 0 | 0.5 | 0 | 0 | 0 | 0 | 0 | 0 | 0 | 0 | 0 | 0 |  | 5.2 | 5.2 | 5.2 | 0 |  | 0 | 5.2 | 0 | 0 | 0
2011-06-27 | 2011 | 6 | 27 | 0 | 0 | 0 | 0 | 0 | 0 | 0 | 0 | 0 | 0 | 0 | 0 | 0 | 0 | 0 | 0 | 0 | 0 | 0 | 0 | 0 | 0 | 0 | 0 |  | 0 | 0 | 0 | 0 |  | 0 | 0 | 0 | 0 | 0
2011-06-28 | 2011 | 6 | 28 | 0 | 0 | 0 | 0 | 0 | 0 | 0 | 0 | 0 | 0 | 0 | 0 | 0 | 0 | 0 | 0 | 0 | 0 | 0 | 0 | 0 | 0 | 0 | 0 |  | 0 | 0 | 0 | 0 |  | 0 | 0 | 0 | 0 | 0
2011-06-29 | 2011 | 6 | 29 | 0 | 0 | 0 | 0 | 0 | 0 | 0 | 0 | 0 | 0 | 0 | 0 | 0 | 0 | 0 | 0 | 0 | 0 | 0 | 0 | 0 | 0 | 0 | 0 |  | 0 | 0 | 0 | 0 |  | 0 | 0 | 0 | 0 | 0
2011-06-30 | 2011 | 6 | 30 | 0 | 0 | 0 | 0 | 0 | 0 | 0 | 0 | 0 | 0 | 0 | 0 | 0 | 0 | 0 | 0 | 0 | 0 | 0 | 0 | 0 | 0 | 0 | 0 |  | 0 | 0 | 0 | 0 |  | 0 | 0 | 0 | 0 | 0
2011-07-01 | 2011 | 7 | 1 | 0 | 0 | 0 | 0 | 0 | 0 | 0 | 0 | 0 | 0 | 0 | 0 | 0 | 0 | 0 | 0 | 0 | 0 | 0 | 0 | 0 | 0 | 0 | 0 |  | 0 | 0 | 0 | 0 |  | 0 | 0 | 0 | 0 | 0
2011-07-02 | 2011 | 7 | 2 | 0 | 0 | 0 | 0 | 0 | 0 | 0 | 0 | 0 | 0 | 0 | 0 | 0 | 0 | 0 | 0 | 0 | 0 | 0 | 0 | 0 | 0 | 0 | 0 |  | 0 | 0 | 0 | 0 |  | 0 | 0 | 0 | 0 | 0
2011-07-03 | 2011 | 7 | 3 | 0 | 0 | 0 | 0 | 0 | 0 | 0 | 0 | 0 | 0 | 0 | 0 | 0 | 0 | 0 | 0 | 0 | 0 | 0 | 0 | 0 | 0 | 0 | 0 |  | 0 | 0 | 0 | 0 |  | 0 | 0 | 0 | 0 | 0
2011-07-04 | 2011 | 7 | 4 | 0 | 0 | 0 | 0 | 0 | 0 | 0 | 0 | 0 | 0 | 0 | 0 | 0 | 0 | 0 | 0 | 0 | 0 | 0 | 0 | 0 | 0 | 0 | 0 |  | 0 | 0 | 0 | 0 |  | 0 | 0 | 0 | 0 | 0
2011-07-05 | 2011 | 7 | 5 | 0 | 0 | 0 | 0 | 0 | 0 | 0 | 0 | 0 | 0 | 0 | 0 | 0 | 0 | 0 | 0 | 0 | 0 | 0 | 0 | 0 | 0 | 0 | 0 |  | 0 | 0 | 0 | 0 |  | 0 | 0 | 0 | 0 | 0
2011-07-06 | 2011 | 7 | 6 | 0 | 0 | 0 | 0 | 0 | 0 | 0 | 0 | 0 | 0 | 0 | 0 | 0 | 0 | 0 | 0 | 0 | 0 | 0 | 0 | 0 | 0 | 0 | 0 |  | 0 | 0 | 0 | 0 |  | 0 | 0 | 0 | 0 | 0
2011-07-07 | 2011 | 7 | 7 | 0 | 0 | 0 | 0 | 0 | 0 | 0 | 0 | 0 | 0 | 0 | 0 | 0 | 0 | 0 | 0 | 0 | 0 | 0 | 0 | 0 | 0 | 0 | 0 |  | 0 | 0 | 0 | 0 |  | 0 | 0 | 0 | 0 | 0
2011-07-08 | 2011 | 7 | 8 | 0 | 0 | 0 | 0 | 0 | 0 | 0.1 | 0 | 0 | 0 | 0 | 0 | 0 | 0 | 0 | 0 | 0 | 0 | 0.1 | 0 | 0 | 0 | 0 | 0 |  | 0.2 | 0.2 | 0.2 | 0 |  | 0 | 0 | 0.2 | 0 | 0
2011-07-09 | 2011 | 7 | 9 | 0 | 0 | 0 | 0 | 0 | 0 | 0 | 0 | 0 | 0 | 0 | 0 | 0 | 0 | 0 | 0 | 0 | 0 | 0 | 0 | 0 | 0 | 0 | 0 |  | 0 | 0 | 0 | 0 |  | 0 | 0 | 0 | 0 | 0
2011-07-10 | 2011 | 7 | 10 | 0 | 0 | 0 | 0 | 0 | 0 | 0 | 0 | 0 | 0 | 0 | 0 | 0 | 0 | 0 | 0 | 0 | 0 | 0 | 0 | 3 | 2 | 0 | 2 |  | 7 | 7 | 7 | 0 |  | 0 | 0 | 7 | 0 | 0
2011-07-11 | 2011 | 7 | 11 | 1.9 | 4.9 | 1.7 | 0 | 0.8 | 0 | 0 | 0 | 0 | 0 | 0 | 0 | 0 | 1.1 | 0 | 0 | 0 | 0 | 0 | 0 | 0 | 0 | 0 | 0 |  | 10.4 | 10.4 | 10.4 | 0 |  | 0 | 0 | 10.4 | 0 | 0
2011-07-12 | 2011 | 7 | 12 | 0.5 | 0 | 0 | 0 | 0 | 0 | 0 | 0.3 | 0 | 0 | 0 | 0 | 0 | 0 | 0 | 0 | 0 | 0 | 0 | 0 | 0 | 0 | 0.4 | 1.3 |  | 2.5 | 2.5 | 2.5 | 0 |  | 0 | 0 | 2.5 | 0 | 0
2011-07-13 | 2011 | 7 | 13 | 2 | 2 | 0 | 0 | 0 | 0 | 0 | 0 | 0 | 2 | 0 | 0 | 0 | 0 | 0 | 0 | 0 | 0 | 0 | 4 | 0 | 0 | 0 | 0 |  | 10 | 10 | 10 | 0 |  | 0 | 0 | 10 | 0 | 0
2011-07-14 | 2011 | 7 | 14 | 0 | 0 | 0 | 0 | 0 | 0 | 0 | 0 | 0 | 0 | 0 | 0 | 0 | 0 | 0 | 0 | 0.7 | 0 | 0 | 0 | 0 | 0 | 0 | 0 |  | 0.7 | 0.7 | 0.7 | 0 |  | 0 | 0 | 0.7 | 0 | 0
2011-07-15 | 2011 | 7 | 15 | 0 | 0 | 0 | 0 | 0 | 0 | 0 | 0 | 0 | 0 | 0 | 0 | 0 | 0 | 0 | 0 | 0 | 0 | 0 | 0 | 0 | 0 | 0 | 0 |  | 0 | 0 | 0 | 0 |  | 0 | 0 | 0 | 0 | 0
2011-07-16 | 2011 | 7 | 16 | 0 | 0 | 0 | 0 | 0 | 0 | 0 | 0 | 0 | 0 | 0 | 0 | 0 | 0 | 0 | 0 | 0 | 0 | 0 | 0 | 0 | 0 | 0 | 0.3 |  | 0.3 | 0.3 | 0.3 | 0 |  | 0 | 0 | 0.3 | 0 | 0
2011-07-17 | 2011 | 7 | 17 | 0.3 | 0 | 0 | 0 | 0 | 0 | 0 | 0 | 0 | 0 | 0 | 0 | 0 | 0 | 0 | 0 | 0 | 0 | 0 | 0 | 0 | 0 | 0 | 0 |  | 0.3 | 0.3 | 0.3 | 0 |  | 0 | 0 | 0.3 | 0 | 0
2011-07-18 | 2011 | 7 | 18 | 0 | 0 | 0 | 0 | 0 | 0 | 0 | 0 | 0 | 0 | 0 | 0 | 0 | 0 | 0 | 0 | 0 | 0 | 0 | 0 | 0 | 0 | 0 | 0 |  | 0 | 0 | 0 | 0 |  | 0 | 0 | 0 | 0 | 0
2011-07-19 | 2011 | 7 | 19 | 0 | 0 | 0 | 0 | 0 | 0 | 0 | 0 | 0 | 0 | 0 | 0 | 0 | 0 | 9.3 | 7 | 0 | 0 | 7 | 7 | 4.6 | 4.7 | 0 | 0 |  | 39.6 | 39.6 | 39.6 | 0 |  | 0 | 0 | 39.6 | 0 | 0
2011-07-20 | 2011 | 7 | 20 | 0.5 | 0 | 0.4 | 0.5 | 0.4 | 0 | 0 | 0 | 0 | 0 | 0 | 0 | 0 | 0 | 0 | 0 | 0 | 0 | 0 | 0 | 0 | 0 | 0 | 0 |  | 1.8 | 1.8 | 1.8 | 2.2204e-16 |  | 0 | 0 | 1.8 | 0 | 0
2011-07-21 | 2011 | 7 | 21 | 0 | 0 | 0 | 0 | 0 | 0 | 0 | 0 | 0 | 0 | 0 | 0 | 0 | 0 | 0 | 0 | 0 | 0 | 0 | 0 | 0 | 0 | 0 | 0 |  | 0 | 0 | 0 | 0 |  | 0 | 0 | 0 | 0 | 0
2011-07-22 | 2011 | 7 | 22 | 0 | 0 | 0 | 0 | 0 | 0 | 0 | 0 | 0 | 0 | 0 | 1.7 | 0 | 1.7 | 1.6 | 1.7 | 1.7 | 1.7 | 1.6 | 1.7 | 0 | 0 | 0 | 0 |  | 13.4 | 13.4 | 13.4 | 1.7764e-15 |  | 0 | 0 | 13.4 | 0 | 0
2011-07-23 | 2011 | 7 | 23 | 0.1 | 0 | 0 | 0 | 0.1 | 0 | 0 | 0 | 0.1 | 0 | 0 | 0 | 0.1 | 0 | 0 | 0 | 0 | 0.1 | 0 | 0 | 0.1 | 0 | 0 | 0 |  | 0.6 | 0.6 | 0.6 | 0 |  | 0 | 0 | 0.6 | 0 | 0
2011-07-24 | 2011 | 7 | 24 | 0 | 0 | 0 | 0 | 0 | 0 | 0 | 0 | 0 | 0 | 0 | 0 | 0 | 0 | 0 | 0 | 0 | 0 | 0 | 0 | 0 | 0 | 0 | 0 |  | 0 | 0 | 0 | 0 |  | 0 | 0 | 0 | 0 | 0
2011-07-25 | 2011 | 7 | 25 | 0 | 0 | 0 | 0 | 0 | 0 | 0 | 0 | 0 | 0 | 0 | 0 | 0 | 0 | 0 | 0 | 0 | 0 | 0 | 0 | 0 | 0 | 0 | 0 |  | 0 | 0 | 0 | 0 |  | 0 | 0 | 0 | 0 | 0
2011-07-26 | 2011 | 7 | 26 | 0 | 0 | 0 | 0 | 0 | 0 | 1.2 | 1.3 | 2.5 | 1.2 | 0 | 0 | 0 | 1.2 | 1.3 | 0 | 0 | 1.8 | 2.5 | 0 | 0 | 0 | 0 | 0 |  | 13 | 13 | 13 | 1.7764e-15 |  | 0 | 0 | 13 | 0 | 0
2011-07-27 | 2011 | 7 | 27 | 0 | 0 | 0 | 0 | 0 | 1.3 | 1.2 | 0 | 0 | 0 | 0 | 0 | 0 | 1.3 | 2.5 | 0 | 0 | 1.9 | 0 | 0 | 0 | 0 | 0 | 0 |  | 8.2 | 8.2 | 8.2 | 0 |  | 0 | 0 | 8.2 | 0 | 0
2011-07-28 | 2011 | 7 | 28 | 0 | 0 | 0 | 0 | 0 | 0 | 0 | 0 | 0 | 0 | 0 | 0 | 0 | 0 | 0 | 0 | 0 | 0 | 0 | 0 | 0 | 0 | 0 | 0 |  | 0 | 0 | 0 | 0 |  | 0 | 0 | 0 | 0 | 0
2011-07-29 | 2011 | 7 | 29 | 0 | 0 | 0 | 0 | 0 | 0 | 0 | 0 | 0 | 0 | 0 | 0 | 0 | 0 | 0 | 0 | 0 | 0 | 0 | 0 | 0 | 0 | 0 | 0 |  | 0 | 0 | 0 | 0 |  | 0 | 0 | 0 | 0 | 0
2011-07-30 | 2011 | 7 | 30 | 0 | 0 | 0 | 0 | 0 | 0 | 0 | 0 | 0 | 0 | 0 | 0 | 0 | 0 | 0 | 0 | 0 | 0 | 0 | 0 | 0 | 0 | 0 | 0 |  | 0 | 0 | 0 | 0 |  | 0 | 0 | 0 | 0 | 0
2011-07-31 | 2011 | 7 | 31 | 0 | 0 | 0 | 0 | 0 | 0 | 0 | 0 | 0 | 0 | 0 | 0 | 0 | 0 | 0 | 0 | 0 | 0 | 0 | 0 | 0 | 0 | 0 | 0 |  | 0 | 0 | 0 | 0 |  | 0 | 0 | 0 | 0 | 0
2011-08-01 | 2011 | 8 | 1 | 0 | 0 | 0 | 0 | 0 | 0 | 0 | 0 | 0 | 0 | 0 | 0 | 0 | 0 | 0 | 0 | 0 | 0 | 0 | 0 | 0 | 0 | 0 | 0 |  | 0 | 0 | 0 | 0 |  | 0 | 0 | 0 | 0 | 0
2011-08-02 | 2011 | 8 | 2 | 0 | 0 | 0 | 0 | 0 | 0 | 0 | 0 | 0 | 0 | 0 | 0 | 0 | 0 | 0 | 0 | 0 | 0 | 0 | 0 | 0 | 0 | 0 | 0 |  | 0 | 0 | 0 | 0 |  | 0 | 0 | 0 | 0 | 0
2011-08-03 | 2011 | 8 | 3 | 0 | 0 | 0 | 0 | 0 | 0 | 0 | 0 | 0 | 0 | 0 | 0 | 0 | 0 | 0 | 0 | 0 | 0 | 0 | 0 | 14.1 | 3.1 | 0 | 0 |  | 17.2 | 17.2 | 17.2 | 0 |  | 0 | 0 | 0 | 17.2 | 0
2011-08-04 | 2011 | 8 | 4 | 0 | 0 | 0 | 0 | 0 | 0 | 0 | 0 | 0 | 0 | 0 | 0 | 0 | 0 | 0 | 0 | 0 | 0 | 0 | 0 | 0 | 0 | 0 | 0 |  | 0 | 0 | 0 | 0 |  | 0 | 0 | 0 | 0 | 0
2011-08-05 | 2011 | 8 | 5 | 0 | 0 | 0 | 0 | 0 | 0 | 0 | 0 | 0 | 0 | 0 | 0 | 0 | 0 | 0 | 0 | 0 | 7.7 | 7.7 | 0 | 0 | 0 | 0 | 0 |  | 15.4 | 15.4 | 15.4 | 0 |  | 0 | 0 | 0 | 15.4 | 0
2011-08-06 | 2011 | 8 | 6 | 0 | 0 | 0 | 0 | 0 | 0 | 0 | 0 | 0 | 0 | 0 | 0 | 0 | 0 | 0 | 0 | 0 | 0 | 0 | 0 | 0 | 0 | 0 | 0 |  | 0 | 0 | 0 | 0 |  | 0 | 0 | 0 | 0 | 0
2011-08-07 | 2011 | 8 | 7 | 0 | 0 | 0 | 0 | 0 | 0 | 0 | 0 | 0 | 0 | 0 | 0 | 0 | 0 | 0 | 0 | 0 | 0 | 0 | 0 | 0 | 0 | 0 | 0 |  | 0 | 0 | 0 | 0 |  | 0 | 0 | 0 | 0 | 0
2011-08-08 | 2011 | 8 | 8 | 0 | 0 | 0 | 0 | 0 | 0 | 0 | 0 | 0 | 0 | 0 | 0 | 0 | 0 | 0 | 0 | 0 | 0 | 0 | 0 | 0 | 0 | 0 | 0 |  | 0 | 0 | 0 | 0 |  | 0 | 0 | 0 | 0 | 0
2011-08-09 | 2011 | 8 | 9 | 0 | 0 | 0 | 0 | 0 | 0 | 0 | 0 | 0 | 0 | 0 | 0 | 0 | 0 | 0 | 0 | 0 | 1.7 | 2.5 | 0 | 0 | 0 | 0 | 0 |  | 4.2 | 4.2 | 4.2 | 0 |  | 0 | 0 | 0 | 4.2 | 0
2011-08-10 | 2011 | 8 | 10 | 0.8 | 0.9 | 0 | 0 | 0 | 0 | 0 | 0 | 0 | 0 | 0 | 0 | 0 | 0 | 0 | 0 | 1.2 | 1.3 | 0 | 0 | 0 | 0 | 0 | 0 |  | 4.2 | 4.2 | 4.2 | 0 |  | 0 | 0 | 0 | 4.2 | 0
2011-08-11 | 2011 | 8 | 11 | 0 | 0 | 0 | 0 | 0 | 0 | 0 | 0 | 0 | 0.4 | 0.3 | 0 | 0 | 0 | 0 | 0 | 0.8 | 0.5 | 0 | 0 | 0 | 0 | 0 | 0 |  | 2 | 2 | 2 | 0 |  | 0 | 0 | 0 | 2 | 0
2011-08-12 | 2011 | 8 | 12 | 0 | 0 | 0 | 0 | 0 | 0 | 0 | 0 | 0 | 0 | 0 | 0 | 0 | 0 | 0 | 0 | 0 | 0 | 0 | 0 | 0 | 0 | 0 | 0 |  | 0 | 0 | 0 | 0 |  | 0 | 0 | 0 | 0 | 0
2011-08-13 | 2011 | 8 | 13 | 0 | 0 | 0 | 0 | 0 | 0 | 0 | 0 | 0 | 0 | 0 | 0 | 0 | 0 | 0 | 0 | 0 | 0 | 0 | 0 | 0 | 0 | 0 | 0 |  | 0 | 0 | 0 | 0 |  | 0 | 0 | 0 | 0 | 0
2011-08-14 | 2011 | 8 | 14 | 0 | 0 | 0 | 0 | 0 | 0 | 0 | 0 | 0 | 0 | 0 | 0 | 0 | 0 | 0 | 0 | 0 | 0 | 0 | 0 | 0 | 0 | 0 | 0 |  | 0 | 0 | 0 | 0 |  | 0 | 0 | 0 | 0 | 0
2011-08-15 | 2011 | 8 | 15 | 0 | 0 | 0 | 0 | 0 | 0 | 0 | 0 | 0 | 0 | 0 | 0 | 2.8 | 4.4 | 0 | 0 | 0 | 0 | 0 | 0 | 0 | 0 | 0 | 0 |  | 7.2 | 7.2 | 7.2 | 0 |  | 0 | 0 | 0 | 7.2 | 0
2011-08-16 | 2011 | 8 | 16 | 0 | 0 | 0 | 0 | 0 | 0 | 0 | 0 | 0 | 0 | 0 | 0 | 0 | 0 | 0 | 0 | 0 | 0 | 0 | 0 | 0 | 0 | 0 | 0 |  | 0 | 0 | 0 | 0 |  | 0 | 0 | 0 | 0 | 0
2011-08-17 | 2011 | 8 | 17 | 0 | 0 | 0 | 0 | 0 | 0 | 0 | 0 | 0 | 0 | 0 | 0 | 0 | 0 | 0 | 0 | 0 | 0 | 0 | 0 | 0 | 0 | 0 | 0 |  | 0 | 0 | 0 | 0 |  | 0 | 0 | 0 | 0 | 0
2011-08-18 | 2011 | 8 | 18 | 0 | 0 | 0 | 1.3 | 0 | 0 | 0 | 0 | 0 | 0 | 0 | 0 | 0 | 0 | 0 | 0 | 0 | 0 | 0 | 3.7 | 1 | 0 | 0 | 0 |  | 6 | 6 | 6 | 0 |  | 0 | 0 | 0 | 6 | 0
2011-08-19 | 2011 | 8 | 19 | 0 | 0 | 0 | 0 | 0 | 0 | 0 | 0 | 0 | 0 | 0 | 0 | 0 | 0 | 0 | 0 | 0 | 0 | 0 | 0 | 0 | 0 | 0 | 0 |  | 0 | 0 | 0 | 0 |  | 0 | 0 | 0 | 0 | 0
2011-08-20 | 2011 | 8 | 20 | 0 | 0 | 0 | 0 | 0 | 0 | 0 | 0 | 0 | 0 | 0 | 0 | 0 | 0 | 0 | 0 | 0 | 0 | 0 | 0 | 0 | 0 | 0 | 0 |  | 0 | 0 | 0 | 0 |  | 0 | 0 | 0 | 0 | 0
2011-08-21 | 2011 | 8 | 21 | 0 | 0 | 0 | 0 | 0 | 0 | 0 | 0 | 0 | 0 | 0 | 0 | 0 | 0 | 0 | 0 | 0 | 0 | 0 | 0 | 0 | 0 | 0 | 0 |  | 0 | 0 | 0 | 0 |  | 0 | 0 | 0 | 0 | 0
2011-08-22 | 2011 | 8 | 22 | 0 | 0 | 0 | 0 | 0 | 0 | 0 | 0 | 0 | 0 | 0 | 0 | 0 | 0 | 0 | 0 | 0 | 0 | 0 | 0 | 0 | 0 | 0 | 0 |  | 0 | 0 | 0 | 0 |  | 0 | 0 | 0 | 0 | 0
2011-08-23 | 2011 | 8 | 23 | 0 | 0 | 0 | 0 | 0 | 0 | 0 | 0 | 0 | 0 | 0 | 0 | 0 | 0 | 0 | 0 | 0 | 0 | 0 | 0 | 0 | 0 | 0 | 0 |  | 0 | 0 | 0 | 0 |  | 0 | 0 | 0 | 0 | 0
2011-08-24 | 2011 | 8 | 24 | 0 | 0 | 0 | 0 | 0 | 0 | 0 | 0 | 0 | 0 | 0 | 0 | 0 | 0 | 0 | 0 | 0 | 0 | 0 | 0 | 0 | 0 | 0 | 0 |  | 0 | 0 | 0 | 0 |  | 0 | 0 | 0 | 0 | 0
2011-08-25 | 2011 | 8 | 25 | 0 | 0 | 0 | 0 | 0 | 0 | 0 | 0 | 0 | 0 | 0 | 0 | 0 | 0 | 0 | 0 | 0 | 0 | 0 | 0 | 0 | 0 | 0 | 0 |  | 0 | 0 | 0 | 0 |  | 0 | 0 | 0 | 0 | 0
2011-08-26 | 2011 | 8 | 26 | 0 | 0 | 0 | 0 | 0 | 0 | 0 | 0 | 0 | 0 | 0 | 0 | 0 | 0 | 0 | 0 | 0 | 0 | 0 | 0 | 0 | 0 | 0 | 0 |  | 0 | 0 | 0 | 0 |  | 0 | 0 | 0 | 0 | 0
2011-08-27 | 2011 | 8 | 27 | 0 | 0 | 0 | 0 | 0 | 0 | 0 | 0 | 0 | 0 | 0 | 0 | 0 | 0 | 0 | 0 | 0 | 0 | 0 | 0 | 0 | 0 | 0 | 0 |  | 0 | 0 | 0 | 0 |  | 0 | 0 | 0 | 0 | 0
2011-08-28 | 2011 | 8 | 28 | 0 | 0 | 0 | 0 | 0 | 0 | 0 | 0 | 0 | 0 | 0 | 0 | 0 | 0 | 0 | 0 | 0 | 0 | 0 | 0 | 0 | 0 | 0 | 0 |  | 0 | 0 | 0 | 0 |  | 0 | 0 | 0 | 0 | 0
2011-08-29 | 2011 | 8 | 29 | 0 | 0 | 0 | 0 | 0 | 0 | 0 | 0 | 0 | 0 | 0 | 0 | 0 | 0 | 0 | 0 | 0 | 0 | 0 | 0 | 0 | 0 | 0 | 0 |  | 0 | 0 | 0 | 0 |  | 0 | 0 | 0 | 0 | 0
2011-08-30 | 2011 | 8 | 30 | 0 | 0 | 0 | 0 | 0 | 0 | 0 | 0 | 0 | 0 | 0 | 0 | 0 | 0.6 | 0.5 | 0.6 | 0.5 | 0.6 | 0.5 | 0 | 0 | 0 | 0.6 | 0.5 |  | 4.4 | 4.4 | 4.4 | 0 |  | 0 | 0 | 0 | 4.4 | 0
2011-08-31 | 2011 | 8 | 31 | 0 | 0 | 0 | 1.1 | 1 | 1.1 | 1.1 | 1 | 1.1 | 1.1 | 1 | 1.1 | 1.1 | 1 | 1.1 | 1.1 | 1 | 1.1 | 1.1 | 1 | 1.1 | 1.1 | 1 | 1.1 |  | 22.4 | 22.4 | 22.4 | 3.5527e-15 |  | 0 | 0 | 0 | 22.4 | 0
2011-09-01 | 2011 | 9 | 1 | 0.2 | 0 | 0 | 0 | 0 | 0 | 0 | 0 | 0 | 0 | 0 | 0 | 0 | 0 | 0 | 0 | 0 | 0 | 0 | 0 | 0 | 0 | 0 | 0 |  | 0.2 | 0.2 | 0.2 | 0 |  | 0 | 0 | 0 | 0 | 0.2
2011-09-02 | 2011 | 9 | 2 | 0 | 0 | 0 | 0 | 0.6 | 0.6 | 0 | 0 | 0 | 0 | 0 | 0 | 0 | 0 | 0.6 | 0.6 | 0.6 | 0.6 | 0 | 0 | 0 | 0 | 0 | 0 |  | 3.6 | 3.6 | 3.6 | 0 |  | 0 | 0 | 0 | 0 | 3.6
2011-09-03 | 2011 | 9 | 3 | 0 | 0 | 0 | 0 | 0 | 0 | 0 | 0 | 0 | 0 | 0 | 0 | 0 | 0 | 0 | 0 | 0 | 0 | 0 | 0 | 0 | 0 | 0 | 0 |  | 0 | 0 | 0 | 0 |  | 0 | 0 | 0 | 0 | 0
2011-09-04 | 2011 | 9 | 4 | 0 | 0 | 0 | 0 | 0 | 0 | 0 | 0 | 0 | 0 | 0 | 0 | 0 | 0 | 0 | 0 | 0 | 0 | 0 | 0 | 0 | 0 | 0 | 0 |  | 0 | 0 | 0 | 0 |  | 0 | 0 | 0 | 0 | 0
2011-09-05 | 2011 | 9 | 5 | 0 | 0 | 0 | 0 | 0 | 0 | 0 | 0 | 0 | 0 | 0 | 0 | 0 | 0 | 0 | 0 | 0 | 0 | 0 | 0 | 0 | 0 | 0 | 0 |  | 0 | 0 | 0 | 0 |  | 0 | 0 | 0 | 0 | 0
2011-09-06 | 2011 | 9 | 6 | 0 | 0 | 0 | 0 | 0 | 0 | 0 | 0 | 0 | 0 | 0 | 0 | 0 | 0 | 0 | 0 | 0 | 0 | 0 | 0 | 0 | 0 | 0 | 0 |  | 0 | 0 | 0 | 0 |  | 0 | 0 | 0 | 0 | 0
2011-09-07 | 2011 | 9 | 7 | 0 | 0 | 0 | 0 | 0 | 0 | 0 | 0 | 0 | 0 | 0 | 0 | 0 | 0 | 0 | 0 | 0 | 0 | 0 | 0 | 0 | 0 | 0 | 0 |  | 0 | 0 | 0 | 0 |  | 0 | 0 | 0 | 0 | 0
2011-09-08 | 2011 | 9 | 8 | 0 | 0 | 0 | 0 | 0 | 0 | 0 | 0 | 0 | 0 | 0 | 0 | 0 | 0 | 0 | 0 | 0 | 0 | 0 | 0 | 0 | 0 | 0 | 0 |  | 0 | 0 | 0 | 0 |  | 0 | 0 | 0 | 0 | 0
2011-09-09 | 2011 | 9 | 9 | 0 | 0 | 0 | 0 | 0 | 0 | 0 | 0 | 0 | 0 | 0 | 0 | 0 | 0 | 0 | 0 | 0 | 0 | 0 | 0 | 0 | 0 | 0 | 0 |  | 0 | 0 | 0 | 0 |  | 0 | 0 | 0 | 0 | 0
2011-09-10 | 2011 | 9 | 10 | 0 | 0 | 0 | 0 | 0 | 0 | 0 | 0 | 0 | 0 | 0 | 0 | 0 | 0 | 0 | 0 | 0 | 0 | 0 | 0 | 0 | 0 | 0 | 0 |  | 0 | 0 | 0 | 0 |  | 0 | 0 | 0 | 0 | 0
2011-09-11 | 2011 | 9 | 11 | 0 | 0 | 0 | 0 | 0 | 0 | 0 | 0 | 0 | 0 | 0 | 0 | 0 | 0 | 0 | 0 | 0 | 0 | 0 | 0 | 0 | 0 | 0 | 0 |  | 0 | 0 | 0 | 0 |  | 0 | 0 | 0 | 0 | 0
2011-09-12 | 2011 | 9 | 12 | 0 | 0 | 0 | 0 | 0 | 0 | 0 | 0 | 0 | 0 | 0 | 0 | 0 | 0 | 0 | 0 | 0 | 0 | 0 | 0 | 0 | 0 | 0 | 0 |  | 0 | 0 | 0 | 0 |  | 0 | 0 | 0 | 0 | 0
2011-09-13 | 2011 | 9 | 13 | 0 | 0 | 0 | 0 | 0 | 0 | 0 | 0 | 0 | 0 | 0 | 0 | 0 | 0 | 0 | 0 | 0 | 0 | 0 | 0 | 0 | 0 | 0 | 0 |  | 0 | 0 | 0 | 0 |  | 0 | 0 | 0 | 0 | 0
2011-09-14 | 2011 | 9 | 14 | 0 | 0 | 0 | 0 | 0 | 0 | 0 | 0 | 0 | 0 | 0 | 0 | 0 | 0 | 0 | 0 | 0 | 0 | 0 | 0 | 0 | 0 | 0 | 0 |  | 0 | 0 | 0 | 0 |  | 0 | 0 | 0 | 0 | 0
2011-09-15 | 2011 | 9 | 15 | 0 | 0 | 0 | 0 | 0 | 0 | 0 | 0 | 0 | 0 | 0 | 0 | 0 | 0 | 0 | 0 | 0 | 0 | 0 | 0 | 0 | 0 | 0 | 0 |  | 0 | 0 | 0 | 0 |  | 0 | 0 | 0 | 0 | 0
2011-09-16 | 2011 | 9 | 16 | 0 | 0 | 0 | 0 | 0 | 0 | 0 | 0 | 0 | 0 | 0 | 0 | 0 | 0 | 0 | 0 | 0 | 0 | 0 | 0 | 0 | 0 | 0 | 0 |  | 0 | 0 | 0 | 0 |  | 0 | 0 | 0 | 0 | 0
2011-09-17 | 2011 | 9 | 17 | 0 | 0 | 0 | 0 | 0 | 0 | 0 | 0 | 0 | 0 | 0 | 0 | 0 | 0 | 0 | 0 | 0 | 0 | 0 | 0 | 0 | 0 | 0 | 0 |  | 0 | 0 | 0 | 0 |  | 0 | 0 | 0 | 0 | 0
2011-09-18 | 2011 | 9 | 18 | 0 | 0 | 0 | 0 | 0 | 0 | 0 | 0 | 0 | 0 | 0 | 0 | 0 | 0 | 0 | 0 | 0 | 0 | 0 | 0 | 0 | 0 | 0 | 0 |  | 0 | 0 | 0 | 0 |  | 0 | 0 | 0 | 0 | 0
2011-09-19 | 2011 | 9 | 19 | 0 | 0 | 0 | 0.7 | 0.7 | 1.3 | 0.7 | 0.7 | 0.7 | 0.6 | 0 | 0 | 0 | 0 | 0 | 0 | 0 | 0 | 0 | 0 | 0 | 0.7 | 0 | 0.7 |  | 6.8 | 6.8 | 6.8 | 8.8818e-16 |  | 0 | 0 | 0 | 0 | 6.8
2011-09-20 | 2011 | 9 | 20 | 0 | 0 | 0 | 0 | 0 | 0 | 0 | 0 | 0 | 0 | 0 | 0 | 0 | 0 | 0 | 0 | 0 | 0 | 0 | 0 | 0 | 0 | 0 | 0 |  | 0 | 0 | 0 | 0 |  | 0 | 0 | 0 | 0 | 0
2011-09-21 | 2011 | 9 | 21 | 0 | 0 | 0 | 0 | 0 | 0 | 0 | 0 | 0 | 0 | 0 | 0 | 0 | 0 | 0 | 0 | 0 | 0 | 0 | 0 | 0 | 0 | 0 | 0 |  | 0 | 0 | 0 | 0 |  | 0 | 0 | 0 | 0 | 0
2011-09-22 | 2011 | 9 | 22 | 0 | 0 | 0 | 0 | 0 | 0 | 0 | 0 | 0 | 0 | 0 | 0 | 0 | 0 | 0 | 0 | 0 | 0 | 0 | 0 | 0 | 0 | 0 | 0 |  | 0 | 0 | 0 | 0 |  | 0 | 0 | 0 | 0 | 0
2011-09-23 | 2011 | 9 | 23 | 0 | 0 | 0 | 0 | 0 | 0 | 0 | 0 | 0 | 0 | 0 | 0 | 0 | 0 | 0 | 0 | 0 | 0 | 0 | 0 | 0 | 0 | 0 | 0 |  | 0 | 0 | 0 | 0 |  | 0 | 0 | 0 | 0 | 0
2011-09-24 | 2011 | 9 | 24 | 0 | 0 | 0 | 0 | 0 | 0 | 0 | 0 | 0 | 0 | 0 | 0 | 0 | 0 | 0 | 0 | 0 | 0 | 0 | 0 | 0 | 0 | 0 | 0 |  | 0 | 0 | 0 | 0 |  | 0 | 0 | 0 | 0 | 0
2011-09-25 | 2011 | 9 | 25 | 0 | 0 | 0 | 0 | 0 | 0 | 0 | 0 | 0 | 0 | 0 | 0 | 0 | 0 | 0 | 0 | 0 | 0 | 0 | 0 | 0 | 0 | 0 | 0 |  | 0 | 0 | 0 | 0 |  | 0 | 0 | 0 | 0 | 0
2011-09-26 | 2011 | 9 | 26 | 0 | 0 | 0 | 0 | 0 | 0 | 0 | 0 | 0 | 0 | 0 | 0 | 0 | 0 | 0 | 0 | 0 | 0 | 0 | 0 | 0 | 0 | 0 | 0 |  | 0 | 0 | 0 | 0 |  | 0 | 0 | 0 | 0 | 0
2011-09-27 | 2011 | 9 | 27 | 0 | 0 | 0 | 0 | 0 | 0 | 0 | 0 | 0 | 0 | 0 | 0 | 0 | 0 | 0 | 0 | 0 | 0 | 0 | 0 | 0 | 0 | 0 | 0 |  | 0 | 0 | 0 | 0 |  | 0 | 0 | 0 | 0 | 0
2011-09-28 | 2011 | 9 | 28 | 0 | 0 | 0 | 0 | 0 | 0 | 0 | 0 | 0 | 0 | 0 | 0 | 0 | 0 | 0 | 0 | 0 | 0 | 0 | 0 | 0 | 0 | 0 | 0 |  | 0 | 0 | 0 | 0 |  | 0 | 0 | 0 | 0 | 0
2011-09-29 | 2011 | 9 | 29 | 0 | 0 | 0 | 0 | 0 | 0 | 0 | 0 | 0 | 0 | 0 | 0 | 0 | 0 | 0 | 0 | 0 | 0 | 0 | 0 | 0 | 0 | 0 | 0 |  | 0 | 0 | 0 | 0 |  | 0 | 0 | 0 | 0 | 0
2011-09-30 | 2011 | 9 | 30 | 0 | 0 | 0 | 0 | 0 | 0 | 0 | 0 | 0 | 0 | 0 | 0 | 0 | 0 | 0 | 0 | 0 | 0 | 0 | 0 | 0 | 0 | 0 | 0 |  | 0 | 0 | 0 | 0 |  | 0 | 0 | 0 | 0 | 0
2011-10-01 | 2011 | 10 | 1 | 0 | 0 | 0 | 0 | 0 | 0 | 0 | 0 | 0 | 0.3 | 0.2 | 0.3 | 0 | 0 | 0 | 0 | 0 | 0 | 0 | 0 | 0 | 0 | 0 | 0 |  | 0.8 | 0.8 | 0.8 | 0 |  | 0 | 0 | 0 | 0 | 0
2011-10-02 | 2011 | 10 | 2 | 0 | 0 | 0 | 0 | 0 | 0 | 0 | 0 | 0 | 0 | 0 | 0 | 0 | 0 | 0 | 0 | 0 | 0 | 0 | 0 | 0 | 0 | 0 | 0 |  | 0 | 0 | 0 | 0 |  | 0 | 0 | 0 | 0 | 0
2011-10-03 | 2011 | 10 | 3 | 0 | 0 | 0 | 0 | 0 | 0 | 0 | 0 | 0 | 0 | 0 | 0 | 0 | 0 | 0 | 0 | 0 | 0 | 0 | 0 | 0 | 0 | 0 | 0 |  | 0 | 0 | 0 | 0 |  | 0 | 0 | 0 | 0 | 0
2011-10-04 | 2011 | 10 | 4 | 0 | 0 | 0 | 0 | 0 | 0 | 0 | 0 | 0 | 0.5 | 0.4 | 0.5 | 0 | 0 | 0 | 0 | 0 | 0 | 0 | 0 | 0 | 0 | 0 | 0 |  | 1.4 | 1.4 | 1.4 | 0 |  | 0 | 0 | 0 | 0 | 0
2011-10-05 | 2011 | 10 | 5 | 0 | 0 | 0 | 0 | 0 | 0 | 0 | 0 | 0 | 0 | 0 | 0 | 0 | 0 | 0 | 0 | 0 | 0.3 | 0.3 | 0.3 | 0.2 | 0.3 | 0.3 | 0.3 |  | 2 | 2 | 2 | 0 |  | 0 | 0 | 0 | 0 | 0
2011-10-06 | 2011 | 10 | 6 | 0.4 | 0.4 | 0.8 | 0.4 | 0.3 | 0.4 | 0 | 0.4 | 0.4 | 0.4 | 0.4 | 0.4 | 0.4 | 0.4 | 0.4 | 0.3 | 0.4 | 0.4 | 0 | 0.4 | 0.4 | 0 | 0 | 0 |  | 7.8 | 7.8 | 7.8 | 2.6645e-15 |  | 0 | 0 | 0 | 0 | 0
2011-10-07 | 2011 | 10 | 7 | 0 | 0 | 0 | 0 | 0 | 0 | 0 | 0 | 0 | 0 | 0.7 | 0.3 | 0 | 0 | 0 | 0 | 0 | 0 | 0 | 0 | 0 | 0 | 0 | 0 |  | 1 | 1 | 1 | 0 |  | 0 | 0 | 0 | 0 | 0
2011-10-08 | 2011 | 10 | 8 | 0 | 0 | 0 | 0 | 0 | 0 | 0 | 0 | 0 | 0 | 0 | 0 | 0 | 0 | 0 | 0 | 0 | 0 | 0 | 0 | 0 | 0 | 0 | 0 |  | 0 | 0 | 0 | 0 |  | 0 | 0 | 0 | 0 | 0
2011-10-09 | 2011 | 10 | 9 | 0 | 0 | 0 | 0 | 0 | 0 | 0 | 0 | 0 | 0 | 0 | 0 | 0 | 0 | 0 | 0 | 0 | 0 | 0 | 0 | 0 | 0 | 0 | 0 |  | 0 | 0 | 0 | 0 |  | 0 | 0 | 0 | 0 | 0
2011-10-10 | 2011 | 10 | 10 | 0 | 0 | 0 | 0 | 0 | 0 | 0 | 0 | 0 | 0 | 0 | 0 | 0 | 0 | 0 | 0 | 0 | 0 | 0 | 0 | 0 | 0 | 0 | 0 |  | 0 | 0 | 0 | 0 |  | 0 | 0 | 0 | 0 | 0
2011-10-11 | 2011 | 10 | 11 | 0 | 0 | 0 | 0 | 0 | 0 | 0 | 0 | 0 | 0 | 0 | 0 | 0 | 0 | 0 | 0 | 0 | 0 | 0 | 0 | 0 | 0 | 0 | 0 |  | 0 | 0 | 0 | 0 |  | 0 | 0 | 0 | 0 | 0
2011-10-12 | 2011 | 10 | 12 | 0 | 0 | 0 | 0 | 0 | 0 | 0 | 0 | 0 | 0 | 0 | 0 | 0 | 0 | 0 | 0 | 0 | 0 | 0 | 0 | 0 | 0 | 0 | 0 |  | 0 | 0 | 0 | 0 |  | 0 | 0 | 0 | 0 | 0
2011-10-13 | 2011 | 10 | 13 | 0 | 0 | 0 | 0 | 0 | 0 | 0 | 0 | 0 | 0 | 0 | 0 | 0 | 0 | 0 | 0 | 0 | 0 | 0 | 0 | 0 | 0 | 0 | 0 |  | 0 | 0 | 0 | 0 |  | 0 | 0 | 0 | 0 | 0
2011-10-14 | 2011 | 10 | 14 | 0 | 0 | 0 | 0 | 0 | 0 | 0 | 0 | 0 | 0 | 0 | 0 | 0 | 0 | 0 | 0 | 0 | 0 | 0 | 0 | 0 | 0 | 0 | 0 |  | 0 | 0 | 0 | 0 |  | 0 | 0 | 0 | 0 | 0
2011-10-15 | 2011 | 10 | 15 | 0 | 0 | 0 | 0 | 0 | 0 | 0 | 0 | 0 | 0 | 0 | 0 | 0 | 0 | 0 | 0 | 0 | 0 | 0 | 0 | 0 | 0 | 0 | 0 |  | 0 | 0 | 0 | 0 |  | 0 | 0 | 0 | 0 | 0
2011-10-16 | 2011 | 10 | 16 | 0 | 0 | 0 | 0 | 0 | 0 | 0 | 0 | 0 | 0 | 0 | 0 | 0 | 0 | 0 | 0 | 0 | 0 | 0 | 0 | 0 | 0 | 0 | 0 |  | 0 | 0 | 0 | 0 |  | 0 | 0 | 0 | 0 | 0
2011-10-17 | 2011 | 10 | 17 | 0 | 0 | 0 | 0 | 0 | 0 | 0 | 0 | 0 | 0 | 0 | 0 | 0 | 0 | 0 | 0 | 0 | 0 | 0 | 0 | 0 | 0 | 0 | 0 |  | 0 | 0 | 0 | 0 |  | 0 | 0 | 0 | 0 | 0
2011-10-18 | 2011 | 10 | 18 | 0 | 0 | 0 | 0 | 0 | 0 | 0 | 0 | 0 | 0 | 0 | 0 | 0 | 0 | 0 | 0 | 0 | 0 | 0 | 0 | 0 | 0 | 0 | 0 |  | 0 | 0 | 0 | 0 |  | 0 | 0 | 0 | 0 | 0
2011-10-19 | 2011 | 10 | 19 | 0 | 0 | 0 | 0 | 0 | 0 | 0 | 0 | 0 | 0 | 0 | 0 | 0 | 0 | 0 | 0 | 0 | 0 | 0 | 0 | 0 | 0 | 0 | 0 |  | 0 | 0 | 0 | 0 |  | 0 | 0 | 0 | 0 | 0
2011-10-20 | 2011 | 10 | 20 | 0 | 0 | 0 | 0 | 0 | 0 | 0 | 0 | 0 | 0 | 0 | 0 | 0 | 0 | 0 | 0 | 0 | 0 | 0 | 0 | 0 | 0 | 0 | 0 |  | 0 | 0 | 0 | 0 |  | 0 | 0 | 0 | 0 | 0
2011-10-21 | 2011 | 10 | 21 | 0 | 0 | 0 | 0 | 0 | 0 | 0 | 0 | 0 | 0 | 0 | 0 | 0 | 0 | 0 | 0 | 0 | 0 | 0 | 0 | 0 | 0 | 0 | 0 |  | 0 | 0 | 0 | 0 |  | 0 | 0 | 0 | 0 | 0
2011-10-22 | 2011 | 10 | 22 | 0 | 0 | 0 | 0 | 0 | 0 | 0 | 0 | 0 | 0 | 0 | 0 | 0 | 0 | 0 | 0 | 0 | 0 | 0 | 0 | 0 | 0 | 0 | 0 |  | 0 | 0 | 0 | 0 |  | 0 | 0 | 0 | 0 | 0
2011-10-23 | 2011 | 10 | 23 | 0 | 0 | 0 | 0 | 0 | 0 | 0 | 0 | 0 | 0 | 0 | 0 | 0 | 0 | 0 | 0 | 0 | 0 | 0 | 0 | 0 | 0 | 0 | 0 |  | 0 | 0 | 0 | 0 |  | 0 | 0 | 0 | 0 | 0
2011-10-24 | 2011 | 10 | 24 | 0 | 0 | 0 | 0 | 0 | 0 | 0 | 0 | 0 | 0 | 0 | 0 | 0 | 0 | 0 | 0 | 0 | 0 | 0 | 0 | 0 | 0 | 0 | 0 |  | 0 | 0 | 0 | 0 |  | 0 | 0 | 0 | 0 | 0
2011-10-25 | 2011 | 10 | 25 | 0 | 0 | 0 | 0 | 0 | 0 | 0 | 0 | 0 | 0 | 0 | 0 | 0 | 0 | 0 | 0 | 0 | 0 | 0 | 0 | 0 | 0 | 0 | 0 |  | 0 | 0 | 0 | 0 |  | 0 | 0 | 0 | 0 | 0
2011-10-26 | 2011 | 10 | 26 | 0 | 0 | 0 | 0 | 0 | 0 | 0 | 0 | 0 | 0 | 0 | 0 | 0 | 0 | 0 | 0 | 0 | 0 | 0 | 0 | 0 | 0 | 0 | 0 |  | 0 | 0 | 0 | 0 |  | 0 | 0 | 0 | 0 | 0
2011-10-27 | 2011 | 10 | 27 | 0 | 0 | 0 | 0 | 0 | 0 | 0 | 0 | 0 | 0 | 0 | 0 | 0 | 0 | 0 | 0 | 0 | 0 | 0 | 0 | 0 | 0 | 0 | 0 |  | 0 | 0 | 0 | 0 |  | 0 | 0 | 0 | 0 | 0
2011-10-28 | 2011 | 10 | 28 | 0 | 0 | 0 | 0 | 0 | 0 | 0 | 0 | 0 | 0 | 0 | 0 | 0 | 0 | 0 | 0 | 0 | 0 | 0 | 0 | 0 | 0 | 0 | 0 |  | 0 | 0 | 0 | 0 |  | 0 | 0 | 0 | 0 | 0
2011-10-29 | 2011 | 10 | 29 | 0 | 0 | 0 | 0 | 0 | 0 | 0 | 0 | 0 | 0 | 0 | 0 | 0 | 0 | 0 | 0 | 0 | 0 | 0 | 0 | 0 | 0 | 0 | 0 |  | 0 | 0 | 0 | 0 |  | 0 | 0 | 0 | 0 | 0
2011-10-30 | 2011 | 10 | 30 | 0 | 0 | 0 | 0 | 0 | 0 | 0 | 0 | 0 | 0 | 0 | 0 | 0 | 0 | 0 | 0 | 0 | 0 | 0 | 0 | 0 | 0 | 0 | 0 |  | 0 | 0 | 0 | 0 |  | 0 | 0 | 0 | 0 | 0
2011-10-31 | 2011 | 10 | 31 | 0 | 0 | 0 | 0 | 0 | 0 | 0.3 | 0.4 | 0 | 0.3 | 0 | 0 | 0 | 0 | 0 | 0 | 0 | 0 | 0 | 0 | 0 | 0 | 0 | 0 |  | 1 | 1 | 1 | 0 |  | 0 | 0 | 0 | 0 | 0
2011-11-01 | 2011 | 11 | 1 | 0 | 0 | 0 | 0 | 0 | 0 | 0 | 0 | 0 | 0 | 0 | 0 | 0 | 0 | 0 | 0 | 0 | 0 | 0 | 0 | 0 | 0 | 0 | 0 |  | 0 | 0 | 0 | 0 |  | 0 | 0 | 0 | 0 | 0
2011-11-02 | 2011 | 11 | 2 | 0 | 0 | 0 | 0 | 0 | 0 | 0 | 0 | 0 | 0 | 0 | 0 | 0 | 0 | 0 | 0 | 0 | 0 | 0 | 0 | 0 | 0 | 0 | 0 |  | 0 | 0 | 0 | 0 |  | 0 | 0 | 0 | 0 | 0
2011-11-03 | 2011 | 11 | 3 | 0 | 0 | 0 | 0 | 0 | 0 | 0 | 0 | 0 | 0 | 0 | 0 | 0 | 0 | 0 | 0 | 0 | 0 | 0 | 0 | 0 | 0 | 0 | 0 |  | 0 | 0 | 0 | 0 |  | 0 | 0 | 0 | 0 | 0
2011-11-04 | 2011 | 11 | 4 | 0 | 0.1 | 0.1 | 0.2 | 0.1 | 0.1 | 0.1 | 0.1 | 0.1 | 0.2 | 0.1 | 0.1 | 0.1 | 0 | 0 | 0 | 0 | 0 | 0 | 0 | 0 | 0 | 0 | 0 |  | 1.4 | 1.4 | 1.4 | 2.2204e-16 |  | 0 | 0 | 0 | 0 | 0
2011-11-05 | 2011 | 11 | 5 | 0 | 0 | 0 | 0 | 0 | 0 | 0 | 0 | 0 | 0 | 0 | 0 | 0 | 0 | 0 | 0 | 0 | 0 | 0 | 0 | 0 | 0 | 0 | 0 |  | 0 | 0 | 0 | 0 |  | 0 | 0 | 0 | 0 | 0
2011-11-06 | 2011 | 11 | 6 | 0 | 0 | 0 | 0 | 0 | 0 | 0 | 0 | 0 | 0 | 0 | 0 | 0 | 0 | 0 | 0 | 0 | 0 | 0 | 0 | 0 | 0 | 0 | 0 |  | 0 | 0 | 0 | 0 |  | 0 | 0 | 0 | 0 | 0
2011-11-07 | 2011 | 11 | 7 | 0 | 0 | 0 | 0 | 0 | 0 | 0 | 0 | 0 | 0 | 0 | 0 | 0 | 0 | 0 | 0 | 0 | 0 | 0 | 0 | 0 | 0 | 0 | 0 |  | 0 | 0 | 0 | 0 |  | 0 | 0 | 0 | 0 | 0
2011-11-08 | 2011 | 11 | 8 | 0 | 0 | 0 | 0 | 0 | 0 | 0 | 0 | 0 | 0 | 0 | 0 | 0 | 0 | 0 | 0 | 0 | 0 | 0 | 0 | 0 | 0 | 0 | 0 |  | 0 | 0 | 0 | 0 |  | 0 | 0 | 0 | 0 | 0
2011-11-09 | 2011 | 11 | 9 | 0 | 0 | 0 | 0 | 0 | 0 | 0 | 0 | 0 | 0 | 0 | 0 | 0 | 0 | 0 | 0 | 0 | 0 | 0 | 0 | 0 | 0 | 0 | 0 |  | 0 | 0 | 0 | 0 |  | 0 | 0 | 0 | 0 | 0
2011-11-10 | 2011 | 11 | 10 | 0 | 0 | 0 | 0 | 0 | 0 | 0 | 0 | 0 | 0 | 0 | 0 | 0 | 0 | 0 | 0 | 0 | 0 | 0 | 0 | 0 | 0 | 0 | 0 |  | 0 | 0 | 0 | 0 |  | 0 | 0 | 0 | 0 | 0
2011-11-11 | 2011 | 11 | 11 | 0 | 0 | 0 | 0 | 0 | 0 | 0 | 0 | 0 | 0 | 0 | 0 | 0 | 0 | 0 | 0 | 0 | 0 | 0 | 0 | 0 | 0 | 0 | 0 |  | 0 | 0 | 0 | 0 |  | 0 | 0 | 0 | 0 | 0
2011-11-12 | 2011 | 11 | 12 | 0 | 0 | 0 | 0 | 0 | 0 | 0 | 0 | 0 | 0 | 0 | 0 | 0 | 0 | 0 | 0 | 0 | 0 | 0 | 0 | 0 | 0 | 0 | 0 |  | 0 | 0 | 0 | 0 |  | 0 | 0 | 0 | 0 | 0
2011-11-13 | 2011 | 11 | 13 | 0 | 0 | 0 | 0 | 0 | 0 | 0 | 0 | 0 | 0 | 0 | 0 | 0 | 0 | 0 | 0 | 0 | 0 | 0 | 0 | 0 | 0 | 0 | 0 |  | 0 | 0 | 0 | 0 |  | 0 | 0 | 0 | 0 | 0
2011-11-14 | 2011 | 11 | 14 | 0 | 0 | 0 | 0 | 0 | 0 | 0 | 0 | 0 | 0 | 0 | 0 | 0 | 0 | 0.3 | 0.3 | 0 | 0 | 0 | 0 | 0 | 0 | 0 | 0 |  | 0.6 | 0.6 | 0.6 | 0 |  | 0 | 0 | 0 | 0 | 0
2011-11-15 | 2011 | 11 | 15 | 0 | 0 | 0 | 0 | 0 | 0 | 0 | 0 | 0 | 0 | 0 | 0 | 0 | 0 | 0 | 0 | 0 | 0 | 0 | 0 | 0 | 0 | 0 | 0 |  | 0 | 0 | 0 | 0 |  | 0 | 0 | 0 | 0 | 0
2011-11-16 | 2011 | 11 | 16 | 0 | 0 | 0 | 0 | 0 | 0 | 0 | 0 | 0 | 0 | 0 | 0 | 0 | 0 | 0 | 0 | 0 | 0 | 0 | 0 | 0 | 0 | 0 | 0 |  | 0 | 0 | 0 | 0 |  | 0 | 0 | 0 | 0 | 0
2011-11-17 | 2011 | 11 | 17 | 0 | 0 | 0 | 0 | 0 | 0 | 0 | 0 | 0 | 0 | 0 | 0 | 0 | 0 | 0 | 0.1 | 0 | 0 | 0 | 0 | 0.1 | 0.1 | 0 | 0.1 |  | 0.4 | 0.4 | 0.4 | 0 |  | 0 | 0 | 0 | 0 | 0
2011-11-18 | 2011 | 11 | 18 | 0 | 0.1 | 0 | 0 | 0.1 | 0 | 0 | 0.1 | 0 | 0 | 0.1 | 0 | 0 | 0.1 | 0 | 0 | 0.1 | 0 | 0 | 0.1 | 0 | 0 | 0.1 | 0 |  | 0.8 | 0.8 | 0.8 | 1.1102e-16 |  | 0 | 0 | 0 | 0 | 0
2011-11-19 | 2011 | 11 | 19 | 0 | 0 | 0 | 0 | 0 | 0 | 0 | 0 | 0 | 0 | 0 | 0 | 0 | 0 | 0 | 0 | 0 | 0 | 0 | 0 | 0 | 0 | 0 | 0 |  | 0 | 0 | 0 | 0 |  | 0 | 0 | 0 | 0 | 0
2011-11-20 | 2011 | 11 | 20 | 0 | 0 | 0 | 0 | 0 | 0 | 0 | 0 | 0 | 0 | 0 | 0 | 0 | 0 | 0 | 0 | 0 | 0 | 0 | 0 | 0 | 0 | 0 | 0 |  | 0 | 0 | 0 | 0 |  | 0 | 0 | 0 | 0 | 0
2011-11-21 | 2011 | 11 | 21 | 0 | 0 | 0 | 0 | 0 | 0 | 0 | 0 | 0 | 0 | 0 | 0 | 0 | 0 | 0 | 0 | 0 | 0 | 0 | 0 | 0 | 0 | 0 | 0 |  | 0 | 0 | 0 | 0 |  | 0 | 0 | 0 | 0 | 0
2011-11-22 | 2011 | 11 | 22 | 0 | 0 | 0 | 0 | 0 | 0 | 0 | 0 | 0 | 0 | 0 | 0 | 0 | 0 | 0 | 0 | 0 | 0 | 0 | 0 | 0 | 0 | 0 | 0 |  | 0 | 0 | 0 | 0 |  | 0 | 0 | 0 | 0 | 0
2011-11-23 | 2011 | 11 | 23 | 0 | 0 | 0 | 0 | 0 | 0 | 0 | 0 | 0 | 0 | 0 | 0 | 0 | 0 | 0 | 0 | 0 | 0 | 0 | 0 | 0 | 0 | 0 | 0 |  | 0 | 0 | 0 | 0 |  | 0 | 0 | 0 | 0 | 0
2011-11-24 | 2011 | 11 | 24 | 0 | 0.4 | 0.4 | 0 | 0 | 0 | 0 | 0 | 0 | 0 | 0 | 0 | 0 | 0 | 0 | 0 | 0 | 0 | 0 | 0 | 0 | 0 | 0 | 0 |  | 0.8 | 0.8 | 0.8 | 0 |  | 0 | 0 | 0 | 0 | 0
2011-11-25 | 2011 | 11 | 25 | 0 | 0 | 0 | 0 | 0 | 0 | 0 | 0 | 0 | 0 | 0 | 0 | 0 | 0 | 0 | 0 | 0 | 0 | 0 | 0 | 0 | 0 | 0 | 0 |  | 0 | 0 | 0 | 0 |  | 0 | 0 | 0 | 0 | 0
2011-11-26 | 2011 | 11 | 26 | 0 | 0 | 0 | 0 | 0 | 0 | 0 | 0 | 0 | 0 | 0 | 0 | 0 | 0 | 0 | 0 | 0 | 0 | 0 | 0 | 0 | 0 | 0 | 0 |  | 0 | 0 | 0 | 0 |  | 0 | 0 | 0 | 0 | 0
2011-11-27 | 2011 | 11 | 27 | 0 | 0 | 0 | 0 | 0 | 0 | 0 | 0 | 0 | 0 | 0 | 0 | 0 | 0 | 0 | 0 | 0 | 0 | 0 | 0 | 0 | 0.2 | 0.2 | 0.2 |  | 0.6 | 0.6 | 0.6 | 1.1102e-16 |  | 0 | 0 | 0 | 0 | 0
2011-11-28 | 2011 | 11 | 28 | 0.2 | 0.2 | 0 | 0 | 0 | 0 | 0 | 0 | 0 | 0 | 0 | 0 | 0 | 0 | 0 | 0 | 0 | 0 | 0 | 0 | 0 | 0 | 0 | 0 |  | 0.4 | 0.4 | 0.4 | 0 |  | 0 | 0 | 0 | 0 | 0
2011-11-29 | 2011 | 11 | 29 | 0 | 0 | 0 | 0 | 0 | 0 | 0 | 0 | 0 | 0 | 0 | 0 | 0 | 0 | 0 | 0 | 0 | 0 | 0 | 0 | 0 | 0 | 0 | 0 |  | 0 | 0 | 0 | 0 |  | 0 | 0 | 0 | 0 | 0
2011-11-30 | 2011 | 11 | 30 | 0 | 0.5 | 0.6 | 0.5 | 0.5 | 0.5 | 0.6 | 0.5 | 0.5 | 0.5 | 0.6 | 0.5 | 0 | 0 | 0 | 0 | 0 | 0 | 0 | 0 | 0 | 0 | 0 | 0 |  | 5.8 | 5.8 | 5.8 | 0 |  | 0 | 0 | 0 | 0 | 0
2011-12-01 | 2011 | 12 | 1 | 0 | 0 | 0 | 0 | 0 | 0 | 0 | 0 | 0 | 0 | 0 | 0 | 0 | 0 | 0 | 0 | 0 | 0 | 0 | 0 | 0 | 0 | 0 | 0 |  | 0 | 0 | 0 | 0 |  | 0 | 0 | 0 | 0 | 0
2011-12-02 | 2011 | 12 | 2 | 0 | 0 | 0 | 0 | 0 | 0 | 0 | 0 | 0 | 0 | 0 | 0 | 0 | 0 | 0 | 0 | 0 | 0 | 0 | 0 | 0 | 0 | 0 | 0 |  | 0 | 0 | 0 | 0 |  | 0 | 0 | 0 | 0 | 0
2011-12-03 | 2011 | 12 | 3 | 0 | 0 | 0 | 0 | 0 | 0 | 0 | 0 | 0 | 0 | 0 | 0 | 0.4 | 0.4 | 0.5 | 0.4 | 0 | 0.8 | 0.4 | 0.4 | 0.5 | 0.4 | 0.4 | 0.4 |  | 5 | 5 | 5 | 8.8818e-16 |  | 0 | 0 | 0 | 0 | 0
2011-12-04 | 2011 | 12 | 4 | 0.2 | 0.1 | 0.2 | 0.1 | 0 | 0 | 0.2 | 0.2 | 0.1 | 0.2 | 0.1 | 0.2 | 0 | 0 | 0 | 0 | 0 | 0 | 0 | 0 | 0 | 0 | 0 | 0 |  | 1.6 | 1.6 | 1.6 | 0 |  | 0 | 0 | 0 | 0 | 0
2011-12-05 | 2011 | 12 | 5 | 0 | 0 | 0 | 0 | 0 | 0 | 0 | 0 | 0 | 0 | 0 | 0 | 0 | 0 | 0 | 0 | 0 | 0 | 0 | 0 | 0 | 0 | 0 | 0 |  | 0 | 0 | 0 | 0 |  | 0 | 0 | 0 | 0 | 0
2011-12-06 | 2011 | 12 | 6 | 0 | 0 | 0 | 0 | 0 | 0 | 0 | 0 | 0 | 0 | 0 | 0 | 0 | 0 | 0 | 0 | 0 | 0 | 0 | 0 | 0 | 0 | 0 | 0 |  | 0 | 0 | 0 | 0 |  | 0 | 0 | 0 | 0 | 0
2011-12-07 | 2011 | 12 | 7 | 0 | 0 | 0 | 0 | 0 | 0 | 0.1 | 0 | 0 | 0.1 | 0 | 0.1 | 0 | 0 | 0.1 | 0 | 0 | 0 | 0 | 0 | 0 | 0 | 0 | 0 |  | 0.4 | 0.4 | 0.4 | 0 |  | 0 | 0 | 0 | 0 | 0
2011-12-08 | 2011 | 12 | 8 | 0 | 0 | 0 | 0 | 0 | 0 | 0 | 0 | 0 | 0 | 0 | 0 | 0 | 0 | 0 | 0 | 0 | 0 | 0 | 0 | 0 | 0 | 0 | 0 |  | 0 | 0 | 0 | 0 |  | 0 | 0 | 0 | 0 | 0
2011-12-09 | 2011 | 12 | 9 | 0 | 0 | 0 | 0 | 0 | 0 | 0 | 0 | 0 | 0 | 0 | 0 | 0 | 0 | 0 | 0 | 0 | 0 | 0 | 0 | 0 | 0 | 0 | 0 |  | 0 | 0 | 0 | 0 |  | 0 | 0 | 0 | 0 | 0
2011-12-10 | 2011 | 12 | 10 | 0 | 0 | 0 | 0 | 0 | 0 | 0 | 0 | 0 | 0 | 0 | 0 | 0 | 0 | 0 | 0 | 0 | 0 | 0 | 0 | 0 | 0 | 0 | 0 |  | 0 | 0 | 0 | 0 |  | 0 | 0 | 0 | 0 | 0
2011-12-11 | 2011 | 12 | 11 | 0 | 0 | 0 | 0.3 | 0.2 | 0.3 | 0.3 | 0.2 | 0.3 | 0.3 | 0.2 | 0.3 | 0.3 | 0.2 | 0.3 | 0.3 | 0.2 | 0.3 | 0.3 | 0.2 | 0.3 | 0.3 | 0.2 | 0.3 |  | 5.6 | 5.6 | 5.6 | 0 |  | 0 | 0 | 0 | 0 | 0
2011-12-12 | 2011 | 12 | 12 | 0.1 | 0.1 | 0 | 0.1 | 0 | 0 | 0 | 0.1 | 0 | 0 | 0 | 0 | 0 | 0 | 0 | 0 | 0 | 0 | 0 | 0 | 0 | 0 | 0 | 0 |  | 0.4 | 0.4 | 0.4 | 0 |  | 0 | 0 | 0 | 0 | 0
2011-12-13 | 2011 | 12 | 13 | 0 | 0 | 0 | 0 | 0 | 0 | 0 | 0 | 0 | 0 | 0 | 0 | 0 | 0 | 0 | 0 | 0 | 0 | 0 | 0 | 0 | 0 | 0 | 0 |  | 0 | 0 | 0 | 0 |  | 0 | 0 | 0 | 0 | 0
2011-12-14 | 2011 | 12 | 14 | 0 | 0 | 0 | 0 | 0 | 0 | 0 | 0 | 0 | 0 | 0 | 0 | 0 | 0 | 0 | 0 | 0 | 0 | 0 | 0 | 0 | 0 | 0 | 0 |  | 0 | 0 | 0 | 0 |  | 0 | 0 | 0 | 0 | 0
2011-12-15 | 2011 | 12 | 15 | 0 | 0 | 0 | 0 | 0 | 0 | 0 | 0 | 0 | 0 | 0 | 0 | 0 | 0 | 0 | 0 | 0 | 0 | 0 | 0 | 0 | 0 | 0 | 0 |  | 0 | 0 | 0 | 0 |  | 0 | 0 | 0 | 0 | 0
2011-12-16 | 2011 | 12 | 16 | 0 | 0 | 0 | 0 | 0 | 0 | 0 | 0 | 0 | 0 | 0 | 0 | 0 | 0 | 0 | 0 | 0 | 0 | 0 | 0 | 0 | 0 | 0 | 0 |  | 0 | 0 | 0 | 0 |  | 0 | 0 | 0 | 0 | 0
2011-12-17 | 2011 | 12 | 17 | 0 | 0 | 0 | 0 | 0 | 0 | 0 | 0 | 0 | 0 | 0 | 0 | 0 | 0 | 0 | 0 | 0 | 0 | 0 | 0 | 0 | 0 | 0 | 0 |  | 0 | 0 | 0 | 0 |  | 0 | 0 | 0 | 0 | 0
2011-12-18 | 2011 | 12 | 18 | 0 | 0 | 0 | 0 | 0 | 0.2 | 0.2 | 0.2 | 0.2 | 0.2 | 0 | 0 | 0 | 0 | 0 | 0.2 | 0 | 0 | 0 | 0 | 0 | 0 | 0 | 0 |  | 1.2 | 1.2 | 1.2 | 0 |  | 0 | 0 | 0 | 0 | 0
2011-12-19 | 2011 | 12 | 19 | 0 | 0 | 0 | 0 | 0 | 0 | 0 | 0 | 0 | 0 | 0 | 0 | 0 | 0 | 0 | 0 | 0 | 0 | 0 | 0 | 0 | 0 | 0 | 0 |  | 0 | 0 | 0 | 0 |  | 0 | 0 | 0 | 0 | 0
2011-12-20 | 2011 | 12 | 20 | 0 | 0 | 0 | 0 | 0 | 0 | 0 | 0 | 0 | 0 | 0 | 0 | 0 | 0 | 0 | 0 | 0 | 0 | 0 | 0 | 0 | 0 | 0 | 0 |  | 0 | 0 | 0 | 0 |  | 0 | 0 | 0 | 0 | 0
2011-12-21 | 2011 | 12 | 21 | 0 | 0 | 0.4 | 0.4 | 0.4 | 0 | 0 | 0 | 0 | 0 | 0 | 0 | 0 | 0 | 0 | 0 | 0 | 0 | 0 | 0 | 0 | 0 | 0 | 0 |  | 1.2 | 1.2 | 1.2 | 2.2204e-16 |  | 0 | 0 | 0 | 0 | 0
2011-12-22 | 2011 | 12 | 22 | 0 | 0 | 0 | 0 | 0 | 0 | 0 | 0 | 0 | 0 | 0 | 0 | 0 | 0 | 0 | 0 | 0 | 0 | 0 | 0 | 0 | 0 | 0 | 0 |  | 0 | 0 | 0 | 0 |  | 0 | 0 | 0 | 0 | 0
2011-12-23 | 2011 | 12 | 23 | 0 | 0 | 0 | 0 | 0 | 0 | 0 | 0 | 0 | 0 | 0 | 0 | 0 | 0 | 0 | 0 | 0 | 0 | 0 | 0 | 0 | 0 | 0 | 0 |  | 0 | 0 | 0 | 0 |  | 0 | 0 | 0 | 0 | 0
2011-12-24 | 2011 | 12 | 24 | 0 | 0 | 0 | 0 | 0 | 0 | 0 | 0 | 0 | 0 | 0 | 0 | 0 | 0 | 0 | 0 | 0 | 0 | 0 | 0 | 0 | 0 | 0 | 0 |  | 0 | 0 | 0 | 0 |  | 0 | 0 | 0 | 0 | 0
2011-12-25 | 2011 | 12 | 25 | 0 | 0 | 0 | 0 | 0 | 0 | 0 | 0 | 0 | 0 | 0 | 0 | 0 | 0 | 0 | 0 | 0 | 0 | 0 | 0 | 0 | 0 | 0 | 0 |  | 0 | 0 | 0 | 0 |  | 0 | 0 | 0 | 0 | 0
2011-12-26 | 2011 | 12 | 26 | 0 | 0 | 0 | 0 | 0 | 0 | 0 | 0 | 0 | 0 | 0 | 0 | 0 | 0 | 0 | 0 | 0 | 0 | 0 | 0 | 0 | 0 | 0 | 0 |  | 0 | 0 | 0 | 0 |  | 0 | 0 | 0 | 0 | 0
2011-12-27 | 2011 | 12 | 27 | 0 | 0 | 0 | 0 | 0 | 0 | 0 | 0 | 0 | 0 | 0 | 0 | 0 | 0 | 0 | 0 | 0 | 0 | 0 | 0 | 0 | 0 | 0 | 0 |  | 0 | 0 | 0 | 0 |  | 0 | 0 | 0 | 0 | 0
2011-12-28 | 2011 | 12 | 28 | 0 | 0 | 0 | 0 | 0 | 0 | 0 | 0 | 0 | 0 | 0 | 0 | 0 | 0 | 0 | 0 | 0 | 0 | 0 | 0 | 0 | 0 | 0 | 0 |  | 0 | 0 | 0 | 0 |  | 0 | 0 | 0 | 0 | 0
2011-12-29 | 2011 | 12 | 29 | 0 | 0 | 0 | 0 | 0 | 0 | 0 | 0 | 0 | 0 | 0 | 0 | 0 | 0 | 0 | 0 | 0 | 0 | 0 | 0 | 0 | 0 | 0 | 0 |  | 0 | 0 | 0 | 0 |  | 0 | 0 | 0 | 0 | 0
2011-12-30 | 2011 | 12 | 30 | 0 | 0 | 0 | 0 | 0 | 0 | 0 | 0 | 0 | 0 | 0 | 0 | 0 | 0 | 0 | 0 | 0 | 0 | 0 | 0 | 0 | 0 | 0 | 0 |  | 0 | 0 | 0 | 0 |  | 0 | 0 | 0 | 0 | 0
2011-12-31 | 2011 | 12 | 31 | 0 | 0 | 0 | 0 | 0 | 0 | 0 | 0 | 0 | 0 | 0 | 0 | 0 | 0 | 0 | 0 | 0 | 0 | 0 | 0 | 0 | 0 | 0 | 0 |  | 0 | 0 | 0 | 0 |  | 0 | 0 | 0 | 0 | 0
2012-01-01 | 2012 | 1 | 1 | 0 | 0 | 0 | 0 | 0 | 0 | 0 | 0 | 0 | 0 | 0 | 0 | 0 | 0 | 0 | 0 | 0 | 0 | 0 | 0 | 0 | 0 | 0 | 0 |  | 0 | 0 | 0 | 0 |  | 0 | 0 | 0 | 0 | 0
2012-01-02 | 2012 | 1 | 2 | 0 | 0 | 0 | 0 | 0 | 0 | 0 | 0 | 0 | 0 | 0 | 0 | 0 | 0 | 0 | 0 | 0 | 0 | 0 | 0 | 0 | 0 | 0 | 0 |  | 0 | 0 | 0 | 0 |  | 0 | 0 | 0 | 0 | 0
2012-01-03 | 2012 | 1 | 3 | 0 | 0 | 0 | 0 | 0 | 0 | 0 | 0 | 0 | 0 | 0 | 0 | 0 | 0 | 0 | 0 | 0 | 0 | 0 | 0 | 0 | 0 | 0 | 0 |  | 0 | 0 | 0 | 0 |  | 0 | 0 | 0 | 0 | 0
2012-01-04 | 2012 | 1 | 4 | 0 | 0 | 0 | 0 | 0 | 0 | 0 | 0 | 0 | 0 | 0 | 0 | 0 | 0 | 0 | 0 | 0 | 0 | 0 | 0 | 0 | 0 | 0 | 0 |  | 0 | 0 | 0 | 0 |  | 0 | 0 | 0 | 0 | 0
2012-01-05 | 2012 | 1 | 5 | 0 | 0 | 0 | 0 | 0 | 0 | 0 | 0 | 0 | 0 | 0 | 0 | 0 | 0 | 0 | 0 | 0 | 0 | 0 | 0 | 0 | 0 | 0 | 0 |  | 0 | 0 | 0 | 0 |  | 0 | 0 | 0 | 0 | 0
2012-01-06 | 2012 | 1 | 6 | 0 | 0 | 0 | 0 | 0 | 0 | 0 | 0 | 0 | 0 | 0 | 0 | 0 | 0 | 0 | 0 | 0 | 0 | 0 | 0 | 0 | 0 | 0 | 0 |  | 0 | 0 | 0 | 0 |  | 0 | 0 | 0 | 0 | 0
2012-01-07 | 2012 | 1 | 7 | 0 | 0 | 0 | 0 | 0 | 0 | 0 | 0 | 0 | 0 | 0 | 0 | 0 | 0 | 0 | 0 | 0 | 0 | 0 | 0 | 0 | 0 | 0 | 0 |  | 0 | 0 | 0 | 0 |  | 0 | 0 | 0 | 0 | 0
2012-01-08 | 2012 | 1 | 8 | 0 | 0 | 0 | 0 | 0 | 0 | 0 | 0 | 0 | 0 | 0 | 0 | 0 | 0 | 0 | 0 | 0 | 0 | 0 | 0 | 0 | 0 | 0 | 0 |  | 0 | 0 | 0 | 0 |  | 0 | 0 | 0 | 0 | 0
2012-01-09 | 2012 | 1 | 9 | 0 | 0 | 0 | 0 | 0 | 0 | 0 | 0 | 0 | 0 | 0 | 0 | 0 | 0 | 0 | 0 | 0 | 0 | 0 | 0 | 0 | 0 | 0 | 0 |  | 0 | 0 | 0 | 0 |  | 0 | 0 | 0 | 0 | 0
2012-01-10 | 2012 | 1 | 10 | 0 | 0 | 0 | 0 | 0 | 0 | 0.9 | 0.8 | 0.9 | 0 | 0 | 0 | 0 | 0 | 0 | 0 | 0 | 0 | 0 | 0 | 0 | 0 | 0 | 0 |  | 2.6 | 2.6 | 2.6 | 0 |  | 0 | 0 | 0 | 0 | 0
2012-01-11 | 2012 | 1 | 11 | 0 | 0 | 0 | 0 | 0 | 0 | 0 | 0 | 0 | 0 | 0 | 0 | 0 | 0 | 0 | 0 | 0 | 0 | 0 | 0 | 0 | 0 | 0 | 0 |  | 0 | 0 | 0 | 0 |  | 0 | 0 | 0 | 0 | 0
2012-01-12 | 2012 | 1 | 12 | 0 | 0 | 0 | 0 | 0 | 0 | 0 | 0 | 0 | 0 | 0 | 0 | 0 | 0 | 0 | 0 | 0 | 0 | 0 | 0 | 0 | 0 | 0 | 0 |  | 0 | 0 | 0 | 0 |  | 0 | 0 | 0 | 0 | 0
2012-01-13 | 2012 | 1 | 13 | 0 | 0 | 0 | 0 | 0 | 0 | 0 | 0 | 0 | 0 | 0 | 0 | 0 | 0 | 0 | 0 | 0 | 0 | 0 | 0 | 0 | 0 | 0 | 0 |  | 0 | 0 | 0 | 0 |  | 0 | 0 | 0 | 0 | 0
2012-01-14 | 2012 | 1 | 14 | 0 | 0 | 0 | 0 | 0 | 0 | 0 | 0 | 0 | 0 | 0 | 0 | 0 | 0 | 0 | 0 | 0 | 0 | 0 | 0 | 0 | 0 | 0 | 0 |  | 0 | 0 | 0 | 0 |  | 0 | 0 | 0 | 0 | 0
2012-01-15 | 2012 | 1 | 15 | 0 | 0.1 | 0 | 0.1 | 0.1 | 0 | 0.1 | 0.1 | 0 | 0.1 | 0 | 0.1 | 0 | 0.1 | 0 | 0 | 0.1 | 0 | 0.1 | 0 | 0.1 | 0 | 0.1 | 0 |  | 1.2 | 1.2 | 1.2 | 0 |  | 0 | 0 | 0 | 0 | 0
2012-01-16 | 2012 | 1 | 16 | 0 | 0.1 | 0 | 0 | 0 | 0 | 0 | 0 | 0.1 | 0 | 0 | 0.1 | 0 | 0 | 0 | 0.1 | 0 | 0 | 0.1 | 0 | 0 | 0 | 0.1 | 0 |  | 0.6 | 0.6 | 0.6 | 0 |  | 0 | 0 | 0 | 0 | 0
2012-01-17 | 2012 | 1 | 17 | 0 | 0.1 | 0 | 0 | 0.1 | 0 | 0 | 0.1 | 0 | 0 | 0.1 | 0 | 0 | 0.1 | 0 | 0 | 0.1 | 0 | 0 | 0.1 | 0 | 0 | 0.1 | 0 |  | 0.8 | 0.8 | 0.8 | 1.1102e-16 |  | 0 | 0 | 0 | 0 | 0
2012-01-18 | 2012 | 1 | 18 | 0 | 0 | 0 | 0 | 0 | 0 | 0.1 | 0 | 0 | 0 | 0 | 0 | 0 | 0 | 0 | 0 | 0 | 0 | 0.1 | 0 | 0 | 0 | 0 | 0 |  | 0.2 | 0.2 | 0.2 | 0 |  | 0 | 0 | 0 | 0 | 0
2012-01-19 | 2012 | 1 | 19 | 0 | 0 | 0 | 0 | 0 | 0 | 0 | 0 | 0 | 0 | 0 | 0 | 0 | 0 | 0 | 0 | 0 | 0 | 0 | 0 | 0 | 0 | 0 | 0 |  | 0 | 0 | 0 | 0 |  | 0 | 0 | 0 | 0 | 0
2012-01-20 | 2012 | 1 | 20 | 0 | 0 | 0 | 0 | 0 | 0 | 0 | 0 | 0 | 0 | 0 | 0 | 0 | 0 | 0 | 0 | 0 | 0 | 0 | 0 | 0 | 0 | 0 | 0 |  | 0 | 0 | 0 | 0 |  | 0 | 0 | 0 | 0 | 0
2012-01-21 | 2012 | 1 | 21 | 0 | 0 | 0 | 0 | 0 | 0 | 0.1 | 0 | 0 | 0 | 0.1 | 0 | 0 | 0 | 0 | 0 | 0 | 0 | 0 | 0 | 0 | 0 | 0 | 0 |  | 0.2 | 0.2 | 0.2 | 0 |  | 0 | 0 | 0 | 0 | 0
2012-01-22 | 2012 | 1 | 22 | 0.1 | 0.1 | 0.1 | 0.1 | 0.1 | 0.1 | 0 | 0 | 0 | 0 | 0 | 0 | 0 | 0 | 0 | 0 | 0 | 0 | 0 | 0 | 0 | 0 | 0 | 0 |  | 0.6 | 0.6 | 0.6 | 0 |  | 0 | 0 | 0 | 0 | 0
2012-01-23 | 2012 | 1 | 23 | 0 | 0 | 0 | 0 | 0 | 0 | 0 | 0 | 0 | 0 | 0 | 0 | 0 | 0 | 0 | 0 | 0 | 0 | 0 | 0 | 0 | 0 | 0 | 0 |  | 0 | 0 | 0 | 0 |  | 0 | 0 | 0 | 0 | 0
2012-01-24 | 2012 | 1 | 24 | 0 | 0 | 0 | 0 | 0 | 0 | 0 | 0 | 0 | 0 | 0 | 0 | 0 | 0 | 0 | 0 | 0 | 0 | 0 | 0 | 0 | 0 | 0 | 0 |  | 0 | 0 | 0 | 0 |  | 0 | 0 | 0 | 0 | 0
2012-01-25 | 2012 | 1 | 25 | 0 | 0 | 0 | 0 | 0 | 0 | 0 | 0 | 0 | 0 | 0 | 0 | 0 | 0 | 0 | 0 | 0 | 0 | 0 | 0 | 0 | 0 | 0 | 0 |  | 0 | 0 | 0 | 0 |  | 0 | 0 | 0 | 0 | 0
2012-01-26 | 2012 | 1 | 26 | 0 | 0 | 0 | 0 | 0 | 0 | 0 | 0 | 0 | 0 | 0 | 0 | 0 | 0 | 0 | 0 | 0 | 0 | 0 | 0 | 0 | 0 | 0 | 0 |  | 0 | 0 | 0 | 0 |  | 0 | 0 | 0 | 0 | 0
2012-01-27 | 2012 | 1 | 27 | 0 | 0 | 0 | 0 | 0 | 0 | 0 | 0 | 0 | 0 | 0 | 0 | 0 | 0 | 0 | 0 | 0 | 0 | 0 | 0 | 0 | 0 | 0 | 0 |  | 0 | 0 | 0 | 0 |  | 0 | 0 | 0 | 0 | 0
2012-01-28 | 2012 | 1 | 28 | 0 | 0 | 0 | 0 | 0 | 0 | 0 | 0 | 0 | 0 | 0 | 0 | 0 | 0 | 0 | 0 | 0 | 0 | 0 | 0 | 0 | 0 | 0 | 0 |  | 0 | 0 | 0 | 0 |  | 0 | 0 | 0 | 0 | 0
2012-01-29 | 2012 | 1 | 29 | 0 | 0 | 0 | 0 | 0 | 0 | 0 | 0 | 0 | 0 | 0 | 0 | 0 | 0 | 0 | 0 | 0 | 0 | 0 | 0 | 0 | 0 | 0 | 0 |  | 0 | 0 | 0 | 0 |  | 0 | 0 | 0 | 0 | 0
2012-01-30 | 2012 | 1 | 30 | 0 | 0 | 0 | 0 | 0 | 0 | 0 | 0 | 0 | 0 | 0 | 0 | 0 | 0 | 0 | 0 | 0 | 0 | 0 | 0 | 0 | 0 | 0 | 0 |  | 0 | 0 | 0 | 0 |  | 0 | 0 | 0 | 0 | 0
2012-01-31 | 2012 | 1 | 31 | 0 | 0 | 0 | 0 | 0 | 0 | 0 | 0 | 0 | 0 | 0 | 0 | 0 | 0 | 0 | 0 | 0 | 0 | 0 | 0 | 0 | 0 | 0 | 0 |  | 0 | 0 | 0 | 0 |  | 0 | 0 | 0 | 0 | 0
2012-02-01 | 2012 | 2 | 1 | 0 | 0 | 0 | 0 | 0 | 0 | 0 | 0 | 0 | 0 | 0 | 0 | 0 | 0 | 0 | 0 | 0 | 0 | 0 | 0 | 0 | 0 | 0 | 0 |  | 0 | 0 | 0 | 0 |  | 0 | 0 | 0 | 0 | 0
2012-02-02 | 2012 | 2 | 2 | 0 | 0 | 0 | 0 | 0 | 0 | 0 | 0 | 0 | 0 | 0 | 0 | 0 | 0 | 0 | 0 | 0 | 0 | 0 | 0 | 0 | 0 | 0 | 0 |  | 0 | 0 | 0 | 0 |  | 0 | 0 | 0 | 0 | 0
2012-02-03 | 2012 | 2 | 3 | 0 | 0 | 0 | 0 | 0 | 0 | 0 | 0 | 0 | 0 | 0 | 0 | 0 | 0 | 0 | 0 | 0 | 0 | 0 | 0 | 0 | 0 | 0 | 0 |  | 0 | 0 | 0 | 0 |  | 0 | 0 | 0 | 0 | 0
2012-02-04 | 2012 | 2 | 4 | 0 | 0 | 0 | 0 | 0 | 0 | 0 | 0 | 0 | 0 | 0 | 0 | 0 | 0 | 0 | 0 | 0 | 0 | 0 | 0 | 0 | 0 | 0 | 0 |  | 0 | 0 | 0 | 0 |  | 0 | 0 | 0 | 0 | 0
2012-02-05 | 2012 | 2 | 5 | 0 | 0 | 0 | 0 | 0 | 0 | 0 | 0 | 0 | 0 | 0 | 0 | 0 | 0 | 0 | 0 | 0 | 0 | 0 | 0 | 0 | 0 | 0 | 0 |  | 0 | 0 | 0 | 0 |  | 0 | 0 | 0 | 0 | 0
2012-02-06 | 2012 | 2 | 6 | 0 | 0 | 0 | 0.1 | 0.2 | 0.1 | 0.2 | 0.1 | 0.2 | 0.1 | 0 | 0 | 0 | 0 | 0 | 0 | 0 | 0 | 0 | 0 | 0 | 0 | 0 | 0 |  | 1 | 1 | 1 | 2.2204e-16 |  | 0 | 0 | 0 | 0 | 0
2012-02-07 | 2012 | 2 | 7 | 0 | 0 | 0 | 0 | 0 | 0 | 0 | 0 | 0 | 0 | 0 | 0 | 0 | 0 | 0 | 0 | 0 | 0 | 0 | 0 | 0 | 0 | 0 | 0 |  | 0 | 0 | 0 | 0 |  | 0 | 0 | 0 | 0 | 0
2012-02-08 | 2012 | 2 | 8 | 0 | 0 | 0 | 0 | 0 | 0 | 0 | 0 | 0 | 0 | 0 | 0 | 0 | 0 | 0 | 0 | 0 | 0 | 0 | 0 | 0 | 0 | 0 | 0 |  | 0 | 0 | 0 | 0 |  | 0 | 0 | 0 | 0 | 0
2012-02-09 | 2012 | 2 | 9 | 0 | 0 | 0 | 0 | 0 | 0 | 0 | 0 | 0 | 0 | 0 | 0 | 0 | 0 | 0 | 0 | 0 | 0 | 0 | 0 | 0 | 0 | 0 | 0 |  | 0 | 0 | 0 | 0 |  | 0 | 0 | 0 | 0 | 0
2012-02-10 | 2012 | 2 | 10 | 0 | 0 | 0 | 0 | 0 | 0 | 0 | 0 | 0 | 0 | 0 | 0 | 0 | 0 | 0 | 0 | 0 | 0 | 0 | 0 | 0 | 0 | 0 | 0 |  | 0 | 0 | 0 | 0 |  | 0 | 0 | 0 | 0 | 0
2012-02-11 | 2012 | 2 | 11 | 0 | 0 | 0 | 0 | 0 | 0 | 0 | 0 | 0 | 0 | 0 | 0 | 0 | 0 | 0 | 0 | 0 | 0 | 0 | 0 | 0 | 0 | 0 | 0 |  | 0 | 0 | 0 | 0 |  | 0 | 0 | 0 | 0 | 0
2012-02-12 | 2012 | 2 | 12 | 0 | 0 | 0 | 0 | 0 | 0 | 0 | 0 | 0 | 0 | 0 | 0 | 0 | 0 | 0 | 0 | 0 | 0 | 0 | 0 | 0 | 0 | 0 | 0 |  | 0 | 0 | 0 | 0 |  | 0 | 0 | 0 | 0 | 0
2012-02-13 | 2012 | 2 | 13 | 0 | 0 | 0 | 0 | 0 | 0 | 0 | 0 | 0 | 0 | 0 | 0 | 0.6 | 0 | 0 | 0 | 0.5 | 0.6 | 0.6 | 0.6 | 0.5 | 0.6 | 0 | 0 |  | 4 | 4 | 4 | 0 |  | 0 | 0 | 0 | 0 | 0
2012-02-14 | 2012 | 2 | 14 | 0 | 0 | 0 | 0 | 0 | 0 | 0 | 0 | 0 | 0 | 0 | 0 | 0 | 0 | 0 | 0 | 0 | 0 | 0 | 0 | 0 | 0 | 0 | 0 |  | 0 | 0 | 0 | 0 |  | 0 | 0 | 0 | 0 | 0
2012-02-15 | 2012 | 2 | 15 | 0 | 0 | 0 | 0 | 0 | 0 | 0 | 0 | 0 | 0 | 0 | 0 | 0 | 0 | 0 | 0 | 0 | 0 | 0 | 0 | 0 | 0 | 0 | 0 |  | 0 | 0 | 0 | 0 |  | 0 | 0 | 0 | 0 | 0
2012-02-16 | 2012 | 2 | 16 | 0 | 0 | 0 | 0 | 0 | 0 | 0 | 0 | 0 | 0 | 0 | 0 | 0 | 0 | 0 | 0 | 0 | 0 | 0 | 0 | 0 | 0 | 0 | 0 |  | 0 | 0 | 0 | 0 |  | 0 | 0 | 0 | 0 | 0
2012-02-17 | 2012 | 2 | 17 | 0 | 0 | 0 | 0 | 0 | 0 | 0 | 0 | 0 | 0 | 0 | 0 | 0 | 0 | 0 | 0 | 0 | 0 | 0 | 0 | 0 | 0 | 0 | 0 |  | 0 | 0 | 0 | 0 |  | 0 | 0 | 0 | 0 | 0
2012-02-18 | 2012 | 2 | 18 | 0 | 0 | 0 | 0 | 0 | 0 | 0 | 0 | 0 | 0 | 0 | 0 | 0 | 0 | 0 | 0 | 0 | 0 | 0 | 0 | 0 | 0 | 0 | 0 |  | 0 | 0 | 0 | 0 |  | 0 | 0 | 0 | 0 | 0
2012-02-19 | 2012 | 2 | 19 | 0 | 0 | 0 | 0 | 0 | 0 | 0 | 0 | 0 | 0 | 0 | 0 | 0 | 0 | 0 | 0 | 0 | 0 | 0 | 0 | 0 | 0 | 0 | 0 |  | 0 | 0 | 0 | 0 |  | 0 | 0 | 0 | 0 | 0
2012-02-20 | 2012 | 2 | 20 | 0 | 0.3 | 0.2 | 0.3 | 0.2 | 0.3 | 0.2 | 0.3 | 0 | 0 | 0 | 0 | 0 | 0 | 0 | 0 | 0 | 0 | 0 | 0 | 0 | 0 | 0 | 0 |  | 1.8 | 1.8 | 1.8 | 0 |  | 0 | 0 | 0 | 0 | 0
2012-02-21 | 2012 | 2 | 21 | 0 | 0 | 0 | 0 | 0 | 0 | 0 | 0 | 0 | 0 | 0 | 0 | 0 | 0 | 0 | 0 | 0 | 0 | 0 | 0 | 0 | 0 | 0 | 0 |  | 0 | 0 | 0 | 0 |  | 0 | 0 | 0 | 0 | 0
2012-02-22 | 2012 | 2 | 22 | 0 | 0 | 0 | 0 | 0 | 0 | 0 | 0 | 0 | 0 | 0 | 0 | 0 | 0 | 0 | 0 | 0 | 0 | 0 | 0 | 0 | 0 | 0 | 0 |  | 0 | 0 | 0 | 0 |  | 0 | 0 | 0 | 0 | 0
2012-02-23 | 2012 | 2 | 23 | 0 | 0 | 0 | 0 | 0 | 0 | 0 | 0 | 0 | 0 | 0 | 0 | 0 | 0 | 0 | 0.9 | 0.8 | 0 | 0.9 | 0.8 | 0.8 | 0.9 | 0 | 0 |  | 5.1 | 5.1 | 5.1 | 8.8818e-16 |  | 0 | 0 | 0 | 0 | 0
2012-02-24 | 2012 | 2 | 24 | 0 | 0 | 0 | 0 | 0 | 0 | 0 | 0 | 0 | 0 | 0 | 0 | 0 | 0 | 0.1 | 0.1 | 0 | 0.1 | 0.1 | 0 | 0 | 0 | 0 | 0 |  | 0.4 | 0.4 | 0.4 | 0 |  | 0 | 0 | 0 | 0 | 0
2012-02-25 | 2012 | 2 | 25 | 0 | 0 | 0 | 0 | 0 | 0 | 0 | 0 | 0.1 | 0.1 | 0 | 0.1 | 0.1 | 0.1 | 0 | 0.1 | 0.1 | 0.1 | 0 | 0.1 | 0.1 | 0.1 | 0 | 0.1 |  | 1.2 | 1.2 | 1.2 | 0 |  | 0 | 0 | 0 | 0 | 0
2012-02-26 | 2012 | 2 | 26 | 0.1 | 0.1 | 0.2 | 0.1 | 0.1 | 0.1 | 0.1 | 0.2 | 0.1 | 0.1 | 0.1 | 0.1 | 0.2 | 0.1 | 0.1 | 0.1 | 0.1 | 0.2 | 0.1 | 0.1 | 0 | 0 | 0 | 0 |  | 2.4 | 2.4 | 2.4 | 8.8818e-16 |  | 0 | 0 | 0 | 0 | 0
2012-02-27 | 2012 | 2 | 27 | 0 | 0 | 0 | 0 | 0 | 0 | 0 | 0 | 0 | 0 | 0 | 0 | 0 | 0 | 0 | 0 | 0 | 0 | 0 | 0 | 0 | 0 | 0 | 0 |  | 0 | 0 | 0 | 0 |  | 0 | 0 | 0 | 0 | 0
2012-02-28 | 2012 | 2 | 28 | 0 | 0 | 0 | 0 | 0 | 0 | 0 | 0 | 0 | 0 | 0 | 0 | 0 | 0 | 0 | 0 | 0 | 0 | 0 | 0 | 0 | 0 | 0 | 0 |  | 0 | 0 | 0 | 0 |  | 0 | 0 | 0 | 0 | 0
2012-02-29 | 2012 | 2 | 29 | 0 | 0 | 0 | 0 | 0 | 0 | 0 | 0 | 0 | 0 | 0 | 0 | 0 | 0 | 0 | 0 | 0 | 0 | 0 | 0 | 0 | 0 | 0 | 0 |  | 0 | 0 | 0 | 0 |  | 0 | 0 | 0 | 0 | 0
2012-03-01 | 2012 | 3 | 1 | 0 | 0 | 0 | 0 | 0 | 0 | 0 | 0 | 0 | 0 | 0 | 0 | 0 | 0 | 0 | 0 | 0 | 0 | 0 | 0 | 0 | 0 | 0 | 0 |  | 0 | 0 | 0 | 0 |  | 0 | 0 | 0 | 0 | 0
2012-03-02 | 2012 | 3 | 2 | 0 | 0 | 0 | 0 | 0 | 0 | 0 | 0 | 0 | 0 | 0 | 0 | 0 | 0 | 0 | 0 | 0 | 0 | 0 | 0 | 0 | 0 | 0 | 0 |  | 0 | 0 | 0 | 0 |  | 0 | 0 | 0 | 0 | 0
2012-03-03 | 2012 | 3 | 3 | 0 | 0 | 0 | 0 | 0 | 0 | 0 | 0 | 0 | 0 | 0 | 0 | 0 | 0 | 0 | 0 | 0 | 0 | 0 | 0 | 0 | 0 | 0 | 0.9 |  | 0.9 | 0.9 | 0.9 | 0 |  | 0 | 0 | 0 | 0 | 0
2012-03-04 | 2012 | 3 | 4 | 0.2 | 0.3 | 0.2 | 0.2 | 0.3 | 0.2 | 0 | 0 | 0 | 0 | 0 | 0 | 0 | 0 | 0 | 0 | 0 | 0 | 0 | 0 | 0 | 0 | 0 | 0 |  | 1.4 | 1.4 | 1.4 | 0 |  | 0 | 0 | 0 | 0 | 0
2012-03-05 | 2012 | 3 | 5 | 0 | 0 | 0 | 0 | 0 | 0 | 0.4 | 0.4 | 0.4 | 0.7 | 0.4 | 0.4 | 0.4 | 0.4 | 0.4 | 0.4 | 0.4 | 0.4 | 0.4 | 0.3 | 0.4 | 0.4 | 0.4 | 0.4 |  | 7.4 | 7.4 | 7.4 | 1.7764e-15 |  | 0 | 0 | 0 | 0 | 0
2012-03-06 | 2012 | 3 | 6 | 0.2 | 0.2 | 0.3 | 0.2 | 0.2 | 0.2 | 0.2 | 0.2 | 0 | 0.3 | 0.2 | 0 | 0 | 0.2 | 0.2 | 0 | 0 | 0 | 0 | 0 | 0 | 0 | 0 | 0 |  | 2.6 | 2.6 | 2.6 | 0 |  | 0 | 0 | 0 | 0 | 0
2012-03-07 | 2012 | 3 | 7 | 0 | 0 | 0 | 0 | 0 | 0 | 0 | 0 | 0 | 0 | 0 | 0 | 0 | 0 | 0 | 0 | 0 | 0 | 0 | 0 | 0 | 0 | 0 | 0 |  | 0 | 0 | 0 | 0 |  | 0 | 0 | 0 | 0 | 0
2012-03-08 | 2012 | 3 | 8 | 0 | 0 | 0 | 0 | 0 | 0 | 0 | 0 | 0 | 0 | 0 | 0 | 0 | 0 | 0 | 0 | 0 | 0 | 0 | 0 | 0 | 0 | 0 | 0 |  | 0 | 0 | 0 | 0 |  | 0 | 0 | 0 | 0 | 0
2012-03-09 | 2012 | 3 | 9 | 0 | 0 | 0 | 0 | 0 | 0 | 0 | 0 | 0 | 0 | 0 | 0 | 0 | 0 | 0 | 0 | 0 | 0 | 0 | 0 | 0 | 0 | 0 | 0 |  | 0 | 0 | 0 | 0 |  | 0 | 0 | 0 | 0 | 0
2012-03-10 | 2012 | 3 | 10 | 0 | 0 | 0 | 0 | 0 | 0 | 0 | 0 | 0 | 0 | 0 | 0 | 0 | 0 | 0 | 0 | 0 | 0 | 0 | 0 | 0 | 0 | 0 | 0 |  | 0 | 0 | 0 | 0 |  | 0 | 0 | 0 | 0 | 0
2012-03-11 | 2012 | 3 | 11 | 0 | 0 | 0 | 0 | 0 | 0 | 0 | 0 | 0 | 0 | 0 | 0 | 0 | 0 | 0 | 0 | 0 | 0 | 0 | 0 | 0 | 0 | 0 | 0 |  | 0 | 0 | 0 | 0 |  | 0 | 0 | 0 | 0 | 0
2012-03-12 | 2012 | 3 | 12 | 0 | 0 | 0 | 0 | 0 | 0 | 0 | 0 | 0 | 0 | 0 | 0 | 0 | 0 | 0 | 0 | 0 | 0 | 0 | 0 | 0 | 0 | 0 | 0 |  | 0 | 0 | 0 | 0 |  | 0 | 0 | 0 | 0 | 0
2012-03-13 | 2012 | 3 | 13 | 0.1 | 0 | 0 | 0 | 0 | 0 | 0.1 | 0 | 0 | 0 | 0 | 0 | 0.1 | 0 | 0 | 0 | 0 | 0 | 0.1 | 0 | 0 | 0 | 0 | 0 |  | 0.4 | 0.4 | 0.4 | 0 |  | 0 | 0 | 0 | 0 | 0
2012-03-14 | 2012 | 3 | 14 | 0 | 0 | 0 | 0 | 0 | 0 | 0 | 0 | 0 | 0 | 0 | 0 | 0 | 0 | 0 | 0 | 0 | 0 | 0 | 0 | 0 | 0 | 0 | 0 |  | 0 | 0 | 0 | 0 |  | 0 | 0 | 0 | 0 | 0
2012-03-15 | 2012 | 3 | 15 | 0 | 0 | 0 | 0 | 0 | 0 | 0 | 0 | 0 | 0 | 0 | 0 | 0 | 0 | 0 | 0 | 0 | 0 | 0 | 0 | 0 | 0 | 0 | 0 |  | 0 | 0 | 0 | 0 |  | 0 | 0 | 0 | 0 | 0
2012-03-16 | 2012 | 3 | 16 | 0 | 0 | 0 | 0 | 0 | 0 | 0 | 0 | 0 | 0 | 0 | 0 | 0 | 0 | 0 | 0 | 0 | 0 | 0 | 0 | 0 | 0 | 0 | 0 |  | 0 | 0 | 0 | 0 |  | 0 | 0 | 0 | 0 | 0
2012-03-17 | 2012 | 3 | 17 | 0 | 0 | 0 | 0 | 0 | 0 | 0 | 0 | 0 | 0 | 0 | 0 | 0 | 0 | 0 | 0 | 0 | 0 | 0 | 0 | 0 | 0 | 0 | 0 |  | 0 | 0 | 0 | 0 |  | 0 | 0 | 0 | 0 | 0
2012-03-18 | 2012 | 3 | 18 | 0 | 0 | 0 | 0 | 0 | 0 | 0 | 0 | 0 | 0 | 0 | 0 | 0 | 0 | 0 | 0 | 0 | 0 | 0 | 0 | 0 | 0 | 0 | 0 |  | 0 | 0 | 0 | 0 |  | 0 | 0 | 0 | 0 | 0
2012-03-19 | 2012 | 3 | 19 | 0 | 0 | 0 | 0 | 0 | 0 | 0 | 0 | 0 | 0 | 0 | 0 | 0 | 0 | 0 | 0 | 0 | 0 | 0 | 0 | 0 | 0 | 0 | 0 |  | 0 | 0 | 0 | 0 |  | 0 | 0 | 0 | 0 | 0
2012-03-20 | 2012 | 3 | 20 | 0 | 0 | 0 | 0 | 0 | 0 | 0 | 0 | 0 | 0 | 0 | 0 | 0 | 0 | 0 | 0 | 0 | 0 | 0 | 0 | 0 | 0 | 0 | 0 |  | 0 | 0 | 0 | 0 |  | 0 | 0 | 0 | 0 | 0
2012-03-21 | 2012 | 3 | 21 | 0 | 0 | 0 | 0 | 0 | 0 | 0 | 0 | 0 | 0 | 0 | 0 | 0 | 0 | 0 | 0 | 0 | 0 | 0 | 0 | 0 | 0 | 0 | 0 |  | 0 | 0 | 0 | 0 |  | 0 | 0 | 0 | 0 | 0
2012-03-22 | 2012 | 3 | 22 | 0 | 0 | 0 | 0 | 0 | 0 | 0 | 0 | 0.3 | 0.3 | 0 | 0.9 | 0 | 0 | 0 | 0 | 0 | 0 | 0 | 0 | 0 | 0 | 0 | 0 |  | 1.5 | 1.5 | 1.5 | 0 |  | 0 | 0 | 0 | 0 | 0
2012-03-23 | 2012 | 3 | 23 | 0 | 0 | 0 | 0 | 0 | 0 | 0 | 0 | 0 | 0 | 0 | 0 | 0 | 0 | 0 | 0 | 0 | 0 | 0 | 0 | 0 | 0 | 0 | 0 |  | 0 | 0 | 0 | 0 |  | 0 | 0 | 0 | 0 | 0
2012-03-24 | 2012 | 3 | 24 | 0 | 0 | 0 | 0 | 0 | 0 | 0 | 0 | 0 | 0 | 0 | 0 | 0 | 0 | 0 | 0 | 0 | 0 | 0 | 0 | 0 | 0 | 0 | 0 |  | 0 | 0 | 0 | 0 |  | 0 | 0 | 0 | 0 | 0
2012-03-25 | 2012 | 3 | 25 | 0 | 0 | 0 | 0 | 0 | 0 | 0 | 0 | 0 | 0 | 0 | 0 | 0 | 0 | 0 | 0 | 0 | 0 | 0 | 0 | 0 | 0 | 0 | 0 |  | 0 | 0 | 0 | 0 |  | 0 | 0 | 0 | 0 | 0
2012-03-26 | 2012 | 3 | 26 | 0 | 0 | 0 | 0 | 0 | 0 | 0 | 0.2 | 0 | 0.2 | 0.1 | 0.2 | 0.2 | 0.2 | 0.1 | 0.2 | 0.2 | 0.2 | 0.1 | 0.2 | 0.2 | 0.2 | 0.1 | 0.2 |  | 2.8 | 2.8 | 2.8 | 8.8818e-16 |  | 0 | 0 | 0 | 0 | 0
2012-03-27 | 2012 | 3 | 27 | 0.1 | 0.1 | 0.1 | 0.1 | 0 | 0 | 0 | 0 | 0 | 0 | 0 | 0 | 0 | 0 | 0 | 0 | 0 | 0 | 0 | 0 | 0 | 0 | 0 | 0 |  | 0.4 | 0.4 | 0.4 | 0 |  | 0 | 0 | 0 | 0 | 0
2012-03-28 | 2012 | 3 | 28 | 0 | 0 | 0 | 0 | 0 | 0 | 0 | 0 | 0 | 0 | 0 | 0 | 0 | 0 | 0 | 0 | 0 | 0 | 0 | 0 | 0 | 0 | 0 | 0 |  | 0 | 0 | 0 | 0 |  | 0 | 0 | 0 | 0 | 0
2012-03-29 | 2012 | 3 | 29 | 0 | 0 | 0 | 0 | 0 | 0 | 0 | 0 | 0 | 0 | 0 | 0 | 0 | 0 | 0 | 0 | 0 | 0 | 0 | 0 | 0 | 0 | 0 | 0 |  | 0 | 0 | 0 | 0 |  | 0 | 0 | 0 | 0 | 0
2012-03-30 | 2012 | 3 | 30 | 0 | 0 | 0 | 0 | 0 | 0 | 0 | 0 | 0 | 0 | 0 | 0 | 0 | 0 | 0 | 0 | 0 | 0 | 0 | 0 | 0 | 0 | 0 | 0 |  | 0 | 0 | 0 | 0 |  | 0 | 0 | 0 | 0 | 0
2012-03-31 | 2012 | 3 | 31 | 0 | 0 | 0 | 0 | 0 | 0 | 0 | 0 | 0 | 0 | 0 | 0 | 0 | 0 | 0 | 0 | 0 | 0 | 0 | 0 | 0 | 0 | 0 | 0 |  | 0 | 0 | 0 | 0 |  | 0 | 0 | 0 | 0 | 0
2012-04-01 | 2012 | 4 | 1 | 0 | 0 | 0 | 0 | 0 | 0 | 0 | 0 | 0 | 0 | 0 | 0 | 0 | 0 | 0 | 0 | 0 | 0 | 0 | 0 | 0 | 0 | 0 | 0 |  | 0 | 0 | 0 | 0 |  | 0 | 0 | 0 | 0 | 0
2012-04-02 | 2012 | 4 | 2 | 0 | 0 | 0 | 0 | 0 | 0 | 0 | 0 | 0 | 0 | 0 | 0 | 0 | 0 | 0 | 0 | 0 | 0 | 0 | 0 | 0 | 0 | 0 | 0 |  | 0 | 0 | 0 | 0 |  | 0 | 0 | 0 | 0 | 0
2012-04-03 | 2012 | 4 | 3 | 0 | 0 | 0 | 0 | 0 | 0 | 0 | 0 | 0 | 0 | 0 | 0 | 0 | 0 | 0 | 0 | 0 | 0 | 0 | 0 | 0 | 0 | 0 | 0 |  | 0 | 0 | 0 | 0 |  | 0 | 0 | 0 | 0 | 0
2012-04-04 | 2012 | 4 | 4 | 0 | 0 | 0 | 0 | 0 | 0 | 0 | 0 | 0 | 0 | 0 | 0 | 0 | 0 | 0 | 0.3 | 0.3 | 0.2 | 0.3 | 0.6 | 0.3 | 0.2 | 0.3 | 0.3 |  | 2.8 | 2.8 | 2.8 | 0 |  | 0 | 0 | 0 | 0 | 0
2012-04-05 | 2012 | 4 | 5 | 0.3 | 0.2 | 0.3 | 0.3 | 0.2 | 0 | 0 | 0 | 0 | 0 | 0 | 0 | 0 | 0 | 0 | 0 | 0 | 0.3 | 0 | 0 | 0 | 0 | 0 | 0 |  | 1.6 | 1.6 | 1.6 | 0 |  | 0 | 0 | 0 | 0 | 0
2012-04-06 | 2012 | 4 | 6 | 0 | 0 | 0 | 0 | 0 | 0 | 0 | 0 | 0 | 0 | 0 | 0 | 0 | 0 | 0 | 0 | 0 | 0 | 0 | 0 | 0 | 0 | 0 | 0 |  | 0 | 0 | 0 | 0 |  | 0 | 0 | 0 | 0 | 0
2012-04-07 | 2012 | 4 | 7 | 0 | 0 | 0 | 0 | 0 | 0 | 0 | 0 | 0 | 0 | 0 | 0 | 0 | 0 | 0 | 0 | 0 | 0 | 0 | 0 | 0 | 0 | 0 | 0 |  | 0 | 0 | 0 | 0 |  | 0 | 0 | 0 | 0 | 0
2012-04-08 | 2012 | 4 | 8 | 0 | 0 | 0 | 0 | 0 | 0 | 0 | 0 | 0 | 0 | 0 | 0 | 0 | 0 | 0 | 0 | 0 | 0 | 0 | 0 | 0 | 0 | 0 | 0 |  | 0 | 0 | 0 | 0 |  | 0 | 0 | 0 | 0 | 0
2012-04-09 | 2012 | 4 | 9 | 0 | 0 | 0 | 0 | 0 | 0 | 0 | 0 | 0 | 0 | 0 | 0 | 0 | 0 | 0 | 0 | 0 | 0 | 0 | 0 | 0 | 0 | 0 | 0 |  | 0 | 0 | 0 | 0 |  | 0 | 0 | 0 | 0 | 0
2012-04-10 | 2012 | 4 | 10 | 0 | 0 | 0 | 0 | 0 | 0 | 0 | 0 | 0 | 0 | 0 | 0 | 0 | 0 | 0 | 0 | 0 | 0 | 0 | 0 | 0 | 0 | 0 | 0 |  | 0 | 0 | 0 | 0 |  | 0 | 0 | 0 | 0 | 0
2012-04-11 | 2012 | 4 | 11 | 0 | 0 | 0 | 0 | 0 | 0 | 0 | 0 | 0 | 0 | 0 | 0 | 0 | 0 | 0 | 0 | 0 | 0 | 0 | 0 | 0 | 0 | 0 | 0 |  | 0 | 0 | 0 | 0 |  | 0 | 0 | 0 | 0 | 0
2012-04-12 | 2012 | 4 | 12 | 0 | 0 | 0 | 0 | 0 | 0 | 0 | 0 | 0 | 0 | 0 | 0 | 1.4 | 4.2 | 4.3 | 2.4 | 2.3 | 1.4 | 5.7 | 2.9 | 1.4 | 1.8 | 0 | 0 |  | 27.8 | 27.8 | 27.8 | 3.5527e-15 |  | 0 | 0 | 0 | 0 | 0
2012-04-13 | 2012 | 4 | 13 | 0.2 | 0.3 | 0.2 | 0.2 | 0 | 0 | 0.2 | 0.3 | 0 | 0 | 0 | 0 | 0 | 0 | 0 | 0 | 0 | 0 | 0 | 0 | 0 | 0 | 0 | 0.2 |  | 1.6 | 1.6 | 1.6 | 2.2204e-16 |  | 0 | 0 | 0 | 0 | 0
2012-04-14 | 2012 | 4 | 14 | 0.2 | 0 | 0.1 | 0.2 | 0.2 | 0.2 | 0.1 | 0.2 | 0.2 | 0.2 | 0.1 | 0.2 | 0 | 0.2 | 0.2 | 0.1 | 0 | 0 | 0 | 0 | 0 | 0.2 | 0 | 0 |  | 2.6 | 2.6 | 2.6 | 4.4409e-16 |  | 0 | 0 | 0 | 0 | 0
2012-04-15 | 2012 | 4 | 15 | 0 | 0 | 0 | 0 | 0 | 0 | 0 | 0 | 0 | 0 | 0 | 0 | 0 | 0 | 0 | 0 | 0 | 0 | 0 | 0 | 0 | 0 | 0 | 0 |  | 0 | 0 | 0 | 0 |  | 0 | 0 | 0 | 0 | 0
2012-04-16 | 2012 | 4 | 16 | 0 | 0 | 0 | 0 | 0 | 0 | 0 | 0 | 0 | 0 | 0 | 0 | 0 | 0 | 0 | 0 | 0 | 0 | 0 | 0 | 0 | 0 | 0 | 0 |  | 0 | 0 | 0 | 0 |  | 0 | 0 | 0 | 0 | 0
2012-04-17 | 2012 | 4 | 17 | 0 | 0 | 0 | 0 | 0.1 | 0.1 | 0.1 | 0.1 | 0 | 0.1 | 0 | 0.1 | 0.1 | 0 | 0 | 0 | 0 | 0 | 0.1 | 0 | 0 | 0 | 0.1 | 0.1 |  | 1 | 1 | 1 | 1.1102e-16 |  | 0 | 0 | 0 | 0 | 0
2012-04-18 | 2012 | 4 | 18 | 0.1 | 0.1 | 0.2 | 0.1 | 0.1 | 0.1 | 0.2 | 0.1 | 0.1 | 0.1 | 0 | 0 | 0.2 | 0.1 | 0 | 0 | 0 | 0.1 | 0 | 0 | 0 | 0 | 0 | 0 |  | 1.6 | 1.6 | 1.6 | 0 |  | 0 | 0 | 0 | 0 | 0
2012-04-19 | 2012 | 4 | 19 | 0 | 0 | 0 | 0 | 0 | 0 | 0 | 0 | 0 | 0 | 0 | 0 | 0 | 0 | 0 | 0 | 0 | 0 | 0 | 0 | 0 | 0 | 0 | 0 |  | 0 | 0 | 0 | 0 |  | 0 | 0 | 0 | 0 | 0
2012-04-20 | 2012 | 4 | 20 | 0 | 0 | 0 | 0 | 0 | 0 | 0 | 0 | 0 | 0 | 0 | 0 | 0 | 0 | 0 | 0 | 0 | 0 | 0 | 0 | 0 | 0 | 0 | 0 |  | 0 | 0 | 0 | 0 |  | 0 | 0 | 0 | 0 | 0
2012-04-21 | 2012 | 4 | 21 | 0 | 0 | 0 | 0 | 0 | 0 | 0 | 0 | 0 | 0 | 0 | 0 | 0 | 0 | 0 | 0 | 0 | 0 | 0 | 0 | 0 | 0 | 0 | 0 |  | 0 | 0 | 0 | 0 |  | 0 | 0 | 0 | 0 | 0
2012-04-22 | 2012 | 4 | 22 | 0 | 0 | 0 | 0 | 0 | 0 | 0 | 0 | 0 | 0 | 0 | 0 | 0 | 0 | 0 | 0 | 0 | 0 | 0 | 0 | 0 | 0 | 0 | 0 |  | 0 | 0 | 0 | 0 |  | 0 | 0 | 0 | 0 | 0
2012-04-23 | 2012 | 4 | 23 | 0 | 0 | 0 | 0 | 0 | 0 | 0 | 0 | 0 | 0 | 0 | 0 | 0 | 0 | 0 | 0 | 0 | 0 | 0 | 0 | 0 | 0 | 0 | 0 |  | 0 | 0 | 0 | 0 |  | 0 | 0 | 0 | 0 | 0
2012-04-24 | 2012 | 4 | 24 | 0 | 0 | 0 | 0 | 0 | 0 | 0 | 0 | 0 | 0 | 0 | 0 | 0 | 0 | 0 | 0 | 0 | 0.2 | 0.2 | 0.2 | 0 | 0 | 0 | 0 |  | 0.6 | 0.6 | 0.6 | 1.1102e-16 |  | 0 | 0 | 0 | 0 | 0
2012-04-25 | 2012 | 4 | 25 | 0 | 0 | 0 | 0 | 0 | 0 | 0 | 0 | 0 | 0 | 0 | 0 | 0 | 0 | 0 | 0 | 0 | 0 | 0 | 0 | 0 | 0 | 0 | 0 |  | 0 | 0 | 0 | 0 |  | 0 | 0 | 0 | 0 | 0
2012-04-26 | 2012 | 4 | 26 | 0 | 0 | 0 | 0 | 0 | 0 | 0 | 0 | 0 | 0 | 0 | 0 | 0 | 0 | 0.7 | 0.6 | 0 | 0 | 0.3 | 0.5 | 0 | 2.2 | 5.4 | 1.9 |  | 11.6 | 11.6 | 11.6 | 0 |  | 0 | 0 | 0 | 0 | 0
2012-04-27 | 2012 | 4 | 27 | 0.1 | 0.1 | 0 | 0 | 0 | 0 | 0.2 | 0.1 | 0.1 | 0.1 | 0 | 0.1 | 0.2 | 0 | 0 | 0 | 0 | 0 | 0 | 0 | 0.1 | 0.1 | 0 | 0 |  | 1.2 | 1.2 | 1.2 | 2.2204e-16 |  | 0 | 0 | 0 | 0 | 0
2012-04-28 | 2012 | 4 | 28 | 0 | 0 | 0 | 0 | 0 | 0 | 0 | 0 | 0 | 0 | 0 | 0 | 0 | 0 | 0 | 0 | 0 | 0 | 0 | 0 | 0 | 0 | 0 | 0 |  | 0 | 0 | 0 | 0 |  | 0 | 0 | 0 | 0 | 0
2012-04-29 | 2012 | 4 | 29 | 0 | 0 | 0 | 0 | 0 | 0 | 0 | 0 | 0 | 0 | 0 | 0 | 0 | 0 | 0 | 0.6 | 0 | 0 | 0 | 0 | 0 | 0 | 0 | 0 |  | 0.6 | 0.6 | 0.6 | 0 |  | 0 | 0 | 0 | 0 | 0
2012-04-30 | 2012 | 4 | 30 | 0 | 0 | 0 | 0 | 0 | 0 | 0 | 0 | 0 | 0 | 0 | 0 | 0 | 0 | 0.3 | 0 | 0 | 0 | 0 | 0 | 0 | 0 | 0 | 3.7 |  | 4 | 4 | 4 | 0 |  | 0 | 0 | 0 | 0 | 0
2012-05-01 | 2012 | 5 | 1 | 2.4 | 1.3 | 0 | 0 | 0 | 0 | 1.2 | 1.2 | 1.2 | 1.2 | 1.3 | 1.2 | 1.2 | 1.2 | 1.2 | 1.3 | 1.2 | 1.2 | 1.2 | 1.2 | 1.3 | 1.2 | 1.2 | 0 |  | 24.4 | 24.4 | 24.4 | 3.5527e-15 |  | 24.4 | 0 | 0 | 0 | 0
2012-05-02 | 2012 | 5 | 2 | 0 | 0.3 | 0.4 | 0 | 0 | 0 | 0 | 0 | 0 | 0 | 0 | 0.3 | 0.3 | 0.4 | 0.3 | 0 | 0 | 0 | 0 | 0 | 0 | 0 | 0 | 0 |  | 2 | 2 | 2 | 0 |  | 2 | 0 | 0 | 0 | 0
2012-05-03 | 2012 | 5 | 3 | 0 | 0 | 0 | 0 | 0 | 0 | 0 | 0 | 0 | 0 | 0 | 0 | 0 | 0 | 0 | 0 | 0 | 0 | 0 | 0 | 0 | 0 | 0 | 0 |  | 0 | 0 | 0 | 0 |  | 0 | 0 | 0 | 0 | 0
2012-05-04 | 2012 | 5 | 4 | 0 | 0 | 0 | 0 | 0 | 0 | 0 | 0 | 0 | 0 | 0 | 0 | 0 | 0 | 0 | 0 | 0 | 0 | 0 | 0 | 0 | 0 | 0 | 0 |  | 0 | 0 | 0 | 0 |  | 0 | 0 | 0 | 0 | 0
2012-05-05 | 2012 | 5 | 5 | 0 | 0 | 1.4 | 1.5 | 0 | 1.4 | 1.4 | 1.4 | 1.5 | 2.8 | 2.9 | 2.8 | 1.4 | 1.5 | 1.4 | 0 | 0 | 0 | 0 | 0 | 0 | 0 | 0 | 0 |  | 21.4 | 21.4 | 21.4 | 3.5527e-15 |  | 21.4 | 0 | 0 | 0 | 0
2012-05-06 | 2012 | 5 | 6 | 0 | 0 | 0 | 0 | 0 | 0 | 0 | 0 | 0 | 0 | 0 | 0 | 0 | 0 | 0 | 0 | 0 | 0 | 0 | 0 | 0 | 0 | 0 | 0 |  | 0 | 0 | 0 | 0 |  | 0 | 0 | 0 | 0 | 0
2012-05-07 | 2012 | 5 | 7 | 0 | 0 | 0 | 0 | 0 | 0 | 0 | 0 | 0 | 0 | 0 | 0 | 0 | 0 | 0 | 0 | 0 | 0 | 0 | 0 | 0 | 0 | 0 | 0 |  | 0 | 0 | 0 | 0 |  | 0 | 0 | 0 | 0 | 0
2012-05-08 | 2012 | 5 | 8 | 0 | 0 | 0 | 0 | 0 | 0 | 0 | 0 | 0 | 0 | 0 | 0 | 0 | 0 | 0 | 0 | 0 | 0 | 0 | 0 | 0 | 0 | 0 | 0 |  | 0 | 0 | 0 | 0 |  | 0 | 0 | 0 | 0 | 0
2012-05-09 | 2012 | 5 | 9 | 0 | 0 | 0 | 0 | 0 | 0 | 0 | 0 | 0 | 0 | 0 | 0 | 0 | 0 | 0 | 0 | 0.3 | 0.2 | 0.3 | 0 | 0 | 0 | 0 | 0 |  | 0.8 | 0.8 | 0.8 | 0 |  | 0.8 | 0 | 0 | 0 | 0
2012-05-10 | 2012 | 5 | 10 | 0 | 0 | 0 | 0 | 0 | 0 | 0 | 0 | 0 | 0 | 0 | 0 | 0 | 0 | 0 | 0 | 0 | 0 | 0 | 0 | 0 | 0 | 0 | 0 |  | 0 | 0 | 0 | 0 |  | 0 | 0 | 0 | 0 | 0
2012-05-11 | 2012 | 5 | 11 | 0 | 0 | 0 | 0 | 0 | 0 | 0 | 0 | 0 | 0 | 0 | 0 | 0 | 0 | 0 | 0 | 0 | 0 | 0 | 0 | 0 | 0 | 0 | 0 |  | 0 | 0 | 0 | 0 |  | 0 | 0 | 0 | 0 | 0
2012-05-12 | 2012 | 5 | 12 | 0 | 0 | 0 | 0 | 0 | 0 | 0 | 0 | 0 | 0 | 0 | 0 | 0 | 0 | 0 | 0 | 0 | 0 | 0 | 0 | 0 | 0 | 0 | 0 |  | 0 | 0 | 0 | 0 |  | 0 | 0 | 0 | 0 | 0
2012-05-13 | 2012 | 5 | 13 | 0 | 0 | 0 | 0 | 0 | 0 | 0 | 0 | 0 | 0 | 0 | 0 | 0 | 0 | 0 | 0 | 0 | 0 | 0 | 0 | 0 | 0 | 0 | 0 |  | 0 | 0 | 0 | 0 |  | 0 | 0 | 0 | 0 | 0
2012-05-14 | 2012 | 5 | 14 | 0 | 0 | 0 | 0 | 0 | 0 | 0 | 0 | 0 | 0 | 0 | 0 | 0 | 0 | 0 | 0 | 0 | 0 | 0 | 0 | 0 | 0 | 0 | 0 |  | 0 | 0 | 0 | 0 |  | 0 | 0 | 0 | 0 | 0
2012-05-15 | 2012 | 5 | 15 | 0 | 0 | 0 | 0 | 0 | 0 | 0 | 0 | 0 | 0 | 0 | 0 | 0 | 0 | 0 | 0 | 0 | 0 | 0 | 0 | 0 | 0 | 0 | 0 |  | 0 | 0 | 0 | 0 |  | 0 | 0 | 0 | 0 | 0
2012-05-16 | 2012 | 5 | 16 | 0 | 0 | 0 | 0 | 0 | 0 | 0 | 0 | 0 | 0 | 0 | 0 | 0 | 0 | 0 | 0 | 0 | 0 | 0 | 0 | 0 | 0 | 0 | 0 |  | 0 | 0 | 0 | 0 |  | 0 | 0 | 0 | 0 | 0
2012-05-17 | 2012 | 5 | 17 | 0 | 0 | 0 | 0 | 0.4 | 0 | 0.4 | 0.4 | 0 | 0 | 0 | 0 | 0 | 0 | 0 | 0 | 0 | 0 | 0 | 0 | 0 | 0 | 0.4 | 0.4 |  | 2 | 2 | 2 | 0 |  | 2 | 0 | 0 | 0 | 0
2012-05-18 | 2012 | 5 | 18 | 0 | 0 | 0 | 0 | 0 | 0 | 0 | 0 | 0 | 0 | 0 | 0 | 0 | 0 | 0 | 0 | 0 | 0 | 0 | 0.4 | 0 | 0 | 0 | 0 |  | 0.4 | 0.4 | 0.4 | 0 |  | 0.4 | 0 | 0 | 0 | 0
2012-05-19 | 2012 | 5 | 19 | 0 | 0 | 0 | 0 | 0 | 0 | 0 | 0 | 0 | 0 | 0 | 0 | 0 | 0 | 0 | 0 | 0 | 0 | 0 | 0 | 0 | 0 | 0 | 0 |  | 0 | 0 | 0 | 0 |  | 0 | 0 | 0 | 0 | 0
2012-05-20 | 2012 | 5 | 20 | 0 | 0 | 0 | 0 | 0 | 0 | 0 | 0 | 0 | 0 | 0 | 0 | 0 | 0 | 0 | 0 | 0 | 0 | 0 | 0 | 0 | 0 | 0 | 0 |  | 0 | 0 | 0 | 0 |  | 0 | 0 | 0 | 0 | 0
2012-05-21 | 2012 | 5 | 21 | 0 | 0 | 0 | 0 | 0 | 0 | 0 | 0 | 0 | 0 | 0 | 0 | 0 | 0 | 0 | 0 | 0 | 0 | 0 | 0 | 0 | 0 | 0 | 0 |  | 0 | 0 | 0 | 0 |  | 0 | 0 | 0 | 0 | 0
2012-05-22 | 2012 | 5 | 22 | 0 | 0 | 0 | 0 | 0 | 0 | 0 | 1 | 0 | 0 | 0 | 0 | 0 | 0 | 1.1 | 1.6 | 1.5 | 1.6 | 1 | 1.1 | 1.6 | 1 | 1.1 | 1 |  | 13.6 | 13.6 | 13.6 | 0 |  | 13.6 | 0 | 0 | 0 | 0
2012-05-23 | 2012 | 5 | 23 | 0 | 0 | 0 | 0 | 0 | 0 | 0 | 0 | 0 | 0 | 0 | 0 | 0 | 0 | 0 | 0 | 0 | 0 | 0 | 0 | 0 | 0 | 0 | 0.5 |  | 0.5 | 0.5 | 0.5 | 0 |  | 0.5 | 0 | 0 | 0 | 0
2012-05-24 | 2012 | 5 | 24 | 0.4 | 0.4 | 0.4 | 0.4 | 0.4 | 0.4 | 0.4 | 0.4 | 0.4 | 0.4 | 0.4 | 0.4 | 0 | 0 | 0 | 0 | 0 | 0.4 | 0 | 0 | 0 | 0 | 0 | 0 |  | 5.2 | 5.2 | 5.2 | 0 |  | 5.2 | 0 | 0 | 0 | 0
2012-05-25 | 2012 | 5 | 25 | 0 | 0 | 0 | 0 | 0 | 0 | 0 | 0 | 0 | 0 | 0 | 0 | 0 | 0.9 | 0 | 0 | 0 | 0 | 0.9 | 0 | 0 | 0 | 0 | 0 |  | 1.8 | 1.8 | 1.8 | 0 |  | 1.8 | 0 | 0 | 0 | 0
2012-05-26 | 2012 | 5 | 26 | 0 | 0 | 0 | 0 | 0 | 0 | 0 | 0 | 0 | 0 | 0 | 0 | 0 | 0 | 0 | 0 | 0 | 0 | 0 | 0 | 0 | 0 | 0 | 0 |  | 0 | 0 | 0 | 0 |  | 0 | 0 | 0 | 0 | 0
2012-05-27 | 2012 | 5 | 27 | 0 | 0 | 0 | 0 | 0 | 0 | 0 | 0 | 0 | 0 | 0 | 0 | 0 | 0 | 0 | 0 | 0 | 0 | 0 | 0 | 0 | 0 | 0 | 0 |  | 0 | 0 | 0 | 0 |  | 0 | 0 | 0 | 0 | 0
2012-05-28 | 2012 | 5 | 28 | 0 | 0 | 0 | 0 | 0 | 0 | 0 | 0 | 0 | 0 | 0 | 0 | 0 | 0 | 0 | 0 | 0 | 0 | 0 | 0 | 0 | 0 | 0 | 0 |  | 0 | 0 | 0 | 0 |  | 0 | 0 | 0 | 0 | 0
2012-05-29 | 2012 | 5 | 29 | 0 | 0 | 0 | 0 | 0 | 0 | 0 | 0 | 0 | 0 | 0 | 0 | 0 | 0 | 0 | 0 | 0 | 0 | 0 | 0 | 0 | 0 | 0 | 0 |  | 0 | 0 | 0 | 0 |  | 0 | 0 | 0 | 0 | 0
2012-05-30 | 2012 | 5 | 30 | 0 | 0 | 0 | 0 | 0 | 0 | 0 | 0 | 0 | 0 | 0 | 0 | 0 | 0 | 0 | 0 | 0 | 0 | 0 | 0 | 0 | 0 | 0 | 0 |  | 0 | 0 | 0 | 0 |  | 0 | 0 | 0 | 0 | 0
2012-05-31 | 2012 | 5 | 31 | 0 | 0 | 0 | 0 | 0 | 0 | 0 | 0 | 0 | 0 | 0 | 0 | 0 | 0 | 0 | 0 | 0 | 0 | 0 | 0 | 0 | 0 | 0 | 0 |  | 0 | 0 | 0 | 0 |  | 0 | 0 | 0 | 0 | 0
2012-06-01 | 2012 | 6 | 1 | 0 | 0 | 0 | 0 | 0 | 0 | 0 | 0 | 0 | 0 | 0 | 0 | 0 | 0 | 0 | 0 | 0 | 0 | 0 | 0 | 0 | 0 | 0 | 0 |  | 0 | 0 | 0 | 0 |  | 0 | 0 | 0 | 0 | 0
2012-06-02 | 2012 | 6 | 2 | 0 | 0 | 0 | 0 | 0 | 0 | 0 | 0 | 0 | 0 | 0 | 0.3 | 0 | 0.3 | 0 | 0 | 0 | 0 | 0 | 0 | 0 | 0 | 0 | 0 |  | 0.6 | 0.6 | 0.6 | 0 |  | 0 | 0.6 | 0 | 0 | 0
2012-06-03 | 2012 | 6 | 3 | 0 | 0 | 0 | 0 | 0 | 0 | 0 | 0 | 0 | 0 | 0 | 0 | 0 | 0 | 0 | 0 | 0 | 0 | 0 | 0 | 0 | 0 | 0 | 0 |  | 0 | 0 | 0 | 0 |  | 0 | 0 | 0 | 0 | 0
2012-06-04 | 2012 | 6 | 4 | 0 | 0 | 0 | 0 | 0 | 0 | 0 | 0 | 0 | 0 | 0 | 0 | 0 | 0 | 0 | 0 | 0 | 0 | 0 | 0 | 0 | 0 | 0 | 0 |  | 0 | 0 | 0 | 0 |  | 0 | 0 | 0 | 0 | 0
2012-06-05 | 2012 | 6 | 5 | 0 | 2.8 | 2.8 | 2.8 | 5.5 | 0 | 5.6 | 0 | 0 | 0 | 0 | 0 | 0 | 0 | 0 | 0 | 0 | 0 | 0 | 0 | 2.8 | 4.2 | 5.5 | 4.2 |  | 36.2 | 36.2 | 36.2 | 0 |  | 0 | 36.2 | 0 | 0 | 0
2012-06-06 | 2012 | 6 | 6 | 5.8 | 5.8 | 2.8 | 0 | 0 | 0 | 2.9 | 0 | 0 | 2.9 | 2.9 | 2.9 | 0 | 0 | 0 | 0 | 0 | 0 | 0 | 0 | 0 | 0 | 0 | 0 |  | 26 | 26 | 26 | 7.1054e-15 |  | 0 | 26 | 0 | 0 | 0
2012-06-07 | 2012 | 6 | 7 | 0 | 0 | 0 | 0 | 0 | 0 | 0 | 0 | 0 | 0 | 0 | 0 | 0 | 0 | 0 | 0 | 0 | 0 | 0 | 0 | 0 | 0 | 0 | 0 |  | 0 | 0 | 0 | 0 |  | 0 | 0 | 0 | 0 | 0
2012-06-08 | 2012 | 6 | 8 | 0 | 0 | 0 | 0 | 0 | 0 | 0 | 0 | 0 | 0 | 0 | 0 | 0 | 0 | 0.1 | 0.1 | 0.1 | 0.1 | 0 | 0.1 | 0.1 | 0 | 0 | 0 |  | 0.6 | 0.6 | 0.6 | 0 |  | 0 | 0.6 | 0 | 0 | 0
2012-06-09 | 2012 | 6 | 9 | 0.4 | 0.3 | 0.4 | 0 | 0 | 0.4 | 0 | 0 | 0 | 0 | 0 | 0 | 0 | 0 | 0 | 0 | 0.4 | 0.3 | 0 | 0 | 0 | 0 | 0 | 0.4 |  | 2.6 | 2.6 | 2.6 | 4.4409e-16 |  | 0 | 2.6 | 0 | 0 | 0
2012-06-10 | 2012 | 6 | 10 | 0.5 | 1.9 | 2.4 | 2.5 | 3 | 1.3 | 0 | 0 | 0 | 0 | 0 | 0 | 0 | 0 | 0 | 0 | 0 | 0 | 0 | 0 | 0 | 0 | 0 | 0 |  | 11.6 | 11.6 | 11.6 | 1.7764e-15 |  | 0 | 11.6 | 0 | 0 | 0
2012-06-11 | 2012 | 6 | 11 | 0 | 0 | 0 | 0 | 0 | 0 | 0 | 0 | 0 | 0 | 0 | 0 | 0 | 0 | 0 | 0 | 0 | 0 | 0 | 0 | 0 | 0 | 0 | 0 |  | 0 | 0 | 0 | 0 |  | 0 | 0 | 0 | 0 | 0
2012-06-12 | 2012 | 6 | 12 | 0 | 0 | 0 | 0 | 0 | 0 | 0 | 0 | 0 | 0 | 0 | 0 | 0 | 0 | 0 | 0 | 0 | 0 | 0 | 0 | 0 | 0 | 0 | 0 |  | 0 | 0 | 0 | 0 |  | 0 | 0 | 0 | 0 | 0
2012-06-13 | 2012 | 6 | 13 | 0 | 0 | 0 | 0 | 0 | 0 | 0 | 0 | 0 | 0 | 0 | 0 | 0 | 0 | 4.1 | 6.8 | 1.8 | 0 | 0 | 0 | 0 | 0 | 0 | 0 |  | 12.7 | 12.7 | 12.7 | 0 |  | 0 | 12.7 | 0 | 0 | 0
2012-06-14 | 2012 | 6 | 14 | 0 | 0 | 0 | 0 | 0 | 0 | 0 | 0 | 0 | 0 | 0 | 0 | 0 | 0 | 0 | 0 | 0 | 0.4 | 5 | 0 | 0 | 0 | 0 | 1.2 |  | 6.6 | 6.6 | 6.6 | 8.8818e-16 |  | 0 | 6.6 | 0 | 0 | 0
2012-06-15 | 2012 | 6 | 15 | 5.7 | 0.9 | 0 | 0.4 | 1.2 | 0 | 0 | 0 | 0 | 0 | 0 | 0 | 0 | 0 | 0 | 0 | 0 | 0 | 0 | 0 | 0 | 0 | 0 | 0 |  | 8.2 | 8.2 | 8.2 | 1.7764e-15 |  | 0 | 8.2 | 0 | 0 | 0
2012-06-16 | 2012 | 6 | 16 | 0 | 0 | 0 | 0 | 0 | 0 | 0 | 0 | 0 | 0 | 0 | 0 | 0 | 0 | 0 | 0 | 0 | 0 | 0 | 0 | 0 | 0 | 0 | 0 |  | 0 | 0 | 0 | 0 |  | 0 | 0 | 0 | 0 | 0
2012-06-17 | 2012 | 6 | 17 | 0 | 0 | 0 | 0 | 0 | 0 | 0 | 0 | 0 | 0 | 0 | 0 | 0 | 0 | 0 | 0 | 0 | 0 | 0 | 0 | 0 | 0 | 0 | 0 |  | 0 | 0 | 0 | 0 |  | 0 | 0 | 0 | 0 | 0
2012-06-18 | 2012 | 6 | 18 | 0 | 0 | 0 | 0 | 0 | 0 | 0 | 0 | 0 | 0.2 | 0 | 0 | 0 | 0.2 | 0 | 0 | 0 | 0 | 0 | 0.4 | 0 | 0 | 0 | 0 |  | 0.8 | 0.8 | 0.8 | 0 |  | 0 | 0.8 | 0 | 0 | 0
2012-06-19 | 2012 | 6 | 19 | 0 | 0 | 0 | 0 | 0 | 0 | 0.1 | 0 | 0 | 0 | 0 | 0 | 0 | 0 | 0 | 0 | 0 | 0 | 0.1 | 0 | 0 | 0 | 0 | 0 |  | 0.2 | 0.2 | 0.2 | 0 |  | 0 | 0.2 | 0 | 0 | 0
2012-06-20 | 2012 | 6 | 20 | 0 | 0 | 0 | 0 | 0 | 0 | 0.1 | 0 | 0 | 0 | 0 | 0 | 0 | 0 | 0 | 0 | 0 | 0 | 0.1 | 0 | 0 | 0 | 0 | 0 |  | 0.2 | 0.2 | 0.2 | 0 |  | 0 | 0.2 | 0 | 0 | 0
2012-06-21 | 2012 | 6 | 21 | 0 | 0 | 0 | 0 | 0 | 0 | 0 | 0 | 0 | 0 | 0 | 0 | 0 | 0 | 0 | 0 | 0 | 0 | 0 | 0 | 0 | 0 | 0 | 0 |  | 0 | 0 | 0 | 0 |  | 0 | 0 | 0 | 0 | 0
2012-06-22 | 2012 | 6 | 22 | 0 | 0 | 0 | 0 | 0 | 0 | 0 | 0 | 0 | 0 | 0 | 0 | 0 | 0 | 0 | 0 | 0 | 0 | 0.4 | 0.5 | 0.4 | 0.5 | 0.4 | 0 |  | 2.2 | 2.2 | 2.2 | 0 |  | 0 | 2.2 | 0 | 0 | 0
2012-06-23 | 2012 | 6 | 23 | 0 | 0 | 0 | 0 | 0 | 0 | 0.4 | 2 | 1.8 | 0 | 0 | 0 | 0 | 0 | 0 | 0 | 0 | 0.9 | 0.8 | 0.3 | 0 | 0.4 | 0.5 | 3 |  | 10.1 | 10.1 | 10.1 | 1.7764e-15 |  | 0 | 10.1 | 0 | 0 | 0
2012-06-24 | 2012 | 6 | 24 | 4.2 | 2.1 | 0 | 0 | 0 | 0 | 0 | 0 | 0 | 0 | 2.1 | 3.1 | 2.1 | 0 | 0 | 0 | 0 | 0 | 0 | 0 | 0 | 0 | 0 | 0 |  | 13.6 | 13.6 | 13.6 | 0 |  | 0 | 13.6 | 0 | 0 | 0
2012-06-25 | 2012 | 6 | 25 | 0 | 0 | 0 | 0 | 0 | 0 | 0 | 0 | 0 | 0 | 0 | 0 | 0 | 0 | 0 | 0 | 1 | 0 | 0 | 0 | 0 | 0 | 0 | 0 |  | 1 | 1 | 1 | 0 |  | 0 | 1 | 0 | 0 | 0
2012-06-26 | 2012 | 6 | 26 | 0 | 0 | 0 | 0 | 0 | 0 | 0 | 0 | 0 | 0 | 0 | 0 | 0 | 0 | 0.3 | 0.3 | 0.4 | 0.6 | 0.9 | 0.8 | 0.3 | 0 | 1.1 | 0.9 |  | 5.6 | 5.6 | 5.6 | 0 |  | 0 | 5.6 | 0 | 0 | 0
2012-06-27 | 2012 | 6 | 27 | 2 | 2 | 1 | 1 | 0 | 0 | 0 | 0 | 0 | 0 | 0 | 0 | 0 | 0 | 0 | 0 | 0 | 0 | 0 | 0 | 0 | 0 | 0 | 0 |  | 6 | 6 | 6 | 0 |  | 0 | 6 | 0 | 0 | 0
2012-06-28 | 2012 | 6 | 28 | 0 | 0 | 0 | 0 | 0 | 0 | 0 | 0 | 0 | 0 | 0 | 0 | 0 | 0 | 0 | 0 | 0 | 0 | 0 | 0 | 0 | 0 | 0 | 0 |  | 0 | 0 | 0 | 0 |  | 0 | 0 | 0 | 0 | 0
2012-06-29 | 2012 | 6 | 29 | 0 | 0 | 0 | 0 | 0 | 0 | 0 | 0 | 0 | 0 | 0 | 0 | 0 | 0 | 0 | 0 | 0 | 0 | 0 | 0 | 0 | 0 | 0 | 0 |  | 0 | 0 | 0 | 0 |  | 0 | 0 | 0 | 0 | 0
2012-06-30 | 2012 | 6 | 30 | 0 | 0 | 0 | 0 | 0 | 0 | 0 | 0 | 0 | 0 | 0 | 0 | 0 | 0 | 0 | 0 | 2.2 | 0 | 0 | 0 | 0 | 0 | 0 | 0 |  | 2.2 | 2.2 | 2.2 | 0 |  | 0 | 2.2 | 0 | 0 | 0
2012-07-01 | 2012 | 7 | 1 | 0 | 0 | 0 | 0 | 0 | 0 | 0 | 0 | 0 | 0 | 0 | 0 | 1.2 | 0 | 0 | 0 | 0 | 0 | 0 | 0 | 0 | 1.2 | 0 | 0 |  | 2.4 | 2.4 | 2.4 | 0 |  | 0 | 0 | 2.4 | 0 | 0
2012-07-02 | 2012 | 7 | 2 | 0 | 0 | 0 | 0 | 0 | 0 | 0 | 0 | 0 | 0 | 0 | 0 | 0 | 0 | 0 | 0 | 0 | 0 | 0 | 0 | 0 | 0 | 0 | 0 |  | 0 | 0 | 0 | 0 |  | 0 | 0 | 0 | 0 | 0
2012-07-03 | 2012 | 7 | 3 | 0 | 0 | 0 | 0 | 0 | 0 | 0 | 0.2 | 0 | 0 | 0 | 0 | 0 | 0 | 0 | 0 | 0 | 0 | 0 | 0 | 0 | 0 | 0 | 0 |  | 0.2 | 0.2 | 0.2 | 0 |  | 0 | 0 | 0.2 | 0 | 0
2012-07-04 | 2012 | 7 | 4 | 0 | 0 | 0 | 0 | 0 | 0 | 0 | 0 | 0 | 0 | 0 | 0 | 0 | 0 | 0 | 0 | 0 | 0 | 0 | 0 | 0 | 0 | 0 | 0 |  | 0 | 0 | 0 | 0 |  | 0 | 0 | 0 | 0 | 0
2012-07-05 | 2012 | 7 | 5 | 0 | 0 | 0 | 0 | 0 | 0 | 0 | 0 | 0 | 0 | 0 | 0 | 0 | 0 | 0 | 0 | 0 | 7.5 | 7.6 | 0 | 0 | 0 | 3.8 | 7.5 |  | 26.4 | 26.4 | 26.4 | 0 |  | 0 | 0 | 26.4 | 0 | 0
2012-07-06 | 2012 | 7 | 6 | 4.3 | 0 | 0 | 0 | 0 | 0 | 0 | 0 | 0 | 0 | 0 | 0 | 0 | 0 | 5.3 | 0 | 0 | 0 | 0 | 0 | 0 | 0 | 0 | 0 |  | 9.6 | 9.6 | 9.6 | 0 |  | 0 | 0 | 9.6 | 0 | 0
2012-07-07 | 2012 | 7 | 7 | 0 | 0 | 0 | 0 | 0 | 0 | 0 | 0 | 0 | 0 | 0 | 0 | 0 | 0 | 0 | 0 | 0 | 0 | 0 | 0 | 0 | 0 | 0 | 0 |  | 0 | 0 | 0 | 0 |  | 0 | 0 | 0 | 0 | 0
2012-07-08 | 2012 | 7 | 8 | 0 | 0 | 0 | 0 | 0 | 0 | 0 | 0 | 0 | 0 | 0 | 0 | 0 | 0 | 0 | 0 | 0 | 0 | 0 | 0 | 0 | 0 | 0 | 0 |  | 0 | 0 | 0 | 0 |  | 0 | 0 | 0 | 0 | 0
2012-07-09 | 2012 | 7 | 9 | 0 | 0 | 0 | 0 | 0 | 0 | 0 | 0 | 0 | 0 | 0 | 0 | 0 | 0 | 0 | 0 | 0 | 0 | 0 | 0 | 0 | 0 | 0 | 0 |  | 0 | 0 | 0 | 0 |  | 0 | 0 | 0 | 0 | 0
2012-07-10 | 2012 | 7 | 10 | 0 | 0 | 0 | 0 | 0 | 0 | 0 | 0 | 0 | 0 | 0 | 0 | 0 | 0 | 0 | 0 | 0 | 0 | 0 | 0 | 0 | 0 | 0 | 0 |  | 0 | 0 | 0 | 0 |  | 0 | 0 | 0 | 0 | 0
2012-07-11 | 2012 | 7 | 11 | 0 | 0 | 0 | 0 | 0 | 0 | 0 | 0 | 0 | 0 | 0 | 0 | 0 | 0 | 0 | 0 | 0 | 0 | 0 | 0 | 0 | 0 | 0 | 0 |  | 0 | 0 | 0 | 0 |  | 0 | 0 | 0 | 0 | 0
2012-07-12 | 2012 | 7 | 12 | 0 | 0 | 0 | 0 | 0 | 0 | 0 | 0 | 0 | 0 | 0 | 0 | 0 | 0 | 0 | 0 | 0 | 0 | 0 | 0 | 0 | 0 | 0.2 | 0.2 |  | 0.4 | 0.4 | 0.4 | 0 |  | 0 | 0 | 0.4 | 0 | 0
2012-07-13 | 2012 | 7 | 13 | 0.1 | 0.1 | 0 | 0 | 0 | 0 | 0 | 0 | 0 | 0 | 0 | 0 | 0 | 0 | 0 | 0 | 0 | 0 | 0 | 0 | 0 | 0 | 0 | 0 |  | 0.2 | 0.2 | 0.2 | 0 |  | 0 | 0 | 0.2 | 0 | 0
2012-07-14 | 2012 | 7 | 14 | 0 | 0 | 0 | 0 | 0 | 0 | 0 | 0 | 0 | 0 | 0 | 0 | 0 | 0 | 0 | 0 | 0 | 0 | 0 | 0 | 0 | 0 | 0 | 0 |  | 0 | 0 | 0 | 0 |  | 0 | 0 | 0 | 0 | 0
2012-07-15 | 2012 | 7 | 15 | 0 | 0 | 0 | 0 | 0 | 0 | 0 | 0 | 0 | 0 | 0 | 0 | 0 | 0 | 0 | 3.3 | 3.3 | 6.5 | 6.6 | 3.2 | 3.3 | 0 | 0 | 0 |  | 26.2 | 26.2 | 26.2 | 0 |  | 0 | 0 | 26.2 | 0 | 0
2012-07-16 | 2012 | 7 | 16 | 0.1 | 0 | 0 | 0 | 0.1 | 0.1 | 0 | 0.1 | 0.1 | 0 | 0 | 0.1 | 0 | 0 | 0 | 0 | 0 | 0 | 0 | 0 | 0 | 0 | 0 | 0 |  | 0.6 | 0.6 | 0.6 | 0 |  | 0 | 0 | 0.6 | 0 | 0
2012-07-17 | 2012 | 7 | 17 | 0 | 0 | 0 | 0 | 0 | 0 | 0 | 0 | 0 | 0 | 0 | 0 | 0 | 0 | 0 | 0 | 0 | 0 | 0 | 0 | 0 | 0 | 0 | 0 |  | 0 | 0 | 0 | 0 |  | 0 | 0 | 0 | 0 | 0
2012-07-18 | 2012 | 7 | 18 | 0 | 0 | 0 | 0 | 0 | 0 | 0 | 0 | 0 | 0 | 0 | 0 | 0 | 0 | 0 | 0 | 0 | 0 | 0 | 0 | 0 | 0 | 0 | 0 |  | 0 | 0 | 0 | 0 |  | 0 | 0 | 0 | 0 | 0
2012-07-19 | 2012 | 7 | 19 | 0 | 0 | 0 | 0 | 0 | 0 | 0 | 0 | 0 | 0 | 0 | 0 | 0 | 0 | 0 | 0 | 0 | 0 | 0 | 0 | 0 | 0 | 0 | 0 |  | 0 | 0 | 0 | 0 |  | 0 | 0 | 0 | 0 | 0
2012-07-20 | 2012 | 7 | 20 | 0 | 0 | 0 | 0 | 0 | 0 | 0 | 0 | 0 | 0 | 0 | 0 | 0 | 0 | 0 | 0 | 0 | 0 | 0 | 0 | 0 | 1 | 0.8 | 0 |  | 1.8 | 1.8 | 1.8 | 0 |  | 0 | 0 | 1.8 | 0 | 0
2012-07-21 | 2012 | 7 | 21 | 0 | 0 | 0 | 0 | 0 | 0 | 0 | 0 | 0 | 0 | 0 | 0 | 0 | 0 | 0 | 0 | 0 | 0 | 0 | 0 | 0 | 0 | 0 | 0 |  | 0 | 0 | 0 | 0 |  | 0 | 0 | 0 | 0 | 0
2012-07-22 | 2012 | 7 | 22 | 0 | 0 | 0 | 0 | 0 | 0 | 0 | 0 | 0 | 0 | 0 | 0 | 0 | 0 | 0 | 0 | 0 | 0 | 0 | 0 | 0 | 0 | 0 | 0 |  | 0 | 0 | 0 | 0 |  | 0 | 0 | 0 | 0 | 0
2012-07-23 | 2012 | 7 | 23 | 0 | 0 | 0.9 | 0.9 | 1.8 | 0.9 | 0 | 0 | 0.9 | 0 | 0 | 0 | 0 | 0 | 0 | 0 | 0 | 0 | 0 | 0 | 0 | 0 | 0 | 0 |  | 5.4 | 5.4 | 5.4 | 0 |  | 0 | 0 | 5.4 | 0 | 0
2012-07-24 | 2012 | 7 | 24 | 0 | 0.3 | 0.3 | 0.3 | 0 | 0 | 0 | 0 | 0 | 0 | 0.3 | 0 | 0 | 0 | 0 | 0 | 0 | 0 | 0 | 0 | 0 | 0 | 0 | 0 |  | 1.2 | 1.2 | 1.2 | 0 |  | 0 | 0 | 1.2 | 0 | 0
2012-07-25 | 2012 | 7 | 25 | 0 | 0 | 0 | 0 | 0.5 | 0.5 | 0 | 0 | 0 | 0 | 0 | 0 | 0 | 0 | 0 | 0 | 0 | 0 | 0 | 0 | 0 | 0 | 0 | 0 |  | 1 | 1 | 1 | 0 |  | 0 | 0 | 1 | 0 | 0
2012-07-26 | 2012 | 7 | 26 | 0 | 0 | 0 | 0 | 0 | 0 | 0 | 0 | 0 | 0 | 0 | 0 | 0 | 0 | 0 | 0 | 0 | 0 | 0 | 0 | 0 | 0 | 0 | 0 |  | 0 | 0 | 0 | 0 |  | 0 | 0 | 0 | 0 | 0
2012-07-27 | 2012 | 7 | 27 | 0 | 0 | 0 | 0 | 0 | 0 | 0 | 0 | 0 | 0 | 0 | 0 | 0 | 0 | 0 | 0 | 0 | 0 | 0 | 0 | 0 | 0 | 0 | 0 |  | 0 | 0 | 0 | 0 |  | 0 | 0 | 0 | 0 | 0
2012-07-28 | 2012 | 7 | 28 | 0 | 0.1 | 0 | 0 | 0.1 | 0 | 0 | 0.1 | 0 | 0 | 0 | 0.1 | 0 | 0.1 | 0 | 0 | 0.1 | 0 | 0 | 0.1 | 0 | 0 | 0.1 | 0 |  | 0.8 | 0.8 | 0.8 | 1.1102e-16 |  | 0 | 0 | 0.8 | 0 | 0
2012-07-29 | 2012 | 7 | 29 | 0 | 0 | 0 | 0 | 0 | 0 | 0 | 0 | 0 | 0 | 0 | 0 | 0 | 0 | 0 | 0 | 0 | 0 | 0 | 0 | 0 | 0 | 0 | 0 |  | 0 | 0 | 0 | 0 |  | 0 | 0 | 0 | 0 | 0
2012-07-30 | 2012 | 7 | 30 | 0 | 0 | 0 | 0 | 0 | 0 | 0 | 0 | 0 | 0 | 0 | 0 | 0 | 0 | 0 | 0 | 0 | 0 | 0 | 0 | 0 | 0 | 0 | 0 |  | 0 | 0 | 0 | 0 |  | 0 | 0 | 0 | 0 | 0
2012-07-31 | 2012 | 7 | 31 | 0 | 0 | 0 | 0 | 0 | 0 | 0 | 0 | 0 | 0 | 0 | 0 | 0 | 0 | 0 | 0 | 0 | 0 | 0.3 | 0 | 0 | 0 | 0.3 | 0.2 |  | 0.8 | 0.8 | 0.8 | 0 |  | 0 | 0 | 0.8 | 0 | 0
2012-08-01 | 2012 | 8 | 1 | 0.6 | 1.2 | 0 | 0 | 0 | 0 | 0 | 0 | 0 | 0 | 0 | 0 | 0 | 0 | 0 | 0 | 0 | 0 | 0 | 0 | 0 | 0 | 0 | 0 |  | 1.8 | 1.8 | 1.8 | 2.2204e-16 |  | 0 | 0 | 0 | 1.8 | 0
2012-08-02 | 2012 | 8 | 2 | 0 | 0 | 0 | 0 | 0 | 0.7 | 0.7 | 0.6 | 0.7 | 0.7 | 0 | 0 | 0.7 | 0 | 0.6 | 0 | 0.7 | 0 | 0 | 0 | 0 | 0 | 0 | 0 |  | 5.4 | 5.4 | 5.4 | 0 |  | 0 | 0 | 0 | 5.4 | 0
2012-08-03 | 2012 | 8 | 3 | 0 | 0 | 0 | 0 | 0 | 0 | 0.2 | 0 | 0.2 | 0 | 0 | 0 | 0 | 0 | 0 | 0 | 0 | 0 | 0 | 0 | 0 | 0 | 0 | 0 |  | 0.4 | 0.4 | 0.4 | 0 |  | 0 | 0 | 0 | 0.4 | 0
2012-08-04 | 2012 | 8 | 4 | 0 | 0 | 0 | 0 | 0 | 0 | 0 | 0 | 0 | 0 | 0 | 0 | 0 | 0 | 0 | 0 | 0 | 0 | 0 | 0 | 0 | 0 | 0 | 0 |  | 0 | 0 | 0 | 0 |  | 0 | 0 | 0 | 0 | 0
2012-08-05 | 2012 | 8 | 5 | 0 | 0 | 0 | 0 | 0 | 0 | 0 | 0 | 0 | 0 | 0 | 0 | 0 | 0 | 0 | 0 | 0 | 0 | 0 | 0 | 0 | 0 | 0 | 0 |  | 0 | 0 | 0 | 0 |  | 0 | 0 | 0 | 0 | 0
2012-08-06 | 2012 | 8 | 6 | 0 | 0 | 0 | 0 | 0 | 0 | 0 | 0 | 0 | 0 | 0 | 0 | 0 | 0 | 0 | 0 | 0 | 0 | 0 | 0 | 0 | 0 | 0 | 0 |  | 0 | 0 | 0 | 0 |  | 0 | 0 | 0 | 0 | 0
2012-08-07 | 2012 | 8 | 7 | 0 | 0 | 0 | 0 | 0 | 0 | 0 | 0 | 0 | 0 | 0 | 0 | 0 | 0 | 0 | 0 | 0 | 0 | 0 | 0 | 0 | 0 | 0 | 0 |  | 0 | 0 | 0 | 0 |  | 0 | 0 | 0 | 0 | 0
2012-08-08 | 2012 | 8 | 8 | 0 | 0 | 0 | 0 | 0 | 0 | 0 | 0 | 0 | 0 | 0 | 0 | 0 | 0 | 0 | 0 | 0 | 0 | 0 | 0 | 0 | 0 | 0 | 0 |  | 0 | 0 | 0 | 0 |  | 0 | 0 | 0 | 0 | 0
2012-08-09 | 2012 | 8 | 9 | 0 | 0 | 0 | 0 | 0 | 0 | 0 | 0 | 0 | 0 | 0 | 0 | 0 | 0 | 0 | 0 | 0 | 0 | 0 | 0 | 0 | 0 | 0 | 0 |  | 0 | 0 | 0 | 0 |  | 0 | 0 | 0 | 0 | 0
2012-08-10 | 2012 | 8 | 10 | 0 | 0 | 0 | 0 | 0 | 0 | 0 | 0 | 0 | 0 | 0 | 0 | 0 | 0 | 0 | 0 | 0 | 0 | 0 | 0 | 0 | 0 | 0 | 0 |  | 0 | 0 | 0 | 0 |  | 0 | 0 | 0 | 0 | 0
2012-08-11 | 2012 | 8 | 11 | 0 | 0 | 0 | 0 | 0 | 0 | 0 | 0 | 0 | 0 | 0 | 0 | 0 | 0 | 0 | 0 | 0 | 0 | 0 | 0 | 0 | 0 | 0 | 0 |  | 0 | 0 | 0 | 0 |  | 0 | 0 | 0 | 0 | 0
2012-08-12 | 2012 | 8 | 12 | 0 | 0 | 0 | 0 | 0 | 0 | 0 | 0 | 0 | 0 | 0 | 0 | 0 | 0 | 0 | 0 | 0 | 0 | 0 | 0 | 0 | 4.6 | 3.4 | 0 |  | 8 | 8 | 8 | 0 |  | 0 | 0 | 0 | 8 | 0
2012-08-13 | 2012 | 8 | 13 | 0 | 0 | 0 | 0 | 0 | 0 | 0 | 0 | 0 | 0 | 0 | 0 | 0 | 0 | 0 | 0 | 0 | 0 | 0 | 0 | 0 | 0 | 0 | 0 |  | 0 | 0 | 0 | 0 |  | 0 | 0 | 0 | 0 | 0
2012-08-14 | 2012 | 8 | 14 | 0 | 0 | 0 | 0 | 0 | 0 | 0 | 0 | 0 | 0 | 0 | 0 | 0 | 0 | 0.8 | 0 | 0.8 | 0.8 | 0 | 0 | 0.8 | 0 | 0 | 0.8 |  | 4 | 4 | 4 | 0 |  | 0 | 0 | 0 | 4 | 0
2012-08-15 | 2012 | 8 | 15 | 0 | 0 | 0 | 0 | 0 | 0 | 0 | 0 | 0 | 0 | 0 | 0 | 0 | 0 | 0 | 0 | 0 | 0 | 0 | 0 | 0 | 0 | 0 | 0 |  | 0 | 0 | 0 | 0 |  | 0 | 0 | 0 | 0 | 0
2012-08-16 | 2012 | 8 | 16 | 0 | 0 | 0 | 0 | 0 | 0 | 0 | 0 | 0 | 0 | 0 | 0 | 0 | 0 | 0 | 0 | 0 | 0 | 0 | 0 | 0 | 0 | 0 | 0 |  | 0 | 0 | 0 | 0 |  | 0 | 0 | 0 | 0 | 0
2012-08-17 | 2012 | 8 | 17 | 0 | 0 | 0 | 0 | 0 | 0 | 0 | 0 | 0 | 0 | 0 | 0 | 0 | 0 | 0 | 0 | 0 | 0 | 0 | 0 | 0 | 0 | 0 | 0 |  | 0 | 0 | 0 | 0 |  | 0 | 0 | 0 | 0 | 0
2012-08-18 | 2012 | 8 | 18 | 0 | 0 | 0 | 0 | 0 | 0 | 0 | 0 | 0 | 0 | 0 | 0 | 0 | 0 | 0 | 0 | 0 | 0 | 0 | 0 | 0 | 0 | 0 | 0 |  | 0 | 0 | 0 | 0 |  | 0 | 0 | 0 | 0 | 0
2012-08-19 | 2012 | 8 | 19 | 0 | 0 | 0 | 0 | 0 | 0 | 0 | 0 | 0 | 0 | 0 | 0 | 0 | 0 | 0 | 0 | 0 | 0 | 0 | 0 | 0 | 0 | 0 | 0 |  | 0 | 0 | 0 | 0 |  | 0 | 0 | 0 | 0 | 0
2012-08-20 | 2012 | 8 | 20 | 0 | 0 | 0 | 0 | 0 | 0 | 0 | 0 | 0 | 0 | 0 | 0 | 0 | 0 | 0 | 0 | 0 | 0 | 0 | 0 | 0 | 0 | 0 | 0 |  | 0 | 0 | 0 | 0 |  | 0 | 0 | 0 | 0 | 0
2012-08-21 | 2012 | 8 | 21 | 0 | 0 | 0 | 0 | 0 | 0 | 0 | 0 | 0 | 0 | 0 | 0 | 0 | 0 | 0 | 0 | 0 | 0 | 0 | 0 | 0 | 0 | 0 | 0 |  | 0 | 0 | 0 | 0 |  | 0 | 0 | 0 | 0 | 0
2012-08-22 | 2012 | 8 | 22 | 0 | 0 | 0 | 0 | 0 | 0 | 0 | 0 | 0 | 0 | 0 | 0 | 0 | 0 | 0 | 0 | 0 | 0 | 0 | 0 | 0 | 0 | 0 | 0 |  | 0 | 0 | 0 | 0 |  | 0 | 0 | 0 | 0 | 0
2012-08-23 | 2012 | 8 | 23 | 0 | 0 | 0 | 0 | 0 | 0 | 0 | 0 | 0 | 0 | 0 | 0 | 0 | 0 | 0 | 0 | 0 | 0 | 0 | 0 | 0 | 0 | 0 | 0 |  | 0 | 0 | 0 | 0 |  | 0 | 0 | 0 | 0 | 0
2012-08-24 | 2012 | 8 | 24 | 0 | 1.1 | 1.1 | 1.1 | 1.1 | 1.1 | 1.1 | 1.1 | 1.1 | 1.1 | 1.1 | 1.1 | 0 | 0 | 0 | 0 | 0 | 0 | 0 | 0 | 1.1 | 0 | 0 | 0 |  | 13.2 | 13.2 | 13.2 | 1.7764e-15 |  | 0 | 0 | 0 | 13.2 | 0
2012-08-25 | 2012 | 8 | 25 | 0 | 0 | 0 | 0 | 0 | 0 | 0 | 0 | 0 | 0 | 0 | 0 | 0 | 0 | 0 | 0 | 0 | 0 | 0 | 0 | 0 | 0 | 0 | 0 |  | 0 | 0 | 0 | 0 |  | 0 | 0 | 0 | 0 | 0
2012-08-26 | 2012 | 8 | 26 | 0 | 0 | 0 | 0 | 0 | 0 | 0 | 0 | 0 | 0 | 0 | 0 | 0 | 0 | 0 | 0 | 0 | 0 | 0 | 0 | 0 | 0 | 0 | 0 |  | 0 | 0 | 0 | 0 |  | 0 | 0 | 0 | 0 | 0
2012-08-27 | 2012 | 8 | 27 | 0 | 0 | 0 | 0 | 0 | 0 | 0 | 0 | 0 | 0 | 0 | 0 | 0 | 0 | 0 | 0 | 0 | 0 | 0 | 0 | 0 | 0 | 0 | 0 |  | 0 | 0 | 0 | 0 |  | 0 | 0 | 0 | 0 | 0
2012-08-28 | 2012 | 8 | 28 | 0 | 0 | 0 | 0 | 0 | 0 | 0 | 0 | 0 | 0 | 0 | 0 | 0 | 0 | 0 | 0 | 0 | 0 | 0 | 0 | 0 | 0 | 0 | 0 |  | 0 | 0 | 0 | 0 |  | 0 | 0 | 0 | 0 | 0
2012-08-29 | 2012 | 8 | 29 | 0 | 0 | 0 | 0 | 0.1 | 0 | 0 | 0 | 0.1 | 0 | 0 | 0 | 0 | 0 | 0 | 0 | 0 | 0 | 0 | 0 | 0 | 0 | 0 | 0 |  | 0.2 | 0.2 | 0.2 | 0 |  | 0 | 0 | 0 | 0.2 | 0
2012-08-30 | 2012 | 8 | 30 | 0 | 0 | 0 | 0 | 0 | 0 | 0 | 0 | 0 | 0 | 0 | 0 | 0 | 0 | 0 | 0 | 0 | 0 | 0 | 0 | 0 | 0 | 0 | 0 |  | 0 | 0 | 0 | 0 |  | 0 | 0 | 0 | 0 | 0
2012-08-31 | 2012 | 8 | 31 | 0 | 0 | 0 | 0 | 0 | 0 | 0 | 0 | 0 | 0 | 0 | 0 | 0 | 0 | 0 | 0 | 0 | 0 | 0 | 0 | 0 | 0 | 0 | 0 |  | 0 | 0 | 0 | 0 |  | 0 | 0 | 0 | 0 | 0
2012-09-01 | 2012 | 9 | 1 | 0 | 0 | 0 | 0 | 0 | 0 | 0 | 0 | 0 | 0 | 0 | 0 | 0 | 0 | 0.8 | 0 | 0 | 0 | 0 | 0 | 0 | 0 | 0 | 0 |  | 0.8 | 0.8 | 0.8 | 0 |  | 0 | 0 | 0 | 0 | 0.8
2012-09-02 | 2012 | 9 | 2 | 0 | 0 | 0 | 0 | 0 | 0 | 0 | 0 | 0 | 0 | 0 | 0 | 0 | 0 | 0 | 0 | 0 | 0 | 0 | 0 | 0 | 0 | 0 | 0 |  | 0 | 0 | 0 | 0 |  | 0 | 0 | 0 | 0 | 0
2012-09-03 | 2012 | 9 | 3 | 0 | 0 | 0 | 0 | 0 | 0 | 0 | 0 | 0 | 0 | 0 | 0 | 0 | 0 | 0 | 0 | 0 | 0 | 0 | 0 | 0 | 0 | 0 | 0 |  | 0 | 0 | 0 | 0 |  | 0 | 0 | 0 | 0 | 0
2012-09-04 | 2012 | 9 | 4 | 0 | 0 | 0 | 0 | 0 | 0.8 | 0 | 0 | 0 | 0 | 0 | 0 | 0 | 0 | 0 | 0 | 0 | 0 | 0 | 0 | 0 | 0 | 0 | 0 |  | 0.8 | 0.8 | 0.8 | 0 |  | 0 | 0 | 0 | 0 | 0.8
2012-09-05 | 2012 | 9 | 5 | 0 | 0 | 0 | 0 | 0 | 0 | 0 | 0 | 0 | 0 | 0 | 0 | 0 | 0 | 0 | 0 | 0 | 0 | 0 | 0 | 0 | 0 | 0 | 0 |  | 0 | 0 | 0 | 0 |  | 0 | 0 | 0 | 0 | 0
2012-09-06 | 2012 | 9 | 6 | 0 | 0 | 0 | 0 | 0 | 0 | 0 | 0 | 0 | 0 | 0 | 0 | 0 | 0 | 0 | 0 | 0 | 0 | 0 | 0 | 0 | 0 | 0 | 0 |  | 0 | 0 | 0 | 0 |  | 0 | 0 | 0 | 0 | 0
2012-09-07 | 2012 | 9 | 7 | 0 | 0 | 0 | 0 | 0 | 0 | 0 | 0 | 0 | 0 | 0 | 0 | 0 | 0 | 0 | 0 | 0 | 0 | 0 | 0 | 0 | 0 | 0 | 0 |  | 0 | 0 | 0 | 0 |  | 0 | 0 | 0 | 0 | 0
2012-09-08 | 2012 | 9 | 8 | 0 | 0 | 0 | 0 | 0 | 0 | 0 | 0 | 0 | 0 | 0 | 0 | 0 | 0 | 0 | 0 | 0 | 0 | 0 | 0 | 0 | 0 | 0 | 0 |  | 0 | 0 | 0 | 0 |  | 0 | 0 | 0 | 0 | 0
2012-09-09 | 2012 | 9 | 9 | 0 | 0 | 0 | 0 | 0 | 0 | 0 | 0 | 0 | 0 | 0 | 0 | 0 | 0 | 0 | 0 | 0 | 0.1 | 0.1 | 0 | 0 | 0 | 0 | 0 |  | 0.2 | 0.2 | 0.2 | 0 |  | 0 | 0 | 0 | 0 | 0.2
2012-09-10 | 2012 | 9 | 10 | 0 | 0 | 0 | 0 | 0 | 0 | 0 | 0 | 0 | 0 | 0 | 0 | 0 | 0 | 0 | 0 | 0 | 0 | 0 | 0 | 0 | 0 | 0 | 0 |  | 0 | 0 | 0 | 0 |  | 0 | 0 | 0 | 0 | 0
2012-09-11 | 2012 | 9 | 11 | 0 | 0 | 0 | 0 | 0 | 0 | 0 | 0 | 0 | 0 | 0 | 0 | 0 | 0 | 0 | 0 | 0 | 0 | 0 | 0 | 0 | 0 | 0 | 0 |  | 0 | 0 | 0 | 0 |  | 0 | 0 | 0 | 0 | 0
2012-09-12 | 2012 | 9 | 12 | 0 | 0 | 0 | 0 | 0 | 0 | 0 | 0 | 0 | 0 | 0 | 0 | 0 | 0 | 0 | 0 | 0 | 0 | 0 | 0 | 0 | 0 | 0 | 0 |  | 0 | 0 | 0 | 0 |  | 0 | 0 | 0 | 0 | 0
2012-09-13 | 2012 | 9 | 13 | 0 | 0 | 0 | 0 | 0 | 0 | 0 | 0 | 0 | 0 | 0 | 0 | 0 | 0 | 0 | 0 | 0 | 0 | 0 | 0 | 0 | 0 | 0 | 0 |  | 0 | 0 | 0 | 0 |  | 0 | 0 | 0 | 0 | 0
2012-09-14 | 2012 | 9 | 14 | 0 | 0 | 0 | 0 | 0 | 0 | 0 | 0 | 0 | 0 | 0 | 0 | 0 | 0 | 0 | 0 | 0 | 0 | 0 | 0 | 0 | 0 | 0 | 0 |  | 0 | 0 | 0 | 0 |  | 0 | 0 | 0 | 0 | 0
2012-09-15 | 2012 | 9 | 15 | 0 | 0 | 0 | 0 | 0 | 0 | 0 | 0 | 0 | 0 | 0 | 0 | 0 | 0 | 0 | 0 | 0 | 0 | 0 | 0 | 0 | 0 | 0 | 0 |  | 0 | 0 | 0 | 0 |  | 0 | 0 | 0 | 0 | 0
2012-09-16 | 2012 | 9 | 16 | 0 | 0 | 0 | 0 | 0 | 0 | 0 | 0 | 0 | 0 | 0 | 0 | 0 | 0 | 0 | 0 | 0 | 0 | 0 | 0 | 0 | 0 | 0 | 0 |  | 0 | 0 | 0 | 0 |  | 0 | 0 | 0 | 0 | 0
2012-09-17 | 2012 | 9 | 17 | 0 | 0 | 0 | 0 | 0 | 0 | 0 | 0 | 0 | 0 | 0 | 0 | 0 | 0 | 0 | 0 | 0 | 0 | 0 | 0 | 0 | 0 | 0 | 0 |  | 0 | 0 | 0 | 0 |  | 0 | 0 | 0 | 0 | 0
2012-09-18 | 2012 | 9 | 18 | 0 | 0 | 0 | 0 | 0 | 0 | 0 | 0 | 0 | 0 | 0 | 0 | 0 | 0 | 0 | 0 | 0 | 0 | 0 | 0 | 0 | 0 | 0 | 0 |  | 0 | 0 | 0 | 0 |  | 0 | 0 | 0 | 0 | 0
2012-09-19 | 2012 | 9 | 19 | 0 | 0 | 0 | 0 | 0 | 0 | 0 | 0 | 0 | 0 | 0 | 0 | 0 | 0 | 0 | 0 | 0 | 0 | 0 | 0 | 0 | 0 | 0 | 0 |  | 0 | 0 | 0 | 0 |  | 0 | 0 | 0 | 0 | 0
2012-09-20 | 2012 | 9 | 20 | 0 | 0 | 0 | 0 | 0 | 0 | 0 | 0 | 0 | 0 | 0 | 0 | 0 | 0 | 0 | 0 | 0 | 0 | 0 | 0 | 0 | 0 | 0 | 0 |  | 0 | 0 | 0 | 0 |  | 0 | 0 | 0 | 0 | 0
2012-09-21 | 2012 | 9 | 21 | 0 | 0 | 0 | 0 | 0 | 0 | 0 | 0 | 0 | 0 | 0 | 0 | 0 | 0 | 0 | 0 | 0 | 0 | 0 | 0 | 0 | 0 | 0 | 0 |  | 0 | 0 | 0 | 0 |  | 0 | 0 | 0 | 0 | 0
2012-09-22 | 2012 | 9 | 22 | 0 | 0 | 0 | 0 | 0 | 0 | 0 | 0 | 0 | 0 | 0 | 0 | 0 | 0 | 0 | 0 | 0 | 0 | 0 | 0 | 0 | 0 | 0 | 0 |  | 0 | 0 | 0 | 0 |  | 0 | 0 | 0 | 0 | 0
2012-09-23 | 2012 | 9 | 23 | 0 | 0 | 0 | 0 | 0 | 0 | 0 | 0 | 0 | 0 | 0 | 0 | 0 | 0 | 0 | 0 | 0 | 0 | 0 | 0 | 0 | 0 | 0 | 0 |  | 0 | 0 | 0 | 0 |  | 0 | 0 | 0 | 0 | 0
2012-09-24 | 2012 | 9 | 24 | 0 | 0 | 0 | 0 | 0 | 0 | 0 | 0 | 0 | 0 | 0 | 0 | 0 | 0 | 0 | 0 | 0 | 0 | 0 | 0 | 0 | 0 | 0 | 0 |  | 0 | 0 | 0 | 0 |  | 0 | 0 | 0 | 0 | 0
2012-09-25 | 2012 | 9 | 25 | 0 | 0 | 0 | 0 | 0 | 0 | 0 | 0 | 0 | 0 | 0 | 0 | 0 | 0 | 0 | 0 | 0.1 | 0 | 0.1 | 0.2 | 0.1 | 0 | 0 | 0.1 |  | 0.6 | 0.6 | 0.6 | 0 |  | 0 | 0 | 0 | 0 | 0.6
2012-09-26 | 2012 | 9 | 26 | 0.5 | 1 | 0.5 | 0 | 0 | 0 | 0 | 0 | 0 | 0 | 0 | 0 | 0 | 0 | 0 | 0 | 0 | 0 | 0 | 0 | 0 | 0 | 0 | 0 |  | 2 | 2 | 2 | 0 |  | 0 | 0 | 0 | 0 | 2
2012-09-27 | 2012 | 9 | 27 | 0 | 0 | 0 | 0 | 0 | 0 | 0 | 0 | 0 | 0 | 0 | 0 | 0 | 0 | 0 | 0 | 0 | 0 | 0 | 0 | 0 | 0 | 0 | 0 |  | 0 | 0 | 0 | 0 |  | 0 | 0 | 0 | 0 | 0
2012-09-28 | 2012 | 9 | 28 | 0 | 0 | 0 | 0 | 0 | 0 | 0 | 0 | 0 | 0 | 0 | 0 | 0 | 0 | 0 | 0 | 0 | 0 | 0 | 0 | 0 | 0 | 0 | 0 |  | 0 | 0 | 0 | 0 |  | 0 | 0 | 0 | 0 | 0
2012-09-29 | 2012 | 9 | 29 | 0 | 0 | 0 | 0 | 0 | 0 | 0 | 0 | 0 | 0 | 0 | 0 | 0 | 0 | 0 | 0 | 0 | 0 | 0 | 0 | 0 | 0 | 0 | 0 |  | 0 | 0 | 0 | 0 |  | 0 | 0 | 0 | 0 | 0
2012-09-30 | 2012 | 9 | 30 | 0 | 0 | 0 | 0 | 0 | 0 | 0 | 0 | 0 | 0 | 0 | 0 | 0 | 0 | 0 | 0 | 0 | 0 | 0 | 0 | 0 | 0 | 0 | 0 |  | 0 | 0 | 0 | 0 |  | 0 | 0 | 0 | 0 | 0
2012-10-01 | 2012 | 10 | 1 | 0 | 0 | 0 | 0 | 0 | 0 | 0 | 0 | 0 | 0 | 0 | 0 | 0 | 0 | 0 | 0 | 0 | 0 | 0 | 0 | 0 | 0 | 0 | 0.4 |  | 0.4 | 0.4 | 0.4 | 0 |  | 0 | 0 | 0 | 0 | 0
2012-10-02 | 2012 | 10 | 2 | 1.9 | 5 | 0.4 | 0 | 0 | 0 | 0 | 0 | 0 | 0 | 0 | 1.1 | 0.3 | 0.3 | 0 | 0 | 0 | 0 | 0 | 0 | 1.4 | 0.3 | 0.7 | 0.4 |  | 11.8 | 11.8 | 11.8 | 1.7764e-15 |  | 0 | 0 | 0 | 0 | 0
2012-10-03 | 2012 | 10 | 3 | 0 | 0 | 0.5 | 0.5 | 0.5 | 0.5 | 0 | 0 | 0.5 | 0.5 | 0 | 0 | 0 | 0 | 0 | 0 | 0 | 0 | 0 | 0 | 0 | 0 | 0 | 0 |  | 3 | 3 | 3 | 0 |  | 0 | 0 | 0 | 0 | 0
2012-10-04 | 2012 | 10 | 4 | 0 | 0 | 0 | 0 | 0 | 0 | 0 | 0 | 0 | 0 | 0 | 0 | 0 | 0 | 0 | 0 | 0 | 0 | 0 | 0 | 0 | 0 | 0 | 0 |  | 0 | 0 | 0 | 0 |  | 0 | 0 | 0 | 0 | 0
2012-10-05 | 2012 | 10 | 5 | 0 | 0 | 0 | 0 | 0 | 0 | 0 | 0 | 0 | 0 | 0 | 0 | 0 | 0 | 0 | 0 | 0 | 0 | 0 | 0 | 0 | 0 | 0 | 0 |  | 0 | 0 | 0 | 0 |  | 0 | 0 | 0 | 0 | 0
2012-10-06 | 2012 | 10 | 6 | 0 | 0 | 0 | 0 | 0 | 0 | 0 | 0 | 0 | 0 | 0 | 0 | 0 | 0 | 0 | 0 | 0 | 0 | 0 | 0 | 0 | 0 | 0 | 0 |  | 0 | 0 | 0 | 0 |  | 0 | 0 | 0 | 0 | 0
2012-10-07 | 2012 | 10 | 7 | 0 | 0 | 0 | 0 | 0 | 0 | 0 | 0 | 0 | 0 | 0 | 0 | 0 | 0 | 0 | 0 | 0 | 0 | 0 | 0 | 0 | 0 | 0 | 0 |  | 0 | 0 | 0 | 0 |  | 0 | 0 | 0 | 0 | 0
2012-10-08 | 2012 | 10 | 8 | 0 | 0.1 | 0.1 | 0.1 | 0 | 0 | 0.1 | 0 | 0.1 | 0.1 | 0 | 0.1 | 0 | 0 | 0 | 0 | 0 | 0 | 0 | 0 | 0 | 0.1 | 0.1 | 0.1 |  | 1 | 1 | 1 | 1.1102e-16 |  | 0 | 0 | 0 | 0 | 0
2012-10-09 | 2012 | 10 | 9 | 0.2 | 0.2 | 0.2 | 0.2 | 0.2 | 0 | 0 | 0 | 0 | 0 | 0 | 0 | 0 | 0 | 0 | 0 | 0 | 0 | 0 | 0 | 0 | 0 | 0 | 0 |  | 1 | 1 | 1 | 0 |  | 0 | 0 | 0 | 0 | 0
2012-10-10 | 2012 | 10 | 10 | 0 | 0 | 0 | 0 | 0 | 0 | 0 | 0 | 0 | 0 | 0.2 | 0.2 | 0.2 | 0 | 0 | 0.1 | 0.2 | 0.2 | 0.2 | 0.2 | 0.2 | 0.1 | 0.2 | 0.2 |  | 2.2 | 2.2 | 2.2 | 0 |  | 0 | 0 | 0 | 0 | 0
2012-10-11 | 2012 | 10 | 11 | 0.2 | 0.2 | 0.2 | 0.2 | 0.2 | 0.2 | 0.2 | 0.2 | 0.2 | 0.2 | 0 | 0 | 0 | 0 | 0 | 0 | 0 | 0 | 0 | 0 | 0 | 0 | 0 | 0 |  | 2 | 2 | 2 | 2.2204e-16 |  | 0 | 0 | 0 | 0 | 0
2012-10-12 | 2012 | 10 | 12 | 0 | 0 | 0 | 0 | 0 | 0 | 0 | 0 | 0 | 0 | 0 | 0 | 0 | 0 | 0 | 0 | 0 | 0 | 0 | 0 | 0 | 0 | 0 | 0 |  | 0 | 0 | 0 | 0 |  | 0 | 0 | 0 | 0 | 0
2012-10-13 | 2012 | 10 | 13 | 0 | 0 | 0 | 0 | 0 | 0 | 0 | 0 | 0 | 0 | 0 | 0 | 0 | 0 | 0 | 0 | 0 | 0 | 0 | 0 | 0 | 0 | 0 | 0 |  | 0 | 0 | 0 | 0 |  | 0 | 0 | 0 | 0 | 0
2012-10-14 | 2012 | 10 | 14 | 0 | 0 | 0 | 0 | 0 | 0 | 0 | 0 | 0 | 0 | 0 | 0 | 0 | 0 | 0 | 0 | 0 | 0 | 0 | 0 | 0 | 0 | 0 | 0 |  | 0 | 0 | 0 | 0 |  | 0 | 0 | 0 | 0 | 0
2012-10-15 | 2012 | 10 | 15 | 0 | 0 | 0 | 0 | 0 | 0 | 0 | 0 | 0 | 0 | 0 | 0 | 0 | 0 | 0 | 0 | 0 | 0 | 0 | 0 | 0 | 0 | 0 | 0 |  | 0 | 0 | 0 | 0 |  | 0 | 0 | 0 | 0 | 0
2012-10-16 | 2012 | 10 | 16 | 0 | 0 | 0 | 0 | 0 | 0 | 0 | 0 | 0 | 0 | 0 | 0 | 0.9 | 0 | 1.7 | 0.9 | 0 | 0 | 0.9 | 0 | 0 | 0 | 0 | 0 |  | 4.4 | 4.4 | 4.4 | 0 |  | 0 | 0 | 0 | 0 | 0
2012-10-17 | 2012 | 10 | 17 | 0 | 0 | 0 | 0 | 0 | 0 | 0 | 0 | 0 | 0 | 0 | 0 | 0 | 0 | 0 | 0 | 0 | 0 | 0 | 0 | 0 | 0 | 0 | 0 |  | 0 | 0 | 0 | 0 |  | 0 | 0 | 0 | 0 | 0
2012-10-18 | 2012 | 10 | 18 | 0 | 0 | 0 | 0 | 0 | 0 | 0 | 0 | 0 | 0 | 0 | 0 | 0 | 0 | 0 | 0 | 0 | 0 | 0 | 0 | 0 | 0 | 0 | 0 |  | 0 | 0 | 0 | 0 |  | 0 | 0 | 0 | 0 | 0
2012-10-19 | 2012 | 10 | 19 | 0 | 0 | 0 | 0 | 0 | 0 | 0 | 0 | 0 | 0 | 0 | 0 | 0 | 0 | 0 | 0 | 0 | 0 | 0 | 0 | 0 | 0 | 0 | 0 |  | 0 | 0 | 0 | 0 |  | 0 | 0 | 0 | 0 | 0
2012-10-20 | 2012 | 10 | 20 | 0.7 | 0 | 0.7 | 0.6 | 0 | 0 | 0 | 0 | 0 | 0 | 0.7 | 0.7 | 0.7 | 0 | 0.6 | 0.7 | 0.7 | 0.7 | 0.6 | 0.7 | 0.7 | 0.7 | 0.6 | 0.7 |  | 10.8 | 10.8 | 10.8 | 3.5527e-15 |  | 0 | 0 | 0 | 0 | 0
2012-10-21 | 2012 | 10 | 21 | 0 | 0 | 0 | 0 | 0 | 0 | 0 | 0 | 0 | 0 | 0.3 | 0 | 0 | 0 | 0 | 0 | 0 | 0 | 0 | 0 | 0 | 0 | 0 | 0 |  | 0.3 | 0.3 | 0.3 | 0 |  | 0 | 0 | 0 | 0 | 0
2012-10-22 | 2012 | 10 | 22 | 0.2 | 0.2 | 0.2 | 0.3 | 0.2 | 0.2 | 0.2 | 0 | 0 | 0 | 0 | 0 | 0 | 0 | 0 | 0 | 0 | 0 | 0 | 0 | 0.4 | 0.4 | 0.5 | 0.4 |  | 3.2 | 3.2 | 3.2 | 4.4409e-16 |  | 0 | 0 | 0 | 0 | 0
2012-10-23 | 2012 | 10 | 23 | 0.5 | 0.6 | 0.5 | 0.5 | 0.5 | 0.6 | 0.5 | 0.5 | 0.6 | 0.5 | 0.2 | 0.3 | 0.3 | 0 | 0 | 0 | 0 | 0 | 0 | 0.2 | 0.3 | 0.3 | 0.2 | 0.3 |  | 7.4 | 7.4 | 7.4 | 8.8818e-16 |  | 0 | 0 | 0 | 0 | 0
2012-10-24 | 2012 | 10 | 24 | 0 | 0 | 0 | 0 | 0 | 0 | 0 | 0 | 0 | 0 | 0 | 0 | 0 | 0 | 0 | 0 | 0 | 0 | 0 | 0 | 0 | 0 | 0 | 0 |  | 0 | 0 | 0 | 0 |  | 0 | 0 | 0 | 0 | 0
2012-10-25 | 2012 | 10 | 25 | 0 | 0 | 0 | 0 | 0 | 0 | 0 | 0 | 0.2 | 0.2 | 0.3 | 0.2 | 0.2 | 0 | 0.2 | 0.3 | 0.2 | 0.2 | 0 | 0 | 0 | 0 | 0 | 0 |  | 2 | 2 | 2 | 2.2204e-16 |  | 0 | 0 | 0 | 0 | 0
2012-10-26 | 2012 | 10 | 26 | 0 | 0 | 0 | 0 | 0 | 0 | 0 | 0 | 0.2 | 0.2 | 0.1 | 0.2 | 0.2 | 0 | 0.2 | 0.1 | 0.2 | 0.2 | 0 | 0 | 0 | 0 | 0 | 0 |  | 1.6 | 1.6 | 1.6 | 2.2204e-16 |  | 0 | 0 | 0 | 0 | 0
2012-10-27 | 2012 | 10 | 27 | 0 | 0 | 0 | 0.1 | 0 | 0.1 | 0.1 | 0.1 | 0 | 0 | 0 | 0 | 0 | 0 | 0 | 0.1 | 0 | 0.1 | 0 | 0.1 | 0.1 | 0.1 | 0 | 0.1 |  | 1 | 1 | 1 | 1.1102e-16 |  | 0 | 0 | 0 | 0 | 0
2012-10-28 | 2012 | 10 | 28 | 0 | 0.1 | 0 | 0 | 0 | 0.1 | 0 | 0 | 0 | 0 | 0 | 0 | 0 | 0 | 0 | 0 | 0 | 0 | 0 | 0 | 0 | 0 | 0 | 0 |  | 0.2 | 0.2 | 0.2 | 0 |  | 0 | 0 | 0 | 0 | 0
2012-10-29 | 2012 | 10 | 29 | 0 | 0 | 0 | 0 | 0 | 0 | 0.2 | 0.3 | 0.2 | 0.2 | 0.3 | 0.2 | 0 | 0 | 0 | 0 | 0 | 0 | 0 | 0 | 0 | 0 | 0 | 0 |  | 1.4 | 1.4 | 1.4 | 0 |  | 0 | 0 | 0 | 0 | 0
2012-10-30 | 2012 | 10 | 30 | 0 | 0 | 0 | 0 | 0 | 0 | 0 | 0 | 0 | 0 | 0 | 0 | 0 | 0 | 0 | 0 | 0 | 0 | 0 | 0 | 0 | 0 | 0 | 0 |  | 0 | 0 | 0 | 0 |  | 0 | 0 | 0 | 0 | 0
2012-10-31 | 2012 | 10 | 31 | 0 | 0 | 0 | 0 | 0 | 0 | 0.1 | 0 | 0.1 | 0.1 | 0 | 0.1 | 0 | 0 | 0 | 0 | 0 | 0 | 0.1 | 0 | 0.1 | 0.1 | 0 | 0.1 |  | 0.8 | 0.8 | 0.8 | 1.1102e-16 |  | 0 | 0 | 0 | 0 | 0
2012-11-01 | 2012 | 11 | 1 | 0 | 0.1 | 0 | 0.1 | 0 | 0 | 0 | 0 | 0 | 0 | 0 | 0 | 0 | 0 | 0 | 0 | 0 | 0 | 0 | 0 | 0 | 0 | 0 | 0 |  | 0.2 | 0.2 | 0.2 | 0 |  | 0 | 0 | 0 | 0 | 0
2012-11-02 | 2012 | 11 | 2 | 0 | 0 | 0 | 0 | 0 | 0 | 0 | 0 | 0 | 0 | 0 | 0 | 0 | 0 | 0 | 0 | 0 | 0 | 0 | 0 | 0 | 0 | 0 | 0 |  | 0 | 0 | 0 | 0 |  | 0 | 0 | 0 | 0 | 0
2012-11-03 | 2012 | 11 | 3 | 0 | 0 | 0 | 0 | 0 | 0 | 0 | 0 | 0 | 0 | 0 | 0 | 0 | 0 | 0 | 0 | 0 | 0 | 0 | 0 | 0 | 0 | 0 | 0 |  | 0 | 0 | 0 | 0 |  | 0 | 0 | 0 | 0 | 0
2012-11-04 | 2012 | 11 | 4 | 0 | 0 | 0 | 0 | 0 | 0 | 0 | 0 | 0 | 0 | 0 | 0 | 0 | 0 | 0 | 0 | 0 | 0 | 0 | 0 | 0 | 0 | 0 | 0 |  | 0 | 0 | 0 | 0 |  | 0 | 0 | 0 | 0 | 0
2012-11-05 | 2012 | 11 | 5 | 0 | 0 | 0 | 0 | 0 | 0 | 0 | 0 | 0 | 0 | 0 | 0 | 0 | 0 | 0 | 0 | 0 | 0 | 0 | 0 | 0 | 0 | 0 | 0 |  | 0 | 0 | 0 | 0 |  | 0 | 0 | 0 | 0 | 0
2012-11-06 | 2012 | 11 | 6 | 0 | 0 | 0 | 0 | 0 | 0 | 0 | 0 | 0 | 0 | 0 | 0 | 0 | 0 | 0 | 0 | 0 | 0 | 0 | 0 | 0 | 0 | 0 | 0 |  | 0 | 0 | 0 | 0 |  | 0 | 0 | 0 | 0 | 0
2012-11-07 | 2012 | 11 | 7 | 0 | 0 | 0 | 0 | 0 | 0 | 0 | 0 | 0 | 0 | 0 | 0 | 0 | 0 | 0 | 0 | 0 | 0 | 0 | 0 | 0.1 | 0 | 0.1 | 0 |  | 0.2 | 0.2 | 0.2 | 0 |  | 0 | 0 | 0 | 0 | 0
2012-11-08 | 2012 | 11 | 8 | 0.3 | 0.3 | 0.3 | 0.4 | 0.3 | 0.3 | 0.3 | 0.3 | 0.3 | 0.3 | 0.3 | 0.4 | 0.3 | 0 | 0.3 | 0.3 | 0.3 | 0.3 | 0.3 | 0.3 | 0.4 | 0.3 | 0.3 | 0.3 |  | 7.2 | 7.2 | 7.2 | 2.6645e-15 |  | 0 | 0 | 0 | 0 | 0
2012-11-09 | 2012 | 11 | 9 | 0.2 | 0.3 | 0.2 | 0.2 | 0.2 | 0.3 | 0.2 | 0.2 | 0.2 | 0.3 | 0.2 | 0.2 | 0.2 | 0 | 0.3 | 0.2 | 0.2 | 0.2 | 0.3 | 0.2 | 0.2 | 0.2 | 0.3 | 0.2 |  | 5.2 | 5.2 | 5.2 | 8.8818e-16 |  | 0 | 0 | 0 | 0 | 0
2012-11-10 | 2012 | 11 | 10 | 0.1 | 0 | 0.1 | 0.1 | 0.1 | 0 | 0.1 | 0.1 | 0.1 | 0 | 0 | 0 | 0 | 0 | 0 | 0 | 0 | 0 | 0 | 0 | 0 | 0 | 0.1 | 0 |  | 0.8 | 0.8 | 0.8 | 1.1102e-16 |  | 0 | 0 | 0 | 0 | 0
2012-11-11 | 2012 | 11 | 11 | 0 | 0 | 0 | 0 | 0 | 0 | 0 | 0 | 0 | 0 | 0 | 0 | 0 | 0 | 0 | 0 | 0 | 0 | 0 | 0 | 0 | 0 | 0 | 0 |  | 0 | 0 | 0 | 0 |  | 0 | 0 | 0 | 0 | 0
2012-11-12 | 2012 | 11 | 12 | 0 | 0 | 0 | 0 | 0 | 0 | 0 | 0 | 0 | 0 | 0 | 0 | 0 | 0 | 0 | 0 | 0 | 0 | 0 | 0 | 0 | 0 | 0 | 0 |  | 0 | 0 | 0 | 0 |  | 0 | 0 | 0 | 0 | 0
2012-11-13 | 2012 | 11 | 13 | 0 | 0 | 0 | 0 | 0 | 0 | 0 | 0 | 0 | 0 | 0 | 0 | 0 | 0 | 0 | 0 | 0 | 0 | 0 | 0 | 0 | 0 | 0 | 0 |  | 0 | 0 | 0 | 0 |  | 0 | 0 | 0 | 0 | 0
2012-11-14 | 2012 | 11 | 14 | 0 | 0 | 0 | 0 | 0 | 0 | 0 | 0 | 0 | 0 | 0 | 0 | 0 | 0 | 0 | 0 | 0 | 0 | 0 | 0 | 0 | 0 | 0 | 0 |  | 0 | 0 | 0 | 0 |  | 0 | 0 | 0 | 0 | 0
2012-11-15 | 2012 | 11 | 15 | 0 | 0 | 0 | 0 | 0 | 0 | 0 | 0 | 0 | 0 | 0 | 0 | 0 | 0 | 0 | 0 | 0 | 0 | 0 | 0 | 0 | 0 | 0 | 0 |  | 0 | 0 | 0 | 0 |  | 0 | 0 | 0 | 0 | 0
2012-11-16 | 2012 | 11 | 16 | 0 | 0 | 0 | 0 | 0 | 0 | 0 | 0 | 0 | 0 | 0 | 0 | 0 | 0 | 0 | 0 | 0 | 0 | 0 | 0 | 0 | 0 | 0 | 0 |  | 0 | 0 | 0 | 0 |  | 0 | 0 | 0 | 0 | 0
2012-11-17 | 2012 | 11 | 17 | 0 | 0 | 0 | 0 | 0 | 0 | 0 | 0 | 0 | 0 | 0 | 0 | 0 | 0 | 0 | 0 | 0 | 0 | 0 | 0 | 0 | 0 | 0 | 0 |  | 0 | 0 | 0 | 0 |  | 0 | 0 | 0 | 0 | 0
2012-11-18 | 2012 | 11 | 18 | 0 | 0 | 0 | 0 | 0 | 0 | 0 | 0 | 0 | 0 | 0 | 0 | 0 | 0 | 0 | 0 | 0 | 0 | 0 | 0 | 0 | 0 | 0 | 0 |  | 0 | 0 | 0 | 0 |  | 0 | 0 | 0 | 0 | 0
2012-11-19 | 2012 | 11 | 19 | 0 | 0 | 0 | 0 | 0 | 0 | 0 | 0 | 0 | 0 | 0 | 0 | 0 | 0 | 0 | 0 | 0 | 0 | 0 | 0 | 0 | 0 | 0 | 0 |  | 0 | 0 | 0 | 0 |  | 0 | 0 | 0 | 0 | 0
2012-11-20 | 2012 | 11 | 20 | 0 | 0 | 0 | 0 | 0 | 0 | 0 | 0 | 0 | 0 | 0 | 0 | 0 | 0 | 0.1 | 0.1 | 0 | 0 | 0.1 | 0 | 0 | 0.1 | 0.1 | 0.1 |  | 0.6 | 0.6 | 0.6 | 0 |  | 0 | 0 | 0 | 0 | 0
2012-11-21 | 2012 | 11 | 21 | 0.1 | 0.2 | 0.1 | 0.1 | 0.2 | 0.1 | 0.2 | 0.1 | 0.1 | 0.2 | 0.1 | 0.1 | 0.2 | 0 | 0.1 | 0.1 | 0.2 | 0.1 | 0.2 | 0 | 0.1 | 0.1 | 0.2 | 0.1 |  | 3 | 3 | 3 | 1.3323e-15 |  | 0 | 0 | 0 | 0 | 0
2012-11-22 | 2012 | 11 | 22 | 0.4 | 0.4 | 0.4 | 0.4 | 0.4 | 0 | 0 | 0 | 0 | 0 | 0 | 0 | 0 | 0 | 0 | 0 | 0 | 0 | 0 | 0 | 0 | 0 | 0 | 0 |  | 2 | 2 | 2 | 0 |  | 0 | 0 | 0 | 0 | 0
2012-11-23 | 2012 | 11 | 23 | 0 | 0 | 0 | 0 | 0 | 0 | 0 | 0 | 0 | 0 | 0 | 0 | 0 | 0 | 0 | 0 | 0 | 0 | 0 | 0 | 0 | 0 | 0 | 0 |  | 0 | 0 | 0 | 0 |  | 0 | 0 | 0 | 0 | 0
2012-11-24 | 2012 | 11 | 24 | 0 | 0 | 0 | 0 | 0 | 0 | 0 | 0 | 0 | 0 | 0 | 0 | 0 | 0 | 0 | 0 | 0 | 0 | 0 | 0 | 0 | 0 | 0 | 0 |  | 0 | 0 | 0 | 0 |  | 0 | 0 | 0 | 0 | 0
2012-11-25 | 2012 | 11 | 25 | 0 | 0 | 0 | 0 | 0 | 0 | 0 | 0 | 0 | 0 | 0 | 0 | 0 | 0 | 0 | 0 | 0 | 0 | 0 | 0 | 0 | 0 | 0 | 0 |  | 0 | 0 | 0 | 0 |  | 0 | 0 | 0 | 0 | 0
2012-11-26 | 2012 | 11 | 26 | 0 | 0 | 0 | 0 | 0 | 0 | 0 | 0 | 0 | 0 | 0 | 0 | 0 | 0 | 0 | 0 | 0 | 0 | 0 | 0 | 0 | 0 | 0 | 0 |  | 0 | 0 | 0 | 0 |  | 0 | 0 | 0 | 0 | 0
2012-11-27 | 2012 | 11 | 27 | 0 | 0 | 0 | 0 | 0 | 0 | 0 | 0 | 0 | 0 | 0 | 0 | 0 | 0 | 0 | 0 | 0 | 0 | 0 | 0 | 0 | 0 | 0 | 0 |  | 0 | 0 | 0 | 0 |  | 0 | 0 | 0 | 0 | 0
2012-11-28 | 2012 | 11 | 28 | 0 | 0 | 0 | 0 | 0 | 0 | 0 | 0 | 0 | 0 | 0 | 0 | 0 | 0 | 0 | 0 | 0 | 0 | 0 | 0.2 | 0.2 | 0 | 0.2 | 0.2 |  | 0.8 | 0.8 | 0.8 | 0 |  | 0 | 0 | 0 | 0 | 0
2012-11-29 | 2012 | 11 | 29 | 0.1 | 0 | 0 | 0 | 0 | 0.1 | 0 | 0.1 | 0.1 | 0 | 0.1 | 0 | 0.1 | 0 | 0 | 0.1 | 0.1 | 0 | 0.1 | 0 | 0 | 0.1 | 0 | 0 |  | 1 | 1 | 1 | 1.1102e-16 |  | 0 | 0 | 0 | 0 | 0
2012-11-30 | 2012 | 11 | 30 | 0 | 0 | 0 | 0 | 0 | 0 | 0 | 0 | 0 | 0 | 0.1 | 0.1 | 0 | 0 | 0.1 | 0.1 | 0.1 | 0 | 0.1 | 0.1 | 0.1 | 0 | 0.1 | 0.1 |  | 1 | 1 | 1 | 1.1102e-16 |  | 0 | 0 | 0 | 0 | 0
2012-12-01 | 2012 | 12 | 1 | 0 | 0.1 | 0 | 0 | 0.1 | 0 | 0 | 0.1 | 0 | 0 | 0 | 0.1 | 0 | 0 | 0 | 0.1 | 0 | 0 | 0.1 | 0 | 0 | 0 | 0 | 0 |  | 0.6 | 0.6 | 0.6 | 0 |  | 0 | 0 | 0 | 0 | 0
2012-12-02 | 2012 | 12 | 2 | 0 | 0 | 0 | 0 | 0 | 0 | 0 | 0 | 0 | 0.4 | 0.5 | 0.4 | 0.4 | 0 | 0.4 | 0.5 | 0.4 | 0.4 | 0 | 0 | 0 | 0 | 0 | 0 |  | 3.4 | 3.4 | 3.4 | 0 |  | 0 | 0 | 0 | 0 | 0
2012-12-03 | 2012 | 12 | 3 | 0 | 0 | 0 | 0 | 0 | 0 | 0 | 0 | 0 | 0 | 0 | 0 | 0 | 0 | 0 | 0 | 0 | 0 | 0 | 0 | 0 | 0 | 0 | 0 |  | 0 | 0 | 0 | 0 |  | 0 | 0 | 0 | 0 | 0
2012-12-04 | 2012 | 12 | 4 | 0 | 0 | 0 | 0 | 0 | 0 | 0 | 0 | 0 | 0 | 0 | 0 | 0 | 0 | 0 | 0 | 0 | 0 | 0 | 0 | 0 | 0 | 0 | 0 |  | 0 | 0 | 0 | 0 |  | 0 | 0 | 0 | 0 | 0
2012-12-05 | 2012 | 12 | 5 | 0 | 0 | 0 | 0 | 0 | 0 | 0 | 0.5 | 0 | 0 | 0 | 0 | 0 | 0 | 0 | 0 | 0 | 0 | 0 | 0 | 0 | 0 | 0 | 0 |  | 0.5 | 0.5 | 0.5 | 0 |  | 0 | 0 | 0 | 0 | 0
2012-12-06 | 2012 | 12 | 6 | 0 | 0 | 0 | 0 | 0 | 0 | 0 | 0 | 0 | 0 | 0 | 0 | 0 | 0 | 0 | 0 | 0 | 0 | 0 | 0 | 0 | 0 | 0 | 0 |  | 0 | 0 | 0 | 0 |  | 0 | 0 | 0 | 0 | 0
2012-12-07 | 2012 | 12 | 7 | 0 | 0 | 0 | 0 | 0 | 0 | 0 | 0 | 0 | 0 | 0 | 0 | 0 | 0 | 0 | 0 | 0 | 0 | 0 | 0 | 0 | 0 | 0 | 0 |  | 0 | 0 | 0 | 0 |  | 0 | 0 | 0 | 0 | 0
2012-12-08 | 2012 | 12 | 8 | 0 | 0 | 0 | 0 | 0 | 0 | 0 | 0 | 0 | 0 | 0 | 0 | 0 | 0 | 0 | 0 | 0 | 0 | 0 | 0 | 0 | 0 | 0 | 0 |  | 0 | 0 | 0 | 0 |  | 0 | 0 | 0 | 0 | 0
2012-12-09 | 2012 | 12 | 9 | 0 | 0 | 0 | 0 | 0 | 0 | 0 | 0 | 0 | 0 | 0 | 0 | 0 | 0 | 0 | 0 | 0 | 0 | 0 | 0 | 0 | 0 | 0 | 0 |  | 0 | 0 | 0 | 0 |  | 0 | 0 | 0 | 0 | 0
2012-12-10 | 2012 | 12 | 10 | 0 | 0 | 0 | 0 | 0 | 0 | 0 | 0 | 0 | 0 | 0 | 0 | 0 | 0 | 0 | 0 | 0 | 0 | 0 | 0 | 0 | 0 | 0 | 0 |  | 0 | 0 | 0 | 0 |  | 0 | 0 | 0 | 0 | 0
2012-12-11 | 2012 | 12 | 11 | 0 | 0 | 0 | 0 | 0 | 0 | 0 | 0 | 0 | 0 | 0 | 0 | 0 | 0 | 0 | 0 | 0 | 0 | 0 | 0 | 0 | 0 | 0 | 0 |  | 0 | 0 | 0 | 0 |  | 0 | 0 | 0 | 0 | 0
2012-12-12 | 2012 | 12 | 12 | 0 | 0 | 0 | 0 | 0.1 | 0.1 | 0.1 | 0 | 0.1 | 0.1 | 0.1 | 0.1 | 0.1 | 0 | 0 | 0 | 0 | 0 | 0 | 0 | 0 | 0 | 0.1 | 0.1 |  | 1 | 1 | 1 | 1.1102e-16 |  | 0 | 0 | 0 | 0 | 0
2012-12-13 | 2012 | 12 | 13 | 0 | 0 | 0 | 0 | 0 | 0 | 0 | 0 | 0 | 0 | 0 | 0 | 0 | 0 | 0 | 0 | 0 | 0 | 0 | 0 | 0 | 0 | 0 | 0 |  | 0 | 0 | 0 | 0 |  | 0 | 0 | 0 | 0 | 0
2012-12-14 | 2012 | 12 | 14 | 0 | 0 | 0 | 0 | 0 | 0 | 0 | 0 | 0 | 0 | 0 | 0 | 0 | 0 | 0 | 0 | 0 | 0 | 0 | 0 | 0 | 0 | 0 | 0 |  | 0 | 0 | 0 | 0 |  | 0 | 0 | 0 | 0 | 0
2012-12-15 | 2012 | 12 | 15 | 0 | 0 | 0 | 0 | 0 | 0 | 0 | 0 | 0 | 0 | 0 | 0 | 0 | 0 | 0 | 0 | 0 | 0 | 0 | 0 | 0 | 0 | 0 | 0 |  | 0 | 0 | 0 | 0 |  | 0 | 0 | 0 | 0 | 0
2012-12-16 | 2012 | 12 | 16 | 0 | 0 | 0 | 0 | 0 | 0 | 0 | 0 | 0 | 0 | 0 | 0 | 0 | 0 | 0 | 0 | 0 | 0 | 0 | 0 | 0 | 0 | 0 | 0 |  | 0 | 0 | 0 | 0 |  | 0 | 0 | 0 | 0 | 0
2012-12-17 | 2012 | 12 | 17 | 0 | 0 | 0 | 0 | 0 | 0.2 | 0.1 | 0.2 | 0 | 0 | 0 | 0 | 0.2 | 0 | 0 | 0 | 0.1 | 0.2 | 0 | 0 | 0 | 0 | 0 | 0 |  | 1 | 1 | 1 | 0 |  | 0 | 0 | 0 | 0 | 0
2012-12-18 | 2012 | 12 | 18 | 0 | 0 | 0 | 0 | 0 | 0 | 0 | 0 | 0 | 0 | 0 | 0 | 0 | 0 | 0 | 0 | 0 | 0 | 0 | 0 | 0 | 0 | 0 | 0 |  | 0 | 0 | 0 | 0 |  | 0 | 0 | 0 | 0 | 0
2012-12-19 | 2012 | 12 | 19 | 0 | 0 | 0 | 0 | 0 | 0 | 0 | 0 | 0 | 0 | 0 | 0 | 0 | 0 | 0 | 0 | 0 | 0 | 0 | 0 | 0 | 0 | 0 | 0 |  | 0 | 0 | 0 | 0 |  | 0 | 0 | 0 | 0 | 0
2012-12-20 | 2012 | 12 | 20 | 0 | 0 | 0 | 0 | 0 | 0 | 0 | 0 | 0 | 0 | 0 | 0 | 0 | 0 | 0 | 0 | 0 | 0 | 0 | 0 | 0 | 0 | 0 | 0 |  | 0 | 0 | 0 | 0 |  | 0 | 0 | 0 | 0 | 0
2012-12-21 | 2012 | 12 | 21 | 0 | 0 | 0 | 0 | 0 | 0 | 0 | 0 | 0 | 0 | 0 | 0 | 0 | 0 | 0 | 0 | 0 | 0 | 0 | 0 | 0 | 0 | 0 | 0 |  | 0 | 0 | 0 | 0 |  | 0 | 0 | 0 | 0 | 0
2012-12-22 | 2012 | 12 | 22 | 0 | 0 | 0 | 0 | 0 | 0.7 | 0.9 | 0.8 | 0 | 0 | 0 | 0 | 0 | 0 | 0 | 0 | 0 | 0 | 0 | 0.6 | 0.7 | 0.6 | 0.6 | 0.5 |  | 5.4 | 5.4 | 5.4 | 8.8818e-16 |  | 0 | 0 | 0 | 0 | 0
2012-12-23 | 2012 | 12 | 23 | 0 | 0 | 0 | 0 | 0 | 0 | 0 | 0 | 0 | 0.1 | 0 | 0 | 0 | 0 | 0 | 0 | 0 | 0 | 0 | 0.1 | 0 | 0 | 0 | 0 |  | 0.2 | 0.2 | 0.2 | 0 |  | 0 | 0 | 0 | 0 | 0
2012-12-24 | 2012 | 12 | 24 | 0 | 0.1 | 0 | 0 | 0.1 | 0 | 0 | 0.1 | 0 | 0 | 0.1 | 0 | 0 | 0 | 0.1 | 0 | 0 | 0.1 | 0 | 0 | 0 | 0 | 0.1 | 0 |  | 0.7 | 0.7 | 0.7 | 0 |  | 0 | 0 | 0 | 0 | 0
2012-12-25 | 2012 | 12 | 25 | 0 | 0 | 0 | 0 | 0 | 0 | 0 | 0 | 0 | 0 | 0 | 0 | 0 | 0 | 0 | 0 | 0 | 0 | 0 | 0 | 0 | 0 | 0 | 0 |  | 0 | 0 | 0 | 0 |  | 0 | 0 | 0 | 0 | 0
2012-12-26 | 2012 | 12 | 26 | 0 | 0 | 0 | 0 | 0 | 0.1 | 0 | 0 | 0 | 0 | 0 | 0 | 0 | 0 | 0 | 0 | 0 | 0 | 0.1 | 0 | 0 | 0 | 0 | 0 |  | 0.2 | 0.2 | 0.2 | 0 |  | 0 | 0 | 0 | 0 | 0
2012-12-27 | 2012 | 12 | 27 | 0 | 0 | 0 | 0 | 0 | 0 | 0 | 0 | 0 | 0 | 0 | 0 | 0 | 0 | 0 | 0 | 0 | 0 | 0 | 0 | 0 | 0 | 0 | 0 |  | 0 | 0 | 0 | 0 |  | 0 | 0 | 0 | 0 | 0
2012-12-28 | 2012 | 12 | 28 | 0 | 0 | 0 | 0 | 0 | 0 | 0 | 0 | 0 | 0 | 0 | 0 | 0 | 0 | 0 | 0 | 0 | 0 | 0 | 0 | 0 | 0 | 0 | 0 |  | 0 | 0 | 0 | 0 |  | 0 | 0 | 0 | 0 | 0
2012-12-29 | 2012 | 12 | 29 | 0 | 0 | 0 | 0 | 0 | 0 | 0 | 0 | 0 | 0 | 0 | 0 | 0 | 0 | 0 | 0 | 0 | 0 | 0 | 0 | 0 | 0 | 0 | 0 |  | 0 | 0 | 0 | 0 |  | 0 | 0 | 0 | 0 | 0
2012-12-30 | 2012 | 12 | 30 | 0 | 0 | 0 | 0 | 0 | 0 | 0 | 0 | 0 | 0 | 0 | 0 | 0 | 0 | 0 | 0 | 0 | 0 | 0 | 0 | 0 | 0 | 0 | 0 |  | 0 | 0 | 0 | 0 |  | 0 | 0 | 0 | 0 | 0
2012-12-31 | 2012 | 12 | 31 | 0 | 0 | 0 | 0 | 0 | 0 | 0 | 0 | 0 | 0 | 0 | 0 | 0 | 0 | 0 | 0 | 0 | 0 | 0 | 0 | 0 | 0 | 0 | 0 |  | 0 | 0 | 0 | 0 |  | 0 | 0 | 0 | 0 | 0
2013-01-01 | 2013 | 1 | 1 | 0 | 0 | 0 | 0 | 0 | 0 | 0 | 0 | 0 | 0 | 0 | 0 | 0 | 0 | 0 | 0 | 0 | 0 | 0 | 0 | 0 | 0 | 0 | 0 |  | 0 | 0 | 0 | 0 |  | 0 | 0 | 0 | 0 | 0
2013-01-02 | 2013 | 1 | 2 | 0 | 0 | 0 | 0 | 0 | 0 | 0 | 0 | 0 | 0 | 0 | 0 | 0 | 0 | 0 | 0 | 0 | 0 | 0 | 0 | 0 | 0 | 0 | 0 |  | 0 | 0 | 0 | 0 |  | 0 | 0 | 0 | 0 | 0
2013-01-03 | 2013 | 1 | 3 | 0 | 0 | 0 | 0 | 0 | 0 | 0 | 0 | 0 | 0 | 0 | 0 | 0 | 0 | 0 | 0 | 0 | 0 | 0 | 0 | 0 | 0 | 0 | 0 |  | 0 | 0 | 0 | 0 |  | 0 | 0 | 0 | 0 | 0
2013-01-04 | 2013 | 1 | 4 | 0 | 0 | 0 | 0 | 0 | 0 | 0 | 0 | 0 | 0 | 0 | 0 | 0 | 0 | 0 | 0 | 0 | 0 | 0 | 0 | 0 | 0 | 0 | 0 |  | 0 | 0 | 0 | 0 |  | 0 | 0 | 0 | 0 | 0
2013-01-05 | 2013 | 1 | 5 | 0 | 0 | 0 | 0 | 0 | 0 | 0 | 0 | 0 | 0 | 0 | 0 | 0 | 0 | 0 | 0 | 0 | 0 | 0 | 0 | 0 | 0 | 0 | 0 |  | 0 | 0 | 0 | 0 |  | 0 | 0 | 0 | 0 | 0
2013-01-06 | 2013 | 1 | 6 | 0 | 0 | 0 | 0 | 0 | 0 | 0 | 0 | 0 | 0 | 0 | 0 | 0 | 0 | 0 | 0 | 0 | 0 | 0 | 0 | 0 | 0 | 0 | 0 |  | 0 | 0 | 0 | 0 |  | 0 | 0 | 0 | 0 | 0
2013-01-07 | 2013 | 1 | 7 | 0 | 0 | 0 | 0 | 0 | 0 | 0 | 0 | 0 | 0 | 0 | 0 | 0 | 0 | 0 | 0 | 0 | 0 | 0 | 0 | 0 | 0 | 0 | 0 |  | 0 | 0 | 0 | 0 |  | 0 | 0 | 0 | 0 | 0
2013-01-08 | 2013 | 1 | 8 | 0 | 0 | 0 | 0 | 0 | 0 | 0 | 0 | 0 | 0 | 0 | 0 | 0 | 0 | 0 | 0 | 0 | 0 | 0 | 0 | 0 | 0 | 0 | 0 |  | 0 | 0 | 0 | 0 |  | 0 | 0 | 0 | 0 | 0
2013-01-09 | 2013 | 1 | 9 | 0 | 0 | 0 | 0 | 0 | 0 | 0 | 0 | 0 | 0 | 0 | 0 | 0 | 0 | 0 | 0 | 0 | 0 | 0 | 0.7 | 1.4 | 1.5 | 0.7 | 0.7 |  | 5 | 5 | 5 | 0 |  | 0 | 0 | 0 | 0 | 0
2013-01-10 | 2013 | 1 | 10 | 0.1 | 0 | 0 | 0 | 0.1 | 0.2 | 0.1 | 0.1 | 0.1 | 0.1 | 0.2 | 0.1 | 0.1 | 0 | 0.1 | 0.1 | 0.2 | 0.1 | 0.1 | 0.1 | 0.1 | 0.2 | 0.1 | 0.1 |  | 2.4 | 2.4 | 2.4 | 8.8818e-16 |  | 0 | 0 | 0 | 0 | 0
2013-01-11 | 2013 | 1 | 11 | 0 | 0 | 0 | 0 | 0 | 0 | 0 | 0 | 0 | 0 | 0 | 0 | 0 | 0 | 0 | 0 | 0 | 0 | 0 | 0 | 0 | 0 | 0 | 0 |  | 0 | 0 | 0 | 0 |  | 0 | 0 | 0 | 0 | 0
2013-01-12 | 2013 | 1 | 12 | 0 | 0 | 0 | 0 | 0 | 0 | 0 | 0 | 0 | 0 | 0 | 0 | 0 | 0 | 0 | 0 | 0 | 0 | 0 | 0 | 0 | 0 | 0 | 0 |  | 0 | 0 | 0 | 0 |  | 0 | 0 | 0 | 0 | 0
2013-01-13 | 2013 | 1 | 13 | 0 | 0 | 0 | 0 | 0.1 | 0.1 | 0.1 | 0.1 | 0.1 | 0.1 | 0.1 | 0.1 | 0.1 | 0 | 0 | 0 | 0 | 0.1 | 0.1 | 0.1 | 0.1 | 0.1 | 0.1 | 0.1 |  | 1.6 | 1.6 | 1.6 | 2.2204e-16 |  | 0 | 0 | 0 | 0 | 0
2013-01-14 | 2013 | 1 | 14 | 0.2 | 0.2 | 0.1 | 0 | 0 | 0 | 0 | 0 | 0.2 | 0.2 | 0.2 | 0.1 | 0.2 | 0 | 0.2 | 0 | 0 | 0 | 0 | 0 | 0 | 0 | 0 | 0 |  | 1.6 | 1.6 | 1.6 | 2.2204e-16 |  | 0 | 0 | 0 | 0 | 0
2013-01-15 | 2013 | 1 | 15 | 0 | 0 | 0 | 0 | 0 | 0 | 0 | 0 | 0 | 0 | 0 | 0 | 0 | 0 | 0 | 0 | 0 | 0 | 0 | 0 | 0 | 0 | 0 | 0 |  | 0 | 0 | 0 | 0 |  | 0 | 0 | 0 | 0 | 0
2013-01-16 | 2013 | 1 | 16 | 0 | 0 | 0 | 0 | 0 | 0 | 0 | 0 | 0 | 0 | 0 | 0 | 0 | 0 | 0 | 0 | 0 | 0 | 0 | 0 | 0 | 0 | 0 | 0 |  | 0 | 0 | 0 | 0 |  | 0 | 0 | 0 | 0 | 0
2013-01-17 | 2013 | 1 | 17 | 0 | 0 | 0 | 0 | 0 | 0 | 0 | 0 | 0 | 0 | 0 | 0 | 0 | 0 | 0 | 0 | 0 | 0 | 0 | 0 | 0 | 0 | 0 | 0 |  | 0 | 0 | 0 | 0 |  | 0 | 0 | 0 | 0 | 0
2013-01-18 | 2013 | 1 | 18 | 0 | 0 | 0 | 0 | 0 | 0 | 0 | 0 | 0 | 0 | 0 | 0 | 0 | 0 | 0 | 0 | 0 | 0 | 0 | 0 | 0 | 0 | 0 | 0 |  | 0 | 0 | 0 | 0 |  | 0 | 0 | 0 | 0 | 0
2013-01-19 | 2013 | 1 | 19 | 0 | 0 | 0 | 0 | 0 | 0 | 0 | 0 | 0 | 0 | 0 | 0 | 0 | 0 | 0 | 0 | 0 | 0 | 0 | 0 | 0 | 0 | 0 | 0 |  | 0 | 0 | 0 | 0 |  | 0 | 0 | 0 | 0 | 0
2013-01-20 | 2013 | 1 | 20 | 0 | 0 | 0 | 0 | 0 | 0 | 0 | 0 | 0 | 0 | 0 | 0 | 0 | 0 | 0 | 0 | 0 | 0 | 0 | 0 | 0 | 0 | 0 | 0 |  | 0 | 0 | 0 | 0 |  | 0 | 0 | 0 | 0 | 0
2013-01-21 | 2013 | 1 | 21 | 0 | 0 | 0 | 0 | 0 | 0 | 0 | 0 | 0 | 0 | 0 | 0 | 0 | 0 | 0 | 0 | 0 | 0 | 0 | 0 | 0 | 0 | 0 | 0 |  | 0 | 0 | 0 | 0 |  | 0 | 0 | 0 | 0 | 0
2013-01-22 | 2013 | 1 | 22 | 0 | 0 | 0 | 0 | 0 | 0 | 0 | 0 | 0 | 0 | 0 | 0 | 0 | 0 | 0 | 0 | 0 | 0 | 0 | 0 | 0 | 0 | 0 | 0 |  | 0 | 0 | 0 | 0 |  | 0 | 0 | 0 | 0 | 0
2013-01-23 | 2013 | 1 | 23 | 0 | 0 | 0 | 0 | 0.1 | 0 | 0 | 0 | 0 | 0 | 0 | 0 | 0.1 | 0 | 0 | 0 | 0 | 0 | 0 | 0 | 0 | 0 | 0 | 0 |  | 0.2 | 0.2 | 0.2 | 0 |  | 0 | 0 | 0 | 0 | 0
2013-01-24 | 2013 | 1 | 24 | 0 | 0 | 0 | 0 | 0 | 0 | 0 | 0 | 0 | 0 | 0 | 0 | 0 | 0 | 0 | 0 | 0 | 0 | 0 | 0 | 0 | 0 | 0 | 0 |  | 0 | 0 | 0 | 0 |  | 0 | 0 | 0 | 0 | 0
2013-01-25 | 2013 | 1 | 25 | 0 | 0 | 0 | 0 | 0 | 0 | 0 | 0 | 0 | 0 | 0 | 0 | 0 | 0 | 0 | 0 | 0 | 0 | 0 | 0 | 0 | 0 | 0 | 0 |  | 0 | 0 | 0 | 0 |  | 0 | 0 | 0 | 0 | 0
2013-01-26 | 2013 | 1 | 26 | 0 | 0 | 0 | 0 | 0 | 0 | 0 | 0 | 0 | 0 | 0 | 0 | 0 | 0 | 0 | 0 | 0 | 0 | 0 | 0 | 0 | 0 | 0 | 0 |  | 0 | 0 | 0 | 0 |  | 0 | 0 | 0 | 0 | 0
2013-01-27 | 2013 | 1 | 27 | 0 | 0 | 0 | 0 | 0 | 0 | 0 | 0 | 0 | 0 | 0 | 0 | 0 | 0 | 0 | 0 | 0 | 0 | 0 | 0 | 0 | 0 | 0 | 0 |  | 0 | 0 | 0 | 0 |  | 0 | 0 | 0 | 0 | 0
2013-01-28 | 2013 | 1 | 28 | 0 | 0 | 0 | 0 | 0 | 0 | 0 | 0 | 0 | 0 | 0 | 0 | 0 | 0 | 0 | 0 | 0 | 0.1 | 0.2 | 0 | 0.1 | 0.1 | 0.2 | 0.1 |  | 0.8 | 0.8 | 0.8 | 1.1102e-16 |  | 0 | 0 | 0 | 0 | 0
2013-01-29 | 2013 | 1 | 29 | 0.1 | 0.1 | 0.1 | 0.1 | 0.2 | 0.1 | 0.1 | 0.1 | 0.1 | 0 | 0 | 0 | 0 | 0 | 0 | 0 | 0 | 0 | 0 | 0 | 0 | 0 | 0 | 0 |  | 1 | 1 | 1 | 0 |  | 0 | 0 | 0 | 0 | 0
2013-01-30 | 2013 | 1 | 30 | 0 | 0 | 0 | 0 | 0 | 0 | 0 | 0 | 0 | 0 | 0.1 | 0.1 | 0.1 | 0 | 0.1 | 0.1 | 0.1 | 0 | 0.1 | 0.1 | 0.1 | 0.1 | 0.1 | 0.1 |  | 1.2 | 1.2 | 1.2 | 0 |  | 0 | 0 | 0 | 0 | 0
2013-01-31 | 2013 | 1 | 31 | 0.1 | 0.2 | 0.1 | 0.1 | 0 | 0 | 0 | 0 | 0 | 0 | 0 | 0 | 0 | 0 | 0 | 0 | 0 | 0 | 0 | 0 | 0 | 0 | 0 | 0 |  | 0.5 | 0.5 | 0.5 | 0 |  | 0 | 0 | 0 | 0 | 0
2013-02-01 | 2013 | 2 | 1 | 0 | 0 | 0 | 0 | 0 | 0 | 0 | 0 | 0 | 0 | 0 | 0 | 0 | 0 | 0 | 0 | 0 | 0 | 0 | 0 | 0 | 0 | 0 | 0 |  | 0 | 0 | 0 | 0 |  | 0 | 0 | 0 | 0 | 0
2013-02-02 | 2013 | 2 | 2 | 0 | 0 | 0 | 0 | 0 | 0 | 0 | 0 | 0 | 0 | 0 | 0 | 0 | 0 | 0 | 0 | 0 | 0 | 0 | 0 | 0 | 0 | 0 | 0 |  | 0 | 0 | 0 | 0 |  | 0 | 0 | 0 | 0 | 0
2013-02-03 | 2013 | 2 | 3 | 0 | 0 | 0 | 0 | 0 | 0 | 0 | 0 | 0 | 0 | 0 | 0 | 0 | 0 | 0 | 0 | 0 | 0 | 0 | 0 | 0 | 0 | 0 | 0 |  | 0 | 0 | 0 | 0 |  | 0 | 0 | 0 | 0 | 0
2013-02-04 | 2013 | 2 | 4 | 0 | 0 | 0 | 0 | 0 | 0 | 0 | 0 | 0 | 0 | 0 | 0 | 0 | 0 | 0 | 0 | 0 | 0 | 0 | 0 | 0 | 0 | 0 | 0 |  | 0 | 0 | 0 | 0 |  | 0 | 0 | 0 | 0 | 0
2013-02-05 | 2013 | 2 | 5 | 0 | 0 | 0 | 0 | 0 | 0 | 0 | 0 | 0 | 0 | 0 | 0 | 0 | 0 | 0 | 0 | 0 | 0 | 0 | 0 | 0 | 0 | 0 | 0 |  | 0 | 0 | 0 | 0 |  | 0 | 0 | 0 | 0 | 0
2013-02-06 | 2013 | 2 | 6 | 0 | 0 | 0 | 0 | 0 | 0 | 0 | 0 | 0 | 0 | 0 | 0 | 0 | 0 | 0 | 0 | 0 | 0 | 0 | 0 | 0 | 0 | 0 | 0 |  | 0 | 0 | 0 | 0 |  | 0 | 0 | 0 | 0 | 0
2013-02-07 | 2013 | 2 | 7 | 0 | 0 | 0 | 0 | 0 | 0 | 0 | 0 | 0 | 0 | 0 | 0 | 0 | 0 | 0 | 0 | 0 | 0 | 0 | 0 | 0 | 0 | 0 | 0 |  | 0 | 0 | 0 | 0 |  | 0 | 0 | 0 | 0 | 0
2013-02-08 | 2013 | 2 | 8 | 0 | 0 | 0 | 0 | 0 | 0 | 0 | 0 | 0 | 0 | 0 | 0 | 0 | 0 | 0 | 0 | 0 | 0 | 0 | 0 | 0 | 0 | 0 | 0 |  | 0 | 0 | 0 | 0 |  | 0 | 0 | 0 | 0 | 0
2013-02-09 | 2013 | 2 | 9 | 0 | 0 | 0 | 0 | 0 | 0 | 0 | 0 | 0 | 0 | 0 | 0 | 0 | 0 | 0 | 0 | 0 | 0 | 0 | 0 | 0 | 0 | 0 | 0 |  | 0 | 0 | 0 | 0 |  | 0 | 0 | 0 | 0 | 0
2013-02-10 | 2013 | 2 | 10 | 0 | 0 | 0 | 0 | 0 | 0 | 0 | 0 | 0 | 0 | 0 | 0 | 0 | 0 | 0 | 0 | 0 | 0 | 0 | 0 | 0 | 0 | 0 | 0 |  | 0 | 0 | 0 | 0 |  | 0 | 0 | 0 | 0 | 0
2013-02-11 | 2013 | 2 | 11 | 0 | 0 | 0 | 0 | 0 | 0 | 0 | 0 | 0 | 0 | 0 | 0 | 0 | 0 | 0 | 0 | 0 | 0 | 0 | 0 | 0 | 0 | 0 | 0 |  | 0 | 0 | 0 | 0 |  | 0 | 0 | 0 | 0 | 0
2013-02-12 | 2013 | 2 | 12 | 0 | 0 | 0 | 0 | 0 | 0 | 0 | 0 | 0 | 0 | 0 | 0 | 0 | 0 | 0 | 0 | 0 | 0 | 0 | 0 | 0 | 0 | 0 | 0 |  | 0 | 0 | 0 | 0 |  | 0 | 0 | 0 | 0 | 0
2013-02-13 | 2013 | 2 | 13 | 0 | 0 | 0 | 0 | 0 | 0 | 0 | 0 | 0 | 0 | 0 | 0 | 0 | 0 | 0 | 0 | 0 | 0 | 0 | 0 | 0 | 0 | 0 | 0 |  | 0 | 0 | 0 | 0 |  | 0 | 0 | 0 | 0 | 0
2013-02-14 | 2013 | 2 | 14 | 0 | 0 | 0 | 0 | 0 | 0 | 0 | 0 | 0 | 0 | 0 | 0 | 0 | 0 | 0 | 0 | 0 | 0 | 0 | 0 | 0 | 0 | 0 | 0 |  | 0 | 0 | 0 | 0 |  | 0 | 0 | 0 | 0 | 0
2013-02-15 | 2013 | 2 | 15 | 0 | 0 | 0 | 0 | 0 | 0 | 0 | 0 | 0 | 0 | 0 | 0 | 0 | 0 | 0 | 0 | 0 | 0 | 0 | 0 | 0 | 0 | 0 | 0 |  | 0 | 0 | 0 | 0 |  | 0 | 0 | 0 | 0 | 0
2013-02-16 | 2013 | 2 | 16 | 0 | 0 | 0 | 0 | 0 | 0 | 0 | 0 | 0 | 0 | 0 | 0 | 0 | 0 | 0 | 0 | 0 | 0 | 0 | 0 | 0 | 0 | 0 | 0 |  | 0 | 0 | 0 | 0 |  | 0 | 0 | 0 | 0 | 0
2013-02-17 | 2013 | 2 | 17 | 0 | 0 | 0 | 0.3 | 0 | 0 | 0 | 0 | 0 | 0 | 0 | 0 | 0 | 0 | 0 | 0 | 0 | 0 | 0 | 0 | 0 | 0 | 0 | 0 |  | 0.3 | 0.3 | 0.3 | 0 |  | 0 | 0 | 0 | 0 | 0
2013-02-18 | 2013 | 2 | 18 | 0 | 0 | 0 | 0 | 0 | 0 | 0 | 0 | 0 | 0 | 0 | 0 | 0 | 0 | 0 | 0 | 0 | 0 | 0 | 0 | 0 | 0 | 0 | 0 |  | 0 | 0 | 0 | 0 |  | 0 | 0 | 0 | 0 | 0
2013-02-19 | 2013 | 2 | 19 | 0 | 0 | 0 | 0 | 0 | 0 | 0 | 0 | 0 | 0 | 0 | 0 | 0 | 0 | 0 | 0 | 0 | 0 | 0 | 0.1 | 0 | 0 | 0.1 | 0 |  | 0.2 | 0.2 | 0.2 | 0 |  | 0 | 0 | 0 | 0 | 0
2013-02-20 | 2013 | 2 | 20 | 0.1 | 0.1 | 0 | 0.1 | 0.1 | 0.1 | 0.1 | 0 | 0.1 | 0.1 | 0 | 0 | 0 | 0 | 0 | 0 | 0 | 0 | 0 | 0 | 0 | 0 | 0 | 0 |  | 0.8 | 0.8 | 0.8 | 1.1102e-16 |  | 0 | 0 | 0 | 0 | 0
2013-02-21 | 2013 | 2 | 21 | 0 | 0 | 0 | 0 | 0 | 0 | 0 | 0 | 0 | 0 | 0 | 0 | 0 | 0 | 0 | 0 | 0 | 0 | 0 | 0 | 0 | 0 | 0 | 0 |  | 0 | 0 | 0 | 0 |  | 0 | 0 | 0 | 0 | 0
2013-02-22 | 2013 | 2 | 22 | 0 | 0 | 0 | 0 | 0 | 0 | 0 | 0 | 0 | 0 | 0 | 0 | 0 | 0 | 0 | 0 | 0 | 0 | 0 | 0 | 0 | 0 | 0 | 0 |  | 0 | 0 | 0 | 0 |  | 0 | 0 | 0 | 0 | 0
2013-02-23 | 2013 | 2 | 23 | 0 | 0 | 0 | 0 | 0 | 0 | 0 | 0 | 0 | 0 | 0 | 0 | 0 | 0 | 0 | 0 | 0 | 0 | 0 | 0 | 0 | 0 | 0 | 0 |  | 0 | 0 | 0 | 0 |  | 0 | 0 | 0 | 0 | 0
2013-02-24 | 2013 | 2 | 24 | 0 | 0 | 0 | 0 | 0 | 0 | 0 | 0 | 0 | 0 | 0 | 0 | 0 | 0 | 0 | 0 | 0 | 0 | 0 | 0 | 0 | 0 | 0 | 0 |  | 0 | 0 | 0 | 0 |  | 0 | 0 | 0 | 0 | 0
2013-02-25 | 2013 | 2 | 25 | 0 | 0 | 0 | 0 | 0 | 0 | 0 | 0 | 0 | 0 | 0 | 0 | 0 | 0 | 0 | 0 | 0.3 | 0.4 | 0.3 | 0.4 | 0.3 | 0.3 | 0.4 | 0.3 |  | 2.7 | 2.7 | 2.7 | 4.4409e-16 |  | 0 | 0 | 0 | 0 | 0
2013-02-26 | 2013 | 2 | 26 | 0.3 | 0.3 | 0.3 | 0.3 | 0.3 | 0.3 | 0.3 | 0.3 | 0 | 0 | 0.3 | 0.3 | 0 | 0 | 0 | 0 | 0 | 0 | 0 | 0 | 0 | 0 | 0 | 0 |  | 3 | 3 | 3 | 4.4409e-16 |  | 0 | 0 | 0 | 0 | 0
2013-02-27 | 2013 | 2 | 27 | 0 | 0 | 0 | 0 | 0 | 0 | 0 | 0 | 0 | 0 | 0 | 0 | 0 | 0 | 0 | 0 | 0 | 0 | 0 | 0 | 0 | 0 | 0 | 0 |  | 0 | 0 | 0 | 0 |  | 0 | 0 | 0 | 0 | 0
2013-02-28 | 2013 | 2 | 28 | 0 | 0 | 0 | 0 | 0 | 0 | 0 | 0 | 0 | 0 | 0 | 0 | 0 | 0 | 0 | 0 | 0 | 0 | 0 | 0 | 0 | 0 | 0 | 0 |  | 0 | 0 | 0 | 0 |  | 0 | 0 | 0 | 0 | 0
2013-03-01 | 2013 | 3 | 1 | 0 | 0 | 0 | 0 | 0 | 0 | 0 | 0 | 0 | 0 | 0 | 0 | 0 | 0 | 0 | 0 | 0 | 0 | 0 | 0 | 0 | 0 | 0 | 0 |  | 0 | 0 | 0 | 0 |  | 0 | 0 | 0 | 0 | 0
2013-03-02 | 2013 | 3 | 2 | 0 | 0 | 0 | 0 | 0 | 0 | 0 | 0 | 0 | 0 | 0 | 0 | 0 | 0 | 0 | 0 | 0 | 0 | 0 | 0 | 0 | 0 | 0 | 0 |  | 0 | 0 | 0 | 0 |  | 0 | 0 | 0 | 0 | 0
2013-03-03 | 2013 | 3 | 3 | 0 | 0 | 0 | 0 | 0 | 0 | 0.5 | 0.5 | 0.6 | 0.5 | 0.5 | 0.5 | 1 | 0 | 1.1 | 1 | 0.5 | 0.5 | 0 | 0 | 0 | 0.6 | 0.5 | 0.5 |  | 8.8 | 8.8 | 8.8 | 1.7764e-15 |  | 0 | 0 | 0 | 0 | 0
2013-03-04 | 2013 | 3 | 4 | 0.1 | 0.1 | 0.1 | 0 | 0.1 | 0.1 | 0 | 0 | 0.1 | 0.1 | 0.1 | 0 | 0.1 | 0 | 0.1 | 0 | 0 | 0 | 0 | 0 | 0 | 0 | 0 | 0 |  | 1 | 1 | 1 | 1.1102e-16 |  | 0 | 0 | 0 | 0 | 0
2013-03-05 | 2013 | 3 | 5 | 0 | 0 | 0 | 0 | 0 | 0 | 0 | 0 | 0 | 0 | 0 | 0 | 0 | 0 | 0 | 0 | 0 | 0 | 0 | 0 | 0 | 0 | 0 | 0 |  | 0 | 0 | 0 | 0 |  | 0 | 0 | 0 | 0 | 0
2013-03-06 | 2013 | 3 | 6 | 0 | 0 | 0.2 | 0.3 | 0.2 | 0.3 | 0.2 | 0.3 | 0.2 | 0 | 0.3 | 0.2 | 0 | 0 | 0 | 0.2 | 0.3 | 0.2 | 0.3 | 0.2 | 0.3 | 0.2 | 0.3 | 0.2 |  | 4.4 | 4.4 | 4.4 | 0 |  | 0 | 0 | 0 | 0 | 0
2013-03-07 | 2013 | 3 | 7 | 0.1 | 0.2 | 0.1 | 0.1 | 0.2 | 0.1 | 0.1 | 0.2 | 0 | 0.1 | 0 | 0 | 0 | 0 | 0 | 0 | 0 | 0 | 0 | 0 | 0 | 0 | 0 | 0 |  | 1.2 | 1.2 | 1.2 | 0 |  | 0 | 0 | 0 | 0 | 0
2013-03-08 | 2013 | 3 | 8 | 0 | 0 | 0 | 0 | 0 | 0 | 0 | 0 | 0 | 0 | 0 | 0 | 0 | 0 | 0 | 0 | 0 | 0 | 0 | 0 | 0 | 0 | 0 | 0 |  | 0 | 0 | 0 | 0 |  | 0 | 0 | 0 | 0 | 0
2013-03-09 | 2013 | 3 | 9 | 0 | 0 | 0 | 0 | 0 | 0 | 0 | 0 | 0 | 0 | 0 | 0 | 0 | 0 | 0 | 0 | 0 | 0 | 0 | 0 | 0 | 0 | 0 | 0 |  | 0 | 0 | 0 | 0 |  | 0 | 0 | 0 | 0 | 0
2013-03-10 | 2013 | 3 | 10 | 0 | 0 | 0 | 0 | 0 | 0 | 0 | 0 | 0 | 0 | 0 | 0 | 0 | 0 | 0 | 0 | 0 | 0 | 0 | 0 | 0 | 0 | 0 | 0 |  | 0 | 0 | 0 | 0 |  | 0 | 0 | 0 | 0 | 0
2013-03-11 | 2013 | 3 | 11 | 0 | 0 | 0 | 0 | 0 | 0 | 0 | 0 | 0 | 0 | 0 | 0 | 0 | 0 | 0 | 0 | 0 | 0 | 0 | 0 | 0 | 0 | 0 | 0 |  | 0 | 0 | 0 | 0 |  | 0 | 0 | 0 | 0 | 0
2013-03-12 | 2013 | 3 | 12 | 0 | 0 | 0 | 0 | 0 | 0 | 0 | 0 | 0 | 0 | 0 | 0 | 0 | 0 | 0 | 0 | 0 | 0 | 0 | 0 | 0 | 0 | 0 | 0 |  | 0 | 0 | 0 | 0 |  | 0 | 0 | 0 | 0 | 0
2013-03-13 | 2013 | 3 | 13 | 0 | 0 | 0 | 0 | 0 | 0 | 0 | 0 | 0 | 0 | 0 | 0 | 0 | 0 | 0 | 0 | 0 | 0 | 0 | 0 | 0 | 0 | 0 | 0 |  | 0 | 0 | 0 | 0 |  | 0 | 0 | 0 | 0 | 0
2013-03-14 | 2013 | 3 | 14 | 0 | 0.1 | 0 | 0.1 | 0 | 0.1 | 0 | 0.1 | 0 | 0.1 | 0 | 0.1 | 0.1 | 0 | 0 | 0.1 | 0 | 0.1 | 0 | 0.1 | 0 | 0.1 | 0 | 0.1 |  | 1.2 | 1.2 | 1.2 | 0 |  | 0 | 0 | 0 | 0 | 0
2013-03-15 | 2013 | 3 | 15 | 0 | 0 | 0 | 0 | 0 | 0 | 0 | 0 | 0 | 0 | 0 | 0 | 0 | 0 | 0 | 0 | 0 | 0 | 0 | 0 | 0 | 0 | 0 | 0 |  | 0 | 0 | 0 | 0 |  | 0 | 0 | 0 | 0 | 0
2013-03-16 | 2013 | 3 | 16 | 0 | 0 | 0 | 0 | 0 | 0 | 0 | 0 | 0 | 0 | 0 | 0 | 0 | 0 | 0 | 0 | 0 | 0 | 0 | 0 | 0 | 0 | 0 | 0 |  | 0 | 0 | 0 | 0 |  | 0 | 0 | 0 | 0 | 0
2013-03-17 | 2013 | 3 | 17 | 0.1 | 0.1 | 0.2 | 0.1 | 0.1 | 0.1 | 0 | 0.1 | 0.1 | 0.2 | 0.1 | 0.1 | 0.1 | 0 | 0 | 0 | 0 | 0 | 0 | 0 | 0 | 0 | 0 | 0 |  | 1.4 | 1.4 | 1.4 | 2.2204e-16 |  | 0 | 0 | 0 | 0 | 0
2013-03-18 | 2013 | 3 | 18 | 0 | 0 | 0 | 0 | 0 | 0 | 0 | 0 | 0 | 0 | 0 | 0 | 0 | 0 | 0.1 | 0.1 | 0.1 | 0.1 | 0 | 0 | 0 | 0 | 0 | 0 |  | 0.4 | 0.4 | 0.4 | 0 |  | 0 | 0 | 0 | 0 | 0
2013-03-19 | 2013 | 3 | 19 | 0 | 0 | 0 | 0 | 0 | 0 | 0 | 0 | 0 | 0 | 0 | 0 | 0 | 0 | 0 | 0 | 0 | 0 | 0 | 0 | 0 | 0 | 0 | 0 |  | 0 | 0 | 0 | 0 |  | 0 | 0 | 0 | 0 | 0
2013-03-20 | 2013 | 3 | 20 | 0 | 0 | 0 | 0 | 0 | 0 | 0 | 0 | 0 | 0 | 0 | 0 | 0 | 0 | 0 | 0 | 0 | 0 | 0 | 0 | 0 | 0 | 0 | 0 |  | 0 | 0 | 0 | 0 |  | 0 | 0 | 0 | 0 | 0
2013-03-21 | 2013 | 3 | 21 | 0 | 0 | 0 | 0.1 | 0.1 | 0 | 0 | 0 | 0.1 | 0.1 | 0.1 | 0.1 | 0 | 0 | 0 | 0 | 0 | 0 | 0 | 0 | 0 | 0 | 0 | 0 |  | 0.6 | 0.6 | 0.6 | 0 |  | 0 | 0 | 0 | 0 | 0
2013-03-22 | 2013 | 3 | 22 | 0 | 0 | 0 | 0 | 0 | 0 | 0 | 0 | 0 | 0 | 0 | 0 | 0 | 0 | 0 | 0 | 0 | 0 | 0 | 0 | 0 | 0 | 0 | 0 |  | 0 | 0 | 0 | 0 |  | 0 | 0 | 0 | 0 | 0
2013-03-23 | 2013 | 3 | 23 | 0 | 0 | 0 | 0 | 0 | 0 | 0 | 0 | 0 | 0 | 0 | 0 | 0 | 0 | 0 | 0 | 0 | 0 | 0 | 0 | 0 | 0 | 0 | 0 |  | 0 | 0 | 0 | 0 |  | 0 | 0 | 0 | 0 | 0
2013-03-24 | 2013 | 3 | 24 | 0 | 0 | 0 | 0 | 0 | 0 | 0 | 0 | 0 | 0 | 0 | 0 | 0 | 0 | 0 | 0 | 0 | 0 | 0 | 0 | 0 | 0 | 0 | 0 |  | 0 | 0 | 0 | 0 |  | 0 | 0 | 0 | 0 | 0
2013-03-25 | 2013 | 3 | 25 | 0 | 0 | 0 | 0 | 0 | 0 | 0 | 0 | 0 | 0 | 0 | 0 | 0 | 0 | 0 | 0 | 0 | 0 | 0 | 0 | 0 | 0 | 0 | 0 |  | 0 | 0 | 0 | 0 |  | 0 | 0 | 0 | 0 | 0
2013-03-26 | 2013 | 3 | 26 | 0 | 0 | 0 | 0 | 0 | 0 | 0 | 0 | 0 | 0 | 0 | 0 | 0 | 0 | 0 | 0 | 0 | 0 | 0 | 0 | 0 | 0 | 0 | 0 |  | 0 | 0 | 0 | 0 |  | 0 | 0 | 0 | 0 | 0
2013-03-27 | 2013 | 3 | 27 | 0 | 0 | 0 | 0 | 0 | 0 | 0 | 0 | 0 | 0 | 0 | 0 | 0 | 0 | 0 | 0 | 0 | 0 | 0 | 0 | 0 | 0 | 0 | 0 |  | 0 | 0 | 0 | 0 |  | 0 | 0 | 0 | 0 | 0
2013-03-28 | 2013 | 3 | 28 | 0 | 0 | 0 | 0 | 0 | 0 | 0 | 0 | 0 | 0 | 0 | 0 | 0 | 0 | 0 | 0 | 0 | 0 | 0 | 0 | 0 | 0 | 0 | 0 |  | 0 | 0 | 0 | 0 |  | 0 | 0 | 0 | 0 | 0
2013-03-29 | 2013 | 3 | 29 | 0 | 0 | 0 | 0 | 0 | 0 | 0 | 0 | 0 | 0 | 0 | 0 | 0 | 0 | 0 | 0 | 0 | 0 | 0 | 0 | 0 | 0 | 0 | 0 |  | 0 | 0 | 0 | 0 |  | 0 | 0 | 0 | 0 | 0
2013-03-30 | 2013 | 3 | 30 | 0 | 0 | 0 | 0 | 0 | 0 | 0 | 0 | 0 | 0 | 0 | 0 | 0 | 0 | 0 | 0 | 0 | 0 | 0 | 0 | 0 | 0 | 0 | 0 |  | 0 | 0 | 0 | 0 |  | 0 | 0 | 0 | 0 | 0
2013-03-31 | 2013 | 3 | 31 | 0 | 0 | 0 | 0 | 0 | 0 | 0 | 0 | 0 | 0 | 0 | 0 | 0 | 0 | 0 | 0 | 0 | 0 | 0 | 0 | 0 | 0 | 0 | 0 |  | 0 | 0 | 0 | 0 |  | 0 | 0 | 0 | 0 | 0
2013-04-01 | 2013 | 4 | 1 | 0 | 0 | 0 | 0 | 0 | 0 | 0 | 0 | 0 | 0 | 0 | 0 | 0 | 0 | 0 | 0 | 0 | 0 | 0 | 0 | 0 | 0 | 0 | 0 |  | 0 | 0 | 0 | 0 |  | 0 | 0 | 0 | 0 | 0
2013-04-02 | 2013 | 4 | 2 | 0 | 0 | 0 | 0 | 0 | 0 | 0 | 0 | 0 | 0 | 0 | 0 | 0 | 0 | 0 | 0 | 0 | 0 | 0 | 0 | 0 | 0 | 0 | 0 |  | 0 | 0 | 0 | 0 |  | 0 | 0 | 0 | 0 | 0
2013-04-03 | 2013 | 4 | 3 | 0 | 0 | 0 | 0 | 0.1 | 0 | 0.1 | 0 | 0 | 0 | 0 | 0 | 0 | 0 | 0 | 0 | 0 | 0.1 | 0 | 0.1 | 0 | 0 | 0 | 0 |  | 0.4 | 0.4 | 0.4 | 0 |  | 0 | 0 | 0 | 0 | 0
2013-04-04 | 2013 | 4 | 4 | 0 | 0 | 0 | 0 | 0 | 0 | 0 | 0 | 0 | 0 | 0 | 0 | 0 | 0 | 0 | 0 | 0 | 0 | 0 | 0 | 0 | 0 | 0 | 0 |  | 0 | 0 | 0 | 0 |  | 0 | 0 | 0 | 0 | 0
2013-04-05 | 2013 | 4 | 5 | 0 | 0 | 0 | 0 | 0 | 0 | 0 | 0 | 0 | 0 | 0 | 0 | 0 | 0 | 0 | 0 | 0 | 0 | 0 | 0 | 0 | 0 | 0 | 0 |  | 0 | 0 | 0 | 0 |  | 0 | 0 | 0 | 0 | 0
2013-04-06 | 2013 | 4 | 6 | 0 | 0 | 0 | 0 | 0 | 0 | 0 | 0 | 0 | 0 | 0 | 0 | 0 | 0 | 0 | 0 | 0 | 0 | 0 | 0.6 | 0 | 0 | 0 | 0 |  | 0.6 | 0.6 | 0.6 | 0 |  | 0 | 0 | 0 | 0 | 0
2013-04-07 | 2013 | 4 | 7 | 0.1 | 0.1 | 0.1 | 0.2 | 0.1 | 0.1 | 0.1 | 0.1 | 0.1 | 0.1 | 0.1 | 0.2 | 0.1 | 0 | 0.1 | 0.1 | 0.1 | 0.1 | 0.1 | 0.1 | 0.2 | 0.1 | 0.1 | 0.1 |  | 2.6 | 2.6 | 2.6 | 8.8818e-16 |  | 0 | 0 | 0 | 0 | 0
2013-04-08 | 2013 | 4 | 8 | 0.1 | 0 | 0.1 | 0 | 0.1 | 0.1 | 0 | 0.1 | 0.1 | 0 | 0.1 | 0 | 0.1 | 0 | 0 | 0 | 0 | 0 | 0 | 0 | 0 | 0 | 0 | 0 |  | 0.8 | 0.8 | 0.8 | 1.1102e-16 |  | 0 | 0 | 0 | 0 | 0
2013-04-09 | 2013 | 4 | 9 | 0 | 0 | 0 | 0 | 0 | 0 | 0 | 0 | 0 | 0 | 0 | 0 | 0 | 0 | 0 | 0 | 0 | 0 | 0 | 0 | 0 | 0 | 0 | 0 |  | 0 | 0 | 0 | 0 |  | 0 | 0 | 0 | 0 | 0
2013-04-10 | 2013 | 4 | 10 | 0 | 0 | 0 | 0 | 0 | 0 | 0 | 0 | 0 | 0 | 0 | 0 | 0 | 0 | 0 | 0 | 0 | 0 | 0 | 0 | 0 | 0 | 0 | 0 |  | 0 | 0 | 0 | 0 |  | 0 | 0 | 0 | 0 | 0
2013-04-11 | 2013 | 4 | 11 | 0 | 0 | 0 | 0 | 0 | 0 | 0 | 0 | 0 | 0.9 | 0.9 | 0.9 | 0.9 | 0 | 0.9 | 0 | 0 | 0 | 0 | 0 | 0.9 | 0 | 0 | 0 |  | 5.4 | 5.4 | 5.4 | 0 |  | 0 | 0 | 0 | 0 | 0
2013-04-12 | 2013 | 4 | 12 | 0 | 0 | 0 | 0 | 0 | 0 | 0 | 0 | 0 | 0 | 0 | 0 | 0 | 0 | 0 | 0 | 0 | 0 | 0 | 0 | 0 | 0 | 0 | 0 |  | 0 | 0 | 0 | 0 |  | 0 | 0 | 0 | 0 | 0
2013-04-13 | 2013 | 4 | 13 | 0 | 0 | 0 | 0 | 0 | 0 | 0 | 0 | 0 | 0.3 | 0.4 | 0.3 | 0 | 0 | 0.3 | 0.3 | 0.4 | 0.3 | 0.7 | 0.3 | 0.3 | 0.3 | 0.4 | 0.3 |  | 4.6 | 4.6 | 4.6 | 0 |  | 0 | 0 | 0 | 0 | 0
2013-04-14 | 2013 | 4 | 14 | 0.2 | 0.2 | 0.1 | 0.2 | 0.2 | 0.2 | 0.2 | 0.1 | 0.2 | 0.4 | 0.3 | 0.4 | 0.2 | 0 | 0 | 0 | 0 | 0 | 0.2 | 0 | 0.1 | 0.2 | 0 | 0.2 |  | 3.6 | 3.6 | 3.6 | 4.4409e-16 |  | 0 | 0 | 0 | 0 | 0
2013-04-15 | 2013 | 4 | 15 | 0.1 | 0 | 0.1 | 0.1 | 0.1 | 0 | 0.1 | 0 | 0 | 0 | 0 | 0.1 | 0 | 0 | 0 | 0 | 0 | 0 | 0 | 0.1 | 0.1 | 0.1 | 0 | 0.1 |  | 1 | 1 | 1 | 1.1102e-16 |  | 0 | 0 | 0 | 0 | 0
2013-04-16 | 2013 | 4 | 16 | 0 | 0 | 0 | 0 | 0 | 0 | 0 | 0 | 0 | 0 | 0 | 0 | 0 | 0 | 0 | 0 | 0 | 0 | 0 | 0 | 0 | 0 | 0 | 0 |  | 0 | 0 | 0 | 0 |  | 0 | 0 | 0 | 0 | 0
2013-04-17 | 2013 | 4 | 17 | 0 | 0 | 0 | 0 | 0 | 0 | 0 | 0 | 0 | 0 | 0 | 0 | 0 | 0 | 0 | 0 | 0 | 0 | 0 | 0 | 0 | 0 | 0 | 0 |  | 0 | 0 | 0 | 0 |  | 0 | 0 | 0 | 0 | 0
2013-04-18 | 2013 | 4 | 18 | 0 | 0 | 0 | 0 | 0 | 0 | 0 | 0 | 0 | 0 | 0 | 0 | 0 | 0 | 0 | 0 | 0 | 0 | 0 | 0 | 0 | 0 | 0 | 0 |  | 0 | 0 | 0 | 0 |  | 0 | 0 | 0 | 0 | 0
2013-04-19 | 2013 | 4 | 19 | 0 | 0 | 0 | 0 | 0 | 0 | 0 | 0 | 0 | 0 | 0 | 0 | 0 | 0 | 0 | 0 | 0 | 0 | 0 | 0 | 0 | 0 | 0 | 0 |  | 0 | 0 | 0 | 0 |  | 0 | 0 | 0 | 0 | 0
2013-04-20 | 2013 | 4 | 20 | 0 | 0 | 0 | 0 | 0 | 0 | 0 | 0 | 0 | 0 | 0 | 0 | 0 | 0 | 0 | 0 | 0 | 0 | 0 | 0 | 0 | 0 | 0 | 0 |  | 0 | 0 | 0 | 0 |  | 0 | 0 | 0 | 0 | 0
2013-04-21 | 2013 | 4 | 21 | 0 | 0 | 0 | 0 | 0 | 0 | 0 | 0 | 0 | 0 | 0 | 0 | 0 | 0 | 0 | 0 | 0 | 0 | 0 | 0 | 0 | 0 | 0 | 0 |  | 0 | 0 | 0 | 0 |  | 0 | 0 | 0 | 0 | 0
2013-04-22 | 2013 | 4 | 22 | 0 | 0 | 0 | 0 | 0 | 0 | 0 | 0 | 0 | 0 | 0 | 0 | 0 | 0 | 0 | 0 | 0 | 0 | 0 | 0 | 0 | 0 | 0 | 0 |  | 0 | 0 | 0 | 0 |  | 0 | 0 | 0 | 0 | 0
2013-04-23 | 2013 | 4 | 23 | 0 | 0 | 0 | 0 | 0 | 0 | 0 | 0 | 0 | 0 | 0 | 0 | 0 | 0 | 0 | 0 | 0 | 0 | 0 | 0 | 0 | 0 | 0 | 0 |  | 0 | 0 | 0 | 0 |  | 0 | 0 | 0 | 0 | 0
2013-04-24 | 2013 | 4 | 24 | 0 | 0 | 0 | 0 | 0 | 0 | 0 | 0 | 0 | 0 | 0 | 0 | 0 | 0 | 0 | 0 | 0 | 0 | 0 | 0 | 0 | 0 | 0 | 0 |  | 0 | 0 | 0 | 0 |  | 0 | 0 | 0 | 0 | 0
2013-04-25 | 2013 | 4 | 25 | 0 | 0 | 0 | 0 | 0 | 0 | 0 | 0 | 0 | 0 | 0 | 0 | 0 | 0 | 0 | 0 | 0 | 0 | 0 | 0 | 0 | 0 | 0 | 0 |  | 0 | 0 | 0 | 0 |  | 0 | 0 | 0 | 0 | 0
2013-04-26 | 2013 | 4 | 26 | 0 | 0 | 0 | 0 | 0 | 0 | 0 | 0 | 0 | 0 | 0 | 0 | 0 | 0 | 0 | 0 | 0 | 0 | 0 | 0 | 0 | 0 | 0 | 0 |  | 0 | 0 | 0 | 0 |  | 0 | 0 | 0 | 0 | 0
2013-04-27 | 2013 | 4 | 27 | 0 | 0 | 0 | 0 | 0 | 0 | 0 | 0 | 0 | 0 | 0 | 0 | 0 | 0 | 0 | 0 | 0 | 0 | 0 | 0 | 0 | 0 | 0 | 0 |  | 0 | 0 | 0 | 0 |  | 0 | 0 | 0 | 0 | 0
2013-04-28 | 2013 | 4 | 28 | 0 | 0 | 0 | 0 | 0 | 0 | 0 | 0 | 0 | 0 | 0 | 0 | 0 | 0 | 0 | 0 | 0 | 0 | 0 | 0 | 0 | 0 | 0 | 0 |  | 0 | 0 | 0 | 0 |  | 0 | 0 | 0 | 0 | 0
2013-04-29 | 2013 | 4 | 29 | 0 | 0 | 0 | 0 | 0 | 0 | 0 | 0 | 0 | 0 | 0 | 0 | 0 | 0 | 0 | 0 | 0 | 0 | 0 | 0 | 0 | 0 | 0 | 0 |  | 0 | 0 | 0 | 0 |  | 0 | 0 | 0 | 0 | 0
2013-04-30 | 2013 | 4 | 30 | 0 | 0 | 0 | 0 | 0 | 0 | 0 | 0 | 0 | 0 | 0 | 0 | 0 | 0 | 0 | 0 | 0 | 0 | 0 | 0 | 0 | 0 | 0 | 0 |  | 0 | 0 | 0 | 0 |  | 0 | 0 | 0 | 0 | 0
2013-05-01 | 2013 | 5 | 1 | 0 | 0 | 0 | 0 | 0 | 0 | 0 | 0 | 0 | 0 | 0 | 0 | 0 | 0 | 0 | 0 | 0 | 0 | 0 | 0 | 0 | 0 | 0 | 0 |  | 0 | 0 | 0 | 0 |  | 0 | 0 | 0 | 0 | 0
2013-05-02 | 2013 | 5 | 2 | 0 | 0 | 0 | 0 | 0 | 0 | 0 | 0 | 0 | 0 | 0 | 0 | 0 | 0 | 0 | 0 | 0 | 0 | 0 | 0 | 0 | 0 | 0 | 0 |  | 0 | 0 | 0 | 0 |  | 0 | 0 | 0 | 0 | 0
2013-05-03 | 2013 | 5 | 3 | 0.5 | 0.4 | 0.5 | 0.4 | 0 | 0 | 0 | 0 | 0 | 0 | 0 | 0 | 0 | 0 | 0 | 0 | 0 | 0 | 0 | 0 | 0 | 0 | 0 | 0 |  | 1.8 | 1.8 | 1.8 | 2.2204e-16 |  | 1.8 | 0 | 0 | 0 | 0
2013-05-04 | 2013 | 5 | 4 | 0 | 0 | 0 | 0 | 0 | 0 | 0 | 0 | 0 | 0 | 0 | 0 | 0 | 0 | 0 | 0 | 0 | 0 | 0 | 0 | 0 | 0 | 0 | 0 |  | 0 | 0 | 0 | 0 |  | 0 | 0 | 0 | 0 | 0
2013-05-05 | 2013 | 5 | 5 | 0 | 0 | 0 | 0 | 0 | 0 | 0 | 0 | 0 | 0 | 0 | 0 | 0 | 0 | 0 | 0 | 0 | 0 | 0 | 0 | 0 | 0 | 0 | 0 |  | 0 | 0 | 0 | 0 |  | 0 | 0 | 0 | 0 | 0
2013-05-06 | 2013 | 5 | 6 | 0 | 0 | 0 | 0 | 0 | 0 | 0 | 0 | 0 | 0 | 0 | 0 | 0 | 0 | 0 | 0 | 0 | 0 | 0 | 0 | 0 | 0 | 0 | 0 |  | 0 | 0 | 0 | 0 |  | 0 | 0 | 0 | 0 | 0
2013-05-07 | 2013 | 5 | 7 | 0 | 0 | 0 | 0 | 0 | 0 | 0 | 0 | 0 | 0 | 0 | 0 | 0 | 0 | 0 | 0 | 0 | 0 | 0 | 0 | 0 | 0 | 0 | 0 |  | 0 | 0 | 0 | 0 |  | 0 | 0 | 0 | 0 | 0
2013-05-08 | 2013 | 5 | 8 | 0 | 0 | 0 | 0 | 0 | 0 | 0 | 0 | 0 | 0 | 0 | 0 | 0 | 0 | 0 | 0 | 0 | 0 | 0 | 0 | 0 | 0 | 0 | 0 |  | 0 | 0 | 0 | 0 |  | 0 | 0 | 0 | 0 | 0
2013-05-09 | 2013 | 5 | 9 | 0 | 0 | 0 | 0 | 0 | 0 | 0 | 0 | 0 | 0 | 0 | 0 | 0 | 0 | 0 | 0 | 0 | 0 | 0 | 0 | 0 | 0 | 0 | 0 |  | 0 | 0 | 0 | 0 |  | 0 | 0 | 0 | 0 | 0
2013-05-10 | 2013 | 5 | 10 | 0 | 0 | 0 | 0 | 0 | 0 | 0 | 0 | 0 | 0 | 0 | 0 | 0 | 0 | 0 | 0 | 0 | 0 | 0 | 0 | 0 | 0 | 0 | 0 |  | 0 | 0 | 0 | 0 |  | 0 | 0 | 0 | 0 | 0
2013-05-11 | 2013 | 5 | 11 | 0 | 0 | 0 | 0 | 0 | 0 | 0 | 0 | 0 | 0 | 0 | 0 | 0 | 0 | 0 | 0 | 0 | 0 | 0 | 0 | 0 | 0 | 0 | 0 |  | 0 | 0 | 0 | 0 |  | 0 | 0 | 0 | 0 | 0
2013-05-12 | 2013 | 5 | 12 | 0 | 0 | 0 | 0 | 0 | 0 | 0 | 0 | 0 | 0 | 0 | 0 | 0 | 0 | 0 | 0 | 0 | 0 | 0 | 0 | 0 | 0 | 0 | 0 |  | 0 | 0 | 0 | 0 |  | 0 | 0 | 0 | 0 | 0
2013-05-13 | 2013 | 5 | 13 | 0 | 0 | 0 | 0 | 0 | 0 | 0 | 0 | 0 | 0 | 0 | 0 | 0 | 0 | 0 | 0 | 0 | 0 | 0 | 0 | 0 | 0 | 0 | 0 |  | 0 | 0 | 0 | 0 |  | 0 | 0 | 0 | 0 | 0
2013-05-14 | 2013 | 5 | 14 | 0 | 0 | 0 | 0 | 0 | 0 | 0 | 0 | 0 | 0 | 0 | 0 | 0 | 0 | 0 | 0 | 0 | 0 | 0 | 0 | 0 | 0 | 0 | 0 |  | 0 | 0 | 0 | 0 |  | 0 | 0 | 0 | 0 | 0
2013-05-15 | 2013 | 5 | 15 | 0 | 0 | 0 | 0 | 0 | 0 | 0 | 0 | 0 | 0 | 0 | 0 | 0 | 0 | 0 | 0 | 0 | 0 | 0 | 0 | 0 | 0 | 0 | 0 |  | 0 | 0 | 0 | 0 |  | 0 | 0 | 0 | 0 | 0
2013-05-16 | 2013 | 5 | 16 | 0 | 0 | 0 | 0 | 0 | 0 | 0 | 0 | 0 | 0 | 0 | 0 | 0 | 0 | 0.9 | 0.9 | 0 | 0 | 0.9 | 0.9 | 0 | 0 | 0 | 0 |  | 3.6 | 3.6 | 3.6 | 0 |  | 3.6 | 0 | 0 | 0 | 0
2013-05-17 | 2013 | 5 | 17 | 0 | 0 | 0 | 0 | 0 | 0 | 0 | 0 | 0 | 0 | 0 | 0 | 0 | 0 | 0 | 0 | 0 | 0 | 0 | 0 | 0 | 0 | 0 | 0 |  | 0 | 0 | 0 | 0 |  | 0 | 0 | 0 | 0 | 0
2013-05-18 | 2013 | 5 | 18 | 0 | 0 | 0 | 0 | 0 | 0 | 0 | 0 | 0 | 0 | 0 | 0 | 0 | 0 | 0 | 0.1 | 0.1 | 0 | 0 | 0 | 0 | 0 | 0 | 0 |  | 0.2 | 0.2 | 0.2 | 0 |  | 0.2 | 0 | 0 | 0 | 0
2013-05-19 | 2013 | 5 | 19 | 0 | 0 | 0 | 0 | 0 | 0 | 0 | 0 | 0 | 0 | 0 | 0 | 0.2 | 0 | 0 | 0 | 0 | 0 | 0 | 0 | 0 | 0 | 0 | 0 |  | 0.2 | 0.2 | 0.2 | 0 |  | 0.2 | 0 | 0 | 0 | 0
2013-05-20 | 2013 | 5 | 20 | 0 | 0 | 0 | 0 | 0 | 0 | 0 | 0 | 0 | 0 | 0 | 0 | 0 | 0 | 0 | 0 | 0 | 0 | 0 | 0 | 0 | 0 | 0 | 0 |  | 0 | 0 | 0 | 0 |  | 0 | 0 | 0 | 0 | 0
2013-05-21 | 2013 | 5 | 21 | 0 | 0 | 0 | 0 | 0 | 0 | 0 | 0 | 0 | 0 | 0 | 0 | 0 | 0 | 0 | 0 | 0 | 0 | 0 | 0 | 0 | 0 | 0 | 0 |  | 0 | 0 | 0 | 0 |  | 0 | 0 | 0 | 0 | 0
2013-05-22 | 2013 | 5 | 22 | 0 | 0 | 0 | 0 | 0 | 0 | 0 | 0 | 0.5 | 0.5 | 0.6 | 0.5 | 0.5 | 0 | 0 | 0 | 0 | 0 | 0 | 0 | 0 | 0 | 0 | 0 |  | 2.6 | 2.6 | 2.6 | 0 |  | 2.6 | 0 | 0 | 0 | 0
2013-05-23 | 2013 | 5 | 23 | 0 | 0 | 0 | 0 | 0 | 0 | 0 | 0 | 0 | 0.3 | 1.2 | 1.1 | 1.6 | 2 | 2.9 | 3.5 | 2.6 | 0.6 | 2 | 2.4 | 0.3 | 0.3 | 1.1 | 1.5 |  | 23.4 | 23.4 | 23.4 | 0 |  | 23.4 | 0 | 0 | 0 | 0
2013-05-24 | 2013 | 5 | 24 | 3.5 | 2.2 | 3.7 | 3.8 | 0.5 | 2.4 | 1.5 | 0.8 | 1.3 | 1.8 | 2.9 | 4.6 | 3.2 | 2.5 | 2.8 | 2.8 | 1.4 | 0.6 | 1.4 | 1.4 | 1.2 | 1.9 | 1.8 | 1.2 |  | 51.2 | 51.2 | 51.2 | 7.1054e-15 |  | 51.2 | 0 | 0 | 0 | 0
2013-05-25 | 2013 | 5 | 25 | 0.7 | 0.6 | 1.4 | 1.3 | 1.3 | 0.7 | 0 | 0 | 0 | 0 | 0 | 0 | 0 | 0 | 0 | 0 | 0 | 0.7 | 0 | 0.6 | 0.7 | 0 | 0 | 0 |  | 8 | 8 | 8 | 0 |  | 8 | 0 | 0 | 0 | 0
2013-05-26 | 2013 | 5 | 26 | 0 | 0 | 0 | 0 | 0 | 0 | 0 | 0 | 0 | 0 | 0 | 0 | 0 | 0 | 0 | 0 | 0 | 0 | 0 | 0 | 0 | 0 | 0 | 0 |  | 0 | 0 | 0 | 0 |  | 0 | 0 | 0 | 0 | 0
2013-05-27 | 2013 | 5 | 27 | 0 | 0 | 0 | 0 | 0 | 0 | 0 | 0 | 0 | 0 | 0 | 0 | 0 | 0 | 0 | 0 | 0 | 0 | 0 | 0 | 0.2 | 0 | 0 | 0 |  | 0.2 | 0.2 | 0.2 | 0 |  | 0.2 | 0 | 0 | 0 | 0
2013-05-28 | 2013 | 5 | 28 | 0 | 0 | 0 | 0.5 | 0 | 0 | 0 | 0 | 0 | 0 | 0 | 0 | 0.8 | 0 | 0.5 | 0 | 0 | 0 | 0 | 0 | 0 | 0 | 0 | 0 |  | 1.8 | 1.8 | 1.8 | 0 |  | 1.8 | 0 | 0 | 0 | 0
2013-05-29 | 2013 | 5 | 29 | 0 | 0 | 0 | 0 | 0 | 0 | 0.5 | 0.4 | 0.5 | 0.5 | 0.9 | 0.5 | 0 | 0 | 0 | 0 | 0 | 0 | 0 | 0 | 0.9 | 0.7 | 0.7 | 0 |  | 5.6 | 5.6 | 5.6 | 8.8818e-16 |  | 5.6 | 0 | 0 | 0 | 0
2013-05-30 | 2013 | 5 | 30 | 0 | 1 | 0 | 0 | 0.3 | 1.3 | 0.7 | 0.6 | 0.5 | 0.5 | 1.1 | 1.7 | 1.4 | 0.3 | 1 | 0 | 0 | 0 | 0 | 0.4 | 0 | 0 | 0 | 0 |  | 10.8 | 10.8 | 10.8 | 0 |  | 10.8 | 0 | 0 | 0 | 0
2013-05-31 | 2013 | 5 | 31 | 0 | 0.8 | 0 | 0 | 1.1 | 0.7 | 0 | 0 | 0 | 0 | 0 | 0 | 0 | 0 | 0.8 | 0 | 0 | 0 | 0 | 0 | 0 | 0 | 0 | 0 |  | 3.4 | 3.4 | 3.4 | 4.4409e-16 |  | 3.4 | 0 | 0 | 0 | 0
2013-06-01 | 2013 | 6 | 1 | 0 | 0 | 0 | 0 | 0 | 0 | 0 | 0 | 0 | 0 | 0 | 0 | 0 | 0 | 0 | 0 | 0 | 0 | 0 | 0 | 0 | 0 | 0 | 0 |  | 0 | 0 | 0 | 0 |  | 0 | 0 | 0 | 0 | 0
2013-06-02 | 2013 | 6 | 2 | 0 | 0 | 0 | 0 | 0 | 0 | 0 | 4.6 | 0.4 | 0 | 3.2 | 0.5 | 4.3 | 3.4 | 3.6 | 1.1 | 0.4 | 3.9 | 0 | 0 | 0 | 0 | 0 | 0 |  | 25.4 | 25.4 | 25.4 | 0 |  | 0 | 25.4 | 0 | 0 | 0
2013-06-03 | 2013 | 6 | 3 | 0 | 0 | 0.9 | 1.7 | 4.7 | 2.5 | 0.7 | 1.2 | 2.1 | 1.9 | 0.7 | 0 | 0 | 0 | 0 | 0 | 0 | 0 | 0 | 0 | 0 | 0 | 0 | 0 |  | 16.4 | 16.4 | 16.4 | 0 |  | 0 | 16.4 | 0 | 0 | 0
2013-06-04 | 2013 | 6 | 4 | 0 | 0 | 0 | 0 | 0 | 0 | 0 | 0 | 0 | 0 | 0 | 0 | 0 | 0 | 0 | 0 | 0 | 0 | 0 | 0 | 0 | 0 | 0 | 0 |  | 0 | 0 | 0 | 0 |  | 0 | 0 | 0 | 0 | 0
2013-06-05 | 2013 | 6 | 5 | 0 | 0 | 0 | 0 | 0 | 0 | 0 | 0 | 0 | 0 | 0 | 0 | 0 | 0 | 0 | 0 | 0 | 0 | 0 | 0 | 0 | 0 | 0 | 0 |  | 0 | 0 | 0 | 0 |  | 0 | 0 | 0 | 0 | 0
2013-06-06 | 2013 | 6 | 6 | 0 | 0 | 0 | 0 | 0 | 0 | 0 | 0 | 0 | 0 | 0 | 0 | 0 | 0 | 0 | 0 | 0 | 0 | 0 | 0 | 0 | 0 | 0 | 0 |  | 0 | 0 | 0 | 0 |  | 0 | 0 | 0 | 0 | 0
2013-06-07 | 2013 | 6 | 7 | 0 | 0 | 0 | 0 | 0.2 | 0.1 | 0 | 0 | 0 | 0 | 0 | 0 | 0 | 0 | 0.2 | 0.1 | 0 | 0 | 0 | 0 | 0 | 0 | 0 | 0 |  | 0.6 | 0.6 | 0.6 | 0 |  | 0 | 0.6 | 0 | 0 | 0
2013-06-08 | 2013 | 6 | 8 | 0 | 0 | 0 | 0 | 0 | 0 | 0 | 0 | 0 | 0 | 0 | 0 | 0 | 0 | 0.4 | 0 | 0.4 | 0.4 | 0 | 0 | 0 | 0 | 0 | 0 |  | 1.2 | 1.2 | 1.2 | 2.2204e-16 |  | 0 | 1.2 | 0 | 0 | 0
2013-06-09 | 2013 | 6 | 9 | 0 | 0 | 0 | 0 | 0 | 0 | 0 | 0 | 0 | 0.2 | 0 | 0 | 0.2 | 0 | 0 | 0 | 0 | 0.2 | 0 | 0 | 0 | 0 | 0 | 0 |  | 0.6 | 0.6 | 0.6 | 1.1102e-16 |  | 0 | 0.6 | 0 | 0 | 0
2013-06-10 | 2013 | 6 | 10 | 0 | 0 | 0 | 0 | 0 | 0 | 0 | 0 | 0 | 0 | 0 | 0 | 0 | 0 | 0 | 0 | 0 | 0 | 0.1 | 0.1 | 0.2 | 0.1 | 0 | 0.1 |  | 0.6 | 0.6 | 0.6 | 0 |  | 0 | 0.6 | 0 | 0 | 0
2013-06-11 | 2013 | 6 | 11 | 0.1 | 0 | 0 | 0 | 0.1 | 0 | 0 | 0 | 0.1 | 0 | 0 | 0 | 0.1 | 0 | 0 | 0 | 0 | 0.1 | 0 | 0 | 0.1 | 0 | 0 | 0 |  | 0.6 | 0.6 | 0.6 | 0 |  | 0 | 0.6 | 0 | 0 | 0
2013-06-12 | 2013 | 6 | 12 | 0 | 0 | 0 | 0 | 0 | 0 | 0 | 0 | 0 | 0 | 0 | 0 | 0 | 0 | 0 | 0 | 0 | 0 | 0 | 0 | 0 | 0 | 0 | 0 |  | 0 | 0 | 0 | 0 |  | 0 | 0 | 0 | 0 | 0
2013-06-13 | 2013 | 6 | 13 | 0 | 0 | 0 | 0 | 0 | 0 | 0 | 0 | 0 | 0 | 0 | 0 | 0 | 0 | 1.4 | 1.4 | 0 | 0 | 0 | 0 | 0 | 0 | 0 | 0 |  | 2.8 | 2.8 | 2.8 | 0 |  | 0 | 2.8 | 0 | 0 | 0
2013-06-14 | 2013 | 6 | 14 | 0 | 0 | 0 | 0 | 0 | 0 | 0 | 0 | 0 | 0 | 0 | 0 | 0.7 | 0 | 1.2 | 0.7 | 0 | 0 | 0 | 0.7 | 1.5 | 0.8 | 1.5 | 0.7 |  | 7.8 | 7.8 | 7.8 | 0 |  | 0 | 7.8 | 0 | 0 | 0
2013-06-15 | 2013 | 6 | 15 | 3.1 | 1.5 | 0 | 0 | 0 | 0 | 0 | 0 | 0 | 0 | 0 | 0 | 0 | 0 | 0 | 0 | 0 | 0 | 0 | 0 | 0 | 0 | 0 | 0 |  | 4.6 | 4.6 | 4.6 | 0 |  | 0 | 4.6 | 0 | 0 | 0
2013-06-16 | 2013 | 6 | 16 | 0 | 0 | 0 | 0 | 0 | 0 | 0 | 0 | 0 | 0 | 0 | 0 | 0 | 0 | 0 | 0 | 0 | 0 | 0 | 0 | 0 | 0 | 0 | 0 |  | 0 | 0 | 0 | 0 |  | 0 | 0 | 0 | 0 | 0
2013-06-17 | 2013 | 6 | 17 | 0 | 0 | 0 | 0 | 0 | 0 | 0 | 0 | 0 | 0 | 0 | 0 | 0 | 0 | 0 | 2.1 | 0 | 0 | 0 | 0 | 0 | 0 | 0 | 0 |  | 2.1 | 2.1 | 2.1 | 0 |  | 0 | 2.1 | 0 | 0 | 0
2013-06-18 | 2013 | 6 | 18 | 0 | 0 | 0 | 0 | 0 | 0 | 1.5 | 0 | 1 | 1.4 | 1 | 1.5 | 0 | 0 | 0 | 0 | 0 | 0 | 0 | 0 | 0 | 0 | 0 | 0 |  | 6.4 | 6.4 | 6.4 | 0 |  | 0 | 6.4 | 0 | 0 | 0
2013-06-19 | 2013 | 6 | 19 | 1.2 | 1 | 0 | 0 | 0 | 0 | 0 | 0 | 0 | 0 | 0 | 0 | 0.6 | 0 | 0 | 0 | 0 | 0 | 0.6 | 0.7 | 0.9 | 0.9 | 0.7 | 1.2 |  | 7.8 | 7.8 | 7.8 | 1.7764e-15 |  | 0 | 7.8 | 0 | 0 | 0
2013-06-20 | 2013 | 6 | 20 | 0.4 | 1.4 | 2.6 | 2.9 | 2.4 | 0.6 | 5.6 | 7.3 | 6.8 | 3.2 | 0.9 | 0 | 0 | 0 | 0 | 0 | 0 | 0.3 | 0 | 0.6 | 6.8 | 2.7 | 0.5 | 0 |  | 45 | 45 | 45 | 0 |  | 0 | 45 | 0 | 0 | 0
2013-06-21 | 2013 | 6 | 21 | 0 | 0 | 0 | 0 | 0 | 0.9 | 0 | 0 | 0 | 0 | 1.2 | 4.2 | 7.3 | 4.4 | 3.5 | 1.5 | 0 | 0 | 0 | 0 | 0 | 0 | 0 | 0 |  | 23 | 23 | 23 | 0 |  | 0 | 23 | 0 | 0 | 0
2013-06-22 | 2013 | 6 | 22 | 0.1 | 0 | 0 | 0 | 0.1 | 0 | 0 | 0 | 0.1 | 0 | 0 | 0 | 0.1 | 0 | 0 | 0 | 0 | 0.1 | 0 | 0 | 0.1 | 0 | 0 | 0 |  | 0.6 | 0.6 | 0.6 | 0 |  | 0 | 0.6 | 0 | 0 | 0
2013-06-23 | 2013 | 6 | 23 | 0 | 0 | 0 | 0 | 0 | 0 | 0 | 0 | 0 | 0 | 0 | 0.5 | 0 | 0 | 0 | 0 | 0.7 | 0 | 0 | 0 | 0 | 0 | 0 | 0 |  | 1.2 | 1.2 | 1.2 | 0 |  | 0 | 1.2 | 0 | 0 | 0
2013-06-24 | 2013 | 6 | 24 | 0 | 0 | 0 | 0 | 0 | 0 | 0 | 0 | 0 | 0 | 0 | 0 | 0 | 0 | 0 | 0 | 0 | 0 | 0 | 0 | 0 | 0 | 0 | 0 |  | 0 | 0 | 0 | 0 |  | 0 | 0 | 0 | 0 | 0
2013-06-25 | 2013 | 6 | 25 | 0 | 0 | 0 | 0 | 0 | 0 | 0 | 0 | 0 | 0 | 0 | 0 | 0 | 0 | 0.5 | 0 | 0 | 0 | 0 | 0 | 0.7 | 0 | 0 | 0 |  | 1.2 | 1.2 | 1.2 | 0 |  | 0 | 1.2 | 0 | 0 | 0
2013-06-26 | 2013 | 6 | 26 | 0 | 0 | 0 | 0 | 0 | 0 | 0 | 0 | 0 | 0 | 0 | 0 | 0 | 0 | 0 | 0 | 0 | 0 | 0 | 0 | 0 | 0 | 0 | 0 |  | 0 | 0 | 0 | 0 |  | 0 | 0 | 0 | 0 | 0
2013-06-27 | 2013 | 6 | 27 | 0 | 0 | 0 | 0 | 0 | 0 | 0 | 0 | 0 | 0 | 0 | 0 | 0 | 0 | 0 | 0 | 0 | 0 | 0 | 0 | 0 | 0 | 0 | 0 |  | 0 | 0 | 0 | 0 |  | 0 | 0 | 0 | 0 | 0
2013-06-28 | 2013 | 6 | 28 | 0 | 0 | 0 | 0 | 0 | 0 | 0 | 0 | 0 | 0 | 0 | 0 | 0 | 0 | 0 | 0 | 0 | 0 | 0 | 0 | 0 | 0 | 0 | 0 |  | 0 | 0 | 0 | 0 |  | 0 | 0 | 0 | 0 | 0
2013-06-29 | 2013 | 6 | 29 | 0 | 0 | 0 | 0 | 0 | 0 | 0 | 0 | 0 | 0 | 0 | 0 | 0 | 0 | 0 | 0 | 0 | 0 | 0 | 0 | 0 | 0 | 0 | 0 |  | 0 | 0 | 0 | 0 |  | 0 | 0 | 0 | 0 | 0
2013-06-30 | 2013 | 6 | 30 | 0 | 0 | 0 | 0 | 0 | 0 | 0 | 0 | 0 | 0 | 0 | 0 | 0 | 0 | 0 | 0 | 0 | 0 | 0 | 0 | 0 | 0 | 0 | 0 |  | 0 | 0 | 0 | 0 |  | 0 | 0 | 0 | 0 | 0
2013-07-01 | 2013 | 7 | 1 | 0 | 0 | 0 | 0 | 0 | 0 | 0 | 0 | 0 | 0 | 0 | 0 | 0 | 0 | 0 | 0 | 0 | 0 | 0 | 0 | 0 | 0 | 0 | 0 |  | 0 | 0 | 0 | 0 |  | 0 | 0 | 0 | 0 | 0
2013-07-02 | 2013 | 7 | 2 | 0 | 0 | 0 | 0 | 0 | 0 | 0 | 0 | 0 | 0 | 0 | 0 | 0 | 0 | 0 | 0 | 0 | 0 | 0 | 0 | 0 | 0 | 0 | 0 |  | 0 | 0 | 0 | 0 |  | 0 | 0 | 0 | 0 | 0
2013-07-03 | 2013 | 7 | 3 | 0 | 0 | 0 | 0 | 0 | 0 | 0 | 0 | 0 | 0 | 0 | 0 | 0 | 0 | 0 | 0 | 0 | 0 | 0 | 0 | 0 | 0 | 0 | 0 |  | 0 | 0 | 0 | 0 |  | 0 | 0 | 0 | 0 | 0
2013-07-04 | 2013 | 7 | 4 | 0 | 0 | 0 | 0 | 0 | 0 | 0 | 0 | 0 | 0 | 0 | 0 | 0 | 0 | 0 | 0 | 0 | 0 | 0 | 0 | 0 | 0 | 1.2 | 0.6 |  | 1.8 | 1.8 | 1.8 | 2.2204e-16 |  | 0 | 0 | 1.8 | 0 | 0
2013-07-05 | 2013 | 7 | 5 | 0 | 0 | 0 | 0 | 0 | 0 | 0 | 0 | 0 | 0 | 0 | 0 | 0 | 0 | 0 | 0 | 0 | 0 | 5 | 2.3 | 3.3 | 0.6 | 0 | 0 |  | 11.2 | 11.2 | 11.2 | 0 |  | 0 | 0 | 11.2 | 0 | 0
2013-07-06 | 2013 | 7 | 6 | 0 | 0 | 0 | 0 | 0 | 0 | 0 | 0 | 0 | 0 | 0 | 0 | 0.2 | 0 | 0 | 0.3 | 0.3 | 0 | 0 | 0 | 0 | 0 | 0 | 0 |  | 0.8 | 0.8 | 0.8 | 0 |  | 0 | 0 | 0.8 | 0 | 0
2013-07-07 | 2013 | 7 | 7 | 0 | 0 | 0 | 0 | 0 | 0 | 0 | 0 | 0 | 0 | 0 | 0 | 0 | 0 | 0 | 0 | 0 | 0 | 0 | 0 | 0 | 0 | 0 | 0 |  | 0 | 0 | 0 | 0 |  | 0 | 0 | 0 | 0 | 0
2013-07-08 | 2013 | 7 | 8 | 0 | 0 | 0 | 0 | 0 | 0 | 0 | 0 | 0 | 3 | 0 | 2.9 | 5.9 | 0 | 0 | 0 | 0 | 0 | 0 | 0 | 0 | 0 | 0 | 0 |  | 11.8 | 11.8 | 11.8 | 0 |  | 0 | 0 | 11.8 | 0 | 0
2013-07-09 | 2013 | 7 | 9 | 0 | 0 | 0 | 0 | 0 | 0 | 0 | 0 | 0 | 0 | 0 | 0 | 0 | 0 | 0 | 0 | 0 | 0 | 0 | 0 | 0 | 0 | 0 | 0 |  | 0 | 0 | 0 | 0 |  | 0 | 0 | 0 | 0 | 0
2013-07-10 | 2013 | 7 | 10 | 0 | 0 | 0 | 0 | 0 | 0 | 0 | 0 | 0 | 0 | 0 | 0 | 0 | 0 | 0 | 0 | 0 | 0 | 0 | 0 | 0 | 0 | 0 | 0 |  | 0 | 0 | 0 | 0 |  | 0 | 0 | 0 | 0 | 0
2013-07-11 | 2013 | 7 | 11 | 0 | 0 | 0 | 0 | 0 | 0 | 0 | 0 | 0 | 0 | 0 | 0 | 0 | 0 | 0 | 0 | 0 | 0 | 0 | 0 | 0 | 0 | 0 | 0 |  | 0 | 0 | 0 | 0 |  | 0 | 0 | 0 | 0 | 0
2013-07-12 | 2013 | 7 | 12 | 0 | 0 | 0 | 0 | 0 | 0 | 0 | 0 | 0 | 0 | 0 | 0 | 0 | 0 | 0 | 0 | 0 | 0 | 0 | 0 | 0 | 0 | 0 | 0 |  | 0 | 0 | 0 | 0 |  | 0 | 0 | 0 | 0 | 0
2013-07-13 | 2013 | 7 | 13 | 0 | 0 | 0 | 0 | 1.7 | 2.4 | 0.3 | 0 | 0 | 0 | 0 | 0 | 0 | 0 | 0 | 0 | 0 | 0 | 0 | 0 | 0 | 0 | 0 | 0 |  | 4.4 | 4.4 | 4.4 | 8.8818e-16 |  | 0 | 0 | 4.4 | 0 | 0
2013-07-14 | 2013 | 7 | 14 | 0 | 0 | 0 | 0 | 0 | 0 | 0 | 0 | 0 | 0 | 0 | 0 | 0 | 0 | 0 | 0 | 0 | 0 | 0 | 0 | 0 | 0 | 0 | 0 |  | 0 | 0 | 0 | 0 |  | 0 | 0 | 0 | 0 | 0
2013-07-15 | 2013 | 7 | 15 | 0 | 0 | 0 | 0 | 0 | 0 | 0.2 | 0.3 | 0.1 | 0 | 0 | 0 | 0 | 0 | 0 | 0 | 0 | 0 | 0 | 0 | 0 | 0 | 0 | 0 |  | 0.6 | 0.6 | 0.6 | 0 |  | 0 | 0 | 0.6 | 0 | 0
2013-07-16 | 2013 | 7 | 16 | 0 | 0 | 0 | 0 | 0 | 0 | 0 | 0 | 0 | 0 | 0 | 0 | 0 | 0 | 0 | 0 | 0 | 0 | 0 | 0 | 0 | 0 | 0 | 0 |  | 0 | 0 | 0 | 0 |  | 0 | 0 | 0 | 0 | 0
2013-07-17 | 2013 | 7 | 17 | 0 | 0 | 0 | 0 | 0 | 0 | 0 | 0 | 0 | 0 | 0 | 0 | 0 | 0 | 0 | 0 | 0 | 3.8 | 0 | 0 | 0 | 0 | 0 | 0 |  | 3.8 | 3.8 | 3.8 | 0 |  | 0 | 0 | 3.8 | 0 | 0
2013-07-18 | 2013 | 7 | 18 | 0 | 0 | 0 | 0 | 0 | 0 | 0 | 0 | 0 | 0 | 0 | 0 | 0 | 0 | 0 | 0 | 0 | 0 | 0 | 0 | 0 | 0 | 0 | 0 |  | 0 | 0 | 0 | 0 |  | 0 | 0 | 0 | 0 | 0
2013-07-19 | 2013 | 7 | 19 | 0 | 0 | 0 | 0 | 0 | 0 | 0 | 0 | 0 | 0 | 0 | 0 | 0 | 0 | 0 | 0 | 0 | 0 | 0 | 0 | 0 | 0 | 0 | 0 |  | 0 | 0 | 0 | 0 |  | 0 | 0 | 0 | 0 | 0
2013-07-20 | 2013 | 7 | 20 | 0 | 0 | 0 | 0 | 0 | 0 | 0 | 0 | 0 | 0 | 0 | 0 | 0 | 0 | 0 | 0 | 0 | 0 | 0 | 0 | 0 | 0 | 0 | 0 |  | 0 | 0 | 0 | 0 |  | 0 | 0 | 0 | 0 | 0
2013-07-21 | 2013 | 7 | 21 | 0 | 0 | 0 | 0 | 0 | 0 | 0 | 0 | 0 | 0 | 0 | 0 | 0 | 0 | 0 | 0 | 0 | 0 | 0 | 0 | 0 | 0 | 0 | 0 |  | 0 | 0 | 0 | 0 |  | 0 | 0 | 0 | 0 | 0
2013-07-22 | 2013 | 7 | 22 | 0 | 0 | 0 | 0 | 1.2 | 0 | 0 | 0 | 0 | 0 | 0 | 0 | 0 | 0 | 1.6 | 0 | 0.8 | 0.8 | 1.6 | 0 | 1.2 | 1.2 | 0 | 1.6 |  | 10 | 10 | 10 | 0 |  | 0 | 0 | 10 | 0 | 0
2013-07-23 | 2013 | 7 | 23 | 0 | 0 | 0 | 0 | 0 | 0 | 0 | 0 | 0 | 0 | 0 | 0 | 0 | 0 | 0.1 | 0 | 0 | 0 | 0 | 0.1 | 0 | 0 | 0 | 0 |  | 0.2 | 0.2 | 0.2 | 0 |  | 0 | 0 | 0.2 | 0 | 0
2013-07-24 | 2013 | 7 | 24 | 0.1 | 0 | 0.2 | 0.1 | 0 | 0 | 0 | 0 | 0 | 0 | 0 | 0 | 0 | 0 | 0 | 0 | 0 | 0 | 0 | 0 | 0 | 0.1 | 0.1 | 0 |  | 0.6 | 0.6 | 0.6 | 0 |  | 0 | 0 | 0.6 | 0 | 0
2013-07-25 | 2013 | 7 | 25 | 0.4 | 0 | 0 | 0 | 0 | 0 | 0 | 0 | 0 | 0 | 0 | 0 | 0 | 0 | 0 | 0 | 0 | 0 | 0 | 0 | 0 | 0.4 | 0 | 0 |  | 0.8 | 0.8 | 0.8 | 0 |  | 0 | 0 | 0.8 | 0 | 0
2013-07-26 | 2013 | 7 | 26 | 0 | 0 | 0 | 0 | 0 | 0 | 0 | 0 | 0 | 0 | 0 | 0 | 0 | 0 | 0 | 0 | 0 | 0 | 0 | 0 | 0 | 0 | 0 | 0 |  | 0 | 0 | 0 | 0 |  | 0 | 0 | 0 | 0 | 0
2013-07-27 | 2013 | 7 | 27 | 0 | 0 | 0 | 0 | 0 | 0 | 0 | 0 | 0 | 0 | 0 | 0 | 0 | 0 | 0 | 0 | 0 | 0 | 0 | 0 | 0 | 0 | 0 | 0 |  | 0 | 0 | 0 | 0 |  | 0 | 0 | 0 | 0 | 0
2013-07-28 | 2013 | 7 | 28 | 0 | 0 | 0 | 0 | 0 | 0 | 0 | 0 | 0 | 0 | 0 | 0 | 0 | 0 | 0 | 0 | 0 | 0 | 0 | 1 | 0 | 0 | 0 | 0 |  | 1 | 1 | 1 | 0 |  | 0 | 0 | 1 | 0 | 0
2013-07-29 | 2013 | 7 | 29 | 0 | 0 | 0 | 0 | 0 | 0 | 0 | 0 | 0 | 0 | 0 | 0 | 0.3 | 0 | 0 | 0 | 0.4 | 0.3 | 0 | 0 | 0 | 0 | 0 | 0 |  | 1 | 1 | 1 | 0 |  | 0 | 0 | 1 | 0 | 0
2013-07-30 | 2013 | 7 | 30 | 0 | 0 | 0 | 0 | 0 | 0 | 0 | 0 | 0 | 0 | 0 | 0 | 0 | 0 | 0 | 0 | 0 | 0 | 0 | 0 | 0 | 0 | 0 | 0 |  | 0 | 0 | 0 | 0 |  | 0 | 0 | 0 | 0 | 0
2013-07-31 | 2013 | 7 | 31 | 0 | 0 | 0 | 0 | 0 | 0 | 0 | 0 | 0 | 0 | 0 | 0 | 0 | 0 | 0 | 0 | 0 | 0 | 0 | 0 | 0 | 0 | 0 | 0 |  | 0 | 0 | 0 | 0 |  | 0 | 0 | 0 | 0 | 0
2013-08-01 | 2013 | 8 | 1 | 0 | 0 | 0 | 0 | 0 | 0 | 0 | 0 | 0 | 0 | 0 | 0 | 0 | 0 | 0 | 0 | 0 | 0 | 0 | 0 | 0 | 0 | 0 | 0 |  | 0 | 0 | 0 | 0 |  | 0 | 0 | 0 | 0 | 0
2013-08-02 | 2013 | 8 | 2 | 0 | 0 | 0 | 0 | 0 | 0 | 0 | 0 | 0 | 0 | 0 | 0 | 0 | 0 | 0 | 0 | 0 | 0 | 0 | 0 | 0 | 0 | 0 | 0 |  | 0 | 0 | 0 | 0 |  | 0 | 0 | 0 | 0 | 0
2013-08-03 | 2013 | 8 | 3 | 0 | 0 | 0 | 0 | 0 | 0 | 0 | 0 | 0 | 0 | 0 | 0 | 0 | 0 | 0 | 0 | 0 | 0 | 0 | 0 | 0 | 0 | 0 | 0 |  | 0 | 0 | 0 | 0 |  | 0 | 0 | 0 | 0 | 0
2013-08-04 | 2013 | 8 | 4 | 0 | 0 | 0 | 0 | 0 | 0 | 0 | 0 | 0 | 0 | 0 | 0 | 0 | 0 | 0 | 0 | 0 | 0 | 0 | 0 | 0 | 0 | 0 | 0 |  | 0 | 0 | 0 | 0 |  | 0 | 0 | 0 | 0 | 0
2013-08-05 | 2013 | 8 | 5 | 0 | 0 | 0 | 0 | 0 | 0 | 0 | 0 | 0 | 0 | 0 | 0 | 0 | 0 | 5.7 | 0 | 0 | 0 | 0 | 0 | 2.9 | 0 | 0 | 0 |  | 8.6 | 8.6 | 8.6 | 0 |  | 0 | 0 | 0 | 8.6 | 0
2013-08-06 | 2013 | 8 | 6 | 0 | 0 | 0 | 0 | 0 | 0 | 0 | 0 | 0 | 0 | 0 | 0 | 0 | 0 | 0 | 0 | 0 | 0 | 0 | 0.7 | 0.7 | 1.3 | 0.7 | 0 |  | 3.4 | 3.4 | 3.4 | 4.4409e-16 |  | 0 | 0 | 0 | 3.4 | 0
2013-08-07 | 2013 | 8 | 7 | 0 | 0 | 0 | 0 | 0 | 0 | 0 | 0 | 0 | 0 | 0 | 0 | 0 | 0 | 0 | 0 | 0 | 0 | 0 | 1.7 | 1.1 | 1.1 | 1.2 | 1.1 |  | 6.2 | 6.2 | 6.2 | 8.8818e-16 |  | 0 | 0 | 0 | 6.2 | 0
2013-08-08 | 2013 | 8 | 8 | 0.7 | 0 | 0 | 0.3 | 0 | 0 | 0 | 0.3 | 0 | 0 | 0 | 0 | 0 | 0 | 0 | 0 | 0 | 0 | 0 | 0 | 0 | 0 | 0 | 0 |  | 1.3 | 1.3 | 1.3 | 0 |  | 0 | 0 | 0 | 1.3 | 0
2013-08-09 | 2013 | 8 | 9 | 0 | 0 | 0 | 0 | 0 | 0 | 0 | 0 | 0 | 0 | 0 | 0 | 0 | 0 | 0 | 0 | 0 | 0 | 0 | 0 | 0 | 0 | 0 | 0 |  | 0 | 0 | 0 | 0 |  | 0 | 0 | 0 | 0 | 0
2013-08-10 | 2013 | 8 | 10 | 0.4 | 0 | 0 | 0 | 0 | 0 | 0 | 0 | 0 | 0 | 0 | 0 | 0 | 0 | 0 | 0 | 0 | 0 | 0 | 0 | 0 | 0 | 0 | 0 |  | 0.4 | 0.4 | 0.4 | 0 |  | 0 | 0 | 0 | 0.4 | 0
2013-08-11 | 2013 | 8 | 11 | 0 | 0 | 0 | 0 | 0 | 0 | 0 | 0 | 0 | 0 | 0 | 0 | 0 | 0 | 0 | 0 | 0 | 0 | 0 | 0 | 0 | 0 | 0 | 0 |  | 0 | 0 | 0 | 0 |  | 0 | 0 | 0 | 0 | 0
2013-08-12 | 2013 | 8 | 12 | 0 | 0 | 0 | 0 | 0 | 0 | 0 | 0 | 0 | 0 | 0 | 0 | 0 | 0 | 0 | 0 | 0 | 0 | 0 | 0 | 0 | 0 | 0 | 0 |  | 0 | 0 | 0 | 0 |  | 0 | 0 | 0 | 0 | 0
2013-08-13 | 2013 | 8 | 13 | 0 | 0 | 0 | 0 | 0 | 0 | 0 | 0 | 0 | 0 | 0 | 0 | 0 | 0 | 0 | 0 | 0 | 0 | 0 | 0 | 0 | 0 | 0 | 0 |  | 0 | 0 | 0 | 0 |  | 0 | 0 | 0 | 0 | 0
2013-08-14 | 2013 | 8 | 14 | 0 | 0 | 0 | 0 | 0 | 0 | 0 | 0 | 0 | 0 | 0 | 0 | 0 | 0 | 0 | 0 | 0 | 0 | 0 | 0 | 0 | 0 | 0 | 0 |  | 0 | 0 | 0 | 0 |  | 0 | 0 | 0 | 0 | 0
2013-08-15 | 2013 | 8 | 15 | 0 | 0 | 0 | 0 | 0 | 0 | 0 | 0 | 0 | 0 | 0 | 0 | 0 | 0 | 0 | 0 | 0 | 0 | 0 | 0 | 0 | 0 | 0 | 0 |  | 0 | 0 | 0 | 0 |  | 0 | 0 | 0 | 0 | 0
2013-08-16 | 2013 | 8 | 16 | 0 | 0 | 0 | 0 | 0 | 0 | 0 | 0 | 0 | 0 | 0 | 0 | 0 | 0 | 0 | 0 | 0 | 0 | 0 | 0 | 0 | 0 | 0 | 0 |  | 0 | 0 | 0 | 0 |  | 0 | 0 | 0 | 0 | 0
2013-08-17 | 2013 | 8 | 17 | 0 | 0 | 0 | 0 | 0 | 0 | 0 | 0 | 0 | 0 | 0 | 0 | 0 | 0 | 0 | 0 | 0 | 0 | 0 | 0 | 0 | 0 | 0.5 | 0 |  | 0.5 | 0.5 | 0.5 | 0 |  | 0 | 0 | 0 | 0.5 | 0
2013-08-18 | 2013 | 8 | 18 | 0 | 0 | 0 | 0 | 0 | 0 | 0 | 0 | 0 | 0 | 0 | 0 | 0 | 0 | 0 | 0 | 0 | 0 | 0 | 0 | 0 | 0 | 0 | 0 |  | 0 | 0 | 0 | 0 |  | 0 | 0 | 0 | 0 | 0
2013-08-19 | 2013 | 8 | 19 | 0 | 0 | 0 | 0 | 0 | 0 | 0 | 0 | 0 | 0 | 0 | 0 | 0 | 0 | 0 | 0 | 0 | 0 | 0 | 0 | 0 | 0 | 0 | 0 |  | 0 | 0 | 0 | 0 |  | 0 | 0 | 0 | 0 | 0
2013-08-20 | 2013 | 8 | 20 | 0 | 0 | 0 | 0 | 0 | 0 | 0 | 0 | 0 | 0 | 0 | 0 | 0 | 0 | 0 | 0 | 0 | 0 | 0 | 0 | 0 | 0 | 0 | 0 |  | 0 | 0 | 0 | 0 |  | 0 | 0 | 0 | 0 | 0
2013-08-21 | 2013 | 8 | 21 | 0 | 0 | 0 | 0 | 0 | 0 | 0 | 0 | 0 | 0 | 0 | 0 | 0 | 0 | 0 | 0 | 0 | 0 | 0 | 0 | 0 | 0 | 0 | 0 |  | 0 | 0 | 0 | 0 |  | 0 | 0 | 0 | 0 | 0
2013-08-22 | 2013 | 8 | 22 | 0 | 0 | 0 | 0 | 0 | 0 | 0 | 0 | 0 | 0 | 0 | 0 | 0 | 0 | 0 | 0 | 0 | 0 | 0 | 0 | 0 | 0 | 0 | 0 |  | 0 | 0 | 0 | 0 |  | 0 | 0 | 0 | 0 | 0
2013-08-23 | 2013 | 8 | 23 | 0 | 0 | 0 | 0 | 0 | 0 | 0 | 0 | 0 | 0 | 0 | 0 | 0 | 0 | 0 | 0 | 0 | 0 | 0 | 0 | 0 | 0 | 0 | 0 |  | 0 | 0 | 0 | 0 |  | 0 | 0 | 0 | 0 | 0
2013-08-24 | 2013 | 8 | 24 | 0 | 0 | 0 | 0 | 0 | 0 | 0 | 0 | 0 | 0 | 0 | 0 | 0 | 0 | 0 | 0 | 0 | 0 | 0 | 0 | 0 | 0 | 0 | 0 |  | 0 | 0 | 0 | 0 |  | 0 | 0 | 0 | 0 | 0
2013-08-25 | 2013 | 8 | 25 | 0 | 0 | 0 | 0 | 0 | 0 | 0 | 0 | 0 | 0 | 0 | 0 | 0 | 0 | 0 | 0 | 0 | 0 | 0 | 0 | 0 | 0 | 0 | 0 |  | 0 | 0 | 0 | 0 |  | 0 | 0 | 0 | 0 | 0
2013-08-26 | 2013 | 8 | 26 | 0 | 0 | 0 | 0 | 0 | 0 | 0 | 0 | 0 | 0 | 0 | 0 | 0 | 0 | 0 | 0 | 0 | 0 | 0 | 0 | 0 | 0 | 0 | 0 |  | 0 | 0 | 0 | 0 |  | 0 | 0 | 0 | 0 | 0
2013-08-27 | 2013 | 8 | 27 | 0 | 0 | 0 | 0 | 0 | 0 | 0 | 0 | 0 | 0 | 0 | 0 | 0 | 0 | 0 | 0 | 0 | 0 | 0 | 0 | 0 | 0 | 0 | 0 |  | 0 | 0 | 0 | 0 |  | 0 | 0 | 0 | 0 | 0
2013-08-28 | 2013 | 8 | 28 | 0 | 0 | 0 | 0 | 0 | 0 | 0 | 0 | 0 | 0 | 0 | 0 | 0 | 0 | 0 | 0 | 0 | 0 | 0 | 0 | 0 | 0 | 0 | 0 |  | 0 | 0 | 0 | 0 |  | 0 | 0 | 0 | 0 | 0
2013-08-29 | 2013 | 8 | 29 | 0 | 0 | 0 | 0 | 0 | 0 | 0 | 0 | 0 | 0 | 0 | 0 | 0 | 0 | 0 | 0 | 0 | 4.6 | 0 | 0 | 0 | 0 | 0 | 0 |  | 4.6 | 4.6 | 4.6 | 0 |  | 0 | 0 | 0 | 4.6 | 0
2013-08-30 | 2013 | 8 | 30 | 0 | 0 | 0 | 0 | 0 | 0 | 0 | 0 | 0 | 0 | 0 | 0 | 0 | 0 | 0 | 0 | 0.3 | 0 | 0 | 0 | 0 | 0 | 0 | 0 |  | 0.3 | 0.3 | 0.3 | 0 |  | 0 | 0 | 0 | 0.3 | 0
2013-08-31 | 2013 | 8 | 31 | 0 | 0 | 0 | 0 | 0 | 0 | 0 | 0 | 0 | 0 | 0 | 0 | 0 | 0 | 0 | 0 | 0 | 0 | 0 | 0 | 0 | 0 | 0 | 0 |  | 0 | 0 | 0 | 0 |  | 0 | 0 | 0 | 0 | 0
2013-09-01 | 2013 | 9 | 1 | 0 | 0 | 0 | 0 | 0 | 0 | 0 | 0 | 0 | 0 | 0 | 0 | 0 | 0 | 0 | 0 | 0 | 0 | 0 | 0 | 0 | 0 | 0 | 0 |  | 0 | 0 | 0 | 0 |  | 0 | 0 | 0 | 0 | 0
2013-09-02 | 2013 | 9 | 2 | 0 | 0 | 0 | 0 | 0 | 0 | 0 | 0 | 0 | 0 | 0 | 0 | 0 | 0 | 0 | 0 | 0 | 0 | 0 | 0 | 0 | 0 | 0 | 0 |  | 0 | 0 | 0 | 0 |  | 0 | 0 | 0 | 0 | 0
2013-09-03 | 2013 | 9 | 3 | 0 | 0 | 0 | 0 | 0 | 0 | 0 | 0 | 0 | 0 | 0 | 0 | 0 | 0 | 0 | 0 | 0 | 0 | 0 | 0 | 0 | 0 | 0 | 0 |  | 0 | 0 | 0 | 0 |  | 0 | 0 | 0 | 0 | 0
2013-09-04 | 2013 | 9 | 4 | 0 | 0 | 0 | 0 | 0 | 0 | 0 | 0 | 0 | 0 | 0 | 0 | 0 | 0 | 0 | 0 | 0 | 0 | 0 | 0 | 0 | 0 | 0 | 0 |  | 0 | 0 | 0 | 0 |  | 0 | 0 | 0 | 0 | 0
2013-09-05 | 2013 | 9 | 5 | 0 | 0 | 0 | 0 | 0 | 0 | 0 | 0 | 0 | 0 | 0 | 0 | 0 | 0 | 0 | 0 | 0 | 0 | 0 | 0 | 0 | 0 | 0 | 0 |  | 0 | 0 | 0 | 0 |  | 0 | 0 | 0 | 0 | 0
2013-09-06 | 2013 | 9 | 6 | 1.2 | 2.3 | 1.1 | 1.2 | 2.3 | 0 | 1.1 | 1.2 | 0 | 0 | 0 | 0 | 0 | 0 | 0 | 0 | 0 | 1.1 | 1.2 | 1.1 | 0 | 0 | 0 | 1.2 |  | 15 | 15 | 15 | 3.5527e-15 |  | 0 | 0 | 0 | 0 | 15
2013-09-07 | 2013 | 9 | 7 | 0 | 0 | 0 | 0 | 1.1 | 1 | 0 | 0 | 1.1 | 1 | 3.2 | 1 | 1.1 | 0 | 1 | 1.1 | 1 | 1.1 | 1 | 1.1 | 1 | 1.1 | 1 | 1.1 |  | 20 | 20 | 20 | 0 |  | 0 | 0 | 0 | 0 | 20
2013-09-08 | 2013 | 9 | 8 | 0 | 0 | 0 | 0 | 0 | 0 | 0 | 0 | 0 | 0 | 0 | 0 | 0 | 0 | 0 | 0 | 0 | 0 | 0 | 0.5 | 0.5 | 0 | 0 | 0 |  | 1 | 1 | 1 | 0 |  | 0 | 0 | 0 | 0 | 1
2013-09-09 | 2013 | 9 | 9 | 0 | 0 | 0 | 0 | 0 | 0 | 0 | 0 | 0 | 0 | 0 | 0 | 0 | 0 | 0 | 0 | 0 | 0 | 0 | 0 | 0 | 0 | 0 | 0 |  | 0 | 0 | 0 | 0 |  | 0 | 0 | 0 | 0 | 0
2013-09-10 | 2013 | 9 | 10 | 0 | 0 | 0 | 0 | 0 | 0 | 0 | 0 | 0 | 0 | 0 | 0 | 0 | 0 | 0 | 0 | 0 | 0 | 0 | 0 | 0 | 0 | 0 | 0 |  | 0 | 0 | 0 | 0 |  | 0 | 0 | 0 | 0 | 0
2013-09-11 | 2013 | 9 | 11 | 0 | 0 | 0 | 0 | 0 | 0 | 0 | 0 | 0 | 0 | 0 | 0 | 0 | 0 | 0 | 0 | 0 | 0 | 0 | 0 | 0 | 0 | 0 | 0 |  | 0 | 0 | 0 | 0 |  | 0 | 0 | 0 | 0 | 0
2013-09-12 | 2013 | 9 | 12 | 0 | 0 | 0 | 0 | 0 | 0 | 0 | 0 | 0 | 0 | 0 | 0 | 0 | 0 | 0 | 0 | 0 | 0 | 0 | 0 | 0 | 0 | 0 | 0 |  | 0 | 0 | 0 | 0 |  | 0 | 0 | 0 | 0 | 0
2013-09-13 | 2013 | 9 | 13 | 0 | 0 | 0 | 0 | 0 | 0 | 0 | 0 | 0 | 0 | 0 | 0 | 0 | 0 | 0 | 0 | 0 | 0 | 0 | 0 | 0 | 0 | 0 | 0 |  | 0 | 0 | 0 | 0 |  | 0 | 0 | 0 | 0 | 0
2013-09-14 | 2013 | 9 | 14 | 0 | 0 | 0 | 0 | 0 | 0 | 0 | 0 | 0 | 0 | 0 | 0 | 0 | 0 | 0 | 0 | 0 | 0 | 0 | 0 | 0 | 0 | 0 | 0 |  | 0 | 0 | 0 | 0 |  | 0 | 0 | 0 | 0 | 0
2013-09-15 | 2013 | 9 | 15 | 0 | 0 | 0 | 0 | 0 | 0 | 0 | 0 | 0 | 0 | 0 | 0 | 0 | 0 | 0 | 0 | 0 | 0 | 0 | 0 | 0 | 0 | 0 | 0 |  | 0 | 0 | 0 | 0 |  | 0 | 0 | 0 | 0 | 0
2013-09-16 | 2013 | 9 | 16 | 0 | 0 | 0 | 0 | 0 | 0 | 0 | 0 | 0 | 0 | 0 | 0 | 0 | 0 | 0 | 0 | 0 | 0 | 0 | 0 | 0 | 0 | 0 | 0 |  | 0 | 0 | 0 | 0 |  | 0 | 0 | 0 | 0 | 0
2013-09-17 | 2013 | 9 | 17 | 0 | 0 | 0 | 0 | 0 | 0 | 0 | 0 | 0 | 0 | 0 | 0 | 0 | 0 | 0 | 0 | 0 | 0 | 0.6 | 0.7 | 0.6 | 0.6 | 0.7 | 0.6 |  | 3.8 | 3.8 | 3.8 | 4.4409e-16 |  | 0 | 0 | 0 | 0 | 3.8
2013-09-18 | 2013 | 9 | 18 | 0.9 | 0.9 | 0.9 | 0.9 | 0.9 | 0.9 | 0.9 | 0.9 | 0.9 | 0.9 | 0.9 | 0.9 | 0.9 | 0 | 0.9 | 0.9 | 0.9 | 0 | 0.9 | 0.9 | 0 | 0 | 0 | 0 |  | 16.2 | 16.2 | 16.2 | 3.5527e-15 |  | 0 | 0 | 0 | 0 | 16.2
2013-09-19 | 2013 | 9 | 19 | 0 | 0 | 0 | 0 | 0 | 0 | 0 | 0 | 0 | 0 | 0 | 0 | 0 | 0 | 0 | 0 | 0 | 0 | 0 | 0 | 0 | 0 | 0 | 0 |  | 0 | 0 | 0 | 0 |  | 0 | 0 | 0 | 0 | 0
2013-09-20 | 2013 | 9 | 20 | 0 | 0 | 0 | 0 | 0 | 0 | 0 | 0 | 0 | 0 | 0 | 0 | 0 | 0 | 0 | 0 | 0 | 0 | 0 | 0 | 0 | 0 | 0 | 0 |  | 0 | 0 | 0 | 0 |  | 0 | 0 | 0 | 0 | 0
2013-09-21 | 2013 | 9 | 21 | 0 | 0 | 0 | 0 | 0 | 0 | 0 | 0 | 0 | 0 | 0 | 0 | 0 | 0 | 0 | 0 | 0 | 0 | 0 | 0 | 0 | 0 | 0 | 0 |  | 0 | 0 | 0 | 0 |  | 0 | 0 | 0 | 0 | 0
2013-09-22 | 2013 | 9 | 22 | 0 | 0 | 0 | 0 | 0 | 0 | 0 | 0 | 0 | 0 | 0 | 0 | 0 | 0 | 0 | 0 | 0 | 0 | 0 | 0 | 0 | 0 | 0 | 0 |  | 0 | 0 | 0 | 0 |  | 0 | 0 | 0 | 0 | 0
2013-09-23 | 2013 | 9 | 23 | 0 | 0 | 0 | 0 | 0 | 0 | 0 | 0 | 0 | 0 | 0 | 0 | 0 | 0 | 0 | 0 | 0 | 0 | 0 | 0 | 0 | 0 | 0 | 0 |  | 0 | 0 | 0 | 0 |  | 0 | 0 | 0 | 0 | 0
2013-09-24 | 2013 | 9 | 24 | 0 | 0 | 0 | 0 | 0 | 0 | 0 | 0 | 0 | 0 | 0 | 0 | 0 | 0 | 0 | 0 | 0 | 0 | 0 | 0 | 0 | 0 | 0 | 0 |  | 0 | 0 | 0 | 0 |  | 0 | 0 | 0 | 0 | 0
2013-09-25 | 2013 | 9 | 25 | 0 | 0 | 0 | 0 | 0 | 0 | 0 | 0 | 0 | 0 | 0 | 0 | 0 | 0 | 0 | 0 | 0 | 0 | 0 | 0 | 0 | 0 | 0 | 0 |  | 0 | 0 | 0 | 0 |  | 0 | 0 | 0 | 0 | 0
2013-09-26 | 2013 | 9 | 26 | 0 | 0 | 0 | 0 | 0 | 0 | 0 | 0 | 0 | 0 | 0 | 0 | 0 | 0 | 0 | 0 | 0 | 0 | 0 | 0 | 0 | 0 | 0 | 0 |  | 0 | 0 | 0 | 0 |  | 0 | 0 | 0 | 0 | 0
2013-09-27 | 2013 | 9 | 27 | 0 | 0 | 0 | 0 | 0 | 0 | 0 | 0 | 0 | 0 | 0 | 0 | 0 | 0 | 0 | 0 | 0 | 0 | 0 | 0 | 0 | 0 | 0 | 0 |  | 0 | 0 | 0 | 0 |  | 0 | 0 | 0 | 0 | 0
2013-09-28 | 2013 | 9 | 28 | 0 | 0 | 0 | 0 | 0 | 0 | 0 | 0 | 0 | 0 | 0 | 0 | 0 | 0 | 0 | 0 | 0 | 0 | 0 | 0 | 0 | 0 | 0 | 0 |  | 0 | 0 | 0 | 0 |  | 0 | 0 | 0 | 0 | 0
2013-09-29 | 2013 | 9 | 29 | 0 | 0 | 0 | 0 | 0 | 0 | 0 | 0 | 0 | 0 | 0 | 0 | 0 | 0 | 0 | 0 | 0 | 0 | 0 | 0 | 0 | 0 | 0 | 0 |  | 0 | 0 | 0 | 0 |  | 0 | 0 | 0 | 0 | 0
2013-09-30 | 2013 | 9 | 30 | 0 | 0 | 0 | 0 | 0 | 0 | 0 | 0 | 0 | 0 | 0 | 0 | 0 | 0 | 0 | 0 | 0 | 0 | 0 | 0 | 0 | 0 | 0 | 0 |  | 0 | 0 | 0 | 0 |  | 0 | 0 | 0 | 0 | 0
2013-10-01 | 2013 | 10 | 1 | 0 | 0 | 0 | 0 | 0 | 0 | 0 | 0 | 0 | 0 | 0 | 0 | 0 | 0 | 0 | 0 | 0 | 0 | 0 | 0 | 0 | 0 | 0 | 0 |  | 0 | 0 | 0 | 0 |  | 0 | 0 | 0 | 0 | 0
2013-10-02 | 2013 | 10 | 2 | 0 | 0 | 0 | 0 | 0 | 0 | 0 | 0 | 0 | 0 | 0 | 0 | 0 | 0 | 0 | 0 | 0 | 0 | 0 | 0 | 0 | 0 | 0 | 0 |  | 0 | 0 | 0 | 0 |  | 0 | 0 | 0 | 0 | 0
2013-10-03 | 2013 | 10 | 3 | 0 | 0 | 0 | 0 | 0 | 0 | 0 | 0 | 0 | 0 | 0 | 0 | 0 | 0 | 0 | 0.2 | 0.1 | 0 | 0 | 0 | 0 | 0 | 0 | 0 |  | 0.3 | 0.3 | 0.3 | 5.5511e-17 |  | 0 | 0 | 0 | 0 | 0
2013-10-04 | 2013 | 10 | 4 | 0 | 0 | 0 | 0 | 0 | 0 | 0 | 0 | 0 | 0 | 0 | 0 | 0 | 0 | 0 | 0 | 0 | 0 | 0 | 0 | 0 | 0 | 0 | 0 |  | 0 | 0 | 0 | 0 |  | 0 | 0 | 0 | 0 | 0
2013-10-05 | 2013 | 10 | 5 | 0 | 0 | 0 | 0 | 0 | 0 | 0 | 0 | 0 | 0 | 0 | 0 | 0 | 0 | 0 | 0 | 0 | 0 | 0 | 0 | 0 | 0 | 0 | 0 |  | 0 | 0 | 0 | 0 |  | 0 | 0 | 0 | 0 | 0
2013-10-06 | 2013 | 10 | 6 | 0 | 0 | 0 | 0 | 0 | 0 | 0 | 0 | 0 | 0 | 0 | 0 | 0 | 0 | 0 | 0 | 0 | 0 | 0 | 0 | 0 | 0 | 0 | 0 |  | 0 | 0 | 0 | 0 |  | 0 | 0 | 0 | 0 | 0
2013-10-07 | 2013 | 10 | 7 | 0 | 0 | 0 | 0 | 0 | 0 | 0 | 0 | 0 | 0 | 0 | 0 | 0 | 0 | 0 | 0 | 0 | 0 | 0 | 0 | 0 | 0 | 0 | 0 |  | 0 | 0 | 0 | 0 |  | 0 | 0 | 0 | 0 | 0
2013-10-08 | 2013 | 10 | 8 | 0 | 0 | 0 | 0 | 0 | 0 | 0 | 0 | 0 | 0 | 0 | 0 | 0 | 0 | 0 | 0 | 0 | 0 | 0 | 0 | 0 | 0 | 0 | 0 |  | 0 | 0 | 0 | 0 |  | 0 | 0 | 0 | 0 | 0
2013-10-09 | 2013 | 10 | 9 | 0 | 0 | 0 | 0 | 0 | 0 | 0 | 0 | 0 | 0 | 0 | 0 | 0 | 0 | 0 | 0 | 0 | 0 | 0 | 0 | 0 | 0 | 0 | 0 |  | 0 | 0 | 0 | 0 |  | 0 | 0 | 0 | 0 | 0
2013-10-10 | 2013 | 10 | 10 | 0 | 0 | 0 | 0 | 0 | 0 | 0 | 0 | 0 | 0 | 0 | 0 | 0 | 0 | 0 | 0 | 0 | 3 | 3.7 | 2.7 | 1.9 | 2.2 | 0.3 | 0 |  | 13.8 | 13.8 | 13.8 | 0 |  | 0 | 0 | 0 | 0 | 0
2013-10-11 | 2013 | 10 | 11 | 0 | 0 | 0 | 0 | 0 | 0 | 0 | 0 | 0 | 0 | 0 | 0 | 0 | 0 | 0 | 0 | 0 | 0 | 0 | 0 | 0 | 0 | 0 | 0 |  | 0 | 0 | 0 | 0 |  | 0 | 0 | 0 | 0 | 0
2013-10-12 | 2013 | 10 | 12 | 0 | 0 | 0 | 0 | 0 | 0 | 0 | 0 | 0 | 0 | 0 | 0 | 0 | 0 | 0 | 0 | 0 | 0 | 0 | 0 | 0 | 0 | 0 | 0 |  | 0 | 0 | 0 | 0 |  | 0 | 0 | 0 | 0 | 0
2013-10-13 | 2013 | 10 | 13 | 0 | 0 | 0 | 0 | 0 | 0 | 0 | 0 | 0 | 0 | 0 | 0 | 0 | 0 | 0 | 0 | 0 | 0 | 0 | 0 | 0 | 0 | 0 | 0 |  | 0 | 0 | 0 | 0 |  | 0 | 0 | 0 | 0 | 0
2013-10-14 | 2013 | 10 | 14 | 0 | 0 | 0 | 0 | 0 | 0 | 0 | 0 | 0 | 0 | 0 | 0 | 0 | 0 | 0 | 0 | 0 | 0 | 0 | 0 | 0 | 0 | 0 | 0 |  | 0 | 0 | 0 | 0 |  | 0 | 0 | 0 | 0 | 0
2013-10-15 | 2013 | 10 | 15 | 0 | 0 | 0 | 0 | 0 | 0 | 0 | 0 | 0 | 0 | 0 | 0 | 0 | 0 | 0 | 0 | 0 | 0 | 0 | 0 | 0 | 0 | 0 | 0 |  | 0 | 0 | 0 | 0 |  | 0 | 0 | 0 | 0 | 0
2013-10-16 | 2013 | 10 | 16 | 2.3 | 2.3 | 2.4 | 2.3 | 1.1 | 1.2 | 0 | 0 | 0 | 0 | 0 | 0 | 0 | 0 | 0 | 0 | 0 | 0 | 0 | 0 | 0 | 0 | 0 | 0 |  | 11.6 | 11.6 | 11.6 | 0 |  | 0 | 0 | 0 | 0 | 0
2013-10-17 | 2013 | 10 | 17 | 0 | 0 | 0 | 0 | 0 | 0 | 0 | 0 | 0 | 0 | 0 | 0 | 0 | 0 | 0 | 0 | 0 | 0 | 0 | 0 | 0 | 0 | 0 | 0 |  | 0 | 0 | 0 | 0 |  | 0 | 0 | 0 | 0 | 0
2013-10-18 | 2013 | 10 | 18 | 0 | 0 | 0 | 0 | 0 | 0 | 0 | 0 | 0 | 0 | 0 | 0 | 0 | 0 | 0 | 0 | 0 | 0 | 0 | 0 | 0 | 0 | 0 | 0 |  | 0 | 0 | 0 | 0 |  | 0 | 0 | 0 | 0 | 0
2013-10-19 | 2013 | 10 | 19 | 0 | 0 | 0 | 0 | 0 | 0 | 0 | 0 | 0 | 0 | 0 | 0 | 0 | 0 | 0 | 0 | 0 | 0 | 0 | 0 | 0 | 0 | 0 | 0 |  | 0 | 0 | 0 | 0 |  | 0 | 0 | 0 | 0 | 0
2013-10-20 | 2013 | 10 | 20 | 0 | 0 | 0 | 0 | 0 | 0 | 0 | 0 | 0 | 0 | 0 | 0 | 0 | 0 | 0 | 0 | 0 | 0 | 0 | 0 | 0 | 0 | 0 | 0 |  | 0 | 0 | 0 | 0 |  | 0 | 0 | 0 | 0 | 0
2013-10-21 | 2013 | 10 | 21 | 0 | 0 | 0 | 0 | 0 | 0 | 0 | 0 | 0 | 0 | 0 | 0 | 0 | 0 | 0 | 0 | 0 | 0 | 0 | 0 | 0 | 0 | 0 | 0 |  | 0 | 0 | 0 | 0 |  | 0 | 0 | 0 | 0 | 0
2013-10-22 | 2013 | 10 | 22 | 0 | 0 | 0 | 0 | 0 | 0 | 0 | 0 | 0 | 0 | 0 | 0 | 0 | 0 | 0 | 0 | 0 | 0 | 0 | 0 | 0 | 0 | 0 | 0 |  | 0 | 0 | 0 | 0 |  | 0 | 0 | 0 | 0 | 0
2013-10-23 | 2013 | 10 | 23 | 0 | 0 | 0 | 0 | 0 | 0 | 0 | 0 | 0 | 0 | 0 | 0 | 0 | 0 | 0 | 0 | 0 | 0 | 0 | 0 | 0 | 0 | 0 | 0 |  | 0 | 0 | 0 | 0 |  | 0 | 0 | 0 | 0 | 0
2013-10-24 | 2013 | 10 | 24 | 0 | 0 | 0 | 0 | 0 | 0 | 0 | 0 | 0 | 0 | 0 | 0 | 0 | 0 | 0 | 0 | 0 | 0 | 0 | 0 | 0 | 0 | 0 | 0 |  | 0 | 0 | 0 | 0 |  | 0 | 0 | 0 | 0 | 0
2013-10-25 | 2013 | 10 | 25 | 0 | 0 | 0 | 0 | 0 | 0 | 0 | 0 | 0 | 0 | 0 | 0 | 0 | 0 | 0 | 0 | 0 | 0 | 0 | 0 | 0 | 0 | 0 | 0 |  | 0 | 0 | 0 | 0 |  | 0 | 0 | 0 | 0 | 0
2013-10-26 | 2013 | 10 | 26 | 0 | 0 | 0 | 0 | 0 | 0 | 0 | 0 | 0 | 0 | 0 | 0 | 0 | 0 | 0 | 0 | 0 | 0 | 0 | 0 | 0 | 0 | 0 | 0 |  | 0 | 0 | 0 | 0 |  | 0 | 0 | 0 | 0 | 0
2013-10-27 | 2013 | 10 | 27 | 0 | 0 | 0 | 0.5 | 0.6 | 0.5 | 0.5 | 0.8 | 1 | 1.1 | 0.5 | 0.5 | 0.6 | 0 | 0.5 | 0 | 0.5 | 0.5 | 0.6 | 0.5 | 0 | 0 | 0 | 0 |  | 9.2 | 9.2 | 9.2 | 0 |  | 0 | 0 | 0 | 0 | 0
2013-10-28 | 2013 | 10 | 28 | 0 | 0 | 0 | 0 | 0 | 0 | 0 | 0 | 0 | 0 | 0 | 0 | 0 | 0 | 0 | 0 | 0 | 0 | 0 | 0 | 0 | 0 | 0 | 0 |  | 0 | 0 | 0 | 0 |  | 0 | 0 | 0 | 0 | 0
2013-10-29 | 2013 | 10 | 29 | 0 | 0 | 0 | 0 | 0 | 0 | 0 | 0 | 0 | 0 | 0 | 0 | 0 | 0 | 0 | 0 | 0 | 0 | 0 | 0 | 0 | 0 | 0 | 0 |  | 0 | 0 | 0 | 0 |  | 0 | 0 | 0 | 0 | 0
2013-10-30 | 2013 | 10 | 30 | 0 | 0 | 0 | 0 | 0 | 0 | 0 | 0 | 0 | 0 | 0 | 0 | 0 | 0 | 0 | 0 | 0 | 0 | 0 | 0 | 0 | 0 | 0 | 0 |  | 0 | 0 | 0 | 0 |  | 0 | 0 | 0 | 0 | 0
2013-10-31 | 2013 | 10 | 31 | 0 | 0 | 0 | 0 | 0 | 0 | 0 | 0 | 0 | 0 | 0 | 0 | 0 | 0 | 0 | 0 | 0 | 0 | 0 | 0 | 0 | 0 | 0 | 0 |  | 0 | 0 | 0 | 0 |  | 0 | 0 | 0 | 0 | 0
2013-11-01 | 2013 | 11 | 1 | 0 | 0 | 0 | 0 | 0 | 0 | 0 | 0 | 0 | 0 | 0 | 0 | 0 | 0 | 0 | 0 | 0 | 0 | 0 | 0 | 0 | 0 | 0 | 0 |  | 0 | 0 | 0 | 0 |  | 0 | 0 | 0 | 0 | 0
2013-11-02 | 2013 | 11 | 2 | 0 | 0 | 0 | 0 | 0 | 0 | 0 | 0 | 0 | 0.4 | 0.8 | 0.4 | 0.6 | 0 | 0.4 | 0.4 | 0.4 | 0.4 | 0.4 | 0.4 | 0.4 | 0.4 | 0.4 | 0.4 |  | 6.2 | 6.2 | 6.2 | 1.7764e-15 |  | 0 | 0 | 0 | 0 | 0
2013-11-03 | 2013 | 11 | 3 | 0 | 0 | 0 | 0 | 0.3 | 0 | 0 | 0 | 0 | 0 | 0 | 0 | 0 | 0 | 0 | 0 | 0 | 0 | 0 | 0 | 0 | 0 | 0 | 0 |  | 0.3 | 0.3 | 0.3 | 0 |  | 0 | 0 | 0 | 0 | 0
2013-11-04 | 2013 | 11 | 4 | 0.1 | 0.2 | 0.1 | 0.2 | 0.1 | 0.1 | 0.2 | 0.1 | 0 | 0 | 0 | 0 | 0 | 0 | 0 | 0 | 0 | 0 | 0 | 0 | 0 | 0 | 0 | 0 |  | 1.1 | 1.1 | 1.1 | 0 |  | 0 | 0 | 0 | 0 | 0
2013-11-05 | 2013 | 11 | 5 | 0 | 0 | 0 | 0 | 0 | 0 | 0 | 0 | 0 | 0 | 0 | 0 | 0 | 0 | 0 | 0 | 0 | 0 | 0 | 0 | 0 | 0 | 0 | 0 |  | 0 | 0 | 0 | 0 |  | 0 | 0 | 0 | 0 | 0
2013-11-06 | 2013 | 11 | 6 | 0 | 0 | 0 | 0 | 0 | 0 | 0 | 0 | 0 | 0 | 0 | 0 | 0 | 0 | 0 | 0 | 0 | 0 | 0 | 0 | 0 | 0 | 0 | 0 |  | 0 | 0 | 0 | 0 |  | 0 | 0 | 0 | 0 | 0
2013-11-07 | 2013 | 11 | 7 | 0 | 0 | 0 | 0 | 0 | 0 | 0 | 0 | 0 | 0 | 0 | 0 | 0 | 0 | 0 | 0 | 0 | 0 | 0 | 0 | 0 | 0 | 0 | 0 |  | 0 | 0 | 0 | 0 |  | 0 | 0 | 0 | 0 | 0
2013-11-08 | 2013 | 11 | 8 | 0 | 0 | 0 | 0 | 0 | 0 | 0 | 0 | 0 | 0 | 0 | 0 | 1 | 0 | 0 | 0 | 0 | 0 | 0 | 0 | 0 | 0 | 0 | 0 |  | 1 | 1 | 1 | 0 |  | 0 | 0 | 0 | 0 | 0
2013-11-09 | 2013 | 11 | 9 | 0 | 0 | 0 | 0 | 0 | 0 | 0 | 0 | 0 | 0 | 0 | 0 | 0 | 0 | 0 | 0 | 0 | 0 | 0 | 0 | 0 | 0 | 0 | 0 |  | 0 | 0 | 0 | 0 |  | 0 | 0 | 0 | 0 | 0
2013-11-10 | 2013 | 11 | 10 | 0 | 0 | 0.3 | 0.6 | 0 | 0 | 0.5 | 0.3 | 0 | 0 | 0 | 0 | 0 | 0 | 0 | 0 | 0 | 0 | 0 | 0 | 0 | 0 | 0 | 0 |  | 1.7 | 1.7 | 1.7 | 0 |  | 0 | 0 | 0 | 0 | 0
2013-11-11 | 2013 | 11 | 11 | 0 | 0 | 0 | 0 | 0 | 0 | 0 | 0 | 0 | 0 | 0 | 0 | 0 | 0 | 0 | 0 | 0 | 0 | 0 | 0 | 0 | 0 | 0 | 0 |  | 0 | 0 | 0 | 0 |  | 0 | 0 | 0 | 0 | 0
2013-11-12 | 2013 | 11 | 12 | 0 | 0 | 0 | 0 | 0 | 0 | 0 | 0 | 0 | 0 | 0 | 0 | 0 | 0 | 0 | 0 | 0 | 0 | 0 | 0 | 0 | 0 | 0 | 0 |  | 0 | 0 | 0 | 0 |  | 0 | 0 | 0 | 0 | 0
2013-11-13 | 2013 | 11 | 13 | 0 | 0 | 0 | 0 | 0 | 0 | 0 | 0 | 0 | 0 | 0 | 0 | 0 | 0 | 0 | 0 | 0 | 0 | 0 | 0 | 0 | 0 | 0 | 0 |  | 0 | 0 | 0 | 0 |  | 0 | 0 | 0 | 0 | 0
2013-11-14 | 2013 | 11 | 14 | 0 | 0 | 0 | 0 | 0 | 0 | 0 | 0 | 0 | 0 | 0 | 0 | 0 | 0 | 0 | 0 | 0 | 0 | 0 | 0 | 0 | 0 | 0 | 0 |  | 0 | 0 | 0 | 0 |  | 0 | 0 | 0 | 0 | 0
2013-11-15 | 2013 | 11 | 15 | 0 | 0 | 0 | 0 | 0 | 0 | 0 | 0 | 0 | 0 | 0 | 0 | 0 | 0 | 0 | 0 | 0 | 0 | 0 | 0 | 0 | 0 | 0 | 0 |  | 0 | 0 | 0 | 0 |  | 0 | 0 | 0 | 0 | 0
2013-11-16 | 2013 | 11 | 16 | 0 | 0 | 0 | 0 | 0 | 0 | 0.3 | 0.3 | 0.5 | 0 | 0 | 0 | 0 | 0 | 0 | 0 | 0 | 0 | 0 | 0 | 0 | 0 | 0 | 0 |  | 1.1 | 1.1 | 1.1 | 0 |  | 0 | 0 | 0 | 0 | 0
2013-11-17 | 2013 | 11 | 17 | 0 | 0 | 0 | 0 | 0 | 0 | 0 | 0 | 0 | 0 | 0 | 0 | 0 | 0 | 0 | 0 | 0 | 0 | 0 | 0 | 0 | 0 | 0 | 0 |  | 0 | 0 | 0 | 0 |  | 0 | 0 | 0 | 0 | 0
2013-11-18 | 2013 | 11 | 18 | 0 | 0 | 0 | 0 | 0 | 0 | 0 | 0 | 0 | 0 | 0 | 0 | 0 | 0 | 0 | 0 | 0 | 0 | 0 | 0 | 0 | 0 | 0 | 0 |  | 0 | 0 | 0 | 0 |  | 0 | 0 | 0 | 0 | 0
2013-11-19 | 2013 | 11 | 19 | 0.1 | 0 | 0.1 | 0.1 | 0 | 0.1 | 0 | 0 | 0 | 0.1 | 0.1 | 0 | 0.1 | 0 | 0 | 0 | 0 | 0 | 0 | 0.1 | 0 | 0.1 | 0 | 0.1 |  | 1 | 1 | 1 | 1.1102e-16 |  | 0 | 0 | 0 | 0 | 0
2013-11-20 | 2013 | 11 | 20 | 0 | 0 | 0 | 0 | 0 | 0 | 0 | 0 | 0 | 0 | 0 | 0 | 0 | 0 | 0 | 0 | 0 | 0 | 0 | 0 | 0 | 0 | 0 | 0 |  | 0 | 0 | 0 | 0 |  | 0 | 0 | 0 | 0 | 0
2013-11-21 | 2013 | 11 | 21 | 0 | 0 | 0 | 0 | 0 | 0 | 0 | 0 | 0 | 0 | 0 | 0 | 0 | 0 | 0 | 0 | 0 | 0 | 0 | 0 | 0 | 0 | 0 | 0 |  | 0 | 0 | 0 | 0 |  | 0 | 0 | 0 | 0 | 0
2013-11-22 | 2013 | 11 | 22 | 0 | 0 | 0 | 0 | 0 | 0 | 0 | 0 | 0 | 0 | 0 | 0 | 0 | 0 | 0 | 0 | 0 | 0 | 0 | 0 | 0 | 0 | 0 | 0 |  | 0 | 0 | 0 | 0 |  | 0 | 0 | 0 | 0 | 0
2013-11-23 | 2013 | 11 | 23 | 0 | 0 | 0 | 0 | 0 | 0 | 0 | 0 | 0 | 0 | 0 | 0 | 0 | 0 | 0 | 0 | 0 | 0 | 0 | 0 | 0 | 0 | 0 | 0 |  | 0 | 0 | 0 | 0 |  | 0 | 0 | 0 | 0 | 0
2013-11-24 | 2013 | 11 | 24 | 0 | 0 | 0 | 0 | 0 | 0 | 0 | 0 | 0 | 0 | 0 | 0 | 0 | 0 | 0 | 0 | 0 | 0 | 0 | 0 | 0 | 0 | 0 | 0 |  | 0 | 0 | 0 | 0 |  | 0 | 0 | 0 | 0 | 0
2013-11-25 | 2013 | 11 | 25 | 0 | 0 | 0 | 0 | 0 | 0 | 0 | 0 | 0 | 0 | 0 | 0 | 0 | 0 | 0 | 0 | 0 | 0 | 0 | 0 | 0 | 0 | 0 | 0 |  | 0 | 0 | 0 | 0 |  | 0 | 0 | 0 | 0 | 0
2013-11-26 | 2013 | 11 | 26 | 0 | 0 | 0 | 0 | 0 | 0 | 0 | 0 | 0 | 0 | 0 | 0 | 0 | 0 | 0 | 0 | 0 | 0 | 0 | 0 | 0 | 0 | 0 | 0 |  | 0 | 0 | 0 | 0 |  | 0 | 0 | 0 | 0 | 0
2013-11-27 | 2013 | 11 | 27 | 0 | 0 | 0 | 0 | 0 | 0 | 0 | 0 | 0 | 0 | 0 | 0 | 0 | 0 | 0 | 0 | 0 | 0 | 0 | 0 | 0 | 0 | 0 | 0 |  | 0 | 0 | 0 | 0 |  | 0 | 0 | 0 | 0 | 0
2013-11-28 | 2013 | 11 | 28 | 0 | 0 | 0 | 0 | 0 | 0 | 0 | 0 | 0 | 0 | 0 | 0 | 0 | 0 | 0 | 0 | 0 | 0 | 0 | 0 | 0 | 0 | 0 | 0 |  | 0 | 0 | 0 | 0 |  | 0 | 0 | 0 | 0 | 0
2013-11-29 | 2013 | 11 | 29 | 0 | 0 | 0 | 0 | 0 | 0 | 0 | 0 | 0 | 0 | 0 | 0 | 0 | 0 | 0 | 0 | 0 | 0 | 0 | 0 | 0 | 0 | 0 | 0 |  | 0 | 0 | 0 | 0 |  | 0 | 0 | 0 | 0 | 0
2013-11-30 | 2013 | 11 | 30 | 0 | 0 | 0 | 0 | 0 | 0 | 0 | 0 | 0 | 0 | 0 | 0 | 0 | 0 | 0 | 0 | 0 | 0 | 0 | 0 | 0 | 0 | 0 | 0 |  | 0 | 0 | 0 | 0 |  | 0 | 0 | 0 | 0 | 0
2013-12-01 | 2013 | 12 | 1 | 0 | 0 | 0 | 0 | 0 | 0 | 0 | 0 | 0 | 0 | 0 | 0 | 0 | 0 | 0 | 0 | 0 | 0 | 0 | 0 | 0 | 0 | 0 | 0 |  | 0 | 0 | 0 | 0 |  | 0 | 0 | 0 | 0 | 0
2013-12-02 | 2013 | 12 | 2 | 0.4 | 0.4 | 0.3 | 0.4 | 0.4 | 0.4 | 0.3 | 0.4 | 0.4 | 0.8 | 0.7 | 0.8 | 0.7 | 0 | 0.8 | 0.7 | 0.8 | 0.7 | 0.8 | 0.8 | 0.7 | 0.8 | 0.7 | 0.4 |  | 13.6 | 13.6 | 13.6 | 0 |  | 0 | 0 | 0 | 0 | 0
2013-12-03 | 2013 | 12 | 3 | 0 | 0.1 | 0 | 0.1 | 0 | 0 | 0.1 | 0 | 0 | 0.1 | 0 | 0 | 0.1 | 0 | 0 | 0.1 | 0 | 0 | 0.1 | 0 | 0.1 | 0 | 0 | 0 |  | 0.8 | 0.8 | 0.8 | 1.1102e-16 |  | 0 | 0 | 0 | 0 | 0
2013-12-04 | 2013 | 12 | 4 | 0 | 0 | 0 | 0 | 0 | 0 | 0 | 0 | 0 | 0 | 0 | 0 | 0 | 0 | 0 | 0 | 0 | 0 | 0 | 0 | 0 | 0 | 0 | 0 |  | 0 | 0 | 0 | 0 |  | 0 | 0 | 0 | 0 | 0
2013-12-05 | 2013 | 12 | 5 | 0 | 0 | 0 | 0 | 0 | 0.1 | 0 | 0 | 0 | 0 | 0 | 0 | 0 | 0 | 0 | 0 | 0 | 0 | 0 | 0.1 | 0 | 0 | 0 | 0 |  | 0.2 | 0.2 | 0.2 | 0 |  | 0 | 0 | 0 | 0 | 0
2013-12-06 | 2013 | 12 | 6 | 0 | 0 | 0 | 0 | 0 | 0 | 0 | 0 | 0 | 0 | 0 | 0 | 0 | 0 | 0 | 0 | 0 | 0 | 0 | 0 | 0 | 0 | 0 | 0 |  | 0 | 0 | 0 | 0 |  | 0 | 0 | 0 | 0 | 0
2013-12-07 | 2013 | 12 | 7 | 0 | 0 | 0 | 0 | 0 | 0 | 0 | 0 | 0 | 0 | 0 | 0 | 0 | 0 | 0 | 0 | 0 | 0 | 0 | 0 | 0 | 0 | 0 | 0 |  | 0 | 0 | 0 | 0 |  | 0 | 0 | 0 | 0 | 0
2013-12-08 | 2013 | 12 | 8 | 0.1 | 0.1 | 0.1 | 0.2 | 0.1 | 0.1 | 0.1 | 0.1 | 0.1 | 0.2 | 0.1 | 0 | 0 | 0 | 0 | 0 | 0.1 | 0.1 | 0.1 | 0.1 | 0.2 | 0.1 | 0.1 | 0.1 |  | 2.2 | 2.2 | 2.2 | 4.4409e-16 |  | 0 | 0 | 0 | 0 | 0
2013-12-09 | 2013 | 12 | 9 | 0.2 | 0.3 | 0.2 | 0.2 | 0 | 0 | 0 | 0 | 0.3 | 0.2 | 0.2 | 0.5 | 0.2 | 0 | 0.3 | 0.2 | 0 | 0 | 0 | 0 | 0 | 0 | 0 | 0 |  | 2.8 | 2.8 | 2.8 | 0 |  | 0 | 0 | 0 | 0 | 0
2013-12-10 | 2013 | 12 | 10 | 0 | 0.1 | 0.2 | 0.1 | 0.2 | 0.1 | 0.1 | 0.2 | 0.1 | 0.1 | 0.2 | 0.1 | 0.2 | 0 | 0.1 | 0.1 | 0.2 | 0.1 | 0 | 0 | 0 | 0 | 0 | 0 |  | 2.2 | 2.2 | 2.2 | 4.4409e-16 |  | 0 | 0 | 0 | 0 | 0
2013-12-11 | 2013 | 12 | 11 | 0 | 0 | 0 | 0 | 0 | 0 | 0 | 0 | 0 | 0 | 0 | 0 | 0 | 0 | 0 | 0 | 0 | 0 | 0 | 0 | 0 | 0 | 0 | 0 |  | 0 | 0 | 0 | 0 |  | 0 | 0 | 0 | 0 | 0
2013-12-12 | 2013 | 12 | 12 | 0 | 0 | 0 | 0 | 0 | 0 | 0 | 0 | 0 | 0 | 0 | 0 | 0 | 0 | 0 | 0 | 0 | 0 | 0 | 0 | 0 | 0 | 0 | 0 |  | 0 | 0 | 0 | 0 |  | 0 | 0 | 0 | 0 | 0
2013-12-13 | 2013 | 12 | 13 | 0 | 0 | 0 | 0 | 0 | 0 | 0 | 0 | 0 | 0 | 0 | 0 | 0 | 0 | 0 | 0 | 0 | 0 | 0 | 0 | 0 | 0 | 0 | 0 |  | 0 | 0 | 0 | 0 |  | 0 | 0 | 0 | 0 | 0
2013-12-14 | 2013 | 12 | 14 | 0 | 0 | 0 | 0 | 0 | 0 | 0 | 0 | 0 | 0 | 0 | 0 | 0 | 0 | 0 | 0 | 0 | 0 | 0 | 0 | 0 | 0 | 0 | 0 |  | 0 | 0 | 0 | 0 |  | 0 | 0 | 0 | 0 | 0
2013-12-15 | 2013 | 12 | 15 | 0 | 0 | 0 | 0 | 0 | 0 | 0 | 0 | 0 | 0 | 0 | 0 | 0 | 0 | 0 | 0 | 0 | 0 | 0 | 0.6 | 0 | 0.6 | 0.6 | 0.6 |  | 2.4 | 2.4 | 2.4 | 0 |  | 0 | 0 | 0 | 0 | 0
2013-12-16 | 2013 | 12 | 16 | 0.7 | 0.6 | 0.7 | 0.6 | 0 | 0 | 0 | 0 | 0 | 0 | 0 | 0 | 0 | 0 | 0 | 0 | 0 | 0 | 0 | 0 | 0 | 0 | 0 | 0 |  | 2.6 | 2.6 | 2.6 | 4.4409e-16 |  | 0 | 0 | 0 | 0 | 0
2013-12-17 | 2013 | 12 | 17 | 0 | 0 | 0 | 0 | 0 | 0 | 0 | 0 | 0 | 0 | 0 | 0 | 0 | 0 | 0 | 0 | 0 | 0 | 0 | 0 | 0 | 0 | 0 | 0 |  | 0 | 0 | 0 | 0 |  | 0 | 0 | 0 | 0 | 0
2013-12-18 | 2013 | 12 | 18 | 0 | 0 | 0 | 0.3 | 0.2 | 0.3 | 0.3 | 0.3 | 0.2 | 0.3 | 0.3 | 0.2 | 0.3 | 0 | 0.3 | 0.2 | 0.3 | 0.3 | 0.3 | 0.2 | 0.3 | 0.3 | 0.2 | 0.3 |  | 5.4 | 5.4 | 5.4 | 8.8818e-16 |  | 0 | 0 | 0 | 0 | 0
2013-12-19 | 2013 | 12 | 19 | 0 | 0 | 0 | 0 | 0 | 0 | 0 | 0 | 0 | 0 | 0 | 0 | 0 | 0 | 0 | 0 | 0 | 0 | 0 | 0 | 0 | 0 | 0 | 0 |  | 0 | 0 | 0 | 0 |  | 0 | 0 | 0 | 0 | 0
2013-12-20 | 2013 | 12 | 20 | 0 | 0 | 0 | 0 | 0 | 0 | 0 | 0 | 0 | 0 | 0 | 0 | 0 | 0 | 0 | 0 | 0 | 0 | 0 | 0 | 0 | 0 | 0 | 0 |  | 0 | 0 | 0 | 0 |  | 0 | 0 | 0 | 0 | 0
2013-12-21 | 2013 | 12 | 21 | 0 | 0.1 | 0 | 0 | 0.1 | 0 | 0.1 | 0 | 0 | 0.1 | 0 | 0 | 0.1 | 0 | 0 | 0 | 0 | 0 | 0 | 0 | 0 | 0 | 0 | 0 |  | 0.5 | 0.5 | 0.5 | 0 |  | 0 | 0 | 0 | 0 | 0
2013-12-22 | 2013 | 12 | 22 | 0 | 0 | 0.2 | 0.2 | 0 | 0 | 0 | 0 | 0.2 | 0 | 0 | 0 | 0 | 0 | 0 | 0 | 0 | 0 | 0 | 0 | 0 | 0 | 0 | 0 |  | 0.6 | 0.6 | 0.6 | 1.1102e-16 |  | 0 | 0 | 0 | 0 | 0
2013-12-23 | 2013 | 12 | 23 | 0 | 0 | 0 | 0 | 0 | 0 | 0 | 0 | 0 | 0 | 0 | 0 | 0 | 0 | 0 | 0 | 0 | 0 | 0 | 0 | 0 | 0 | 0 | 0 |  | 0 | 0 | 0 | 0 |  | 0 | 0 | 0 | 0 | 0
2013-12-24 | 2013 | 12 | 24 | 0 | 0 | 0 | 0 | 0 | 0 | 0 | 0 | 0 | 0 | 0 | 0 | 0 | 0 | 0 | 0 | 0 | 0 | 0 | 0 | 0 | 0 | 0 | 0 |  | 0 | 0 | 0 | 0 |  | 0 | 0 | 0 | 0 | 0
2013-12-25 | 2013 | 12 | 25 | 0 | 0 | 0 | 0 | 0 | 0 | 0 | 0 | 0 | 0 | 0 | 0 | 0 | 0 | 0 | 0 | 0 | 0 | 0 | 0 | 0 | 0 | 0 | 0 |  | 0 | 0 | 0 | 0 |  | 0 | 0 | 0 | 0 | 0
2013-12-26 | 2013 | 12 | 26 | 0 | 0 | 0 | 0 | 0 | 0 | 0 | 0 | 0 | 0 | 0 | 0 | 0 | 0 | 0 | 0 | 0 | 0 | 0 | 0 | 0 | 0 | 0 | 0 |  | 0 | 0 | 0 | 0 |  | 0 | 0 | 0 | 0 | 0
2013-12-27 | 2013 | 12 | 27 | 0 | 0 | 0 | 0 | 0 | 0 | 0 | 0 | 0 | 0 | 0 | 0 | 0 | 0 | 0 | 0 | 0 | 0 | 0 | 0 | 0 | 0 | 0 | 0 |  | 0 | 0 | 0 | 0 |  | 0 | 0 | 0 | 0 | 0
2013-12-28 | 2013 | 12 | 28 | 0.1 | 0.2 | 0 | 0 | 0 | 0 | 0 | 0 | 0 | 0 | 0 | 0.1 | 0.2 | 0 | 0 | 0 | 0.1 | 0 | 0 | 0 | 0 | 0 | 0 | 0 |  | 0.7 | 0.7 | 0.7 | 1.1102e-16 |  | 0 | 0 | 0 | 0 | 0
2013-12-29 | 2013 | 12 | 29 | 0 | 0 | 0 | 0 | 0 | 0 | 0 | 0 | 0 | 0 | 0 | 0 | 0 | 0 | 0 | 0 | 0 | 0 | 0 | 0 | 0 | 0 | 0 | 0 |  | 0 | 0 | 0 | 0 |  | 0 | 0 | 0 | 0 | 0
2013-12-30 | 2013 | 12 | 30 | 0 | 0 | 0 | 0 | 0 | 0 | 0 | 0 | 0 | 0 | 0 | 0 | 0 | 0 | 0 | 0 | 0 | 0 | 0 | 0 | 0 | 0 | 0 | 0 |  | 0 | 0 | 0 | 0 |  | 0 | 0 | 0 | 0 | 0
2013-12-31 | 2013 | 12 | 31 | 0 | 0 | 0 | 0 | 0 | 0 | 0 | 0.2 | 0 | 0 | 0 | 0 | 0 | 0 | 0 | 0 | 0 | 0 | 0 | 0 | 0.2 | 1 | 0.7 | 0.9 |  | 3 | 3 | 3 | 4.4409e-16 |  | 0 | 0 | 0 | 0 | 0
2014-01-01 | 2014 | 1 | 1 | 0 | 0.1 | 0.2 | 0.1 | 0.1 | 0.2 | 0.1 | 0 | 0 | 0 | 0 | 0 | 0 | 0 | 0 | 0 | 0 | 0 | 0 | 0 | 0 | 0 | 0 | 0 |  | 0.8 | 0.8 | 0.8 | 1.1102e-16 |  | 0 | 0 | 0 | 0 | 0
2014-01-02 | 2014 | 1 | 2 | 0 | 0 | 0 | 0 | 0 | 0 | 0 | 0 | 0 | 0 | 0 | 0 | 0 | 0 | 0 | 0 | 0 | 0 | 0 | 0 | 0 | 0 | 0 | 0 |  | 0 | 0 | 0 | 0 |  | 0 | 0 | 0 | 0 | 0
2014-01-03 | 2014 | 1 | 3 | 0 | 0 | 0 | 0 | 0 | 0.5 | 0.6 | 0.5 | 0.5 | 0.5 | 0.6 | 0 | 0 | 0 | 0 | 0 | 0 | 0 | 0 | 0.5 | 0.5 | 0.5 | 0.6 | 0.5 |  | 5.8 | 5.8 | 5.8 | 0 |  | 0 | 0 | 0 | 0 | 0
2014-01-04 | 2014 | 1 | 4 | 0 | 0 | 0.1 | 0 | 0 | 0 | 0 | 0 | 0.1 | 0 | 0 | 0 | 0 | 0 | 0 | 0 | 0 | 0 | 0 | 0 | 0 | 0 | 0 | 0 |  | 0.2 | 0.2 | 0.2 | 0 |  | 0 | 0 | 0 | 0 | 0
2014-01-05 | 2014 | 1 | 5 | 0 | 0 | 0 | 0 | 0 | 0 | 0 | 0 | 0 | 0 | 0 | 0 | 0 | 0 | 0 | 0 | 0 | 0 | 0 | 0 | 0 | 0 | 0 | 0 |  | 0 | 0 | 0 | 0 |  | 0 | 0 | 0 | 0 | 0
2014-01-06 | 2014 | 1 | 6 | 0 | 0 | 0 | 0 | 0 | 0 | 0 | 0 | 0 | 0 | 0 | 0 | 0 | 0 | 0 | 0 | 0 | 0 | 0 | 0 | 0 | 0 | 0 | 0 |  | 0 | 0 | 0 | 0 |  | 0 | 0 | 0 | 0 | 0
2014-01-07 | 2014 | 1 | 7 | 0 | 0 | 0 | 0 | 0 | 0 | 0 | 0 | 0 | 0 | 0 | 0 | 0 | 0 | 0 | 0 | 0 | 0 | 0 | 0 | 0 | 0 | 0 | 0 |  | 0 | 0 | 0 | 0 |  | 0 | 0 | 0 | 0 | 0
2014-01-08 | 2014 | 1 | 8 | 0 | 0 | 0 | 0 | 0 | 0 | 0 | 0 | 0 | 0 | 0 | 0 | 0 | 0 | 0 | 0 | 0 | 0 | 0 | 0 | 0 | 0 | 0 | 0 |  | 0 | 0 | 0 | 0 |  | 0 | 0 | 0 | 0 | 0
2014-01-09 | 2014 | 1 | 9 | 0 | 0 | 0 | 0 | 0 | 0 | 0 | 0 | 0 | 0 | 0 | 0 | 0 | 0 | 0 | 0 | 0 | 0 | 0 | 0 | 0 | 0 | 0 | 0 |  | 0 | 0 | 0 | 0 |  | 0 | 0 | 0 | 0 | 0
2014-01-10 | 2014 | 1 | 10 | 0 | 0 | 0 | 0 | 0 | 0 | 0 | 0 | 0 | 0 | 0 | 0 | 0 | 0 | 0 | 0 | 0 | 0 | 0 | 0 | 0 | 0 | 0 | 0 |  | 0 | 0 | 0 | 0 |  | 0 | 0 | 0 | 0 | 0
2014-01-11 | 2014 | 1 | 11 | 0 | 0 | 0 | 0 | 0 | 0 | 0 | 0 | 0 | 0 | 0 | 0 | 0 | 0 | 0 | 0 | 0 | 0 | 0 | 0 | 0 | 0 | 0 | 0 |  | 0 | 0 | 0 | 0 |  | 0 | 0 | 0 | 0 | 0
2014-01-12 | 2014 | 1 | 12 | 0 | 0 | 0 | 0 | 0 | 0.2 | 0.1 | 0.2 | 0.2 | 0.2 | 0.1 | 0.2 | 0 | 0 | 0 | 0 | 0 | 0 | 0 | 0 | 0 | 0 | 0 | 0 |  | 1.2 | 1.2 | 1.2 | 0 |  | 0 | 0 | 0 | 0 | 0
2014-01-13 | 2014 | 1 | 13 | 0 | 0 | 0 | 0 | 0 | 0 | 0 | 0 | 0 | 0.3 | 0.4 | 0.3 | 0.3 | 0 | 0 | 0.3 | 0.4 | 0.3 | 0.3 | 0 | 0 | 0 | 0 | 0 |  | 2.6 | 2.6 | 2.6 | 4.4409e-16 |  | 0 | 0 | 0 | 0 | 0
2014-01-14 | 2014 | 1 | 14 | 0 | 0 | 0 | 0 | 0 | 0 | 0 | 0 | 0 | 0 | 0 | 0 | 0 | 0 | 0 | 0 | 0 | 0 | 0 | 0 | 0 | 0 | 0 | 0 |  | 0 | 0 | 0 | 0 |  | 0 | 0 | 0 | 0 | 0
2014-01-15 | 2014 | 1 | 15 | 0 | 0 | 0 | 0 | 0 | 0 | 0 | 0 | 0 | 0 | 0 | 0 | 0 | 0 | 0 | 0 | 0 | 0 | 0 | 0 | 0 | 0 | 0 | 0 |  | 0 | 0 | 0 | 0 |  | 0 | 0 | 0 | 0 | 0
2014-01-16 | 2014 | 1 | 16 | 0 | 0 | 0 | 0 | 0 | 0 | 0 | 0 | 0 | 0 | 0 | 0 | 0 | 0 | 0 | 0 | 0 | 0 | 0 | 0 | 0 | 0 | 0 | 0 |  | 0 | 0 | 0 | 0 |  | 0 | 0 | 0 | 0 | 0
2014-01-17 | 2014 | 1 | 17 | 0 | 0 | 0 | 0 | 0 | 0 | 0 | 0 | 0 | 0 | 0 | 0 | 0 | 0 | 0 | 0 | 0 | 0 | 0 | 0 | 0 | 0 | 0 | 0 |  | 0 | 0 | 0 | 0 |  | 0 | 0 | 0 | 0 | 0
2014-01-18 | 2014 | 1 | 18 | 0 | 0 | 0 | 0 | 0 | 0 | 0 | 0 | 0 | 0 | 0 | 0 | 0 | 0 | 0 | 0 | 0 | 0 | 0 | 0 | 0 | 0 | 0 | 0 |  | 0 | 0 | 0 | 0 |  | 0 | 0 | 0 | 0 | 0
2014-01-19 | 2014 | 1 | 19 | 0 | 0 | 0 | 0 | 0 | 0 | 0 | 0 | 0 | 0 | 0 | 0 | 0 | 0 | 0 | 0 | 0 | 0 | 0 | 0 | 0 | 0 | 0 | 0 |  | 0 | 0 | 0 | 0 |  | 0 | 0 | 0 | 0 | 0
2014-01-20 | 2014 | 1 | 20 | 0 | 0 | 0 | 0 | 0 | 0 | 0 | 0 | 0 | 0 | 0 | 0 | 0 | 0 | 0 | 0 | 0 | 0 | 0 | 0 | 0 | 0 | 0 | 0 |  | 0 | 0 | 0 | 0 |  | 0 | 0 | 0 | 0 | 0
2014-01-21 | 2014 | 1 | 21 | 0 | 0 | 0 | 0 | 0 | 0 | 0 | 0 | 0 | 0 | 0 | 0 | 0 | 0 | 0 | 0 | 0 | 0 | 0 | 0 | 0 | 0 | 0 | 0 |  | 0 | 0 | 0 | 0 |  | 0 | 0 | 0 | 0 | 0
2014-01-22 | 2014 | 1 | 22 | 0 | 0 | 0.2 | 0.1 | 0.2 | 0.1 | 0.2 | 0.1 | 0.2 | 0 | 0 | 0 | 0.1 | 0 | 0 | 0 | 0 | 0 | 0 | 0 | 0 | 0 | 0 | 0 |  | 1.2 | 1.2 | 1.2 | 2.2204e-16 |  | 0 | 0 | 0 | 0 | 0
2014-01-23 | 2014 | 1 | 23 | 0 | 0 | 0 | 0 | 0 | 0 | 0 | 0 | 0 | 0 | 0 | 0 | 0 | 0 | 0 | 0 | 0 | 0 | 0 | 0 | 0 | 0 | 0 | 0 |  | 0 | 0 | 0 | 0 |  | 0 | 0 | 0 | 0 | 0
2014-01-24 | 2014 | 1 | 24 | 0 | 0 | 0 | 0 | 0 | 0 | 0 | 0 | 0 | 0 | 0 | 0 | 0 | 0 | 0 | 0 | 0 | 0 | 0 | 0 | 0 | 0 | 0 | 0 |  | 0 | 0 | 0 | 0 |  | 0 | 0 | 0 | 0 | 0
2014-01-25 | 2014 | 1 | 25 | 0 | 0 | 0 | 0 | 0 | 0 | 0 | 0 | 0 | 0 | 0 | 0 | 0 | 0 | 0 | 0 | 0 | 0 | 0 | 0 | 0 | 0 | 0 | 0 |  | 0 | 0 | 0 | 0 |  | 0 | 0 | 0 | 0 | 0
2014-01-26 | 2014 | 1 | 26 | 0 | 0 | 0 | 0 | 0 | 0 | 0 | 0 | 0 | 0 | 0 | 0 | 0 | 0 | 0 | 0 | 0 | 0 | 0 | 0 | 0 | 0 | 0 | 0 |  | 0 | 0 | 0 | 0 |  | 0 | 0 | 0 | 0 | 0
2014-01-27 | 2014 | 1 | 27 | 0 | 0 | 0 | 0 | 0 | 0 | 0 | 0 | 0 | 0 | 0 | 0 | 0 | 0 | 0 | 0 | 0 | 0 | 0 | 0 | 0 | 0 | 0 | 0 |  | 0 | 0 | 0 | 0 |  | 0 | 0 | 0 | 0 | 0
2014-01-28 | 2014 | 1 | 28 | 0 | 0 | 0 | 0 | 0 | 0 | 0 | 0 | 0 | 0 | 0 | 0 | 0 | 0 | 0 | 0 | 0 | 0 | 0 | 0 | 0 | 0 | 0 | 0 |  | 0 | 0 | 0 | 0 |  | 0 | 0 | 0 | 0 | 0
2014-01-29 | 2014 | 1 | 29 | 0 | 0 | 0 | 0 | 0 | 0 | 0 | 0 | 0 | 0.2 | 0.3 | 0.2 | 0.2 | 0 | 0.2 | 0.3 | 0.2 | 0.2 | 0.3 | 0.2 | 0.2 | 0.2 | 0.3 | 0.2 |  | 3.2 | 3.2 | 3.2 | 0 |  | 0 | 0 | 0 | 0 | 0
2014-01-30 | 2014 | 1 | 30 | 0 | 0 | 0 | 0 | 0 | 0 | 0 | 0 | 0 | 0 | 0 | 0 | 0 | 0 | 0 | 0 | 0 | 0 | 0 | 0 | 0 | 0 | 0 | 0 |  | 0 | 0 | 0 | 0 |  | 0 | 0 | 0 | 0 | 0
2014-01-31 | 2014 | 1 | 31 | 0 | 0 | 0 | 0 | 0 | 0 | 0 | 0 | 0 | 0 | 0 | 0 | 0 | 0 | 0 | 0.1 | 0 | 0 | 0.1 | 0 | 0 | 0 | 0 | 0 |  | 0.2 | 0.2 | 0.2 | 0 |  | 0 | 0 | 0 | 0 | 0
2014-02-01 | 2014 | 2 | 1 | 0 | 0 | 0 | 0 | 0 | 0 | 0 | 0 | 0 | 0 | 0 | 0 | 0 | 0 | 0 | 0 | 0 | 0 | 0 | 0 | 0 | 0 | 0 | 0 |  | 0 | 0 | 0 | 0 |  | 0 | 0 | 0 | 0 | 0
2014-02-02 | 2014 | 2 | 2 | 0 | 0 | 0 | 0 | 0 | 0 | 0 | 0 | 0 | 0 | 0 | 0 | 0 | 0 | 0 | 0 | 0 | 0 | 0 | 0 | 0 | 0 | 0 | 0 |  | 0 | 0 | 0 | 0 |  | 0 | 0 | 0 | 0 | 0
2014-02-03 | 2014 | 2 | 3 | 0.1 | 0.1 | 0.1 | 0.1 | 0 | 0 | 0 | 0.1 | 0.1 | 0.1 | 0.1 | 0.1 | 0.1 | 0 | 0.1 | 0 | 0.1 | 0.1 | 0 | 0.1 | 0.1 | 0.1 | 0.1 | 0 |  | 1.7 | 1.7 | 1.7 | 4.4409e-16 |  | 0 | 0 | 0 | 0 | 0
2014-02-04 | 2014 | 2 | 4 | 0 | 0 | 0 | 0 | 0 | 0 | 0 | 0 | 0 | 0 | 0.1 | 0 | 0 | 0 | 0 | 0 | 0 | 0 | 0 | 0 | 0 | 0 | 0.1 | 0 |  | 0.2 | 0.2 | 0.2 | 0 |  | 0 | 0 | 0 | 0 | 0
2014-02-05 | 2014 | 2 | 5 | 0 | 0 | 0 | 0 | 0 | 0 | 0 | 0 | 0 | 0 | 0 | 0 | 0 | 0 | 0 | 0 | 0 | 0 | 0 | 0 | 0 | 0 | 0 | 0 |  | 0 | 0 | 0 | 0 |  | 0 | 0 | 0 | 0 | 0
2014-02-06 | 2014 | 2 | 6 | 0 | 0 | 0 | 0 | 0 | 0 | 0 | 0 | 0 | 0 | 0 | 0 | 0 | 0 | 0 | 0 | 0 | 0 | 0 | 0 | 0 | 0 | 0 | 0 |  | 0 | 0 | 0 | 0 |  | 0 | 0 | 0 | 0 | 0
2014-02-07 | 2014 | 2 | 7 | 0 | 0 | 0 | 0 | 0 | 0 | 0 | 0 | 0 | 0 | 0 | 0 | 0 | 0 | 0 | 0 | 0 | 0 | 0 | 0 | 0 | 0 | 0 | 0 |  | 0 | 0 | 0 | 0 |  | 0 | 0 | 0 | 0 | 0
2014-02-08 | 2014 | 2 | 8 | 0.1 | 0 | 0.1 | 0.1 | 0.1 | 0 | 0.1 | 0.1 | 0 | 0.1 | 0.1 | 0 | 0.1 | 0 | 0 | 0 | 0 | 0 | 0 | 0 | 0.1 | 0.1 | 0 | 0.1 |  | 1.2 | 1.2 | 1.2 | 0 |  | 0 | 0 | 0 | 0 | 0
2014-02-09 | 2014 | 2 | 9 | 0 | 0 | 0 | 0 | 0 | 0 | 0 | 0 | 0 | 0 | 0 | 0 | 0 | 0 | 0 | 0 | 0 | 0 | 0 | 0 | 0 | 0 | 0 | 0 |  | 0 | 0 | 0 | 0 |  | 0 | 0 | 0 | 0 | 0
2014-02-10 | 2014 | 2 | 10 | 0 | 0 | 0 | 0 | 0 | 0 | 0 | 0 | 0 | 0 | 0 | 0 | 0 | 0 | 0 | 0 | 0 | 0 | 0 | 0 | 0 | 0 | 0 | 0 |  | 0 | 0 | 0 | 0 |  | 0 | 0 | 0 | 0 | 0
2014-02-11 | 2014 | 2 | 11 | 0 | 0 | 0 | 0 | 0 | 0 | 0 | 0 | 0 | 0 | 0 | 0 | 0 | 0 | 0 | 0 | 0 | 0 | 0 | 0 | 0 | 0 | 0 | 0 |  | 0 | 0 | 0 | 0 |  | 0 | 0 | 0 | 0 | 0
2014-02-12 | 2014 | 2 | 12 | 0 | 0 | 0 | 0 | 0 | 0 | 0 | 0 | 0 | 0 | 0 | 0 | 0 | 0 | 0 | 0 | 0 | 0 | 0 | 0 | 0 | 0 | 0 | 0 |  | 0 | 0 | 0 | 0 |  | 0 | 0 | 0 | 0 | 0
2014-02-13 | 2014 | 2 | 13 | 0 | 0 | 0 | 0 | 0 | 0 | 0 | 0 | 0 | 0 | 0 | 0 | 0 | 0 | 0 | 0 | 0 | 0 | 0 | 0 | 0 | 0 | 0 | 0 |  | 0 | 0 | 0 | 0 |  | 0 | 0 | 0 | 0 | 0
2014-02-14 | 2014 | 2 | 14 | 0 | 0 | 0 | 0 | 0 | 0 | 0 | 0 | 0 | 0 | 0 | 0 | 0 | 0 | 0 | 0 | 0 | 0 | 0 | 0 | 0 | 0 | 0 | 0 |  | 0 | 0 | 0 | 0 |  | 0 | 0 | 0 | 0 | 0
2014-02-15 | 2014 | 2 | 15 | 0 | 0 | 0 | 0 | 0 | 0 | 0 | 0 | 0 | 0 | 0 | 0 | 0 | 0 | 0 | 0 | 0 | 0 | 0 | 0 | 0 | 0 | 0 | 0 |  | 0 | 0 | 0 | 0 |  | 0 | 0 | 0 | 0 | 0
2014-02-16 | 2014 | 2 | 16 | 0 | 0 | 0 | 0 | 0 | 0 | 0 | 0 | 0 | 0 | 0 | 0 | 0 | 0 | 0 | 0 | 0 | 0 | 0 | 0 | 0 | 0 | 0 | 0 |  | 0 | 0 | 0 | 0 |  | 0 | 0 | 0 | 0 | 0
2014-02-17 | 2014 | 2 | 17 | 0 | 0 | 0 | 0 | 0 | 0 | 0 | 0 | 0 | 0 | 0 | 0 | 0 | 0 | 0 | 0 | 0 | 0 | 0 | 0 | 0 | 0 | 0 | 0 |  | 0 | 0 | 0 | 0 |  | 0 | 0 | 0 | 0 | 0
2014-02-18 | 2014 | 2 | 18 | 0 | 0 | 0 | 0 | 0 | 0 | 0 | 0 | 0 | 0 | 0 | 0 | 0 | 0 | 0 | 0 | 0 | 0 | 0 | 0 | 0 | 0 | 0 | 0 |  | 0 | 0 | 0 | 0 |  | 0 | 0 | 0 | 0 | 0
2014-02-19 | 2014 | 2 | 19 | 0 | 0 | 0 | 0 | 0 | 0 | 0 | 0 | 0 | 0 | 0 | 0 | 0 | 0 | 0 | 0 | 0 | 0 | 0 | 0 | 0 | 0 | 0 | 0 |  | 0 | 0 | 0 | 0 |  | 0 | 0 | 0 | 0 | 0
2014-02-20 | 2014 | 2 | 20 | 0 | 0 | 0 | 0 | 0 | 0 | 0 | 0 | 0 | 0 | 0 | 0 | 0 | 0 | 0 | 0 | 0 | 0 | 0 | 0 | 0 | 0 | 0 | 0 |  | 0 | 0 | 0 | 0 |  | 0 | 0 | 0 | 0 | 0
2014-02-21 | 2014 | 2 | 21 | 0 | 0 | 0 | 0 | 0 | 0 | 0 | 0 | 0 | 0 | 0 | 0 | 0 | 0 | 0 | 0 | 0 | 0 | 0 | 0 | 0 | 0 | 0 | 0 |  | 0 | 0 | 0 | 0 |  | 0 | 0 | 0 | 0 | 0
2014-02-22 | 2014 | 2 | 22 | 0 | 0 | 0 | 0 | 0 | 0 | 0 | 0 | 0 | 0 | 0 | 0 | 0 | 0 | 0 | 0 | 0.2 | 0 | 0 | 0 | 0 | 0.2 | 0.2 | 0 |  | 0.6 | 0.6 | 0.6 | 1.1102e-16 |  | 0 | 0 | 0 | 0 | 0
2014-02-23 | 2014 | 2 | 23 | 0 | 0 | 0.2 | 0 | 0 | 0.2 | 0 | 0 | 0 | 0.2 | 0 | 0 | 0 | 0 | 0 | 0 | 0 | 0 | 0 | 0 | 0 | 0 | 0 | 0 |  | 0.6 | 0.6 | 0.6 | 1.1102e-16 |  | 0 | 0 | 0 | 0 | 0
2014-02-24 | 2014 | 2 | 24 | 0 | 0 | 0 | 0 | 0 | 0 | 0 | 0 | 0 | 0 | 0 | 0 | 0 | 0 | 0 | 0 | 0 | 0 | 0 | 0 | 0 | 0 | 0 | 0 |  | 0 | 0 | 0 | 0 |  | 0 | 0 | 0 | 0 | 0
2014-02-25 | 2014 | 2 | 25 | 0 | 0 | 0 | 0 | 0 | 0 | 0 | 0 | 0 | 0 | 0 | 0 | 0 | 0 | 0 | 0 | 0 | 0 | 0 | 0 | 0 | 0 | 0 | 0 |  | 0 | 0 | 0 | 0 |  | 0 | 0 | 0 | 0 | 0
2014-02-26 | 2014 | 2 | 26 | 0 | 0 | 0 | 0 | 0 | 0 | 0 | 0 | 0 | 0 | 0 | 0 | 0 | 0 | 0 | 0 | 0 | 0 | 0 | 0 | 0 | 0 | 0 | 0 |  | 0 | 0 | 0 | 0 |  | 0 | 0 | 0 | 0 | 0
2014-02-27 | 2014 | 2 | 27 | 0 | 0 | 0 | 0 | 0 | 0 | 0 | 0 | 0 | 0 | 0 | 0 | 0 | 0 | 0 | 0 | 0 | 0 | 0 | 0 | 0 | 0 | 0 | 0 |  | 0 | 0 | 0 | 0 |  | 0 | 0 | 0 | 0 | 0
2014-02-28 | 2014 | 2 | 28 | 0 | 0 | 0 | 0 | 0 | 0 | 0 | 0 | 0 | 0 | 0 | 0 | 0 | 0 | 0 | 0 | 0 | 0 | 0 | 0 | 0 | 0 | 0 | 0 |  | 0 | 0 | 0 | 0 |  | 0 | 0 | 0 | 0 | 0
2014-03-01 | 2014 | 3 | 1 | 0 | 0 | 0 | 0 | 0 | 0 | 0 | 0 | 0 | 0 | 0 | 0 | 0 | 0 | 0 | 0 | 0 | 0 | 0 | 0 | 0 | 0 | 0 | 0 |  | 0 | 0 | 0 | 0 |  | 0 | 0 | 0 | 0 | 0
2014-03-02 | 2014 | 3 | 2 | 0 | 0 | 0 | 0 | 0 | 0 | 0 | 0 | 0 | 0 | 0 | 0 | 0 | 0 | 0 | 0 | 0 | 0 | 0 | 0 | 0 | 0 | 0 | 0 |  | 0 | 0 | 0 | 0 |  | 0 | 0 | 0 | 0 | 0
2014-03-03 | 2014 | 3 | 3 | 0 | 0 | 0 | 0 | 0 | 0 | 0 | 0 | 0 | 0 | 0 | 0 | 0 | 0 | 0 | 0 | 0 | 0 | 0 | 0 | 0 | 0 | 0 | 0 |  | 0 | 0 | 0 | 0 |  | 0 | 0 | 0 | 0 | 0
2014-03-04 | 2014 | 3 | 4 | 0 | 0 | 0.1 | 0 | 0 | 0 | 0 | 0.1 | 0 | 0 | 0 | 0 | 0 | 0 | 0 | 0 | 0 | 0 | 0 | 0 | 0 | 0 | 0 | 0 |  | 0.2 | 0.2 | 0.2 | 0 |  | 0 | 0 | 0 | 0 | 0
2014-03-05 | 2014 | 3 | 5 | 0 | 0 | 0 | 0.1 | 0 | 0 | 0 | 0 | 0 | 0 | 0 | 0 | 0.1 | 0 | 0 | 0 | 0 | 0 | 0 | 0 | 0 | 0 | 0 | 0 |  | 0.2 | 0.2 | 0.2 | 0 |  | 0 | 0 | 0 | 0 | 0
2014-03-06 | 2014 | 3 | 6 | 0 | 0 | 0 | 0 | 0 | 0 | 0 | 0 | 0 | 0 | 0.2 | 0 | 0 | 0.2 | 0 | 0 | 0 | 0 | 0 | 0 | 0 | 0 | 0 | 0 |  | 0.4 | 0.4 | 0.4 | 0 |  | 0 | 0 | 0 | 0 | 0
2014-03-07 | 2014 | 3 | 7 | 0 | 0 | 0 | 0 | 0 | 0 | 0 | 0 | 0 | 0 | 0 | 0 | 0 | 0 | 0 | 0 | 0 | 0 | 0 | 0 | 0 | 0 | 0 | 0 |  | 0 | 0 | 0 | 0 |  | 0 | 0 | 0 | 0 | 0
2014-03-08 | 2014 | 3 | 8 | 0 | 0 | 0 | 0 | 0 | 0 | 0 | 0 | 0 | 0 | 0 | 0 | 0 | 0 | 0 | 0 | 0 | 0 | 0 | 0 | 0 | 0 | 0 | 0 |  | 0 | 0 | 0 | 0 |  | 0 | 0 | 0 | 0 | 0
2014-03-09 | 2014 | 3 | 9 | 0 | 0 | 0 | 0 | 0 | 0 | 0 | 0 | 0 | 0 | 0 | 0 | 0 | 0 | 0 | 0 | 0 | 0 | 0 | 0 | 0 | 0 | 0 | 0 |  | 0 | 0 | 0 | 0 |  | 0 | 0 | 0 | 0 | 0
2014-03-10 | 2014 | 3 | 10 | 0 | 0 | 0 | 0 | 0 | 0 | 0 | 0 | 0 | 0 | 0 | 0 | 0 | 0 | 0 | 0 | 0 | 0 | 0 | 0 | 0 | 0 | 0 | 0 |  | 0 | 0 | 0 | 0 |  | 0 | 0 | 0 | 0 | 0
2014-03-11 | 2014 | 3 | 11 | 0 | 0 | 0 | 0 | 0 | 0 | 0 | 0 | 0 | 0 | 0 | 0 | 0 | 0 | 0 | 0 | 0 | 0 | 0 | 0 | 0 | 0 | 0 | 0 |  | 0 | 0 | 0 | 0 |  | 0 | 0 | 0 | 0 | 0
2014-03-12 | 2014 | 3 | 12 | 0 | 0 | 0 | 0 | 0 | 0 | 0 | 0 | 0 | 0 | 0 | 0 | 0 | 0 | 0 | 0 | 0 | 0 | 0 | 0 | 0 | 0 | 0 | 0 |  | 0 | 0 | 0 | 0 |  | 0 | 0 | 0 | 0 | 0
2014-03-13 | 2014 | 3 | 13 | 0 | 0 | 0 | 0 | 0 | 0 | 0 | 0 | 0 | 0 | 0 | 0 | 0 | 0 | 0 | 0 | 0 | 0 | 0 | 0 | 0 | 0 | 0 | 0 |  | 0 | 0 | 0 | 0 |  | 0 | 0 | 0 | 0 | 0
2014-03-14 | 2014 | 3 | 14 | 0 | 0 | 0 | 0 | 0 | 0 | 0 | 0 | 0 | 0 | 0 | 0 | 0 | 0 | 0 | 0 | 0 | 0 | 0 | 0 | 0 | 0 | 0 | 0.2 |  | 0.2 | 0.2 | 0.2 | 0 |  | 0 | 0 | 0 | 0 | 0
2014-03-15 | 2014 | 3 | 15 | 0.4 | 0 | 0 | 0 | 0 | 0 | 0 | 0 | 0 | 0 | 0 | 0 | 0 | 0 | 0 | 0 | 0 | 0 | 0 | 0 | 0 | 0 | 0 | 0 |  | 0.4 | 0.4 | 0.4 | 0 |  | 0 | 0 | 0 | 0 | 0
2014-03-16 | 2014 | 3 | 16 | 0 | 0 | 0 | 0 | 0 | 0 | 0 | 0 | 0 | 0 | 0 | 0 | 0 | 0 | 0 | 0 | 0 | 0 | 0 | 0 | 0 | 0 | 0 | 0 |  | 0 | 0 | 0 | 0 |  | 0 | 0 | 0 | 0 | 0
2014-03-17 | 2014 | 3 | 17 | 0 | 0 | 0 | 0 | 0 | 0 | 0 | 0 | 0 | 0 | 0 | 0 | 0 | 0 | 0 | 0 | 0 | 0 | 0 | 0 | 0 | 0 | 0 | 0 |  | 0 | 0 | 0 | 0 |  | 0 | 0 | 0 | 0 | 0
2014-03-18 | 2014 | 3 | 18 | 0.2 | 0.2 | 0.2 | 0.2 | 0.2 | 0.2 | 0.2 | 0.2 | 0 | 0 | 0 | 0 | 0 | 0 | 0 | 0 | 0 | 0 | 0 | 0 | 0 | 0 | 0 | 0 |  | 1.6 | 1.6 | 1.6 | 2.2204e-16 |  | 0 | 0 | 0 | 0 | 0
2014-03-19 | 2014 | 3 | 19 | 0 | 0 | 0 | 0 | 0 | 0 | 0 | 0 | 0 | 0 | 0 | 0 | 0 | 0 | 0 | 0 | 0 | 0 | 0 | 0 | 0 | 0 | 0 | 0 |  | 0 | 0 | 0 | 0 |  | 0 | 0 | 0 | 0 | 0
2014-03-20 | 2014 | 3 | 20 | 0 | 0 | 0 | 0 | 0 | 0 | 0.2 | 0.4 | 0.2 | 0.2 | 0.2 | 0.2 | 0.1 | 0 | 0.2 | 0 | 0 | 0.2 | 0.2 | 0.2 | 0.2 | 0 | 0.2 | 0.2 |  | 2.9 | 2.9 | 2.9 | 8.8818e-16 |  | 0 | 0 | 0 | 0 | 0
2014-03-21 | 2014 | 3 | 21 | 0 | 0 | 0 | 0 | 0 | 0 | 0.2 | 0 | 0 | 0 | 0 | 0 | 0 | 0 | 0 | 0 | 0 | 0 | 0 | 0.2 | 0 | 0 | 0 | 0 |  | 0.4 | 0.4 | 0.4 | 0 |  | 0 | 0 | 0 | 0 | 0
2014-03-22 | 2014 | 3 | 22 | 0 | 0.1 | 0 | 0.1 | 0 | 0 | 0 | 0.1 | 0 | 0.1 | 0 | 0 | 0.1 | 0 | 0 | 0.1 | 0 | 0 | 0 | 0 | 0.1 | 0 | 0.1 | 0 |  | 0.8 | 0.8 | 0.8 | 1.1102e-16 |  | 0 | 0 | 0 | 0 | 0
2014-03-23 | 2014 | 3 | 23 | 0.1 | 0.1 | 0.1 | 0.1 | 0.1 | 0 | 0 | 0 | 0 | 0.1 | 0.1 | 0.1 | 0.1 | 0 | 0.1 | 0 | 0 | 0 | 0 | 0 | 0 | 0 | 0 | 0 |  | 1 | 1 | 1 | 1.1102e-16 |  | 0 | 0 | 0 | 0 | 0
2014-03-24 | 2014 | 3 | 24 | 0 | 0 | 0 | 0 | 0 | 0 | 0 | 0 | 0 | 0 | 0 | 0 | 0 | 0 | 0 | 0 | 0 | 0 | 0 | 0 | 0 | 0 | 0 | 0 |  | 0 | 0 | 0 | 0 |  | 0 | 0 | 0 | 0 | 0
2014-03-25 | 2014 | 3 | 25 | 0 | 0 | 0 | 0 | 0 | 0 | 0 | 0 | 0 | 0 | 0 | 0 | 0 | 0 | 0 | 0 | 0 | 0 | 0 | 0 | 0 | 0 | 0 | 0 |  | 0 | 0 | 0 | 0 |  | 0 | 0 | 0 | 0 | 0
2014-03-26 | 2014 | 3 | 26 | 0.1 | 0.1 | 0.1 | 0.1 | 0.1 | 0.1 | 0.1 | 0.1 | 0.1 | 0.1 | 0.1 | 0.2 | 0.1 | 0 | 0.1 | 0.1 | 0.2 | 0.1 | 0.1 | 0.1 | 0.1 | 0 | 0.1 | 0.1 |  | 2.4 | 2.4 | 2.4 | 4.4409e-16 |  | 0 | 0 | 0 | 0 | 0
2014-03-27 | 2014 | 3 | 27 | 0.1 | 0 | 0.1 | 0 | 0.1 | 0 | 0.1 | 0 | 0.1 | 0 | 0.1 | 0.1 | 0 | 0 | 0.1 | 0 | 0.1 | 0 | 0.1 | 0 | 0 | 0.1 | 0 | 0.1 |  | 1.2 | 1.2 | 1.2 | 0 |  | 0 | 0 | 0 | 0 | 0
2014-03-28 | 2014 | 3 | 28 | 0 | 0.1 | 0 | 0 | 0.1 | 0 | 0 | 0 | 0.1 | 0 | 0 | 0.1 | 0 | 0 | 0 | 0 | 0 | 0 | 0 | 0 | 0 | 0 | 0 | 0 |  | 0.4 | 0.4 | 0.4 | 0 |  | 0 | 0 | 0 | 0 | 0
2014-03-29 | 2014 | 3 | 29 | 0 | 0 | 0 | 0 | 0 | 0 | 0 | 0 | 0 | 0 | 0 | 0 | 0 | 0 | 0.1 | 0 | 0 | 0 | 0 | 0 | 0 | 0.1 | 0 | 0 |  | 0.2 | 0.2 | 0.2 | 0 |  | 0 | 0 | 0 | 0 | 0
2014-03-30 | 2014 | 3 | 30 | 0.2 | 0.2 | 0.2 | 0.2 | 0.2 | 0.1 | 0.2 | 0.2 | 0.2 | 0.2 | 0.2 | 0.2 | 0.2 | 0 | 0.2 | 0.2 | 0.2 | 0.2 | 0.1 | 0.2 | 0.2 | 0.2 | 0.2 | 0.2 |  | 4.4 | 4.4 | 4.4 | 1.7764e-15 |  | 0 | 0 | 0 | 0 | 0
2014-03-31 | 2014 | 3 | 31 | 0 | 0.1 | 0 | 0 | 0.1 | 0 | 0 | 0.1 | 0 | 0 | 0.1 | 0 | 0.1 | 0 | 0 | 0 | 0.1 | 0 | 0 | 0.1 | 0 | 0 | 0.1 | 0 |  | 0.8 | 0.8 | 0.8 | 1.1102e-16 |  | 0 | 0 | 0 | 0 | 0
2014-04-01 | 2014 | 4 | 1 | 0 | 0 | 0 | 0 | 0 | 0 | 0 | 0 | 0 | 0 | 0 | 0 | 0 | 0 | 0 | 0 | 0 | 0 | 0 | 0 | 0 | 0 | 0 | 0 |  | 0 | 0 | 0 | 0 |  | 0 | 0 | 0 | 0 | 0
2014-04-02 | 2014 | 4 | 2 | 0 | 0 | 0 | 0 | 0 | 0 | 0.1 | 0.1 | 0 | 0 | 0 | 0 | 0 | 0 | 0 | 0 | 0 | 0.1 | 0 | 0.1 | 0 | 0.1 | 0.1 | 0 |  | 0.6 | 0.6 | 0.6 | 0 |  | 0 | 0 | 0 | 0 | 0
2014-04-03 | 2014 | 4 | 3 | 0 | 0 | 0 | 0 | 0 | 0 | 0 | 0 | 0 | 0 | 0 | 0 | 0 | 0 | 0 | 0 | 0 | 0 | 0 | 0 | 0 | 0 | 0 | 0 |  | 0 | 0 | 0 | 0 |  | 0 | 0 | 0 | 0 | 0
2014-04-04 | 2014 | 4 | 4 | 0 | 0 | 0 | 0 | 0 | 0 | 0 | 0 | 0 | 0 | 0 | 0 | 0 | 0 | 0 | 0 | 0 | 0 | 0 | 0 | 0 | 0 | 0 | 0 |  | 0 | 0 | 0 | 0 |  | 0 | 0 | 0 | 0 | 0
2014-04-05 | 2014 | 4 | 5 | 0 | 0 | 0 | 0 | 0 | 0 | 0 | 0 | 0 | 0 | 0 | 0 | 0 | 0 | 0 | 0 | 0 | 0 | 0 | 0 | 0 | 0 | 0 | 0 |  | 0 | 0 | 0 | 0 |  | 0 | 0 | 0 | 0 | 0
2014-04-06 | 2014 | 4 | 6 | 0 | 0 | 0 | 0 | 0 | 0 | 0 | 0 | 0 | 0 | 0 | 0 | 0 | 0 | 0 | 0 | 0 | 0 | 0 | 0 | 0 | 0 | 0 | 0 |  | 0 | 0 | 0 | 0 |  | 0 | 0 | 0 | 0 | 0
2014-04-07 | 2014 | 4 | 7 | 0 | 0 | 0 | 0 | 0 | 0 | 0 | 0 | 0 | 0 | 0 | 0 | 0 | 0 | 0 | 0 | 0 | 0 | 0 | 0 | 0 | 0 | 0 | 0 |  | 0 | 0 | 0 | 0 |  | 0 | 0 | 0 | 0 | 0
2014-04-08 | 2014 | 4 | 8 | 0 | 0 | 0 | 0 | 0 | 0 | 0 | 0 | 0 | 0 | 0 | 0 | 0 | 0 | 0 | 0 | 0 | 0 | 0 | 0 | 0 | 0 | 0 | 0 |  | 0 | 0 | 0 | 0 |  | 0 | 0 | 0 | 0 | 0
2014-04-09 | 2014 | 4 | 9 | 0 | 0 | 0.3 | 0 | 0 | 0 | 0.2 | 0 | 0 | 0 | 0 | 0 | 0 | 0 | 0 | 0 | 0 | 0 | 0 | 0 | 0 | 0 | 0 | 0 |  | 0.5 | 0.5 | 0.5 | 0 |  | 0 | 0 | 0 | 0 | 0
2014-04-10 | 2014 | 4 | 10 | 0 | 0 | 0 | 0 | 0 | 0 | 0 | 0 | 0 | 0 | 0 | 0 | 0 | 0 | 0 | 0 | 0 | 0 | 0 | 0 | 0 | 0 | 0 | 0 |  | 0 | 0 | 0 | 0 |  | 0 | 0 | 0 | 0 | 0
2014-04-11 | 2014 | 4 | 11 | 0 | 0 | 0 | 0 | 0 | 0 | 0 | 0 | 0 | 0 | 0 | 0 | 0 | 0 | 0 | 0.3 | 0.3 | 0 | 0.3 | 0.3 | 0 | 0 | 0 | 0.3 |  | 1.5 | 1.5 | 1.5 | 0 |  | 0 | 0 | 0 | 0 | 0
2014-04-12 | 2014 | 4 | 12 | 0 | 0 | 0 | 0 | 0 | 0 | 0 | 0 | 0 | 0 | 0 | 0 | 0 | 0 | 0 | 0 | 0 | 0 | 0 | 0 | 0 | 0 | 0 | 0 |  | 0 | 0 | 0 | 0 |  | 0 | 0 | 0 | 0 | 0
2014-04-13 | 2014 | 4 | 13 | 0 | 0 | 0 | 0 | 0 | 0 | 0 | 0 | 0 | 0 | 0 | 0 | 0 | 0 | 0 | 0 | 0 | 0 | 0 | 0 | 0 | 0 | 0 | 0 |  | 0 | 0 | 0 | 0 |  | 0 | 0 | 0 | 0 | 0
2014-04-14 | 2014 | 4 | 14 | 0 | 0 | 0 | 0 | 0 | 0 | 0 | 0 | 0 | 0 | 0 | 0 | 0 | 0 | 0 | 0 | 0 | 0 | 0 | 0 | 0 | 0 | 0 | 0 |  | 0 | 0 | 0 | 0 |  | 0 | 0 | 0 | 0 | 0
2014-04-15 | 2014 | 4 | 15 | 0 | 0 | 0 | 0 | 0 | 0 | 0 | 0 | 0 | 0 | 0 | 0 | 0 | 0 | 0 | 0 | 0 | 0 | 0 | 0 | 0 | 0.2 | 0.6 | 0.6 |  | 1.4 | 1.4 | 1.4 | 0 |  | 0 | 0 | 0 | 0 | 0
2014-04-16 | 2014 | 4 | 16 | 0 | 0 | 0 | 0 | 0 | 0 | 0.2 | 0.3 | 0.2 | 0.2 | 0.8 | 0 | 0.2 | 0.2 | 0.3 | 0 | 0.5 | 0.3 | 0.2 | 0 | 0.2 | 0 | 0 | 0 |  | 3.6 | 3.6 | 3.6 | 0 |  | 0 | 0 | 0 | 0 | 0
2014-04-17 | 2014 | 4 | 17 | 0 | 0 | 0 | 0 | 0 | 0 | 0 | 0 | 0 | 0 | 0 | 0 | 0 | 0 | 0 | 0 | 0 | 0 | 0 | 0 | 0 | 0 | 0 | 0 |  | 0 | 0 | 0 | 0 |  | 0 | 0 | 0 | 0 | 0
2014-04-18 | 2014 | 4 | 18 | 0 | 0 | 0 | 0 | 0 | 0 | 0 | 0 | 0 | 0.2 | 0.4 | 0 | 0.2 | 0.4 | 0.7 | 0.3 | 0.9 | 1.7 | 0 | 0 | 0 | 0 | 0 | 0 |  | 4.8 | 4.8 | 4.8 | 0 |  | 0 | 0 | 0 | 0 | 0
2014-04-19 | 2014 | 4 | 19 | 0 | 0 | 0 | 0 | 0 | 0 | 0 | 0 | 0 | 0 | 0 | 0 | 0 | 0 | 0 | 0 | 0 | 0 | 0 | 0 | 0 | 0 | 0 | 0 |  | 0 | 0 | 0 | 0 |  | 0 | 0 | 0 | 0 | 0
2014-04-20 | 2014 | 4 | 20 | 0 | 0 | 0 | 0 | 0 | 0 | 0 | 0 | 0 | 0 | 0 | 0 | 0 | 0 | 0 | 0 | 0 | 0 | 0 | 0 | 0 | 0 | 0 | 0 |  | 0 | 0 | 0 | 0 |  | 0 | 0 | 0 | 0 | 0
2014-04-21 | 2014 | 4 | 21 | 0 | 0 | 0 | 0 | 0 | 0 | 0 | 0 | 0 | 0 | 0 | 0 | 0 | 0 | 0 | 0 | 0 | 0 | 0 | 0 | 0 | 0 | 0 | 0 |  | 0 | 0 | 0 | 0 |  | 0 | 0 | 0 | 0 | 0
2014-04-22 | 2014 | 4 | 22 | 0 | 0 | 0 | 0 | 0 | 0 | 0 | 0 | 0 | 0 | 0 | 0 | 0 | 0 | 0 | 0 | 0 | 0 | 0.9 | 1 | 0.9 | 0.9 | 1 | 0.9 |  | 5.6 | 5.6 | 5.6 | 0 |  | 0 | 0 | 0 | 0 | 0
2014-04-23 | 2014 | 4 | 23 | 0.2 | 0.2 | 0 | 0 | 0 | 0 | 0 | 0 | 0 | 0 | 0 | 0 | 0 | 0 | 0.2 | 0.2 | 0 | 0.2 | 0.2 | 0 | 0 | 0 | 0 | 0 |  | 1.2 | 1.2 | 1.2 | 0 |  | 0 | 0 | 0 | 0 | 0
2014-04-24 | 2014 | 4 | 24 | 0 | 0 | 0 | 0 | 0 | 0 | 0 | 0 | 0 | 0 | 0 | 0 | 0 | 0 | 0 | 0 | 0 | 0 | 0 | 0 | 0 | 0 | 0 | 0 |  | 0 | 0 | 0 | 0 |  | 0 | 0 | 0 | 0 | 0
2014-04-25 | 2014 | 4 | 25 | 0 | 0 | 0.2 | 0 | 0 | 0 | 0 | 0 | 0.2 | 0 | 0 | 0 | 0 | 0 | 0 | 0 | 0 | 0 | 0 | 0 | 0 | 0 | 0 | 0 |  | 0.4 | 0.4 | 0.4 | 0 |  | 0 | 0 | 0 | 0 | 0
2014-04-26 | 2014 | 4 | 26 | 0 | 0 | 0 | 0 | 0 | 0 | 0 | 0 | 0.2 | 0.3 | 0.2 | 0.2 | 0.3 | 0 | 0.2 | 0.2 | 0.3 | 0.2 | 0.2 | 0.3 | 0.2 | 0.2 | 0.3 | 0.2 |  | 3.5 | 3.5 | 3.5 | 4.4409e-16 |  | 0 | 0 | 0 | 0 | 0
2014-04-27 | 2014 | 4 | 27 | 0 | 0 | 0 | 0 | 0 | 0 | 0 | 0 | 0 | 0 | 0 | 0 | 0 | 0 | 0 | 0 | 0 | 0 | 0 | 0 | 0 | 0 | 0 | 0 |  | 0 | 0 | 0 | 0 |  | 0 | 0 | 0 | 0 | 0
2014-04-28 | 2014 | 4 | 28 | 0 | 0 | 0 | 0 | 0 | 0 | 0 | 0 | 0 | 0 | 0 | 0 | 0 | 0 | 0 | 0 | 0 | 0 | 0 | 0 | 0 | 0 | 0 | 0 |  | 0 | 0 | 0 | 0 |  | 0 | 0 | 0 | 0 | 0
2014-04-29 | 2014 | 4 | 29 | 0 | 0 | 0 | 0 | 0 | 0 | 0 | 0 | 0 | 0 | 0 | 0 | 0 | 0 | 0 | 0 | 0 | 0 | 0 | 0 | 0 | 0 | 0 | 0 |  | 0 | 0 | 0 | 0 |  | 0 | 0 | 0 | 0 | 0
2014-04-30 | 2014 | 4 | 30 | 0 | 0 | 0 | 0 | 0 | 0 | 0 | 0 | 0 | 0 | 0 | 0 | 0 | 0 | 0 | 0 | 0 | 0 | 0 | 0 | 0 | 0 | 0 | 0 |  | 0 | 0 | 0 | 0 |  | 0 | 0 | 0 | 0 | 0
2014-05-01 | 2014 | 5 | 1 | 0 | 0 | 0 | 0 | 0 | 0 | 0 | 0 | 0 | 0 | 0 | 0 | 0 | 0 | 0 | 0 | 0 | 0 | 0 | 0 | 0 | 0 | 0 | 0 |  | 0 | 0 | 0 | 0 |  | 0 | 0 | 0 | 0 | 0
2014-05-02 | 2014 | 5 | 2 | 0 | 0 | 0 | 1 | 1 | 0.9 | 1 | 1 | 1 | 0.9 | 1 | 1 | 0.9 | 0 | 1 | 1 | 1 | 1 | 0.9 | 1 | 1 | 1 | 0.9 | 1 |  | 19.5 | 19.5 | 19.5 | 0 |  | 19.5 | 0 | 0 | 0 | 0
2014-05-03 | 2014 | 5 | 3 | 0.5 | 0.5 | 0.5 | 0.5 | 0.5 | 0.4 | 0.5 | 0.5 | 0.5 | 0.5 | 0.5 | 0.5 | 0.5 | 0 | 0.5 | 0.5 | 0.5 | 0.4 | 0.5 | 0.5 | 0 | 0.5 | 0.5 | 0.5 |  | 10.8 | 10.8 | 10.8 | 0 |  | 10.8 | 0 | 0 | 0 | 0
2014-05-04 | 2014 | 5 | 4 | 0.3 | 0.3 | 0.3 | 0.3 | 0.3 | 0.3 | 0.3 | 0.3 | 0.3 | 0.3 | 0.3 | 0 | 0 | 0 | 0 | 0.3 | 0.3 | 0.3 | 0.3 | 0.3 | 0.3 | 0.3 | 0.3 | 0.3 |  | 6 | 6 | 6 | 1.7764e-15 |  | 6 | 0 | 0 | 0 | 0
2014-05-05 | 2014 | 5 | 5 | 0 | 0 | 0 | 0 | 0 | 0 | 0 | 0.1 | 0 | 0 | 0 | 0 | 0 | 0 | 0 | 0 | 0 | 0 | 0 | 0 | 0 | 0 | 0.1 | 0 |  | 0.2 | 0.2 | 0.2 | 0 |  | 0.2 | 0 | 0 | 0 | 0
2014-05-06 | 2014 | 5 | 6 | 0 | 0 | 0 | 0 | 0 | 0 | 0 | 0 | 0 | 0 | 0 | 0 | 0 | 0 | 0 | 0 | 0 | 0 | 0 | 0 | 0 | 0 | 0 | 0 |  | 0 | 0 | 0 | 0 |  | 0 | 0 | 0 | 0 | 0
2014-05-07 | 2014 | 5 | 7 | 0 | 0 | 0 | 0 | 0 | 0 | 0 | 0 | 0 | 0 | 0 | 0 | 0 | 0 | 0 | 0 | 0 | 0 | 0 | 0 | 0 | 0 | 0 | 0 |  | 0 | 0 | 0 | 0 |  | 0 | 0 | 0 | 0 | 0
2014-05-08 | 2014 | 5 | 8 | 0 | 0 | 0 | 0 | 0 | 0 | 0 | 0 | 0 | 0 | 0 | 0 | 0 | 0 | 0 | 0 | 0 | 0 | 0 | 0 | 0 | 0 | 0 | 0 |  | 0 | 0 | 0 | 0 |  | 0 | 0 | 0 | 0 | 0
2014-05-09 | 2014 | 5 | 9 | 0 | 0 | 0 | 0 | 0 | 0 | 0 | 0 | 0 | 0 | 0 | 0 | 1.8 | 0.8 | 0.8 | 0.5 | 0 | 0 | 0 | 0 | 0 | 0 | 0 | 0 |  | 3.9 | 3.9 | 3.9 | 4.4409e-16 |  | 3.9 | 0 | 0 | 0 | 0
2014-05-10 | 2014 | 5 | 10 | 0.2 | 0.1 | 0 | 0 | 0 | 0 | 0 | 0 | 0 | 0 | 0 | 0 | 0 | 0 | 0 | 0.2 | 0.1 | 0.2 | 0 | 0 | 0 | 0 | 0 | 0 |  | 0.8 | 0.8 | 0.8 | 0 |  | 0.8 | 0 | 0 | 0 | 0
2014-05-11 | 2014 | 5 | 11 | 0 | 0 | 0 | 0 | 0 | 0 | 0 | 0 | 0 | 0 | 0 | 0 | 0 | 0 | 0 | 0 | 0 | 0 | 0 | 0 | 0 | 0 | 0 | 0 |  | 0 | 0 | 0 | 0 |  | 0 | 0 | 0 | 0 | 0
2014-05-12 | 2014 | 5 | 12 | 0 | 0 | 0 | 0 | 0 | 0 | 0 | 0 | 0 | 0 | 0 | 0 | 0 | 0 | 0 | 0 | 0 | 0 | 0 | 0 | 0 | 0 | 0 | 0 |  | 0 | 0 | 0 | 0 |  | 0 | 0 | 0 | 0 | 0
2014-05-13 | 2014 | 5 | 13 | 0 | 0 | 0 | 0 | 0 | 0 | 0 | 0 | 0 | 0 | 0 | 0 | 0 | 0 | 0 | 0 | 0 | 0 | 0 | 0 | 0 | 0 | 0 | 0 |  | 0 | 0 | 0 | 0 |  | 0 | 0 | 0 | 0 | 0
2014-05-14 | 2014 | 5 | 14 | 0 | 0 | 0 | 0 | 0 | 0 | 0 | 0 | 0 | 0 | 0 | 0 | 0 | 0 | 0 | 0 | 0 | 0 | 0 | 0 | 0 | 0 | 0 | 0 |  | 0 | 0 | 0 | 0 |  | 0 | 0 | 0 | 0 | 0
2014-05-15 | 2014 | 5 | 15 | 0 | 0 | 0 | 0.1 | 0.1 | 0 | 0 | 0.1 | 0.1 | 0.2 | 0.1 | 0 | 0 | 0 | 0.1 | 0.1 | 0.1 | 0 | 0 | 0 | 0 | 0 | 0 | 0 |  | 1 | 1 | 1 | 0 |  | 1 | 0 | 0 | 0 | 0
2014-05-16 | 2014 | 5 | 16 | 0 | 0 | 0 | 0 | 0 | 0 | 0 | 0 | 0 | 0 | 0 | 0 | 0 | 0 | 0 | 0 | 0 | 0 | 0 | 0 | 0 | 0 | 0 | 0 |  | 0 | 0 | 0 | 0 |  | 0 | 0 | 0 | 0 | 0
2014-05-17 | 2014 | 5 | 17 | 0 | 0 | 0 | 0 | 0 | 0 | 0 | 0 | 0 | 0 | 0 | 0 | 0 | 0 | 0 | 0 | 0 | 0 | 0 | 0 | 0 | 0.3 | 0.2 | 0.3 |  | 0.8 | 0.8 | 0.8 | 0 |  | 0.8 | 0 | 0 | 0 | 0
2014-05-18 | 2014 | 5 | 18 | 0 | 0 | 0 | 0 | 0 | 0 | 0 | 0 | 0 | 0 | 0 | 0 | 0 | 0 | 0 | 0 | 0 | 0 | 0 | 0 | 0 | 0 | 0 | 0 |  | 0 | 0 | 0 | 0 |  | 0 | 0 | 0 | 0 | 0
2014-05-19 | 2014 | 5 | 19 | 0.2 | 0 | 0 | 0 | 0 | 0 | 0 | 0 | 0 | 0 | 0 | 0 | 0 | 0 | 0 | 0 | 0 | 0 | 0 | 0 | 0 | 0 | 0 | 0 |  | 0.2 | 0.2 | 0.2 | 0 |  | 0.2 | 0 | 0 | 0 | 0
2014-05-20 | 2014 | 5 | 20 | 0 | 0 | 0 | 0 | 0 | 0 | 0.1 | 0 | 0 | 0 | 0 | 0 | 0 | 0 | 0 | 0 | 0 | 0 | 0.1 | 0 | 0 | 0 | 0 | 0 |  | 0.2 | 0.2 | 0.2 | 0 |  | 0.2 | 0 | 0 | 0 | 0
2014-05-21 | 2014 | 5 | 21 | 0 | 0 | 0 | 0 | 0 | 0 | 0 | 0 | 0 | 0 | 0 | 0 | 0 | 0 | 0 | 0 | 0 | 0 | 0 | 0 | 0 | 0 | 0 | 0 |  | 0 | 0 | 0 | 0 |  | 0 | 0 | 0 | 0 | 0
2014-05-22 | 2014 | 5 | 22 | 0 | 0 | 0 | 0 | 0 | 0 | 0 | 0 | 0 | 0 | 0 | 0 | 0 | 0 | 0 | 0 | 0 | 0 | 0 | 0 | 0 | 0 | 0 | 0 |  | 0 | 0 | 0 | 0 |  | 0 | 0 | 0 | 0 | 0
2014-05-23 | 2014 | 5 | 23 | 0 | 0 | 0 | 0 | 0 | 0 | 0 | 0 | 0 | 0 | 0 | 0 | 0 | 0 | 0 | 0 | 0 | 0 | 0 | 0 | 0 | 0 | 0 | 0 |  | 0 | 0 | 0 | 0 |  | 0 | 0 | 0 | 0 | 0
2014-05-24 | 2014 | 5 | 24 | 0 | 0 | 0 | 0 | 0 | 0 | 0 | 0 | 0 | 0 | 0 | 0 | 0 | 0 | 0 | 0.3 | 0 | 0 | 0 | 0 | 0.2 | 0.3 | 0 | 0 |  | 0.8 | 0.8 | 0.8 | 0 |  | 0.8 | 0 | 0 | 0 | 0
2014-05-25 | 2014 | 5 | 25 | 0 | 0 | 0 | 0 | 0 | 0 | 0 | 0 | 0 | 0 | 0 | 0 | 0 | 0 | 0 | 0 | 0 | 0.1 | 0.1 | 0.2 | 0.1 | 0.1 | 0 | 0 |  | 0.6 | 0.6 | 0.6 | 0 |  | 0.6 | 0 | 0 | 0 | 0
2014-05-26 | 2014 | 5 | 26 | 0 | 0 | 0 | 0 | 0 | 0 | 0 | 0 | 0 | 0 | 0 | 0 | 0 | 0 | 0 | 0 | 0.8 | 0 | 0 | 0 | 0 | 0 | 0 | 0 |  | 0.8 | 0.8 | 0.8 | 0 |  | 0.8 | 0 | 0 | 0 | 0
2014-05-27 | 2014 | 5 | 27 | 0 | 0 | 0 | 0 | 0 | 0 | 0 | 0 | 0 | 0 | 0 | 0 | 0 | 0 | 0 | 0 | 0 | 0 | 0 | 0 | 0 | 0 | 0 | 0 |  | 0 | 0 | 0 | 0 |  | 0 | 0 | 0 | 0 | 0
2014-05-28 | 2014 | 5 | 28 | 0 | 0 | 0 | 0 | 0 | 1 | 0.2 | 0 | 0 | 0 | 0.6 | 0.2 | 1.3 | 0.6 | 0 | 0 | 0 | 0 | 0 | 0 | 0 | 0.2 | 0.2 | 0 |  | 4.3 | 4.3 | 4.3 | 0 |  | 4.3 | 0 | 0 | 0 | 0
2014-05-29 | 2014 | 5 | 29 | 0 | 0 | 0.4 | 5.5 | 0.5 | 0 | 0 | 1.6 | 1.1 | 1.1 | 0.2 | 0 | 0 | 0 | 0 | 0 | 0 | 0 | 0 | 0 | 0 | 0 | 0 | 0 |  | 10.4 | 10.4 | 10.4 | 1.7764e-15 |  | 10.4 | 0 | 0 | 0 | 0
2014-05-30 | 2014 | 5 | 30 | 0 | 0 | 0 | 0 | 0 | 0 | 0 | 0 | 0 | 0 | 0 | 0 | 0 | 0 | 0 | 0 | 0 | 0 | 0 | 0 | 0 | 0 | 0 | 0 |  | 0 | 0 | 0 | 0 |  | 0 | 0 | 0 | 0 | 0
2014-05-31 | 2014 | 5 | 31 | 0 | 0 | 0 | 0 | 0 | 0 | 0 | 0 | 0 | 0 | 0 | 0 | 0 | 0 | 0 | 0 | 0 | 1.8 | 0 | 0 | 0 | 0 | 0 | 0 |  | 1.8 | 1.8 | 1.8 | 0 |  | 1.8 | 0 | 0 | 0 | 0
2014-06-01 | 2014 | 6 | 1 | 0 | 0 | 0 | 0 | 0 | 0 | 0 | 0 | 0 | 0 | 0 | 0 | 0 | 0 | 0 | 3.7 | 0 | 0 | 0 | 0 | 0 | 0 | 0 | 0 |  | 3.7 | 3.7 | 3.7 | 0 |  | 0 | 3.7 | 0 | 0 | 0
2014-06-02 | 2014 | 6 | 2 | 0.8 | 0 | 0 | 0 | 0 | 0 | 0 | 0 | 0 | 0 | 0 | 0 | 2.4 | 0 | 0 | 0 | 0 | 0 | 0 | 0 | 0 | 0 | 0 | 0 |  | 3.2 | 3.2 | 3.2 | 0 |  | 0 | 3.2 | 0 | 0 | 0
2014-06-03 | 2014 | 6 | 3 | 0 | 0 | 0 | 0 | 0 | 0 | 0 | 0 | 0 | 0 | 0 | 0 | 0 | 0 | 0 | 0 | 0 | 0 | 0 | 0 | 0 | 0 | 0.2 | 0 |  | 0.2 | 0.2 | 0.2 | 0 |  | 0 | 0.2 | 0 | 0 | 0
2014-06-04 | 2014 | 6 | 4 | 0 | 0 | 0.2 | 0 | 0 | 0.2 | 0 | 0 | 0 | 0 | 0 | 0 | 0 | 0 | 0 | 0 | 0 | 0 | 0 | 0 | 0 | 0 | 0 | 0 |  | 0.4 | 0.4 | 0.4 | 0 |  | 0 | 0.4 | 0 | 0 | 0
2014-06-05 | 2014 | 6 | 5 | 0 | 0 | 0 | 0 | 0 | 0 | 0 | 0 | 0 | 0 | 0 | 0 | 0 | 0 | 0 | 0 | 0 | 0 | 0 | 0 | 0 | 0 | 0 | 0 |  | 0 | 0 | 0 | 0 |  | 0 | 0 | 0 | 0 | 0
2014-06-06 | 2014 | 6 | 6 | 0 | 0 | 0 | 0 | 0 | 0 | 0 | 0 | 0 | 0 | 0 | 0 | 0 | 0 | 0 | 0 | 0 | 0 | 0 | 0 | 0 | 0 | 0 | 0 |  | 0 | 0 | 0 | 0 |  | 0 | 0 | 0 | 0 | 0
2014-06-07 | 2014 | 6 | 7 | 0 | 0 | 0 | 0 | 0 | 0 | 0 | 0 | 0 | 0 | 0 | 0 | 0 | 0 | 0 | 0 | 0 | 0 | 0 | 0 | 0 | 0 | 0 | 0 |  | 0 | 0 | 0 | 0 |  | 0 | 0 | 0 | 0 | 0
2014-06-08 | 2014 | 6 | 8 | 0 | 0 | 0 | 0 | 0 | 0 | 0 | 0 | 0 | 0 | 0 | 0 | 0 | 0 | 0 | 0 | 0 | 0 | 0 | 0 | 0 | 0 | 0 | 0 |  | 0 | 0 | 0 | 0 |  | 0 | 0 | 0 | 0 | 0
2014-06-09 | 2014 | 6 | 9 | 0 | 0 | 0 | 0 | 0 | 0 | 0 | 0 | 0 | 0 | 0.2 | 0 | 0 | 0 | 0.5 | 0 | 0 | 0 | 0 | 0 | 0 | 0 | 0 | 0 |  | 0.7 | 0.7 | 0.7 | 0 |  | 0 | 0.7 | 0 | 0 | 0
2014-06-10 | 2014 | 6 | 10 | 0 | 0 | 0 | 0 | 0 | 0 | 0 | 0 | 0 | 0 | 0 | 0 | 0 | 0 | 0 | 0 | 0 | 0 | 0 | 1.8 | 0 | 0 | 0 | 0 |  | 1.8 | 1.8 | 1.8 | 0 |  | 0 | 1.8 | 0 | 0 | 0
2014-06-11 | 2014 | 6 | 11 | 0 | 0 | 0 | 0 | 0 | 0 | 0 | 0 | 0 | 0 | 0 | 0 | 0 | 0 | 0 | 0 | 0 | 0 | 0 | 0 | 0 | 0 | 0 | 0 |  | 0 | 0 | 0 | 0 |  | 0 | 0 | 0 | 0 | 0
2014-06-12 | 2014 | 6 | 12 | 0 | 0 | 0 | 0 | 0 | 0 | 0 | 0 | 0 | 0 | 0 | 0 | 0 | 0 | 0 | 0 | 0 | 0 | 0 | 0 | 0 | 0 | 0.3 | 0 |  | 0.3 | 0.3 | 0.3 | 0 |  | 0 | 0.3 | 0 | 0 | 0
2014-06-13 | 2014 | 6 | 13 | 0 | 1 | 0 | 0 | 0.6 | 0.5 | 0.5 | 0.5 | 0.5 | 0.6 | 0.5 | 0.5 | 0.5 | 0 | 0.5 | 0.6 | 0.5 | 0.5 | 0 | 0 | 0 | 0 | 0 | 0 |  | 7.8 | 7.8 | 7.8 | 0 |  | 0 | 7.8 | 0 | 0 | 0
2014-06-14 | 2014 | 6 | 14 | 0 | 0 | 0 | 0 | 0 | 0 | 0 | 0 | 0 | 0 | 0 | 0 | 0 | 0 | 0 | 0 | 0 | 0 | 0 | 0 | 0 | 0 | 0 | 0 |  | 0 | 0 | 0 | 0 |  | 0 | 0 | 0 | 0 | 0
2014-06-15 | 2014 | 6 | 15 | 0 | 0 | 0 | 0 | 0 | 0 | 0 | 0 | 0 | 0 | 0 | 0 | 0 | 0 | 0.3 | 0 | 0 | 0 | 0 | 0 | 0 | 0 | 0 | 0 |  | 0.3 | 0.3 | 0.3 | 0 |  | 0 | 0.3 | 0 | 0 | 0
2014-06-16 | 2014 | 6 | 16 | 0 | 0 | 0 | 0 | 1.2 | 2.5 | 0.2 | 0 | 0 | 0 | 0 | 0.9 | 0 | 0 | 0 | 0 | 0 | 0 | 0 | 1.4 | 3.2 | 3.1 | 2.6 | 0.5 |  | 15.6 | 15.6 | 15.6 | 1.7764e-15 |  | 0 | 15.6 | 0 | 0 | 0
2014-06-17 | 2014 | 6 | 17 | 0.3 | 0.3 | 0 | 0 | 0 | 0 | 0 | 0.3 | 0.3 | 0.3 | 0.3 | 0 | 0 | 0 | 0 | 0 | 0.4 | 0.3 | 0.3 | 0.3 | 0.3 | 0.3 | 0 | 0.3 |  | 4 | 4 | 4 | 8.8818e-16 |  | 0 | 4 | 0 | 0 | 0
2014-06-18 | 2014 | 6 | 18 | 1.1 | 1.1 | 1.1 | 1.1 | 1.1 | 1.1 | 0 | 0 | 0 | 0 | 1.1 | 0 | 0 | 0 | 0 | 1 | 1.1 | 1.1 | 1.1 | 1.1 | 0 | 1.1 | 1.1 | 1.1 |  | 16.4 | 16.4 | 16.4 | 0 |  | 0 | 16.4 | 0 | 0 | 0
2014-06-19 | 2014 | 6 | 19 | 6.3 | 2.6 | 1.3 | 0.2 | 0.9 | 6.2 | 4.6 | 1.2 | 1.3 | 0.9 | 0.3 | 1.7 | 0.4 | 0 | 0.2 | 0 | 0.3 | 0.6 | 0 | 0 | 0 | 0.2 | 0 | 0 |  | 29.2 | 29.2 | 29.2 | 0 |  | 0 | 29.2 | 0 | 0 | 0
2014-06-20 | 2014 | 6 | 20 | 0 | 0 | 0 | 0 | 0 | 0 | 0 | 0 | 0 | 0 | 0 | 0 | 0 | 0 | 0 | 0 | 0 | 0 | 0 | 0.3 | 0.4 | 0.3 | 0.4 | 0.4 |  | 1.8 | 1.8 | 1.8 | 2.2204e-16 |  | 0 | 1.8 | 0 | 0 | 0
2014-06-21 | 2014 | 6 | 21 | 0 | 0 | 0 | 0.5 | 0.5 | 0.5 | 0.4 | 0.5 | 0 | 0.5 | 0.5 | 0 | 0 | 0 | 0 | 0 | 0 | 0 | 0 | 0 | 0 | 0 | 0 | 0 |  | 3.4 | 3.4 | 3.4 | 0 |  | 0 | 3.4 | 0 | 0 | 0
2014-06-22 | 2014 | 6 | 22 | 0 | 0 | 0 | 0 | 0 | 0 | 0 | 0 | 0 | 0 | 0 | 0 | 0 | 0 | 0 | 0 | 0 | 0 | 0 | 0 | 0 | 0 | 0 | 0 |  | 0 | 0 | 0 | 0 |  | 0 | 0 | 0 | 0 | 0
2014-06-23 | 2014 | 6 | 23 | 0 | 0 | 0 | 0 | 0 | 0 | 0 | 0 | 0 | 0 | 0 | 0 | 0 | 0 | 0 | 0 | 0 | 0 | 0 | 0 | 0 | 0 | 0 | 0 |  | 0 | 0 | 0 | 0 |  | 0 | 0 | 0 | 0 | 0
2014-06-24 | 2014 | 6 | 24 | 0 | 0 | 0 | 0 | 0 | 0 | 0 | 0 | 0 | 0 | 0 | 0 | 0 | 0 | 0 | 0 | 0.2 | 0 | 0 | 0 | 0 | 0 | 0 | 0 |  | 0.2 | 0.2 | 0.2 | 0 |  | 0 | 0.2 | 0 | 0 | 0
2014-06-25 | 2014 | 6 | 25 | 0 | 0 | 0 | 0 | 0 | 0 | 0.4 | 1.4 | 0 | 0 | 0 | 0 | 0 | 0 | 0 | 0 | 0 | 0 | 0 | 0 | 0 | 0 | 0 | 0 |  | 1.8 | 1.8 | 1.8 | 2.2204e-16 |  | 0 | 1.8 | 0 | 0 | 0
2014-06-26 | 2014 | 6 | 26 | 0 | 0 | 0 | 0 | 0 | 0 | 0 | 0 | 0 | 0 | 0 | 0 | 0 | 0 | 0 | 0 | 0 | 0 | 0 | 0 | 0 | 0 | 0 | 0 |  | 0 | 0 | 0 | 0 |  | 0 | 0 | 0 | 0 | 0
2014-06-27 | 2014 | 6 | 27 | 0 | 0 | 0 | 0 | 0 | 0 | 0 | 0 | 0 | 0 | 0 | 0 | 0 | 0 | 0 | 0 | 0 | 0 | 0 | 0 | 0 | 2.2 | 0 | 0 |  | 2.2 | 2.2 | 2.2 | 0 |  | 0 | 2.2 | 0 | 0 | 0
2014-06-28 | 2014 | 6 | 28 | 0 | 0 | 0 | 0 | 0 | 0 | 0 | 0 | 0 | 0 | 0 | 0 | 0 | 0 | 0 | 0 | 0 | 0 | 0 | 0.2 | 0 | 0.2 | 0 | 0 |  | 0.4 | 0.4 | 0.4 | 0 |  | 0 | 0.4 | 0 | 0 | 0
2014-06-29 | 2014 | 6 | 29 | 2 | 0 | 0 | 0 | 0 | 0 | 0 | 0 | 0 | 0 | 0 | 0 | 0 | 0 | 0 | 0 | 1 | 0 | 0 | 0 | 0 | 0.6 | 0 | 0 |  | 3.6 | 3.6 | 3.6 | 0 |  | 0 | 3.6 | 0 | 0 | 0
2014-06-30 | 2014 | 6 | 30 | 0 | 0 | 1.4 | 0 | 0 | 0 | 0 | 0 | 0 | 0 | 0 | 0 | 0 | 0 | 0 | 0 | 0 | 0 | 0 | 0 | 0 | 0 | 0 | 0 |  | 1.4 | 1.4 | 1.4 | 0 |  | 0 | 1.4 | 0 | 0 | 0
2014-07-01 | 2014 | 7 | 1 | 0 | 0 | 0 | 0 | 0 | 0 | 0 | 0 | 0 | 0 | 0 | 0 | 0 | 0 | 0 | 0 | 0 | 0 | 0 | 0 | 0 | 0 | 0 | 0 |  | 0 | 0 | 0 | 0 |  | 0 | 0 | 0 | 0 | 0
2014-07-02 | 2014 | 7 | 2 | 0 | 0 | 0 | 0 | 0 | 0 | 0 | 0 | 0 | 0 | 0 | 0 | 0 | 0 | 0 | 0 | 0 | 0 | 0 | 0 | 0 | 0 | 0 | 0 |  | 0 | 0 | 0 | 0 |  | 0 | 0 | 0 | 0 | 0
2014-07-03 | 2014 | 7 | 3 | 0 | 0 | 0 | 0 | 0 | 0 | 0 | 0 | 0 | 0 | 0 | 0 | 0 | 0 | 0 | 0 | 0 | 0 | 0 | 0 | 0 | 0 | 0 | 0 |  | 0 | 0 | 0 | 0 |  | 0 | 0 | 0 | 0 | 0
2014-07-04 | 2014 | 7 | 4 | 0 | 0 | 0 | 0 | 0 | 0 | 0 | 0 | 0 | 0 | 0 | 0 | 0 | 0 | 0 | 0 | 0 | 0 | 0 | 0 | 0 | 0 | 0 | 0 |  | 0 | 0 | 0 | 0 |  | 0 | 0 | 0 | 0 | 0
2014-07-05 | 2014 | 7 | 5 | 0 | 0 | 0 | 0 | 0 | 0 | 0 | 0 | 0 | 0 | 0 | 0 | 0 | 0 | 0 | 0 | 0 | 0 | 0 | 0 | 0 | 0 | 0 | 0 |  | 0 | 0 | 0 | 0 |  | 0 | 0 | 0 | 0 | 0
2014-07-06 | 2014 | 7 | 6 | 0 | 0 | 0 | 0 | 0 | 0 | 0 | 0 | 0 | 0 | 0 | 0 | 0 | 0 | 0 | 0 | 2 | 0 | 1.6 | 0 | 0 | 0 | 1.5 | 1.5 |  | 6.6 | 6.6 | 6.6 | 0 |  | 0 | 0 | 6.6 | 0 | 0
2014-07-07 | 2014 | 7 | 7 | 0.6 | 0.6 | 0.6 | 0.6 | 0 | 0 | 0 | 0 | 0 | 0 | 0 | 0 | 0 | 0 | 0 | 0 | 0 | 0 | 0 | 0 | 0 | 0 | 0 | 0 |  | 2.4 | 2.4 | 2.4 | 0 |  | 0 | 0 | 2.4 | 0 | 0
2014-07-08 | 2014 | 7 | 8 | 0 | 0 | 0 | 0 | 0 | 0 | 0 | 0 | 0 | 0 | 0 | 0 | 0 | 0 | 0 | 0 | 0 | 0 | 0 | 0 | 0 | 0 | 0 | 0 |  | 0 | 0 | 0 | 0 |  | 0 | 0 | 0 | 0 | 0
2014-07-09 | 2014 | 7 | 9 | 0 | 0 | 0 | 0 | 0 | 0 | 0 | 0 | 0 | 0 | 0 | 0 | 0 | 0 | 0 | 0 | 0 | 0 | 0 | 0 | 0 | 0 | 0 | 0 |  | 0 | 0 | 0 | 0 |  | 0 | 0 | 0 | 0 | 0
2014-07-10 | 2014 | 7 | 10 | 0 | 0 | 0 | 0 | 0 | 0 | 0 | 0 | 0 | 0 | 0 | 0 | 0 | 0 | 0 | 0 | 0 | 0 | 0 | 0 | 0 | 0 | 0 | 0 |  | 0 | 0 | 0 | 0 |  | 0 | 0 | 0 | 0 | 0
2014-07-11 | 2014 | 7 | 11 | 0 | 0 | 0 | 0 | 0 | 0 | 0 | 0 | 0 | 0 | 0 | 0 | 0 | 0 | 0 | 0 | 0 | 0 | 0 | 0 | 0 | 0 | 0 | 0 |  | 0 | 0 | 0 | 0 |  | 0 | 0 | 0 | 0 | 0
2014-07-12 | 2014 | 7 | 12 | 0 | 0 | 0 | 0 | 0 | 0 | 0 | 0 | 0 | 0 | 0 | 0 | 0 | 0 | 0 | 0 | 0 | 0 | 0 | 0 | 0 | 0 | 0 | 0 |  | 0 | 0 | 0 | 0 |  | 0 | 0 | 0 | 0 | 0
2014-07-13 | 2014 | 7 | 13 | 0 | 0 | 0 | 0 | 0 | 0 | 0 | 0 | 0 | 0 | 0 | 0 | 0 | 0 | 0 | 0 | 0 | 0 | 0 | 0 | 0 | 0 | 0 | 0 |  | 0 | 0 | 0 | 0 |  | 0 | 0 | 0 | 0 | 0
2014-07-14 | 2014 | 7 | 14 | 0 | 0 | 0 | 0 | 0 | 0 | 0 | 0 | 0 | 0 | 0 | 0 | 0 | 0 | 0 | 0 | 0 | 0 | 0 | 0 | 0 | 0 | 0 | 0 |  | 0 | 0 | 0 | 0 |  | 0 | 0 | 0 | 0 | 0
2014-07-15 | 2014 | 7 | 15 | 0 | 0 | 0 | 0 | 0 | 0 | 0 | 0 | 0 | 0 | 0 | 0 | 0 | 0 | 0 | 0 | 0 | 0 | 0 | 0 | 0 | 0 | 0 | 0 |  | 0 | 0 | 0 | 0 |  | 0 | 0 | 0 | 0 | 0
2014-07-16 | 2014 | 7 | 16 | 0 | 0 | 0 | 0 | 0 | 0 | 0 | 0 | 0 | 0 | 0 | 0 | 0 | 0 | 0 | 0 | 0 | 0 | 0 | 0 | 0 | 0 | 0 | 0 |  | 0 | 0 | 0 | 0 |  | 0 | 0 | 0 | 0 | 0
2014-07-17 | 2014 | 7 | 17 | 0 | 0 | 0 | 0 | 0 | 0 | 0 | 0 | 0 | 0 | 0 | 0 | 0 | 0 | 0 | 0.3 | 0 | 0 | 0 | 0.4 | 0.5 | 0.3 | 0 | 0 |  | 1.5 | 1.5 | 1.5 | 0 |  | 0 | 0 | 1.5 | 0 | 0
2014-07-18 | 2014 | 7 | 18 | 0 | 0 | 0 | 0 | 0 | 0 | 0 | 0 | 0 | 0 | 0 | 0 | 0 | 0 | 0 | 0 | 0 | 0 | 0 | 0 | 0 | 0 | 0 | 0 |  | 0 | 0 | 0 | 0 |  | 0 | 0 | 0 | 0 | 0
2014-07-19 | 2014 | 7 | 19 | 0 | 0 | 0 | 0 | 0 | 0 | 0 | 0 | 0 | 0 | 0 | 0 | 0 | 0 | 0 | 0 | 0 | 0 | 0 | 0 | 0 | 0 | 0 | 0 |  | 0 | 0 | 0 | 0 |  | 0 | 0 | 0 | 0 | 0
2014-07-20 | 2014 | 7 | 20 | 0 | 0 | 0 | 0 | 0 | 0 | 0 | 0 | 0 | 0 | 0 | 0 | 0 | 0 | 5.3 | 0 | 0 | 0 | 0 | 0 | 0 | 0 | 0 | 3.5 |  | 8.8 | 8.8 | 8.8 | 0 |  | 0 | 0 | 8.8 | 0 | 0
2014-07-21 | 2014 | 7 | 21 | 0.3 | 0.3 | 0.3 | 0.2 | 0.3 | 0 | 0 | 0 | 0.3 | 0.3 | 0 | 0 | 0 | 0 | 0 | 0 | 0 | 0 | 0 | 0 | 0 | 0 | 0 | 0 |  | 2 | 2 | 2 | 0 |  | 0 | 0 | 2 | 0 | 0
2014-07-22 | 2014 | 7 | 22 | 0 | 0 | 0 | 0 | 0 | 0 | 0 | 0 | 0 | 0 | 0 | 0 | 0 | 0 | 0 | 0 | 0 | 0 | 0 | 0 | 0 | 0 | 0 | 0 |  | 0 | 0 | 0 | 0 |  | 0 | 0 | 0 | 0 | 0
2014-07-23 | 2014 | 7 | 23 | 0 | 0 | 0 | 0 | 0 | 0 | 0 | 0 | 0 | 0 | 0 | 0 | 0 | 0 | 0 | 0 | 0 | 0 | 0 | 0 | 0 | 0 | 0.7 | 2.7 |  | 3.4 | 3.4 | 3.4 | 4.4409e-16 |  | 0 | 0 | 3.4 | 0 | 0
2014-07-24 | 2014 | 7 | 24 | 0.1 | 0 | 0 | 0 | 0 | 0 | 0.1 | 0 | 0 | 0 | 0 | 0 | 0.1 | 0 | 0 | 0 | 0 | 0 | 0.1 | 0 | 0 | 0 | 0 | 0 |  | 0.4 | 0.4 | 0.4 | 0 |  | 0 | 0 | 0.4 | 0 | 0
2014-07-25 | 2014 | 7 | 25 | 0 | 0 | 0 | 0 | 0 | 0 | 0 | 0 | 0 | 0 | 0 | 0 | 0 | 0 | 0 | 0 | 0 | 0 | 0 | 0 | 0 | 0 | 0 | 0 |  | 0 | 0 | 0 | 0 |  | 0 | 0 | 0 | 0 | 0
2014-07-26 | 2014 | 7 | 26 | 0 | 0 | 0 | 0 | 0 | 0 | 0 | 0 | 0 | 0 | 0 | 0 | 0 | 0 | 0 | 0 | 0 | 0 | 0 | 0 | 0 | 0 | 0 | 0 |  | 0 | 0 | 0 | 0 |  | 0 | 0 | 0 | 0 | 0
2014-07-27 | 2014 | 7 | 27 | 0 | 0 | 0 | 0 | 0 | 0 | 0 | 0 | 0 | 0 | 0 | 0 | 0 | 0 | 0 | 0 | 0 | 0 | 0 | 0 | 0 | 0 | 0 | 0 |  | 0 | 0 | 0 | 0 |  | 0 | 0 | 0 | 0 | 0
2014-07-28 | 2014 | 7 | 28 | 0 | 0 | 0 | 0 | 0 | 0 | 0 | 0 | 0 | 0 | 0 | 0 | 0 | 0 | 0 | 0 | 0 | 0 | 0 | 0 | 0 | 0 | 0 | 0 |  | 0 | 0 | 0 | 0 |  | 0 | 0 | 0 | 0 | 0
2014-07-29 | 2014 | 7 | 29 | 0 | 0 | 0 | 0 | 0 | 0 | 0 | 0 | 0 | 0 | 0 | 0 | 0 | 0 | 0 | 0 | 0 | 0 | 0 | 0 | 0 | 0 | 0 | 0 |  | 0 | 0 | 0 | 0 |  | 0 | 0 | 0 | 0 | 0
2014-07-30 | 2014 | 7 | 30 | 0 | 0 | 0 | 0 | 0 | 0 | 0 | 0 | 0 | 0 | 0 | 0 | 0 | 0 | 0 | 0 | 0 | 0 | 0 | 0.2 | 0.2 | 0 | 0 | 0 |  | 0.4 | 0.4 | 0.4 | 0 |  | 0 | 0 | 0.4 | 0 | 0
2014-07-31 | 2014 | 7 | 31 | 0 | 0 | 0 | 0 | 0 | 0 | 0 | 0 | 0 | 0 | 0 | 0 | 0 | 0 | 0 | 0 | 0 | 0 | 0 | 0 | 0 | 0 | 0 | 0 |  | 0 | 0 | 0 | 0 |  | 0 | 0 | 0 | 0 | 0
2014-08-01 | 2014 | 8 | 1 | 0 | 0 | 0 | 0 | 0 | 0 | 0 | 0 | 0 | 0 | 0 | 0 | 0 | 0 | 0 | 0 | 0 | 0 | 0 | 0 | 0 | 0 | 0 | 0 |  | 0 | 0 | 0 | 0 |  | 0 | 0 | 0 | 0 | 0
2014-08-02 | 2014 | 8 | 2 | 0 | 0 | 0 | 0 | 0 | 0 | 0 | 0 | 0 | 0 | 0 | 0 | 0 | 0 | 0 | 0 | 0 | 0 | 0 | 0 | 0 | 0 | 0 | 0 |  | 0 | 0 | 0 | 0 |  | 0 | 0 | 0 | 0 | 0
2014-08-03 | 2014 | 8 | 3 | 0 | 0 | 0 | 0 | 0 | 0 | 0 | 0 | 0 | 0 | 0 | 0 | 0 | 0 | 0 | 0 | 0 | 0 | 0 | 1.5 | 2.5 | 3.7 | 0 | 0 |  | 7.7 | 7.7 | 7.7 | 0 |  | 0 | 0 | 0 | 7.7 | 0
2014-08-04 | 2014 | 8 | 4 | 0 | 0 | 0 | 0 | 0 | 0 | 0 | 0 | 0 | 0 | 0 | 0 | 0 | 0 | 0 | 0 | 0 | 0 | 0 | 0 | 0 | 0 | 0 | 0 |  | 0 | 0 | 0 | 0 |  | 0 | 0 | 0 | 0 | 0
2014-08-05 | 2014 | 8 | 5 | 0 | 0 | 0 | 0 | 0 | 0 | 0 | 0 | 0 | 0 | 0 | 0 | 0 | 0 | 0 | 0 | 0 | 0 | 0 | 0 | 0 | 0 | 0 | 0 |  | 0 | 0 | 0 | 0 |  | 0 | 0 | 0 | 0 | 0
2014-08-06 | 2014 | 8 | 6 | 0 | 0 | 0 | 0 | 0 | 0 | 0 | 0 | 0 | 0 | 0 | 0 | 0 | 0 | 0 | 0 | 0 | 0 | 0 | 0 | 0 | 0 | 0 | 0 |  | 0 | 0 | 0 | 0 |  | 0 | 0 | 0 | 0 | 0
2014-08-07 | 2014 | 8 | 7 | 0 | 0 | 0 | 0 | 0 | 0 | 0 | 0 | 0 | 0 | 0 | 0 | 0 | 0 | 0 | 0 | 0 | 0 | 0 | 0 | 0 | 0 | 0 | 6.2 |  | 6.2 | 6.2 | 6.2 | 0 |  | 0 | 0 | 0 | 6.2 | 0
2014-08-08 | 2014 | 8 | 8 | 0 | 0 | 0 | 0 | 0 | 0 | 0 | 0 | 0 | 0 | 0 | 0 | 0 | 0 | 0 | 7 | 0 | 0 | 0 | 4.6 | 0 | 0 | 0 | 0 |  | 11.6 | 11.6 | 11.6 | 0 |  | 0 | 0 | 0 | 11.6 | 0
2014-08-09 | 2014 | 8 | 9 | 0 | 0 | 0 | 0 | 0 | 0 | 0 | 0 | 0 | 0 | 0 | 0 | 0 | 0 | 0 | 0 | 0 | 0 | 0 | 0 | 0 | 0 | 0 | 0 |  | 0 | 0 | 0 | 0 |  | 0 | 0 | 0 | 0 | 0
2014-08-10 | 2014 | 8 | 10 | 0 | 0 | 0 | 0 | 0 | 0 | 0 | 0 | 0 | 0 | 0 | 0 | 0 | 0 | 0 | 0 | 0 | 0 | 0 | 0 | 0 | 0 | 0 | 0 |  | 0 | 0 | 0 | 0 |  | 0 | 0 | 0 | 0 | 0
2014-08-11 | 2014 | 8 | 11 | 0 | 0 | 0 | 0 | 0 | 0 | 0 | 0 | 0 | 0 | 0 | 0 | 0 | 0 | 0 | 0 | 0 | 0 | 0 | 0 | 0 | 0 | 0 | 0 |  | 0 | 0 | 0 | 0 |  | 0 | 0 | 0 | 0 | 0
2014-08-12 | 2014 | 8 | 12 | 0 | 0 | 0 | 0 | 0 | 0 | 0 | 0 | 0 | 0 | 0 | 0 | 0 | 0 | 0 | 0 | 0 | 0 | 0 | 0 | 0 | 0 | 0 | 0 |  | 0 | 0 | 0 | 0 |  | 0 | 0 | 0 | 0 | 0
2014-08-13 | 2014 | 8 | 13 | 0 | 0.1 | 0.1 | 0 | 0 | 0 | 0 | 0 | 0 | 0 | 0 | 0 | 0 | 0 | 0 | 0 | 0 | 0 | 0 | 0 | 0 | 0 | 0 | 0 |  | 0.2 | 0.2 | 0.2 | 0 |  | 0 | 0 | 0 | 0.2 | 0
2014-08-14 | 2014 | 8 | 14 | 0 | 0 | 0 | 0 | 0 | 0 | 0 | 0 | 0 | 0 | 0 | 0 | 0 | 0 | 0 | 0 | 0 | 0.3 | 0.3 | 0.4 | 0 | 0.6 | 0 | 0 |  | 1.6 | 1.6 | 1.6 | 0 |  | 0 | 0 | 0 | 1.6 | 0
2014-08-15 | 2014 | 8 | 15 | 0 | 0 | 0 | 0 | 0 | 0 | 0 | 0 | 0 | 0 | 0 | 0 | 0 | 0 | 0 | 0 | 0 | 0 | 0 | 0 | 0 | 0 | 0 | 0 |  | 0 | 0 | 0 | 0 |  | 0 | 0 | 0 | 0 | 0
2014-08-16 | 2014 | 8 | 16 | 0 | 0 | 0 | 0 | 0 | 0 | 0 | 0 | 0 | 0 | 0 | 0 | 0 | 0 | 0 | 0 | 0 | 0 | 0 | 0 | 0 | 0 | 0 | 0 |  | 0 | 0 | 0 | 0 |  | 0 | 0 | 0 | 0 | 0
2014-08-17 | 2014 | 8 | 17 | 0 | 0 | 0 | 0 | 0 | 0 | 0 | 0 | 0 | 0 | 0 | 0 | 0 | 0 | 0 | 0 | 0 | 0 | 0 | 0 | 0 | 0 | 0 | 0 |  | 0 | 0 | 0 | 0 |  | 0 | 0 | 0 | 0 | 0
2014-08-18 | 2014 | 8 | 18 | 0 | 0 | 0 | 0 | 0 | 0 | 0 | 0 | 0 | 0 | 0 | 0 | 0 | 0 | 0 | 0 | 0 | 0 | 0 | 0 | 0 | 0 | 0 | 0 |  | 0 | 0 | 0 | 0 |  | 0 | 0 | 0 | 0 | 0
2014-08-19 | 2014 | 8 | 19 | 0 | 0 | 0 | 0 | 0 | 0 | 0 | 0 | 0 | 0 | 0 | 0 | 0 | 0 | 0 | 0 | 0 | 0 | 0 | 0 | 0 | 0 | 0 | 0 |  | 0 | 0 | 0 | 0 |  | 0 | 0 | 0 | 0 | 0
2014-08-20 | 2014 | 8 | 20 | 1.5 | 0 | 0 | 0 | 0 | 0 | 0 | 0 | 0 | 0 | 0 | 0 | 0 | 0 | 1.4 | 1.5 | 1.4 | 0 | 1.5 | 1.4 | 1.5 | 1.4 | 1.5 | 0 |  | 13.1 | 13.1 | 13.1 | 1.7764e-15 |  | 0 | 0 | 0 | 13.1 | 0
2014-08-21 | 2014 | 8 | 21 | 0 | 0 | 0 | 0 | 0 | 0 | 0 | 0 | 0 | 0 | 0 | 0.1 | 0 | 0 | 0 | 0 | 0 | 0 | 0 | 0 | 0 | 0 | 0 | 0.1 |  | 0.2 | 0.2 | 0.2 | 0 |  | 0 | 0 | 0 | 0.2 | 0
2014-08-22 | 2014 | 8 | 22 | 0.3 | 0 | 0 | 0 | 0 | 0 | 0 | 0.4 | 0.3 | 0.3 | 0.3 | 0.4 | 0 | 0 | 0.3 | 0 | 0 | 0 | 0 | 0 | 0 | 0 | 0 | 0 |  | 2.3 | 2.3 | 2.3 | 0 |  | 0 | 0 | 0 | 2.3 | 0
2014-08-23 | 2014 | 8 | 23 | 0 | 0 | 0 | 0 | 0 | 0 | 0 | 0 | 0 | 0 | 0 | 0 | 0 | 0 | 0 | 0 | 0 | 0 | 0 | 0 | 0 | 0 | 0 | 0 |  | 0 | 0 | 0 | 0 |  | 0 | 0 | 0 | 0 | 0
2014-08-24 | 2014 | 8 | 24 | 0 | 0 | 0 | 0 | 0 | 0 | 0 | 0 | 0 | 0 | 0 | 0 | 0 | 0 | 0 | 0 | 0 | 0 | 0 | 0 | 0 | 0 | 0 | 0 |  | 0 | 0 | 0 | 0 |  | 0 | 0 | 0 | 0 | 0
2014-08-25 | 2014 | 8 | 25 | 0 | 0 | 0 | 0 | 0 | 0 | 0 | 0 | 0 | 0 | 0 | 0 | 0 | 0 | 0 | 0 | 0 | 0 | 0 | 0 | 0 | 0 | 0 | 0 |  | 0 | 0 | 0 | 0 |  | 0 | 0 | 0 | 0 | 0
2014-08-26 | 2014 | 8 | 26 | 0 | 0 | 0 | 0 | 0 | 0 | 0 | 0 | 0 | 0 | 0 | 0 | 0 | 0 | 0 | 0 | 0 | 0 | 0 | 0 | 0 | 0 | 0 | 0 |  | 0 | 0 | 0 | 0 |  | 0 | 0 | 0 | 0 | 0
2014-08-27 | 2014 | 8 | 27 | 0 | 0 | 0 | 0 | 0 | 0 | 0 | 0 | 0 | 0 | 0 | 0 | 0 | 0 | 0 | 0 | 0 | 0 | 0 | 0 | 0 | 0 | 0 | 0 |  | 0 | 0 | 0 | 0 |  | 0 | 0 | 0 | 0 | 0
2014-08-28 | 2014 | 8 | 28 | 0 | 0 | 0 | 0 | 0 | 0 | 0 | 0 | 0 | 0 | 0 | 0 | 1.4 | 0 | 1.3 | 1.4 | 1.3 | 1.4 | 0 | 0 | 0 | 0 | 0 | 0 |  | 6.8 | 6.8 | 6.8 | 8.8818e-16 |  | 0 | 0 | 0 | 6.8 | 0
2014-08-29 | 2014 | 8 | 29 | 0 | 0 | 0 | 0 | 0 | 0 | 0 | 0 | 0 | 0 | 0 | 0 | 0 | 0 | 0 | 0 | 0 | 0 | 0 | 0 | 0 | 0 | 0 | 0 |  | 0 | 0 | 0 | 0 |  | 0 | 0 | 0 | 0 | 0
2014-08-30 | 2014 | 8 | 30 | 0 | 0 | 0 | 0 | 0 | 0 | 0 | 0 | 0 | 0 | 0 | 0 | 0 | 0 | 0 | 0 | 0 | 0 | 0 | 0 | 0.2 | 0.6 | 0 | 0 |  | 0.8 | 0.8 | 0.8 | 0 |  | 0 | 0 | 0 | 0.8 | 0
2014-08-31 | 2014 | 8 | 31 | 0 | 0 | 0 | 0 | 0 | 0 | 0 | 0 | 0 | 0 | 0 | 0 | 0 | 0 | 0 | 0 | 0 | 0 | 0 | 0 | 0 | 0 | 0 | 0 |  | 0 | 0 | 0 | 0 |  | 0 | 0 | 0 | 0 | 0
2014-09-01 | 2014 | 9 | 1 | 0 | 0 | 0 | 0 | 0 | 0 | 0 | 0 | 0 | 0 | 0 | 0 | 0 | 0 | 0 | 0 | 0 | 0 | 0 | 0 | 0 | 0 | 0 | 0 |  | 0 | 0 | 0 | 0 |  | 0 | 0 | 0 | 0 | 0
2014-09-02 | 2014 | 9 | 2 | 0 | 0 | 0 | 0 | 0 | 0 | 0 | 0 | 0 | 0 | 0 | 0 | 0 | 0 | 0 | 0 | 0 | 0 | 0 | 0 | 0 | 0 | 0 | 0 |  | 0 | 0 | 0 | 0 |  | 0 | 0 | 0 | 0 | 0
2014-09-03 | 2014 | 9 | 3 | 0 | 0.4 | 0 | 0 | 0 | 0.5 | 0.4 | 0.5 | 0 | 0 | 0 | 0 | 0 | 0 | 0.4 | 0 | 0 | 0 | 0 | 0 | 0 | 0 | 0 | 0 |  | 2.2 | 2.2 | 2.2 | 0 |  | 0 | 0 | 0 | 0 | 2.2
2014-09-04 | 2014 | 9 | 4 | 0 | 0 | 0 | 0 | 0 | 0 | 0 | 0 | 0 | 0 | 0 | 0 | 0 | 0 | 0 | 0 | 0 | 0 | 0 | 0 | 0 | 0 | 0 | 0 |  | 0 | 0 | 0 | 0 |  | 0 | 0 | 0 | 0 | 0
2014-09-05 | 2014 | 9 | 5 | 0 | 0 | 0 | 0 | 0 | 0 | 0 | 0 | 0 | 0 | 0 | 0 | 0 | 0 | 0 | 0 | 0 | 0 | 0 | 0 | 0 | 0 | 0 | 0 |  | 0 | 0 | 0 | 0 |  | 0 | 0 | 0 | 0 | 0
2014-09-06 | 2014 | 9 | 6 | 0 | 0 | 0 | 0 | 0 | 0 | 0 | 0 | 0 | 0 | 0 | 0 | 0 | 0 | 0 | 0 | 0 | 0 | 0 | 0 | 0 | 0 | 0 | 0 |  | 0 | 0 | 0 | 0 |  | 0 | 0 | 0 | 0 | 0
2014-09-07 | 2014 | 9 | 7 | 0 | 0 | 0 | 0 | 0 | 0 | 0 | 0 | 0 | 0 | 0 | 0 | 0 | 0 | 0 | 0 | 0 | 0 | 0 | 0 | 0 | 0 | 0 | 0 |  | 0 | 0 | 0 | 0 |  | 0 | 0 | 0 | 0 | 0
2014-09-08 | 2014 | 9 | 8 | 1.2 | 0 | 1.1 | 1.2 | 1.1 | 1.2 | 1.1 | 1.2 | 1.1 | 1.2 | 1.1 | 1.2 | 1.1 | 0 | 1.2 | 1.1 | 2.3 | 1.2 | 1.1 | 1.2 | 1.1 | 1.2 | 1.1 | 1.2 |  | 26.5 | 26.5 | 26.5 | 0 |  | 0 | 0 | 0 | 0 | 26.5
2014-09-09 | 2014 | 9 | 9 | 0.1 | 0.2 | 0.1 | 0.2 | 0.1 | 0.1 | 0.2 | 0 | 0.1 | 0.2 | 0.1 | 0 | 0 | 0 | 0.1 | 0.2 | 0.1 | 0 | 0 | 0.1 | 0.2 | 0.1 | 0.2 | 0.1 |  | 2.5 | 2.5 | 2.5 | 8.8818e-16 |  | 0 | 0 | 0 | 0 | 2.5
2014-09-10 | 2014 | 9 | 10 | 1 | 0.9 | 1 | 1 | 0.9 | 1 | 1 | 2.9 | 0.9 | 1 | 1 | 0.9 | 1 | 0 | 0 | 0 | 0 | 0 | 0 | 0 | 0 | 0 | 0 | 0 |  | 14.5 | 14.5 | 14.5 | 0 |  | 0 | 0 | 0 | 0 | 14.5
2014-09-11 | 2014 | 9 | 11 | 0 | 0 | 0 | 0 | 0 | 0 | 0 | 0 | 0 | 0 | 0 | 0 | 0 | 0 | 0 | 0 | 0 | 0 | 0 | 0 | 0 | 0 | 0 | 0 |  | 0 | 0 | 0 | 0 |  | 0 | 0 | 0 | 0 | 0
2014-09-12 | 2014 | 9 | 12 | 0 | 0 | 0 | 0 | 0 | 0 | 0 | 0 | 0 | 0 | 0 | 0 | 0 | 0 | 0.4 | 0.3 | 0.4 | 0.4 | 0.3 | 0.4 | 0 | 0 | 0 | 0 |  | 2.2 | 2.2 | 2.2 | 0 |  | 0 | 0 | 0 | 0 | 2.2
2014-09-13 | 2014 | 9 | 13 | 0 | 0 | 0 | 0 | 0 | 0 | 0 | 0 | 0 | 0 | 0 | 0 | 0 | 0 | 0 | 0 | 0 | 0 | 0 | 0 | 0 | 0 | 0 | 0 |  | 0 | 0 | 0 | 0 |  | 0 | 0 | 0 | 0 | 0
2014-09-14 | 2014 | 9 | 14 | 0 | 0 | 0 | 0 | 0 | 0 | 0 | 0 | 0 | 0 | 0 | 0 | 0 | 0 | 0 | 0 | 0 | 0 | 0 | 0 | 0 | 0 | 0 | 0 |  | 0 | 0 | 0 | 0 |  | 0 | 0 | 0 | 0 | 0
2014-09-15 | 2014 | 9 | 15 | 0 | 0 | 0 | 0 | 0 | 0 | 0 | 0 | 0 | 0 | 0 | 0 | 0 | 0 | 0 | 0 | 0 | 0 | 0 | 0 | 0 | 0 | 0 | 0 |  | 0 | 0 | 0 | 0 |  | 0 | 0 | 0 | 0 | 0
2014-09-16 | 2014 | 9 | 16 | 0 | 0 | 0 | 0 | 0 | 0 | 0 | 0 | 0 | 0 | 0 | 0 | 0 | 0 | 0 | 0 | 0 | 0 | 0 | 0 | 0 | 0 | 0 | 0 |  | 0 | 0 | 0 | 0 |  | 0 | 0 | 0 | 0 | 0
2014-09-17 | 2014 | 9 | 17 | 0 | 0 | 0 | 0 | 0 | 0 | 0 | 0 | 0 | 0 | 0 | 0 | 0 | 0 | 0 | 0 | 0 | 0 | 0 | 0 | 0 | 0 | 0 | 0 |  | 0 | 0 | 0 | 0 |  | 0 | 0 | 0 | 0 | 0
2014-09-18 | 2014 | 9 | 18 | 0 | 0 | 0 | 0 | 0 | 0 | 0 | 0 | 0 | 0 | 0 | 0 | 0 | 0 | 0 | 0 | 0 | 0 | 0 | 0 | 0 | 0 | 0 | 0 |  | 0 | 0 | 0 | 0 |  | 0 | 0 | 0 | 0 | 0
2014-09-19 | 2014 | 9 | 19 | 0 | 0 | 0 | 0 | 0 | 0 | 0 | 0 | 0 | 0 | 0 | 0 | 0 | 0 | 0 | 0 | 0 | 0 | 0 | 0 | 0 | 0 | 0 | 0 |  | 0 | 0 | 0 | 0 |  | 0 | 0 | 0 | 0 | 0
2014-09-20 | 2014 | 9 | 20 | 0 | 0 | 0 | 0 | 0 | 0 | 0 | 0 | 0 | 0 | 0 | 0 | 0 | 0 | 0 | 0 | 0 | 0 | 0 | 0 | 0 | 0 | 0 | 0 |  | 0 | 0 | 0 | 0 |  | 0 | 0 | 0 | 0 | 0
2014-09-21 | 2014 | 9 | 21 | 0 | 0 | 0 | 0 | 0 | 0 | 0 | 0 | 0 | 0 | 0 | 0 | 0 | 0 | 0 | 0 | 0 | 0 | 0 | 0 | 0 | 0 | 0 | 0 |  | 0 | 0 | 0 | 0 |  | 0 | 0 | 0 | 0 | 0
2014-09-22 | 2014 | 9 | 22 | 0 | 0 | 0 | 0 | 0 | 0 | 0 | 0 | 0 | 0 | 0 | 0 | 0 | 0 | 0 | 0 | 0 | 0 | 0 | 0 | 0 | 0 | 0 | 0 |  | 0 | 0 | 0 | 0 |  | 0 | 0 | 0 | 0 | 0
2014-09-23 | 2014 | 9 | 23 | 0 | 0 | 0 | 0 | 0 | 0 | 0 | 0 | 0 | 0.5 | 0.5 | 0 | 0 | 0 | 0 | 0 | 0 | 0 | 0 | 0 | 0 | 0 | 0 | 0 |  | 1 | 1 | 1 | 0 |  | 0 | 0 | 0 | 0 | 1
2014-09-24 | 2014 | 9 | 24 | 0 | 0 | 0 | 0 | 0 | 0 | 0 | 0 | 0 | 0 | 0 | 0 | 0 | 0 | 0 | 0 | 0 | 0 | 0 | 0 | 0 | 0 | 0 | 0 |  | 0 | 0 | 0 | 0 |  | 0 | 0 | 0 | 0 | 0
2014-09-25 | 2014 | 9 | 25 | 0 | 0 | 0 | 0 | 0 | 0 | 0 | 0 | 0 | 0 | 0 | 0 | 0 | 0 | 0 | 0 | 0 | 0 | 0 | 0 | 0 | 0 | 0 | 0 |  | 0 | 0 | 0 | 0 |  | 0 | 0 | 0 | 0 | 0
2014-09-26 | 2014 | 9 | 26 | 0.3 | 0.7 | 0.5 | 0.3 | 0 | 0.3 | 0.4 | 0.3 | 0.3 | 0.4 | 0 | 0 | 0.3 | 0 | 0 | 0 | 0 | 0 | 0 | 0 | 0 | 0 | 0 | 0 |  | 3.8 | 3.8 | 3.8 | 4.4409e-16 |  | 0 | 0 | 0 | 0 | 3.8
2014-09-27 | 2014 | 9 | 27 | 0 | 0 | 0 | 0 | 0 | 0 | 0 | 0 | 0 | 0 | 0 | 0 | 0 | 0 | 0 | 0 | 0 | 0 | 0 | 0 | 0 | 0 | 0 | 0 |  | 0 | 0 | 0 | 0 |  | 0 | 0 | 0 | 0 | 0
2014-09-28 | 2014 | 9 | 28 | 0 | 0 | 0 | 0 | 0 | 0 | 0 | 0 | 0 | 0 | 0 | 0 | 0 | 0 | 0 | 0 | 0 | 0 | 0 | 0 | 0 | 0 | 0 | 0 |  | 0 | 0 | 0 | 0 |  | 0 | 0 | 0 | 0 | 0
2014-09-29 | 2014 | 9 | 29 | 0 | 0 | 0 | 0 | 0 | 0 | 0 | 0 | 0 | 0 | 0 | 0 | 0 | 0 | 0 | 0 | 0 | 0 | 0 | 0 | 0 | 0 | 0 | 0 |  | 0 | 0 | 0 | 0 |  | 0 | 0 | 0 | 0 | 0
2014-09-30 | 2014 | 9 | 30 | 0 | 0 | 0 | 0 | 0 | 0 | 0.4 | 0 | 0 | 0.4 | 0.3 | 0.4 | 0.4 | 0 | 0 | 0 | 0 | 0 | 0 | 0 | 0 | 0 | 0 | 0 |  | 1.9 | 1.9 | 1.9 | 0 |  | 0 | 0 | 0 | 0 | 1.9
2014-10-01 | 2014 | 10 | 1 | 0 | 0.2 | 0 | 0 | 0 | 0 | 0 | 0 | 0 | 0 | 0 | 0 | 0 | 0 | 0 | 0 | 0 | 0 | 0 | 0 | 0.3 | 2 | 1.1 | 0 |  | 3.6 | 3.6 | 3.6 | 0 |  | 0 | 0 | 0 | 0 | 0
2014-10-02 | 2014 | 10 | 2 | 0 | 0 | 0 | 0 | 0 | 0 | 0 | 0 | 0 | 0 | 0 | 0 | 0 | 0 | 0 | 0 | 0 | 0 | 0 | 0 | 0 | 0 | 0 | 0 |  | 0 | 0 | 0 | 0 |  | 0 | 0 | 0 | 0 | 0
2014-10-03 | 2014 | 10 | 3 | 0 | 0 | 0 | 0 | 0 | 0 | 0 | 0 | 0 | 0 | 0 | 0 | 0 | 0 | 0 | 0 | 0 | 0 | 0 | 0 | 0 | 0 | 0 | 0 |  | 0 | 0 | 0 | 0 |  | 0 | 0 | 0 | 0 | 0
2014-10-04 | 2014 | 10 | 4 | 0 | 0 | 0 | 0 | 0 | 0 | 0 | 0 | 0 | 0 | 0 | 0 | 0 | 0 | 0 | 0 | 0 | 0 | 0 | 0 | 0 | 0 | 0 | 0 |  | 0 | 0 | 0 | 0 |  | 0 | 0 | 0 | 0 | 0
2014-10-05 | 2014 | 10 | 5 | 0 | 0 | 0 | 0 | 0 | 0 | 0 | 0 | 0 | 0 | 0 | 0 | 0 | 0 | 0 | 0 | 0 | 0 | 0 | 0 | 0 | 0 | 0 | 0 |  | 0 | 0 | 0 | 0 |  | 0 | 0 | 0 | 0 | 0
2014-10-06 | 2014 | 10 | 6 | 0 | 0 | 0 | 0 | 0 | 0 | 0 | 0 | 0 | 0 | 0 | 0 | 0 | 0 | 0 | 0 | 0 | 0 | 0 | 0 | 0 | 0 | 0 | 0 |  | 0 | 0 | 0 | 0 |  | 0 | 0 | 0 | 0 | 0
2014-10-07 | 2014 | 10 | 7 | 0 | 0 | 0 | 0 | 0 | 0 | 0 | 0 | 0 | 0 | 0 | 0 | 0 | 0 | 0 | 0 | 0 | 0 | 0 | 0 | 0 | 0 | 0 | 0 |  | 0 | 0 | 0 | 0 |  | 0 | 0 | 0 | 0 | 0
2014-10-08 | 2014 | 10 | 8 | 0 | 0 | 0 | 0 | 0 | 0 | 0 | 0 | 0 | 0 | 0 | 0 | 0 | 0 | 0 | 0 | 0 | 0 | 0 | 0 | 0 | 0 | 0 | 0 |  | 0 | 0 | 0 | 0 |  | 0 | 0 | 0 | 0 | 0
2014-10-09 | 2014 | 10 | 9 | 0 | 0 | 0 | 0 | 0 | 0 | 0 | 0 | 0 | 0 | 0 | 0 | 0 | 0 | 0 | 0 | 0 | 0 | 0 | 0 | 0 | 0 | 0 | 0 |  | 0 | 0 | 0 | 0 |  | 0 | 0 | 0 | 0 | 0
2014-10-10 | 2014 | 10 | 10 | 0 | 0 | 0 | 0 | 0 | 0 | 0 | 0 | 0 | 0 | 0 | 0 | 0 | 0 | 0 | 0 | 0 | 0 | 0 | 0 | 0 | 0 | 0 | 0 |  | 0 | 0 | 0 | 0 |  | 0 | 0 | 0 | 0 | 0
2014-10-11 | 2014 | 10 | 11 | 0 | 0 | 0 | 0 | 0 | 0 | 0 | 0 | 0 | 0 | 0 | 0 | 0 | 0 | 0 | 0 | 0 | 0 | 0 | 0 | 0 | 0 | 0 | 0 |  | 0 | 0 | 0 | 0 |  | 0 | 0 | 0 | 0 | 0
2014-10-12 | 2014 | 10 | 12 | 0 | 0 | 0 | 0 | 0 | 0 | 0 | 0 | 0 | 0 | 0 | 0 | 0 | 0 | 0 | 0 | 0 | 0 | 0 | 0 | 0 | 0 | 0 | 0 |  | 0 | 0 | 0 | 0 |  | 0 | 0 | 0 | 0 | 0
2014-10-13 | 2014 | 10 | 13 | 0 | 0 | 0 | 0 | 0 | 0 | 0 | 0 | 0 | 0 | 0 | 0 | 0 | 0 | 0 | 0 | 0 | 0 | 0 | 0 | 0 | 0 | 0 | 0 |  | 0 | 0 | 0 | 0 |  | 0 | 0 | 0 | 0 | 0
2014-10-14 | 2014 | 10 | 14 | 0 | 0 | 0 | 0 | 0 | 0 | 0 | 0 | 0 | 0 | 0 | 0 | 0 | 0 | 0 | 0 | 0 | 0 | 0 | 0 | 0 | 0 | 0 | 0 |  | 0 | 0 | 0 | 0 |  | 0 | 0 | 0 | 0 | 0
2014-10-15 | 2014 | 10 | 15 | 0 | 0 | 0 | 0 | 0 | 0 | 0 | 0 | 1.6 | 1.1 | 0 | 0 | 0 | 0 | 0 | 0 | 0 | 0 | 0 | 0 | 0 | 0 | 0 | 0 |  | 2.7 | 2.7 | 2.7 | 0 |  | 0 | 0 | 0 | 0 | 0
2014-10-16 | 2014 | 10 | 16 | 0 | 0 | 0 | 0 | 0 | 0 | 0 | 0 | 0 | 0 | 0 | 0 | 0 | 0 | 0 | 0 | 0 | 0 | 0 | 0 | 0 | 0 | 0 | 0 |  | 0 | 0 | 0 | 0 |  | 0 | 0 | 0 | 0 | 0
2014-10-17 | 2014 | 10 | 17 | 0 | 0 | 0 | 0 | 0 | 0 | 0 | 0 | 0 | 0 | 0 | 0 | 0 | 0 | 0 | 0 | 0 | 0 | 0 | 0 | 0 | 0 | 0 | 0 |  | 0 | 0 | 0 | 0 |  | 0 | 0 | 0 | 0 | 0
2014-10-18 | 2014 | 10 | 18 | 0 | 0 | 0 | 0 | 0 | 0 | 0 | 0 | 0 | 0 | 0 | 0 | 0 | 0 | 0 | 0 | 0 | 0 | 0 | 0 | 0 | 0 | 0 | 0 |  | 0 | 0 | 0 | 0 |  | 0 | 0 | 0 | 0 | 0
2014-10-19 | 2014 | 10 | 19 | 0 | 0 | 0 | 0 | 0 | 0 | 0 | 0 | 0 | 0 | 0 | 0 | 0 | 0 | 0 | 0 | 0 | 0 | 0 | 0 | 0 | 0 | 0 | 0 |  | 0 | 0 | 0 | 0 |  | 0 | 0 | 0 | 0 | 0
2014-10-20 | 2014 | 10 | 20 | 0 | 0 | 0 | 0 | 0 | 0 | 0 | 0 | 0 | 0 | 0 | 0 | 0 | 0 | 0 | 0 | 0 | 0 | 0 | 0 | 0 | 0 | 0 | 0 |  | 0 | 0 | 0 | 0 |  | 0 | 0 | 0 | 0 | 0
2014-10-21 | 2014 | 10 | 21 | 0 | 0 | 0 | 0 | 0 | 0 | 0 | 0 | 0 | 0 | 0 | 0 | 0 | 0 | 0 | 0 | 0 | 0 | 0 | 0 | 0 | 0 | 0 | 0 |  | 0 | 0 | 0 | 0 |  | 0 | 0 | 0 | 0 | 0
2014-10-22 | 2014 | 10 | 22 | 0 | 0 | 0 | 0 | 0 | 0 | 0 | 0 | 0 | 0 | 0 | 0 | 0 | 0 | 0 | 0 | 0 | 0 | 0 | 0 | 0 | 0 | 0 | 0 |  | 0 | 0 | 0 | 0 |  | 0 | 0 | 0 | 0 | 0
2014-10-23 | 2014 | 10 | 23 | 0 | 0 | 0 | 0 | 0 | 0 | 0 | 0 | 0 | 0 | 0 | 0 | 0 | 0 | 0 | 0 | 0 | 0 | 0 | 0 | 0 | 0 | 0 | 0 |  | 0 | 0 | 0 | 0 |  | 0 | 0 | 0 | 0 | 0
2014-10-24 | 2014 | 10 | 24 | 0 | 0 | 0 | 0 | 0 | 0 | 0 | 0 | 0 | 0 | 0 | 0 | 0 | 0 | 0 | 0 | 0 | 0 | 0 | 0 | 0 | 0 | 0 | 0 |  | 0 | 0 | 0 | 0 |  | 0 | 0 | 0 | 0 | 0
2014-10-25 | 2014 | 10 | 25 | 0 | 0 | 0 | 0 | 0 | 0 | 0 | 0 | 0 | 0 | 0 | 0 | 0 | 0 | 0 | 0 | 0 | 0 | 0 | 0 | 0 | 0 | 0 | 0 |  | 0 | 0 | 0 | 0 |  | 0 | 0 | 0 | 0 | 0
2014-10-26 | 2014 | 10 | 26 | 0 | 0 | 0 | 0 | 0 | 0 | 0 | 0 | 0 | 0 | 0 | 0 | 0 | 0 | 0 | 0 | 0 | 0 | 0 | 0 | 0 | 0 | 0 | 0 |  | 0 | 0 | 0 | 0 |  | 0 | 0 | 0 | 0 | 0
2014-10-27 | 2014 | 10 | 27 | 0 | 0 | 0 | 0 | 0 | 0 | 0 | 0 | 0 | 0 | 0 | 0 | 0 | 0 | 0 | 0 | 0 | 0 | 0 | 0 | 0 | 0 | 0 | 0 |  | 0 | 0 | 0 | 0 |  | 0 | 0 | 0 | 0 | 0
2014-10-28 | 2014 | 10 | 28 | 0 | 0 | 0 | 0 | 0 | 0 | 0 | 0 | 0 | 0 | 0 | 0 | 0 | 0 | 0 | 0 | 0 | 0 | 0 | 0 | 0 | 0 | 0 | 0 |  | 0 | 0 | 0 | 0 |  | 0 | 0 | 0 | 0 | 0
2014-10-29 | 2014 | 10 | 29 | 0 | 0 | 0 | 0 | 0 | 0 | 0 | 0 | 0 | 0 | 0 | 0 | 0 | 0 | 0 | 0 | 0 | 0 | 0 | 0 | 0 | 0 | 0 | 0 |  | 0 | 0 | 0 | 0 |  | 0 | 0 | 0 | 0 | 0
2014-10-30 | 2014 | 10 | 30 | 0 | 0 | 0 | 0 | 0 | 0 | 0 | 0 | 0 | 0 | 0 | 0 | 0 | 0 | 0 | 0 | 0 | 0 | 0 | 0 | 0 | 0 | 0 | 0 |  | 0 | 0 | 0 | 0 |  | 0 | 0 | 0 | 0 | 0
2014-10-31 | 2014 | 10 | 31 | 0 | 0 | 0 | 0 | 0 | 0 | 0 | 0 | 0 | 0 | 0 | 0 | 0 | 0 | 0 | 0 | 0 | 0 | 0 | 0 | 0 | 0 | 0 | 0 |  | 0 | 0 | 0 | 0 |  | 0 | 0 | 0 | 0 | 0
2014-11-01 | 2014 | 11 | 1 | 0 | 0 | 0 | 0 | 0 | 0 | 0 | 0 | 0 | 0 | 0 | 1 | 1 | 0 | 1 | 0.9 | 1 | 1 | 1 | 1 | 1 | 0.9 | 1 | 1 |  | 11.8 | 11.8 | 11.8 | 0 |  | 0 | 0 | 0 | 0 | 0
2014-11-02 | 2014 | 11 | 2 | 0.6 | 0.6 | 0.7 | 0.6 | 0.6 | 0.6 | 0.6 | 0.6 | 0.7 | 0.6 | 0.6 | 0.6 | 0 | 0 | 0 | 0 | 0 | 0 | 0 | 0 | 0 | 0 | 0 | 0 |  | 7.4 | 7.4 | 7.4 | 1.7764e-15 |  | 0 | 0 | 0 | 0 | 0
2014-11-03 | 2014 | 11 | 3 | 0 | 0 | 0 | 0 | 0 | 0 | 0 | 0 | 0 | 0 | 0 | 0 | 0 | 0 | 0 | 0 | 0 | 0 | 0 | 0 | 0 | 0 | 0 | 0 |  | 0 | 0 | 0 | 0 |  | 0 | 0 | 0 | 0 | 0
2014-11-04 | 2014 | 11 | 4 | 0 | 0 | 0 | 0 | 0 | 0 | 0 | 0 | 0 | 0 | 0 | 0 | 0 | 0 | 0 | 0 | 0 | 0 | 0 | 0 | 0 | 0 | 0 | 0 |  | 0 | 0 | 0 | 0 |  | 0 | 0 | 0 | 0 | 0
2014-11-05 | 2014 | 11 | 5 | 0 | 0 | 0 | 0 | 0 | 0 | 0 | 0 | 0 | 0 | 0 | 0 | 0 | 0 | 0 | 0 | 0 | 0 | 0 | 0 | 0 | 0 | 0 | 0 |  | 0 | 0 | 0 | 0 |  | 0 | 0 | 0 | 0 | 0
2014-11-06 | 2014 | 11 | 6 | 0 | 0 | 0 | 0 | 0 | 0 | 0 | 0 | 0 | 0 | 0 | 0 | 0 | 0 | 0 | 0 | 0 | 0 | 0 | 0 | 0 | 0 | 0 | 0 |  | 0 | 0 | 0 | 0 |  | 0 | 0 | 0 | 0 | 0
2014-11-07 | 2014 | 11 | 7 | 0 | 0 | 0 | 0 | 0 | 0 | 0 | 0 | 0 | 0 | 0 | 0 | 0 | 0 | 0 | 0 | 0 | 0 | 0 | 0 | 0 | 0 | 0 | 0 |  | 0 | 0 | 0 | 0 |  | 0 | 0 | 0 | 0 | 0
2014-11-08 | 2014 | 11 | 8 | 0 | 0 | 0 | 0 | 0 | 0 | 0 | 0 | 0 | 0 | 0 | 0 | 0 | 0 | 0 | 0 | 0 | 0 | 0 | 0 | 0 | 0 | 0 | 0 |  | 0 | 0 | 0 | 0 |  | 0 | 0 | 0 | 0 | 0
2014-11-09 | 2014 | 11 | 9 | 0.8 | 0.5 | 0.3 | 0.6 | 0.9 | 0.5 | 0.6 | 0.5 | 0.5 | 0.5 | 0.6 | 0.5 | 1 | 0.7 | 0.6 | 0.7 | 0.3 | 0.3 | 0.2 | 0.2 | 0.1 | 0 | 0.2 | 0.3 |  | 11.4 | 11.4 | 11.4 | 1.7764e-15 |  | 0 | 0 | 0 | 0 | 0
2014-11-10 | 2014 | 11 | 10 | 0 | 0.1 | 0 | 0 | 0 | 0.1 | 0 | 0 | 0.1 | 0 | 0 | 0 | 0 | 0 | 0 | 0 | 0 | 0 | 0 | 0 | 0 | 0 | 0.1 | 0 |  | 0.4 | 0.4 | 0.4 | 0 |  | 0 | 0 | 0 | 0 | 0
2014-11-11 | 2014 | 11 | 11 | 0 | 0 | 0 | 0.1 | 0 | 0 | 0 | 0 | 0 | 0 | 0 | 0 | 0 | 0 | 0 | 0 | 0 | 0 | 0 | 0 | 0.1 | 0 | 0 | 0 |  | 0.2 | 0.2 | 0.2 | 0 |  | 0 | 0 | 0 | 0 | 0
2014-11-12 | 2014 | 11 | 12 | 0 | 0 | 0 | 0 | 0 | 0 | 0 | 0 | 0 | 0 | 0 | 0 | 0 | 0 | 0 | 0 | 0 | 0 | 0 | 0 | 0 | 0 | 0 | 0 |  | 0 | 0 | 0 | 0 |  | 0 | 0 | 0 | 0 | 0
2014-11-13 | 2014 | 11 | 13 | 0 | 0 | 0 | 0 | 0 | 0 | 0 | 0 | 0 | 0 | 0 | 0 | 0 | 0 | 0 | 0 | 0 | 0 | 0 | 0 | 0 | 0 | 0 | 0 |  | 0 | 0 | 0 | 0 |  | 0 | 0 | 0 | 0 | 0
2014-11-14 | 2014 | 11 | 14 | 0 | 0 | 0 | 0 | 0 | 0 | 0 | 0 | 0 | 0 | 0 | 0 | 0 | 0 | 0 | 0 | 0 | 0 | 0 | 0 | 0 | 0 | 0 | 0 |  | 0 | 0 | 0 | 0 |  | 0 | 0 | 0 | 0 | 0
2014-11-15 | 2014 | 11 | 15 | 0 | 0 | 0 | 0 | 0 | 0 | 0 | 0 | 0 | 0 | 0 | 0 | 0 | 0 | 0 | 0 | 0 | 0 | 0 | 0 | 0 | 0 | 0 | 0 |  | 0 | 0 | 0 | 0 |  | 0 | 0 | 0 | 0 | 0
2014-11-16 | 2014 | 11 | 16 | 0 | 0 | 0 | 0 | 0 | 0 | 0 | 0 | 0 | 0 | 0 | 0 | 0 | 0 | 0 | 0 | 0 | 0 | 0 | 0 | 0 | 0 | 0 | 0 |  | 0 | 0 | 0 | 0 |  | 0 | 0 | 0 | 0 | 0
2014-11-17 | 2014 | 11 | 17 | 0 | 0 | 0 | 0 | 0 | 0 | 0 | 0 | 0 | 0 | 0 | 0 | 0 | 0 | 0 | 0 | 0 | 0 | 0 | 0 | 0 | 0 | 0 | 0 |  | 0 | 0 | 0 | 0 |  | 0 | 0 | 0 | 0 | 0
2014-11-18 | 2014 | 11 | 18 | 0 | 0 | 0 | 0 | 0 | 0 | 0 | 0 | 0 | 0 | 0 | 0 | 0 | 0 | 0 | 0 | 0 | 0 | 0 | 0 | 0 | 0 | 0 | 0 |  | 0 | 0 | 0 | 0 |  | 0 | 0 | 0 | 0 | 0
2014-11-19 | 2014 | 11 | 19 | 0 | 0 | 0 | 0 | 0 | 0 | 0 | 0 | 0 | 0 | 0 | 0 | 0 | 0 | 0 | 0 | 0 | 0 | 0 | 0 | 0 | 0 | 0 | 0 |  | 0 | 0 | 0 | 0 |  | 0 | 0 | 0 | 0 | 0
2014-11-20 | 2014 | 11 | 20 | 0 | 0 | 0 | 0 | 0 | 0 | 0 | 0 | 0 | 0 | 0 | 0 | 0 | 0 | 0 | 0 | 0 | 0 | 0 | 0 | 0 | 0 | 0 | 0 |  | 0 | 0 | 0 | 0 |  | 0 | 0 | 0 | 0 | 0
2014-11-21 | 2014 | 11 | 21 | 0 | 0 | 0 | 0 | 0 | 0 | 0 | 0 | 0 | 0 | 0 | 0 | 0 | 0 | 0 | 0 | 0 | 0 | 0 | 0 | 0 | 0 | 0 | 0 |  | 0 | 0 | 0 | 0 |  | 0 | 0 | 0 | 0 | 0
2014-11-22 | 2014 | 11 | 22 | 0 | 0 | 0 | 0 | 0 | 0 | 0 | 0 | 0 | 0 | 0 | 0 | 0 | 0 | 0 | 0 | 0 | 0 | 0 | 0 | 0 | 0 | 0 | 0 |  | 0 | 0 | 0 | 0 |  | 0 | 0 | 0 | 0 | 0
2014-11-23 | 2014 | 11 | 23 | 0 | 0 | 0 | 0 | 0 | 0 | 0 | 0 | 0 | 0 | 0 | 0 | 0 | 0 | 0 | 0 | 0 | 0 | 0 | 0 | 0 | 0 | 0 | 0 |  | 0 | 0 | 0 | 0 |  | 0 | 0 | 0 | 0 | 0
2014-11-24 | 2014 | 11 | 24 | 0 | 0 | 0 | 0 | 0 | 0 | 0 | 0 | 0 | 0 | 0 | 0 | 0 | 0 | 0 | 0 | 0 | 0 | 0 | 0 | 0 | 0 | 0 | 0 |  | 0 | 0 | 0 | 0 |  | 0 | 0 | 0 | 0 | 0
2014-11-25 | 2014 | 11 | 25 | 0 | 0 | 0 | 0 | 0 | 0 | 0 | 0 | 0 | 0 | 0 | 0 | 0 | 0 | 0 | 0 | 0 | 0 | 0 | 0 | 0 | 0 | 0 | 0 |  | 0 | 0 | 0 | 0 |  | 0 | 0 | 0 | 0 | 0
2014-11-26 | 2014 | 11 | 26 | 0.2 | 0 | 0 | 0 | 0 | 0 | 0 | 0 | 0 | 0 | 0 | 0 | 0 | 0 | 0 | 0 | 0 | 0.3 | 0.2 | 0.2 | 0.2 | 0.3 | 0.2 | 0.2 |  | 1.8 | 1.8 | 1.8 | 2.2204e-16 |  | 0 | 0 | 0 | 0 | 0
2014-11-27 | 2014 | 11 | 27 | 0.2 | 0.1 | 0.2 | 0.1 | 0.2 | 0.1 | 0.2 | 0.1 | 0.2 | 0.1 | 0.2 | 0.2 | 0.1 | 0 | 0.2 | 0.1 | 0.2 | 0.1 | 0.2 | 0.1 | 0 | 0.2 | 0.1 | 0.2 |  | 3.4 | 3.4 | 3.4 | 1.3323e-15 |  | 0 | 0 | 0 | 0 | 0
2014-11-28 | 2014 | 11 | 28 | 0.3 | 0.3 | 0.3 | 0 | 0 | 0 | 0 | 0.3 | 0 | 0.3 | 0.3 | 0.3 | 0.3 | 0 | 0.3 | 0.3 | 0.3 | 0.3 | 0.3 | 0.3 | 0.3 | 0.3 | 0.3 | 0.3 |  | 5.4 | 5.4 | 5.4 | 1.7764e-15 |  | 0 | 0 | 0 | 0 | 0
2014-11-29 | 2014 | 11 | 29 | 0.2 | 0 | 0 | 0 | 0 | 0.2 | 0.1 | 0.2 | 0.2 | 0.2 | 0.1 | 0.2 | 0 | 0 | 0 | 0 | 0 | 0 | 0 | 0 | 0 | 0 | 0 | 0 |  | 1.4 | 1.4 | 1.4 | 0 |  | 0 | 0 | 0 | 0 | 0
2014-11-30 | 2014 | 11 | 30 | 0 | 0 | 0 | 0 | 0 | 0 | 0 | 0 | 0 | 0 | 0 | 0 | 0 | 0 | 0 | 0 | 0 | 0 | 0 | 0 | 0 | 0 | 0 | 0 |  | 0 | 0 | 0 | 0 |  | 0 | 0 | 0 | 0 | 0
2014-12-01 | 2014 | 12 | 1 | 0 | 0 | 0 | 0 | 0 | 0 | 0 | 0 | 0 | 0 | 0 | 0 | 0 | 0 | 0 | 0 | 0 | 0 | 0 | 0 | 0 | 0 | 0 | 0 |  | 0 | 0 | 0 | 0 |  | 0 | 0 | 0 | 0 | 0
2014-12-02 | 2014 | 12 | 2 | 0 | 0 | 0 | 0 | 0 | 0 | 0 | 0 | 0 | 0 | 0 | 0 | 0 | 0 | 0 | 0 | 0 | 0 | 0 | 0 | 0 | 0 | 0 | 0 |  | 0 | 0 | 0 | 0 |  | 0 | 0 | 0 | 0 | 0
2014-12-03 | 2014 | 12 | 3 | 0 | 0 | 0 | 0 | 0 | 0 | 0 | 0 | 0 | 0 | 0 | 0 | 0 | 0 | 0 | 0 | 0 | 0 | 0 | 0 | 0 | 0 | 0 | 0 |  | 0 | 0 | 0 | 0 |  | 0 | 0 | 0 | 0 | 0
2014-12-04 | 2014 | 12 | 4 | 0 | 0 | 0 | 0 | 0 | 0 | 0 | 0 | 0 | 0 | 0 | 0 | 0 | 0 | 0 | 0 | 0 | 0 | 0 | 0 | 0 | 0 | 0 | 0 |  | 0 | 0 | 0 | 0 |  | 0 | 0 | 0 | 0 | 0
2014-12-05 | 2014 | 12 | 5 | 0 | 0 | 0 | 0 | 0 | 0 | 0 | 0 | 0 | 0 | 0 | 0 | 0 | 0 | 0 | 0 | 0 | 0 | 0 | 0 | 0 | 0 | 0 | 0 |  | 0 | 0 | 0 | 0 |  | 0 | 0 | 0 | 0 | 0
2014-12-06 | 2014 | 12 | 6 | 0 | 0 | 0 | 0 | 0 | 0 | 0 | 0 | 0 | 0 | 0 | 0 | 0 | 0 | 0 | 0 | 0 | 0 | 0 | 0 | 0 | 0 | 0 | 0 |  | 0 | 0 | 0 | 0 |  | 0 | 0 | 0 | 0 | 0
2014-12-07 | 2014 | 12 | 7 | 0 | 0 | 0 | 0 | 0 | 0 | 0 | 0 | 0 | 0 | 0 | 0 | 0 | 0 | 0 | 0 | 0 | 0 | 0 | 0 | 0 | 0 | 0 | 0 |  | 0 | 0 | 0 | 0 |  | 0 | 0 | 0 | 0 | 0
2014-12-08 | 2014 | 12 | 8 | 0 | 0 | 0 | 0 | 0 | 0 | 0 | 0 | 0 | 0 | 0 | 0 | 0 | 0 | 0 | 0 | 0 | 0 | 0 | 0 | 0 | 0 | 0 | 0 |  | 0 | 0 | 0 | 0 |  | 0 | 0 | 0 | 0 | 0
2014-12-09 | 2014 | 12 | 9 | 0 | 0 | 0 | 0 | 0 | 0 | 0 | 0 | 0 | 0 | 0 | 0 | 0 | 0 | 0 | 0 | 0 | 0 | 0 | 0 | 0 | 0 | 0 | 0 |  | 0 | 0 | 0 | 0 |  | 0 | 0 | 0 | 0 | 0
2014-12-10 | 2014 | 12 | 10 | 0 | 0 | 0 | 0 | 0 | 0 | 0 | 0 | 0 | 0 | 0 | 0 | 0 | 0 | 0 | 0 | 0 | 0 | 0 | 0 | 0 | 0 | 0 | 0 |  | 0 | 0 | 0 | 0 |  | 0 | 0 | 0 | 0 | 0
2014-12-11 | 2014 | 12 | 11 | 0 | 0 | 0 | 0 | 0 | 0 | 0 | 0 | 0 | 0 | 0 | 0 | 0 | 0 | 0 | 0 | 0 | 0 | 0 | 0 | 0 | 0 | 0 | 0 |  | 0 | 0 | 0 | 0 |  | 0 | 0 | 0 | 0 | 0
2014-12-12 | 2014 | 12 | 12 | 0 | 0 | 0 | 0 | 0 | 0 | 0 | 0 | 0 | 0 | 0 | 0 | 0 | 0 | 0 | 0 | 0 | 0 | 0 | 0 | 0 | 0 | 0 | 0 |  | 0 | 0 | 0 | 0 |  | 0 | 0 | 0 | 0 | 0
2014-12-13 | 2014 | 12 | 13 | 0 | 0 | 0 | 0 | 0 | 0 | 0.3 | 0.2 | 0.3 | 0.2 | 0.3 | 0.2 | 0.3 | 0 | 0 | 0 | 0 | 0 | 0 | 0 | 0 | 0 | 0 | 0 |  | 1.8 | 1.8 | 1.8 | 0 |  | 0 | 0 | 0 | 0 | 0
2014-12-14 | 2014 | 12 | 14 | 0 | 0 | 0 | 0 | 0 | 0 | 0 | 0 | 0 | 0 | 0 | 0 | 0 | 0 | 0 | 0 | 0 | 0 | 0 | 0 | 0 | 0 | 0 | 0 |  | 0 | 0 | 0 | 0 |  | 0 | 0 | 0 | 0 | 0
2014-12-15 | 2014 | 12 | 15 | 0 | 0 | 0 | 0 | 0 | 0 | 0 | 0 | 0 | 0 | 0 | 0 | 0 | 0 | 0 | 0 | 0 | 0 | 0 | 0 | 0 | 0 | 0 | 0 |  | 0 | 0 | 0 | 0 |  | 0 | 0 | 0 | 0 | 0
2014-12-16 | 2014 | 12 | 16 | 0 | 0 | 0 | 0 | 0 | 0 | 0 | 0 | 0 | 0 | 0 | 0 | 0 | 0 | 0 | 0 | 0 | 0 | 0 | 0 | 0 | 0 | 0 | 0 |  | 0 | 0 | 0 | 0 |  | 0 | 0 | 0 | 0 | 0
2014-12-17 | 2014 | 12 | 17 | 0.1 | 0.1 | 0 | 0.1 | 0.1 | 0 | 0 | 0 | 0 | 0 | 0 | 0 | 0 | 0 | 0 | 0 | 0 | 0 | 0 | 0 | 0 | 0 | 0 | 0 |  | 0.4 | 0.4 | 0.4 | 0 |  | 0 | 0 | 0 | 0 | 0
2014-12-18 | 2014 | 12 | 18 | 0 | 0 | 0 | 0 | 0 | 0 | 0 | 0 | 0 | 0 | 0 | 0 | 0 | 0 | 0 | 0 | 0 | 0 | 0 | 0 | 0 | 0 | 0 | 0 |  | 0 | 0 | 0 | 0 |  | 0 | 0 | 0 | 0 | 0
2014-12-19 | 2014 | 12 | 19 | 0 | 0 | 0 | 0 | 0 | 0 | 0 | 0 | 0 | 0 | 0 | 0 | 0 | 0 | 0 | 0 | 0 | 0 | 0 | 0 | 0 | 0 | 0 | 0 |  | 0 | 0 | 0 | 0 |  | 0 | 0 | 0 | 0 | 0
2014-12-20 | 2014 | 12 | 20 | 0 | 0 | 0 | 0 | 0 | 0 | 0 | 0 | 0 | 0 | 0 | 0 | 0 | 0 | 0 | 0 | 0 | 0 | 0 | 0 | 0 | 0 | 0 | 0 |  | 0 | 0 | 0 | 0 |  | 0 | 0 | 0 | 0 | 0
2014-12-21 | 2014 | 12 | 21 | 0 | 0 | 0 | 0 | 0 | 0 | 0 | 0 | 0 | 0 | 0 | 0 | 0 | 0 | 0 | 0 | 0 | 0 | 0 | 0 | 0 | 0 | 0 | 0 |  | 0 | 0 | 0 | 0 |  | 0 | 0 | 0 | 0 | 0
2014-12-22 | 2014 | 12 | 22 | 0 | 0 | 0 | 0 | 0 | 0 | 0 | 0 | 0 | 0 | 0 | 0 | 0 | 0 | 0 | 0 | 0 | 0 | 0 | 0 | 0 | 0 | 0 | 0 |  | 0 | 0 | 0 | 0 |  | 0 | 0 | 0 | 0 | 0
2014-12-23 | 2014 | 12 | 23 | 0 | 0 | 0 | 0 | 0 | 0 | 0 | 0 | 0 | 0 | 0 | 0 | 0 | 0 | 0 | 0 | 0 | 0 | 0 | 0 | 0 | 0 | 0 | 0 |  | 0 | 0 | 0 | 0 |  | 0 | 0 | 0 | 0 | 0
2014-12-24 | 2014 | 12 | 24 | 0 | 0 | 0 | 0 | 0 | 0 | 0 | 0 | 0 | 0 | 0 | 0 | 0 | 0 | 0 | 0 | 0 | 0 | 0 | 0 | 0 | 0 | 0 | 0 |  | 0 | 0 | 0 | 0 |  | 0 | 0 | 0 | 0 | 0
2014-12-25 | 2014 | 12 | 25 | 0 | 0 | 0 | 0 | 0 | 0 | 0 | 0 | 0 | 0 | 0 | 0 | 0 | 0 | 0 | 0 | 0 | 0 | 0 | 0 | 0 | 0 | 0 | 0 |  | 0 | 0 | 0 | 0 |  | 0 | 0 | 0 | 0 | 0
2014-12-26 | 2014 | 12 | 26 | 0 | 0 | 0.2 | 0 | 0 | 0 | 0 | 0 | 0.2 | 0 | 0 | 0 | 0 | 0 | 0 | 0 | 0 | 0 | 0 | 0 | 0 | 0 | 0 | 0 |  | 0.4 | 0.4 | 0.4 | 0 |  | 0 | 0 | 0 | 0 | 0
2014-12-27 | 2014 | 12 | 27 | 0 | 0 | 0 | 0 | 0 | 0 | 0 | 0 | 0 | 0 | 0 | 0 | 0 | 0 | 0 | 0 | 0 | 0 | 0 | 0 | 0 | 0 | 0 | 0 |  | 0 | 0 | 0 | 0 |  | 0 | 0 | 0 | 0 | 0
2014-12-28 | 2014 | 12 | 28 | 0.1 | 0 | 0 | 0 | 0 | 0 | 0.1 | 0.1 | 0.1 | 0 | 0.1 | 0.1 | 0 | 0 | 0.1 | 0.1 | 0 | 0.1 | 0.1 | 0.1 | 0.1 | 0.1 | 0 | 0.1 |  | 1.4 | 1.4 | 1.4 | 2.2204e-16 |  | 0 | 0 | 0 | 0 | 0
2014-12-29 | 2014 | 12 | 29 | 0.1 | 0.1 | 0 | 0 | 0.1 | 0.1 | 0 | 0 | 0.1 | 0.1 | 0 | 0.1 | 0.1 | 0 | 0 | 0 | 0 | 0 | 0 | 0 | 0 | 0 | 0 | 0 |  | 0.8 | 0.8 | 0.8 | 1.1102e-16 |  | 0 | 0 | 0 | 0 | 0
2014-12-30 | 2014 | 12 | 30 | 0 | 0 | 0 | 0 | 0 | 0 | 0 | 0 | 0 | 0 | 0 | 0 | 0 | 0 | 0 | 0 | 0 | 0 | 0 | 0 | 0 | 0 | 0 | 0 |  | 0 | 0 | 0 | 0 |  | 0 | 0 | 0 | 0 | 0
2014-12-31 | 2014 | 12 | 31 | 0 | 0 | 0 | 0 | 0 | 0 | 0 | 0 | 0 | 0 | 0 | 0 | 0 | 0 | 0 | 0 | 0 | 0 | 0 | 0 | 0 | 0 | 0 | 0 |  | 0 | 0 | 0 | 0 |  | 0 | 0 | 0 | 0 | 0
End | End | End | End | End | End | End | End | End | End | End | End | End | End | End | End | End | End | End | End | End | End | End | End | End | End | End | End | End | End | End | End | End | End | End | End | End | End | End | End | End | End
[26 empty] | Total all years: | 22903.4 |  |  |  |  | Total May thru September: | 16943.3 | 3117.5 | 5049.8 | 3627.8 | 2829.6 | 2318.6
Precipitation values taken from workbook "PRECIPITATION DATA_in mm_1960-2014.xlsx"

## IDET Wind Values (hidden)
|  | 1-2 | 2-3 | 3-4 | 4-5 | 5-6 |  | Max: | 0 | 0.71147
Date | Average | 2 | 3 | 4 | 5 | 6 |  | Average | Test | Count
1960-05-01 | 6 | 5 | 3 | 0 | 16 | 6 |  | 6 | 0 | 4
1960-05-02 | 6.8 | 11 | 6 | 6 | 11 | 0 |  | 6.8 | 0 | 3
1960-05-03 | 7.2 | 13 | 5 | 5 | 8 | 5 |  | 7.2 | 0 | 4
1960-05-04 | 15.2 | 16 | 10 | 19 | 21 | 10 |  | 15.2 | 0 | 0
1960-05-05 | 15.4 | 14 | 10 | 16 | 19 | 18 |  | 15.4 | 0 | 0
1960-05-06 | 9.8 | 16 | 13 | 11 | 6 | 3 |  | 9.8 | 0 | 2
1960-05-07 | 8.6 | 5 | 8 | 11 | 11 | 8 |  | 8.6 | 0 | 3
1960-05-08 | 32.2 | 29 | 35 | 29 | 39 | 29 |  | 32.2 | 0 | 0
1960-05-09 | 18.8 | 26 | 19 | 26 | 10 | 13 |  | 18.8 | 0 | 0
1960-05-10 | 10.8 | 8 | 14 | 16 | 10 | 6 |  | 10.8 | 0 | 2
1960-05-11 | 9.8 | 13 | 13 | 8 | 5 | 10 |  | 9.8 | 0 | 2
1960-05-12 | 25.4 | 19 | 26 | 27 | 29 | 26 |  | 25.4 | 0 | 0
1960-05-13 | 19 | 21 | 21 | 21 | 16 | 16 |  | 19 | 0 | 0
1960-05-14 | 37.8 | 51 | 39 | 35 | 32 | 32 |  | 37.8 | 0 | 0
1960-05-15 | 12.2 | 16 | 16 | 19 | 10 | 0 |  | 12.2 | 0 | 1
1960-05-16 | 8.4 | 10 | 8 | 8 | 6 | 10 |  | 8.4 | 0 | 3
1960-05-17 | 22.2 | 16 | 26 | 19 | 21 | 29 |  | 22.2 | 0 | 0
1960-05-18 | 34 | 35 | 35 | 39 | 29 | 32 |  | 34 | 0 | 0
1960-05-19 | 3.6 | 10 | 3 | 0 | 5 | 0 |  | 3.6 | 0 | 4
1960-05-20 | 7.2 | 6 | 10 | 6 | 8 | 6 |  | 7.2 | 0 | 4
1960-05-21 | 16.4 | 16 | 16 | 23 | 16 | 11 |  | 16.4 | 0 | 0
1960-05-22 | 10.2 | 13 | 18 | 0 | 10 | 10 |  | 10.2 | 0 | 1
1960-05-23 | 7.6 | 13 | 6 | 8 | 6 | 5 |  | 7.6 | 0 | 4
1960-05-24 | 12.6 | 10 | 5 | 10 | 19 | 19 |  | 12.6 | 0 | 1
1960-05-25 | 7.2 | 13 | 8 | 10 | 0 | 5 |  | 7.2 | 0 | 3
1960-05-26 | 13.8 | 5 | 13 | 6 | 16 | 29 |  | 13.8 | 0 | 2
1960-05-27 | 33.2 | 35 | 35 | 32 | 32 | 32 |  | 33.2 | 0 | 0
1960-05-28 | 27.6 | 29 | 19 | 35 | 29 | 26 |  | 27.6 | 0 | 0
1960-05-29 | 4.4 | 6 | 5 | 6 | 0 | 5 |  | 4.4 | 0 | 5
1960-05-30 | 22.2 | 6 | 32 | 29 | 21 | 23 |  | 22.2 | 0 | 1
1960-05-31 | 13.6 | 0 | 21 | 10 | 13 | 24 |  | 13.6 | 0 | 1
1960-06-01 | 8.6 | 10 | 11 | 10 | 6 | 6 |  | 8.6 | 0 | 2
1960-06-02 | 7.2 | 8 | 6 | 6 | 8 | 8 |  | 7.2 | 0 | 5
1960-06-03 | 11.8 | 5 | 11 | 16 | 14 | 13 |  | 11.8 | 0 | 1
1960-06-04 | 27 | 35 | 32 | 29 | 23 | 16 |  | 27 | 0 | 0
1960-06-05 | 16 | 21 | 16 | 14 | 13 | 16 |  | 16 | 0 | 0
1960-06-06 | 9.8 | 10 | 6 | 13 | 10 | 10 |  | 9.8 | 0 | 1
1960-06-07 | 12.4 | 8 | 6 | 8 | 24 | 16 |  | 12.4 | 0 | 3
1960-06-08 | 3.8 | 6 | 0 | 0 | 5 | 8 |  | 3.8 | 0 | 5
1960-06-09 | 1.8 | 0 | 6 | 0 | 3 | 0 |  | 1.8 | 0 | 5
1960-06-10 | 8.8 | 6 | 10 | 13 | 5 | 10 |  | 8.8 | 0 | 2
1960-06-11 | 5.8 | 6 | 6 | 8 | 6 | 3 |  | 5.8 | 0 | 5
1960-06-12 | 16.6 | 16 | 16 | 19 | 19 | 13 |  | 16.6 | 0 | 0
1960-06-13 | 6 | 13 | 6 | 6 | 5 | 0 |  | 6 | 0 | 4
1960-06-14 | 2 | 5 | 0 | 5 | 0 | 0 |  | 2 | 0 | 5
1960-06-15 | 13 | 13 | 14 | 14 | 10 | 14 |  | 13 | 0 | 0
1960-06-16 | 11.4 | 10 | 16 | 11 | 6 | 14 |  | 11.4 | 0 | 1
1960-06-17 | 16.8 | 6 | 0 | 29 | 26 | 23 |  | 16.8 | 0 | 2
1960-06-18 | 24.4 | 32 | 26 | 26 | 19 | 19 |  | 24.4 | 0 | 0
1960-06-19 | 10.8 | 19 | 16 | 19 | 0 | 0 |  | 10.8 | 0 | 2
1960-06-20 | 18.4 | 19 | 19 | 19 | 16 | 19 |  | 18.4 | 0 | 0
1960-06-21 | 11.6 | 0 | 10 | 19 | 16 | 13 |  | 11.6 | 0 | 1
1960-06-22 | 31.6 | 26 | 32 | 29 | 32 | 39 |  | 31.6 | 0 | 0
1960-06-23 | 4.2 | 6 | 10 | 0 | 5 | 0 |  | 4.2 | 0 | 4
1960-06-24 | 14.2 | 8 | 11 | 6 | 23 | 23 |  | 14.2 | 0 | 2
1960-06-25 | 22.8 | 19 | 21 | 23 | 24 | 27 |  | 22.8 | 0 | 0
1960-06-26 | 16.6 | 6 | 13 | 19 | 19 | 26 |  | 16.6 | 0 | 1
1960-06-27 | 32.4 | 32 | 34 | 35 | 29 | 32 |  | 32.4 | 0 | 0
1960-06-28 | 8 | 6 | 16 | 10 | 0 | 8 |  | 8 | 0 | 3
1960-06-29 | 18.2 | 11 | 29 | 16 | 19 | 16 |  | 18.2 | 0 | 0
1960-06-30 | 13.4 | 14 | 11 | 5 | 16 | 21 |  | 13.4 | 0 | 1
1960-07-01 | 6.2 | 10 | 0 | 6 | 5 | 10 |  | 6.2 | 0 | 3
1960-07-02 | 33.2 | 27 | 32 | 39 | 37 | 31 |  | 33.2 | 0 | 0
1960-07-03 | 23 | 14 | 14 | 24 | 34 | 29 |  | 23 | 0 | 0
1960-07-04 | 12.2 | 10 | 6 | 10 | 16 | 19 |  | 12.2 | 0 | 1
1960-07-05 | 7.4 | 14 | 8 | 10 | 5 | 0 |  | 7.4 | 0 | 3
1960-07-06 | 6.6 | 10 | 10 | 13 | 0 | 0 |  | 6.6 | 0 | 2
1960-07-07 | 4 | 0 | 13 | 5 | 2 | 0 |  | 4 | 0 | 4
1960-07-08 | 26.2 | 6 | 35 | 40 | 29 | 21 |  | 26.2 | 0 | 1
1960-07-09 | 25 | 19 | 26 | 29 | 32 | 19 |  | 25 | 0 | 0
1960-07-10 | 9 | 10 | 6 | 10 | 6 | 13 |  | 9 | 0 | 2
1960-07-11 | 19 | 19 | 19 | 19 | 19 | 19 |  | 19 | 0 | 0
1960-07-12 | 2.8 | 5 | 0 | 0 | 3 | 6 |  | 2.8 | 0 | 5
1960-07-13 | 15 | 10 | 14 | 16 | 19 | 16 |  | 15 | 0 | 0
1960-07-14 | 11.4 | 0 | 5 | 23 | 5 | 24 |  | 11.4 | 0 | 3
1960-07-15 | 15 | 16 | 10 | 13 | 23 | 13 |  | 15 | 0 | 0
1960-07-16 | 4.6 | 10 | 0 | 5 | 8 | 0 |  | 4.6 | 0 | 4
1960-07-17 | 7.6 | 16 | 10 | 6 | 0 | 6 |  | 7.6 | 0 | 3
1960-07-18 | 4.8 | 0 | 5 | 6 | 13 | 0 |  | 4.8 | 0 | 4
1960-07-19 | 13 | 8 | 10 | 5 | 19 | 23 |  | 13 | 0 | 2
1960-07-20 | 13.4 | 19 | 19 | 13 | 6 | 10 |  | 13.4 | 0 | 1
1960-07-21 | 7.2 | 6 | 6 | 5 | 6 | 13 |  | 7.2 | 0 | 4
1960-07-22 | 3.2 | 10 | 6 | 0 | 0 | 0 |  | 3.2 | 0 | 4
1960-07-23 | 30.2 | 32 | 29 | 32 | 29 | 29 |  | 30.2 | 0 | 0
1960-07-24 | 9.6 | 16 | 0 | 13 | 11 | 8 |  | 9.6 | 0 | 2
1960-07-25 | 7.8 | 0 | 11 | 10 | 8 | 10 |  | 7.8 | 0 | 2
1960-07-26 | 5 | 10 | 0 | 10 | 5 | 0 |  | 5 | 0 | 3
1960-07-27 | 6.2 | 10 | 0 | 5 | 16 | 0 |  | 6.2 | 0 | 3
1960-07-28 | 10 | 13 | 8 | 8 | 11 | 10 |  | 10 | 0 | 2
1960-07-29 | 14.6 | 21 | 16 | 13 | 13 | 10 |  | 14.6 | 0 | 0
1960-07-30 | 4.4 | 8 | 3 | 0 | 3 | 8 |  | 4.4 | 0 | 5
1960-07-31 | 12.6 | 11 | 16 | 10 | 10 | 16 |  | 12.6 | 0 | 0
1960-08-01 | 8 | 16 | 6 | 6 | 6 | 6 |  | 8 | 0 | 4
1960-08-02 | 14.6 | 14 | 18 | 19 | 16 | 6 |  | 14.6 | 0 | 1
1960-08-03 | 2.2 | 8 | 0 | 0 | 3 | 0 |  | 2.2 | 0 | 5
1960-08-04 | 7 | 5 | 8 | 11 | 5 | 6 |  | 7 | 0 | 4
1960-08-05 | 16.6 | 13 | 14 | 16 | 21 | 19 |  | 16.6 | 0 | 0
1960-08-06 | 13.4 | 13 | 16 | 16 | 14 | 8 |  | 13.4 | 0 | 1
1960-08-07 | 15.8 | 16 | 13 | 14 | 13 | 23 |  | 15.8 | 0 | 0
1960-08-08 | 0 | 0 | 0 | 0 | 0 | 0 |  | 0 | 0 | 5
1960-08-09 | 12.6 | 16 | 8 | 10 | 16 | 13 |  | 12.6 | 0 | 1
1960-08-10 | 6 | 0 | 8 | 13 | 6 | 3 |  | 6 | 0 | 4
1960-08-11 | 10 | 10 | 3 | 14 | 10 | 13 |  | 10 | 0 | 1
1960-08-12 | 7 | 13 | 16 | 0 | 3 | 3 |  | 7 | 0 | 3
1960-08-13 | 2.4 | 0 | 0 | 6 | 0 | 6 |  | 2.4 | 0 | 5
1960-08-14 | 10.6 | 13 | 19 | 10 | 0 | 11 |  | 10.6 | 0 | 1
1960-08-15 | 29.6 | 32 | 32 | 29 | 32 | 23 |  | 29.6 | 0 | 0
1960-08-16 | 9.8 | 13 | 10 | 13 | 5 | 8 |  | 9.8 | 0 | 2
1960-08-17 | 23.4 | 32 | 16 | 27 | 19 | 23 |  | 23.4 | 0 | 0
1960-08-18 | 15.8 | 23 | 19 | 10 | 11 | 16 |  | 15.8 | 0 | 0
1960-08-19 | 22.2 | 14 | 16 | 29 | 26 | 26 |  | 22.2 | 0 | 0
1960-08-20 | 4.8 | 5 | 0 | 5 | 8 | 6 |  | 4.8 | 0 | 5
1960-08-21 | 7.6 | 5 | 0 | 5 | 10 | 18 |  | 7.6 | 0 | 3
1960-08-22 | 19 | 16 | 18 | 29 | 19 | 13 |  | 19 | 0 | 0
1960-08-23 | 22.4 | 11 | 21 | 21 | 27 | 32 |  | 22.4 | 0 | 0
1960-08-24 | 5 | 10 | 0 | 0 | 5 | 10 |  | 5 | 0 | 3
1960-08-25 | 11.2 | 11 | 13 | 16 | 10 | 6 |  | 11.2 | 0 | 1
1960-08-26 | 19.6 | 27 | 10 | 24 | 21 | 16 |  | 19.6 | 0 | 0
1960-08-27 | 8.6 | 11 | 8 | 10 | 6 | 8 |  | 8.6 | 0 | 3
1960-08-28 | 27 | 32 | 35 | 24 | 23 | 21 |  | 27 | 0 | 0
1960-08-29 | 12.4 | 5 | 14 | 16 | 13 | 14 |  | 12.4 | 0 | 1
1960-08-30 | 6.4 | 10 | 10 | 6 | 6 | 0 |  | 6.4 | 0 | 3
1960-08-31 | 10.6 | 24 | 8 | 0 | 13 | 8 |  | 10.6 | 0 | 3
1960-09-01 | 19.2 | 21 | 19 | 19 | 18 | 19 |  | 19.2 | 0 | 0
1960-09-02 | 25.6 | 13 | 23 | 29 | 32 | 31 |  | 25.6 | 0 | 0
1960-09-03 | 9 | 19 | 10 | 6 | 0 | 10 |  | 9 | 0 | 2
1960-09-04 | 4 | 10 | 0 | 10 | 0 | 0 |  | 4 | 0 | 3
1960-09-05 | 16.8 | 18 | 23 | 19 | 5 | 19 |  | 16.8 | 0 | 1
1960-09-06 | 10.2 | 19 | 0 | 13 | 3 | 16 |  | 10.2 | 0 | 2
1960-09-07 | 14.2 | 16 | 10 | 13 | 16 | 16 |  | 14.2 | 0 | 0
1960-09-08 | 6.8 | 6 | 0 | 10 | 10 | 8 |  | 6.8 | 0 | 3
1960-09-09 | 14.4 | 29 | 13 | 5 | 19 | 6 |  | 14.4 | 0 | 2
1960-09-10 | 9 | 26 | 13 | 6 | 0 | 0 |  | 9 | 0 | 3
1960-09-11 | 10.2 | 10 | 16 | 13 | 6 | 6 |  | 10.2 | 0 | 2
1960-09-12 | 9.4 | 0 | 10 | 19 | 5 | 13 |  | 9.4 | 0 | 2
1960-09-13 | 6 | 0 | 6 | 6 | 8 | 10 |  | 6 | 0 | 4
1960-09-14 | 12.2 | 16 | 19 | 10 | 10 | 6 |  | 12.2 | 0 | 1
1960-09-15 | 36.6 | 35 | 39 | 35 | 39 | 35 |  | 36.6 | 0 | 0
1960-09-16 | 4.2 | 0 | 6 | 0 | 10 | 5 |  | 4.2 | 0 | 4
1960-09-17 | 12.2 | 16 | 13 | 16 | 10 | 6 |  | 12.2 | 0 | 1
1960-09-18 | 14.6 | 18 | 13 | 10 | 13 | 19 |  | 14.6 | 0 | 0
1960-09-19 | 11 | 16 | 13 | 10 | 13 | 3 |  | 11 | 0 | 1
1960-09-20 | 25.2 | 39 | 26 | 29 | 13 | 19 |  | 25.2 | 0 | 0
1960-09-21 | 2.2 | 0 | 0 | 5 | 6 | 0 |  | 2.2 | 0 | 5
1960-09-22 | 2.6 | 0 | 5 | 0 | 0 | 8 |  | 2.6 | 0 | 5
1960-09-23 | 27.2 | 27 | 27 | 29 | 29 | 24 |  | 27.2 | 0 | 0
1960-09-24 | 7.8 | 10 | 5 | 10 | 6 | 8 |  | 7.8 | 0 | 3
1960-09-25 | 6 | 6 | 8 | 0 | 5 | 11 |  | 6 | 0 | 4
1960-09-26 | 2.8 | 0 | 0 | 0 | 8 | 6 |  | 2.8 | 0 | 5
1960-09-27 | 13.2 | 23 | 19 | 13 | 5 | 6 |  | 13.2 | 0 | 2
1960-09-28 | 10.4 | 14 | 13 | 10 | 10 | 5 |  | 10.4 | 0 | 1
1960-09-29 | 4.6 | 13 | 10 | 0 | 0 | 0 |  | 4.6 | 0 | 3
1960-09-30 | 17 | 21 | 19 | 21 | 11 | 13 |  | 17 | 0 | 0
1961-05-01 | 8.4 | 8 | 13 | 5 | 8 | 8 |  | 8.4 | 0 | 4
1961-05-02 | 13 | 10 | 18 | 11 | 10 | 16 |  | 13 | 0 | 0
1961-05-03 | 10.6 | 23 | 8 | 6 | 10 | 6 |  | 10.6 | 0 | 3
1961-05-04 | 15.8 | 16 | 13 | 16 | 18 | 16 |  | 15.8 | 0 | 0
1961-05-05 | 20.6 | 21 | 23 | 24 | 19 | 16 |  | 20.6 | 0 | 0
1961-05-06 | 16.4 | 10 | 13 | 19 | 19 | 21 |  | 16.4 | 0 | 0
1961-05-07 | 31 | 32 | 31 | 29 | 31 | 32 |  | 31 | 0 | 0
1961-05-08 | 15.4 | 13 | 16 | 16 | 16 | 16 |  | 15.4 | 0 | 0
1961-05-09 | 23.6 | 16 | 27 | 29 | 27 | 19 |  | 23.6 | 0 | 0
1961-05-10 | 10.6 | 11 | 10 | 10 | 8 | 14 |  | 10.6 | 0 | 1
1961-05-11 | 7.6 | 8 | 16 | 8 | 0 | 6 |  | 7.6 | 0 | 4
1961-05-12 | 12.8 | 13 | 13 | 8 | 14 | 16 |  | 12.8 | 0 | 1
1961-05-13 | 6.6 | 6 | 10 | 5 | 6 | 6 |  | 6.6 | 0 | 4
1961-05-14 | 10.8 | 19 | 13 | 6 | 11 | 5 |  | 10.8 | 0 | 2
1961-05-15 | 13 | 21 | 14 | 11 | 13 | 6 |  | 13 | 0 | 1
1961-05-16 | 19.8 | 10 | 11 | 23 | 26 | 29 |  | 19.8 | 0 | 0
1961-05-17 | 1.6 | 0 | 5 | 3 | 0 | 0 |  | 1.6 | 0 | 5
1961-05-18 | 11 | 16 | 6 | 6 | 13 | 14 |  | 11 | 0 | 2
1961-05-19 | 9.6 | 3 | 3 | 16 | 16 | 10 |  | 9.6 | 0 | 2
1961-05-20 | 7 | 3 | 10 | 6 | 6 | 10 |  | 7 | 0 | 3
1961-05-21 | 16.6 | 14 | 10 | 6 | 29 | 24 |  | 16.6 | 0 | 1
1961-05-22 | 15 | 6 | 19 | 19 | 13 | 18 |  | 15 | 0 | 1
1961-05-23 | 3.2 | 13 | 0 | 0 | 0 | 3 |  | 3.2 | 0 | 4
1961-05-24 | 11 | 10 | 3 | 18 | 11 | 13 |  | 11 | 0 | 1
1961-05-25 | 10.2 | 11 | 10 | 11 | 13 | 6 |  | 10.2 | 0 | 1
1961-05-26 | 14.8 | 16 | 16 | 21 | 11 | 10 |  | 14.8 | 0 | 0
1961-05-27 | 23.4 | 29 | 21 | 43 | 14 | 10 |  | 23.4 | 0 | 0
1961-05-28 | 7.8 | 13 | 10 | 10 | 6 | 0 |  | 7.8 | 0 | 2
1961-05-29 | 7.6 | 8 | 0 | 5 | 14 | 11 |  | 7.6 | 0 | 3
1961-05-30 | 18.6 | 11 | 21 | 18 | 19 | 24 |  | 18.6 | 0 | 0
1961-05-31 | 6.6 | 0 | 8 | 13 | 6 | 6 |  | 6.6 | 0 | 4
1961-06-01 | 7 | 10 | 8 | 6 | 5 | 6 |  | 7 | 0 | 4
1961-06-02 | 11 | 13 | 10 | 11 | 8 | 13 |  | 11 | 0 | 1
1961-06-03 | 10 | 6 | 13 | 5 | 13 | 13 |  | 10 | 0 | 2
1961-06-04 | 7 | 11 | 6 | 5 | 8 | 5 |  | 7 | 0 | 4
1961-06-05 | 3.6 | 0 | 5 | 0 | 13 | 0 |  | 3.6 | 0 | 4
1961-06-06 | 8.4 | 0 | 13 | 5 | 10 | 14 |  | 8.4 | 0 | 2
1961-06-07 | 8 | 13 | 3 | 6 | 5 | 13 |  | 8 | 0 | 3
1961-06-08 | 26 | 29 | 27 | 26 | 24 | 24 |  | 26 | 0 | 0
1961-06-09 | 4 | 6 | 0 | 8 | 6 | 0 |  | 4 | 0 | 5
1961-06-10 | 18.2 | 19 | 19 | 13 | 21 | 19 |  | 18.2 | 0 | 0
1961-06-11 | 12 | 11 | 16 | 14 | 13 | 6 |  | 12 | 0 | 1
1961-06-12 | 13.6 | 13 | 19 | 10 | 13 | 13 |  | 13.6 | 0 | 0
1961-06-13 | 22.4 | 23 | 24 | 23 | 24 | 18 |  | 22.4 | 0 | 0
1961-06-14 | 8.2 | 8 | 10 | 5 | 8 | 10 |  | 8.2 | 0 | 3
1961-06-15 | 5.8 | 10 | 0 | 3 | 11 | 5 |  | 5.8 | 0 | 3
1961-06-16 | 9.6 | 11 | 10 | 13 | 8 | 6 |  | 9.6 | 0 | 2
1961-06-17 | 18.6 | 14 | 23 | 21 | 19 | 16 |  | 18.6 | 0 | 0
1961-06-18 | 5.8 | 10 | 3 | 3 | 5 | 8 |  | 5.8 | 0 | 4
1961-06-19 | 10.2 | 19 | 16 | 13 | 3 | 0 |  | 10.2 | 0 | 2
1961-06-20 | 3.2 | 3 | 3 | 0 | 0 | 10 |  | 3.2 | 0 | 4
1961-06-21 | 23.2 | 24 | 24 | 19 | 26 | 23 |  | 23.2 | 0 | 0
1961-06-22 | 6 | 10 | 6 | 8 | 0 | 6 |  | 6 | 0 | 4
1961-06-23 | 18 | 18 | 16 | 23 | 19 | 14 |  | 18 | 0 | 0
1961-06-24 | 16.8 | 26 | 21 | 11 | 16 | 10 |  | 16.8 | 0 | 0
1961-06-25 | 11.4 | 0 | 16 | 19 | 6 | 16 |  | 11.4 | 0 | 2
1961-06-26 | 11 | 0 | 13 | 13 | 13 | 16 |  | 11 | 0 | 1
1961-06-27 | 6.4 | 0 | 0 | 13 | 11 | 8 |  | 6.4 | 0 | 3
1961-06-28 | 5.4 | 6 | 11 | 5 | 5 | 0 |  | 5.4 | 0 | 4
1961-06-29 | 8.8 | 6 | 8 | 3 | 6 | 21 |  | 8.8 | 0 | 4
1961-06-30 | 25.4 | 16 | 24 | 23 | 32 | 32 |  | 25.4 | 0 | 0
1961-07-01 | 18 | 13 | 16 | 19 | 19 | 23 |  | 18 | 0 | 0
1961-07-02 | 11.8 | 14 | 16 | 6 | 10 | 13 |  | 11.8 | 0 | 1
1961-07-03 | 11.2 | 16 | 16 | 18 | 6 | 0 |  | 11.2 | 0 | 2
1961-07-04 | 11.8 | 11 | 16 | 13 | 8 | 11 |  | 11.8 | 0 | 1
1961-07-05 | 12.4 | 8 | 14 | 16 | 8 | 16 |  | 12.4 | 0 | 2
1961-07-06 | 5.6 | 14 | 8 | 0 | 6 | 0 |  | 5.6 | 0 | 4
1961-07-07 | 8.2 | 6 | 6 | 8 | 10 | 11 |  | 8.2 | 0 | 3
1961-07-08 | 16.4 | 42 | 13 | 19 | 0 | 8 |  | 16.4 | 0 | 2
1961-07-09 | 17.4 | 19 | 11 | 13 | 21 | 23 |  | 17.4 | 0 | 0
1961-07-10 | 18.8 | 16 | 19 | 21 | 19 | 19 |  | 18.8 | 0 | 0
1961-07-11 | 12 | 10 | 13 | 13 | 10 | 14 |  | 12 | 0 | 0
1961-07-12 | 6.4 | 6 | 13 | 5 | 3 | 5 |  | 6.4 | 0 | 4
1961-07-13 | 1.8 | 0 | 0 | 3 | 0 | 6 |  | 1.8 | 0 | 5
1961-07-14 | 6.2 | 13 | 8 | 5 | 0 | 5 |  | 6.2 | 0 | 4
1961-07-15 | 25.8 | 26 | 29 | 16 | 29 | 29 |  | 25.8 | 0 | 0
1961-07-16 | 9.4 | 10 | 0 | 5 | 16 | 16 |  | 9.4 | 0 | 2
1961-07-17 | 19 | 23 | 19 | 16 | 18 | 19 |  | 19 | 0 | 0
1961-07-18 | 11.2 | 16 | 3 | 3 | 16 | 18 |  | 11.2 | 0 | 2
1961-07-19 | 8.8 | 3 | 6 | 3 | 19 | 13 |  | 8.8 | 0 | 3
1961-07-20 | 12.4 | 14 | 10 | 10 | 14 | 14 |  | 12.4 | 0 | 0
1961-07-21 | 6.2 | 6 | 8 | 6 | 6 | 5 |  | 6.2 | 0 | 5
1961-07-22 | 11.2 | 10 | 8 | 10 | 14 | 14 |  | 11.2 | 0 | 1
1961-07-23 | 6 | 0 | 8 | 14 | 8 | 0 |  | 6 | 0 | 4
1961-07-24 | 27.8 | 32 | 32 | 35 | 19 | 21 |  | 27.8 | 0 | 0
1961-07-25 | 20.2 | 27 | 23 | 16 | 16 | 19 |  | 20.2 | 0 | 0
1961-07-26 | 9.4 | 5 | 6 | 10 | 13 | 13 |  | 9.4 | 0 | 2
1961-07-27 | 29.2 | 19 | 34 | 32 | 32 | 29 |  | 29.2 | 0 | 0
1961-07-28 | 10.4 | 10 | 11 | 10 | 13 | 8 |  | 10.4 | 0 | 1
1961-07-29 | 2.2 | 0 | 11 | 0 | 0 | 0 |  | 2.2 | 0 | 4
1961-07-30 | 10.6 | 8 | 11 | 13 | 13 | 8 |  | 10.6 | 0 | 2
1961-07-31 | 16.8 | 16 | 16 | 16 | 18 | 18 |  | 16.8 | 0 | 0
1961-08-01 | 10.2 | 11 | 13 | 11 | 5 | 11 |  | 10.2 | 0 | 1
1961-08-02 | 7.2 | 6 | 8 | 5 | 11 | 6 |  | 7.2 | 0 | 4
1961-08-03 | 16 | 16 | 16 | 16 | 13 | 19 |  | 16 | 0 | 0
1961-08-04 | 10.6 | 6 | 6 | 19 | 6 | 16 |  | 10.6 | 0 | 3
1961-08-05 | 14 | 14 | 19 | 19 | 10 | 8 |  | 14 | 0 | 1
1961-08-06 | 21.6 | 29 | 26 | 21 | 13 | 19 |  | 21.6 | 0 | 0
1961-08-07 | 7.6 | 19 | 14 | 5 | 0 | 0 |  | 7.6 | 0 | 3
1961-08-08 | 12 | 10 | 8 | 0 | 16 | 26 |  | 12 | 0 | 2
1961-08-09 | 18 | 18 | 21 | 19 | 16 | 16 |  | 18 | 0 | 0
1961-08-10 | 11 | 14 | 10 | 3 | 14 | 14 |  | 11 | 0 | 1
1961-08-11 | 12.2 | 10 | 10 | 11 | 16 | 14 |  | 12.2 | 0 | 0
1961-08-12 | 4.2 | 0 | 8 | 0 | 3 | 10 |  | 4.2 | 0 | 4
1961-08-13 | 7.6 | 6 | 3 | 13 | 3 | 13 |  | 7.6 | 0 | 3
1961-08-14 | 4.2 | 13 | 8 | 0 | 0 | 0 |  | 4.2 | 0 | 4
1961-08-15 | 11.4 | 16 | 3 | 19 | 14 | 5 |  | 11.4 | 0 | 2
1961-08-16 | 37 | 34 | 45 | 37 | 35 | 34 |  | 37 | 0 | 0
1961-08-17 | 20.8 | 19 | 26 | 26 | 19 | 14 |  | 20.8 | 0 | 0
1961-08-18 | 2.6 | 5 | 3 | 5 | 0 | 0 |  | 2.6 | 0 | 5
1961-08-19 | 6.8 | 8 | 6 | 5 | 5 | 10 |  | 6.8 | 0 | 4
1961-08-20 | 2.4 | 6 | 0 | 0 | 6 | 0 |  | 2.4 | 0 | 5
1961-08-21 | 12.2 | 13 | 29 | 14 | 5 | 0 |  | 12.2 | 0 | 2
1961-08-22 | 1.6 | 0 | 0 | 3 | 5 | 0 |  | 1.6 | 0 | 5
1961-08-23 | 14 | 5 | 11 | 19 | 16 | 19 |  | 14 | 0 | 1
1961-08-24 | 3.4 | 6 | 6 | 0 | 5 | 0 |  | 3.4 | 0 | 5
1961-08-25 | 14.2 | 14 | 13 | 18 | 16 | 10 |  | 14.2 | 0 | 0
1961-08-26 | 3.8 | 3 | 11 | 0 | 0 | 5 |  | 3.8 | 0 | 4
1961-08-27 | 9.6 | 8 | 11 | 16 | 8 | 5 |  | 9.6 | 0 | 3
1961-08-28 | 5.2 | 6 | 10 | 5 | 0 | 5 |  | 5.2 | 0 | 4
1961-08-29 | 6.8 | 6 | 6 | 0 | 6 | 16 |  | 6.8 | 0 | 4
1961-08-30 | 10.2 | 10 | 6 | 10 | 14 | 11 |  | 10.2 | 0 | 1
1961-08-31 | 13 | 10 | 16 | 13 | 16 | 10 |  | 13 | 0 | 0
1961-09-01 | 19.2 | 8 | 10 | 21 | 26 | 31 |  | 19.2 | 0 | 1
1961-09-02 | 35.8 | 39 | 40 | 39 | 32 | 29 |  | 35.8 | 0 | 0
1961-09-03 | 10.4 | 6 | 6 | 11 | 13 | 16 |  | 10.4 | 0 | 2
1961-09-04 | 24.2 | 18 | 16 | 32 | 29 | 26 |  | 24.2 | 0 | 0
1961-09-05 | 9.8 | 16 | 8 | 5 | 14 | 6 |  | 9.8 | 0 | 3
1961-09-06 | 10.6 | 11 | 19 | 18 | 5 | 0 |  | 10.6 | 0 | 2
1961-09-07 | 7.8 | 3 | 16 | 6 | 6 | 8 |  | 7.8 | 0 | 4
1961-09-08 | 13 | 11 | 11 | 14 | 16 | 13 |  | 13 | 0 | 0
1961-09-09 | 18 | 11 | 16 | 21 | 23 | 19 |  | 18 | 0 | 0
1961-09-10 | 8.8 | 6 | 5 | 13 | 10 | 10 |  | 8.8 | 0 | 2
1961-09-11 | 3.4 | 3 | 0 | 0 | 8 | 6 |  | 3.4 | 0 | 5
1961-09-12 | 7.2 | 10 | 11 | 5 | 10 | 0 |  | 7.2 | 0 | 2
1961-09-13 | 3.4 | 0 | 0 | 5 | 6 | 6 |  | 3.4 | 0 | 5
1961-09-14 | 1.2 | 6 | 0 | 0 | 0 | 0 |  | 1.2 | 0 | 5
1961-09-15 | 4.8 | 11 | 8 | 0 | 0 | 5 |  | 4.8 | 0 | 4
1961-09-16 | 14.4 | 24 | 13 | 3 | 16 | 16 |  | 14.4 | 0 | 1
1961-09-17 | 8 | 14 | 6 | 6 | 6 | 8 |  | 8 | 0 | 4
1961-09-18 | 42 | 51 | 45 | 40 | 37 | 37 |  | 42 | 0 | 0
1961-09-19 | 14.4 | 13 | 13 | 16 | 16 | 14 |  | 14.4 | 0 | 0
1961-09-20 | 32.6 | 32 | 32 | 35 | 32 | 32 |  | 32.6 | 0 | 0
1961-09-21 | 26.8 | 29 | 23 | 24 | 26 | 32 |  | 26.8 | 0 | 0
1961-09-22 | 4.2 | 13 | 3 | 0 | 5 | 0 |  | 4.2 | 0 | 4
1961-09-23 | 15.8 | 21 | 16 | 13 | 16 | 13 |  | 15.8 | 0 | 0
1961-09-24 | 14 | 11 | 11 | 10 | 19 | 19 |  | 14 | 0 | 0
1961-09-25 | 17 | 26 | 24 | 16 | 16 | 3 |  | 17 | 0 | 1
1961-09-26 | 19.6 | 21 | 13 | 26 | 19 | 19 |  | 19.6 | 0 | 0
1961-09-27 | 4.6 | 3 | 3 | 8 | 3 | 6 |  | 4.6 | 0 | 5
1961-09-28 | 3 | 6 | 0 | 3 | 6 | 0 |  | 3 | 0 | 5
1961-09-29 | 20.6 | 26 | 26 | 16 | 19 | 16 |  | 20.6 | 0 | 0
1961-09-30 | 18.2 | 8 | 6 | 24 | 26 | 27 |  | 18.2 | 0 | 2
1962-05-01 | 19.2 | 23 | 23 | 19 | 18 | 13 |  | 19.2 | 0 | 0
1962-05-02 | 4.4 | 8 | 0 | 8 | 3 | 3 |  | 4.4 | 0 | 5
1962-05-03 | 6 | 16 | 6 | 5 | 0 | 3 |  | 6 | 0 | 4
1962-05-04 | 33 | 32 | 32 | 26 | 35 | 40 |  | 33 | 0 | 0
1962-05-05 | 4.8 | 5 | 6 | 0 | 3 | 10 |  | 4.8 | 0 | 4
1962-05-06 | 15.2 | 18 | 18 | 14 | 10 | 16 |  | 15.2 | 0 | 0
1962-05-07 | 37 | 42 | 35 | 37 | 39 | 32 |  | 37 | 0 | 0
1962-05-08 | 11.6 | 19 | 16 | 18 | 5 | 0 |  | 11.6 | 0 | 2
1962-05-09 | 14 | 19 | 16 | 16 | 11 | 8 |  | 14 | 0 | 1
1962-05-10 | 4.8 | 8 | 5 | 0 | 5 | 6 |  | 4.8 | 0 | 5
1962-05-11 | 4.6 | 8 | 5 | 5 | 5 | 0 |  | 4.6 | 0 | 5
1962-05-12 | 10 | 10 | 13 | 11 | 10 | 6 |  | 10 | 0 | 1
1962-05-13 | 9.2 | 10 | 10 | 10 | 10 | 6 |  | 9.2 | 0 | 1
1962-05-14 | 19 | 19 | 16 | 18 | 19 | 23 |  | 19 | 0 | 0
1962-05-15 | 15.2 | 13 | 13 | 13 | 18 | 19 |  | 15.2 | 0 | 0
1962-05-16 | 6.8 | 8 | 6 | 6 | 6 | 8 |  | 6.8 | 0 | 5
1962-05-17 | 11.2 | 16 | 13 | 10 | 11 | 6 |  | 11.2 | 0 | 1
1962-05-18 | 11.2 | 11 | 8 | 13 | 11 | 13 |  | 11.2 | 0 | 1
1962-05-19 | 24.2 | 32 | 26 | 21 | 23 | 19 |  | 24.2 | 0 | 0
1962-05-20 | 41.2 | 43 | 42 | 40 | 42 | 39 |  | 41.2 | 0 | 0
1962-05-21 | 7 | 10 | 0 | 8 | 11 | 6 |  | 7 | 0 | 3
1962-05-22 | 0 | 0 | 0 | 0 | 0 | 0 |  | 0 | 0 | 5
1962-05-23 | 4.6 | 0 | 10 | 8 | 0 | 5 |  | 4.6 | 0 | 4
1962-05-24 | 9.2 | 11 | 11 | 6 | 8 | 10 |  | 9.2 | 0 | 2
1962-05-25 | 3.2 | 13 | 3 | 0 | 0 | 0 |  | 3.2 | 0 | 4
1962-05-26 | 9.6 | 16 | 6 | 13 | 5 | 8 |  | 9.6 | 0 | 3
1962-05-27 | 14.8 | 23 | 16 | 16 | 13 | 6 |  | 14.8 | 0 | 1
1962-05-28 | 13 | 3 | 10 | 13 | 23 | 16 |  | 13 | 0 | 1
1962-05-29 | 4 | 8 | 6 | 0 | 6 | 0 |  | 4 | 0 | 5
1962-05-30 | 13.2 | 6 | 18 | 23 | 14 | 5 |  | 13.2 | 0 | 2
1962-05-31 | 13.4 | 14 | 14 | 16 | 13 | 10 |  | 13.4 | 0 | 0
1962-06-01 | 18 | 19 | 13 | 16 | 23 | 19 |  | 18 | 0 | 0
1962-06-02 | 9.4 | 18 | 8 | 8 | 8 | 5 |  | 9.4 | 0 | 4
1962-06-03 | 14.2 | 23 | 16 | 13 | 13 | 6 |  | 14.2 | 0 | 1
1962-06-04 | 4.4 | 0 | 11 | 6 | 0 | 5 |  | 4.4 | 0 | 4
1962-06-05 | 25.2 | 29 | 23 | 21 | 24 | 29 |  | 25.2 | 0 | 0
1962-06-06 | 10.2 | 8 | 8 | 11 | 13 | 11 |  | 10.2 | 0 | 2
1962-06-07 | 20.6 | 11 | 8 | 32 | 26 | 26 |  | 20.6 | 0 | 1
1962-06-08 | 6.4 | 6 | 8 | 6 | 6 | 6 |  | 6.4 | 0 | 5
1962-06-09 | 7.2 | 11 | 11 | 5 | 3 | 6 |  | 7.2 | 0 | 3
1962-06-10 | 14.4 | 14 | 23 | 11 | 14 | 10 |  | 14.4 | 0 | 0
1962-06-11 | 18.8 | 18 | 19 | 19 | 19 | 19 |  | 18.8 | 0 | 0
1962-06-12 | 16.4 | 16 | 16 | 13 | 21 | 16 |  | 16.4 | 0 | 0
1962-06-13 | 29.6 | 29 | 29 | 29 | 29 | 32 |  | 29.6 | 0 | 0
1962-06-14 | 5.4 | 11 | 6 | 0 | 0 | 10 |  | 5.4 | 0 | 3
1962-06-15 | 5.6 | 8 | 5 | 5 | 5 | 5 |  | 5.6 | 0 | 5
1962-06-16 | 2.2 | 0 | 0 | 5 | 0 | 6 |  | 2.2 | 0 | 5
1962-06-17 | 29.8 | 27 | 39 | 32 | 32 | 19 |  | 29.8 | 0 | 0
1962-06-18 | 14.4 | 10 | 24 | 14 | 11 | 13 |  | 14.4 | 0 | 0
1962-06-19 | 9.6 | 10 | 10 | 10 | 8 | 10 |  | 9.6 | 0 | 1
1962-06-20 | 24.4 | 40 | 26 | 14 | 13 | 29 |  | 24.4 | 0 | 0
1962-06-21 | 15.4 | 13 | 19 | 18 | 14 | 13 |  | 15.4 | 0 | 0
1962-06-22 | 9.8 | 11 | 8 | 14 | 10 | 6 |  | 9.8 | 0 | 2
1962-06-23 | 7.8 | 16 | 11 | 0 | 6 | 6 |  | 7.8 | 0 | 3
1962-06-24 | 7 | 3 | 11 | 13 | 3 | 5 |  | 7 | 0 | 3
1962-06-25 | 8.2 | 13 | 8 | 10 | 10 | 0 |  | 8.2 | 0 | 2
1962-06-26 | 12.4 | 19 | 19 | 13 | 6 | 5 |  | 12.4 | 0 | 2
1962-06-27 | 17 | 24 | 24 | 10 | 16 | 11 |  | 17 | 0 | 0
1962-06-28 | 27.6 | 29 | 27 | 26 | 29 | 27 |  | 27.6 | 0 | 0
1962-06-29 | 8.8 | 8 | 10 | 6 | 10 | 10 |  | 8.8 | 0 | 2
1962-06-30 | 11.4 | 14 | 8 | 16 | 14 | 5 |  | 11.4 | 0 | 2
1962-07-01 | 9.4 | 14 | 13 | 10 | 10 | 0 |  | 9.4 | 0 | 1
1962-07-02 | 7.6 | 6 | 6 | 16 | 10 | 0 |  | 7.6 | 0 | 3
1962-07-03 | 13.4 | 23 | 21 | 10 | 0 | 13 |  | 13.4 | 0 | 1
1962-07-04 | 27.4 | 29 | 27 | 29 | 29 | 23 |  | 27.4 | 0 | 0
1962-07-05 | 7.4 | 11 | 8 | 6 | 6 | 6 |  | 7.4 | 0 | 4
1962-07-06 | 21.4 | 24 | 27 | 24 | 24 | 8 |  | 21.4 | 0 | 1
1962-07-07 | 6.6 | 6 | 3 | 8 | 8 | 8 |  | 6.6 | 0 | 5
1962-07-08 | 20 | 23 | 23 | 19 | 16 | 19 |  | 20 | 0 | 0
1962-07-09 | 6.8 | 0 | 2 | 16 | 16 | 0 |  | 6.8 | 0 | 3
1962-07-10 | 18.8 | 10 | 19 | 23 | 19 | 23 |  | 18.8 | 0 | 0
1962-07-11 | 2.2 | 0 | 5 | 6 | 0 | 0 |  | 2.2 | 0 | 5
1962-07-12 | 5.4 | 10 | 6 | 5 | 6 | 0 |  | 5.4 | 0 | 4
1962-07-13 | 29.2 | 35 | 32 | 34 | 29 | 16 |  | 29.2 | 0 | 0
1962-07-14 | 20.6 | 16 | 19 | 19 | 23 | 26 |  | 20.6 | 0 | 0
1962-07-15 | 14 | 14 | 11 | 19 | 8 | 18 |  | 14 | 0 | 1
1962-07-16 | 5.2 | 3 | 6 | 3 | 8 | 6 |  | 5.2 | 0 | 5
1962-07-17 | 5.4 | 3 | 3 | 3 | 5 | 13 |  | 5.4 | 0 | 4
1962-07-18 | 10.8 | 18 | 3 | 6 | 13 | 14 |  | 10.8 | 0 | 2
1962-07-19 | 16 | 24 | 26 | 18 | 6 | 6 |  | 16 | 0 | 2
1962-07-20 | 8.2 | 23 | 6 | 3 | 6 | 3 |  | 8.2 | 0 | 4
1962-07-21 | 8.2 | 13 | 11 | 6 | 0 | 11 |  | 8.2 | 0 | 2
1962-07-22 | 2.2 | 5 | 0 | 3 | 3 | 0 |  | 2.2 | 0 | 5
1962-07-23 | 5.8 | 5 | 10 | 8 | 6 | 0 |  | 5.8 | 0 | 4
1962-07-24 | 1 | 0 | 0 | 5 | 0 | 0 |  | 1 | 0 | 5
1962-07-25 | 4.6 | 6 | 6 | 5 | 0 | 6 |  | 4.6 | 0 | 5
1962-07-26 | 1.6 | 0 | 0 | 0 | 0 | 8 |  | 1.6 | 0 | 5
1962-07-27 | 11.6 | 21 | 13 | 0 | 11 | 13 |  | 11.6 | 0 | 1
1962-07-28 | 9.6 | 11 | 0 | 11 | 13 | 13 |  | 9.6 | 0 | 1
1962-07-29 | 8 | 13 | 10 | 11 | 3 | 3 |  | 8 | 0 | 2
1962-07-30 | 0 | 0 | 0 | 0 | 0 | 0 |  | 0 | 0 | 5
1962-07-31 | 14 | 19 | 14 | 13 | 11 | 13 |  | 14 | 0 | 0
1962-08-01 | 4.8 | 13 | 11 | 0 | 0 | 0 |  | 4.8 | 0 | 3
1962-08-02 | 8.6 | 0 | 0 | 16 | 13 | 14 |  | 8.6 | 0 | 2
1962-08-03 | 7.8 | 13 | 11 | 10 | 5 | 0 |  | 7.8 | 0 | 2
1962-08-04 | 8.2 | 8 | 13 | 6 | 8 | 6 |  | 8.2 | 0 | 4
1962-08-05 | 38.2 | 32 | 35 | 29 | 55 | 40 |  | 38.2 | 0 | 0
1962-08-06 | 30.2 | 29 | 32 | 29 | 29 | 32 |  | 30.2 | 0 | 0
1962-08-07 | 16.6 | 13 | 18 | 19 | 14 | 19 |  | 16.6 | 0 | 0
1962-08-08 | 10.8 | 14 | 11 | 3 | 13 | 13 |  | 10.8 | 0 | 1
1962-08-09 | 9.2 | 24 | 3 | 0 | 6 | 13 |  | 9.2 | 0 | 3
1962-08-10 | 13 | 14 | 13 | 16 | 16 | 6 |  | 13 | 0 | 1
1962-08-11 | 1.6 | 0 | 0 | 0 | 0 | 8 |  | 1.6 | 0 | 5
1962-08-12 | 9 | 14 | 0 | 10 | 10 | 11 |  | 9 | 0 | 1
1962-08-13 | 15.6 | 23 | 5 | 26 | 5 | 19 |  | 15.6 | 0 | 2
1962-08-14 | 4 | 5 | 6 | 6 | 3 | 0 |  | 4 | 0 | 5
1962-08-15 | 4.2 | 0 | 0 | 0 | 8 | 13 |  | 4.2 | 0 | 4
1962-08-16 | 9.2 | 11 | 8 | 11 | 8 | 8 |  | 9.2 | 0 | 3
1962-08-17 | 12 | 14 | 16 | 13 | 11 | 6 |  | 12 | 0 | 1
1962-08-18 | 11 | 13 | 13 | 10 | 13 | 6 |  | 11 | 0 | 1
1962-08-19 | 8 | 3 | 3 | 10 | 13 | 11 |  | 8 | 0 | 2
1962-08-20 | 16.8 | 13 | 29 | 19 | 10 | 13 |  | 16.8 | 0 | 0
1962-08-21 | 17.6 | 19 | 19 | 16 | 18 | 16 |  | 17.6 | 0 | 0
1962-08-22 | 7.4 | 0 | 0 | 8 | 10 | 19 |  | 7.4 | 0 | 3
1962-08-23 | 4.8 | 10 | 6 | 3 | 0 | 5 |  | 4.8 | 0 | 4
1962-08-24 | 18 | 24 | 24 | 19 | 13 | 10 |  | 18 | 0 | 0
1962-08-25 | 8.4 | 11 | 11 | 10 | 5 | 5 |  | 8.4 | 0 | 2
1962-08-26 | 7.8 | 6 | 6 | 10 | 11 | 6 |  | 7.8 | 0 | 3
1962-08-27 | 12.6 | 13 | 19 | 8 | 13 | 10 |  | 12.6 | 0 | 1
1962-08-28 | 24.4 | 18 | 26 | 29 | 26 | 23 |  | 24.4 | 0 | 0
1962-08-29 | 13.4 | 21 | 14 | 13 | 11 | 8 |  | 13.4 | 0 | 1
1962-08-30 | 13.2 | 16 | 21 | 8 | 10 | 11 |  | 13.2 | 0 | 1
1962-08-31 | 12.8 | 21 | 13 | 13 | 11 | 6 |  | 12.8 | 0 | 1
1962-09-01 | 8.2 | 8 | 0 | 0 | 19 | 14 |  | 8.2 | 0 | 3
1962-09-02 | 37.4 | 39 | 40 | 42 | 37 | 29 |  | 37.4 | 0 | 0
1962-09-03 | 9.8 | 5 | 5 | 8 | 13 | 18 |  | 9.8 | 0 | 3
1962-09-04 | 9.2 | 14 | 16 | 6 | 5 | 5 |  | 9.2 | 0 | 3
1962-09-05 | 7 | 11 | 0 | 6 | 8 | 10 |  | 7 | 0 | 3
1962-09-06 | 15 | 11 | 23 | 19 | 16 | 6 |  | 15 | 0 | 1
1962-09-07 | 46.8 | 35 | 35 | 51 | 58 | 55 |  | 46.8 | 0 | 0
1962-09-08 | 7.8 | 0 | 5 | 10 | 13 | 11 |  | 7.8 | 0 | 2
1962-09-09 | 8.8 | 0 | 14 | 11 | 13 | 6 |  | 8.8 | 0 | 2
1962-09-10 | 17.4 | 11 | 10 | 23 | 24 | 19 |  | 17.4 | 0 | 0
1962-09-11 | 5.2 | 3 | 10 | 0 | 5 | 8 |  | 5.2 | 0 | 4
1962-09-12 | 11 | 11 | 16 | 14 | 3 | 11 |  | 11 | 0 | 1
1962-09-13 | 4.6 | 10 | 5 | 3 | 0 | 5 |  | 4.6 | 0 | 4
1962-09-14 | 2.6 | 3 | 5 | 5 | 0 | 0 |  | 2.6 | 0 | 5
1962-09-15 | 7.6 | 6 | 13 | 13 | 3 | 3 |  | 7.6 | 0 | 3
1962-09-16 | 3.2 | 5 | 5 | 6 | 0 | 0 |  | 3.2 | 0 | 5
1962-09-17 | 9.8 | 6 | 10 | 13 | 6 | 14 |  | 9.8 | 0 | 2
1962-09-18 | 11 | 0 | 8 | 11 | 13 | 23 |  | 11 | 0 | 2
1962-09-19 | 20.2 | 19 | 21 | 23 | 19 | 19 |  | 20.2 | 0 | 0
1962-09-20 | 16.4 | 10 | 13 | 19 | 19 | 21 |  | 16.4 | 0 | 0
1962-09-21 | 12 | 10 | 11 | 13 | 13 | 13 |  | 12 | 0 | 0
1962-09-22 | 13 | 18 | 13 | 10 | 11 | 13 |  | 13 | 0 | 0
1962-09-23 | 18 | 23 | 24 | 19 | 14 | 10 |  | 18 | 0 | 0
1962-09-24 | 9 | 11 | 11 | 10 | 13 | 0 |  | 9 | 0 | 1
1962-09-25 | 0 | 0 | 0 | 0 | 0 | 0 |  | 0 | 0 | 5
1962-09-26 | 3.2 | 0 | 0 | 3 | 10 | 3 |  | 3.2 | 0 | 4
1962-09-27 | 14 | 13 | 13 | 14 | 16 | 14 |  | 14 | 0 | 0
1962-09-28 | 7.6 | 10 | 5 | 10 | 3 | 10 |  | 7.6 | 0 | 2
1962-09-29 | 20.2 | 24 | 8 | 0 | 40 | 29 |  | 20.2 | 0 | 2
1962-09-30 | 24.6 | 26 | 29 | 26 | 23 | 19 |  | 24.6 | 0 | 0
1963-05-01 | 29.8 | 26 | 26 | 29 | 39 | 29 |  | 29.8 | 0 | 0
1963-05-02 | 33.4 | 35 | 32 | 37 | 31 | 32 |  | 33.4 | 0 | 0
1963-05-03 | 26 | 35 | 32 | 23 | 21 | 19 |  | 26 | 0 | 0
1963-05-04 | 19.8 | 19 | 19 | 23 | 19 | 19 |  | 19.8 | 0 | 0
1963-05-05 | 23 | 23 | 21 | 24 | 24 | 23 |  | 23 | 0 | 0
1963-05-06 | 21.2 | 32 | 19 | 29 | 13 | 13 |  | 21.2 | 0 | 0
1963-05-07 | 22.6 | 6 | 32 | 32 | 27 | 16 |  | 22.6 | 0 | 1
1963-05-08 | 21.2 | 29 | 32 | 19 | 13 | 13 |  | 21.2 | 0 | 0
1963-05-09 | 13.8 | 10 | 8 | 21 | 11 | 19 |  | 13.8 | 0 | 1
1963-05-10 | 22 | 29 | 24 | 19 | 19 | 19 |  | 22 | 0 | 0
1963-05-11 | 15.6 | 10 | 16 | 19 | 14 | 19 |  | 15.6 | 0 | 0
1963-05-12 | 19 | 19 | 19 | 19 | 19 | 19 |  | 19 | 0 | 0
1963-05-13 | 3 | 3 | 3 | 3 | 3 | 3 |  | 3 | 0 | 5
1963-05-14 | 8.8 | 5 | 8 | 11 | 10 | 10 |  | 8.8 | 0 | 2
1963-05-15 | 8 | 10 | 3 | 10 | 11 | 6 |  | 8 | 0 | 2
1963-05-16 | 9.6 | 8 | 13 | 11 | 11 | 5 |  | 9.6 | 0 | 2
1963-05-17 | 17.8 | 26 | 23 | 23 | 14 | 3 |  | 17.8 | 0 | 1
1963-05-18 | 25.8 | 26 | 29 | 26 | 24 | 24 |  | 25.8 | 0 | 0
1963-05-19 | 7 | 5 | 10 | 10 | 5 | 5 |  | 7 | 0 | 3
1963-05-20 | 4.8 | 3 | 0 | 0 | 11 | 10 |  | 4.8 | 0 | 3
1963-05-21 | 13.8 | 16 | 16 | 16 | 11 | 10 |  | 13.8 | 0 | 0
1963-05-22 | 15.8 | 19 | 21 | 16 | 13 | 10 |  | 15.8 | 0 | 0
1963-05-23 | 11 | 13 | 13 | 13 | 11 | 5 |  | 11 | 0 | 1
1963-05-24 | 32.6 | 29 | 35 | 35 | 32 | 32 |  | 32.6 | 0 | 0
1963-05-25 | 25 | 16 | 19 | 26 | 32 | 32 |  | 25 | 0 | 0
1963-05-26 | 35.4 | 35 | 35 | 40 | 35 | 32 |  | 35.4 | 0 | 0
1963-05-27 | 11 | 8 | 10 | 14 | 10 | 13 |  | 11 | 0 | 1
1963-05-28 | 13.6 | 5 | 8 | 5 | 21 | 29 |  | 13.6 | 0 | 3
1963-05-29 | 16.6 | 24 | 18 | 19 | 14 | 8 |  | 16.6 | 0 | 1
1963-05-30 | 4.4 | 5 | 6 | 3 | 3 | 5 |  | 4.4 | 0 | 5
1963-05-31 | 13.6 | 21 | 13 | 19 | 10 | 5 |  | 13.6 | 0 | 1
1963-06-01 | 12.8 | 14 | 13 | 11 | 13 | 13 |  | 12.8 | 0 | 0
1963-06-02 | 18.2 | 23 | 24 | 18 | 13 | 13 |  | 18.2 | 0 | 0
1963-06-03 | 27.2 | 23 | 32 | 34 | 26 | 21 |  | 27.2 | 0 | 0
1963-06-04 | 9.6 | 13 | 11 | 6 | 5 | 13 |  | 9.6 | 0 | 2
1963-06-05 | 12.6 | 16 | 11 | 16 | 14 | 6 |  | 12.6 | 0 | 1
1963-06-06 | 26.4 | 13 | 26 | 29 | 32 | 32 |  | 26.4 | 0 | 0
1963-06-07 | 8.2 | 13 | 5 | 5 | 8 | 10 |  | 8.2 | 0 | 3
1963-06-08 | 30.4 | 48 | 35 | 26 | 24 | 19 |  | 30.4 | 0 | 0
1963-06-09 | 13.4 | 16 | 16 | 19 | 3 | 13 |  | 13.4 | 0 | 1
1963-06-10 | 19.4 | 19 | 26 | 24 | 14 | 14 |  | 19.4 | 0 | 0
1963-06-11 | 16.2 | 19 | 16 | 16 | 16 | 14 |  | 16.2 | 0 | 0
1963-06-12 | 12 | 18 | 14 | 14 | 6 | 8 |  | 12 | 0 | 2
1963-06-13 | 16.8 | 23 | 16 | 16 | 19 | 10 |  | 16.8 | 0 | 0
1963-06-14 | 28 | 24 | 32 | 26 | 29 | 29 |  | 28 | 0 | 0
1963-06-15 | 12.2 | 16 | 6 | 8 | 13 | 18 |  | 12.2 | 0 | 2
1963-06-16 | 12.4 | 13 | 11 | 19 | 13 | 6 |  | 12.4 | 0 | 1
1963-06-17 | 24.6 | 21 | 29 | 29 | 21 | 23 |  | 24.6 | 0 | 0
1963-06-18 | 26.6 | 26 | 29 | 29 | 26 | 23 |  | 26.6 | 0 | 0
1963-06-19 | 17.6 | 26 | 21 | 19 | 14 | 8 |  | 17.6 | 0 | 1
1963-06-20 | 14.6 | 19 | 19 | 10 | 19 | 6 |  | 14.6 | 0 | 1
1963-06-21 | 14.8 | 14 | 13 | 21 | 16 | 10 |  | 14.8 | 0 | 0
1963-06-22 | 59.6 | 51 | 48 | 55 | 64 | 80 |  | 59.6 | 0 | 0
1963-06-23 | 15.6 | 24 | 19 | 16 | 16 | 3 |  | 15.6 | 0 | 1
1963-06-24 | 13.6 | 23 | 16 | 11 | 8 | 10 |  | 13.6 | 0 | 1
1963-06-25 | 26.6 | 21 | 32 | 29 | 27 | 24 |  | 26.6 | 0 | 0
1963-06-26 | 15.8 | 13 | 10 | 13 | 16 | 27 |  | 15.8 | 0 | 0
1963-06-27 | 16.8 | 16 | 14 | 13 | 23 | 18 |  | 16.8 | 0 | 0
1963-06-28 | 12.6 | 13 | 16 | 19 | 10 | 5 |  | 12.6 | 0 | 1
1963-06-29 | 14.2 | 11 | 13 | 13 | 21 | 13 |  | 14.2 | 0 | 0
1963-06-30 | 28 | 29 | 27 | 31 | 24 | 29 |  | 28 | 0 | 0
1963-07-01 | 12 | 23 | 13 | 6 | 10 | 8 |  | 12 | 0 | 2
1963-07-02 | 10.2 | 6 | 11 | 13 | 13 | 8 |  | 10.2 | 0 | 2
1963-07-03 | 8 | 11 | 13 | 6 | 10 | 0 |  | 8 | 0 | 2
1963-07-04 | 16.2 | 14 | 24 | 19 | 11 | 13 |  | 16.2 | 0 | 0
1963-07-05 | 18 | 24 | 16 | 13 | 13 | 24 |  | 18 | 0 | 0
1963-07-06 | 8.6 | 13 | 8 | 16 | 3 | 3 |  | 8.6 | 0 | 3
1963-07-07 | 13.2 | 5 | 10 | 19 | 19 | 13 |  | 13.2 | 0 | 1
1963-07-08 | 18.6 | 13 | 13 | 16 | 19 | 32 |  | 18.6 | 0 | 0
1963-07-09 | 12.8 | 14 | 16 | 13 | 13 | 8 |  | 12.8 | 0 | 1
1963-07-10 | 14.2 | 13 | 16 | 13 | 13 | 16 |  | 14.2 | 0 | 0
1963-07-11 | 15 | 14 | 13 | 10 | 14 | 24 |  | 15 | 0 | 0
1963-07-12 | 14.4 | 26 | 14 | 13 | 6 | 13 |  | 14.4 | 0 | 1
1963-07-13 | 15.2 | 11 | 26 | 6 | 14 | 19 |  | 15.2 | 0 | 1
1963-07-14 | 19.2 | 24 | 42 | 19 | 6 | 5 |  | 19.2 | 0 | 2
1963-07-15 | 17.4 | 11 | 19 | 19 | 19 | 19 |  | 17.4 | 0 | 0
1963-07-16 | 35.6 | 39 | 35 | 37 | 35 | 32 |  | 35.6 | 0 | 0
1963-07-17 | 8.2 | 10 | 5 | 6 | 10 | 10 |  | 8.2 | 0 | 2
1963-07-18 | 16.6 | 11 | 24 | 16 | 18 | 14 |  | 16.6 | 0 | 0
1963-07-19 | 24.8 | 26 | 27 | 13 | 29 | 29 |  | 24.8 | 0 | 0
1963-07-20 | 12.4 | 16 | 14 | 13 | 14 | 5 |  | 12.4 | 0 | 1
1963-07-21 | 17.4 | 16 | 16 | 21 | 18 | 16 |  | 17.4 | 0 | 0
1963-07-22 | 11.2 | 19 | 16 | 13 | 3 | 5 |  | 11.2 | 0 | 2
1963-07-23 | 9.2 | 5 | 13 | 11 | 11 | 6 |  | 9.2 | 0 | 2
1963-07-24 | 17 | 14 | 13 | 16 | 21 | 21 |  | 17 | 0 | 0
1963-07-25 | 19.6 | 24 | 19 | 16 | 21 | 18 |  | 19.6 | 0 | 0
1963-07-26 | 9.2 | 8 | 19 | 10 | 3 | 6 |  | 9.2 | 0 | 3
1963-07-27 | 7 | 13 | 3 | 10 | 6 | 3 |  | 7 | 0 | 3
1963-07-28 | 28.2 | 32 | 32 | 29 | 19 | 29 |  | 28.2 | 0 | 0
1963-07-29 | 15.4 | 19 | 13 | 21 | 16 | 8 |  | 15.4 | 0 | 1
1963-07-30 | 13.2 | 21 | 11 | 10 | 10 | 14 |  | 13.2 | 0 | 0
1963-07-31 | 10 | 13 | 13 | 13 | 8 | 3 |  | 10 | 0 | 2
1963-08-01 | 21.6 | 6 | 16 | 31 | 29 | 26 |  | 21.6 | 0 | 1
1963-08-02 | 11 | 21 | 13 | 5 | 3 | 13 |  | 11 | 0 | 2
1963-08-03 | 9.6 | 13 | 3 | 5 | 14 | 13 |  | 9.6 | 0 | 2
1963-08-04 | 5.2 | 13 | 5 | 5 | 3 | 0 |  | 5.2 | 0 | 4
1963-08-05 | 11.4 | 10 | 11 | 13 | 10 | 13 |  | 11.4 | 0 | 0
1963-08-06 | 10.2 | 13 | 3 | 13 | 11 | 11 |  | 10.2 | 0 | 1
1963-08-07 | 12.6 | 8 | 14 | 3 | 19 | 19 |  | 12.6 | 0 | 2
1963-08-08 | 14.8 | 16 | 16 | 10 | 13 | 19 |  | 14.8 | 0 | 0
1963-08-09 | 15 | 16 | 16 | 13 | 14 | 16 |  | 15 | 0 | 0
1963-08-10 | 26 | 19 | 29 | 29 | 26 | 27 |  | 26 | 0 | 0
1963-08-11 | 18.4 | 11 | 10 | 19 | 23 | 29 |  | 18.4 | 0 | 0
1963-08-12 | 8 | 6 | 8 | 5 | 8 | 13 |  | 8 | 0 | 4
1963-08-13 | 17 | 14 | 26 | 13 | 16 | 16 |  | 17 | 0 | 0
1963-08-14 | 14.4 | 16 | 10 | 19 | 14 | 13 |  | 14.4 | 0 | 0
1963-08-15 | 24.4 | 29 | 19 | 32 | 23 | 19 |  | 24.4 | 0 | 0
1963-08-16 | 9.4 | 8 | 10 | 6 | 13 | 10 |  | 9.4 | 0 | 2
1963-08-17 | 7 | 3 | 10 | 6 | 3 | 13 |  | 7 | 0 | 3
1963-08-18 | 11.8 | 21 | 19 | 11 | 3 | 5 |  | 11.8 | 0 | 2
1963-08-19 | 14.2 | 13 | 13 | 16 | 16 | 13 |  | 14.2 | 0 | 0
1963-08-20 | 13 | 5 | 8 | 23 | 16 | 13 |  | 13 | 0 | 2
1963-08-21 | 29 | 32 | 29 | 32 | 29 | 23 |  | 29 | 0 | 0
1963-08-22 | 13.4 | 23 | 19 | 13 | 6 | 6 |  | 13.4 | 0 | 2
1963-08-23 | 27.8 | 32 | 29 | 23 | 29 | 26 |  | 27.8 | 0 | 0
1963-08-24 | 12.8 | 16 | 11 | 13 | 11 | 13 |  | 12.8 | 0 | 0
1963-08-25 | 17.2 | 24 | 11 | 19 | 13 | 19 |  | 17.2 | 0 | 0
1963-08-26 | 12.2 | 3 | 13 | 16 | 16 | 13 |  | 12.2 | 0 | 1
1963-08-27 | 14.2 | 19 | 23 | 14 | 5 | 10 |  | 14.2 | 0 | 1
1963-08-28 | 12.6 | 5 | 5 | 27 | 13 | 13 |  | 12.6 | 0 | 2
1963-08-29 | 10.2 | 13 | 13 | 8 | 6 | 11 |  | 10.2 | 0 | 2
1963-08-30 | 12 | 16 | 13 | 5 | 13 | 13 |  | 12 | 0 | 1
1963-08-31 | 14.4 | 18 | 16 | 14 | 13 | 11 |  | 14.4 | 0 | 0
1963-09-01 | 3 | 6 | 6 | 3 | 0 | 0 |  | 3 | 0 | 5
1963-09-02 | 6 | 10 | 8 | 6 | 6 | 0 |  | 6 | 0 | 4
1963-09-03 | 15.4 | 13 | 13 | 19 | 16 | 16 |  | 15.4 | 0 | 0
1963-09-04 | 0 | 0 | 0 | 0 | 0 | 0 |  | 0 | 0 | 5
1963-09-05 | 13.8 | 10 | 6 | 10 | 24 | 19 |  | 13.8 | 0 | 1
1963-09-06 | 4.2 | 10 | 5 | 0 | 0 | 6 |  | 4.2 | 0 | 4
1963-09-07 | 14.6 | 26 | 13 | 11 | 13 | 10 |  | 14.6 | 0 | 0
1963-09-08 | 11.8 | 10 | 13 | 16 | 10 | 10 |  | 11.8 | 0 | 0
1963-09-09 | 17.6 | 19 | 13 | 21 | 19 | 16 |  | 17.6 | 0 | 0
1963-09-10 | 12.6 | 11 | 5 | 8 | 21 | 18 |  | 12.6 | 0 | 2
1963-09-11 | 15.8 | 23 | 16 | 19 | 11 | 10 |  | 15.8 | 0 | 0
1963-09-12 | 18.8 | 19 | 19 | 23 | 19 | 14 |  | 18.8 | 0 | 0
1963-09-13 | 14 | 6 | 13 | 19 | 16 | 16 |  | 14 | 0 | 1
1963-09-14 | 31.6 | 37 | 42 | 31 | 24 | 24 |  | 31.6 | 0 | 0
1963-09-15 | 18 | 23 | 19 | 16 | 16 | 16 |  | 18 | 0 | 0
1963-09-16 | 24.2 | 31 | 24 | 26 | 24 | 16 |  | 24.2 | 0 | 0
1963-09-17 | 10.8 | 13 | 16 | 13 | 6 | 6 |  | 10.8 | 0 | 2
1963-09-18 | 11.8 | 13 | 5 | 10 | 13 | 18 |  | 11.8 | 0 | 1
1963-09-19 | 8.6 | 3 | 10 | 16 | 6 | 8 |  | 8.6 | 0 | 3
1963-09-20 | 10 | 5 | 13 | 13 | 13 | 6 |  | 10 | 0 | 2
1963-09-21 | 14.2 | 23 | 16 | 5 | 14 | 13 |  | 14.2 | 0 | 1
1963-09-22 | 9.2 | 8 | 6 | 11 | 10 | 11 |  | 9.2 | 0 | 2
1963-09-23 | 21 | 21 | 11 | 21 | 26 | 26 |  | 21 | 0 | 0
1963-09-24 | 16.4 | 21 | 16 | 13 | 16 | 16 |  | 16.4 | 0 | 0
1963-09-25 | 18.4 | 23 | 19 | 14 | 13 | 23 |  | 18.4 | 0 | 0
1963-09-26 | 21.2 | 6 | 29 | 26 | 21 | 24 |  | 21.2 | 0 | 1
1963-09-27 | 21.2 | 19 | 21 | 19 | 23 | 24 |  | 21.2 | 0 | 0
1963-09-28 | 11.6 | 10 | 6 | 13 | 16 | 13 |  | 11.6 | 0 | 1
1963-09-29 | 2.2 | 5 | 0 | 0 | 6 | 0 |  | 2.2 | 0 | 5
1963-09-30 | 20.8 | 29 | 23 | 13 | 23 | 16 |  | 20.8 | 0 | 0
1964-05-01 | 15.6 | 23 | 16 | 10 | 13 | 16 |  | 15.6 | 0 | 0
1964-05-02 | 16.2 | 13 | 19 | 16 | 14 | 19 |  | 16.2 | 0 | 0
1964-05-03 | 29.6 | 26 | 31 | 32 | 32 | 27 |  | 29.6 | 0 | 0
1964-05-04 | 40.8 | 45 | 40 | 40 | 39 | 40 |  | 40.8 | 0 | 0
1964-05-05 | 25.2 | 29 | 26 | 24 | 24 | 23 |  | 25.2 | 0 | 0
1964-05-06 | 37 | 32 | 32 | 39 | 42 | 40 |  | 37 | 0 | 0
1964-05-07 | 30.8 | 37 | 32 | 27 | 26 | 32 |  | 30.8 | 0 | 0
1964-05-08 | 10.8 | 8 | 13 | 16 | 6 | 11 |  | 10.8 | 0 | 2
1964-05-09 | 14.6 | 29 | 13 | 19 | 6 | 6 |  | 14.6 | 0 | 2
1964-05-10 | 17.4 | 14 | 6 | 19 | 16 | 32 |  | 17.4 | 0 | 1
1964-05-11 | 6.4 | 10 | 10 | 6 | 0 | 6 |  | 6.4 | 0 | 3
1964-05-12 | 13.6 | 24 | 19 | 14 | 6 | 5 |  | 13.6 | 0 | 2
1964-05-13 | 22.6 | 19 | 26 | 26 | 26 | 16 |  | 22.6 | 0 | 0
1964-05-14 | 14.8 | 23 | 23 | 19 | 6 | 3 |  | 14.8 | 0 | 2
1964-05-15 | 5.8 | 13 | 3 | 10 | 3 | 0 |  | 5.8 | 0 | 3
1964-05-16 | 8.4 | 10 | 13 | 11 | 5 | 3 |  | 8.4 | 0 | 2
1964-05-17 | 12.6 | 14 | 10 | 23 | 6 | 10 |  | 12.6 | 0 | 1
1964-05-18 | 11 | 23 | 16 | 10 | 6 | 0 |  | 11 | 0 | 2
1964-05-19 | 10.4 | 13 | 10 | 10 | 6 | 13 |  | 10.4 | 0 | 1
1964-05-20 | 23.6 | 23 | 26 | 24 | 24 | 21 |  | 23.6 | 0 | 0
1964-05-21 | 25.4 | 37 | 11 | 11 | 26 | 42 |  | 25.4 | 0 | 0
1964-05-22 | 33.2 | 23 | 32 | 32 | 39 | 40 |  | 33.2 | 0 | 0
1964-05-23 | 27 | 26 | 32 | 27 | 24 | 26 |  | 27 | 0 | 0
1964-05-24 | 15 | 8 | 16 | 19 | 19 | 13 |  | 15 | 0 | 1
1964-05-25 | 34 | 35 | 35 | 39 | 32 | 29 |  | 34 | 0 | 0
1964-05-26 | 2.6 | 10 | 0 | 0 | 0 | 3 |  | 2.6 | 0 | 4
1964-05-27 | 8.2 | 6 | 8 | 3 | 11 | 13 |  | 8.2 | 0 | 3
1964-05-28 | 10.4 | 6 | 10 | 13 | 10 | 13 |  | 10.4 | 0 | 1
1964-05-29 | 17 | 19 | 18 | 16 | 19 | 13 |  | 17 | 0 | 0
1964-05-30 | 17.2 | 16 | 14 | 11 | 29 | 16 |  | 17.2 | 0 | 0
1964-05-31 | 16.8 | 19 | 23 | 16 | 16 | 10 |  | 16.8 | 0 | 0
1964-06-01 | 1.6 | 0 | 0 | 8 | 0 | 0 |  | 1.6 | 0 | 5
1964-06-02 | 14.8 | 16 | 18 | 14 | 13 | 13 |  | 14.8 | 0 | 0
1964-06-03 | 19 | 29 | 11 | 13 | 16 | 26 |  | 19 | 0 | 0
1964-06-04 | 10.4 | 10 | 3 | 13 | 10 | 16 |  | 10.4 | 0 | 1
1964-06-05 | 25.2 | 31 | 26 | 32 | 14 | 23 |  | 25.2 | 0 | 0
1964-06-06 | 5.4 | 10 | 11 | 6 | 0 | 0 |  | 5.4 | 0 | 3
1964-06-07 | 11 | 13 | 3 | 13 | 13 | 13 |  | 11 | 0 | 1
1964-06-08 | 25.8 | 23 | 24 | 29 | 24 | 29 |  | 25.8 | 0 | 0
1964-06-09 | 10.6 | 10 | 13 | 10 | 10 | 10 |  | 10.6 | 0 | 0
1964-06-10 | 15.6 | 13 | 16 | 14 | 19 | 16 |  | 15.6 | 0 | 0
1964-06-11 | 3.2 | 13 | 0 | 0 | 0 | 3 |  | 3.2 | 0 | 4
1964-06-12 | 27 | 26 | 19 | 32 | 26 | 32 |  | 27 | 0 | 0
1964-06-13 | 10.4 | 6 | 10 | 13 | 13 | 10 |  | 10.4 | 0 | 1
1964-06-14 | 18.2 | 19 | 19 | 21 | 19 | 13 |  | 18.2 | 0 | 0
1964-06-15 | 11.4 | 13 | 14 | 13 | 6 | 11 |  | 11.4 | 0 | 1
1964-06-16 | 9 | 16 | 6 | 0 | 10 | 13 |  | 9 | 0 | 2
1964-06-17 | 9 | 10 | 13 | 6 | 13 | 3 |  | 9 | 0 | 2
1964-06-18 | 6 | 6 | 5 | 5 | 8 | 6 |  | 6 | 0 | 5
1964-06-19 | 7.6 | 13 | 10 | 6 | 6 | 3 |  | 7.6 | 0 | 3
1964-06-20 | 7.4 | 10 | 10 | 3 | 6 | 8 |  | 7.4 | 0 | 3
1964-06-21 | 6.8 | 11 | 10 | 8 | 0 | 5 |  | 6.8 | 0 | 3
1964-06-22 | 17.6 | 24 | 19 | 19 | 13 | 13 |  | 17.6 | 0 | 0
1964-06-23 | 15 | 13 | 16 | 14 | 16 | 16 |  | 15 | 0 | 0
1964-06-24 | 14.4 | 13 | 11 | 3 | 26 | 19 |  | 14.4 | 0 | 1
1964-06-25 | 12.4 | 19 | 16 | 13 | 8 | 6 |  | 12.4 | 0 | 2
1964-06-26 | 14.4 | 16 | 13 | 14 | 16 | 13 |  | 14.4 | 0 | 0
1964-06-27 | 11 | 10 | 11 | 13 | 11 | 10 |  | 11 | 0 | 0
1964-06-28 | 25.8 | 34 | 26 | 26 | 29 | 14 |  | 25.8 | 0 | 0
1964-06-29 | 16 | 18 | 13 | 19 | 16 | 14 |  | 16 | 0 | 0
1964-06-30 | 10.2 | 13 | 13 | 11 | 6 | 8 |  | 10.2 | 0 | 2
1964-07-01 | 11.6 | 11 | 13 | 13 | 10 | 11 |  | 11.6 | 0 | 0
1964-07-02 | 12.4 | 14 | 14 | 8 | 13 | 13 |  | 12.4 | 0 | 1
1964-07-03 | 11.2 | 14 | 11 | 8 | 10 | 13 |  | 11.2 | 0 | 1
1964-07-04 | 12.4 | 18 | 13 | 10 | 10 | 11 |  | 12.4 | 0 | 0
1964-07-05 | 6 | 6 | 5 | 0 | 8 | 11 |  | 6 | 0 | 4
1964-07-06 | 9 | 8 | 14 | 8 | 10 | 5 |  | 9 | 0 | 3
1964-07-07 | 8.8 | 6 | 11 | 16 | 5 | 6 |  | 8.8 | 0 | 3
1964-07-08 | 4.6 | 5 | 5 | 5 | 3 | 5 |  | 4.6 | 0 | 5
1964-07-09 | 17 | 14 | 8 | 19 | 21 | 23 |  | 17 | 0 | 1
1964-07-10 | 26 | 29 | 32 | 24 | 27 | 18 |  | 26 | 0 | 0
1964-07-11 | 10.4 | 11 | 8 | 10 | 13 | 10 |  | 10.4 | 0 | 1
1964-07-12 | 3.8 | 0 | 3 | 5 | 6 | 5 |  | 3.8 | 0 | 5
1964-07-13 | 18.6 | 32 | 23 | 19 | 6 | 13 |  | 18.6 | 0 | 1
1964-07-14 | 13 | 10 | 3 | 13 | 16 | 23 |  | 13 | 0 | 1
1964-07-15 | 20 | 16 | 13 | 13 | 29 | 29 |  | 20 | 0 | 0
1964-07-16 | 31.6 | 35 | 39 | 32 | 26 | 26 |  | 31.6 | 0 | 0
1964-07-17 | 8 | 10 | 10 | 5 | 5 | 10 |  | 8 | 0 | 2
1964-07-18 | 12.2 | 10 | 13 | 14 | 11 | 13 |  | 12.2 | 0 | 0
1964-07-19 | 17.8 | 29 | 24 | 19 | 6 | 11 |  | 17.8 | 0 | 1
1964-07-20 | 14.2 | 16 | 18 | 16 | 11 | 10 |  | 14.2 | 0 | 0
1964-07-21 | 23 | 40 | 23 | 23 | 16 | 13 |  | 23 | 0 | 0
1964-07-22 | 7.4 | 10 | 10 | 11 | 3 | 3 |  | 7.4 | 0 | 2
1964-07-23 | 15.8 | 11 | 13 | 10 | 24 | 21 |  | 15.8 | 0 | 0
1964-07-24 | 11.2 | 18 | 14 | 11 | 8 | 5 |  | 11.2 | 0 | 2
1964-07-25 | 8.4 | 10 | 8 | 8 | 8 | 8 |  | 8.4 | 0 | 4
1964-07-26 | 12 | 8 | 10 | 10 | 16 | 16 |  | 12 | 0 | 1
1964-07-27 | 8 | 8 | 8 | 8 | 8 | 8 |  | 8 | 0 | 5
1964-07-28 | 5.8 | 6 | 5 | 6 | 6 | 6 |  | 5.8 | 0 | 5
1964-07-29 | 10 | 11 | 11 | 14 | 8 | 6 |  | 10 | 0 | 2
1964-07-30 | 11.2 | 10 | 13 | 11 | 11 | 11 |  | 11.2 | 0 | 0
1964-07-31 | 10.4 | 8 | 10 | 10 | 10 | 14 |  | 10.4 | 0 | 1
1964-08-01 | 7.8 | 10 | 10 | 8 | 5 | 6 |  | 7.8 | 0 | 3
1964-08-02 | 16 | 19 | 16 | 14 | 5 | 26 |  | 16 | 0 | 1
1964-08-03 | 4.4 | 3 | 3 | 10 | 3 | 3 |  | 4.4 | 0 | 4
1964-08-04 | 11.6 | 13 | 8 | 10 | 8 | 19 |  | 11.6 | 0 | 2
1964-08-05 | 25.8 | 35 | 26 | 24 | 18 | 26 |  | 25.8 | 0 | 0
1964-08-06 | 8.6 | 16 | 6 | 6 | 5 | 10 |  | 8.6 | 0 | 3
1964-08-07 | 8.8 | 14 | 6 | 8 | 8 | 8 |  | 8.8 | 0 | 4
1964-08-08 | 16.4 | 8 | 8 | 13 | 26 | 27 |  | 16.4 | 0 | 2
1964-08-09 | 11.2 | 13 | 16 | 16 | 11 | 0 |  | 11.2 | 0 | 1
1964-08-10 | 20.2 | 23 | 23 | 16 | 16 | 23 |  | 20.2 | 0 | 0
1964-08-11 | 6.6 | 10 | 5 | 8 | 5 | 5 |  | 6.6 | 0 | 4
1964-08-12 | 11.2 | 10 | 10 | 10 | 13 | 13 |  | 11.2 | 0 | 0
1964-08-13 | 6.6 | 6 | 5 | 6 | 6 | 10 |  | 6.6 | 0 | 4
1964-08-14 | 8.4 | 13 | 13 | 0 | 10 | 6 |  | 8.4 | 0 | 2
1964-08-15 | 8.2 | 10 | 13 | 6 | 6 | 6 |  | 8.2 | 0 | 3
1964-08-16 | 8.6 | 11 | 11 | 10 | 5 | 6 |  | 8.6 | 0 | 2
1964-08-17 | 10 | 6 | 13 | 10 | 8 | 13 |  | 10 | 0 | 2
1964-08-18 | 7.6 | 3 | 3 | 11 | 8 | 13 |  | 7.6 | 0 | 3
1964-08-19 | 14.4 | 23 | 18 | 10 | 10 | 11 |  | 14.4 | 0 | 0
1964-08-20 | 14.8 | 13 | 13 | 16 | 16 | 16 |  | 14.8 | 0 | 0
1964-08-21 | 12.6 | 16 | 10 | 13 | 11 | 13 |  | 12.6 | 0 | 0
1964-08-22 | 17.2 | 19 | 19 | 16 | 19 | 13 |  | 17.2 | 0 | 0
1964-08-23 | 18.4 | 23 | 24 | 11 | 16 | 18 |  | 18.4 | 0 | 0
1964-08-24 | 13 | 23 | 16 | 14 | 6 | 6 |  | 13 | 0 | 2
1964-08-25 | 13.2 | 10 | 11 | 13 | 16 | 16 |  | 13.2 | 0 | 0
1964-08-26 | 28.4 | 27 | 32 | 32 | 27 | 24 |  | 28.4 | 0 | 0
1964-08-27 | 12.4 | 5 | 10 | 16 | 18 | 13 |  | 12.4 | 0 | 1
1964-08-28 | 32 | 35 | 32 | 29 | 32 | 32 |  | 32 | 0 | 0
1964-08-29 | 8.4 | 5 | 6 | 10 | 8 | 13 |  | 8.4 | 0 | 3
1964-08-30 | 16.6 | 19 | 19 | 16 | 16 | 13 |  | 16.6 | 0 | 0
1964-08-31 | 25.2 | 29 | 29 | 26 | 23 | 19 |  | 25.2 | 0 | 0
1964-09-01 | 3.8 | 10 | 6 | 3 | 0 | 0 |  | 3.8 | 0 | 4
1964-09-02 | 17.8 | 6 | 13 | 18 | 23 | 29 |  | 17.8 | 0 | 1
1964-09-03 | 36.4 | 32 | 39 | 32 | 40 | 39 |  | 36.4 | 0 | 0
1964-09-04 | 15.4 | 10 | 16 | 13 | 19 | 19 |  | 15.4 | 0 | 0
1964-09-05 | 56 | 26 | 51 | 84 | 58 | 61 |  | 56 | 0 | 0
1964-09-06 | 17.8 | 16 | 18 | 21 | 21 | 13 |  | 17.8 | 0 | 0
1964-09-07 | 7.8 | 13 | 5 | 16 | 5 | 0 |  | 7.8 | 0 | 3
1964-09-08 | 15.6 | 13 | 16 | 16 | 14 | 19 |  | 15.6 | 0 | 0
1964-09-09 | 12.8 | 11 | 14 | 10 | 16 | 13 |  | 12.8 | 0 | 0
1964-09-10 | 25.6 | 26 | 32 | 27 | 24 | 19 |  | 25.6 | 0 | 0
1964-09-11 | 8.2 | 8 | 10 | 0 | 10 | 13 |  | 8.2 | 0 | 2
1964-09-12 | 4 | 6 | 5 | 0 | 6 | 3 |  | 4 | 0 | 5
1964-09-13 | 13 | 8 | 10 | 21 | 8 | 18 |  | 13 | 0 | 2
1964-09-14 | 15.2 | 23 | 19 | 13 | 13 | 8 |  | 15.2 | 0 | 1
1964-09-15 | 6.4 | 0 | 8 | 8 | 8 | 8 |  | 6.4 | 0 | 5
1964-09-16 | 18.4 | 23 | 11 | 21 | 19 | 18 |  | 18.4 | 0 | 0
1964-09-17 | 8.4 | 23 | 19 | 0 | 0 | 0 |  | 8.4 | 0 | 3
1964-09-18 | 27.8 | 21 | 24 | 39 | 32 | 23 |  | 27.8 | 0 | 0
1964-09-19 | 14.2 | 11 | 16 | 18 | 13 | 13 |  | 14.2 | 0 | 0
1964-09-20 | 19.4 | 19 | 26 | 16 | 23 | 13 |  | 19.4 | 0 | 0
1964-09-21 | 13 | 13 | 13 | 13 | 13 | 13 |  | 13 | 0 | 0
1964-09-22 | 19.2 | 29 | 40 | 16 | 6 | 5 |  | 19.2 | 0 | 2
1964-09-23 | 9.8 | 16 | 13 | 10 | 10 | 0 |  | 9.8 | 0 | 1
1964-09-24 | 5.8 | 5 | 3 | 6 | 5 | 10 |  | 5.8 | 0 | 4
1964-09-25 | 23.8 | 16 | 16 | 21 | 27 | 39 |  | 23.8 | 0 | 0
1964-09-26 | 12.8 | 16 | 18 | 16 | 14 | 0 |  | 12.8 | 0 | 1
1964-09-27 | 7.2 | 11 | 16 | 3 | 3 | 3 |  | 7.2 | 0 | 3
1964-09-28 | 10.2 | 18 | 10 | 3 | 6 | 14 |  | 10.2 | 0 | 2
1964-09-29 | 20.2 | 16 | 16 | 24 | 19 | 26 |  | 20.2 | 0 | 0
1964-09-30 | 11.6 | 3 | 6 | 16 | 10 | 23 |  | 11.6 | 0 | 2
1965-05-01 | 26 | 29 | 39 | 24 | 14 | 24 |  | 26 | 0 | 0
1965-05-02 | 10.6 | 23 | 10 | 6 | 6 | 8 |  | 10.6 | 0 | 3
1965-05-03 | 14 | 16 | 14 | 14 | 13 | 13 |  | 14 | 0 | 0
1965-05-04 | 11.2 | 10 | 21 | 5 | 10 | 10 |  | 11.2 | 0 | 1
1965-05-05 | 16.6 | 23 | 19 | 16 | 11 | 14 |  | 16.6 | 0 | 0
1965-05-06 | 36 | 39 | 37 | 32 | 37 | 35 |  | 36 | 0 | 0
1965-05-07 | 7.8 | 16 | 6 | 8 | 6 | 3 |  | 7.8 | 0 | 4
1965-05-08 | 7.2 | 10 | 8 | 0 | 8 | 10 |  | 7.2 | 0 | 3
1965-05-09 | 9.8 | 11 | 6 | 3 | 10 | 19 |  | 9.8 | 0 | 2
1965-05-10 | 8.4 | 13 | 13 | 11 | 0 | 5 |  | 8.4 | 0 | 2
1965-05-11 | 19.4 | 29 | 26 | 23 | 8 | 11 |  | 19.4 | 0 | 1
1965-05-12 | 11.2 | 11 | 10 | 14 | 8 | 13 |  | 11.2 | 0 | 1
1965-05-13 | 34 | 32 | 39 | 29 | 31 | 39 |  | 34 | 0 | 0
1965-05-14 | 11.6 | 14 | 14 | 13 | 11 | 6 |  | 11.6 | 0 | 1
1965-05-15 | 24.8 | 35 | 35 | 19 | 19 | 16 |  | 24.8 | 0 | 0
1965-05-16 | 6.6 | 6 | 6 | 8 | 13 | 0 |  | 6.6 | 0 | 4
1965-05-17 | 40.4 | 29 | 32 | 35 | 45 | 61 |  | 40.4 | 0 | 0
1965-05-18 | 1 | 0 | 0 | 5 | 0 | 0 |  | 1 | 0 | 5
1965-05-19 | 22.4 | 29 | 23 | 26 | 18 | 16 |  | 22.4 | 0 | 0
1965-05-20 | 30.2 | 26 | 32 | 32 | 29 | 32 |  | 30.2 | 0 | 0
1965-05-21 | 8.4 | 0 | 8 | 16 | 8 | 10 |  | 8.4 | 0 | 3
1965-05-22 | 11.8 | 13 | 11 | 11 | 13 | 11 |  | 11.8 | 0 | 0
1965-05-23 | 9.4 | 0 | 21 | 0 | 10 | 16 |  | 9.4 | 0 | 2
1965-05-24 | 28.8 | 24 | 24 | 32 | 32 | 32 |  | 28.8 | 0 | 0
1965-05-25 | 37.6 | 32 | 35 | 39 | 37 | 45 |  | 37.6 | 0 | 0
1965-05-26 | 0.6 | 3 | 0 | 0 | 0 | 0 |  | 0.6 | 0 | 5
1965-05-27 | 9.6 | 0 | 11 | 8 | 10 | 19 |  | 9.6 | 0 | 2
1965-05-28 | 7.6 | 14 | 8 | 0 | 10 | 6 |  | 7.6 | 0 | 3
1965-05-29 | 11.6 | 13 | 21 | 8 | 10 | 6 |  | 11.6 | 0 | 2
1965-05-30 | 12.8 | 19 | 8 | 5 | 19 | 13 |  | 12.8 | 0 | 2
1965-05-31 | 27 | 29 | 18 | 26 | 27 | 35 |  | 27 | 0 | 0
1965-06-01 | 25.6 | 32 | 26 | 23 | 23 | 24 |  | 25.6 | 0 | 0
1965-06-02 | 11.8 | 10 | 11 | 14 | 10 | 14 |  | 11.8 | 0 | 0
1965-06-03 | 22.6 | 40 | 27 | 19 | 13 | 14 |  | 22.6 | 0 | 0
1965-06-04 | 16.4 | 16 | 18 | 19 | 16 | 13 |  | 16.4 | 0 | 0
1965-06-05 | 12.4 | 19 | 11 | 11 | 10 | 11 |  | 12.4 | 0 | 0
1965-06-06 | 34 | 26 | 35 | 32 | 35 | 42 |  | 34 | 0 | 0
1965-06-07 | 2.6 | 0 | 8 | 5 | 0 | 0 |  | 2.6 | 0 | 5
1965-06-08 | 10.8 | 10 | 11 | 11 | 14 | 8 |  | 10.8 | 0 | 1
1965-06-09 | 11 | 14 | 0 | 19 | 8 | 14 |  | 11 | 0 | 2
1965-06-10 | 18.6 | 10 | 19 | 23 | 23 | 18 |  | 18.6 | 0 | 0
1965-06-11 | 13.4 | 19 | 16 | 11 | 11 | 10 |  | 13.4 | 0 | 0
1965-06-12 | 9 | 16 | 10 | 3 | 10 | 6 |  | 9 | 0 | 2
1965-06-13 | 17 | 29 | 13 | 16 | 8 | 19 |  | 17 | 0 | 1
1965-06-14 | 12.4 | 6 | 16 | 19 | 13 | 8 |  | 12.4 | 0 | 2
1965-06-15 | 19.6 | 11 | 19 | 23 | 26 | 19 |  | 19.6 | 0 | 0
1965-06-16 | 13.4 | 6 | 13 | 18 | 16 | 14 |  | 13.4 | 0 | 1
1965-06-17 | 16 | 11 | 16 | 16 | 14 | 23 |  | 16 | 0 | 0
1965-06-18 | 27.4 | 26 | 32 | 32 | 24 | 23 |  | 27.4 | 0 | 0
1965-06-19 | 10 | 10 | 13 | 19 | 8 | 0 |  | 10 | 0 | 2
1965-06-20 | 13 | 16 | 10 | 11 | 14 | 14 |  | 13 | 0 | 0
1965-06-21 | 19.8 | 19 | 6 | 23 | 19 | 32 |  | 19.8 | 0 | 1
1965-06-22 | 5.6 | 10 | 0 | 0 | 10 | 8 |  | 5.6 | 0 | 3
1965-06-23 | 9.4 | 10 | 16 | 11 | 10 | 0 |  | 9.4 | 0 | 1
1965-06-24 | 17.4 | 0 | 14 | 13 | 29 | 31 |  | 17.4 | 0 | 1
1965-06-25 | 14.8 | 10 | 10 | 14 | 26 | 14 |  | 14.8 | 0 | 0
1965-06-26 | 36.8 | 32 | 39 | 39 | 42 | 32 |  | 36.8 | 0 | 0
1965-06-27 | 30.6 | 37 | 32 | 31 | 29 | 24 |  | 30.6 | 0 | 0
1965-06-28 | 22.4 | 16 | 24 | 19 | 29 | 24 |  | 22.4 | 0 | 0
1965-06-29 | 14.6 | 10 | 11 | 19 | 19 | 14 |  | 14.6 | 0 | 0
1965-06-30 | 4.8 | 0 | 6 | 6 | 6 | 6 |  | 4.8 | 0 | 5
1965-07-01 | 4.4 | 0 | 0 | 14 | 8 | 0 |  | 4.4 | 0 | 4
1965-07-02 | 5.4 | 6 | 8 | 13 | 0 | 0 |  | 5.4 | 0 | 4
1965-07-03 | 4.2 | 0 | 8 | 5 | 0 | 8 |  | 4.2 | 0 | 5
1965-07-04 | 2.4 | 6 | 6 | 0 | 0 | 0 |  | 2.4 | 0 | 5
1965-07-05 | 7.8 | 13 | 8 | 8 | 0 | 10 |  | 7.8 | 0 | 3
1965-07-06 | 6.4 | 10 | 11 | 5 | 0 | 6 |  | 6.4 | 0 | 3
1965-07-07 | 14.4 | 13 | 11 | 10 | 11 | 27 |  | 14.4 | 0 | 0
1965-07-08 | 7.2 | 0 | 0 | 6 | 16 | 14 |  | 7.2 | 0 | 3
1965-07-09 | 17.8 | 16 | 14 | 16 | 24 | 19 |  | 17.8 | 0 | 0
1965-07-10 | 14.4 | 0 | 24 | 16 | 16 | 16 |  | 14.4 | 0 | 1
1965-07-11 | 13.6 | 8 | 14 | 14 | 19 | 13 |  | 13.6 | 0 | 1
1965-07-12 | 17.6 | 24 | 24 | 16 | 11 | 13 |  | 17.6 | 0 | 0
1965-07-13 | 10.8 | 13 | 14 | 11 | 8 | 8 |  | 10.8 | 0 | 2
1965-07-14 | 9.4 | 6 | 10 | 5 | 16 | 10 |  | 9.4 | 0 | 2
1965-07-15 | 14 | 32 | 23 | 3 | 6 | 6 |  | 14 | 0 | 3
1965-07-16 | 11.4 | 6 | 16 | 11 | 13 | 11 |  | 11.4 | 0 | 1
1965-07-17 | 12 | 14 | 19 | 6 | 11 | 10 |  | 12 | 0 | 1
1965-07-18 | 13.2 | 16 | 13 | 8 | 13 | 16 |  | 13.2 | 0 | 1
1965-07-19 | 2.2 | 0 | 0 | 0 | 0 | 11 |  | 2.2 | 0 | 4
1965-07-20 | 6.4 | 0 | 6 | 8 | 8 | 10 |  | 6.4 | 0 | 4
1965-07-21 | 3.2 | 8 | 0 | 0 | 0 | 8 |  | 3.2 | 0 | 5
1965-07-22 | 14 | 14 | 10 | 8 | 24 | 14 |  | 14 | 0 | 1
1965-07-23 | 9 | 6 | 10 | 13 | 6 | 10 |  | 9 | 0 | 2
1965-07-24 | 12.6 | 18 | 19 | 8 | 5 | 13 |  | 12.6 | 0 | 2
1965-07-25 | 8.2 | 13 | 10 | 6 | 6 | 6 |  | 8.2 | 0 | 3
1965-07-26 | 4.6 | 10 | 0 | 0 | 0 | 13 |  | 4.6 | 0 | 3
1965-07-27 | 15.4 | 0 | 14 | 16 | 26 | 21 |  | 15.4 | 0 | 1
1965-07-28 | 17.8 | 26 | 23 | 11 | 10 | 19 |  | 17.8 | 0 | 0
1965-07-29 | 13.6 | 21 | 23 | 13 | 8 | 3 |  | 13.6 | 0 | 2
1965-07-30 | 4.2 | 0 | 0 | 8 | 13 | 0 |  | 4.2 | 0 | 4
1965-07-31 | 4 | 0 | 10 | 0 | 0 | 10 |  | 4 | 0 | 3
1965-08-01 | 8.4 | 6 | 10 | 8 | 8 | 10 |  | 8.4 | 0 | 3
1965-08-02 | 1.2 | 0 | 0 | 6 | 0 | 0 |  | 1.2 | 0 | 5
1965-08-03 | 11.2 | 16 | 10 | 6 | 11 | 13 |  | 11.2 | 0 | 1
1965-08-04 | 18.8 | 23 | 13 | 6 | 26 | 26 |  | 18.8 | 0 | 1
1965-08-05 | 17.4 | 23 | 19 | 18 | 13 | 14 |  | 17.4 | 0 | 0
1965-08-06 | 11 | 13 | 10 | 10 | 11 | 11 |  | 11 | 0 | 0
1965-08-07 | 4.4 | 11 | 8 | 0 | 3 | 0 |  | 4.4 | 0 | 4
1965-08-08 | 6.4 | 13 | 13 | 3 | 3 | 0 |  | 6.4 | 0 | 3
1965-08-09 | 11 | 16 | 13 | 10 | 6 | 10 |  | 11 | 0 | 1
1965-08-10 | 13.6 | 10 | 23 | 19 | 13 | 3 |  | 13.6 | 0 | 1
1965-08-11 | 8 | 16 | 0 | 3 | 8 | 13 |  | 8 | 0 | 3
1965-08-12 | 3 | 6 | 3 | 3 | 0 | 3 |  | 3 | 0 | 5
1965-08-13 | 31 | 26 | 14 | 24 | 56 | 35 |  | 31 | 0 | 0
1965-08-14 | 5.6 | 8 | 8 | 6 | 6 | 0 |  | 5.6 | 0 | 5
1965-08-15 | 0 | 0 | 0 | 0 | 0 | 0 |  | 0 | 0 | 5
1965-08-16 | 13 | 6 | 0 | 24 | 6 | 29 |  | 13 | 0 | 3
1965-08-17 | 0 | 0 | 0 | 0 | 0 | 0 |  | 0 | 0 | 5
1965-08-18 | 17.8 | 13 | 16 | 23 | 21 | 16 |  | 17.8 | 0 | 0
1965-08-19 | 6.6 | 0 | 5 | 10 | 10 | 8 |  | 6.6 | 0 | 3
1965-08-20 | 7 | 8 | 6 | 0 | 10 | 11 |  | 7 | 0 | 3
1965-08-21 | 2 | 0 | 10 | 0 | 0 | 0 |  | 2 | 0 | 4
1965-08-22 | 3.6 | 6 | 3 | 3 | 0 | 6 |  | 3.6 | 0 | 5
1965-08-23 | 7 | 0 | 5 | 11 | 0 | 19 |  | 7 | 0 | 3
1965-08-24 | 20.2 | 19 | 16 | 29 | 23 | 14 |  | 20.2 | 0 | 0
1965-08-25 | 15.8 | 23 | 16 | 13 | 11 | 16 |  | 15.8 | 0 | 0
1965-08-26 | 10.8 | 8 | 14 | 14 | 13 | 5 |  | 10.8 | 0 | 2
1965-08-27 | 10.2 | 10 | 19 | 8 | 8 | 6 |  | 10.2 | 0 | 3
1965-08-28 | 20.4 | 32 | 8 | 13 | 26 | 23 |  | 20.4 | 0 | 1
1965-08-29 | 19.2 | 29 | 19 | 14 | 13 | 21 |  | 19.2 | 0 | 0
1965-08-30 | 26 | 29 | 27 | 24 | 19 | 31 |  | 26 | 0 | 0
1965-08-31 | 9 | 8 | 8 | 10 | 11 | 8 |  | 9 | 0 | 3
1965-09-01 | 14.6 | 14 | 6 | 23 | 24 | 6 |  | 14.6 | 0 | 2
1965-09-02 | 11.4 | 10 | 11 | 13 | 10 | 13 |  | 11.4 | 0 | 0
1965-09-03 | 26.4 | 24 | 32 | 21 | 23 | 32 |  | 26.4 | 0 | 0
1965-09-04 | 1.2 | 3 | 0 | 0 | 0 | 3 |  | 1.2 | 0 | 5
1965-09-05 | 6.6 | 6 | 6 | 8 | 13 | 0 |  | 6.6 | 0 | 4
1965-09-06 | 4.4 | 0 | 0 | 10 | 6 | 6 |  | 4.4 | 0 | 4
1965-09-07 | 7.2 | 11 | 0 | 3 | 16 | 6 |  | 7.2 | 0 | 3
1965-09-08 | 18 | 19 | 13 | 13 | 29 | 16 |  | 18 | 0 | 0
1965-09-09 | 22.4 | 32 | 24 | 14 | 29 | 13 |  | 22.4 | 0 | 0
1965-09-10 | 3.2 | 8 | 3 | 0 | 0 | 5 |  | 3.2 | 0 | 5
1965-09-11 | 20.2 | 23 | 19 | 16 | 19 | 24 |  | 20.2 | 0 | 0
1965-09-12 | 7.8 | 10 | 13 | 6 | 0 | 10 |  | 7.8 | 0 | 2
1965-09-13 | 13.4 | 11 | 13 | 16 | 19 | 8 |  | 13.4 | 0 | 1
1965-09-14 | 25.4 | 21 | 18 | 24 | 32 | 32 |  | 25.4 | 0 | 0
1965-09-15 | 24.6 | 31 | 26 | 19 | 24 | 23 |  | 24.6 | 0 | 0
1965-09-16 | 31.8 | 37 | 32 | 29 | 32 | 29 |  | 31.8 | 0 | 0
1965-09-17 | 2.2 | 11 | 0 | 0 | 0 | 0 |  | 2.2 | 0 | 4
1965-09-18 | 24 | 24 | 26 | 24 | 23 | 23 |  | 24 | 0 | 0
1965-09-19 | 5.8 | 16 | 10 | 0 | 3 | 0 |  | 5.8 | 0 | 3
1965-09-20 | 18.2 | 23 | 26 | 23 | 13 | 6 |  | 18.2 | 0 | 1
1965-09-21 | 28.8 | 29 | 19 | 32 | 29 | 35 |  | 28.8 | 0 | 0
1965-09-22 | 13.4 | 10 | 8 | 16 | 23 | 10 |  | 13.4 | 0 | 1
1965-09-23 | 11 | 6 | 13 | 10 | 13 | 13 |  | 11 | 0 | 1
1965-09-24 | 27 | 27 | 29 | 29 | 19 | 31 |  | 27 | 0 | 0
1965-09-25 | 24.4 | 21 | 19 | 26 | 27 | 29 |  | 24.4 | 0 | 0
1965-09-26 | 19.6 | 21 | 23 | 19 | 19 | 16 |  | 19.6 | 0 | 0
1965-09-27 | 5.4 | 6 | 5 | 0 | 5 | 11 |  | 5.4 | 0 | 4
1965-09-28 | 10.4 | 18 | 10 | 10 | 6 | 8 |  | 10.4 | 0 | 2
1965-09-29 | 16.4 | 13 | 8 | 19 | 26 | 16 |  | 16.4 | 0 | 1
1965-09-30 | 16.8 | 6 | 13 | 10 | 32 | 23 |  | 16.8 | 0 | 1
1966-05-01 | 25.4 | 23 | 35 | 29 | 21 | 19 |  | 25.4 | 0 | 0
1966-05-02 | 8.6 | 16 | 11 | 6 | 0 | 10 |  | 8.6 | 0 | 2
1966-05-03 | 6 | 6 | 16 | 8 | 0 | 0 |  | 6 | 0 | 4
1966-05-04 | 10.2 | 19 | 16 | 8 | 8 | 0 |  | 10.2 | 0 | 3
1966-05-05 | 15.8 | 14 | 16 | 19 | 16 | 14 |  | 15.8 | 0 | 0
1966-05-06 | 6.2 | 5 | 6 | 10 | 10 | 0 |  | 6.2 | 0 | 3
1966-05-07 | 17.8 | 29 | 19 | 14 | 13 | 14 |  | 17.8 | 0 | 0
1966-05-08 | 3.2 | 5 | 5 | 6 | 0 | 0 |  | 3.2 | 0 | 5
1966-05-09 | 27.2 | 19 | 32 | 32 | 29 | 24 |  | 27.2 | 0 | 0
1966-05-10 | 11.4 | 16 | 13 | 10 | 5 | 13 |  | 11.4 | 0 | 1
1966-05-11 | 6.2 | 0 | 6 | 6 | 3 | 16 |  | 6.2 | 0 | 4
1966-05-12 | 14.6 | 19 | 14 | 13 | 14 | 13 |  | 14.6 | 0 | 0
1966-05-13 | 19.2 | 14 | 23 | 24 | 14 | 21 |  | 19.2 | 0 | 0
1966-05-14 | 9.2 | 6 | 8 | 14 | 8 | 10 |  | 9.2 | 0 | 3
1966-05-15 | 23.8 | 29 | 29 | 23 | 19 | 19 |  | 23.8 | 0 | 0
1966-05-16 | 12.4 | 19 | 16 | 13 | 8 | 6 |  | 12.4 | 0 | 2
1966-05-17 | 24.4 | 29 | 19 | 19 | 29 | 26 |  | 24.4 | 0 | 0
1966-05-18 | 32.6 | 32 | 35 | 32 | 32 | 32 |  | 32.6 | 0 | 0
1966-05-19 | 10.4 | 0 | 19 | 16 | 11 | 6 |  | 10.4 | 0 | 2
1966-05-20 | 19.4 | 14 | 23 | 27 | 19 | 14 |  | 19.4 | 0 | 0
1966-05-21 | 0 | 0 | 0 | 0 | 0 | 0 |  | 0 | 0 | 5
1966-05-22 | 19.4 | 16 | 13 | 29 | 16 | 23 |  | 19.4 | 0 | 0
1966-05-23 | 25 | 24 | 26 | 26 | 23 | 26 |  | 25 | 0 | 0
1966-05-24 | 12 | 10 | 8 | 16 | 13 | 13 |  | 12 | 0 | 1
1966-05-25 | 8 | 10 | 8 | 6 | 10 | 6 |  | 8 | 0 | 3
1966-05-26 | 6.2 | 11 | 8 | 6 | 0 | 6 |  | 6.2 | 0 | 4
1966-05-27 | 19 | 16 | 24 | 16 | 23 | 16 |  | 19 | 0 | 0
1966-05-28 | 9.2 | 14 | 8 | 13 | 6 | 5 |  | 9.2 | 0 | 3
1966-05-29 | 18.6 | 19 | 16 | 26 | 13 | 19 |  | 18.6 | 0 | 0
1966-05-30 | 34.4 | 40 | 32 | 39 | 32 | 29 |  | 34.4 | 0 | 0
1966-05-31 | 17.8 | 11 | 10 | 23 | 24 | 21 |  | 17.8 | 0 | 0
1966-06-01 | 31.4 | 29 | 35 | 35 | 32 | 26 |  | 31.4 | 0 | 0
1966-06-02 | 6 | 0 | 6 | 8 | 8 | 8 |  | 6 | 0 | 5
1966-06-03 | 14.2 | 19 | 13 | 10 | 13 | 16 |  | 14.2 | 0 | 0
1966-06-04 | 24.8 | 21 | 19 | 23 | 26 | 35 |  | 24.8 | 0 | 0
1966-06-05 | 10.6 | 14 | 11 | 10 | 8 | 10 |  | 10.6 | 0 | 1
1966-06-06 | 9.2 | 10 | 13 | 10 | 3 | 10 |  | 9.2 | 0 | 1
1966-06-07 | 11 | 8 | 10 | 13 | 13 | 11 |  | 11 | 0 | 1
1966-06-08 | 13.8 | 29 | 13 | 11 | 8 | 8 |  | 13.8 | 0 | 2
1966-06-09 | 9.6 | 5 | 10 | 14 | 8 | 11 |  | 9.6 | 0 | 2
1966-06-10 | 7.8 | 0 | 10 | 13 | 10 | 6 |  | 7.8 | 0 | 2
1966-06-11 | 7.4 | 6 | 10 | 5 | 0 | 16 |  | 7.4 | 0 | 3
1966-06-12 | 13.6 | 13 | 19 | 14 | 14 | 8 |  | 13.6 | 0 | 1
1966-06-13 | 8 | 8 | 3 | 10 | 13 | 6 |  | 8 | 0 | 3
1966-06-14 | 21.8 | 29 | 19 | 18 | 19 | 24 |  | 21.8 | 0 | 0
1966-06-15 | 15.4 | 19 | 19 | 8 | 23 | 8 |  | 15.4 | 0 | 2
1966-06-16 | 0.6 | 3 | 0 | 0 | 0 | 0 |  | 0.6 | 0 | 5
1966-06-17 | 14.4 | 16 | 16 | 14 | 13 | 13 |  | 14.4 | 0 | 0
1966-06-18 | 9.4 | 16 | 0 | 10 | 13 | 8 |  | 9.4 | 0 | 2
1966-06-19 | 5.4 | 0 | 6 | 3 | 8 | 10 |  | 5.4 | 0 | 4
1966-06-20 | 24.6 | 19 | 29 | 26 | 26 | 23 |  | 24.6 | 0 | 0
1966-06-21 | 7.8 | 19 | 8 | 6 | 6 | 0 |  | 7.8 | 0 | 4
1966-06-22 | 12.4 | 16 | 0 | 11 | 19 | 16 |  | 12.4 | 0 | 1
1966-06-23 | 11.2 | 16 | 16 | 11 | 8 | 5 |  | 11.2 | 0 | 2
1966-06-24 | 12.8 | 19 | 11 | 11 | 10 | 13 |  | 12.8 | 0 | 0
1966-06-25 | 9.2 | 10 | 10 | 8 | 10 | 8 |  | 9.2 | 0 | 2
1966-06-26 | 4.2 | 3 | 8 | 0 | 0 | 10 |  | 4.2 | 0 | 4
1966-06-27 | 7 | 0 | 0 | 13 | 11 | 11 |  | 7 | 0 | 2
1966-06-28 | 6.4 | 0 | 8 | 13 | 6 | 5 |  | 6.4 | 0 | 4
1966-06-29 | 11.4 | 10 | 10 | 13 | 13 | 11 |  | 11.4 | 0 | 0
1966-06-30 | 20.4 | 26 | 23 | 19 | 18 | 16 |  | 20.4 | 0 | 0
1966-07-01 | 23.2 | 23 | 19 | 24 | 24 | 26 |  | 23.2 | 0 | 0
1966-07-02 | 24.2 | 19 | 29 | 26 | 24 | 23 |  | 24.2 | 0 | 0
1966-07-03 | 8.4 | 10 | 6 | 0 | 13 | 13 |  | 8.4 | 0 | 2
1966-07-04 | 14.4 | 10 | 0 | 24 | 19 | 19 |  | 14.4 | 0 | 1
1966-07-05 | 9.2 | 8 | 10 | 10 | 10 | 8 |  | 9.2 | 0 | 2
1966-07-06 | 7 | 5 | 14 | 6 | 10 | 0 |  | 7 | 0 | 3
1966-07-07 | 11 | 11 | 14 | 10 | 10 | 10 |  | 11 | 0 | 0
1966-07-08 | 19.2 | 27 | 24 | 16 | 13 | 16 |  | 19.2 | 0 | 0
1966-07-09 | 7 | 8 | 3 | 3 | 11 | 10 |  | 7 | 0 | 3
1966-07-10 | 10.4 | 10 | 5 | 14 | 10 | 13 |  | 10.4 | 0 | 1
1966-07-11 | 6.6 | 0 | 0 | 6 | 13 | 14 |  | 6.6 | 0 | 3
1966-07-12 | 11 | 14 | 16 | 10 | 10 | 5 |  | 11 | 0 | 1
1966-07-13 | 13 | 10 | 14 | 14 | 13 | 14 |  | 13 | 0 | 0
1966-07-14 | 9.6 | 8 | 8 | 13 | 11 | 8 |  | 9.6 | 0 | 3
1966-07-15 | 6.4 | 0 | 0 | 11 | 13 | 8 |  | 6.4 | 0 | 3
1966-07-16 | 8.2 | 0 | 10 | 10 | 11 | 10 |  | 8.2 | 0 | 1
1966-07-17 | 7.4 | 13 | 8 | 0 | 11 | 5 |  | 7.4 | 0 | 3
1966-07-18 | 16 | 16 | 16 | 19 | 16 | 13 |  | 16 | 0 | 0
1966-07-19 | 3.2 | 0 | 0 | 8 | 0 | 8 |  | 3.2 | 0 | 5
1966-07-20 | 19.8 | 23 | 24 | 29 | 10 | 13 |  | 19.8 | 0 | 0
1966-07-21 | 9.6 | 13 | 11 | 6 | 8 | 10 |  | 9.6 | 0 | 2
1966-07-22 | 10.4 | 6 | 8 | 6 | 16 | 16 |  | 10.4 | 0 | 3
1966-07-23 | 8 | 0 | 13 | 8 | 8 | 11 |  | 8 | 0 | 3
1966-07-24 | 11.6 | 13 | 13 | 11 | 10 | 11 |  | 11.6 | 0 | 0
1966-07-25 | 14.8 | 10 | 16 | 13 | 19 | 16 |  | 14.8 | 0 | 0
1966-07-26 | 10.2 | 10 | 10 | 5 | 16 | 10 |  | 10.2 | 0 | 1
1966-07-27 | 3 | 0 | 5 | 5 | 5 | 0 |  | 3 | 0 | 5
1966-07-28 | 8.8 | 11 | 6 | 8 | 11 | 8 |  | 8.8 | 0 | 3
1966-07-29 | 8.8 | 11 | 5 | 10 | 8 | 10 |  | 8.8 | 0 | 2
1966-07-30 | 2.6 | 8 | 5 | 0 | 0 | 0 |  | 2.6 | 0 | 5
1966-07-31 | 13 | 13 | 19 | 10 | 10 | 13 |  | 13 | 0 | 0
1966-08-01 | 17.4 | 23 | 19 | 13 | 16 | 16 |  | 17.4 | 0 | 0
1966-08-02 | 7 | 0 | 13 | 10 | 6 | 6 |  | 7 | 0 | 3
1966-08-03 | 8.4 | 13 | 16 | 13 | 0 | 0 |  | 8.4 | 0 | 2
1966-08-04 | 11.6 | 6 | 13 | 10 | 16 | 13 |  | 11.6 | 0 | 1
1966-08-05 | 5.4 | 6 | 0 | 0 | 8 | 13 |  | 5.4 | 0 | 4
1966-08-06 | 32.8 | 39 | 32 | 32 | 29 | 32 |  | 32.8 | 0 | 0
1966-08-07 | 7.6 | 6 | 3 | 11 | 10 | 8 |  | 7.6 | 0 | 3
1966-08-08 | 16.8 | 19 | 16 | 19 | 16 | 14 |  | 16.8 | 0 | 0
1966-08-09 | 1.6 | 0 | 0 | 0 | 8 | 0 |  | 1.6 | 0 | 5
1966-08-10 | 4.8 | 0 | 3 | 3 | 5 | 13 |  | 4.8 | 0 | 4
1966-08-11 | 15.4 | 26 | 16 | 11 | 11 | 13 |  | 15.4 | 0 | 0
1966-08-12 | 8.2 | 11 | 0 | 6 | 10 | 14 |  | 8.2 | 0 | 2
1966-08-13 | 8.6 | 8 | 10 | 6 | 6 | 13 |  | 8.6 | 0 | 3
1966-08-14 | 6.2 | 14 | 11 | 0 | 0 | 6 |  | 6.2 | 0 | 3
1966-08-15 | 1.8 | 6 | 3 | 0 | 0 | 0 |  | 1.8 | 0 | 5
1966-08-16 | 4.8 | 8 | 10 | 0 | 6 | 0 |  | 4.8 | 0 | 4
1966-08-17 | 2.2 | 0 | 5 | 3 | 3 | 0 |  | 2.2 | 0 | 5
1966-08-18 | 14.6 | 13 | 13 | 14 | 19 | 14 |  | 14.6 | 0 | 0
1966-08-19 | 15.4 | 13 | 16 | 14 | 18 | 16 |  | 15.4 | 0 | 0
1966-08-20 | 19.6 | 24 | 23 | 21 | 16 | 14 |  | 19.6 | 0 | 0
1966-08-21 | 12.6 | 16 | 13 | 8 | 13 | 13 |  | 12.6 | 0 | 1
1966-08-22 | 3.4 | 6 | 0 | 6 | 5 | 0 |  | 3.4 | 0 | 5
1966-08-23 | 5.2 | 10 | 11 | 5 | 0 | 0 |  | 5.2 | 0 | 3
1966-08-24 | 5.8 | 0 | 10 | 13 | 6 | 0 |  | 5.8 | 0 | 3
1966-08-25 | 6.8 | 0 | 13 | 5 | 8 | 8 |  | 6.8 | 0 | 4
1966-08-26 | 14 | 13 | 16 | 13 | 14 | 14 |  | 14 | 0 | 0
1966-08-27 | 30 | 19 | 29 | 35 | 32 | 35 |  | 30 | 0 | 0
1966-08-28 | 1.8 | 0 | 0 | 3 | 6 | 0 |  | 1.8 | 0 | 5
1966-08-29 | 8 | 8 | 13 | 11 | 8 | 0 |  | 8 | 0 | 3
1966-08-30 | 7.6 | 11 | 11 | 11 | 0 | 5 |  | 7.6 | 0 | 2
1966-08-31 | 33.8 | 39 | 32 | 34 | 32 | 32 |  | 33.8 | 0 | 0
1966-09-01 | 6.4 | 6 | 8 | 5 | 10 | 3 |  | 6.4 | 0 | 4
1966-09-02 | 12.6 | 11 | 18 | 14 | 10 | 10 |  | 12.6 | 0 | 0
1966-09-03 | 1.2 | 0 | 0 | 6 | 0 | 0 |  | 1.2 | 0 | 5
1966-09-04 | 7.2 | 10 | 6 | 0 | 10 | 10 |  | 7.2 | 0 | 2
1966-09-05 | 3.2 | 8 | 8 | 0 | 0 | 0 |  | 3.2 | 0 | 5
1966-09-06 | 7.8 | 13 | 6 | 6 | 8 | 6 |  | 7.8 | 0 | 4
1966-09-07 | 10 | 5 | 6 | 8 | 13 | 18 |  | 10 | 0 | 3
1966-09-08 | 4.2 | 6 | 6 | 0 | 6 | 3 |  | 4.2 | 0 | 5
1966-09-09 | 3 | 6 | 3 | 6 | 0 | 0 |  | 3 | 0 | 5
1966-09-10 | 14.2 | 16 | 13 | 13 | 13 | 16 |  | 14.2 | 0 | 0
1966-09-11 | 33 | 34 | 39 | 37 | 29 | 26 |  | 33 | 0 | 0
1966-09-12 | 19.4 | 16 | 16 | 18 | 24 | 23 |  | 19.4 | 0 | 0
1966-09-13 | 6.8 | 10 | 8 | 5 | 8 | 3 |  | 6.8 | 0 | 4
1966-09-14 | 8.4 | 6 | 10 | 6 | 10 | 10 |  | 8.4 | 0 | 2
1966-09-15 | 10 | 16 | 8 | 3 | 10 | 13 |  | 10 | 0 | 2
1966-09-16 | 1.6 | 0 | 5 | 3 | 0 | 0 |  | 1.6 | 0 | 5
1966-09-17 | 5.2 | 0 | 10 | 8 | 0 | 8 |  | 5.2 | 0 | 4
1966-09-18 | 7 | 5 | 8 | 6 | 8 | 8 |  | 7 | 0 | 5
1966-09-19 | 5.4 | 6 | 0 | 5 | 8 | 8 |  | 5.4 | 0 | 5
1966-09-20 | 34.4 | 26 | 32 | 40 | 42 | 32 |  | 34.4 | 0 | 0
1966-09-21 | 5.2 | 5 | 0 | 10 | 0 | 11 |  | 5.2 | 0 | 3
1966-09-22 | 18.4 | 8 | 8 | 26 | 27 | 23 |  | 18.4 | 0 | 2
1966-09-23 | 9.8 | 6 | 5 | 6 | 13 | 19 |  | 9.8 | 0 | 3
1966-09-24 | 17 | 16 | 16 | 18 | 16 | 19 |  | 17 | 0 | 0
1966-09-25 | 7.4 | 5 | 8 | 5 | 11 | 8 |  | 7.4 | 0 | 4
1966-09-26 | 5.8 | 8 | 5 | 11 | 5 | 0 |  | 5.8 | 0 | 4
1966-09-27 | 13.8 | 11 | 13 | 18 | 3 | 24 |  | 13.8 | 0 | 1
1966-09-28 | 34.8 | 39 | 29 | 32 | 39 | 35 |  | 34.8 | 0 | 0
1966-09-29 | 24.8 | 26 | 29 | 23 | 23 | 23 |  | 24.8 | 0 | 0
1966-09-30 | 0 | 0 | 0 | 0 | 0 | 0 |  | 0 | 0 | 5
1967-05-01 | 23.6 | 26 | 23 | 26 | 24 | 19 |  | 23.6 | 0 | 0
1967-05-02 | 7.6 | 6 | 6 | 6 | 10 | 10 |  | 7.6 | 0 | 3
1967-05-03 | 4.2 | 0 | 0 | 3 | 8 | 10 |  | 4.2 | 0 | 4
1967-05-04 | 6.6 | 11 | 11 | 8 | 3 | 0 |  | 6.6 | 0 | 3
1967-05-05 | 13.4 | 13 | 11 | 8 | 11 | 24 |  | 13.4 | 0 | 1
1967-05-06 | 41.4 | 43 | 40 | 42 | 40 | 42 |  | 41.4 | 0 | 0
1967-05-07 | 24.4 | 29 | 26 | 24 | 24 | 19 |  | 24.4 | 0 | 0
1967-05-08 | 10.2 | 13 | 14 | 19 | 0 | 5 |  | 10.2 | 0 | 2
1967-05-09 | 24.4 | 26 | 29 | 24 | 24 | 19 |  | 24.4 | 0 | 0
1967-05-10 | 10.4 | 16 | 10 | 6 | 10 | 10 |  | 10.4 | 0 | 1
1967-05-11 | 2.6 | 0 | 0 | 0 | 0 | 13 |  | 2.6 | 0 | 4
1967-05-12 | 4 | 6 | 8 | 6 | 0 | 0 |  | 4 | 0 | 5
1967-05-13 | 4.4 | 11 | 8 | 0 | 3 | 0 |  | 4.4 | 0 | 4
1967-05-14 | 10.2 | 24 | 13 | 14 | 0 | 0 |  | 10.2 | 0 | 2
1967-05-15 | 14.6 | 14 | 6 | 14 | 16 | 23 |  | 14.6 | 0 | 1
1967-05-16 | 8.4 | 14 | 6 | 8 | 0 | 14 |  | 8.4 | 0 | 3
1967-05-17 | 12.6 | 11 | 11 | 11 | 14 | 16 |  | 12.6 | 0 | 0
1967-05-18 | 13.4 | 16 | 14 | 18 | 11 | 8 |  | 13.4 | 0 | 1
1967-05-19 | 12 | 14 | 14 | 16 | 8 | 8 |  | 12 | 0 | 2
1967-05-20 | 6.4 | 16 | 6 | 5 | 5 | 0 |  | 6.4 | 0 | 4
1967-05-21 | 8.4 | 16 | 8 | 8 | 0 | 10 |  | 8.4 | 0 | 3
1967-05-22 | 13 | 21 | 19 | 13 | 6 | 6 |  | 13 | 0 | 2
1967-05-23 | 10.4 | 16 | 13 | 8 | 5 | 10 |  | 10.4 | 0 | 2
1967-05-24 | 25 | 32 | 29 | 27 | 21 | 16 |  | 25 | 0 | 0
1967-05-25 | 15.2 | 21 | 19 | 13 | 13 | 10 |  | 15.2 | 0 | 0
1967-05-26 | 8.6 | 11 | 0 | 8 | 24 | 0 |  | 8.6 | 0 | 3
1967-05-27 | 7.6 | 13 | 0 | 6 | 16 | 3 |  | 7.6 | 0 | 3
1967-05-28 | 3.2 | 0 | 0 | 0 | 6 | 10 |  | 3.2 | 0 | 4
1967-05-29 | 5.4 | 11 | 16 | 0 | 0 | 0 |  | 5.4 | 0 | 3
1967-05-30 | 22.6 | 29 | 19 | 16 | 23 | 26 |  | 22.6 | 0 | 0
1967-05-31 | 29.6 | 29 | 23 | 32 | 32 | 32 |  | 29.6 | 0 | 0
1967-06-01 | 5.6 | 0 | 8 | 6 | 8 | 6 |  | 5.6 | 0 | 5
1967-06-02 | 8.8 | 16 | 10 | 10 | 8 | 0 |  | 8.8 | 0 | 2
1967-06-03 | 31 | 39 | 42 | 19 | 26 | 29 |  | 31 | 0 | 0
1967-06-04 | 12.2 | 16 | 13 | 16 | 13 | 3 |  | 12.2 | 0 | 1
1967-06-05 | 8.6 | 8 | 16 | 3 | 3 | 13 |  | 8.6 | 0 | 3
1967-06-06 | 14 | 6 | 16 | 16 | 16 | 16 |  | 14 | 0 | 1
1967-06-07 | 12.6 | 16 | 16 | 8 | 13 | 10 |  | 12.6 | 0 | 1
1967-06-08 | 12.6 | 5 | 0 | 10 | 19 | 29 |  | 12.6 | 0 | 2
1967-06-09 | 16.6 | 19 | 19 | 16 | 16 | 13 |  | 16.6 | 0 | 0
1967-06-10 | 21.8 | 23 | 27 | 23 | 18 | 18 |  | 21.8 | 0 | 0
1967-06-11 | 5.6 | 0 | 3 | 8 | 11 | 6 |  | 5.6 | 0 | 4
1967-06-12 | 6.4 | 13 | 0 | 8 | 0 | 11 |  | 6.4 | 0 | 3
1967-06-13 | 7.2 | 11 | 0 | 11 | 6 | 8 |  | 7.2 | 0 | 3
1967-06-14 | 3.2 | 11 | 5 | 0 | 0 | 0 |  | 3.2 | 0 | 4
1967-06-15 | 6 | 6 | 8 | 0 | 8 | 8 |  | 6 | 0 | 5
1967-06-16 | 13 | 16 | 24 | 11 | 6 | 8 |  | 13 | 0 | 2
1967-06-17 | 17 | 0 | 11 | 23 | 19 | 32 |  | 17 | 0 | 1
1967-06-18 | 11.8 | 11 | 13 | 11 | 13 | 11 |  | 11.8 | 0 | 0
1967-06-19 | 3.8 | 6 | 13 | 0 | 0 | 0 |  | 3.8 | 0 | 4
1967-06-20 | 8 | 10 | 8 | 6 | 8 | 8 |  | 8 | 0 | 4
1967-06-21 | 17.4 | 10 | 23 | 16 | 19 | 19 |  | 17.4 | 0 | 0
1967-06-22 | 3.6 | 5 | 0 | 0 | 0 | 13 |  | 3.6 | 0 | 4
1967-06-23 | 1 | 0 | 5 | 0 | 0 | 0 |  | 1 | 0 | 5
1967-06-24 | 2.6 | 13 | 0 | 0 | 0 | 0 |  | 2.6 | 0 | 4
1967-06-25 | 3.2 | 10 | 0 | 6 | 0 | 0 |  | 3.2 | 0 | 4
1967-06-26 | 2.4 | 6 | 0 | 0 | 0 | 6 |  | 2.4 | 0 | 5
1967-06-27 | 8.4 | 23 | 19 | 0 | 0 | 0 |  | 8.4 | 0 | 3
1967-06-28 | 4.4 | 10 | 0 | 0 | 6 | 6 |  | 4.4 | 0 | 4
1967-06-29 | 11.6 | 13 | 16 | 13 | 16 | 0 |  | 11.6 | 0 | 1
1967-06-30 | 4 | 6 | 3 | 11 | 0 | 0 |  | 4 | 0 | 4
1967-07-01 | 2.8 | 0 | 0 | 3 | 3 | 8 |  | 2.8 | 0 | 5
1967-07-02 | 8.6 | 3 | 0 | 8 | 16 | 16 |  | 8.6 | 0 | 3
1967-07-03 | 10 | 16 | 16 | 8 | 10 | 0 |  | 10 | 0 | 2
1967-07-04 | 6.6 | 0 | 0 | 10 | 13 | 10 |  | 6.6 | 0 | 2
1967-07-05 | 5 | 8 | 0 | 6 | 11 | 0 |  | 5 | 0 | 4
1967-07-06 | 11.6 | 13 | 8 | 8 | 13 | 16 |  | 11.6 | 0 | 2
1967-07-07 | 7.8 | 5 | 6 | 10 | 10 | 8 |  | 7.8 | 0 | 3
1967-07-08 | 8.8 | 14 | 16 | 6 | 8 | 0 |  | 8.8 | 0 | 3
1967-07-09 | 6.4 | 16 | 8 | 8 | 0 | 0 |  | 6.4 | 0 | 4
1967-07-10 | 5.8 | 3 | 16 | 5 | 5 | 0 |  | 5.8 | 0 | 4
1967-07-11 | 1.2 | 0 | 0 | 3 | 0 | 3 |  | 1.2 | 0 | 5
1967-07-12 | 10.6 | 6 | 13 | 10 | 11 | 13 |  | 10.6 | 0 | 1
1967-07-13 | 16 | 23 | 19 | 26 | 6 | 6 |  | 16 | 0 | 2
1967-07-14 | 1.6 | 5 | 3 | 0 | 0 | 0 |  | 1.6 | 0 | 5
1967-07-15 | 9.6 | 8 | 11 | 0 | 16 | 13 |  | 9.6 | 0 | 2
1967-07-16 | 5.6 | 5 | 23 | 0 | 0 | 0 |  | 5.6 | 0 | 4
1967-07-17 | 3.2 | 0 | 6 | 0 | 10 | 0 |  | 3.2 | 0 | 4
1967-07-18 | 19.6 | 29 | 32 | 19 | 5 | 13 |  | 19.6 | 0 | 1
1967-07-19 | 15.4 | 19 | 26 | 21 | 6 | 5 |  | 15.4 | 0 | 2
1967-07-20 | 12 | 13 | 10 | 16 | 16 | 5 |  | 12 | 0 | 1
1967-07-21 | 8.6 | 11 | 0 | 8 | 13 | 11 |  | 8.6 | 0 | 2
1967-07-22 | 29.6 | 35 | 29 | 26 | 29 | 29 |  | 29.6 | 0 | 0
1967-07-23 | 6 | 19 | 11 | 0 | 0 | 0 |  | 6 | 0 | 3
1967-07-24 | 5.8 | 0 | 8 | 0 | 0 | 21 |  | 5.8 | 0 | 4
1967-07-25 | 1.2 | 0 | 0 | 6 | 0 | 0 |  | 1.2 | 0 | 5
1967-07-26 | 1.8 | 0 | 0 | 6 | 3 | 0 |  | 1.8 | 0 | 5
1967-07-27 | 9.6 | 3 | 6 | 10 | 13 | 16 |  | 9.6 | 0 | 2
1967-07-28 | 5.6 | 18 | 10 | 0 | 0 | 0 |  | 5.6 | 0 | 3
1967-07-29 | 11.4 | 16 | 10 | 8 | 10 | 13 |  | 11.4 | 0 | 1
1967-07-30 | 3.6 | 6 | 0 | 3 | 3 | 6 |  | 3.6 | 0 | 5
1967-07-31 | 24.4 | 32 | 32 | 29 | 19 | 10 |  | 24.4 | 0 | 0
1967-08-01 | 0 | 0 | 0 | 0 | 0 | 0 |  | 0 | 0 | 5
1967-08-02 | 1.2 | 0 | 0 | 0 | 3 | 3 |  | 1.2 | 0 | 5
1967-08-03 | 0 | 0 | 0 | 0 | 0 | 0 |  | 0 | 0 | 5
1967-08-04 | 5 | 6 | 13 | 3 | 3 | 0 |  | 5 | 0 | 4
1967-08-05 | 22.2 | 40 | 26 | 16 | 18 | 11 |  | 22.2 | 0 | 0
1967-08-06 | 7.6 | 0 | 11 | 11 | 8 | 8 |  | 7.6 | 0 | 3
1967-08-07 | 8.6 | 19 | 13 | 0 | 3 | 8 |  | 8.6 | 0 | 3
1967-08-08 | 7.6 | 0 | 8 | 8 | 11 | 11 |  | 7.6 | 0 | 3
1967-08-09 | 8.2 | 0 | 14 | 16 | 11 | 0 |  | 8.2 | 0 | 2
1967-08-10 | 4 | 0 | 6 | 8 | 6 | 0 |  | 4 | 0 | 5
1967-08-11 | 1.6 | 8 | 0 | 0 | 0 | 0 |  | 1.6 | 0 | 5
1967-08-12 | 10 | 10 | 6 | 5 | 10 | 19 |  | 10 | 0 | 2
1967-08-13 | 15.2 | 21 | 19 | 10 | 16 | 10 |  | 15.2 | 0 | 0
1967-08-14 | 7.4 | 16 | 5 | 8 | 0 | 8 |  | 7.4 | 0 | 4
1967-08-15 | 4.2 | 8 | 8 | 0 | 5 | 0 |  | 4.2 | 0 | 5
1967-08-16 | 6 | 6 | 8 | 11 | 5 | 0 |  | 6 | 0 | 4
1967-08-17 | 11 | 16 | 13 | 10 | 13 | 3 |  | 11 | 0 | 1
1967-08-18 | 10.6 | 13 | 16 | 13 | 11 | 0 |  | 10.6 | 0 | 1
1967-08-19 | 7.8 | 6 | 0 | 10 | 10 | 13 |  | 7.8 | 0 | 2
1967-08-20 | 3.2 | 0 | 0 | 6 | 10 | 0 |  | 3.2 | 0 | 4
1967-08-21 | 8.4 | 3 | 13 | 10 | 10 | 6 |  | 8.4 | 0 | 2
1967-08-22 | 2.4 | 6 | 6 | 0 | 0 | 0 |  | 2.4 | 0 | 5
1967-08-23 | 8.4 | 13 | 13 | 6 | 0 | 10 |  | 8.4 | 0 | 2
1967-08-24 | 1.2 | 0 | 0 | 0 | 6 | 0 |  | 1.2 | 0 | 5
1967-08-25 | 0 | 0 | 0 | 0 | 0 | 0 |  | 0 | 0 | 5
1967-08-26 | 3 | 6 | 6 | 3 | 0 | 0 |  | 3 | 0 | 5
1967-08-27 | 2.8 | 5 | 0 | 3 | 6 | 0 |  | 2.8 | 0 | 5
1967-08-28 | 7.4 | 5 | 13 | 13 | 3 | 3 |  | 7.4 | 0 | 3
1967-08-29 | 4.2 | 3 | 0 | 8 | 10 | 0 |  | 4.2 | 0 | 4
1967-08-30 | 12.2 | 8 | 6 | 14 | 19 | 14 |  | 12.2 | 0 | 2
1967-08-31 | 10.6 | 18 | 3 | 6 | 16 | 10 |  | 10.6 | 0 | 2
1967-09-01 | 9.6 | 11 | 10 | 8 | 11 | 8 |  | 9.6 | 0 | 2
1967-09-02 | 22.8 | 13 | 14 | 0 | 19 | 68 |  | 22.8 | 0 | 1
1967-09-03 | 7.2 | 8 | 8 | 8 | 6 | 6 |  | 7.2 | 0 | 5
1967-09-04 | 10.2 | 8 | 8 | 13 | 8 | 14 |  | 10.2 | 0 | 3
1967-09-05 | 7.2 | 8 | 8 | 8 | 6 | 6 |  | 7.2 | 0 | 5
1967-09-06 | 3.6 | 0 | 6 | 0 | 6 | 6 |  | 3.6 | 0 | 5
1967-09-07 | 1.6 | 0 | 0 | 0 | 0 | 8 |  | 1.6 | 0 | 5
1967-09-08 | 8.2 | 6 | 8 | 11 | 10 | 6 |  | 8.2 | 0 | 3
1967-09-09 | 12 | 6 | 16 | 19 | 19 | 0 |  | 12 | 0 | 2
1967-09-10 | 10.4 | 14 | 11 | 6 | 11 | 10 |  | 10.4 | 0 | 1
1967-09-11 | 23.8 | 24 | 29 | 24 | 26 | 16 |  | 23.8 | 0 | 0
1967-09-12 | 21.2 | 13 | 26 | 23 | 21 | 23 |  | 21.2 | 0 | 0
1967-09-13 | 18 | 16 | 23 | 19 | 16 | 16 |  | 18 | 0 | 0
1967-09-14 | 6.2 | 0 | 6 | 6 | 13 | 6 |  | 6.2 | 0 | 4
1967-09-15 | 1 | 0 | 5 | 0 | 0 | 0 |  | 1 | 0 | 5
1967-09-16 | 0 | 0 | 0 | 0 | 0 | 0 |  | 0 | 0 | 5
1967-09-17 | 1.6 | 0 | 8 | 0 | 0 | 0 |  | 1.6 | 0 | 5
1967-09-18 | 5 | 0 | 0 | 11 | 8 | 6 |  | 5 | 0 | 4
1967-09-19 | 11 | 8 | 6 | 6 | 6 | 29 |  | 11 | 0 | 4
1967-09-20 | 14.4 | 24 | 19 | 11 | 8 | 10 |  | 14.4 | 0 | 1
1967-09-21 | 10.6 | 8 | 10 | 11 | 13 | 11 |  | 10.6 | 0 | 1
1967-09-22 | 41.8 | 14 | 55 | 61 | 53 | 26 |  | 41.8 | 0 | 0
1967-09-23 | 6.8 | 8 | 13 | 0 | 5 | 8 |  | 6.8 | 0 | 4
1967-09-24 | 24.2 | 29 | 29 | 8 | 29 | 26 |  | 24.2 | 0 | 1
1967-09-25 | 4 | 6 | 5 | 3 | 0 | 6 |  | 4 | 0 | 5
1967-09-26 | 12.8 | 11 | 14 | 16 | 10 | 13 |  | 12.8 | 0 | 0
1967-09-27 | 3.8 | 5 | 3 | 3 | 3 | 5 |  | 3.8 | 0 | 5
1967-09-28 | 12.6 | 10 | 26 | 13 | 11 | 3 |  | 12.6 | 0 | 1
1967-09-29 | 6 | 16 | 8 | 0 | 3 | 3 |  | 6 | 0 | 4
1967-09-30 | 9.4 | 19 | 11 | 14 | 3 | 0 |  | 9.4 | 0 | 2
1968-05-01 | 21.4 | 32 | 32 | 24 | 11 | 8 |  | 21.4 | 0 | 1
1968-05-02 | 8.8 | 13 | 8 | 5 | 10 | 8 |  | 8.8 | 0 | 3
1968-05-03 | 11.4 | 16 | 14 | 11 | 8 | 8 |  | 11.4 | 0 | 2
1968-05-04 | 14.8 | 16 | 18 | 21 | 11 | 8 |  | 14.8 | 0 | 1
1968-05-05 | 13.8 | 24 | 5 | 16 | 13 | 11 |  | 13.8 | 0 | 1
1968-05-06 | 16.4 | 13 | 16 | 21 | 13 | 19 |  | 16.4 | 0 | 0
1968-05-07 | 30.2 | 35 | 31 | 32 | 29 | 24 |  | 30.2 | 0 | 0
1968-05-08 | 12.8 | 8 | 13 | 13 | 14 | 16 |  | 12.8 | 0 | 1
1968-05-09 | 3 | 0 | 5 | 2 | 0 | 8 |  | 3 | 0 | 5
1968-05-10 | 2.8 | 0 | 0 | 0 | 8 | 6 |  | 2.8 | 0 | 5
1968-05-11 | 5.4 | 11 | 11 | 0 | 5 | 0 |  | 5.4 | 0 | 3
1968-05-12 | 8.4 | 10 | 3 | 8 | 8 | 13 |  | 8.4 | 0 | 3
1968-05-13 | 23.8 | 29 | 24 | 26 | 21 | 19 |  | 23.8 | 0 | 0
1968-05-14 | 10.8 | 21 | 11 | 8 | 8 | 6 |  | 10.8 | 0 | 3
1968-05-15 | 18 | 13 | 18 | 19 | 21 | 19 |  | 18 | 0 | 0
1968-05-16 | 9.6 | 10 | 6 | 8 | 11 | 13 |  | 9.6 | 0 | 2
1968-05-17 | 13 | 18 | 13 | 8 | 13 | 13 |  | 13 | 0 | 1
1968-05-18 | 4.4 | 5 | 3 | 6 | 5 | 3 |  | 4.4 | 0 | 5
1968-05-19 | 8 | 16 | 5 | 6 | 10 | 3 |  | 8 | 0 | 3
1968-05-20 | 17.2 | 16 | 16 | 19 | 19 | 16 |  | 17.2 | 0 | 0
1968-05-21 | 7 | 8 | 3 | 13 | 3 | 8 |  | 7 | 0 | 4
1968-05-22 | 22.8 | 29 | 19 | 19 | 23 | 24 |  | 22.8 | 0 | 0
1968-05-23 | 16.2 | 14 | 19 | 16 | 19 | 13 |  | 16.2 | 0 | 0
1968-05-24 | 8.6 | 13 | 16 | 8 | 0 | 6 |  | 8.6 | 0 | 3
1968-05-25 | 5 | 0 | 6 | 0 | 11 | 8 |  | 5 | 0 | 4
1968-05-26 | 21.6 | 14 | 24 | 24 | 19 | 27 |  | 21.6 | 0 | 0
1968-05-27 | 11.4 | 11 | 11 | 10 | 11 | 14 |  | 11.4 | 0 | 0
1968-05-28 | 1.8 | 0 | 0 | 6 | 3 | 0 |  | 1.8 | 0 | 5
1968-05-29 | 20.6 | 16 | 16 | 18 | 26 | 27 |  | 20.6 | 0 | 0
1968-05-30 | 33 | 42 | 32 | 32 | 32 | 27 |  | 33 | 0 | 0
1968-05-31 | 17.2 | 24 | 19 | 27 | 8 | 8 |  | 17.2 | 0 | 2
1968-06-01 | 9.8 | 6 | 14 | 16 | 8 | 5 |  | 9.8 | 0 | 3
1968-06-02 | 4.8 | 10 | 6 | 5 | 0 | 3 |  | 4.8 | 0 | 4
1968-06-03 | 12.2 | 8 | 13 | 14 | 16 | 10 |  | 12.2 | 0 | 1
1968-06-04 | 4.2 | 3 | 8 | 10 | 0 | 0 |  | 4.2 | 0 | 4
1968-06-05 | 10.6 | 0 | 5 | 16 | 16 | 16 |  | 10.6 | 0 | 2
1968-06-06 | 10.8 | 11 | 10 | 11 | 11 | 11 |  | 10.8 | 0 | 0
1968-06-07 | 12 | 11 | 13 | 11 | 11 | 14 |  | 12 | 0 | 0
1968-06-08 | 12.4 | 19 | 16 | 8 | 11 | 8 |  | 12.4 | 0 | 2
1968-06-09 | 6.2 | 5 | 6 | 6 | 6 | 8 |  | 6.2 | 0 | 5
1968-06-10 | 10.6 | 18 | 13 | 8 | 8 | 6 |  | 10.6 | 0 | 3
1968-06-11 | 11 | 13 | 11 | 6 | 11 | 14 |  | 11 | 0 | 1
1968-06-12 | 12 | 8 | 8 | 10 | 10 | 24 |  | 12 | 0 | 2
1968-06-13 | 8.8 | 13 | 6 | 3 | 11 | 11 |  | 8.8 | 0 | 2
1968-06-14 | 0 | 0 | 0 | 0 | 0 | 0 |  | 0 | 0 | 5
1968-06-15 | 3.8 | 6 | 5 | 0 | 8 | 0 |  | 3.8 | 0 | 5
1968-06-16 | 15 | 32 | 13 | 6 | 19 | 5 |  | 15 | 0 | 2
1968-06-17 | 12 | 23 | 16 | 3 | 8 | 10 |  | 12 | 0 | 2
1968-06-18 | 4.8 | 13 | 3 | 5 | 0 | 3 |  | 4.8 | 0 | 4
1968-06-19 | 10.8 | 14 | 13 | 8 | 3 | 16 |  | 10.8 | 0 | 2
1968-06-20 | 7 | 11 | 0 | 5 | 3 | 16 |  | 7 | 0 | 3
1968-06-21 | 4.8 | 0 | 3 | 8 | 5 | 8 |  | 4.8 | 0 | 5
1968-06-22 | 8.2 | 6 | 8 | 11 | 8 | 8 |  | 8.2 | 0 | 4
1968-06-23 | 15.6 | 11 | 19 | 14 | 16 | 18 |  | 15.6 | 0 | 0
1968-06-24 | 12.4 | 11 | 11 | 18 | 11 | 11 |  | 12.4 | 0 | 0
1968-06-25 | 11.4 | 16 | 11 | 11 | 8 | 11 |  | 11.4 | 0 | 1
1968-06-26 | 11.4 | 6 | 8 | 13 | 14 | 16 |  | 11.4 | 0 | 2
1968-06-27 | 27 | 26 | 31 | 27 | 24 | 27 |  | 27 | 0 | 0
1968-06-28 | 14.4 | 8 | 19 | 8 | 11 | 26 |  | 14.4 | 0 | 2
1968-06-29 | 13.4 | 6 | 5 | 6 | 27 | 23 |  | 13.4 | 0 | 3
1968-06-30 | 32.2 | 31 | 27 | 35 | 31 | 37 |  | 32.2 | 0 | 0
1968-07-01 | 3 | 0 | 0 | 5 | 10 | 0 |  | 3 | 0 | 4
1968-07-02 | 6.8 | 3 | 11 | 5 | 10 | 5 |  | 6.8 | 0 | 3
1968-07-03 | 8 | 11 | 6 | 8 | 5 | 10 |  | 8 | 0 | 3
1968-07-04 | 11 | 10 | 13 | 10 | 16 | 6 |  | 11 | 0 | 1
1968-07-05 | 10.4 | 10 | 10 | 18 | 8 | 6 |  | 10.4 | 0 | 2
1968-07-06 | 24.4 | 13 | 11 | 32 | 37 | 29 |  | 24.4 | 0 | 0
1968-07-07 | 16.8 | 13 | 13 | 8 | 10 | 40 |  | 16.8 | 0 | 1
1968-07-08 | 8.8 | 13 | 6 | 10 | 5 | 10 |  | 8.8 | 0 | 2
1968-07-09 | 12.6 | 16 | 10 | 16 | 11 | 10 |  | 12.6 | 0 | 0
1968-07-10 | 22.6 | 32 | 27 | 29 | 14 | 11 |  | 22.6 | 0 | 0
1968-07-11 | 11.8 | 24 | 13 | 8 | 8 | 6 |  | 11.8 | 0 | 3
1968-07-12 | 28.4 | 23 | 24 | 26 | 29 | 40 |  | 28.4 | 0 | 0
1968-07-13 | 19.4 | 10 | 19 | 13 | 23 | 32 |  | 19.4 | 0 | 0
1968-07-14 | 1.6 | 0 | 0 | 8 | 0 | 0 |  | 1.6 | 0 | 5
1968-07-15 | 5.4 | 11 | 8 | 0 | 8 | 0 |  | 5.4 | 0 | 4
1968-07-16 | 10.6 | 11 | 10 | 13 | 11 | 8 |  | 10.6 | 0 | 1
1968-07-17 | 17.8 | 8 | 10 | 26 | 27 | 18 |  | 17.8 | 0 | 1
1968-07-18 | 11.4 | 14 | 18 | 11 | 14 | 0 |  | 11.4 | 0 | 1
1968-07-19 | 10.8 | 10 | 6 | 6 | 16 | 16 |  | 10.8 | 0 | 2
1968-07-20 | 32.8 | 27 | 23 | 18 | 40 | 56 |  | 32.8 | 0 | 0
1968-07-21 | 1.8 | 0 | 0 | 3 | 0 | 6 |  | 1.8 | 0 | 5
1968-07-22 | 6.2 | 8 | 6 | 11 | 3 | 3 |  | 6.2 | 0 | 4
1968-07-23 | 8.4 | 11 | 11 | 11 | 3 | 6 |  | 8.4 | 0 | 2
1968-07-24 | 3.8 | 11 | 0 | 0 | 0 | 8 |  | 3.8 | 0 | 4
1968-07-25 | 6.2 | 11 | 14 | 6 | 0 | 0 |  | 6.2 | 0 | 3
1968-07-26 | 8 | 8 | 8 | 18 | 0 | 6 |  | 8 | 0 | 4
1968-07-27 | 2.6 | 0 | 13 | 0 | 0 | 0 |  | 2.6 | 0 | 4
1968-07-28 | 11.6 | 16 | 13 | 10 | 13 | 6 |  | 11.6 | 0 | 1
1968-07-29 | 9.4 | 19 | 16 | 6 | 6 | 0 |  | 9.4 | 0 | 3
1968-07-30 | 43.2 | 56 | 32 | 35 | 48 | 45 |  | 43.2 | 0 | 0
1968-07-31 | 8.4 | 6 | 10 | 8 | 10 | 8 |  | 8.4 | 0 | 3
1968-08-01 | 4.4 | 10 | 6 | 0 | 6 | 0 |  | 4.4 | 0 | 4
1968-08-02 | 7 | 16 | 16 | 0 | 3 | 0 |  | 7 | 0 | 3
1968-08-03 | 20 | 13 | 16 | 24 | 24 | 23 |  | 20 | 0 | 0
1968-08-04 | 13 | 6 | 8 | 14 | 11 | 26 |  | 13 | 0 | 2
1968-08-05 | 8.4 | 11 | 5 | 13 | 8 | 5 |  | 8.4 | 0 | 3
1968-08-06 | 31.8 | 29 | 29 | 40 | 32 | 29 |  | 31.8 | 0 | 0
1968-08-07 | 8.6 | 13 | 8 | 8 | 8 | 6 |  | 8.6 | 0 | 4
1968-08-08 | 10.2 | 13 | 8 | 8 | 11 | 11 |  | 10.2 | 0 | 2
1968-08-09 | 0 | 0 | 0 | 0 | 0 | 0 |  | 0 | 0 | 5
1968-08-10 | 16.4 | 16 | 18 | 16 | 16 | 16 |  | 16.4 | 0 | 0
1968-08-11 | 15.8 | 10 | 16 | 11 | 26 | 16 |  | 15.8 | 0 | 0
1968-08-12 | 7 | 10 | 6 | 0 | 0 | 19 |  | 7 | 0 | 3
1968-08-13 | 17.4 | 16 | 13 | 23 | 19 | 16 |  | 17.4 | 0 | 0
1968-08-14 | 2.4 | 6 | 3 | 0 | 3 | 0 |  | 2.4 | 0 | 5
1968-08-15 | 21.8 | 26 | 19 | 26 | 19 | 19 |  | 21.8 | 0 | 0
1968-08-16 | 7.6 | 5 | 3 | 14 | 8 | 8 |  | 7.6 | 0 | 4
1968-08-17 | 9 | 8 | 10 | 11 | 8 | 8 |  | 9 | 0 | 3
1968-08-18 | 19 | 13 | 26 | 29 | 16 | 11 |  | 19 | 0 | 0
1968-08-19 | 27 | 26 | 29 | 27 | 29 | 24 |  | 27 | 0 | 0
1968-08-20 | 8 | 6 | 6 | 10 | 5 | 13 |  | 8 | 0 | 3
1968-08-21 | 3.8 | 0 | 6 | 5 | 5 | 3 |  | 3.8 | 0 | 5
1968-08-22 | 7.4 | 10 | 6 | 5 | 6 | 10 |  | 7.4 | 0 | 3
1968-08-23 | 9.2 | 16 | 6 | 6 | 8 | 10 |  | 9.2 | 0 | 3
1968-08-24 | 11 | 0 | 13 | 13 | 16 | 13 |  | 11 | 0 | 1
1968-08-25 | 6.6 | 0 | 6 | 6 | 8 | 13 |  | 6.6 | 0 | 4
1968-08-26 | 19.4 | 16 | 23 | 16 | 23 | 19 |  | 19.4 | 0 | 0
1968-08-27 | 0.6 | 3 | 0 | 0 | 0 | 0 |  | 0.6 | 0 | 5
1968-08-28 | 13.6 | 16 | 13 | 10 | 16 | 13 |  | 13.6 | 0 | 0
1968-08-29 | 1.2 | 0 | 0 | 0 | 0 | 6 |  | 1.2 | 0 | 5
1968-08-30 | 21.6 | 19 | 16 | 24 | 23 | 26 |  | 21.6 | 0 | 0
1968-08-31 | 5.2 | 0 | 5 | 10 | 6 | 5 |  | 5.2 | 0 | 4
1968-09-01 | 16.4 | 21 | 16 | 13 | 14 | 18 |  | 16.4 | 0 | 0
1968-09-02 | 12.4 | 16 | 11 | 11 | 10 | 14 |  | 12.4 | 0 | 0
1968-09-03 | 3.8 | 8 | 0 | 5 | 0 | 6 |  | 3.8 | 0 | 5
1968-09-04 | 15.2 | 16 | 18 | 19 | 5 | 18 |  | 15.2 | 0 | 1
1968-09-05 | 5.6 | 13 | 0 | 5 | 5 | 5 |  | 5.6 | 0 | 4
1968-09-06 | 11.2 | 6 | 13 | 0 | 16 | 21 |  | 11.2 | 0 | 2
1968-09-07 | 31 | 8 | 32 | 48 | 35 | 32 |  | 31 | 0 | 1
1968-09-08 | 0.6 | 0 | 0 | 3 | 0 | 0 |  | 0.6 | 0 | 5
1968-09-09 | 15.2 | 13 | 18 | 16 | 16 | 13 |  | 15.2 | 0 | 0
1968-09-10 | 9.6 | 6 | 3 | 10 | 16 | 13 |  | 9.6 | 0 | 2
1968-09-11 | 12.2 | 10 | 5 | 16 | 19 | 11 |  | 12.2 | 0 | 1
1968-09-12 | 10 | 10 | 8 | 6 | 10 | 16 |  | 10 | 0 | 2
1968-09-13 | 4.8 | 10 | 3 | 6 | 5 | 0 |  | 4.8 | 0 | 4
1968-09-14 | 14 | 21 | 10 | 16 | 10 | 13 |  | 14 | 0 | 0
1968-09-15 | 25.6 | 35 | 35 | 10 | 24 | 24 |  | 25.6 | 0 | 0
1968-09-16 | 6.8 | 6 | 13 | 3 | 6 | 6 |  | 6.8 | 0 | 4
1968-09-17 | 7.2 | 8 | 8 | 8 | 6 | 6 |  | 7.2 | 0 | 5
1968-09-18 | 12.2 | 13 | 8 | 11 | 13 | 16 |  | 12.2 | 0 | 1
1968-09-19 | 12.8 | 11 | 13 | 16 | 13 | 11 |  | 12.8 | 0 | 0
1968-09-20 | 34.2 | 35 | 35 | 37 | 32 | 32 |  | 34.2 | 0 | 0
1968-09-21 | 39.4 | 35 | 40 | 40 | 35 | 47 |  | 39.4 | 0 | 0
1968-09-22 | 47.2 | 43 | 47 | 47 | 56 | 43 |  | 47.2 | 0 | 0
1968-09-23 | 23.2 | 27 | 16 | 35 | 24 | 14 |  | 23.2 | 0 | 0
1968-09-24 | 1.2 | 0 | 0 | 0 | 0 | 6 |  | 1.2 | 0 | 5
1968-09-25 | 9.6 | 23 | 11 | 0 | 6 | 8 |  | 9.6 | 0 | 3
1968-09-26 | 14.4 | 18 | 16 | 16 | 14 | 8 |  | 14.4 | 0 | 1
1968-09-27 | 16.4 | 6 | 3 | 27 | 27 | 19 |  | 16.4 | 0 | 2
1968-09-28 | 2.2 | 0 | 6 | 0 | 0 | 5 |  | 2.2 | 0 | 5
1968-09-29 | 14.2 | 23 | 21 | 16 | 11 | 0 |  | 14.2 | 0 | 1
1968-09-30 | 24 | 27 | 26 | 27 | 26 | 14 |  | 24 | 0 | 0
1969-05-01 | 3.8 | 11 | 0 | 0 | 0 | 8 |  | 3.8 | 0 | 4
1969-05-02 | 2 | 0 | 0 | 0 | 5 | 5 |  | 2 | 0 | 5
1969-05-03 | 8.2 | 6 | 11 | 8 | 8 | 8 |  | 8.2 | 0 | 4
1969-05-04 | 7.4 | 8 | 11 | 6 | 6 | 6 |  | 7.4 | 0 | 4
1969-05-05 | 4 | 6 | 0 | 0 | 6 | 8 |  | 4 | 0 | 5
1969-05-06 | 4.6 | 6 | 6 | 3 | 8 | 0 |  | 4.6 | 0 | 5
1969-05-07 | 6.2 | 14 | 6 | 6 | 5 | 0 |  | 6.2 | 0 | 4
1969-05-08 | 3.8 | 6 | 8 | 5 | 0 | 0 |  | 3.8 | 0 | 5
1969-05-09 | 19.8 | 18 | 16 | 32 | 14 | 19 |  | 19.8 | 0 | 0
1969-05-10 | 6.4 | 8 | 5 | 6 | 5 | 8 |  | 6.4 | 0 | 5
1969-05-11 | 8.8 | 11 | 11 | 11 | 11 | 0 |  | 8.8 | 0 | 1
1969-05-12 | 9 | 10 | 13 | 11 | 0 | 11 |  | 9 | 0 | 1
1969-05-13 | 6 | 0 | 5 | 6 | 8 | 11 |  | 6 | 0 | 4
1969-05-14 | 22 | 29 | 27 | 23 | 13 | 18 |  | 22 | 0 | 0
1969-05-15 | 17.2 | 18 | 21 | 13 | 18 | 16 |  | 17.2 | 0 | 0
1969-05-16 | 7.8 | 0 | 10 | 11 | 10 | 8 |  | 7.8 | 0 | 2
1969-05-17 | 5.2 | 8 | 0 | 13 | 5 | 0 |  | 5.2 | 0 | 4
1969-05-18 | 32 | 29 | 32 | 35 | 35 | 29 |  | 32 | 0 | 0
1969-05-19 | 11 | 5 | 10 | 13 | 14 | 13 |  | 11 | 0 | 1
1969-05-20 | 15.8 | 13 | 18 | 16 | 16 | 16 |  | 15.8 | 0 | 0
1969-05-21 | 10 | 13 | 16 | 5 | 3 | 13 |  | 10 | 0 | 2
1969-05-22 | 5.8 | 3 | 10 | 3 | 10 | 3 |  | 5.8 | 0 | 3
1969-05-23 | 2 | 5 | 0 | 5 | 0 | 0 |  | 2 | 0 | 5
1969-05-24 | 13.2 | 16 | 13 | 8 | 13 | 16 |  | 13.2 | 0 | 1
1969-05-25 | 32.4 | 23 | 35 | 39 | 42 | 23 |  | 32.4 | 0 | 0
1969-05-26 | 7.8 | 0 | 0 | 10 | 8 | 21 |  | 7.8 | 0 | 3
1969-05-27 | 7.2 | 11 | 13 | 6 | 6 | 0 |  | 7.2 | 0 | 3
1969-05-28 | 23.8 | 26 | 29 | 26 | 19 | 19 |  | 23.8 | 0 | 0
1969-05-29 | 5.2 | 10 | 0 | 0 | 0 | 16 |  | 5.2 | 0 | 3
1969-05-30 | 21.2 | 26 | 21 | 23 | 23 | 13 |  | 21.2 | 0 | 0
1969-05-31 | 19 | 18 | 24 | 18 | 24 | 11 |  | 19 | 0 | 0
1969-06-01 | 5 | 11 | 0 | 6 | 0 | 8 |  | 5 | 0 | 4
1969-06-02 | 3.4 | 0 | 6 | 0 | 3 | 8 |  | 3.4 | 0 | 5
1969-06-03 | 14.2 | 18 | 18 | 18 | 14 | 3 |  | 14.2 | 0 | 1
1969-06-04 | 6 | 8 | 11 | 11 | 0 | 0 |  | 6 | 0 | 3
1969-06-05 | 12.8 | 14 | 19 | 14 | 11 | 6 |  | 12.8 | 0 | 1
1969-06-06 | 8.6 | 19 | 10 | 6 | 0 | 8 |  | 8.6 | 0 | 3
1969-06-07 | 14.2 | 10 | 14 | 18 | 16 | 13 |  | 14.2 | 0 | 0
1969-06-08 | 0 | 0 | 0 | 0 | 0 | 0 |  | 0 | 0 | 5
1969-06-09 | 7 | 5 | 10 | 10 | 10 | 0 |  | 7 | 0 | 2
1969-06-10 | 14.6 | 16 | 13 | 21 | 13 | 10 |  | 14.6 | 0 | 0
1969-06-11 | 4.8 | 5 | 13 | 0 | 0 | 6 |  | 4.8 | 0 | 4
1969-06-12 | 1 | 0 | 0 | 0 | 5 | 0 |  | 1 | 0 | 5
1969-06-13 | 2.6 | 0 | 8 | 5 | 0 | 0 |  | 2.6 | 0 | 5
1969-06-14 | 5.2 | 16 | 10 | 0 | 0 | 0 |  | 5.2 | 0 | 3
1969-06-15 | 14.6 | 3 | 6 | 16 | 19 | 29 |  | 14.6 | 0 | 2
1969-06-16 | 0.6 | 0 | 3 | 0 | 0 | 0 |  | 0.6 | 0 | 5
1969-06-17 | 14.2 | 13 | 16 | 10 | 16 | 16 |  | 14.2 | 0 | 0
1969-06-18 | 12 | 3 | 3 | 3 | 32 | 19 |  | 12 | 0 | 3
1969-06-19 | 20.6 | 16 | 16 | 26 | 26 | 19 |  | 20.6 | 0 | 0
1969-06-20 | 16.4 | 13 | 16 | 21 | 16 | 16 |  | 16.4 | 0 | 0
1969-06-21 | 5.4 | 10 | 6 | 11 | 0 | 0 |  | 5.4 | 0 | 3
1969-06-22 | 13.2 | 5 | 0 | 16 | 24 | 21 |  | 13.2 | 0 | 2
1969-06-23 | 5 | 11 | 8 | 6 | 0 | 0 |  | 5 | 0 | 4
1969-06-24 | 24.2 | 23 | 24 | 23 | 27 | 24 |  | 24.2 | 0 | 0
1969-06-25 | 26.4 | 6 | 27 | 32 | 35 | 32 |  | 26.4 | 0 | 1
1969-06-26 | 13.2 | 11 | 8 | 16 | 13 | 18 |  | 13.2 | 0 | 1
1969-06-27 | 17.6 | 18 | 19 | 19 | 16 | 16 |  | 17.6 | 0 | 0
1969-06-28 | 14.2 | 23 | 16 | 14 | 8 | 10 |  | 14.2 | 0 | 1
1969-06-29 | 17.2 | 14 | 16 | 16 | 21 | 19 |  | 17.2 | 0 | 0
1969-06-30 | 20.2 | 8 | 24 | 23 | 23 | 23 |  | 20.2 | 0 | 1
1969-07-01 | 1.2 | 0 | 0 | 0 | 0 | 6 |  | 1.2 | 0 | 5
1969-07-02 | 6.4 | 8 | 10 | 6 | 0 | 8 |  | 6.4 | 0 | 4
1969-07-03 | 5.8 | 6 | 11 | 0 | 6 | 6 |  | 5.8 | 0 | 4
1969-07-04 | 24.4 | 24 | 26 | 27 | 26 | 19 |  | 24.4 | 0 | 0
1969-07-05 | 3.4 | 6 | 6 | 5 | 0 | 0 |  | 3.4 | 0 | 5
1969-07-06 | 23.6 | 26 | 23 | 24 | 19 | 26 |  | 23.6 | 0 | 0
1969-07-07 | 8.4 | 8 | 8 | 6 | 14 | 6 |  | 8.4 | 0 | 4
1969-07-08 | 1.2 | 0 | 0 | 0 | 6 | 0 |  | 1.2 | 0 | 5
1969-07-09 | 6.4 | 10 | 0 | 5 | 11 | 6 |  | 6.4 | 0 | 3
1969-07-10 | 9.8 | 11 | 10 | 13 | 10 | 5 |  | 9.8 | 0 | 1
1969-07-11 | 10.8 | 19 | 8 | 14 | 13 | 0 |  | 10.8 | 0 | 2
1969-07-12 | 11 | 10 | 18 | 3 | 5 | 19 |  | 11 | 0 | 2
1969-07-13 | 9.6 | 16 | 5 | 8 | 16 | 3 |  | 9.6 | 0 | 3
1969-07-14 | 4.8 | 5 | 8 | 5 | 3 | 3 |  | 4.8 | 0 | 5
1969-07-15 | 15.6 | 10 | 16 | 0 | 26 | 26 |  | 15.6 | 0 | 1
1969-07-16 | 13.4 | 13 | 16 | 19 | 16 | 3 |  | 13.4 | 0 | 1
1969-07-17 | 11.4 | 8 | 13 | 19 | 11 | 6 |  | 11.4 | 0 | 2
1969-07-18 | 1.8 | 3 | 3 | 0 | 3 | 0 |  | 1.8 | 0 | 5
1969-07-19 | 8.6 | 16 | 13 | 0 | 6 | 8 |  | 8.6 | 0 | 3
1969-07-20 | 7 | 8 | 11 | 8 | 8 | 0 |  | 7 | 0 | 4
1969-07-21 | 5.6 | 16 | 6 | 0 | 6 | 0 |  | 5.6 | 0 | 4
1969-07-22 | 2.6 | 0 | 0 | 8 | 5 | 0 |  | 2.6 | 0 | 5
1969-07-23 | 12.8 | 19 | 16 | 16 | 13 | 0 |  | 12.8 | 0 | 1
1969-07-24 | 9.6 | 10 | 6 | 8 | 13 | 11 |  | 9.6 | 0 | 2
1969-07-25 | 5.2 | 0 | 0 | 0 | 8 | 18 |  | 5.2 | 0 | 4
1969-07-26 | 15 | 24 | 19 | 18 | 6 | 8 |  | 15 | 0 | 2
1969-07-27 | 4.4 | 8 | 6 | 0 | 0 | 8 |  | 4.4 | 0 | 5
1969-07-28 | 9.8 | 16 | 8 | 14 | 11 | 0 |  | 9.8 | 0 | 2
1969-07-29 | 10.2 | 11 | 8 | 6 | 8 | 18 |  | 10.2 | 0 | 3
1969-07-30 | 1.8 | 0 | 0 | 6 | 3 | 0 |  | 1.8 | 0 | 5
1969-07-31 | 7.8 | 10 | 8 | 0 | 10 | 11 |  | 7.8 | 0 | 2
1969-08-01 | 4.4 | 0 | 0 | 6 | 8 | 8 |  | 4.4 | 0 | 5
1969-08-02 | 14.6 | 27 | 19 | 8 | 8 | 11 |  | 14.6 | 0 | 2
1969-08-03 | 18.4 | 26 | 16 | 16 | 18 | 16 |  | 18.4 | 0 | 0
1969-08-04 | 15.6 | 10 | 10 | 18 | 19 | 21 |  | 15.6 | 0 | 0
1969-08-05 | 22.2 | 42 | 6 | 23 | 29 | 11 |  | 22.2 | 0 | 1
1969-08-06 | 39.6 | 40 | 45 | 29 | 39 | 45 |  | 39.6 | 0 | 0
1969-08-07 | 11.2 | 13 | 13 | 8 | 8 | 14 |  | 11.2 | 0 | 2
1969-08-08 | 24.6 | 34 | 23 | 19 | 29 | 18 |  | 24.6 | 0 | 0
1969-08-09 | 2.8 | 3 | 3 | 0 | 8 | 0 |  | 2.8 | 0 | 5
1969-08-10 | 13.4 | 23 | 3 | 19 | 16 | 6 |  | 13.4 | 0 | 2
1969-08-11 | 6.2 | 8 | 5 | 0 | 8 | 10 |  | 6.2 | 0 | 4
1969-08-12 | 8.4 | 0 | 0 | 16 | 16 | 10 |  | 8.4 | 0 | 2
1969-08-13 | 4.4 | 5 | 3 | 5 | 3 | 6 |  | 4.4 | 0 | 5
1969-08-14 | 3.4 | 3 | 0 | 0 | 6 | 8 |  | 3.4 | 0 | 5
1969-08-15 | 13.2 | 5 | 16 | 16 | 16 | 13 |  | 13.2 | 0 | 1
1969-08-16 | 32.6 | 26 | 42 | 40 | 29 | 26 |  | 32.6 | 0 | 0
1969-08-17 | 3.6 | 6 | 6 | 0 | 0 | 6 |  | 3.6 | 0 | 5
1969-08-18 | 5.2 | 6 | 10 | 10 | 0 | 0 |  | 5.2 | 0 | 3
1969-08-19 | 11.8 | 21 | 8 | 8 | 11 | 11 |  | 11.8 | 0 | 2
1969-08-20 | 10.6 | 13 | 19 | 8 | 8 | 5 |  | 10.6 | 0 | 3
1969-08-21 | 9.6 | 19 | 0 | 13 | 11 | 5 |  | 9.6 | 0 | 2
1969-08-22 | 15 | 16 | 19 | 19 | 10 | 11 |  | 15 | 0 | 0
1969-08-23 | 16 | 16 | 16 | 16 | 16 | 16 |  | 16 | 0 | 0
1969-08-24 | 8.4 | 14 | 10 | 10 | 8 | 0 |  | 8.4 | 0 | 2
1969-08-25 | 11.2 | 8 | 11 | 18 | 11 | 8 |  | 11.2 | 0 | 2
1969-08-26 | 12.2 | 14 | 11 | 8 | 14 | 14 |  | 12.2 | 0 | 1
1969-08-27 | 13.8 | 11 | 14 | 14 | 14 | 16 |  | 13.8 | 0 | 0
1969-08-28 | 17.4 | 19 | 18 | 18 | 14 | 18 |  | 17.4 | 0 | 0
1969-08-29 | 6.4 | 6 | 6 | 6 | 8 | 6 |  | 6.4 | 0 | 5
1969-08-30 | 7 | 13 | 0 | 6 | 8 | 8 |  | 7 | 0 | 4
1969-08-31 | 3.6 | 13 | 5 | 0 | 0 | 0 |  | 3.6 | 0 | 4
1969-09-01 | 1.2 | 0 | 0 | 6 | 0 | 0 |  | 1.2 | 0 | 5
1969-09-02 | 7.4 | 8 | 16 | 10 | 3 | 0 |  | 7.4 | 0 | 3
1969-09-03 | 9.8 | 16 | 10 | 6 | 6 | 11 |  | 9.8 | 0 | 2
1969-09-04 | 27.4 | 26 | 29 | 27 | 29 | 26 |  | 27.4 | 0 | 0
1969-09-05 | 17.6 | 19 | 24 | 16 | 18 | 11 |  | 17.6 | 0 | 0
1969-09-06 | 5.2 | 5 | 5 | 5 | 6 | 5 |  | 5.2 | 0 | 5
1969-09-07 | 7.4 | 6 | 10 | 10 | 8 | 3 |  | 7.4 | 0 | 3
1969-09-08 | 5.6 | 0 | 6 | 6 | 3 | 13 |  | 5.6 | 0 | 4
1969-09-09 | 4.2 | 0 | 10 | 5 | 3 | 3 |  | 4.2 | 0 | 4
1969-09-10 | 0.6 | 0 | 0 | 3 | 0 | 0 |  | 0.6 | 0 | 5
1969-09-11 | 5.4 | 13 | 3 | 8 | 0 | 3 |  | 5.4 | 0 | 4
1969-09-12 | 7.2 | 0 | 0 | 10 | 13 | 13 |  | 7.2 | 0 | 2
1969-09-13 | 7.4 | 8 | 5 | 13 | 11 | 0 |  | 7.4 | 0 | 3
1969-09-14 | 33.6 | 32 | 35 | 40 | 29 | 32 |  | 33.6 | 0 | 0
1969-09-15 | 9.4 | 0 | 10 | 16 | 13 | 8 |  | 9.4 | 0 | 2
1969-09-16 | 7 | 8 | 5 | 6 | 6 | 10 |  | 7 | 0 | 4
1969-09-17 | 3.2 | 16 | 0 | 0 | 0 | 0 |  | 3.2 | 0 | 4
1969-09-18 | 7 | 8 | 6 | 5 | 8 | 8 |  | 7 | 0 | 5
1969-09-19 | 11.6 | 16 | 0 | 10 | 19 | 13 |  | 11.6 | 0 | 1
1969-09-20 | 13.6 | 19 | 14 | 11 | 10 | 14 |  | 13.6 | 0 | 0
1969-09-21 | 15.2 | 11 | 18 | 18 | 18 | 11 |  | 15.2 | 0 | 0
1969-09-22 | 13.4 | 11 | 14 | 14 | 18 | 10 |  | 13.4 | 0 | 0
1969-09-23 | 12 | 11 | 11 | 14 | 18 | 6 |  | 12 | 0 | 1
1969-09-24 | 18.4 | 27 | 24 | 11 | 19 | 11 |  | 18.4 | 0 | 0
1969-09-25 | 4 | 6 | 5 | 3 | 0 | 6 |  | 4 | 0 | 5
1969-09-26 | 12 | 24 | 16 | 14 | 6 | 0 |  | 12 | 0 | 2
1969-09-27 | 20.2 | 19 | 19 | 23 | 24 | 16 |  | 20.2 | 0 | 0
1969-09-28 | 22.4 | 0 | 19 | 29 | 32 | 32 |  | 22.4 | 0 | 1
1969-09-29 | 16.6 | 6 | 13 | 16 | 19 | 29 |  | 16.6 | 0 | 1
1969-09-30 | 11.4 | 8 | 6 | 14 | 16 | 13 |  | 11.4 | 0 | 2
1970-05-01 | 6 | 0 | 0 | 11 | 8 | 11 |  | 6 | 0 | 3
1970-05-02 | 7.8 | 11 | 6 | 8 | 8 | 6 |  | 7.8 | 0 | 4
1970-05-03 | 4.4 | 8 | 8 | 6 | 0 | 0 |  | 4.4 | 0 | 5
1970-05-04 | 17.2 | 14 | 18 | 18 | 18 | 18 |  | 17.2 | 0 | 0
1970-05-05 | 11.6 | 11 | 14 | 8 | 14 | 11 |  | 11.6 | 0 | 1
1970-05-06 | 24.4 | 24 | 24 | 24 | 23 | 27 |  | 24.4 | 0 | 0
1970-05-07 | 9.4 | 11 | 11 | 6 | 11 | 8 |  | 9.4 | 0 | 2
1970-05-08 | 11.4 | 14 | 14 | 0 | 11 | 18 |  | 11.4 | 0 | 1
1970-05-09 | 1.6 | 0 | 0 | 0 | 0 | 8 |  | 1.6 | 0 | 5
1970-05-10 | 24 | 24 | 19 | 19 | 26 | 32 |  | 24 | 0 | 0
1970-05-11 | 18.2 | 24 | 19 | 16 | 16 | 16 |  | 18.2 | 0 | 0
1970-05-12 | 8.4 | 10 | 10 | 6 | 6 | 10 |  | 8.4 | 0 | 2
1970-05-13 | 10.2 | 6 | 6 | 13 | 16 | 10 |  | 10.2 | 0 | 2
1970-05-14 | 3.2 | 0 | 0 | 0 | 10 | 6 |  | 3.2 | 0 | 4
1970-05-15 | 22.8 | 19 | 23 | 24 | 32 | 16 |  | 22.8 | 0 | 0
1970-05-16 | 12.2 | 29 | 16 | 5 | 5 | 6 |  | 12.2 | 0 | 3
1970-05-17 | 21.2 | 16 | 19 | 32 | 16 | 23 |  | 21.2 | 0 | 0
1970-05-18 | 14 | 11 | 19 | 16 | 13 | 11 |  | 14 | 0 | 0
1970-05-19 | 6.2 | 10 | 3 | 5 | 5 | 8 |  | 6.2 | 0 | 4
1970-05-20 | 15.6 | 19 | 19 | 8 | 16 | 16 |  | 15.6 | 0 | 1
1970-05-21 | 11.2 | 8 | 3 | 10 | 16 | 19 |  | 11.2 | 0 | 2
1970-05-22 | 12.6 | 19 | 13 | 13 | 10 | 8 |  | 12.6 | 0 | 1
1970-05-23 | 15.6 | 19 | 19 | 16 | 16 | 8 |  | 15.6 | 0 | 1
1970-05-24 | 30.8 | 40 | 26 | 35 | 29 | 24 |  | 30.8 | 0 | 0
1970-05-25 | 2.8 | 0 | 6 | 8 | 0 | 0 |  | 2.8 | 0 | 5
1970-05-26 | 15.8 | 26 | 16 | 10 | 11 | 16 |  | 15.8 | 0 | 0
1970-05-27 | 7.2 | 10 | 8 | 10 | 8 | 0 |  | 7.2 | 0 | 3
1970-05-28 | 14.4 | 21 | 16 | 14 | 11 | 10 |  | 14.4 | 0 | 0
1970-05-29 | 16.4 | 5 | 19 | 10 | 19 | 29 |  | 16.4 | 0 | 1
1970-05-30 | 10.4 | 0 | 14 | 10 | 14 | 14 |  | 10.4 | 0 | 1
1970-05-31 | 5.4 | 8 | 8 | 0 | 6 | 5 |  | 5.4 | 0 | 5
1970-06-01 | 1.6 | 8 | 0 | 0 | 0 | 0 |  | 1.6 | 0 | 5
1970-06-02 | 7.4 | 11 | 10 | 8 | 0 | 8 |  | 7.4 | 0 | 3
1970-06-03 | 10 | 6 | 11 | 11 | 8 | 14 |  | 10 | 0 | 2
1970-06-04 | 3.4 | 0 | 0 | 8 | 3 | 6 |  | 3.4 | 0 | 5
1970-06-05 | 5.6 | 14 | 6 | 8 | 0 | 0 |  | 5.6 | 0 | 4
1970-06-06 | 7.4 | 13 | 10 | 6 | 8 | 0 |  | 7.4 | 0 | 3
1970-06-07 | 0 | 0 | 0 | 0 | 0 | 0 |  | 0 | 0 | 5
1970-06-08 | 12.6 | 16 | 13 | 16 | 10 | 8 |  | 12.6 | 0 | 1
1970-06-09 | 12.6 | 8 | 19 | 10 | 16 | 10 |  | 12.6 | 0 | 1
1970-06-10 | 19.4 | 16 | 32 | 10 | 16 | 23 |  | 19.4 | 0 | 0
1970-06-11 | 8 | 6 | 0 | 10 | 11 | 13 |  | 8 | 0 | 2
1970-06-12 | 16 | 13 | 16 | 16 | 16 | 19 |  | 16 | 0 | 0
1970-06-13 | 28.8 | 19 | 26 | 32 | 35 | 32 |  | 28.8 | 0 | 0
1970-06-14 | 6.8 | 13 | 10 | 8 | 0 | 3 |  | 6.8 | 0 | 3
1970-06-15 | 7.2 | 10 | 10 | 3 | 10 | 3 |  | 7.2 | 0 | 2
1970-06-16 | 29 | 29 | 26 | 26 | 32 | 32 |  | 29 | 0 | 0
1970-06-17 | 7.4 | 6 | 3 | 10 | 8 | 10 |  | 7.4 | 0 | 3
1970-06-18 | 11.8 | 16 | 6 | 11 | 13 | 13 |  | 11.8 | 0 | 1
1970-06-19 | 11.8 | 16 | 19 | 19 | 5 | 0 |  | 11.8 | 0 | 2
1970-06-20 | 9.4 | 13 | 10 | 11 | 13 | 0 |  | 9.4 | 0 | 1
1970-06-21 | 4.4 | 6 | 10 | 6 | 0 | 0 |  | 4.4 | 0 | 4
1970-06-22 | 25.4 | 13 | 48 | 39 | 16 | 11 |  | 25.4 | 0 | 0
1970-06-23 | 7 | 8 | 5 | 5 | 6 | 11 |  | 7 | 0 | 4
1970-06-24 | 7.4 | 11 | 6 | 6 | 8 | 6 |  | 7.4 | 0 | 4
1970-06-25 | 7 | 0 | 0 | 19 | 16 | 0 |  | 7 | 0 | 3
1970-06-26 | 6 | 14 | 11 | 5 | 0 | 0 |  | 6 | 0 | 3
1970-06-27 | 19.6 | 6 | 11 | 32 | 35 | 14 |  | 19.6 | 0 | 1
1970-06-28 | 40.2 | 55 | 47 | 32 | 32 | 35 |  | 40.2 | 0 | 0
1970-06-29 | 1.2 | 0 | 0 | 6 | 0 | 0 |  | 1.2 | 0 | 5
1970-06-30 | 25 | 24 | 24 | 19 | 27 | 31 |  | 25 | 0 | 0
1970-07-01 | 29.4 | 32 | 32 | 32 | 24 | 27 |  | 29.4 | 0 | 0
1970-07-02 | 9.2 | 11 | 8 | 11 | 8 | 8 |  | 9.2 | 0 | 3
1970-07-03 | 3.2 | 8 | 0 | 8 | 0 | 0 |  | 3.2 | 0 | 5
1970-07-04 | 11.4 | 13 | 16 | 8 | 10 | 10 |  | 11.4 | 0 | 1
1970-07-05 | 16.8 | 29 | 23 | 6 | 13 | 13 |  | 16.8 | 0 | 1
1970-07-06 | 7.6 | 16 | 0 | 6 | 10 | 6 |  | 7.6 | 0 | 3
1970-07-07 | 1.2 | 0 | 0 | 0 | 0 | 6 |  | 1.2 | 0 | 5
1970-07-08 | 7.8 | 10 | 0 | 13 | 10 | 6 |  | 7.8 | 0 | 2
1970-07-09 | 5.4 | 19 | 8 | 0 | 0 | 0 |  | 5.4 | 0 | 4
1970-07-10 | 15 | 24 | 19 | 16 | 6 | 10 |  | 15 | 0 | 1
1970-07-11 | 33 | 23 | 39 | 39 | 32 | 32 |  | 33 | 0 | 0
1970-07-12 | 3.2 | 13 | 3 | 0 | 0 | 0 |  | 3.2 | 0 | 4
1970-07-13 | 9 | 8 | 8 | 5 | 14 | 10 |  | 9 | 0 | 3
1970-07-14 | 0.6 | 0 | 0 | 3 | 0 | 0 |  | 0.6 | 0 | 5
1970-07-15 | 7 | 8 | 8 | 8 | 3 | 8 |  | 7 | 0 | 5
1970-07-16 | 4.2 | 5 | 6 | 0 | 5 | 5 |  | 4.2 | 0 | 5
1970-07-17 | 15.4 | 16 | 13 | 16 | 16 | 16 |  | 15.4 | 0 | 0
1970-07-18 | 30.6 | 29 | 26 | 39 | 35 | 24 |  | 30.6 | 0 | 0
1970-07-19 | 20 | 16 | 16 | 16 | 26 | 26 |  | 20 | 0 | 0
1970-07-20 | 3.8 | 0 | 6 | 0 | 0 | 13 |  | 3.8 | 0 | 4
1970-07-21 | 19.8 | 21 | 23 | 19 | 23 | 13 |  | 19.8 | 0 | 0
1970-07-22 | 11.4 | 10 | 13 | 16 | 10 | 8 |  | 11.4 | 0 | 1
1970-07-23 | 1.2 | 0 | 6 | 0 | 0 | 0 |  | 1.2 | 0 | 5
1970-07-24 | 30.4 | 55 | 39 | 32 | 16 | 10 |  | 30.4 | 0 | 0
1970-07-25 | 6.6 | 0 | 6 | 11 | 10 | 6 |  | 6.6 | 0 | 3
1970-07-26 | 1.2 | 0 | 6 | 0 | 0 | 0 |  | 1.2 | 0 | 5
1970-07-27 | 15.2 | 8 | 8 | 24 | 18 | 18 |  | 15.2 | 0 | 2
1970-07-28 | 11.2 | 11 | 14 | 11 | 6 | 14 |  | 11.2 | 0 | 1
1970-07-29 | 21.8 | 24 | 32 | 18 | 24 | 11 |  | 21.8 | 0 | 0
1970-07-30 | 6.6 | 11 | 16 | 0 | 0 | 6 |  | 6.6 | 0 | 3
1970-07-31 | 3.4 | 0 | 11 | 6 | 0 | 0 |  | 3.4 | 0 | 4
1970-08-01 | 10.4 | 0 | 6 | 14 | 14 | 18 |  | 10.4 | 0 | 2
1970-08-02 | 4.2 | 5 | 3 | 5 | 3 | 5 |  | 4.2 | 0 | 5
1970-08-03 | 6.4 | 8 | 13 | 6 | 0 | 5 |  | 6.4 | 0 | 4
1970-08-04 | 3.2 | 5 | 5 | 0 | 0 | 6 |  | 3.2 | 0 | 5
1970-08-05 | 4.8 | 5 | 6 | 5 | 3 | 5 |  | 4.8 | 0 | 5
1970-08-06 | 3.8 | 0 | 0 | 3 | 10 | 6 |  | 3.8 | 0 | 4
1970-08-07 | 8 | 5 | 11 | 6 | 8 | 10 |  | 8 | 0 | 3
1970-08-08 | 18.4 | 26 | 16 | 18 | 26 | 6 |  | 18.4 | 0 | 1
1970-08-09 | 18.6 | 26 | 32 | 24 | 3 | 8 |  | 18.6 | 0 | 2
1970-08-10 | 22.6 | 29 | 23 | 32 | 29 | 0 |  | 22.6 | 0 | 1
1970-08-11 | 4.2 | 6 | 6 | 3 | 0 | 6 |  | 4.2 | 0 | 5
1970-08-12 | 0.6 | 3 | 0 | 0 | 0 | 0 |  | 0.6 | 0 | 5
1970-08-13 | 11.2 | 8 | 8 | 16 | 16 | 8 |  | 11.2 | 0 | 3
1970-08-14 | 3.4 | 11 | 6 | 0 | 0 | 0 |  | 3.4 | 0 | 4
1970-08-15 | 1.6 | 0 | 0 | 8 | 0 | 0 |  | 1.6 | 0 | 5
1970-08-16 | 13.2 | 8 | 16 | 13 | 16 | 13 |  | 13.2 | 0 | 1
1970-08-17 | 12.8 | 6 | 16 | 13 | 16 | 13 |  | 12.8 | 0 | 1
1970-08-18 | 22.8 | 34 | 29 | 16 | 19 | 16 |  | 22.8 | 0 | 0
1970-08-19 | 9 | 6 | 0 | 10 | 16 | 13 |  | 9 | 0 | 2
1970-08-20 | 3.2 | 6 | 10 | 0 | 0 | 0 |  | 3.2 | 0 | 4
1970-08-21 | 13.6 | 6 | 19 | 19 | 16 | 8 |  | 13.6 | 0 | 2
1970-08-22 | 3.2 | 0 | 0 | 0 | 8 | 8 |  | 3.2 | 0 | 5
1970-08-23 | 7 | 8 | 10 | 6 | 6 | 5 |  | 7 | 0 | 4
1970-08-24 | 5 | 0 | 8 | 6 | 0 | 11 |  | 5 | 0 | 4
1970-08-25 | 15 | 18 | 11 | 11 | 24 | 11 |  | 15 | 0 | 0
1970-08-26 | 11.4 | 24 | 8 | 11 | 8 | 6 |  | 11.4 | 0 | 3
1970-08-27 | 7.2 | 0 | 0 | 8 | 10 | 18 |  | 7.2 | 0 | 3
1970-08-28 | 11.4 | 11 | 11 | 16 | 8 | 11 |  | 11.4 | 0 | 1
1970-08-29 | 27.6 | 32 | 23 | 32 | 32 | 19 |  | 27.6 | 0 | 0
1970-08-30 | 12.8 | 16 | 16 | 6 | 10 | 16 |  | 12.8 | 0 | 1
1970-08-31 | 3.4 | 0 | 0 | 6 | 5 | 6 |  | 3.4 | 0 | 5
1970-09-01 | 13.8 | 16 | 13 | 11 | 16 | 13 |  | 13.8 | 0 | 0
1970-09-02 | 2.4 | 6 | 6 | 0 | 0 | 0 |  | 2.4 | 0 | 5
1970-09-03 | 7.2 | 3 | 6 | 13 | 8 | 6 |  | 7.2 | 0 | 4
1970-09-04 | 11.2 | 19 | 6 | 8 | 10 | 13 |  | 11.2 | 0 | 2
1970-09-05 | 10.2 | 8 | 11 | 11 | 11 | 10 |  | 10.2 | 0 | 1
1970-09-06 | 6.4 | 6 | 10 | 0 | 8 | 8 |  | 6.4 | 0 | 4
1970-09-07 | 9.6 | 0 | 8 | 16 | 16 | 8 |  | 9.6 | 0 | 3
1970-09-08 | 12.8 | 13 | 13 | 11 | 13 | 14 |  | 12.8 | 0 | 0
1970-09-09 | 1.2 | 3 | 3 | 0 | 0 | 0 |  | 1.2 | 0 | 5
1970-09-10 | 2.2 | 0 | 0 | 0 | 6 | 5 |  | 2.2 | 0 | 5
1970-09-11 | 40.2 | 45 | 35 | 42 | 40 | 39 |  | 40.2 | 0 | 0
1970-09-12 | 20.8 | 26 | 13 | 23 | 23 | 19 |  | 20.8 | 0 | 0
1970-09-13 | 0 | 0 | 0 | 0 | 0 | 0 |  | 0 | 0 | 5
1970-09-14 | 5.2 | 10 | 16 | 0 | 0 | 0 |  | 5.2 | 0 | 3
1970-09-15 | 32.8 | 29 | 34 | 35 | 37 | 29 |  | 32.8 | 0 | 0
1970-09-16 | 11 | 19 | 0 | 16 | 10 | 10 |  | 11 | 0 | 1
1970-09-17 | 33.6 | 35 | 37 | 29 | 35 | 32 |  | 33.6 | 0 | 0
1970-09-18 | 5.4 | 19 | 8 | 0 | 0 | 0 |  | 5.4 | 0 | 4
1970-09-19 | 24.2 | 18 | 32 | 26 | 27 | 18 |  | 24.2 | 0 | 0
1970-09-20 | 12.4 | 18 | 11 | 14 | 11 | 8 |  | 12.4 | 0 | 1
1970-09-21 | 9.2 | 0 | 6 | 8 | 14 | 18 |  | 9.2 | 0 | 3
1970-09-22 | 5.4 | 8 | 0 | 0 | 11 | 8 |  | 5.4 | 0 | 4
1970-09-23 | 14 | 8 | 18 | 18 | 18 | 8 |  | 14 | 0 | 2
1970-09-24 | 10.4 | 14 | 11 | 8 | 11 | 8 |  | 10.4 | 0 | 2
1970-09-25 | 6 | 6 | 6 | 6 | 6 | 6 |  | 6 | 0 | 5
1970-09-26 | 20.2 | 23 | 29 | 23 | 10 | 16 |  | 20.2 | 0 | 0
1970-09-27 | 20.8 | 24 | 23 | 23 | 10 | 24 |  | 20.8 | 0 | 0
1970-09-28 | 16.2 | 3 | 0 | 23 | 32 | 23 |  | 16.2 | 0 | 2
1970-09-29 | 6.4 | 0 | 10 | 8 | 8 | 6 |  | 6.4 | 0 | 4
1970-09-30 | 13.4 | 26 | 19 | 16 | 0 | 6 |  | 13.4 | 0 | 2
1971-05-01 | 9.8 | 14 | 10 | 8 | 6 | 11 |  | 9.8 | 0 | 2
1971-05-02 | 9.4 | 6 | 14 | 11 | 8 | 8 |  | 9.4 | 0 | 3
1971-05-03 | 11 | 10 | 11 | 8 | 8 | 18 |  | 11 | 0 | 2
1971-05-04 | 7 | 8 | 0 | 11 | 8 | 8 |  | 7 | 0 | 4
1971-05-05 | 35.6 | 32 | 39 | 35 | 40 | 32 |  | 35.6 | 0 | 0
1971-05-06 | 18.8 | 27 | 18 | 14 | 11 | 24 |  | 18.8 | 0 | 0
1971-05-07 | 11 | 8 | 11 | 8 | 14 | 14 |  | 11 | 0 | 2
1971-05-08 | 11 | 6 | 32 | 6 | 11 | 0 |  | 11 | 0 | 3
1971-05-09 | 21 | 16 | 26 | 24 | 23 | 16 |  | 21 | 0 | 0
1971-05-10 | 4.4 | 8 | 0 | 8 | 6 | 0 |  | 4.4 | 0 | 5
1971-05-11 | 8.4 | 16 | 10 | 6 | 10 | 0 |  | 8.4 | 0 | 2
1971-05-12 | 6.2 | 8 | 10 | 10 | 3 | 0 |  | 6.2 | 0 | 3
1971-05-13 | 18.6 | 16 | 19 | 19 | 16 | 23 |  | 18.6 | 0 | 0
1971-05-14 | 18 | 10 | 16 | 16 | 16 | 32 |  | 18 | 0 | 0
1971-05-15 | 7.8 | 5 | 0 | 10 | 13 | 11 |  | 7.8 | 0 | 2
1971-05-16 | 10.2 | 3 | 5 | 6 | 18 | 19 |  | 10.2 | 0 | 3
1971-05-17 | 33.4 | 29 | 35 | 39 | 32 | 32 |  | 33.4 | 0 | 0
1971-05-18 | 3.4 | 0 | 14 | 0 | 0 | 3 |  | 3.4 | 0 | 4
1971-05-19 | 4.6 | 13 | 10 | 0 | 0 | 0 |  | 4.6 | 0 | 3
1971-05-20 | 19.2 | 16 | 13 | 24 | 24 | 19 |  | 19.2 | 0 | 0
1971-05-21 | 28.4 | 26 | 32 | 29 | 32 | 23 |  | 28.4 | 0 | 0
1971-05-22 | 10.4 | 13 | 16 | 11 | 6 | 6 |  | 10.4 | 0 | 2
1971-05-23 | 5.8 | 8 | 0 | 5 | 0 | 16 |  | 5.8 | 0 | 4
1971-05-24 | 9.6 | 19 | 16 | 13 | 0 | 0 |  | 9.6 | 0 | 2
1971-05-25 | 6.2 | 10 | 5 | 0 | 16 | 0 |  | 6.2 | 0 | 3
1971-05-26 | 23.6 | 24 | 19 | 23 | 29 | 23 |  | 23.6 | 0 | 0
1971-05-27 | 4.8 | 11 | 8 | 5 | 0 | 0 |  | 4.8 | 0 | 4
1971-05-28 | 29.8 | 43 | 29 | 29 | 29 | 19 |  | 29.8 | 0 | 0
1971-05-29 | 10.4 | 11 | 14 | 11 | 10 | 6 |  | 10.4 | 0 | 1
1971-05-30 | 14.6 | 18 | 18 | 18 | 11 | 8 |  | 14.6 | 0 | 1
1971-05-31 | 11.2 | 27 | 11 | 6 | 6 | 6 |  | 11.2 | 0 | 3
1971-06-01 | 8.2 | 6 | 11 | 8 | 8 | 8 |  | 8.2 | 0 | 4
1971-06-02 | 5.8 | 6 | 6 | 11 | 0 | 6 |  | 5.8 | 0 | 4
1971-06-03 | 3.2 | 0 | 10 | 0 | 0 | 6 |  | 3.2 | 0 | 4
1971-06-04 | 22.4 | 26 | 24 | 26 | 18 | 18 |  | 22.4 | 0 | 0
1971-06-05 | 32.4 | 42 | 35 | 37 | 29 | 19 |  | 32.4 | 0 | 0
1971-06-06 | 21.2 | 26 | 19 | 21 | 13 | 27 |  | 21.2 | 0 | 0
1971-06-07 | 15.6 | 14 | 16 | 19 | 16 | 13 |  | 15.6 | 0 | 0
1971-06-08 | 12.6 | 24 | 13 | 13 | 5 | 8 |  | 12.6 | 0 | 2
1971-06-09 | 11 | 10 | 8 | 13 | 11 | 13 |  | 11 | 0 | 1
1971-06-10 | 12.8 | 14 | 26 | 0 | 16 | 8 |  | 12.8 | 0 | 2
1971-06-11 | 14.6 | 19 | 13 | 6 | 3 | 32 |  | 14.6 | 0 | 2
1971-06-12 | 14 | 16 | 16 | 16 | 16 | 6 |  | 14 | 0 | 1
1971-06-13 | 4.2 | 0 | 11 | 0 | 5 | 5 |  | 4.2 | 0 | 4
1971-06-14 | 12.2 | 19 | 11 | 11 | 10 | 10 |  | 12.2 | 0 | 0
1971-06-15 | 24 | 16 | 23 | 29 | 26 | 26 |  | 24 | 0 | 0
1971-06-16 | 14.2 | 8 | 8 | 0 | 29 | 26 |  | 14.2 | 0 | 3
1971-06-17 | 23.2 | 16 | 24 | 27 | 23 | 26 |  | 23.2 | 0 | 0
1971-06-18 | 2.6 | 8 | 0 | 5 | 0 | 0 |  | 2.6 | 0 | 5
1971-06-19 | 5.2 | 0 | 13 | 13 | 0 | 0 |  | 5.2 | 0 | 3
1971-06-20 | 7 | 6 | 6 | 10 | 13 | 0 |  | 7 | 0 | 3
1971-06-21 | 12.4 | 24 | 6 | 8 | 13 | 11 |  | 12.4 | 0 | 2
1971-06-22 | 10.6 | 6 | 13 | 13 | 10 | 11 |  | 10.6 | 0 | 1
1971-06-23 | 12.8 | 11 | 24 | 16 | 0 | 13 |  | 12.8 | 0 | 1
1971-06-24 | 18.4 | 19 | 26 | 23 | 19 | 5 |  | 18.4 | 0 | 1
1971-06-25 | 28.8 | 19 | 32 | 35 | 32 | 26 |  | 28.8 | 0 | 0
1971-06-26 | 5.4 | 0 | 11 | 0 | 8 | 8 |  | 5.4 | 0 | 4
1971-06-27 | 16.6 | 19 | 27 | 11 | 18 | 8 |  | 16.6 | 0 | 1
1971-06-28 | 10.2 | 18 | 18 | 6 | 3 | 6 |  | 10.2 | 0 | 3
1971-06-29 | 5.6 | 11 | 0 | 0 | 6 | 11 |  | 5.6 | 0 | 3
1971-06-30 | 13 | 6 | 18 | 19 | 11 | 11 |  | 13 | 0 | 1
1971-07-01 | 3 | 3 | 6 | 0 | 0 | 6 |  | 3 | 0 | 5
1971-07-02 | 26.8 | 27 | 32 | 24 | 27 | 24 |  | 26.8 | 0 | 0
1971-07-03 | 10.2 | 3 | 16 | 13 | 13 | 6 |  | 10.2 | 0 | 2
1971-07-04 | 18.8 | 23 | 19 | 13 | 26 | 13 |  | 18.8 | 0 | 0
1971-07-05 | 15.2 | 24 | 23 | 10 | 13 | 6 |  | 15.2 | 0 | 1
1971-07-06 | 3.2 | 10 | 0 | 6 | 0 | 0 |  | 3.2 | 0 | 4
1971-07-07 | 38.2 | 32 | 45 | 40 | 39 | 35 |  | 38.2 | 0 | 0
1971-07-08 | 6.8 | 8 | 14 | 6 | 0 | 6 |  | 6.8 | 0 | 4
1971-07-09 | 7.6 | 10 | 6 | 6 | 6 | 10 |  | 7.6 | 0 | 3
1971-07-10 | 20 | 16 | 16 | 19 | 23 | 26 |  | 20 | 0 | 0
1971-07-11 | 6.2 | 11 | 10 | 5 | 5 | 0 |  | 6.2 | 0 | 3
1971-07-12 | 26 | 13 | 21 | 29 | 32 | 35 |  | 26 | 0 | 0
1971-07-13 | 9.4 | 0 | 8 | 10 | 16 | 13 |  | 9.4 | 0 | 2
1971-07-14 | 5.4 | 0 | 0 | 11 | 6 | 10 |  | 5.4 | 0 | 3
1971-07-15 | 23.2 | 16 | 29 | 26 | 26 | 19 |  | 23.2 | 0 | 0
1971-07-16 | 1 | 5 | 0 | 0 | 0 | 0 |  | 1 | 0 | 5
1971-07-17 | 11.2 | 19 | 13 | 6 | 8 | 10 |  | 11.2 | 0 | 2
1971-07-18 | 2.8 | 0 | 6 | 0 | 0 | 8 |  | 2.8 | 0 | 5
1971-07-19 | 3.8 | 3 | 8 | 8 | 0 | 0 |  | 3.8 | 0 | 5
1971-07-20 | 9.6 | 6 | 0 | 0 | 23 | 19 |  | 9.6 | 0 | 3
1971-07-21 | 13.8 | 8 | 11 | 13 | 16 | 21 |  | 13.8 | 0 | 1
1971-07-22 | 5.4 | 0 | 11 | 10 | 6 | 0 |  | 5.4 | 0 | 3
1971-07-23 | 13.4 | 6 | 13 | 0 | 32 | 16 |  | 13.4 | 0 | 2
1971-07-24 | 28.8 | 35 | 32 | 32 | 19 | 26 |  | 28.8 | 0 | 0
1971-07-25 | 3.6 | 8 | 10 | 0 | 0 | 0 |  | 3.6 | 0 | 4
1971-07-26 | 1.6 | 0 | 8 | 0 | 0 | 0 |  | 1.6 | 0 | 5
1971-07-27 | 11.2 | 8 | 11 | 11 | 18 | 8 |  | 11.2 | 0 | 2
1971-07-28 | 12.2 | 6 | 8 | 18 | 18 | 11 |  | 12.2 | 0 | 2
1971-07-29 | 5.8 | 11 | 0 | 6 | 6 | 6 |  | 5.8 | 0 | 4
1971-07-30 | 5 | 8 | 0 | 6 | 0 | 11 |  | 5 | 0 | 4
1971-07-31 | 7.6 | 16 | 10 | 0 | 6 | 6 |  | 7.6 | 0 | 3
1971-08-01 | 8.8 | 6 | 13 | 13 | 6 | 6 |  | 8.8 | 0 | 3
1971-08-02 | 11.6 | 16 | 8 | 16 | 8 | 10 |  | 11.6 | 0 | 2
1971-08-03 | 12 | 16 | 6 | 6 | 13 | 19 |  | 12 | 0 | 2
1971-08-04 | 16.8 | 29 | 23 | 10 | 16 | 6 |  | 16.8 | 0 | 1
1971-08-05 | 13 | 10 | 19 | 13 | 10 | 13 |  | 13 | 0 | 0
1971-08-06 | 13.2 | 8 | 13 | 10 | 19 | 16 |  | 13.2 | 0 | 1
1971-08-07 | 12.2 | 5 | 8 | 16 | 16 | 16 |  | 12.2 | 0 | 2
1971-08-08 | 18.6 | 29 | 26 | 19 | 16 | 3 |  | 18.6 | 0 | 1
1971-08-09 | 7.6 | 6 | 5 | 5 | 14 | 8 |  | 7.6 | 0 | 4
1971-08-10 | 12.8 | 8 | 13 | 16 | 11 | 16 |  | 12.8 | 0 | 1
1971-08-11 | 7.6 | 11 | 11 | 8 | 0 | 8 |  | 7.6 | 0 | 3
1971-08-12 | 1 | 0 | 5 | 0 | 0 | 0 |  | 1 | 0 | 5
1971-08-13 | 16.4 | 23 | 16 | 23 | 14 | 6 |  | 16.4 | 0 | 1
1971-08-14 | 10 | 8 | 13 | 10 | 0 | 19 |  | 10 | 0 | 2
1971-08-15 | 2.4 | 6 | 0 | 0 | 6 | 0 |  | 2.4 | 0 | 5
1971-08-16 | 23 | 19 | 26 | 23 | 23 | 24 |  | 23 | 0 | 0
1971-08-17 | 6.4 | 0 | 0 | 0 | 16 | 16 |  | 6.4 | 0 | 3
1971-08-18 | 12 | 16 | 8 | 13 | 0 | 23 |  | 12 | 0 | 2
1971-08-19 | 10.4 | 6 | 11 | 16 | 19 | 0 |  | 10.4 | 0 | 2
1971-08-20 | 10.2 | 10 | 21 | 10 | 10 | 0 |  | 10.2 | 0 | 1
1971-08-21 | 26.6 | 24 | 26 | 24 | 32 | 27 |  | 26.6 | 0 | 0
1971-08-22 | 9.2 | 8 | 8 | 14 | 8 | 8 |  | 9.2 | 0 | 4
1971-08-23 | 21.2 | 11 | 35 | 24 | 18 | 18 |  | 21.2 | 0 | 0
1971-08-24 | 10 | 18 | 0 | 0 | 32 | 0 |  | 10 | 0 | 3
1971-08-25 | 8.6 | 14 | 11 | 8 | 10 | 0 |  | 8.6 | 0 | 2
1971-08-26 | 15 | 18 | 19 | 16 | 11 | 11 |  | 15 | 0 | 0
1971-08-27 | 16.8 | 24 | 18 | 18 | 14 | 10 |  | 16.8 | 0 | 0
1971-08-28 | 22 | 29 | 29 | 32 | 6 | 14 |  | 22 | 0 | 1
1971-08-29 | 12.6 | 24 | 14 | 6 | 11 | 8 |  | 12.6 | 0 | 2
1971-08-30 | 7 | 11 | 0 | 8 | 10 | 6 |  | 7 | 0 | 3
1971-08-31 | 16 | 23 | 16 | 19 | 16 | 6 |  | 16 | 0 | 1
1971-09-01 | 13 | 10 | 0 | 23 | 16 | 16 |  | 13 | 0 | 1
1971-09-02 | 18.8 | 16 | 16 | 16 | 23 | 23 |  | 18.8 | 0 | 0
1971-09-03 | 2.8 | 0 | 6 | 0 | 8 | 0 |  | 2.8 | 0 | 5
1971-09-04 | 9.6 | 10 | 10 | 10 | 8 | 10 |  | 9.6 | 0 | 1
1971-09-05 | 5.6 | 10 | 0 | 8 | 0 | 10 |  | 5.6 | 0 | 3
1971-09-06 | 15.2 | 6 | 10 | 21 | 16 | 23 |  | 15.2 | 0 | 1
1971-09-07 | 9.4 | 10 | 8 | 10 | 6 | 13 |  | 9.4 | 0 | 2
1971-09-08 | 11.8 | 10 | 14 | 14 | 13 | 8 |  | 11.8 | 0 | 1
1971-09-09 | 10 | 16 | 8 | 10 | 3 | 13 |  | 10 | 0 | 2
1971-09-10 | 10.6 | 13 | 11 | 8 | 11 | 10 |  | 10.6 | 0 | 1
1971-09-11 | 16 | 27 | 26 | 16 | 11 | 0 |  | 16 | 0 | 1
1971-09-12 | 4.6 | 6 | 6 | 0 | 11 | 0 |  | 4.6 | 0 | 4
1971-09-13 | 24.8 | 26 | 23 | 26 | 23 | 26 |  | 24.8 | 0 | 0
1971-09-14 | 18.2 | 19 | 13 | 8 | 32 | 19 |  | 18.2 | 0 | 1
1971-09-15 | 26.6 | 29 | 26 | 29 | 26 | 23 |  | 26.6 | 0 | 0
1971-09-16 | 37.8 | 37 | 35 | 39 | 39 | 39 |  | 37.8 | 0 | 0
1971-09-17 | 1.6 | 0 | 8 | 0 | 0 | 0 |  | 1.6 | 0 | 5
1971-09-18 | 9.8 | 11 | 8 | 0 | 11 | 19 |  | 9.8 | 0 | 2
1971-09-19 | 2.2 | 0 | 0 | 0 | 11 | 0 |  | 2.2 | 0 | 4
1971-09-20 | 23.6 | 32 | 27 | 24 | 24 | 11 |  | 23.6 | 0 | 0
1971-09-21 | 10 | 11 | 6 | 11 | 11 | 11 |  | 10 | 0 | 1
1971-09-22 | 1.2 | 6 | 0 | 0 | 0 | 0 |  | 1.2 | 0 | 5
1971-09-23 | 1 | 0 | 0 | 5 | 0 | 0 |  | 1 | 0 | 5
1971-09-24 | 14.8 | 24 | 18 | 11 | 10 | 11 |  | 14.8 | 0 | 0
1971-09-25 | 7.8 | 10 | 13 | 16 | 0 | 0 |  | 7.8 | 0 | 2
1971-09-26 | 19.6 | 16 | 16 | 19 | 29 | 18 |  | 19.6 | 0 | 0
1971-09-27 | 11.4 | 19 | 16 | 6 | 10 | 6 |  | 11.4 | 0 | 2
1971-09-28 | 16.8 | 13 | 13 | 23 | 19 | 16 |  | 16.8 | 0 | 0
1971-09-29 | 19.4 | 23 | 19 | 16 | 16 | 23 |  | 19.4 | 0 | 0
1971-09-30 | 30.8 | 32 | 29 | 29 | 32 | 32 |  | 30.8 | 0 | 0
1972-05-01 | 5.4 | 0 | 0 | 11 | 8 | 8 |  | 5.4 | 0 | 4
1972-05-02 | 5 | 11 | 8 | 6 | 0 | 0 |  | 5 | 0 | 4
1972-05-03 | 6.6 | 6 | 10 | 11 | 6 | 0 |  | 6.6 | 0 | 3
1972-05-04 | 24 | 43 | 24 | 24 | 6 | 23 |  | 24 | 0 | 1
1972-05-05 | 11.2 | 18 | 14 | 10 | 6 | 8 |  | 11.2 | 0 | 2
1972-05-06 | 16.8 | 23 | 16 | 13 | 16 | 16 |  | 16.8 | 0 | 0
1972-05-07 | 7.2 | 11 | 10 | 6 | 6 | 3 |  | 7.2 | 0 | 3
1972-05-08 | 7 | 5 | 6 | 5 | 6 | 13 |  | 7 | 0 | 4
1972-05-09 | 4.4 | 8 | 3 | 3 | 0 | 8 |  | 4.4 | 0 | 5
1972-05-10 | 4.6 | 6 | 6 | 5 | 6 | 0 |  | 4.6 | 0 | 5
1972-05-11 | 1.2 | 0 | 0 | 6 | 0 | 0 |  | 1.2 | 0 | 5
1972-05-12 | 14.6 | 5 | 8 | 23 | 16 | 21 |  | 14.6 | 0 | 2
1972-05-13 | 24 | 26 | 19 | 23 | 26 | 26 |  | 24 | 0 | 0
1972-05-14 | 15.2 | 6 | 11 | 16 | 14 | 29 |  | 15.2 | 0 | 1
1972-05-15 | 18.4 | 27 | 19 | 13 | 19 | 14 |  | 18.4 | 0 | 0
1972-05-16 | 5.8 | 8 | 16 | 5 | 0 | 0 |  | 5.8 | 0 | 4
1972-05-17 | 16 | 14 | 24 | 18 | 8 | 16 |  | 16 | 0 | 1
1972-05-18 | 21.4 | 13 | 13 | 0 | 42 | 39 |  | 21.4 | 0 | 1
1972-05-19 | 6.2 | 5 | 8 | 5 | 5 | 8 |  | 6.2 | 0 | 5
1972-05-20 | 7 | 16 | 13 | 6 | 0 | 0 |  | 7 | 0 | 3
1972-05-21 | 15.6 | 13 | 19 | 19 | 19 | 8 |  | 15.6 | 0 | 1
1972-05-22 | 14.2 | 16 | 11 | 19 | 19 | 6 |  | 14.2 | 0 | 1
1972-05-23 | 17.4 | 19 | 16 | 23 | 10 | 19 |  | 17.4 | 0 | 0
1972-05-24 | 4.8 | 0 | 0 | 0 | 11 | 13 |  | 4.8 | 0 | 3
1972-05-25 | 61.2 | 58 | 55 | 55 | 66 | 72 |  | 61.2 | 0 | 0
1972-05-26 | 26 | 26 | 26 | 32 | 23 | 23 |  | 26 | 0 | 0
1972-05-27 | 0 | 0 | 0 | 0 | 0 | 0 |  | 0 | 0 | 5
1972-05-28 | 11.2 | 8 | 18 | 11 | 11 | 8 |  | 11.2 | 0 | 2
1972-05-29 | 13.8 | 18 | 18 | 11 | 11 | 11 |  | 13.8 | 0 | 0
1972-05-30 | 10.2 | 18 | 11 | 11 | 3 | 8 |  | 10.2 | 0 | 2
1972-05-31 | 1.8 | 3 | 0 | 0 | 0 | 6 |  | 1.8 | 0 | 5
1972-06-01 | 7.6 | 8 | 0 | 11 | 11 | 8 |  | 7.6 | 0 | 3
1972-06-02 | 19.2 | 24 | 18 | 18 | 18 | 18 |  | 19.2 | 0 | 0
1972-06-03 | 9.6 | 16 | 16 | 3 | 10 | 3 |  | 9.6 | 0 | 2
1972-06-04 | 26.4 | 10 | 19 | 29 | 29 | 45 |  | 26.4 | 0 | 0
1972-06-05 | 13.2 | 6 | 23 | 19 | 8 | 10 |  | 13.2 | 0 | 2
1972-06-06 | 8.8 | 6 | 6 | 11 | 16 | 5 |  | 8.8 | 0 | 3
1972-06-07 | 4.8 | 10 | 8 | 3 | 3 | 0 |  | 4.8 | 0 | 4
1972-06-08 | 16.4 | 19 | 18 | 18 | 16 | 11 |  | 16.4 | 0 | 0
1972-06-09 | 6.6 | 5 | 8 | 8 | 6 | 6 |  | 6.6 | 0 | 5
1972-06-10 | 15 | 19 | 23 | 13 | 10 | 10 |  | 15 | 0 | 0
1972-06-11 | 5.2 | 6 | 3 | 3 | 8 | 6 |  | 5.2 | 0 | 5
1972-06-12 | 30.8 | 32 | 32 | 29 | 29 | 32 |  | 30.8 | 0 | 0
1972-06-13 | 27.4 | 18 | 16 | 45 | 35 | 23 |  | 27.4 | 0 | 0
1972-06-14 | 8.6 | 11 | 6 | 5 | 11 | 10 |  | 8.6 | 0 | 2
1972-06-15 | 7.8 | 0 | 10 | 8 | 11 | 10 |  | 7.8 | 0 | 2
1972-06-16 | 7 | 8 | 6 | 16 | 0 | 5 |  | 7 | 0 | 4
1972-06-17 | 27.6 | 23 | 35 | 29 | 16 | 35 |  | 27.6 | 0 | 0
1972-06-18 | 21.2 | 29 | 10 | 0 | 19 | 48 |  | 21.2 | 0 | 1
1972-06-19 | 4.8 | 6 | 0 | 8 | 10 | 0 |  | 4.8 | 0 | 4
1972-06-20 | 7 | 0 | 13 | 8 | 8 | 6 |  | 7 | 0 | 4
1972-06-21 | 6.6 | 0 | 11 | 0 | 6 | 16 |  | 6.6 | 0 | 3
1972-06-22 | 13.2 | 19 | 10 | 13 | 13 | 11 |  | 13.2 | 0 | 0
1972-06-23 | 20.8 | 21 | 19 | 26 | 19 | 19 |  | 20.8 | 0 | 0
1972-06-24 | 24.6 | 24 | 18 | 18 | 32 | 31 |  | 24.6 | 0 | 0
1972-06-25 | 23.2 | 18 | 14 | 26 | 26 | 32 |  | 23.2 | 0 | 0
1972-06-26 | 7 | 0 | 5 | 8 | 11 | 11 |  | 7 | 0 | 3
1972-06-27 | 31.4 | 31 | 32 | 27 | 35 | 32 |  | 31.4 | 0 | 0
1972-06-28 | 13.4 | 24 | 18 | 11 | 6 | 8 |  | 13.4 | 0 | 2
1972-06-29 | 19.2 | 27 | 18 | 19 | 18 | 14 |  | 19.2 | 0 | 0
1972-06-30 | 4 | 0 | 0 | 6 | 0 | 14 |  | 4 | 0 | 4
1972-07-01 | 12.4 | 11 | 16 | 3 | 16 | 16 |  | 12.4 | 0 | 1
1972-07-02 | 20.2 | 16 | 19 | 18 | 24 | 24 |  | 20.2 | 0 | 0
1972-07-03 | 3 | 0 | 6 | 0 | 6 | 3 |  | 3 | 0 | 5
1972-07-04 | 6.4 | 10 | 8 | 8 | 6 | 0 |  | 6.4 | 0 | 4
1972-07-05 | 14.6 | 23 | 26 | 8 | 16 | 0 |  | 14.6 | 0 | 2
1972-07-06 | 10 | 13 | 6 | 13 | 8 | 10 |  | 10 | 0 | 2
1972-07-07 | 20 | 19 | 16 | 19 | 23 | 23 |  | 20 | 0 | 0
1972-07-08 | 11.2 | 10 | 10 | 19 | 6 | 11 |  | 11.2 | 0 | 1
1972-07-09 | 22.8 | 16 | 24 | 16 | 29 | 29 |  | 22.8 | 0 | 0
1972-07-10 | 13.2 | 8 | 29 | 26 | 0 | 3 |  | 13.2 | 0 | 3
1972-07-11 | 2.8 | 8 | 0 | 0 | 0 | 6 |  | 2.8 | 0 | 5
1972-07-12 | 4.6 | 8 | 6 | 3 | 3 | 3 |  | 4.6 | 0 | 5
1972-07-13 | 22.8 | 26 | 29 | 29 | 19 | 11 |  | 22.8 | 0 | 0
1972-07-14 | 10.8 | 29 | 8 | 6 | 0 | 11 |  | 10.8 | 0 | 3
1972-07-15 | 6.4 | 0 | 6 | 10 | 0 | 16 |  | 6.4 | 0 | 3
1972-07-16 | 13 | 13 | 13 | 13 | 10 | 16 |  | 13 | 0 | 0
1972-07-17 | 10.6 | 13 | 13 | 6 | 8 | 13 |  | 10.6 | 0 | 2
1972-07-18 | 22 | 16 | 13 | 26 | 29 | 26 |  | 22 | 0 | 0
1972-07-19 | 18.8 | 19 | 16 | 24 | 19 | 16 |  | 18.8 | 0 | 0
1972-07-20 | 7.2 | 8 | 5 | 11 | 6 | 6 |  | 7.2 | 0 | 4
1972-07-21 | 9 | 6 | 11 | 11 | 6 | 11 |  | 9 | 0 | 2
1972-07-22 | 8.2 | 11 | 11 | 0 | 11 | 8 |  | 8.2 | 0 | 2
1972-07-23 | 3.8 | 6 | 5 | 5 | 3 | 0 |  | 3.8 | 0 | 5
1972-07-24 | 15.8 | 26 | 18 | 14 | 11 | 10 |  | 15.8 | 0 | 0
1972-07-25 | 7.8 | 14 | 14 | 6 | 0 | 5 |  | 7.8 | 0 | 3
1972-07-26 | 7.8 | 8 | 5 | 10 | 10 | 6 |  | 7.8 | 0 | 3
1972-07-27 | 6.4 | 8 | 13 | 0 | 0 | 11 |  | 6.4 | 0 | 3
1972-07-28 | 14.8 | 18 | 26 | 18 | 6 | 6 |  | 14.8 | 0 | 2
1972-07-29 | 5.8 | 10 | 13 | 0 | 3 | 3 |  | 5.8 | 0 | 3
1972-07-30 | 6.8 | 10 | 6 | 0 | 8 | 10 |  | 6.8 | 0 | 3
1972-07-31 | 11.8 | 8 | 6 | 10 | 19 | 16 |  | 11.8 | 0 | 2
1972-08-01 | 21.6 | 39 | 26 | 24 | 13 | 6 |  | 21.6 | 0 | 1
1972-08-02 | 4 | 6 | 6 | 8 | 0 | 0 |  | 4 | 0 | 5
1972-08-03 | 8.6 | 16 | 8 | 6 | 0 | 13 |  | 8.6 | 0 | 3
1972-08-04 | 4.6 | 0 | 3 | 8 | 6 | 6 |  | 4.6 | 0 | 5
1972-08-05 | 24.6 | 53 | 32 | 11 | 16 | 11 |  | 24.6 | 0 | 0
1972-08-06 | 5 | 0 | 0 | 3 | 6 | 16 |  | 5 | 0 | 4
1972-08-07 | 16 | 19 | 19 | 23 | 16 | 3 |  | 16 | 0 | 1
1972-08-08 | 9 | 11 | 10 | 6 | 8 | 10 |  | 9 | 0 | 2
1972-08-09 | 12.2 | 5 | 16 | 16 | 13 | 11 |  | 12.2 | 0 | 1
1972-08-10 | 8.4 | 8 | 5 | 6 | 10 | 13 |  | 8.4 | 0 | 3
1972-08-11 | 21.2 | 5 | 27 | 32 | 23 | 19 |  | 21.2 | 0 | 1
1972-08-12 | 30.2 | 32 | 35 | 39 | 26 | 19 |  | 30.2 | 0 | 0
1972-08-13 | 9 | 10 | 6 | 10 | 8 | 11 |  | 9 | 0 | 2
1972-08-14 | 7.8 | 0 | 13 | 8 | 10 | 8 |  | 7.8 | 0 | 3
1972-08-15 | 0 | 0 | 0 | 0 | 0 | 0 |  | 0 | 0 | 5
1972-08-16 | 1.2 | 6 | 0 | 0 | 0 | 0 |  | 1.2 | 0 | 5
1972-08-17 | 8.4 | 13 | 0 | 13 | 10 | 6 |  | 8.4 | 0 | 2
1972-08-18 | 16 | 19 | 16 | 13 | 19 | 13 |  | 16 | 0 | 0
1972-08-19 | 9 | 6 | 8 | 14 | 6 | 11 |  | 9 | 0 | 3
1972-08-20 | 11.4 | 18 | 14 | 11 | 6 | 8 |  | 11.4 | 0 | 2
1972-08-21 | 2.2 | 0 | 8 | 3 | 0 | 0 |  | 2.2 | 0 | 5
1972-08-22 | 6 | 0 | 11 | 0 | 8 | 11 |  | 6 | 0 | 3
1972-08-23 | 20.8 | 18 | 18 | 18 | 24 | 26 |  | 20.8 | 0 | 0
1972-08-24 | 1.2 | 0 | 0 | 0 | 0 | 6 |  | 1.2 | 0 | 5
1972-08-25 | 5.6 | 8 | 3 | 3 | 8 | 6 |  | 5.6 | 0 | 5
1972-08-26 | 10.4 | 3 | 23 | 0 | 16 | 10 |  | 10.4 | 0 | 2
1972-08-27 | 23.4 | 18 | 21 | 26 | 23 | 29 |  | 23.4 | 0 | 0
1972-08-28 | 4.4 | 6 | 16 | 0 | 0 | 0 |  | 4.4 | 0 | 4
1972-08-29 | 6.4 | 16 | 6 | 10 | 0 | 0 |  | 6.4 | 0 | 3
1972-08-30 | 43.6 | 40 | 42 | 48 | 40 | 48 |  | 43.6 | 0 | 0
1972-08-31 | 14.6 | 11 | 19 | 14 | 21 | 8 |  | 14.6 | 0 | 1
1972-09-01 | 1 | 0 | 0 | 0 | 5 | 0 |  | 1 | 0 | 5
1972-09-02 | 17.4 | 6 | 16 | 23 | 23 | 19 |  | 17.4 | 0 | 1
1972-09-03 | 10.2 | 0 | 3 | 11 | 13 | 24 |  | 10.2 | 0 | 2
1972-09-04 | 1.8 | 3 | 6 | 0 | 0 | 0 |  | 1.8 | 0 | 5
1972-09-05 | 4.2 | 5 | 6 | 5 | 5 | 0 |  | 4.2 | 0 | 5
1972-09-06 | 26.4 | 29 | 27 | 26 | 27 | 23 |  | 26.4 | 0 | 0
1972-09-07 | 13.4 | 6 | 19 | 13 | 13 | 16 |  | 13.4 | 0 | 1
1972-09-08 | 2.2 | 0 | 0 | 3 | 0 | 8 |  | 2.2 | 0 | 5
1972-09-09 | 7.2 | 0 | 0 | 11 | 11 | 14 |  | 7.2 | 0 | 2
1972-09-10 | 25.2 | 29 | 32 | 26 | 23 | 16 |  | 25.2 | 0 | 0
1972-09-11 | 9.8 | 10 | 0 | 16 | 13 | 10 |  | 9.8 | 0 | 1
1972-09-12 | 4.2 | 13 | 0 | 0 | 8 | 0 |  | 4.2 | 0 | 4
1972-09-13 | 3.2 | 6 | 0 | 0 | 0 | 10 |  | 3.2 | 0 | 4
1972-09-14 | 35.8 | 39 | 39 | 34 | 35 | 32 |  | 35.8 | 0 | 0
1972-09-15 | 13.4 | 11 | 16 | 13 | 16 | 11 |  | 13.4 | 0 | 0
1972-09-16 | 7.8 | 0 | 0 | 8 | 13 | 18 |  | 7.8 | 0 | 3
1972-09-17 | 9.4 | 23 | 8 | 11 | 5 | 0 |  | 9.4 | 0 | 3
1972-09-18 | 4.8 | 0 | 6 | 5 | 3 | 10 |  | 4.8 | 0 | 4
1972-09-19 | 12.8 | 13 | 16 | 11 | 13 | 11 |  | 12.8 | 0 | 0
1972-09-20 | 46.8 | 37 | 42 | 48 | 47 | 60 |  | 46.8 | 0 | 0
1972-09-21 | 27.8 | 19 | 31 | 24 | 26 | 39 |  | 27.8 | 0 | 0
1972-09-22 | 6 | 6 | 3 | 6 | 10 | 5 |  | 6 | 0 | 4
1972-09-23 | 17.4 | 16 | 16 | 16 | 16 | 23 |  | 17.4 | 0 | 0
1972-09-24 | 14.2 | 16 | 16 | 16 | 10 | 13 |  | 14.2 | 0 | 0
1972-09-25 | 15.4 | 10 | 16 | 16 | 19 | 16 |  | 15.4 | 0 | 0
1972-09-26 | 13.2 | 10 | 11 | 13 | 16 | 16 |  | 13.2 | 0 | 0
1972-09-27 | 11 | 13 | 16 | 10 | 10 | 6 |  | 11 | 0 | 1
1972-09-28 | 7.6 | 10 | 8 | 6 | 6 | 8 |  | 7.6 | 0 | 4
1972-09-29 | 20 | 13 | 16 | 16 | 16 | 39 |  | 20 | 0 | 0
1972-09-30 | 32.8 | 42 | 45 | 45 | 19 | 13 |  | 32.8 | 0 | 0
1973-05-01 | 12.6 | 13 | 13 | 8 | 13 | 16 |  | 12.6 | 0 | 1
1973-05-02 | 6.8 | 11 | 13 | 10 | 0 | 0 |  | 6.8 | 0 | 2
1973-05-03 | 6.2 | 11 | 10 | 0 | 0 | 10 |  | 6.2 | 0 | 2
1973-05-04 | 11.8 | 8 | 11 | 13 | 14 | 13 |  | 11.8 | 0 | 1
1973-05-05 | 4.4 | 6 | 6 | 10 | 0 | 0 |  | 4.4 | 0 | 4
1973-05-06 | 14.2 | 13 | 10 | 16 | 16 | 16 |  | 14.2 | 0 | 0
1973-05-07 | 16.2 | 23 | 16 | 16 | 16 | 10 |  | 16.2 | 0 | 0
1973-05-08 | 9.2 | 0 | 14 | 19 | 0 | 13 |  | 9.2 | 0 | 2
1973-05-09 | 29 | 26 | 29 | 29 | 29 | 32 |  | 29 | 0 | 0
1973-05-10 | 23.8 | 23 | 32 | 29 | 16 | 19 |  | 23.8 | 0 | 0
1973-05-11 | 13.4 | 0 | 19 | 23 | 19 | 6 |  | 13.4 | 0 | 2
1973-05-12 | 2.8 | 11 | 0 | 3 | 0 | 0 |  | 2.8 | 0 | 4
1973-05-13 | 12.2 | 21 | 8 | 11 | 10 | 11 |  | 12.2 | 0 | 1
1973-05-14 | 4 | 0 | 11 | 6 | 0 | 3 |  | 4 | 0 | 4
1973-05-15 | 9 | 11 | 6 | 10 | 5 | 13 |  | 9 | 0 | 2
1973-05-16 | 9.4 | 16 | 10 | 3 | 10 | 8 |  | 9.4 | 0 | 2
1973-05-17 | 20 | 32 | 26 | 29 | 5 | 8 |  | 20 | 0 | 2
1973-05-18 | 16.2 | 6 | 10 | 0 | 26 | 39 |  | 16.2 | 0 | 2
1973-05-19 | 6.8 | 0 | 0 | 16 | 10 | 8 |  | 6.8 | 0 | 3
1973-05-20 | 12.4 | 23 | 19 | 10 | 0 | 10 |  | 12.4 | 0 | 1
1973-05-21 | 18.8 | 16 | 23 | 19 | 10 | 26 |  | 18.8 | 0 | 0
1973-05-22 | 22 | 35 | 26 | 26 | 23 | 0 |  | 22 | 0 | 1
1973-05-23 | 6.6 | 13 | 10 | 10 | 0 | 0 |  | 6.6 | 0 | 2
1973-05-24 | 26.8 | 23 | 29 | 23 | 24 | 35 |  | 26.8 | 0 | 0
1973-05-25 | 6.6 | 6 | 0 | 5 | 11 | 11 |  | 6.6 | 0 | 3
1973-05-26 | 24.8 | 32 | 24 | 31 | 18 | 19 |  | 24.8 | 0 | 0
1973-05-27 | 9.8 | 11 | 8 | 11 | 11 | 8 |  | 9.8 | 0 | 2
1973-05-28 | 6 | 11 | 11 | 0 | 0 | 8 |  | 6 | 0 | 3
1973-05-29 | 11.8 | 14 | 18 | 8 | 11 | 8 |  | 11.8 | 0 | 2
1973-05-30 | 2.8 | 8 | 6 | 0 | 0 | 0 |  | 2.8 | 0 | 5
1973-05-31 | 40.8 | 47 | 40 | 35 | 39 | 43 |  | 40.8 | 0 | 0
1973-06-01 | 7.2 | 11 | 11 | 8 | 6 | 0 |  | 7.2 | 0 | 3
1973-06-02 | 16 | 19 | 10 | 8 | 19 | 24 |  | 16 | 0 | 1
1973-06-03 | 18.2 | 16 | 27 | 19 | 16 | 13 |  | 18.2 | 0 | 0
1973-06-04 | 8 | 0 | 14 | 13 | 13 | 0 |  | 8 | 0 | 2
1973-06-05 | 4.2 | 0 | 0 | 0 | 8 | 13 |  | 4.2 | 0 | 4
1973-06-06 | 7.4 | 10 | 0 | 11 | 10 | 6 |  | 7.4 | 0 | 2
1973-06-07 | 14.8 | 19 | 0 | 10 | 26 | 19 |  | 14.8 | 0 | 1
1973-06-08 | 5.4 | 13 | 8 | 6 | 0 | 0 |  | 5.4 | 0 | 4
1973-06-09 | 3 | 10 | 5 | 0 | 0 | 0 |  | 3 | 0 | 4
1973-06-10 | 14.4 | 24 | 29 | 19 | 0 | 0 |  | 14.4 | 0 | 2
1973-06-11 | 2 | 0 | 0 | 0 | 5 | 5 |  | 2 | 0 | 5
1973-06-12 | 10 | 13 | 16 | 10 | 8 | 3 |  | 10 | 0 | 2
1973-06-13 | 11.6 | 13 | 13 | 14 | 13 | 5 |  | 11.6 | 0 | 1
1973-06-14 | 22.8 | 26 | 23 | 23 | 23 | 19 |  | 22.8 | 0 | 0
1973-06-15 | 41.2 | 32 | 32 | 39 | 55 | 48 |  | 41.2 | 0 | 0
1973-06-16 | 23.8 | 19 | 16 | 26 | 29 | 29 |  | 23.8 | 0 | 0
1973-06-17 | 7.8 | 10 | 0 | 0 | 6 | 23 |  | 7.8 | 0 | 3
1973-06-18 | 40.8 | 42 | 47 | 47 | 29 | 39 |  | 40.8 | 0 | 0
1973-06-19 | 5 | 0 | 0 | 8 | 11 | 6 |  | 5 | 0 | 4
1973-06-20 | 14.2 | 10 | 0 | 19 | 26 | 16 |  | 14.2 | 0 | 1
1973-06-21 | 7.6 | 6 | 6 | 16 | 0 | 10 |  | 7.6 | 0 | 3
1973-06-22 | 5.6 | 10 | 10 | 8 | 0 | 0 |  | 5.6 | 0 | 3
1973-06-23 | 8.2 | 11 | 8 | 11 | 11 | 0 |  | 8.2 | 0 | 2
1973-06-24 | 24.6 | 24 | 32 | 32 | 24 | 11 |  | 24.6 | 0 | 0
1973-06-25 | 9.6 | 18 | 11 | 11 | 0 | 8 |  | 9.6 | 0 | 2
1973-06-26 | 8.8 | 8 | 11 | 8 | 11 | 6 |  | 8.8 | 0 | 3
1973-06-27 | 1.2 | 6 | 0 | 0 | 0 | 0 |  | 1.2 | 0 | 5
1973-06-28 | 3.2 | 8 | 0 | 0 | 8 | 0 |  | 3.2 | 0 | 5
1973-06-29 | 11.4 | 18 | 11 | 11 | 11 | 6 |  | 11.4 | 0 | 1
1973-06-30 | 30.8 | 32 | 32 | 29 | 32 | 29 |  | 30.8 | 0 | 0
1973-07-01 | 16.8 | 26 | 19 | 10 | 19 | 10 |  | 16.8 | 0 | 0
1973-07-02 | 29 | 26 | 26 | 32 | 29 | 32 |  | 29 | 0 | 0
1973-07-03 | 4.8 | 0 | 0 | 8 | 6 | 10 |  | 4.8 | 0 | 4
1973-07-04 | 11.2 | 6 | 10 | 13 | 14 | 13 |  | 11.2 | 0 | 1
1973-07-05 | 9.2 | 16 | 10 | 6 | 8 | 6 |  | 9.2 | 0 | 3
1973-07-06 | 7.2 | 10 | 13 | 10 | 3 | 0 |  | 7.2 | 0 | 2
1973-07-07 | 10 | 19 | 16 | 6 | 3 | 6 |  | 10 | 0 | 3
1973-07-08 | 2.2 | 6 | 0 | 0 | 0 | 5 |  | 2.2 | 0 | 5
1973-07-09 | 12.4 | 19 | 19 | 10 | 8 | 6 |  | 12.4 | 0 | 2
1973-07-10 | 6.4 | 13 | 0 | 0 | 11 | 8 |  | 6.4 | 0 | 3
1973-07-11 | 17.2 | 16 | 19 | 24 | 19 | 8 |  | 17.2 | 0 | 1
1973-07-12 | 26 | 23 | 26 | 29 | 23 | 29 |  | 26 | 0 | 0
1973-07-13 | 8 | 14 | 8 | 5 | 3 | 10 |  | 8 | 0 | 3
1973-07-14 | 0 | 0 | 0 | 0 | 0 | 0 |  | 0 | 0 | 5
1973-07-15 | 6 | 0 | 0 | 0 | 11 | 19 |  | 6 | 0 | 3
1973-07-16 | 5.2 | 0 | 0 | 0 | 10 | 16 |  | 5.2 | 0 | 3
1973-07-17 | 22.4 | 23 | 19 | 29 | 23 | 18 |  | 22.4 | 0 | 0
1973-07-18 | 10 | 19 | 16 | 10 | 0 | 5 |  | 10 | 0 | 2
1973-07-19 | 9.6 | 13 | 11 | 10 | 6 | 8 |  | 9.6 | 0 | 2
1973-07-20 | 4 | 5 | 0 | 0 | 5 | 10 |  | 4 | 0 | 4
1973-07-21 | 5.8 | 0 | 0 | 8 | 11 | 10 |  | 5.8 | 0 | 3
1973-07-22 | 8.8 | 11 | 6 | 8 | 8 | 11 |  | 8.8 | 0 | 3
1973-07-23 | 14.8 | 0 | 14 | 24 | 18 | 18 |  | 14.8 | 0 | 1
1973-07-24 | 14.2 | 18 | 18 | 18 | 14 | 3 |  | 14.2 | 0 | 1
1973-07-25 | 3.8 | 8 | 0 | 0 | 0 | 11 |  | 3.8 | 0 | 4
1973-07-26 | 4.6 | 0 | 0 | 6 | 6 | 11 |  | 4.6 | 0 | 4
1973-07-27 | 7.6 | 3 | 11 | 8 | 8 | 8 |  | 7.6 | 0 | 4
1973-07-28 | 8.2 | 0 | 10 | 8 | 13 | 10 |  | 8.2 | 0 | 2
1973-07-29 | 3.4 | 3 | 0 | 5 | 3 | 6 |  | 3.4 | 0 | 5
1973-07-30 | 3.4 | 6 | 11 | 0 | 0 | 0 |  | 3.4 | 0 | 4
1973-07-31 | 17 | 23 | 21 | 21 | 10 | 10 |  | 17 | 0 | 0
1973-08-01 | 13 | 13 | 10 | 11 | 13 | 18 |  | 13 | 0 | 0
1973-08-02 | 27.8 | 16 | 32 | 32 | 40 | 19 |  | 27.8 | 0 | 0
1973-08-03 | 6.6 | 3 | 11 | 6 | 3 | 10 |  | 6.6 | 0 | 3
1973-08-04 | 8.6 | 8 | 16 | 16 | 3 | 0 |  | 8.6 | 0 | 3
1973-08-05 | 18.4 | 19 | 19 | 19 | 16 | 19 |  | 18.4 | 0 | 0
1973-08-06 | 41.2 | 48 | 48 | 39 | 39 | 32 |  | 41.2 | 0 | 0
1973-08-07 | 44.8 | 48 | 48 | 48 | 48 | 32 |  | 44.8 | 0 | 0
1973-08-08 | 3 | 5 | 0 | 0 | 0 | 10 |  | 3 | 0 | 4
1973-08-09 | 2.8 | 8 | 3 | 0 | 3 | 0 |  | 2.8 | 0 | 5
1973-08-10 | 9.4 | 6 | 6 | 3 | 11 | 21 |  | 9.4 | 0 | 3
1973-08-11 | 10.4 | 13 | 0 | 13 | 16 | 10 |  | 10.4 | 0 | 1
1973-08-12 | 7.8 | 10 | 10 | 8 | 8 | 3 |  | 7.8 | 0 | 3
1973-08-13 | 4 | 5 | 10 | 5 | 0 | 0 |  | 4 | 0 | 4
1973-08-14 | 8 | 0 | 14 | 16 | 10 | 0 |  | 8 | 0 | 2
1973-08-15 | 6.4 | 14 | 0 | 5 | 13 | 0 |  | 6.4 | 0 | 3
1973-08-16 | 11.8 | 18 | 14 | 8 | 8 | 11 |  | 11.8 | 0 | 2
1973-08-17 | 14.2 | 18 | 24 | 18 | 11 | 0 |  | 14.2 | 0 | 1
1973-08-18 | 20.4 | 32 | 18 | 26 | 18 | 8 |  | 20.4 | 0 | 1
1973-08-19 | 9.2 | 6 | 18 | 11 | 11 | 0 |  | 9.2 | 0 | 2
1973-08-20 | 9.8 | 8 | 8 | 11 | 11 | 11 |  | 9.8 | 0 | 2
1973-08-21 | 5.4 | 8 | 11 | 8 | 0 | 0 |  | 5.4 | 0 | 4
1973-08-22 | 19 | 18 | 24 | 24 | 11 | 18 |  | 19 | 0 | 0
1973-08-23 | 12.8 | 6 | 8 | 14 | 18 | 18 |  | 12.8 | 0 | 2
1973-08-24 | 10.8 | 18 | 14 | 8 | 3 | 11 |  | 10.8 | 0 | 2
1973-08-25 | 32.8 | 39 | 32 | 32 | 32 | 29 |  | 32.8 | 0 | 0
1973-08-26 | 9.4 | 10 | 8 | 8 | 8 | 13 |  | 9.4 | 0 | 3
1973-08-27 | 4.8 | 5 | 0 | 10 | 6 | 3 |  | 4.8 | 0 | 4
1973-08-28 | 9.8 | 11 | 0 | 16 | 14 | 8 |  | 9.8 | 0 | 2
1973-08-29 | 12.8 | 14 | 16 | 14 | 10 | 10 |  | 12.8 | 0 | 0
1973-08-30 | 33.2 | 16 | 23 | 42 | 45 | 40 |  | 33.2 | 0 | 0
1973-08-31 | 4.6 | 0 | 0 | 0 | 13 | 10 |  | 4.6 | 0 | 3
1973-09-01 | 22 | 29 | 23 | 11 | 21 | 26 |  | 22 | 0 | 0
1973-09-02 | 14 | 8 | 10 | 23 | 16 | 13 |  | 14 | 0 | 1
1973-09-03 | 19 | 23 | 13 | 16 | 11 | 32 |  | 19 | 0 | 0
1973-09-04 | 22.2 | 16 | 24 | 23 | 24 | 24 |  | 22.2 | 0 | 0
1973-09-05 | 9.6 | 10 | 11 | 11 | 8 | 8 |  | 9.6 | 0 | 2
1973-09-06 | 8.4 | 10 | 6 | 10 | 6 | 10 |  | 8.4 | 0 | 2
1973-09-07 | 20.4 | 23 | 18 | 19 | 26 | 16 |  | 20.4 | 0 | 0
1973-09-08 | 25.8 | 29 | 27 | 26 | 23 | 24 |  | 25.8 | 0 | 0
1973-09-09 | 31.4 | 32 | 29 | 35 | 35 | 26 |  | 31.4 | 0 | 0
1973-09-10 | 4.6 | 8 | 0 | 0 | 5 | 10 |  | 4.6 | 0 | 4
1973-09-11 | 1.2 | 0 | 0 | 0 | 6 | 0 |  | 1.2 | 0 | 5
1973-09-12 | 33.4 | 35 | 32 | 26 | 42 | 32 |  | 33.4 | 0 | 0
1973-09-13 | 35 | 35 | 39 | 39 | 35 | 27 |  | 35 | 0 | 0
1973-09-14 | 16.6 | 16 | 19 | 16 | 13 | 19 |  | 16.6 | 0 | 0
1973-09-15 | 6.6 | 8 | 8 | 0 | 6 | 11 |  | 6.6 | 0 | 4
1973-09-16 | 10 | 11 | 11 | 11 | 11 | 6 |  | 10 | 0 | 1
1973-09-17 | 1.6 | 8 | 0 | 0 | 0 | 0 |  | 1.6 | 0 | 5
1973-09-18 | 1.6 | 0 | 0 | 0 | 8 | 0 |  | 1.6 | 0 | 5
1973-09-19 | 2.4 | 6 | 0 | 6 | 0 | 0 |  | 2.4 | 0 | 5
1973-09-20 | 6.2 | 11 | 8 | 6 | 3 | 3 |  | 6.2 | 0 | 4
1973-09-21 | 5.8 | 3 | 6 | 6 | 6 | 8 |  | 5.8 | 0 | 5
1973-09-22 | 10.6 | 16 | 8 | 13 | 10 | 6 |  | 10.6 | 0 | 2
1973-09-23 | 11.8 | 13 | 10 | 16 | 10 | 10 |  | 11.8 | 0 | 0
1973-09-24 | 13.8 | 24 | 19 | 8 | 10 | 8 |  | 13.8 | 0 | 2
1973-09-25 | 6.8 | 10 | 11 | 3 | 0 | 10 |  | 6.8 | 0 | 2
1973-09-26 | 9.6 | 3 | 6 | 10 | 10 | 19 |  | 9.6 | 0 | 2
1973-09-27 | 13.6 | 10 | 10 | 19 | 16 | 13 |  | 13.6 | 0 | 0
1973-09-28 | 4.8 | 6 | 0 | 0 | 8 | 10 |  | 4.8 | 0 | 4
1973-09-29 | 14.8 | 13 | 10 | 16 | 19 | 16 |  | 14.8 | 0 | 0
1973-09-30 | 18 | 19 | 19 | 18 | 18 | 16 |  | 18 | 0 | 0
1974-05-01 | 20.6 | 24 | 18 | 26 | 11 | 24 |  | 20.6 | 0 | 0
1974-05-02 | 9.4 | 11 | 14 | 8 | 0 | 14 |  | 9.4 | 0 | 2
1974-05-03 | 17.2 | 18 | 18 | 24 | 18 | 8 |  | 17.2 | 0 | 1
1974-05-04 | 22.6 | 29 | 29 | 23 | 19 | 13 |  | 22.6 | 0 | 0
1974-05-05 | 9.4 | 16 | 16 | 0 | 5 | 10 |  | 9.4 | 0 | 2
1974-05-06 | 10.2 | 13 | 6 | 6 | 16 | 10 |  | 10.2 | 0 | 2
1974-05-07 | 9.8 | 8 | 10 | 10 | 13 | 8 |  | 9.8 | 0 | 2
1974-05-08 | 22 | 26 | 26 | 23 | 19 | 16 |  | 22 | 0 | 0
1974-05-09 | 11.4 | 13 | 13 | 5 | 10 | 16 |  | 11.4 | 0 | 1
1974-05-10 | 0.6 | 3 | 0 | 0 | 0 | 0 |  | 0.6 | 0 | 5
1974-05-11 | 7.2 | 8 | 6 | 6 | 8 | 8 |  | 7.2 | 0 | 5
1974-05-12 | 16 | 23 | 13 | 14 | 14 | 16 |  | 16 | 0 | 0
1974-05-13 | 29.6 | 32 | 26 | 32 | 29 | 29 |  | 29.6 | 0 | 0
1974-05-14 | 11.6 | 10 | 18 | 13 | 11 | 6 |  | 11.6 | 0 | 1
1974-05-15 | 6 | 10 | 6 | 3 | 6 | 5 |  | 6 | 0 | 4
1974-05-16 | 19 | 23 | 14 | 23 | 16 | 19 |  | 19 | 0 | 0
1974-05-17 | 14 | 10 | 16 | 13 | 13 | 18 |  | 14 | 0 | 0
1974-05-18 | 23.6 | 29 | 23 | 19 | 23 | 24 |  | 23.6 | 0 | 0
1974-05-19 | 9.6 | 10 | 10 | 11 | 6 | 11 |  | 9.6 | 0 | 1
1974-05-20 | 10 | 0 | 10 | 11 | 16 | 13 |  | 10 | 0 | 1
1974-05-21 | 7.8 | 8 | 0 | 10 | 8 | 13 |  | 7.8 | 0 | 3
1974-05-22 | 1.2 | 0 | 0 | 6 | 0 | 0 |  | 1.2 | 0 | 5
1974-05-23 | 11 | 13 | 10 | 0 | 19 | 13 |  | 11 | 0 | 1
1974-05-24 | 11 | 13 | 0 | 10 | 16 | 16 |  | 11 | 0 | 1
1974-05-25 | 6 | 8 | 11 | 3 | 0 | 8 |  | 6 | 0 | 4
1974-05-26 | 14.6 | 24 | 26 | 6 | 6 | 11 |  | 14.6 | 0 | 2
1974-05-27 | 5 | 8 | 6 | 8 | 3 | 0 |  | 5 | 0 | 5
1974-05-28 | 18.2 | 19 | 18 | 18 | 18 | 18 |  | 18.2 | 0 | 0
1974-05-29 | 15.2 | 11 | 18 | 11 | 18 | 18 |  | 15.2 | 0 | 0
1974-05-30 | 2.4 | 0 | 0 | 6 | 6 | 0 |  | 2.4 | 0 | 5
1974-05-31 | 1.8 | 0 | 6 | 0 | 0 | 3 |  | 1.8 | 0 | 5
1974-06-01 | 14.8 | 23 | 19 | 16 | 6 | 10 |  | 14.8 | 0 | 1
1974-06-02 | 15.8 | 8 | 14 | 10 | 24 | 23 |  | 15.8 | 0 | 1
1974-06-03 | 10.4 | 23 | 16 | 13 | 0 | 0 |  | 10.4 | 0 | 2
1974-06-04 | 21.2 | 19 | 16 | 16 | 26 | 29 |  | 21.2 | 0 | 0
1974-06-05 | 23.4 | 19 | 26 | 23 | 26 | 23 |  | 23.4 | 0 | 0
1974-06-06 | 20 | 19 | 29 | 26 | 23 | 3 |  | 20 | 0 | 1
1974-06-07 | 29 | 26 | 29 | 26 | 32 | 32 |  | 29 | 0 | 0
1974-06-08 | 11 | 6 | 11 | 10 | 14 | 14 |  | 11 | 0 | 1
1974-06-09 | 14.6 | 14 | 19 | 16 | 16 | 8 |  | 14.6 | 0 | 1
1974-06-10 | 3.6 | 3 | 6 | 3 | 6 | 0 |  | 3.6 | 0 | 5
1974-06-11 | 9 | 14 | 14 | 3 | 8 | 6 |  | 9 | 0 | 3
1974-06-12 | 10.6 | 6 | 14 | 13 | 10 | 10 |  | 10.6 | 0 | 1
1974-06-13 | 16.4 | 0 | 3 | 23 | 27 | 29 |  | 16.4 | 0 | 2
1974-06-14 | 8 | 0 | 5 | 16 | 5 | 14 |  | 8 | 0 | 3
1974-06-15 | 17.2 | 10 | 24 | 23 | 16 | 13 |  | 17.2 | 0 | 0
1974-06-16 | 20.2 | 29 | 23 | 23 | 13 | 13 |  | 20.2 | 0 | 0
1974-06-17 | 32 | 35 | 39 | 39 | 24 | 23 |  | 32 | 0 | 0
1974-06-18 | 2.2 | 11 | 0 | 0 | 0 | 0 |  | 2.2 | 0 | 4
1974-06-19 | 17.8 | 24 | 23 | 24 | 8 | 10 |  | 17.8 | 0 | 1
1974-06-20 | 11.6 | 0 | 8 | 8 | 32 | 10 |  | 11.6 | 0 | 3
1974-06-21 | 3.6 | 10 | 8 | 0 | 0 | 0 |  | 3.6 | 0 | 4
1974-06-22 | 7.2 | 11 | 8 | 6 | 11 | 0 |  | 7.2 | 0 | 3
1974-06-23 | 0.6 | 3 | 0 | 0 | 0 | 0 |  | 0.6 | 0 | 5
1974-06-24 | 13 | 11 | 8 | 11 | 11 | 24 |  | 13 | 0 | 1
1974-06-25 | 8.6 | 18 | 11 | 11 | 3 | 0 |  | 8.6 | 0 | 2
1974-06-26 | 5.4 | 8 | 11 | 0 | 0 | 8 |  | 5.4 | 0 | 4
1974-06-27 | 3 | 3 | 3 | 6 | 3 | 0 |  | 3 | 0 | 5
1974-06-28 | 11.2 | 11 | 11 | 8 | 8 | 18 |  | 11.2 | 0 | 2
1974-06-29 | 4.2 | 6 | 3 | 3 | 3 | 6 |  | 4.2 | 0 | 5
1974-06-30 | 7.8 | 6 | 6 | 6 | 8 | 13 |  | 7.8 | 0 | 4
1974-07-01 | 9 | 13 | 10 | 3 | 13 | 6 |  | 9 | 0 | 2
1974-07-02 | 7 | 10 | 13 | 6 | 0 | 6 |  | 7 | 0 | 3
1974-07-03 | 6.8 | 8 | 13 | 13 | 0 | 0 |  | 6.8 | 0 | 3
1974-07-04 | 10.8 | 5 | 6 | 8 | 19 | 16 |  | 10.8 | 0 | 3
1974-07-05 | 34.4 | 35 | 39 | 32 | 34 | 32 |  | 34.4 | 0 | 0
1974-07-06 | 14.4 | 24 | 19 | 10 | 11 | 8 |  | 14.4 | 0 | 1
1974-07-07 | 4 | 3 | 8 | 3 | 6 | 0 |  | 4 | 0 | 5
1974-07-08 | 5 | 14 | 5 | 0 | 6 | 0 |  | 5 | 0 | 4
1974-07-09 | 3.8 | 0 | 10 | 0 | 3 | 6 |  | 3.8 | 0 | 4
1974-07-10 | 7.4 | 8 | 0 | 0 | 19 | 10 |  | 7.4 | 0 | 3
1974-07-11 | 3.2 | 3 | 0 | 3 | 10 | 0 |  | 3.2 | 0 | 4
1974-07-12 | 24.6 | 26 | 19 | 19 | 35 | 24 |  | 24.6 | 0 | 0
1974-07-13 | 13.6 | 24 | 16 | 10 | 10 | 8 |  | 13.6 | 0 | 1
1974-07-14 | 3.2 | 0 | 8 | 0 | 0 | 8 |  | 3.2 | 0 | 5
1974-07-15 | 14.8 | 16 | 0 | 26 | 19 | 13 |  | 14.8 | 0 | 1
1974-07-16 | 10 | 8 | 8 | 13 | 13 | 8 |  | 10 | 0 | 3
1974-07-17 | 12.6 | 13 | 13 | 16 | 10 | 11 |  | 12.6 | 0 | 0
1974-07-18 | 16 | 19 | 13 | 19 | 13 | 16 |  | 16 | 0 | 0
1974-07-19 | 13.4 | 23 | 10 | 10 | 13 | 11 |  | 13.4 | 0 | 0
1974-07-20 | 18 | 18 | 18 | 18 | 18 | 18 |  | 18 | 0 | 0
1974-07-21 | 3.8 | 8 | 0 | 8 | 3 | 0 |  | 3.8 | 0 | 5
1974-07-22 | 1.2 | 6 | 0 | 0 | 0 | 0 |  | 1.2 | 0 | 5
1974-07-23 | 14.4 | 11 | 24 | 18 | 11 | 8 |  | 14.4 | 0 | 1
1974-07-24 | 15.2 | 18 | 18 | 18 | 11 | 11 |  | 15.2 | 0 | 0
1974-07-25 | 22.6 | 39 | 26 | 19 | 18 | 11 |  | 22.6 | 0 | 0
1974-07-26 | 8.2 | 8 | 11 | 6 | 8 | 8 |  | 8.2 | 0 | 4
1974-07-27 | 22.2 | 16 | 16 | 29 | 24 | 26 |  | 22.2 | 0 | 0
1974-07-28 | 1.2 | 0 | 0 | 0 | 0 | 6 |  | 1.2 | 0 | 5
1974-07-29 | 10.6 | 16 | 16 | 3 | 10 | 8 |  | 10.6 | 0 | 2
1974-07-30 | 7.6 | 8 | 6 | 6 | 10 | 8 |  | 7.6 | 0 | 4
1974-07-31 | 10.2 | 16 | 13 | 10 | 6 | 6 |  | 10.2 | 0 | 2
1974-08-01 | 1.8 | 0 | 0 | 0 | 6 | 3 |  | 1.8 | 0 | 5
1974-08-02 | 0.6 | 3 | 0 | 0 | 0 | 0 |  | 0.6 | 0 | 5
1974-08-03 | 11.8 | 16 | 11 | 8 | 11 | 13 |  | 11.8 | 0 | 1
1974-08-04 | 3.2 | 5 | 0 | 6 | 0 | 5 |  | 3.2 | 0 | 5
1974-08-05 | 8.2 | 14 | 5 | 6 | 10 | 6 |  | 8.2 | 0 | 3
1974-08-06 | 23.8 | 29 | 26 | 19 | 26 | 19 |  | 23.8 | 0 | 0
1974-08-07 | 7.2 | 5 | 5 | 8 | 8 | 10 |  | 7.2 | 0 | 4
1974-08-08 | 21.8 | 26 | 24 | 24 | 19 | 16 |  | 21.8 | 0 | 0
1974-08-09 | 5.8 | 0 | 11 | 5 | 0 | 13 |  | 5.8 | 0 | 3
1974-08-10 | 27.4 | 6 | 45 | 35 | 35 | 16 |  | 27.4 | 0 | 1
1974-08-11 | 18.8 | 19 | 19 | 19 | 16 | 21 |  | 18.8 | 0 | 0
1974-08-12 | 23.8 | 19 | 24 | 26 | 24 | 26 |  | 23.8 | 0 | 0
1974-08-13 | 24.4 | 21 | 35 | 24 | 23 | 19 |  | 24.4 | 0 | 0
1974-08-14 | 7.4 | 5 | 8 | 8 | 6 | 10 |  | 7.4 | 0 | 4
1974-08-15 | 11.2 | 13 | 13 | 11 | 19 | 0 |  | 11.2 | 0 | 1
1974-08-16 | 8.8 | 11 | 0 | 10 | 13 | 10 |  | 8.8 | 0 | 1
1974-08-17 | 8.2 | 18 | 11 | 0 | 6 | 6 |  | 8.2 | 0 | 3
1974-08-18 | 8.2 | 8 | 8 | 6 | 11 | 8 |  | 8.2 | 0 | 4
1974-08-19 | 10 | 6 | 14 | 3 | 8 | 19 |  | 10 | 0 | 3
1974-08-20 | 9.2 | 8 | 8 | 11 | 11 | 8 |  | 9.2 | 0 | 3
1974-08-21 | 9.8 | 11 | 8 | 8 | 11 | 11 |  | 9.8 | 0 | 2
1974-08-22 | 10.8 | 11 | 8 | 13 | 11 | 11 |  | 10.8 | 0 | 1
1974-08-23 | 3.4 | 8 | 3 | 3 | 3 | 0 |  | 3.4 | 0 | 5
1974-08-24 | 3.2 | 0 | 6 | 0 | 0 | 10 |  | 3.2 | 0 | 4
1974-08-25 | 24.6 | 34 | 23 | 24 | 23 | 19 |  | 24.6 | 0 | 0
1974-08-26 | 4.8 | 6 | 0 | 8 | 10 | 0 |  | 4.8 | 0 | 4
1974-08-27 | 6.6 | 0 | 11 | 14 | 0 | 8 |  | 6.6 | 0 | 3
1974-08-28 | 15.8 | 8 | 14 | 10 | 23 | 24 |  | 15.8 | 0 | 1
1974-08-29 | 12.6 | 11 | 8 | 14 | 14 | 16 |  | 12.6 | 0 | 1
1974-08-30 | 14.4 | 19 | 26 | 13 | 6 | 8 |  | 14.4 | 0 | 2
1974-08-31 | 6.8 | 10 | 0 | 0 | 10 | 14 |  | 6.8 | 0 | 2
1974-09-01 | 12.6 | 14 | 13 | 11 | 14 | 11 |  | 12.6 | 0 | 0
1974-09-02 | 6.2 | 8 | 10 | 8 | 5 | 0 |  | 6.2 | 0 | 4
1974-09-03 | 4.8 | 0 | 13 | 6 | 0 | 5 |  | 4.8 | 0 | 4
1974-09-04 | 6.8 | 0 | 0 | 0 | 11 | 23 |  | 6.8 | 0 | 3
1974-09-05 | 23.8 | 23 | 23 | 26 | 24 | 23 |  | 23.8 | 0 | 0
1974-09-06 | 23.6 | 27 | 19 | 26 | 19 | 27 |  | 23.6 | 0 | 0
1974-09-07 | 21.8 | 32 | 23 | 19 | 19 | 16 |  | 21.8 | 0 | 0
1974-09-08 | 25 | 24 | 26 | 23 | 23 | 29 |  | 25 | 0 | 0
1974-09-09 | 21.4 | 16 | 23 | 23 | 26 | 19 |  | 21.4 | 0 | 0
1974-09-10 | 34.2 | 29 | 39 | 40 | 24 | 39 |  | 34.2 | 0 | 0
1974-09-11 | 19.2 | 32 | 19 | 13 | 16 | 16 |  | 19.2 | 0 | 0
1974-09-12 | 3.2 | 5 | 0 | 5 | 0 | 6 |  | 3.2 | 0 | 5
1974-09-13 | 6.4 | 0 | 16 | 10 | 6 | 0 |  | 6.4 | 0 | 3
1974-09-14 | 16.8 | 19 | 8 | 24 | 23 | 10 |  | 16.8 | 0 | 1
1974-09-15 | 8.2 | 11 | 10 | 5 | 5 | 10 |  | 8.2 | 0 | 2
1974-09-16 | 5.4 | 0 | 0 | 10 | 6 | 11 |  | 5.4 | 0 | 3
1974-09-17 | 1.2 | 0 | 0 | 0 | 6 | 0 |  | 1.2 | 0 | 5
1974-09-18 | 1.2 | 0 | 0 | 0 | 0 | 6 |  | 1.2 | 0 | 5
1974-09-19 | 3.6 | 8 | 10 | 0 | 0 | 0 |  | 3.6 | 0 | 4
1974-09-20 | 11.4 | 10 | 8 | 13 | 16 | 10 |  | 11.4 | 0 | 1
1974-09-21 | 4.4 | 10 | 0 | 0 | 6 | 6 |  | 4.4 | 0 | 4
1974-09-22 | 4.4 | 8 | 8 | 0 | 0 | 6 |  | 4.4 | 0 | 5
1974-09-23 | 17.8 | 6 | 3 | 16 | 32 | 32 |  | 17.8 | 0 | 2
1974-09-24 | 7.8 | 10 | 13 | 6 | 0 | 10 |  | 7.8 | 0 | 2
1974-09-25 | 18 | 29 | 19 | 16 | 10 | 16 |  | 18 | 0 | 0
1974-09-26 | 37.2 | 26 | 48 | 45 | 32 | 35 |  | 37.2 | 0 | 0
1974-09-27 | 12.8 | 13 | 11 | 16 | 11 | 13 |  | 12.8 | 0 | 0
1974-09-28 | 16 | 16 | 13 | 16 | 16 | 19 |  | 16 | 0 | 0
1974-09-29 | 4.8 | 8 | 0 | 0 | 6 | 10 |  | 4.8 | 0 | 4
1974-09-30 | 37.4 | 63 | 32 | 32 | 34 | 26 |  | 37.4 | 0 | 0
1975-05-01 | 12.4 | 13 | 13 | 13 | 13 | 10 |  | 12.4 | 0 | 0
1975-05-02 | 7.4 | 16 | 10 | 3 | 0 | 8 |  | 7.4 | 0 | 3
1975-05-03 | 3.2 | 8 | 0 | 0 | 5 | 3 |  | 3.2 | 0 | 5
1975-05-04 | 12.4 | 5 | 10 | 11 | 13 | 23 |  | 12.4 | 0 | 1
1975-05-05 | 16.4 | 19 | 19 | 14 | 11 | 19 |  | 16.4 | 0 | 0
1975-05-06 | 9.2 | 10 | 8 | 8 | 10 | 10 |  | 9.2 | 0 | 2
1975-05-07 | 7.8 | 3 | 8 | 10 | 8 | 10 |  | 7.8 | 0 | 3
1975-05-08 | 2.8 | 3 | 8 | 3 | 0 | 0 |  | 2.8 | 0 | 5
1975-05-09 | 5 | 8 | 3 | 3 | 0 | 11 |  | 5 | 0 | 4
1975-05-10 | 2.6 | 8 | 5 | 0 | 0 | 0 |  | 2.6 | 0 | 5
1975-05-11 | 7.4 | 13 | 8 | 11 | 0 | 5 |  | 7.4 | 0 | 3
1975-05-12 | 11.6 | 11 | 13 | 8 | 10 | 16 |  | 11.6 | 0 | 1
1975-05-13 | 6.6 | 10 | 0 | 13 | 5 | 5 |  | 6.6 | 0 | 3
1975-05-14 | 14.4 | 13 | 16 | 13 | 19 | 11 |  | 14.4 | 0 | 0
1975-05-15 | 10.2 | 14 | 16 | 11 | 0 | 10 |  | 10.2 | 0 | 1
1975-05-16 | 23 | 23 | 24 | 21 | 23 | 24 |  | 23 | 0 | 0
1975-05-17 | 18.8 | 29 | 14 | 13 | 19 | 19 |  | 18.8 | 0 | 0
1975-05-18 | 6.2 | 10 | 0 | 5 | 8 | 8 |  | 6.2 | 0 | 4
1975-05-19 | 33.2 | 34 | 29 | 48 | 29 | 26 |  | 33.2 | 0 | 0
1975-05-20 | 43 | 45 | 48 | 40 | 45 | 37 |  | 43 | 0 | 0
1975-05-21 | 8.6 | 8 | 8 | 11 | 8 | 8 |  | 8.6 | 0 | 4
1975-05-22 | 13.4 | 23 | 10 | 0 | 10 | 24 |  | 13.4 | 0 | 1
1975-05-23 | 9.8 | 10 | 10 | 19 | 10 | 0 |  | 9.8 | 0 | 1
1975-05-24 | 26.2 | 13 | 21 | 23 | 37 | 37 |  | 26.2 | 0 | 0
1975-05-25 | 34.4 | 40 | 37 | 29 | 37 | 29 |  | 34.4 | 0 | 0
1975-05-26 | 7.2 | 0 | 0 | 13 | 10 | 13 |  | 7.2 | 0 | 2
1975-05-27 | 6.8 | 3 | 8 | 3 | 10 | 10 |  | 6.8 | 0 | 3
1975-05-28 | 2.2 | 0 | 3 | 3 | 5 | 0 |  | 2.2 | 0 | 5
1975-05-29 | 3.4 | 3 | 0 | 3 | 3 | 8 |  | 3.4 | 0 | 5
1975-05-30 | 11 | 16 | 3 | 21 | 10 | 5 |  | 11 | 0 | 2
1975-05-31 | 8 | 13 | 8 | 8 | 3 | 8 |  | 8 | 0 | 4
1975-06-01 | 7.4 | 11 | 10 | 3 | 10 | 3 |  | 7.4 | 0 | 2
1975-06-02 | 2.2 | 0 | 8 | 3 | 0 | 0 |  | 2.2 | 0 | 5
1975-06-03 | 36 | 45 | 40 | 37 | 29 | 29 |  | 36 | 0 | 0
1975-06-04 | 16 | 19 | 14 | 11 | 10 | 26 |  | 16 | 0 | 0
1975-06-05 | 10.2 | 19 | 10 | 11 | 3 | 8 |  | 10.2 | 0 | 2
1975-06-06 | 2.2 | 3 | 0 | 0 | 3 | 5 |  | 2.2 | 0 | 5
1975-06-07 | 11.8 | 11 | 10 | 13 | 11 | 14 |  | 11.8 | 0 | 0
1975-06-08 | 23.2 | 26 | 24 | 23 | 24 | 19 |  | 23.2 | 0 | 0
1975-06-09 | 15.6 | 10 | 19 | 19 | 11 | 19 |  | 15.6 | 0 | 0
1975-06-10 | 1 | 0 | 5 | 0 | 0 | 0 |  | 1 | 0 | 5
1975-06-11 | 9.4 | 16 | 11 | 10 | 10 | 0 |  | 9.4 | 0 | 1
1975-06-12 | 22.2 | 14 | 23 | 26 | 24 | 24 |  | 22.2 | 0 | 0
1975-06-13 | 5.2 | 0 | 5 | 0 | 10 | 11 |  | 5.2 | 0 | 3
1975-06-14 | 7.4 | 11 | 0 | 5 | 11 | 10 |  | 7.4 | 0 | 2
1975-06-15 | 5.2 | 0 | 8 | 0 | 10 | 8 |  | 5.2 | 0 | 4
1975-06-16 | 15 | 23 | 19 | 13 | 10 | 10 |  | 15 | 0 | 0
1975-06-17 | 18.8 | 8 | 14 | 23 | 23 | 26 |  | 18.8 | 0 | 1
1975-06-18 | 10 | 13 | 10 | 13 | 14 | 0 |  | 10 | 0 | 1
1975-06-19 | 11.8 | 11 | 13 | 8 | 13 | 14 |  | 11.8 | 0 | 1
1975-06-20 | 19.6 | 23 | 23 | 19 | 19 | 14 |  | 19.6 | 0 | 0
1975-06-21 | 7.8 | 10 | 3 | 0 | 16 | 10 |  | 7.8 | 0 | 2
1975-06-22 | 16.6 | 26 | 19 | 13 | 14 | 11 |  | 16.6 | 0 | 0
1975-06-23 | 7.4 | 19 | 5 | 0 | 8 | 5 |  | 7.4 | 0 | 4
1975-06-24 | 10.2 | 16 | 10 | 10 | 10 | 5 |  | 10.2 | 0 | 1
1975-06-25 | 6.4 | 24 | 0 | 0 | 0 | 8 |  | 6.4 | 0 | 4
1975-06-26 | 18 | 26 | 13 | 27 | 13 | 11 |  | 18 | 0 | 0
1975-06-27 | 13.8 | 0 | 3 | 10 | 29 | 27 |  | 13.8 | 0 | 2
1975-06-28 | 10.8 | 10 | 11 | 11 | 14 | 8 |  | 10.8 | 0 | 1
1975-06-29 | 5 | 14 | 0 | 3 | 8 | 0 |  | 5 | 0 | 4
1975-06-30 | 8 | 0 | 8 | 10 | 14 | 8 |  | 8 | 0 | 3
1975-07-01 | 1.6 | 8 | 0 | 0 | 0 | 0 |  | 1.6 | 0 | 5
1975-07-02 | 4.2 | 11 | 10 | 0 | 0 | 0 |  | 4.2 | 0 | 3
1975-07-03 | 4.8 | 3 | 11 | 10 | 0 | 0 |  | 4.8 | 0 | 3
1975-07-04 | 10.8 | 0 | 8 | 26 | 10 | 10 |  | 10.8 | 0 | 2
1975-07-05 | 4.8 | 3 | 3 | 10 | 0 | 8 |  | 4.8 | 0 | 4
1975-07-06 | 0 | 0 | 0 | 0 | 0 | 0 |  | 0 | 0 | 5
1975-07-07 | 24.2 | 27 | 23 | 29 | 21 | 21 |  | 24.2 | 0 | 0
1975-07-08 | 6.4 | 3 | 8 | 10 | 8 | 3 |  | 6.4 | 0 | 4
1975-07-09 | 4.6 | 5 | 5 | 8 | 0 | 5 |  | 4.6 | 0 | 5
1975-07-10 | 6 | 8 | 8 | 8 | 3 | 3 |  | 6 | 0 | 5
1975-07-11 | 6.8 | 8 | 8 | 8 | 5 | 5 |  | 6.8 | 0 | 5
1975-07-12 | 4 | 10 | 5 | 5 | 0 | 0 |  | 4 | 0 | 4
1975-07-13 | 9.2 | 11 | 11 | 11 | 5 | 8 |  | 9.2 | 0 | 2
1975-07-14 | 8.2 | 8 | 10 | 5 | 5 | 13 |  | 8.2 | 0 | 3
1975-07-15 | 5.6 | 10 | 13 | 5 | 0 | 0 |  | 5.6 | 0 | 3
1975-07-16 | 9.2 | 11 | 14 | 8 | 13 | 0 |  | 9.2 | 0 | 2
1975-07-17 | 6.2 | 10 | 10 | 11 | 0 | 0 |  | 6.2 | 0 | 2
1975-07-18 | 5 | 5 | 10 | 0 | 0 | 10 |  | 5 | 0 | 3
1975-07-19 | 1.8 | 3 | 3 | 3 | 0 | 0 |  | 1.8 | 0 | 5
1975-07-20 | 8.4 | 8 | 0 | 0 | 13 | 21 |  | 8.4 | 0 | 3
1975-07-21 | 16.2 | 23 | 13 | 16 | 13 | 16 |  | 16.2 | 0 | 0
1975-07-22 | 9.4 | 11 | 8 | 10 | 10 | 8 |  | 9.4 | 0 | 2
1975-07-23 | 1.2 | 0 | 0 | 0 | 3 | 3 |  | 1.2 | 0 | 5
1975-07-24 | 1.2 | 3 | 0 | 3 | 0 | 0 |  | 1.2 | 0 | 5
1975-07-25 | 7.2 | 0 | 10 | 5 | 13 | 8 |  | 7.2 | 0 | 3
1975-07-26 | 0 | 0 | 0 | 0 | 0 | 0 |  | 0 | 0 | 5
1975-07-27 | 6 | 19 | 0 | 0 | 8 | 3 |  | 6 | 0 | 4
1975-07-28 | 24.4 | 19 | 27 | 27 | 23 | 26 |  | 24.4 | 0 | 0
1975-07-29 | 5.6 | 0 | 14 | 3 | 0 | 11 |  | 5.6 | 0 | 3
1975-07-30 | 10.4 | 8 | 13 | 10 | 13 | 8 |  | 10.4 | 0 | 2
1975-07-31 | 2 | 0 | 0 | 0 | 0 | 10 |  | 2 | 0 | 4
1975-08-01 | 7.4 | 8 | 3 | 8 | 10 | 8 |  | 7.4 | 0 | 4
1975-08-02 | 14 | 10 | 11 | 11 | 19 | 19 |  | 14 | 0 | 0
1975-08-03 | 2.2 | 3 | 0 | 0 | 0 | 8 |  | 2.2 | 0 | 5
1975-08-04 | 10.2 | 3 | 10 | 8 | 16 | 14 |  | 10.2 | 0 | 2
1975-08-05 | 8.2 | 10 | 10 | 5 | 11 | 5 |  | 8.2 | 0 | 2
1975-08-06 | 5.8 | 13 | 13 | 0 | 3 | 0 |  | 5.8 | 0 | 3
1975-08-07 | 3.2 | 0 | 8 | 0 | 8 | 0 |  | 3.2 | 0 | 5
1975-08-08 | 15.2 | 27 | 14 | 11 | 14 | 10 |  | 15.2 | 0 | 0
1975-08-09 | 12.2 | 8 | 11 | 8 | 11 | 23 |  | 12.2 | 0 | 2
1975-08-10 | 12.6 | 27 | 10 | 5 | 10 | 11 |  | 12.6 | 0 | 1
1975-08-11 | 6.8 | 5 | 3 | 8 | 10 | 8 |  | 6.8 | 0 | 4
1975-08-12 | 0.6 | 0 | 0 | 0 | 0 | 3 |  | 0.6 | 0 | 5
1975-08-13 | 25 | 26 | 34 | 23 | 23 | 19 |  | 25 | 0 | 0
1975-08-14 | 16.6 | 23 | 26 | 23 | 11 | 0 |  | 16.6 | 0 | 1
1975-08-15 | 5.6 | 8 | 5 | 5 | 10 | 0 |  | 5.6 | 0 | 4
1975-08-16 | 15.2 | 13 | 13 | 13 | 21 | 16 |  | 15.2 | 0 | 0
1975-08-17 | 17 | 21 | 21 | 14 | 16 | 13 |  | 17 | 0 | 0
1975-08-18 | 7.6 | 0 | 8 | 10 | 10 | 10 |  | 7.6 | 0 | 2
1975-08-19 | 8.4 | 5 | 8 | 8 | 10 | 11 |  | 8.4 | 0 | 3
1975-08-20 | 4.6 | 0 | 5 | 0 | 8 | 10 |  | 4.6 | 0 | 4
1975-08-21 | 17 | 0 | 10 | 23 | 29 | 23 |  | 17 | 0 | 1
1975-08-22 | 4.6 | 3 | 0 | 0 | 10 | 10 |  | 4.6 | 0 | 3
1975-08-23 | 12.4 | 8 | 10 | 24 | 10 | 10 |  | 12.4 | 0 | 1
1975-08-24 | 35 | 27 | 37 | 45 | 37 | 29 |  | 35 | 0 | 0
1975-08-25 | 5.4 | 8 | 8 | 8 | 3 | 0 |  | 5.4 | 0 | 5
1975-08-26 | 6.6 | 10 | 5 | 8 | 5 | 5 |  | 6.6 | 0 | 4
1975-08-27 | 6.2 | 10 | 0 | 8 | 5 | 8 |  | 6.2 | 0 | 4
1975-08-28 | 23 | 10 | 37 | 23 | 26 | 19 |  | 23 | 0 | 0
1975-08-29 | 16.8 | 40 | 23 | 11 | 0 | 10 |  | 16.8 | 0 | 1
1975-08-30 | 16.8 | 8 | 10 | 13 | 27 | 26 |  | 16.8 | 0 | 1
1975-08-31 | 20.2 | 14 | 23 | 24 | 27 | 13 |  | 20.2 | 0 | 0
1975-09-01 | 4.4 | 3 | 0 | 3 | 5 | 11 |  | 4.4 | 0 | 4
1975-09-02 | 9.6 | 5 | 0 | 10 | 14 | 19 |  | 9.6 | 0 | 2
1975-09-03 | 6.6 | 14 | 13 | 3 | 0 | 3 |  | 6.6 | 0 | 3
1975-09-04 | 2.6 | 8 | 0 | 5 | 0 | 0 |  | 2.6 | 0 | 5
1975-09-05 | 8.4 | 10 | 10 | 11 | 3 | 8 |  | 8.4 | 0 | 2
1975-09-06 | 6.6 | 5 | 10 | 8 | 10 | 0 |  | 6.6 | 0 | 3
1975-09-07 | 11 | 11 | 10 | 10 | 11 | 13 |  | 11 | 0 | 0
1975-09-08 | 16.6 | 8 | 0 | 23 | 26 | 26 |  | 16.6 | 0 | 2
1975-09-09 | 3.2 | 8 | 0 | 0 | 0 | 8 |  | 3.2 | 0 | 5
1975-09-10 | 4.4 | 8 | 0 | 0 | 0 | 14 |  | 4.4 | 0 | 4
1975-09-11 | 0 | 0 | 0 | 0 | 0 | 0 |  | 0 | 0 | 5
1975-09-12 | 0 | 0 | 0 | 0 | 0 | 0 |  | 0 | 0 | 5
1975-09-13 | 3 | 10 | 5 | 0 | 0 | 0 |  | 3 | 0 | 4
1975-09-14 | 4.8 | 0 | 5 | 0 | 8 | 11 |  | 4.8 | 0 | 4
1975-09-15 | 8.6 | 11 | 10 | 8 | 0 | 14 |  | 8.6 | 0 | 2
1975-09-16 | 13.6 | 8 | 5 | 13 | 8 | 34 |  | 13.6 | 0 | 3
1975-09-17 | 25 | 10 | 21 | 27 | 27 | 40 |  | 25 | 0 | 0
1975-09-18 | 22 | 16 | 27 | 21 | 23 | 23 |  | 22 | 0 | 0
1975-09-19 | 1.2 | 3 | 3 | 0 | 0 | 0 |  | 1.2 | 0 | 5
1975-09-20 | 1.6 | 0 | 0 | 0 | 8 | 0 |  | 1.6 | 0 | 5
1975-09-21 | 0 | 0 | 0 | 0 | 0 | 0 |  | 0 | 0 | 5
1975-09-22 | 5.8 | 5 | 8 | 8 | 0 | 8 |  | 5.8 | 0 | 5
1975-09-23 | 9.6 | 11 | 11 | 10 | 8 | 8 |  | 9.6 | 0 | 2
1975-09-24 | 6 | 14 | 8 | 0 | 0 | 8 |  | 6 | 0 | 4
1975-09-25 | 11.6 | 8 | 14 | 14 | 14 | 8 |  | 11.6 | 0 | 2
1975-09-26 | 26 | 26 | 26 | 26 | 29 | 23 |  | 26 | 0 | 0
1975-09-27 | 4 | 5 | 0 | 0 | 5 | 10 |  | 4 | 0 | 4
1975-09-28 | 13.8 | 11 | 13 | 10 | 14 | 21 |  | 13.8 | 0 | 0
1975-09-29 | 20.4 | 19 | 16 | 23 | 23 | 21 |  | 20.4 | 0 | 0
1975-09-30 | 4.6 | 8 | 10 | 0 | 0 | 5 |  | 4.6 | 0 | 4
1976-05-01 | 13.2 | 23 | 19 | 8 | 8 | 8 |  | 13.2 | 0 | 3
1976-05-02 | 18 | 23 | 19 | 11 | 23 | 14 |  | 18 | 0 | 0
1976-05-03 | 8.2 | 3 | 3 | 8 | 8 | 19 |  | 8.2 | 0 | 4
1976-05-04 | 18.6 | 19 | 8 | 19 | 21 | 26 |  | 18.6 | 0 | 1
1976-05-05 | 11 | 14 | 0 | 14 | 8 | 19 |  | 11 | 0 | 2
1976-05-06 | 3 | 0 | 0 | 0 | 5 | 10 |  | 3 | 0 | 4
1976-05-07 | 14.2 | 11 | 23 | 11 | 10 | 16 |  | 14.2 | 0 | 0
1976-05-08 | 9.4 | 8 | 13 | 5 | 10 | 11 |  | 9.4 | 0 | 2
1976-05-09 | 10.2 | 10 | 11 | 14 | 8 | 8 |  | 10.2 | 0 | 2
1976-05-10 | 4.4 | 8 | 3 | 3 | 0 | 8 |  | 4.4 | 0 | 5
1976-05-11 | 21.6 | 23 | 5 | 13 | 16 | 51 |  | 21.6 | 0 | 1
1976-05-12 | 25.2 | 21 | 26 | 32 | 24 | 23 |  | 25.2 | 0 | 0
1976-05-13 | 8.4 | 5 | 8 | 8 | 13 | 8 |  | 8.4 | 0 | 4
1976-05-14 | 34 | 37 | 34 | 32 | 32 | 35 |  | 34 | 0 | 0
1976-05-15 | 10.6 | 13 | 3 | 24 | 8 | 5 |  | 10.6 | 0 | 3
1976-05-16 | 4.8 | 5 | 0 | 11 | 8 | 0 |  | 4.8 | 0 | 4
1976-05-17 | 27.6 | 27 | 24 | 29 | 32 | 26 |  | 27.6 | 0 | 0
1976-05-18 | 9.6 | 26 | 3 | 3 | 5 | 11 |  | 9.6 | 0 | 3
1976-05-19 | 11.6 | 16 | 14 | 13 | 10 | 5 |  | 11.6 | 0 | 1
1976-05-20 | 8.8 | 5 | 0 | 14 | 14 | 11 |  | 8.8 | 0 | 2
1976-05-21 | 13 | 19 | 13 | 11 | 14 | 8 |  | 13 | 0 | 1
1976-05-22 | 4.4 | 3 | 0 | 8 | 11 | 0 |  | 4.4 | 0 | 4
1976-05-23 | 10.4 | 11 | 10 | 10 | 10 | 11 |  | 10.4 | 0 | 0
1976-05-24 | 3.8 | 0 | 0 | 3 | 11 | 5 |  | 3.8 | 0 | 4
1976-05-25 | 13.2 | 11 | 23 | 19 | 3 | 10 |  | 13.2 | 0 | 1
1976-05-26 | 21.4 | 23 | 27 | 23 | 23 | 11 |  | 21.4 | 0 | 0
1976-05-27 | 8.6 | 11 | 8 | 10 | 3 | 11 |  | 8.6 | 0 | 2
1976-05-28 | 21.4 | 34 | 21 | 21 | 23 | 8 |  | 21.4 | 0 | 1
1976-05-29 | 13.2 | 19 | 10 | 19 | 10 | 8 |  | 13.2 | 0 | 1
1976-05-30 | 8.8 | 8 | 10 | 8 | 10 | 8 |  | 8.8 | 0 | 3
1976-05-31 | 3.2 | 0 | 0 | 8 | 0 | 8 |  | 3.2 | 0 | 5
1976-06-01 | 7.2 | 8 | 10 | 0 | 8 | 10 |  | 7.2 | 0 | 3
1976-06-02 | 6.6 | 5 | 5 | 8 | 10 | 5 |  | 6.6 | 0 | 4
1976-06-03 | 10.2 | 5 | 8 | 19 | 11 | 8 |  | 10.2 | 0 | 3
1976-06-04 | 20 | 23 | 19 | 14 | 21 | 23 |  | 20 | 0 | 0
1976-06-05 | 2.6 | 0 | 0 | 3 | 0 | 10 |  | 2.6 | 0 | 4
1976-06-06 | 6.6 | 3 | 3 | 3 | 11 | 13 |  | 6.6 | 0 | 3
1976-06-07 | 9.2 | 5 | 3 | 8 | 14 | 16 |  | 9.2 | 0 | 3
1976-06-08 | 4.2 | 0 | 8 | 5 | 8 | 0 |  | 4.2 | 0 | 5
1976-06-09 | 16.4 | 24 | 23 | 14 | 11 | 10 |  | 16.4 | 0 | 0
1976-06-10 | 15.2 | 19 | 19 | 24 | 11 | 3 |  | 15.2 | 0 | 1
1976-06-11 | 12 | 21 | 13 | 10 | 8 | 8 |  | 12 | 0 | 2
1976-06-12 | 16.4 | 23 | 14 | 27 | 13 | 5 |  | 16.4 | 0 | 1
1976-06-13 | 36.2 | 34 | 35 | 35 | 40 | 37 |  | 36.2 | 0 | 0
1976-06-14 | 0.6 | 0 | 3 | 0 | 0 | 0 |  | 0.6 | 0 | 5
1976-06-15 | 10.8 | 19 | 16 | 14 | 5 | 0 |  | 10.8 | 0 | 2
1976-06-16 | 18.8 | 13 | 26 | 13 | 23 | 19 |  | 18.8 | 0 | 0
1976-06-17 | 1.6 | 8 | 0 | 0 | 0 | 0 |  | 1.6 | 0 | 5
1976-06-18 | 8.6 | 10 | 8 | 10 | 5 | 10 |  | 8.6 | 0 | 2
1976-06-19 | 13 | 23 | 21 | 13 | 0 | 8 |  | 13 | 0 | 2
1976-06-20 | 11.8 | 19 | 11 | 8 | 10 | 11 |  | 11.8 | 0 | 1
1976-06-21 | 11.4 | 14 | 11 | 11 | 10 | 11 |  | 11.4 | 0 | 0
1976-06-22 | 8.8 | 8 | 3 | 8 | 11 | 14 |  | 8.8 | 0 | 3
1976-06-23 | 21.6 | 27 | 16 | 21 | 23 | 21 |  | 21.6 | 0 | 0
1976-06-24 | 9 | 11 | 10 | 11 | 8 | 5 |  | 9 | 0 | 2
1976-06-25 | 16.4 | 24 | 10 | 11 | 16 | 21 |  | 16.4 | 0 | 0
1976-06-26 | 5 | 11 | 0 | 3 | 8 | 3 |  | 5 | 0 | 4
1976-06-27 | 26.4 | 34 | 27 | 26 | 26 | 19 |  | 26.4 | 0 | 0
1976-06-28 | 8.2 | 3 | 8 | 11 | 11 | 8 |  | 8.2 | 0 | 3
1976-06-29 | 5 | 0 | 11 | 3 | 11 | 0 |  | 5 | 0 | 3
1976-06-30 | 11.8 | 11 | 13 | 14 | 10 | 11 |  | 11.8 | 0 | 0
1976-07-01 | 14.8 | 11 | 19 | 14 | 14 | 16 |  | 14.8 | 0 | 0
1976-07-02 | 6.4 | 3 | 10 | 8 | 8 | 3 |  | 6.4 | 0 | 4
1976-07-03 | 4.6 | 0 | 5 | 0 | 5 | 13 |  | 4.6 | 0 | 4
1976-07-04 | 5.6 | 10 | 0 | 5 | 8 | 5 |  | 5.6 | 0 | 4
1976-07-05 | 6.4 | 10 | 11 | 8 | 3 | 0 |  | 6.4 | 0 | 3
1976-07-06 | 9.2 | 11 | 11 | 8 | 11 | 5 |  | 9.2 | 0 | 2
1976-07-07 | 6.8 | 3 | 0 | 5 | 13 | 13 |  | 6.8 | 0 | 3
1976-07-08 | 17.2 | 27 | 10 | 10 | 23 | 16 |  | 17.2 | 0 | 0
1976-07-09 | 11 | 13 | 13 | 10 | 8 | 11 |  | 11 | 0 | 1
1976-07-10 | 9.6 | 10 | 10 | 10 | 8 | 10 |  | 9.6 | 0 | 1
1976-07-11 | 8 | 14 | 8 | 10 | 5 | 3 |  | 8 | 0 | 3
1976-07-12 | 17.2 | 21 | 16 | 14 | 16 | 19 |  | 17.2 | 0 | 0
1976-07-13 | 16.6 | 16 | 24 | 21 | 19 | 3 |  | 16.6 | 0 | 1
1976-07-14 | 6.2 | 10 | 11 | 10 | 0 | 0 |  | 6.2 | 0 | 2
1976-07-15 | 6.6 | 0 | 10 | 5 | 10 | 8 |  | 6.6 | 0 | 3
1976-07-16 | 4.8 | 2 | 0 | 0 | 11 | 11 |  | 4.8 | 0 | 3
1976-07-17 | 2.6 | 8 | 0 | 5 | 0 | 0 |  | 2.6 | 0 | 5
1976-07-18 | 9.8 | 11 | 11 | 13 | 11 | 3 |  | 9.8 | 0 | 1
1976-07-19 | 10.6 | 10 | 11 | 13 | 11 | 8 |  | 10.6 | 0 | 1
1976-07-20 | 5.4 | 10 | 3 | 8 | 3 | 3 |  | 5.4 | 0 | 4
1976-07-21 | 3.8 | 0 | 3 | 8 | 3 | 5 |  | 3.8 | 0 | 5
1976-07-22 | 10.6 | 11 | 11 | 10 | 11 | 10 |  | 10.6 | 0 | 0
1976-07-23 | 2.2 | 0 | 0 | 8 | 3 | 0 |  | 2.2 | 0 | 5
1976-07-24 | 1.6 | 0 | 0 | 8 | 0 | 0 |  | 1.6 | 0 | 5
1976-07-25 | 1.6 | 0 | 0 | 8 | 0 | 0 |  | 1.6 | 0 | 5
1976-07-26 | 8.4 | 10 | 10 | 14 | 0 | 8 |  | 8.4 | 0 | 2
1976-07-27 | 12.4 | 19 | 19 | 8 | 8 | 8 |  | 12.4 | 0 | 3
1976-07-28 | 19.8 | 19 | 19 | 19 | 23 | 19 |  | 19.8 | 0 | 0
1976-07-29 | 7 | 8 | 3 | 8 | 8 | 8 |  | 7 | 0 | 5
1976-07-30 | 6.2 | 5 | 3 | 5 | 8 | 10 |  | 6.2 | 0 | 4
1976-07-31 | 12.4 | 14 | 13 | 11 | 13 | 11 |  | 12.4 | 0 | 0
1976-08-01 | 9.6 | 10 | 8 | 10 | 10 | 10 |  | 9.6 | 0 | 1
1976-08-02 | 12.8 | 10 | 14 | 14 | 13 | 13 |  | 12.8 | 0 | 0
1976-08-03 | 6.6 | 10 | 5 | 8 | 10 | 0 |  | 6.6 | 0 | 3
1976-08-04 | 11.2 | 8 | 13 | 10 | 11 | 14 |  | 11.2 | 0 | 1
1976-08-05 | 12.8 | 13 | 13 | 14 | 13 | 11 |  | 12.8 | 0 | 0
1976-08-06 | 2.6 | 5 | 8 | 0 | 0 | 0 |  | 2.6 | 0 | 5
1976-08-07 | 6 | 0 | 0 | 5 | 11 | 14 |  | 6 | 0 | 3
1976-08-08 | 8.4 | 5 | 5 | 11 | 10 | 11 |  | 8.4 | 0 | 2
1976-08-09 | 9 | 14 | 8 | 10 | 8 | 5 |  | 9 | 0 | 3
1976-08-10 | 15 | 13 | 19 | 13 | 14 | 16 |  | 15 | 0 | 0
1976-08-11 | 3.2 | 3 | 10 | 0 | 3 | 0 |  | 3.2 | 0 | 4
1976-08-12 | 4.2 | 0 | 0 | 5 | 11 | 5 |  | 4.2 | 0 | 4
1976-08-13 | 5.6 | 10 | 5 | 8 | 5 | 0 |  | 5.6 | 0 | 4
1976-08-14 | 0 | 0 | 0 | 0 | 0 | 0 |  | 0 | 0 | 5
1976-08-15 | 6 | 8 | 11 | 8 | 3 | 0 |  | 6 | 0 | 4
1976-08-16 | 2.6 | 0 | 0 | 8 | 5 | 0 |  | 2.6 | 0 | 5
1976-08-17 | 2.2 | 0 | 3 | 0 | 8 | 0 |  | 2.2 | 0 | 5
1976-08-18 | 1.6 | 0 | 0 | 5 | 3 | 0 |  | 1.6 | 0 | 5
1976-08-19 | 23.2 | 21 | 23 | 23 | 26 | 23 |  | 23.2 | 0 | 0
1976-08-20 | 10 | 10 | 3 | 10 | 16 | 11 |  | 10 | 0 | 1
1976-08-21 | 4.2 | 3 | 5 | 0 | 8 | 5 |  | 4.2 | 0 | 5
1976-08-22 | 3.2 | 8 | 3 | 0 | 5 | 0 |  | 3.2 | 0 | 5
1976-08-23 | 14.6 | 10 | 16 | 23 | 11 | 13 |  | 14.6 | 0 | 0
1976-08-24 | 7.2 | 10 | 10 | 8 | 5 | 3 |  | 7.2 | 0 | 3
1976-08-25 | 8 | 8 | 8 | 8 | 5 | 11 |  | 8 | 0 | 4
1976-08-26 | 8.2 | 10 | 5 | 5 | 16 | 5 |  | 8.2 | 0 | 3
1976-08-27 | 13.6 | 23 | 23 | 11 | 11 | 0 |  | 13.6 | 0 | 1
1976-08-28 | 3.2 | 11 | 5 | 0 | 0 | 0 |  | 3.2 | 0 | 4
1976-08-29 | 4.4 | 3 | 3 | 3 | 10 | 3 |  | 4.4 | 0 | 4
1976-08-30 | 10.8 | 19 | 14 | 0 | 10 | 11 |  | 10.8 | 0 | 1
1976-08-31 | 4.6 | 13 | 5 | 5 | 0 | 0 |  | 4.6 | 0 | 4
1976-09-01 | 6.8 | 10 | 11 | 0 | 3 | 10 |  | 6.8 | 0 | 2
1976-09-02 | 25.4 | 37 | 14 | 14 | 35 | 27 |  | 25.4 | 0 | 0
1976-09-03 | 1.6 | 0 | 0 | 3 | 0 | 5 |  | 1.6 | 0 | 5
1976-09-04 | 7.4 | 8 | 8 | 8 | 5 | 8 |  | 7.4 | 0 | 5
1976-09-05 | 4 | 10 | 5 | 0 | 0 | 5 |  | 4 | 0 | 4
1976-09-06 | 17.4 | 23 | 23 | 14 | 16 | 11 |  | 17.4 | 0 | 0
1976-09-07 | 19.2 | 23 | 23 | 16 | 21 | 13 |  | 19.2 | 0 | 0
1976-09-08 | 2.6 | 5 | 5 | 3 | 0 | 0 |  | 2.6 | 0 | 5
1976-09-09 | 7.2 | 8 | 10 | 8 | 10 | 0 |  | 7.2 | 0 | 3
1976-09-10 | 16 | 0 | 5 | 24 | 27 | 24 |  | 16 | 0 | 2
1976-09-11 | 15.4 | 13 | 14 | 13 | 14 | 23 |  | 15.4 | 0 | 0
1976-09-12 | 7.4 | 5 | 8 | 11 | 10 | 3 |  | 7.4 | 0 | 3
1976-09-13 | 7 | 5 | 5 | 10 | 10 | 5 |  | 7 | 0 | 3
1976-09-14 | 7.6 | 5 | 10 | 2 | 11 | 10 |  | 7.6 | 0 | 2
1976-09-15 | 10.4 | 11 | 10 | 8 | 10 | 13 |  | 10.4 | 0 | 1
1976-09-16 | 0 | 0 | 0 | 0 | 0 | 0 |  | 0 | 0 | 5
1976-09-17 | 4.8 | 0 | 8 | 8 | 5 | 3 |  | 4.8 | 0 | 5
1976-09-18 | 8.2 | 10 | 8 | 5 | 8 | 10 |  | 8.2 | 0 | 3
1976-09-19 | 2.6 | 5 | 5 | 0 | 0 | 3 |  | 2.6 | 0 | 5
1976-09-20 | 2.6 | 0 | 0 | 0 | 8 | 5 |  | 2.6 | 0 | 5
1976-09-21 | 0 | 0 | 0 | 0 | 0 | 0 |  | 0 | 0 | 5
1976-09-22 | 3.2 | 8 | 5 | 0 | 0 | 3 |  | 3.2 | 0 | 5
1976-09-23 | 8.2 | 13 | 11 | 3 | 11 | 3 |  | 8.2 | 0 | 2
1976-09-24 | 9.6 | 10 | 8 | 10 | 10 | 10 |  | 9.6 | 0 | 1
1976-09-25 | 5.6 | 14 | 5 | 3 | 3 | 3 |  | 5.6 | 0 | 4
1976-09-26 | 3.6 | 3 | 5 | 5 | 0 | 5 |  | 3.6 | 0 | 5
1976-09-27 | 8.6 | 10 | 8 | 10 | 10 | 5 |  | 8.6 | 0 | 2
1976-09-28 | 4.8 | 0 | 0 | 8 | 3 | 13 |  | 4.8 | 0 | 4
1976-09-29 | 10.8 | 13 | 5 | 11 | 11 | 14 |  | 10.8 | 0 | 1
1976-09-30 | 20.2 | 13 | 34 | 26 | 14 | 14 |  | 20.2 | 0 | 0
1977-05-01 | 15.2 | 19 | 9 | 26 | 11 | 11 |  | 15.2 | 0 | 0
1977-05-02 | 14.2 | 19 | 15 | 15 | 9 | 13 |  | 14.2 | 0 | 0
1977-05-03 | 8.6 | 9 | 11 | 7 | 7 | 9 |  | 8.6 | 0 | 2
1977-05-04 | 21 | 11 | 19 | 19 | 30 | 26 |  | 21 | 0 | 0
1977-05-05 | 30.6 | 26 | 30 | 37 | 30 | 30 |  | 30.6 | 0 | 0
1977-05-06 | 21 | 26 | 19 | 22 | 19 | 19 |  | 21 | 0 | 0
1977-05-07 | 2.6 | 0 | 7 | 6 | 0 | 0 |  | 2.6 | 0 | 5
1977-05-08 | 5.6 | 0 | 0 | 0 | 15 | 13 |  | 5.6 | 0 | 3
1977-05-09 | 10.2 | 9 | 9 | 13 | 11 | 9 |  | 10.2 | 0 | 0
1977-05-10 | 13.4 | 15 | 9 | 6 | 15 | 22 |  | 13.4 | 0 | 1
1977-05-11 | 26 | 22 | 31 | 31 | 24 | 22 |  | 26 | 0 | 0
1977-05-12 | 10 | 6 | 7 | 13 | 9 | 15 |  | 10 | 0 | 2
1977-05-13 | 2.6 | 7 | 6 | 0 | 0 | 0 |  | 2.6 | 0 | 5
1977-05-14 | 4.6 | 4 | 6 | 6 | 7 | 0 |  | 4.6 | 0 | 5
1977-05-15 | 21.6 | 26 | 24 | 17 | 19 | 22 |  | 21.6 | 0 | 0
1977-05-16 | 34.2 | 31 | 39 | 31 | 31 | 39 |  | 34.2 | 0 | 0
1977-05-17 | 17.6 | 11 | 17 | 19 | 17 | 24 |  | 17.6 | 0 | 0
1977-05-18 | 10.2 | 7 | 13 | 11 | 11 | 9 |  | 10.2 | 0 | 1
1977-05-19 | 2 | 6 | 4 | 0 | 0 | 0 |  | 2 | 0 | 5
1977-05-20 | 7.6 | 6 | 11 | 6 | 6 | 9 |  | 7.6 | 0 | 3
1977-05-21 | 14.4 | 11 | 13 | 22 | 11 | 15 |  | 14.4 | 0 | 0
1977-05-22 | 16.6 | 13 | 11 | 15 | 22 | 22 |  | 16.6 | 0 | 0
1977-05-23 | 4.2 | 11 | 0 | 6 | 4 | 0 |  | 4.2 | 0 | 4
1977-05-24 | 7.2 | 4 | 6 | 4 | 11 | 11 |  | 7.2 | 0 | 3
1977-05-25 | 11.8 | 0 | 22 | 20 | 6 | 11 |  | 11.8 | 0 | 2
1977-05-26 | 4.4 | 0 | 0 | 11 | 11 | 0 |  | 4.4 | 0 | 3
1977-05-27 | 18.2 | 9 | 0 | 30 | 26 | 26 |  | 18.2 | 0 | 1
1977-05-28 | 16.4 | 22 | 15 | 15 | 11 | 19 |  | 16.4 | 0 | 0
1977-05-29 | 24.6 | 19 | 22 | 26 | 26 | 30 |  | 24.6 | 0 | 0
1977-05-30 | 8.2 | 4 | 15 | 9 | 7 | 6 |  | 8.2 | 0 | 3
1977-05-31 | 7.4 | 6 | 9 | 7 | 9 | 6 |  | 7.4 | 0 | 3
1977-06-01 | 6.4 | 9 | 0 | 7 | 7 | 9 |  | 6.4 | 0 | 3
1977-06-02 | 17 | 7 | 15 | 0 | 26 | 37 |  | 17 | 0 | 2
1977-06-03 | 7.4 | 6 | 9 | 6 | 9 | 7 |  | 7.4 | 0 | 3
1977-06-04 | 5.2 | 4 | 13 | 9 | 0 | 0 |  | 5.2 | 0 | 3
1977-06-05 | 16 | 28 | 22 | 13 | 11 | 6 |  | 16 | 0 | 1
1977-06-06 | 10 | 6 | 11 | 13 | 7 | 13 |  | 10 | 0 | 2
1977-06-07 | 4.6 | 7 | 4 | 0 | 6 | 6 |  | 4.6 | 0 | 5
1977-06-08 | 21 | 22 | 19 | 33 | 22 | 9 |  | 21 | 0 | 0
1977-06-09 | 12.2 | 24 | 17 | 7 | 7 | 6 |  | 12.2 | 0 | 3
1977-06-10 | 29.6 | 30 | 28 | 33 | 33 | 24 |  | 29.6 | 0 | 0
1977-06-11 | 11.4 | 13 | 9 | 17 | 7 | 11 |  | 11.4 | 0 | 1
1977-06-12 | 3.8 | 0 | 7 | 0 | 6 | 6 |  | 3.8 | 0 | 5
1977-06-13 | 13.4 | 17 | 13 | 11 | 13 | 13 |  | 13.4 | 0 | 0
1977-06-14 | 10.8 | 15 | 13 | 4 | 9 | 13 |  | 10.8 | 0 | 1
1977-06-15 | 7.4 | 0 | 0 | 15 | 9 | 13 |  | 7.4 | 0 | 2
1977-06-16 | 5.4 | 0 | 7 | 0 | 7 | 13 |  | 5.4 | 0 | 4
1977-06-17 | 11.6 | 13 | 15 | 13 | 17 | 0 |  | 11.6 | 0 | 1
1977-06-18 | 2.2 | 4 | 0 | 0 | 0 | 7 |  | 2.2 | 0 | 5
1977-06-19 | 8.2 | 7 | 7 | 11 | 7 | 9 |  | 8.2 | 0 | 3
1977-06-20 | 18 | 20 | 22 | 22 | 9 | 17 |  | 18 | 0 | 0
1977-06-21 | 18.8 | 22 | 15 | 22 | 20 | 15 |  | 18.8 | 0 | 0
1977-06-22 | 21 | 17 | 26 | 20 | 20 | 22 |  | 21 | 0 | 0
1977-06-23 | 3.6 | 6 | 4 | 0 | 4 | 4 |  | 3.6 | 0 | 5
1977-06-24 | 8.6 | 11 | 7 | 11 | 7 | 7 |  | 8.6 | 0 | 3
1977-06-25 | 27.4 | 41 | 31 | 30 | 28 | 7 |  | 27.4 | 0 | 1
1977-06-26 | 6.2 | 6 | 9 | 9 | 7 | 0 |  | 6.2 | 0 | 3
1977-06-27 | 9.6 | 7 | 7 | 11 | 19 | 4 |  | 9.6 | 0 | 3
1977-06-28 | 4 | 0 | 11 | 0 | 7 | 2 |  | 4 | 0 | 4
1977-06-29 | 26 | 19 | 11 | 37 | 37 | 26 |  | 26 | 0 | 0
1977-06-30 | 4.6 | 6 | 7 | 6 | 4 | 0 |  | 4.6 | 0 | 5
1977-07-01 | 6.8 | 4 | 4 | 11 | 9 | 6 |  | 6.8 | 0 | 3
1977-07-02 | 21.6 | 37 | 28 | 13 | 15 | 15 |  | 21.6 | 0 | 0
1977-07-03 | 21.4 | 33 | 17 | 22 | 26 | 9 |  | 21.4 | 0 | 0
1977-07-04 | 16.6 | 33 | 28 | 7 | 4 | 11 |  | 16.6 | 0 | 2
1977-07-05 | 11.2 | 13 | 19 | 0 | 9 | 15 |  | 11.2 | 0 | 1
1977-07-06 | 3.8 | 0 | 0 | 6 | 7 | 6 |  | 3.8 | 0 | 5
1977-07-07 | 44 | 43 | 48 | 44 | 41 | 44 |  | 44 | 0 | 0
1977-07-08 | 8.2 | 6 | 6 | 7 | 11 | 11 |  | 8.2 | 0 | 3
1977-07-09 | 20.8 | 22 | 24 | 26 | 17 | 15 |  | 20.8 | 0 | 0
1977-07-10 | 20.8 | 19 | 24 | 19 | 22 | 20 |  | 20.8 | 0 | 0
1977-07-11 | 1.2 | 0 | 6 | 0 | 0 | 0 |  | 1.2 | 0 | 5
1977-07-12 | 13.4 | 9 | 31 | 6 | 4 | 17 |  | 13.4 | 0 | 2
1977-07-13 | 6.8 | 13 | 9 | 6 | 6 | 0 |  | 6.8 | 0 | 3
1977-07-14 | 13.4 | 13 | 24 | 13 | 13 | 4 |  | 13.4 | 0 | 1
1977-07-15 | 9.4 | 13 | 4 | 4 | 11 | 15 |  | 9.4 | 0 | 2
1977-07-16 | 6.4 | 0 | 4 | 6 | 11 | 11 |  | 6.4 | 0 | 3
1977-07-17 | 25.8 | 9 | 20 | 37 | 37 | 26 |  | 25.8 | 0 | 0
1977-07-18 | 15.4 | 26 | 22 | 11 | 11 | 7 |  | 15.4 | 0 | 1
1977-07-19 | 5 | 11 | 7 | 0 | 0 | 7 |  | 5 | 0 | 4
1977-07-20 | 0.8 | 4 | 0 | 0 | 0 | 0 |  | 0.8 | 0 | 5
1977-07-21 | 5 | 7 | 4 | 7 | 7 | 0 |  | 5 | 0 | 5
1977-07-22 | 17.8 | 22 | 17 | 20 | 15 | 15 |  | 17.8 | 0 | 0
1977-07-23 | 20.2 | 19 | 22 | 19 | 19 | 22 |  | 20.2 | 0 | 0
1977-07-24 | 2.6 | 9 | 4 | 0 | 0 | 0 |  | 2.6 | 0 | 4
1977-07-25 | 10.6 | 9 | 11 | 9 | 9 | 15 |  | 10.6 | 0 | 0
1977-07-26 | 4.4 | 9 | 0 | 4 | 9 | 0 |  | 4.4 | 0 | 3
1977-07-27 | 5.8 | 13 | 7 | 0 | 9 | 0 |  | 5.8 | 0 | 3
1977-07-28 | 7.2 | 9 | 9 | 7 | 0 | 11 |  | 7.2 | 0 | 2
1977-07-29 | 20.6 | 28 | 22 | 20 | 9 | 24 |  | 20.6 | 0 | 0
1977-07-30 | 23 | 22 | 24 | 28 | 19 | 22 |  | 23 | 0 | 0
1977-07-31 | 5.6 | 7 | 6 | 9 | 0 | 6 |  | 5.6 | 0 | 4
1977-08-01 | 8.8 | 7 | 9 | 13 | 9 | 6 |  | 8.8 | 0 | 2
1977-08-02 | 0 | 0 | 0 | 0 | 0 | 0 |  | 0 | 0 | 5
1977-08-03 | 8.2 | 13 | 7 | 9 | 6 | 6 |  | 8.2 | 0 | 3
1977-08-04 | 16.2 | 15 | 19 | 13 | 19 | 15 |  | 16.2 | 0 | 0
1977-08-05 | 0 | 0 | 0 | 0 | 0 | 0 |  | 0 | 0 | 5
1977-08-06 | 11.8 | 11 | 9 | 22 | 11 | 6 |  | 11.8 | 0 | 1
1977-08-07 | 2.2 | 11 | 0 | 0 | 0 | 0 |  | 2.2 | 0 | 4
1977-08-08 | 4 | 7 | 6 | 0 | 7 | 0 |  | 4 | 0 | 5
1977-08-09 | 28.2 | 37 | 31 | 31 | 20 | 22 |  | 28.2 | 0 | 0
1977-08-10 | 1.4 | 7 | 0 | 0 | 0 | 0 |  | 1.4 | 0 | 5
1977-08-11 | 7 | 9 | 11 | 15 | 0 | 0 |  | 7 | 0 | 2
1977-08-12 | 13 | 9 | 13 | 17 | 17 | 9 |  | 13 | 0 | 0
1977-08-13 | 4.6 | 9 | 0 | 7 | 7 | 0 |  | 4.6 | 0 | 4
1977-08-14 | 17.2 | 7 | 13 | 22 | 22 | 22 |  | 17.2 | 0 | 1
1977-08-15 | 2 | 0 | 0 | 0 | 4 | 6 |  | 2 | 0 | 5
1977-08-16 | 4.4 | 11 | 4 | 0 | 7 | 0 |  | 4.4 | 0 | 4
1977-08-17 | 8.4 | 11 | 11 | 9 | 0 | 11 |  | 8.4 | 0 | 1
1977-08-18 | 0 | 0 | 0 | 0 | 0 | 0 |  | 0 | 0 | 5
1977-08-19 | 6.8 | 11 | 0 | 7 | 7 | 9 |  | 6.8 | 0 | 3
1977-08-20 | 7.6 | 6 | 6 | 6 | 9 | 11 |  | 7.6 | 0 | 3
1977-08-21 | 9.6 | 0 | 0 | 7 | 13 | 28 |  | 9.6 | 0 | 3
1977-08-22 | 19.6 | 28 | 19 | 15 | 19 | 17 |  | 19.6 | 0 | 0
1977-08-23 | 15 | 9 | 13 | 19 | 15 | 19 |  | 15 | 0 | 0
1977-08-24 | 1.2 | 0 | 0 | 0 | 0 | 6 |  | 1.2 | 0 | 5
1977-08-25 | 6.6 | 9 | 9 | 9 | 6 | 0 |  | 6.6 | 0 | 2
1977-08-26 | 10.6 | 9 | 19 | 9 | 9 | 7 |  | 10.6 | 0 | 1
1977-08-27 | 12 | 19 | 15 | 11 | 9 | 6 |  | 12 | 0 | 1
1977-08-28 | 5.4 | 0 | 7 | 7 | 9 | 4 |  | 5.4 | 0 | 4
1977-08-29 | 23.4 | 11 | 15 | 28 | 33 | 30 |  | 23.4 | 0 | 0
1977-08-30 | 15.8 | 11 | 11 | 11 | 22 | 24 |  | 15.8 | 0 | 0
1977-08-31 | 2 | 0 | 0 | 0 | 6 | 4 |  | 2 | 0 | 5
1977-09-01 | 12.6 | 13 | 13 | 11 | 13 | 13 |  | 12.6 | 0 | 0
1977-09-02 | 7.6 | 9 | 9 | 7 | 6 | 7 |  | 7.6 | 0 | 3
1977-09-03 | 9 | 0 | 6 | 0 | 13 | 26 |  | 9 | 0 | 3
1977-09-04 | 9.4 | 13 | 11 | 4 | 6 | 13 |  | 9.4 | 0 | 2
1977-09-05 | 16.4 | 17 | 11 | 17 | 15 | 22 |  | 16.4 | 0 | 0
1977-09-06 | 2.2 | 0 | 0 | 7 | 4 | 0 |  | 2.2 | 0 | 5
1977-09-07 | 14.6 | 19 | 17 | 15 | 11 | 11 |  | 14.6 | 0 | 0
1977-09-08 | 13 | 15 | 13 | 13 | 11 | 13 |  | 13 | 0 | 0
1977-09-09 | 2.6 | 6 | 0 | 0 | 0 | 7 |  | 2.6 | 0 | 5
1977-09-10 | 0 | 0 | 0 | 0 | 0 | 0 |  | 0 | 0 | 5
1977-09-11 | 1.4 | 0 | 0 | 0 | 0 | 7 |  | 1.4 | 0 | 5
1977-09-12 | 9.2 | 7 | 4 | 11 | 11 | 13 |  | 9.2 | 0 | 2
1977-09-13 | 10.8 | 0 | 13 | 15 | 11 | 15 |  | 10.8 | 0 | 1
1977-09-14 | 16.2 | 22 | 22 | 13 | 13 | 11 |  | 16.2 | 0 | 0
1977-09-15 | 11.8 | 20 | 15 | 11 | 7 | 6 |  | 11.8 | 0 | 2
1977-09-16 | 4.2 | 4 | 4 | 7 | 6 | 0 |  | 4.2 | 0 | 5
1977-09-17 | 10 | 9 | 11 | 19 | 7 | 4 |  | 10 | 0 | 2
1977-09-18 | 8.4 | 7 | 6 | 15 | 7 | 7 |  | 8.4 | 0 | 4
1977-09-19 | 5.2 | 7 | 6 | 0 | 9 | 4 |  | 5.2 | 0 | 4
1977-09-20 | 2.2 | 7 | 0 | 0 | 0 | 4 |  | 2.2 | 0 | 5
1977-09-21 | 10 | 4 | 9 | 11 | 11 | 15 |  | 10 | 0 | 1
1977-09-22 | 1.6 | 4 | 4 | 0 | 0 | 0 |  | 1.6 | 0 | 5
1977-09-23 | 7.6 | 9 | 0 | 11 | 9 | 9 |  | 7.6 | 0 | 1
1977-09-24 | 8.2 | 11 | 9 | 6 | 4 | 11 |  | 8.2 | 0 | 2
1977-09-25 | 8.6 | 9 | 7 | 7 | 9 | 11 |  | 8.6 | 0 | 2
1977-09-26 | 20.6 | 17 | 19 | 20 | 19 | 28 |  | 20.6 | 0 | 0
1977-09-27 | 2 | 0 | 4 | 0 | 0 | 6 |  | 2 | 0 | 5
1977-09-28 | 6.8 | 11 | 7 | 9 | 7 | 0 |  | 6.8 | 0 | 3
1977-09-29 | 15.4 | 17 | 19 | 13 | 15 | 13 |  | 15.4 | 0 | 0
1977-09-30 | 8.4 | 9 | 15 | 4 | 7 | 7 |  | 8.4 | 0 | 3
1978-05-01 | 11.4 | 11 | 13 | 9 | 11 | 13 |  | 11.4 | 0 | 0
1978-05-02 | 6.6 | 9 | 17 | 0 | 7 | 0 |  | 6.6 | 0 | 3
1978-05-03 | 29.6 | 37 | 22 | 33 | 26 | 30 |  | 29.6 | 0 | 0
1978-05-04 | 25 | 26 | 22 | 30 | 19 | 28 |  | 25 | 0 | 0
1978-05-05 | 28.6 | 28 | 28 | 30 | 31 | 26 |  | 28.6 | 0 | 0
1978-05-06 | 11.8 | 11 | 13 | 9 | 13 | 13 |  | 11.8 | 0 | 0
1978-05-07 | 17.6 | 9 | 15 | 26 | 19 | 19 |  | 17.6 | 0 | 0
1978-05-08 | 4.6 | 0 | 6 | 6 | 11 | 0 |  | 4.6 | 0 | 4
1978-05-09 | 19 | 28 | 28 | 11 | 9 | 19 |  | 19 | 0 | 0
1978-05-10 | 18 | 19 | 19 | 26 | 13 | 13 |  | 18 | 0 | 0
1978-05-11 | 10.4 | 11 | 7 | 0 | 15 | 19 |  | 10.4 | 0 | 2
1978-05-12 | 10 | 6 | 11 | 11 | 11 | 11 |  | 10 | 0 | 1
1978-05-13 | 6.2 | 7 | 6 | 0 | 9 | 9 |  | 6.2 | 0 | 3
1978-05-14 | 6.2 | 15 | 9 | 0 | 7 | 0 |  | 6.2 | 0 | 3
1978-05-15 | 6.4 | 0 | 7 | 9 | 9 | 7 |  | 6.4 | 0 | 3
1978-05-16 | 33.2 | 26 | 37 | 33 | 37 | 33 |  | 33.2 | 0 | 0
1978-05-17 | 5.8 | 4 | 7 | 9 | 0 | 9 |  | 5.8 | 0 | 3
1978-05-18 | 22.6 | 9 | 11 | 28 | 28 | 37 |  | 22.6 | 0 | 0
1978-05-19 | 1.2 | 0 | 6 | 0 | 0 | 0 |  | 1.2 | 0 | 5
1978-05-20 | 8.6 | 13 | 15 | 9 | 0 | 6 |  | 8.6 | 0 | 2
1978-05-21 | 9.4 | 17 | 17 | 0 | 0 | 13 |  | 9.4 | 0 | 2
1978-05-22 | 3.4 | 7 | 4 | 0 | 0 | 6 |  | 3.4 | 0 | 5
1978-05-23 | 19.4 | 26 | 22 | 19 | 11 | 19 |  | 19.4 | 0 | 0
1978-05-24 | 21.8 | 13 | 9 | 26 | 30 | 31 |  | 21.8 | 0 | 0
1978-05-25 | 6 | 7 | 7 | 9 | 7 | 0 |  | 6 | 0 | 4
1978-05-26 | 6.2 | 7 | 7 | 4 | 7 | 6 |  | 6.2 | 0 | 5
1978-05-27 | 7.8 | 9 | 4 | 11 | 6 | 9 |  | 7.8 | 0 | 2
1978-05-28 | 8.2 | 7 | 9 | 7 | 9 | 9 |  | 8.2 | 0 | 2
1978-05-29 | 27.2 | 28 | 28 | 37 | 28 | 15 |  | 27.2 | 0 | 0
1978-05-30 | 34.8 | 41 | 28 | 33 | 31 | 41 |  | 34.8 | 0 | 0
1978-05-31 | 29.4 | 26 | 30 | 28 | 33 | 30 |  | 29.4 | 0 | 0
1978-06-01 | 9.2 | 7 | 15 | 11 | 9 | 4 |  | 9.2 | 0 | 2
1978-06-02 | 4.4 | 9 | 0 | 7 | 6 | 0 |  | 4.4 | 0 | 4
1978-06-03 | 2 | 0 | 0 | 4 | 6 | 0 |  | 2 | 0 | 5
1978-06-04 | 1.8 | 0 | 0 | 0 | 9 | 0 |  | 1.8 | 0 | 4
1978-06-05 | 28 | 6 | 26 | 28 | 37 | 43 |  | 28 | 0 | 1
1978-06-06 | 28.4 | 30 | 11 | 30 | 41 | 30 |  | 28.4 | 0 | 0
1978-06-07 | 8 | 13 | 9 | 9 | 9 | 0 |  | 8 | 0 | 1
1978-06-08 | 12.2 | 11 | 13 | 11 | 13 | 13 |  | 12.2 | 0 | 0
1978-06-09 | 10.2 | 22 | 7 | 7 | 6 | 9 |  | 10.2 | 0 | 3
1978-06-10 | 22.4 | 26 | 22 | 22 | 9 | 33 |  | 22.4 | 0 | 0
1978-06-11 | 10.2 | 15 | 7 | 9 | 11 | 9 |  | 10.2 | 0 | 1
1978-06-12 | 3.6 | 0 | 11 | 7 | 0 | 0 |  | 3.6 | 0 | 4
1978-06-13 | 7.8 | 13 | 15 | 0 | 11 | 0 |  | 7.8 | 0 | 2
1978-06-14 | 35 | 33 | 41 | 37 | 31 | 33 |  | 35 | 0 | 0
1978-06-15 | 17 | 22 | 19 | 22 | 11 | 11 |  | 17 | 0 | 0
1978-06-16 | 32.6 | 11 | 30 | 54 | 35 | 33 |  | 32.6 | 0 | 0
1978-06-17 | 15.6 | 6 | 0 | 15 | 26 | 31 |  | 15.6 | 0 | 2
1978-06-18 | 11 | 9 | 7 | 13 | 15 | 11 |  | 11 | 0 | 1
1978-06-19 | 9.4 | 15 | 15 | 9 | 4 | 4 |  | 9.4 | 0 | 2
1978-06-20 | 14 | 9 | 22 | 19 | 9 | 11 |  | 14 | 0 | 0
1978-06-21 | 6.8 | 0 | 0 | 6 | 9 | 19 |  | 6.8 | 0 | 3
1978-06-22 | 14.8 | 9 | 13 | 15 | 15 | 22 |  | 14.8 | 0 | 0
1978-06-23 | 15.4 | 24 | 19 | 9 | 6 | 19 |  | 15.4 | 0 | 1
1978-06-24 | 7.2 | 7 | 9 | 7 | 7 | 6 |  | 7.2 | 0 | 4
1978-06-25 | 5.4 | 6 | 6 | 0 | 9 | 6 |  | 5.4 | 0 | 4
1978-06-26 | 12.8 | 7 | 11 | 19 | 7 | 20 |  | 12.8 | 0 | 2
1978-06-27 | 11.6 | 0 | 17 | 9 | 15 | 17 |  | 11.6 | 0 | 1
1978-06-28 | 0 | 0 | 0 | 0 | 0 | 0 |  | 0 | 0 | 5
1978-06-29 | 2.2 | 0 | 0 | 0 | 7 | 4 |  | 2.2 | 0 | 5
1978-06-30 | 15.6 | 22 | 17 | 15 | 11 | 13 |  | 15.6 | 0 | 0
1978-07-01 | 23.4 | 22 | 22 | 30 | 24 | 19 |  | 23.4 | 0 | 0
1978-07-02 | 2.6 | 0 | 6 | 7 | 0 | 0 |  | 2.6 | 0 | 5
1978-07-03 | 12.6 | 11 | 7 | 19 | 13 | 13 |  | 12.6 | 0 | 1
1978-07-04 | 3.2 | 0 | 9 | 7 | 0 | 0 |  | 3.2 | 0 | 4
1978-07-05 | 10.8 | 6 | 0 | 11 | 13 | 24 |  | 10.8 | 0 | 2
1978-07-06 | 7.8 | 6 | 0 | 11 | 11 | 11 |  | 7.8 | 0 | 2
1978-07-07 | 5.4 | 4 | 9 | 7 | 7 | 0 |  | 5.4 | 0 | 4
1978-07-08 | 11.4 | 19 | 9 | 7 | 11 | 11 |  | 11.4 | 0 | 1
1978-07-09 | 15 | 19 | 15 | 11 | 15 | 15 |  | 15 | 0 | 0
1978-07-10 | 14.8 | 22 | 13 | 11 | 15 | 13 |  | 14.8 | 0 | 0
1978-07-11 | 15.8 | 15 | 0 | 19 | 26 | 19 |  | 15.8 | 0 | 1
1978-07-12 | 27.2 | 33 | 33 | 26 | 31 | 13 |  | 27.2 | 0 | 0
1978-07-13 | 28.8 | 33 | 26 | 26 | 26 | 33 |  | 28.8 | 0 | 0
1978-07-14 | 8.8 | 9 | 11 | 11 | 6 | 7 |  | 8.8 | 0 | 2
1978-07-15 | 2.6 | 7 | 0 | 6 | 0 | 0 |  | 2.6 | 0 | 5
1978-07-16 | 23 | 28 | 26 | 26 | 22 | 13 |  | 23 | 0 | 0
1978-07-17 | 19 | 30 | 26 | 19 | 11 | 9 |  | 19 | 0 | 0
1978-07-18 | 8 | 7 | 9 | 9 | 6 | 9 |  | 8 | 0 | 2
1978-07-19 | 3.8 | 0 | 6 | 7 | 0 | 6 |  | 3.8 | 0 | 5
1978-07-20 | 10 | 6 | 7 | 7 | 15 | 15 |  | 10 | 0 | 3
1978-07-21 | 6 | 9 | 0 | 7 | 7 | 7 |  | 6 | 0 | 4
1978-07-22 | 5.6 | 11 | 0 | 11 | 0 | 6 |  | 5.6 | 0 | 3
1978-07-23 | 6.8 | 9 | 11 | 7 | 0 | 7 |  | 6.8 | 0 | 3
1978-07-24 | 8 | 7 | 7 | 0 | 15 | 11 |  | 8 | 0 | 3
1978-07-25 | 17.6 | 17 | 17 | 22 | 17 | 15 |  | 17.6 | 0 | 0
1978-07-26 | 3.2 | 0 | 0 | 9 | 0 | 7 |  | 3.2 | 0 | 4
1978-07-27 | 10 | 15 | 13 | 7 | 15 | 0 |  | 10 | 0 | 2
1978-07-28 | 10.8 | 26 | 19 | 0 | 0 | 9 |  | 10.8 | 0 | 2
1978-07-29 | 6 | 0 | 13 | 6 | 0 | 11 |  | 6 | 0 | 3
1978-07-30 | 3 | 0 | 0 | 6 | 0 | 9 |  | 3 | 0 | 4
1978-07-31 | 4.6 | 0 | 7 | 9 | 7 | 0 |  | 4.6 | 0 | 4
1978-08-01 | 6.8 | 7 | 6 | 7 | 7 | 7 |  | 6.8 | 0 | 5
1978-08-02 | 9.4 | 9 | 9 | 11 | 9 | 9 |  | 9.4 | 0 | 0
1978-08-03 | 5.4 | 6 | 0 | 7 | 7 | 7 |  | 5.4 | 0 | 5
1978-08-04 | 6.6 | 9 | 6 | 7 | 11 | 0 |  | 6.6 | 0 | 3
1978-08-05 | 4.4 | 11 | 0 | 0 | 0 | 11 |  | 4.4 | 0 | 3
1978-08-06 | 5.6 | 0 | 0 | 9 | 4 | 15 |  | 5.6 | 0 | 3
1978-08-07 | 13.2 | 19 | 7 | 11 | 7 | 22 |  | 13.2 | 0 | 2
1978-08-08 | 6.6 | 7 | 0 | 6 | 9 | 11 |  | 6.6 | 0 | 3
1978-08-09 | 7.2 | 13 | 9 | 7 | 7 | 0 |  | 7.2 | 0 | 3
1978-08-10 | 18.2 | 26 | 22 | 15 | 0 | 28 |  | 18.2 | 0 | 1
1978-08-11 | 5.8 | 7 | 0 | 0 | 7 | 15 |  | 5.8 | 0 | 4
1978-08-12 | 5 | 0 | 0 | 7 | 7 | 11 |  | 5 | 0 | 4
1978-08-13 | 21.8 | 22 | 24 | 26 | 22 | 15 |  | 21.8 | 0 | 0
1978-08-14 | 5 | 9 | 0 | 0 | 9 | 7 |  | 5 | 0 | 3
1978-08-15 | 12.2 | 22 | 6 | 11 | 11 | 11 |  | 12.2 | 0 | 1
1978-08-16 | 22.2 | 26 | 22 | 19 | 22 | 22 |  | 22.2 | 0 | 0
1978-08-17 | 45.8 | 33 | 46 | 50 | 46 | 54 |  | 45.8 | 0 | 0
1978-08-18 | 8.4 | 0 | 9 | 11 | 13 | 9 |  | 8.4 | 0 | 1
1978-08-19 | 7.8 | 6 | 15 | 11 | 7 | 0 |  | 7.8 | 0 | 3
1978-08-20 | 9.2 | 24 | 11 | 11 | 0 | 0 |  | 9.2 | 0 | 2
1978-08-21 | 5.6 | 6 | 0 | 6 | 9 | 7 |  | 5.6 | 0 | 4
1978-08-22 | 7.4 | 6 | 0 | 9 | 11 | 11 |  | 7.4 | 0 | 2
1978-08-23 | 13.4 | 7 | 13 | 15 | 17 | 15 |  | 13.4 | 0 | 1
1978-08-24 | 2 | 6 | 4 | 0 | 0 | 0 |  | 2 | 0 | 5
1978-08-25 | 15.8 | 17 | 15 | 15 | 19 | 13 |  | 15.8 | 0 | 0
1978-08-26 | 14.4 | 28 | 22 | 15 | 7 | 0 |  | 14.4 | 0 | 2
1978-08-27 | 12 | 4 | 19 | 15 | 15 | 7 |  | 12 | 0 | 2
1978-08-28 | 6.4 | 0 | 9 | 7 | 7 | 9 |  | 6.4 | 0 | 3
1978-08-29 | 9.6 | 11 | 0 | 11 | 17 | 9 |  | 9.6 | 0 | 1
1978-08-30 | 4.2 | 7 | 0 | 0 | 7 | 7 |  | 4.2 | 0 | 5
1978-08-31 | 4.4 | 7 | 9 | 0 | 6 | 0 |  | 4.4 | 0 | 4
1978-09-01 | 33.2 | 30 | 33 | 33 | 37 | 33 |  | 33.2 | 0 | 0
1978-09-02 | 8.6 | 7 | 9 | 7 | 9 | 11 |  | 8.6 | 0 | 2
1978-09-03 | 9 | 19 | 11 | 6 | 0 | 9 |  | 9 | 0 | 2
1978-09-04 | 12.6 | 9 | 19 | 22 | 13 | 0 |  | 12.6 | 0 | 1
1978-09-05 | 16.8 | 19 | 15 | 13 | 22 | 15 |  | 16.8 | 0 | 0
1978-09-06 | 22.4 | 24 | 28 | 28 | 13 | 19 |  | 22.4 | 0 | 0
1978-09-07 | 7.4 | 13 | 11 | 0 | 7 | 6 |  | 7.4 | 0 | 3
1978-09-08 | 17 | 19 | 17 | 19 | 19 | 11 |  | 17 | 0 | 0
1978-09-09 | 10.2 | 13 | 11 | 7 | 9 | 11 |  | 10.2 | 0 | 1
1978-09-10 | 3.8 | 6 | 0 | 7 | 0 | 6 |  | 3.8 | 0 | 5
1978-09-11 | 25.2 | 33 | 31 | 24 | 19 | 19 |  | 25.2 | 0 | 0
1978-09-12 | 24.4 | 31 | 22 | 19 | 28 | 22 |  | 24.4 | 0 | 0
1978-09-13 | 12.6 | 11 | 13 | 15 | 15 | 9 |  | 12.6 | 0 | 0
1978-09-14 | 4.4 | 0 | 7 | 6 | 0 | 9 |  | 4.4 | 0 | 4
1978-09-15 | 4.2 | 4 | 0 | 13 | 4 | 0 |  | 4.2 | 0 | 4
1978-09-16 | 30.6 | 28 | 33 | 28 | 33 | 31 |  | 30.6 | 0 | 0
1978-09-17 | 32.8 | 33 | 37 | 33 | 28 | 33 |  | 32.8 | 0 | 0
1978-09-18 | 19.8 | 22 | 19 | 15 | 24 | 19 |  | 19.8 | 0 | 0
1978-09-19 | 23.2 | 28 | 30 | 28 | 19 | 11 |  | 23.2 | 0 | 0
1978-09-20 | 6.4 | 0 | 7 | 7 | 11 | 7 |  | 6.4 | 0 | 4
1978-09-21 | 6.4 | 7 | 0 | 11 | 7 | 7 |  | 6.4 | 0 | 4
1978-09-22 | 8.8 | 9 | 11 | 9 | 6 | 9 |  | 8.8 | 0 | 1
1978-09-23 | 10.6 | 22 | 22 | 9 | 0 | 0 |  | 10.6 | 0 | 2
1978-09-24 | 3 | 0 | 6 | 9 | 0 | 0 |  | 3 | 0 | 4
1978-09-25 | 21.4 | 11 | 7 | 31 | 30 | 28 |  | 21.4 | 0 | 1
1978-09-26 | 3.8 | 7 | 6 | 0 | 6 | 0 |  | 3.8 | 0 | 5
1978-09-27 | 3.8 | 0 | 7 | 0 | 6 | 6 |  | 3.8 | 0 | 5
1978-09-28 | 15.6 | 22 | 22 | 19 | 15 | 0 |  | 15.6 | 0 | 1
1978-09-29 | 26.8 | 30 | 26 | 30 | 22 | 26 |  | 26.8 | 0 | 0
1978-09-30 | 5.6 | 0 | 4 | 7 | 11 | 6 |  | 5.6 | 0 | 4
1979-05-01 | 19.2 | 19 | 19 | 19 | 20 | 19 |  | 19.2 | 0 | 0
1979-05-02 | 23.8 | 19 | 26 | 30 | 24 | 20 |  | 23.8 | 0 | 0
1979-05-03 | 16.6 | 17 | 19 | 17 | 15 | 15 |  | 16.6 | 0 | 0
1979-05-04 | 16.6 | 15 | 19 | 15 | 19 | 15 |  | 16.6 | 0 | 0
1979-05-05 | 11.4 | 9 | 9 | 9 | 15 | 15 |  | 11.4 | 0 | 0
1979-05-06 | 9.8 | 15 | 11 | 7 | 9 | 7 |  | 9.8 | 0 | 2
1979-05-07 | 7.6 | 7 | 9 | 9 | 7 | 6 |  | 7.6 | 0 | 3
1979-05-08 | 9.8 | 9 | 11 | 9 | 7 | 13 |  | 9.8 | 0 | 1
1979-05-09 | 11 | 11 | 11 | 11 | 11 | 11 |  | 11 | 0 | 0
1979-05-10 | 20.8 | 11 | 11 | 20 | 31 | 31 |  | 20.8 | 0 | 0
1979-05-11 | 15 | 9 | 6 | 13 | 19 | 28 |  | 15 | 0 | 1
1979-05-12 | 9.8 | 9 | 7 | 13 | 7 | 13 |  | 9.8 | 0 | 2
1979-05-13 | 19.2 | 26 | 20 | 7 | 17 | 26 |  | 19.2 | 0 | 1
1979-05-14 | 6.2 | 7 | 4 | 11 | 0 | 9 |  | 6.2 | 0 | 3
1979-05-15 | 11 | 7 | 7 | 7 | 19 | 15 |  | 11 | 0 | 3
1979-05-16 | 7.2 | 7 | 0 | 11 | 11 | 7 |  | 7.2 | 0 | 3
1979-05-17 | 27.2 | 33 | 28 | 22 | 33 | 20 |  | 27.2 | 0 | 0
1979-05-18 | 8.2 | 0 | 0 | 0 | 17 | 24 |  | 8.2 | 0 | 3
1979-05-19 | 22.4 | 30 | 28 | 13 | 15 | 26 |  | 22.4 | 0 | 0
1979-05-20 | 4.2 | 9 | 0 | 6 | 6 | 0 |  | 4.2 | 0 | 4
1979-05-21 | 25.4 | 13 | 22 | 31 | 30 | 31 |  | 25.4 | 0 | 0
1979-05-22 | 1.2 | 0 | 0 | 6 | 0 | 0 |  | 1.2 | 0 | 5
1979-05-23 | 13.4 | 15 | 19 | 15 | 7 | 11 |  | 13.4 | 0 | 1
1979-05-24 | 20.2 | 19 | 19 | 22 | 19 | 22 |  | 20.2 | 0 | 0
1979-05-25 | 2.2 | 0 | 0 | 11 | 0 | 0 |  | 2.2 | 0 | 4
1979-05-26 | 8 | 0 | 9 | 11 | 9 | 11 |  | 8 | 0 | 1
1979-05-27 | 15.6 | 15 | 26 | 17 | 11 | 9 |  | 15.6 | 0 | 0
1979-05-28 | 7.2 | 11 | 6 | 6 | 9 | 4 |  | 7.2 | 0 | 3
1979-05-29 | 9.2 | 11 | 11 | 6 | 11 | 7 |  | 9.2 | 0 | 2
1979-05-30 | 18 | 22 | 19 | 13 | 17 | 19 |  | 18 | 0 | 0
1979-05-31 | 2.6 | 7 | 6 | 0 | 0 | 0 |  | 2.6 | 0 | 5
1979-06-01 | 8.6 | 9 | 0 | 4 | 19 | 11 |  | 8.6 | 0 | 2
1979-06-02 | 15 | 15 | 11 | 15 | 19 | 15 |  | 15 | 0 | 0
1979-06-03 | 27.6 | 37 | 19 | 26 | 19 | 37 |  | 27.6 | 0 | 0
1979-06-04 | 6.8 | 7 | 7 | 7 | 6 | 7 |  | 6.8 | 0 | 5
1979-06-05 | 11.6 | 13 | 19 | 7 | 4 | 15 |  | 11.6 | 0 | 2
1979-06-06 | 19 | 19 | 30 | 11 | 22 | 13 |  | 19 | 0 | 0
1979-06-07 | 28.4 | 31 | 31 | 30 | 26 | 24 |  | 28.4 | 0 | 0
1979-06-08 | 9.8 | 15 | 15 | 6 | 0 | 13 |  | 9.8 | 0 | 2
1979-06-09 | 3.2 | 0 | 6 | 6 | 4 | 0 |  | 3.2 | 0 | 5
1979-06-10 | 20 | 26 | 22 | 24 | 17 | 11 |  | 20 | 0 | 0
1979-06-11 | 12 | 7 | 15 | 19 | 15 | 4 |  | 12 | 0 | 2
1979-06-12 | 6.4 | 4 | 6 | 7 | 11 | 4 |  | 6.4 | 0 | 4
1979-06-13 | 22.2 | 20 | 28 | 15 | 15 | 33 |  | 22.2 | 0 | 0
1979-06-14 | 20.8 | 37 | 24 | 24 | 15 | 4 |  | 20.8 | 0 | 1
1979-06-15 | 3.2 | 0 | 6 | 0 | 6 | 4 |  | 3.2 | 0 | 5
1979-06-16 | 5.2 | 6 | 6 | 7 | 0 | 7 |  | 5.2 | 0 | 5
1979-06-17 | 7 | 7 | 6 | 0 | 9 | 13 |  | 7 | 0 | 3
1979-06-18 | 3.8 | 4 | 0 | 4 | 7 | 4 |  | 3.8 | 0 | 5
1979-06-19 | 12.8 | 0 | 7 | 13 | 22 | 22 |  | 12.8 | 0 | 2
1979-06-20 | 18.6 | 22 | 19 | 15 | 15 | 22 |  | 18.6 | 0 | 0
1979-06-21 | 7.6 | 11 | 7 | 9 | 0 | 11 |  | 7.6 | 0 | 2
1979-06-22 | 8 | 0 | 7 | 9 | 11 | 13 |  | 8 | 0 | 2
1979-06-23 | 8 | 13 | 0 | 7 | 9 | 11 |  | 8 | 0 | 2
1979-06-24 | 20 | 28 | 22 | 19 | 7 | 24 |  | 20 | 0 | 1
1979-06-25 | 6.6 | 9 | 0 | 7 | 11 | 6 |  | 6.6 | 0 | 3
1979-06-26 | 15.8 | 17 | 19 | 13 | 13 | 17 |  | 15.8 | 0 | 0
1979-06-27 | 2.2 | 7 | 0 | 4 | 0 | 0 |  | 2.2 | 0 | 5
1979-06-28 | 7.2 | 13 | 0 | 11 | 6 | 6 |  | 7.2 | 0 | 3
1979-06-29 | 7 | 7 | 6 | 9 | 7 | 6 |  | 7 | 0 | 4
1979-06-30 | 13.4 | 9 | 19 | 15 | 13 | 11 |  | 13.4 | 0 | 0
1979-07-01 | 21.8 | 15 | 41 | 30 | 19 | 4 |  | 21.8 | 0 | 1
1979-07-02 | 17.6 | 15 | 28 | 11 | 19 | 15 |  | 17.6 | 0 | 0
1979-07-03 | 6.2 | 7 | 9 | 0 | 6 | 9 |  | 6.2 | 0 | 3
1979-07-04 | 9.8 | 15 | 9 | 7 | 9 | 9 |  | 9.8 | 0 | 1
1979-07-05 | 15 | 11 | 15 | 13 | 19 | 17 |  | 15 | 0 | 0
1979-07-06 | 10.8 | 7 | 13 | 0 | 19 | 15 |  | 10.8 | 0 | 2
1979-07-07 | 10.4 | 15 | 13 | 6 | 9 | 9 |  | 10.4 | 0 | 1
1979-07-08 | 6.8 | 13 | 6 | 0 | 4 | 11 |  | 6.8 | 0 | 3
1979-07-09 | 11.6 | 15 | 17 | 11 | 9 | 6 |  | 11.6 | 0 | 1
1979-07-10 | 6.4 | 7 | 7 | 6 | 6 | 6 |  | 6.4 | 0 | 5
1979-07-11 | 18.8 | 24 | 24 | 15 | 22 | 9 |  | 18.8 | 0 | 0
1979-07-12 | 6 | 7 | 9 | 0 | 7 | 7 |  | 6 | 0 | 4
1979-07-13 | 4.8 | 9 | 2 | 7 | 6 | 0 |  | 4.8 | 0 | 4
1979-07-14 | 13.2 | 17 | 7 | 7 | 13 | 22 |  | 13.2 | 0 | 2
1979-07-15 | 6.8 | 7 | 9 | 6 | 6 | 6 |  | 6.8 | 0 | 4
1979-07-16 | 12.6 | 13 | 13 | 15 | 13 | 9 |  | 12.6 | 0 | 0
1979-07-17 | 3.4 | 4 | 7 | 6 | 0 | 0 |  | 3.4 | 0 | 5
1979-07-18 | 5.8 | 9 | 11 | 0 | 9 | 0 |  | 5.8 | 0 | 2
1979-07-19 | 12.2 | 28 | 22 | 4 | 7 | 0 |  | 12.2 | 0 | 3
1979-07-20 | 3 | 0 | 0 | 6 | 0 | 9 |  | 3 | 0 | 4
1979-07-21 | 7.2 | 13 | 0 | 9 | 7 | 7 |  | 7.2 | 0 | 3
1979-07-22 | 21 | 30 | 30 | 19 | 11 | 15 |  | 21 | 0 | 0
1979-07-23 | 21.2 | 30 | 19 | 19 | 19 | 19 |  | 21.2 | 0 | 0
1979-07-24 | 7.6 | 7 | 9 | 9 | 6 | 7 |  | 7.6 | 0 | 3
1979-07-25 | 9.2 | 13 | 11 | 7 | 15 | 0 |  | 9.2 | 0 | 2
1979-07-26 | 7.8 | 13 | 7 | 6 | 4 | 9 |  | 7.8 | 0 | 3
1979-07-27 | 4.8 | 11 | 0 | 4 | 9 | 0 |  | 4.8 | 0 | 3
1979-07-28 | 1.2 | 0 | 6 | 0 | 0 | 0 |  | 1.2 | 0 | 5
1979-07-29 | 20.8 | 22 | 26 | 22 | 19 | 15 |  | 20.8 | 0 | 0
1979-07-30 | 5.4 | 7 | 4 | 0 | 7 | 9 |  | 5.4 | 0 | 4
1979-07-31 | 8 | 9 | 11 | 7 | 4 | 9 |  | 8 | 0 | 2
1979-08-01 | 5.2 | 13 | 6 | 0 | 0 | 7 |  | 5.2 | 0 | 4
1979-08-02 | 3.2 | 9 | 7 | 0 | 0 | 0 |  | 3.2 | 0 | 4
1979-08-03 | 4.4 | 11 | 4 | 7 | 0 | 0 |  | 4.4 | 0 | 4
1979-08-04 | 12.6 | 13 | 11 | 15 | 11 | 13 |  | 12.6 | 0 | 0
1979-08-05 | 6.6 | 6 | 6 | 7 | 7 | 7 |  | 6.6 | 0 | 5
1979-08-06 | 1.6 | 4 | 0 | 0 | 4 | 0 |  | 1.6 | 0 | 5
1979-08-07 | 6.2 | 4 | 9 | 7 | 7 | 4 |  | 6.2 | 0 | 4
1979-08-08 | 12.8 | 6 | 9 | 19 | 11 | 19 |  | 12.8 | 0 | 1
1979-08-09 | 1.6 | 4 | 4 | 0 | 0 | 0 |  | 1.6 | 0 | 5
1979-08-10 | 7.2 | 11 | 7 | 6 | 6 | 6 |  | 7.2 | 0 | 4
1979-08-11 | 4.6 | 7 | 7 | 9 | 0 | 0 |  | 4.6 | 0 | 4
1979-08-12 | 11.4 | 13 | 13 | 11 | 13 | 7 |  | 11.4 | 0 | 1
1979-08-13 | 11.8 | 7 | 7 | 19 | 15 | 11 |  | 11.8 | 0 | 2
1979-08-14 | 11 | 13 | 9 | 7 | 22 | 4 |  | 11 | 0 | 2
1979-08-15 | 7.2 | 15 | 7 | 7 | 0 | 7 |  | 7.2 | 0 | 4
1979-08-16 | 4.6 | 0 | 11 | 4 | 4 | 4 |  | 4.6 | 0 | 4
1979-08-17 | 5 | 7 | 0 | 6 | 6 | 6 |  | 5 | 0 | 5
1979-08-18 | 9.6 | 13 | 0 | 7 | 15 | 13 |  | 9.6 | 0 | 2
1979-08-19 | 18.6 | 20 | 19 | 28 | 15 | 11 |  | 18.6 | 0 | 0
1979-08-20 | 2.4 | 0 | 0 | 2 | 4 | 6 |  | 2.4 | 0 | 5
1979-08-21 | 6 | 15 | 11 | 0 | 2 | 2 |  | 6 | 0 | 3
1979-08-22 | 7.4 | 20 | 13 | 4 | 0 | 0 |  | 7.4 | 0 | 3
1979-08-23 | 3.2 | 9 | 0 | 7 | 0 | 0 |  | 3.2 | 0 | 4
1979-08-24 | 31.2 | 30 | 30 | 37 | 33 | 26 |  | 31.2 | 0 | 0
1979-08-25 | 15.8 | 19 | 19 | 11 | 15 | 15 |  | 15.8 | 0 | 0
1979-08-26 | 5.4 | 2 | 11 | 6 | 2 | 6 |  | 5.4 | 0 | 4
1979-08-27 | 3.6 | 6 | 6 | 0 | 6 | 0 |  | 3.6 | 0 | 5
1979-08-28 | 10.6 | 11 | 9 | 11 | 11 | 11 |  | 10.6 | 0 | 0
1979-08-29 | 12.2 | 19 | 13 | 11 | 7 | 11 |  | 12.2 | 0 | 1
1979-08-30 | 5 | 6 | 9 | 4 | 2 | 4 |  | 5 | 0 | 4
1979-08-31 | 13 | 0 | 17 | 15 | 20 | 13 |  | 13 | 0 | 1
1979-09-01 | 6.8 | 15 | 6 | 4 | 9 | 0 |  | 6.8 | 0 | 3
1979-09-02 | 2.4 | 0 | 0 | 6 | 0 | 6 |  | 2.4 | 0 | 5
1979-09-03 | 8.4 | 7 | 13 | 9 | 4 | 9 |  | 8.4 | 0 | 2
1979-09-04 | 28.6 | 33 | 33 | 22 | 31 | 24 |  | 28.6 | 0 | 0
1979-09-05 | 8.8 | 13 | 9 | 9 | 7 | 6 |  | 8.8 | 0 | 2
1979-09-06 | 7.8 | 17 | 13 | 9 | 0 | 0 |  | 7.8 | 0 | 2
1979-09-07 | 21.6 | 30 | 30 | 30 | 7 | 11 |  | 21.6 | 0 | 1
1979-09-08 | 7.6 | 7 | 7 | 11 | 7 | 6 |  | 7.6 | 0 | 4
1979-09-09 | 13.4 | 15 | 15 | 7 | 11 | 19 |  | 13.4 | 0 | 1
1979-09-10 | 7.8 | 11 | 13 | 0 | 6 | 9 |  | 7.8 | 0 | 2
1979-09-11 | 13.4 | 19 | 19 | 11 | 9 | 9 |  | 13.4 | 0 | 0
1979-09-12 | 3.2 | 9 | 0 | 0 | 7 | 0 |  | 3.2 | 0 | 4
1979-09-13 | 1.6 | 0 | 0 | 0 | 4 | 4 |  | 1.6 | 0 | 5
1979-09-14 | 7.4 | 9 | 15 | 7 | 6 | 0 |  | 7.4 | 0 | 3
1979-09-15 | 25.4 | 7 | 31 | 28 | 33 | 28 |  | 25.4 | 0 | 1
1979-09-16 | 17.2 | 11 | 15 | 28 | 19 | 13 |  | 17.2 | 0 | 0
1979-09-17 | 9 | 13 | 11 | 4 | 6 | 11 |  | 9 | 0 | 2
1979-09-18 | 8.6 | 11 | 15 | 6 | 9 | 2 |  | 8.6 | 0 | 2
1979-09-19 | 18.2 | 30 | 28 | 15 | 9 | 9 |  | 18.2 | 0 | 0
1979-09-20 | 10.6 | 15 | 7 | 11 | 9 | 11 |  | 10.6 | 0 | 1
1979-09-21 | 0.8 | 0 | 0 | 4 | 0 | 0 |  | 0.8 | 0 | 5
1979-09-22 | 4.2 | 4 | 4 | 4 | 9 | 0 |  | 4.2 | 0 | 4
1979-09-23 | 18 | 22 | 19 | 19 | 19 | 11 |  | 18 | 0 | 0
1979-09-24 | 3.8 | 11 | 4 | 0 | 4 | 0 |  | 3.8 | 0 | 4
1979-09-25 | 3.6 | 0 | 4 | 7 | 7 | 0 |  | 3.6 | 0 | 5
1979-09-26 | 17.2 | 7 | 17 | 17 | 19 | 26 |  | 17.2 | 0 | 1
1979-09-27 | 27.4 | 22 | 26 | 33 | 30 | 26 |  | 27.4 | 0 | 0
1979-09-28 | 16.6 | 9 | 7 | 26 | 22 | 19 |  | 16.6 | 0 | 1
1979-09-29 | 10 | 17 | 13 | 6 | 7 | 7 |  | 10 | 0 | 3
1979-09-30 | 12.6 | 9 | 13 | 7 | 17 | 17 |  | 12.6 | 0 | 1
1980-05-01 | 3.6 | 7 | 7 | 0 | 0 | 4 |  | 3.6 | 0 | 5
1980-05-02 | 13.4 | 19 | 19 | 11 | 7 | 11 |  | 13.4 | 0 | 1
1980-05-03 | 40.6 | 48 | 44 | 41 | 37 | 33 |  | 40.6 | 0 | 0
1980-05-04 | 8.8 | 19 | 0 | 7 | 11 | 7 |  | 8.8 | 0 | 3
1980-05-05 | 20.2 | 20 | 24 | 19 | 19 | 19 |  | 20.2 | 0 | 0
1980-05-06 | 16.4 | 13 | 20 | 19 | 15 | 15 |  | 16.4 | 0 | 0
1980-05-07 | 16.6 | 19 | 13 | 17 | 15 | 19 |  | 16.6 | 0 | 0
1980-05-08 | 15.4 | 19 | 19 | 17 | 15 | 7 |  | 15.4 | 0 | 1
1980-05-09 | 10.6 | 0 | 4 | 11 | 19 | 19 |  | 10.6 | 0 | 2
1980-05-10 | 2.2 | 4 | 0 | 0 | 7 | 0 |  | 2.2 | 0 | 5
1980-05-11 | 11 | 19 | 19 | 6 | 0 | 11 |  | 11 | 0 | 2
1980-05-12 | 2.6 | 0 | 0 | 0 | 6 | 7 |  | 2.6 | 0 | 5
1980-05-13 | 5.2 | 9 | 11 | 6 | 0 | 0 |  | 5.2 | 0 | 3
1980-05-14 | 5.2 | 11 | 6 | 0 | 0 | 9 |  | 5.2 | 0 | 3
1980-05-15 | 5 | 9 | 4 | 6 | 0 | 6 |  | 5 | 0 | 4
1980-05-16 | 0.8 | 0 | 4 | 0 | 0 | 0 |  | 0.8 | 0 | 5
1980-05-17 | 2.6 | 6 | 7 | 0 | 0 | 0 |  | 2.6 | 0 | 5
1980-05-18 | 19.2 | 13 | 9 | 22 | 24 | 28 |  | 19.2 | 0 | 0
1980-05-19 | 13.8 | 33 | 19 | 11 | 6 | 0 |  | 13.8 | 0 | 2
1980-05-20 | 10.2 | 17 | 4 | 15 | 4 | 11 |  | 10.2 | 0 | 2
1980-05-21 | 13.4 | 11 | 19 | 15 | 15 | 7 |  | 13.4 | 0 | 1
1980-05-22 | 5.2 | 7 | 4 | 11 | 4 | 0 |  | 5.2 | 0 | 4
1980-05-23 | 9.4 | 4 | 0 | 26 | 0 | 17 |  | 9.4 | 0 | 3
1980-05-24 | 38 | 37 | 33 | 37 | 44 | 39 |  | 38 | 0 | 0
1980-05-25 | 27.4 | 33 | 26 | 20 | 28 | 30 |  | 27.4 | 0 | 0
1980-05-26 | 50.8 | 67 | 59 | 52 | 39 | 37 |  | 50.8 | 0 | 0
1980-05-27 | 26 | 28 | 28 | 22 | 26 | 26 |  | 26 | 0 | 0
1980-05-28 | 6 | 19 | 7 | 4 | 0 | 0 |  | 6 | 0 | 4
1980-05-29 | 13.4 | 7 | 17 | 9 | 17 | 17 |  | 13.4 | 0 | 1
1980-05-30 | 10.4 | 7 | 4 | 7 | 15 | 19 |  | 10.4 | 0 | 3
1980-05-31 | 7.2 | 7 | 0 | 11 | 11 | 7 |  | 7.2 | 0 | 3
1980-06-01 | 14.2 | 30 | 15 | 4 | 7 | 15 |  | 14.2 | 0 | 2
1980-06-02 | 15.8 | 11 | 15 | 15 | 19 | 19 |  | 15.8 | 0 | 0
1980-06-03 | 8.2 | 15 | 7 | 15 | 4 | 0 |  | 8.2 | 0 | 3
1980-06-04 | 0 | 0 | 0 | 0 | 0 | 0 |  | 0 | 0 | 5
1980-06-05 | 34.2 | 31 | 39 | 37 | 31 | 33 |  | 34.2 | 0 | 0
1980-06-06 | 13.8 | 9 | 13 | 17 | 11 | 19 |  | 13.8 | 0 | 0
1980-06-07 | 5.8 | 11 | 7 | 7 | 4 | 0 |  | 5.8 | 0 | 4
1980-06-08 | 9.2 | 13 | 7 | 13 | 9 | 4 |  | 9.2 | 0 | 2
1980-06-09 | 2.2 | 7 | 4 | 0 | 0 | 0 |  | 2.2 | 0 | 5
1980-06-10 | 11 | 15 | 15 | 11 | 7 | 7 |  | 11 | 0 | 2
1980-06-11 | 21.8 | 19 | 24 | 22 | 20 | 24 |  | 21.8 | 0 | 0
1980-06-12 | 12 | 19 | 15 | 11 | 6 | 9 |  | 12 | 0 | 1
1980-06-13 | 6 | 7 | 6 | 7 | 6 | 4 |  | 6 | 0 | 5
1980-06-14 | 5.6 | 4 | 11 | 2 | 7 | 4 |  | 5.6 | 0 | 4
1980-06-15 | 4.4 | 2 | 4 | 7 | 7 | 2 |  | 4.4 | 0 | 5
1980-06-16 | 8.8 | 13 | 11 | 7 | 9 | 4 |  | 8.8 | 0 | 2
1980-06-17 | 7.8 | 6 | 7 | 9 | 6 | 11 |  | 7.8 | 0 | 3
1980-06-18 | 11.8 | 11 | 11 | 15 | 11 | 11 |  | 11.8 | 0 | 0
1980-06-19 | 16.4 | 7 | 22 | 19 | 19 | 15 |  | 16.4 | 0 | 1
1980-06-20 | 1.4 | 7 | 0 | 0 | 0 | 0 |  | 1.4 | 0 | 5
1980-06-21 | 11 | 11 | 7 | 11 | 11 | 15 |  | 11 | 0 | 1
1980-06-22 | 9.8 | 6 | 4 | 13 | 11 | 15 |  | 9.8 | 0 | 2
1980-06-23 | 9.2 | 15 | 9 | 11 | 4 | 7 |  | 9.2 | 0 | 2
1980-06-24 | 2.8 | 0 | 7 | 7 | 0 | 0 |  | 2.8 | 0 | 5
1980-06-25 | 13.8 | 15 | 15 | 19 | 11 | 9 |  | 13.8 | 0 | 0
1980-06-26 | 11.6 | 19 | 13 | 15 | 7 | 4 |  | 11.6 | 0 | 2
1980-06-27 | 17 | 11 | 0 | 37 | 30 | 7 |  | 17 | 0 | 2
1980-06-28 | 16.6 | 15 | 19 | 11 | 19 | 19 |  | 16.6 | 0 | 0
1980-06-29 | 7.8 | 0 | 0 | 9 | 11 | 19 |  | 7.8 | 0 | 2
1980-06-30 | 13.2 | 15 | 26 | 7 | 9 | 9 |  | 13.2 | 0 | 1
1980-07-01 | 6.6 | 9 | 4 | 7 | 7 | 6 |  | 6.6 | 0 | 4
1980-07-02 | 3.4 | 2 | 0 | 6 | 7 | 2 |  | 3.4 | 0 | 5
1980-07-03 | 13.8 | 11 | 7 | 17 | 15 | 19 |  | 13.8 | 0 | 1
1980-07-04 | 7 | 13 | 7 | 4 | 2 | 9 |  | 7 | 0 | 3
1980-07-05 | 16.8 | 26 | 19 | 11 | 9 | 19 |  | 16.8 | 0 | 0
1980-07-06 | 12 | 7 | 7 | 11 | 15 | 20 |  | 12 | 0 | 2
1980-07-07 | 9.4 | 7 | 11 | 7 | 11 | 11 |  | 9.4 | 0 | 2
1980-07-08 | 4.2 | 4 | 7 | 6 | 4 | 0 |  | 4.2 | 0 | 5
1980-07-09 | 8.6 | 4 | 9 | 0 | 11 | 19 |  | 8.6 | 0 | 2
1980-07-10 | 13 | 22 | 19 | 9 | 9 | 6 |  | 13 | 0 | 1
1980-07-11 | 16.2 | 22 | 22 | 20 | 11 | 6 |  | 16.2 | 0 | 1
1980-07-12 | 10.2 | 11 | 9 | 11 | 11 | 9 |  | 10.2 | 0 | 0
1980-07-13 | 4.2 | 9 | 2 | 2 | 2 | 6 |  | 4.2 | 0 | 4
1980-07-14 | 5.4 | 7 | 7 | 4 | 7 | 2 |  | 5.4 | 0 | 5
1980-07-15 | 10.8 | 22 | 15 | 4 | 6 | 7 |  | 10.8 | 0 | 3
1980-07-16 | 6.2 | 0 | 0 | 9 | 11 | 11 |  | 6.2 | 0 | 2
1980-07-17 | 2.4 | 0 | 4 | 4 | 4 | 0 |  | 2.4 | 0 | 5
1980-07-18 | 8 | 9 | 9 | 9 | 7 | 6 |  | 8 | 0 | 2
1980-07-19 | 20 | 11 | 13 | 9 | 37 | 30 |  | 20 | 0 | 0
1980-07-20 | 6.2 | 11 | 7 | 7 | 6 | 0 |  | 6.2 | 0 | 4
1980-07-21 | 5.6 | 4 | 11 | 0 | 4 | 9 |  | 5.6 | 0 | 3
1980-07-22 | 2 | 2 | 0 | 6 | 0 | 2 |  | 2 | 0 | 5
1980-07-23 | 14.8 | 22 | 11 | 2 | 22 | 17 |  | 14.8 | 0 | 1
1980-07-24 | 11.6 | 19 | 19 | 11 | 7 | 2 |  | 11.6 | 0 | 2
1980-07-25 | 20.8 | 17 | 26 | 17 | 22 | 22 |  | 20.8 | 0 | 0
1980-07-26 | 5.4 | 7 | 0 | 9 | 4 | 7 |  | 5.4 | 0 | 4
1980-07-27 | 14.8 | 0 | 26 | 37 | 4 | 7 |  | 14.8 | 0 | 3
1980-07-28 | 14.2 | 9 | 13 | 19 | 13 | 17 |  | 14.2 | 0 | 0
1980-07-29 | 28.2 | 33 | 30 | 30 | 22 | 26 |  | 28.2 | 0 | 0
1980-07-30 | 7.4 | 15 | 9 | 2 | 9 | 2 |  | 7.4 | 0 | 2
1980-07-31 | 5.6 | 4 | 9 | 4 | 4 | 7 |  | 5.6 | 0 | 4
1980-08-01 | 7.8 | 19 | 13 | 7 | 0 | 0 |  | 7.8 | 0 | 3
1980-08-02 | 12 | 0 | 11 | 15 | 19 | 15 |  | 12 | 0 | 1
1980-08-03 | 35.8 | 41 | 37 | 24 | 44 | 33 |  | 35.8 | 0 | 0
1980-08-04 | 27.6 | 30 | 26 | 30 | 26 | 26 |  | 27.6 | 0 | 0
1980-08-05 | 8 | 7 | 0 | 11 | 11 | 11 |  | 8 | 0 | 2
1980-08-06 | 14.2 | 15 | 11 | 11 | 15 | 19 |  | 14.2 | 0 | 0
1980-08-07 | 16.6 | 15 | 19 | 19 | 15 | 15 |  | 16.6 | 0 | 0
1980-08-08 | 4.8 | 6 | 0 | 7 | 7 | 4 |  | 4.8 | 0 | 5
1980-08-09 | 3.2 | 6 | 0 | 6 | 4 | 0 |  | 3.2 | 0 | 5
1980-08-10 | 5.6 | 0 | 4 | 4 | 11 | 9 |  | 5.6 | 0 | 3
1980-08-11 | 8.4 | 4 | 11 | 7 | 13 | 7 |  | 8.4 | 0 | 3
1980-08-12 | 11 | 11 | 15 | 15 | 7 | 7 |  | 11 | 0 | 2
1980-08-13 | 0 | 0 | 0 | 0 | 0 | 0 |  | 0 | 0 | 5
1980-08-14 | 7.4 | 11 | 7 | 6 | 6 | 7 |  | 7.4 | 0 | 4
1980-08-15 | 5.2 | 2 | 7 | 9 | 4 | 4 |  | 5.2 | 0 | 4
1980-08-16 | 4.8 | 11 | 7 | 4 | 2 | 0 |  | 4.8 | 0 | 4
1980-08-17 | 7.6 | 4 | 4 | 9 | 6 | 15 |  | 7.6 | 0 | 3
1980-08-18 | 26 | 26 | 24 | 28 | 19 | 33 |  | 26 | 0 | 0
1980-08-19 | 5 | 6 | 4 | 4 | 7 | 4 |  | 5 | 0 | 5
1980-08-20 | 32.6 | 37 | 33 | 37 | 28 | 28 |  | 32.6 | 0 | 0
1980-08-21 | 9.6 | 17 | 11 | 0 | 11 | 9 |  | 9.6 | 0 | 1
1980-08-22 | 0 | 0 | 0 | 0 | 0 | 0 |  | 0 | 0 | 5
1980-08-23 | 11.8 | 7 | 11 | 15 | 7 | 19 |  | 11.8 | 0 | 2
1980-08-24 | 15 | 0 | 15 | 4 | 15 | 41 |  | 15 | 0 | 2
1980-08-25 | 6.6 | 11 | 15 | 0 | 0 | 7 |  | 6.6 | 0 | 3
1980-08-26 | 11.8 | 15 | 11 | 15 | 7 | 11 |  | 11.8 | 0 | 1
1980-08-27 | 9.6 | 9 | 6 | 7 | 11 | 15 |  | 9.6 | 0 | 2
1980-08-28 | 10.2 | 13 | 7 | 7 | 7 | 17 |  | 10.2 | 0 | 3
1980-08-29 | 8.2 | 13 | 7 | 6 | 11 | 4 |  | 8.2 | 0 | 3
1980-08-30 | 3 | 9 | 0 | 0 | 0 | 6 |  | 3 | 0 | 4
1980-08-31 | 5.2 | 4 | 0 | 4 | 9 | 9 |  | 5.2 | 0 | 3
1980-09-01 | 0 | 0 | 0 | 0 | 0 | 0 |  | 0 | 0 | 5
1980-09-02 | 25.4 | 22 | 33 | 26 | 26 | 20 |  | 25.4 | 0 | 0
1980-09-03 | 25.6 | 19 | 28 | 22 | 28 | 31 |  | 25.6 | 0 | 0
1980-09-04 | 7.8 | 9 | 11 | 6 | 7 | 6 |  | 7.8 | 0 | 3
1980-09-05 | 7 | 11 | 7 | 4 | 4 | 9 |  | 7 | 0 | 3
1980-09-06 | 5 | 4 | 6 | 7 | 6 | 2 |  | 5 | 0 | 5
1980-09-07 | 10 | 6 | 9 | 11 | 13 | 11 |  | 10 | 0 | 1
1980-09-08 | 3.6 | 9 | 7 | 0 | 2 | 0 |  | 3.6 | 0 | 4
1980-09-09 | 3 | 4 | 0 | 0 | 4 | 7 |  | 3 | 0 | 5
1980-09-10 | 15.4 | 22 | 19 | 20 | 7 | 9 |  | 15.4 | 0 | 1
1980-09-11 | 1.2 | 0 | 0 | 0 | 6 | 0 |  | 1.2 | 0 | 5
1980-09-12 | 10.6 | 9 | 11 | 13 | 9 | 11 |  | 10.6 | 0 | 0
1980-09-13 | 11.4 | 11 | 13 | 9 | 11 | 13 |  | 11.4 | 0 | 0
1980-09-14 | 11.6 | 15 | 19 | 15 | 9 | 0 |  | 11.6 | 0 | 1
1980-09-15 | 41.8 | 43 | 39 | 46 | 48 | 33 |  | 41.8 | 0 | 0
1980-09-16 | 9 | 11 | 6 | 9 | 13 | 6 |  | 9 | 0 | 2
1980-09-17 | 23.2 | 6 | 15 | 28 | 30 | 37 |  | 23.2 | 0 | 1
1980-09-18 | 19 | 15 | 19 | 22 | 20 | 19 |  | 19 | 0 | 0
1980-09-19 | 7.6 | 17 | 9 | 4 | 4 | 4 |  | 7.6 | 0 | 3
1980-09-20 | 15.8 | 7 | 7 | 15 | 19 | 31 |  | 15.8 | 0 | 2
1980-09-21 | 4.8 | 11 | 0 | 7 | 6 | 0 |  | 4.8 | 0 | 4
1980-09-22 | 11 | 11 | 13 | 11 | 9 | 11 |  | 11 | 0 | 0
1980-09-23 | 15 | 30 | 24 | 6 | 9 | 6 |  | 15 | 0 | 2
1980-09-24 | 17.8 | 13 | 20 | 26 | 19 | 11 |  | 17.8 | 0 | 0
1980-09-25 | 9.4 | 15 | 11 | 7 | 7 | 7 |  | 9.4 | 0 | 3
1980-09-26 | 14.6 | 19 | 22 | 15 | 0 | 17 |  | 14.6 | 0 | 1
1980-09-27 | 1.4 | 0 | 7 | 0 | 0 | 0 |  | 1.4 | 0 | 5
1980-09-28 | 5.4 | 4 | 4 | 4 | 4 | 11 |  | 5.4 | 0 | 4
1980-09-29 | 8.4 | 7 | 7 | 0 | 6 | 22 |  | 8.4 | 0 | 4
1980-09-30 | 14.6 | 15 | 13 | 17 | 13 | 15 |  | 14.6 | 0 | 0
1981-05-01 | 22.8 | 22 | 28 | 26 | 19 | 19 |  | 22.8 | 0 | 0
1981-05-02 | 21.2 | 37 | 28 | 17 | 9 | 15 |  | 21.2 | 0 | 0
1981-05-03 | 8.2 | 9 | 9 | 15 | 6 | 2 |  | 8.2 | 0 | 2
1981-05-04 | 7.2 | 7 | 7 | 0 | 7 | 15 |  | 7.2 | 0 | 4
1981-05-05 | 34.2 | 30 | 22 | 37 | 41 | 41 |  | 34.2 | 0 | 0
1981-05-06 | 35.6 | 24 | 28 | 43 | 46 | 37 |  | 35.6 | 0 | 0
1981-05-07 | 28.6 | 26 | 28 | 31 | 28 | 30 |  | 28.6 | 0 | 0
1981-05-08 | 26.6 | 30 | 22 | 28 | 33 | 20 |  | 26.6 | 0 | 0
1981-05-09 | 11.8 | 11 | 9 | 13 | 15 | 11 |  | 11.8 | 0 | 0
1981-05-10 | 15 | 19 | 19 | 15 | 11 | 11 |  | 15 | 0 | 0
1981-05-11 | 7.8 | 7 | 4 | 6 | 11 | 11 |  | 7.8 | 0 | 3
1981-05-12 | 1.4 | 0 | 0 | 0 | 7 | 0 |  | 1.4 | 0 | 5
1981-05-13 | 5.8 | 11 | 7 | 7 | 0 | 4 |  | 5.8 | 0 | 4
1981-05-14 | 6.4 | 7 | 11 | 0 | 7 | 7 |  | 6.4 | 0 | 4
1981-05-15 | 18.2 | 30 | 20 | 11 | 15 | 15 |  | 18.2 | 0 | 0
1981-05-16 | 23 | 24 | 26 | 26 | 17 | 22 |  | 23 | 0 | 0
1981-05-17 | 10.2 | 7 | 9 | 13 | 9 | 13 |  | 10.2 | 0 | 1
1981-05-18 | 8.4 | 20 | 7 | 7 | 6 | 2 |  | 8.4 | 0 | 4
1981-05-19 | 4.2 | 6 | 4 | 7 | 2 | 2 |  | 4.2 | 0 | 5
1981-05-20 | 14.2 | 17 | 17 | 13 | 9 | 15 |  | 14.2 | 0 | 0
1981-05-21 | 23.4 | 24 | 19 | 22 | 22 | 30 |  | 23.4 | 0 | 0
1981-05-22 | 16.4 | 11 | 11 | 19 | 15 | 26 |  | 16.4 | 0 | 0
1981-05-23 | 11 | 7 | 11 | 11 | 13 | 13 |  | 11 | 0 | 1
1981-05-24 | 13.8 | 17 | 13 | 13 | 17 | 9 |  | 13.8 | 0 | 0
1981-05-25 | 7.8 | 11 | 0 | 9 | 15 | 4 |  | 7.8 | 0 | 2
1981-05-26 | 6 | 9 | 4 | 2 | 4 | 11 |  | 6 | 0 | 3
1981-05-27 | 5.6 | 15 | 7 | 0 | 6 | 0 |  | 5.6 | 0 | 4
1981-05-28 | 19.6 | 19 | 15 | 19 | 26 | 19 |  | 19.6 | 0 | 0
1981-05-29 | 4.8 | 4 | 4 | 6 | 4 | 6 |  | 4.8 | 0 | 5
1981-05-30 | 7 | 7 | 9 | 4 | 11 | 4 |  | 7 | 0 | 3
1981-05-31 | 12.8 | 4 | 15 | 19 | 11 | 15 |  | 12.8 | 0 | 1
1981-06-01 | 24.6 | 31 | 30 | 26 | 19 | 17 |  | 24.6 | 0 | 0
1981-06-02 | 9.4 | 11 | 9 | 7 | 11 | 9 |  | 9.4 | 0 | 1
1981-06-03 | 26.6 | 22 | 28 | 37 | 20 | 26 |  | 26.6 | 0 | 0
1981-06-04 | 22.4 | 11 | 26 | 20 | 22 | 33 |  | 22.4 | 0 | 0
1981-06-05 | 15.4 | 24 | 19 | 19 | 0 | 15 |  | 15.4 | 0 | 1
1981-06-06 | 12.2 | 9 | 9 | 9 | 15 | 19 |  | 12.2 | 0 | 0
1981-06-07 | 12.2 | 13 | 15 | 9 | 15 | 9 |  | 12.2 | 0 | 0
1981-06-08 | 28.4 | 35 | 30 | 24 | 33 | 20 |  | 28.4 | 0 | 0
1981-06-09 | 12.2 | 9 | 11 | 19 | 11 | 11 |  | 12.2 | 0 | 0
1981-06-10 | 11 | 20 | 15 | 7 | 9 | 4 |  | 11 | 0 | 2
1981-06-11 | 7.8 | 15 | 6 | 6 | 6 | 6 |  | 7.8 | 0 | 4
1981-06-12 | 5.6 | 7 | 6 | 4 | 9 | 2 |  | 5.6 | 0 | 4
1981-06-13 | 17.6 | 13 | 7 | 20 | 24 | 24 |  | 17.6 | 0 | 1
1981-06-14 | 28.2 | 31 | 30 | 28 | 28 | 24 |  | 28.2 | 0 | 0
1981-06-15 | 5.2 | 9 | 7 | 4 | 6 | 0 |  | 5.2 | 0 | 4
1981-06-16 | 11.2 | 19 | 4 | 7 | 13 | 13 |  | 11.2 | 0 | 2
1981-06-17 | 15 | 7 | 19 | 17 | 15 | 17 |  | 15 | 0 | 1
1981-06-18 | 10 | 6 | 11 | 11 | 11 | 11 |  | 10 | 0 | 1
1981-06-19 | 21.4 | 22 | 24 | 17 | 22 | 22 |  | 21.4 | 0 | 0
1981-06-20 | 6.6 | 9 | 7 | 9 | 4 | 4 |  | 6.6 | 0 | 3
1981-06-21 | 5.8 | 6 | 4 | 4 | 11 | 4 |  | 5.8 | 0 | 4
1981-06-22 | 8 | 6 | 7 | 11 | 9 | 7 |  | 8 | 0 | 3
1981-06-23 | 16.6 | 26 | 9 | 9 | 20 | 19 |  | 16.6 | 0 | 0
1981-06-24 | 9.8 | 11 | 7 | 7 | 9 | 15 |  | 9.8 | 0 | 2
1981-06-25 | 6.6 | 11 | 9 | 9 | 0 | 4 |  | 6.6 | 0 | 2
1981-06-26 | 8.2 | 15 | 6 | 7 | 4 | 9 |  | 8.2 | 0 | 3
1981-06-27 | 15.2 | 15 | 19 | 19 | 6 | 17 |  | 15.2 | 0 | 1
1981-06-28 | 9 | 4 | 15 | 6 | 11 | 9 |  | 9 | 0 | 2
1981-06-29 | 11 | 11 | 11 | 11 | 13 | 9 |  | 11 | 0 | 0
1981-06-30 | 6.4 | 6 | 9 | 9 | 4 | 4 |  | 6.4 | 0 | 3
1981-07-01 | 16.4 | 19 | 17 | 9 | 20 | 17 |  | 16.4 | 0 | 0
1981-07-02 | 6.6 | 7 | 7 | 9 | 6 | 4 |  | 6.6 | 0 | 4
1981-07-03 | 13.2 | 15 | 19 | 7 | 6 | 19 |  | 13.2 | 0 | 2
1981-07-04 | 16.6 | 19 | 9 | 15 | 20 | 20 |  | 16.6 | 0 | 0
1981-07-05 | 16 | 17 | 7 | 17 | 22 | 17 |  | 16 | 0 | 1
1981-07-06 | 23.6 | 19 | 28 | 26 | 28 | 17 |  | 23.6 | 0 | 0
1981-07-07 | 24.6 | 15 | 24 | 30 | 28 | 26 |  | 24.6 | 0 | 0
1981-07-08 | 21.4 | 24 | 30 | 31 | 9 | 13 |  | 21.4 | 0 | 0
1981-07-09 | 14.2 | 24 | 15 | 13 | 6 | 13 |  | 14.2 | 0 | 1
1981-07-10 | 16.2 | 19 | 15 | 15 | 13 | 19 |  | 16.2 | 0 | 0
1981-07-11 | 9.2 | 7 | 13 | 6 | 7 | 13 |  | 9.2 | 0 | 3
1981-07-12 | 3.6 | 0 | 0 | 6 | 6 | 6 |  | 3.6 | 0 | 5
1981-07-13 | 19.6 | 31 | 30 | 17 | 13 | 7 |  | 19.6 | 0 | 1
1981-07-14 | 22 | 15 | 19 | 22 | 30 | 24 |  | 22 | 0 | 0
1981-07-15 | 29.6 | 22 | 37 | 33 | 26 | 30 |  | 29.6 | 0 | 0
1981-07-16 | 13 | 11 | 17 | 11 | 13 | 13 |  | 13 | 0 | 0
1981-07-17 | 5.8 | 7 | 6 | 4 | 6 | 6 |  | 5.8 | 0 | 5
1981-07-18 | 6.4 | 6 | 6 | 7 | 9 | 4 |  | 6.4 | 0 | 4
1981-07-19 | 5.6 | 9 | 4 | 4 | 4 | 7 |  | 5.6 | 0 | 4
1981-07-20 | 6 | 7 | 0 | 7 | 7 | 9 |  | 6 | 0 | 4
1981-07-21 | 9.2 | 9 | 7 | 6 | 15 | 9 |  | 9.2 | 0 | 2
1981-07-22 | 15.4 | 19 | 17 | 19 | 9 | 13 |  | 15.4 | 0 | 0
1981-07-23 | 20.4 | 17 | 22 | 20 | 19 | 24 |  | 20.4 | 0 | 0
1981-07-24 | 18.2 | 13 | 26 | 17 | 20 | 15 |  | 18.2 | 0 | 0
1981-07-25 | 7.2 | 0 | 9 | 11 | 9 | 7 |  | 7.2 | 0 | 2
1981-07-26 | 7.6 | 9 | 9 | 9 | 0 | 11 |  | 7.6 | 0 | 1
1981-07-27 | 10 | 6 | 9 | 13 | 13 | 9 |  | 10 | 0 | 1
1981-07-28 | 13.4 | 11 | 4 | 13 | 20 | 19 |  | 13.4 | 0 | 1
1981-07-29 | 9.6 | 6 | 7 | 11 | 13 | 11 |  | 9.6 | 0 | 2
1981-07-30 | 10.8 | 9 | 7 | 7 | 9 | 22 |  | 10.8 | 0 | 2
1981-07-31 | 6.8 | 13 | 6 | 7 | 4 | 4 |  | 6.8 | 0 | 4
1981-08-01 | 6.8 | 7 | 0 | 7 | 9 | 11 |  | 6.8 | 0 | 3
1981-08-02 | 7.2 | 15 | 11 | 4 | 6 | 0 |  | 7.2 | 0 | 3
1981-08-03 | 15.2 | 9 | 22 | 15 | 19 | 11 |  | 15.2 | 0 | 0
1981-08-04 | 8.2 | 9 | 6 | 13 | 7 | 6 |  | 8.2 | 0 | 3
1981-08-05 | 4.8 | 6 | 4 | 6 | 4 | 4 |  | 4.8 | 0 | 5
1981-08-06 | 8.4 | 9 | 7 | 9 | 4 | 13 |  | 8.4 | 0 | 2
1981-08-07 | 7 | 7 | 7 | 6 | 6 | 9 |  | 7 | 0 | 4
1981-08-08 | 4.2 | 9 | 6 | 2 | 2 | 2 |  | 4.2 | 0 | 4
1981-08-09 | 3.2 | 4 | 2 | 4 | 2 | 4 |  | 3.2 | 0 | 5
1981-08-10 | 5.6 | 0 | 7 | 9 | 6 | 6 |  | 5.6 | 0 | 4
1981-08-11 | 5.2 | 4 | 4 | 9 | 0 | 9 |  | 5.2 | 0 | 3
1981-08-12 | 13.8 | 17 | 11 | 11 | 19 | 11 |  | 13.8 | 0 | 0
1981-08-13 | 8 | 11 | 11 | 0 | 7 | 11 |  | 8 | 0 | 2
1981-08-14 | 8 | 7 | 7 | 15 | 7 | 4 |  | 8 | 0 | 4
1981-08-15 | 7.6 | 4 | 13 | 13 | 4 | 4 |  | 7.6 | 0 | 3
1981-08-16 | 8.6 | 7 | 11 | 11 | 7 | 7 |  | 8.6 | 0 | 3
1981-08-17 | 6.8 | 7 | 7 | 7 | 6 | 7 |  | 6.8 | 0 | 5
1981-08-18 | 6.2 | 6 | 6 | 4 | 9 | 6 |  | 6.2 | 0 | 4
1981-08-19 | 7.6 | 7 | 11 | 6 | 7 | 7 |  | 7.6 | 0 | 4
1981-08-20 | 7.6 | 7 | 7 | 6 | 9 | 9 |  | 7.6 | 0 | 3
1981-08-21 | 7.8 | 9 | 11 | 7 | 6 | 6 |  | 7.8 | 0 | 3
1981-08-22 | 5.2 | 0 | 0 | 9 | 11 | 6 |  | 5.2 | 0 | 3
1981-08-23 | 5.2 | 6 | 9 | 7 | 4 | 0 |  | 5.2 | 0 | 4
1981-08-24 | 6.2 | 9 | 0 | 7 | 9 | 6 |  | 6.2 | 0 | 3
1981-08-25 | 11.4 | 11 | 11 | 9 | 13 | 13 |  | 11.4 | 0 | 0
1981-08-26 | 13.8 | 19 | 17 | 13 | 11 | 9 |  | 13.8 | 0 | 0
1981-08-27 | 19.6 | 22 | 15 | 19 | 22 | 20 |  | 19.6 | 0 | 0
1981-08-28 | 11.4 | 13 | 7 | 7 | 17 | 13 |  | 11.4 | 0 | 2
1981-08-29 | 22.6 | 17 | 22 | 26 | 22 | 26 |  | 22.6 | 0 | 0
1981-08-30 | 30.4 | 30 | 33 | 28 | 28 | 33 |  | 30.4 | 0 | 0
1981-08-31 | 11.2 | 22 | 11 | 7 | 7 | 9 |  | 11.2 | 0 | 2
1981-09-01 | 14.2 | 13 | 15 | 17 | 15 | 11 |  | 14.2 | 0 | 0
1981-09-02 | 12.2 | 22 | 11 | 9 | 13 | 6 |  | 12.2 | 0 | 1
1981-09-03 | 19.6 | 19 | 20 | 20 | 19 | 20 |  | 19.6 | 0 | 0
1981-09-04 | 7.4 | 7 | 6 | 9 | 6 | 9 |  | 7.4 | 0 | 3
1981-09-05 | 15.6 | 19 | 20 | 15 | 7 | 17 |  | 15.6 | 0 | 1
1981-09-06 | 6.2 | 6 | 4 | 2 | 13 | 6 |  | 6.2 | 0 | 4
1981-09-07 | 4.2 | 11 | 0 | 0 | 4 | 6 |  | 4.2 | 0 | 4
1981-09-08 | 8 | 7 | 7 | 9 | 11 | 6 |  | 8 | 0 | 3
1981-09-09 | 11.8 | 11 | 7 | 11 | 15 | 15 |  | 11.8 | 0 | 1
1981-09-10 | 14.8 | 19 | 20 | 13 | 15 | 7 |  | 14.8 | 0 | 1
1981-09-11 | 9.4 | 6 | 9 | 6 | 7 | 19 |  | 9.4 | 0 | 3
1981-09-12 | 21 | 11 | 13 | 17 | 33 | 31 |  | 21 | 0 | 0
1981-09-13 | 8.4 | 6 | 7 | 9 | 9 | 11 |  | 8.4 | 0 | 2
1981-09-14 | 15 | 17 | 15 | 13 | 15 | 15 |  | 15 | 0 | 0
1981-09-15 | 1.6 | 0 | 0 | 4 | 4 | 0 |  | 1.6 | 0 | 5
1981-09-16 | 11.4 | 11 | 15 | 11 | 9 | 11 |  | 11.4 | 0 | 0
1981-09-17 | 7 | 0 | 13 | 9 | 6 | 7 |  | 7 | 0 | 3
1981-09-18 | 8.6 | 7 | 9 | 7 | 9 | 11 |  | 8.6 | 0 | 2
1981-09-19 | 13.4 | 11 | 9 | 19 | 15 | 13 |  | 13.4 | 0 | 0
1981-09-20 | 22.2 | 22 | 24 | 17 | 22 | 26 |  | 22.2 | 0 | 0
1981-09-21 | 10.6 | 11 | 6 | 9 | 7 | 20 |  | 10.6 | 0 | 2
1981-09-22 | 23 | 17 | 24 | 31 | 19 | 24 |  | 23 | 0 | 0
1981-09-23 | 5.2 | 7 | 6 | 2 | 7 | 4 |  | 5.2 | 0 | 5
1981-09-24 | 7.6 | 7 | 7 | 6 | 11 | 7 |  | 7.6 | 0 | 4
1981-09-25 | 10.4 | 15 | 7 | 15 | 4 | 11 |  | 10.4 | 0 | 2
1981-09-26 | 13.2 | 9 | 9 | 9 | 19 | 20 |  | 13.2 | 0 | 0
1981-09-27 | 17.4 | 15 | 19 | 19 | 15 | 19 |  | 17.4 | 0 | 0
1981-09-28 | 7.8 | 6 | 11 | 0 | 9 | 13 |  | 7.8 | 0 | 2
1981-09-29 | 13.8 | 17 | 19 | 11 | 7 | 15 |  | 13.8 | 0 | 1
1981-09-30 | 3.6 | 6 | 4 | 0 | 4 | 4 |  | 3.6 | 0 | 5
1982-05-01 | 4.4 | 2 | 0 | 7 | 11 | 2 |  | 4.4 | 0 | 4
1982-05-02 | 10.2 | 9 | 11 | 15 | 9 | 7 |  | 10.2 | 0 | 1
1982-05-03 | 11.2 | 19 | 24 | 0 | 6 | 7 |  | 11.2 | 0 | 3
1982-05-04 | 27.4 | 19 | 30 | 33 | 33 | 22 |  | 27.4 | 0 | 0
1982-05-05 | 34.8 | 28 | 26 | 37 | 50 | 33 |  | 34.8 | 0 | 0
1982-05-06 | 20.6 | 19 | 22 | 15 | 28 | 19 |  | 20.6 | 0 | 0
1982-05-07 | 11 | 0 | 6 | 15 | 19 | 15 |  | 11 | 0 | 2
1982-05-08 | 13 | 11 | 11 | 7 | 17 | 19 |  | 13 | 0 | 1
1982-05-09 | 5.4 | 9 | 7 | 7 | 0 | 4 |  | 5.4 | 0 | 4
1982-05-10 | 3 | 4 | 0 | 4 | 7 | 0 |  | 3 | 0 | 5
1982-05-11 | 9.4 | 15 | 4 | 11 | 11 | 6 |  | 9.4 | 0 | 2
1982-05-12 | 23.4 | 19 | 22 | 22 | 28 | 26 |  | 23.4 | 0 | 0
1982-05-13 | 6.2 | 9 | 9 | 4 | 0 | 9 |  | 6.2 | 0 | 2
1982-05-14 | 14.2 | 19 | 19 | 15 | 7 | 11 |  | 14.2 | 0 | 1
1982-05-15 | 6.8 | 11 | 13 | 6 | 0 | 4 |  | 6.8 | 0 | 3
1982-05-16 | 19.2 | 17 | 20 | 22 | 20 | 17 |  | 19.2 | 0 | 0
1982-05-17 | 3 | 0 | 0 | 7 | 4 | 4 |  | 3 | 0 | 5
1982-05-18 | 15.8 | 19 | 17 | 19 | 13 | 11 |  | 15.8 | 0 | 0
1982-05-19 | 11.8 | 19 | 11 | 11 | 9 | 9 |  | 11.8 | 0 | 0
1982-05-20 | 4 | 6 | 6 | 4 | 4 | 0 |  | 4 | 0 | 5
1982-05-21 | 6 | 0 | 6 | 4 | 9 | 11 |  | 6 | 0 | 3
1982-05-22 | 0.8 | 2 | 0 | 0 | 0 | 2 |  | 0.8 | 0 | 5
1982-05-23 | 34 | 41 | 30 | 33 | 35 | 31 |  | 34 | 0 | 0
1982-05-24 | 6 | 11 | 13 | 4 | 0 | 2 |  | 6 | 0 | 3
1982-05-25 | 3.4 | 2 | 7 | 0 | 6 | 2 |  | 3.4 | 0 | 5
1982-05-26 | 13.4 | 19 | 13 | 9 | 13 | 13 |  | 13.4 | 0 | 0
1982-05-27 | 24.8 | 24 | 20 | 30 | 28 | 22 |  | 24.8 | 0 | 0
1982-05-28 | 19.4 | 15 | 19 | 19 | 22 | 22 |  | 19.4 | 0 | 0
1982-05-29 | 20.2 | 26 | 19 | 22 | 15 | 19 |  | 20.2 | 0 | 0
1982-05-30 | 0.8 | 0 | 0 | 0 | 4 | 0 |  | 0.8 | 0 | 5
1982-05-31 | 10.6 | 15 | 15 | 7 | 9 | 7 |  | 10.6 | 0 | 2
1982-06-01 | 8 | 4 | 7 | 7 | 11 | 11 |  | 8 | 0 | 3
1982-06-02 | 3 | 7 | 4 | 0 | 0 | 4 |  | 3 | 0 | 5
1982-06-03 | 20.8 | 15 | 19 | 22 | 22 | 26 |  | 20.8 | 0 | 0
1982-06-04 | 1.6 | 4 | 0 | 0 | 0 | 4 |  | 1.6 | 0 | 5
1982-06-05 | 22 | 19 | 20 | 17 | 28 | 26 |  | 22 | 0 | 0
1982-06-06 | 24.4 | 28 | 22 | 28 | 22 | 22 |  | 24.4 | 0 | 0
1982-06-07 | 11.2 | 11 | 13 | 13 | 15 | 4 |  | 11.2 | 0 | 1
1982-06-08 | 4.4 | 7 | 4 | 7 | 4 | 0 |  | 4.4 | 0 | 5
1982-06-09 | 12.4 | 20 | 19 | 11 | 6 | 6 |  | 12.4 | 0 | 2
1982-06-10 | 6.2 | 15 | 7 | 9 | 0 | 0 |  | 6.2 | 0 | 3
1982-06-11 | 4.2 | 4 | 4 | 4 | 0 | 9 |  | 4.2 | 0 | 4
1982-06-12 | 0 | 0 | 0 | 0 | 0 | 0 |  | 0 | 0 | 5
1982-06-13 | 7 | 7 | 11 | 9 | 4 | 4 |  | 7 | 0 | 3
1982-06-14 | 3.4 | 0 | 0 | 6 | 4 | 7 |  | 3.4 | 0 | 5
1982-06-15 | 14.4 | 6 | 6 | 19 | 22 | 19 |  | 14.4 | 0 | 2
1982-06-16 | 17.8 | 13 | 19 | 20 | 26 | 11 |  | 17.8 | 0 | 0
1982-06-17 | 6.6 | 6 | 13 | 7 | 0 | 7 |  | 6.6 | 0 | 4
1982-06-18 | 0.8 | 0 | 0 | 0 | 0 | 4 |  | 0.8 | 0 | 5
1982-06-19 | 3.2 | 4 | 4 | 4 | 0 | 4 |  | 3.2 | 0 | 5
1982-06-20 | 6 | 6 | 4 | 7 | 6 | 7 |  | 6 | 0 | 5
1982-06-21 | 2.6 | 13 | 0 | 0 | 0 | 0 |  | 2.6 | 0 | 4
1982-06-22 | 17 | 15 | 17 | 17 | 19 | 17 |  | 17 | 0 | 0
1982-06-23 | 9.6 | 15 | 15 | 9 | 7 | 2 |  | 9.6 | 0 | 2
1982-06-24 | 6 | 13 | 4 | 0 | 6 | 7 |  | 6 | 0 | 4
1982-06-25 | 7.6 | 11 | 7 | 7 | 4 | 9 |  | 7.6 | 0 | 3
1982-06-26 | 2.8 | 7 | 0 | 0 | 0 | 7 |  | 2.8 | 0 | 5
1982-06-27 | 7.4 | 11 | 4 | 11 | 7 | 4 |  | 7.4 | 0 | 3
1982-06-28 | 10.2 | 11 | 7 | 7 | 15 | 11 |  | 10.2 | 0 | 2
1982-06-29 | 8.6 | 11 | 7 | 7 | 7 | 11 |  | 8.6 | 0 | 3
1982-06-30 | 16.4 | 15 | 22 | 19 | 19 | 7 |  | 16.4 | 0 | 1
1982-07-01 | 5 | 0 | 11 | 4 | 6 | 4 |  | 5 | 0 | 4
1982-07-02 | 11.2 | 4 | 7 | 15 | 15 | 15 |  | 11.2 | 0 | 2
1982-07-03 | 10.4 | 20 | 19 | 0 | 7 | 6 |  | 10.4 | 0 | 3
1982-07-04 | 9.6 | 15 | 15 | 7 | 7 | 4 |  | 9.6 | 0 | 3
1982-07-05 | 26 | 22 | 22 | 30 | 28 | 28 |  | 26 | 0 | 0
1982-07-06 | 18.6 | 22 | 15 | 15 | 22 | 19 |  | 18.6 | 0 | 0
1982-07-07 | 2 | 0 | 0 | 4 | 0 | 6 |  | 2 | 0 | 5
1982-07-08 | 12.6 | 15 | 15 | 11 | 13 | 9 |  | 12.6 | 0 | 0
1982-07-09 | 7.6 | 0 | 6 | 6 | 15 | 11 |  | 7.6 | 0 | 3
1982-07-10 | 6.8 | 4 | 6 | 9 | 11 | 4 |  | 6.8 | 0 | 3
1982-07-11 | 6 | 6 | 4 | 7 | 6 | 7 |  | 6 | 0 | 5
1982-07-12 | 14.6 | 13 | 11 | 17 | 15 | 17 |  | 14.6 | 0 | 0
1982-07-13 | 6 | 4 | 11 | 4 | 4 | 7 |  | 6 | 0 | 4
1982-07-14 | 11.6 | 11 | 6 | 13 | 17 | 11 |  | 11.6 | 0 | 1
1982-07-15 | 8.8 | 6 | 15 | 17 | 0 | 6 |  | 8.8 | 0 | 3
1982-07-16 | 23.8 | 26 | 26 | 19 | 24 | 24 |  | 23.8 | 0 | 0
1982-07-17 | 1.6 | 4 | 4 | 0 | 0 | 0 |  | 1.6 | 0 | 5
1982-07-18 | 20 | 22 | 19 | 22 | 22 | 15 |  | 20 | 0 | 0
1982-07-19 | 13.8 | 22 | 22 | 9 | 7 | 9 |  | 13.8 | 0 | 1
1982-07-20 | 8.8 | 13 | 11 | 9 | 9 | 2 |  | 8.8 | 0 | 1
1982-07-21 | 13.8 | 17 | 17 | 17 | 11 | 7 |  | 13.8 | 0 | 1
1982-07-22 | 18.8 | 24 | 22 | 17 | 11 | 20 |  | 18.8 | 0 | 0
1982-07-23 | 6.2 | 4 | 6 | 0 | 19 | 2 |  | 6.2 | 0 | 4
1982-07-24 | 2.6 | 0 | 7 | 0 | 6 | 0 |  | 2.6 | 0 | 5
1982-07-25 | 16.4 | 33 | 19 | 15 | 11 | 4 |  | 16.4 | 0 | 1
1982-07-26 | 3.6 | 0 | 4 | 0 | 7 | 7 |  | 3.6 | 0 | 5
1982-07-27 | 3.4 | 0 | 0 | 4 | 6 | 7 |  | 3.4 | 0 | 5
1982-07-28 | 0 | 0 | 0 | 0 | 0 | 0 |  | 0 | 0 | 5
1982-07-29 | 2.2 | 4 | 7 | 0 | 0 | 0 |  | 2.2 | 0 | 5
1982-07-30 | 7.4 | 11 | 6 | 9 | 0 | 11 |  | 7.4 | 0 | 2
1982-07-31 | 6.8 | 11 | 0 | 6 | 13 | 4 |  | 6.8 | 0 | 3
1982-08-01 | 6.6 | 11 | 9 | 0 | 4 | 9 |  | 6.6 | 0 | 2
1982-08-02 | 17.4 | 30 | 22 | 15 | 7 | 13 |  | 17.4 | 0 | 1
1982-08-03 | 1.4 | 0 | 7 | 0 | 0 | 0 |  | 1.4 | 0 | 5
1982-08-04 | 3.8 | 13 | 6 | 0 | 0 | 0 |  | 3.8 | 0 | 4
1982-08-05 | 6.2 | 4 | 7 | 7 | 7 | 6 |  | 6.2 | 0 | 5
1982-08-06 | 3.2 | 0 | 7 | 9 | 0 | 0 |  | 3.2 | 0 | 4
1982-08-07 | 8.4 | 13 | 0 | 6 | 4 | 19 |  | 8.4 | 0 | 3
1982-08-08 | 16.4 | 22 | 15 | 15 | 19 | 11 |  | 16.4 | 0 | 0
1982-08-09 | 13.4 | 11 | 19 | 17 | 11 | 9 |  | 13.4 | 0 | 0
1982-08-10 | 20.4 | 24 | 26 | 24 | 9 | 19 |  | 20.4 | 0 | 0
1982-08-11 | 5.4 | 11 | 6 | 0 | 4 | 6 |  | 5.4 | 0 | 4
1982-08-12 | 10.6 | 15 | 11 | 13 | 7 | 7 |  | 10.6 | 0 | 2
1982-08-13 | 7.2 | 4 | 4 | 6 | 11 | 11 |  | 7.2 | 0 | 3
1982-08-14 | 13 | 15 | 13 | 7 | 15 | 15 |  | 13 | 0 | 1
1982-08-15 | 8.6 | 7 | 9 | 7 | 9 | 11 |  | 8.6 | 0 | 2
1982-08-16 | 8.2 | 19 | 11 | 9 | 2 | 0 |  | 8.2 | 0 | 2
1982-08-17 | 4.4 | 0 | 13 | 9 | 0 | 0 |  | 4.4 | 0 | 3
1982-08-18 | 13 | 17 | 15 | 15 | 11 | 7 |  | 13 | 0 | 1
1982-08-19 | 14.6 | 19 | 15 | 9 | 15 | 15 |  | 14.6 | 0 | 0
1982-08-20 | 6.6 | 2 | 7 | 11 | 11 | 2 |  | 6.6 | 0 | 3
1982-08-21 | 12.6 | 11 | 7 | 11 | 19 | 15 |  | 12.6 | 0 | 1
1982-08-22 | 15.4 | 22 | 22 | 15 | 11 | 7 |  | 15.4 | 0 | 1
1982-08-23 | 3 | 0 | 11 | 4 | 0 | 0 |  | 3 | 0 | 4
1982-08-24 | 6.2 | 7 | 4 | 7 | 6 | 7 |  | 6.2 | 0 | 5
1982-08-25 | 16.4 | 11 | 15 | 19 | 15 | 22 |  | 16.4 | 0 | 0
1982-08-26 | 22.4 | 11 | 15 | 30 | 30 | 26 |  | 22.4 | 0 | 0
1982-08-27 | 10.4 | 26 | 4 | 11 | 4 | 7 |  | 10.4 | 0 | 3
1982-08-28 | 16.2 | 20 | 24 | 11 | 6 | 20 |  | 16.2 | 0 | 1
1982-08-29 | 9.6 | 11 | 11 | 7 | 6 | 13 |  | 9.6 | 0 | 2
1982-08-30 | 20.4 | 19 | 19 | 19 | 26 | 19 |  | 20.4 | 0 | 0
1982-08-31 | 2.2 | 0 | 0 | 0 | 7 | 4 |  | 2.2 | 0 | 5
1982-09-01 | 4.2 | 0 | 0 | 7 | 7 | 7 |  | 4.2 | 0 | 5
1982-09-02 | 20.6 | 20 | 26 | 22 | 26 | 9 |  | 20.6 | 0 | 0
1982-09-03 | 2.2 | 0 | 0 | 0 | 4 | 7 |  | 2.2 | 0 | 5
1982-09-04 | 18.8 | 20 | 22 | 20 | 19 | 13 |  | 18.8 | 0 | 0
1982-09-05 | 6.4 | 4 | 0 | 6 | 11 | 11 |  | 6.4 | 0 | 3
1982-09-06 | 9 | 15 | 9 | 11 | 4 | 6 |  | 9 | 0 | 2
1982-09-07 | 7.4 | 9 | 9 | 7 | 6 | 6 |  | 7.4 | 0 | 3
1982-09-08 | 10.4 | 9 | 7 | 17 | 6 | 13 |  | 10.4 | 0 | 2
1982-09-09 | 4.6 | 0 | 0 | 7 | 7 | 9 |  | 4.6 | 0 | 4
1982-09-10 | 23.6 | 28 | 26 | 24 | 31 | 9 |  | 23.6 | 0 | 0
1982-09-11 | 9 | 6 | 6 | 11 | 11 | 11 |  | 9 | 0 | 2
1982-09-12 | 24.8 | 22 | 28 | 30 | 22 | 22 |  | 24.8 | 0 | 0
1982-09-13 | 6.6 | 7 | 7 | 6 | 7 | 6 |  | 6.6 | 0 | 5
1982-09-14 | 0 | 0 | 0 | 0 | 0 | 0 |  | 0 | 0 | 5
1982-09-15 | 7 | 15 | 6 | 7 | 7 | 0 |  | 7 | 0 | 4
1982-09-16 | 8.2 | 17 | 11 | 7 | 0 | 6 |  | 8.2 | 0 | 3
1982-09-17 | 3.4 | 7 | 4 | 6 | 0 | 0 |  | 3.4 | 0 | 5
1982-09-18 | 20.2 | 19 | 22 | 19 | 22 | 19 |  | 20.2 | 0 | 0
1982-09-19 | 2 | 6 | 0 | 0 | 4 | 0 |  | 2 | 0 | 5
1982-09-20 | 10.6 | 17 | 9 | 9 | 11 | 7 |  | 10.6 | 0 | 1
1982-09-21 | 4.4 | 9 | 7 | 4 | 0 | 2 |  | 4.4 | 0 | 4
1982-09-22 | 26.8 | 24 | 30 | 28 | 30 | 22 |  | 26.8 | 0 | 0
1982-09-23 | 3.2 | 4 | 2 | 4 | 4 | 2 |  | 3.2 | 0 | 5
1982-09-24 | 3.8 | 6 | 7 | 4 | 2 | 0 |  | 3.8 | 0 | 5
1982-09-25 | 19.6 | 0 | 26 | 28 | 22 | 22 |  | 19.6 | 0 | 1
1982-09-26 | 9.6 | 4 | 9 | 15 | 13 | 7 |  | 9.6 | 0 | 2
1982-09-27 | 8.4 | 11 | 11 | 7 | 6 | 7 |  | 8.4 | 0 | 3
1982-09-28 | 18.4 | 30 | 30 | 15 | 11 | 6 |  | 18.4 | 0 | 1
1982-09-29 | 30.4 | 30 | 26 | 33 | 33 | 30 |  | 30.4 | 0 | 0
1982-09-30 | 2.6 | 0 | 0 | 0 | 4 | 9 |  | 2.6 | 0 | 4
1983-05-01 | 3.4 | 7 | 4 | 0 | 2 | 4 |  | 3.4 | 0 | 5
1983-05-02 | 13 | 19 | 15 | 13 | 7 | 11 |  | 13 | 0 | 1
1983-05-03 | 15 | 11 | 15 | 15 | 15 | 19 |  | 15 | 0 | 0
1983-05-04 | 15.2 | 15 | 24 | 11 | 15 | 11 |  | 15.2 | 0 | 0
1983-05-05 | 6.4 | 0 | 4 | 6 | 7 | 15 |  | 6.4 | 0 | 4
1983-05-06 | 13 | 9 | 19 | 9 | 13 | 15 |  | 13 | 0 | 0
1983-05-07 | 13 | 15 | 17 | 11 | 11 | 11 |  | 13 | 0 | 0
1983-05-08 | 6.8 | 11 | 7 | 7 | 9 | 0 |  | 6.8 | 0 | 3
1983-05-09 | 34.6 | 31 | 33 | 39 | 33 | 37 |  | 34.6 | 0 | 0
1983-05-10 | 32.6 | 37 | 33 | 31 | 31 | 31 |  | 32.6 | 0 | 0
1983-05-11 | 4 | 6 | 6 | 4 | 4 | 0 |  | 4 | 0 | 5
1983-05-12 | 9.6 | 13 | 6 | 19 | 6 | 4 |  | 9.6 | 0 | 3
1983-05-13 | 21 | 13 | 22 | 24 | 26 | 20 |  | 21 | 0 | 0
1983-05-14 | 15 | 26 | 20 | 15 | 7 | 7 |  | 15 | 0 | 2
1983-05-15 | 19.6 | 20 | 19 | 22 | 20 | 17 |  | 19.6 | 0 | 0
1983-05-16 | 10.6 | 6 | 11 | 4 | 13 | 19 |  | 10.6 | 0 | 2
1983-05-17 | 12.6 | 15 | 11 | 13 | 13 | 11 |  | 12.6 | 0 | 0
1983-05-18 | 25.4 | 31 | 20 | 26 | 26 | 24 |  | 25.4 | 0 | 0
1983-05-19 | 9.2 | 11 | 11 | 11 | 7 | 6 |  | 9.2 | 0 | 2
1983-05-20 | 13.6 | 19 | 22 | 19 | 4 | 4 |  | 13.6 | 0 | 2
1983-05-21 | 16 | 15 | 13 | 15 | 15 | 22 |  | 16 | 0 | 0
1983-05-22 | 28.8 | 24 | 28 | 39 | 31 | 22 |  | 28.8 | 0 | 0
1983-05-23 | 10.6 | 17 | 11 | 7 | 9 | 9 |  | 10.6 | 0 | 1
1983-05-24 | 7 | 6 | 11 | 9 | 0 | 9 |  | 7 | 0 | 2
1983-05-25 | 10.4 | 4 | 11 | 9 | 15 | 13 |  | 10.4 | 0 | 1
1983-05-26 | 13.6 | 17 | 19 | 15 | 11 | 6 |  | 13.6 | 0 | 1
1983-05-27 | 6 | 7 | 6 | 0 | 4 | 13 |  | 6 | 0 | 4
1983-05-28 | 11.4 | 9 | 11 | 9 | 11 | 17 |  | 11.4 | 0 | 0
1983-05-29 | 9.8 | 11 | 9 | 15 | 7 | 7 |  | 9.8 | 0 | 2
1983-05-30 | 3.6 | 7 | 0 | 7 | 0 | 4 |  | 3.6 | 0 | 5
1983-05-31 | 14.8 | 22 | 19 | 15 | 7 | 11 |  | 14.8 | 0 | 1
1983-06-01 | 25.4 | 19 | 19 | 26 | 37 | 26 |  | 25.4 | 0 | 0
1983-06-02 | 7.6 | 7 | 9 | 7 | 6 | 9 |  | 7.6 | 0 | 3
1983-06-03 | 15.8 | 17 | 19 | 17 | 15 | 11 |  | 15.8 | 0 | 0
1983-06-04 | 13.4 | 15 | 13 | 13 | 15 | 11 |  | 13.4 | 0 | 0
1983-06-05 | 9.8 | 15 | 13 | 7 | 7 | 7 |  | 9.8 | 0 | 3
1983-06-06 | 4.4 | 6 | 4 | 6 | 6 | 0 |  | 4.4 | 0 | 5
1983-06-07 | 39.6 | 48 | 50 | 35 | 43 | 22 |  | 39.6 | 0 | 0
1983-06-08 | 6.2 | 13 | 7 | 4 | 0 | 7 |  | 6.2 | 0 | 4
1983-06-09 | 22.6 | 19 | 33 | 33 | 22 | 6 |  | 22.6 | 0 | 1
1983-06-10 | 17.2 | 15 | 22 | 22 | 20 | 7 |  | 17.2 | 0 | 1
1983-06-11 | 18.4 | 31 | 26 | 15 | 13 | 7 |  | 18.4 | 0 | 1
1983-06-12 | 15 | 19 | 13 | 19 | 9 | 15 |  | 15 | 0 | 0
1983-06-13 | 8.2 | 4 | 6 | 9 | 11 | 11 |  | 8.2 | 0 | 2
1983-06-14 | 14.4 | 28 | 7 | 15 | 13 | 9 |  | 14.4 | 0 | 1
1983-06-15 | 17.6 | 22 | 19 | 13 | 15 | 19 |  | 17.6 | 0 | 0
1983-06-16 | 21.8 | 22 | 24 | 20 | 19 | 24 |  | 21.8 | 0 | 0
1983-06-17 | 8.2 | 4 | 11 | 11 | 9 | 6 |  | 8.2 | 0 | 2
1983-06-18 | 13.2 | 15 | 26 | 7 | 11 | 7 |  | 13.2 | 0 | 2
1983-06-19 | 29.8 | 30 | 26 | 33 | 30 | 30 |  | 29.8 | 0 | 0
1983-06-20 | 19.6 | 15 | 30 | 19 | 15 | 19 |  | 19.6 | 0 | 0
1983-06-21 | 23.2 | 19 | 30 | 26 | 22 | 19 |  | 23.2 | 0 | 0
1983-06-22 | 4.4 | 4 | 7 | 7 | 4 | 0 |  | 4.4 | 0 | 5
1983-06-23 | 10.2 | 11 | 11 | 7 | 13 | 9 |  | 10.2 | 0 | 1
1983-06-24 | 15.4 | 19 | 19 | 15 | 9 | 15 |  | 15.4 | 0 | 0
1983-06-25 | 36.6 | 37 | 50 | 33 | 30 | 33 |  | 36.6 | 0 | 0
1983-06-26 | 15.2 | 24 | 15 | 13 | 9 | 15 |  | 15.2 | 0 | 0
1983-06-27 | 13.6 | 11 | 13 | 20 | 13 | 11 |  | 13.6 | 0 | 0
1983-06-28 | 11 | 9 | 13 | 13 | 9 | 11 |  | 11 | 0 | 0
1983-06-29 | 1.4 | 0 | 0 | 0 | 0 | 7 |  | 1.4 | 0 | 5
1983-06-30 | 8.6 | 15 | 6 | 6 | 7 | 9 |  | 8.6 | 0 | 3
1983-07-01 | 15.8 | 22 | 11 | 24 | 13 | 9 |  | 15.8 | 0 | 0
1983-07-02 | 10.6 | 19 | 9 | 9 | 9 | 7 |  | 10.6 | 0 | 1
1983-07-03 | 26 | 26 | 22 | 26 | 28 | 28 |  | 26 | 0 | 0
1983-07-04 | 9.2 | 7 | 11 | 7 | 15 | 6 |  | 9.2 | 0 | 3
1983-07-05 | 11 | 17 | 6 | 4 | 15 | 13 |  | 11 | 0 | 2
1983-07-06 | 13.8 | 19 | 17 | 13 | 13 | 7 |  | 13.8 | 0 | 1
1983-07-07 | 6.4 | 6 | 9 | 4 | 9 | 4 |  | 6.4 | 0 | 3
1983-07-08 | 6.6 | 9 | 0 | 4 | 11 | 9 |  | 6.6 | 0 | 2
1983-07-09 | 14.4 | 15 | 20 | 13 | 13 | 11 |  | 14.4 | 0 | 0
1983-07-10 | 7 | 0 | 7 | 0 | 11 | 17 |  | 7 | 0 | 3
1983-07-11 | 15.2 | 28 | 17 | 7 | 13 | 11 |  | 15.2 | 0 | 1
1983-07-12 | 10 | 17 | 13 | 13 | 7 | 0 |  | 10 | 0 | 2
1983-07-13 | 5.2 | 7 | 6 | 7 | 0 | 6 |  | 5.2 | 0 | 5
1983-07-14 | 11.6 | 15 | 6 | 11 | 13 | 13 |  | 11.6 | 0 | 1
1983-07-15 | 8.8 | 7 | 11 | 6 | 9 | 11 |  | 8.8 | 0 | 2
1983-07-16 | 26.2 | 30 | 30 | 26 | 19 | 26 |  | 26.2 | 0 | 0
1983-07-17 | 6.2 | 11 | 7 | 4 | 9 | 0 |  | 6.2 | 0 | 3
1983-07-18 | 4.6 | 0 | 0 | 7 | 9 | 7 |  | 4.6 | 0 | 4
1983-07-19 | 0 | 0 | 0 | 0 | 0 | 0 |  | 0 | 0 | 5
1983-07-20 | 8.6 | 11 | 15 | 7 | 6 | 4 |  | 8.6 | 0 | 3
1983-07-21 | 16.8 | 33 | 26 | 11 | 7 | 7 |  | 16.8 | 0 | 2
1983-07-22 | 8 | 7 | 4 | 9 | 9 | 11 |  | 8 | 0 | 2
1983-07-23 | 9.2 | 19 | 7 | 7 | 7 | 6 |  | 9.2 | 0 | 4
1983-07-24 | 4.4 | 7 | 4 | 7 | 4 | 0 |  | 4.4 | 0 | 5
1983-07-25 | 11 | 11 | 11 | 11 | 15 | 7 |  | 11 | 0 | 1
1983-07-26 | 8.8 | 19 | 7 | 6 | 6 | 6 |  | 8.8 | 0 | 4
1983-07-27 | 18.4 | 26 | 24 | 24 | 11 | 7 |  | 18.4 | 0 | 1
1983-07-28 | 14.4 | 17 | 19 | 19 | 13 | 4 |  | 14.4 | 0 | 1
1983-07-29 | 10.6 | 11 | 9 | 11 | 11 | 11 |  | 10.6 | 0 | 0
1983-07-30 | 8 | 7 | 7 | 4 | 7 | 15 |  | 8 | 0 | 4
1983-07-31 | 13.8 | 19 | 15 | 11 | 11 | 13 |  | 13.8 | 0 | 0
1983-08-01 | 9 | 13 | 11 | 9 | 6 | 6 |  | 9 | 0 | 2
1983-08-02 | 6.4 | 13 | 15 | 0 | 4 | 0 |  | 6.4 | 0 | 3
1983-08-03 | 10.4 | 13 | 9 | 15 | 11 | 4 |  | 10.4 | 0 | 1
1983-08-04 | 19.6 | 31 | 19 | 11 | 22 | 15 |  | 19.6 | 0 | 0
1983-08-05 | 6.4 | 9 | 9 | 7 | 7 | 0 |  | 6.4 | 0 | 3
1983-08-06 | 13.4 | 17 | 17 | 15 | 7 | 11 |  | 13.4 | 0 | 1
1983-08-07 | 10.6 | 11 | 9 | 15 | 11 | 7 |  | 10.6 | 0 | 1
1983-08-08 | 29.4 | 19 | 43 | 44 | 30 | 11 |  | 29.4 | 0 | 0
1983-08-09 | 3.2 | 4 | 0 | 4 | 4 | 4 |  | 3.2 | 0 | 5
1983-08-10 | 4.6 | 4 | 4 | 4 | 7 | 4 |  | 4.6 | 0 | 5
1983-08-11 | 4.8 | 7 | 4 | 0 | 7 | 6 |  | 4.8 | 0 | 5
1983-08-12 | 33.4 | 33 | 30 | 30 | 37 | 37 |  | 33.4 | 0 | 0
1983-08-13 | 12.2 | 19 | 15 | 19 | 4 | 4 |  | 12.2 | 0 | 2
1983-08-14 | 8.8 | 7 | 11 | 7 | 4 | 15 |  | 8.8 | 0 | 3
1983-08-15 | 1.4 | 0 | 0 | 7 | 0 | 0 |  | 1.4 | 0 | 5
1983-08-16 | 5.2 | 19 | 7 | 0 | 0 | 0 |  | 5.2 | 0 | 4
1983-08-17 | 3 | 15 | 0 | 0 | 0 | 0 |  | 3 | 0 | 4
1983-08-18 | 15 | 9 | 11 | 7 | 15 | 33 |  | 15 | 0 | 1
1983-08-19 | 8.4 | 11 | 7 | 6 | 9 | 9 |  | 8.4 | 0 | 2
1983-08-20 | 16.4 | 30 | 26 | 22 | 4 | 0 |  | 16.4 | 0 | 2
1983-08-21 | 1.2 | 0 | 0 | 6 | 0 | 0 |  | 1.2 | 0 | 5
1983-08-22 | 3 | 6 | 2 | 7 | 0 | 0 |  | 3 | 0 | 5
1983-08-23 | 4.8 | 4 | 7 | 9 | 4 | 0 |  | 4.8 | 0 | 4
1983-08-24 | 10.6 | 22 | 7 | 11 | 6 | 7 |  | 10.6 | 0 | 3
1983-08-25 | 4.4 | 7 | 0 | 4 | 7 | 4 |  | 4.4 | 0 | 5
1983-08-26 | 1.6 | 4 | 4 | 0 | 0 | 0 |  | 1.6 | 0 | 5
1983-08-27 | 10.4 | 4 | 0 | 9 | 22 | 17 |  | 10.4 | 0 | 2
1983-08-28 | 2.6 | 0 | 0 | 4 | 0 | 9 |  | 2.6 | 0 | 4
1983-08-29 | 9.8 | 7 | 11 | 11 | 9 | 11 |  | 9.8 | 0 | 1
1983-08-30 | 5.2 | 7 | 6 | 0 | 6 | 7 |  | 5.2 | 0 | 5
1983-08-31 | 10 | 11 | 7 | 6 | 11 | 15 |  | 10 | 0 | 2
1983-09-01 | 8.4 | 7 | 15 | 13 | 0 | 7 |  | 8.4 | 0 | 3
1983-09-02 | 24.2 | 22 | 13 | 22 | 31 | 33 |  | 24.2 | 0 | 0
1983-09-03 | 23.6 | 20 | 26 | 26 | 24 | 22 |  | 23.6 | 0 | 0
1983-09-04 | 6.2 | 7 | 0 | 9 | 9 | 6 |  | 6.2 | 0 | 3
1983-09-05 | 7.4 | 11 | 11 | 0 | 0 | 15 |  | 7.4 | 0 | 2
1983-09-06 | 7.4 | 7 | 6 | 6 | 9 | 9 |  | 7.4 | 0 | 3
1983-09-07 | 14 | 22 | 11 | 11 | 11 | 15 |  | 14 | 0 | 0
1983-09-08 | 11.8 | 7 | 9 | 11 | 13 | 19 |  | 11.8 | 0 | 1
1983-09-09 | 29.6 | 33 | 28 | 33 | 26 | 28 |  | 29.6 | 0 | 0
1983-09-10 | 2.8 | 4 | 4 | 0 | 0 | 6 |  | 2.8 | 0 | 5
1983-09-11 | 11.8 | 17 | 9 | 13 | 11 | 9 |  | 11.8 | 0 | 0
1983-09-12 | 4.8 | 4 | 7 | 6 | 0 | 7 |  | 4.8 | 0 | 5
1983-09-13 | 14.2 | 15 | 13 | 15 | 17 | 11 |  | 14.2 | 0 | 0
1983-09-14 | 24.4 | 9 | 33 | 30 | 28 | 22 |  | 24.4 | 0 | 0
1983-09-15 | 4.2 | 4 | 0 | 4 | 7 | 6 |  | 4.2 | 0 | 5
1983-09-16 | 8.6 | 13 | 13 | 7 | 4 | 6 |  | 8.6 | 0 | 3
1983-09-17 | 33.4 | 19 | 37 | 30 | 37 | 44 |  | 33.4 | 0 | 0
1983-09-18 | 18.8 | 26 | 15 | 19 | 19 | 15 |  | 18.8 | 0 | 0
1983-09-19 | 29.6 | 26 | 31 | 30 | 26 | 35 |  | 29.6 | 0 | 0
1983-09-20 | 2 | 6 | 0 | 0 | 4 | 0 |  | 2 | 0 | 5
1983-09-21 | 8 | 0 | 4 | 6 | 11 | 19 |  | 8 | 0 | 3
1983-09-22 | 12.8 | 20 | 15 | 13 | 9 | 7 |  | 12.8 | 0 | 1
1983-09-23 | 12.4 | 7 | 4 | 19 | 15 | 17 |  | 12.4 | 0 | 2
1983-09-24 | 12.2 | 22 | 11 | 6 | 7 | 15 |  | 12.2 | 0 | 2
1983-09-25 | 23.4 | 28 | 28 | 20 | 19 | 22 |  | 23.4 | 0 | 0
1983-09-26 | 11 | 11 | 15 | 11 | 9 | 9 |  | 11 | 0 | 0
1983-09-27 | 40.4 | 28 | 41 | 37 | 44 | 52 |  | 40.4 | 0 | 0
1983-09-28 | 7.4 | 11 | 7 | 4 | 4 | 11 |  | 7.4 | 0 | 3
1983-09-29 | 2.8 | 7 | 0 | 0 | 0 | 7 |  | 2.8 | 0 | 5
1983-09-30 | 4.2 | 4 | 11 | 4 | 2 | 0 |  | 4.2 | 0 | 4
1984-05-01 | 19.6 | 26 | 24 | 24 | 17 | 7 |  | 19.6 | 0 | 1
1984-05-02 | 9.8 | 17 | 15 | 6 | 7 | 4 |  | 9.8 | 0 | 3
1984-05-03 | 22.4 | 28 | 26 | 26 | 17 | 15 |  | 22.4 | 0 | 0
1984-05-04 | 49.6 | 43 | 44 | 56 | 48 | 57 |  | 49.6 | 0 | 0
1984-05-05 | 6.8 | 0 | 4 | 0 | 15 | 15 |  | 6.8 | 0 | 3
1984-05-06 | 12.8 | 15 | 6 | 17 | 17 | 9 |  | 12.8 | 0 | 1
1984-05-07 | 7.8 | 13 | 19 | 7 | 0 | 0 |  | 7.8 | 0 | 3
1984-05-08 | 9.2 | 11 | 13 | 7 | 4 | 11 |  | 9.2 | 0 | 2
1984-05-09 | 21.8 | 24 | 22 | 13 | 20 | 30 |  | 21.8 | 0 | 0
1984-05-10 | 2.6 | 9 | 0 | 4 | 0 | 0 |  | 2.6 | 0 | 4
1984-05-11 | 15.4 | 15 | 15 | 19 | 17 | 11 |  | 15.4 | 0 | 0
1984-05-12 | 8.8 | 0 | 9 | 9 | 9 | 17 |  | 8.8 | 0 | 1
1984-05-13 | 14 | 11 | 24 | 13 | 11 | 11 |  | 14 | 0 | 0
1984-05-14 | 7.6 | 7 | 7 | 11 | 7 | 6 |  | 7.6 | 0 | 4
1984-05-15 | 19.4 | 13 | 17 | 19 | 22 | 26 |  | 19.4 | 0 | 0
1984-05-16 | 26.6 | 30 | 31 | 22 | 24 | 26 |  | 26.6 | 0 | 0
1984-05-17 | 19.6 | 11 | 11 | 26 | 26 | 24 |  | 19.6 | 0 | 0
1984-05-18 | 29.2 | 33 | 28 | 28 | 24 | 33 |  | 29.2 | 0 | 0
1984-05-19 | 4.8 | 13 | 11 | 0 | 0 | 0 |  | 4.8 | 0 | 3
1984-05-20 | 26 | 17 | 28 | 31 | 30 | 24 |  | 26 | 0 | 0
1984-05-21 | 29.4 | 33 | 30 | 26 | 28 | 30 |  | 29.4 | 0 | 0
1984-05-22 | 2 | 6 | 0 | 0 | 0 | 4 |  | 2 | 0 | 5
1984-05-23 | 13 | 9 | 19 | 11 | 13 | 13 |  | 13 | 0 | 0
1984-05-24 | 22.4 | 22 | 26 | 20 | 22 | 22 |  | 22.4 | 0 | 0
1984-05-25 | 4.4 | 13 | 0 | 9 | 0 | 0 |  | 4.4 | 0 | 3
1984-05-26 | 0 | 0 | 0 | 0 | 0 | 0 |  | 0 | 0 | 5
1984-05-27 | 13.4 | 9 | 11 | 9 | 19 | 19 |  | 13.4 | 0 | 0
1984-05-28 | 0.8 | 0 | 4 | 0 | 0 | 0 |  | 0.8 | 0 | 5
1984-05-29 | 6.4 | 7 | 0 | 9 | 9 | 7 |  | 6.4 | 0 | 3
1984-05-30 | 1.4 | 0 | 0 | 7 | 0 | 0 |  | 1.4 | 0 | 5
1984-05-31 | 25.4 | 22 | 20 | 37 | 22 | 26 |  | 25.4 | 0 | 0
1984-06-01 | 26.2 | 15 | 28 | 26 | 31 | 31 |  | 26.2 | 0 | 0
1984-06-02 | 32.6 | 31 | 33 | 35 | 31 | 33 |  | 32.6 | 0 | 0
1984-06-03 | 17.8 | 26 | 24 | 24 | 9 | 6 |  | 17.8 | 0 | 1
1984-06-04 | 6.8 | 6 | 6 | 9 | 6 | 7 |  | 6.8 | 0 | 4
1984-06-05 | 21.8 | 22 | 22 | 24 | 24 | 17 |  | 21.8 | 0 | 0
1984-06-06 | 5.8 | 0 | 9 | 11 | 0 | 9 |  | 5.8 | 0 | 2
1984-06-07 | 14.4 | 7 | 11 | 15 | 20 | 19 |  | 14.4 | 0 | 1
1984-06-08 | 19.4 | 26 | 24 | 17 | 17 | 13 |  | 19.4 | 0 | 0
1984-06-09 | 14 | 7 | 9 | 13 | 19 | 22 |  | 14 | 0 | 1
1984-06-10 | 2.4 | 0 | 0 | 0 | 6 | 6 |  | 2.4 | 0 | 5
1984-06-11 | 3 | 4 | 0 | 4 | 0 | 7 |  | 3 | 0 | 5
1984-06-12 | 11 | 13 | 13 | 13 | 7 | 9 |  | 11 | 0 | 1
1984-06-13 | 3.4 | 4 | 9 | 0 | 0 | 4 |  | 3.4 | 0 | 4
1984-06-14 | 2 | 4 | 0 | 0 | 0 | 6 |  | 2 | 0 | 5
1984-06-15 | 19.6 | 4 | 22 | 22 | 24 | 26 |  | 19.6 | 0 | 1
1984-06-16 | 12.8 | 20 | 15 | 11 | 11 | 7 |  | 12.8 | 0 | 1
1984-06-17 | 1.2 | 6 | 0 | 0 | 0 | 0 |  | 1.2 | 0 | 5
1984-06-18 | 10.6 | 11 | 13 | 11 | 11 | 7 |  | 10.6 | 0 | 1
1984-06-19 | 13 | 19 | 15 | 15 | 9 | 7 |  | 13 | 0 | 1
1984-06-20 | 4 | 7 | 0 | 0 | 0 | 13 |  | 4 | 0 | 4
1984-06-21 | 7.2 | 0 | 9 | 11 | 7 | 9 |  | 7.2 | 0 | 2
1984-06-22 | 3.6 | 4 | 6 | 4 | 4 | 0 |  | 3.6 | 0 | 5
1984-06-23 | 3.8 | 0 | 4 | 4 | 0 | 11 |  | 3.8 | 0 | 4
1984-06-24 | 7.2 | 6 | 6 | 11 | 6 | 7 |  | 7.2 | 0 | 4
1984-06-25 | 10 | 19 | 4 | 7 | 9 | 11 |  | 10 | 0 | 2
1984-06-26 | 2.6 | 6 | 7 | 0 | 0 | 0 |  | 2.6 | 0 | 5
1984-06-27 | 20 | 11 | 22 | 19 | 7 | 41 |  | 20 | 0 | 1
1984-06-28 | 9.8 | 11 | 13 | 11 | 7 | 7 |  | 9.8 | 0 | 2
1984-06-29 | 11.6 | 19 | 7 | 0 | 17 | 15 |  | 11.6 | 0 | 2
1984-06-30 | 18.6 | 26 | 13 | 15 | 19 | 20 |  | 18.6 | 0 | 0
1984-07-01 | 8.8 | 7 | 11 | 6 | 11 | 9 |  | 8.8 | 0 | 2
1984-07-02 | 18.8 | 17 | 19 | 20 | 19 | 19 |  | 18.8 | 0 | 0
1984-07-03 | 9.6 | 4 | 17 | 7 | 13 | 7 |  | 9.6 | 0 | 3
1984-07-04 | 9.6 | 13 | 15 | 11 | 0 | 9 |  | 9.6 | 0 | 1
1984-07-05 | 8.8 | 11 | 9 | 4 | 11 | 9 |  | 8.8 | 0 | 1
1984-07-06 | 6.4 | 6 | 4 | 11 | 7 | 4 |  | 6.4 | 0 | 4
1984-07-07 | 12 | 15 | 6 | 13 | 7 | 19 |  | 12 | 0 | 2
1984-07-08 | 10 | 4 | 17 | 7 | 15 | 7 |  | 10 | 0 | 3
1984-07-09 | 5.6 | 13 | 15 | 0 | 0 | 0 |  | 5.6 | 0 | 3
1984-07-10 | 2.6 | 9 | 0 | 0 | 0 | 4 |  | 2.6 | 0 | 4
1984-07-11 | 13 | 7 | 6 | 9 | 19 | 24 |  | 13 | 0 | 2
1984-07-12 | 8 | 9 | 6 | 7 | 7 | 11 |  | 8 | 0 | 3
1984-07-13 | 13 | 22 | 19 | 7 | 11 | 6 |  | 13 | 0 | 2
1984-07-14 | 8.6 | 0 | 0 | 15 | 17 | 11 |  | 8.6 | 0 | 2
1984-07-15 | 3.6 | 0 | 0 | 0 | 9 | 9 |  | 3.6 | 0 | 3
1984-07-16 | 15.8 | 15 | 17 | 19 | 19 | 9 |  | 15.8 | 0 | 0
1984-07-17 | 7.2 | 17 | 0 | 9 | 6 | 4 |  | 7.2 | 0 | 3
1984-07-18 | 1.8 | 9 | 0 | 0 | 0 | 0 |  | 1.8 | 0 | 4
1984-07-19 | 24.2 | 35 | 28 | 28 | 19 | 11 |  | 24.2 | 0 | 0
1984-07-20 | 16.8 | 17 | 15 | 20 | 17 | 15 |  | 16.8 | 0 | 0
1984-07-21 | 9.4 | 6 | 9 | 4 | 11 | 17 |  | 9.4 | 0 | 2
1984-07-22 | 7.6 | 6 | 13 | 11 | 4 | 4 |  | 7.6 | 0 | 3
1984-07-23 | 0 | 0 | 0 | 0 | 0 | 0 |  | 0 | 0 | 5
1984-07-24 | 7.4 | 15 | 11 | 4 | 7 | 0 |  | 7.4 | 0 | 3
1984-07-25 | 0 | 0 | 0 | 0 | 0 | 0 |  | 0 | 0 | 5
1984-07-26 | 9.4 | 19 | 13 | 11 | 0 | 4 |  | 9.4 | 0 | 2
1984-07-27 | 6.8 | 9 | 13 | 4 | 4 | 4 |  | 6.8 | 0 | 3
1984-07-28 | 13.8 | 15 | 9 | 6 | 13 | 26 |  | 13.8 | 0 | 1
1984-07-29 | 4.4 | 9 | 9 | 0 | 4 | 0 |  | 4.4 | 0 | 3
1984-07-30 | 2 | 0 | 0 | 6 | 4 | 0 |  | 2 | 0 | 5
1984-07-31 | 7.4 | 11 | 6 | 7 | 9 | 4 |  | 7.4 | 0 | 3
1984-08-01 | 16.8 | 20 | 19 | 11 | 19 | 15 |  | 16.8 | 0 | 0
1984-08-02 | 6.8 | 9 | 4 | 6 | 9 | 6 |  | 6.8 | 0 | 3
1984-08-03 | 4.4 | 9 | 6 | 0 | 0 | 7 |  | 4.4 | 0 | 4
1984-08-04 | 7 | 11 | 6 | 7 | 11 | 0 |  | 7 | 0 | 3
1984-08-05 | 5.4 | 0 | 7 | 0 | 11 | 9 |  | 5.4 | 0 | 3
1984-08-06 | 12 | 0 | 6 | 15 | 6 | 33 |  | 12 | 0 | 3
1984-08-07 | 8.4 | 11 | 15 | 9 | 0 | 7 |  | 8.4 | 0 | 2
1984-08-08 | 4.4 | 9 | 0 | 6 | 0 | 7 |  | 4.4 | 0 | 4
1984-08-09 | 7.6 | 7 | 15 | 9 | 0 | 7 |  | 7.6 | 0 | 3
1984-08-10 | 20.6 | 13 | 37 | 31 | 22 | 0 |  | 20.6 | 0 | 1
1984-08-11 | 18.8 | 28 | 20 | 13 | 24 | 9 |  | 18.8 | 0 | 0
1984-08-12 | 1.2 | 2 | 0 | 0 | 4 | 0 |  | 1.2 | 0 | 5
1984-08-13 | 10.8 | 13 | 19 | 6 | 7 | 9 |  | 10.8 | 0 | 2
1984-08-14 | 12.2 | 19 | 20 | 9 | 9 | 4 |  | 12.2 | 0 | 1
1984-08-15 | 8.2 | 15 | 11 | 4 | 4 | 7 |  | 8.2 | 0 | 3
1984-08-16 | 6.8 | 15 | 11 | 4 | 0 | 4 |  | 6.8 | 0 | 3
1984-08-17 | 3.2 | 7 | 9 | 0 | 0 | 0 |  | 3.2 | 0 | 4
1984-08-18 | 4.4 | 15 | 7 | 0 | 0 | 0 |  | 4.4 | 0 | 4
1984-08-19 | 7.4 | 20 | 17 | 0 | 0 | 0 |  | 7.4 | 0 | 3
1984-08-20 | 18.4 | 20 | 26 | 24 | 15 | 7 |  | 18.4 | 0 | 1
1984-08-21 | 11 | 9 | 11 | 13 | 9 | 13 |  | 11 | 0 | 0
1984-08-22 | 12.8 | 24 | 15 | 9 | 9 | 7 |  | 12.8 | 0 | 1
1984-08-23 | 8.4 | 7 | 6 | 13 | 9 | 7 |  | 8.4 | 0 | 3
1984-08-24 | 12 | 19 | 15 | 13 | 13 | 0 |  | 12 | 0 | 1
1984-08-25 | 6.2 | 11 | 13 | 0 | 0 | 7 |  | 6.2 | 0 | 3
1984-08-26 | 25.4 | 19 | 22 | 26 | 30 | 30 |  | 25.4 | 0 | 0
1984-08-27 | 5.6 | 0 | 0 | 6 | 11 | 11 |  | 5.6 | 0 | 3
1984-08-28 | 11.8 | 15 | 11 | 0 | 11 | 22 |  | 11.8 | 0 | 1
1984-08-29 | 20.2 | 22 | 19 | 19 | 26 | 15 |  | 20.2 | 0 | 0
1984-08-30 | 0 | 0 | 0 | 0 | 0 | 0 |  | 0 | 0 | 5
1984-08-31 | 6 | 7 | 7 | 9 | 0 | 7 |  | 6 | 0 | 4
1984-09-01 | 21.4 | 30 | 31 | 22 | 9 | 15 |  | 21.4 | 0 | 0
1984-09-02 | 4 | 0 | 0 | 9 | 11 | 0 |  | 4 | 0 | 3
1984-09-03 | 3.4 | 7 | 4 | 0 | 6 | 0 |  | 3.4 | 0 | 5
1984-09-04 | 7.2 | 9 | 0 | 7 | 7 | 13 |  | 7.2 | 0 | 3
1984-09-05 | 5.2 | 6 | 0 | 7 | 6 | 7 |  | 5.2 | 0 | 5
1984-09-06 | 21.6 | 13 | 19 | 26 | 26 | 24 |  | 21.6 | 0 | 0
1984-09-07 | 50.4 | 56 | 44 | 44 | 56 | 52 |  | 50.4 | 0 | 0
1984-09-08 | 0.8 | 0 | 0 | 4 | 0 | 0 |  | 0.8 | 0 | 5
1984-09-09 | 7.6 | 11 | 0 | 11 | 9 | 7 |  | 7.6 | 0 | 2
1984-09-10 | 9 | 15 | 11 | 0 | 15 | 4 |  | 9 | 0 | 2
1984-09-11 | 9 | 4 | 4 | 15 | 11 | 11 |  | 9 | 0 | 2
1984-09-12 | 20.8 | 19 | 22 | 19 | 22 | 22 |  | 20.8 | 0 | 0
1984-09-13 | 4.8 | 7 | 4 | 0 | 9 | 4 |  | 4.8 | 0 | 4
1984-09-14 | 4.8 | 9 | 9 | 6 | 0 | 0 |  | 4.8 | 0 | 3
1984-09-15 | 19.2 | 22 | 19 | 19 | 17 | 19 |  | 19.2 | 0 | 0
1984-09-16 | 21.8 | 20 | 22 | 22 | 17 | 28 |  | 21.8 | 0 | 0
1984-09-17 | 12.2 | 11 | 7 | 15 | 17 | 11 |  | 12.2 | 0 | 1
1984-09-18 | 12.2 | 11 | 15 | 11 | 13 | 11 |  | 12.2 | 0 | 0
1984-09-19 | 10.4 | 13 | 11 | 11 | 11 | 6 |  | 10.4 | 0 | 1
1984-09-20 | 14.8 | 11 | 13 | 13 | 15 | 22 |  | 14.8 | 0 | 0
1984-09-21 | 36.6 | 31 | 41 | 39 | 41 | 31 |  | 36.6 | 0 | 0
1984-09-22 | 42.6 | 41 | 43 | 44 | 41 | 44 |  | 42.6 | 0 | 0
1984-09-23 | 18 | 19 | 22 | 15 | 19 | 15 |  | 18 | 0 | 0
1984-09-24 | 2.6 | 6 | 7 | 0 | 0 | 0 |  | 2.6 | 0 | 5
1984-09-25 | 16.2 | 20 | 15 | 15 | 20 | 11 |  | 16.2 | 0 | 0
1984-09-26 | 7.6 | 9 | 6 | 9 | 7 | 7 |  | 7.6 | 0 | 3
1984-09-27 | 0 | 0 | 0 | 0 | 0 | 0 |  | 0 | 0 | 5
1984-09-28 | 0 | 0 | 0 | 0 | 0 | 0 |  | 0 | 0 | 5
1984-09-29 | 2.2 | 7 | 0 | 0 | 0 | 4 |  | 2.2 | 0 | 5
1984-09-30 | 2 | 6 | 4 | 0 | 0 | 0 |  | 2 | 0 | 5
1985-05-01 | 6.4 | 6 | 7 | 11 | 4 | 4 |  | 6.4 | 0 | 4
1985-05-02 | 1.8 | 9 | 0 | 0 | 0 | 0 |  | 1.8 | 0 | 4
1985-05-03 | 5.6 | 0 | 9 | 13 | 0 | 6 |  | 5.6 | 0 | 3
1985-05-04 | 23 | 26 | 30 | 26 | 24 | 9 |  | 23 | 0 | 0
1985-05-05 | 31 | 30 | 31 | 33 | 30 | 31 |  | 31 | 0 | 0
1985-05-06 | 6.8 | 19 | 7 | 6 | 0 | 2 |  | 6.8 | 0 | 4
1985-05-07 | 2.6 | 6 | 7 | 0 | 0 | 0 |  | 2.6 | 0 | 5
1985-05-08 | 16.6 | 11 | 11 | 22 | 17 | 22 |  | 16.6 | 0 | 0
1985-05-09 | 22.2 | 11 | 26 | 24 | 24 | 26 |  | 22.2 | 0 | 0
1985-05-10 | 13.4 | 19 | 20 | 11 | 0 | 17 |  | 13.4 | 0 | 1
1985-05-11 | 7.8 | 7 | 17 | 0 | 0 | 15 |  | 7.8 | 0 | 3
1985-05-12 | 29.2 | 30 | 28 | 28 | 30 | 30 |  | 29.2 | 0 | 0
1985-05-13 | 6.4 | 6 | 9 | 0 | 6 | 11 |  | 6.4 | 0 | 3
1985-05-14 | 12 | 9 | 11 | 19 | 4 | 17 |  | 12 | 0 | 1
1985-05-15 | 8 | 0 | 7 | 0 | 9 | 24 |  | 8 | 0 | 3
1985-05-16 | 6.4 | 6 | 9 | 7 | 6 | 4 |  | 6.4 | 0 | 4
1985-05-17 | 5.4 | 7 | 7 | 0 | 4 | 9 |  | 5.4 | 0 | 4
1985-05-18 | 13.8 | 7 | 9 | 7 | 20 | 26 |  | 13.8 | 0 | 2
1985-05-19 | 10.8 | 19 | 9 | 19 | 0 | 7 |  | 10.8 | 0 | 2
1985-05-20 | 4.8 | 11 | 9 | 0 | 4 | 0 |  | 4.8 | 0 | 3
1985-05-21 | 12.2 | 17 | 11 | 11 | 11 | 11 |  | 12.2 | 0 | 0
1985-05-22 | 7.2 | 11 | 9 | 9 | 7 | 0 |  | 7.2 | 0 | 2
1985-05-23 | 33.6 | 35 | 33 | 37 | 33 | 30 |  | 33.6 | 0 | 0
1985-05-24 | 2.2 | 7 | 0 | 4 | 0 | 0 |  | 2.2 | 0 | 5
1985-05-25 | 15 | 15 | 15 | 17 | 15 | 13 |  | 15 | 0 | 0
1985-05-26 | 0.8 | 4 | 0 | 0 | 0 | 0 |  | 0.8 | 0 | 5
1985-05-27 | 10.4 | 13 | 13 | 13 | 9 | 4 |  | 10.4 | 0 | 1
1985-05-28 | 17 | 17 | 20 | 20 | 15 | 13 |  | 17 | 0 | 0
1985-05-29 | 11.8 | 0 | 9 | 11 | 22 | 17 |  | 11.8 | 0 | 1
1985-05-30 | 7 | 6 | 11 | 7 | 4 | 7 |  | 7 | 0 | 4
1985-05-31 | 13.2 | 13 | 7 | 11 | 11 | 24 |  | 13.2 | 0 | 1
1985-06-01 | 15.8 | 19 | 15 | 13 | 15 | 17 |  | 15.8 | 0 | 0
1985-06-02 | 0 | 0 | 0 | 0 | 0 | 0 |  | 0 | 0 | 5
1985-06-03 | 10.8 | 11 | 17 | 13 | 4 | 9 |  | 10.8 | 0 | 1
1985-06-04 | 15.6 | 13 | 13 | 20 | 15 | 17 |  | 15.6 | 0 | 0
1985-06-05 | 9.8 | 19 | 9 | 0 | 2 | 19 |  | 9.8 | 0 | 2
1985-06-06 | 18.8 | 26 | 19 | 6 | 24 | 19 |  | 18.8 | 0 | 1
1985-06-07 | 4.2 | 7 | 0 | 7 | 7 | 0 |  | 4.2 | 0 | 5
1985-06-08 | 19.2 | 30 | 24 | 20 | 7 | 15 |  | 19.2 | 0 | 1
1985-06-09 | 5.4 | 6 | 9 | 4 | 4 | 4 |  | 5.4 | 0 | 4
1985-06-10 | 17.8 | 19 | 9 | 20 | 24 | 17 |  | 17.8 | 0 | 0
1985-06-11 | 0 | 0 | 0 | 0 | 0 | 0 |  | 0 | 0 | 5
1985-06-12 | 10.6 | 9 | 4 | 9 | 11 | 20 |  | 10.6 | 0 | 1
1985-06-13 | 10.2 | 9 | 9 | 9 | 15 | 9 |  | 10.2 | 0 | 0
1985-06-14 | 4.2 | 2 | 6 | 6 | 0 | 7 |  | 4.2 | 0 | 5
1985-06-15 | 10.6 | 22 | 15 | 7 | 0 | 9 |  | 10.6 | 0 | 2
1985-06-16 | 3 | 0 | 0 | 0 | 6 | 9 |  | 3 | 0 | 4
1985-06-17 | 0 | 0 | 0 | 0 | 0 | 0 |  | 0 | 0 | 5
1985-06-18 | 9 | 7 | 7 | 11 | 11 | 9 |  | 9 | 0 | 2
1985-06-19 | 5.4 | 4 | 13 | 6 | 4 | 0 |  | 5.4 | 0 | 4
1985-06-20 | 23 | 28 | 22 | 20 | 28 | 17 |  | 23 | 0 | 0
1985-06-21 | 5.2 | 6 | 0 | 9 | 9 | 2 |  | 5.2 | 0 | 3
1985-06-22 | 10.2 | 11 | 6 | 6 | 13 | 15 |  | 10.2 | 0 | 2
1985-06-23 | 7.4 | 13 | 11 | 0 | 6 | 7 |  | 7.4 | 0 | 3
1985-06-24 | 9.4 | 7 | 7 | 13 | 13 | 7 |  | 9.4 | 0 | 3
1985-06-25 | 27.8 | 28 | 30 | 31 | 26 | 24 |  | 27.8 | 0 | 0
1985-06-26 | 1.8 | 0 | 0 | 0 | 9 | 0 |  | 1.8 | 0 | 4
1985-06-27 | 5.6 | 7 | 15 | 6 | 0 | 0 |  | 5.6 | 0 | 4
1985-06-28 | 17 | 15 | 19 | 19 | 19 | 13 |  | 17 | 0 | 0
1985-06-29 | 10 | 17 | 13 | 4 | 7 | 9 |  | 10 | 0 | 2
1985-06-30 | 13.8 | 11 | 17 | 13 | 9 | 19 |  | 13.8 | 0 | 0
1985-07-01 | 12.8 | 22 | 7 | 6 | 9 | 20 |  | 12.8 | 0 | 2
1985-07-02 | 7 | 0 | 9 | 19 | 0 | 7 |  | 7 | 0 | 3
1985-07-03 | 2.4 | 4 | 2 | 0 | 4 | 2 |  | 2.4 | 0 | 5
1985-07-04 | 9.8 | 7 | 11 | 13 | 9 | 9 |  | 9.8 | 0 | 1
1985-07-05 | 13 | 13 | 9 | 17 | 11 | 15 |  | 13 | 0 | 0
1985-07-06 | 10.8 | 15 | 15 | 11 | 4 | 9 |  | 10.8 | 0 | 1
1985-07-07 | 12.6 | 19 | 17 | 11 | 9 | 7 |  | 12.6 | 0 | 1
1985-07-08 | 17.2 | 24 | 28 | 19 | 9 | 6 |  | 17.2 | 0 | 1
1985-07-09 | 1.6 | 4 | 4 | 0 | 0 | 0 |  | 1.6 | 0 | 5
1985-07-10 | 12.2 | 4 | 20 | 33 | 0 | 4 |  | 12.2 | 0 | 3
1985-07-11 | 9 | 19 | 15 | 11 | 0 | 0 |  | 9 | 0 | 2
1985-07-12 | 12 | 22 | 19 | 9 | 4 | 6 |  | 12 | 0 | 2
1985-07-13 | 9.2 | 15 | 7 | 0 | 17 | 7 |  | 9.2 | 0 | 3
1985-07-14 | 2 | 0 | 0 | 0 | 4 | 6 |  | 2 | 0 | 5
1985-07-15 | 18 | 4 | 17 | 9 | 30 | 30 |  | 18 | 0 | 1
1985-07-16 | 2 | 6 | 4 | 0 | 0 | 0 |  | 2 | 0 | 5
1985-07-17 | 19.8 | 24 | 19 | 15 | 22 | 19 |  | 19.8 | 0 | 0
1985-07-18 | 1.4 | 7 | 0 | 0 | 0 | 0 |  | 1.4 | 0 | 5
1985-07-19 | 18.2 | 20 | 19 | 22 | 19 | 11 |  | 18.2 | 0 | 0
1985-07-20 | 10.6 | 7 | 7 | 13 | 13 | 13 |  | 10.6 | 0 | 2
1985-07-21 | 14.2 | 15 | 17 | 13 | 15 | 11 |  | 14.2 | 0 | 0
1985-07-22 | 3.6 | 9 | 0 | 7 | 2 | 0 |  | 3.6 | 0 | 4
1985-07-23 | 2.4 | 6 | 6 | 0 | 0 | 0 |  | 2.4 | 0 | 5
1985-07-24 | 15.8 | 13 | 11 | 15 | 20 | 20 |  | 15.8 | 0 | 0
1985-07-25 | 3 | 0 | 6 | 9 | 0 | 0 |  | 3 | 0 | 4
1985-07-26 | 4.8 | 7 | 0 | 6 | 7 | 4 |  | 4.8 | 0 | 5
1985-07-27 | 5.6 | 17 | 11 | 0 | 0 | 0 |  | 5.6 | 0 | 3
1985-07-28 | 0.8 | 0 | 0 | 4 | 0 | 0 |  | 0.8 | 0 | 5
1985-07-29 | 18 | 17 | 15 | 22 | 19 | 17 |  | 18 | 0 | 0
1985-07-30 | 4.4 | 7 | 9 | 6 | 0 | 0 |  | 4.4 | 0 | 4
1985-07-31 | 17 | 22 | 13 | 15 | 15 | 20 |  | 17 | 0 | 0
1985-08-01 | 8.8 | 11 | 9 | 13 | 11 | 0 |  | 8.8 | 0 | 1
1985-08-02 | 15.4 | 17 | 15 | 13 | 13 | 19 |  | 15.4 | 0 | 0
1985-08-03 | 3.8 | 0 | 0 | 4 | 11 | 4 |  | 3.8 | 0 | 4
1985-08-04 | 3.6 | 9 | 9 | 0 | 0 | 0 |  | 3.6 | 0 | 3
1985-08-05 | 17 | 26 | 9 | 22 | 15 | 13 |  | 17 | 0 | 0
1985-08-06 | 3.8 | 0 | 0 | 0 | 4 | 15 |  | 3.8 | 0 | 4
1985-08-07 | 10 | 9 | 13 | 19 | 9 | 0 |  | 10 | 0 | 1
1985-08-08 | 27.8 | 33 | 30 | 24 | 19 | 33 |  | 27.8 | 0 | 0
1985-08-09 | 4.8 | 9 | 11 | 0 | 0 | 4 |  | 4.8 | 0 | 3
1985-08-10 | 23.2 | 20 | 24 | 26 | 22 | 24 |  | 23.2 | 0 | 0
1985-08-11 | 9.8 | 7 | 7 | 9 | 13 | 13 |  | 9.8 | 0 | 2
1985-08-12 | 18 | 20 | 11 | 15 | 20 | 24 |  | 18 | 0 | 0
1985-08-13 | 8.2 | 15 | 17 | 9 | 0 | 0 |  | 8.2 | 0 | 2
1985-08-14 | 9.8 | 2 | 17 | 13 | 11 | 6 |  | 9.8 | 0 | 2
1985-08-15 | 40.2 | 41 | 41 | 37 | 43 | 39 |  | 40.2 | 0 | 0
1985-08-16 | 19.4 | 22 | 22 | 19 | 19 | 15 |  | 19.4 | 0 | 0
1985-08-17 | 10.2 | 13 | 13 | 9 | 7 | 9 |  | 10.2 | 0 | 1
1985-08-18 | 2.2 | 4 | 7 | 0 | 0 | 0 |  | 2.2 | 0 | 5
1985-08-19 | 9 | 9 | 11 | 7 | 9 | 9 |  | 9 | 0 | 1
1985-08-20 | 38 | 39 | 41 | 41 | 39 | 30 |  | 38 | 0 | 0
1985-08-21 | 22.4 | 22 | 22 | 24 | 24 | 20 |  | 22.4 | 0 | 0
1985-08-22 | 18.6 | 28 | 13 | 13 | 19 | 20 |  | 18.6 | 0 | 0
1985-08-23 | 18.8 | 24 | 28 | 22 | 13 | 7 |  | 18.8 | 0 | 1
1985-08-24 | 7 | 0 | 7 | 0 | 17 | 11 |  | 7 | 0 | 3
1985-08-25 | 7.4 | 9 | 11 | 11 | 6 | 0 |  | 7.4 | 0 | 2
1985-08-26 | 12.6 | 13 | 17 | 15 | 11 | 7 |  | 12.6 | 0 | 1
1985-08-27 | 10.6 | 7 | 7 | 7 | 17 | 15 |  | 10.6 | 0 | 3
1985-08-28 | 8.4 | 0 | 17 | 9 | 7 | 9 |  | 8.4 | 0 | 2
1985-08-29 | 0 | 0 | 0 | 0 | 0 | 0 |  | 0 | 0 | 5
1985-08-30 | 2.2 | 0 | 0 | 0 | 7 | 4 |  | 2.2 | 0 | 5
1985-08-31 | 2.6 | 0 | 2 | 4 | 7 | 0 |  | 2.6 | 0 | 5
1985-09-01 | 0 | 0 | 0 | 0 | 0 | 0 |  | 0 | 0 | 5
1985-09-02 | 6.4 | 13 | 13 | 6 | 0 | 0 |  | 6.4 | 0 | 3
1985-09-03 | 8.8 | 13 | 7 | 6 | 7 | 11 |  | 8.8 | 0 | 3
1985-09-04 | 8.4 | 7 | 4 | 7 | 9 | 15 |  | 8.4 | 0 | 3
1985-09-05 | 11.8 | 7 | 13 | 15 | 15 | 9 |  | 11.8 | 0 | 1
1985-09-06 | 14.8 | 20 | 13 | 13 | 9 | 19 |  | 14.8 | 0 | 0
1985-09-07 | 3.6 | 7 | 7 | 4 | 0 | 0 |  | 3.6 | 0 | 5
1985-09-08 | 14.2 | 15 | 17 | 13 | 13 | 13 |  | 14.2 | 0 | 0
1985-09-09 | 12 | 11 | 6 | 11 | 13 | 19 |  | 12 | 0 | 1
1985-09-10 | 23.2 | 24 | 20 | 22 | 26 | 24 |  | 23.2 | 0 | 0
1985-09-11 | 10 | 17 | 7 | 11 | 9 | 6 |  | 10 | 0 | 2
1985-09-12 | 9.6 | 7 | 6 | 7 | 11 | 17 |  | 9.6 | 0 | 3
1985-09-13 | 24.6 | 26 | 30 | 30 | 24 | 13 |  | 24.6 | 0 | 0
1985-09-14 | 3.4 | 0 | 0 | 11 | 6 | 0 |  | 3.4 | 0 | 4
1985-09-15 | 6.2 | 20 | 0 | 4 | 0 | 7 |  | 6.2 | 0 | 4
1985-09-16 | 35 | 37 | 44 | 33 | 22 | 39 |  | 35 | 0 | 0
1985-09-17 | 14.2 | 20 | 19 | 6 | 7 | 19 |  | 14.2 | 0 | 2
1985-09-18 | 9.6 | 7 | 15 | 15 | 11 | 0 |  | 9.6 | 0 | 2
1985-09-19 | 5.4 | 9 | 4 | 0 | 7 | 7 |  | 5.4 | 0 | 4
1985-09-20 | 7.8 | 9 | 6 | 4 | 11 | 9 |  | 7.8 | 0 | 2
1985-09-21 | 26.4 | 30 | 28 | 26 | 24 | 24 |  | 26.4 | 0 | 0
1985-09-22 | 12.8 | 20 | 15 | 11 | 9 | 9 |  | 12.8 | 0 | 0
1985-09-23 | 13.6 | 24 | 15 | 15 | 7 | 7 |  | 13.6 | 0 | 2
1985-09-24 | 21.2 | 26 | 22 | 19 | 15 | 24 |  | 21.2 | 0 | 0
1985-09-25 | 6.4 | 15 | 4 | 7 | 0 | 6 |  | 6.4 | 0 | 4
1985-09-26 | 21.4 | 0 | 22 | 31 | 24 | 30 |  | 21.4 | 0 | 1
1985-09-27 | 28.2 | 39 | 26 | 28 | 22 | 26 |  | 28.2 | 0 | 0
1985-09-28 | 2.6 | 6 | 7 | 0 | 0 | 0 |  | 2.6 | 0 | 5
1985-09-29 | 11.8 | 15 | 15 | 11 | 11 | 7 |  | 11.8 | 0 | 1
1985-09-30 | 0 | 0 | 0 | 0 | 0 | 0 |  | 0 | 0 | 5
1986-05-01 | 14.6 | 7 | 11 | 19 | 19 | 17 |  | 14.6 | 0 | 1
1986-05-02 | 18.6 | 22 | 19 | 22 | 13 | 17 |  | 18.6 | 0 | 0
1986-05-03 | 13.4 | 6 | 11 | 17 | 11 | 22 |  | 13.4 | 0 | 1
1986-05-04 | 13.4 | 19 | 20 | 19 | 7 | 2 |  | 13.4 | 0 | 2
1986-05-05 | 8.6 | 9 | 11 | 9 | 7 | 7 |  | 8.6 | 0 | 2
1986-05-06 | 5 | 7 | 4 | 7 | 7 | 0 |  | 5 | 0 | 5
1986-05-07 | 7.4 | 13 | 7 | 9 | 4 | 4 |  | 7.4 | 0 | 3
1986-05-08 | 6 | 11 | 4 | 4 | 4 | 7 |  | 6 | 0 | 4
1986-05-09 | 5.4 | 4 | 4 | 11 | 4 | 4 |  | 5.4 | 0 | 4
1986-05-10 | 30.2 | 24 | 31 | 35 | 31 | 30 |  | 30.2 | 0 | 0
1986-05-11 | 6.4 | 6 | 9 | 11 | 0 | 6 |  | 6.4 | 0 | 3
1986-05-12 | 15 | 0 | 22 | 9 | 22 | 22 |  | 15 | 0 | 1
1986-05-13 | 9.6 | 0 | 0 | 9 | 19 | 20 |  | 9.6 | 0 | 2
1986-05-14 | 44.6 | 33 | 43 | 46 | 44 | 57 |  | 44.6 | 0 | 0
1986-05-15 | 37.4 | 33 | 33 | 37 | 43 | 41 |  | 37.4 | 0 | 0
1986-05-16 | 3.2 | 0 | 4 | 4 | 4 | 4 |  | 3.2 | 0 | 5
1986-05-17 | 11.6 | 13 | 0 | 15 | 4 | 26 |  | 11.6 | 0 | 2
1986-05-18 | 2.8 | 0 | 6 | 4 | 4 | 0 |  | 2.8 | 0 | 5
1986-05-19 | 7.2 | 17 | 11 | 4 | 4 | 0 |  | 7.2 | 0 | 3
1986-05-20 | 4.6 | 0 | 0 | 7 | 7 | 9 |  | 4.6 | 0 | 4
1986-05-21 | 10 | 9 | 17 | 17 | 0 | 7 |  | 10 | 0 | 2
1986-05-22 | 28.8 | 30 | 33 | 37 | 24 | 20 |  | 28.8 | 0 | 0
1986-05-23 | 1.4 | 7 | 0 | 0 | 0 | 0 |  | 1.4 | 0 | 5
1986-05-24 | 6.8 | 13 | 7 | 6 | 4 | 4 |  | 6.8 | 0 | 4
1986-05-25 | 5.6 | 6 | 9 | 13 | 0 | 0 |  | 5.6 | 0 | 3
1986-05-26 | 4.4 | 9 | 9 | 0 | 4 | 0 |  | 4.4 | 0 | 3
1986-05-27 | 2 | 6 | 4 | 0 | 0 | 0 |  | 2 | 0 | 5
1986-05-28 | 2.4 | 0 | 6 | 2 | 4 | 0 |  | 2.4 | 0 | 5
1986-05-29 | 7.8 | 7 | 11 | 15 | 0 | 6 |  | 7.8 | 0 | 3
1986-05-30 | 0 | 0 | 0 | 0 | 0 | 0 |  | 0 | 0 | 5
1986-05-31 | 23.4 | 30 | 28 | 26 | 20 | 13 |  | 23.4 | 0 | 0
1986-06-01 | 13.6 | 20 | 13 | 13 | 13 | 9 |  | 13.6 | 0 | 0
1986-06-02 | 17.8 | 0 | 0 | 30 | 31 | 28 |  | 17.8 | 0 | 2
1986-06-03 | 23.6 | 37 | 31 | 22 | 15 | 13 |  | 23.6 | 0 | 0
1986-06-04 | 10.4 | 7 | 6 | 11 | 9 | 19 |  | 10.4 | 0 | 2
1986-06-05 | 18.6 | 19 | 13 | 22 | 20 | 19 |  | 18.6 | 0 | 0
1986-06-06 | 2 | 6 | 0 | 0 | 0 | 4 |  | 2 | 0 | 5
1986-06-07 | 2.8 | 0 | 0 | 7 | 0 | 7 |  | 2.8 | 0 | 5
1986-06-08 | 11 | 15 | 6 | 6 | 6 | 22 |  | 11 | 0 | 3
1986-06-09 | 14 | 15 | 4 | 4 | 28 | 19 |  | 14 | 0 | 2
1986-06-10 | 0.8 | 0 | 4 | 0 | 0 | 0 |  | 0.8 | 0 | 5
1986-06-11 | 8.6 | 7 | 9 | 9 | 7 | 11 |  | 8.6 | 0 | 2
1986-06-12 | 2 | 6 | 2 | 2 | 0 | 0 |  | 2 | 0 | 5
1986-06-13 | 13 | 15 | 13 | 22 | 15 | 0 |  | 13 | 0 | 1
1986-06-14 | 16 | 13 | 19 | 7 | 19 | 22 |  | 16 | 0 | 1
1986-06-15 | 14.4 | 22 | 20 | 19 | 11 | 0 |  | 14.4 | 0 | 1
1986-06-16 | 12.2 | 13 | 15 | 7 | 11 | 15 |  | 12.2 | 0 | 1
1986-06-17 | 6.4 | 0 | 0 | 9 | 6 | 17 |  | 6.4 | 0 | 3
1986-06-18 | 15.6 | 13 | 17 | 17 | 11 | 20 |  | 15.6 | 0 | 0
1986-06-19 | 16.6 | 24 | 0 | 13 | 24 | 22 |  | 16.6 | 0 | 1
1986-06-20 | 10.4 | 9 | 13 | 17 | 13 | 0 |  | 10.4 | 0 | 1
1986-06-21 | 35.8 | 37 | 41 | 31 | 37 | 33 |  | 35.8 | 0 | 0
1986-06-22 | 25.2 | 37 | 30 | 24 | 15 | 20 |  | 25.2 | 0 | 0
1986-06-23 | 4 | 7 | 0 | 0 | 9 | 4 |  | 4 | 0 | 4
1986-06-24 | 24.6 | 0 | 33 | 37 | 31 | 22 |  | 24.6 | 0 | 1
1986-06-25 | 6.8 | 11 | 4 | 6 | 9 | 4 |  | 6.8 | 0 | 3
1986-06-26 | 21.4 | 15 | 7 | 33 | 30 | 22 |  | 21.4 | 0 | 1
1986-06-27 | 6.8 | 6 | 0 | 11 | 6 | 11 |  | 6.8 | 0 | 3
1986-06-28 | 4.4 | 0 | 7 | 4 | 11 | 0 |  | 4.4 | 0 | 4
1986-06-29 | 23 | 20 | 20 | 22 | 31 | 22 |  | 23 | 0 | 0
1986-06-30 | 7.6 | 11 | 9 | 7 | 4 | 7 |  | 7.6 | 0 | 3
1986-07-01 | 6.8 | 6 | 9 | 4 | 9 | 6 |  | 6.8 | 0 | 3
1986-07-02 | 6.6 | 7 | 7 | 9 | 4 | 6 |  | 6.6 | 0 | 4
1986-07-03 | 17.6 | 22 | 19 | 17 | 15 | 15 |  | 17.6 | 0 | 0
1986-07-04 | 1.4 | 0 | 0 | 0 | 0 | 7 |  | 1.4 | 0 | 5
1986-07-05 | 24.8 | 19 | 26 | 24 | 24 | 31 |  | 24.8 | 0 | 0
1986-07-06 | 5.2 | 11 | 11 | 4 | 0 | 0 |  | 5.2 | 0 | 3
1986-07-07 | 2.2 | 11 | 0 | 0 | 0 | 0 |  | 2.2 | 0 | 4
1986-07-08 | 1.4 | 0 | 0 | 0 | 7 | 0 |  | 1.4 | 0 | 5
1986-07-09 | 2 | 4 | 0 | 0 | 6 | 0 |  | 2 | 0 | 5
1986-07-10 | 2 | 0 | 0 | 6 | 4 | 0 |  | 2 | 0 | 5
1986-07-11 | 15.4 | 20 | 15 | 20 | 11 | 11 |  | 15.4 | 0 | 0
1986-07-12 | 2.6 | 4 | 9 | 0 | 0 | 0 |  | 2.6 | 0 | 4
1986-07-13 | 3 | 0 | 2 | 9 | 4 | 0 |  | 3 | 0 | 4
1986-07-14 | 2.2 | 0 | 0 | 9 | 0 | 2 |  | 2.2 | 0 | 4
1986-07-15 | 10.8 | 13 | 11 | 19 | 4 | 7 |  | 10.8 | 0 | 2
1986-07-16 | 2 | 6 | 4 | 0 | 0 | 0 |  | 2 | 0 | 5
1986-07-17 | 27 | 17 | 24 | 33 | 30 | 31 |  | 27 | 0 | 0
1986-07-18 | 14.8 | 24 | 15 | 13 | 13 | 9 |  | 14.8 | 0 | 0
1986-07-19 | 0 | 0 | 0 | 0 | 0 | 0 |  | 0 | 0 | 5
1986-07-20 | 12.2 | 11 | 11 | 13 | 15 | 11 |  | 12.2 | 0 | 0
1986-07-21 | 3.8 | 4 | 4 | 4 | 0 | 7 |  | 3.8 | 0 | 5
1986-07-22 | 3.4 | 9 | 4 | 4 | 0 | 0 |  | 3.4 | 0 | 4
1986-07-23 | 15.4 | 19 | 13 | 15 | 17 | 13 |  | 15.4 | 0 | 0
1986-07-24 | 5.4 | 6 | 6 | 9 | 0 | 6 |  | 5.4 | 0 | 4
1986-07-25 | 8.8 | 9 | 6 | 9 | 13 | 7 |  | 8.8 | 0 | 2
1986-07-26 | 3.4 | 7 | 6 | 4 | 0 | 0 |  | 3.4 | 0 | 5
1986-07-27 | 11.6 | 15 | 19 | 4 | 20 | 0 |  | 11.6 | 0 | 2
1986-07-28 | 7 | 9 | 13 | 7 | 6 | 0 |  | 7 | 0 | 3
1986-07-29 | 10.4 | 11 | 11 | 15 | 0 | 15 |  | 10.4 | 0 | 1
1986-07-30 | 20 | 6 | 24 | 22 | 24 | 24 |  | 20 | 0 | 1
1986-07-31 | 0 | 0 | 0 | 0 | 0 | 0 |  | 0 | 0 | 5
1986-08-01 | 2.6 | 0 | 4 | 9 | 0 | 0 |  | 2.6 | 0 | 4
1986-08-02 | 1.6 | 0 | 0 | 0 | 4 | 4 |  | 1.6 | 0 | 5
1986-08-03 | 1.2 | 6 | 0 | 0 | 0 | 0 |  | 1.2 | 0 | 5
1986-08-04 | 13.8 | 26 | 17 | 9 | 11 | 6 |  | 13.8 | 0 | 1
1986-08-05 | 10.4 | 0 | 20 | 13 | 4 | 15 |  | 10.4 | 0 | 2
1986-08-06 | 1.4 | 0 | 7 | 0 | 0 | 0 |  | 1.4 | 0 | 5
1986-08-07 | 4.2 | 2 | 0 | 6 | 6 | 7 |  | 4.2 | 0 | 5
1986-08-08 | 4 | 0 | 2 | 0 | 9 | 9 |  | 4 | 0 | 3
1986-08-09 | 7.4 | 9 | 9 | 11 | 2 | 6 |  | 7.4 | 0 | 2
1986-08-10 | 7 | 13 | 13 | 9 | 0 | 0 |  | 7 | 0 | 2
1986-08-11 | 11.6 | 24 | 7 | 19 | 6 | 2 |  | 11.6 | 0 | 3
1986-08-12 | 4 | 0 | 0 | 13 | 7 | 0 |  | 4 | 0 | 4
1986-08-13 | 7.2 | 6 | 15 | 9 | 0 | 6 |  | 7.2 | 0 | 3
1986-08-14 | 7.6 | 15 | 6 | 7 | 6 | 4 |  | 7.6 | 0 | 4
1986-08-15 | 5.6 | 4 | 7 | 0 | 11 | 6 |  | 5.6 | 0 | 4
1986-08-16 | 5.2 | 13 | 6 | 0 | 0 | 7 |  | 5.2 | 0 | 4
1986-08-17 | 6.2 | 11 | 13 | 7 | 0 | 0 |  | 6.2 | 0 | 3
1986-08-18 | 5 | 4 | 6 | 2 | 4 | 9 |  | 5 | 0 | 4
1986-08-19 | 31.6 | 2 | 56 | 41 | 35 | 24 |  | 31.6 | 0 | 1
1986-08-20 | 5.4 | 0 | 0 | 7 | 9 | 11 |  | 5.4 | 0 | 3
1986-08-21 | 30 | 6 | 33 | 37 | 41 | 33 |  | 30 | 0 | 1
1986-08-22 | 11.4 | 11 | 13 | 15 | 11 | 7 |  | 11.4 | 0 | 1
1986-08-23 | 3.6 | 6 | 0 | 4 | 4 | 4 |  | 3.6 | 0 | 5
1986-08-24 | 6 | 7 | 6 | 6 | 4 | 7 |  | 6 | 0 | 5
1986-08-25 | 9.4 | 7 | 9 | 11 | 11 | 9 |  | 9.4 | 0 | 1
1986-08-26 | 11 | 11 | 19 | 19 | 6 | 0 |  | 11 | 0 | 2
1986-08-27 | 0.8 | 0 | 4 | 0 | 0 | 0 |  | 0.8 | 0 | 5
1986-08-28 | 0.8 | 0 | 0 | 0 | 4 | 0 |  | 0.8 | 0 | 5
1986-08-29 | 2.4 | 0 | 6 | 0 | 0 | 6 |  | 2.4 | 0 | 5
1986-08-30 | 3.8 | 6 | 0 | 13 | 0 | 0 |  | 3.8 | 0 | 4
1986-08-31 | 3.8 | 9 | 4 | 6 | 0 | 0 |  | 3.8 | 0 | 4
1986-09-01 | 8.6 | 11 | 15 | 7 | 6 | 4 |  | 8.6 | 0 | 3
1986-09-02 | 1.2 | 6 | 0 | 0 | 0 | 0 |  | 1.2 | 0 | 5
1986-09-03 | 10.4 | 0 | 9 | 17 | 13 | 13 |  | 10.4 | 0 | 1
1986-09-04 | 5 | 0 | 0 | 6 | 0 | 19 |  | 5 | 0 | 4
1986-09-05 | 14.6 | 4 | 15 | 17 | 17 | 20 |  | 14.6 | 0 | 1
1986-09-06 | 0 | 0 | 0 | 0 | 0 | 0 |  | 0 | 0 | 5
1986-09-07 | 13.8 | 13 | 13 | 15 | 15 | 13 |  | 13.8 | 0 | 0
1986-09-08 | 5 | 0 | 0 | 7 | 11 | 7 |  | 5 | 0 | 4
1986-09-09 | 7.8 | 9 | 7 | 13 | 6 | 4 |  | 7.8 | 0 | 3
1986-09-10 | 7.6 | 9 | 11 | 4 | 7 | 7 |  | 7.6 | 0 | 3
1986-09-11 | 21 | 22 | 26 | 20 | 13 | 24 |  | 21 | 0 | 0
1986-09-12 | 24 | 22 | 33 | 26 | 22 | 17 |  | 24 | 0 | 0
1986-09-13 | 18 | 19 | 19 | 20 | 17 | 15 |  | 18 | 0 | 0
1986-09-14 | 17.4 | 19 | 17 | 15 | 17 | 19 |  | 17.4 | 0 | 0
1986-09-15 | 13.8 | 11 | 15 | 13 | 19 | 11 |  | 13.8 | 0 | 0
1986-09-16 | 10.4 | 11 | 15 | 11 | 9 | 6 |  | 10.4 | 0 | 1
1986-09-17 | 24 | 30 | 31 | 20 | 19 | 20 |  | 24 | 0 | 0
1986-09-18 | 3.2 | 4 | 6 | 4 | 0 | 2 |  | 3.2 | 0 | 5
1986-09-19 | 8.8 | 0 | 7 | 15 | 13 | 9 |  | 8.8 | 0 | 2
1986-09-20 | 3.2 | 4 | 4 | 4 | 0 | 4 |  | 3.2 | 0 | 5
1986-09-21 | 3.2 | 0 | 6 | 6 | 4 | 0 |  | 3.2 | 0 | 5
1986-09-22 | 31.4 | 30 | 33 | 33 | 35 | 26 |  | 31.4 | 0 | 0
1986-09-23 | 6.6 | 0 | 13 | 9 | 7 | 4 |  | 6.6 | 0 | 3
1986-09-24 | 6.4 | 11 | 6 | 7 | 4 | 4 |  | 6.4 | 0 | 4
1986-09-25 | 12.8 | 9 | 11 | 20 | 15 | 9 |  | 12.8 | 0 | 0
1986-09-26 | 24 | 28 | 24 | 22 | 20 | 26 |  | 24 | 0 | 0
1986-09-27 | 7.4 | 11 | 13 | 9 | 4 | 0 |  | 7.4 | 0 | 2
1986-09-28 | 6.6 | 9 | 9 | 0 | 6 | 9 |  | 6.6 | 0 | 2
1986-09-29 | 6.2 | 17 | 0 | 6 | 4 | 4 |  | 6.2 | 0 | 4
1986-09-30 | 4.4 | 11 | 11 | 0 | 0 | 0 |  | 4.4 | 0 | 3
1987-05-01 | 6.8 | 19 | 9 | 0 | 2 | 4 |  | 6.8 | 0 | 3
1987-05-02 | 18 | 4 | 15 | 30 | 24 | 17 |  | 18 | 0 | 1
1987-05-03 | 16.2 | 20 | 22 | 13 | 15 | 11 |  | 16.2 | 0 | 0
1987-05-04 | 3 | 0 | 0 | 4 | 4 | 7 |  | 3 | 0 | 5
1987-05-05 | 9.2 | 17 | 7 | 11 | 4 | 7 |  | 9.2 | 0 | 3
1987-05-06 | 10.4 | 0 | 7 | 11 | 15 | 19 |  | 10.4 | 0 | 2
1987-05-07 | 1.2 | 0 | 0 | 0 | 0 | 6 |  | 1.2 | 0 | 5
1987-05-08 | 16.8 | 19 | 17 | 11 | 15 | 22 |  | 16.8 | 0 | 0
1987-05-09 | 5.2 | 15 | 4 | 0 | 7 | 0 |  | 5.2 | 0 | 4
1987-05-10 | 27.4 | 26 | 37 | 26 | 22 | 26 |  | 27.4 | 0 | 0
1987-05-11 | 15.6 | 19 | 22 | 19 | 11 | 7 |  | 15.6 | 0 | 1
1987-05-12 | 16.2 | 17 | 24 | 19 | 15 | 6 |  | 16.2 | 0 | 1
1987-05-13 | 20 | 33 | 22 | 17 | 13 | 15 |  | 20 | 0 | 0
1987-05-14 | 1.2 | 6 | 0 | 0 | 0 | 0 |  | 1.2 | 0 | 5
1987-05-15 | 11.8 | 7 | 0 | 7 | 26 | 19 |  | 11.8 | 0 | 3
1987-05-16 | 26.8 | 37 | 37 | 22 | 19 | 19 |  | 26.8 | 0 | 0
1987-05-17 | 13.4 | 15 | 15 | 15 | 11 | 11 |  | 13.4 | 0 | 0
1987-05-18 | 19.6 | 22 | 22 | 17 | 20 | 17 |  | 19.6 | 0 | 0
1987-05-19 | 29.4 | 24 | 30 | 30 | 33 | 30 |  | 29.4 | 0 | 0
1987-05-20 | 0 | 0 | 0 | 0 | 0 | 0 |  | 0 | 0 | 5
1987-05-21 | 15.2 | 15 | 22 | 11 | 11 | 17 |  | 15.2 | 0 | 0
1987-05-22 | 17.2 | 15 | 24 | 19 | 15 | 13 |  | 17.2 | 0 | 0
1987-05-23 | 13 | 15 | 19 | 15 | 7 | 9 |  | 13 | 0 | 1
1987-05-24 | 9.4 | 7 | 11 | 9 | 9 | 11 |  | 9.4 | 0 | 1
1987-05-25 | 9.2 | 9 | 13 | 11 | 13 | 0 |  | 9.2 | 0 | 1
1987-05-26 | 13 | 13 | 11 | 13 | 15 | 13 |  | 13 | 0 | 0
1987-05-27 | 8 | 9 | 7 | 11 | 6 | 7 |  | 8 | 0 | 3
1987-05-28 | 3.8 | 7 | 0 | 6 | 0 | 6 |  | 3.8 | 0 | 5
1987-05-29 | 6.4 | 6 | 9 | 11 | 0 | 6 |  | 6.4 | 0 | 3
1987-05-30 | 10.8 | 11 | 11 | 11 | 15 | 6 |  | 10.8 | 0 | 1
1987-05-31 | 8.8 | 2 | 11 | 19 | 6 | 6 |  | 8.8 | 0 | 3
1987-06-01 | 30.2 | 26 | 26 | 33 | 33 | 33 |  | 30.2 | 0 | 0
1987-06-02 | 31 | 26 | 30 | 33 | 33 | 33 |  | 31 | 0 | 0
1987-06-03 | 6.2 | 4 | 7 | 9 | 7 | 4 |  | 6.2 | 0 | 4
1987-06-04 | 9.6 | 13 | 9 | 11 | 9 | 6 |  | 9.6 | 0 | 1
1987-06-05 | 13.4 | 13 | 19 | 17 | 7 | 11 |  | 13.4 | 0 | 1
1987-06-06 | 16.2 | 28 | 20 | 9 | 11 | 13 |  | 16.2 | 0 | 0
1987-06-07 | 13.8 | 7 | 17 | 15 | 15 | 15 |  | 13.8 | 0 | 1
1987-06-08 | 6.8 | 7 | 7 | 7 | 4 | 9 |  | 6.8 | 0 | 4
1987-06-09 | 15.8 | 19 | 19 | 13 | 13 | 15 |  | 15.8 | 0 | 0
1987-06-10 | 11.8 | 15 | 15 | 11 | 11 | 7 |  | 11.8 | 0 | 1
1987-06-11 | 8 | 11 | 0 | 15 | 7 | 7 |  | 8 | 0 | 3
1987-06-12 | 13.6 | 15 | 15 | 22 | 9 | 7 |  | 13.6 | 0 | 1
1987-06-13 | 9.4 | 15 | 13 | 7 | 6 | 6 |  | 9.4 | 0 | 3
1987-06-14 | 8.2 | 9 | 9 | 7 | 7 | 9 |  | 8.2 | 0 | 2
1987-06-15 | 12 | 19 | 22 | 13 | 0 | 6 |  | 12 | 0 | 2
1987-06-16 | 20.6 | 20 | 19 | 35 | 22 | 7 |  | 20.6 | 0 | 1
1987-06-17 | 1.2 | 4 | 0 | 0 | 0 | 2 |  | 1.2 | 0 | 5
1987-06-18 | 4.6 | 4 | 6 | 7 | 6 | 0 |  | 4.6 | 0 | 5
1987-06-19 | 7.4 | 15 | 7 | 0 | 11 | 4 |  | 7.4 | 0 | 3
1987-06-20 | 11.4 | 9 | 11 | 7 | 15 | 15 |  | 11.4 | 0 | 1
1987-06-21 | 4.8 | 9 | 0 | 0 | 4 | 11 |  | 4.8 | 0 | 3
1987-06-22 | 23.4 | 30 | 24 | 22 | 24 | 17 |  | 23.4 | 0 | 0
1987-06-23 | 18.8 | 22 | 15 | 22 | 13 | 22 |  | 18.8 | 0 | 0
1987-06-24 | 11.8 | 15 | 15 | 11 | 7 | 11 |  | 11.8 | 0 | 1
1987-06-25 | 3.8 | 0 | 6 | 0 | 7 | 6 |  | 3.8 | 0 | 5
1987-06-26 | 2.2 | 9 | 0 | 0 | 0 | 2 |  | 2.2 | 0 | 4
1987-06-27 | 5.4 | 7 | 4 | 7 | 2 | 7 |  | 5.4 | 0 | 5
1987-06-28 | 12.6 | 11 | 15 | 13 | 9 | 15 |  | 12.6 | 0 | 0
1987-06-29 | 3.4 | 0 | 0 | 4 | 6 | 7 |  | 3.4 | 0 | 5
1987-06-30 | 7.2 | 0 | 11 | 11 | 7 | 7 |  | 7.2 | 0 | 3
1987-07-01 | 2.8 | 0 | 0 | 4 | 4 | 6 |  | 2.8 | 0 | 5
1987-07-02 | 12.2 | 22 | 19 | 7 | 9 | 4 |  | 12.2 | 0 | 2
1987-07-03 | 6.2 | 4 | 4 | 0 | 4 | 19 |  | 6.2 | 0 | 4
1987-07-04 | 16.6 | 17 | 19 | 19 | 13 | 15 |  | 16.6 | 0 | 0
1987-07-05 | 5 | 0 | 7 | 6 | 6 | 6 |  | 5 | 0 | 5
1987-07-06 | 13.4 | 9 | 9 | 15 | 17 | 17 |  | 13.4 | 0 | 0
1987-07-07 | 2.8 | 0 | 4 | 4 | 4 | 2 |  | 2.8 | 0 | 5
1987-07-08 | 1.2 | 0 | 0 | 0 | 0 | 6 |  | 1.2 | 0 | 5
1987-07-09 | 11.2 | 20 | 13 | 4 | 4 | 15 |  | 11.2 | 0 | 2
1987-07-10 | 17.4 | 22 | 17 | 20 | 13 | 15 |  | 17.4 | 0 | 0
1987-07-11 | 5.4 | 4 | 9 | 7 | 7 | 0 |  | 5.4 | 0 | 4
1987-07-12 | 5 | 4 | 6 | 6 | 9 | 0 |  | 5 | 0 | 4
1987-07-13 | 10 | 19 | 11 | 4 | 9 | 7 |  | 10 | 0 | 2
1987-07-14 | 1.6 | 4 | 0 | 0 | 4 | 0 |  | 1.6 | 0 | 5
1987-07-15 | 8.4 | 11 | 7 | 11 | 4 | 9 |  | 8.4 | 0 | 2
1987-07-16 | 18.2 | 15 | 19 | 19 | 19 | 19 |  | 18.2 | 0 | 0
1987-07-17 | 12.4 | 13 | 11 | 13 | 19 | 6 |  | 12.4 | 0 | 1
1987-07-18 | 11.8 | 13 | 15 | 13 | 9 | 9 |  | 11.8 | 0 | 0
1987-07-19 | 11 | 13 | 13 | 7 | 13 | 9 |  | 11 | 0 | 1
1987-07-20 | 2.6 | 0 | 0 | 0 | 7 | 6 |  | 2.6 | 0 | 5
1987-07-21 | 4.4 | 6 | 6 | 4 | 6 | 0 |  | 4.4 | 0 | 5
1987-07-22 | 13.8 | 13 | 15 | 15 | 13 | 13 |  | 13.8 | 0 | 0
1987-07-23 | 6.4 | 6 | 4 | 4 | 9 | 9 |  | 6.4 | 0 | 3
1987-07-24 | 2.6 | 0 | 4 | 0 | 9 | 0 |  | 2.6 | 0 | 4
1987-07-25 | 2.2 | 7 | 0 | 0 | 0 | 4 |  | 2.2 | 0 | 5
1987-07-26 | 14.4 | 19 | 6 | 17 | 17 | 13 |  | 14.4 | 0 | 1
1987-07-27 | 3 | 0 | 9 | 0 | 6 | 0 |  | 3 | 0 | 4
1987-07-28 | 9 | 6 | 13 | 0 | 7 | 19 |  | 9 | 0 | 3
1987-07-29 | 7.4 | 15 | 11 | 11 | 0 | 0 |  | 7.4 | 0 | 2
1987-07-30 | 3.8 | 0 | 2 | 0 | 0 | 17 |  | 3.8 | 0 | 4
1987-07-31 | 5.4 | 7 | 7 | 6 | 0 | 7 |  | 5.4 | 0 | 5
1987-08-01 | 11.4 | 15 | 11 | 9 | 7 | 15 |  | 11.4 | 0 | 1
1987-08-02 | 11.4 | 13 | 9 | 11 | 9 | 15 |  | 11.4 | 0 | 0
1987-08-03 | 17 | 22 | 26 | 20 | 13 | 4 |  | 17 | 0 | 1
1987-08-04 | 4.2 | 4 | 4 | 0 | 4 | 9 |  | 4.2 | 0 | 4
1987-08-05 | 22.6 | 20 | 15 | 28 | 28 | 22 |  | 22.6 | 0 | 0
1987-08-06 | 1.8 | 0 | 0 | 0 | 0 | 9 |  | 1.8 | 0 | 4
1987-08-07 | 9.4 | 6 | 6 | 9 | 11 | 15 |  | 9.4 | 0 | 2
1987-08-08 | 12.2 | 15 | 13 | 15 | 9 | 9 |  | 12.2 | 0 | 0
1987-08-09 | 15 | 9 | 13 | 19 | 15 | 19 |  | 15 | 0 | 0
1987-08-10 | 24.2 | 19 | 26 | 30 | 26 | 20 |  | 24.2 | 0 | 0
1987-08-11 | 19.6 | 15 | 22 | 22 | 15 | 24 |  | 19.6 | 0 | 0
1987-08-12 | 13.8 | 15 | 13 | 11 | 15 | 15 |  | 13.8 | 0 | 0
1987-08-13 | 9.2 | 11 | 13 | 9 | 9 | 4 |  | 9.2 | 0 | 1
1987-08-14 | 15 | 15 | 19 | 15 | 11 | 15 |  | 15 | 0 | 0
1987-08-15 | 6.2 | 6 | 4 | 7 | 7 | 7 |  | 6.2 | 0 | 5
1987-08-16 | 7.2 | 7 | 9 | 0 | 9 | 11 |  | 7.2 | 0 | 2
1987-08-17 | 20.8 | 26 | 24 | 22 | 19 | 13 |  | 20.8 | 0 | 0
1987-08-18 | 12.2 | 4 | 22 | 17 | 11 | 7 |  | 12.2 | 0 | 2
1987-08-19 | 9.2 | 15 | 11 | 7 | 6 | 7 |  | 9.2 | 0 | 3
1987-08-20 | 10.4 | 6 | 7 | 11 | 9 | 19 |  | 10.4 | 0 | 2
1987-08-21 | 11.4 | 20 | 15 | 7 | 9 | 6 |  | 11.4 | 0 | 2
1987-08-22 | 4 | 4 | 7 | 0 | 9 | 0 |  | 4 | 0 | 4
1987-08-23 | 4.4 | 9 | 9 | 2 | 2 | 0 |  | 4.4 | 0 | 3
1987-08-24 | 15.8 | 19 | 15 | 11 | 15 | 19 |  | 15.8 | 0 | 0
1987-08-25 | 14.2 | 15 | 7 | 15 | 19 | 15 |  | 14.2 | 0 | 1
1987-08-26 | 1.6 | 0 | 2 | 0 | 0 | 6 |  | 1.6 | 0 | 5
1987-08-27 | 4.4 | 11 | 7 | 4 | 0 | 0 |  | 4.4 | 0 | 4
1987-08-28 | 6 | 6 | 7 | 4 | 6 | 7 |  | 6 | 0 | 5
1987-08-29 | 23.8 | 41 | 26 | 24 | 13 | 15 |  | 23.8 | 0 | 0
1987-08-30 | 9.2 | 11 | 11 | 11 | 7 | 6 |  | 9.2 | 0 | 2
1987-08-31 | 7.4 | 9 | 0 | 0 | 19 | 9 |  | 7.4 | 0 | 2
1987-09-01 | 6.6 | 4 | 11 | 6 | 6 | 6 |  | 6.6 | 0 | 4
1987-09-02 | 11 | 11 | 13 | 11 | 7 | 13 |  | 11 | 0 | 1
1987-09-03 | 21.6 | 24 | 22 | 22 | 20 | 20 |  | 21.6 | 0 | 0
1987-09-04 | 9.8 | 0 | 6 | 13 | 11 | 19 |  | 9.8 | 0 | 2
1987-09-05 | 1.6 | 2 | 0 | 0 | 6 | 0 |  | 1.6 | 0 | 5
1987-09-06 | 18.4 | 17 | 15 | 15 | 15 | 30 |  | 18.4 | 0 | 0
1987-09-07 | 5 | 9 | 9 | 7 | 0 | 0 |  | 5 | 0 | 3
1987-09-08 | 9 | 15 | 9 | 15 | 6 | 0 |  | 9 | 0 | 2
1987-09-09 | 7 | 2 | 0 | 13 | 11 | 9 |  | 7 | 0 | 2
1987-09-10 | 0.4 | 2 | 0 | 0 | 0 | 0 |  | 0.4 | 0 | 5
1987-09-11 | 3 | 0 | 4 | 7 | 4 | 0 |  | 3 | 0 | 5
1987-09-12 | 1.6 | 0 | 4 | 0 | 4 | 0 |  | 1.6 | 0 | 5
1987-09-13 | 10.4 | 6 | 15 | 11 | 11 | 9 |  | 10.4 | 0 | 1
1987-09-14 | 3.8 | 4 | 0 | 4 | 4 | 7 |  | 3.8 | 0 | 5
1987-09-15 | 23.2 | 19 | 26 | 33 | 19 | 19 |  | 23.2 | 0 | 0
1987-09-16 | 6 | 6 | 6 | 4 | 7 | 7 |  | 6 | 0 | 5
1987-09-17 | 13.4 | 15 | 17 | 15 | 13 | 7 |  | 13.4 | 0 | 1
1987-09-18 | 1.6 | 0 | 0 | 4 | 0 | 4 |  | 1.6 | 0 | 5
1987-09-19 | 0 | 0 | 0 | 0 | 0 | 0 |  | 0 | 0 | 5
1987-09-20 | 6.2 | 0 | 11 | 2 | 9 | 9 |  | 6.2 | 0 | 2
1987-09-21 | 3.4 | 17 | 0 | 0 | 0 | 0 |  | 3.4 | 0 | 4
1987-09-22 | 1.2 | 4 | 0 | 0 | 2 | 0 |  | 1.2 | 0 | 5
1987-09-23 | 4.8 | 7 | 6 | 0 | 7 | 4 |  | 4.8 | 0 | 5
1987-09-24 | 7 | 7 | 9 | 6 | 7 | 6 |  | 7 | 0 | 4
1987-09-25 | 1.2 | 0 | 0 | 0 | 0 | 6 |  | 1.2 | 0 | 5
1987-09-26 | 25.2 | 7 | 20 | 31 | 33 | 35 |  | 25.2 | 0 | 1
1987-09-27 | 14.4 | 20 | 22 | 19 | 4 | 7 |  | 14.4 | 0 | 2
1987-09-28 | 11.8 | 11 | 19 | 11 | 7 | 11 |  | 11.8 | 0 | 1
1987-09-29 | 13.4 | 19 | 11 | 15 | 11 | 11 |  | 13.4 | 0 | 0
1987-09-30 | 22.4 | 20 | 22 | 22 | 24 | 24 |  | 22.4 | 0 | 0
1988-05-01 | 18.6 | 19 | 17 | 19 | 19 | 19 |  | 18.6 | 0 | 0
1988-05-02 | 10 | 22 | 9 | 6 | 4 | 9 |  | 10 | 0 | 2
1988-05-03 | 8.6 | 7 | 9 | 9 | 9 | 9 |  | 8.6 | 0 | 1
1988-05-04 | 20.6 | 20 | 20 | 24 | 20 | 19 |  | 20.6 | 0 | 0
1988-05-05 | 12.2 | 13 | 19 | 7 | 9 | 13 |  | 12.2 | 0 | 1
1988-05-06 | 14.6 | 11 | 11 | 19 | 15 | 17 |  | 14.6 | 0 | 0
1988-05-07 | 26.8 | 20 | 28 | 26 | 30 | 30 |  | 26.8 | 0 | 0
1988-05-08 | 8 | 4 | 4 | 6 | 11 | 15 |  | 8 | 0 | 3
1988-05-09 | 19.4 | 19 | 22 | 17 | 17 | 22 |  | 19.4 | 0 | 0
1988-05-10 | 23.8 | 19 | 15 | 22 | 35 | 28 |  | 23.8 | 0 | 0
1988-05-11 | 16.4 | 22 | 15 | 15 | 15 | 15 |  | 16.4 | 0 | 0
1988-05-12 | 14.6 | 15 | 15 | 15 | 11 | 17 |  | 14.6 | 0 | 0
1988-05-13 | 21.4 | 24 | 30 | 17 | 19 | 17 |  | 21.4 | 0 | 0
1988-05-14 | 25.8 | 39 | 31 | 20 | 19 | 20 |  | 25.8 | 0 | 0
1988-05-15 | 20.4 | 30 | 28 | 24 | 13 | 7 |  | 20.4 | 0 | 1
1988-05-16 | 7.6 | 6 | 11 | 9 | 6 | 6 |  | 7.6 | 0 | 3
1988-05-17 | 16.8 | 15 | 17 | 13 | 17 | 22 |  | 16.8 | 0 | 0
1988-05-18 | 16 | 17 | 11 | 20 | 13 | 19 |  | 16 | 0 | 0
1988-05-19 | 20.2 | 17 | 22 | 17 | 26 | 19 |  | 20.2 | 0 | 0
1988-05-20 | 6.8 | 4 | 0 | 6 | 4 | 20 |  | 6.8 | 0 | 4
1988-05-21 | 2.6 | 0 | 6 | 7 | 0 | 0 |  | 2.6 | 0 | 5
1988-05-22 | 0 | 0 | 0 | 0 | 0 | 0 |  | 0 | 0 | 5
1988-05-23 | 15.8 | 19 | 19 | 11 | 19 | 11 |  | 15.8 | 0 | 0
1988-05-24 | 4.2 | 11 | 0 | 0 | 6 | 4 |  | 4.2 | 0 | 4
1988-05-25 | 4.4 | 7 | 0 | 4 | 4 | 7 |  | 4.4 | 0 | 5
1988-05-26 | 16.6 | 15 | 19 | 19 | 15 | 15 |  | 16.6 | 0 | 0
1988-05-27 | 3.6 | 0 | 4 | 7 | 7 | 0 |  | 3.6 | 0 | 5
1988-05-28 | 7 | 11 | 6 | 4 | 7 | 7 |  | 7 | 0 | 4
1988-05-29 | 12.8 | 19 | 19 | 15 | 4 | 7 |  | 12.8 | 0 | 2
1988-05-30 | 31 | 33 | 30 | 33 | 31 | 28 |  | 31 | 0 | 0
1988-05-31 | 22.6 | 33 | 28 | 22 | 19 | 11 |  | 22.6 | 0 | 0
1988-06-01 | 4.4 | 11 | 7 | 2 | 0 | 2 |  | 4.4 | 0 | 4
1988-06-02 | 15.8 | 22 | 22 | 2 | 11 | 22 |  | 15.8 | 0 | 1
1988-06-03 | 17.2 | 22 | 11 | 9 | 22 | 22 |  | 17.2 | 0 | 0
1988-06-04 | 15 | 7 | 19 | 19 | 11 | 19 |  | 15 | 0 | 1
1988-06-05 | 25.4 | 30 | 22 | 19 | 26 | 30 |  | 25.4 | 0 | 0
1988-06-06 | 24.2 | 19 | 24 | 30 | 22 | 26 |  | 24.2 | 0 | 0
1988-06-07 | 23.2 | 30 | 20 | 22 | 24 | 20 |  | 23.2 | 0 | 0
1988-06-08 | 15.6 | 24 | 22 | 15 | 13 | 4 |  | 15.6 | 0 | 1
1988-06-09 | 13.6 | 11 | 7 | 28 | 15 | 7 |  | 13.6 | 0 | 2
1988-06-10 | 10.4 | 9 | 6 | 11 | 15 | 11 |  | 10.4 | 0 | 1
1988-06-11 | 21 | 19 | 26 | 30 | 19 | 11 |  | 21 | 0 | 0
1988-06-12 | 0.8 | 0 | 0 | 0 | 4 | 0 |  | 0.8 | 0 | 5
1988-06-13 | 0.8 | 4 | 0 | 0 | 0 | 0 |  | 0.8 | 0 | 5
1988-06-14 | 8.2 | 0 | 0 | 4 | 15 | 22 |  | 8.2 | 0 | 3
1988-06-15 | 15.4 | 15 | 19 | 9 | 15 | 19 |  | 15.4 | 0 | 0
1988-06-16 | 9.4 | 22 | 7 | 7 | 4 | 7 |  | 9.4 | 0 | 4
1988-06-17 | 15.2 | 11 | 13 | 20 | 15 | 17 |  | 15.2 | 0 | 0
1988-06-18 | 12.8 | 17 | 19 | 17 | 7 | 4 |  | 12.8 | 0 | 2
1988-06-19 | 5.4 | 9 | 9 | 9 | 0 | 0 |  | 5.4 | 0 | 2
1988-06-20 | 15.8 | 13 | 17 | 19 | 11 | 19 |  | 15.8 | 0 | 0
1988-06-21 | 8.4 | 19 | 7 | 4 | 6 | 6 |  | 8.4 | 0 | 4
1988-06-22 | 10 | 13 | 15 | 11 | 4 | 7 |  | 10 | 0 | 2
1988-06-23 | 14.6 | 22 | 15 | 13 | 19 | 4 |  | 14.6 | 0 | 1
1988-06-24 | 22.8 | 24 | 41 | 19 | 15 | 15 |  | 22.8 | 0 | 0
1988-06-25 | 13 | 13 | 15 | 9 | 11 | 17 |  | 13 | 0 | 0
1988-06-26 | 11.4 | 20 | 6 | 11 | 11 | 9 |  | 11.4 | 0 | 1
1988-06-27 | 4 | 0 | 7 | 0 | 9 | 4 |  | 4 | 0 | 4
1988-06-28 | 9.2 | 7 | 9 | 13 | 4 | 13 |  | 9.2 | 0 | 2
1988-06-29 | 5 | 15 | 0 | 6 | 4 | 0 |  | 5 | 0 | 4
1988-06-30 | 13 | 13 | 9 | 15 | 13 | 15 |  | 13 | 0 | 0
1988-07-01 | 12.6 | 9 | 7 | 28 | 19 | 0 |  | 12.6 | 0 | 2
1988-07-02 | 9.6 | 15 | 9 | 0 | 11 | 13 |  | 9.6 | 0 | 1
1988-07-03 | 15 | 19 | 19 | 17 | 11 | 9 |  | 15 | 0 | 0
1988-07-04 | 15.2 | 11 | 9 | 22 | 15 | 19 |  | 15.2 | 0 | 0
1988-07-05 | 5.4 | 7 | 9 | 4 | 0 | 7 |  | 5.4 | 0 | 4
1988-07-06 | 5.6 | 11 | 0 | 6 | 7 | 4 |  | 5.6 | 0 | 4
1988-07-07 | 26.6 | 31 | 26 | 24 | 24 | 28 |  | 26.6 | 0 | 0
1988-07-08 | 5.8 | 0 | 6 | 13 | 6 | 4 |  | 5.8 | 0 | 4
1988-07-09 | 0.8 | 0 | 0 | 0 | 4 | 0 |  | 0.8 | 0 | 5
1988-07-10 | 13.8 | 20 | 19 | 13 | 11 | 6 |  | 13.8 | 0 | 1
1988-07-11 | 11 | 11 | 9 | 11 | 13 | 11 |  | 11 | 0 | 0
1988-07-12 | 20 | 11 | 15 | 22 | 26 | 26 |  | 20 | 0 | 0
1988-07-13 | 12.2 | 15 | 15 | 15 | 9 | 7 |  | 12.2 | 0 | 1
1988-07-14 | 11.2 | 0 | 11 | 15 | 15 | 15 |  | 11.2 | 0 | 1
1988-07-15 | 8.8 | 11 | 0 | 7 | 15 | 11 |  | 8.8 | 0 | 2
1988-07-16 | 13.4 | 11 | 15 | 19 | 11 | 11 |  | 13.4 | 0 | 0
1988-07-17 | 11.4 | 19 | 9 | 11 | 11 | 7 |  | 11.4 | 0 | 1
1988-07-18 | 14 | 20 | 13 | 9 | 13 | 15 |  | 14 | 0 | 0
1988-07-19 | 14.6 | 17 | 11 | 15 | 17 | 13 |  | 14.6 | 0 | 0
1988-07-20 | 7.6 | 9 | 7 | 6 | 7 | 9 |  | 7.6 | 0 | 3
1988-07-21 | 2.6 | 0 | 6 | 7 | 0 | 0 |  | 2.6 | 0 | 5
1988-07-22 | 5.4 | 7 | 9 | 9 | 0 | 2 |  | 5.4 | 0 | 3
1988-07-23 | 3.6 | 0 | 7 | 4 | 7 | 0 |  | 3.6 | 0 | 5
1988-07-24 | 13.2 | 15 | 20 | 11 | 9 | 11 |  | 13.2 | 0 | 0
1988-07-25 | 7 | 9 | 13 | 4 | 0 | 9 |  | 7 | 0 | 2
1988-07-26 | 0.8 | 4 | 0 | 0 | 0 | 0 |  | 0.8 | 0 | 5
1988-07-27 | 19.4 | 20 | 19 | 19 | 20 | 19 |  | 19.4 | 0 | 0
1988-07-28 | 7.8 | 11 | 0 | 15 | 0 | 13 |  | 7.8 | 0 | 2
1988-07-29 | 10.4 | 0 | 11 | 13 | 15 | 13 |  | 10.4 | 0 | 1
1988-07-30 | 5 | 4 | 7 | 7 | 0 | 7 |  | 5 | 0 | 5
1988-07-31 | 2.2 | 0 | 0 | 4 | 0 | 7 |  | 2.2 | 0 | 5
1988-08-01 | 19 | 19 | 19 | 19 | 19 | 19 |  | 19 | 0 | 0
1988-08-02 | 25.2 | 26 | 22 | 26 | 26 | 26 |  | 25.2 | 0 | 0
1988-08-03 | 5.2 | 7 | 0 | 6 | 13 | 0 |  | 5.2 | 0 | 4
1988-08-04 | 4.4 | 7 | 15 | 0 | 0 | 0 |  | 4.4 | 0 | 4
1988-08-05 | 14.8 | 22 | 15 | 19 | 11 | 7 |  | 14.8 | 0 | 1
1988-08-06 | 21.2 | 20 | 19 | 24 | 19 | 24 |  | 21.2 | 0 | 0
1988-08-07 | 1.6 | 0 | 0 | 4 | 0 | 4 |  | 1.6 | 0 | 5
1988-08-08 | 6.4 | 7 | 7 | 7 | 4 | 7 |  | 6.4 | 0 | 5
1988-08-09 | 6.6 | 9 | 11 | 4 | 7 | 2 |  | 6.6 | 0 | 3
1988-08-10 | 4.6 | 0 | 0 | 7 | 7 | 9 |  | 4.6 | 0 | 4
1988-08-11 | 13.4 | 17 | 13 | 15 | 15 | 7 |  | 13.4 | 0 | 1
1988-08-12 | 3.6 | 0 | 0 | 9 | 9 | 0 |  | 3.6 | 0 | 3
1988-08-13 | 6.8 | 7 | 7 | 4 | 7 | 9 |  | 6.8 | 0 | 4
1988-08-14 | 19.4 | 9 | 9 | 22 | 24 | 33 |  | 19.4 | 0 | 0
1988-08-15 | 8.6 | 11 | 9 | 7 | 9 | 7 |  | 8.6 | 0 | 2
1988-08-16 | 11 | 7 | 7 | 15 | 11 | 15 |  | 11 | 0 | 2
1988-08-17 | 22 | 22 | 26 | 24 | 19 | 19 |  | 22 | 0 | 0
1988-08-18 | 4 | 7 | 4 | 0 | 9 | 0 |  | 4 | 0 | 4
1988-08-19 | 1.4 | 7 | 0 | 0 | 0 | 0 |  | 1.4 | 0 | 5
1988-08-20 | 15.4 | 19 | 13 | 15 | 13 | 17 |  | 15.4 | 0 | 0
1988-08-21 | 27.6 | 31 | 28 | 31 | 26 | 22 |  | 27.6 | 0 | 0
1988-08-22 | 17.2 | 19 | 17 | 20 | 15 | 15 |  | 17.2 | 0 | 0
1988-08-23 | 8.8 | 7 | 4 | 9 | 13 | 11 |  | 8.8 | 0 | 2
1988-08-24 | 17.6 | 17 | 19 | 24 | 15 | 13 |  | 17.6 | 0 | 0
1988-08-25 | 2.6 | 0 | 0 | 9 | 0 | 4 |  | 2.6 | 0 | 4
1988-08-26 | 19.2 | 15 | 15 | 19 | 28 | 19 |  | 19.2 | 0 | 0
1988-08-27 | 4.2 | 0 | 0 | 7 | 7 | 7 |  | 4.2 | 0 | 5
1988-08-28 | 8.4 | 11 | 9 | 6 | 7 | 9 |  | 8.4 | 0 | 2
1988-08-29 | 3.6 | 7 | 7 | 4 | 0 | 0 |  | 3.6 | 0 | 5
1988-08-30 | 24.2 | 39 | 26 | 30 | 22 | 4 |  | 24.2 | 0 | 1
1988-08-31 | 7 | 9 | 15 | 4 | 0 | 7 |  | 7 | 0 | 3
1988-09-01 | 10.2 | 7 | 11 | 7 | 15 | 11 |  | 10.2 | 0 | 2
1988-09-02 | 1.4 | 7 | 0 | 0 | 0 | 0 |  | 1.4 | 0 | 5
1988-09-03 | 5.4 | 7 | 7 | 7 | 6 | 0 |  | 5.4 | 0 | 5
1988-09-04 | 9.6 | 13 | 13 | 9 | 6 | 7 |  | 9.6 | 0 | 2
1988-09-05 | 6.8 | 13 | 6 | 4 | 7 | 4 |  | 6.8 | 0 | 4
1988-09-06 | 17.8 | 19 | 17 | 15 | 19 | 19 |  | 17.8 | 0 | 0
1988-09-07 | 12.4 | 17 | 13 | 13 | 13 | 6 |  | 12.4 | 0 | 1
1988-09-08 | 7.2 | 7 | 9 | 4 | 9 | 7 |  | 7.2 | 0 | 3
1988-09-09 | 9.4 | 11 | 9 | 9 | 9 | 9 |  | 9.4 | 0 | 0
1988-09-10 | 24.8 | 24 | 24 | 22 | 24 | 30 |  | 24.8 | 0 | 0
1988-09-11 | 1.2 | 0 | 0 | 0 | 6 | 0 |  | 1.2 | 0 | 5
1988-09-12 | 4 | 7 | 0 | 0 | 4 | 9 |  | 4 | 0 | 4
1988-09-13 | 2.8 | 4 | 4 | 6 | 0 | 0 |  | 2.8 | 0 | 5
1988-09-14 | 5.6 | 0 | 0 | 4 | 13 | 11 |  | 5.6 | 0 | 3
1988-09-15 | 2.6 | 0 | 0 | 6 | 0 | 7 |  | 2.6 | 0 | 5
1988-09-16 | 24.6 | 13 | 26 | 26 | 28 | 30 |  | 24.6 | 0 | 0
1988-09-17 | 18 | 28 | 17 | 15 | 15 | 15 |  | 18 | 0 | 0
1988-09-18 | 1.2 | 0 | 0 | 0 | 0 | 6 |  | 1.2 | 0 | 5
1988-09-19 | 5.2 | 0 | 0 | 0 | 13 | 13 |  | 5.2 | 0 | 3
1988-09-20 | 13.4 | 17 | 15 | 15 | 7 | 13 |  | 13.4 | 0 | 1
1988-09-21 | 10.2 | 9 | 7 | 7 | 6 | 22 |  | 10.2 | 0 | 3
1988-09-22 | 8.2 | 11 | 11 | 9 | 6 | 4 |  | 8.2 | 0 | 2
1988-09-23 | 4.6 | 6 | 7 | 4 | 0 | 6 |  | 4.6 | 0 | 5
1988-09-24 | 4 | 4 | 0 | 7 | 2 | 7 |  | 4 | 0 | 5
1988-09-25 | 15 | 19 | 9 | 13 | 19 | 15 |  | 15 | 0 | 0
1988-09-26 | 6.4 | 9 | 15 | 0 | 4 | 4 |  | 6.4 | 0 | 3
1988-09-27 | 3.8 | 4 | 9 | 0 | 6 | 0 |  | 3.8 | 0 | 4
1988-09-28 | 9.4 | 13 | 6 | 6 | 11 | 11 |  | 9.4 | 0 | 2
1988-09-29 | 27.4 | 24 | 26 | 20 | 30 | 37 |  | 27.4 | 0 | 0
1988-09-30 | 15.2 | 15 | 13 | 13 | 22 | 13 |  | 15.2 | 0 | 0
1989-05-01 | 8.8 | 11 | 11 | 7 | 4 | 11 |  | 8.8 | 0 | 2
1989-05-02 | 26.8 | 26 | 28 | 28 | 26 | 26 |  | 26.8 | 0 | 0
1989-05-03 | 3.8 | 0 | 0 | 6 | 6 | 7 |  | 3.8 | 0 | 5
1989-05-04 | 10.2 | 19 | 17 | 11 | 0 | 4 |  | 10.2 | 0 | 2
1989-05-05 | 9.4 | 13 | 13 | 7 | 7 | 7 |  | 9.4 | 0 | 3
1989-05-06 | 12.2 | 19 | 11 | 17 | 7 | 7 |  | 12.2 | 0 | 2
1989-05-07 | 8.6 | 6 | 9 | 11 | 6 | 11 |  | 8.6 | 0 | 2
1989-05-08 | 4 | 0 | 0 | 7 | 4 | 9 |  | 4 | 0 | 4
1989-05-09 | 5.6 | 11 | 11 | 6 | 0 | 0 |  | 5.6 | 0 | 3
1989-05-10 | 12 | 13 | 13 | 17 | 11 | 6 |  | 12 | 0 | 1
1989-05-11 | 19.6 | 24 | 24 | 15 | 24 | 11 |  | 19.6 | 0 | 0
1989-05-12 | 5.8 | 6 | 4 | 7 | 6 | 6 |  | 5.8 | 0 | 5
1989-05-13 | 9.6 | 15 | 9 | 9 | 11 | 4 |  | 9.6 | 0 | 1
1989-05-14 | 4.8 | 4 | 0 | 4 | 9 | 7 |  | 4.8 | 0 | 4
1989-05-15 | 6.8 | 7 | 11 | 7 | 9 | 0 |  | 6.8 | 0 | 3
1989-05-16 | 9 | 15 | 6 | 9 | 4 | 11 |  | 9 | 0 | 2
1989-05-17 | 8.6 | 11 | 4 | 0 | 11 | 17 |  | 8.6 | 0 | 2
1989-05-18 | 22.2 | 15 | 17 | 22 | 24 | 33 |  | 22.2 | 0 | 0
1989-05-19 | 36.6 | 31 | 31 | 41 | 37 | 43 |  | 36.6 | 0 | 0
1989-05-20 | 37.8 | 41 | 41 | 44 | 33 | 30 |  | 37.8 | 0 | 0
1989-05-21 | 15 | 4 | 17 | 15 | 20 | 19 |  | 15 | 0 | 1
1989-05-22 | 5.6 | 6 | 7 | 4 | 0 | 11 |  | 5.6 | 0 | 4
1989-05-23 | 16.4 | 11 | 13 | 17 | 22 | 19 |  | 16.4 | 0 | 0
1989-05-24 | 14.6 | 13 | 11 | 15 | 17 | 17 |  | 14.6 | 0 | 0
1989-05-25 | 22.8 | 28 | 24 | 22 | 20 | 20 |  | 22.8 | 0 | 0
1989-05-26 | 11.6 | 9 | 7 | 13 | 9 | 20 |  | 11.6 | 0 | 1
1989-05-27 | 23.4 | 22 | 17 | 26 | 28 | 24 |  | 23.4 | 0 | 0
1989-05-28 | 7.4 | 7 | 9 | 7 | 7 | 7 |  | 7.4 | 0 | 4
1989-05-29 | 3.8 | 0 | 9 | 4 | 4 | 2 |  | 3.8 | 0 | 4
1989-05-30 | 4.8 | 6 | 6 | 0 | 6 | 6 |  | 4.8 | 0 | 5
1989-05-31 | 1.6 | 0 | 0 | 2 | 0 | 6 |  | 1.6 | 0 | 5
1989-06-01 | 22.4 | 20 | 30 | 22 | 20 | 20 |  | 22.4 | 0 | 0
1989-06-02 | 8.4 | 19 | 6 | 7 | 6 | 4 |  | 8.4 | 0 | 4
1989-06-03 | 14.8 | 19 | 17 | 15 | 6 | 17 |  | 14.8 | 0 | 1
1989-06-04 | 3.4 | 4 | 9 | 0 | 0 | 4 |  | 3.4 | 0 | 4
1989-06-05 | 3.6 | 0 | 6 | 6 | 0 | 6 |  | 3.6 | 0 | 5
1989-06-06 | 7.4 | 7 | 4 | 6 | 7 | 13 |  | 7.4 | 0 | 4
1989-06-07 | 7 | 6 | 7 | 9 | 13 | 0 |  | 7 | 0 | 3
1989-06-08 | 13 | 9 | 15 | 15 | 15 | 11 |  | 13 | 0 | 0
1989-06-09 | 10.8 | 19 | 13 | 7 | 6 | 9 |  | 10.8 | 0 | 2
1989-06-10 | 14.2 | 13 | 6 | 20 | 13 | 19 |  | 14.2 | 0 | 1
1989-06-11 | 22.2 | 22 | 24 | 17 | 26 | 22 |  | 22.2 | 0 | 0
1989-06-12 | 1.2 | 0 | 6 | 0 | 0 | 0 |  | 1.2 | 0 | 5
1989-06-13 | 14.2 | 13 | 9 | 19 | 15 | 15 |  | 14.2 | 0 | 0
1989-06-14 | 25.2 | 33 | 33 | 30 | 15 | 15 |  | 25.2 | 0 | 0
1989-06-15 | 0 | 0 | 0 | 0 | 0 | 0 |  | 0 | 0 | 5
1989-06-16 | 20.2 | 20 | 22 | 20 | 20 | 19 |  | 20.2 | 0 | 0
1989-06-17 | 6.2 | 9 | 0 | 4 | 9 | 9 |  | 6.2 | 0 | 2
1989-06-18 | 3 | 9 | 6 | 0 | 0 | 0 |  | 3 | 0 | 4
1989-06-19 | 13 | 13 | 11 | 11 | 15 | 15 |  | 13 | 0 | 0
1989-06-20 | 8.4 | 6 | 4 | 11 | 15 | 6 |  | 8.4 | 0 | 3
1989-06-21 | 12.2 | 15 | 7 | 11 | 13 | 15 |  | 12.2 | 0 | 1
1989-06-22 | 8.2 | 7 | 4 | 6 | 9 | 15 |  | 8.2 | 0 | 3
1989-06-23 | 12.8 | 6 | 13 | 13 | 13 | 19 |  | 12.8 | 0 | 1
1989-06-24 | 13.2 | 11 | 15 | 9 | 9 | 22 |  | 13.2 | 0 | 0
1989-06-25 | 18.6 | 19 | 22 | 17 | 20 | 15 |  | 18.6 | 0 | 0
1989-06-26 | 18.2 | 20 | 24 | 15 | 17 | 15 |  | 18.2 | 0 | 0
1989-06-27 | 2.2 | 0 | 7 | 4 | 0 | 0 |  | 2.2 | 0 | 5
1989-06-28 | 16.8 | 22 | 17 | 15 | 15 | 15 |  | 16.8 | 0 | 0
1989-06-29 | 4.6 | 6 | 0 | 4 | 4 | 9 |  | 4.6 | 0 | 4
1989-06-30 | 9.8 | 9 | 11 | 7 | 0 | 22 |  | 9.8 | 0 | 2
1989-07-01 | 8 | 9 | 7 | 0 | 13 | 11 |  | 8 | 0 | 2
1989-07-02 | 22.8 | 22 | 30 | 20 | 22 | 20 |  | 22.8 | 0 | 0
1989-07-03 | 3.4 | 0 | 9 | 4 | 2 | 2 |  | 3.4 | 0 | 4
1989-07-04 | 10.8 | 7 | 6 | 19 | 13 | 9 |  | 10.8 | 0 | 2
1989-07-05 | 3.2 | 7 | 9 | 0 | 0 | 0 |  | 3.2 | 0 | 4
1989-07-06 | 14.2 | 13 | 11 | 17 | 11 | 19 |  | 14.2 | 0 | 0
1989-07-07 | 7.2 | 7 | 9 | 7 | 6 | 7 |  | 7.2 | 0 | 4
1989-07-08 | 17.8 | 30 | 24 | 20 | 9 | 6 |  | 17.8 | 0 | 1
1989-07-09 | 19.2 | 20 | 19 | 19 | 19 | 19 |  | 19.2 | 0 | 0
1989-07-10 | 9.4 | 7 | 13 | 6 | 6 | 15 |  | 9.4 | 0 | 3
1989-07-11 | 2.8 | 0 | 4 | 0 | 6 | 4 |  | 2.8 | 0 | 5
1989-07-12 | 1.2 | 4 | 0 | 0 | 0 | 2 |  | 1.2 | 0 | 5
1989-07-13 | 6 | 0 | 4 | 9 | 11 | 6 |  | 6 | 0 | 3
1989-07-14 | 7.4 | 13 | 6 | 6 | 6 | 6 |  | 7.4 | 0 | 4
1989-07-15 | 13 | 7 | 9 | 11 | 19 | 19 |  | 13 | 0 | 1
1989-07-16 | 6.6 | 7 | 13 | 4 | 0 | 9 |  | 6.6 | 0 | 3
1989-07-17 | 5.6 | 4 | 7 | 6 | 2 | 9 |  | 5.6 | 0 | 4
1989-07-18 | 5.2 | 7 | 6 | 4 | 7 | 2 |  | 5.2 | 0 | 5
1989-07-19 | 6 | 0 | 9 | 7 | 7 | 7 |  | 6 | 0 | 4
1989-07-20 | 4.8 | 7 | 0 | 9 | 4 | 4 |  | 4.8 | 0 | 4
1989-07-21 | 7.4 | 11 | 11 | 4 | 4 | 7 |  | 7.4 | 0 | 3
1989-07-22 | 13.4 | 26 | 19 | 11 | 11 | 0 |  | 13.4 | 0 | 1
1989-07-23 | 6.4 | 7 | 7 | 6 | 6 | 6 |  | 6.4 | 0 | 5
1989-07-24 | 20.8 | 17 | 19 | 13 | 20 | 35 |  | 20.8 | 0 | 0
1989-07-25 | 2.8 | 6 | 4 | 4 | 0 | 0 |  | 2.8 | 0 | 5
1989-07-26 | 8.8 | 11 | 7 | 11 | 9 | 6 |  | 8.8 | 0 | 2
1989-07-27 | 12.6 | 19 | 11 | 13 | 11 | 9 |  | 12.6 | 0 | 0
1989-07-28 | 23.8 | 31 | 28 | 24 | 19 | 17 |  | 23.8 | 0 | 0
1989-07-29 | 5.2 | 4 | 6 | 6 | 6 | 4 |  | 5.2 | 0 | 5
1989-07-30 | 13.6 | 24 | 17 | 17 | 4 | 6 |  | 13.6 | 0 | 2
1989-07-31 | 11 | 22 | 20 | 7 | 6 | 0 |  | 11 | 0 | 3
1989-08-01 | 8.2 | 11 | 0 | 11 | 15 | 4 |  | 8.2 | 0 | 2
1989-08-02 | 9 | 9 | 7 | 7 | 13 | 9 |  | 9 | 0 | 2
1989-08-03 | 30.4 | 35 | 37 | 26 | 26 | 28 |  | 30.4 | 0 | 0
1989-08-04 | 14 | 22 | 13 | 13 | 7 | 15 |  | 14 | 0 | 1
1989-08-05 | 1.2 | 6 | 0 | 0 | 0 | 0 |  | 1.2 | 0 | 5
1989-08-06 | 9 | 13 | 9 | 9 | 7 | 7 |  | 9 | 0 | 2
1989-08-07 | 3.8 | 7 | 0 | 6 | 6 | 0 |  | 3.8 | 0 | 5
1989-08-08 | 2.2 | 4 | 0 | 0 | 0 | 7 |  | 2.2 | 0 | 5
1989-08-09 | 3.6 | 7 | 0 | 9 | 0 | 2 |  | 3.6 | 0 | 4
1989-08-10 | 7.6 | 6 | 7 | 9 | 9 | 7 |  | 7.6 | 0 | 3
1989-08-11 | 9.2 | 0 | 7 | 17 | 11 | 11 |  | 9.2 | 0 | 2
1989-08-12 | 7.2 | 9 | 9 | 6 | 6 | 6 |  | 7.2 | 0 | 3
1989-08-13 | 3.6 | 0 | 9 | 0 | 7 | 2 |  | 3.6 | 0 | 4
1989-08-14 | 0.8 | 0 | 0 | 4 | 0 | 0 |  | 0.8 | 0 | 5
1989-08-15 | 12.4 | 15 | 15 | 6 | 7 | 19 |  | 12.4 | 0 | 2
1989-08-16 | 16.2 | 13 | 15 | 20 | 9 | 24 |  | 16.2 | 0 | 0
1989-08-17 | 14.6 | 22 | 20 | 13 | 9 | 9 |  | 14.6 | 0 | 0
1989-08-18 | 16 | 11 | 13 | 19 | 15 | 22 |  | 16 | 0 | 0
1989-08-19 | 5.4 | 7 | 7 | 2 | 4 | 7 |  | 5.4 | 0 | 5
1989-08-20 | 2.8 | 0 | 0 | 4 | 4 | 6 |  | 2.8 | 0 | 5
1989-08-21 | 4.6 | 6 | 11 | 6 | 0 | 0 |  | 4.6 | 0 | 4
1989-08-22 | 7 | 13 | 11 | 0 | 11 | 0 |  | 7 | 0 | 2
1989-08-23 | 13.4 | 15 | 15 | 11 | 15 | 11 |  | 13.4 | 0 | 0
1989-08-24 | 7.6 | 13 | 6 | 4 | 6 | 9 |  | 7.6 | 0 | 3
1989-08-25 | 9.2 | 7 | 4 | 9 | 11 | 15 |  | 9.2 | 0 | 2
1989-08-26 | 9.6 | 13 | 11 | 11 | 9 | 4 |  | 9.6 | 0 | 1
1989-08-27 | 14.2 | 15 | 7 | 17 | 17 | 15 |  | 14.2 | 0 | 1
1989-08-28 | 7.6 | 11 | 11 | 6 | 6 | 4 |  | 7.6 | 0 | 3
1989-08-29 | 2.6 | 7 | 6 | 0 | 0 | 0 |  | 2.6 | 0 | 5
1989-08-30 | 6.8 | 7 | 7 | 7 | 6 | 7 |  | 6.8 | 0 | 5
1989-08-31 | 2.8 | 0 | 0 | 6 | 4 | 4 |  | 2.8 | 0 | 5
1989-09-01 | 6.4 | 4 | 7 | 6 | 11 | 4 |  | 6.4 | 0 | 4
1989-09-02 | 13.6 | 19 | 26 | 17 | 4 | 2 |  | 13.6 | 0 | 2
1989-09-03 | 17 | 9 | 7 | 26 | 24 | 19 |  | 17 | 0 | 1
1989-09-04 | 16.6 | 20 | 28 | 28 | 7 | 0 |  | 16.6 | 0 | 2
1989-09-05 | 10.6 | 22 | 13 | 9 | 9 | 0 |  | 10.6 | 0 | 1
1989-09-06 | 27.4 | 33 | 28 | 28 | 24 | 24 |  | 27.4 | 0 | 0
1989-09-07 | 22.2 | 37 | 15 | 22 | 22 | 15 |  | 22.2 | 0 | 0
1989-09-08 | 16.4 | 15 | 17 | 22 | 13 | 15 |  | 16.4 | 0 | 0
1989-09-09 | 11.4 | 17 | 11 | 9 | 11 | 9 |  | 11.4 | 0 | 0
1989-09-10 | 8.4 | 13 | 9 | 9 | 7 | 4 |  | 8.4 | 0 | 2
1989-09-11 | 7.6 | 9 | 7 | 6 | 9 | 7 |  | 7.6 | 0 | 3
1989-09-12 | 10.2 | 11 | 7 | 7 | 13 | 13 |  | 10.2 | 0 | 2
1989-09-13 | 2.6 | 0 | 0 | 0 | 13 | 0 |  | 2.6 | 0 | 4
1989-09-14 | 4.6 | 6 | 4 | 13 | 0 | 0 |  | 4.6 | 0 | 4
1989-09-15 | 13.8 | 20 | 20 | 11 | 9 | 9 |  | 13.8 | 0 | 0
1989-09-16 | 17.6 | 13 | 15 | 28 | 15 | 17 |  | 17.6 | 0 | 0
1989-09-17 | 16.6 | 15 | 17 | 13 | 19 | 19 |  | 16.6 | 0 | 0
1989-09-18 | 2 | 0 | 4 | 0 | 0 | 6 |  | 2 | 0 | 5
1989-09-19 | 9 | 7 | 11 | 11 | 9 | 7 |  | 9 | 0 | 2
1989-09-20 | 6.4 | 13 | 13 | 0 | 0 | 6 |  | 6.4 | 0 | 3
1989-09-21 | 14.4 | 7 | 15 | 19 | 9 | 22 |  | 14.4 | 0 | 1
1989-09-22 | 13.8 | 7 | 15 | 13 | 15 | 19 |  | 13.8 | 0 | 1
1989-09-23 | 4.8 | 9 | 4 | 7 | 0 | 4 |  | 4.8 | 0 | 4
1989-09-24 | 14.6 | 17 | 11 | 17 | 15 | 13 |  | 14.6 | 0 | 0
1989-09-25 | 5.4 | 7 | 7 | 7 | 6 | 0 |  | 5.4 | 0 | 5
1989-09-26 | 2.8 | 4 | 0 | 0 | 6 | 4 |  | 2.8 | 0 | 5
1989-09-27 | 7 | 7 | 4 | 0 | 13 | 11 |  | 7 | 0 | 3
1989-09-28 | 10.8 | 15 | 9 | 13 | 11 | 6 |  | 10.8 | 0 | 1
1989-09-29 | 4.4 | 6 | 0 | 6 | 6 | 4 |  | 4.4 | 0 | 5
1989-09-30 | 15.6 | 15 | 15 | 7 | 15 | 26 |  | 15.6 | 0 | 1
1990-05-01 | 10.2 | 7 | 7 | 9 | 13 | 15 |  | 10.2 | 0 | 2
1990-05-02 | 7.4 | 7 | 6 | 7 | 4 | 13 |  | 7.4 | 0 | 4
1990-05-03 | 1.8 | 9 | 0 | 0 | 0 | 0 |  | 1.8 | 0 | 4
1990-05-04 | 2 | 4 | 6 | 0 | 0 | 0 |  | 2 | 0 | 5
1990-05-05 | 4.2 | 6 | 6 | 0 | 0 | 9 |  | 4.2 | 0 | 4
1990-05-06 | 20 | 17 | 20 | 9 | 30 | 24 |  | 20 | 0 | 0
1990-05-07 | 10.4 | 2 | 9 | 11 | 15 | 15 |  | 10.4 | 0 | 1
1990-05-08 | 34.6 | 35 | 41 | 31 | 33 | 33 |  | 34.6 | 0 | 0
1990-05-09 | 7.8 | 11 | 11 | 7 | 6 | 4 |  | 7.8 | 0 | 3
1990-05-10 | 9 | 9 | 7 | 9 | 11 | 9 |  | 9 | 0 | 1
1990-05-11 | 6.4 | 0 | 0 | 6 | 13 | 13 |  | 6.4 | 0 | 3
1990-05-12 | 6.2 | 7 | 4 | 7 | 7 | 6 |  | 6.2 | 0 | 5
1990-05-13 | 0 | 0 | 0 | 0 | 0 | 0 |  | 0 | 0 | 5
1990-05-14 | 19.2 | 15 | 15 | 20 | 22 | 24 |  | 19.2 | 0 | 0
1990-05-15 | 18 | 19 | 19 | 19 | 13 | 20 |  | 18 | 0 | 0
1990-05-16 | 4.4 | 4 | 7 | 0 | 4 | 7 |  | 4.4 | 0 | 5
1990-05-17 | 0.8 | 0 | 0 | 0 | 4 | 0 |  | 0.8 | 0 | 5
1990-05-18 | 21.6 | 19 | 19 | 22 | 26 | 22 |  | 21.6 | 0 | 0
1990-05-19 | 5 | 6 | 4 | 9 | 0 | 6 |  | 5 | 0 | 4
1990-05-20 | 7.8 | 4 | 11 | 6 | 7 | 11 |  | 7.8 | 0 | 3
1990-05-21 | 12.4 | 0 | 6 | 19 | 20 | 17 |  | 12.4 | 0 | 2
1990-05-22 | 4.2 | 7 | 0 | 6 | 4 | 4 |  | 4.2 | 0 | 5
1990-05-23 | 9.4 | 13 | 9 | 7 | 9 | 9 |  | 9.4 | 0 | 1
1990-05-24 | 19.8 | 24 | 24 | 19 | 17 | 15 |  | 19.8 | 0 | 0
1990-05-25 | 22.2 | 20 | 26 | 26 | 22 | 17 |  | 22.2 | 0 | 0
1990-05-26 | 7.2 | 13 | 7 | 9 | 0 | 7 |  | 7.2 | 0 | 3
1990-05-27 | 10.2 | 13 | 11 | 7 | 11 | 9 |  | 10.2 | 0 | 1
1990-05-28 | 4.2 | 0 | 7 | 6 | 4 | 4 |  | 4.2 | 0 | 5
1990-05-29 | 5.8 | 0 | 0 | 7 | 15 | 7 |  | 5.8 | 0 | 4
1990-05-30 | 3 | 9 | 0 | 0 | 0 | 6 |  | 3 | 0 | 4
1990-05-31 | 0.8 | 0 | 0 | 4 | 0 | 0 |  | 0.8 | 0 | 5
1990-06-01 | 9.4 | 6 | 0 | 17 | 15 | 9 |  | 9.4 | 0 | 2
1990-06-02 | 34 | 33 | 37 | 37 | 33 | 30 |  | 34 | 0 | 0
1990-06-03 | 17.2 | 11 | 15 | 15 | 19 | 26 |  | 17.2 | 0 | 0
1990-06-04 | 24.4 | 26 | 26 | 22 | 26 | 22 |  | 24.4 | 0 | 0
1990-06-05 | 22 | 15 | 19 | 26 | 22 | 28 |  | 22 | 0 | 0
1990-06-06 | 18.4 | 20 | 17 | 13 | 22 | 20 |  | 18.4 | 0 | 0
1990-06-07 | 1.2 | 0 | 0 | 0 | 6 | 0 |  | 1.2 | 0 | 5
1990-06-08 | 32.8 | 33 | 30 | 35 | 35 | 31 |  | 32.8 | 0 | 0
1990-06-09 | 10.6 | 22 | 9 | 6 | 7 | 9 |  | 10.6 | 0 | 2
1990-06-10 | 4.4 | 7 | 0 | 0 | 0 | 15 |  | 4.4 | 0 | 4
1990-06-11 | 20.4 | 13 | 20 | 15 | 15 | 39 |  | 20.4 | 0 | 0
1990-06-12 | 21 | 22 | 22 | 22 | 17 | 22 |  | 21 | 0 | 0
1990-06-13 | 42.6 | 48 | 39 | 39 | 48 | 39 |  | 42.6 | 0 | 0
1990-06-14 | 5.6 | 7 | 6 | 0 | 6 | 9 |  | 5.6 | 0 | 4
1990-06-15 | 12.6 | 19 | 15 | 11 | 11 | 7 |  | 12.6 | 0 | 1
1990-06-16 | 9 | 15 | 11 | 6 | 7 | 6 |  | 9 | 0 | 3
1990-06-17 | 15.6 | 22 | 19 | 7 | 15 | 15 |  | 15.6 | 0 | 1
1990-06-18 | 7.4 | 11 | 6 | 6 | 7 | 7 |  | 7.4 | 0 | 4
1990-06-19 | 20 | 13 | 22 | 19 | 26 | 20 |  | 20 | 0 | 0
1990-06-20 | 5.2 | 13 | 9 | 0 | 4 | 0 |  | 5.2 | 0 | 3
1990-06-21 | 0.8 | 0 | 4 | 0 | 0 | 0 |  | 0.8 | 0 | 5
1990-06-22 | 7 | 7 | 6 | 6 | 9 | 7 |  | 7 | 0 | 4
1990-06-23 | 6 | 9 | 4 | 7 | 4 | 6 |  | 6 | 0 | 4
1990-06-24 | 3 | 9 | 6 | 0 | 0 | 0 |  | 3 | 0 | 4
1990-06-25 | 5.2 | 15 | 11 | 0 | 0 | 0 |  | 5.2 | 0 | 3
1990-06-26 | 15.8 | 17 | 15 | 19 | 15 | 13 |  | 15.8 | 0 | 0
1990-06-27 | 14.6 | 22 | 15 | 15 | 15 | 6 |  | 14.6 | 0 | 1
1990-06-28 | 2.6 | 0 | 0 | 0 | 6 | 7 |  | 2.6 | 0 | 5
1990-06-29 | 5.2 | 6 | 7 | 6 | 7 | 0 |  | 5.2 | 0 | 5
1990-06-30 | 11.4 | 7 | 9 | 19 | 13 | 9 |  | 11.4 | 0 | 1
1990-07-01 | 5.2 | 11 | 11 | 4 | 0 | 0 |  | 5.2 | 0 | 3
1990-07-02 | 12.2 | 17 | 11 | 13 | 7 | 13 |  | 12.2 | 0 | 1
1990-07-03 | 10.4 | 22 | 15 | 15 | 0 | 0 |  | 10.4 | 0 | 2
1990-07-04 | 2.8 | 4 | 6 | 0 | 4 | 0 |  | 2.8 | 0 | 5
1990-07-05 | 17.8 | 15 | 20 | 20 | 17 | 17 |  | 17.8 | 0 | 0
1990-07-06 | 8.6 | 15 | 13 | 0 | 6 | 9 |  | 8.6 | 0 | 2
1990-07-07 | 27.8 | 28 | 26 | 24 | 33 | 28 |  | 27.8 | 0 | 0
1990-07-08 | 2.6 | 13 | 0 | 0 | 0 | 0 |  | 2.6 | 0 | 4
1990-07-09 | 1.4 | 7 | 0 | 0 | 0 | 0 |  | 1.4 | 0 | 5
1990-07-10 | 0.8 | 4 | 0 | 0 | 0 | 0 |  | 0.8 | 0 | 5
1990-07-11 | 0 | 0 | 0 | 0 | 0 | 0 |  | 0 | 0 | 5
1990-07-12 | 14.8 | 22 | 9 | 13 | 15 | 15 |  | 14.8 | 0 | 0
1990-07-13 | 10.4 | 0 | 0 | 11 | 19 | 22 |  | 10.4 | 0 | 2
1990-07-14 | 26.6 | 31 | 33 | 28 | 26 | 15 |  | 26.6 | 0 | 0
1990-07-15 | 0 | 0 | 0 | 0 | 0 | 0 |  | 0 | 0 | 5
1990-07-16 | 6.4 | 0 | 0 | 15 | 11 | 6 |  | 6.4 | 0 | 3
1990-07-17 | 0 | 0 | 0 | 0 | 0 | 0 |  | 0 | 0 | 5
1990-07-18 | 7 | 0 | 0 | 15 | 9 | 11 |  | 7 | 0 | 2
1990-07-19 | 5.8 | 11 | 11 | 0 | 0 | 7 |  | 5.8 | 0 | 3
1990-07-20 | 3.8 | 6 | 0 | 7 | 6 | 0 |  | 3.8 | 0 | 5
1990-07-21 | 0.8 | 0 | 0 | 0 | 4 | 0 |  | 0.8 | 0 | 5
1990-07-22 | 8 | 6 | 11 | 7 | 7 | 9 |  | 8 | 0 | 3
1990-07-23 | 4.4 | 13 | 9 | 0 | 0 | 0 |  | 4.4 | 0 | 3
1990-07-24 | 17 | 7 | 11 | 22 | 26 | 19 |  | 17 | 0 | 1
1990-07-25 | 22 | 22 | 19 | 22 | 30 | 17 |  | 22 | 0 | 0
1990-07-26 | 5.8 | 4 | 6 | 6 | 9 | 4 |  | 5.8 | 0 | 4
1990-07-27 | 11.8 | 9 | 9 | 13 | 15 | 13 |  | 11.8 | 0 | 0
1990-07-28 | 4.6 | 7 | 6 | 0 | 6 | 4 |  | 4.6 | 0 | 5
1990-07-29 | 6.6 | 6 | 6 | 4 | 0 | 17 |  | 6.6 | 0 | 4
1990-07-30 | 11 | 15 | 11 | 11 | 9 | 9 |  | 11 | 0 | 0
1990-07-31 | 7.4 | 13 | 7 | 6 | 7 | 4 |  | 7.4 | 0 | 4
1990-08-01 | 4.8 | 0 | 0 | 17 | 7 | 0 |  | 4.8 | 0 | 4
1990-08-02 | 16.6 | 7 | 15 | 13 | 22 | 26 |  | 16.6 | 0 | 1
1990-08-03 | 5.8 | 6 | 6 | 4 | 7 | 6 |  | 5.8 | 0 | 5
1990-08-04 | 7.6 | 9 | 7 | 7 | 6 | 9 |  | 7.6 | 0 | 3
1990-08-05 | 4.4 | 6 | 7 | 0 | 0 | 9 |  | 4.4 | 0 | 4
1990-08-06 | 2.4 | 6 | 6 | 0 | 0 | 0 |  | 2.4 | 0 | 5
1990-08-07 | 11.2 | 19 | 13 | 9 | 9 | 6 |  | 11.2 | 0 | 1
1990-08-08 | 7.4 | 7 | 6 | 9 | 9 | 6 |  | 7.4 | 0 | 3
1990-08-09 | 16.4 | 6 | 11 | 17 | 26 | 22 |  | 16.4 | 0 | 1
1990-08-10 | 6.8 | 9 | 4 | 6 | 6 | 9 |  | 6.8 | 0 | 3
1990-08-11 | 3.2 | 7 | 7 | 0 | 0 | 2 |  | 3.2 | 0 | 5
1990-08-12 | 1.6 | 6 | 0 | 0 | 0 | 2 |  | 1.6 | 0 | 5
1990-08-13 | 3.8 | 0 | 6 | 4 | 0 | 9 |  | 3.8 | 0 | 4
1990-08-14 | 3.8 | 0 | 4 | 6 | 2 | 7 |  | 3.8 | 0 | 5
1990-08-15 | 15.4 | 13 | 13 | 17 | 17 | 17 |  | 15.4 | 0 | 0
1990-08-16 | 7 | 15 | 6 | 6 | 4 | 4 |  | 7 | 0 | 4
1990-08-17 | 10.4 | 13 | 22 | 7 | 4 | 6 |  | 10.4 | 0 | 3
1990-08-18 | 16.2 | 33 | 15 | 15 | 11 | 7 |  | 16.2 | 0 | 1
1990-08-19 | 6 | 13 | 7 | 2 | 4 | 4 |  | 6 | 0 | 4
1990-08-20 | 8.6 | 6 | 11 | 9 | 6 | 11 |  | 8.6 | 0 | 2
1990-08-21 | 10.2 | 13 | 11 | 11 | 9 | 7 |  | 10.2 | 0 | 1
1990-08-22 | 24.8 | 9 | 26 | 30 | 33 | 26 |  | 24.8 | 0 | 0
1990-08-23 | 5 | 7 | 11 | 7 | 0 | 0 |  | 5 | 0 | 4
1990-08-24 | 7.4 | 4 | 4 | 11 | 11 | 7 |  | 7.4 | 0 | 3
1990-08-25 | 5.4 | 7 | 9 | 0 | 4 | 7 |  | 5.4 | 0 | 4
1990-08-26 | 10.2 | 13 | 15 | 11 | 6 | 6 |  | 10.2 | 0 | 2
1990-08-27 | 0 | 0 | 0 | 0 | 0 | 0 |  | 0 | 0 | 5
1990-08-28 | 2.6 | 0 | 0 | 0 | 7 | 6 |  | 2.6 | 0 | 5
1990-08-29 | 15.2 | 19 | 15 | 24 | 9 | 9 |  | 15.2 | 0 | 0
1990-08-30 | 22.4 | 19 | 17 | 22 | 26 | 28 |  | 22.4 | 0 | 0
1990-08-31 | 9.2 | 0 | 9 | 15 | 13 | 9 |  | 9.2 | 0 | 1
1990-09-01 | 5.6 | 9 | 9 | 6 | 4 | 0 |  | 5.6 | 0 | 3
1990-09-02 | 2 | 4 | 6 | 0 | 0 | 0 |  | 2 | 0 | 5
1990-09-03 | 2.2 | 0 | 0 | 0 | 0 | 11 |  | 2.2 | 0 | 4
1990-09-04 | 8.8 | 4 | 7 | 15 | 7 | 11 |  | 8.8 | 0 | 3
1990-09-05 | 6.4 | 0 | 6 | 11 | 0 | 15 |  | 6.4 | 0 | 3
1990-09-06 | 11.6 | 19 | 20 | 9 | 6 | 4 |  | 11.6 | 0 | 2
1990-09-07 | 10.2 | 4 | 6 | 15 | 4 | 22 |  | 10.2 | 0 | 3
1990-09-08 | 4.8 | 11 | 7 | 6 | 0 | 0 |  | 4.8 | 0 | 4
1990-09-09 | 7.8 | 4 | 6 | 7 | 13 | 9 |  | 7.8 | 0 | 3
1990-09-10 | 5.2 | 13 | 0 | 0 | 7 | 6 |  | 5.2 | 0 | 4
1990-09-11 | 4.2 | 0 | 4 | 0 | 6 | 11 |  | 4.2 | 0 | 4
1990-09-12 | 20.6 | 6 | 2 | 28 | 37 | 30 |  | 20.6 | 0 | 2
1990-09-13 | 5.2 | 2 | 6 | 7 | 4 | 7 |  | 5.2 | 0 | 5
1990-09-14 | 3.8 | 0 | 0 | 4 | 9 | 6 |  | 3.8 | 0 | 4
1990-09-15 | 4.8 | 9 | 4 | 0 | 4 | 7 |  | 4.8 | 0 | 4
1990-09-16 | 9.4 | 17 | 6 | 7 | 4 | 13 |  | 9.4 | 0 | 3
1990-09-17 | 12.2 | 7 | 11 | 13 | 13 | 17 |  | 12.2 | 0 | 1
1990-09-18 | 0 | 0 | 0 | 0 | 0 | 0 |  | 0 | 0 | 5
1990-09-19 | 13 | 0 | 6 | 15 | 20 | 24 |  | 13 | 0 | 2
1990-09-20 | 6.8 | 11 | 11 | 4 | 4 | 4 |  | 6.8 | 0 | 3
1990-09-21 | 12.2 | 7 | 4 | 11 | 19 | 20 |  | 12.2 | 0 | 2
1990-09-22 | 12.2 | 13 | 11 | 15 | 11 | 11 |  | 12.2 | 0 | 0
1990-09-23 | 6.2 | 7 | 6 | 7 | 7 | 4 |  | 6.2 | 0 | 5
1990-09-24 | 14 | 13 | 13 | 22 | 15 | 7 |  | 14 | 0 | 1
1990-09-25 | 12.6 | 17 | 13 | 11 | 13 | 9 |  | 12.6 | 0 | 0
1990-09-26 | 8 | 7 | 9 | 11 | 7 | 6 |  | 8 | 0 | 3
1990-09-27 | 5.4 | 13 | 6 | 4 | 0 | 4 |  | 5.4 | 0 | 4
1990-09-28 | 11.4 | 7 | 9 | 11 | 13 | 17 |  | 11.4 | 0 | 1
1990-09-29 | 6 | 7 | 4 | 7 | 6 | 6 |  | 6 | 0 | 5
1990-09-30 | 4.4 | 9 | 9 | 2 | 2 | 0 |  | 4.4 | 0 | 3
1991-05-01 | 10.8 | 9 | 9 | 6 | 15 | 15 |  | 10.8 | 0 | 1
1991-05-02 | 6.8 | 6 | 7 | 11 | 6 | 4 |  | 6.8 | 0 | 4
1991-05-03 | 12.6 | 15 | 13 | 13 | 13 | 9 |  | 12.6 | 0 | 0
1991-05-04 | 3.6 | 6 | 0 | 6 | 0 | 6 |  | 3.6 | 0 | 5
1991-05-05 | 16.8 | 19 | 26 | 15 | 13 | 11 |  | 16.8 | 0 | 0
1991-05-06 | 6.8 | 9 | 9 | 6 | 4 | 6 |  | 6.8 | 0 | 3
1991-05-07 | 4.6 | 9 | 4 | 2 | 4 | 4 |  | 4.6 | 0 | 4
1991-05-08 | 8 | 6 | 7 | 9 | 9 | 9 |  | 8 | 0 | 2
1991-05-09 | 11.8 | 9 | 15 | 11 | 13 | 11 |  | 11.8 | 0 | 0
1991-05-10 | 15.4 | 17 | 7 | 22 | 11 | 20 |  | 15.4 | 0 | 1
1991-05-11 | 6 | 7 | 11 | 6 | 6 | 0 |  | 6 | 0 | 4
1991-05-12 | 4.4 | 9 | 9 | 4 | 0 | 0 |  | 4.4 | 0 | 3
1991-05-13 | 26.6 | 24 | 31 | 26 | 30 | 22 |  | 26.6 | 0 | 0
1991-05-14 | 13 | 28 | 19 | 11 | 7 | 0 |  | 13 | 0 | 2
1991-05-15 | 11.8 | 26 | 7 | 17 | 9 | 0 |  | 11.8 | 0 | 2
1991-05-16 | 7 | 15 | 9 | 11 | 0 | 0 |  | 7 | 0 | 2
1991-05-17 | 10.6 | 9 | 15 | 9 | 9 | 11 |  | 10.6 | 0 | 0
1991-05-18 | 12 | 19 | 17 | 13 | 11 | 0 |  | 12 | 0 | 1
1991-05-19 | 9.6 | 9 | 15 | 11 | 9 | 4 |  | 9.6 | 0 | 1
1991-05-20 | 18 | 4 | 22 | 20 | 22 | 22 |  | 18 | 0 | 1
1991-05-21 | 14.8 | 6 | 7 | 22 | 24 | 15 |  | 14.8 | 0 | 2
1991-05-22 | 12.8 | 22 | 11 | 11 | 11 | 9 |  | 12.8 | 0 | 0
1991-05-23 | 19.2 | 24 | 28 | 20 | 13 | 11 |  | 19.2 | 0 | 0
1991-05-24 | 12.8 | 6 | 15 | 15 | 15 | 13 |  | 12.8 | 0 | 1
1991-05-25 | 20.8 | 24 | 22 | 22 | 17 | 19 |  | 20.8 | 0 | 0
1991-05-26 | 5 | 6 | 9 | 6 | 4 | 0 |  | 5 | 0 | 4
1991-05-27 | 6.8 | 6 | 6 | 4 | 11 | 7 |  | 6.8 | 0 | 4
1991-05-28 | 6.6 | 6 | 7 | 6 | 7 | 7 |  | 6.6 | 0 | 5
1991-05-29 | 5.6 | 0 | 7 | 6 | 11 | 4 |  | 5.6 | 0 | 4
1991-05-30 | 12.2 | 11 | 17 | 7 | 11 | 15 |  | 12.2 | 0 | 1
1991-05-31 | 3.4 | 7 | 0 | 0 | 4 | 6 |  | 3.4 | 0 | 5
1991-06-01 | 12.2 | 7 | 17 | 15 | 11 | 11 |  | 12.2 | 0 | 1
1991-06-02 | 10.8 | 11 | 11 | 11 | 15 | 6 |  | 10.8 | 0 | 1
1991-06-03 | 15 | 22 | 19 | 19 | 9 | 6 |  | 15 | 0 | 1
1991-06-04 | 12.4 | 30 | 11 | 7 | 7 | 7 |  | 12.4 | 0 | 3
1991-06-05 | 18.4 | 15 | 17 | 19 | 19 | 22 |  | 18.4 | 0 | 0
1991-06-06 | 6.2 | 13 | 9 | 9 | 0 | 0 |  | 6.2 | 0 | 2
1991-06-07 | 8 | 6 | 9 | 11 | 7 | 7 |  | 8 | 0 | 3
1991-06-08 | 34 | 37 | 33 | 44 | 30 | 26 |  | 34 | 0 | 0
1991-06-09 | 9 | 6 | 7 | 6 | 9 | 17 |  | 9 | 0 | 3
1991-06-10 | 5 | 6 | 7 | 4 | 4 | 4 |  | 5 | 0 | 5
1991-06-11 | 7.4 | 7 | 6 | 6 | 11 | 7 |  | 7.4 | 0 | 4
1991-06-12 | 7.6 | 7 | 11 | 9 | 4 | 7 |  | 7.6 | 0 | 3
1991-06-13 | 27.2 | 24 | 26 | 30 | 26 | 30 |  | 27.2 | 0 | 0
1991-06-14 | 3.6 | 0 | 0 | 6 | 6 | 6 |  | 3.6 | 0 | 5
1991-06-15 | 5.8 | 4 | 0 | 6 | 4 | 15 |  | 5.8 | 0 | 4
1991-06-16 | 11 | 11 | 13 | 17 | 7 | 7 |  | 11 | 0 | 2
1991-06-17 | 18.6 | 11 | 13 | 15 | 26 | 28 |  | 18.6 | 0 | 0
1991-06-18 | 6.8 | 9 | 7 | 6 | 6 | 6 |  | 6.8 | 0 | 4
1991-06-19 | 8 | 9 | 0 | 7 | 13 | 11 |  | 8 | 0 | 2
1991-06-20 | 7.2 | 11 | 7 | 6 | 6 | 6 |  | 7.2 | 0 | 4
1991-06-21 | 15.2 | 9 | 11 | 15 | 22 | 19 |  | 15.2 | 0 | 0
1991-06-22 | 5.2 | 6 | 7 | 9 | 0 | 4 |  | 5.2 | 0 | 4
1991-06-23 | 4 | 6 | 6 | 0 | 4 | 4 |  | 4 | 0 | 5
1991-06-24 | 13.8 | 13 | 15 | 13 | 15 | 13 |  | 13.8 | 0 | 0
1991-06-25 | 10.6 | 7 | 9 | 9 | 11 | 17 |  | 10.6 | 0 | 1
1991-06-26 | 8.2 | 13 | 6 | 7 | 11 | 4 |  | 8.2 | 0 | 3
1991-06-27 | 4.6 | 0 | 9 | 4 | 6 | 4 |  | 4.6 | 0 | 4
1991-06-28 | 5 | 7 | 6 | 2 | 6 | 4 |  | 5 | 0 | 5
1991-06-29 | 3 | 7 | 4 | 4 | 0 | 0 |  | 3 | 0 | 5
1991-06-30 | 8 | 7 | 11 | 9 | 9 | 4 |  | 8 | 0 | 2
1991-07-01 | 19.6 | 15 | 20 | 19 | 22 | 22 |  | 19.6 | 0 | 0
1991-07-02 | 4 | 7 | 0 | 9 | 4 | 0 |  | 4 | 0 | 4
1991-07-03 | 6.6 | 4 | 4 | 4 | 4 | 17 |  | 6.6 | 0 | 4
1991-07-04 | 8.6 | 11 | 11 | 11 | 4 | 6 |  | 8.6 | 0 | 2
1991-07-05 | 6 | 11 | 2 | 4 | 6 | 7 |  | 6 | 0 | 4
1991-07-06 | 14.2 | 19 | 15 | 13 | 11 | 13 |  | 14.2 | 0 | 0
1991-07-07 | 4.4 | 4 | 0 | 0 | 7 | 11 |  | 4.4 | 0 | 4
1991-07-08 | 6.6 | 6 | 0 | 7 | 9 | 11 |  | 6.6 | 0 | 3
1991-07-09 | 0 | 0 | 0 | 0 | 0 | 0 |  | 0 | 0 | 5
1991-07-10 | 17.6 | 4 | 20 | 22 | 20 | 22 |  | 17.6 | 0 | 1
1991-07-11 | 8.6 | 11 | 9 | 11 | 6 | 6 |  | 8.6 | 0 | 2
1991-07-12 | 7.4 | 7 | 7 | 7 | 9 | 7 |  | 7.4 | 0 | 4
1991-07-13 | 3.8 | 4 | 0 | 6 | 9 | 0 |  | 3.8 | 0 | 4
1991-07-14 | 6.8 | 6 | 9 | 11 | 4 | 4 |  | 6.8 | 0 | 3
1991-07-15 | 9 | 7 | 9 | 7 | 11 | 11 |  | 9 | 0 | 2
1991-07-16 | 6.8 | 2 | 0 | 4 | 11 | 17 |  | 6.8 | 0 | 3
1991-07-17 | 9.6 | 9 | 7 | 13 | 6 | 13 |  | 9.6 | 0 | 2
1991-07-18 | 6.4 | 4 | 0 | 4 | 9 | 15 |  | 6.4 | 0 | 3
1991-07-19 | 10 | 6 | 11 | 15 | 11 | 7 |  | 10 | 0 | 2
1991-07-20 | 6.8 | 6 | 4 | 9 | 6 | 9 |  | 6.8 | 0 | 3
1991-07-21 | 9.8 | 9 | 9 | 11 | 9 | 11 |  | 9.8 | 0 | 0
1991-07-22 | 2.6 | 7 | 6 | 0 | 0 | 0 |  | 2.6 | 0 | 5
1991-07-23 | 1.4 | 0 | 7 | 0 | 0 | 0 |  | 1.4 | 0 | 5
1991-07-24 | 15 | 17 | 17 | 15 | 11 | 15 |  | 15 | 0 | 0
1991-07-25 | 13.8 | 13 | 13 | 19 | 13 | 11 |  | 13.8 | 0 | 0
1991-07-26 | 9.2 | 15 | 9 | 9 | 6 | 7 |  | 9.2 | 0 | 2
1991-07-27 | 6 | 0 | 4 | 6 | 9 | 11 |  | 6 | 0 | 3
1991-07-28 | 2.4 | 6 | 0 | 0 | 6 | 0 |  | 2.4 | 0 | 5
1991-07-29 | 11.8 | 19 | 9 | 7 | 13 | 11 |  | 11.8 | 0 | 1
1991-07-30 | 7.4 | 9 | 11 | 7 | 6 | 4 |  | 7.4 | 0 | 3
1991-07-31 | 4 | 6 | 4 | 4 | 0 | 6 |  | 4 | 0 | 5
1991-08-01 | 11.6 | 6 | 7 | 13 | 15 | 17 |  | 11.6 | 0 | 2
1991-08-02 | 3.4 | 4 | 0 | 0 | 4 | 9 |  | 3.4 | 0 | 4
1991-08-03 | 9.2 | 11 | 9 | 11 | 6 | 9 |  | 9.2 | 0 | 1
1991-08-04 | 5.6 | 9 | 9 | 6 | 4 | 0 |  | 5.6 | 0 | 3
1991-08-05 | 9 | 15 | 11 | 7 | 6 | 6 |  | 9 | 0 | 3
1991-08-06 | 3 | 0 | 0 | 4 | 4 | 7 |  | 3 | 0 | 5
1991-08-07 | 3 | 9 | 6 | 0 | 0 | 0 |  | 3 | 0 | 4
1991-08-08 | 7.8 | 15 | 13 | 11 | 0 | 0 |  | 7.8 | 0 | 2
1991-08-09 | 6.6 | 6 | 9 | 2 | 9 | 7 |  | 6.6 | 0 | 3
1991-08-10 | 9 | 6 | 4 | 4 | 7 | 24 |  | 9 | 0 | 4
1991-08-11 | 5.6 | 13 | 6 | 0 | 0 | 9 |  | 5.6 | 0 | 3
1991-08-12 | 4.6 | 2 | 13 | 0 | 4 | 4 |  | 4.6 | 0 | 4
1991-08-13 | 3.2 | 6 | 0 | 2 | 4 | 4 |  | 3.2 | 0 | 5
1991-08-14 | 10.2 | 11 | 13 | 9 | 9 | 9 |  | 10.2 | 0 | 0
1991-08-15 | 11 | 9 | 11 | 13 | 11 | 11 |  | 11 | 0 | 0
1991-08-16 | 3.2 | 0 | 0 | 0 | 7 | 9 |  | 3.2 | 0 | 4
1991-08-17 | 4.6 | 4 | 7 | 0 | 6 | 6 |  | 4.6 | 0 | 5
1991-08-18 | 2 | 0 | 0 | 0 | 6 | 4 |  | 2 | 0 | 5
1991-08-19 | 10.6 | 0 | 11 | 11 | 20 | 11 |  | 10.6 | 0 | 1
1991-08-20 | 8.8 | 11 | 6 | 9 | 7 | 11 |  | 8.8 | 0 | 2
1991-08-21 | 6 | 4 | 9 | 4 | 7 | 6 |  | 6 | 0 | 4
1991-08-22 | 11 | 13 | 15 | 11 | 9 | 7 |  | 11 | 0 | 1
1991-08-23 | 9 | 0 | 0 | 13 | 15 | 17 |  | 9 | 0 | 2
1991-08-24 | 5.8 | 9 | 7 | 6 | 0 | 7 |  | 5.8 | 0 | 4
1991-08-25 | 4.6 | 6 | 6 | 0 | 4 | 7 |  | 4.6 | 0 | 5
1991-08-26 | 6 | 6 | 6 | 6 | 6 | 6 |  | 6 | 0 | 5
1991-08-27 | 13 | 13 | 9 | 13 | 19 | 11 |  | 13 | 0 | 0
1991-08-28 | 5.6 | 11 | 6 | 0 | 7 | 4 |  | 5.6 | 0 | 4
1991-08-29 | 3.8 | 7 | 6 | 4 | 2 | 0 |  | 3.8 | 0 | 5
1991-08-30 | 5.6 | 11 | 4 | 0 | 6 | 7 |  | 5.6 | 0 | 4
1991-08-31 | 7.4 | 9 | 11 | 9 | 4 | 4 |  | 7.4 | 0 | 2
1991-09-01 | 12.6 | 13 | 11 | 9 | 11 | 19 |  | 12.6 | 0 | 0
1991-09-02 | 6.2 | 9 | 6 | 4 | 6 | 6 |  | 6.2 | 0 | 4
1991-09-03 | 3.4 | 4 | 2 | 0 | 4 | 7 |  | 3.4 | 0 | 5
1991-09-04 | 3.6 | 0 | 4 | 6 | 4 | 4 |  | 3.6 | 0 | 5
1991-09-05 | 10.2 | 15 | 9 | 9 | 9 | 9 |  | 10.2 | 0 | 0
1991-09-06 | 6.8 | 6 | 4 | 6 | 9 | 9 |  | 6.8 | 0 | 3
1991-09-07 | 4.8 | 9 | 0 | 4 | 0 | 11 |  | 4.8 | 0 | 3
1991-09-08 | 20 | 26 | 22 | 17 | 13 | 22 |  | 20 | 0 | 0
1991-09-09 | 4.2 | 6 | 4 | 0 | 7 | 4 |  | 4.2 | 0 | 5
1991-09-10 | 6.4 | 11 | 9 | 4 | 4 | 4 |  | 6.4 | 0 | 3
1991-09-11 | 0.8 | 0 | 0 | 0 | 0 | 4 |  | 0.8 | 0 | 5
1991-09-12 | 3.8 | 9 | 4 | 6 | 0 | 0 |  | 3.8 | 0 | 4
1991-09-13 | 9.4 | 7 | 7 | 13 | 9 | 11 |  | 9.4 | 0 | 2
1991-09-14 | 18.4 | 22 | 20 | 15 | 22 | 13 |  | 18.4 | 0 | 0
1991-09-15 | 2 | 0 | 0 | 6 | 4 | 0 |  | 2 | 0 | 5
1991-09-16 | 11.2 | 11 | 7 | 9 | 9 | 20 |  | 11.2 | 0 | 1
1991-09-17 | 15.4 | 19 | 15 | 19 | 13 | 11 |  | 15.4 | 0 | 0
1991-09-18 | 7.8 | 9 | 7 | 9 | 7 | 7 |  | 7.8 | 0 | 3
1991-09-19 | 5.8 | 7 | 11 | 7 | 4 | 0 |  | 5.8 | 0 | 4
1991-09-20 | 16.6 | 13 | 17 | 19 | 17 | 17 |  | 16.6 | 0 | 0
1991-09-21 | 16 | 15 | 11 | 15 | 20 | 19 |  | 16 | 0 | 0
1991-09-22 | 1.6 | 0 | 4 | 4 | 0 | 0 |  | 1.6 | 0 | 5
1991-09-23 | 5.2 | 9 | 11 | 0 | 6 | 0 |  | 5.2 | 0 | 3
1991-09-24 | 5.6 | 9 | 0 | 0 | 6 | 13 |  | 5.6 | 0 | 3
1991-09-25 | 6.8 | 6 | 6 | 7 | 4 | 11 |  | 6.8 | 0 | 4
1991-09-26 | 4.4 | 4 | 0 | 9 | 0 | 9 |  | 4.4 | 0 | 3
1991-09-27 | 6.6 | 11 | 11 | 7 | 0 | 4 |  | 6.6 | 0 | 3
1991-09-28 | 3.2 | 4 | 4 | 4 | 4 | 0 |  | 3.2 | 0 | 5
1991-09-29 | 16.2 | 4 | 17 | 19 | 15 | 26 |  | 16.2 | 0 | 1
1991-09-30 | 8.6 | 7 | 7 | 9 | 11 | 9 |  | 8.6 | 0 | 2
1992-05-01 | 13.2 | 20 | 13 | 13 | 9 | 11 |  | 13.2 | 0 | 0
1992-05-02 | 17.2 | 22 | 17 | 17 | 13 | 17 |  | 17.2 | 0 | 0
1992-05-03 | 11.4 | 15 | 9 | 15 | 9 | 9 |  | 11.4 | 0 | 0
1992-05-04 | 10.2 | 11 | 7 | 11 | 9 | 13 |  | 10.2 | 0 | 1
1992-05-05 | 13.6 | 22 | 11 | 17 | 9 | 9 |  | 13.6 | 0 | 0
1992-05-06 | 8.4 | 7 | 15 | 7 | 6 | 7 |  | 8.4 | 0 | 4
1992-05-07 | 15 | 19 | 13 | 15 | 13 | 15 |  | 15 | 0 | 0
1992-05-08 | 21.2 | 24 | 28 | 19 | 15 | 20 |  | 21.2 | 0 | 0
1992-05-09 | 17.4 | 17 | 15 | 19 | 19 | 17 |  | 17.4 | 0 | 0
1992-05-10 | 14.4 | 17 | 13 | 20 | 13 | 9 |  | 14.4 | 0 | 0
1992-05-11 | 12.8 | 7 | 11 | 13 | 11 | 22 |  | 12.8 | 0 | 1
1992-05-12 | 15.4 | 19 | 15 | 17 | 15 | 11 |  | 15.4 | 0 | 0
1992-05-13 | 6.6 | 9 | 7 | 4 | 6 | 7 |  | 6.6 | 0 | 4
1992-05-14 | 22.2 | 22 | 30 | 22 | 15 | 22 |  | 22.2 | 0 | 0
1992-05-15 | 23.6 | 17 | 20 | 20 | 28 | 33 |  | 23.6 | 0 | 0
1992-05-16 | 12.2 | 13 | 13 | 13 | 13 | 9 |  | 12.2 | 0 | 0
1992-05-17 | 12.2 | 9 | 13 | 15 | 15 | 9 |  | 12.2 | 0 | 0
1992-05-18 | 11.6 | 6 | 13 | 13 | 11 | 15 |  | 11.6 | 0 | 1
1992-05-19 | 13 | 7 | 11 | 17 | 13 | 17 |  | 13 | 0 | 1
1992-05-20 | 20.6 | 19 | 22 | 20 | 20 | 22 |  | 20.6 | 0 | 0
1992-05-21 | 19 | 17 | 19 | 22 | 20 | 17 |  | 19 | 0 | 0
1992-05-22 | 16 | 15 | 15 | 20 | 17 | 13 |  | 16 | 0 | 0
1992-05-23 | 23.2 | 20 | 24 | 24 | 20 | 28 |  | 23.2 | 0 | 0
1992-05-24 | 4 | 4 | 6 | 6 | 4 | 0 |  | 4 | 0 | 5
1992-05-25 | 19 | 28 | 20 | 19 | 19 | 9 |  | 19 | 0 | 0
1992-05-26 | 10.4 | 13 | 13 | 13 | 9 | 4 |  | 10.4 | 0 | 1
1992-05-27 | 18.4 | 30 | 22 | 17 | 19 | 4 |  | 18.4 | 0 | 1
1992-05-28 | 10.8 | 13 | 13 | 15 | 13 | 0 |  | 10.8 | 0 | 1
1992-05-29 | 10.6 | 11 | 11 | 13 | 11 | 7 |  | 10.6 | 0 | 1
1992-05-30 | 16.2 | 13 | 15 | 19 | 19 | 15 |  | 16.2 | 0 | 0
1992-05-31 | 7 | 6 | 7 | 7 | 6 | 9 |  | 7 | 0 | 4
1992-06-01 | 7.4 | 13 | 9 | 9 | 6 | 0 |  | 7.4 | 0 | 2
1992-06-02 | 19.2 | 13 | 20 | 19 | 22 | 22 |  | 19.2 | 0 | 0
1992-06-03 | 10.4 | 9 | 9 | 6 | 6 | 22 |  | 10.4 | 0 | 2
1992-06-04 | 8.8 | 6 | 9 | 9 | 13 | 7 |  | 8.8 | 0 | 2
1992-06-05 | 11.4 | 11 | 7 | 11 | 11 | 17 |  | 11.4 | 0 | 1
1992-06-06 | 3 | 7 | 0 | 0 | 4 | 4 |  | 3 | 0 | 5
1992-06-07 | 9.6 | 11 | 9 | 11 | 11 | 6 |  | 9.6 | 0 | 1
1992-06-08 | 8.2 | 13 | 6 | 6 | 7 | 9 |  | 8.2 | 0 | 3
1992-06-09 | 4 | 9 | 7 | 4 | 0 | 0 |  | 4 | 0 | 4
1992-06-10 | 9.6 | 22 | 13 | 7 | 2 | 4 |  | 9.6 | 0 | 3
1992-06-11 | 20 | 19 | 24 | 15 | 20 | 22 |  | 20 | 0 | 0
1992-06-12 | 12.6 | 13 | 11 | 11 | 9 | 19 |  | 12.6 | 0 | 0
1992-06-13 | 19.4 | 15 | 24 | 19 | 19 | 20 |  | 19.4 | 0 | 0
1992-06-14 | 23.6 | 26 | 24 | 20 | 24 | 24 |  | 23.6 | 0 | 0
1992-06-15 | 6.2 | 9 | 7 | 2 | 6 | 7 |  | 6.2 | 0 | 4
1992-06-16 | 10.4 | 11 | 13 | 11 | 11 | 6 |  | 10.4 | 0 | 1
1992-06-17 | 19.6 | 20 | 17 | 15 | 22 | 24 |  | 19.6 | 0 | 0
1992-06-18 | 6.6 | 7 | 13 | 7 | 6 | 0 |  | 6.6 | 0 | 4
1992-06-19 | 13.4 | 11 | 13 | 19 | 15 | 9 |  | 13.4 | 0 | 0
1992-06-20 | 8.2 | 4 | 0 | 9 | 6 | 22 |  | 8.2 | 0 | 3
1992-06-21 | 7 | 6 | 13 | 7 | 7 | 2 |  | 7 | 0 | 4
1992-06-22 | 11.4 | 13 | 11 | 9 | 11 | 13 |  | 11.4 | 0 | 0
1992-06-23 | 2.6 | 0 | 0 | 0 | 2 | 11 |  | 2.6 | 0 | 4
1992-06-24 | 9.6 | 9 | 15 | 13 | 7 | 4 |  | 9.6 | 0 | 2
1992-06-25 | 11 | 7 | 11 | 9 | 15 | 13 |  | 11 | 0 | 1
1992-06-26 | 8.4 | 7 | 9 | 9 | 11 | 6 |  | 8.4 | 0 | 2
1992-06-27 | 4.4 | 6 | 4 | 6 | 0 | 6 |  | 4.4 | 0 | 5
1992-06-28 | 8.2 | 6 | 0 | 11 | 13 | 11 |  | 8.2 | 0 | 2
1992-06-29 | 8.2 | 11 | 7 | 6 | 4 | 13 |  | 8.2 | 0 | 3
1992-06-30 | 4.2 | 4 | 4 | 7 | 6 | 0 |  | 4.2 | 0 | 5
1992-07-01 | 3.8 | 4 | 0 | 2 | 9 | 4 |  | 3.8 | 0 | 4
1992-07-02 | 6.4 | 4 | 4 | 9 | 9 | 6 |  | 6.4 | 0 | 3
1992-07-03 | 5.2 | 0 | 6 | 7 | 4 | 9 |  | 5.2 | 0 | 4
1992-07-04 | 0.8 | 2 | 0 | 0 | 0 | 2 |  | 0.8 | 0 | 5
1992-07-05 | 2.6 | 7 | 0 | 2 | 0 | 4 |  | 2.6 | 0 | 5
1992-07-06 | 10.8 | 9 | 4 | 11 | 4 | 26 |  | 10.8 | 0 | 2
1992-07-07 | 10.4 | 13 | 15 | 13 | 9 | 2 |  | 10.4 | 0 | 1
1992-07-08 | 6 | 9 | 4 | 7 | 6 | 4 |  | 6 | 0 | 4
1992-07-09 | 21.2 | 20 | 20 | 20 | 22 | 24 |  | 21.2 | 0 | 0
1992-07-10 | 9.2 | 9 | 6 | 7 | 11 | 13 |  | 9.2 | 0 | 2
1992-07-11 | 2.4 | 0 | 6 | 6 | 0 | 0 |  | 2.4 | 0 | 5
1992-07-12 | 7.2 | 9 | 6 | 11 | 6 | 4 |  | 7.2 | 0 | 3
1992-07-13 | 1.6 | 0 | 0 | 0 | 4 | 4 |  | 1.6 | 0 | 5
1992-07-14 | 4.6 | 7 | 4 | 0 | 6 | 6 |  | 4.6 | 0 | 5
1992-07-15 | 7.4 | 0 | 7 | 13 | 11 | 6 |  | 7.4 | 0 | 3
1992-07-16 | 4 | 6 | 6 | 6 | 2 | 0 |  | 4 | 0 | 5
1992-07-17 | 8.8 | 15 | 9 | 4 | 9 | 7 |  | 8.8 | 0 | 2
1992-07-18 | 13.4 | 13 | 15 | 6 | 11 | 22 |  | 13.4 | 0 | 1
1992-07-19 | 11.6 | 9 | 15 | 17 | 17 | 0 |  | 11.6 | 0 | 1
1992-07-20 | 3.6 | 4 | 0 | 4 | 4 | 6 |  | 3.6 | 0 | 5
1992-07-21 | 13 | 13 | 11 | 15 | 15 | 11 |  | 13 | 0 | 0
1992-07-22 | 8.2 | 17 | 9 | 7 | 4 | 4 |  | 8.2 | 0 | 3
1992-07-23 | 11.8 | 6 | 20 | 7 | 13 | 13 |  | 11.8 | 0 | 2
1992-07-24 | 7.2 | 4 | 7 | 7 | 11 | 7 |  | 7.2 | 0 | 4
1992-07-25 | 6.6 | 13 | 9 | 7 | 0 | 4 |  | 6.6 | 0 | 3
1992-07-26 | 7.6 | 6 | 11 | 6 | 6 | 9 |  | 7.6 | 0 | 3
1992-07-27 | 7 | 6 | 11 | 7 | 4 | 7 |  | 7 | 0 | 4
1992-07-28 | 7 | 7 | 6 | 6 | 9 | 7 |  | 7 | 0 | 4
1992-07-29 | 8.6 | 15 | 7 | 7 | 7 | 7 |  | 8.6 | 0 | 4
1992-07-30 | 7.8 | 6 | 9 | 9 | 4 | 11 |  | 7.8 | 0 | 2
1992-07-31 | 0.8 | 0 | 0 | 4 | 0 | 0 |  | 0.8 | 0 | 5
1992-08-01 | 14.2 | 15 | 19 | 9 | 17 | 11 |  | 14.2 | 0 | 0
1992-08-02 | 5 | 6 | 7 | 6 | 0 | 6 |  | 5 | 0 | 5
1992-08-03 | 3.2 | 4 | 0 | 2 | 4 | 6 |  | 3.2 | 0 | 5
1992-08-04 | 2.6 | 0 | 0 | 7 | 6 | 0 |  | 2.6 | 0 | 5
1992-08-05 | 5 | 13 | 6 | 6 | 0 | 0 |  | 5 | 0 | 4
1992-08-06 | 2.8 | 0 | 4 | 2 | 4 | 4 |  | 2.8 | 0 | 5
1992-08-07 | 20 | 13 | 26 | 22 | 20 | 19 |  | 20 | 0 | 0
1992-08-08 | 13 | 6 | 22 | 15 | 13 | 9 |  | 13 | 0 | 1
1992-08-09 | 20 | 7 | 15 | 26 | 19 | 33 |  | 20 | 0 | 1
1992-08-10 | 10.8 | 15 | 13 | 11 | 9 | 6 |  | 10.8 | 0 | 1
1992-08-11 | 7.4 | 4 | 11 | 9 | 6 | 7 |  | 7.4 | 0 | 3
1992-08-12 | 2.2 | 0 | 0 | 0 | 7 | 4 |  | 2.2 | 0 | 5
1992-08-13 | 1.8 | 2 | 0 | 0 | 0 | 7 |  | 1.8 | 0 | 5
1992-08-14 | 12 | 17 | 6 | 17 | 11 | 9 |  | 12 | 0 | 1
1992-08-15 | 6.2 | 0 | 6 | 6 | 4 | 15 |  | 6.2 | 0 | 4
1992-08-16 | 15 | 15 | 19 | 15 | 13 | 13 |  | 15 | 0 | 0
1992-08-17 | 4 | 6 | 6 | 4 | 4 | 0 |  | 4 | 0 | 5
1992-08-18 | 4.2 | 4 | 0 | 4 | 4 | 9 |  | 4.2 | 0 | 4
1992-08-19 | 20 | 33 | 15 | 17 | 13 | 22 |  | 20 | 0 | 0
1992-08-20 | 13.4 | 17 | 13 | 11 | 15 | 11 |  | 13.4 | 0 | 0
1992-08-21 | 8.2 | 11 | 7 | 7 | 9 | 7 |  | 8.2 | 0 | 3
1992-08-22 | 14.6 | 15 | 15 | 15 | 13 | 15 |  | 14.6 | 0 | 0
1992-08-23 | 7.6 | 6 | 7 | 7 | 7 | 11 |  | 7.6 | 0 | 4
1992-08-24 | 6.2 | 6 | 6 | 6 | 6 | 7 |  | 6.2 | 0 | 5
1992-08-25 | 4 | 6 | 6 | 4 | 0 | 4 |  | 4 | 0 | 5
1992-08-26 | 17 | 22 | 20 | 13 | 11 | 19 |  | 17 | 0 | 0
1992-08-27 | 11.6 | 0 | 9 | 4 | 26 | 19 |  | 11.6 | 0 | 2
1992-08-28 | 8.2 | 4 | 4 | 11 | 11 | 11 |  | 8.2 | 0 | 2
1992-08-29 | 23.4 | 37 | 28 | 20 | 17 | 15 |  | 23.4 | 0 | 0
1992-08-30 | 8.6 | 9 | 9 | 9 | 7 | 9 |  | 8.6 | 0 | 1
1992-08-31 | 7.8 | 11 | 9 | 11 | 6 | 2 |  | 7.8 | 0 | 2
1992-09-01 | 8.8 | 9 | 13 | 11 | 4 | 7 |  | 8.8 | 0 | 2
1992-09-02 | 6.6 | 6 | 6 | 7 | 7 | 7 |  | 6.6 | 0 | 5
1992-09-03 | 7.6 | 6 | 0 | 6 | 11 | 15 |  | 7.6 | 0 | 3
1992-09-04 | 6 | 6 | 4 | 6 | 7 | 7 |  | 6 | 0 | 5
1992-09-05 | 15.8 | 19 | 13 | 19 | 15 | 13 |  | 15.8 | 0 | 0
1992-09-06 | 7.2 | 6 | 7 | 7 | 7 | 9 |  | 7.2 | 0 | 4
1992-09-07 | 8.8 | 9 | 7 | 15 | 13 | 0 |  | 8.8 | 0 | 2
1992-09-08 | 26.8 | 0 | 31 | 31 | 35 | 37 |  | 26.8 | 0 | 1
1992-09-09 | 14 | 11 | 24 | 15 | 11 | 9 |  | 14 | 0 | 0
1992-09-10 | 7.6 | 6 | 22 | 2 | 4 | 4 |  | 7.6 | 0 | 4
1992-09-11 | 5.6 | 15 | 7 | 6 | 0 | 0 |  | 5.6 | 0 | 4
1992-09-12 | 23.4 | 9 | 19 | 30 | 28 | 31 |  | 23.4 | 0 | 0
1992-09-13 | 12.2 | 7 | 7 | 15 | 13 | 19 |  | 12.2 | 0 | 2
1992-09-14 | 9 | 6 | 6 | 7 | 13 | 13 |  | 9 | 0 | 3
1992-09-15 | 6 | 4 | 6 | 6 | 7 | 7 |  | 6 | 0 | 5
1992-09-16 | 10.2 | 13 | 13 | 7 | 9 | 9 |  | 10.2 | 0 | 1
1992-09-17 | 30.2 | 24 | 44 | 31 | 26 | 26 |  | 30.2 | 0 | 0
1992-09-18 | 8.6 | 9 | 7 | 9 | 9 | 9 |  | 8.6 | 0 | 1
1992-09-19 | 24.6 | 11 | 26 | 20 | 33 | 33 |  | 24.6 | 0 | 0
1992-09-20 | 13.2 | 13 | 0 | 15 | 19 | 19 |  | 13.2 | 0 | 1
1992-09-21 | 3.4 | 6 | 7 | 2 | 0 | 2 |  | 3.4 | 0 | 5
1992-09-22 | 8.6 | 13 | 11 | 9 | 4 | 6 |  | 8.6 | 0 | 2
1992-09-23 | 8.8 | 9 | 2 | 11 | 11 | 11 |  | 8.8 | 0 | 1
1992-09-24 | 6 | 4 | 4 | 7 | 11 | 4 |  | 6 | 0 | 4
1992-09-25 | 6.4 | 7 | 7 | 6 | 6 | 6 |  | 6.4 | 0 | 5
1992-09-26 | 2.8 | 6 | 0 | 0 | 4 | 4 |  | 2.8 | 0 | 5
1992-09-27 | 9 | 13 | 15 | 11 | 0 | 6 |  | 9 | 0 | 2
1992-09-28 | 7.8 | 6 | 9 | 6 | 9 | 9 |  | 7.8 | 0 | 2
1992-09-29 | 10 | 4 | 17 | 11 | 9 | 9 |  | 10 | 0 | 1
1992-09-30 | 15.8 | 13 | 17 | 17 | 17 | 15 |  | 15.8 | 0 | 0
1993-05-01 | 0.4 | 0 | 0 | 0 | 2 | 0 |  | 0.4 | 0 | 5
1993-05-02 | 16.2 | 13 | 9 | 37 | 13 | 9 |  | 16.2 | 0 | 0
1993-05-03 | 11.2 | 19 | 19 | 9 | 7 | 2 |  | 11.2 | 0 | 2
1993-05-04 | 5.6 | 6 | 0 | 6 | 7 | 9 |  | 5.6 | 0 | 4
1993-05-05 | 8.2 | 13 | 7 | 7 | 7 | 7 |  | 8.2 | 0 | 4
1993-05-06 | 16 | 15 | 17 | 11 | 15 | 22 |  | 16 | 0 | 0
1993-05-07 | 38.4 | 24 | 20 | 56 | 48 | 44 |  | 38.4 | 0 | 0
1993-05-08 | 22 | 15 | 19 | 26 | 28 | 22 |  | 22 | 0 | 0
1993-05-09 | 7.6 | 6 | 4 | 4 | 4 | 20 |  | 7.6 | 0 | 4
1993-05-10 | 6.6 | 0 | 7 | 11 | 11 | 4 |  | 6.6 | 0 | 3
1993-05-11 | 9.4 | 19 | 4 | 9 | 4 | 11 |  | 9.4 | 0 | 2
1993-05-12 | 3.8 | 0 | 4 | 9 | 0 | 6 |  | 3.8 | 0 | 4
1993-05-13 | 18.6 | 0 | 6 | 22 | 24 | 41 |  | 18.6 | 0 | 2
1993-05-14 | 4.4 | 0 | 0 | 7 | 6 | 9 |  | 4.4 | 0 | 4
1993-05-15 | 5.4 | 0 | 4 | 7 | 7 | 9 |  | 5.4 | 0 | 4
1993-05-16 | 2.8 | 2 | 6 | 2 | 0 | 4 |  | 2.8 | 0 | 5
1993-05-17 | 6.6 | 11 | 11 | 4 | 7 | 0 |  | 6.6 | 0 | 3
1993-05-18 | 3.8 | 6 | 4 | 9 | 0 | 0 |  | 3.8 | 0 | 4
1993-05-19 | 11 | 13 | 11 | 15 | 9 | 7 |  | 11 | 0 | 1
1993-05-20 | 8 | 6 | 11 | 7 | 7 | 9 |  | 8 | 0 | 3
1993-05-21 | 8.4 | 9 | 7 | 4 | 7 | 15 |  | 8.4 | 0 | 3
1993-05-22 | 12.6 | 15 | 15 | 13 | 13 | 7 |  | 12.6 | 0 | 1
1993-05-23 | 6.6 | 11 | 6 | 7 | 9 | 0 |  | 6.6 | 0 | 3
1993-05-24 | 1.4 | 0 | 0 | 7 | 0 | 0 |  | 1.4 | 0 | 5
1993-05-25 | 4.4 | 11 | 11 | 0 | 0 | 0 |  | 4.4 | 0 | 3
1993-05-26 | 9 | 13 | 11 | 11 | 4 | 6 |  | 9 | 0 | 2
1993-05-27 | 9.2 | 9 | 15 | 9 | 9 | 4 |  | 9.2 | 0 | 1
1993-05-28 | 17.6 | 17 | 13 | 22 | 17 | 19 |  | 17.6 | 0 | 0
1993-05-29 | 5.2 | 0 | 6 | 4 | 7 | 9 |  | 5.2 | 0 | 4
1993-05-30 | 0.8 | 4 | 0 | 0 | 0 | 0 |  | 0.8 | 0 | 5
1993-05-31 | 15.6 | 22 | 15 | 17 | 11 | 13 |  | 15.6 | 0 | 0
1993-06-01 | 9.4 | 22 | 9 | 6 | 4 | 6 |  | 9.4 | 0 | 3
1993-06-02 | 4.2 | 7 | 0 | 0 | 7 | 7 |  | 4.2 | 0 | 5
1993-06-03 | 13.4 | 11 | 13 | 15 | 15 | 13 |  | 13.4 | 0 | 0
1993-06-04 | 13.2 | 22 | 15 | 11 | 11 | 7 |  | 13.2 | 0 | 1
1993-06-05 | 5.4 | 0 | 6 | 7 | 7 | 7 |  | 5.4 | 0 | 5
1993-06-06 | 2.4 | 0 | 0 | 6 | 6 | 0 |  | 2.4 | 0 | 5
1993-06-07 | 12.2 | 15 | 15 | 9 | 7 | 15 |  | 12.2 | 0 | 1
1993-06-08 | 3 | 0 | 4 | 4 | 0 | 7 |  | 3 | 0 | 5
1993-06-09 | 1.6 | 0 | 0 | 4 | 0 | 4 |  | 1.6 | 0 | 5
1993-06-10 | 13.6 | 13 | 24 | 7 | 11 | 13 |  | 13.6 | 0 | 1
1993-06-11 | 14.2 | 13 | 13 | 19 | 15 | 11 |  | 14.2 | 0 | 0
1993-06-12 | 31.4 | 22 | 35 | 37 | 30 | 33 |  | 31.4 | 0 | 0
1993-06-13 | 20.8 | 22 | 24 | 22 | 19 | 17 |  | 20.8 | 0 | 0
1993-06-14 | 2.8 | 4 | 6 | 0 | 4 | 0 |  | 2.8 | 0 | 5
1993-06-15 | 6.4 | 7 | 6 | 6 | 4 | 9 |  | 6.4 | 0 | 4
1993-06-16 | 12.2 | 17 | 13 | 9 | 13 | 9 |  | 12.2 | 0 | 0
1993-06-17 | 8.2 | 13 | 9 | 7 | 6 | 6 |  | 8.2 | 0 | 3
1993-06-18 | 4.8 | 4 | 2 | 6 | 6 | 6 |  | 4.8 | 0 | 5
1993-06-19 | 1.8 | 0 | 0 | 0 | 2 | 7 |  | 1.8 | 0 | 5
1993-06-20 | 1.2 | 6 | 0 | 0 | 0 | 0 |  | 1.2 | 0 | 5
1993-06-21 | 11.2 | 7 | 9 | 13 | 20 | 7 |  | 11.2 | 0 | 2
1993-06-22 | 12.8 | 15 | 19 | 13 | 13 | 4 |  | 12.8 | 0 | 1
1993-06-23 | 17.8 | 22 | 20 | 15 | 17 | 15 |  | 17.8 | 0 | 0
1993-06-24 | 40.6 | 44 | 44 | 41 | 37 | 37 |  | 40.6 | 0 | 0
1993-06-25 | 4.4 | 4 | 7 | 11 | 0 | 0 |  | 4.4 | 0 | 4
1993-06-26 | 4 | 7 | 6 | 7 | 0 | 0 |  | 4 | 0 | 5
1993-06-27 | 20.2 | 17 | 26 | 17 | 17 | 24 |  | 20.2 | 0 | 0
1993-06-28 | 2.6 | 0 | 4 | 9 | 0 | 0 |  | 2.6 | 0 | 4
1993-06-29 | 25.2 | 17 | 31 | 28 | 28 | 22 |  | 25.2 | 0 | 0
1993-06-30 | 14.6 | 17 | 17 | 13 | 13 | 13 |  | 14.6 | 0 | 0
1993-07-01 | 5.6 | 0 | 4 | 9 | 4 | 11 |  | 5.6 | 0 | 3
1993-07-02 | 12.2 | 17 | 7 | 13 | 15 | 9 |  | 12.2 | 0 | 1
1993-07-03 | 15.8 | 17 | 19 | 11 | 15 | 17 |  | 15.8 | 0 | 0
1993-07-04 | 14.6 | 11 | 13 | 19 | 15 | 15 |  | 14.6 | 0 | 0
1993-07-05 | 16.6 | 13 | 15 | 19 | 19 | 17 |  | 16.6 | 0 | 0
1993-07-06 | 17.6 | 13 | 17 | 19 | 17 | 22 |  | 17.6 | 0 | 0
1993-07-07 | 17.4 | 13 | 15 | 20 | 20 | 19 |  | 17.4 | 0 | 0
1993-07-08 | 9.2 | 13 | 11 | 9 | 6 | 7 |  | 9.2 | 0 | 2
1993-07-09 | 13.2 | 20 | 19 | 11 | 9 | 7 |  | 13.2 | 0 | 1
1993-07-10 | 10.6 | 9 | 9 | 13 | 11 | 11 |  | 10.6 | 0 | 0
1993-07-11 | 3.4 | 11 | 0 | 0 | 0 | 6 |  | 3.4 | 0 | 4
1993-07-12 | 17 | 17 | 17 | 17 | 19 | 15 |  | 17 | 0 | 0
1993-07-13 | 6.8 | 11 | 7 | 7 | 9 | 0 |  | 6.8 | 0 | 3
1993-07-14 | 4.8 | 11 | 9 | 4 | 0 | 0 |  | 4.8 | 0 | 3
1993-07-15 | 4.2 | 7 | 4 | 6 | 0 | 4 |  | 4.2 | 0 | 5
1993-07-16 | 8.4 | 7 | 6 | 9 | 7 | 13 |  | 8.4 | 0 | 3
1993-07-17 | 7.2 | 9 | 9 | 7 | 0 | 11 |  | 7.2 | 0 | 2
1993-07-18 | 8.8 | 13 | 9 | 6 | 9 | 7 |  | 8.8 | 0 | 2
1993-07-19 | 3 | 0 | 0 | 6 | 9 | 0 |  | 3 | 0 | 4
1993-07-20 | 13.6 | 15 | 15 | 19 | 15 | 4 |  | 13.6 | 0 | 1
1993-07-21 | 6 | 6 | 6 | 7 | 4 | 7 |  | 6 | 0 | 5
1993-07-22 | 4.6 | 9 | 0 | 0 | 7 | 7 |  | 4.6 | 0 | 4
1993-07-23 | 9.6 | 11 | 9 | 6 | 9 | 13 |  | 9.6 | 0 | 1
1993-07-24 | 5.2 | 0 | 7 | 0 | 0 | 19 |  | 5.2 | 0 | 4
1993-07-25 | 9.2 | 7 | 7 | 6 | 11 | 15 |  | 9.2 | 0 | 3
1993-07-26 | 15.4 | 17 | 17 | 13 | 13 | 17 |  | 15.4 | 0 | 0
1993-07-27 | 5.4 | 11 | 6 | 0 | 4 | 6 |  | 5.4 | 0 | 4
1993-07-28 | 2.8 | 4 | 6 | 4 | 0 | 0 |  | 2.8 | 0 | 5
1993-07-29 | 11 | 9 | 13 | 13 | 13 | 7 |  | 11 | 0 | 1
1993-07-30 | 10 | 11 | 22 | 6 | 4 | 7 |  | 10 | 0 | 3
1993-07-31 | 14 | 11 | 11 | 22 | 15 | 11 |  | 14 | 0 | 0
1993-08-01 | 11 | 7 | 11 | 11 | 15 | 11 |  | 11 | 0 | 1
1993-08-02 | 13.8 | 19 | 11 | 7 | 13 | 19 |  | 13.8 | 0 | 1
1993-08-03 | 4.2 | 4 | 7 | 4 | 0 | 6 |  | 4.2 | 0 | 5
1993-08-04 | 5 | 7 | 6 | 0 | 6 | 6 |  | 5 | 0 | 5
1993-08-05 | 2.2 | 7 | 0 | 4 | 0 | 0 |  | 2.2 | 0 | 5
1993-08-06 | 8 | 7 | 6 | 11 | 7 | 9 |  | 8 | 0 | 3
1993-08-07 | 10.2 | 19 | 13 | 0 | 4 | 15 |  | 10.2 | 0 | 2
1993-08-08 | 6.2 | 4 | 0 | 13 | 7 | 7 |  | 6.2 | 0 | 4
1993-08-09 | 10.8 | 11 | 13 | 6 | 13 | 11 |  | 10.8 | 0 | 1
1993-08-10 | 12.6 | 30 | 11 | 11 | 11 | 0 |  | 12.6 | 0 | 1
1993-08-11 | 4.8 | 4 | 4 | 7 | 0 | 9 |  | 4.8 | 0 | 4
1993-08-12 | 12.6 | 11 | 15 | 15 | 11 | 11 |  | 12.6 | 0 | 0
1993-08-13 | 9 | 6 | 9 | 9 | 6 | 15 |  | 9 | 0 | 2
1993-08-14 | 13.4 | 19 | 17 | 13 | 11 | 7 |  | 13.4 | 0 | 1
1993-08-15 | 4.6 | 0 | 6 | 4 | 6 | 7 |  | 4.6 | 0 | 5
1993-08-16 | 5.6 | 0 | 6 | 11 | 4 | 7 |  | 5.6 | 0 | 4
1993-08-17 | 10.6 | 11 | 13 | 11 | 9 | 9 |  | 10.6 | 0 | 0
1993-08-18 | 7 | 7 | 6 | 7 | 4 | 11 |  | 7 | 0 | 4
1993-08-19 | 1.2 | 0 | 6 | 0 | 0 | 0 |  | 1.2 | 0 | 5
1993-08-20 | 11.8 | 13 | 15 | 13 | 9 | 9 |  | 11.8 | 0 | 0
1993-08-21 | 2.6 | 0 | 7 | 0 | 0 | 6 |  | 2.6 | 0 | 5
1993-08-22 | 15.8 | 19 | 17 | 15 | 13 | 15 |  | 15.8 | 0 | 0
1993-08-23 | 12.2 | 13 | 7 | 13 | 17 | 11 |  | 12.2 | 0 | 1
1993-08-24 | 17.4 | 6 | 7 | 28 | 24 | 22 |  | 17.4 | 0 | 2
1993-08-25 | 16.4 | 6 | 15 | 13 | 20 | 28 |  | 16.4 | 0 | 1
1993-08-26 | 3.8 | 4 | 6 | 2 | 0 | 7 |  | 3.8 | 0 | 5
1993-08-27 | 2 | 0 | 0 | 0 | 6 | 4 |  | 2 | 0 | 5
1993-08-28 | 10.4 | 11 | 13 | 4 | 9 | 15 |  | 10.4 | 0 | 1
1993-08-29 | 5.6 | 6 | 7 | 7 | 4 | 4 |  | 5.6 | 0 | 5
1993-08-30 | 2 | 6 | 0 | 4 | 0 | 0 |  | 2 | 0 | 5
1993-08-31 | 1.6 | 4 | 0 | 4 | 0 | 0 |  | 1.6 | 0 | 5
1993-09-01 | 14.6 | 11 | 19 | 15 | 15 | 13 |  | 14.6 | 0 | 0
1993-09-02 | 6.2 | 11 | 0 | 0 | 9 | 11 |  | 6.2 | 0 | 2
1993-09-03 | 25.6 | 26 | 22 | 46 | 15 | 19 |  | 25.6 | 0 | 0
1993-09-04 | 4.8 | 7 | 2 | 2 | 7 | 6 |  | 4.8 | 0 | 5
1993-09-05 | 2.6 | 6 | 0 | 0 | 0 | 7 |  | 2.6 | 0 | 5
1993-09-06 | 1.6 | 0 | 2 | 2 | 4 | 0 |  | 1.6 | 0 | 5
1993-09-07 | 3.4 | 4 | 9 | 4 | 0 | 0 |  | 3.4 | 0 | 4
1993-09-08 | 22 | 26 | 26 | 26 | 26 | 6 |  | 22 | 0 | 1
1993-09-09 | 15.6 | 26 | 20 | 17 | 9 | 6 |  | 15.6 | 0 | 1
1993-09-10 | 9.8 | 13 | 9 | 9 | 7 | 11 |  | 9.8 | 0 | 1
1993-09-11 | 5.8 | 7 | 0 | 7 | 6 | 9 |  | 5.8 | 0 | 4
1993-09-12 | 38.4 | 41 | 46 | 37 | 37 | 31 |  | 38.4 | 0 | 0
1993-09-13 | 7.4 | 9 | 7 | 7 | 7 | 7 |  | 7.4 | 0 | 4
1993-09-14 | 5.4 | 7 | 7 | 0 | 7 | 6 |  | 5.4 | 0 | 5
1993-09-15 | 26.4 | 24 | 24 | 28 | 30 | 26 |  | 26.4 | 0 | 0
1993-09-16 | 3.6 | 4 | 6 | 4 | 4 | 0 |  | 3.6 | 0 | 5
1993-09-17 | 6.4 | 13 | 6 | 0 | 7 | 6 |  | 6.4 | 0 | 4
1993-09-18 | 4.6 | 7 | 7 | 0 | 0 | 9 |  | 4.6 | 0 | 4
1993-09-19 | 18.6 | 11 | 17 | 19 | 22 | 24 |  | 18.6 | 0 | 0
1993-09-20 | 19.8 | 19 | 19 | 20 | 22 | 19 |  | 19.8 | 0 | 0
1993-09-21 | 6.2 | 9 | 11 | 7 | 0 | 4 |  | 6.2 | 0 | 3
1993-09-22 | 8.8 | 6 | 11 | 7 | 9 | 11 |  | 8.8 | 0 | 2
1993-09-23 | 7.6 | 4 | 0 | 4 | 15 | 15 |  | 7.6 | 0 | 3
1993-09-24 | 6.8 | 4 | 2 | 2 | 20 | 6 |  | 6.8 | 0 | 4
1993-09-25 | 14.6 | 24 | 13 | 17 | 4 | 15 |  | 14.6 | 0 | 1
1993-09-26 | 10.2 | 9 | 7 | 9 | 15 | 11 |  | 10.2 | 0 | 1
1993-09-27 | 6.6 | 7 | 11 | 7 | 4 | 4 |  | 6.6 | 0 | 4
1993-09-28 | 5.4 | 0 | 6 | 6 | 6 | 9 |  | 5.4 | 0 | 4
1993-09-29 | 10.6 | 9 | 9 | 11 | 9 | 15 |  | 10.6 | 0 | 0
1993-09-30 | 36.6 | 44 | 48 | 35 | 30 | 26 |  | 36.6 | 0 | 0
1994-05-01 | 5 | 0 | 4 | 9 | 6 | 6 |  | 5 | 0 | 4
1994-05-02 | 5.8 | 0 | 4 | 9 | 7 | 9 |  | 5.8 | 0 | 3
1994-05-03 | 17.6 | 19 | 17 | 13 | 17 | 22 |  | 17.6 | 0 | 0
1994-05-04 | 4 | 0 | 0 | 6 | 7 | 7 |  | 4 | 0 | 5
1994-05-05 | 10.6 | 11 | 7 | 13 | 9 | 13 |  | 10.6 | 0 | 1
1994-05-06 | 9.4 | 9 | 13 | 7 | 9 | 9 |  | 9.4 | 0 | 1
1994-05-07 | 4.2 | 0 | 2 | 4 | 6 | 9 |  | 4.2 | 0 | 4
1994-05-08 | 4.6 | 7 | 6 | 4 | 6 | 0 |  | 4.6 | 0 | 5
1994-05-09 | 2.4 | 0 | 0 | 4 | 4 | 4 |  | 2.4 | 0 | 5
1994-05-10 | 13.2 | 17 | 11 | 7 | 11 | 20 |  | 13.2 | 0 | 1
1994-05-11 | 3.8 | 0 | 6 | 0 | 0 | 13 |  | 3.8 | 0 | 4
1994-05-12 | 11 | 7 | 0 | 7 | 0 | 41 |  | 11 | 0 | 4
1994-05-13 | 13.6 | 7 | 11 | 22 | 15 | 13 |  | 13.6 | 0 | 1
1994-05-14 | 3.8 | 4 | 7 | 0 | 4 | 4 |  | 3.8 | 0 | 5
1994-05-15 | 11.8 | 11 | 9 | 9 | 11 | 19 |  | 11.8 | 0 | 0
1994-05-16 | 4.6 | 4 | 4 | 0 | 4 | 11 |  | 4.6 | 0 | 4
1994-05-17 | 25.2 | 24 | 26 | 22 | 26 | 28 |  | 25.2 | 0 | 0
1994-05-18 | 23.4 | 28 | 28 | 20 | 24 | 17 |  | 23.4 | 0 | 0
1994-05-19 | 5 | 9 | 0 | 0 | 7 | 9 |  | 5 | 0 | 3
1994-05-20 | 8.6 | 11 | 6 | 6 | 13 | 7 |  | 8.6 | 0 | 3
1994-05-21 | 2.2 | 0 | 0 | 0 | 7 | 4 |  | 2.2 | 0 | 5
1994-05-22 | 2.8 | 4 | 6 | 0 | 0 | 4 |  | 2.8 | 0 | 5
1994-05-23 | 5.8 | 0 | 7 | 11 | 4 | 7 |  | 5.8 | 0 | 4
1994-05-24 | 11.4 | 11 | 20 | 15 | 7 | 4 |  | 11.4 | 0 | 2
1994-05-25 | 0.8 | 4 | 0 | 0 | 0 | 0 |  | 0.8 | 0 | 5
1994-05-26 | 14.2 | 17 | 22 | 19 | 9 | 4 |  | 14.2 | 0 | 1
1994-05-27 | 11 | 6 | 0 | 0 | 17 | 32 |  | 11 | 0 | 3
1994-05-28 | 7 | 0 | 9 | 19 | 7 | 0 |  | 7 | 0 | 3
1994-05-29 | 19.4 | 28 | 22 | 24 | 17 | 6 |  | 19.4 | 0 | 1
1994-05-30 | 11.4 | 7 | 6 | 13 | 9 | 22 |  | 11.4 | 0 | 2
1994-05-31 | 5.6 | 4 | 4 | 0 | 7 | 13 |  | 5.6 | 0 | 4
1994-06-01 | 9.2 | 9 | 11 | 15 | 7 | 4 |  | 9.2 | 0 | 2
1994-06-02 | 30.2 | 30 | 28 | 32 | 33 | 28 |  | 30.2 | 0 | 0
1994-06-03 | 5.8 | 11 | 11 | 7 | 0 | 0 |  | 5.8 | 0 | 3
1994-06-04 | 1.6 | 4 | 4 | 0 | 0 | 0 |  | 1.6 | 0 | 5
1994-06-05 | 26 | 28 | 19 | 19 | 32 | 32 |  | 26 | 0 | 0
1994-06-06 | 0 | 0 | 0 | 0 | 0 | 0 |  | 0 | 0 | 5
1994-06-07 | 6.4 | 13 | 0 | 11 | 4 | 4 |  | 6.4 | 0 | 3
1994-06-08 | 5.4 | 9 | 0 | 4 | 7 | 7 |  | 5.4 | 0 | 4
1994-06-09 | 3.8 | 4 | 7 | 2 | 2 | 4 |  | 3.8 | 0 | 5
1994-06-10 | 5.4 | 0 | 0 | 13 | 7 | 7 |  | 5.4 | 0 | 4
1994-06-11 | 4.2 | 7 | 6 | 4 | 0 | 4 |  | 4.2 | 0 | 5
1994-06-12 | 12.6 | 19 | 19 | 11 | 7 | 7 |  | 12.6 | 0 | 2
1994-06-13 | 13.2 | 20 | 15 | 11 | 11 | 9 |  | 13.2 | 0 | 0
1994-06-14 | 19.4 | 17 | 15 | 22 | 17 | 26 |  | 19.4 | 0 | 0
1994-06-15 | 20.8 | 22 | 28 | 15 | 15 | 24 |  | 20.8 | 0 | 0
1994-06-16 | 6.4 | 7 | 7 | 7 | 7 | 4 |  | 6.4 | 0 | 5
1994-06-17 | 11.4 | 15 | 13 | 11 | 11 | 7 |  | 11.4 | 0 | 1
1994-06-18 | 6 | 4 | 6 | 7 | 13 | 0 |  | 6 | 0 | 4
1994-06-19 | 12.4 | 15 | 11 | 19 | 13 | 4 |  | 12.4 | 0 | 1
1994-06-20 | 4 | 0 | 7 | 9 | 0 | 4 |  | 4 | 0 | 4
1994-06-21 | 10.2 | 9 | 9 | 11 | 11 | 11 |  | 10.2 | 0 | 0
1994-06-22 | 8.8 | 9 | 7 | 6 | 9 | 13 |  | 8.8 | 0 | 2
1994-06-23 | 8 | 0 | 9 | 13 | 7 | 11 |  | 8 | 0 | 2
1994-06-24 | 6 | 0 | 19 | 0 | 4 | 7 |  | 6 | 0 | 4
1994-06-25 | 3.8 | 9 | 6 | 2 | 0 | 2 |  | 3.8 | 0 | 4
1994-06-26 | 10 | 15 | 9 | 19 | 0 | 7 |  | 10 | 0 | 2
1994-06-27 | 29 | 24 | 26 | 30 | 33 | 32 |  | 29 | 0 | 0
1994-06-28 | 16.2 | 19 | 19 | 13 | 19 | 11 |  | 16.2 | 0 | 0
1994-06-29 | 7.8 | 0 | 11 | 6 | 11 | 11 |  | 7.8 | 0 | 2
1994-06-30 | 6.2 | 6 | 4 | 9 | 6 | 6 |  | 6.2 | 0 | 4
1994-07-01 | 7.6 | 9 | 7 | 9 | 6 | 7 |  | 7.6 | 0 | 3
1994-07-02 | 23 | 30 | 32 | 33 | 7 | 13 |  | 23 | 0 | 1
1994-07-03 | 9 | 13 | 13 | 6 | 4 | 9 |  | 9 | 0 | 2
1994-07-04 | 8.8 | 11 | 11 | 4 | 11 | 7 |  | 8.8 | 0 | 2
1994-07-05 | 19.2 | 17 | 17 | 22 | 20 | 20 |  | 19.2 | 0 | 0
1994-07-06 | 4 | 4 | 0 | 0 | 7 | 9 |  | 4 | 0 | 4
1994-07-07 | 5.2 | 6 | 0 | 0 | 13 | 7 |  | 5.2 | 0 | 4
1994-07-08 | 5 | 7 | 7 | 7 | 0 | 4 |  | 5 | 0 | 5
1994-07-09 | 16.4 | 19 | 22 | 15 | 11 | 15 |  | 16.4 | 0 | 0
1994-07-10 | 7.8 | 6 | 9 | 6 | 9 | 9 |  | 7.8 | 0 | 2
1994-07-11 | 7 | 15 | 4 | 0 | 9 | 7 |  | 7 | 0 | 3
1994-07-12 | 18 | 15 | 15 | 19 | 26 | 15 |  | 18 | 0 | 0
1994-07-13 | 6.6 | 11 | 4 | 9 | 9 | 0 |  | 6.6 | 0 | 2
1994-07-14 | 11.4 | 9 | 7 | 19 | 15 | 7 |  | 11.4 | 0 | 2
1994-07-15 | 6.6 | 11 | 7 | 0 | 6 | 9 |  | 6.6 | 0 | 3
1994-07-16 | 2 | 4 | 0 | 6 | 0 | 0 |  | 2 | 0 | 5
1994-07-17 | 7.4 | 9 | 7 | 6 | 9 | 6 |  | 7.4 | 0 | 3
1994-07-18 | 8.8 | 7 | 4 | 9 | 11 | 13 |  | 8.8 | 0 | 2
1994-07-19 | 11 | 15 | 9 | 9 | 13 | 9 |  | 11 | 0 | 0
1994-07-20 | 6 | 6 | 6 | 0 | 9 | 9 |  | 6 | 0 | 3
1994-07-21 | 9.6 | 11 | 11 | 13 | 7 | 6 |  | 9.6 | 0 | 2
1994-07-22 | 14.6 | 13 | 17 | 17 | 13 | 13 |  | 14.6 | 0 | 0
1994-07-23 | 6.2 | 13 | 9 | 9 | 0 | 0 |  | 6.2 | 0 | 2
1994-07-24 | 1.4 | 0 | 0 | 7 | 0 | 0 |  | 1.4 | 0 | 5
1994-07-25 | 1.2 | 6 | 0 | 0 | 0 | 0 |  | 1.2 | 0 | 5
1994-07-26 | 3 | 0 | 0 | 9 | 6 | 0 |  | 3 | 0 | 4
1994-07-27 | 25.8 | 41 | 28 | 26 | 15 | 19 |  | 25.8 | 0 | 0
1994-07-28 | 9.2 | 9 | 13 | 6 | 9 | 9 |  | 9.2 | 0 | 1
1994-07-29 | 8.8 | 9 | 9 | 11 | 9 | 6 |  | 8.8 | 0 | 1
1994-07-30 | 5.6 | 7 | 6 | 4 | 4 | 7 |  | 5.6 | 0 | 5
1994-07-31 | 26 | 20 | 19 | 26 | 24 | 41 |  | 26 | 0 | 0
1994-08-01 | 8.6 | 9 | 9 | 9 | 9 | 7 |  | 8.6 | 0 | 1
1994-08-02 | 6.4 | 4 | 4 | 7 | 11 | 6 |  | 6.4 | 0 | 4
1994-08-03 | 9.2 | 9 | 6 | 11 | 11 | 9 |  | 9.2 | 0 | 1
1994-08-04 | 13.2 | 15 | 20 | 15 | 9 | 7 |  | 13.2 | 0 | 1
1994-08-05 | 9.2 | 9 | 13 | 9 | 11 | 4 |  | 9.2 | 0 | 1
1994-08-06 | 16.4 | 17 | 20 | 17 | 9 | 19 |  | 16.4 | 0 | 0
1994-08-07 | 12.6 | 11 | 15 | 9 | 9 | 19 |  | 12.6 | 0 | 0
1994-08-08 | 11.8 | 13 | 11 | 11 | 9 | 15 |  | 11.8 | 0 | 0
1994-08-09 | 9.6 | 15 | 6 | 7 | 7 | 13 |  | 9.6 | 0 | 3
1994-08-10 | 7.8 | 9 | 6 | 9 | 9 | 6 |  | 7.8 | 0 | 2
1994-08-11 | 6 | 9 | 9 | 6 | 6 | 0 |  | 6 | 0 | 3
1994-08-12 | 4.4 | 9 | 6 | 7 | 0 | 0 |  | 4.4 | 0 | 4
1994-08-13 | 11.8 | 11 | 9 | 11 | 15 | 13 |  | 11.8 | 0 | 0
1994-08-14 | 4.2 | 11 | 6 | 0 | 0 | 4 |  | 4.2 | 0 | 4
1994-08-15 | 13.4 | 0 | 22 | 9 | 19 | 17 |  | 13.4 | 0 | 1
1994-08-16 | 19.2 | 22 | 24 | 24 | 11 | 15 |  | 19.2 | 0 | 0
1994-08-17 | 17.2 | 26 | 15 | 19 | 15 | 11 |  | 17.2 | 0 | 0
1994-08-18 | 24 | 22 | 26 | 22 | 22 | 28 |  | 24 | 0 | 0
1994-08-19 | 6.6 | 7 | 6 | 7 | 6 | 7 |  | 6.6 | 0 | 5
1994-08-20 | 10.8 | 15 | 13 | 11 | 9 | 6 |  | 10.8 | 0 | 1
1994-08-21 | 6.4 | 6 | 6 | 4 | 7 | 9 |  | 6.4 | 0 | 4
1994-08-22 | 10.4 | 15 | 15 | 9 | 7 | 6 |  | 10.4 | 0 | 2
1994-08-23 | 8.2 | 4 | 6 | 9 | 13 | 9 |  | 8.2 | 0 | 2
1994-08-24 | 6.2 | 7 | 4 | 0 | 9 | 11 |  | 6.2 | 0 | 3
1994-08-25 | 6.4 | 6 | 9 | 7 | 6 | 4 |  | 6.4 | 0 | 4
1994-08-26 | 14.2 | 6 | 20 | 13 | 15 | 17 |  | 14.2 | 0 | 1
1994-08-27 | 4.6 | 0 | 7 | 0 | 9 | 7 |  | 4.6 | 0 | 4
1994-08-28 | 4.4 | 9 | 13 | 0 | 0 | 0 |  | 4.4 | 0 | 3
1994-08-29 | 7.8 | 9 | 6 | 7 | 17 | 0 |  | 7.8 | 0 | 3
1994-08-30 | 10.2 | 7 | 7 | 15 | 13 | 9 |  | 10.2 | 0 | 2
1994-08-31 | 12 | 13 | 9 | 17 | 15 | 6 |  | 12 | 0 | 1
1994-09-01 | 14.2 | 15 | 17 | 13 | 13 | 13 |  | 14.2 | 0 | 0
1994-09-02 | 16.8 | 13 | 19 | 19 | 24 | 9 |  | 16.8 | 0 | 0
1994-09-03 | 6.8 | 6 | 9 | 0 | 13 | 6 |  | 6.8 | 0 | 3
1994-09-04 | 23.6 | 15 | 15 | 30 | 28 | 30 |  | 23.6 | 0 | 0
1994-09-05 | 0 | 0 | 0 | 0 | 0 | 0 |  | 0 | 0 | 5
1994-09-06 | 1.2 | 0 | 0 | 0 | 6 | 0 |  | 1.2 | 0 | 5
1994-09-07 | 2 | 4 | 4 | 0 | 0 | 2 |  | 2 | 0 | 5
1994-09-08 | 3.4 | 4 | 0 | 0 | 4 | 9 |  | 3.4 | 0 | 4
1994-09-09 | 9 | 0 | 0 | 15 | 19 | 11 |  | 9 | 0 | 2
1994-09-10 | 13.4 | 7 | 15 | 15 | 15 | 15 |  | 13.4 | 0 | 1
1994-09-11 | 10.2 | 13 | 11 | 11 | 7 | 9 |  | 10.2 | 0 | 1
1994-09-12 | 3.4 | 11 | 0 | 6 | 0 | 0 |  | 3.4 | 0 | 4
1994-09-13 | 2.8 | 0 | 4 | 0 | 6 | 4 |  | 2.8 | 0 | 5
1994-09-14 | 18.8 | 15 | 22 | 19 | 19 | 19 |  | 18.8 | 0 | 0
1994-09-15 | 9.6 | 0 | 13 | 9 | 13 | 13 |  | 9.6 | 0 | 1
1994-09-16 | 7.2 | 11 | 9 | 7 | 0 | 9 |  | 7.2 | 0 | 2
1994-09-17 | 2.6 | 2 | 7 | 2 | 0 | 2 |  | 2.6 | 0 | 5
1994-09-18 | 14.6 | 2 | 15 | 19 | 15 | 22 |  | 14.6 | 0 | 1
1994-09-19 | 5 | 4 | 9 | 6 | 0 | 6 |  | 5 | 0 | 4
1994-09-20 | 20.2 | 37 | 32 | 22 | 4 | 6 |  | 20.2 | 0 | 2
1994-09-21 | 5.6 | 6 | 6 | 7 | 9 | 0 |  | 5.6 | 0 | 4
1994-09-22 | 11.6 | 17 | 17 | 4 | 9 | 11 |  | 11.6 | 0 | 1
1994-09-23 | 7 | 7 | 13 | 7 | 4 | 4 |  | 7 | 0 | 4
1994-09-24 | 9.4 | 9 | 11 | 9 | 7 | 11 |  | 9.4 | 0 | 1
1994-09-25 | 13 | 15 | 13 | 9 | 15 | 13 |  | 13 | 0 | 0
1994-09-26 | 10.6 | 15 | 11 | 7 | 7 | 13 |  | 10.6 | 0 | 2
1994-09-27 | 12 | 2 | 11 | 15 | 15 | 17 |  | 12 | 0 | 1
1994-09-28 | 10.2 | 17 | 19 | 0 | 9 | 6 |  | 10.2 | 0 | 2
1994-09-29 | 7 | 13 | 9 | 6 | 7 | 0 |  | 7 | 0 | 3
1994-09-30 | 6.8 | 0 | 13 | 7 | 7 | 7 |  | 6.8 | 0 | 4
1995-05-01 | 9.8 | 6 | 9 | 6 | 13 | 15 |  | 9.8 | 0 | 2
1995-05-02 | 9.6 | 11 | 11 | 11 | 9 | 6 |  | 9.6 | 0 | 1
1995-05-03 | 3.4 | 0 | 0 | 6 | 11 | 0 |  | 3.4 | 0 | 4
1995-05-04 | 1.6 | 4 | 4 | 0 | 0 | 0 |  | 1.6 | 0 | 5
1995-05-05 | 2.2 | 0 | 0 | 4 | 0 | 7 |  | 2.2 | 0 | 5
1995-05-06 | 10.4 | 13 | 11 | 11 | 13 | 4 |  | 10.4 | 0 | 1
1995-05-07 | 26.8 | 26 | 28 | 24 | 28 | 28 |  | 26.8 | 0 | 0
1995-05-08 | 5.6 | 0 | 6 | 7 | 11 | 4 |  | 5.6 | 0 | 4
1995-05-09 | 3.4 | 0 | 7 | 0 | 6 | 4 |  | 3.4 | 0 | 5
1995-05-10 | 5.8 | 11 | 6 | 6 | 6 | 0 |  | 5.8 | 0 | 4
1995-05-11 | 8 | 9 | 7 | 13 | 4 | 7 |  | 8 | 0 | 3
1995-05-12 | 28 | 28 | 30 | 19 | 33 | 30 |  | 28 | 0 | 0
1995-05-13 | 0.4 | 0 | 0 | 2 | 0 | 0 |  | 0.4 | 0 | 5
1995-05-14 | 1.4 | 0 | 0 | 0 | 7 | 0 |  | 1.4 | 0 | 5
1995-05-15 | 8.6 | 11 | 9 | 9 | 7 | 7 |  | 8.6 | 0 | 2
1995-05-16 | 15.2 | 11 | 11 | 13 | 19 | 22 |  | 15.2 | 0 | 0
1995-05-17 | 5 | 7 | 0 | 4 | 7 | 7 |  | 5 | 0 | 5
1995-05-18 | 20.6 | 15 | 19 | 19 | 22 | 28 |  | 20.6 | 0 | 0
1995-05-19 | 13.2 | 19 | 15 | 15 | 11 | 6 |  | 13.2 | 0 | 1
1995-05-20 | 7.2 | 6 | 6 | 4 | 11 | 9 |  | 7.2 | 0 | 3
1995-05-21 | 33.8 | 35 | 28 | 43 | 37 | 26 |  | 33.8 | 0 | 0
1995-05-22 | 2 | 4 | 0 | 0 | 0 | 6 |  | 2 | 0 | 5
1995-05-23 | 5.8 | 6 | 6 | 11 | 0 | 6 |  | 5.8 | 0 | 4
1995-05-24 | 9.8 | 11 | 15 | 9 | 7 | 7 |  | 9.8 | 0 | 2
1995-05-25 | 19 | 24 | 15 | 24 | 15 | 17 |  | 19 | 0 | 0
1995-05-26 | 7.8 | 11 | 9 | 6 | 7 | 6 |  | 7.8 | 0 | 3
1995-05-27 | 8 | 7 | 11 | 11 | 11 | 0 |  | 8 | 0 | 2
1995-05-28 | 4.8 | 0 | 0 | 6 | 11 | 7 |  | 4.8 | 0 | 4
1995-05-29 | 0 | 0 | 0 | 0 | 0 | 0 |  | 0 | 0 | 5
1995-05-30 | 1.6 | 4 | 0 | 4 | 0 | 0 |  | 1.6 | 0 | 5
1995-05-31 | 13.4 | 20 | 17 | 15 | 15 | 0 |  | 13.4 | 0 | 1
1995-06-01 | 6 | 6 | 0 | 6 | 11 | 7 |  | 6 | 0 | 4
1995-06-02 | 2.8 | 7 | 7 | 0 | 0 | 0 |  | 2.8 | 0 | 5
1995-06-03 | 25 | 33 | 20 | 20 | 24 | 28 |  | 25 | 0 | 0
1995-06-04 | 3 | 7 | 4 | 4 | 0 | 0 |  | 3 | 0 | 5
1995-06-05 | 6.4 | 9 | 7 | 6 | 6 | 4 |  | 6.4 | 0 | 4
1995-06-06 | 31.6 | 32 | 33 | 32 | 28 | 33 |  | 31.6 | 0 | 0
1995-06-07 | 4.4 | 6 | 7 | 0 | 0 | 9 |  | 4.4 | 0 | 4
1995-06-08 | 3 | 4 | 0 | 0 | 4 | 7 |  | 3 | 0 | 5
1995-06-09 | 0.8 | 0 | 4 | 0 | 0 | 0 |  | 0.8 | 0 | 5
1995-06-10 | 8 | 9 | 6 | 9 | 9 | 7 |  | 8 | 0 | 2
1995-06-11 | 7.8 | 13 | 9 | 7 | 6 | 4 |  | 7.8 | 0 | 3
1995-06-12 | 16.6 | 19 | 19 | 17 | 13 | 15 |  | 16.6 | 0 | 0
1995-06-13 | 4 | 0 | 0 | 0 | 9 | 11 |  | 4 | 0 | 3
1995-06-14 | 14.6 | 15 | 15 | 15 | 15 | 13 |  | 14.6 | 0 | 0
1995-06-15 | 5.6 | 11 | 0 | 6 | 7 | 4 |  | 5.6 | 0 | 4
1995-06-16 | 5.8 | 6 | 0 | 9 | 7 | 7 |  | 5.8 | 0 | 4
1995-06-17 | 11 | 11 | 11 | 13 | 7 | 13 |  | 11 | 0 | 1
1995-06-18 | 19.2 | 17 | 17 | 19 | 17 | 26 |  | 19.2 | 0 | 0
1995-06-19 | 9.2 | 9 | 9 | 13 | 9 | 6 |  | 9.2 | 0 | 1
1995-06-20 | 19.6 | 22 | 24 | 17 | 15 | 20 |  | 19.6 | 0 | 0
1995-06-21 | 11.8 | 15 | 11 | 13 | 13 | 7 |  | 11.8 | 0 | 1
1995-06-22 | 1.2 | 0 | 0 | 0 | 0 | 6 |  | 1.2 | 0 | 5
1995-06-23 | 3.8 | 0 | 6 | 0 | 6 | 7 |  | 3.8 | 0 | 5
1995-06-24 | 5 | 4 | 6 | 11 | 0 | 4 |  | 5 | 0 | 4
1995-06-25 | 18.6 | 19 | 20 | 20 | 19 | 15 |  | 18.6 | 0 | 0
1995-06-26 | 16.8 | 22 | 17 | 15 | 15 | 15 |  | 16.8 | 0 | 0
1995-06-27 | 14.2 | 19 | 17 | 15 | 11 | 9 |  | 14.2 | 0 | 0
1995-06-28 | 15.6 | 17 | 15 | 17 | 9 | 20 |  | 15.6 | 0 | 0
1995-06-29 | 1.4 | 7 | 0 | 0 | 0 | 0 |  | 1.4 | 0 | 5
1995-06-30 | 6.4 | 15 | 13 | 0 | 4 | 0 |  | 6.4 | 0 | 3
1995-07-01 | 5.6 | 7 | 11 | 6 | 4 | 0 |  | 5.6 | 0 | 4
1995-07-02 | 6 | 6 | 7 | 4 | 9 | 4 |  | 6 | 0 | 4
1995-07-03 | 16.6 | 17 | 19 | 19 | 15 | 13 |  | 16.6 | 0 | 0
1995-07-04 | 5.6 | 4 | 4 | 7 | 7 | 6 |  | 5.6 | 0 | 5
1995-07-05 | 12.2 | 13 | 9 | 11 | 17 | 11 |  | 12.2 | 0 | 0
1995-07-06 | 5.4 | 0 | 11 | 0 | 9 | 7 |  | 5.4 | 0 | 3
1995-07-07 | 12.4 | 4 | 7 | 19 | 19 | 13 |  | 12.4 | 0 | 2
1995-07-08 | 9 | 13 | 11 | 7 | 7 | 7 |  | 9 | 0 | 3
1995-07-09 | 6.8 | 0 | 7 | 11 | 7 | 9 |  | 6.8 | 0 | 3
1995-07-10 | 6.8 | 7 | 9 | 6 | 6 | 6 |  | 6.8 | 0 | 4
1995-07-11 | 14.2 | 28 | 15 | 15 | 9 | 4 |  | 14.2 | 0 | 1
1995-07-12 | 10.2 | 13 | 17 | 11 | 6 | 4 |  | 10.2 | 0 | 2
1995-07-13 | 10.4 | 22 | 9 | 11 | 6 | 4 |  | 10.4 | 0 | 2
1995-07-14 | 11.2 | 13 | 15 | 13 | 6 | 9 |  | 11.2 | 0 | 1
1995-07-15 | 9.4 | 7 | 9 | 9 | 9 | 13 |  | 9.4 | 0 | 1
1995-07-16 | 7.4 | 4 | 4 | 9 | 11 | 9 |  | 7.4 | 0 | 2
1995-07-17 | 9 | 7 | 7 | 7 | 11 | 13 |  | 9 | 0 | 3
1995-07-18 | 12.2 | 22 | 19 | 7 | 6 | 7 |  | 12.2 | 0 | 3
1995-07-19 | 1.4 | 7 | 0 | 0 | 0 | 0 |  | 1.4 | 0 | 5
1995-07-20 | 10.4 | 11 | 11 | 13 | 11 | 6 |  | 10.4 | 0 | 1
1995-07-21 | 13.4 | 17 | 9 | 13 | 13 | 15 |  | 13.4 | 0 | 0
1995-07-22 | 4.2 | 7 | 0 | 0 | 7 | 7 |  | 4.2 | 0 | 5
1995-07-23 | 12.4 | 7 | 7 | 9 | 13 | 26 |  | 12.4 | 0 | 2
1995-07-24 | 0 | 0 | 0 | 0 | 0 | 0 |  | 0 | 0 | 5
1995-07-25 | 7.4 | 13 | 6 | 7 | 7 | 4 |  | 7.4 | 0 | 4
1995-07-26 | 9.2 | 7 | 4 | 13 | 11 | 11 |  | 9.2 | 0 | 2
1995-07-27 | 11 | 13 | 15 | 6 | 4 | 17 |  | 11 | 0 | 2
1995-07-28 | 6.6 | 11 | 7 | 9 | 6 | 0 |  | 6.6 | 0 | 3
1995-07-29 | 11.6 | 6 | 19 | 22 | 11 | 0 |  | 11.6 | 0 | 2
1995-07-30 | 22 | 28 | 30 | 15 | 15 | 22 |  | 22 | 0 | 0
1995-07-31 | 6 | 4 | 4 | 0 | 9 | 13 |  | 6 | 0 | 3
1995-08-01 | 3.4 | 0 | 6 | 0 | 4 | 7 |  | 3.4 | 0 | 5
1995-08-02 | 4.8 | 4 | 6 | 7 | 7 | 0 |  | 4.8 | 0 | 5
1995-08-03 | 7.2 | 11 | 11 | 4 | 6 | 4 |  | 7.2 | 0 | 3
1995-08-04 | 1.2 | 0 | 6 | 0 | 0 | 0 |  | 1.2 | 0 | 5
1995-08-05 | 10.2 | 7 | 7 | 13 | 13 | 11 |  | 10.2 | 0 | 2
1995-08-06 | 11 | 13 | 11 | 13 | 11 | 7 |  | 11 | 0 | 1
1995-08-07 | 9 | 6 | 6 | 7 | 9 | 17 |  | 9 | 0 | 3
1995-08-08 | 13 | 9 | 17 | 15 | 13 | 11 |  | 13 | 0 | 0
1995-08-09 | 19.6 | 26 | 17 | 19 | 17 | 19 |  | 19.6 | 0 | 0
1995-08-10 | 3.8 | 7 | 0 | 0 | 6 | 6 |  | 3.8 | 0 | 5
1995-08-11 | 12.4 | 24 | 11 | 11 | 7 | 9 |  | 12.4 | 0 | 1
1995-08-12 | 5 | 0 | 6 | 4 | 6 | 9 |  | 5 | 0 | 4
1995-08-13 | 25.4 | 20 | 17 | 28 | 30 | 32 |  | 25.4 | 0 | 0
1995-08-14 | 9.6 | 9 | 11 | 0 | 15 | 13 |  | 9.6 | 0 | 1
1995-08-15 | 6.4 | 19 | 9 | 0 | 0 | 4 |  | 6.4 | 0 | 3
1995-08-16 | 5.2 | 9 | 4 | 2 | 7 | 4 |  | 5.2 | 0 | 4
1995-08-17 | 20 | 20 | 17 | 22 | 22 | 19 |  | 20 | 0 | 0
1995-08-18 | 15.8 | 20 | 26 | 11 | 13 | 9 |  | 15.8 | 0 | 0
1995-08-19 | 9.6 | 6 | 7 | 11 | 13 | 11 |  | 9.6 | 0 | 2
1995-08-20 | 6.6 | 15 | 4 | 6 | 4 | 4 |  | 6.6 | 0 | 4
1995-08-21 | 5.2 | 6 | 6 | 6 | 4 | 4 |  | 5.2 | 0 | 5
1995-08-22 | 7.4 | 15 | 13 | 9 | 0 | 0 |  | 7.4 | 0 | 2
1995-08-23 | 19.6 | 28 | 22 | 22 | 15 | 11 |  | 19.6 | 0 | 0
1995-08-24 | 12.6 | 17 | 13 | 11 | 11 | 11 |  | 12.6 | 0 | 0
1995-08-25 | 2.4 | 4 | 0 | 4 | 0 | 4 |  | 2.4 | 0 | 5
1995-08-26 | 2.6 | 0 | 0 | 0 | 6 | 7 |  | 2.6 | 0 | 5
1995-08-27 | 10.4 | 6 | 9 | 13 | 11 | 13 |  | 10.4 | 0 | 1
1995-08-28 | 10.6 | 11 | 15 | 9 | 11 | 7 |  | 10.6 | 0 | 1
1995-08-29 | 14.6 | 11 | 13 | 15 | 15 | 19 |  | 14.6 | 0 | 0
1995-08-30 | 4.6 | 6 | 6 | 0 | 0 | 11 |  | 4.6 | 0 | 4
1995-08-31 | 10.6 | 9 | 13 | 17 | 7 | 7 |  | 10.6 | 0 | 2
1995-09-01 | 18 | 13 | 19 | 20 | 19 | 19 |  | 18 | 0 | 0
1995-09-02 | 7.6 | 4 | 11 | 7 | 7 | 9 |  | 7.6 | 0 | 3
1995-09-03 | 7.8 | 7 | 15 | 7 | 4 | 6 |  | 7.8 | 0 | 4
1995-09-04 | 12.4 | 15 | 11 | 19 | 11 | 6 |  | 12.4 | 0 | 1
1995-09-05 | 9.4 | 7 | 11 | 13 | 9 | 7 |  | 9.4 | 0 | 2
1995-09-06 | 17.8 | 13 | 20 | 19 | 15 | 22 |  | 17.8 | 0 | 0
1995-09-07 | 3.4 | 0 | 4 | 6 | 0 | 7 |  | 3.4 | 0 | 5
1995-09-08 | 5.6 | 9 | 6 | 7 | 6 | 0 |  | 5.6 | 0 | 4
1995-09-09 | 7.4 | 7 | 7 | 11 | 6 | 6 |  | 7.4 | 0 | 4
1995-09-10 | 4.6 | 0 | 6 | 4 | 7 | 6 |  | 4.6 | 0 | 5
1995-09-11 | 1.6 | 0 | 4 | 4 | 0 | 0 |  | 1.6 | 0 | 5
1995-09-12 | 8 | 7 | 11 | 6 | 7 | 9 |  | 8 | 0 | 3
1995-09-13 | 5.4 | 7 | 7 | 7 | 6 | 0 |  | 5.4 | 0 | 5
1995-09-14 | 7.8 | 6 | 0 | 9 | 9 | 15 |  | 7.8 | 0 | 2
1995-09-15 | 20.8 | 15 | 19 | 20 | 26 | 24 |  | 20.8 | 0 | 0
1995-09-16 | 8.8 | 6 | 9 | 11 | 7 | 11 |  | 8.8 | 0 | 2
1995-09-17 | 6.4 | 7 | 6 | 7 | 6 | 6 |  | 6.4 | 0 | 5
1995-09-18 | 20 | 17 | 20 | 26 | 17 | 20 |  | 20 | 0 | 0
1995-09-19 | 10.4 | 6 | 13 | 15 | 11 | 7 |  | 10.4 | 0 | 2
1995-09-20 | 11.4 | 7 | 7 | 4 | 20 | 19 |  | 11.4 | 0 | 3
1995-09-21 | 7.8 | 9 | 7 | 9 | 7 | 7 |  | 7.8 | 0 | 3
1995-09-22 | 18.8 | 4 | 22 | 26 | 22 | 20 |  | 18.8 | 0 | 1
1995-09-23 | 9.2 | 11 | 13 | 11 | 7 | 4 |  | 9.2 | 0 | 2
1995-09-24 | 6 | 11 | 0 | 4 | 6 | 9 |  | 6 | 0 | 3
1995-09-25 | 7.6 | 15 | 7 | 0 | 9 | 7 |  | 7.6 | 0 | 3
1995-09-26 | 0.8 | 0 | 0 | 4 | 0 | 0 |  | 0.8 | 0 | 5
1995-09-27 | 19.8 | 20 | 22 | 22 | 20 | 15 |  | 19.8 | 0 | 0
1995-09-28 | 11.8 | 20 | 11 | 13 | 4 | 11 |  | 11.8 | 0 | 1
1995-09-29 | 20.4 | 19 | 24 | 24 | 20 | 15 |  | 20.4 | 0 | 0
1995-09-30 | 10.2 | 11 | 7 | 9 | 11 | 13 |  | 10.2 | 0 | 1
1996-05-01 | 8.6 | 6 | 0 | 13 | 11 | 13 |  | 8.6 | 0 | 2
1996-05-02 | 9.6 | 11 | 11 | 13 | 6 | 7 |  | 9.6 | 0 | 2
1996-05-03 | 14 | 4 | 9 | 15 | 22 | 20 |  | 14 | 0 | 1
1996-05-04 | 20.8 | 22 | 24 | 20 | 19 | 19 |  | 20.8 | 0 | 0
1996-05-05 | 10 | 6 | 7 | 13 | 13 | 11 |  | 10 | 0 | 2
1996-05-06 | 12.2 | 15 | 11 | 7 | 11 | 17 |  | 12.2 | 0 | 1
1996-05-07 | 18.6 | 20 | 20 | 17 | 19 | 17 |  | 18.6 | 0 | 0
1996-05-08 | 20.8 | 26 | 20 | 19 | 20 | 19 |  | 20.8 | 0 | 0
1996-05-09 | 11 | 13 | 11 | 9 | 9 | 13 |  | 11 | 0 | 0
1996-05-10 | 12.6 | 11 | 11 | 13 | 15 | 13 |  | 12.6 | 0 | 0
1996-05-11 | 11.4 | 7 | 11 | 13 | 13 | 13 |  | 11.4 | 0 | 1
1996-05-12 | 13.4 | 13 | 17 | 13 | 11 | 13 |  | 13.4 | 0 | 0
1996-05-13 | 3.8 | 9 | 6 | 4 | 0 | 0 |  | 3.8 | 0 | 4
1996-05-14 | 10.2 | 11 | 11 | 9 | 9 | 11 |  | 10.2 | 0 | 0
1996-05-15 | 10.2 | 11 | 13 | 9 | 7 | 11 |  | 10.2 | 0 | 1
1996-05-16 | 3.6 | 6 | 0 | 6 | 6 | 0 |  | 3.6 | 0 | 5
1996-05-17 | 18.6 | 19 | 20 | 20 | 17 | 17 |  | 18.6 | 0 | 0
1996-05-18 | 6.4 | 7 | 4 | 7 | 7 | 7 |  | 6.4 | 0 | 5
1996-05-19 | 14.6 | 19 | 17 | 15 | 9 | 13 |  | 14.6 | 0 | 0
1996-05-20 | 9.2 | 13 | 11 | 9 | 6 | 7 |  | 9.2 | 0 | 2
1996-05-21 | 18 | 22 | 17 | 13 | 19 | 19 |  | 18 | 0 | 0
1996-05-22 | 13.4 | 9 | 11 | 15 | 17 | 15 |  | 13.4 | 0 | 0
1996-05-23 | 6 | 6 | 7 | 6 | 4 | 7 |  | 6 | 0 | 5
1996-05-24 | 5.6 | 9 | 6 | 9 | 0 | 4 |  | 5.6 | 0 | 3
1996-05-25 | 13.8 | 17 | 15 | 15 | 11 | 11 |  | 13.8 | 0 | 0
1996-05-26 | 12.8 | 13 | 4 | 11 | 4 | 32 |  | 12.8 | 0 | 2
1996-05-27 | 11 | 15 | 13 | 9 | 11 | 7 |  | 11 | 0 | 1
1996-05-28 | 8.2 | 6 | 11 | 7 | 11 | 6 |  | 8.2 | 0 | 3
1996-05-29 | 13 | 15 | 15 | 11 | 11 | 13 |  | 13 | 0 | 0
1996-05-30 | 7.2 | 6 | 9 | 7 | 7 | 7 |  | 7.2 | 0 | 4
1996-05-31 | 13.8 | 17 | 13 | 15 | 15 | 9 |  | 13.8 | 0 | 0
1996-06-01 | 21.8 | 26 | 22 | 20 | 19 | 22 |  | 21.8 | 0 | 0
1996-06-02 | 4.2 | 4 | 6 | 11 | 0 | 0 |  | 4.2 | 0 | 4
1996-06-03 | 6 | 7 | 4 | 6 | 4 | 9 |  | 6 | 0 | 4
1996-06-04 | 10.8 | 11 | 11 | 6 | 13 | 13 |  | 10.8 | 0 | 1
1996-06-05 | 13.4 | 15 | 11 | 11 | 15 | 15 |  | 13.4 | 0 | 0
1996-06-06 | 3.8 | 4 | 0 | 0 | 6 | 9 |  | 3.8 | 0 | 4
1996-06-07 | 13 | 13 | 15 | 11 | 11 | 15 |  | 13 | 0 | 0
1996-06-08 | 6.8 | 4 | 11 | 4 | 6 | 9 |  | 6.8 | 0 | 3
1996-06-09 | 16.8 | 13 | 4 | 13 | 24 | 30 |  | 16.8 | 0 | 1
1996-06-10 | 13.4 | 13 | 15 | 17 | 9 | 13 |  | 13.4 | 0 | 0
1996-06-11 | 11.6 | 7 | 4 | 6 | 11 | 30 |  | 11.6 | 0 | 3
1996-06-12 | 6.6 | 11 | 7 | 6 | 9 | 0 |  | 6.6 | 0 | 3
1996-06-13 | 6.6 | 0 | 15 | 6 | 6 | 6 |  | 6.6 | 0 | 4
1996-06-14 | 16.4 | 19 | 17 | 13 | 13 | 20 |  | 16.4 | 0 | 0
1996-06-15 | 13 | 17 | 17 | 15 | 9 | 7 |  | 13 | 0 | 1
1996-06-16 | 10.4 | 11 | 6 | 13 | 9 | 13 |  | 10.4 | 0 | 1
1996-06-17 | 10.6 | 13 | 9 | 9 | 9 | 13 |  | 10.6 | 0 | 0
1996-06-18 | 25.6 | 37 | 20 | 26 | 19 | 26 |  | 25.6 | 0 | 0
1996-06-19 | 26.4 | 22 | 28 | 22 | 30 | 30 |  | 26.4 | 0 | 0
1996-06-20 | 8.8 | 9 | 9 | 11 | 9 | 6 |  | 8.8 | 0 | 1
1996-06-21 | 4.8 | 6 | 4 | 7 | 7 | 0 |  | 4.8 | 0 | 5
1996-06-22 | 7 | 13 | 9 | 9 | 4 | 0 |  | 7 | 0 | 2
1996-06-23 | 8.4 | 7 | 9 | 11 | 9 | 6 |  | 8.4 | 0 | 2
1996-06-24 | 9.6 | 11 | 13 | 11 | 7 | 6 |  | 9.6 | 0 | 2
1996-06-25 | 4 | 6 | 0 | 4 | 6 | 4 |  | 4 | 0 | 5
1996-06-26 | 7.8 | 9 | 7 | 11 | 6 | 6 |  | 7.8 | 0 | 3
1996-06-27 | 4 | 9 | 4 | 0 | 7 | 0 |  | 4 | 0 | 4
1996-06-28 | 17.2 | 30 | 26 | 4 | 15 | 11 |  | 17.2 | 0 | 1
1996-06-29 | 10.2 | 15 | 7 | 9 | 13 | 7 |  | 10.2 | 0 | 2
1996-06-30 | 10.6 | 15 | 7 | 9 | 11 | 11 |  | 10.6 | 0 | 1
1996-07-01 | 7.8 | 6 | 9 | 9 | 11 | 4 |  | 7.8 | 0 | 2
1996-07-02 | 14.8 | 26 | 24 | 0 | 13 | 11 |  | 14.8 | 0 | 1
1996-07-03 | 9.2 | 26 | 6 | 7 | 0 | 7 |  | 9.2 | 0 | 4
1996-07-04 | 18 | 17 | 11 | 17 | 13 | 32 |  | 18 | 0 | 0
1996-07-05 | 11 | 19 | 7 | 7 | 11 | 11 |  | 11 | 0 | 2
1996-07-06 | 10.4 | 7 | 7 | 13 | 6 | 19 |  | 10.4 | 0 | 3
1996-07-07 | 7.4 | 13 | 7 | 6 | 0 | 11 |  | 7.4 | 0 | 3
1996-07-08 | 9 | 19 | 9 | 4 | 7 | 6 |  | 9 | 0 | 3
1996-07-09 | 15.4 | 17 | 19 | 11 | 17 | 13 |  | 15.4 | 0 | 0
1996-07-10 | 9.8 | 6 | 6 | 15 | 7 | 15 |  | 9.8 | 0 | 3
1996-07-11 | 18 | 17 | 17 | 19 | 17 | 20 |  | 18 | 0 | 0
1996-07-12 | 6.6 | 6 | 6 | 7 | 7 | 7 |  | 6.6 | 0 | 5
1996-07-13 | 15 | 33 | 17 | 13 | 6 | 6 |  | 15 | 0 | 2
1996-07-14 | 7.6 | 0 | 7 | 7 | 11 | 13 |  | 7.6 | 0 | 3
1996-07-15 | 6.4 | 7 | 4 | 6 | 9 | 6 |  | 6.4 | 0 | 4
1996-07-16 | 16.4 | 13 | 17 | 20 | 15 | 17 |  | 16.4 | 0 | 0
1996-07-17 | 16 | 15 | 17 | 15 | 20 | 13 |  | 16 | 0 | 0
1996-07-18 | 12.2 | 9 | 11 | 19 | 13 | 9 |  | 12.2 | 0 | 0
1996-07-19 | 8.2 | 11 | 6 | 7 | 6 | 11 |  | 8.2 | 0 | 3
1996-07-20 | 12.6 | 11 | 13 | 11 | 15 | 13 |  | 12.6 | 0 | 0
1996-07-21 | 2.4 | 6 | 0 | 0 | 0 | 6 |  | 2.4 | 0 | 5
1996-07-22 | 5.6 | 9 | 0 | 4 | 4 | 11 |  | 5.6 | 0 | 3
1996-07-23 | 6.4 | 11 | 6 | 0 | 4 | 11 |  | 6.4 | 0 | 3
1996-07-24 | 6 | 9 | 11 | 6 | 4 | 0 |  | 6 | 0 | 3
1996-07-25 | 7.8 | 11 | 4 | 7 | 6 | 11 |  | 7.8 | 0 | 3
1996-07-26 | 3.8 | 0 | 7 | 4 | 4 | 4 |  | 3.8 | 0 | 5
1996-07-27 | 11 | 11 | 15 | 13 | 9 | 7 |  | 11 | 0 | 1
1996-07-28 | 0.8 | 0 | 0 | 0 | 4 | 0 |  | 0.8 | 0 | 5
1996-07-29 | 9.6 | 9 | 11 | 11 | 11 | 6 |  | 9.6 | 0 | 1
1996-07-30 | 6.6 | 6 | 7 | 4 | 7 | 9 |  | 6.6 | 0 | 4
1996-07-31 | 14.8 | 13 | 7 | 7 | 19 | 28 |  | 14.8 | 0 | 2
1996-08-01 | 15.4 | 19 | 11 | 17 | 13 | 17 |  | 15.4 | 0 | 0
1996-08-02 | 7 | 13 | 7 | 7 | 6 | 2 |  | 7 | 0 | 4
1996-08-03 | 41.8 | 44 | 37 | 46 | 41 | 41 |  | 41.8 | 0 | 0
1996-08-04 | 7.4 | 4 | 4 | 9 | 9 | 11 |  | 7.4 | 0 | 2
1996-08-05 | 13 | 11 | 11 | 17 | 15 | 11 |  | 13 | 0 | 0
1996-08-06 | 11.8 | 19 | 9 | 15 | 7 | 9 |  | 11.8 | 0 | 1
1996-08-07 | 8 | 20 | 20 | 0 | 0 | 0 |  | 8 | 0 | 3
1996-08-08 | 5.6 | 6 | 7 | 0 | 6 | 9 |  | 5.6 | 0 | 4
1996-08-09 | 6 | 11 | 4 | 4 | 0 | 11 |  | 6 | 0 | 3
1996-08-10 | 10.2 | 13 | 15 | 6 | 11 | 6 |  | 10.2 | 0 | 2
1996-08-11 | 11.4 | 15 | 15 | 9 | 9 | 9 |  | 11.4 | 0 | 0
1996-08-12 | 14.6 | 0 | 15 | 19 | 17 | 22 |  | 14.6 | 0 | 1
1996-08-13 | 9 | 9 | 11 | 7 | 11 | 7 |  | 9 | 0 | 2
1996-08-14 | 3 | 7 | 0 | 4 | 4 | 0 |  | 3 | 0 | 5
1996-08-15 | 20.6 | 17 | 33 | 30 | 17 | 6 |  | 20.6 | 0 | 1
1996-08-16 | 5.6 | 6 | 7 | 7 | 4 | 4 |  | 5.6 | 0 | 5
1996-08-17 | 16 | 24 | 15 | 13 | 15 | 13 |  | 16 | 0 | 0
1996-08-18 | 8.6 | 9 | 6 | 13 | 6 | 9 |  | 8.6 | 0 | 2
1996-08-19 | 4.2 | 4 | 0 | 4 | 4 | 9 |  | 4.2 | 0 | 4
1996-08-20 | 14 | 9 | 6 | 20 | 15 | 20 |  | 14 | 0 | 1
1996-08-21 | 15.2 | 13 | 15 | 16 | 17 | 15 |  | 15.2 | 0 | 0
1996-08-22 | 7.8 | 11 | 13 | 9 | 0 | 6 |  | 7.8 | 0 | 2
1996-08-23 | 3 | 4 | 0 | 4 | 7 | 0 |  | 3 | 0 | 5
1996-08-24 | 18.8 | 20 | 20 | 19 | 20 | 15 |  | 18.8 | 0 | 0
1996-08-25 | 8.6 | 15 | 9 | 6 | 7 | 6 |  | 8.6 | 0 | 3
1996-08-26 | 4 | 0 | 6 | 4 | 4 | 6 |  | 4 | 0 | 5
1996-08-27 | 8 | 7 | 13 | 0 | 11 | 9 |  | 8 | 0 | 2
1996-08-28 | 5.6 | 9 | 6 | 6 | 0 | 7 |  | 5.6 | 0 | 4
1996-08-29 | 6.6 | 6 | 7 | 7 | 13 | 0 |  | 6.6 | 0 | 4
1996-08-30 | 12.6 | 11 | 13 | 7 | 17 | 15 |  | 12.6 | 0 | 1
1996-08-31 | 11 | 13 | 17 | 7 | 7 | 11 |  | 11 | 0 | 2
1996-09-01 | 13.8 | 20 | 19 | 17 | 7 | 6 |  | 13.8 | 0 | 2
1996-09-02 | 3.8 | 7 | 6 | 6 | 0 | 0 |  | 3.8 | 0 | 5
1996-09-03 | 4.8 | 6 | 6 | 4 | 4 | 4 |  | 4.8 | 0 | 5
1996-09-04 | 15 | 9 | 15 | 15 | 17 | 19 |  | 15 | 0 | 0
1996-09-05 | 5 | 0 | 0 | 7 | 9 | 9 |  | 5 | 0 | 3
1996-09-06 | 7.8 | 4 | 6 | 9 | 11 | 9 |  | 7.8 | 0 | 2
1996-09-07 | 7.8 | 7 | 6 | 9 | 4 | 13 |  | 7.8 | 0 | 3
1996-09-08 | 9.6 | 9 | 6 | 11 | 9 | 13 |  | 9.6 | 0 | 1
1996-09-09 | 4.6 | 13 | 4 | 6 | 0 | 0 |  | 4.6 | 0 | 4
1996-09-10 | 10.2 | 13 | 11 | 9 | 9 | 9 |  | 10.2 | 0 | 0
1996-09-11 | 11 | 9 | 11 | 11 | 15 | 9 |  | 11 | 0 | 0
1996-09-12 | 7 | 9 | 9 | 7 | 4 | 6 |  | 7 | 0 | 3
1996-09-13 | 6 | 7 | 0 | 9 | 7 | 7 |  | 6 | 0 | 4
1996-09-14 | 11 | 22 | 11 | 4 | 11 | 7 |  | 11 | 0 | 2
1996-09-15 | 7.4 | 7 | 11 | 15 | 4 | 0 |  | 7.4 | 0 | 3
1996-09-16 | 7.2 | 6 | 6 | 13 | 7 | 4 |  | 7.2 | 0 | 4
1996-09-17 | 18 | 17 | 15 | 20 | 19 | 19 |  | 18 | 0 | 0
1996-09-18 | 38.2 | 37 | 39 | 39 | 39 | 37 |  | 38.2 | 0 | 0
1996-09-19 | 6.2 | 6 | 4 | 7 | 7 | 7 |  | 6.2 | 0 | 5
1996-09-20 | 9.4 | 6 | 13 | 15 | 7 | 6 |  | 9.4 | 0 | 3
1996-09-21 | 4.8 | 4 | 9 | 7 | 0 | 4 |  | 4.8 | 0 | 4
1996-09-22 | 13 | 9 | 11 | 17 | 13 | 15 |  | 13 | 0 | 0
1996-09-23 | 10 | 0 | 15 | 11 | 15 | 9 |  | 10 | 0 | 1
1996-09-24 | 14.7 | 12.5 | 19 | 13 | 20 | 9 |  | 14.7 | 0 | 0
1996-09-25 | 18.2 | 7 | 13 | 24 | 28 | 19 |  | 18.2 | 0 | 1
1996-09-26 | 1.6 | 0 | 4 | 4 | 0 | 0 |  | 1.6 | 0 | 5
1996-09-27 | 15 | 11 | 9 | 19 | 19 | 17 |  | 15 | 0 | 0
1996-09-28 | 14 | 20 | 19 | 11 | 9 | 11 |  | 14 | 0 | 0
1996-09-29 | 22 | 24 | 20 | 22 | 24 | 20 |  | 22 | 0 | 0
1996-09-30 | 14.2 | 13 | 13 | 17 | 15 | 13 |  | 14.2 | 0 | 0
1997-05-01 | 9.6 | 11 | 6 | 9 | 9 | 13 |  | 9.6 | 0 | 1
1997-05-02 | 3.6 | 4 | 0 | 6 | 4 | 4 |  | 3.6 | 0 | 5
1997-05-03 | 10.6 | 11 | 11 | 9 | 13 | 9 |  | 10.6 | 0 | 0
1997-05-04 | 13.4 | 17 | 11 | 17 | 11 | 11 |  | 13.4 | 0 | 0
1997-05-05 | 16 | 24 | 17 | 17 | 7 | 15 |  | 16 | 0 | 1
1997-05-06 | 5.2 | 7 | 4 | 6 | 0 | 9 |  | 5.2 | 0 | 4
1997-05-07 | 13.6 | 19 | 17 | 13 | 0 | 19 |  | 13.6 | 0 | 1
1997-05-08 | 10.4 | 11 | 15 | 11 | 11 | 4 |  | 10.4 | 0 | 1
1997-05-09 | 10.2 | 15 | 13 | 13 | 4 | 6 |  | 10.2 | 0 | 2
1997-05-10 | 30.8 | 15 | 43 | 44 | 30 | 22 |  | 30.8 | 0 | 0
1997-05-11 | 13.8 | 11 | 13 | 15 | 15 | 15 |  | 13.8 | 0 | 0
1997-05-12 | 10 | 13 | 9 | 9 | 6 | 13 |  | 10 | 0 | 1
1997-05-13 | 12.6 | 13 | 11 | 17 | 9 | 13 |  | 12.6 | 0 | 0
1997-05-14 | 14.2 | 13 | 13 | 13 | 15 | 17 |  | 14.2 | 0 | 0
1997-05-15 | 6.2 | 9 | 11 | 0 | 4 | 7 |  | 6.2 | 0 | 3
1997-05-16 | 5 | 4 | 6 | 7 | 4 | 4 |  | 5 | 0 | 5
1997-05-17 | 13.8 | 20 | 24 | 0 | 6 | 19 |  | 13.8 | 0 | 2
1997-05-18 | 37 | 46 | 48 | 37 | 26 | 28 |  | 37 | 0 | 0
1997-05-19 | 11.6 | 17 | 15 | 11 | 9 | 6 |  | 11.6 | 0 | 1
1997-05-20 | 16.2 | 11 | 15 | 15 | 20 | 20 |  | 16.2 | 0 | 0
1997-05-21 | 25.6 | 24 | 24 | 30 | 26 | 24 |  | 25.6 | 0 | 0
1997-05-22 | 5 | 4 | 7 | 6 | 4 | 4 |  | 5 | 0 | 5
1997-05-23 | 11 | 7 | 11 | 15 | 11 | 11 |  | 11 | 0 | 1
1997-05-24 | 5.4 | 7 | 4 | 4 | 6 | 6 |  | 5.4 | 0 | 5
1997-05-25 | 20 | 19 | 19 | 20 | 20 | 22 |  | 20 | 0 | 0
1997-05-26 | 14.6 | 13 | 11 | 17 | 15 | 17 |  | 14.6 | 0 | 0
1997-05-27 | 8 | 11 | 9 | 6 | 7 | 7 |  | 8 | 0 | 3
1997-05-28 | 5.8 | 6 | 7 | 4 | 6 | 6 |  | 5.8 | 0 | 5
1997-05-29 | 8.8 | 6 | 7 | 11 | 13 | 7 |  | 8.8 | 0 | 3
1997-05-30 | 4.6 | 7 | 4 | 4 | 4 | 4 |  | 4.6 | 0 | 5
1997-05-31 | 8.2 | 4 | 13 | 6 | 7 | 11 |  | 8.2 | 0 | 3
1997-06-01 | 27.4 | 28 | 22 | 28 | 33 | 26 |  | 27.4 | 0 | 0
1997-06-02 | 14.2 | 19 | 17 | 13 | 11 | 11 |  | 14.2 | 0 | 0
1997-06-03 | 5.4 | 6 | 6 | 0 | 9 | 6 |  | 5.4 | 0 | 4
1997-06-04 | 7.4 | 6 | 9 | 9 | 6 | 7 |  | 7.4 | 0 | 3
1997-06-05 | 2 | 0 | 4 | 6 | 0 | 0 |  | 2 | 0 | 5
1997-06-06 | 12 | 19 | 13 | 15 | 6 | 7 |  | 12 | 0 | 2
1997-06-07 | 7 | 7 | 6 | 0 | 9 | 13 |  | 7 | 0 | 3
1997-06-08 | 10.4 | 17 | 11 | 9 | 6 | 9 |  | 10.4 | 0 | 1
1997-06-09 | 7 | 9 | 11 | 11 | 0 | 4 |  | 7 | 0 | 2
1997-06-10 | 8.4 | 11 | 7 | 11 | 7 | 6 |  | 8.4 | 0 | 3
1997-06-11 | 6.6 | 11 | 6 | 0 | 7 | 9 |  | 6.6 | 0 | 3
1997-06-12 | 9.4 | 7 | 9 | 9 | 11 | 11 |  | 9.4 | 0 | 1
1997-06-13 | 9.6 | 11 | 9 | 13 | 6 | 9 |  | 9.6 | 0 | 1
1997-06-14 | 24.6 | 30 | 28 | 26 | 22 | 17 |  | 24.6 | 0 | 0
1997-06-15 | 10.2 | 11 | 13 | 7 | 7 | 13 |  | 10.2 | 0 | 2
1997-06-16 | 26 | 4 | 41 | 26 | 35 | 24 |  | 26 | 0 | 1
1997-06-17 | 6.6 | 0 | 0 | 13 | 11 | 9 |  | 6.6 | 0 | 2
1997-06-18 | 25.4 | 13 | 26 | 30 | 28 | 30 |  | 25.4 | 0 | 0
1997-06-19 | 9.6 | 17 | 7 | 11 | 4 | 9 |  | 9.6 | 0 | 2
1997-06-20 | 9.6 | 4 | 7 | 13 | 11 | 13 |  | 9.6 | 0 | 2
1997-06-21 | 13 | 11 | 13 | 13 | 13 | 15 |  | 13 | 0 | 0
1997-06-22 | 8.4 | 4 | 6 | 13 | 6 | 13 |  | 8.4 | 0 | 3
1997-06-23 | 12.6 | 9 | 11 | 13 | 15 | 15 |  | 12.6 | 0 | 0
1997-06-24 | 16.8 | 11 | 15 | 20 | 19 | 19 |  | 16.8 | 0 | 0
1997-06-25 | 3.6 | 11 | 7 | 0 | 0 | 0 |  | 3.6 | 0 | 4
1997-06-26 | 7.2 | 0 | 15 | 17 | 4 | 0 |  | 7.2 | 0 | 3
1997-06-27 | 20 | 9 | 30 | 35 | 15 | 11 |  | 20 | 0 | 0
1997-06-28 | 6.2 | 11 | 11 | 9 | 0 | 0 |  | 6.2 | 0 | 2
1997-06-29 | 7 | 11 | 4 | 4 | 7 | 9 |  | 7 | 0 | 3
1997-06-30 | 6.2 | 7 | 6 | 6 | 6 | 6 |  | 6.2 | 0 | 5
1997-07-01 | 11.4 | 19 | 7 | 11 | 11 | 9 |  | 11.4 | 0 | 1
1997-07-02 | 13.8 | 15 | 13 | 13 | 11 | 17 |  | 13.8 | 0 | 0
1997-07-03 | 4.6 | 4 | 7 | 6 | 6 | 0 |  | 4.6 | 0 | 5
1997-07-04 | 10.4 | 13 | 11 | 6 | 9 | 13 |  | 10.4 | 0 | 1
1997-07-05 | 7 | 11 | 0 | 7 | 6 | 11 |  | 7 | 0 | 3
1997-07-06 | 13.6 | 11 | 9 | 22 | 9 | 17 |  | 13.6 | 0 | 0
1997-07-07 | 8.8 | 11 | 13 | 9 | 11 | 0 |  | 8.8 | 0 | 1
1997-07-08 | 14.8 | 7 | 11 | 11 | 28 | 17 |  | 14.8 | 0 | 1
1997-07-09 | 11.8 | 11 | 9 | 15 | 13 | 11 |  | 11.8 | 0 | 0
1997-07-10 | 17 | 19 | 19 | 15 | 19 | 13 |  | 17 | 0 | 0
1997-07-11 | 9.2 | 6 | 7 | 9 | 11 | 13 |  | 9.2 | 0 | 2
1997-07-12 | 5 | 6 | 0 | 9 | 6 | 4 |  | 5 | 0 | 4
1997-07-13 | 9 | 7 | 9 | 13 | 7 | 9 |  | 9 | 0 | 2
1997-07-14 | 5.4 | 6 | 6 | 7 | 4 | 4 |  | 5.4 | 0 | 5
1997-07-15 | 10.6 | 11 | 9 | 11 | 13 | 9 |  | 10.6 | 0 | 0
1997-07-16 | 11 | 11 | 13 | 13 | 11 | 7 |  | 11 | 0 | 1
1997-07-17 | 10.6 | 13 | 11 | 11 | 9 | 9 |  | 10.6 | 0 | 0
1997-07-18 | 15.6 | 17 | 13 | 15 | 22 | 11 |  | 15.6 | 0 | 0
1997-07-19 | 6.2 | 0 | 7 | 7 | 6 | 11 |  | 6.2 | 0 | 4
1997-07-20 | 13 | 13 | 15 | 15 | 11 | 11 |  | 13 | 0 | 0
1997-07-21 | 10.2 | 13 | 9 | 9 | 11 | 9 |  | 10.2 | 0 | 0
1997-07-22 | 15 | 13 | 19 | 15 | 13 | 15 |  | 15 | 0 | 0
1997-07-23 | 13.2 | 6 | 17 | 17 | 15 | 11 |  | 13.2 | 0 | 1
1997-07-24 | 6.6 | 9 | 11 | 9 | 0 | 4 |  | 6.6 | 0 | 2
1997-07-25 | 9.4 | 6 | 11 | 15 | 9 | 6 |  | 9.4 | 0 | 2
1997-07-26 | 13 | 11 | 15 | 13 | 13 | 13 |  | 13 | 0 | 0
1997-07-27 | 8.4 | 13 | 6 | 9 | 7 | 7 |  | 8.4 | 0 | 3
1997-07-28 | 3.4 | 7 | 4 | 6 | 0 | 0 |  | 3.4 | 0 | 5
1997-07-29 | 5 | 7 | 4 | 4 | 6 | 4 |  | 5 | 0 | 5
1997-07-30 | 9.8 | 7 | 7 | 9 | 15 | 11 |  | 9.8 | 0 | 2
1997-07-31 | 10.8 | 6 | 7 | 15 | 17 | 9 |  | 10.8 | 0 | 2
1997-08-01 | 3.2 | 0 | 9 | 0 | 7 | 0 |  | 3.2 | 0 | 4
1997-08-02 | 6.6 | 7 | 9 | 7 | 4 | 6 |  | 6.6 | 0 | 4
1997-08-03 | 10.4 | 13 | 6 | 11 | 9 | 13 |  | 10.4 | 0 | 1
1997-08-04 | 5.6 | 4 | 4 | 7 | 4 | 9 |  | 5.6 | 0 | 4
1997-08-05 | 6.2 | 9 | 9 | 6 | 7 | 0 |  | 6.2 | 0 | 3
1997-08-06 | 3.6 | 4 | 4 | 4 | 0 | 6 |  | 3.6 | 0 | 5
1997-08-07 | 12.4 | 15 | 17 | 0 | 19 | 11 |  | 12.4 | 0 | 1
1997-08-08 | 13.6 | 7 | 6 | 13 | 20 | 22 |  | 13.6 | 0 | 2
1997-08-09 | 20 | 24 | 20 | 19 | 20 | 17 |  | 20 | 0 | 0
1997-08-10 | 4.2 | 4 | 4 | 4 | 0 | 9 |  | 4.2 | 0 | 4
1997-08-11 | 9.4 | 15 | 7 | 6 | 13 | 6 |  | 9.4 | 0 | 3
1997-08-12 | 2.8 | 4 | 0 | 0 | 4 | 6 |  | 2.8 | 0 | 5
1997-08-13 | 5.6 | 6 | 6 | 9 | 0 | 7 |  | 5.6 | 0 | 4
1997-08-14 | 9 | 13 | 15 | 6 | 7 | 4 |  | 9 | 0 | 3
1997-08-15 | 23.4 | 19 | 11 | 28 | 26 | 33 |  | 23.4 | 0 | 0
1997-08-16 | 22.2 | 19 | 24 | 20 | 22 | 26 |  | 22.2 | 0 | 0
1997-08-17 | 6.8 | 4 | 6 | 6 | 9 | 9 |  | 6.8 | 0 | 3
1997-08-18 | 4.4 | 9 | 9 | 0 | 0 | 4 |  | 4.4 | 0 | 3
1997-08-19 | 5.8 | 7 | 4 | 0 | 9 | 9 |  | 5.8 | 0 | 3
1997-08-20 | 6.6 | 6 | 7 | 9 | 4 | 7 |  | 6.6 | 0 | 4
1997-08-21 | 11 | 15 | 9 | 11 | 11 | 9 |  | 11 | 0 | 0
1997-08-22 | 3.4 | 4 | 0 | 7 | 6 | 0 |  | 3.4 | 0 | 5
1997-08-23 | 8.2 | 13 | 0 | 11 | 11 | 6 |  | 8.2 | 0 | 2
1997-08-24 | 6.6 | 6 | 7 | 9 | 7 | 4 |  | 6.6 | 0 | 4
1997-08-25 | 10.8 | 17 | 15 | 9 | 7 | 6 |  | 10.8 | 0 | 2
1997-08-26 | 6.8 | 7 | 7 | 0 | 9 | 11 |  | 6.8 | 0 | 3
1997-08-27 | 10.4 | 13 | 11 | 6 | 13 | 9 |  | 10.4 | 0 | 1
1997-08-28 | 8.2 | 11 | 7 | 9 | 7 | 7 |  | 8.2 | 0 | 3
1997-08-29 | 10 | 7 | 13 | 0 | 13 | 17 |  | 10 | 0 | 2
1997-08-30 | 12.6 | 11 | 17 | 11 | 11 | 13 |  | 12.6 | 0 | 0
1997-08-31 | 13.8 | 11 | 11 | 13 | 15 | 19 |  | 13.8 | 0 | 0
1997-09-01 | 17.6 | 11 | 13 | 20 | 22 | 22 |  | 17.6 | 0 | 0
1997-09-02 | 11.4 | 15 | 9 | 9 | 13 | 11 |  | 11.4 | 0 | 0
1997-09-03 | 14.4 | 7 | 15 | 19 | 22 | 9 |  | 14.4 | 0 | 1
1997-09-04 | 8 | 11 | 7 | 6 | 7 | 9 |  | 8 | 0 | 3
1997-09-05 | 5.6 | 9 | 4 | 9 | 6 | 0 |  | 5.6 | 0 | 3
1997-09-06 | 8 | 7 | 7 | 0 | 11 | 15 |  | 8 | 0 | 3
1997-09-07 | 9.8 | 6 | 13 | 17 | 7 | 6 |  | 9.8 | 0 | 3
1997-09-08 | 2 | 4 | 0 | 6 | 0 | 0 |  | 2 | 0 | 5
1997-09-09 | 3.6 | 6 | 6 | 6 | 0 | 0 |  | 3.6 | 0 | 5
1997-09-10 | 3.4 | 6 | 7 | 4 | 0 | 0 |  | 3.4 | 0 | 5
1997-09-11 | 9.2 | 0 | 7 | 19 | 9 | 11 |  | 9.2 | 0 | 2
1997-09-12 | 12.2 | 15 | 13 | 15 | 9 | 9 |  | 12.2 | 0 | 0
1997-09-13 | 5.8 | 11 | 9 | 0 | 0 | 9 |  | 5.8 | 0 | 2
1997-09-14 | 13.4 | 11 | 11 | 19 | 13 | 13 |  | 13.4 | 0 | 0
1997-09-15 | 13.2 | 11 | 20 | 11 | 13 | 11 |  | 13.2 | 0 | 0
1997-09-16 | 13 | 17 | 13 | 15 | 11 | 9 |  | 13 | 0 | 0
1997-09-17 | 4.2 | 0 | 6 | 4 | 7 | 4 |  | 4.2 | 0 | 5
1997-09-18 | 30.2 | 37 | 32 | 30 | 26 | 26 |  | 30.2 | 0 | 0
1997-09-19 | 8 | 11 | 4 | 9 | 9 | 7 |  | 8 | 0 | 2
1997-09-20 | 1.2 | 0 | 0 | 0 | 0 | 6 |  | 1.2 | 0 | 5
1997-09-21 | 3.4 | 0 | 0 | 4 | 6 | 7 |  | 3.4 | 0 | 5
1997-09-22 | 8.8 | 6 | 13 | 7 | 11 | 7 |  | 8.8 | 0 | 3
1997-09-23 | 9.2 | 6 | 11 | 9 | 13 | 7 |  | 9.2 | 0 | 2
1997-09-24 | 8.4 | 0 | 11 | 7 | 9 | 15 |  | 8.4 | 0 | 2
1997-09-25 | 1.4 | 7 | 0 | 0 | 0 | 0 |  | 1.4 | 0 | 5
1997-09-26 | 15 | 11 | 11 | 17 | 17 | 19 |  | 15 | 0 | 0
1997-09-27 | 12.6 | 13 | 9 | 17 | 9 | 15 |  | 12.6 | 0 | 0
1997-09-28 | 20.4 | 22 | 24 | 20 | 17 | 19 |  | 20.4 | 0 | 0
1997-09-29 | 10.6 | 9 | 11 | 7 | 13 | 13 |  | 10.6 | 0 | 1
1997-09-30 | 8 | 7 | 0 | 9 | 13 | 11 |  | 8 | 0 | 2
1998-05-01 | 10.2 | 13 | 7 | 11 | 11 | 9 |  | 10.2 | 0 | 1
1998-05-02 | 8.6 | 15 | 11 | 6 | 7 | 4 |  | 8.6 | 0 | 3
1998-05-03 | 9 | 7 | 7 | 9 | 15 | 7 |  | 9 | 0 | 3
1998-05-04 | 4.2 | 7 | 4 | 4 | 0 | 6 |  | 4.2 | 0 | 5
1998-05-05 | 14 | 6 | 17 | 15 | 13 | 19 |  | 14 | 0 | 1
1998-05-06 | 7.4 | 4 | 11 | 9 | 6 | 7 |  | 7.4 | 0 | 3
1998-05-07 | 12.8 | 20 | 13 | 11 | 9 | 11 |  | 12.8 | 0 | 0
1998-05-08 | 14.8 | 11 | 9 | 15 | 19 | 20 |  | 14.8 | 0 | 0
1998-05-09 | 19.6 | 24 | 19 | 19 | 17 | 19 |  | 19.6 | 0 | 0
1998-05-10 | 15 | 17 | 17 | 17 | 13 | 11 |  | 15 | 0 | 0
1998-05-11 | 3.4 | 4 | 4 | 9 | 0 | 0 |  | 3.4 | 0 | 4
1998-05-12 | 5.4 | 0 | 11 | 0 | 9 | 7 |  | 5.4 | 0 | 3
1998-05-13 | 9.6 | 0 | 11 | 13 | 13 | 11 |  | 9.6 | 0 | 1
1998-05-14 | 9.2 | 13 | 9 | 4 | 7 | 13 |  | 9.2 | 0 | 2
1998-05-15 | 15.6 | 15 | 15 | 11 | 17 | 20 |  | 15.6 | 0 | 0
1998-05-16 | 14.2 | 11 | 17 | 17 | 17 | 9 |  | 14.2 | 0 | 0
1998-05-17 | 9.6 | 6 | 7 | 7 | 13 | 15 |  | 9.6 | 0 | 3
1998-05-18 | 14.4 | 17 | 6 | 17 | 17 | 15 |  | 14.4 | 0 | 1
1998-05-19 | 8.4 | 7 | 9 | 15 | 7 | 4 |  | 8.4 | 0 | 3
1998-05-20 | 10.6 | 7 | 9 | 11 | 13 | 13 |  | 10.6 | 0 | 1
1998-05-21 | 11.6 | 15 | 19 | 13 | 7 | 4 |  | 11.6 | 0 | 2
1998-05-22 | 11.4 | 9 | 9 | 11 | 15 | 13 |  | 11.4 | 0 | 0
1998-05-23 | 10.6 | 11 | 15 | 13 | 7 | 7 |  | 10.6 | 0 | 2
1998-05-24 | 5.6 | 6 | 7 | 0 | 6 | 9 |  | 5.6 | 0 | 4
1998-05-25 | 4.6 | 4 | 4 | 11 | 4 | 0 |  | 4.6 | 0 | 4
1998-05-26 | 6.9 | 3.5 | 0 | 9 | 11 | 11 |  | 6.9 | 0 | 2
1998-05-27 | 14.6 | 15 | 13 | 17 | 13 | 15 |  | 14.6 | 0 | 0
1998-05-28 | 6.6 | 13 | 9 | 7 | 0 | 4 |  | 6.6 | 0 | 3
1998-05-29 | 6.2 | 7 | 7 | 7 | 4 | 6 |  | 6.2 | 0 | 5
1998-05-30 | 15 | 15 | 15 | 13 | 17 | 15 |  | 15 | 0 | 0
1998-05-31 | 12.2 | 13 | 13 | 11 | 7 | 17 |  | 12.2 | 0 | 1
1998-06-01 | 14.6 | 9 | 9 | 26 | 9 | 20 |  | 14.6 | 0 | 0
1998-06-02 | 11.8 | 9 | 9 | 11 | 17 | 13 |  | 11.8 | 0 | 0
1998-06-03 | 7.6 | 4 | 7 | 9 | 9 | 9 |  | 7.6 | 0 | 2
1998-06-04 | 12.2 | 20 | 13 | 13 | 9 | 6 |  | 12.2 | 0 | 1
1998-06-05 | 5 | 9 | 4 | 4 | 4 | 4 |  | 5 | 0 | 4
1998-06-06 | 6.4 | 4 | 13 | 6 | 9 | 0 |  | 6.4 | 0 | 3
1998-06-07 | 6.4 | 9 | 6 | 4 | 9 | 4 |  | 6.4 | 0 | 3
1998-06-08 | 4 | 7 | 6 | 0 | 7 | 0 |  | 4 | 0 | 5
1998-06-09 | 12.4 | 20 | 15 | 11 | 9 | 7 |  | 12.4 | 0 | 1
1998-06-10 | 12.2 | 14 | 15 | 6 | 11 | 15 |  | 12.2 | 0 | 1
1998-06-11 | 17.4 | 26 | 20 | 19 | 11 | 11 |  | 17.4 | 0 | 0
1998-06-12 | 9.8 | 9 | 6 | 6 | 11 | 17 |  | 9.8 | 0 | 2
1998-06-13 | 10.8 | 4 | 0 | 9 | 22 | 19 |  | 10.8 | 0 | 2
1998-06-14 | 7.2 | 13 | 11 | 6 | 0 | 6 |  | 7.2 | 0 | 3
1998-06-15 | 8.8 | 11 | 6 | 9 | 9 | 9 |  | 8.8 | 0 | 1
1998-06-16 | 30.6 | 35 | 32 | 32 | 28 | 26 |  | 30.6 | 0 | 0
1998-06-17 | 6.2 | 13 | 7 | 7 | 4 | 0 |  | 6.2 | 0 | 4
1998-06-18 | 9.2 | 9 | 11 | 15 | 7 | 4 |  | 9.2 | 0 | 2
1998-06-19 | 18.4 | 19 | 22 | 15 | 17 | 19 |  | 18.4 | 0 | 0
1998-06-20 | 22 | 22 | 24 | 22 | 22 | 20 |  | 22 | 0 | 0
1998-06-21 | 2.8 | 6 | 0 | 4 | 4 | 0 |  | 2.8 | 0 | 5
1998-06-22 | 4.4 | 9 | 9 | 0 | 0 | 4 |  | 4.4 | 0 | 3
1998-06-23 | 9.6 | 11 | 7 | 4 | 15 | 11 |  | 9.6 | 0 | 2
1998-06-24 | 10.4 | 11 | 11 | 9 | 6 | 15 |  | 10.4 | 0 | 1
1998-06-25 | 18.6 | 22 | 22 | 19 | 17 | 13 |  | 18.6 | 0 | 0
1998-06-26 | 19.8 | 20 | 19 | 19 | 22 | 19 |  | 19.8 | 0 | 0
1998-06-27 | 39.4 | 41 | 37 | 39 | 43 | 37 |  | 39.4 | 0 | 0
1998-06-28 | 27 | 26 | 30 | 33 | 26 | 20 |  | 27 | 0 | 0
1998-06-29 | 18 | 20 | 19 | 17 | 17 | 17 |  | 18 | 0 | 0
1998-06-30 | 2 | 0 | 4 | 0 | 0 | 6 |  | 2 | 0 | 5
1998-07-01 | 8.8 | 11 | 13 | 13 | 7 | 0 |  | 8.8 | 0 | 2
1998-07-02 | 10.8 | 9 | 15 | 13 | 6 | 11 |  | 10.8 | 0 | 1
1998-07-03 | 6.8 | 0 | 7 | 11 | 9 | 7 |  | 6.8 | 0 | 3
1998-07-04 | 6.8 | 6 | 4 | 11 | 4 | 9 |  | 6.8 | 0 | 3
1998-07-05 | 4.8 | 6 | 6 | 6 | 0 | 6 |  | 4.8 | 0 | 5
1998-07-06 | 6 | 6 | 6 | 4 | 7 | 7 |  | 6 | 0 | 5
1998-07-07 | 7.4 | 4 | 6 | 9 | 7 | 11 |  | 7.4 | 0 | 3
1998-07-08 | 6.2 | 4 | 6 | 9 | 6 | 6 |  | 6.2 | 0 | 4
1998-07-09 | 8.4 | 11 | 11 | 4 | 9 | 7 |  | 8.4 | 0 | 2
1998-07-10 | 4.4 | 9 | 0 | 6 | 7 | 0 |  | 4.4 | 0 | 4
1998-07-11 | 6.6 | 9 | 7 | 4 | 7 | 6 |  | 6.6 | 0 | 4
1998-07-12 | 11.6 | 11 | 17 | 7 | 4 | 19 |  | 11.6 | 0 | 2
1998-07-13 | 14 | 24 | 11 | 22 | 7 | 6 |  | 14 | 0 | 2
1998-07-14 | 6.2 | 0 | 0 | 15 | 9 | 7 |  | 6.2 | 0 | 3
1998-07-15 | 9.8 | 6 | 6 | 11 | 15 | 11 |  | 9.8 | 0 | 2
1998-07-16 | 5.8 | 6 | 4 | 6 | 7 | 6 |  | 5.8 | 0 | 5
1998-07-17 | 5 | 0 | 15 | 4 | 0 | 6 |  | 5 | 0 | 4
1998-07-18 | 13 | 17 | 13 | 15 | 11 | 9 |  | 13 | 0 | 0
1998-07-19 | 3.6 | 4 | 4 | 4 | 6 | 0 |  | 3.6 | 0 | 5
1998-07-20 | 8.8 | 13 | 7 | 11 | 6 | 7 |  | 8.8 | 0 | 3
1998-07-21 | 11.4 | 20 | 15 | 11 | 11 | 0 |  | 11.4 | 0 | 1
1998-07-22 | 4.4 | 4 | 0 | 6 | 6 | 6 |  | 4.4 | 0 | 5
1998-07-23 | 11 | 13 | 13 | 11 | 9 | 9 |  | 11 | 0 | 0
1998-07-24 | 5 | 9 | 6 | 4 | 6 | 0 |  | 5 | 0 | 4
1998-07-25 | 9.8 | 13 | 11 | 7 | 11 | 7 |  | 9.8 | 0 | 2
1998-07-26 | 5 | 6 | 6 | 7 | 6 | 0 |  | 5 | 0 | 5
1998-07-27 | 8.4 | 7 | 11 | 6 | 7 | 11 |  | 8.4 | 0 | 3
1998-07-28 | 13.4 | 17 | 20 | 15 | 6 | 9 |  | 13.4 | 0 | 1
1998-07-29 | 3.2 | 0 | 4 | 4 | 4 | 4 |  | 3.2 | 0 | 5
1998-07-30 | 14.6 | 15 | 15 | 15 | 13 | 15 |  | 14.6 | 0 | 0
1998-07-31 | 7 | 4 | 4 | 7 | 11 | 9 |  | 7 | 0 | 3
1998-08-01 | 17.6 | 15 | 20 | 19 | 19 | 15 |  | 17.6 | 0 | 0
1998-08-02 | 12.2 | 19 | 9 | 9 | 11 | 13 |  | 12.2 | 0 | 0
1998-08-03 | 2.2 | 7 | 4 | 0 | 0 | 0 |  | 2.2 | 0 | 5
1998-08-04 | 11.8 | 11 | 13 | 13 | 13 | 9 |  | 11.8 | 0 | 0
1998-08-05 | 9.2 | 11 | 4 | 11 | 7 | 13 |  | 9.2 | 0 | 2
1998-08-06 | 8.8 | 6 | 7 | 13 | 7 | 11 |  | 8.8 | 0 | 3
1998-08-07 | 14.6 | 15 | 15 | 15 | 13 | 15 |  | 14.6 | 0 | 0
1998-08-08 | 3.4 | 7 | 0 | 6 | 0 | 4 |  | 3.4 | 0 | 5
1998-08-09 | 7 | 7 | 6 | 6 | 7 | 9 |  | 7 | 0 | 4
1998-08-10 | 2.6 | 0 | 0 | 6 | 7 | 0 |  | 2.6 | 0 | 5
1998-08-11 | 12.6 | 15 | 11 | 13 | 15 | 9 |  | 12.6 | 0 | 0
1998-08-12 | 10.6 | 9 | 15 | 13 | 9 | 7 |  | 10.6 | 0 | 1
1998-08-13 | 14.4 | 11 | 6 | 9 | 24 | 22 |  | 14.4 | 0 | 1
1998-08-14 | 11.8 | 9 | 15 | 13 | 11 | 11 |  | 11.8 | 0 | 0
1998-08-15 | 20 | 11 | 6 | 33 | 28 | 22 |  | 20 | 0 | 1
1998-08-16 | 10.4 | 13 | 7 | 4 | 13 | 15 |  | 10.4 | 0 | 2
1998-08-17 | 12.6 | 20 | 20 | 13 | 4 | 6 |  | 12.6 | 0 | 2
1998-08-18 | 14.8 | 13 | 15 | 11 | 15 | 20 |  | 14.8 | 0 | 0
1998-08-19 | 11.8 | 11 | 11 | 11 | 17 | 9 |  | 11.8 | 0 | 0
1998-08-20 | 3.2 | 0 | 0 | 7 | 0 | 9 |  | 3.2 | 0 | 4
1998-08-21 | 9.4 | 7 | 7 | 13 | 13 | 7 |  | 9.4 | 0 | 3
1998-08-22 | 7.5 | 4 | 11 | 0 | 7.5 | 15 |  | 7.5 | 0 | 3
1998-08-23 | 5.2 | 6 | 7 | 4 | 0 | 9 |  | 5.2 | 0 | 4
1998-08-24 | 7.8 | 7 | 6 | 9 | 6 | 11 |  | 7.8 | 0 | 3
1998-08-25 | 6.2 | 7 | 9 | 11 | 4 | 0 |  | 6.2 | 0 | 3
1998-08-26 | 18.8 | 24 | 15 | 19 | 17 | 19 |  | 18.8 | 0 | 0
1998-08-27 | 9.6 | 6 | 13 | 9 | 11 | 9 |  | 9.6 | 0 | 1
1998-08-28 | 5 | 0 | 6 | 9 | 6 | 4 |  | 5 | 0 | 4
1998-08-29 | 7.4 | 6 | 6 | 7 | 11 | 7 |  | 7.4 | 0 | 4
1998-08-30 | 9 | 6 | 13 | 11 | 11 | 4 |  | 9 | 0 | 2
1998-08-31 | 10.2 | 11 | 11 | 9 | 11 | 9 |  | 10.2 | 0 | 0
1998-09-01 | 9 | 17 | 9 | 6 | 4 | 9 |  | 9 | 0 | 2
1998-09-02 | 3.8 | 4 | 0 | 9 | 0 | 6 |  | 3.8 | 0 | 4
1998-09-03 | 12.6 | 15 | 13 | 11 | 13 | 11 |  | 12.6 | 0 | 0
1998-09-04 | 16.2 | 7 | 0 | 0 | 37 | 37 |  | 16.2 | 0 | 3
1998-09-05 | 6.2 | 4 | 9 | 9 | 9 | 0 |  | 6.2 | 0 | 2
1998-09-06 | 4 | 6 | 0 | 7 | 7 | 0 |  | 4 | 0 | 5
1998-09-07 | 10.6 | 17 | 6 | 15 | 6 | 9 |  | 10.6 | 0 | 2
1998-09-08 | 7.6 | 11 | 7 | 4 | 9 | 7 |  | 7.6 | 0 | 3
1998-09-09 | 7 | 7 | 6 | 6 | 7 | 9 |  | 7 | 0 | 4
1998-09-10 | 8 | 4 | 17 | 7 | 6 | 6 |  | 8 | 0 | 4
1998-09-11 | 5.8 | 9 | 9 | 7 | 4 | 0 |  | 5.8 | 0 | 3
1998-09-12 | 10.4 | 15 | 6 | 9 | 7 | 15 |  | 10.4 | 0 | 2
1998-09-13 | 6.4 | 7 | 9 | 4 | 6 | 6 |  | 6.4 | 0 | 4
1998-09-14 | 5 | 0 | 6 | 4 | 9 | 6 |  | 5 | 0 | 4
1998-09-15 | 14 | 20 | 13 | 13 | 13 | 11 |  | 14 | 0 | 0
1998-09-16 | 9 | 7 | 13 | 7 | 9 | 9 |  | 9 | 0 | 2
1998-09-17 | 13.4 | 15 | 17 | 11 | 11 | 13 |  | 13.4 | 0 | 0
1998-09-18 | 10.6 | 13 | 9 | 9 | 11 | 11 |  | 10.6 | 0 | 0
1998-09-19 | 22.8 | 22 | 22 | 26 | 24 | 20 |  | 22.8 | 0 | 0
1998-09-20 | 11.4 | 15 | 11 | 11 | 11 | 9 |  | 11.4 | 0 | 0
1998-09-21 | 10.6 | 11 | 11 | 9 | 11 | 11 |  | 10.6 | 0 | 0
1998-09-22 | 5.2 | 4 | 4 | 0 | 9 | 9 |  | 5.2 | 0 | 3
1998-09-23 | 2.2 | 0 | 7 | 4 | 0 | 0 |  | 2.2 | 0 | 5
1998-09-24 | 14.4 | 15 | 13 | 20 | 13 | 11 |  | 14.4 | 0 | 0
1998-09-25 | 13.8 | 15 | 13 | 22 | 15 | 4 |  | 13.8 | 0 | 1
1998-09-26 | 6.4 | 11 | 11 | 4 | 0 | 6 |  | 6.4 | 0 | 3
1998-09-27 | 9.8 | 6 | 11 | 12 | 13 | 7 |  | 9.8 | 0 | 2
1998-09-28 | 7 | 13 | 9 | 0 | 9 | 4 |  | 7 | 0 | 2
1998-09-29 | 12.2 | 22 | 6 | 13 | 9 | 11 |  | 12.2 | 0 | 1
1998-09-30 | 12.2 | 9 | 17 | 13 | 9 | 13 |  | 12.2 | 0 | 0
1999-05-01 | 7.2 | 7 | 9 | 0 | 13 | 7 |  | 7.2 | 0 | 3
1999-05-02 | 19.4 | 6 | 22 | 19 | 28 | 22 |  | 19.4 | 0 | 1
1999-05-03 | 13.4 | 17 | 17 | 13 | 9 | 11 |  | 13.4 | 0 | 0
1999-05-04 | 17.6 | 0 | 6 | 26 | 30 | 26 |  | 17.6 | 0 | 2
1999-05-05 | 21.2 | 17 | 20 | 17 | 24 | 28 |  | 21.2 | 0 | 0
1999-05-06 | 8.2 | 13 | 15 | 7 | 0 | 6 |  | 8.2 | 0 | 3
1999-05-07 | 15.8 | 19 | 11 | 15 | 19 | 15 |  | 15.8 | 0 | 0
1999-05-08 | 13.6 | 4 | 7 | 20 | 20 | 17 |  | 13.6 | 0 | 2
1999-05-09 | 15.8 | 13 | 15 | 17 | 17 | 17 |  | 15.8 | 0 | 0
1999-05-10 | 17.8 | 15 | 19 | 19 | 17 | 19 |  | 17.8 | 0 | 0
1999-05-11 | 6 | 7 | 6 | 4 | 9 | 4 |  | 6 | 0 | 4
1999-05-12 | 3.2 | 6 | 0 | 6 | 0 | 4 |  | 3.2 | 0 | 5
1999-05-13 | 6.2 | 6 | 7 | 6 | 6 | 6 |  | 6.2 | 0 | 5
1999-05-14 | 26 | 17 | 26 | 20 | 32 | 35 |  | 26 | 0 | 0
1999-05-15 | 35.8 | 35 | 37 | 35 | 37 | 35 |  | 35.8 | 0 | 0
1999-05-16 | 6.2 | 15 | 6 | 6 | 0 | 4 |  | 6.2 | 0 | 4
1999-05-17 | 7.4 | 11 | 11 | 11 | 4 | 0 |  | 7.4 | 0 | 2
1999-05-18 | 9 | 7 | 13 | 15 | 6 | 4 |  | 9 | 0 | 3
1999-05-19 | 7.2 | 6 | 7 | 7 | 7 | 9 |  | 7.2 | 0 | 4
1999-05-20 | 2 | 4 | 0 | 6 | 0 | 0 |  | 2 | 0 | 5
1999-05-21 | 13 | 17 | 11 | 13 | 13 | 11 |  | 13 | 0 | 0
1999-05-22 | 6.6 | 6 | 7 | 7 | 7 | 6 |  | 6.6 | 0 | 5
1999-05-23 | 11 | 7 | 9 | 22 | 11 | 6 |  | 11 | 0 | 2
1999-05-24 | 5.8 | 6 | 6 | 11 | 0 | 6 |  | 5.8 | 0 | 4
1999-05-25 | 14.8 | 26 | 11 | 13 | 15 | 9 |  | 14.8 | 0 | 0
1999-05-26 | 20.4 | 39 | 22 | 11 | 17 | 13 |  | 20.4 | 0 | 0
1999-05-27 | 5.8 | 4 | 9 | 7 | 9 | 0 |  | 5.8 | 0 | 3
1999-05-28 | 15.2 | 4 | 7 | 0 | 26 | 39 |  | 15.2 | 0 | 3
1999-05-29 | 18.6 | 7 | 28 | 26 | 17 | 15 |  | 18.6 | 0 | 1
1999-05-30 | 7.4 | 9 | 15 | 7 | 6 | 0 |  | 7.4 | 0 | 3
1999-05-31 | 7.6 | 9 | 9 | 7 | 6 | 7 |  | 7.6 | 0 | 3
1999-06-01 | 7 | 9 | 11 | 6 | 0 | 9 |  | 7 | 0 | 2
1999-06-02 | 11.2 | 15 | 13 | 0 | 15 | 13 |  | 11.2 | 0 | 1
1999-06-03 | 9.6 | 6 | 11 | 9 | 11 | 11 |  | 9.6 | 0 | 1
1999-06-04 | 13.8 | 6 | 4 | 17 | 20 | 22 |  | 13.8 | 0 | 2
1999-06-05 | 5.8 | 0 | 15 | 7 | 7 | 0 |  | 5.8 | 0 | 4
1999-06-06 | 13 | 15 | 20 | 13 | 11 | 6 |  | 13 | 0 | 1
1999-06-07 | 5.6 | 0 | 6 | 11 | 7 | 4 |  | 5.6 | 0 | 4
1999-06-08 | 10.6 | 7 | 13 | 7 | 11 | 15 |  | 10.6 | 0 | 2
1999-06-09 | 11.4 | 6 | 20 | 11 | 9 | 11 |  | 11.4 | 0 | 1
1999-06-10 | 7.2 | 7 | 11 | 4 | 7 | 7 |  | 7.2 | 0 | 4
1999-06-11 | 7.2 | 6 | 6 | 9 | 9 | 6 |  | 7.2 | 0 | 3
1999-06-12 | 5.6 | 6 | 13 | 0 | 0 | 9 |  | 5.6 | 0 | 3
1999-06-13 | 6.2 | 9 | 7 | 7 | 4 | 4 |  | 6.2 | 0 | 4
1999-06-14 | 6.6 | 9 | 9 | 9 | 0 | 6 |  | 6.6 | 0 | 2
1999-06-15 | 8 | 9 | 9 | 7 | 6 | 9 |  | 8 | 0 | 2
1999-06-16 | 16.8 | 15 | 17 | 17 | 20 | 15 |  | 16.8 | 0 | 0
1999-06-17 | 6 | 7 | 0 | 6 | 6 | 11 |  | 6 | 0 | 4
1999-06-18 | 4.8 | 7 | 0 | 4 | 9 | 4 |  | 4.8 | 0 | 4
1999-06-19 | 5.8 | 6 | 0 | 9 | 7 | 7 |  | 5.8 | 0 | 4
1999-06-20 | 0 | 0 | 0 | 0 | 0 | 0 |  | 0 | 0 | 5
1999-06-21 | 9.8 | 11 | 7 | 11 | 7 | 13 |  | 9.8 | 0 | 2
1999-06-22 | 12.2 | 15 | 9 | 11 | 13 | 13 |  | 12.2 | 0 | 0
1999-06-23 | 11.2 | 19 | 11 | 15 | 11 | 0 |  | 11.2 | 0 | 1
1999-06-24 | 4.6 | 0 | 6 | 6 | 7 | 4 |  | 4.6 | 0 | 5
1999-06-25 | 14.6 | 17 | 15 | 11 | 13 | 17 |  | 14.6 | 0 | 0
1999-06-26 | 4.4 | 6 | 6 | 6 | 4 | 0 |  | 4.4 | 0 | 5
1999-06-27 | 6.2 | 11 | 6 | 6 | 4 | 4 |  | 6.2 | 0 | 4
1999-06-28 | 9 | 11 | 11 | 6 | 11 | 6 |  | 9 | 0 | 2
1999-06-29 | 7 | 13 | 9 | 6 | 0 | 7 |  | 7 | 0 | 3
1999-06-30 | 10.6 | 13 | 13 | 9 | 9 | 9 |  | 10.6 | 0 | 0
1999-07-01 | 4 | 4 | 0 | 6 | 4 | 6 |  | 4 | 0 | 5
1999-07-02 | 11.8 | 11 | 9 | 9 | 15 | 15 |  | 11.8 | 0 | 0
1999-07-03 | 8.2 | 11 | 11 | 6 | 6 | 7 |  | 8.2 | 0 | 3
1999-07-04 | 18 | 19 | 19 | 19 | 20 | 13 |  | 18 | 0 | 0
1999-07-05 | 13.4 | 0 | 4 | 13 | 22 | 28 |  | 13.4 | 0 | 2
1999-07-06 | 6 | 7 | 7 | 4 | 6 | 6 |  | 6 | 0 | 5
1999-07-07 | 8.8 | 11 | 9 | 9 | 6 | 9 |  | 8.8 | 0 | 1
1999-07-08 | 25 | 32 | 26 | 15 | 30 | 22 |  | 25 | 0 | 0
1999-07-09 | 3.6 | 0 | 0 | 6 | 6 | 6 |  | 3.6 | 0 | 5
1999-07-10 | 8.6 | 9 | 7 | 7 | 9 | 11 |  | 8.6 | 0 | 2
1999-07-11 | 8.2 | 0 | 0 | 13 | 17 | 11 |  | 8.2 | 0 | 2
1999-07-12 | 10.6 | 7 | 15 | 13 | 11 | 7 |  | 10.6 | 0 | 2
1999-07-13 | 14.6 | 13 | 15 | 15 | 19 | 11 |  | 14.6 | 0 | 0
1999-07-14 | 18.2 | 17 | 17 | 17 | 20 | 20 |  | 18.2 | 0 | 0
1999-07-15 | 39.6 | 41 | 41 | 44 | 35 | 37 |  | 39.6 | 0 | 0
1999-07-16 | 7 | 9 | 9 | 7 | 6 | 4 |  | 7 | 0 | 3
1999-07-17 | 10.6 | 13 | 11 | 9 | 9 | 11 |  | 10.6 | 0 | 0
1999-07-18 | 8.2 | 7 | 9 | 9 | 9 | 7 |  | 8.2 | 0 | 2
1999-07-19 | 10.2 | 7 | 11 | 13 | 11 | 9 |  | 10.2 | 0 | 1
1999-07-20 | 7.8 | 9 | 7 | 6 | 13 | 4 |  | 7.8 | 0 | 3
1999-07-21 | 3.6 | 7 | 4 | 0 | 0 | 7 |  | 3.6 | 0 | 5
1999-07-22 | 8.2 | 9 | 6 | 4 | 0 | 22 |  | 8.2 | 0 | 3
1999-07-23 | 7.8 | 6 | 13 | 0 | 13 | 7 |  | 7.8 | 0 | 3
1999-07-24 | 14.8 | 15 | 13 | 20 | 15 | 11 |  | 14.8 | 0 | 0
1999-07-25 | 13 | 9 | 9 | 13 | 15 | 19 |  | 13 | 0 | 0
1999-07-26 | 10 | 6 | 11 | 11 | 11 | 11 |  | 10 | 0 | 1
1999-07-27 | 9.8 | 9 | 7 | 11 | 7 | 15 |  | 9.8 | 0 | 2
1999-07-28 | 5.8 | 0 | 0 | 7 | 11 | 11 |  | 5.8 | 0 | 3
1999-07-29 | 12.8 | 15 | 15 | 13 | 15 | 6 |  | 12.8 | 0 | 1
1999-07-30 | 7 | 9 | 9 | 0 | 6 | 11 |  | 7 | 0 | 2
1999-07-31 | 9 | 9 | 11 | 7 | 11 | 7 |  | 9 | 0 | 2
1999-08-01 | 4 | 0 | 0 | 7 | 4 | 9 |  | 4 | 0 | 4
1999-08-02 | 7 | 9 | 9 | 4 | 7 | 6 |  | 7 | 0 | 3
1999-08-03 | 8.6 | 9 | 9 | 7 | 11 | 7 |  | 8.6 | 0 | 2
1999-08-04 | 3.6 | 4 | 4 | 4 | 6 | 0 |  | 3.6 | 0 | 5
1999-08-05 | 4.6 | 4 | 4 | 4 | 0 | 11 |  | 4.6 | 0 | 4
1999-08-06 | 7.6 | 4 | 7 | 11 | 7 | 9 |  | 7.6 | 0 | 3
1999-08-07 | 6 | 9 | 0 | 9 | 6 | 6 |  | 6 | 0 | 3
1999-08-08 | 8.4 | 7 | 13 | 11 | 0 | 11 |  | 8.4 | 0 | 2
1999-08-09 | 13.4 | 13 | 19 | 13 | 11 | 11 |  | 13.4 | 0 | 0
1999-08-10 | 13 | 13 | 13 | 11 | 11 | 17 |  | 13 | 0 | 0
1999-08-11 | 7.6 | 7 | 9 | 9 | 6 | 7 |  | 7.6 | 0 | 3
1999-08-12 | 12.6 | 11 | 13 | 13 | 13 | 13 |  | 12.6 | 0 | 0
1999-08-13 | 4.6 | 4 | 6 | 7 | 6 | 0 |  | 4.6 | 0 | 5
1999-08-14 | 12 | 19 | 13 | 6 | 11 | 11 |  | 12 | 0 | 1
1999-08-15 | 5.4 | 7 | 7 | 6 | 0 | 7 |  | 5.4 | 0 | 5
1999-08-16 | 12.8 | 17 | 15 | 17 | 0 | 15 |  | 12.8 | 0 | 1
1999-08-17 | 5.4 | 7 | 6 | 4 | 4 | 6 |  | 5.4 | 0 | 5
1999-08-18 | 5.6 | 4 | 6 | 0 | 7 | 11 |  | 5.6 | 0 | 4
1999-08-19 | 10.2 | 13 | 9 | 7 | 13 | 9 |  | 10.2 | 0 | 1
1999-08-20 | 4.4 | 9 | 0 | 9 | 4 | 0 |  | 4.4 | 0 | 3
1999-08-21 | 4.4 | 0 | 4 | 9 | 9 | 0 |  | 4.4 | 0 | 3
1999-08-22 | 6.2 | 9 | 7 | 4 | 4 | 7 |  | 6.2 | 0 | 4
1999-08-23 | 8.2 | 11 | 9 | 6 | 9 | 6 |  | 8.2 | 0 | 2
1999-08-24 | 14.6 | 13 | 9 | 19 | 17 | 15 |  | 14.6 | 0 | 0
1999-08-25 | 12.6 | 15 | 11 | 15 | 7 | 15 |  | 12.6 | 0 | 1
1999-08-26 | 6.6 | 11 | 11 | 4 | 0 | 7 |  | 6.6 | 0 | 3
1999-08-27 | 9.2 | 11 | 9 | 9 | 6 | 11 |  | 9.2 | 0 | 1
1999-08-28 | 7.6 | 9 | 9 | 7 | 7 | 6 |  | 7.6 | 0 | 3
1999-08-29 | 17.8 | 19 | 17 | 11 | 20 | 22 |  | 17.8 | 0 | 0
1999-08-30 | 14 | 4 | 9 | 17 | 20 | 20 |  | 14 | 0 | 1
1999-08-31 | 10 | 19 | 9 | 11 | 4 | 7 |  | 10 | 0 | 2
1999-09-01 | 9.4 | 11 | 6 | 11 | 6 | 13 |  | 9.4 | 0 | 2
1999-09-02 | 8.6 | 9 | 9 | 9 | 7 | 9 |  | 8.6 | 0 | 1
1999-09-03 | 5.2 | 7 | 6 | 7 | 6 | 0 |  | 5.2 | 0 | 5
1999-09-04 | 8.8 | 13 | 11 | 11 | 9 | 0 |  | 8.8 | 0 | 1
1999-09-05 | 7.2 | 0 | 7 | 11 | 11 | 7 |  | 7.2 | 0 | 3
1999-09-06 | 16.2 | 13 | 19 | 13 | 17 | 19 |  | 16.2 | 0 | 0
1999-09-07 | 25.6 | 26 | 24 | 24 | 26 | 28 |  | 25.6 | 0 | 0
1999-09-08 | 5.8 | 4 | 0 | 9 | 7 | 9 |  | 5.8 | 0 | 3
1999-09-09 | 12.2 | 13 | 11 | 9 | 13 | 15 |  | 12.2 | 0 | 0
1999-09-10 | 26 | 41 | 30 | 20 | 26 | 13 |  | 26 | 0 | 0
1999-09-11 | 20.4 | 20 | 24 | 19 | 20 | 19 |  | 20.4 | 0 | 0
1999-09-12 | 0 | 0 | 0 | 0 | 0 | 0 |  | 0 | 0 | 5
1999-09-13 | 7.2 | 6 | 6 | 9 | 11 | 4 |  | 7.2 | 0 | 3
1999-09-14 | 6.4 | 9 | 4 | 6 | 9 | 4 |  | 6.4 | 0 | 3
1999-09-15 | 4.8 | 0 | 6 | 7 | 4 | 7 |  | 4.8 | 0 | 5
1999-09-16 | 4.4 | 13 | 0 | 0 | 9 | 0 |  | 4.4 | 0 | 3
1999-09-17 | 17 | 4 | 22 | 24 | 20 | 15 |  | 17 | 0 | 1
1999-09-18 | 5.2 | 0 | 0 | 0 | 15 | 11 |  | 5.2 | 0 | 3
1999-09-19 | 10.4 | 6 | 9 | 11 | 13 | 13 |  | 10.4 | 0 | 1
1999-09-20 | 5 | 11 | 7 | 0 | 0 | 7 |  | 5 | 0 | 4
1999-09-21 | 14.6 | 9 | 15 | 17 | 19 | 13 |  | 14.6 | 0 | 0
1999-09-22 | 15.6 | 13 | 13 | 17 | 20 | 15 |  | 15.6 | 0 | 0
1999-09-23 | 12.2 | 13 | 13 | 15 | 11 | 9 |  | 12.2 | 0 | 0
1999-09-24 | 20 | 41 | 24 | 7 | 15 | 13 |  | 20 | 0 | 1
1999-09-25 | 5.8 | 4 | 7 | 0 | 11 | 7 |  | 5.8 | 0 | 4
1999-09-26 | 13.4 | 15 | 7 | 17 | 15 | 13 |  | 13.4 | 0 | 1
1999-09-27 | 17.2 | 15 | 17 | 20 | 17 | 17 |  | 17.2 | 0 | 0
1999-09-28 | 9.2 | 11 | 13 | 9 | 9 | 4 |  | 9.2 | 0 | 1
1999-09-29 | 22.4 | 22 | 33 | 9 | 15 | 33 |  | 22.4 | 0 | 0
1999-09-30 | 8 | 4 | 6 | 6 | 13 | 11 |  | 8 | 0 | 3
2000-05-01 | 9.6 | 7 | 13 | 11 | 11 | 6 |  | 9.6 | 0 | 2
2000-05-02 | 5.4 | 7 | 13 | 7 | 0 | 0 |  | 5.4 | 0 | 4
2000-05-03 | 8.6 | 9 | 7 | 7 | 11 | 9 |  | 8.6 | 0 | 2
2000-05-04 | 28.8 | 37 | 28 | 17 | 30 | 32 |  | 28.8 | 0 | 0
2000-05-05 | 16.6 | 15 | 19 | 15 | 17 | 17 |  | 16.6 | 0 | 0
2000-05-06 | 16.4 | 13 | 9 | 28 | 13 | 19 |  | 16.4 | 0 | 0
2000-05-07 | 7 | 7 | 6 | 6 | 9 | 7 |  | 7 | 0 | 4
2000-05-08 | 1.6 | 4 | 4 | 0 | 0 | 0 |  | 1.6 | 0 | 5
2000-05-09 | 3.6 | 6 | 0 | 6 | 6 | 0 |  | 3.6 | 0 | 5
2000-05-10 | 13.4 | 9 | 13 | 11 | 19 | 15 |  | 13.4 | 0 | 0
2000-05-11 | 10.2 | 13 | 7 | 9 | 9 | 13 |  | 10.2 | 0 | 1
2000-05-12 | 8.2 | 11 | 11 | 6 | 7 | 6 |  | 8.2 | 0 | 3
2000-05-13 | 5.2 | 0 | 9 | 4 | 7 | 6 |  | 5.2 | 0 | 4
2000-05-14 | 5.8 | 4 | 4 | 9 | 6 | 6 |  | 5.8 | 0 | 4
2000-05-15 | 8.6 | 6 | 6 | 7 | 13 | 11 |  | 8.6 | 0 | 3
2000-05-16 | 12.6 | 11 | 11 | 13 | 13 | 15 |  | 12.6 | 0 | 0
2000-05-17 | 19 | 17 | 19 | 17 | 22 | 20 |  | 19 | 0 | 0
2000-05-18 | 15.4 | 13 | 17 | 19 | 15 | 13 |  | 15.4 | 0 | 0
2000-05-19 | 6.4 | 11 | 9 | 6 | 6 | 0 |  | 6.4 | 0 | 3
2000-05-20 | 14.8 | 20 | 17 | 20 | 11 | 6 |  | 14.8 | 0 | 1
2000-05-21 | 10.4 | 13 | 15 | 11 | 7 | 6 |  | 10.4 | 0 | 2
2000-05-22 | 18.8 | 22 | 24 | 20 | 13 | 15 |  | 18.8 | 0 | 0
2000-05-23 | 7 | 15 | 6 | 7 | 7 | 0 |  | 7 | 0 | 4
2000-05-24 | 4.4 | 6 | 4 | 6 | 6 | 0 |  | 4.4 | 0 | 5
2000-05-25 | 26.8 | 24 | 32 | 28 | 26 | 24 |  | 26.8 | 0 | 0
2000-05-26 | 25.2 | 33 | 26 | 19 | 24 | 24 |  | 25.2 | 0 | 0
2000-05-27 | 3.6 | 4 | 4 | 6 | 0 | 4 |  | 3.6 | 0 | 5
2000-05-28 | 11.6 | 11 | 15 | 9 | 4 | 19 |  | 11.6 | 0 | 1
2000-05-29 | 8.6 | 7 | 9 | 7 | 11 | 9 |  | 8.6 | 0 | 2
2000-05-30 | 5 | 4 | 9 | 6 | 6 | 0 |  | 5 | 0 | 4
2000-05-31 | 9.8 | 15 | 17 | 11 | 6 | 0 |  | 9.8 | 0 | 2
2000-06-01 | 8 | 9 | 11 | 9 | 7 | 4 |  | 8 | 0 | 2
2000-06-02 | 9.6 | 15 | 13 | 9 | 7 | 4 |  | 9.6 | 0 | 2
2000-06-03 | 8.6 | 11 | 9 | 7 | 7 | 9 |  | 8.6 | 0 | 2
2000-06-04 | 14.2 | 19 | 13 | 13 | 13 | 13 |  | 14.2 | 0 | 0
2000-06-05 | 6.4 | 4 | 4 | 11 | 7 | 6 |  | 6.4 | 0 | 4
2000-06-06 | 9.2 | 19 | 0 | 11 | 7 | 9 |  | 9.2 | 0 | 2
2000-06-07 | 14 | 7 | 9 | 20 | 17 | 17 |  | 14 | 0 | 1
2000-06-08 | 8 | 4 | 7 | 11 | 11 | 7 |  | 8 | 0 | 3
2000-06-09 | 15.8 | 17 | 13 | 15 | 15 | 19 |  | 15.8 | 0 | 0
2000-06-10 | 5.4 | 5 | 4 | 7 | 0 | 11 |  | 5.4 | 0 | 4
2000-06-11 | 21.4 | 6 | 30 | 33 | 19 | 19 |  | 21.4 | 0 | 1
2000-06-12 | 2.6 | 6 | 0 | 0 | 7 | 0 |  | 2.6 | 0 | 5
2000-06-13 | 13.8 | 11 | 13 | 13 | 17 | 15 |  | 13.8 | 0 | 0
2000-06-14 | 5 | 7 | 0 | 0 | 9 | 9 |  | 5 | 0 | 3
2000-06-15 | 16.2 | 17 | 19 | 17 | 13 | 15 |  | 16.2 | 0 | 0
2000-06-16 | 20.8 | 26 | 24 | 19 | 20 | 15 |  | 20.8 | 0 | 0
2000-06-17 | 6.2 | 9 | 0 | 6 | 7 | 9 |  | 6.2 | 0 | 3
2000-06-18 | 7.2 | 7 | 11 | 11 | 0 | 7 |  | 7.2 | 0 | 3
2000-06-19 | 10.4 | 15 | 13 | 6 | 7 | 11 |  | 10.4 | 0 | 2
2000-06-20 | 15.8 | 15 | 19 | 19 | 15 | 11 |  | 15.8 | 0 | 0
2000-06-21 | 7 | 9 | 6 | 6 | 7 | 7 |  | 7 | 0 | 4
2000-06-22 | 11.8 | 9 | 13 | 19 | 7 | 11 |  | 11.8 | 0 | 1
2000-06-23 | 10.8 | 11 | 0 | 13 | 17 | 13 |  | 10.8 | 0 | 1
2000-06-24 | 9.2 | 15 | 7 | 13 | 7 | 4 |  | 9.2 | 0 | 3
2000-06-25 | 9.2 | 6 | 11 | 11 | 9 | 9 |  | 9.2 | 0 | 1
2000-06-26 | 12.2 | 15 | 9 | 15 | 13 | 9 |  | 12.2 | 0 | 0
2000-06-27 | 4.8 | 4 | 0 | 9 | 4 | 7 |  | 4.8 | 0 | 4
2000-06-28 | 3.4 | 0 | 6 | 0 | 7 | 4 |  | 3.4 | 0 | 5
2000-06-29 | 14.8 | 7 | 6 | 15 | 24 | 22 |  | 14.8 | 0 | 2
2000-06-30 | 4.8 | 7 | 4 | 9 | 0 | 4 |  | 4.8 | 0 | 4
2000-07-01 | 8.2 | 4 | 7 | 4 | 13 | 13 |  | 8.2 | 0 | 3
2000-07-02 | 7.8 | 9 | 9 | 11 | 6 | 4 |  | 7.8 | 0 | 2
2000-07-03 | 11.6 | 17 | 15 | 11 | 9 | 6 |  | 11.6 | 0 | 1
2000-07-04 | 9.4 | 13 | 11 | 9 | 7 | 7 |  | 9.4 | 0 | 2
2000-07-05 | 17 | 22 | 20 | 7 | 19 | 17 |  | 17 | 0 | 1
2000-07-06 | 13.4 | 9 | 13 | 15 | 13 | 17 |  | 13.4 | 0 | 0
2000-07-07 | 6 | 0 | 9 | 11 | 6 | 4 |  | 6 | 0 | 3
2000-07-08 | 10.2 | 7 | 13 | 13 | 9 | 9 |  | 10.2 | 0 | 1
2000-07-09 | 18 | 19 | 19 | 20 | 15 | 17 |  | 18 | 0 | 0
2000-07-10 | 11 | 7 | 15 | 9 | 15 | 9 |  | 11 | 0 | 1
2000-07-11 | 7.6 | 6 | 9 | 7 | 9 | 7 |  | 7.6 | 0 | 3
2000-07-12 | 6 | 7 | 9 | 4 | 6 | 4 |  | 6 | 0 | 4
2000-07-13 | 8 | 11 | 11 | 7 | 0 | 11 |  | 8 | 0 | 2
2000-07-14 | 8.4 | 11 | 19 | 6 | 0 | 6 |  | 8.4 | 0 | 3
2000-07-15 | 21 | 19 | 22 | 11 | 9 | 44 |  | 21 | 0 | 0
2000-07-16 | 5.8 | 4 | 9 | 6 | 4 | 6 |  | 5.8 | 0 | 4
2000-07-17 | 16.8 | 11 | 19 | 20 | 19 | 15 |  | 16.8 | 0 | 0
2000-07-18 | 7.4 | 4 | 4 | 7 | 13 | 9 |  | 7.4 | 0 | 3
2000-07-19 | 5.4 | 9 | 0 | 6 | 6 | 6 |  | 5.4 | 0 | 4
2000-07-20 | 6.4 | 0 | 6 | 11 | 6 | 9 |  | 6.4 | 0 | 3
2000-07-21 | 6.4 | 7 | 9 | 6 | 4 | 6 |  | 6.4 | 0 | 4
2000-07-22 | 3 | 7 | 0 | 4 | 4 | 0 |  | 3 | 0 | 5
2000-07-23 | 10.2 | 0 | 6 | 9 | 19 | 17 |  | 10.2 | 0 | 2
2000-07-24 | 18.8 | 22 | 19 | 11 | 20 | 22 |  | 18.8 | 0 | 0
2000-07-25 | 4.2 | 7 | 7 | 0 | 7 | 0 |  | 4.2 | 0 | 5
2000-07-26 | 8.8 | 17 | 9 | 9 | 9 | 0 |  | 8.8 | 0 | 1
2000-07-27 | 14 | 15 | 17 | 19 | 6 | 13 |  | 14 | 0 | 1
2000-07-28 | 6.2 | 7 | 0 | 4 | 9 | 11 |  | 6.2 | 0 | 3
2000-07-29 | 12 | 15 | 17 | 11 | 6 | 11 |  | 12 | 0 | 1
2000-07-30 | 8.8 | 15 | 9 | 7 | 4 | 9 |  | 8.8 | 0 | 2
2000-07-31 | 9 | 7 | 9 | 11 | 9 | 9 |  | 9 | 0 | 1
2000-08-01 | 7.4 | 7 | 9 | 6 | 4 | 11 |  | 7.4 | 0 | 3
2000-08-02 | 8 | 13 | 11 | 7 | 0 | 9 |  | 8 | 0 | 2
2000-08-03 | 5.2 | 9 | 7 | 4 | 0 | 6 |  | 5.2 | 0 | 4
2000-08-04 | 9.4 | 13 | 9 | 7 | 11 | 7 |  | 9.4 | 0 | 2
2000-08-05 | 4.2 | 0 | 4 | 13 | 4 | 0 |  | 4.2 | 0 | 4
2000-08-06 | 7.8 | 11 | 9 | 9 | 6 | 4 |  | 7.8 | 0 | 2
2000-08-07 | 12.6 | 11 | 17 | 15 | 11 | 9 |  | 12.6 | 0 | 0
2000-08-08 | 4.6 | 4 | 0 | 0 | 13 | 6 |  | 4.6 | 0 | 4
2000-08-09 | 13 | 13 | 15 | 15 | 11 | 11 |  | 13 | 0 | 0
2000-08-10 | 24.4 | 17 | 26 | 33 | 24 | 22 |  | 24.4 | 0 | 0
2000-08-11 | 9.8 | 6 | 30 | 0 | 7 | 6 |  | 9.8 | 0 | 4
2000-08-12 | 11.8 | 20 | 17 | 9 | 7 | 6 |  | 11.8 | 0 | 2
2000-08-13 | 6.4 | 9 | 7 | 9 | 7 | 0 |  | 6.4 | 0 | 3
2000-08-14 | 9 | 11 | 9 | 9 | 9 | 7 |  | 9 | 0 | 1
2000-08-15 | 9.2 | 9 | 7 | 11 | 13 | 6 |  | 9.2 | 0 | 2
2000-08-16 | 16 | 17 | 15 | 15 | 20 | 13 |  | 16 | 0 | 0
2000-08-17 | 9.2 | 0 | 9 | 11 | 15 | 11 |  | 9.2 | 0 | 1
2000-08-18 | 7 | 11 | 7 | 11 | 0 | 6 |  | 7 | 0 | 3
2000-08-19 | 9.8 | 7 | 7 | 11 | 13 | 11 |  | 9.8 | 0 | 2
2000-08-20 | 15.8 | 22 | 9 | 24 | 9 | 15 |  | 15.8 | 0 | 0
2000-08-21 | 9.6 | 7 | 7 | 13 | 6 | 15 |  | 9.6 | 0 | 3
2000-08-22 | 5.4 | 7 | 7 | 9 | 4 | 0 |  | 5.4 | 0 | 4
2000-08-23 | 6 | 6 | 6 | 9 | 0 | 9 |  | 6 | 0 | 3
2000-08-24 | 7.6 | 7 | 0 | 11 | 11 | 9 |  | 7.6 | 0 | 2
2000-08-25 | 11.8 | 13 | 6 | 6 | 19 | 15 |  | 11.8 | 0 | 2
2000-08-26 | 5.2 | 9 | 0 | 0 | 6 | 11 |  | 5.2 | 0 | 3
2000-08-27 | 8.2 | 9 | 7 | 9 | 9 | 7 |  | 8.2 | 0 | 2
2000-08-28 | 8.4 | 6 | 7 | 7 | 11 | 11 |  | 8.4 | 0 | 3
2000-08-29 | 8 | 9 | 9 | 7 | 9 | 6 |  | 8 | 0 | 2
2000-08-30 | 16.6 | 20 | 20 | 19 | 13 | 11 |  | 16.6 | 0 | 0
2000-08-31 | 21.4 | 24 | 22 | 22 | 20 | 19 |  | 21.4 | 0 | 0
2000-09-01 | 11 | 13 | 13 | 13 | 7 | 9 |  | 11 | 0 | 1
2000-09-02 | 22.4 | 22 | 28 | 20 | 20 | 22 |  | 22.4 | 0 | 0
2000-09-03 | 13.8 | 13 | 13 | 15 | 13 | 15 |  | 13.8 | 0 | 0
2000-09-04 | 8.8 | 6 | 11 | 9 | 7 | 11 |  | 8.8 | 0 | 2
2000-09-05 | 5 | 13 | 6 | 6 | 0 | 0 |  | 5 | 0 | 4
2000-09-06 | 16.6 | 35 | 17 | 11 | 7 | 13 |  | 16.6 | 0 | 1
2000-09-07 | 11 | 19 | 13 | 13 | 6 | 4 |  | 11 | 0 | 2
2000-09-08 | 13 | 7 | 13 | 9 | 19 | 17 |  | 13 | 0 | 1
2000-09-09 | 9.6 | 9 | 4 | 13 | 0 | 22 |  | 9.6 | 0 | 2
2000-09-10 | 12.8 | 0 | 9 | 17 | 19 | 19 |  | 12.8 | 0 | 1
2000-09-11 | 7.2 | 0 | 7 | 9 | 9 | 11 |  | 7.2 | 0 | 2
2000-09-12 | 18 | 26 | 17 | 20 | 20 | 7 |  | 18 | 0 | 1
2000-09-13 | 9.4 | 7 | 11 | 9 | 13 | 7 |  | 9.4 | 0 | 2
2000-09-14 | 4.8 | 6 | 4 | 4 | 4 | 6 |  | 4.8 | 0 | 5
2000-09-15 | 14.6 | 7 | 13 | 7 | 24 | 22 |  | 14.6 | 0 | 2
2000-09-16 | 6.2 | 0 | 7 | 11 | 7 | 6 |  | 6.2 | 0 | 4
2000-09-17 | 7.8 | 15 | 7 | 6 | 11 | 0 |  | 7.8 | 0 | 3
2000-09-18 | 13.4 | 4 | 11 | 13 | 19 | 20 |  | 13.4 | 0 | 1
2000-09-19 | 8.8 | 13 | 9 | 13 | 9 | 0 |  | 8.8 | 0 | 1
2000-09-20 | 9.4 | 11 | 9 | 9 | 7 | 11 |  | 9.4 | 0 | 1
2000-09-21 | 25.6 | 37 | 28 | 22 | 22 | 19 |  | 25.6 | 0 | 0
2000-09-22 | 8 | 9 | 9 | 9 | 7 | 6 |  | 8 | 0 | 2
2000-09-23 | 12.2 | 13 | 13 | 11 | 9 | 15 |  | 12.2 | 0 | 0
2000-09-24 | 4 | 7 | 0 | 3 | 6 | 4 |  | 4 | 0 | 5
2000-09-25 | 2.8 | 0 | 0 | 7 | 0 | 7 |  | 2.8 | 0 | 5
2000-09-26 | 4.8 | 6 | 7 | 0 | 4 | 7 |  | 4.8 | 0 | 5
2000-09-27 | 5.4 | 9 | 7 | 4 | 7 | 0 |  | 5.4 | 0 | 4
2000-09-28 | 7 | 7 | 13 | 0 | 15 | 0 |  | 7 | 0 | 3
2000-09-29 | 4.4 | 4 | 7 | 4 | 0 | 7 |  | 4.4 | 0 | 5
2000-09-30 | 9.6 | 13 | 4 | 9 | 13 | 9 |  | 9.6 | 0 | 1
2001-05-01 | 32 | 35 | 33 | 32 | 32 | 28 |  | 32 | 0 | 0
2001-05-02 | 15.8 | 13 | 19 | 15 | 15 | 17 |  | 15.8 | 0 | 0
2001-05-03 | 9.2 | 11 | 9 | 9 | 6 | 11 |  | 9.2 | 0 | 1
2001-05-04 | 15 | 22 | 22 | 13 | 11 | 7 |  | 15 | 0 | 1
2001-05-05 | 20.6 | 17 | 17 | 24 | 17 | 28 |  | 20.6 | 0 | 0
2001-05-06 | 29 | 35 | 32 | 26 | 26 | 26 |  | 29 | 0 | 0
2001-05-07 | 2.2 | 0 | 7 | 4 | 0 | 0 |  | 2.2 | 0 | 5
2001-05-08 | 11.8 | 17 | 15 | 11 | 9 | 7 |  | 11.8 | 0 | 1
2001-05-09 | 15.8 | 15 | 9 | 22 | 20 | 13 |  | 15.8 | 0 | 0
2001-05-10 | 6 | 6 | 6 | 9 | 9 | 0 |  | 6 | 0 | 3
2001-05-11 | 11.6 | 11 | 13 | 15 | 13 | 6 |  | 11.6 | 0 | 1
2001-05-12 | 8.8 | 9 | 6 | 11 | 9 | 9 |  | 8.8 | 0 | 1
2001-05-13 | 17.2 | 22 | 19 | 17 | 13 | 15 |  | 17.2 | 0 | 0
2001-05-14 | 5.2 | 6 | 7 | 0 | 7 | 6 |  | 5.2 | 0 | 5
2001-05-15 | 21.2 | 26 | 24 | 26 | 13 | 17 |  | 21.2 | 0 | 0
2001-05-16 | 8.4 | 11 | 15 | 7 | 0 | 9 |  | 8.4 | 0 | 2
2001-05-17 | 15.6 | 17 | 22 | 17 | 15 | 7 |  | 15.6 | 0 | 1
2001-05-18 | 8.2 | 13 | 9 | 6 | 6 | 7 |  | 8.2 | 0 | 3
2001-05-19 | 5.2 | 11 | 9 | 0 | 0 | 6 |  | 5.2 | 0 | 3
2001-05-20 | 35.2 | 26 | 54 | 37 | 35 | 24 |  | 35.2 | 0 | 0
2001-05-21 | 4.8 | 6 | 4 | 4 | 4 | 6 |  | 4.8 | 0 | 5
2001-05-22 | 10.2 | 7 | 11 | 11 | 11 | 11 |  | 10.2 | 0 | 1
2001-05-23 | 3.6 | 0 | 0 | 7 | 4 | 7 |  | 3.6 | 0 | 5
2001-05-24 | 11.4 | 7 | 13 | 9 | 15 | 13 |  | 11.4 | 0 | 1
2001-05-25 | 21.2 | 30 | 22 | 24 | 19 | 11 |  | 21.2 | 0 | 0
2001-05-26 | 9.6 | 13 | 7 | 4 | 9 | 15 |  | 9.6 | 0 | 2
2001-05-27 | 11 | 11 | 11 | 11 | 11 | 11 |  | 11 | 0 | 0
2001-05-28 | 16.8 | 19 | 19 | 15 | 11 | 20 |  | 16.8 | 0 | 0
2001-05-29 | 24.8 | 28 | 24 | 30 | 22 | 20 |  | 24.8 | 0 | 0
2001-05-30 | 22.4 | 22 | 20 | 20 | 28 | 22 |  | 22.4 | 0 | 0
2001-05-31 | 23 | 33 | 30 | 22 | 19 | 11 |  | 23 | 0 | 0
2001-06-01 | 14.6 | 13 | 15 | 15 | 13 | 17 |  | 14.6 | 0 | 0
2001-06-02 | 28.8 | 35 | 33 | 30 | 24 | 22 |  | 28.8 | 0 | 0
2001-06-03 | 25.8 | 19 | 26 | 26 | 30 | 28 |  | 25.8 | 0 | 0
2001-06-04 | 21.2 | 19 | 22 | 26 | 19 | 20 |  | 21.2 | 0 | 0
2001-06-05 | 22 | 26 | 28 | 19 | 17 | 20 |  | 22 | 0 | 0
2001-06-06 | 4.6 | 7 | 6 | 4 | 0 | 6 |  | 4.6 | 0 | 5
2001-06-07 | 11.4 | 7 | 4 | 9 | 22 | 15 |  | 11.4 | 0 | 2
2001-06-08 | 6 | 11 | 6 | 9 | 4 | 0 |  | 6 | 0 | 3
2001-06-09 | 4.6 | 0 | 7 | 4 | 6 | 6 |  | 4.6 | 0 | 5
2001-06-10 | 13.6 | 17 | 17 | 15 | 6 | 13 |  | 13.6 | 0 | 1
2001-06-11 | 15.2 | 13 | 11 | 20 | 15 | 17 |  | 15.2 | 0 | 0
2001-06-12 | 17.2 | 15 | 15 | 19 | 15 | 22 |  | 17.2 | 0 | 0
2001-06-13 | 10.8 | 6 | 9 | 11 | 15 | 13 |  | 10.8 | 0 | 1
2001-06-14 | 8 | 6 | 6 | 0 | 15 | 13 |  | 8 | 0 | 3
2001-06-15 | 19.2 | 19 | 19 | 20 | 19 | 19 |  | 19.2 | 0 | 0
2001-06-16 | 10.4 | 13 | 17 | 13 | 9 | 0 |  | 10.4 | 0 | 1
2001-06-17 | 13 | 15 | 13 | 15 | 11 | 11 |  | 13 | 0 | 0
2001-06-18 | 11.4 | 11 | 9 | 13 | 15 | 9 |  | 11.4 | 0 | 0
2001-06-19 | 6 | 9 | 6 | 4 | 4 | 7 |  | 6 | 0 | 4
2001-06-20 | 7.6 | 11 | 7 | 11 | 9 | 0 |  | 7.6 | 0 | 2
2001-06-21 | 7 | 9 | 11 | 7 | 4 | 4 |  | 7 | 0 | 3
2001-06-22 | 16.2 | 0 | 19 | 6 | 24 | 32 |  | 16.2 | 0 | 2
2001-06-23 | 11 | 11 | 9 | 4 | 11 | 20 |  | 11 | 0 | 1
2001-06-24 | 9.6 | 13 | 11 | 9 | 6 | 9 |  | 9.6 | 0 | 1
2001-06-25 | 13 | 11 | 17 | 20 | 6 | 11 |  | 13 | 0 | 1
2001-06-26 | 6.8 | 4 | 0 | 6 | 9 | 15 |  | 6.8 | 0 | 3
2001-06-27 | 6.2 | 4 | 4 | 7 | 9 | 7 |  | 6.2 | 0 | 4
2001-06-28 | 9 | 6 | 17 | 11 | 11 | 0 |  | 9 | 0 | 2
2001-06-29 | 13.8 | 9 | 17 | 15 | 17 | 11 |  | 13.8 | 0 | 0
2001-06-30 | 7.4 | 9 | 7 | 7 | 7 | 7 |  | 7.4 | 0 | 4
2001-07-01 | 14 | 17 | 6 | 17 | 13 | 17 |  | 14 | 0 | 1
2001-07-02 | 6 | 9 | 7 | 6 | 4 | 4 |  | 6 | 0 | 4
2001-07-03 | 8.8 | 9 | 6 | 9 | 11 | 9 |  | 8.8 | 0 | 1
2001-07-04 | 12.2 | 9 | 11 | 13 | 11 | 17 |  | 12.2 | 0 | 0
2001-07-05 | 8.6 | 9 | 13 | 15 | 6 | 0 |  | 8.6 | 0 | 2
2001-07-06 | 11.8 | 15 | 15 | 9 | 11 | 9 |  | 11.8 | 0 | 0
2001-07-07 | 6.8 | 11 | 6 | 4 | 6 | 7 |  | 6.8 | 0 | 4
2001-07-08 | 2.6 | 0 | 4 | 0 | 0 | 9 |  | 2.6 | 0 | 4
2001-07-09 | 10.6 | 15 | 15 | 7 | 9 | 7 |  | 10.6 | 0 | 2
2001-07-10 | 9.6 | 15 | 9 | 7 | 11 | 6 |  | 9.6 | 0 | 2
2001-07-11 | 15.2 | 13 | 9 | 9 | 19 | 26 |  | 15.2 | 0 | 0
2001-07-12 | 14.6 | 15 | 9 | 15 | 19 | 15 |  | 14.6 | 0 | 0
2001-07-13 | 13 | 11 | 15 | 15 | 11 | 13 |  | 13 | 0 | 0
2001-07-14 | 17 | 22 | 24 | 11 | 17 | 11 |  | 17 | 0 | 0
2001-07-15 | 13.4 | 17 | 15 | 11 | 11 | 13 |  | 13.4 | 0 | 0
2001-07-16 | 20.4 | 22 | 24 | 20 | 17 | 19 |  | 20.4 | 0 | 0
2001-07-17 | 7.4 | 6 | 7 | 4 | 11 | 9 |  | 7.4 | 0 | 3
2001-07-18 | 10.6 | 11 | 13 | 9 | 11 | 9 |  | 10.6 | 0 | 0
2001-07-19 | 10 | 17 | 9 | 13 | 7 | 4 |  | 10 | 0 | 2
2001-07-20 | 6.8 | 11 | 4 | 4 | 4 | 11 |  | 6.8 | 0 | 3
2001-07-21 | 12.6 | 19 | 9 | 13 | 11 | 11 |  | 12.6 | 0 | 0
2001-07-22 | 9.2 | 11 | 6 | 7 | 13 | 9 |  | 9.2 | 0 | 2
2001-07-23 | 4.4 | 6 | 6 | 4 | 6 | 0 |  | 4.4 | 0 | 5
2001-07-24 | 18 | 9 | 20 | 20 | 22 | 19 |  | 18 | 0 | 0
2001-07-25 | 7.4 | 9 | 6 | 4 | 11 | 7 |  | 7.4 | 0 | 3
2001-07-26 | 9 | 11 | 9 | 9 | 9 | 7 |  | 9 | 0 | 1
2001-07-27 | 6.8 | 0 | 9 | 7 | 7 | 11 |  | 6.8 | 0 | 3
2001-07-28 | 15.6 | 15 | 20 | 19 | 11 | 13 |  | 15.6 | 0 | 0
2001-07-29 | 3.4 | 4 | 6 | 0 | 0 | 7 |  | 3.4 | 0 | 5
2001-07-30 | 9 | 11 | 7 | 11 | 7 | 9 |  | 9 | 0 | 2
2001-07-31 | 9.6 | 11 | 6 | 15 | 7 | 9 |  | 9.6 | 0 | 2
2001-08-01 | 2.2 | 0 | 7 | 0 | 0 | 4 |  | 2.2 | 0 | 5
2001-08-02 | 7 | 0 | 4 | 9 | 11 | 11 |  | 7 | 0 | 2
2001-08-03 | 6 | 9 | 6 | 0 | 6 | 9 |  | 6 | 0 | 3
2001-08-04 | 9.8 | 22 | 11 | 9 | 7 | 0 |  | 9.8 | 0 | 2
2001-08-05 | 5.2 | 7 | 15 | 0 | 4 | 0 |  | 5.2 | 0 | 4
2001-08-06 | 4 | 0 | 6 | 0 | 7 | 7 |  | 4 | 0 | 5
2001-08-07 | 10 | 11 | 13 | 15 | 7 | 4 |  | 10 | 0 | 2
2001-08-08 | 23.4 | 32 | 26 | 24 | 20 | 15 |  | 23.4 | 0 | 0
2001-08-09 | 5 | 0 | 9 | 6 | 4 | 6 |  | 5 | 0 | 4
2001-08-10 | 7 | 0 | 11 | 4 | 11 | 9 |  | 7 | 0 | 2
2001-08-11 | 6.4 | 7 | 9 | 9 | 0 | 7 |  | 6.4 | 0 | 3
2001-08-12 | 6 | 6 | 11 | 6 | 7 | 0 |  | 6 | 0 | 4
2001-08-13 | 6 | 0 | 11 | 9 | 6 | 4 |  | 6 | 0 | 3
2001-08-14 | 7.6 | 15 | 6 | 7 | 4 | 6 |  | 7.6 | 0 | 4
2001-08-15 | 5.6 | 4 | 6 | 7 | 4 | 7 |  | 5.6 | 0 | 5
2001-08-16 | 5.6 | 11 | 4 | 7 | 6 | 0 |  | 5.6 | 0 | 4
2001-08-17 | 5 | 0 | 7 | 7 | 7 | 4 |  | 5 | 0 | 5
2001-08-18 | 7 | 11 | 7 | 4 | 0 | 13 |  | 7 | 0 | 3
2001-08-19 | 21.2 | 19 | 19 | 22 | 22 | 24 |  | 21.2 | 0 | 0
2001-08-20 | 2.2 | 0 | 0 | 4 | 0 | 7 |  | 2.2 | 0 | 5
2001-08-21 | 7.8 | 13 | 13 | 6 | 0 | 7 |  | 7.8 | 0 | 3
2001-08-22 | 4.4 | 9 | 4 | 0 | 0 | 9 |  | 4.4 | 0 | 3
2001-08-23 | 15 | 15 | 11 | 11 | 19 | 19 |  | 15 | 0 | 0
2001-08-24 | 24.6 | 24 | 28 | 28 | 24 | 19 |  | 24.6 | 0 | 0
2001-08-25 | 5 | 6 | 4 | 6 | 0 | 9 |  | 5 | 0 | 4
2001-08-26 | 9 | 19 | 9 | 4 | 4 | 9 |  | 9 | 0 | 2
2001-08-27 | 7.4 | 7 | 13 | 9 | 4 | 4 |  | 7.4 | 0 | 3
2001-08-28 | 18.2 | 20 | 20 | 19 | 15 | 17 |  | 18.2 | 0 | 0
2001-08-29 | 4.6 | 11 | 6 | 6 | 0 | 0 |  | 4.6 | 0 | 4
2001-08-30 | 8 | 4 | 7 | 7 | 13 | 9 |  | 8 | 0 | 3
2001-08-31 | 5.6 | 11 | 9 | 0 | 4 | 4 |  | 5.6 | 0 | 3
2001-09-01 | 8.4 | 6 | 9 | 7 | 9 | 11 |  | 8.4 | 0 | 2
2001-09-02 | 8.6 | 13 | 6 | 11 | 9 | 4 |  | 8.6 | 0 | 2
2001-09-03 | 8 | 9 | 9 | 9 | 9 | 4 |  | 8 | 0 | 1
2001-09-04 | 7 | 7 | 9 | 6 | 7 | 6 |  | 7 | 0 | 4
2001-09-05 | 11.8 | 19 | 11 | 9 | 9 | 11 |  | 11.8 | 0 | 0
2001-09-06 | 6.6 | 4 | 7 | 4 | 9 | 9 |  | 6.6 | 0 | 3
2001-09-07 | 18.2 | 9 | 11 | 17 | 28 | 26 |  | 18.2 | 0 | 0
2001-09-08 | 9.2 | 0 | 11 | 9 | 11 | 15 |  | 9.2 | 0 | 1
2001-09-09 | 14.2 | 17 | 17 | 11 | 13 | 13 |  | 14.2 | 0 | 0
2001-09-10 | 10.2 | 19 | 9 | 7 | 9 | 7 |  | 10.2 | 0 | 2
2001-09-11 | 6.6 | 4 | 4 | 7 | 7 | 11 |  | 6.6 | 0 | 4
2001-09-12 | 11.8 | 9 | 11 | 9 | 13 | 17 |  | 11.8 | 0 | 0
2001-09-13 | 5.6 | 7 | 4 | 6 | 4 | 7 |  | 5.6 | 0 | 5
2001-09-14 | 2.2 | 7 | 0 | 0 | 4 | 0 |  | 2.2 | 0 | 5
2001-09-15 | 5 | 6 | 7 | 6 | 6 | 0 |  | 5 | 0 | 5
2001-09-16 | 21.4 | 15 | 20 | 20 | 26 | 26 |  | 21.4 | 0 | 0
2001-09-17 | 5.2 | 6 | 7 | 7 | 6 | 0 |  | 5.2 | 0 | 5
2001-09-18 | 16.8 | 13 | 15 | 20 | 19 | 17 |  | 16.8 | 0 | 0
2001-09-19 | 12.2 | 13 | 13 | 0 | 22 | 13 |  | 12.2 | 0 | 1
2001-09-20 | 4.6 | 11 | 4 | 4 | 0 | 4 |  | 4.6 | 0 | 4
2001-09-21 | 9 | 9 | 13 | 6 | 6 | 11 |  | 9 | 0 | 2
2001-09-22 | 2.8 | 4 | 0 | 6 | 4 | 0 |  | 2.8 | 0 | 5
2001-09-23 | 8 | 7 | 9 | 11 | 4 | 9 |  | 8 | 0 | 2
2001-09-24 | 6.8 | 7 | 6 | 7 | 7 | 7 |  | 6.8 | 0 | 5
2001-09-25 | 8.4 | 6 | 7 | 17 | 6 | 6 |  | 8.4 | 0 | 4
2001-09-26 | 15.2 | 13 | 11 | 15 | 24 | 13 |  | 15.2 | 0 | 0
2001-09-27 | 9.4 | 17 | 11 | 7 | 6 | 6 |  | 9.4 | 0 | 3
2001-09-28 | 16.2 | 4 | 30 | 19 | 15 | 13 |  | 16.2 | 0 | 1
2001-09-29 | 5.4 | 11 | 0 | 4 | 6 | 6 |  | 5.4 | 0 | 4
2001-09-30 | 14.6 | 6 | 11 | 17 | 24 | 15 |  | 14.6 | 0 | 1
2002-05-01 | 10.2 | 9 | 9 | 9 | 13 | 11 |  | 10.2 | 0 | 0
2002-05-02 | 8 | 9 | 11 | 6 | 7 | 7 |  | 8 | 0 | 3
2002-05-03 | 42.8 | 50 | 41 | 43 | 43 | 37 |  | 42.8 | 0 | 0
2002-05-04 | 17.2 | 22 | 19 | 15 | 15 | 15 |  | 17.2 | 0 | 0
2002-05-05 | 22 | 22 | 22 | 20 | 24 | 22 |  | 22 | 0 | 0
2002-05-06 | 24.2 | 28 | 32 | 19 | 20 | 22 |  | 24.2 | 0 | 0
2002-05-07 | 10.4 | 6 | 11 | 11 | 15 | 9 |  | 10.4 | 0 | 1
2002-05-08 | 9.4 | 17 | 6 | 6 | 9 | 9 |  | 9.4 | 0 | 2
2002-05-09 | 4 | 0 | 4 | 4 | 6 | 6 |  | 4 | 0 | 5
2002-05-10 | 3.2 | 4 | 4 | 4 | 0 | 4 |  | 3.2 | 0 | 5
2002-05-11 | 11.6 | 6 | 13 | 13 | 13 | 13 |  | 11.6 | 0 | 1
2002-05-12 | 5.6 | 6 | 6 | 4 | 6 | 6 |  | 5.6 | 0 | 5
2002-05-13 | 8.6 | 9 | 7 | 13 | 7 | 7 |  | 8.6 | 0 | 3
2002-05-14 | 9.4 | 0 | 4 | 11 | 13 | 19 |  | 9.4 | 0 | 2
2002-05-15 | 30.8 | 30 | 32 | 7 | 41 | 44 |  | 30.8 | 0 | 1
2002-05-16 | 1.8 | 0 | 0 | 0 | 9 | 0 |  | 1.8 | 0 | 4
2002-05-17 | 19 | 24 | 26 | 19 | 15 | 11 |  | 19 | 0 | 0
2002-05-18 | 18.6 | 15 | 17 | 20 | 22 | 19 |  | 18.6 | 0 | 0
2002-05-19 | 13.8 | 20 | 20 | 13 | 9 | 7 |  | 13.8 | 0 | 1
2002-05-20 | 9.2 | 9 | 11 | 15 | 11 | 0 |  | 9.2 | 0 | 1
2002-05-21 | 41.2 | 28 | 39 | 43 | 52 | 44 |  | 41.2 | 0 | 0
2002-05-22 | 46.4 | 50 | 46 | 46 | 44 | 46 |  | 46.4 | 0 | 0
2002-05-23 | 9.8 | 19 | 13 | 9 | 4 | 4 |  | 9.8 | 0 | 2
2002-05-24 | 10.6 | 4 | 4 | 11 | 15 | 19 |  | 10.6 | 0 | 2
2002-05-25 | 7 | 11 | 4 | 6 | 7 | 7 |  | 7 | 0 | 4
2002-05-26 | 4 | 6 | 6 | 4 | 0 | 4 |  | 4 | 0 | 5
2002-05-27 | 7.2 | 9 | 6 | 7 | 7 | 7 |  | 7.2 | 0 | 4
2002-05-28 | 5.6 | 9 | 9 | 6 | 4 | 0 |  | 5.6 | 0 | 3
2002-05-29 | 9.2 | 7 | 6 | 7 | 6 | 20 |  | 9.2 | 0 | 4
2002-05-30 | 17.2 | 11 | 13 | 24 | 19 | 19 |  | 17.2 | 0 | 0
2002-05-31 | 25.4 | 35 | 24 | 19 | 30 | 19 |  | 25.4 | 0 | 0
2002-06-01 | 6 | 6 | 0 | 4 | 9 | 11 |  | 6 | 0 | 3
2002-06-02 | 14.4 | 9 | 17 | 9 | 17 | 20 |  | 14.4 | 0 | 0
2002-06-03 | 3.2 | 6 | 0 | 0 | 6 | 4 |  | 3.2 | 0 | 5
2002-06-04 | 8.2 | 11 | 11 | 9 | 4 | 6 |  | 8.2 | 0 | 2
2002-06-05 | 4.7 | 6.5 | 6 | 0 | 4 | 7 |  | 4.7 | 0 | 5
2002-06-06 | 13.6 | 22 | 11 | 15 | 9 | 11 |  | 13.6 | 0 | 0
2002-06-07 | 13.4 | 19 | 13 | 13 | 13 | 9 |  | 13.4 | 0 | 0
2002-06-08 | 15.4 | 13 | 7 | 15 | 20 | 22 |  | 15.4 | 0 | 1
2002-06-09 | 10.8 | 4 | 9 | 15 | 11 | 15 |  | 10.8 | 0 | 1
2002-06-10 | 8.8 | 0 | 7 | 13 | 11 | 13 |  | 8.8 | 0 | 2
2002-06-11 | 19 | 22 | 19 | 19 | 20 | 15 |  | 19 | 0 | 0
2002-06-12 | 8.4 | 9 | 13 | 11 | 9 | 0 |  | 8.4 | 0 | 1
2002-06-13 | 3.8 | 4 | 7 | 4 | 4 | 0 |  | 3.8 | 0 | 5
2002-06-14 | 10 | 7 | 4 | 7 | 15 | 17 |  | 10 | 0 | 3
2002-06-15 | 5.4 | 13 | 7 | 0 | 7 | 0 |  | 5.4 | 0 | 4
2002-06-16 | 8 | 4 | 7 | 7 | 11 | 11 |  | 8 | 0 | 3
2002-06-17 | 14 | 26 | 17 | 9 | 9 | 9 |  | 14 | 0 | 0
2002-06-18 | 11.8 | 15 | 15 | 11 | 9 | 9 |  | 11.8 | 0 | 0
2002-06-19 | 14.6 | 15 | 15 | 17 | 13 | 13 |  | 14.6 | 0 | 0
2002-06-20 | 4.8 | 9 | 0 | 7 | 4 | 4 |  | 4.8 | 0 | 4
2002-06-21 | 6 | 7 | 4 | 4 | 4 | 11 |  | 6 | 0 | 4
2002-06-22 | 7.6 | 13 | 6 | 7 | 6 | 6 |  | 7.6 | 0 | 4
2002-06-23 | 4.8 | 13 | 0 | 7 | 0 | 4 |  | 4.8 | 0 | 4
2002-06-24 | 7.2 | 13 | 7 | 6 | 6 | 4 |  | 7.2 | 0 | 4
2002-06-25 | 5.4 | 7 | 0 | 7 | 7 | 6 |  | 5.4 | 0 | 5
2002-06-26 | 3 | 0 | 7 | 4 | 0 | 4 |  | 3 | 0 | 5
2002-06-27 | 4.6 | 11 | 0 | 6 | 6 | 0 |  | 4.6 | 0 | 4
2002-06-28 | 12.8 | 20 | 15 | 11 | 11 | 7 |  | 12.8 | 0 | 1
2002-06-29 | 8.8 | 13 | 6 | 7 | 11 | 7 |  | 8.8 | 0 | 3
2002-06-30 | 9 | 13 | 4 | 11 | 11 | 6 |  | 9 | 0 | 2
2002-07-01 | 11.2 | 20 | 17 | 0 | 13 | 6 |  | 11.2 | 0 | 2
2002-07-02 | 9.8 | 11 | 11 | 7 | 13 | 7 |  | 9.8 | 0 | 2
2002-07-03 | 13.8 | 11 | 15 | 15 | 15 | 13 |  | 13.8 | 0 | 0
2002-07-04 | 11.2 | 15 | 13 | 11 | 11 | 6 |  | 11.2 | 0 | 1
2002-07-05 | 18.6 | 17 | 19 | 22 | 11 | 24 |  | 18.6 | 0 | 0
2002-07-06 | 11.4 | 15 | 9 | 9 | 13 | 11 |  | 11.4 | 0 | 0
2002-07-07 | 14 | 6 | 17 | 17 | 15 | 15 |  | 14 | 0 | 1
2002-07-08 | 8.2 | 9 | 11 | 6 | 11 | 4 |  | 8.2 | 0 | 2
2002-07-09 | 22 | 7 | 7 | 20 | 26 | 50 |  | 22 | 0 | 2
2002-07-10 | 7.6 | 9 | 7 | 7 | 6 | 9 |  | 7.6 | 0 | 3
2002-07-11 | 11.8 | 13 | 13 | 11 | 11 | 11 |  | 11.8 | 0 | 0
2002-07-12 | 14.6 | 15 | 17 | 15 | 15 | 11 |  | 14.6 | 0 | 0
2002-07-13 | 3.4 | 0 | 11 | 0 | 0 | 6 |  | 3.4 | 0 | 4
2002-07-14 | 14.2 | 17 | 17 | 9 | 22 | 6 |  | 14.2 | 0 | 1
2002-07-15 | 4.8 | 0 | 4 | 0 | 11 | 9 |  | 4.8 | 0 | 3
2002-07-16 | 19.6 | 20 | 17 | 22 | 19 | 20 |  | 19.6 | 0 | 0
2002-07-17 | 8.4 | 9 | 11 | 9 | 4 | 9 |  | 8.4 | 0 | 1
2002-07-18 | 16.4 | 26 | 19 | 13 | 13 | 11 |  | 16.4 | 0 | 0
2002-07-19 | 24.4 | 26 | 30 | 24 | 22 | 20 |  | 24.4 | 0 | 0
2002-07-20 | 15 | 19 | 9 | 15 | 17 | 15 |  | 15 | 0 | 0
2002-07-21 | 15.4 | 15 | 11 | 19 | 19 | 13 |  | 15.4 | 0 | 0
2002-07-22 | 7.6 | 7 | 9 | 9 | 6 | 7 |  | 7.6 | 0 | 3
2002-07-23 | 7.6 | 9 | 9 | 7 | 7 | 6 |  | 7.6 | 0 | 3
2002-07-24 | 20 | 11 | 22 | 33 | 17 | 17 |  | 20 | 0 | 0
2002-07-25 | 3.4 | 0 | 4 | 7 | 0 | 6 |  | 3.4 | 0 | 5
2002-07-26 | 9.8 | 7 | 4 | 7 | 7 | 24 |  | 9.8 | 0 | 4
2002-07-27 | 9 | 6 | 4 | 11 | 13 | 11 |  | 9 | 0 | 2
2002-07-28 | 6.8 | 6 | 9 | 6 | 7 | 6 |  | 6.8 | 0 | 4
2002-07-29 | 6.4 | 9 | 6 | 13 | 4 | 0 |  | 6.4 | 0 | 3
2002-07-30 | 9.2 | 9 | 15 | 9 | 6 | 7 |  | 9.2 | 0 | 2
2002-07-31 | 11.6 | 13 | 9 | 9 | 7 | 20 |  | 11.6 | 0 | 1
2002-08-01 | 11.6 | 17 | 17 | 11 | 7 | 6 |  | 11.6 | 0 | 2
2002-08-02 | 13.4 | 15 | 7 | 15 | 15 | 15 |  | 13.4 | 0 | 1
2002-08-03 | 18 | 19 | 22 | 15 | 19 | 15 |  | 18 | 0 | 0
2002-08-04 | 11.8 | 11 | 9 | 9 | 17 | 13 |  | 11.8 | 0 | 0
2002-08-05 | 13 | 17 | 13 | 9 | 13 | 13 |  | 13 | 0 | 0
2002-08-06 | 5.8 | 9 | 0 | 11 | 9 | 0 |  | 5.8 | 0 | 2
2002-08-07 | 8.2 | 0 | 0 | 17 | 11 | 13 |  | 8.2 | 0 | 2
2002-08-08 | 5.2 | 4 | 6 | 6 | 6 | 4 |  | 5.2 | 0 | 5
2002-08-09 | 2.8 | 0 | 4 | 0 | 4 | 6 |  | 2.8 | 0 | 5
2002-08-10 | 11.2 | 19 | 13 | 11 | 7 | 6 |  | 11.2 | 0 | 2
2002-08-11 | 17.6 | 13 | 17 | 20 | 19 | 19 |  | 17.6 | 0 | 0
2002-08-12 | 2.6 | 0 | 0 | 6 | 0 | 7 |  | 2.6 | 0 | 5
2002-08-13 | 8.2 | 9 | 9 | 9 | 7 | 7 |  | 8.2 | 0 | 2
2002-08-14 | 9 | 11 | 9 | 6 | 0 | 19 |  | 9 | 0 | 2
2002-08-15 | 8.4 | 6 | 7 | 9 | 11 | 9 |  | 8.4 | 0 | 2
2002-08-16 | 11.8 | 15 | 9 | 7 | 9 | 19 |  | 11.8 | 0 | 1
2002-08-17 | 11 | 7 | 11 | 11 | 13 | 13 |  | 11 | 0 | 1
2002-08-18 | 12.4 | 24 | 22 | 9 | 7 | 0 |  | 12.4 | 0 | 2
2002-08-19 | 3.4 | 0 | 4 | 7 | 0 | 6 |  | 3.4 | 0 | 5
2002-08-20 | 9 | 17 | 11 | 9 | 4 | 4 |  | 9 | 0 | 2
2002-08-21 | 5.6 | 4 | 7 | 9 | 4 | 4 |  | 5.6 | 0 | 4
2002-08-22 | 8.2 | 9 | 7 | 6 | 6 | 13 |  | 8.2 | 0 | 3
2002-08-23 | 6.4 | 9 | 0 | 7 | 7 | 9 |  | 6.4 | 0 | 3
2002-08-24 | 10.2 | 9 | 9 | 11 | 11 | 11 |  | 10.2 | 0 | 0
2002-08-25 | 5 | 4 | 4 | 7 | 4 | 6 |  | 5 | 0 | 5
2002-08-26 | 18.4 | 20 | 20 | 20 | 17 | 15 |  | 18.4 | 0 | 0
2002-08-27 | 10 | 13 | 13 | 6 | 11 | 7 |  | 10 | 0 | 2
2002-08-28 | 9.4 | 11 | 9 | 7 | 9 | 11 |  | 9.4 | 0 | 1
2002-08-29 | 11 | 15 | 13 | 9 | 11 | 7 |  | 11 | 0 | 1
2002-08-30 | 23 | 28 | 26 | 24 | 20 | 17 |  | 23 | 0 | 0
2002-08-31 | 3 | 0 | 4 | 7 | 0 | 4 |  | 3 | 0 | 5
2002-09-01 | 13.4 | 7 | 13 | 15 | 13 | 19 |  | 13.4 | 0 | 1
2002-09-02 | 7 | 11 | 9 | 6 | 0 | 9 |  | 7 | 0 | 2
2002-09-03 | 7.8 | 9 | 6 | 0 | 4 | 20 |  | 7.8 | 0 | 3
2002-09-04 | 13.4 | 11 | 11 | 15 | 17 | 13 |  | 13.4 | 0 | 0
2002-09-05 | 19.2 | 15 | 17 | 20 | 22 | 22 |  | 19.2 | 0 | 0
2002-09-06 | 15.4 | 11 | 15 | 17 | 19 | 15 |  | 15.4 | 0 | 0
2002-09-07 | 3.2 | 4 | 6 | 6 | 0 | 0 |  | 3.2 | 0 | 5
2002-09-08 | 10 | 9 | 6 | 11 | 17 | 7 |  | 10 | 0 | 2
2002-09-09 | 9.8 | 7 | 11 | 7 | 7 | 17 |  | 9.8 | 0 | 3
2002-09-10 | 6.4 | 6 | 7 | 13 | 6 | 0 |  | 6.4 | 0 | 4
2002-09-11 | 16.4 | 6 | 22 | 20 | 17 | 17 |  | 16.4 | 0 | 1
2002-09-12 | 8.2 | 11 | 6 | 11 | 7 | 6 |  | 8.2 | 0 | 3
2002-09-13 | 27.6 | 15 | 20 | 20 | 46 | 37 |  | 27.6 | 0 | 0
2002-09-14 | 8.2 | 9 | 7 | 7 | 9 | 9 |  | 8.2 | 0 | 2
2002-09-15 | 6.8 | 0 | 4 | 15 | 9 | 6 |  | 6.8 | 0 | 3
2002-09-16 | 7.2 | 11 | 4 | 4 | 4 | 13 |  | 7.2 | 0 | 3
2002-09-17 | 14.2 | 19 | 13 | 17 | 15 | 7 |  | 14.2 | 0 | 1
2002-09-18 | 9 | 15 | 9 | 15 | 0 | 6 |  | 9 | 0 | 2
2002-09-19 | 18 | 0 | 19 | 24 | 28 | 19 |  | 18 | 0 | 1
2002-09-20 | 5.6 | 4 | 13 | 0 | 4 | 7 |  | 5.6 | 0 | 4
2002-09-21 | 16.4 | 22 | 17 | 17 | 15 | 11 |  | 16.4 | 0 | 0
2002-09-22 | 9.8 | 6 | 7 | 6 | 13 | 17 |  | 9.8 | 0 | 3
2002-09-23 | 9.8 | 9 | 9 | 11 | 11 | 9 |  | 9.8 | 0 | 0
2002-09-24 | 10.8 | 15 | 13 | 11 | 9 | 6 |  | 10.8 | 0 | 1
2002-09-25 | 8 | 7 | 6 | 7 | 11 | 9 |  | 8 | 0 | 3
2002-09-26 | 3.2 | 0 | 4 | 6 | 6 | 0 |  | 3.2 | 0 | 5
2002-09-27 | 15 | 19 | 22 | 15 | 13 | 6 |  | 15 | 0 | 1
2002-09-28 | 12.6 | 15 | 13 | 13 | 7 | 15 |  | 12.6 | 0 | 1
2002-09-29 | 15.2 | 17 | 9 | 17 | 13 | 20 |  | 15.2 | 0 | 0
2002-09-30 | 17.2 | 19 | 17 | 11 | 19 | 20 |  | 17.2 | 0 | 0
2003-05-01 | 5 | 9 | 7 | 9 | 0 | 0 |  | 5 | 0 | 3
2003-05-02 | 1.6 | 0 | 0 | 4 | 0 | 4 |  | 1.6 | 0 | 5
2003-05-03 | 19.8 | 22 | 28 | 15 | 19 | 15 |  | 19.8 | 0 | 0
2003-05-04 | 11 | 11 | 9 | 11 | 13 | 11 |  | 11 | 0 | 0
2003-05-05 | 9.8 | 9 | 9 | 9 | 9 | 13 |  | 9.8 | 0 | 0
2003-05-06 | 30.6 | 28 | 28 | 30 | 37 | 30 |  | 30.6 | 0 | 0
2003-05-07 | 35.4 | 33 | 37 | 33 | 35 | 39 |  | 35.4 | 0 | 0
2003-05-08 | 27.4 | 33 | 24 | 26 | 24 | 30 |  | 27.4 | 0 | 0
2003-05-09 | 20.6 | 20 | 20 | 22 | 19 | 22 |  | 20.6 | 0 | 0
2003-05-10 | 4.8 | 7 | 9 | 4 | 4 | 0 |  | 4.8 | 0 | 4
2003-05-11 | 8.8 | 13 | 11 | 6 | 7 | 7 |  | 8.8 | 0 | 3
2003-05-12 | 3 | 0 | 11 | 4 | 0 | 0 |  | 3 | 0 | 4
2003-05-13 | 10 | 0 | 13 | 11 | 15 | 11 |  | 10 | 0 | 1
2003-05-14 | 5 | 7 | 6 | 0 | 6 | 6 |  | 5 | 0 | 5
2003-05-15 | 8.2 | 11 | 6 | 0 | 13 | 11 |  | 8.2 | 0 | 2
2003-05-16 | 12.8 | 15 | 11 | 15 | 17 | 6 |  | 12.8 | 0 | 1
2003-05-17 | 14.4 | 6 | 9 | 22 | 24 | 11 |  | 14.4 | 0 | 1
2003-05-18 | 14.6 | 17 | 19 | 13 | 7 | 17 |  | 14.6 | 0 | 1
2003-05-19 | 2.8 | 0 | 0 | 6 | 4 | 4 |  | 2.8 | 0 | 5
2003-05-20 | 6 | 7 | 6 | 0 | 6 | 11 |  | 6 | 0 | 4
2003-05-21 | 13.8 | 11 | 13 | 11 | 17 | 17 |  | 13.8 | 0 | 0
2003-05-22 | 11.4 | 13 | 13 | 9 | 9 | 13 |  | 11.4 | 0 | 0
2003-05-23 | 15.8 | 15 | 19 | 19 | 15 | 11 |  | 15.8 | 0 | 0
2003-05-24 | 3.8 | 7 | 4 | 4 | 0 | 4 |  | 3.8 | 0 | 5
2003-05-25 | 10.6 | 17 | 13 | 7 | 7 | 9 |  | 10.6 | 0 | 2
2003-05-26 | 23.6 | 20 | 22 | 28 | 26 | 22 |  | 23.6 | 0 | 0
2003-05-27 | 17.8 | 13 | 13 | 9 | 26 | 28 |  | 17.8 | 0 | 0
2003-05-28 | 4.8 | 6 | 7 | 11 | 0 | 0 |  | 4.8 | 0 | 4
2003-05-29 | 19.8 | 13 | 19 | 24 | 19 | 24 |  | 19.8 | 0 | 0
2003-05-30 | 5 | 4 | 4 | 4 | 7 | 6 |  | 5 | 0 | 5
2003-05-31 | 16.2 | 11 | 19 | 19 | 17 | 15 |  | 16.2 | 0 | 0
2003-06-01 | 14.4 | 0 | 15 | 17 | 20 | 20 |  | 14.4 | 0 | 1
2003-06-02 | 20.4 | 20 | 19 | 19 | 24 | 20 |  | 20.4 | 0 | 0
2003-06-03 | 8.4 | 11 | 13 | 7 | 4 | 7 |  | 8.4 | 0 | 3
2003-06-04 | 22.4 | 22 | 26 | 22 | 20 | 22 |  | 22.4 | 0 | 0
2003-06-05 | 5.4 | 4 | 9 | 4 | 6 | 4 |  | 5.4 | 0 | 4
2003-06-06 | 11 | 11 | 9 | 15 | 11 | 9 |  | 11 | 0 | 0
2003-06-07 | 10.6 | 9 | 11 | 11 | 11 | 11 |  | 10.6 | 0 | 0
2003-06-08 | 11.4 | 11 | 11 | 11 | 13 | 11 |  | 11.4 | 0 | 0
2003-06-09 | 11 | 20 | 6 | 13 | 9 | 7 |  | 11 | 0 | 2
2003-06-10 | 13.8 | 19 | 17 | 13 | 9 | 11 |  | 13.8 | 0 | 0
2003-06-11 | 18.2 | 19 | 15 | 22 | 20 | 15 |  | 18.2 | 0 | 0
2003-06-12 | 10.6 | 7 | 9 | 9 | 13 | 15 |  | 10.6 | 0 | 1
2003-06-13 | 3.4 | 0 | 0 | 6 | 4 | 7 |  | 3.4 | 0 | 5
2003-06-14 | 13.4 | 15 | 11 | 11 | 15 | 15 |  | 13.4 | 0 | 0
2003-06-15 | 10.4 | 15 | 15 | 7 | 9 | 6 |  | 10.4 | 0 | 2
2003-06-16 | 9.6 | 13 | 17 | 11 | 7 | 0 |  | 9.6 | 0 | 2
2003-06-17 | 11 | 11 | 13 | 11 | 13 | 7 |  | 11 | 0 | 1
2003-06-18 | 12.2 | 13 | 13 | 11 | 7 | 17 |  | 12.2 | 0 | 1
2003-06-19 | 17.8 | 7 | 11 | 11 | 32 | 28 |  | 17.8 | 0 | 1
2003-06-20 | 18 | 22 | 17 | 17 | 19 | 15 |  | 18 | 0 | 0
2003-06-21 | 21.8 | 22 | 22 | 22 | 24 | 19 |  | 21.8 | 0 | 0
2003-06-22 | 8 | 11 | 4 | 7 | 11 | 7 |  | 8 | 0 | 3
2003-06-23 | 14.2 | 17 | 13 | 13 | 17 | 11 |  | 14.2 | 0 | 0
2003-06-24 | 4.6 | 0 | 7 | 6 | 4 | 6 |  | 4.6 | 0 | 5
2003-06-25 | 3.2 | 0 | 4 | 4 | 4 | 4 |  | 3.2 | 0 | 5
2003-06-26 | 14.8 | 11 | 9 | 20 | 17 | 17 |  | 14.8 | 0 | 0
2003-06-27 | 7.6 | 6 | 4 | 6 | 13 | 9 |  | 7.6 | 0 | 3
2003-06-28 | 8 | 0 | 9 | 9 | 7 | 15 |  | 8 | 0 | 2
2003-06-29 | 8 | 9 | 9 | 9 | 4 | 9 |  | 8 | 0 | 1
2003-06-30 | 12.2 | 19 | 7 | 13 | 9 | 13 |  | 12.2 | 0 | 1
2003-07-01 | 3.4 | 4 | 0 | 7 | 0 | 6 |  | 3.4 | 0 | 5
2003-07-02 | 8.8 | 6 | 7 | 7 | 7 | 17 |  | 8.8 | 0 | 4
2003-07-03 | 18.6 | 19 | 13 | 20 | 17 | 24 |  | 18.6 | 0 | 0
2003-07-04 | 15.4 | 20 | 22 | 17 | 11 | 7 |  | 15.4 | 0 | 1
2003-07-05 | 12 | 19 | 17 | 9 | 11 | 4 |  | 12 | 0 | 1
2003-07-06 | 8.6 | 9 | 7 | 7 | 13 | 7 |  | 8.6 | 0 | 3
2003-07-07 | 14.2 | 15 | 13 | 13 | 15 | 15 |  | 14.2 | 0 | 0
2003-07-08 | 7.6 | 9 | 13 | 9 | 7 | 0 |  | 7.6 | 0 | 2
2003-07-09 | 10 | 17 | 9 | 11 | 9 | 4 |  | 10 | 0 | 1
2003-07-10 | 5.2 | 7 | 0 | 9 | 6 | 4 |  | 5.2 | 0 | 4
2003-07-11 | 8.6 | 7 | 7 | 7 | 13 | 9 |  | 8.6 | 0 | 3
2003-07-12 | 7.8 | 15 | 13 | 4 | 0 | 7 |  | 7.8 | 0 | 3
2003-07-13 | 7.8 | 7 | 9 | 7 | 7 | 9 |  | 7.8 | 0 | 3
2003-07-14 | 5.4 | 6 | 0 | 0 | 6 | 15 |  | 5.4 | 0 | 4
2003-07-15 | 7.8 | 13 | 0 | 4 | 11 | 11 |  | 7.8 | 0 | 2
2003-07-16 | 8.8 | 9 | 4 | 7 | 13 | 11 |  | 8.8 | 0 | 2
2003-07-17 | 13 | 15 | 11 | 15 | 11 | 13 |  | 13 | 0 | 0
2003-07-18 | 9.8 | 11 | 9 | 7 | 11 | 11 |  | 9.8 | 0 | 1
2003-07-19 | 7.4 | 9 | 7 | 7 | 7 | 7 |  | 7.4 | 0 | 4
2003-07-20 | 11.8 | 13 | 11 | 13 | 11 | 11 |  | 11.8 | 0 | 0
2003-07-21 | 8.6 | 13 | 11 | 7 | 6 | 6 |  | 8.6 | 0 | 3
2003-07-22 | 10.2 | 9 | 11 | 13 | 9 | 9 |  | 10.2 | 0 | 0
2003-07-23 | 13 | 13 | 11 | 11 | 15 | 15 |  | 13 | 0 | 0
2003-07-24 | 21.4 | 20 | 22 | 28 | 17 | 20 |  | 21.4 | 0 | 0
2003-07-25 | 17.2 | 19 | 19 | 22 | 13 | 13 |  | 17.2 | 0 | 0
2003-07-26 | 3 | 7 | 4 | 4 | 0 | 0 |  | 3 | 0 | 5
2003-07-27 | 8.6 | 13 | 13 | 4 | 4 | 9 |  | 8.6 | 0 | 2
2003-07-28 | 19.8 | 17 | 19 | 22 | 22 | 19 |  | 19.8 | 0 | 0
2003-07-29 | 9.4 | 9 | 9 | 11 | 9 | 9 |  | 9.4 | 0 | 0
2003-07-30 | 4.8 | 4 | 6 | 7 | 0 | 7 |  | 4.8 | 0 | 5
2003-07-31 | 10.8 | 11 | 11 | 13 | 13 | 6 |  | 10.8 | 0 | 1
2003-08-01 | 9 | 9 | 9 | 9 | 11 | 7 |  | 9 | 0 | 1
2003-08-02 | 17 | 4 | 7 | 30 | 24 | 20 |  | 17 | 0 | 2
2003-08-03 | 9.4 | 9 | 9 | 9 | 11 | 9 |  | 9.4 | 0 | 0
2003-08-04 | 8.4 | 6 | 0 | 9 | 7 | 20 |  | 8.4 | 0 | 3
2003-08-05 | 13.4 | 19 | 13 | 13 | 11 | 11 |  | 13.4 | 0 | 0
2003-08-06 | 9.8 | 13 | 9 | 9 | 9 | 9 |  | 9.8 | 0 | 0
2003-08-07 | 11.8 | 15 | 11 | 11 | 13 | 9 |  | 11.8 | 0 | 0
2003-08-08 | 13.2 | 6 | 13 | 13 | 19 | 15 |  | 13.2 | 0 | 1
2003-08-09 | 8.2 | 9 | 7 | 9 | 9 | 7 |  | 8.2 | 0 | 2
2003-08-10 | 12.2 | 9 | 9 | 15 | 15 | 13 |  | 12.2 | 0 | 0
2003-08-11 | 6 | 9 | 11 | 4 | 6 | 0 |  | 6 | 0 | 3
2003-08-12 | 11.8 | 13 | 11 | 4 | 20 | 11 |  | 11.8 | 0 | 1
2003-08-13 | 15.6 | 19 | 20 | 17 | 11 | 11 |  | 15.6 | 0 | 0
2003-08-14 | 9.6 | 15 | 11 | 7 | 6 | 9 |  | 9.6 | 0 | 2
2003-08-15 | 3 | 11 | 0 | 0 | 4 | 0 |  | 3 | 0 | 4
2003-08-16 | 5.6 | 9 | 4 | 6 | 0 | 9 |  | 5.6 | 0 | 3
2003-08-17 | 9 | 13 | 9 | 7 | 9 | 7 |  | 9 | 0 | 2
2003-08-18 | 6.8 | 7 | 11 | 7 | 0 | 9 |  | 6.8 | 0 | 3
2003-08-19 | 16.4 | 20 | 19 | 17 | 13 | 13 |  | 16.4 | 0 | 0
2003-08-20 | 20.8 | 13 | 22 | 30 | 19 | 20 |  | 20.8 | 0 | 0
2003-08-21 | 6.2 | 6 | 6 | 6 | 6 | 7 |  | 6.2 | 0 | 5
2003-08-22 | 10.6 | 11 | 11 | 11 | 11 | 9 |  | 10.6 | 0 | 0
2003-08-23 | 15.2 | 7 | 20 | 19 | 13 | 17 |  | 15.2 | 0 | 1
2003-08-24 | 3.4 | 9 | 4 | 0 | 0 | 4 |  | 3.4 | 0 | 4
2003-08-25 | 13.8 | 15 | 17 | 13 | 13 | 11 |  | 13.8 | 0 | 0
2003-08-26 | 8.2 | 4 | 6 | 9 | 15 | 7 |  | 8.2 | 0 | 3
2003-08-27 | 12.2 | 13 | 15 | 13 | 11 | 9 |  | 12.2 | 0 | 0
2003-08-28 | 20.2 | 26 | 20 | 19 | 19 | 17 |  | 20.2 | 0 | 0
2003-08-29 | 4 | 7 | 7 | 0 | 0 | 6 |  | 4 | 0 | 5
2003-08-30 | 8.2 | 4 | 11 | 15 | 11 | 0 |  | 8.2 | 0 | 2
2003-08-31 | 4.6 | 0 | 7 | 6 | 4 | 6 |  | 4.6 | 0 | 5
2003-09-01 | 20.8 | 15 | 20 | 26 | 26 | 17 |  | 20.8 | 0 | 0
2003-09-02 | 4.8 | 4 | 4 | 4 | 6 | 6 |  | 4.8 | 0 | 5
2003-09-03 | 10.2 | 13 | 9 | 11 | 11 | 7 |  | 10.2 | 0 | 1
2003-09-04 | 9.2 | 6 | 9 | 11 | 13 | 7 |  | 9.2 | 0 | 2
2003-09-05 | 4 | 6 | 7 | 7 | 0 | 0 |  | 4 | 0 | 5
2003-09-06 | 8.8 | 15 | 4 | 15 | 6 | 4 |  | 8.8 | 0 | 3
2003-09-07 | 7 | 0 | 4 | 15 | 9 | 7 |  | 7 | 0 | 3
2003-09-08 | 17.8 | 26 | 26 | 15 | 13 | 9 |  | 17.8 | 0 | 0
2003-09-09 | 14.6 | 17 | 17 | 19 | 11 | 9 |  | 14.6 | 0 | 0
2003-09-10 | 6.4 | 9 | 4 | 6 | 9 | 4 |  | 6.4 | 0 | 3
2003-09-11 | 9.6 | 9 | 13 | 11 | 11 | 4 |  | 9.6 | 0 | 1
2003-09-12 | 5.2 | 4 | 4 | 4 | 7 | 7 |  | 5.2 | 0 | 5
2003-09-13 | 20 | 28 | 20 | 20 | 17 | 15 |  | 20 | 0 | 0
2003-09-14 | 6.2 | 4 | 7 | 4 | 9 | 7 |  | 6.2 | 0 | 4
2003-09-15 | 11.2 | 9 | 11 | 11 | 19 | 6 |  | 11.2 | 0 | 1
2003-09-16 | 10.6 | 11 | 11 | 9 | 11 | 11 |  | 10.6 | 0 | 0
2003-09-17 | 15.8 | 17 | 19 | 17 | 15 | 11 |  | 15.8 | 0 | 0
2003-09-18 | 13.8 | 15 | 15 | 17 | 11 | 11 |  | 13.8 | 0 | 0
2003-09-19 | 7 | 13 | 9 | 13 | 0 | 0 |  | 7 | 0 | 2
2003-09-20 | 13.2 | 19 | 17 | 13 | 11 | 6 |  | 13.2 | 0 | 1
2003-09-21 | 11.2 | 13 | 13 | 13 | 11 | 6 |  | 11.2 | 0 | 1
2003-09-22 | 10.2 | 7 | 9 | 11 | 13 | 11 |  | 10.2 | 0 | 1
2003-09-23 | 23.4 | 32 | 35 | 26 | 11 | 13 |  | 23.4 | 0 | 0
2003-09-24 | 2 | 0 | 6 | 0 | 4 | 0 |  | 2 | 0 | 5
2003-09-25 | 4.4 | 9 | 9 | 4 | 0 | 0 |  | 4.4 | 0 | 3
2003-09-26 | 8 | 6 | 6 | 11 | 11 | 6 |  | 8 | 0 | 3
2003-09-27 | 5 | 11 | 6 | 4 | 4 | 0 |  | 5 | 0 | 4
2003-09-28 | 5.8 | 7 | 4 | 6 | 6 | 6 |  | 5.8 | 0 | 5
2003-09-29 | 3.8 | 0 | 7 | 6 | 6 | 0 |  | 3.8 | 0 | 5
2003-09-30 | 5.6 | 6 | 6 | 0 | 7 | 9 |  | 5.6 | 0 | 4
2004-05-01 | 5.8 | 6 | 6 | 7 | 6 | 4 |  | 5.8 | 0 | 5
2004-05-02 | 8.2 | 9 | 11 | 7 | 7 | 7 |  | 8.2 | 0 | 3
2004-05-03 | 14 | 11 | 19 | 17 | 17 | 6 |  | 14 | 0 | 1
2004-05-04 | 7.6 | 11 | 7 | 9 | 4 | 7 |  | 7.6 | 0 | 3
2004-05-05 | 29.4 | 39 | 22 | 32 | 24 | 30 |  | 29.4 | 0 | 0
2004-05-06 | 5.8 | 0 | 0 | 7 | 9 | 13 |  | 5.8 | 0 | 3
2004-05-07 | 5.4 | 9 | 0 | 0 | 7 | 11 |  | 5.4 | 0 | 3
2004-05-08 | 8 | 7 | 6 | 11 | 7 | 9 |  | 8 | 0 | 3
2004-05-09 | 25 | 13 | 26 | 28 | 30 | 28 |  | 25 | 0 | 0
2004-05-10 | 20.6 | 17 | 20 | 20 | 22 | 24 |  | 20.6 | 0 | 0
2004-05-11 | 26.4 | 30 | 30 | 26 | 22 | 24 |  | 26.4 | 0 | 0
2004-05-12 | 4.4 | 4 | 0 | 6 | 6 | 6 |  | 4.4 | 0 | 5
2004-05-13 | 7 | 7 | 4 | 9 | 9 | 6 |  | 7 | 0 | 3
2004-05-14 | 8.6 | 13 | 7 | 4 | 13 | 6 |  | 8.6 | 0 | 3
2004-05-15 | 5.6 | 9 | 11 | 4 | 0 | 4 |  | 5.6 | 0 | 3
2004-05-16 | 6.8 | 11 | 9 | 7 | 0 | 7 |  | 6.8 | 0 | 3
2004-05-17 | 11.2 | 15 | 13 | 13 | 6 | 9 |  | 11.2 | 0 | 1
2004-05-18 | 10.2 | 11 | 13 | 11 | 7 | 9 |  | 10.2 | 0 | 1
2004-05-19 | 24 | 26 | 20 | 22 | 26 | 26 |  | 24 | 0 | 0
2004-05-20 | 7.6 | 6 | 0 | 6 | 15 | 11 |  | 7.6 | 0 | 3
2004-05-21 | 5.8 | 7 | 6 | 4 | 6 | 6 |  | 5.8 | 0 | 5
2004-05-22 | 9.8 | 4 | 15 | 6 | 11 | 13 |  | 9.8 | 0 | 2
2004-05-23 | 12.2 | 13 | 11 | 17 | 9 | 11 |  | 12.2 | 0 | 0
2004-05-24 | 5 | 7 | 7 | 0 | 4 | 7 |  | 5 | 0 | 5
2004-05-25 | 5.4 | 6 | 6 | 0 | 4 | 11 |  | 5.4 | 0 | 4
2004-05-26 | 21.8 | 22 | 24 | 20 | 24 | 19 |  | 21.8 | 0 | 0
2004-05-27 | 9 | 4 | 11 | 11 | 6 | 13 |  | 9 | 0 | 2
2004-05-28 | 12.2 | 13 | 11 | 15 | 11 | 11 |  | 12.2 | 0 | 0
2004-05-29 | 15.8 | 17 | 15 | 17 | 15 | 15 |  | 15.8 | 0 | 0
2004-05-30 | 15 | 15 | 15 | 17 | 15 | 13 |  | 15 | 0 | 0
2004-05-31 | 10.2 | 4 | 9 | 6 | 13 | 19 |  | 10.2 | 0 | 2
2004-06-01 | 7.4 | 9 | 4 | 7 | 13 | 4 |  | 7.4 | 0 | 3
2004-06-02 | 10 | 6 | 9 | 9 | 9 | 17 |  | 10 | 0 | 1
2004-06-03 | 8.4 | 7 | 9 | 13 | 4 | 9 |  | 8.4 | 0 | 2
2004-06-04 | 11.8 | 13 | 11 | 13 | 13 | 9 |  | 11.8 | 0 | 0
2004-06-05 | 10.4 | 13 | 13 | 11 | 6 | 9 |  | 10.4 | 0 | 1
2004-06-06 | 11 | 11 | 11 | 9 | 13 | 11 |  | 11 | 0 | 0
2004-06-07 | 34.2 | 39 | 32 | 33 | 30 | 37 |  | 34.2 | 0 | 0
2004-06-08 | 3 | 7 | 4 | 4 | 0 | 0 |  | 3 | 0 | 5
2004-06-09 | 11.4 | 15 | 11 | 7 | 13 | 11 |  | 11.4 | 0 | 1
2004-06-10 | 10.2 | 15 | 9 | 9 | 11 | 7 |  | 10.2 | 0 | 1
2004-06-11 | 7.6 | 13 | 6 | 7 | 6 | 6 |  | 7.6 | 0 | 4
2004-06-12 | 25.2 | 24 | 24 | 30 | 24 | 24 |  | 25.2 | 0 | 0
2004-06-13 | 6.2 | 6 | 7 | 7 | 7 | 4 |  | 6.2 | 0 | 5
2004-06-14 | 15.6 | 7 | 13 | 17 | 22 | 19 |  | 15.6 | 0 | 1
2004-06-15 | 13.4 | 15 | 13 | 11 | 15 | 13 |  | 13.4 | 0 | 0
2004-06-16 | 11.4 | 17 | 9 | 7 | 15 | 9 |  | 11.4 | 0 | 1
2004-06-17 | 7 | 4 | 9 | 6 | 9 | 7 |  | 7 | 0 | 3
2004-06-18 | 5.2 | 7 | 0 | 6 | 6 | 7 |  | 5.2 | 0 | 5
2004-06-19 | 4.6 | 6 | 6 | 0 | 7 | 4 |  | 4.6 | 0 | 5
2004-06-20 | 12.6 | 6 | 4 | 7 | 26 | 20 |  | 12.6 | 0 | 3
2004-06-21 | 8.8 | 6 | 6 | 4 | 13 | 15 |  | 8.8 | 0 | 3
2004-06-22 | 10 | 22 | 11 | 4 | 7 | 6 |  | 10 | 0 | 3
2004-06-23 | 5.2 | 6 | 4 | 4 | 6 | 6 |  | 5.2 | 0 | 5
2004-06-24 | 7.2 | 7 | 9 | 6 | 7 | 7 |  | 7.2 | 0 | 4
2004-06-25 | 5.2 | 0 | 4 | 7 | 9 | 6 |  | 5.2 | 0 | 4
2004-06-26 | 9 | 11 | 7 | 9 | 9 | 9 |  | 9 | 0 | 1
2004-06-27 | 1.6 | 4 | 0 | 0 | 4 | 0 |  | 1.6 | 0 | 5
2004-06-28 | 8.2 | 11 | 7 | 11 | 6 | 6 |  | 8.2 | 0 | 3
2004-06-29 | 8.6 | 6 | 11 | 9 | 6 | 11 |  | 8.6 | 0 | 2
2004-06-30 | 8.8 | 4 | 9 | 7 | 15 | 9 |  | 8.8 | 0 | 2
2004-07-01 | 5.2 | 0 | 9 | 7 | 4 | 6 |  | 5.2 | 0 | 4
2004-07-02 | 11.8 | 11 | 15 | 11 | 11 | 11 |  | 11.8 | 0 | 0
2004-07-03 | 14.8 | 9 | 11 | 26 | 17 | 11 |  | 14.8 | 0 | 0
2004-07-04 | 18.4 | 17 | 17 | 19 | 20 | 19 |  | 18.4 | 0 | 0
2004-07-05 | 6.2 | 6 | 7 | 7 | 4 | 7 |  | 6.2 | 0 | 5
2004-07-06 | 8.4 | 11 | 11 | 9 | 7 | 4 |  | 8.4 | 0 | 2
2004-07-07 | 19 | 20 | 26 | 19 | 19 | 11 |  | 19 | 0 | 0
2004-07-08 | 7.8 | 11 | 11 | 9 | 4 | 4 |  | 7.8 | 0 | 2
2004-07-09 | 5.6 | 7 | 7 | 4 | 4 | 6 |  | 5.6 | 0 | 5
2004-07-10 | 3.4 | 11 | 6 | 0 | 0 | 0 |  | 3.4 | 0 | 4
2004-07-11 | 14.4 | 20 | 17 | 9 | 11 | 15 |  | 14.4 | 0 | 0
2004-07-12 | 11.4 | 15 | 9 | 13 | 11 | 9 |  | 11.4 | 0 | 0
2004-07-13 | 8.2 | 11 | 11 | 4 | 9 | 6 |  | 8.2 | 0 | 2
2004-07-14 | 14 | 4 | 17 | 17 | 17 | 15 |  | 14 | 0 | 1
2004-07-15 | 7.8 | 9 | 11 | 9 | 4 | 6 |  | 7.8 | 0 | 2
2004-07-16 | 6.6 | 9 | 7 | 9 | 4 | 4 |  | 6.6 | 0 | 3
2004-07-17 | 6.6 | 4 | 7 | 4 | 9 | 9 |  | 6.6 | 0 | 3
2004-07-18 | 15.8 | 13 | 15 | 15 | 19 | 17 |  | 15.8 | 0 | 0
2004-07-19 | 10.4 | 6 | 11 | 9 | 11 | 15 |  | 10.4 | 0 | 1
2004-07-20 | 6.8 | 6 | 6 | 6 | 9 | 7 |  | 6.8 | 0 | 4
2004-07-21 | 13.4 | 6 | 11 | 24 | 15 | 11 |  | 13.4 | 0 | 1
2004-07-22 | 6 | 9 | 9 | 4 | 4 | 4 |  | 6 | 0 | 3
2004-07-23 | 7 | 4 | 9 | 9 | 6 | 7 |  | 7 | 0 | 3
2004-07-24 | 12.6 | 15 | 15 | 13 | 9 | 11 |  | 12.6 | 0 | 0
2004-07-25 | 5.4 | 9 | 9 | 9 | 0 | 0 |  | 5.4 | 0 | 2
2004-07-26 | 17.2 | 20 | 26 | 20 | 11 | 9 |  | 17.2 | 0 | 0
2004-07-27 | 8.4 | 11 | 0 | 9 | 11 | 11 |  | 8.4 | 0 | 1
2004-07-28 | 0.8 | 0 | 0 | 0 | 0 | 4 |  | 0.8 | 0 | 5
2004-07-29 | 15.4 | 15 | 22 | 20 | 9 | 11 |  | 15.4 | 0 | 0
2004-07-30 | 8.8 | 9 | 7 | 0 | 11 | 17 |  | 8.8 | 0 | 2
2004-07-31 | 5.4 | 6 | 0 | 4 | 11 | 6 |  | 5.4 | 0 | 4
2004-08-01 | 14.2 | 7 | 11 | 17 | 19 | 17 |  | 14.2 | 0 | 1
2004-08-02 | 9.4 | 7 | 9 | 9 | 11 | 11 |  | 9.4 | 0 | 1
2004-08-03 | 7 | 4 | 7 | 11 | 6 | 7 |  | 7 | 0 | 4
2004-08-04 | 9.6 | 24 | 11 | 0 | 6 | 7 |  | 9.6 | 0 | 3
2004-08-05 | 5 | 4 | 6 | 4 | 4 | 7 |  | 5 | 0 | 5
2004-08-06 | 4.8 | 7 | 4 | 0 | 9 | 4 |  | 4.8 | 0 | 4
2004-08-07 | 21 | 22 | 20 | 19 | 22 | 22 |  | 21 | 0 | 0
2004-08-08 | 11.8 | 13 | 11 | 15 | 9 | 11 |  | 11.8 | 0 | 0
2004-08-09 | 8.4 | 7 | 11 | 7 | 6 | 11 |  | 8.4 | 0 | 3
2004-08-10 | 5 | 9 | 4 | 4 | 4 | 4 |  | 5 | 0 | 4
2004-08-11 | 4.6 | 7 | 4 | 4 | 4 | 4 |  | 4.6 | 0 | 5
2004-08-12 | 8.4 | 9 | 7 | 11 | 11 | 4 |  | 8.4 | 0 | 2
2004-08-13 | 6.2 | 9 | 7 | 6 | 9 | 0 |  | 6.2 | 0 | 3
2004-08-14 | 9 | 11 | 13 | 9 | 6 | 6 |  | 9 | 0 | 2
2004-08-15 | 7 | 9 | 9 | 7 | 6 | 4 |  | 7 | 0 | 3
2004-08-16 | 6.4 | 4 | 7 | 7 | 7 | 7 |  | 6.4 | 0 | 5
2004-08-17 | 16.6 | 19 | 19 | 13 | 19 | 13 |  | 16.6 | 0 | 0
2004-08-18 | 7 | 7 | 9 | 9 | 6 | 4 |  | 7 | 0 | 3
2004-08-19 | 10.8 | 13 | 7 | 4 | 17 | 13 |  | 10.8 | 0 | 2
2004-08-20 | 3.6 | 7 | 0 | 4 | 7 | 0 |  | 3.6 | 0 | 5
2004-08-21 | 6.8 | 11 | 11 | 4 | 4 | 4 |  | 6.8 | 0 | 3
2004-08-22 | 19.4 | 15 | 19 | 22 | 22 | 19 |  | 19.4 | 0 | 0
2004-08-23 | 18.4 | 15 | 17 | 20 | 20 | 20 |  | 18.4 | 0 | 0
2004-08-24 | 9 | 6 | 6 | 11 | 9 | 13 |  | 9 | 0 | 2
2004-08-25 | 2.4 | 4 | 4 | 4 | 0 | 0 |  | 2.4 | 0 | 5
2004-08-26 | 4 | 7 | 7 | 0 | 0 | 6 |  | 4 | 0 | 5
2004-08-27 | 5 | 7 | 4 | 0 | 7 | 7 |  | 5 | 0 | 5
2004-08-28 | 7.8 | 9 | 13 | 7 | 4 | 6 |  | 7.8 | 0 | 3
2004-08-29 | 6.8 | 9 | 7 | 7 | 7 | 4 |  | 6.8 | 0 | 4
2004-08-30 | 11.8 | 11 | 7 | 6 | 13 | 22 |  | 11.8 | 0 | 2
2004-08-31 | 11 | 9 | 11 | 11 | 9 | 15 |  | 11 | 0 | 0
2004-09-01 | 11 | 7 | 11 | 7 | 13 | 17 |  | 11 | 0 | 2
2004-09-02 | 11.6 | 7 | 9 | 11 | 22 | 9 |  | 11.6 | 0 | 1
2004-09-03 | 20.4 | 19 | 24 | 20 | 22 | 17 |  | 20.4 | 0 | 0
2004-09-04 | 10.8 | 4 | 11 | 13 | 11 | 15 |  | 10.8 | 0 | 1
2004-09-05 | 10.4 | 4 | 11 | 9 | 15 | 13 |  | 10.4 | 0 | 1
2004-09-06 | 2.2 | 7 | 0 | 4 | 0 | 0 |  | 2.2 | 0 | 5
2004-09-07 | 6.4 | 7 | 6 | 7 | 6 | 6 |  | 6.4 | 0 | 5
2004-09-08 | 6.8 | 6 | 6 | 6 | 9 | 7 |  | 6.8 | 0 | 4
2004-09-09 | 27 | 32 | 30 | 30 | 26 | 17 |  | 27 | 0 | 0
2004-09-10 | 7.4 | 7 | 7 | 7 | 7 | 9 |  | 7.4 | 0 | 4
2004-09-11 | 18.2 | 22 | 22 | 17 | 13 | 17 |  | 18.2 | 0 | 0
2004-09-12 | 6.8 | 6 | 9 | 6 | 6 | 7 |  | 6.8 | 0 | 4
2004-09-13 | 8 | 6 | 7 | 11 | 9 | 7 |  | 8 | 0 | 3
2004-09-14 | 5.8 | 4 | 4 | 6 | 6 | 9 |  | 5.8 | 0 | 4
2004-09-15 | 3.4 | 9 | 4 | 0 | 0 | 4 |  | 3.4 | 0 | 4
2004-09-16 | 5 | 7 | 4 | 6 | 4 | 4 |  | 5 | 0 | 5
2004-09-17 | 6.4 | 6 | 6 | 9 | 4 | 7 |  | 6.4 | 0 | 4
2004-09-18 | 9.6 | 7 | 13 | 9 | 15 | 4 |  | 9.6 | 0 | 2
2004-09-19 | 6.2 | 0 | 4 | 11 | 7 | 9 |  | 6.2 | 0 | 3
2004-09-20 | 7.2 | 4 | 9 | 9 | 7 | 7 |  | 7.2 | 0 | 3
2004-09-21 | 8 | 0 | 7 | 11 | 9 | 13 |  | 8 | 0 | 2
2004-09-22 | 20.6 | 26 | 19 | 22 | 19 | 17 |  | 20.6 | 0 | 0
2004-09-23 | 7 | 9 | 7 | 6 | 7 | 6 |  | 7 | 0 | 4
2004-09-24 | 3.4 | 0 | 7 | 6 | 4 | 0 |  | 3.4 | 0 | 5
2004-09-25 | 22 | 28 | 30 | 26 | 20 | 6 |  | 22 | 0 | 1
2004-09-26 | 8 | 13 | 11 | 9 | 7 | 0 |  | 8 | 0 | 2
2004-09-27 | 11.4 | 11 | 11 | 13 | 11 | 11 |  | 11.4 | 0 | 0
2004-09-28 | 8 | 6 | 4 | 6 | 7 | 17 |  | 8 | 0 | 4
2004-09-29 | 16.4 | 13 | 15 | 20 | 15 | 19 |  | 16.4 | 0 | 0
2004-09-30 | 4.2 | 4 | 4 | 6 | 0 | 7 |  | 4.2 | 0 | 5
2005-05-01 | 8.6 | 9 | 9 | 9 | 7 | 9 |  | 8.6 | 0 | 1
2005-05-02 | 8.2 | 13 | 7 | 7 | 7 | 7 |  | 8.2 | 0 | 4
2005-05-03 | 12.2 | 17 | 19 | 11 | 7 | 7 |  | 12.2 | 0 | 2
2005-05-04 | 9.2 | 15 | 15 | 7 | 9 | 0 |  | 9.2 | 0 | 2
2005-05-05 | 13.4 | 22 | 11 | 13 | 15 | 6 |  | 13.4 | 0 | 1
2005-05-06 | 15.8 | 6 | 11 | 20 | 22 | 20 |  | 15.8 | 0 | 1
2005-05-07 | 8.8 | 11 | 9 | 7 | 6 | 11 |  | 8.8 | 0 | 2
2005-05-08 | 7.4 | 6 | 11 | 6 | 7 | 7 |  | 7.4 | 0 | 4
2005-05-09 | 13 | 19 | 15 | 11 | 9 | 11 |  | 13 | 0 | 0
2005-05-10 | 17 | 19 | 17 | 17 | 17 | 15 |  | 17 | 0 | 0
2005-05-11 | 19.6 | 15 | 24 | 20 | 24 | 15 |  | 19.6 | 0 | 0
2005-05-12 | 13 | 19 | 17 | 13 | 9 | 7 |  | 13 | 0 | 1
2005-05-13 | 8.8 | 7 | 7 | 4 | 11 | 15 |  | 8.8 | 0 | 3
2005-05-14 | 17 | 13 | 20 | 22 | 15 | 15 |  | 17 | 0 | 0
2005-05-15 | 18.2 | 24 | 20 | 19 | 13 | 15 |  | 18.2 | 0 | 0
2005-05-16 | 4.6 | 4 | 0 | 0 | 15 | 4 |  | 4.6 | 0 | 4
2005-05-17 | 24.6 | 24 | 28 | 22 | 19 | 30 |  | 24.6 | 0 | 0
2005-05-18 | 7.2 | 9 | 7 | 9 | 7 | 4 |  | 7.2 | 0 | 3
2005-05-19 | 8.6 | 11 | 11 | 9 | 6 | 6 |  | 8.6 | 0 | 2
2005-05-20 | 10.8 | 15 | 9 | 6 | 13 | 11 |  | 10.8 | 0 | 1
2005-05-21 | 13 | 20 | 19 | 6 | 0 | 20 |  | 13 | 0 | 2
2005-05-22 | 4.8 | 6 | 4 | 0 | 7 | 7 |  | 4.8 | 0 | 5
2005-05-23 | 10.4 | 11 | 15 | 9 | 11 | 6 |  | 10.4 | 0 | 1
2005-05-24 | 16.6 | 13 | 19 | 19 | 15 | 17 |  | 16.6 | 0 | 0
2005-05-25 | 16.8 | 24 | 15 | 13 | 19 | 13 |  | 16.8 | 0 | 0
2005-05-26 | 13.4 | 13 | 15 | 15 | 13 | 11 |  | 13.4 | 0 | 0
2005-05-27 | 4 | 6 | 7 | 7 | 0 | 0 |  | 4 | 0 | 5
2005-05-28 | 9.4 | 9 | 7 | 11 | 11 | 9 |  | 9.4 | 0 | 1
2005-05-29 | 13 | 13 | 11 | 13 | 15 | 13 |  | 13 | 0 | 0
2005-05-30 | 18 | 20 | 17 | 15 | 19 | 19 |  | 18 | 0 | 0
2005-05-31 | 16.2 | 17 | 17 | 13 | 17 | 17 |  | 16.2 | 0 | 0
2005-06-01 | 11.6 | 15 | 9 | 15 | 6 | 13 |  | 11.6 | 0 | 1
2005-06-02 | 25.2 | 22 | 24 | 24 | 26 | 30 |  | 25.2 | 0 | 0
2005-06-03 | 26.6 | 33 | 30 | 20 | 24 | 26 |  | 26.6 | 0 | 0
2005-06-04 | 5.2 | 4 | 6 | 4 | 6 | 6 |  | 5.2 | 0 | 5
2005-06-05 | 5 | 0 | 4 | 11 | 6 | 4 |  | 5 | 0 | 4
2005-06-06 | 8.4 | 9 | 9 | 6 | 7 | 11 |  | 8.4 | 0 | 2
2005-06-07 | 27.2 | 28 | 30 | 30 | 22 | 26 |  | 27.2 | 0 | 0
2005-06-08 | 16.4 | 11 | 22 | 17 | 17 | 15 |  | 16.4 | 0 | 0
2005-06-09 | 9.8 | 4 | 6 | 11 | 15 | 13 |  | 9.8 | 0 | 2
2005-06-10 | 7.2 | 7 | 0 | 6 | 4 | 19 |  | 7.2 | 0 | 4
2005-06-11 | 5 | 4 | 11 | 6 | 4 | 0 |  | 5 | 0 | 4
2005-06-12 | 13 | 13 | 15 | 13 | 11 | 13 |  | 13 | 0 | 0
2005-06-13 | 7.2 | 7 | 7 | 11 | 4 | 7 |  | 7.2 | 0 | 4
2005-06-14 | 7.2 | 7 | 7 | 6 | 7 | 9 |  | 7.2 | 0 | 4
2005-06-15 | 10.6 | 9 | 15 | 9 | 11 | 9 |  | 10.6 | 0 | 0
2005-06-16 | 6 | 4 | 4 | 6 | 7 | 9 |  | 6 | 0 | 4
2005-06-17 | 8.2 | 4 | 4 | 11 | 11 | 11 |  | 8.2 | 0 | 2
2005-06-18 | 13.8 | 17 | 11 | 13 | 13 | 15 |  | 13.8 | 0 | 0
2005-06-19 | 7.2 | 9 | 7 | 7 | 7 | 6 |  | 7.2 | 0 | 4
2005-06-20 | 6.4 | 6 | 11 | 0 | 6 | 9 |  | 6.4 | 0 | 3
2005-06-21 | 5.4 | 6 | 6 | 9 | 6 | 0 |  | 5.4 | 0 | 4
2005-06-22 | 15.2 | 24 | 22 | 26 | 4 | 0 |  | 15.2 | 0 | 2
2005-06-23 | 21 | 22 | 22 | 22 | 20 | 19 |  | 21 | 0 | 0
2005-06-24 | 7.6 | 6 | 6 | 6 | 13 | 7 |  | 7.6 | 0 | 4
2005-06-25 | 7.2 | 7 | 9 | 9 | 7 | 4 |  | 7.2 | 0 | 3
2005-06-26 | 20 | 26 | 20 | 15 | 22 | 17 |  | 20 | 0 | 0
2005-06-27 | 6.4 | 0 | 7 | 7 | 7 | 11 |  | 6.4 | 0 | 4
2005-06-28 | 15.4 | 15 | 15 | 15 | 13 | 19 |  | 15.4 | 0 | 0
2005-06-29 | 13 | 13 | 15 | 13 | 11 | 13 |  | 13 | 0 | 0
2005-06-30 | 12.6 | 17 | 7 | 13 | 15 | 11 |  | 12.6 | 0 | 1
2005-07-01 | 11.6 | 11 | 15 | 4 | 15 | 13 |  | 11.6 | 0 | 1
2005-07-02 | 5.6 | 9 | 7 | 6 | 6 | 0 |  | 5.6 | 0 | 4
2005-07-03 | 20.4 | 22 | 17 | 24 | 20 | 19 |  | 20.4 | 0 | 0
2005-07-04 | 5.6 | 0 | 11 | 0 | 6 | 11 |  | 5.6 | 0 | 3
2005-07-05 | 7.2 | 9 | 7 | 7 | 6 | 7 |  | 7.2 | 0 | 4
2005-07-06 | 11.8 | 13 | 13 | 15 | 9 | 9 |  | 11.8 | 0 | 0
2005-07-07 | 12.6 | 11 | 13 | 11 | 13 | 15 |  | 12.6 | 0 | 0
2005-07-08 | 4.4 | 6 | 4 | 4 | 4 | 4 |  | 4.4 | 0 | 5
2005-07-09 | 18.8 | 9 | 20 | 17 | 24 | 24 |  | 18.8 | 0 | 0
2005-07-10 | 14.6 | 17 | 19 | 15 | 11 | 11 |  | 14.6 | 0 | 0
2005-07-11 | 16.4 | 9 | 17 | 15 | 24 | 17 |  | 16.4 | 0 | 0
2005-07-12 | 3.8 | 7 | 0 | 4 | 4 | 4 |  | 3.8 | 0 | 5
2005-07-13 | 17 | 19 | 19 | 15 | 19 | 13 |  | 17 | 0 | 0
2005-07-14 | 7.8 | 11 | 4 | 4 | 13 | 7 |  | 7.8 | 0 | 3
2005-07-15 | 6.2 | 9 | 6 | 9 | 0 | 7 |  | 6.2 | 0 | 3
2005-07-16 | 16.6 | 9 | 15 | 15 | 22 | 22 |  | 16.6 | 0 | 0
2005-07-17 | 17.8 | 20 | 26 | 19 | 9 | 15 |  | 17.8 | 0 | 0
2005-07-18 | 5 | 9 | 9 | 7 | 0 | 0 |  | 5 | 0 | 3
2005-07-19 | 5.2 | 6 | 6 | 7 | 7 | 0 |  | 5.2 | 0 | 5
2005-07-20 | 5 | 0 | 7 | 7 | 4 | 7 |  | 5 | 0 | 5
2005-07-21 | 13.2 | 11 | 13 | 20 | 7 | 15 |  | 13.2 | 0 | 1
2005-07-22 | 6.6 | 7 | 6 | 11 | 0 | 9 |  | 6.6 | 0 | 3
2005-07-23 | 19.2 | 28 | 26 | 20 | 15 | 7 |  | 19.2 | 0 | 1
2005-07-24 | 9.6 | 7 | 9 | 4 | 11 | 17 |  | 9.6 | 0 | 2
2005-07-25 | 5 | 6 | 0 | 6 | 13 | 0 |  | 5 | 0 | 4
2005-07-26 | 10.2 | 20 | 9 | 9 | 7 | 6 |  | 10.2 | 0 | 2
2005-07-27 | 8.4 | 9 | 9 | 13 | 7 | 4 |  | 8.4 | 0 | 2
2005-07-28 | 9.8 | 11 | 9 | 9 | 11 | 9 |  | 9.8 | 0 | 0
2005-07-29 | 7.4 | 7 | 6 | 9 | 9 | 6 |  | 7.4 | 0 | 3
2005-07-30 | 3.4 | 4 | 6 | 0 | 0 | 7 |  | 3.4 | 0 | 5
2005-07-31 | 5.8 | 6 | 4 | 6 | 4 | 9 |  | 5.8 | 0 | 4
2005-08-01 | 6.6 | 0 | 0 | 9 | 7 | 17 |  | 6.6 | 0 | 3
2005-08-02 | 6.8 | 9 | 6 | 9 | 4 | 6 |  | 6.8 | 0 | 3
2005-08-03 | 8.6 | 4 | 11 | 11 | 11 | 6 |  | 8.6 | 0 | 2
2005-08-04 | 12.2 | 13 | 13 | 11 | 17 | 7 |  | 12.2 | 0 | 1
2005-08-05 | 8.2 | 11 | 9 | 6 | 9 | 6 |  | 8.2 | 0 | 2
2005-08-06 | 16 | 20 | 15 | 17 | 15 | 13 |  | 16 | 0 | 0
2005-08-07 | 31.6 | 24 | 35 | 32 | 35 | 32 |  | 31.6 | 0 | 0
2005-08-08 | 11.8 | 7 | 15 | 13 | 11 | 13 |  | 11.8 | 0 | 1
2005-08-09 | 1.4 | 0 | 0 | 0 | 0 | 7 |  | 1.4 | 0 | 5
2005-08-10 | 19.6 | 20 | 15 | 17 | 24 | 22 |  | 19.6 | 0 | 0
2005-08-11 | 6.4 | 11 | 7 | 7 | 7 | 0 |  | 6.4 | 0 | 4
2005-08-12 | 10.2 | 9 | 15 | 6 | 4 | 17 |  | 10.2 | 0 | 2
2005-08-13 | 6.8 | 6 | 6 | 6 | 7 | 9 |  | 6.8 | 0 | 4
2005-08-14 | 5.4 | 19 | 4 | 4 | 0 | 0 |  | 5.4 | 0 | 4
2005-08-15 | 3.6 | 6 | 0 | 6 | 6 | 0 |  | 3.6 | 0 | 5
2005-08-16 | 9 | 13 | 7 | 7 | 9 | 9 |  | 9 | 0 | 2
2005-08-17 | 9.4 | 7 | 7 | 11 | 9 | 13 |  | 9.4 | 0 | 2
2005-08-18 | 8.8 | 7 | 11 | 6 | 11 | 9 |  | 8.8 | 0 | 2
2005-08-19 | 5.2 | 4 | 6 | 9 | 7 | 0 |  | 5.2 | 0 | 4
2005-08-20 | 5.4 | 4 | 7 | 4 | 6 | 6 |  | 5.4 | 0 | 5
2005-08-21 | 6 | 6 | 4 | 7 | 6 | 7 |  | 6 | 0 | 5
2005-08-22 | 19 | 26 | 26 | 17 | 13 | 13 |  | 19 | 0 | 0
2005-08-23 | 10.6 | 7 | 9 | 4 | 13 | 20 |  | 10.6 | 0 | 2
2005-08-24 | 40.4 | 32 | 37 | 46 | 39 | 48 |  | 40.4 | 0 | 0
2005-08-25 | 20 | 22 | 22 | 19 | 20 | 17 |  | 20 | 0 | 0
2005-08-26 | 5.2 | 0 | 4 | 9 | 13 | 0 |  | 5.2 | 0 | 3
2005-08-27 | 7.2 | 4 | 11 | 7 | 7 | 7 |  | 7.2 | 0 | 4
2005-08-28 | 3.8 | 6 | 7 | 0 | 6 | 0 |  | 3.8 | 0 | 5
2005-08-29 | 10.8 | 13 | 11 | 7 | 19 | 4 |  | 10.8 | 0 | 2
2005-08-30 | 10 | 17 | 17 | 9 | 0 | 7 |  | 10 | 0 | 2
2005-08-31 | 13.8 | 19 | 9 | 7 | 19 | 15 |  | 13.8 | 0 | 1
2005-09-01 | 7 | 11 | 7 | 9 | 4 | 4 |  | 7 | 0 | 3
2005-09-02 | 5.8 | 7 | 9 | 7 | 0 | 6 |  | 5.8 | 0 | 4
2005-09-03 | 12.2 | 13 | 13 | 15 | 9 | 11 |  | 12.2 | 0 | 0
2005-09-04 | 4.8 | 11 | 9 | 4 | 0 | 0 |  | 4.8 | 0 | 3
2005-09-05 | 8.8 | 7 | 15 | 9 | 6 | 7 |  | 8.8 | 0 | 3
2005-09-06 | 3.8 | 7 | 0 | 0 | 6 | 6 |  | 3.8 | 0 | 5
2005-09-07 | 4.8 | 11 | 6 | 0 | 0 | 7 |  | 4.8 | 0 | 4
2005-09-08 | 2.4 | 6 | 6 | 0 | 0 | 0 |  | 2.4 | 0 | 5
2005-09-09 | 8.6 | 7 | 7 | 9 | 11 | 9 |  | 8.6 | 0 | 2
2005-09-10 | 30.2 | 30 | 39 | 30 | 30 | 22 |  | 30.2 | 0 | 0
2005-09-11 | 23.4 | 22 | 26 | 28 | 19 | 22 |  | 23.4 | 0 | 0
2005-09-12 | 10.8 | 11 | 11 | 4 | 13 | 15 |  | 10.8 | 0 | 1
2005-09-13 | 5.6 | 4 | 4 | 9 | 7 | 4 |  | 5.6 | 0 | 4
2005-09-14 | 9 | 4 | 17 | 11 | 9 | 4 |  | 9 | 0 | 2
2005-09-15 | 4.8 | 4 | 4 | 0 | 7 | 9 |  | 4.8 | 0 | 4
2005-09-16 | 18 | 17 | 17 | 19 | 20 | 17 |  | 18 | 0 | 0
2005-09-17 | 8.6 | 9 | 9 | 9 | 7 | 9 |  | 8.6 | 0 | 1
2005-09-18 | 6.2 | 6 | 0 | 6 | 4 | 15 |  | 6.2 | 0 | 4
2005-09-19 | 12.4 | 13 | 7 | 7 | 9 | 26 |  | 12.4 | 0 | 2
2005-09-20 | 10 | 11 | 15 | 7 | 11 | 6 |  | 10 | 0 | 2
2005-09-21 | 9.8 | 9 | 13 | 7 | 11 | 9 |  | 9.8 | 0 | 1
2005-09-22 | 6.4 | 4 | 4 | 6 | 11 | 7 |  | 6.4 | 0 | 4
2005-09-23 | 3.4 | 0 | 0 | 11 | 6 | 0 |  | 3.4 | 0 | 4
2005-09-24 | 4.4 | 9 | 7 | 0 | 0 | 6 |  | 4.4 | 0 | 4
2005-09-25 | 6.4 | 13 | 6 | 7 | 6 | 0 |  | 6.4 | 0 | 4
2005-09-26 | 9 | 15 | 9 | 6 | 9 | 6 |  | 9 | 0 | 2
2005-09-27 | 10.8 | 11 | 15 | 11 | 11 | 6 |  | 10.8 | 0 | 1
2005-09-28 | 9.8 | 7 | 11 | 11 | 9 | 11 |  | 9.8 | 0 | 1
2005-09-29 | 9.4 | 20 | 11 | 6 | 6 | 4 |  | 9.4 | 0 | 3
2005-09-30 | 18.4 | 20 | 22 | 22 | 15 | 13 |  | 18.4 | 0 | 0
2006-05-01 | 1.6 | 4 | 0 | 0 | 0 | 4 |  | 1.6 | 0 | 5
2006-05-02 | 31 | 24 | 30 | 28 | 30 | 43 |  | 31 | 0 | 0
2006-05-03 | 20.4 | 17 | 13 | 26 | 22 | 24 |  | 20.4 | 0 | 0
2006-05-04 | 4.4 | 4 | 0 | 11 | 7 | 0 |  | 4.4 | 0 | 4
2006-05-05 | 4.8 | 4 | 4 | 4 | 6 | 6 |  | 4.8 | 0 | 5
2006-05-06 | 10 | 17 | 17 | 0 | 7 | 9 |  | 10 | 0 | 2
2006-05-07 | 4.4 | 4 | 0 | 7 | 7 | 4 |  | 4.4 | 0 | 5
2006-05-08 | 20.4 | 17 | 20 | 24 | 28 | 13 |  | 20.4 | 0 | 0
2006-05-09 | 18 | 19 | 17 | 20 | 17 | 17 |  | 18 | 0 | 0
2006-05-10 | 7.8 | 13 | 11 | 9 | 0 | 6 |  | 7.8 | 0 | 2
2006-05-11 | 10.8 | 7 | 4 | 13 | 15 | 15 |  | 10.8 | 0 | 2
2006-05-12 | 22.4 | 7 | 22 | 30 | 20 | 33 |  | 22.4 | 0 | 1
2006-05-13 | 12.6 | 17 | 13 | 13 | 13 | 7 |  | 12.6 | 0 | 1
2006-05-14 | 5 | 6 | 7 | 6 | 6 | 0 |  | 5 | 0 | 5
2006-05-15 | 5.4 | 4 | 9 | 4 | 4 | 6 |  | 5.4 | 0 | 4
2006-05-16 | 4.6 | 4 | 6 | 9 | 4 | 0 |  | 4.6 | 0 | 4
2006-05-17 | 6.8 | 9 | 4 | 6 | 4 | 11 |  | 6.8 | 0 | 3
2006-05-18 | 4.2 | 6 | 6 | 9 | 0 | 0 |  | 4.2 | 0 | 4
2006-05-19 | 9 | 4 | 17 | 4 | 11 | 9 |  | 9 | 0 | 2
2006-05-20 | 14 | 19 | 19 | 17 | 11 | 4 |  | 14 | 0 | 1
2006-05-21 | 6.2 | 7 | 11 | 6 | 7 | 0 |  | 6.2 | 0 | 4
2006-05-22 | 4 | 9 | 0 | 0 | 7 | 4 |  | 4 | 0 | 4
2006-05-23 | 8.6 | 13 | 13 | 11 | 6 | 0 |  | 8.6 | 0 | 2
2006-05-24 | 6.4 | 6 | 7 | 9 | 4 | 6 |  | 6.4 | 0 | 4
2006-05-25 | 10.2 | 11 | 9 | 9 | 11 | 11 |  | 10.2 | 0 | 0
2006-05-26 | 8.6 | 6 | 11 | 9 | 11 | 6 |  | 8.6 | 0 | 2
2006-05-27 | 16.2 | 19 | 19 | 17 | 15 | 11 |  | 16.2 | 0 | 0
2006-05-28 | 11 | 9 | 11 | 11 | 13 | 11 |  | 11 | 0 | 0
2006-05-29 | 6 | 9 | 4 | 4 | 7 | 6 |  | 6 | 0 | 4
2006-05-30 | 8.6 | 13 | 11 | 6 | 6 | 7 |  | 8.6 | 0 | 3
2006-05-31 | 6 | 4 | 9 | 7 | 4 | 6 |  | 6 | 0 | 4
2006-06-01 | 5.6 | 9 | 7 | 6 | 0 | 6 |  | 5.6 | 0 | 4
2006-06-02 | 11 | 9 | 11 | 15 | 9 | 11 |  | 11 | 0 | 0
2006-06-03 | 20.4 | 22 | 13 | 11 | 28 | 28 |  | 20.4 | 0 | 0
2006-06-04 | 10.2 | 11 | 11 | 9 | 9 | 11 |  | 10.2 | 0 | 0
2006-06-05 | 20 | 22 | 22 | 19 | 15 | 22 |  | 20 | 0 | 0
2006-06-06 | 6.6 | 11 | 4 | 11 | 7 | 0 |  | 6.6 | 0 | 3
2006-06-07 | 7.6 | 6 | 9 | 7 | 7 | 9 |  | 7.6 | 0 | 3
2006-06-08 | 9.6 | 19 | 7 | 6 | 7 | 9 |  | 9.6 | 0 | 3
2006-06-09 | 12.6 | 13 | 11 | 9 | 13 | 17 |  | 12.6 | 0 | 0
2006-06-10 | 15.4 | 17 | 17 | 13 | 15 | 15 |  | 15.4 | 0 | 0
2006-06-11 | 17.6 | 6 | 6 | 37 | 24 | 15 |  | 17.6 | 0 | 2
2006-06-12 | 10.2 | 11 | 13 | 9 | 7 | 11 |  | 10.2 | 0 | 1
2006-06-13 | 9.2 | 4 | 7 | 9 | 11 | 15 |  | 9.2 | 0 | 2
2006-06-14 | 9.8 | 4 | 19 | 11 | 15 | 0 |  | 9.8 | 0 | 2
2006-06-15 | 21.6 | 19 | 17 | 22 | 26 | 24 |  | 21.6 | 0 | 0
2006-06-16 | 22.2 | 26 | 20 | 26 | 19 | 20 |  | 22.2 | 0 | 0
2006-06-17 | 7 | 7 | 0 | 11 | 6 | 11 |  | 7 | 0 | 3
2006-06-18 | 14.2 | 15 | 13 | 17 | 17 | 9 |  | 14.2 | 0 | 0
2006-06-19 | 6.6 | 7 | 9 | 11 | 6 | 0 |  | 6.6 | 0 | 3
2006-06-20 | 14.2 | 11 | 13 | 17 | 15 | 15 |  | 14.2 | 0 | 0
2006-06-21 | 17.4 | 24 | 24 | 11 | 15 | 13 |  | 17.4 | 0 | 0
2006-06-22 | 4.4 | 6 | 0 | 7 | 9 | 0 |  | 4.4 | 0 | 4
2006-06-23 | 8.8 | 9 | 6 | 9 | 9 | 11 |  | 8.8 | 0 | 1
2006-06-24 | 2.8 | 0 | 0 | 6 | 4 | 4 |  | 2.8 | 0 | 5
2006-06-25 | 8 | 6 | 7 | 11 | 7 | 9 |  | 8 | 0 | 3
2006-06-26 | 4 | 6 | 6 | 4 | 0 | 4 |  | 4 | 0 | 5
2006-06-27 | 14.6 | 17 | 15 | 17 | 11 | 13 |  | 14.6 | 0 | 0
2006-06-28 | 12.2 | 13 | 15 | 15 | 9 | 9 |  | 12.2 | 0 | 0
2006-06-29 | 26.8 | 20 | 17 | 32 | 33 | 32 |  | 26.8 | 0 | 0
2006-06-30 | 7.4 | 11 | 6 | 7 | 7 | 6 |  | 7.4 | 0 | 4
2006-07-01 | 8.8 | 6 | 11 | 7 | 11 | 9 |  | 8.8 | 0 | 2
2006-07-02 | 5 | 6 | 0 | 4 | 9 | 6 |  | 5 | 0 | 4
2006-07-03 | 5.8 | 11 | 7 | 4 | 0 | 7 |  | 5.8 | 0 | 4
2006-07-04 | 3.2 | 0 | 0 | 6 | 6 | 4 |  | 3.2 | 0 | 5
2006-07-05 | 8.2 | 6 | 9 | 11 | 11 | 4 |  | 8.2 | 0 | 2
2006-07-06 | 11.8 | 11 | 0 | 0 | 22 | 26 |  | 11.8 | 0 | 2
2006-07-07 | 13.6 | 9 | 9 | 15 | 15 | 20 |  | 13.6 | 0 | 0
2006-07-08 | 11.6 | 17 | 13 | 13 | 6 | 9 |  | 11.6 | 0 | 1
2006-07-09 | 9.2 | 11 | 9 | 11 | 9 | 6 |  | 9.2 | 0 | 1
2006-07-10 | 7.2 | 6 | 9 | 11 | 6 | 4 |  | 7.2 | 0 | 3
2006-07-11 | 8.8 | 17 | 4 | 7 | 7 | 9 |  | 8.8 | 0 | 3
2006-07-12 | 9.6 | 7 | 15 | 11 | 11 | 4 |  | 9.6 | 0 | 2
2006-07-13 | 17.8 | 7 | 15 | 17 | 26 | 24 |  | 17.8 | 0 | 1
2006-07-14 | 7.2 | 9 | 9 | 11 | 0 | 7 |  | 7.2 | 0 | 2
2006-07-15 | 10.2 | 13 | 11 | 6 | 15 | 6 |  | 10.2 | 0 | 2
2006-07-16 | 16.2 | 9 | 19 | 17 | 19 | 17 |  | 16.2 | 0 | 0
2006-07-17 | 14.6 | 15 | 13 | 15 | 13 | 17 |  | 14.6 | 0 | 0
2006-07-18 | 19.6 | 26 | 22 | 20 | 15 | 15 |  | 19.6 | 0 | 0
2006-07-19 | 7 | 0 | 15 | 7 | 9 | 4 |  | 7 | 0 | 3
2006-07-20 | 8.8 | 11 | 9 | 4 | 13 | 7 |  | 8.8 | 0 | 2
2006-07-21 | 1.4 | 0 | 0 | 7 | 0 | 0 |  | 1.4 | 0 | 5
2006-07-22 | 6.2 | 7 | 11 | 6 | 7 | 0 |  | 6.2 | 0 | 4
2006-07-23 | 9.6 | 6 | 9 | 13 | 11 | 9 |  | 9.6 | 0 | 1
2006-07-24 | 2.8 | 6 | 4 | 0 | 0 | 4 |  | 2.8 | 0 | 5
2006-07-25 | 6.8 | 13 | 6 | 6 | 0 | 9 |  | 6.8 | 0 | 3
2006-07-26 | 8.4 | 7 | 15 | 9 | 7 | 4 |  | 8.4 | 0 | 3
2006-07-27 | 16.2 | 28 | 28 | 9 | 9 | 7 |  | 16.2 | 0 | 1
2006-07-28 | 13.8 | 11 | 11 | 7 | 20 | 20 |  | 13.8 | 0 | 1
2006-07-29 | 13.8 | 15 | 17 | 17 | 13 | 7 |  | 13.8 | 0 | 1
2006-07-30 | 13.4 | 17 | 19 | 9 | 15 | 7 |  | 13.4 | 0 | 1
2006-07-31 | 11.8 | 20 | 13 | 15 | 11 | 0 |  | 11.8 | 0 | 1
2006-08-01 | 7.8 | 7 | 7 | 7 | 9 | 9 |  | 7.8 | 0 | 3
2006-08-02 | 6.6 | 7 | 9 | 6 | 0 | 11 |  | 6.6 | 0 | 3
2006-08-03 | 16.8 | 22 | 17 | 15 | 17 | 13 |  | 16.8 | 0 | 0
2006-08-04 | 9.8 | 7 | 9 | 9 | 11 | 13 |  | 9.8 | 0 | 1
2006-08-05 | 13.8 | 19 | 11 | 17 | 15 | 7 |  | 13.8 | 0 | 1
2006-08-06 | 7.8 | 11 | 7 | 7 | 7 | 7 |  | 7.8 | 0 | 4
2006-08-07 | 7.4 | 9 | 11 | 4 | 9 | 4 |  | 7.4 | 0 | 2
2006-08-08 | 7.6 | 7 | 11 | 9 | 4 | 7 |  | 7.6 | 0 | 3
2006-08-09 | 17.2 | 6 | 20 | 20 | 20 | 20 |  | 17.2 | 0 | 1
2006-08-10 | 5 | 6 | 7 | 4 | 4 | 4 |  | 5 | 0 | 5
2006-08-11 | 4.2 | 4 | 0 | 4 | 6 | 7 |  | 4.2 | 0 | 5
2006-08-12 | 13.6 | 19 | 15 | 20 | 7 | 7 |  | 13.6 | 0 | 2
2006-08-13 | 3.2 | 0 | 4 | 6 | 6 | 0 |  | 3.2 | 0 | 5
2006-08-14 | 4.4 | 4 | 7 | 7 | 0 | 4 |  | 4.4 | 0 | 5
2006-08-15 | 19.2 | 28 | 22 | 20 | 17 | 9 |  | 19.2 | 0 | 0
2006-08-16 | 6.2 | 7 | 4 | 7 | 7 | 6 |  | 6.2 | 0 | 5
2006-08-17 | 7.6 | 7 | 6 | 7 | 11 | 7 |  | 7.6 | 0 | 4
2006-08-18 | 8.2 | 11 | 9 | 11 | 4 | 6 |  | 8.2 | 0 | 2
2006-08-19 | 7.2 | 0 | 6 | 0 | 19 | 11 |  | 7.2 | 0 | 3
2006-08-20 | 3.4 | 7 | 4 | 6 | 0 | 0 |  | 3.4 | 0 | 5
2006-08-21 | 3.2 | 6 | 0 | 4 | 0 | 6 |  | 3.2 | 0 | 5
2006-08-22 | 3.8 | 4 | 4 | 0 | 7 | 4 |  | 3.8 | 0 | 5
2006-08-23 | 7 | 19 | 0 | 7 | 9 | 0 |  | 7 | 0 | 3
2006-08-24 | 6.2 | 9 | 0 | 9 | 7 | 6 |  | 6.2 | 0 | 3
2006-08-25 | 18.2 | 17 | 11 | 17 | 24 | 22 |  | 18.2 | 0 | 0
2006-08-26 | 6.2 | 7 | 6 | 7 | 4 | 7 |  | 6.2 | 0 | 5
2006-08-27 | 4.8 | 13 | 0 | 4 | 7 | 0 |  | 4.8 | 0 | 4
2006-08-28 | 8 | 9 | 11 | 9 | 4 | 7 |  | 8 | 0 | 2
2006-08-29 | 8.2 | 13 | 4 | 4 | 9 | 11 |  | 8.2 | 0 | 2
2006-08-30 | 19.4 | 15 | 15 | 22 | 26 | 19 |  | 19.4 | 0 | 0
2006-08-31 | 19 | 13 | 17 | 28 | 22 | 15 |  | 19 | 0 | 0
2006-09-01 | 12.6 | 13 | 13 | 15 | 11 | 11 |  | 12.6 | 0 | 0
2006-09-02 | 7 | 9 | 7 | 6 | 6 | 7 |  | 7 | 0 | 4
2006-09-03 | 5.6 | 7 | 4 | 0 | 4 | 13 |  | 5.6 | 0 | 4
2006-09-04 | 2.2 | 0 | 11 | 0 | 0 | 0 |  | 2.2 | 0 | 4
2006-09-05 | 6.2 | 7 | 9 | 9 | 0 | 6 |  | 6.2 | 0 | 3
2006-09-06 | 5 | 7 | 0 | 7 | 7 | 4 |  | 5 | 0 | 5
2006-09-07 | 6.4 | 9 | 0 | 9 | 7 | 7 |  | 6.4 | 0 | 3
2006-09-08 | 7 | 11 | 7 | 7 | 6 | 4 |  | 7 | 0 | 4
2006-09-09 | 7.2 | 6 | 11 | 11 | 4 | 4 |  | 7.2 | 0 | 3
2006-09-10 | 18.4 | 15 | 19 | 17 | 19 | 22 |  | 18.4 | 0 | 0
2006-09-11 | 3.4 | 6 | 0 | 0 | 4 | 7 |  | 3.4 | 0 | 5
2006-09-12 | 19 | 17 | 13 | 19 | 24 | 22 |  | 19 | 0 | 0
2006-09-13 | 21.8 | 37 | 22 | 26 | 15 | 9 |  | 21.8 | 0 | 0
2006-09-14 | 22.4 | 20 | 20 | 24 | 24 | 24 |  | 22.4 | 0 | 0
2006-09-15 | 20.8 | 19 | 20 | 24 | 19 | 22 |  | 20.8 | 0 | 0
2006-09-16 | 26.4 | 26 | 26 | 24 | 28 | 28 |  | 26.4 | 0 | 0
2006-09-17 | 25.2 | 22 | 24 | 26 | 26 | 28 |  | 25.2 | 0 | 0
2006-09-18 | 9.8 | 11 | 11 | 9 | 9 | 9 |  | 9.8 | 0 | 0
2006-09-19 | 8.4 | 11 | 9 | 9 | 4 | 9 |  | 8.4 | 0 | 1
2006-09-20 | 2.6 | 7 | 6 | 0 | 0 | 0 |  | 2.6 | 0 | 5
2006-09-21 | 9 | 9 | 7 | 9 | 11 | 9 |  | 9 | 0 | 1
2006-09-22 | 28.8 | 32 | 32 | 30 | 28 | 22 |  | 28.8 | 0 | 0
2006-09-23 | 4.6 | 7 | 7 | 9 | 0 | 0 |  | 4.6 | 0 | 4
2006-09-24 | 4 | 6 | 0 | 4 | 4 | 6 |  | 4 | 0 | 5
2006-09-25 | 6.8 | 7 | 9 | 7 | 11 | 0 |  | 6.8 | 0 | 3
2006-09-26 | 18.4 | 19 | 15 | 26 | 15 | 17 |  | 18.4 | 0 | 0
2006-09-27 | 4.2 | 6 | 7 | 4 | 0 | 4 |  | 4.2 | 0 | 5
2006-09-28 | 20.6 | 22 | 20 | 22 | 20 | 19 |  | 20.6 | 0 | 0
2006-09-29 | 6.6 | 7 | 11 | 4 | 4 | 7 |  | 6.6 | 0 | 4
2006-09-30 | 7 | 6 | 9 | 6 | 7 | 7 |  | 7 | 0 | 4
2007-05-01 | 6.8 | 9 | 9 | 6 | 6 | 4 |  | 6.8 | 0 | 3
2007-05-02 | 12.2 | 15 | 13 | 11 | 15 | 7 |  | 12.2 | 0 | 1
2007-05-03 | 16.6 | 17 | 15 | 15 | 19 | 17 |  | 16.6 | 0 | 0
2007-05-04 | 16.2 | 13 | 19 | 13 | 19 | 17 |  | 16.2 | 0 | 0
2007-05-05 | 11.2 | 15 | 17 | 17 | 7 | 0 |  | 11.2 | 0 | 2
2007-05-06 | 12.8 | 13 | 19 | 15 | 13 | 4 |  | 12.8 | 0 | 1
2007-05-07 | 16 | 28 | 17 | 15 | 11 | 9 |  | 16 | 0 | 0
2007-05-08 | 13 | 17 | 9 | 15 | 11 | 13 |  | 13 | 0 | 0
2007-05-09 | 29.8 | 28 | 28 | 32 | 33 | 28 |  | 29.8 | 0 | 0
2007-05-10 | 16.6 | 15 | 17 | 17 | 17 | 17 |  | 16.6 | 0 | 0
2007-05-11 | 3.8 | 7 | 0 | 6 | 6 | 0 |  | 3.8 | 0 | 5
2007-05-12 | 5.4 | 4 | 7 | 6 | 4 | 6 |  | 5.4 | 0 | 5
2007-05-13 | 4.2 | 0 | 4 | 4 | 9 | 4 |  | 4.2 | 0 | 4
2007-05-14 | 12.2 | 13 | 9 | 9 | 13 | 17 |  | 12.2 | 0 | 0
2007-05-15 | 5.8 | 9 | 7 | 0 | 0 | 13 |  | 5.8 | 0 | 3
2007-05-16 | 15 | 17 | 19 | 13 | 15 | 11 |  | 15 | 0 | 0
2007-05-17 | 4.6 | 0 | 6 | 9 | 4 | 4 |  | 4.6 | 0 | 4
2007-05-18 | 23.6 | 28 | 26 | 20 | 22 | 22 |  | 23.6 | 0 | 0
2007-05-19 | 26 | 32 | 26 | 22 | 26 | 24 |  | 26 | 0 | 0
2007-05-20 | 12.2 | 0 | 9 | 22 | 13 | 17 |  | 12.2 | 0 | 1
2007-05-21 | 23 | 13 | 26 | 30 | 26 | 20 |  | 23 | 0 | 0
2007-05-22 | 19 | 20 | 20 | 19 | 17 | 19 |  | 19 | 0 | 0
2007-05-23 | 18.6 | 19 | 19 | 15 | 20 | 20 |  | 18.6 | 0 | 0
2007-05-24 | 22.8 | 24 | 22 | 26 | 22 | 20 |  | 22.8 | 0 | 0
2007-05-25 | 3 | 0 | 4 | 4 | 0 | 7 |  | 3 | 0 | 5
2007-05-26 | 4.6 | 9 | 4 | 0 | 6 | 4 |  | 4.6 | 0 | 4
2007-05-27 | 7.2 | 0 | 7 | 9 | 9 | 11 |  | 7.2 | 0 | 2
2007-05-28 | 18.4 | 7 | 7 | 13 | 30 | 35 |  | 18.4 | 0 | 2
2007-05-29 | 14.8 | 20 | 15 | 11 | 13 | 15 |  | 14.8 | 0 | 0
2007-05-30 | 4.2 | 0 | 4 | 6 | 7 | 4 |  | 4.2 | 0 | 5
2007-05-31 | 10.2 | 13 | 11 | 11 | 7 | 9 |  | 10.2 | 0 | 1
2007-06-01 | 9.4 | 13 | 9 | 13 | 6 | 6 |  | 9.4 | 0 | 2
2007-06-02 | 9 | 15 | 13 | 6 | 7 | 4 |  | 9 | 0 | 3
2007-06-03 | 9.8 | 4 | 0 | 17 | 17 | 11 |  | 9.8 | 0 | 2
2007-06-04 | 7 | 9 | 7 | 7 | 6 | 6 |  | 7 | 0 | 4
2007-06-05 | 5 | 4 | 4 | 4 | 4 | 9 |  | 5 | 0 | 4
2007-06-06 | 13.2 | 11 | 13 | 9 | 11 | 22 |  | 13.2 | 0 | 0
2007-06-07 | 15.8 | 19 | 19 | 15 | 17 | 9 |  | 15.8 | 0 | 0
2007-06-08 | 16 | 15 | 15 | 20 | 15 | 15 |  | 16 | 0 | 0
2007-06-09 | 7 | 7 | 7 | 11 | 6 | 4 |  | 7 | 0 | 4
2007-06-10 | 18.6 | 11 | 20 | 19 | 19 | 24 |  | 18.6 | 0 | 0
2007-06-11 | 13.4 | 19 | 11 | 15 | 13 | 9 |  | 13.4 | 0 | 0
2007-06-12 | 15.6 | 9 | 20 | 19 | 17 | 13 |  | 15.6 | 0 | 0
2007-06-13 | 10.6 | 19 | 19 | 9 | 0 | 6 |  | 10.6 | 0 | 2
2007-06-14 | 10.8 | 13 | 13 | 11 | 11 | 6 |  | 10.8 | 0 | 1
2007-06-15 | 7.6 | 4 | 7 | 9 | 7 | 11 |  | 7.6 | 0 | 3
2007-06-16 | 2.8 | 0 | 4 | 0 | 6 | 4 |  | 2.8 | 0 | 5
2007-06-17 | 10 | 9 | 6 | 11 | 13 | 11 |  | 10 | 0 | 1
2007-06-18 | 4.2 | 0 | 4 | 4 | 4 | 9 |  | 4.2 | 0 | 4
2007-06-19 | 15 | 24 | 24 | 9 | 7 | 11 |  | 15 | 0 | 1
2007-06-20 | 12.8 | 0 | 19 | 19 | 15 | 11 |  | 12.8 | 0 | 1
2007-06-21 | 8.4 | 11 | 9 | 7 | 11 | 4 |  | 8.4 | 0 | 2
2007-06-22 | 9.2 | 9 | 13 | 9 | 9 | 6 |  | 9.2 | 0 | 1
2007-06-23 | 10.2 | 11 | 15 | 7 | 9 | 9 |  | 10.2 | 0 | 1
2007-06-24 | 4.6 | 0 | 6 | 7 | 6 | 4 |  | 4.6 | 0 | 5
2007-06-25 | 10.2 | 9 | 9 | 11 | 11 | 11 |  | 10.2 | 0 | 0
2007-06-26 | 18.4 | 20 | 20 | 13 | 17 | 22 |  | 18.4 | 0 | 0
2007-06-27 | 13.6 | 11 | 13 | 20 | 15 | 9 |  | 13.6 | 0 | 0
2007-06-28 | 11 | 9 | 9 | 13 | 13 | 11 |  | 11 | 0 | 0
2007-06-29 | 5.6 | 6 | 4 | 7 | 11 | 0 |  | 5.6 | 0 | 4
2007-06-30 | 21.8 | 20 | 26 | 20 | 24 | 19 |  | 21.8 | 0 | 0
2007-07-01 | 9.4 | 13 | 9 | 7 | 7 | 11 |  | 9.4 | 0 | 2
2007-07-02 | 11 | 13 | 13 | 11 | 11 | 7 |  | 11 | 0 | 1
2007-07-03 | 8.6 | 9 | 4 | 13 | 11 | 6 |  | 8.6 | 0 | 2
2007-07-04 | 7.4 | 6 | 7 | 11 | 9 | 4 |  | 7.4 | 0 | 3
2007-07-05 | 5.6 | 11 | 9 | 0 | 4 | 4 |  | 5.6 | 0 | 3
2007-07-06 | 10.8 | 13 | 4 | 0 | 11 | 26 |  | 10.8 | 0 | 2
2007-07-07 | 18.2 | 11 | 13 | 13 | 30 | 24 |  | 18.2 | 0 | 0
2007-07-08 | 15.6 | 9 | 15 | 19 | 20 | 15 |  | 15.6 | 0 | 0
2007-07-09 | 9.6 | 17 | 17 | 7 | 0 | 7 |  | 9.6 | 0 | 3
2007-07-10 | 1.6 | 0 | 4 | 0 | 0 | 4 |  | 1.6 | 0 | 5
2007-07-11 | 5.2 | 7 | 0 | 7 | 6 | 6 |  | 5.2 | 0 | 5
2007-07-12 | 5.8 | 9 | 7 | 7 | 0 | 6 |  | 5.8 | 0 | 4
2007-07-13 | 6.8 | 4 | 7 | 9 | 7 | 7 |  | 6.8 | 0 | 4
2007-07-14 | 5.6 | 9 | 7 | 0 | 6 | 6 |  | 5.6 | 0 | 4
2007-07-15 | 7.2 | 7 | 4 | 4 | 17 | 4 |  | 7.2 | 0 | 4
2007-07-16 | 10.8 | 9 | 13 | 6 | 13 | 13 |  | 10.8 | 0 | 1
2007-07-17 | 10.2 | 9 | 11 | 11 | 13 | 7 |  | 10.2 | 0 | 1
2007-07-18 | 18.6 | 9 | 19 | 17 | 22 | 26 |  | 18.6 | 0 | 0
2007-07-19 | 8.4 | 24 | 9 | 0 | 0 | 9 |  | 8.4 | 0 | 2
2007-07-20 | 2 | 4 | 0 | 0 | 6 | 0 |  | 2 | 0 | 5
2007-07-21 | 7.6 | 9 | 11 | 0 | 9 | 9 |  | 7.6 | 0 | 1
2007-07-22 | 12 | 9 | 20 | 11 | 9 | 11 |  | 12 | 0 | 0
2007-07-23 | 3.4 | 0 | 0 | 6 | 7 | 4 |  | 3.4 | 0 | 5
2007-07-24 | 16 | 17 | 22 | 13 | 11 | 17 |  | 16 | 0 | 0
2007-07-25 | 3 | 9 | 0 | 0 | 0 | 6 |  | 3 | 0 | 4
2007-07-26 | 5 | 0 | 6 | 6 | 4 | 9 |  | 5 | 0 | 4
2007-07-27 | 4.8 | 7 | 6 | 7 | 4 | 0 |  | 4.8 | 0 | 5
2007-07-28 | 7.8 | 6 | 11 | 7 | 6 | 9 |  | 7.8 | 0 | 3
2007-07-29 | 8.4 | 6 | 11 | 9 | 7 | 9 |  | 8.4 | 0 | 2
2007-07-30 | 7.4 | 7 | 9 | 7 | 7 | 7 |  | 7.4 | 0 | 4
2007-07-31 | 15.2 | 13 | 22 | 17 | 13 | 11 |  | 15.2 | 0 | 0
2007-08-01 | 8.2 | 9 | 6 | 6 | 9 | 11 |  | 8.2 | 0 | 2
2007-08-02 | 9.4 | 9 | 13 | 9 | 9 | 7 |  | 9.4 | 0 | 1
2007-08-03 | 4.8 | 7 | 7 | 6 | 4 | 0 |  | 4.8 | 0 | 5
2007-08-04 | 14.2 | 11 | 17 | 11 | 28 | 4 |  | 14.2 | 0 | 1
2007-08-05 | 7.8 | 9 | 6 | 7 | 6 | 11 |  | 7.8 | 0 | 3
2007-08-06 | 9.4 | 6 | 7 | 11 | 6 | 17 |  | 9.4 | 0 | 3
2007-08-07 | 8.2 | 7 | 7 | 7 | 9 | 11 |  | 8.2 | 0 | 3
2007-08-08 | 11.6 | 15 | 4 | 17 | 11 | 11 |  | 11.6 | 0 | 1
2007-08-09 | 16.4 | 22 | 13 | 19 | 15 | 13 |  | 16.4 | 0 | 0
2007-08-10 | 14.6 | 11 | 13 | 13 | 19 | 17 |  | 14.6 | 0 | 0
2007-08-11 | 6.2 | 4 | 9 | 6 | 6 | 6 |  | 6.2 | 0 | 4
2007-08-12 | 4.2 | 9 | 6 | 0 | 0 | 6 |  | 4.2 | 0 | 4
2007-08-13 | 18.4 | 19 | 19 | 19 | 20 | 15 |  | 18.4 | 0 | 0
2007-08-14 | 7.6 | 7 | 6 | 9 | 9 | 7 |  | 7.6 | 0 | 3
2007-08-15 | 10.6 | 13 | 13 | 11 | 9 | 7 |  | 10.6 | 0 | 1
2007-08-16 | 6 | 9 | 4 | 4 | 9 | 4 |  | 6 | 0 | 3
2007-08-17 | 4.8 | 9 | 0 | 9 | 6 | 0 |  | 4.8 | 0 | 3
2007-08-18 | 9.8 | 11 | 13 | 7 | 11 | 7 |  | 9.8 | 0 | 2
2007-08-19 | 5.8 | 7 | 6 | 6 | 4 | 6 |  | 5.8 | 0 | 5
2007-08-20 | 17.4 | 17 | 19 | 19 | 13 | 19 |  | 17.4 | 0 | 0
2007-08-21 | 19.4 | 30 | 24 | 17 | 15 | 11 |  | 19.4 | 0 | 0
2007-08-22 | 14.4 | 20 | 15 | 13 | 13 | 11 |  | 14.4 | 0 | 0
2007-08-23 | 2.8 | 6 | 0 | 4 | 0 | 4 |  | 2.8 | 0 | 5
2007-08-24 | 3.4 | 4 | 7 | 6 | 0 | 0 |  | 3.4 | 0 | 5
2007-08-25 | 11 | 13 | 7 | 11 | 13 | 11 |  | 11 | 0 | 1
2007-08-26 | 5.2 | 0 | 6 | 7 | 7 | 6 |  | 5.2 | 0 | 5
2007-08-27 | 5.8 | 4 | 4 | 7 | 7 | 7 |  | 5.8 | 0 | 5
2007-08-28 | 3.4 | 0 | 7 | 4 | 0 | 6 |  | 3.4 | 0 | 5
2007-08-29 | 7 | 0 | 11 | 7 | 6 | 11 |  | 7 | 0 | 3
2007-08-30 | 4.2 | 4 | 6 | 4 | 7 | 0 |  | 4.2 | 0 | 5
2007-08-31 | 11 | 15 | 7 | 9 | 11 | 13 |  | 11 | 0 | 1
2007-09-01 | 8.6 | 6 | 13 | 11 | 9 | 4 |  | 8.6 | 0 | 2
2007-09-02 | 14 | 9 | 13 | 20 | 15 | 13 |  | 14 | 0 | 0
2007-09-03 | 8 | 0 | 9 | 11 | 11 | 9 |  | 8 | 0 | 1
2007-09-04 | 5.2 | 7 | 4 | 4 | 7 | 4 |  | 5.2 | 0 | 5
2007-09-05 | 2 | 6 | 0 | 0 | 4 | 0 |  | 2 | 0 | 5
2007-09-06 | 12 | 24 | 13 | 9 | 7 | 7 |  | 12 | 0 | 2
2007-09-07 | 6.6 | 6 | 9 | 7 | 7 | 4 |  | 6.6 | 0 | 4
2007-09-08 | 5.2 | 15 | 0 | 0 | 4 | 7 |  | 5.2 | 0 | 4
2007-09-09 | 4.2 | 4 | 7 | 4 | 0 | 6 |  | 4.2 | 0 | 5
2007-09-10 | 7 | 13 | 9 | 9 | 0 | 4 |  | 7 | 0 | 2
2007-09-11 | 4.6 | 6 | 6 | 4 | 7 | 0 |  | 4.6 | 0 | 5
2007-09-12 | 24 | 33 | 26 | 17 | 22 | 22 |  | 24 | 0 | 0
2007-09-13 | 2.8 | 0 | 4 | 6 | 0 | 4 |  | 2.8 | 0 | 5
2007-09-14 | 5.4 | 6 | 4 | 7 | 4 | 6 |  | 5.4 | 0 | 5
2007-09-15 | 2 | 0 | 0 | 4 | 0 | 6 |  | 2 | 0 | 5
2007-09-16 | 3 | 0 | 7 | 4 | 4 | 0 |  | 3 | 0 | 5
2007-09-17 | 20.6 | 28 | 19 | 17 | 22 | 17 |  | 20.6 | 0 | 0
2007-09-18 | 11.8 | 13 | 13 | 15 | 7 | 11 |  | 11.8 | 0 | 1
2007-09-19 | 18.4 | 22 | 19 | 17 | 19 | 15 |  | 18.4 | 0 | 0
2007-09-20 | 11.8 | 13 | 11 | 11 | 11 | 13 |  | 11.8 | 0 | 0
2007-09-21 | 5.2 | 7 | 6 | 6 | 0 | 7 |  | 5.2 | 0 | 5
2007-09-22 | 14.6 | 19 | 17 | 13 | 11 | 13 |  | 14.6 | 0 | 0
2007-09-23 | 17.4 | 17 | 9 | 15 | 22 | 24 |  | 17.4 | 0 | 0
2007-09-24 | 7 | 7 | 4 | 6 | 9 | 9 |  | 7 | 0 | 3
2007-09-25 | 21.6 | 26 | 19 | 28 | 22 | 13 |  | 21.6 | 0 | 0
2007-09-26 | 10.4 | 13 | 11 | 13 | 4 | 11 |  | 10.4 | 0 | 1
2007-09-27 | 6.6 | 7 | 7 | 6 | 9 | 4 |  | 6.6 | 0 | 4
2007-09-28 | 13.8 | 22 | 22 | 9 | 7 | 9 |  | 13.8 | 0 | 1
2007-09-29 | 16.8 | 22 | 15 | 17 | 17 | 13 |  | 16.8 | 0 | 0
2007-09-30 | 11 | 9 | 13 | 13 | 11 | 9 |  | 11 | 0 | 0
2008-05-01 | 8 | 6 | 11 | 6 | 6 | 11 |  | 8 | 0 | 3
2008-05-02 | 4.2 | 4 | 7 | 6 | 0 | 4 |  | 4.2 | 0 | 5
2008-05-03 | 6.2 | 7 | 4 | 6 | 7 | 7 |  | 6.2 | 0 | 5
2008-05-04 | 3.8 | 9 | 6 | 0 | 0 | 4 |  | 3.8 | 0 | 4
2008-05-05 | 4.2 | 6 | 4 | 7 | 0 | 4 |  | 4.2 | 0 | 5
2008-05-06 | 17.2 | 17 | 19 | 20 | 13 | 17 |  | 17.2 | 0 | 0
2008-05-07 | 5.8 | 9 | 4 | 0 | 9 | 7 |  | 5.8 | 0 | 3
2008-05-08 | 18.4 | 9 | 15 | 24 | 24 | 20 |  | 18.4 | 0 | 0
2008-05-09 | 24 | 24 | 24 | 28 | 24 | 20 |  | 24 | 0 | 0
2008-05-10 | 11 | 9 | 11 | 11 | 11 | 13 |  | 11 | 0 | 0
2008-05-11 | 9 | 6 | 13 | 11 | 9 | 6 |  | 9 | 0 | 2
2008-05-12 | 19.4 | 15 | 24 | 22 | 19 | 17 |  | 19.4 | 0 | 0
2008-05-13 | 11 | 9 | 11 | 9 | 11 | 15 |  | 11 | 0 | 0
2008-05-14 | 16 | 20 | 13 | 17 | 15 | 15 |  | 16 | 0 | 0
2008-05-15 | 11.8 | 11 | 7 | 17 | 17 | 7 |  | 11.8 | 0 | 2
2008-05-16 | 10 | 13 | 7 | 13 | 4 | 13 |  | 10 | 0 | 2
2008-05-17 | 11.4 | 20 | 15 | 7 | 9 | 6 |  | 11.4 | 0 | 2
2008-05-18 | 11.2 | 4 | 15 | 9 | 4 | 24 |  | 11.2 | 0 | 2
2008-05-19 | 10.6 | 11 | 11 | 11 | 9 | 11 |  | 10.6 | 0 | 0
2008-05-20 | 6 | 7 | 11 | 6 | 6 | 0 |  | 6 | 0 | 4
2008-05-21 | 30 | 26 | 24 | 37 | 33 | 30 |  | 30 | 0 | 0
2008-05-22 | 29.2 | 28 | 32 | 30 | 30 | 26 |  | 29.2 | 0 | 0
2008-05-23 | 20.4 | 17 | 22 | 22 | 17 | 24 |  | 20.4 | 0 | 0
2008-05-24 | 20.8 | 20 | 19 | 19 | 20 | 26 |  | 20.8 | 0 | 0
2008-05-25 | 29.2 | 30 | 28 | 26 | 30 | 32 |  | 29.2 | 0 | 0
2008-05-26 | 10.6 | 9 | 11 | 11 | 7 | 15 |  | 10.6 | 0 | 1
2008-05-27 | 6.8 | 4 | 7 | 7 | 7 | 9 |  | 6.8 | 0 | 4
2008-05-28 | 17 | 20 | 15 | 15 | 20 | 15 |  | 17 | 0 | 0
2008-05-29 | 7 | 9 | 9 | 4 | 6 | 7 |  | 7 | 0 | 3
2008-05-30 | 7.4 | 9 | 0 | 0 | 17 | 11 |  | 7.4 | 0 | 2
2008-05-31 | 12.6 | 13 | 17 | 9 | 15 | 9 |  | 12.6 | 0 | 0
2008-06-01 | 7.2 | 4 | 9 | 7 | 9 | 7 |  | 7.2 | 0 | 3
2008-06-02 | 13 | 13 | 11 | 15 | 11 | 15 |  | 13 | 0 | 0
2008-06-03 | 11.8 | 19 | 9 | 7 | 13 | 11 |  | 11.8 | 0 | 1
2008-06-04 | 9.4 | 9 | 4 | 19 | 9 | 6 |  | 9.4 | 0 | 2
2008-06-05 | 3.8 | 9 | 6 | 0 | 0 | 4 |  | 3.8 | 0 | 4
2008-06-06 | 10 | 6 | 9 | 9 | 7 | 19 |  | 10 | 0 | 2
2008-06-07 | 24.2 | 19 | 26 | 24 | 24 | 28 |  | 24.2 | 0 | 0
2008-06-08 | 13 | 7 | 17 | 13 | 13 | 15 |  | 13 | 0 | 1
2008-06-09 | 3.2 | 4 | 0 | 6 | 6 | 0 |  | 3.2 | 0 | 5
2008-06-10 | 14.6 | 9 | 13 | 17 | 15 | 19 |  | 14.6 | 0 | 0
2008-06-11 | 27 | 24 | 22 | 37 | 24 | 28 |  | 27 | 0 | 0
2008-06-12 | 12.8 | 20 | 28 | 9 | 0 | 7 |  | 12.8 | 0 | 2
2008-06-13 | 12 | 6 | 7 | 13 | 19 | 15 |  | 12 | 0 | 2
2008-06-14 | 9.6 | 11 | 11 | 0 | 13 | 13 |  | 9.6 | 0 | 1
2008-06-15 | 5.2 | 7 | 4 | 0 | 4 | 11 |  | 5.2 | 0 | 4
2008-06-16 | 8.2 | 7 | 11 | 9 | 7 | 7 |  | 8.2 | 0 | 3
2008-06-17 | 3.4 | 0 | 6 | 7 | 4 | 0 |  | 3.4 | 0 | 5
2008-06-18 | 7.4 | 9 | 11 | 7 | 4 | 6 |  | 7.4 | 0 | 3
2008-06-19 | 8.8 | 15 | 6 | 7 | 9 | 7 |  | 8.8 | 0 | 3
2008-06-20 | 4.6 | 7 | 4 | 4 | 4 | 4 |  | 4.6 | 0 | 5
2008-06-21 | 6.6 | 9 | 6 | 7 | 11 | 0 |  | 6.6 | 0 | 3
2008-06-22 | 20 | 20 | 20 | 17 | 17 | 26 |  | 20 | 0 | 0
2008-06-23 | 7.6 | 11 | 7 | 6 | 7 | 7 |  | 7.6 | 0 | 4
2008-06-24 | 9.8 | 11 | 11 | 7 | 7 | 13 |  | 9.8 | 0 | 2
2008-06-25 | 9.2 | 7 | 19 | 7 | 9 | 4 |  | 9.2 | 0 | 3
2008-06-26 | 6.4 | 9 | 13 | 4 | 6 | 0 |  | 6.4 | 0 | 3
2008-06-27 | 3.6 | 0 | 0 | 6 | 6 | 6 |  | 3.6 | 0 | 5
2008-06-28 | 6.8 | 7 | 7 | 4 | 9 | 7 |  | 6.8 | 0 | 4
2008-06-29 | 9 | 7 | 11 | 11 | 9 | 7 |  | 9 | 0 | 2
2008-06-30 | 6.6 | 11 | 6 | 9 | 7 | 0 |  | 6.6 | 0 | 3
2008-07-01 | 8.8 | 7 | 4 | 11 | 13 | 9 |  | 8.8 | 0 | 2
2008-07-02 | 7.6 | 0 | 11 | 7 | 9 | 11 |  | 7.6 | 0 | 2
2008-07-03 | 6.4 | 7 | 6 | 6 | 6 | 7 |  | 6.4 | 0 | 5
2008-07-04 | 5.8 | 7 | 0 | 4 | 11 | 7 |  | 5.8 | 0 | 4
2008-07-05 | 10.4 | 11 | 17 | 13 | 4 | 7 |  | 10.4 | 0 | 2
2008-07-06 | 9 | 9 | 9 | 6 | 15 | 6 |  | 9 | 0 | 2
2008-07-07 | 9.8 | 11 | 9 | 7 | 11 | 11 |  | 9.8 | 0 | 1
2008-07-08 | 4.8 | 7 | 6 | 4 | 0 | 7 |  | 4.8 | 0 | 5
2008-07-09 | 6.6 | 11 | 6 | 4 | 6 | 6 |  | 6.6 | 0 | 4
2008-07-10 | 21.2 | 32 | 26 | 24 | 15 | 9 |  | 21.2 | 0 | 0
2008-07-11 | 18.4 | 7 | 15 | 24 | 26 | 20 |  | 18.4 | 0 | 1
2008-07-12 | 10.4 | 20 | 9 | 7 | 9 | 7 |  | 10.4 | 0 | 2
2008-07-13 | 2 | 4 | 0 | 0 | 0 | 6 |  | 2 | 0 | 5
2008-07-14 | 7.4 | 4 | 7 | 13 | 4 | 9 |  | 7.4 | 0 | 3
2008-07-15 | 11.8 | 13 | 9 | 7 | 13 | 17 |  | 11.8 | 0 | 1
2008-07-16 | 7.6 | 4 | 6 | 11 | 11 | 6 |  | 7.6 | 0 | 3
2008-07-17 | 2.4 | 0 | 0 | 6 | 0 | 6 |  | 2.4 | 0 | 5
2008-07-18 | 7.6 | 6 | 11 | 11 | 4 | 6 |  | 7.6 | 0 | 3
2008-07-19 | 4.8 | 7 | 6 | 0 | 7 | 4 |  | 4.8 | 0 | 5
2008-07-20 | 4.2 | 7 | 6 | 4 | 0 | 4 |  | 4.2 | 0 | 5
2008-07-21 | 7.4 | 7 | 11 | 9 | 6 | 4 |  | 7.4 | 0 | 3
2008-07-22 | 20 | 22 | 20 | 22 | 19 | 17 |  | 20 | 0 | 0
2008-07-23 | 14.2 | 19 | 13 | 15 | 13 | 11 |  | 14.2 | 0 | 0
2008-07-24 | 11 | 9 | 11 | 13 | 11 | 11 |  | 11 | 0 | 0
2008-07-25 | 7.4 | 13 | 9 | 6 | 9 | 0 |  | 7.4 | 0 | 2
2008-07-26 | 8.6 | 9 | 11 | 9 | 7 | 7 |  | 8.6 | 0 | 2
2008-07-27 | 14 | 13 | 17 | 20 | 7 | 13 |  | 14 | 0 | 1
2008-07-28 | 6.8 | 15 | 6 | 0 | 6 | 7 |  | 6.8 | 0 | 4
2008-07-29 | 4.4 | 7 | 4 | 7 | 4 | 0 |  | 4.4 | 0 | 5
2008-07-30 | 7.8 | 7 | 13 | 9 | 6 | 4 |  | 7.8 | 0 | 3
2008-07-31 | 9.2 | 15 | 13 | 7 | 7 | 4 |  | 9.2 | 0 | 3
2008-08-01 | 3.2 | 0 | 4 | 0 | 6 | 6 |  | 3.2 | 0 | 5
2008-08-02 | 5.2 | 6 | 7 | 0 | 7 | 6 |  | 5.2 | 0 | 5
2008-08-03 | 9.4 | 13 | 6 | 7 | 4 | 17 |  | 9.4 | 0 | 3
2008-08-04 | 8.6 | 13 | 11 | 11 | 4 | 4 |  | 8.6 | 0 | 2
2008-08-05 | 14.2 | 7 | 6 | 6 | 26 | 26 |  | 14.2 | 0 | 3
2008-08-06 | 2.4 | 6 | 6 | 0 | 0 | 0 |  | 2.4 | 0 | 5
2008-08-07 | 11 | 17 | 13 | 13 | 6 | 6 |  | 11 | 0 | 2
2008-08-08 | 11.4 | 11 | 9 | 7 | 13 | 17 |  | 11.4 | 0 | 1
2008-08-09 | 11.6 | 13 | 13 | 6 | 11 | 15 |  | 11.6 | 0 | 1
2008-08-10 | 8.4 | 11 | 9 | 0 | 9 | 13 |  | 8.4 | 0 | 1
2008-08-11 | 25.8 | 30 | 30 | 30 | 20 | 19 |  | 25.8 | 0 | 0
2008-08-12 | 20.2 | 13 | 30 | 30 | 13 | 15 |  | 20.2 | 0 | 0
2008-08-13 | 2.8 | 6 | 4 | 0 | 4 | 0 |  | 2.8 | 0 | 5
2008-08-14 | 8.8 | 9 | 11 | 7 | 11 | 6 |  | 8.8 | 0 | 2
2008-08-15 | 2.2 | 4 | 7 | 0 | 0 | 0 |  | 2.2 | 0 | 5
2008-08-16 | 10.6 | 11 | 13 | 9 | 11 | 9 |  | 10.6 | 0 | 0
2008-08-17 | 3.8 | 4 | 0 | 4 | 11 | 0 |  | 3.8 | 0 | 4
2008-08-18 | 10.4 | 7 | 13 | 15 | 11 | 6 |  | 10.4 | 0 | 2
2008-08-19 | 12.8 | 11 | 7 | 0 | 24 | 22 |  | 12.8 | 0 | 2
2008-08-20 | 7.8 | 13 | 9 | 6 | 11 | 0 |  | 7.8 | 0 | 2
2008-08-21 | 11.8 | 20 | 19 | 9 | 11 | 0 |  | 11.8 | 0 | 1
2008-08-22 | 17.8 | 20 | 13 | 24 | 17 | 15 |  | 17.8 | 0 | 0
2008-08-23 | 2.6 | 7 | 6 | 0 | 0 | 0 |  | 2.6 | 0 | 5
2008-08-24 | 3.2 | 6 | 6 | 4 | 0 | 0 |  | 3.2 | 0 | 5
2008-08-25 | 7.8 | 11 | 11 | 7 | 4 | 6 |  | 7.8 | 0 | 3
2008-08-26 | 17.6 | 13 | 15 | 19 | 26 | 15 |  | 17.6 | 0 | 0
2008-08-27 | 7.4 | 9 | 4 | 6 | 7 | 11 |  | 7.4 | 0 | 3
2008-08-28 | 10 | 17 | 4 | 9 | 13 | 7 |  | 10 | 0 | 2
2008-08-29 | 6.2 | 7 | 9 | 4 | 0 | 11 |  | 6.2 | 0 | 3
2008-08-30 | 16.8 | 26 | 15 | 19 | 15 | 9 |  | 16.8 | 0 | 0
2008-08-31 | 16.2 | 19 | 19 | 15 | 11 | 17 |  | 16.2 | 0 | 0
2008-09-01 | 7.2 | 6 | 9 | 7 | 7 | 7 |  | 7.2 | 0 | 4
2008-09-02 | 7.2 | 11 | 9 | 6 | 6 | 4 |  | 7.2 | 0 | 3
2008-09-03 | 2 | 6 | 0 | 0 | 4 | 0 |  | 2 | 0 | 5
2008-09-04 | 3.6 | 4 | 0 | 4 | 4 | 6 |  | 3.6 | 0 | 5
2008-09-05 | 5.6 | 0 | 7 | 6 | 9 | 6 |  | 5.6 | 0 | 4
2008-09-06 | 10.2 | 15 | 7 | 13 | 9 | 7 |  | 10.2 | 0 | 2
2008-09-07 | 6.6 | 7 | 7 | 6 | 9 | 4 |  | 6.6 | 0 | 4
2008-09-08 | 6.8 | 7 | 6 | 7 | 7 | 7 |  | 6.8 | 0 | 5
2008-09-09 | 8.2 | 7 | 6 | 6 | 9 | 13 |  | 8.2 | 0 | 3
2008-09-10 | 15.4 | 19 | 15 | 17 | 17 | 9 |  | 15.4 | 0 | 0
2008-09-11 | 10 | 15 | 9 | 11 | 9 | 6 |  | 10 | 0 | 1
2008-09-12 | 13 | 13 | 9 | 15 | 13 | 15 |  | 13 | 0 | 0
2008-09-13 | 15.6 | 20 | 20 | 17 | 15 | 6 |  | 15.6 | 0 | 1
2008-09-14 | 6 | 9 | 11 | 6 | 4 | 0 |  | 6 | 0 | 3
2008-09-15 | 7 | 4 | 4 | 9 | 11 | 7 |  | 7 | 0 | 3
2008-09-16 | 8.2 | 6 | 7 | 4 | 11 | 13 |  | 8.2 | 0 | 3
2008-09-17 | 3.2 | 0 | 6 | 0 | 4 | 6 |  | 3.2 | 0 | 5
2008-09-18 | 4.8 | 7 | 7 | 4 | 0 | 6 |  | 4.8 | 0 | 5
2008-09-19 | 9.4 | 13 | 9 | 7 | 9 | 9 |  | 9.4 | 0 | 1
2008-09-20 | 8.2 | 9 | 11 | 11 | 4 | 6 |  | 8.2 | 0 | 2
2008-09-21 | 5.8 | 4 | 7 | 11 | 7 | 0 |  | 5.8 | 0 | 4
2008-09-22 | 24.2 | 28 | 19 | 30 | 22 | 22 |  | 24.2 | 0 | 0
2008-09-23 | 11.4 | 11 | 17 | 9 | 7 | 13 |  | 11.4 | 0 | 1
2008-09-24 | 4.2 | 0 | 7 | 7 | 7 | 0 |  | 4.2 | 0 | 5
2008-09-25 | 7.4 | 7 | 4 | 15 | 11 | 0 |  | 7.4 | 0 | 3
2008-09-26 | 5.8 | 7 | 9 | 7 | 0 | 6 |  | 5.8 | 0 | 4
2008-09-27 | 6.8 | 7 | 7 | 7 | 7 | 6 |  | 6.8 | 0 | 5
2008-09-28 | 6.4 | 11 | 6 | 9 | 6 | 0 |  | 6.4 | 0 | 3
2008-09-29 | 7.2 | 4 | 7 | 11 | 7 | 7 |  | 7.2 | 0 | 4
2008-09-30 | 4.6 | 4 | 4 | 4 | 7 | 4 |  | 4.6 | 0 | 5
2009-05-01 | 3.6 | 4 | 0 | 7 | 0 | 7 |  | 3.6 | 0 | 5
2009-05-02 | 2.6 | 7 | 0 | 6 | 0 | 0 |  | 2.6 | 0 | 5
2009-05-03 | 11.4 | 7 | 7 | 15 | 13 | 15 |  | 11.4 | 0 | 2
2009-05-04 | 17.8 | 19 | 30 | 20 | 9 | 11 |  | 17.8 | 0 | 0
2009-05-05 | 4.4 | 4 | 4 | 0 | 7 | 7 |  | 4.4 | 0 | 5
2009-05-06 | 17.8 | 20 | 24 | 15 | 17 | 13 |  | 17.8 | 0 | 0
2009-05-07 | 13.8 | 17 | 9 | 9 | 17 | 17 |  | 13.8 | 0 | 0
2009-05-08 | 17.4 | 24 | 22 | 13 | 17 | 11 |  | 17.4 | 0 | 0
2009-05-09 | 14.6 | 17 | 15 | 15 | 19 | 7 |  | 14.6 | 0 | 1
2009-05-10 | 5.8 | 7 | 6 | 6 | 4 | 6 |  | 5.8 | 0 | 5
2009-05-11 | 2.2 | 7 | 0 | 4 | 0 | 0 |  | 2.2 | 0 | 5
2009-05-12 | 15.8 | 28 | 26 | 9 | 7 | 9 |  | 15.8 | 0 | 1
2009-05-13 | 30 | 33 | 37 | 35 | 32 | 13 |  | 30 | 0 | 0
2009-05-14 | 11.8 | 9 | 15 | 15 | 13 | 7 |  | 11.8 | 0 | 1
2009-05-15 | 9.6 | 15 | 9 | 11 | 7 | 6 |  | 9.6 | 0 | 2
2009-05-16 | 9 | 7 | 7 | 9 | 11 | 11 |  | 9 | 0 | 2
2009-05-17 | 10.4 | 17 | 13 | 4 | 9 | 9 |  | 10.4 | 0 | 1
2009-05-18 | 22.8 | 24 | 22 | 26 | 20 | 22 |  | 22.8 | 0 | 0
2009-05-19 | 23.4 | 22 | 22 | 19 | 28 | 26 |  | 23.4 | 0 | 0
2009-05-20 | 11.2 | 13 | 22 | 6 | 9 | 6 |  | 11.2 | 0 | 2
2009-05-21 | 8.2 | 9 | 7 | 9 | 9 | 7 |  | 8.2 | 0 | 2
2009-05-22 | 2.8 | 6 | 0 | 4 | 0 | 4 |  | 2.8 | 0 | 5
2009-05-23 | 12.2 | 13 | 13 | 13 | 13 | 9 |  | 12.2 | 0 | 0
2009-05-24 | 6 | 0 | 7 | 6 | 13 | 4 |  | 6 | 0 | 4
2009-05-25 | 15.4 | 13 | 15 | 17 | 17 | 15 |  | 15.4 | 0 | 0
2009-05-26 | 10 | 6 | 9 | 9 | 11 | 15 |  | 10 | 0 | 1
2009-05-27 | 7.2 | 20 | 6 | 4 | 0 | 6 |  | 7.2 | 0 | 4
2009-05-28 | 5.4 | 4 | 6 | 0 | 11 | 6 |  | 5.4 | 0 | 4
2009-05-29 | 9.6 | 11 | 11 | 6 | 9 | 11 |  | 9.6 | 0 | 1
2009-05-30 | 11.8 | 13 | 13 | 13 | 11 | 9 |  | 11.8 | 0 | 0
2009-05-31 | 5.8 | 6 | 0 | 7 | 9 | 7 |  | 5.8 | 0 | 4
2009-06-01 | 25.8 | 33 | 33 | 15 | 26 | 22 |  | 25.8 | 0 | 0
2009-06-02 | 5.4 | 7 | 4 | 6 | 6 | 4 |  | 5.4 | 0 | 5
2009-06-03 | 8.8 | 11 | 9 | 11 | 6 | 7 |  | 8.8 | 0 | 2
2009-06-04 | 3.4 | 0 | 4 | 9 | 4 | 0 |  | 3.4 | 0 | 4
2009-06-05 | 17.2 | 20 | 17 | 19 | 17 | 13 |  | 17.2 | 0 | 0
2009-06-06 | 11 | 9 | 9 | 13 | 13 | 11 |  | 11 | 0 | 0
2009-06-07 | 4.4 | 4 | 4 | 4 | 6 | 4 |  | 4.4 | 0 | 5
2009-06-08 | 4.6 | 4 | 7 | 4 | 4 | 4 |  | 4.6 | 0 | 5
2009-06-09 | 11 | 19 | 15 | 13 | 4 | 4 |  | 11 | 0 | 2
2009-06-10 | 7.2 | 9 | 9 | 6 | 6 | 6 |  | 7.2 | 0 | 3
2009-06-11 | 3.2 | 4 | 6 | 6 | 0 | 0 |  | 3.2 | 0 | 5
2009-06-12 | 16 | 17 | 19 | 20 | 15 | 9 |  | 16 | 0 | 0
2009-06-13 | 8.2 | 7 | 15 | 6 | 6 | 7 |  | 8.2 | 0 | 4
2009-06-14 | 4.2 | 6 | 6 | 0 | 0 | 9 |  | 4.2 | 0 | 4
2009-06-15 | 15 | 19 | 22 | 19 | 9 | 6 |  | 15 | 0 | 1
2009-06-16 | 3.4 | 7 | 0 | 6 | 4 | 0 |  | 3.4 | 0 | 5
2009-06-17 | 5 | 4 | 4 | 4 | 4 | 9 |  | 5 | 0 | 4
2009-06-18 | 14 | 22 | 19 | 11 | 9 | 9 |  | 14 | 0 | 0
2009-06-19 | 5.2 | 6 | 0 | 7 | 7 | 6 |  | 5.2 | 0 | 5
2009-06-20 | 10.4 | 13 | 13 | 6 | 11 | 9 |  | 10.4 | 0 | 1
2009-06-21 | 28.8 | 30 | 24 | 32 | 28 | 30 |  | 28.8 | 0 | 0
2009-06-22 | 15.6 | 9 | 17 | 13 | 20 | 19 |  | 15.6 | 0 | 0
2009-06-23 | 18 | 26 | 20 | 19 | 19 | 6 |  | 18 | 0 | 1
2009-06-24 | 4.2 | 7 | 4 | 4 | 0 | 6 |  | 4.2 | 0 | 5
2009-06-25 | 10.4 | 13 | 9 | 6 | 4 | 20 |  | 10.4 | 0 | 2
2009-06-26 | 5.2 | 6 | 7 | 9 | 0 | 4 |  | 5.2 | 0 | 4
2009-06-27 | 4.6 | 11 | 6 | 6 | 0 | 0 |  | 4.6 | 0 | 4
2009-06-28 | 15 | 11 | 15 | 17 | 17 | 15 |  | 15 | 0 | 0
2009-06-29 | 6 | 11 | 9 | 4 | 0 | 6 |  | 6 | 0 | 3
2009-06-30 | 15.6 | 19 | 20 | 17 | 13 | 9 |  | 15.6 | 0 | 0
2009-07-01 | 1.2 | 6 | 0 | 0 | 0 | 0 |  | 1.2 | 0 | 5
2009-07-02 | 6.2 | 11 | 6 | 7 | 0 | 7 |  | 6.2 | 0 | 4
2009-07-03 | 18.6 | 28 | 24 | 15 | 17 | 9 |  | 18.6 | 0 | 0
2009-07-04 | 15.8 | 15 | 17 | 15 | 15 | 17 |  | 15.8 | 0 | 0
2009-07-05 | 9.4 | 17 | 4 | 4 | 7 | 15 |  | 9.4 | 0 | 3
2009-07-06 | 9.8 | 11 | 13 | 13 | 6 | 6 |  | 9.8 | 0 | 2
2009-07-07 | 7.8 | 0 | 4 | 4 | 20 | 11 |  | 7.8 | 0 | 3
2009-07-08 | 6.8 | 4 | 9 | 7 | 7 | 7 |  | 6.8 | 0 | 4
2009-07-09 | 24.4 | 28 | 26 | 24 | 20 | 24 |  | 24.4 | 0 | 0
2009-07-10 | 4.2 | 6 | 4 | 0 | 0 | 11 |  | 4.2 | 0 | 4
2009-07-11 | 9 | 7 | 0 | 9 | 9 | 20 |  | 9 | 0 | 2
2009-07-12 | 15.4 | 19 | 17 | 15 | 17 | 9 |  | 15.4 | 0 | 0
2009-07-13 | 12.2 | 7 | 19 | 9 | 9 | 17 |  | 12.2 | 0 | 1
2009-07-14 | 18.8 | 19 | 22 | 17 | 17 | 19 |  | 18.8 | 0 | 0
2009-07-15 | 2.8 | 4 | 6 | 0 | 4 | 0 |  | 2.8 | 0 | 5
2009-07-16 | 8.2 | 11 | 9 | 7 | 7 | 7 |  | 8.2 | 0 | 3
2009-07-17 | 9.2 | 0 | 15 | 11 | 11 | 9 |  | 9.2 | 0 | 1
2009-07-18 | 7.4 | 7 | 6 | 7 | 11 | 6 |  | 7.4 | 0 | 4
2009-07-19 | 13.2 | 9 | 9 | 9 | 26 | 13 |  | 13.2 | 0 | 0
2009-07-20 | 11.8 | 15 | 13 | 11 | 13 | 7 |  | 11.8 | 0 | 1
2009-07-21 | 6.6 | 7 | 7 | 4 | 4 | 11 |  | 6.6 | 0 | 4
2009-07-22 | 9.4 | 11 | 11 | 9 | 9 | 7 |  | 9.4 | 0 | 1
2009-07-23 | 22 | 30 | 24 | 24 | 19 | 13 |  | 22 | 0 | 0
2009-07-24 | 7.6 | 0 | 9 | 11 | 9 | 9 |  | 7.6 | 0 | 1
2009-07-25 | 7.6 | 7 | 15 | 0 | 7 | 9 |  | 7.6 | 0 | 3
2009-07-26 | 11.4 | 7 | 11 | 11 | 6 | 22 |  | 11.4 | 0 | 2
2009-07-27 | 4.6 | 7 | 0 | 7 | 9 | 0 |  | 4.6 | 0 | 4
2009-07-28 | 11.4 | 9 | 7 | 7 | 6 | 28 |  | 11.4 | 0 | 3
2009-07-29 | 14 | 22 | 9 | 11 | 17 | 11 |  | 14 | 0 | 0
2009-07-30 | 5 | 6 | 6 | 9 | 0 | 4 |  | 5 | 0 | 4
2009-07-31 | 14.8 | 20 | 13 | 15 | 15 | 11 |  | 14.8 | 0 | 0
2009-08-01 | 5.4 | 4 | 6 | 11 | 6 | 0 |  | 5.4 | 0 | 4
2009-08-02 | 7.2 | 9 | 11 | 6 | 6 | 4 |  | 7.2 | 0 | 3
2009-08-03 | 20.6 | 65 | 9 | 15 | 7 | 7 |  | 20.6 | 0 | 2
2009-08-04 | 14.4 | 17 | 11 | 9 | 11 | 24 |  | 14.4 | 0 | 0
2009-08-05 | 4 | 4 | 4 | 0 | 6 | 6 |  | 4 | 0 | 5
2009-08-06 | 9 | 19 | 6 | 7 | 4 | 9 |  | 9 | 0 | 3
2009-08-07 | 8 | 9 | 9 | 9 | 6 | 7 |  | 8 | 0 | 2
2009-08-08 | 6.6 | 7 | 6 | 9 | 7 | 4 |  | 6.6 | 0 | 4
2009-08-09 | 7.2 | 9 | 0 | 9 | 7 | 11 |  | 7.2 | 0 | 2
2009-08-10 | 15 | 17 | 17 | 15 | 13 | 13 |  | 15 | 0 | 0
2009-08-11 | 5.4 | 6 | 4 | 4 | 13 | 0 |  | 5.4 | 0 | 4
2009-08-12 | 5.8 | 9 | 11 | 9 | 0 | 0 |  | 5.8 | 0 | 2
2009-08-13 | 14.2 | 9 | 17 | 17 | 17 | 11 |  | 14.2 | 0 | 0
2009-08-14 | 13.2 | 22 | 9 | 17 | 11 | 7 |  | 13.2 | 0 | 1
2009-08-15 | 18.4 | 19 | 17 | 17 | 20 | 19 |  | 18.4 | 0 | 0
2009-08-16 | 16 | 9 | 17 | 15 | 19 | 20 |  | 16 | 0 | 0
2009-08-17 | 2 | 0 | 0 | 6 | 0 | 4 |  | 2 | 0 | 5
2009-08-18 | 17.4 | 15 | 20 | 24 | 13 | 15 |  | 17.4 | 0 | 0
2009-08-19 | 4.6 | 9 | 4 | 6 | 0 | 4 |  | 4.6 | 0 | 4
2009-08-20 | 11.4 | 9 | 11 | 13 | 11 | 13 |  | 11.4 | 0 | 0
2009-08-21 | 12.2 | 15 | 13 | 11 | 11 | 11 |  | 12.2 | 0 | 0
2009-08-22 | 18.2 | 19 | 20 | 26 | 15 | 11 |  | 18.2 | 0 | 0
2009-08-23 | 6.2 | 13 | 7 | 7 | 4 | 0 |  | 6.2 | 0 | 4
2009-08-24 | 4.6 | 4 | 6 | 7 | 6 | 0 |  | 4.6 | 0 | 5
2009-08-25 | 7.6 | 13 | 0 | 4 | 15 | 6 |  | 7.6 | 0 | 3
2009-08-26 | 19.8 | 26 | 22 | 19 | 15 | 17 |  | 19.8 | 0 | 0
2009-08-27 | 9.6 | 11 | 15 | 7 | 9 | 6 |  | 9.6 | 0 | 2
2009-08-28 | 6.6 | 6 | 6 | 6 | 6 | 9 |  | 6.6 | 0 | 4
2009-08-29 | 6.4 | 7 | 6 | 6 | 9 | 4 |  | 6.4 | 0 | 4
2009-08-30 | 5.6 | 4 | 0 | 6 | 9 | 9 |  | 5.6 | 0 | 3
2009-08-31 | 7.6 | 6 | 6 | 11 | 6 | 9 |  | 7.6 | 0 | 3
2009-09-01 | 12.4 | 11 | 6 | 13 | 13 | 19 |  | 12.4 | 0 | 1
2009-09-02 | 7.2 | 4 | 6 | 7 | 6 | 13 |  | 7.2 | 0 | 4
2009-09-03 | 7.2 | 7 | 9 | 7 | 4 | 9 |  | 7.2 | 0 | 3
2009-09-04 | 14 | 19 | 28 | 7 | 7 | 9 |  | 14 | 0 | 2
2009-09-05 | 5 | 4 | 4 | 6 | 7 | 4 |  | 5 | 0 | 5
2009-09-06 | 7.4 | 6 | 7 | 6 | 9 | 9 |  | 7.4 | 0 | 3
2009-09-07 | 8.8 | 13 | 13 | 0 | 7 | 11 |  | 8.8 | 0 | 2
2009-09-08 | 8 | 4 | 4 | 9 | 4 | 19 |  | 8 | 0 | 3
2009-09-09 | 12.2 | 20 | 15 | 6 | 11 | 9 |  | 12.2 | 0 | 1
2009-09-10 | 12 | 17 | 0 | 15 | 19 | 9 |  | 12 | 0 | 1
2009-09-11 | 2.6 | 0 | 6 | 7 | 0 | 0 |  | 2.6 | 0 | 5
2009-09-12 | 9.6 | 17 | 11 | 7 | 7 | 6 |  | 9.6 | 0 | 3
2009-09-13 | 9.6 | 19 | 7 | 11 | 4 | 7 |  | 9.6 | 0 | 3
2009-09-14 | 3.6 | 7 | 0 | 0 | 4 | 7 |  | 3.6 | 0 | 5
2009-09-15 | 7.8 | 6 | 9 | 6 | 7 | 11 |  | 7.8 | 0 | 3
2009-09-16 | 7.4 | 7 | 11 | 6 | 6 | 7 |  | 7.4 | 0 | 4
2009-09-17 | 9 | 9 | 11 | 7 | 7 | 11 |  | 9 | 0 | 2
2009-09-18 | 9.8 | 11 | 9 | 7 | 13 | 9 |  | 9.8 | 0 | 1
2009-09-19 | 16.2 | 19 | 19 | 13 | 13 | 17 |  | 16.2 | 0 | 0
2009-09-20 | 20.6 | 17 | 22 | 32 | 15 | 17 |  | 20.6 | 0 | 0
2009-09-21 | 8 | 6 | 4 | 6 | 13 | 11 |  | 8 | 0 | 3
2009-09-22 | 6.8 | 9 | 7 | 7 | 4 | 7 |  | 6.8 | 0 | 4
2009-09-23 | 9 | 9 | 11 | 7 | 9 | 9 |  | 9 | 0 | 1
2009-09-24 | 4.4 | 6 | 6 | 6 | 4 | 0 |  | 4.4 | 0 | 5
2009-09-25 | 5.2 | 0 | 6 | 6 | 7 | 7 |  | 5.2 | 0 | 5
2009-09-26 | 14.2 | 11 | 15 | 19 | 15 | 11 |  | 14.2 | 0 | 0
2009-09-27 | 17 | 20 | 17 | 15 | 13 | 20 |  | 17 | 0 | 0
2009-09-28 | 20.4 | 19 | 17 | 22 | 22 | 22 |  | 20.4 | 0 | 0
2009-09-29 | 13.6 | 13 | 13 | 9 | 24 | 9 |  | 13.6 | 0 | 0
2009-09-30 | 13.6 | 11 | 4 | 17 | 17 | 19 |  | 13.6 | 0 | 1
2010-05-01 | 6.6 | 11 | 7 | 7 | 4 | 4 |  | 6.6 | 0 | 4
2010-05-02 | 16.6 | 19 | 15 | 17 | 15 | 17 |  | 16.6 | 0 | 0
2010-05-03 | 10.2 | 11 | 9 | 9 | 13 | 9 |  | 10.2 | 0 | 0
2010-05-04 | 57.6 | 56 | 52 | 57 | 67 | 56 |  | 57.6 | 0 | 0
2010-05-05 | 23.6 | 24 | 22 | 22 | 26 | 24 |  | 23.6 | 0 | 0
2010-05-06 | 14.2 | 15 | 15 | 13 | 13 | 15 |  | 14.2 | 0 | 0
2010-05-07 | 3.8 | 0 | 4 | 7 | 4 | 4 |  | 3.8 | 0 | 5
2010-05-08 | 7 | 11 | 7 | 7 | 6 | 4 |  | 7 | 0 | 4
2010-05-09 | 6.8 | 9 | 7 | 9 | 9 | 0 |  | 6.8 | 0 | 2
2010-05-10 | 3 | 4 | 7 | 0 | 0 | 4 |  | 3 | 0 | 5
2010-05-11 | 2.6 | 0 | 9 | 0 | 0 | 4 |  | 2.6 | 0 | 4
2010-05-12 | 6.8 | 11 | 7 | 6 | 6 | 4 |  | 6.8 | 0 | 4
2010-05-13 | 10.4 | 7 | 9 | 6 | 13 | 17 |  | 10.4 | 0 | 2
2010-05-14 | 10.8 | 13 | 17 | 11 | 6 | 7 |  | 10.8 | 0 | 2
2010-05-15 | 6.8 | 6 | 11 | 11 | 6 | 0 |  | 6.8 | 0 | 3
2010-05-16 | 2 | 6 | 0 | 0 | 4 | 0 |  | 2 | 0 | 5
2010-05-17 | 4.4 | 7 | 15 | 0 | 0 | 0 |  | 4.4 | 0 | 4
2010-05-18 | 7.4 | 9 | 0 | 6 | 9 | 13 |  | 7.4 | 0 | 2
2010-05-19 | 8 | 0 | 9 | 9 | 13 | 9 |  | 8 | 0 | 1
2010-05-20 | 8.8 | 9 | 11 | 11 | 4 | 9 |  | 8.8 | 0 | 1
2010-05-21 | 14.8 | 13 | 20 | 11 | 17 | 13 |  | 14.8 | 0 | 0
2010-05-22 | 3.8 | 6 | 0 | 9 | 0 | 4 |  | 3.8 | 0 | 4
2010-05-23 | 16.4 | 20 | 19 | 15 | 13 | 15 |  | 16.4 | 0 | 0
2010-05-24 | 4.6 | 11 | 4 | 0 | 4 | 4 |  | 4.6 | 0 | 4
2010-05-25 | 5.4 | 0 | 7 | 9 | 4 | 7 |  | 5.4 | 0 | 4
2010-05-26 | 5.6 | 9 | 9 | 6 | 4 | 0 |  | 5.6 | 0 | 3
2010-05-27 | 6.6 | 17 | 6 | 4 | 0 | 6 |  | 6.6 | 0 | 4
2010-05-28 | 15 | 13 | 13 | 17 | 17 | 15 |  | 15 | 0 | 0
2010-05-29 | 14.8 | 15 | 20 | 13 | 13 | 13 |  | 14.8 | 0 | 0
2010-05-30 | 7.2 | 9 | 7 | 7 | 7 | 6 |  | 7.2 | 0 | 4
2010-05-31 | 8.4 | 7 | 9 | 9 | 6 | 11 |  | 8.4 | 0 | 2
2010-06-01 | 5.8 | 4 | 6 | 6 | 6 | 7 |  | 5.8 | 0 | 5
2010-06-02 | 6 | 6 | 6 | 6 | 6 | 6 |  | 6 | 0 | 5
2010-06-03 | 9.6 | 13 | 9 | 11 | 0 | 15 |  | 9.6 | 0 | 1
2010-06-04 | 15.2 | 19 | 11 | 17 | 20 | 9 |  | 15.2 | 0 | 0
2010-06-05 | 21.8 | 20 | 24 | 24 | 17 | 24 |  | 21.8 | 0 | 0
2010-06-06 | 3 | 4 | 0 | 4 | 0 | 7 |  | 3 | 0 | 5
2010-06-07 | 10.8 | 13 | 0 | 13 | 13 | 15 |  | 10.8 | 0 | 1
2010-06-08 | 22.8 | 24 | 26 | 24 | 20 | 20 |  | 22.8 | 0 | 0
2010-06-09 | 12.2 | 9 | 9 | 11 | 15 | 17 |  | 12.2 | 0 | 0
2010-06-10 | 27.6 | 28 | 30 | 26 | 28 | 26 |  | 27.6 | 0 | 0
2010-06-11 | 12.6 | 17 | 17 | 11 | 7 | 11 |  | 12.6 | 0 | 1
2010-06-12 | 6.6 | 6 | 9 | 7 | 7 | 4 |  | 6.6 | 0 | 4
2010-06-13 | 9.4 | 9 | 11 | 11 | 7 | 9 |  | 9.4 | 0 | 1
2010-06-14 | 28 | 32 | 32 | 24 | 26 | 26 |  | 28 | 0 | 0
2010-06-15 | 5.2 | 0 | 0 | 0 | 9 | 17 |  | 5.2 | 0 | 3
2010-06-16 | 8.6 | 6 | 6 | 7 | 11 | 13 |  | 8.6 | 0 | 3
2010-06-17 | 21.8 | 20 | 26 | 26 | 17 | 20 |  | 21.8 | 0 | 0
2010-06-18 | 15 | 17 | 19 | 15 | 13 | 11 |  | 15 | 0 | 0
2010-06-19 | 5 | 6 | 7 | 6 | 6 | 0 |  | 5 | 0 | 5
2010-06-20 | 3.2 | 6 | 6 | 0 | 0 | 4 |  | 3.2 | 0 | 5
2010-06-21 | 4.2 | 7 | 4 | 6 | 4 | 0 |  | 4.2 | 0 | 5
2010-06-22 | 15.8 | 19 | 17 | 15 | 17 | 11 |  | 15.8 | 0 | 0
2010-06-23 | 5.6 | 11 | 6 | 0 | 4 | 7 |  | 5.6 | 0 | 4
2010-06-24 | 2.8 | 0 | 6 | 4 | 4 | 0 |  | 2.8 | 0 | 5
2010-06-25 | 6.2 | 4 | 9 | 7 | 7 | 4 |  | 6.2 | 0 | 4
2010-06-26 | 9 | 9 | 9 | 9 | 7 | 11 |  | 9 | 0 | 1
2010-06-27 | 4.2 | 6 | 4 | 0 | 4 | 7 |  | 4.2 | 0 | 5
2010-06-28 | 14.8 | 9 | 6 | 17 | 20 | 22 |  | 14.8 | 0 | 1
2010-06-29 | 10.4 | 6 | 13 | 13 | 9 | 11 |  | 10.4 | 0 | 1
2010-06-30 | 7 | 11 | 7 | 6 | 7 | 4 |  | 7 | 0 | 4
2010-07-01 | 7 | 0 | 0 | 11 | 11 | 13 |  | 7 | 0 | 2
2010-07-02 | 4.2 | 4 | 0 | 0 | 13 | 4 |  | 4.2 | 0 | 4
2010-07-03 | 12.8 | 6 | 19 | 9 | 13 | 17 |  | 12.8 | 0 | 1
2010-07-04 | 21.4 | 26 | 28 | 22 | 20 | 11 |  | 21.4 | 0 | 0
2010-07-05 | 7.6 | 6 | 13 | 6 | 9 | 4 |  | 7.6 | 0 | 3
2010-07-06 | 15.4 | 20 | 20 | 15 | 11 | 11 |  | 15.4 | 0 | 0
2010-07-07 | 8.2 | 7 | 4 | 6 | 17 | 7 |  | 8.2 | 0 | 4
2010-07-08 | 8 | 4 | 7 | 11 | 9 | 9 |  | 8 | 0 | 2
2010-07-09 | 5.8 | 9 | 7 | 0 | 0 | 13 |  | 5.8 | 0 | 3
2010-07-10 | 9.6 | 11 | 13 | 9 | 15 | 0 |  | 9.6 | 0 | 1
2010-07-11 | 6.6 | 0 | 6 | 9 | 7 | 11 |  | 6.6 | 0 | 3
2010-07-12 | 8.4 | 9 | 9 | 11 | 13 | 0 |  | 8.4 | 0 | 1
2010-07-13 | 14 | 28 | 9 | 13 | 11 | 9 |  | 14 | 0 | 0
2010-07-14 | 20 | 22 | 22 | 22 | 17 | 17 |  | 20 | 0 | 0
2010-07-15 | 6.6 | 9 | 11 | 13 | 0 | 0 |  | 6.6 | 0 | 2
2010-07-16 | 5.8 | 11 | 6 | 6 | 0 | 6 |  | 5.8 | 0 | 4
2010-07-17 | 11.6 | 13 | 13 | 15 | 11 | 6 |  | 11.6 | 0 | 1
2010-07-18 | 5 | 9 | 7 | 0 | 0 | 9 |  | 5 | 0 | 3
2010-07-19 | 22 | 28 | 26 | 20 | 19 | 17 |  | 22 | 0 | 0
2010-07-20 | 13.6 | 20 | 15 | 11 | 11 | 11 |  | 13.6 | 0 | 0
2010-07-21 | 7.8 | 9 | 13 | 7 | 6 | 4 |  | 7.8 | 0 | 3
2010-07-22 | 8.6 | 9 | 7 | 9 | 9 | 9 |  | 8.6 | 0 | 1
2010-07-23 | 25.2 | 32 | 28 | 20 | 20 | 26 |  | 25.2 | 0 | 0
2010-07-24 | 6.8 | 6 | 7 | 4 | 6 | 11 |  | 6.8 | 0 | 4
2010-07-25 | 10 | 13 | 13 | 13 | 11 | 0 |  | 10 | 0 | 1
2010-07-26 | 9.2 | 13 | 13 | 11 | 9 | 0 |  | 9.2 | 0 | 1
2010-07-27 | 3.8 | 6 | 7 | 6 | 0 | 0 |  | 3.8 | 0 | 5
2010-07-28 | 11.8 | 17 | 11 | 11 | 13 | 7 |  | 11.8 | 0 | 1
2010-07-29 | 8 | 9 | 7 | 7 | 4 | 13 |  | 8 | 0 | 3
2010-07-30 | 10.8 | 13 | 9 | 11 | 15 | 6 |  | 10.8 | 0 | 1
2010-07-31 | 10.2 | 11 | 9 | 9 | 13 | 9 |  | 10.2 | 0 | 0
2010-08-01 | 17 | 28 | 24 | 17 | 7 | 9 |  | 17 | 0 | 1
2010-08-02 | 19.6 | 24 | 28 | 22 | 11 | 13 |  | 19.6 | 0 | 0
2010-08-03 | 10.2 | 7 | 11 | 11 | 11 | 11 |  | 10.2 | 0 | 1
2010-08-04 | 3.4 | 7 | 0 | 0 | 4 | 6 |  | 3.4 | 0 | 5
2010-08-05 | 6.2 | 6 | 6 | 7 | 6 | 6 |  | 6.2 | 0 | 5
2010-08-06 | 8.6 | 11 | 7 | 4 | 4 | 17 |  | 8.6 | 0 | 3
2010-08-07 | 5.2 | 11 | 6 | 9 | 0 | 0 |  | 5.2 | 0 | 3
2010-08-08 | 4.8 | 9 | 0 | 4 | 4 | 7 |  | 4.8 | 0 | 4
2010-08-09 | 5.2 | 9 | 4 | 6 | 0 | 7 |  | 5.2 | 0 | 4
2010-08-10 | 11.6 | 4 | 4 | 15 | 13 | 22 |  | 11.6 | 0 | 2
2010-08-11 | 4.4 | 0 | 9 | 6 | 7 | 0 |  | 4.4 | 0 | 4
2010-08-12 | 10.8 | 15 | 0 | 9 | 17 | 13 |  | 10.8 | 0 | 1
2010-08-13 | 20.8 | 26 | 20 | 22 | 19 | 17 |  | 20.8 | 0 | 0
2010-08-14 | 17.8 | 17 | 17 | 17 | 19 | 19 |  | 17.8 | 0 | 0
2010-08-15 | 4.8 | 9 | 11 | 4 | 0 | 0 |  | 4.8 | 0 | 3
2010-08-16 | 4.2 | 0 | 0 | 7 | 7 | 7 |  | 4.2 | 0 | 5
2010-08-17 | 16.6 | 19 | 13 | 17 | 17 | 17 |  | 16.6 | 0 | 0
2010-08-18 | 13.8 | 13 | 17 | 17 | 13 | 9 |  | 13.8 | 0 | 0
2010-08-19 | 5.8 | 0 | 0 | 7 | 9 | 13 |  | 5.8 | 0 | 3
2010-08-20 | 10.4 | 9 | 15 | 13 | 9 | 6 |  | 10.4 | 0 | 1
2010-08-21 | 15 | 9 | 11 | 15 | 20 | 20 |  | 15 | 0 | 0
2010-08-22 | 11.2 | 6 | 9 | 11 | 17 | 13 |  | 11.2 | 0 | 1
2010-08-23 | 17.8 | 24 | 17 | 20 | 13 | 15 |  | 17.8 | 0 | 0
2010-08-24 | 6.4 | 7 | 4 | 7 | 7 | 7 |  | 6.4 | 0 | 5
2010-08-25 | 4.8 | 7 | 11 | 6 | 0 | 0 |  | 4.8 | 0 | 4
2010-08-26 | 7.4 | 0 | 0 | 11 | 13 | 13 |  | 7.4 | 0 | 2
2010-08-27 | 9.2 | 11 | 7 | 15 | 7 | 6 |  | 9.2 | 0 | 3
2010-08-28 | 15 | 22 | 13 | 20 | 9 | 11 |  | 15 | 0 | 0
2010-08-29 | 13 | 13 | 15 | 11 | 9 | 17 |  | 13 | 0 | 0
2010-08-30 | 13 | 13 | 17 | 9 | 13 | 13 |  | 13 | 0 | 0
2010-08-31 | 4.8 | 13 | 4 | 0 | 0 | 7 |  | 4.8 | 0 | 4
2010-09-01 | 3 | 6 | 9 | 0 | 0 | 0 |  | 3 | 0 | 4
2010-09-02 | 4 | 9 | 0 | 7 | 0 | 4 |  | 4 | 0 | 4
2010-09-03 | 3.2 | 0 | 0 | 0 | 9 | 7 |  | 3.2 | 0 | 4
2010-09-04 | 11.4 | 15 | 9 | 11 | 0 | 22 |  | 11.4 | 0 | 1
2010-09-05 | 14.2 | 19 | 11 | 11 | 19 | 11 |  | 14.2 | 0 | 0
2010-09-06 | 8 | 9 | 11 | 7 | 7 | 6 |  | 8 | 0 | 3
2010-09-07 | 5.6 | 6 | 4 | 0 | 9 | 9 |  | 5.6 | 0 | 3
2010-09-08 | 9.2 | 9 | 6 | 11 | 7 | 13 |  | 9.2 | 0 | 2
2010-09-09 | 11 | 9 | 13 | 9 | 11 | 13 |  | 11 | 0 | 0
2010-09-10 | 13.4 | 15 | 15 | 17 | 7 | 13 |  | 13.4 | 0 | 1
2010-09-11 | 4.6 | 7 | 4 | 0 | 6 | 6 |  | 4.6 | 0 | 5
2010-09-12 | 2.8 | 0 | 4 | 6 | 0 | 4 |  | 2.8 | 0 | 5
2010-09-13 | 10.6 | 15 | 11 | 9 | 9 | 9 |  | 10.6 | 0 | 0
2010-09-14 | 11.8 | 15 | 11 | 11 | 13 | 9 |  | 11.8 | 0 | 0
2010-09-15 | 11.4 | 11 | 9 | 9 | 13 | 15 |  | 11.4 | 0 | 0
2010-09-16 | 8.2 | 9 | 9 | 9 | 7 | 7 |  | 8.2 | 0 | 2
2010-09-17 | 8.6 | 11 | 13 | 4 | 9 | 6 |  | 8.6 | 0 | 2
2010-09-18 | 13 | 11 | 17 | 11 | 13 | 13 |  | 13 | 0 | 0
2010-09-19 | 9.8 | 9 | 11 | 9 | 11 | 9 |  | 9.8 | 0 | 0
2010-09-20 | 12.8 | 6 | 11 | 13 | 17 | 17 |  | 12.8 | 0 | 1
2010-09-21 | 4.8 | 4 | 4 | 6 | 4 | 6 |  | 4.8 | 0 | 5
2010-09-22 | 10.6 | 9 | 9 | 9 | 13 | 13 |  | 10.6 | 0 | 0
2010-09-23 | 5.2 | 7 | 7 | 0 | 6 | 6 |  | 5.2 | 0 | 5
2010-09-24 | 9.4 | 9 | 11 | 7 | 11 | 9 |  | 9.4 | 0 | 1
2010-09-25 | 7.8 | 9 | 0 | 6 | 17 | 7 |  | 7.8 | 0 | 3
2010-09-26 | 2.8 | 0 | 0 | 7 | 0 | 7 |  | 2.8 | 0 | 5
2010-09-27 | 8.8 | 6 | 7 | 9 | 13 | 9 |  | 8.8 | 0 | 2
2010-09-28 | 10.8 | 0 | 15 | 15 | 15 | 9 |  | 10.8 | 0 | 1
2010-09-29 | 0 | 0 | 0 | 0 | 0 | 0 |  | 0 | 0 | 5
2010-09-30 | 2.2 | 0 | 0 | 11 | 0 | 0 |  | 2.2 | 0 | 4
2011-05-01 | 5.2 | 0 | 7 | 13 | 6 | 0 |  | 5.2 | 0 | 4
2011-05-02 | 10.8 | 9 | 15 | 13 | 11 | 6 |  | 10.8 | 0 | 1
2011-05-03 | 17 | 20 | 20 | 19 | 11 | 15 |  | 17 | 0 | 0
2011-05-04 | 9.2 | 9 | 6 | 7 | 11 | 13 |  | 9.2 | 0 | 2
2011-05-05 | 5.2 | 0 | 7 | 7 | 6 | 6 |  | 5.2 | 0 | 5
2011-05-06 | 9 | 7 | 11 | 11 | 9 | 7 |  | 9 | 0 | 2
2011-05-07 | 5.8 | 7 | 0 | 7 | 9 | 6 |  | 5.8 | 0 | 4
2011-05-08 | 4.8 | 6 | 6 | 4 | 4 | 4 |  | 4.8 | 0 | 5
2011-05-09 | 9.4 | 17 | 6 | 9 | 9 | 6 |  | 9.4 | 0 | 2
2011-05-10 | 5.2 | 9 | 0 | 7 | 6 | 4 |  | 5.2 | 0 | 4
2011-05-11 | 16.4 | 17 | 20 | 17 | 13 | 15 |  | 16.4 | 0 | 0
2011-05-12 | 24.4 | 26 | 33 | 22 | 22 | 19 |  | 24.4 | 0 | 0
2011-05-13 | 11.8 | 0 | 11 | 11 | 17 | 20 |  | 11.8 | 0 | 1
2011-05-14 | 27 | 33 | 26 | 28 | 26 | 22 |  | 27 | 0 | 0
2011-05-15 | 14.6 | 17 | 13 | 13 | 15 | 15 |  | 14.6 | 0 | 0
2011-05-16 | 9.8 | 13 | 7 | 7 | 11 | 11 |  | 9.8 | 0 | 2
2011-05-17 | 12 | 11 | 17 | 13 | 15 | 4 |  | 12 | 0 | 1
2011-05-18 | 13.8 | 15 | 17 | 11 | 13 | 13 |  | 13.8 | 0 | 0
2011-05-19 | 17.6 | 15 | 15 | 20 | 19 | 19 |  | 17.6 | 0 | 0
2011-05-20 | 13.4 | 15 | 15 | 11 | 15 | 11 |  | 13.4 | 0 | 0
2011-05-21 | 4 | 0 | 4 | 6 | 4 | 6 |  | 4 | 0 | 5
2011-05-22 | 3.8 | 4 | 4 | 0 | 4 | 7 |  | 3.8 | 0 | 5
2011-05-23 | 13 | 13 | 19 | 17 | 9 | 7 |  | 13 | 0 | 1
2011-05-24 | 20 | 17 | 19 | 22 | 20 | 22 |  | 20 | 0 | 0
2011-05-25 | 6.2 | 6 | 6 | 4 | 6 | 9 |  | 6.2 | 0 | 4
2011-05-26 | 17.2 | 17 | 17 | 15 | 17 | 20 |  | 17.2 | 0 | 0
2011-05-27 | 23.8 | 19 | 24 | 22 | 28 | 26 |  | 23.8 | 0 | 0
2011-05-28 | 20.8 | 17 | 20 | 24 | 24 | 19 |  | 20.8 | 0 | 0
2011-05-29 | 12 | 15 | 15 | 17 | 7 | 6 |  | 12 | 0 | 2
2011-05-30 | 8.4 | 17 | 9 | 6 | 6 | 4 |  | 8.4 | 0 | 3
2011-05-31 | 10.2 | 9 | 9 | 15 | 11 | 7 |  | 10.2 | 0 | 1
2011-06-01 | 7.2 | 6 | 7 | 7 | 7 | 9 |  | 7.2 | 0 | 4
2011-06-02 | 11 | 9 | 11 | 11 | 7 | 17 |  | 11 | 0 | 1
2011-06-03 | 26 | 24 | 26 | 32 | 22 | 26 |  | 26 | 0 | 0
2011-06-04 | 15.2 | 22 | 15 | 15 | 9 | 15 |  | 15.2 | 0 | 0
2011-06-05 | 7 | 9 | 9 | 7 | 4 | 6 |  | 7 | 0 | 3
2011-06-06 | 8.4 | 7 | 7 | 6 | 11 | 11 |  | 8.4 | 0 | 3
2011-06-07 | 4.2 | 4 | 7 | 0 | 4 | 6 |  | 4.2 | 0 | 5
2011-06-08 | 7 | 7 | 6 | 7 | 9 | 6 |  | 7 | 0 | 4
2011-06-09 | 8 | 0 | 7 | 11 | 11 | 11 |  | 8 | 0 | 2
2011-06-10 | 8.4 | 9 | 9 | 6 | 7 | 11 |  | 8.4 | 0 | 2
2011-06-11 | 26 | 28 | 24 | 24 | 26 | 28 |  | 26 | 0 | 0
2011-06-12 | 5.2 | 6 | 4 | 9 | 0 | 7 |  | 5.2 | 0 | 4
2011-06-13 | 2.4 | 0 | 4 | 4 | 0 | 4 |  | 2.4 | 0 | 5
2011-06-14 | 9 | 11 | 0 | 4 | 15 | 15 |  | 9 | 0 | 2
2011-06-15 | 11 | 17 | 9 | 11 | 11 | 7 |  | 11 | 0 | 1
2011-06-16 | 7.2 | 6 | 6 | 7 | 4 | 13 |  | 7.2 | 0 | 4
2011-06-17 | 18.2 | 19 | 24 | 15 | 20 | 13 |  | 18.2 | 0 | 0
2011-06-18 | 15 | 15 | 17 | 15 | 13 | 15 |  | 15 | 0 | 0
2011-06-19 | 22 | 20 | 22 | 24 | 22 | 22 |  | 22 | 0 | 0
2011-06-20 | 4.6 | 9 | 6 | 4 | 0 | 4 |  | 4.6 | 0 | 4
2011-06-21 | 2.8 | 6 | 0 | 4 | 0 | 4 |  | 2.8 | 0 | 5
2011-06-22 | 7.8 | 4 | 13 | 7 | 9 | 6 |  | 7.8 | 0 | 3
2011-06-23 | 7.6 | 15 | 7 | 6 | 6 | 4 |  | 7.6 | 0 | 4
2011-06-24 | 6.4 | 6 | 9 | 7 | 4 | 6 |  | 6.4 | 0 | 4
2011-06-25 | 4.8 | 0 | 4 | 6 | 7 | 7 |  | 4.8 | 0 | 5
2011-06-26 | 17.8 | 6 | 13 | 22 | 22 | 26 |  | 17.8 | 0 | 1
2011-06-27 | 8.6 | 7 | 7 | 7 | 13 | 9 |  | 8.6 | 0 | 3
2011-06-28 | 8.2 | 0 | 7 | 6 | 11 | 17 |  | 8.2 | 0 | 3
2011-06-29 | 15.6 | 28 | 19 | 7 | 13 | 11 |  | 15.6 | 0 | 1
2011-06-30 | 11.4 | 13 | 15 | 11 | 9 | 9 |  | 11.4 | 0 | 0
2011-07-01 | 10.6 | 6 | 6 | 11 | 13 | 17 |  | 10.6 | 0 | 2
2011-07-02 | 6.8 | 9 | 7 | 6 | 6 | 6 |  | 6.8 | 0 | 4
2011-07-03 | 7.2 | 9 | 0 | 11 | 9 | 7 |  | 7.2 | 0 | 2
2011-07-04 | 5.8 | 7 | 4 | 4 | 7 | 7 |  | 5.8 | 0 | 5
2011-07-05 | 6.2 | 6 | 0 | 9 | 7 | 9 |  | 6.2 | 0 | 3
2011-07-06 | 4.8 | 6 | 4 | 4 | 4 | 6 |  | 4.8 | 0 | 5
2011-07-07 | 8.2 | 6 | 9 | 4 | 13 | 9 |  | 8.2 | 0 | 2
2011-07-08 | 24.6 | 39 | 26 | 32 | 11 | 15 |  | 24.6 | 0 | 0
2011-07-09 | 34.2 | 30 | 33 | 37 | 41 | 30 |  | 34.2 | 0 | 0
2011-07-10 | 3.2 | 6 | 0 | 0 | 4 | 6 |  | 3.2 | 0 | 5
2011-07-11 | 3 | 6 | 9 | 0 | 0 | 0 |  | 3 | 0 | 4
2011-07-12 | 11.2 | 20 | 11 | 7 | 7 | 11 |  | 11.2 | 0 | 2
2011-07-13 | 6 | 11 | 11 | 0 | 4 | 4 |  | 6 | 0 | 3
2011-07-14 | 5.6 | 11 | 4 | 7 | 0 | 6 |  | 5.6 | 0 | 4
2011-07-15 | 28 | 28 | 28 | 28 | 26 | 30 |  | 28 | 0 | 0
2011-07-16 | 5.6 | 4 | 11 | 9 | 4 | 0 |  | 5.6 | 0 | 3
2011-07-17 | 9.2 | 15 | 11 | 11 | 0 | 9 |  | 9.2 | 0 | 1
2011-07-18 | 4.4 | 4 | 0 | 9 | 9 | 0 |  | 4.4 | 0 | 3
2011-07-19 | 6.4 | 7 | 6 | 6 | 4 | 9 |  | 6.4 | 0 | 4
2011-07-20 | 22.6 | 26 | 24 | 24 | 22 | 17 |  | 22.6 | 0 | 0
2011-07-21 | 8.4 | 15 | 4 | 7 | 7 | 9 |  | 8.4 | 0 | 3
2011-07-22 | 22.2 | 30 | 22 | 26 | 20 | 13 |  | 22.2 | 0 | 0
2011-07-23 | 8.2 | 9 | 7 | 7 | 7 | 11 |  | 8.2 | 0 | 3
2011-07-24 | 6.8 | 6 | 7 | 7 | 7 | 7 |  | 6.8 | 0 | 5
2011-07-25 | 8.4 | 13 | 7 | 7 | 6 | 9 |  | 8.4 | 0 | 3
2011-07-26 | 21.2 | 9 | 13 | 19 | 32 | 33 |  | 21.2 | 0 | 0
2011-07-27 | 5.6 | 9 | 6 | 0 | 9 | 4 |  | 5.6 | 0 | 3
2011-07-28 | 6.4 | 6 | 0 | 11 | 9 | 6 |  | 6.4 | 0 | 3
2011-07-29 | 10 | 9 | 6 | 20 | 6 | 9 |  | 10 | 0 | 2
2011-07-30 | 8 | 4 | 11 | 13 | 6 | 6 |  | 8 | 0 | 3
2011-07-31 | 9.8 | 9 | 15 | 6 | 13 | 6 |  | 9.8 | 0 | 2
2011-08-01 | 11.6 | 19 | 17 | 9 | 9 | 4 |  | 11.6 | 0 | 1
2011-08-02 | 7.4 | 6 | 7 | 6 | 11 | 7 |  | 7.4 | 0 | 4
2011-08-03 | 9.4 | 13 | 13 | 7 | 7 | 7 |  | 9.4 | 0 | 3
2011-08-04 | 5.6 | 6 | 9 | 7 | 6 | 0 |  | 5.6 | 0 | 4
2011-08-05 | 5.2 | 7 | 6 | 9 | 0 | 4 |  | 5.2 | 0 | 4
2011-08-06 | 7.4 | 4 | 7 | 4 | 7 | 15 |  | 7.4 | 0 | 4
2011-08-07 | 9.6 | 13 | 9 | 6 | 11 | 9 |  | 9.6 | 0 | 1
2011-08-08 | 8 | 13 | 7 | 7 | 9 | 4 |  | 8 | 0 | 3
2011-08-09 | 0 | 0 | 0 | 0 | 0 | 0 |  | 0 | 0 | 5
2011-08-10 | 13.2 | 22 | 22 | 11 | 11 | 0 |  | 13.2 | 0 | 1
2011-08-11 | 7.8 | 13 | 7 | 4 | 6 | 9 |  | 7.8 | 0 | 3
2011-08-12 | 1.6 | 4 | 0 | 4 | 0 | 0 |  | 1.6 | 0 | 5
2011-08-13 | 10.6 | 11 | 9 | 11 | 11 | 11 |  | 10.6 | 0 | 0
2011-08-14 | 5.2 | 0 | 11 | 7 | 4 | 4 |  | 5.2 | 0 | 4
2011-08-15 | 15 | 26 | 24 | 9 | 9 | 7 |  | 15 | 0 | 1
2011-08-16 | 8 | 11 | 9 | 9 | 4 | 7 |  | 8 | 0 | 2
2011-08-17 | 4.2 | 6 | 4 | 0 | 7 | 4 |  | 4.2 | 0 | 5
2011-08-18 | 9.8 | 11 | 9 | 9 | 9 | 11 |  | 9.8 | 0 | 0
2011-08-19 | 7.6 | 7 | 6 | 7 | 9 | 9 |  | 7.6 | 0 | 3
2011-08-20 | 3.4 | 6 | 0 | 0 | 0 | 11 |  | 3.4 | 0 | 4
2011-08-21 | 8.8 | 11 | 9 | 11 | 6 | 7 |  | 8.8 | 0 | 2
2011-08-22 | 11.4 | 9 | 15 | 9 | 13 | 11 |  | 11.4 | 0 | 0
2011-08-23 | 18.8 | 11 | 4 | 20 | 20 | 39 |  | 18.8 | 0 | 1
2011-08-24 | 6.6 | 6 | 7 | 6 | 7 | 7 |  | 6.6 | 0 | 5
2011-08-25 | 12.4 | 19 | 13 | 7 | 6 | 17 |  | 12.4 | 0 | 2
2011-08-26 | 6.6 | 0 | 4 | 7 | 11 | 11 |  | 6.6 | 0 | 3
2011-08-27 | 7.4 | 11 | 6 | 7 | 7 | 6 |  | 7.4 | 0 | 4
2011-08-28 | 14.8 | 7 | 19 | 22 | 17 | 9 |  | 14.8 | 0 | 1
2011-08-29 | 4.2 | 6 | 7 | 0 | 4 | 4 |  | 4.2 | 0 | 5
2011-08-30 | 7.6 | 11 | 7 | 7 | 7 | 6 |  | 7.6 | 0 | 4
2011-08-31 | 7.6 | 0 | 11 | 11 | 7 | 9 |  | 7.6 | 0 | 2
2011-09-01 | 5.6 | 11 | 7 | 4 | 0 | 6 |  | 5.6 | 0 | 4
2011-09-02 | 21.8 | 7 | 9 | 39 | 32 | 22 |  | 21.8 | 0 | 1
2011-09-03 | 4.6 | 6 | 4 | 6 | 0 | 7 |  | 4.6 | 0 | 5
2011-09-04 | 6.4 | 6 | 11 | 7 | 4 | 4 |  | 6.4 | 0 | 4
2011-09-05 | 8.2 | 0 | 11 | 9 | 17 | 4 |  | 8.2 | 0 | 2
2011-09-06 | 4.2 | 7 | 4 | 0 | 4 | 6 |  | 4.2 | 0 | 5
2011-09-07 | 3.8 | 0 | 4 | 4 | 4 | 7 |  | 3.8 | 0 | 5
2011-09-08 | 5.8 | 7 | 9 | 9 | 4 | 0 |  | 5.8 | 0 | 3
2011-09-09 | 3.6 | 0 | 7 | 7 | 4 | 0 |  | 3.6 | 0 | 5
2011-09-10 | 8.2 | 9 | 9 | 0 | 4 | 19 |  | 8.2 | 0 | 2
2011-09-11 | 6 | 6 | 6 | 7 | 7 | 4 |  | 6 | 0 | 5
2011-09-12 | 7.8 | 4 | 4 | 9 | 11 | 11 |  | 7.8 | 0 | 2
2011-09-13 | 6.8 | 7 | 6 | 7 | 7 | 7 |  | 6.8 | 0 | 5
2011-09-14 | 19.2 | 20 | 20 | 19 | 17 | 20 |  | 19.2 | 0 | 0
2011-09-15 | 9.8 | 11 | 13 | 7 | 9 | 9 |  | 9.8 | 0 | 1
2011-09-16 | 12 | 11 | 11 | 20 | 9 | 9 |  | 12 | 0 | 0
2011-09-17 | 5.2 | 7 | 6 | 0 | 7 | 6 |  | 5.2 | 0 | 5
2011-09-18 | 8.6 | 15 | 7 | 7 | 7 | 7 |  | 8.6 | 0 | 4
2011-09-19 | 19.4 | 22 | 19 | 15 | 15 | 26 |  | 19.4 | 0 | 0
2011-09-20 | 5.6 | 9 | 7 | 6 | 0 | 6 |  | 5.6 | 0 | 4
2011-09-21 | 7 | 7 | 7 | 7 | 7 | 7 |  | 7 | 0 | 5
2011-09-22 | 8.2 | 13 | 4 | 7 | 4 | 13 |  | 8.2 | 0 | 3
2011-09-23 | 17.4 | 13 | 22 | 22 | 17 | 13 |  | 17.4 | 0 | 0
2011-09-24 | 9.6 | 13 | 11 | 9 | 6 | 9 |  | 9.6 | 0 | 1
2011-09-25 | 8.6 | 4 | 4 | 7 | 13 | 15 |  | 8.6 | 0 | 3
2011-09-26 | 27 | 15 | 26 | 33 | 28 | 33 |  | 27 | 0 | 0
2011-09-27 | 12.8 | 15 | 6 | 19 | 20 | 4 |  | 12.8 | 0 | 2
2011-09-28 | 8.4 | 15 | 11 | 6 | 6 | 4 |  | 8.4 | 0 | 3
2011-09-29 | 5.2 | 4 | 6 | 4 | 6 | 6 |  | 5.2 | 0 | 5
2011-09-30 | 7.8 | 6 | 11 | 9 | 6 | 7 |  | 7.8 | 0 | 3
2012-05-01 | 17.6 | 17 | 17 | 19 | 20 | 15 |  | 17.6 | 0 | 0
2012-05-02 | 7.4 | 9 | 6 | 4 | 7 | 11 |  | 7.4 | 0 | 3
2012-05-03 | 11.8 | 7 | 15 | 13 | 13 | 11 |  | 11.8 | 0 | 1
2012-05-04 | 7.2 | 7 | 7 | 6 | 9 | 7 |  | 7.2 | 0 | 4
2012-05-05 | 29.4 | 28 | 26 | 28 | 33 | 32 |  | 29.4 | 0 | 0
2012-05-06 | 26.6 | 24 | 33 | 32 | 20 | 24 |  | 26.6 | 0 | 0
2012-05-07 | 6.6 | 7 | 9 | 4 | 7 | 6 |  | 6.6 | 0 | 4
2012-05-08 | 4 | 0 | 6 | 4 | 4 | 6 |  | 4 | 0 | 5
2012-05-09 | 4 | 4 | 6 | 4 | 6 | 0 |  | 4 | 0 | 5
2012-05-10 | 20.6 | 26 | 19 | 28 | 15 | 15 |  | 20.6 | 0 | 0
2012-05-11 | 22 | 24 | 26 | 19 | 17 | 24 |  | 22 | 0 | 0
2012-05-12 | 13 | 13 | 15 | 15 | 15 | 7 |  | 13 | 0 | 1
2012-05-13 | 13.8 | 17 | 19 | 13 | 13 | 7 |  | 13.8 | 0 | 1
2012-05-14 | 17.2 | 20 | 17 | 17 | 15 | 17 |  | 17.2 | 0 | 0
2012-05-15 | 7 | 11 | 9 | 6 | 9 | 0 |  | 7 | 0 | 2
2012-05-16 | 14.4 | 11 | 4 | 24 | 22 | 11 |  | 14.4 | 0 | 1
2012-05-17 | 19 | 28 | 15 | 13 | 28 | 11 |  | 19 | 0 | 0
2012-05-18 | 27.2 | 30 | 32 | 32 | 22 | 20 |  | 27.2 | 0 | 0
2012-05-19 | 6.6 | 0 | 6 | 7 | 7 | 13 |  | 6.6 | 0 | 4
2012-05-20 | 6 | 7 | 6 | 7 | 4 | 6 |  | 6 | 0 | 5
2012-05-21 | 7.2 | 6 | 4 | 13 | 6 | 7 |  | 7.2 | 0 | 4
2012-05-22 | 7.4 | 4 | 9 | 11 | 9 | 4 |  | 7.4 | 0 | 2
2012-05-23 | 18.2 | 15 | 17 | 17 | 22 | 20 |  | 18.2 | 0 | 0
2012-05-24 | 16.8 | 20 | 15 | 17 | 17 | 15 |  | 16.8 | 0 | 0
2012-05-25 | 11 | 13 | 13 | 13 | 7 | 9 |  | 11 | 0 | 1
2012-05-26 | 5.4 | 6 | 7 | 7 | 7 | 0 |  | 5.4 | 0 | 5
2012-05-27 | 5.8 | 9 | 13 | 0 | 7 | 0 |  | 5.8 | 0 | 3
2012-05-28 | 18.2 | 19 | 22 | 17 | 20 | 13 |  | 18.2 | 0 | 0
2012-05-29 | 22.6 | 22 | 19 | 20 | 26 | 26 |  | 22.6 | 0 | 0
2012-05-30 | 5.8 | 11 | 7 | 7 | 0 | 4 |  | 5.8 | 0 | 4
2012-05-31 | 7.8 | 9 | 7 | 7 | 9 | 7 |  | 7.8 | 0 | 3
2012-06-01 | 5.8 | 0 | 9 | 7 | 6 | 7 |  | 5.8 | 0 | 4
2012-06-02 | 10.6 | 9 | 7 | 22 | 11 | 4 |  | 10.6 | 0 | 2
2012-06-03 | 4.4 | 0 | 0 | 9 | 9 | 4 |  | 4.4 | 0 | 3
2012-06-04 | 4.4 | 7 | 7 | 4 | 0 | 4 |  | 4.4 | 0 | 5
2012-06-05 | 16.6 | 22 | 17 | 9 | 24 | 11 |  | 16.6 | 0 | 0
2012-06-06 | 13.4 | 4 | 20 | 17 | 19 | 7 |  | 13.4 | 0 | 2
2012-06-07 | 15.2 | 20 | 6 | 17 | 22 | 11 |  | 15.2 | 0 | 1
2012-06-08 | 9.4 | 13 | 11 | 9 | 7 | 7 |  | 9.4 | 0 | 2
2012-06-09 | 13.8 | 13 | 17 | 11 | 15 | 13 |  | 13.8 | 0 | 0
2012-06-10 | 36.4 | 35 | 30 | 35 | 41 | 41 |  | 36.4 | 0 | 0
2012-06-11 | 9.2 | 7 | 6 | 11 | 11 | 11 |  | 9.2 | 0 | 2
2012-06-12 | 3.4 | 0 | 0 | 7 | 6 | 4 |  | 3.4 | 0 | 5
2012-06-13 | 23.2 | 24 | 28 | 26 | 19 | 19 |  | 23.2 | 0 | 0
2012-06-14 | 16 | 19 | 22 | 11 | 17 | 11 |  | 16 | 0 | 0
2012-06-15 | 28.2 | 24 | 26 | 32 | 33 | 26 |  | 28.2 | 0 | 0
2012-06-16 | 11 | 11 | 9 | 11 | 7 | 17 |  | 11 | 0 | 1
2012-06-17 | 23.8 | 20 | 19 | 19 | 33 | 28 |  | 23.8 | 0 | 0
2012-06-18 | 11.6 | 4 | 7 | 9 | 19 | 19 |  | 11.6 | 0 | 2
2012-06-19 | 16.6 | 15 | 20 | 13 | 13 | 22 |  | 16.6 | 0 | 0
2012-06-20 | 17.8 | 19 | 17 | 17 | 17 | 19 |  | 17.8 | 0 | 0
2012-06-21 | 7.4 | 7 | 7 | 4 | 6 | 13 |  | 7.4 | 0 | 4
2012-06-22 | 9 | 9 | 9 | 9 | 9 | 9 |  | 9 | 0 | 0
2012-06-23 | 6.4 | 7 | 4 | 4 | 11 | 6 |  | 6.4 | 0 | 4
2012-06-24 | 9.2 | 13 | 7 | 6 | 11 | 9 |  | 9.2 | 0 | 2
2012-06-25 | 7.2 | 9 | 9 | 7 | 4 | 7 |  | 7.2 | 0 | 3
2012-06-26 | 4.6 | 6 | 7 | 6 | 4 | 0 |  | 4.6 | 0 | 5
2012-06-27 | 31.2 | 32 | 39 | 26 | 35 | 24 |  | 31.2 | 0 | 0
2012-06-28 | 5 | 4 | 4 | 4 | 9 | 4 |  | 5 | 0 | 4
2012-06-29 | 5.6 | 4 | 4 | 9 | 4 | 7 |  | 5.6 | 0 | 4
2012-06-30 | 6.6 | 4 | 7 | 6 | 7 | 9 |  | 6.6 | 0 | 4
2012-07-01 | 7.2 | 9 | 11 | 4 | 6 | 6 |  | 7.2 | 0 | 3
2012-07-02 | 6.4 | 4 | 7 | 6 | 6 | 9 |  | 6.4 | 0 | 4
2012-07-03 | 10.8 | 7 | 15 | 15 | 4 | 13 |  | 10.8 | 0 | 2
2012-07-04 | 26.4 | 28 | 35 | 24 | 26 | 19 |  | 26.4 | 0 | 0
2012-07-05 | 3 | 0 | 9 | 6 | 0 | 0 |  | 3 | 0 | 4
2012-07-06 | 6.6 | 11 | 9 | 7 | 6 | 0 |  | 6.6 | 0 | 3
2012-07-07 | 8.6 | 11 | 6 | 9 | 13 | 4 |  | 8.6 | 0 | 2
2012-07-08 | 11.4 | 15 | 9 | 9 | 11 | 13 |  | 11.4 | 0 | 0
2012-07-09 | 8 | 11 | 4 | 6 | 6 | 13 |  | 8 | 0 | 3
2012-07-10 | 10 | 9 | 9 | 20 | 6 | 6 |  | 10 | 0 | 2
2012-07-11 | 12 | 15 | 6 | 6 | 22 | 11 |  | 12 | 0 | 2
2012-07-12 | 8.8 | 13 | 4 | 8 | 8 | 11 |  | 8.8 | 0 | 3
2012-07-13 | 14.4 | 16 | 9 | 10 | 18 | 19 |  | 14.4 | 0 | 0
2012-07-14 | 10.6 | 12 | 15 | 9 | 8 | 9 |  | 10.6 | 0 | 1
2012-07-15 | 13 | 14 | 12 | 15 | 14 | 10 |  | 13 | 0 | 0
2012-07-16 | 22.2 | 20 | 24 | 21 | 25 | 21 |  | 22.2 | 0 | 0
2012-07-17 | 13.8 | 11 | 17 | 15 | 13 | 13 |  | 13.8 | 0 | 0
2012-07-18 | 19.6 | 16 | 15 | 22 | 21 | 24 |  | 19.6 | 0 | 0
2012-07-19 | 13 | 15 | 16 | 15 | 10 | 9 |  | 13 | 0 | 0
2012-07-20 | 11.6 | 10 | 14 | 18 | 8 | 8 |  | 11.6 | 0 | 2
2012-07-21 | 16.6 | 15 | 15 | 18 | 17 | 18 |  | 16.6 | 0 | 0
2012-07-22 | 9 | 9 | 10 | 12 | 7 | 7 |  | 9 | 0 | 2
2012-07-23 | 10.6 | 9 | 10 | 8 | 18 | 8 |  | 10.6 | 0 | 2
2012-07-24 | 10.2 | 10 | 9 | 8 | 10 | 14 |  | 10.2 | 0 | 1
2012-07-25 | 20.6 | 21 | 21 | 20 | 23 | 18 |  | 20.6 | 0 | 0
2012-07-26 | 11.2 | 13 | 11 | 12 | 10 | 10 |  | 11.2 | 0 | 0
2012-07-27 | 9.8 | 12 | 14 | 8 | 6 | 9 |  | 9.8 | 0 | 2
2012-07-28 | 15.6 | 10 | 10 | 17 | 17 | 24 |  | 15.6 | 0 | 0
2012-07-29 | 10.6 | 14 | 6 | 10 | 13 | 10 |  | 10.6 | 0 | 1
2012-07-30 | 9.8 | 9 | 9 | 10 | 13 | 8 |  | 9.8 | 0 | 1
2012-07-31 | 11.2 | 16 | 11 | 12 | 6 | 11 |  | 11.2 | 0 | 1
2012-08-01 | 13.8 | 21 | 19 | 11 | 12 | 6 |  | 13.8 | 0 | 1
2012-08-02 | 27.2 | 16 | 39 | 33 | 22 | 26 |  | 27.2 | 0 | 0
2012-08-03 | 18.6 | 22 | 18 | 14 | 21 | 18 |  | 18.6 | 0 | 0
2012-08-04 | 8.6 | 9 | 6 | 9 | 10 | 9 |  | 8.6 | 0 | 1
2012-08-05 | 15.6 | 9 | 12 | 19 | 19 | 19 |  | 15.6 | 0 | 0
2012-08-06 | 11 | 12 | 8 | 17 | 9 | 9 |  | 11 | 0 | 1
2012-08-07 | 20.4 | 30 | 24 | 24 | 10 | 14 |  | 20.4 | 0 | 0
2012-08-08 | 10.4 | 12 | 9 | 9 | 13 | 9 |  | 10.4 | 0 | 0
2012-08-09 | 13 | 23 | 11 | 15 | 8 | 8 |  | 13 | 0 | 2
2012-08-10 | 13.4 | 10 | 9 | 15 | 18 | 15 |  | 13.4 | 0 | 0
2012-08-11 | 25.2 | 23 | 28 | 24 | 25 | 26 |  | 25.2 | 0 | 0
2012-08-12 | 9.6 | 9 | 9 | 10 | 10 | 10 |  | 9.6 | 0 | 0
2012-08-13 | 14.4 | 15 | 15 | 17 | 15 | 10 |  | 14.4 | 0 | 0
2012-08-14 | 18.4 | 18 | 8 | 20 | 23 | 23 |  | 18.4 | 0 | 1
2012-08-15 | 22.2 | 23 | 26 | 23 | 19 | 20 |  | 22.2 | 0 | 0
2012-08-16 | 10.2 | 9 | 10 | 11 | 10 | 11 |  | 10.2 | 0 | 0
2012-08-17 | 12.8 | 14 | 14 | 10 | 12 | 14 |  | 12.8 | 0 | 0
2012-08-18 | 6.8 | 7 | 9 | 7 | 6 | 5 |  | 6.8 | 0 | 4
2012-08-19 | 8.2 | 6 | 9 | 5 | 12 | 9 |  | 8.2 | 0 | 2
2012-08-20 | 13 | 6 | 9 | 12 | 18 | 20 |  | 13 | 0 | 1
2012-08-21 | 13.6 | 9 | 15 | 12 | 14 | 18 |  | 13.6 | 0 | 0
2012-08-22 | 17.2 | 21 | 17 | 16 | 17 | 15 |  | 17.2 | 0 | 0
2012-08-23 | 13 | 18 | 12 | 12 | 11 | 12 |  | 13 | 0 | 0
2012-08-24 | 23 | 19 | 14 | 24 | 21 | 37 |  | 23 | 0 | 0
2012-08-25 | 12.4 | 13 | 17 | 18 | 9 | 5 |  | 12.4 | 0 | 1
2012-08-26 | 8.4 | 8 | 7 | 9 | 9 | 9 |  | 8.4 | 0 | 2
2012-08-27 | 10.8 | 11 | 10 | 9 | 12 | 12 |  | 10.8 | 0 | 0
2012-08-28 | 19 | 19 | 21 | 22 | 17 | 16 |  | 19 | 0 | 0
2012-08-29 | 15.8 | 20 | 16 | 17 | 8 | 18 |  | 15.8 | 0 | 1
2012-08-30 | 8 | 10 | 10 | 10 | 5 | 5 |  | 8 | 0 | 2
2012-08-31 | 13.8 | 12 | 14 | 7 | 19 | 17 |  | 13.8 | 0 | 1
2012-09-01 | 23 | 24 | 22 | 23 | 22 | 24 |  | 23 | 0 | 0
2012-09-02 | 21.6 | 22 | 29 | 32 | 14 | 11 |  | 21.6 | 0 | 0
2012-09-03 | 19.6 | 22 | 22 | 13 | 23 | 18 |  | 19.6 | 0 | 0
2012-09-04 | 26.8 | 30 | 39 | 24 | 24 | 17 |  | 26.8 | 0 | 0
2012-09-05 | 13.6 | 14 | 12 | 14 | 16 | 12 |  | 13.6 | 0 | 0
2012-09-06 | 19.6 | 18 | 22 | 22 | 19 | 17 |  | 19.6 | 0 | 0
2012-09-07 | 12.4 | 12 | 16 | 12 | 9 | 13 |  | 12.4 | 0 | 0
2012-09-08 | 14.4 | 10 | 20 | 13 | 13 | 16 |  | 14.4 | 0 | 0
2012-09-09 | 20 | 15 | 14 | 23 | 25 | 23 |  | 20 | 0 | 0
2012-09-10 | 15 | 16 | 19 | 15 | 9 | 16 |  | 15 | 0 | 0
2012-09-11 | 21.4 | 27 | 19 | 23 | 20 | 18 |  | 21.4 | 0 | 0
2012-09-12 | 17.4 | 23 | 18 | 11 | 18 | 17 |  | 17.4 | 0 | 0
2012-09-13 | 23.2 | 26 | 24 | 24 | 24 | 18 |  | 23.2 | 0 | 0
2012-09-14 | 13 | 11 | 14 | 14 | 14 | 12 |  | 13 | 0 | 0
2012-09-15 | 19.4 | 23 | 22 | 18 | 18 | 16 |  | 19.4 | 0 | 0
2012-09-16 | 13.6 | 15 | 15 | 15 | 13 | 10 |  | 13.6 | 0 | 0
2012-09-17 | 14.8 | 15 | 14 | 17 | 14 | 14 |  | 14.8 | 0 | 0
2012-09-18 | 15.6 | 14 | 12 | 17 | 17 | 18 |  | 15.6 | 0 | 0
2012-09-19 | 13.4 | 14 | 13 | 14 | 12 | 14 |  | 13.4 | 0 | 0
2012-09-20 | 12.8 | 9 | 15 | 13 | 14 | 13 |  | 12.8 | 0 | 0
2012-09-21 | 12.6 | 10 | 9 | 15 | 15 | 14 |  | 12.6 | 0 | 0
2012-09-22 | 11.2 | 12 | 9 | 10 | 9 | 16 |  | 11.2 | 0 | 0
2012-09-23 | 13.8 | 13 | 14 | 9 | 16 | 17 |  | 13.8 | 0 | 0
2012-09-24 | 14.4 | 18 | 13 | 15 | 14 | 12 |  | 14.4 | 0 | 0
2012-09-25 | 12.6 | 13 | 10 | 14 | 13 | 13 |  | 12.6 | 0 | 0
2012-09-26 | 20.6 | 24 | 18 | 22 | 21 | 18 |  | 20.6 | 0 | 0
2012-09-27 | 12 | 12 | 13 | 11 | 13 | 11 |  | 12 | 0 | 0
2012-09-28 | 12.2 | 12 | 14 | 12 | 12 | 11 |  | 12.2 | 0 | 0
2012-09-29 | 21.4 | 17 | 23 | 22 | 23 | 22 |  | 21.4 | 0 | 0
2012-09-30 | 17.6 | 18 | 18 | 19 | 18 | 15 |  | 17.6 | 0 | 0
2013-05-01 | 11.6 | 12 | 15 | 13 | 9 | 9 |  | 11.6 | 0 | 0
2013-05-02 | 13.2 | 18 | 18 | 19 | 5 | 6 |  | 13.2 | 0 | 2
2013-05-03 | 15.6 | 22 | 20 | 12 | 8 | 16 |  | 15.6 | 0 | 1
2013-05-04 | 9.2 | 16 | 5 | 10 | 7 | 8 |  | 9.2 | 0 | 3
2013-05-05 | 14.2 | 13 | 10 | 16 | 16 | 16 |  | 14.2 | 0 | 0
2013-05-06 | 12 | 15 | 15 | 8 | 10 | 12 |  | 12 | 0 | 1
2013-05-07 | 39.4 | 17 | 26 | 62 | 49 | 43 |  | 39.4 | 0 | 0
2013-05-08 | 18.2 | 12 | 11 | 20 | 27 | 21 |  | 18.2 | 0 | 0
2013-05-09 | 9 | 13 | 5 | 4 | 13 | 10 |  | 9 | 0 | 2
2013-05-10 | 20 | 37 | 22 | 15 | 13 | 13 |  | 20 | 0 | 0
2013-05-11 | 22.2 | 26 | 21 | 19 | 27 | 18 |  | 22.2 | 0 | 0
2013-05-12 | 14.4 | 11 | 15 | 9 | 18 | 19 |  | 14.4 | 0 | 0
2013-05-13 | 14.6 | 13 | 18 | 13 | 6 | 23 |  | 14.6 | 0 | 1
2013-05-14 | 26.8 | 28 | 29 | 24 | 28 | 25 |  | 26.8 | 0 | 0
2013-05-15 | 11 | 13 | 15 | 5 | 9 | 13 |  | 11 | 0 | 1
2013-05-16 | 21.4 | 17 | 21 | 23 | 23 | 23 |  | 21.4 | 0 | 0
2013-05-17 | 7.2 | 6 | 12 | 3 | 3 | 12 |  | 7.2 | 0 | 3
2013-05-18 | 6.6 | 7 | 6 | 12 | 1 | 7 |  | 6.6 | 0 | 4
2013-05-19 | 8.6 | 8 | 7 | 6 | 12 | 10 |  | 8.6 | 0 | 3
2013-05-20 | 7 | 6 | 8 | 11 | 4 | 6 |  | 7 | 0 | 4
2013-05-21 | 15 | 13 | 21 | 13 | 13 | 15 |  | 15 | 0 | 0
2013-05-22 | 18.8 | 20 | 22 | 22 | 20 | 10 |  | 18.8 | 0 | 0
2013-05-23 | 7.6 | 5 | 10 | 6 | 11 | 6 |  | 7.6 | 0 | 3
2013-05-24 | 10.2 | 6 | 10 | 12 | 11 | 12 |  | 10.2 | 0 | 1
2013-05-25 | 26.4 | 26 | 31 | 30 | 24 | 21 |  | 26.4 | 0 | 0
2013-05-26 | 8.4 | 15 | 3 | 2 | 10 | 12 |  | 8.4 | 0 | 2
2013-05-27 | 9.4 | 12 | 11 | 9 | 7 | 8 |  | 9.4 | 0 | 2
2013-05-28 | 6.6 | 2 | 6 | 9 | 6 | 10 |  | 6.6 | 0 | 3
2013-05-29 | 9.2 | 5 | 11 | 7 | 12 | 11 |  | 9.2 | 0 | 2
2013-05-30 | 8.8 | 20 | 6 | 5 | 5 | 8 |  | 8.8 | 0 | 4
2013-05-31 | 11.2 | 10 | 10 | 13 | 12 | 11 |  | 11.2 | 0 | 0
2013-06-01 | 8.6 | 4 | 9 | 10 | 14 | 6 |  | 8.6 | 0 | 2
2013-06-02 | 10.2 | 15 | 11 | 9 | 5 | 11 |  | 10.2 | 0 | 1
2013-06-03 | 23 | 19 | 22 | 23 | 30 | 21 |  | 23 | 0 | 0
2013-06-04 | 15.6 | 16 | 13 | 17 | 15 | 17 |  | 15.6 | 0 | 0
2013-06-05 | 13.6 | 14 | 14 | 12 | 14 | 14 |  | 13.6 | 0 | 0
2013-06-06 | 10.4 | 12 | 10 | 10 | 8 | 12 |  | 10.4 | 0 | 1
2013-06-07 | 11.4 | 14 | 10 | 10 | 9 | 14 |  | 11.4 | 0 | 0
2013-06-08 | 14.8 | 11 | 19 | 19 | 18 | 7 |  | 14.8 | 0 | 1
2013-06-09 | 7.6 | 8 | 6 | 8 | 8 | 8 |  | 7.6 | 0 | 5
2013-06-10 | 10.8 | 18 | 10 | 11 | 10 | 5 |  | 10.8 | 0 | 1
2013-06-11 | 9.8 | 12 | 9 | 10 | 10 | 8 |  | 9.8 | 0 | 1
2013-06-12 | 15.6 | 16 | 14 | 19 | 14 | 15 |  | 15.6 | 0 | 0
2013-06-13 | 11.6 | 20 | 14 | 9 | 6 | 9 |  | 11.6 | 0 | 1
2013-06-14 | 8.2 | 7 | 11 | 11 | 8 | 4 |  | 8.2 | 0 | 3
2013-06-15 | 17 | 21 | 6 | 16 | 25 | 17 |  | 17 | 0 | 1
2013-06-16 | 18.2 | 19 | 17 | 18 | 19 | 18 |  | 18.2 | 0 | 0
2013-06-17 | 6.6 | 9 | 10 | 8 | 2 | 4 |  | 6.6 | 0 | 3
2013-06-18 | 11.4 | 14 | 17 | 12 | 7 | 7 |  | 11.4 | 0 | 2
2013-06-19 | 14.2 | 22 | 12 | 19 | 8 | 10 |  | 14.2 | 0 | 1
2013-06-20 | 39.2 | 35 | 36 | 40 | 42 | 43 |  | 39.2 | 0 | 0
2013-06-21 | 17.8 | 20 | 15 | 21 | 16 | 17 |  | 17.8 | 0 | 0
2013-06-22 | 8.6 | 8 | 9 | 12 | 4 | 10 |  | 8.6 | 0 | 2
2013-06-23 | 8.8 | 3 | 5 | 7 | 16 | 13 |  | 8.8 | 0 | 3
2013-06-24 | 9 | 3 | 9 | 10 | 13 | 10 |  | 9 | 0 | 1
2013-06-25 | 7.6 | 8 | 10 | 4 | 8 | 8 |  | 7.6 | 0 | 4
2013-06-26 | 9.4 | 16 | 10 | 5 | 8 | 8 |  | 9.4 | 0 | 3
2013-06-27 | 20 | 31 | 26 | 16 | 13 | 14 |  | 20 | 0 | 0
2013-06-28 | 14.2 | 14 | 13 | 15 | 15 | 14 |  | 14.2 | 0 | 0
2013-06-29 | 14.2 | 15 | 14 | 12 | 13 | 17 |  | 14.2 | 0 | 0
2013-06-30 | 17.6 | 18 | 19 | 22 | 15 | 14 |  | 17.6 | 0 | 0
2013-07-01 | 10.6 | 9 | 11 | 8 | 14 | 11 |  | 10.6 | 0 | 1
2013-07-02 | 13.8 | 19 | 18 | 10 | 10 | 12 |  | 13.8 | 0 | 0
2013-07-03 | 24.8 | 36 | 20 | 28 | 17 | 23 |  | 24.8 | 0 | 0
2013-07-04 | 15 | 13 | 13 | 16 | 14 | 19 |  | 15 | 0 | 0
2013-07-05 | 17.8 | 24 | 19 | 13 | 19 | 14 |  | 17.8 | 0 | 0
2013-07-06 | 17.2 | 16 | 21 | 19 | 17 | 13 |  | 17.2 | 0 | 0
2013-07-07 | 10.2 | 9 | 9 | 9 | 17 | 7 |  | 10.2 | 0 | 1
2013-07-08 | 7.2 | 14 | 4 | 4 | 4 | 10 |  | 7.2 | 0 | 3
2013-07-09 | 11.6 | 12 | 12 | 12 | 12 | 10 |  | 11.6 | 0 | 0
2013-07-10 | 11.8 | 13 | 13 | 11 | 10 | 12 |  | 11.8 | 0 | 0
2013-07-11 | 18 | 18 | 23 | 21 | 17 | 11 |  | 18 | 0 | 0
2013-07-12 | 9.6 | 9 | 8 | 10 | 10 | 11 |  | 9.6 | 0 | 1
2013-07-13 | 19 | 17 | 29 | 25 | 21 | 3 |  | 19 | 0 | 1
2013-07-14 | 16.2 | 18 | 15 | 15 | 16 | 17 |  | 16.2 | 0 | 0
2013-07-15 | 21.8 | 27 | 28 | 18 | 21 | 15 |  | 21.8 | 0 | 0
2013-07-16 | 9.8 | 9 | 10 | 8 | 8 | 14 |  | 9.8 | 0 | 2
2013-07-17 | 13.2 | 14 | 15 | 14 | 14 | 9 |  | 13.2 | 0 | 0
2013-07-18 | 14.8 | 14 | 6 | 24 | 14 | 16 |  | 14.8 | 0 | 1
2013-07-19 | 8.6 | 8 | 14 | 8 | 7 | 6 |  | 8.6 | 0 | 4
2013-07-20 | 12 | 9 | 13 | 9 | 15 | 14 |  | 12 | 0 | 0
2013-07-21 | 17.4 | 20 | 23 | 17 | 17 | 10 |  | 17.4 | 0 | 0
2013-07-22 | 17 | 17 | 18 | 18 | 15 | 17 |  | 17 | 0 | 0
2013-07-23 | 11.4 | 4 | 15 | 13 | 17 | 8 |  | 11.4 | 0 | 2
2013-07-24 | 12.8 | 4 | 9 | 19 | 16 | 16 |  | 12.8 | 0 | 1
2013-07-25 | 11.8 | 9 | 12 | 17 | 10 | 11 |  | 11.8 | 0 | 0
2013-07-26 | 15 | 16 | 12 | 14 | 16 | 17 |  | 15 | 0 | 0
2013-07-27 | 22.4 | 10 | 6 | 15 | 45 | 36 |  | 22.4 | 0 | 1
2013-07-28 | 14.2 | 21 | 12 | 10 | 13 | 15 |  | 14.2 | 0 | 0
2013-07-29 | 18.8 | 21 | 24 | 17 | 17 | 15 |  | 18.8 | 0 | 0
2013-07-30 | 8.8 | 12 | 16 | 5 | 7 | 4 |  | 8.8 | 0 | 3
2013-07-31 | 12.4 | 17 | 14 | 11 | 10 | 10 |  | 12.4 | 0 | 0
2013-08-01 | 8.8 | 16 | 1 | 13 | 8 | 6 |  | 8.8 | 0 | 3
2013-08-02 | 9.6 | 11 | 10 | 9 | 9 | 9 |  | 9.6 | 0 | 0
2013-08-03 | 9.6 | 8 | 8 | 13 | 7 | 12 |  | 9.6 | 0 | 3
2013-08-04 | 9.2 | 4 | 9 | 13 | 8 | 12 |  | 9.2 | 0 | 2
2013-08-05 | 10.6 | 9 | 11 | 10 | 10 | 13 |  | 10.6 | 0 | 0
2013-08-06 | 6.8 | 9 | 4 | 3 | 8 | 10 |  | 6.8 | 0 | 3
2013-08-07 | 7 | 11 | 10 | 8 | 3 | 3 |  | 7 | 0 | 3
2013-08-08 | 10.8 | 7 | 8 | 11 | 12 | 16 |  | 10.8 | 0 | 2
2013-08-09 | 15.6 | 14 | 13 | 16 | 18 | 17 |  | 15.6 | 0 | 0
2013-08-10 | 11 | 17 | 12 | 10 | 10 | 6 |  | 11 | 0 | 1
2013-08-11 | 13 | 15 | 15 | 13 | 5 | 17 |  | 13 | 0 | 1
2013-08-12 | 18.4 | 17 | 19 | 18 | 20 | 18 |  | 18.4 | 0 | 0
2013-08-13 | 12.6 | 15 | 18 | 15 | 5 | 10 |  | 12.6 | 0 | 1
2013-08-14 | 8.4 | 10 | 14 | 7 | 8 | 3 |  | 8.4 | 0 | 3
2013-08-15 | 12.8 | 14 | 9 | 13 | 13 | 15 |  | 12.8 | 0 | 0
2013-08-16 | 10.2 | 10 | 6 | 12 | 8 | 15 |  | 10.2 | 0 | 2
2013-08-17 | 10.4 | 13 | 13 | 4 | 13 | 9 |  | 10.4 | 0 | 1
2013-08-18 | 13 | 14 | 5 | 14 | 19 | 13 |  | 13 | 0 | 1
2013-08-19 | 10.4 | 9 | 6 | 12 | 10 | 15 |  | 10.4 | 0 | 1
2013-08-20 | 11.2 | 17 | 16 | 8 | 6 | 9 |  | 11.2 | 0 | 2
2013-08-21 | 10.8 | 10 | 9 | 12 | 11 | 12 |  | 10.8 | 0 | 0
2013-08-22 | 12.8 | 16 | 14 | 17 | 11 | 6 |  | 12.8 | 0 | 1
2013-08-23 | 11.8 | 12 | 10 | 17 | 14 | 6 |  | 11.8 | 0 | 1
2013-08-24 | 15.4 | 14 | 15 | 18 | 15 | 15 |  | 15.4 | 0 | 0
2013-08-25 | 15 | 9 | 15 | 19 | 19 | 13 |  | 15 | 0 | 0
2013-08-26 | 15.8 | 9 | 13 | 14 | 23 | 20 |  | 15.8 | 0 | 0
2013-08-27 | 10.2 | 14 | 10 | 8 | 3 | 16 |  | 10.2 | 0 | 2
2013-08-28 | 9.4 | 16 | 8 | 13 | 6 | 4 |  | 9.4 | 0 | 3
2013-08-29 | 18.6 | 24 | 27 | 15 | 15 | 12 |  | 18.6 | 0 | 0
2013-08-30 | 10.4 | 10 | 15 | 8 | 10 | 9 |  | 10.4 | 0 | 1
2013-08-31 | 13 | 9 | 12 | 17 | 12 | 15 |  | 13 | 0 | 0
2013-09-01 | 10.4 | 12 | 9 | 11 | 12 | 8 |  | 10.4 | 0 | 1
2013-09-02 | 8.2 | 3 | 10 | 5 | 18 | 5 |  | 8.2 | 0 | 3
2013-09-03 | 12.8 | 14 | 11 | 12 | 13 | 14 |  | 12.8 | 0 | 0
2013-09-04 | 14.6 | 17 | 18 | 14 | 14 | 10 |  | 14.6 | 0 | 0
2013-09-05 | 11.4 | 10 | 14 | 10 | 10 | 13 |  | 11.4 | 0 | 0
2013-09-06 | 12.4 | 13 | 12 | 11 | 11 | 15 |  | 12.4 | 0 | 0
2013-09-07 | 10 | 11 | 10 | 11 | 10 | 8 |  | 10 | 0 | 1
2013-09-08 | 15.6 | 15 | 17 | 16 | 15 | 15 |  | 15.6 | 0 | 0
2013-09-09 | 16.6 | 12 | 13 | 17 | 22 | 19 |  | 16.6 | 0 | 0
2013-09-10 | 7.6 | 8 | 9 | 8 | 5 | 8 |  | 7.6 | 0 | 4
2013-09-11 | 9.4 | 6 | 11 | 9 | 6 | 15 |  | 9.4 | 0 | 2
2013-09-12 | 15.2 | 15 | 18 | 14 | 14 | 15 |  | 15.2 | 0 | 0
2013-09-13 | 13.2 | 16 | 15 | 18 | 8 | 9 |  | 13.2 | 0 | 1
2013-09-14 | 12 | 12 | 14 | 15 | 9 | 10 |  | 12 | 0 | 0
2013-09-15 | 15.6 | 20 | 21 | 15 | 4 | 18 |  | 15.6 | 0 | 1
2013-09-16 | 16.4 | 18 | 15 | 16 | 14 | 19 |  | 16.4 | 0 | 0
2013-09-17 | 18.6 | 28 | 20 | 21 | 8 | 16 |  | 18.6 | 0 | 1
2013-09-18 | 22 | 31 | 22 | 20 | 17 | 20 |  | 22 | 0 | 0
2013-09-19 | 7.4 | 5 | 4 | 13 | 12 | 3 |  | 7.4 | 0 | 3
2013-09-20 | 11 | 13 | 12 | 15 | 13 | 2 |  | 11 | 0 | 1
2013-09-21 | 12.4 | 14 | 15 | 13 | 15 | 5 |  | 12.4 | 0 | 1
2013-09-22 | 10 | 7 | 6 | 12 | 15 | 10 |  | 10 | 0 | 2
2013-09-23 | 19.6 | 17 | 13 | 17 | 18 | 33 |  | 19.6 | 0 | 0
2013-09-24 | 18.8 | 24 | 23 | 23 | 8 | 16 |  | 18.8 | 0 | 1
2013-09-25 | 20 | 12 | 19 | 27 | 20 | 22 |  | 20 | 0 | 0
2013-09-26 | 15.4 | 14 | 15 | 16 | 17 | 15 |  | 15.4 | 0 | 0
2013-09-27 | 10.2 | 14 | 3 | 10 | 11 | 13 |  | 10.2 | 0 | 1
2013-09-28 | 11.6 | 4 | 10 | 19 | 13 | 12 |  | 11.6 | 0 | 1
2013-09-29 | 25.4 | 28 | 28 | 27 | 24 | 20 |  | 25.4 | 0 | 0
2013-09-30 | 10.2 | 8 | 2 | 15 | 4 | 22 |  | 10.2 | 0 | 3
2014-05-01 | 13.8 | 4 | 5 | 18 | 19 | 23 |  | 13.8 | 0 | 2
2014-05-02 | 17.2 | 18 | 9 | 26 | 16 | 17 |  | 17.2 | 0 | 0
2014-05-03 | 17.6 | 7 | 21 | 25 | 18 | 17 |  | 17.6 | 0 | 1
2014-05-04 | 9.8 | 9 | 12 | 10 | 10 | 8 |  | 9.8 | 0 | 1
2014-05-05 | 10.6 | 16 | 10 | 9 | 8 | 10 |  | 10.6 | 0 | 1
2014-05-06 | 30.8 | 37 | 33 | 35 | 32 | 17 |  | 30.8 | 0 | 0
2014-05-07 | 4.6 | 1 | 2 | 6 | 8 | 6 |  | 4.6 | 0 | 5
2014-05-08 | 10.6 | 17 | 14 | 12 | 1 | 9 |  | 10.6 | 0 | 1
2014-05-09 | 12.2 | 14 | 13 | 16 | 13 | 5 |  | 12.2 | 0 | 1
2014-05-10 | 13.6 | 15 | 13 | 14 | 13 | 13 |  | 13.6 | 0 | 0
2014-05-11 | 8.6 | 11 | 10 | 8 | 6 | 8 |  | 8.6 | 0 | 3
2014-05-12 | 4.4 | 3 | 1 | 4 | 5 | 9 |  | 4.4 | 0 | 4
2014-05-13 | 5.4 | 8 | 1 | 11 | 1 | 6 |  | 5.4 | 0 | 4
2014-05-14 | 7.4 | 9 | 13 | 10 | 3 | 2 |  | 7.4 | 0 | 2
2014-05-15 | 18.2 | 9 | 28 | 23 | 13 | 18 |  | 18.2 | 0 | 0
2014-05-16 | 15.6 | 13 | 21 | 12 | 14 | 18 |  | 15.6 | 0 | 0
2014-05-17 | 11.2 | 13 | 15 | 11 | 10 | 7 |  | 11.2 | 0 | 1
2014-05-18 | 10.2 | 12 | 14 | 12 | 6 | 7 |  | 10.2 | 0 | 2
2014-05-19 | 22.2 | 23 | 22 | 18 | 23 | 25 |  | 22.2 | 0 | 0
2014-05-20 | 7.6 | 7 | 8 | 6 | 10 | 7 |  | 7.6 | 0 | 4
2014-05-21 | 7.8 | 4 | 7 | 11 | 10 | 7 |  | 7.8 | 0 | 3
2014-05-22 | 9.8 | 13 | 14 | 11 | 7 | 4 |  | 9.8 | 0 | 2
2014-05-23 | 16 | 25 | 11 | 18 | 12 | 14 |  | 16 | 0 | 0
2014-05-24 | 14.6 | 17 | 21 | 17 | 10 | 8 |  | 14.6 | 0 | 1
2014-05-25 | 7.2 | 8 | 9 | 11 | 5 | 3 |  | 7.2 | 0 | 3
2014-05-26 | 8.2 | 8 | 7 | 5 | 9 | 12 |  | 8.2 | 0 | 3
2014-05-27 | 5.6 | 3 | 8 | 9 | 4 | 4 |  | 5.6 | 0 | 4
2014-05-28 | 9.8 | 8 | 11 | 8 | 10 | 12 |  | 9.8 | 0 | 2
2014-05-29 | 14.4 | 13 | 15 | 27 | 5 | 12 |  | 14.4 | 0 | 1
2014-05-30 | 12.4 | 16 | 15 | 14 | 4 | 13 |  | 12.4 | 0 | 1
2014-05-31 | 10.8 | 13 | 7 | 9 | 11 | 14 |  | 10.8 | 0 | 1
2014-06-01 | 7.6 | 8 | 7 | 6 | 13 | 4 |  | 7.6 | 0 | 4
2014-06-02 | 10.2 | 10 | 7 | 12 | 13 | 9 |  | 10.2 | 0 | 1
2014-06-03 | 5.6 | 3 | 9 | 11 | 3 | 2 |  | 5.6 | 0 | 3
2014-06-04 | 16.8 | 11 | 10 | 12 | 25 | 26 |  | 16.8 | 0 | 0
2014-06-05 | 32.6 | 41 | 36 | 34 | 27 | 25 |  | 32.6 | 0 | 0
2014-06-06 | 6.4 | 6 | 5 | 7 | 7 | 7 |  | 6.4 | 0 | 5
2014-06-07 | 17.4 | 17 | 20 | 17 | 17 | 16 |  | 17.4 | 0 | 0
2014-06-08 | 9.8 | 16 | 9 | 9 | 8 | 7 |  | 9.8 | 0 | 2
2014-06-09 | 22.6 | 17 | 18 | 13 | 37 | 28 |  | 22.6 | 0 | 0
2014-06-10 | 7.4 | 7 | 10 | 8 | 5 | 7 |  | 7.4 | 0 | 4
2014-06-11 | 12.8 | 16 | 16 | 13 | 9 | 10 |  | 12.8 | 0 | 0
2014-06-12 | 15.4 | 16 | 14 | 14 | 16 | 17 |  | 15.4 | 0 | 0
2014-06-13 | 14.8 | 13 | 20 | 13 | 12 | 16 |  | 14.8 | 0 | 0
2014-06-14 | 12.4 | 10 | 17 | 16 | 12 | 7 |  | 12.4 | 0 | 1
2014-06-15 | 13.6 | 12 | 15 | 12 | 13 | 16 |  | 13.6 | 0 | 0
2014-06-16 | 10.2 | 12 | 13 | 10 | 11 | 5 |  | 10.2 | 0 | 1
2014-06-17 | 15.4 | 14 | 13 | 17 | 16 | 17 |  | 15.4 | 0 | 0
2014-06-18 | 16.4 | 18 | 17 | 13 | 17 | 17 |  | 16.4 | 0 | 0
2014-06-19 | 19.6 | 25 | 15 | 26 | 15 | 17 |  | 19.6 | 0 | 0
2014-06-20 | 7.6 | 9 | 2 | 6 | 10 | 11 |  | 7.6 | 0 | 2
2014-06-21 | 20.8 | 22 | 17 | 28 | 18 | 19 |  | 20.8 | 0 | 0
2014-06-22 | 6.8 | 9 | 8 | 7 | 6 | 4 |  | 6.8 | 0 | 4
2014-06-23 | 6.6 | 7 | 10 | 2 | 9 | 5 |  | 6.6 | 0 | 3
2014-06-24 | 11.8 | 18 | 14 | 11 | 8 | 8 |  | 11.8 | 0 | 2
2014-06-25 | 12.8 | 14 | 5 | 10 | 16 | 19 |  | 12.8 | 0 | 1
2014-06-26 | 7.8 | 9 | 7 | 10 | 7 | 6 |  | 7.8 | 0 | 3
2014-06-27 | 9.4 | 9 | 8 | 5 | 10 | 15 |  | 9.4 | 0 | 2
2014-06-28 | 16.2 | 11 | 23 | 21 | 10 | 16 |  | 16.2 | 0 | 0
2014-06-29 | 13.4 | 20 | 13 | 6 | 16 | 12 |  | 13.4 | 0 | 1
2014-06-30 | 28 | 31 | 26 | 30 | 27 | 26 |  | 28 | 0 | 0
2014-07-01 | 8 | 12 | 9 | 9 | 7 | 3 |  | 8 | 0 | 2
2014-07-02 | 13.6 | 17 | 17 | 14 | 10 | 10 |  | 13.6 | 0 | 0
2014-07-03 | 13.6 | 16 | 9 | 14 | 14 | 15 |  | 13.6 | 0 | 0
2014-07-04 | 18.2 | 8 | 10 | 27 | 24 | 22 |  | 18.2 | 0 | 1
2014-07-05 | 12.4 | 9 | 4 | 18 | 19 | 12 |  | 12.4 | 0 | 1
2014-07-06 | 11.8 | 9 | 14 | 16 | 9 | 11 |  | 11.8 | 0 | 0
2014-07-07 | 17.6 | 20 | 17 | 14 | 18 | 19 |  | 17.6 | 0 | 0
2014-07-08 | 13.8 | 10 | 12 | 17 | 14 | 16 |  | 13.8 | 0 | 0
2014-07-09 | 14.4 | 16 | 16 | 13 | 13 | 14 |  | 14.4 | 0 | 0
2014-07-10 | 14.4 | 17 | 18 | 10 | 10 | 17 |  | 14.4 | 0 | 0
2014-07-11 | 9.8 | 12 | 12 | 14 | 8 | 3 |  | 9.8 | 0 | 2
2014-07-12 | 12 | 13 | 10 | 14 | 15 | 8 |  | 12 | 0 | 1
2014-07-13 | 8.2 | 13 | 3 | 5 | 9 | 11 |  | 8.2 | 0 | 2
2014-07-14 | 12.8 | 15 | 10 | 12 | 14 | 13 |  | 12.8 | 0 | 0
2014-07-15 | 7.8 | 13 | 8 | 8 | 7 | 3 |  | 7.8 | 0 | 4
2014-07-16 | 11.2 | 10 | 4 | 12 | 14 | 16 |  | 11.2 | 0 | 1
2014-07-17 | 11.2 | 13 | 11 | 13 | 12 | 7 |  | 11.2 | 0 | 1
2014-07-18 | 6.8 | 4 | 8 | 4 | 10 | 8 |  | 6.8 | 0 | 4
2014-07-19 | 12.6 | 12 | 12 | 13 | 13 | 13 |  | 12.6 | 0 | 0
2014-07-20 | 7.8 | 9 | 8 | 5 | 4 | 13 |  | 7.8 | 0 | 3
2014-07-21 | 6.6 | 9 | 7 | 7 | 6 | 4 |  | 6.6 | 0 | 4
2014-07-22 | 12.6 | 12 | 15 | 13 | 13 | 10 |  | 12.6 | 0 | 0
2014-07-23 | 15.4 | 18 | 14 | 15 | 17 | 13 |  | 15.4 | 0 | 0
2014-07-24 | 13.2 | 8 | 18 | 13 | 16 | 11 |  | 13.2 | 0 | 1
2014-07-25 | 29 | 22 | 17 | 33 | 41 | 32 |  | 29 | 0 | 0
2014-07-26 | 16 | 16 | 20 | 14 | 17 | 13 |  | 16 | 0 | 0
2014-07-27 | 12.4 | 14 | 15 | 11 | 9 | 13 |  | 12.4 | 0 | 0
2014-07-28 | 8 | 8 | 7 | 8 | 8 | 9 |  | 8 | 0 | 4
2014-07-29 | 7.2 | 10 | 10 | 5 | 9 | 2 |  | 7.2 | 0 | 2
2014-07-30 | 14.6 | 23 | 18 | 14 | 12 | 6 |  | 14.6 | 0 | 1
2014-07-31 | 11.2 | 4 | 10 | 14 | 3 | 25 |  | 11.2 | 0 | 2
2014-08-01 | 12.4 | 28 | 7 | 18 | 5 | 4 |  | 12.4 | 0 | 3
2014-08-02 | 16.6 | 20 | 17 | 20 | 16 | 10 |  | 16.6 | 0 | 0
2014-08-03 | 7 | 10 | 7 | 5 | 7 | 6 |  | 7 | 0 | 4
2014-08-04 | 5.4 | 4 | 4 | 7 | 6 | 6 |  | 5.4 | 0 | 5
2014-08-05 | 5.8 | 4 | 6 | 3 | 8 | 8 |  | 5.8 | 0 | 5
2014-08-06 | 5.8 | 8 | 5 | 8 | 3 | 5 |  | 5.8 | 0 | 5
2014-08-07 | 16.4 | 23 | 23 | 14 | 13 | 9 |  | 16.4 | 0 | 0
2014-08-08 | 6.8 | 10 | 6 | 8 | 3 | 7 |  | 6.8 | 0 | 4
2014-08-09 | 5.4 | 5 | 6 | 3 | 8 | 5 |  | 5.4 | 0 | 5
2014-08-10 | 8.6 | 13 | 10 | 10 | 8 | 2 |  | 8.6 | 0 | 2
2014-08-11 | 3.6 | 3 | 3 | 5 | 5 | 2 |  | 3.6 | 0 | 5
2014-08-12 | 6.4 | 6 | 5 | 7 | 10 | 4 |  | 6.4 | 0 | 4
2014-08-13 | 10.8 | 15 | 12 | 10 | 8 | 9 |  | 10.8 | 0 | 1
2014-08-14 | 11 | 14 | 8 | 6 | 8 | 19 |  | 11 | 0 | 3
2014-08-15 | 6.2 | 4 | 6 | 8 | 9 | 4 |  | 6.2 | 0 | 4
2014-08-16 | 4.2 | 2 | 10 | 5 | 3 | 1 |  | 4.2 | 0 | 4
2014-08-17 | 20.4 | 21 | 17 | 22 | 21 | 21 |  | 20.4 | 0 | 0
2014-08-18 | 7.4 | 10 | 6 | 7 | 8 | 6 |  | 7.4 | 0 | 4
2014-08-19 | 9.6 | 10 | 10 | 9 | 9 | 10 |  | 9.6 | 0 | 0
2014-08-20 | 8.8 | 9 | 9 | 6 | 8 | 12 |  | 8.8 | 0 | 2
2014-08-21 | 10.6 | 3 | 10 | 14 | 14 | 12 |  | 10.6 | 0 | 1
2014-08-22 | 9 | 10 | 12 | 10 | 5 | 8 |  | 9 | 0 | 2
2014-08-23 | 8.6 | 12 | 11 | 9 | 6 | 5 |  | 8.6 | 0 | 2
2014-08-24 | 5.8 | 7 | 5 | 8 | 4 | 5 |  | 5.8 | 0 | 5
2014-08-25 | 5.2 | 6 | 3 | 1 | 7 | 9 |  | 5.2 | 0 | 4
2014-08-26 | 6.2 | 9 | 6 | 5 | 3 | 8 |  | 6.2 | 0 | 4
2014-08-27 | 5 | 5 | 5 | 6 | 2 | 7 |  | 5 | 0 | 5
2014-08-28 | 20.4 | 23 | 28 | 21 | 18 | 12 |  | 20.4 | 0 | 0
2014-08-29 | 8 | 8 | 10 | 5 | 9 | 8 |  | 8 | 0 | 3
2014-08-30 | 20.8 | 15 | 33 | 26 | 17 | 13 |  | 20.8 | 0 | 0
2014-08-31 | 5.4 | 4 | 9 | 1 | 1 | 12 |  | 5.4 | 0 | 3
2014-09-01 | 8.4 | 7 | 7 | 11 | 12 | 5 |  | 8.4 | 0 | 3
2014-09-02 | 10.2 | 8 | 9 | 12 | 10 | 12 |  | 10.2 | 0 | 1
2014-09-03 | 25.2 | 15 | 18 | 23 | 35 | 35 |  | 25.2 | 0 | 0
2014-09-04 | 5.8 | 6 | 7 | 1 | 8 | 7 |  | 5.8 | 0 | 5
2014-09-05 | 4.4 | 1 | 6 | 9 | 2 | 4 |  | 4.4 | 0 | 4
2014-09-06 | 6.8 | 8 | 5 | 5 | 7 | 9 |  | 6.8 | 0 | 4
2014-09-07 | 10.2 | 5 | 7 | 6 | 11 | 22 |  | 10.2 | 0 | 3
2014-09-08 | 17.2 | 14 | 2 | 4 | 34 | 32 |  | 17.2 | 0 | 2
2014-09-09 | 9.4 | 8 | 12 | 9 | 10 | 8 |  | 9.4 | 0 | 2
2014-09-10 | 17.8 | 9 | 10 | 18 | 24 | 28 |  | 17.8 | 0 | 0
2014-09-11 | 10.6 | 8 | 10 | 12 | 11 | 12 |  | 10.6 | 0 | 1
2014-09-12 | 4.4 | 7 | 4 | 5 | 5 | 1 |  | 4.4 | 0 | 5
2014-09-13 | 11.8 | 17 | 13 | 13 | 5 | 11 |  | 11.8 | 0 | 1
2014-09-14 | 6.6 | 7 | 2 | 9 | 5 | 10 |  | 6.6 | 0 | 3
2014-09-15 | 11.4 | 13 | 11 | 13 | 9 | 11 |  | 11.4 | 0 | 0
2014-09-16 | 4.8 | 2 | 8 | 9 | 1 | 4 |  | 4.8 | 0 | 4
2014-09-17 | 3.4 | 2 | 6 | 2 | 5 | 2 |  | 3.4 | 0 | 5
2014-09-18 | 9.2 | 7 | 13 | 10 | 7 | 9 |  | 9.2 | 0 | 2
2014-09-19 | 12.8 | 7 | 26 | 15 | 14 | 2 |  | 12.8 | 0 | 2
2014-09-20 | 8 | 8 | 8 | 8 | 8 | 8 |  | 8 | 0 | 5
2014-09-21 | 8.8 | 8 | 7 | 9 | 10 | 10 |  | 8.8 | 0 | 2
2014-09-22 | 4.6 | 8 | 7 | 3 | 1 | 4 |  | 4.6 | 0 | 5
2014-09-23 | 9.4 | 4 | 10 | 14 | 11 | 8 |  | 9.4 | 0 | 2
2014-09-24 | 9.6 | 7 | 5 | 9 | 13 | 14 |  | 9.6 | 0 | 2
2014-09-25 | 5.2 | 8 | 3 | 4 | 4 | 7 |  | 5.2 | 0 | 5
2014-09-26 | 12.6 | 12 | 10 | 20 | 12 | 9 |  | 12.6 | 0 | 0
2014-09-27 | 12.2 | 5 | 7 | 18 | 15 | 16 |  | 12.2 | 0 | 2
2014-09-28 | 18.6 | 16 | 19 | 26 | 15 | 17 |  | 18.6 | 0 | 0
2014-09-29 | 26.2 | 29 | 22 | 23 | 26 | 31 |  | 26.2 | 0 | 0
2014-09-30 | 13.6 | 1 | 1 | 10 | 24 | 32 |  | 13.6 | 0 | 2
End | End | End | End | End | End | End | End | End | End | End | End | End
Wind speed values taken from workbook "HLY01_Wind Speed 1953to2014.xlsx"
These values are used in Column O (IrrHours) on the Calculations sheet.

## Change Log (hidden)
Change Log
Version | Date | By | Description
81 | 2017-03-03 09:27 | KGW | Revised naming of rain gauge ID in output files to remove 'A' at start of name
82 | 2017-03-03 09:29 | KGW | Corrected precipitation in output - old rainfall data was kept as 10ths of mm, new data stored as mm, output in 10ths of mm adjusted by multiplying rain value by 10
83 | 2017-05-10 09:43 | KGW | Corrected precipitation input - returned to format originally provided by The City - no rearrangement of columns. "Climate Day" (11PM to 11PM) still used for calculations, time-series output now uses correct precipitation values.