## Enable Macros
In partnership with:
Irrigation Demand Estimation Tool
Welcome to the Irrigation Demand Estimation Tool (IDE).
If you are seeing this screen, it probably means that Macros are disabled in your current Excel configuration. Proper operation of the IDE Tool requires that Macros be enabled. In some versions of Excel, Macros may be enabled as follows:
1. From the main Menu Bar, select 'File'. 2. From the list displayed on the left side of the window that opens, select 'Options'. 3. From the list displayed on the left side of the next window that opens, select 'Trust Center' 4. In the next windows displayed, click the button labeled 'Trust Center Settings...' 5. From the list displayed on the left side of the next window that opens, select 'Macro Settings'. 6. Under 'Macro Settings' at top right, select 'Enable all macros (Not recommended; potentially dangerous code can run)'. 7. Click the 'Ok' button to close the 'Trust Settings' window. 8. Click the 'Ok' button to close the 'Options' window. 9. Close Excel. 10. Restart Excel. The new macro setting should now be in effect and this screen should not be displayed.
If these instructions do not seem to match your version of Excel, please search on 'Macro Settings' within the Excel Help system or consult with your IT advisor.

## Title (hidden)
In partnership with:
Irrigation Demand Estimation Tool
All Others Click
Here to Proceed
City of Calgary
Access Only

## Notice (hidden)
Irrigation Demand Estimation Tool
Welcome to the Irrigation Demand Estimation Tool (IDE).
The IDE Tool and associated materials were prepared by Dillon Consulting Limited (Dillon) on behalf of The City of Calgary. All copyright and trademarks on the IDE Tool and associated materials remain the property of The City of Calgary.
If you continue to browse and use the IDE Tool, you are agreeing to comply with and be bound by the following terms and conditions of use. Before using the IDE Tool, you must scroll to the bottom of these conditions and indicate your acceptance of them using the button provided.
1. | Neither The City of Calgary nor Dillon provide any warranty or guarantee as to the accuracy, performance, completeness or suitability of the IDE Tool and associated materials for any particular purpose. You acknowledge that the IDE Tool and associated materials may contain inaccuracies or errors and The City of Calgary and Dillon exclude liability for any such inaccuracies or errors.
2. | Your use of the IDE Tool and associated materials is entirely at your own risk, for which The City of Calgary and Dillon shall not be liable. The City of Calgary and Dillon are not responsible for any direct, indirect, incidental, consequential or other damages resulting from the use, misuse or misinterpretation of the IDE Tool and associated materials.
3. | It shall be the user’s responsibility to ensure that the IDE Tool and associated materials meet your specific requirements. The user shall ensure that the analysis and design, and subsequent performance of project sites meet all relevant watershed targets, standards and guidelines. Consult a professional engineer before utilizing the IDE Tool and associated materials.
4. | Every reasonable effort has been made to have the IDE Tool run smoothly on typical hardware. However, neither The City of Calgary nor Dillon take any responsibility for, and will not be liable for, the IDE Tool not being able to be applied due to technical issues beyond our control.
5. | You agree to immediately advise The City of Calgary of any issues that arise out of the use of the IDE Tool and associated materials. You understand that the IDE Tool and associated materials are subject to change at any time. You agree to always use the latest version of the IDE Tool, which will be posted on The City of Calgary’s website.
Click to Visit the IDE Tool Website
Scroll Down to Proceed
Click to Accept These Conditions and Proceed

## Output Cover (hidden)
Irrigation Demand Estimation Tool
Test
2019-02-22 09:14

## Project Data (hidden)
Basic Project Information
| Project Name: | Test
| Project Description: | My Test
| Location: | Calgary
| Date: | 2016-05-05
| Company: | DCL
| Designer: | DCL
| Reviewer: | DCL
Clear Sheet
Clear Data
Help
Output
Calculate
Output
Clear All

## Project Data Output (hidden)
Irrigation Demand Estimation Tool
Project Data
Project Name: | Test
Project Description: | My Test
Location: | Calgary
Date: | 2016-05-05
Company: | DCL
Designer: | DCL
Reviewer: | DCL
Total Area: | #NAME?
Maximum Daily Pumped Irrigation Volume: | 2075.6798
Assumed Maximum Pumping Rate: | 420
Main Settings
Allow custom entries: | FALSE
Subsoil percolation rate safety factor: | #NAME?
Precipitation adjustment factor: | #NAME?
Effective precipitation threshold: | #NAME?
Effective precipitation multiplier: | #NAME?
Precipitation required to cancel irrigation: | 10 mm over the previous 2 days [Default]
Minimum average daily temperature for irrigation: | #NAME?
Maximum average daily wind speed for irrigation: | #NAME?
Irrigation target water content: | 1.10 x Field Capacity [Default]
Management Allowable Depletion (MAD): | 50% [Default]
Irrigation system management efficiency: | 90% [Default]
Rain gauge ID: | 3031093

## Main Settings (hidden)
Analysis Settings
| Allow custom entries: | FALSE | Check this box to allow custom data entries.
| Percolation rate safety factor: | 1 | A factor greater than 1.0 reduces the percolation rate / estimated volume of water lost to percolation. Default = 1.0.
| Precipitation adjustment factor: | 1 | Historical precipitation values are multiplied by this factor before use. Default = 1.0.
| Effective precipitation threshold: | 5 | mm. Daily precipitation less than this value is neglected in the water balance calculations. Default = 5.
| Effective precipitation multiplier: | 0.75 | Effective precipitation = (Actual Precipitation - Threshold) x This Value. Default = 0.75.
| Precipitation required to cancel irrigation: | 10 | mm over the previous | 2 | days. Default = 10 mm over the preceding 2 days.
| Minimum average daily temperature for irrigation: | 3 | deg C. Irrigation will be cancelled if the minimum average temperature is below this value. Default = 3 deg C.
| Maximum average daily wind speed for irrigation: | 8 | kph. Broadcast irrigation will be cancelled if the average daily wind speed exceeds this value. Default = 8 kph. Current setting allows irrigation over 71 percent of days.
| Irrigation target water content: | 1.1 | Multiplier applied to Field Capacity to determine irrigation volume to be applied. Default = 1.1.
| Management Allowable Depletion (MAD): | 50% | percent. Defines the MAD with respect to the range between the Wilting Point (0%) and Field Capacity (100%). Default = 50%.
| Irrigation system management efficiency: | 90% | Factor to account for the efficiency of irrigation system management. Default = 90%.
| Rain gauge ID: | 3031093 | 7-digit identifier used in the time series output file. Default=3031093.
Validate
Help
Defaults
Edit...
Calculate
Area Settings
Unlock
Output

## Area Settings (hidden)
Area Definitions
| Total area determined by: | Definition |  |  |  | Input types: |  | Calculated field - no input required
Manual (direct) input
| Total irrigated area: | 8.8 | hectares |  |  |  |  | List selection input - double click to display the selection list
| Area Number | Area Name | Relative Size of Area | Topsoil Type | Topsoil Compaction Level | Rooting Depth (mm) | Subsoil Type | Vegetation Type (KPS) | Vegetation Density (KD) | Micro- Climate (KMC) | Landscape Coefficient Method | Defined Landscape Coefficient (KL) | Calculated Landscape Coefficient (KL) | Irrigation Method | Irrigation Schedule
| Area Num | Column1 | Area | Topsoil | TopsoilComp | RootingDepth | Subsoil | Vegetation | Density | Microclimate | LC_Meth | LC_Def | LC_Calc | IrrMeth | IrrSched
| 1 | Test 1 | 100 | Silt Loam | Medium | 150 | Silty Clay Loam | Urban C | High | Normal | Calculated |  | #NAME? | Rotors | Mon Wed Fri
| 2 | Test 2 | 200 | Silt Loam | Medium | 300 | Silty Clay Loam | Urban C | High | Normal | Calculated |  | #NAME? | Fixed Spray | Mon Wed Fri
| 3 | Test 3 | 100 | Sandy Clay Loam | Medium | 150 | Silty Clay | Mixed (Med) | Medium | Normal | Calculated |  | #NAME? | Rotors | Sun Tue Thu
| 4 | Test 4 | 200 | Sandy Loam | Medium | 150 | Silty Clay | Mixed (Med) | Medium | Normal | Calculated |  | #NAME? | Drip - Standard | Tue Thu Sat
5
6
7
8
9
10
11
12
13
14
15
Note on D4: 'Definition' means that the total irrigated area is defined and each individual area is determined by prorating the total irrigated area by the 'Relative Size of Area' as given in the table below. 'Summation' means that the total irrigated area is determined by summing each area from the table below.
Note on E11: Double-click to edit
Note on F11: Double-click to edit
Note on H11: Double-click to edit
Note on I11: Double-click to edit
Note on J11: Double-click to edit
Note on K11: Double-click to edit
Note on L11: Double-click to edit
Note on O11: Double-click to edit
Note on P11: Double-click to edit
Note on E12: Double-click to edit
Note on F12: Double-click to edit
Note on H12: Double-click to edit
Note on I12: Double-click to edit
Note on J12: Double-click to edit
Note on K12: Double-click to edit
Note on L12: Double-click to edit
Note on O12: Double-click to edit
Note on P12: Double-click to edit
Note on E13: Double-click to edit
Note on F13: Double-click to edit
Note on H13: Double-click to edit
Note on I13: Double-click to edit
Note on J13: Double-click to edit
Note on K13: Double-click to edit
Note on L13: Double-click to edit
Note on O13: Double-click to edit
Note on P13: Double-click to edit
Note on E14: Double-click to edit
Note on F14: Double-click to edit
Note on H14: Double-click to edit
Note on I14: Double-click to edit
Note on J14: Double-click to edit
Note on K14: Double-click to edit
Note on L14: Double-click to edit
Note on O14: Double-click to edit
Note on P14: Double-click to edit
Note on E15: Double-click to edit
Note on F15: Double-click to edit
Note on H15: Double-click to edit
Note on I15: Double-click to edit
Note on J15: Double-click to edit
Note on K15: Double-click to edit
Note on L15: Double-click to edit
Note on O15: Double-click to edit
Note on P15: Double-click to edit
Note on E16: Double-click to edit
Note on F16: Double-click to edit
Note on H16: Double-click to edit
Note on I16: Double-click to edit
Note on J16: Double-click to edit
Note on K16: Double-click to edit
Note on L16: Double-click to edit
Note on O16: Double-click to edit
Note on P16: Double-click to edit
Note on E17: Double-click to edit
Note on F17: Double-click to edit
Note on H17: Double-click to edit
Note on I17: Double-click to edit
Note on J17: Double-click to edit
Note on K17: Double-click to edit
Note on L17: Double-click to edit
Note on O17: Double-click to edit
Note on P17: Double-click to edit
Note on E18: Double-click to edit
Note on F18: Double-click to edit
Note on H18: Double-click to edit
Note on I18: Double-click to edit
Note on J18: Double-click to edit
Note on K18: Double-click to edit
Note on L18: Double-click to edit
Note on O18: Double-click to edit
Note on P18: Double-click to edit
Note on E19: Double-click to edit
Note on F19: Double-click to edit
Note on H19: Double-click to edit
Note on I19: Double-click to edit
Note on J19: Double-click to edit
Note on K19: Double-click to edit
Note on L19: Double-click to edit
Note on O19: Double-click to edit
Note on P19: Double-click to edit
Note on E20: Double-click to edit
Note on F20: Double-click to edit
Note on H20: Double-click to edit
Note on I20: Double-click to edit
Note on J20: Double-click to edit
Note on K20: Double-click to edit
Note on L20: Double-click to edit
Note on O20: Double-click to edit
Note on P20: Double-click to edit
Note on E21: Double-click to edit
Note on F21: Double-click to edit
Note on H21: Double-click to edit
Note on I21: Double-click to edit
Note on J21: Double-click to edit
Note on K21: Double-click to edit
Note on L21: Double-click to edit
Note on O21: Double-click to edit
Note on P21: Double-click to edit
Note on E22: Double-click to edit
Note on F22: Double-click to edit
Note on H22: Double-click to edit
Note on I22: Double-click to edit
Note on J22: Double-click to edit
Note on K22: Double-click to edit
Note on L22: Double-click to edit
Note on O22: Double-click to edit
Note on P22: Double-click to edit
Note on E23: Double-click to edit
Note on F23: Double-click to edit
Note on H23: Double-click to edit
Note on I23: Double-click to edit
Note on J23: Double-click to edit
Note on K23: Double-click to edit
Note on L23: Double-click to edit
Note on O23: Double-click to edit
Note on P23: Double-click to edit
Note on E24: Double-click to edit
Note on F24: Double-click to edit
Note on H24: Double-click to edit
Note on I24: Double-click to edit
Note on J24: Double-click to edit
Note on K24: Double-click to edit
Note on L24: Double-click to edit
Note on O24: Double-click to edit
Note on P24: Double-click to edit
Note on E25: Double-click to edit
Note on F25: Double-click to edit
Note on H25: Double-click to edit
Note on I25: Double-click to edit
Note on J25: Double-click to edit
Note on K25: Double-click to edit
Note on L25: Double-click to edit
Note on O25: Double-click to edit
Note on P25: Double-click to edit
Adjust Total
Validate
Help
Calculate
Main Settings
Unlock
Output
Click here to adjust the relative areas in the table below so that they total to 1.0

## Area Output (hidden)
Irrigation Demand Estimation Tool
Area Details | Test 4 | 4
Area Number: | 4 of 4
Area Name: | Test 4
Size: | 2.933 hectares
Topsoil Type: | Sandy Loam [Standard soil type] | #NAME?
#NAME?
#NAME?
#NAME?
#NAME?
#NAME?
Topsoil Compaction Level: | Medium
Rooting Depth: | 150 mm
Subsoil Type: | Silty Clay [Standard soil type] | #NAME?
#NAME?
#NAME?
#NAME?
Vegetation Type: | Mixed (Med) [Standard vegetation type] | #NAME?
| #NAME? | #NAME?
| #NAME? | 2
| #NAME? | 2
#NAME?
#NAME?
Vegetation Density: | #NAME? | #NAME?
Microclimate: | #NAME? | #NAME?
Landscape Coefficient Method: | Calculated
Calculated Landscape Coefficient: | #NAME?
User-Defined Landscape Coefficient:
Irrigation Method: | Drip - Standard [Standard irrigation method] | #NAME?
#NAME?
#NAME?
#NAME?
#NAME?
Irrigation Schedule: | Tue Thu Sat

## Area Output 2 (hidden)
Irrigation Demand Estimation Tool
WBSCC Input Data |  |  |  |  | Test 4
Crop Water Requirements - mm/month
|  | Winter or | Test 4
| Month | Summer ? | Mixed (Med)
| January | Winter | [6 empty] | 0
| February | Winter | [6 empty] | 0
| March | Winter | [6 empty] | 0
| April | Summer | [6 empty] | 0
| May | Summer | 78.3074 | [5 empty] | 1
| June | Summer | 102.345 | [5 empty] | 2
| July | Summer | 112.7314 | [5 empty] | 3
| August | Summer | 104.2811 | [5 empty] | 4
| September | Summer | 69.8094 | [5 empty] | 5
| October | Summer | [6 empty] | 0
| November | Winter | [6 empty] | 0
| December | Winter | [6 empty] | 0
Weekly Watering Schedule (mm/day, average)
| Month | Sunday | Monday | Tuesday | Wednesday | Thursday | Friday | Saturday
| January | [7 empty] | 1
| February | [7 empty] | 2
| March | [7 empty] | 3
| April | [7 empty] | 4
| May | #NAME? | #NAME? | #NAME? | #NAME? | #NAME? | #NAME? | #NAME? | 5
| June | #NAME? | #NAME? | #NAME? | #NAME? | #NAME? | #NAME? | #NAME? | 6
| July | #NAME? | #NAME? | #NAME? | #NAME? | #NAME? | #NAME? | #NAME? | 7
| August | #NAME? | #NAME? | #NAME? | #NAME? | #NAME? | #NAME? | #NAME? | 8
| September | #NAME? | #NAME? | #NAME? | #NAME? | #NAME? | #NAME? | #NAME? | 9
| October | [7 empty] | 10
| November | [7 empty] | 11
| December | [7 empty] | 12
|  | 1 | 2 | 3 | 4 | 5 | 6 | 7

## Calculation Summary (hidden)
Calculation Summary |  | 2
Input Data Summary - Test 2 | [6 empty] | Water Column Summary - Test 2
| Parameter | Value | Comments |  | Index | Column |  | Irrigation | Percolation | Runoff
| Topsoil type: | #NAME? | See soil properties below. |  | #NAME? | 4 | 55 year totals: | #NAME? | #NAME? | #NAME? | mm - from calculations
| Rooting Depth (mm): | 300 | [5 empty] | #NAME? |  |  | mm - after irrigation application efficiency factor applied
| Topsoil compaction level: | #NAME? |  |  | #NAME? | 5 |  | #NAME? |  |  | mm - after irrigation management efficiency factor applied
| Compaction increase in bulk density: | #NAME? | #NAME? |  |  |  |  | #NAME? | #NAME? | #NAME? | converted to cubic meters
| Subsoil type: | #NAME? |  |  | #NAME? | 7 |  | #NAME? | #NAME? | #NAME? | cubic meters per year - average
| Subsoil percolation rate: | #NAME? | #NAME?
|  | 1 | Percolation rate safety factor - as specified. |  |  |  | Precipitation Summary - Test 2
|  | #NAME? | Percolation rate with safety factor applied. | #NAME?
| Vegetation Type: | #NAME? | #NAME? | #NAME? | #NAME? | 8 |  | Raw Daily | Adj. Daily | Effective
| Vegetation density: | #NAME? | #NAME? | #NAME? | #NAME? | 9 |  | Precipitation | Precipitation | Precipitation
| Microclimate: | #NAME? | #NAME? | #NAME? | #NAME? | 10 |  | May-Sept | May-Sept | May-Sept
| Landscape coefficient method: | Calculated | #NAME? | #NAME? |  |  | 55 year totals: | 16943.3 | 16943.3 | 6286.725 | mm
| Landscape coefficient, KL: | #NAME? | [6 empty] | 1 | 37.1%
| Irrigation method: | #NAME? |  | #NAME? | #NAME? | 14 |  |  | << Ok >>
| Is this drip irrigation ? : | #NAME? | #NAME? |  |  |  |  | 497003.4667 | 497003.4667 | 184410.6 | converted to cubic meters
| Irrigation application efficiency: | #NAME? | [7 empty] | #NAME? | cubic meters per year - average
| Irrigation efficiency "other losses": | #NAME?
| Irrigation schedule: | Mon Wed Fri
| Size of current area: | 2.9333
Topsoil Layer Properties
Compaction-
|  | Basic | Adjusted
|  | #NAME? | #NAME?
| Moisture Level | Properties | Properties
Water >> | At Saturation: | #NAME? | #NAME?
Holding >> | At Field Capacity: | #NAME? | #NAME?
Capacity >> | At Wilting Point: | #NAME?
Water >> | At Saturation: | #NAME?
Column >> | At Field Capacity: | #NAME?
Height >> | At Wilting Point: | #NAME?
| Mgmt Allowable Depletion (MAD): | #NAME?
Irrigation Schedule
|  | Irrigation |  | Irrigation
| Day | Scheduled ? |  | Scheduled ?
| Sun |  |  | FALSE
| Mon | Yes |  | TRUE
| Tue |  |  | FALSE
| Wed | Yes |  | TRUE
| Thu |  |  | FALSE
| Fri | Yes |  | TRUE
| Sat |  |  | FALSE
FALSE
Output
Help
Note on M19: This value should always equal the precipitation adjustment factor entered on the Main Settings tab.
Note on N19: Based on the parameters entered for determining effective precipitation, this is the percentage of total precipitation that was considered effective in the water balance calculations.

## Calculations (hidden)
Calculations
[34 empty] | Estimated Irrigation Demand | [21 empty] | Min: | 1960
[56 empty] | Max: | 2014 |  |  |  |  | Max SWC: | #NAME? |  | Maximum hourly volume: | 420 | m3/hour
[33 empty] | Demand (mm): | 12732.4689 | 18279.5818 | 9577.3432 | 16698.9544 | 0 | 0 | 0 | 0 | 0 | 0 | 0 | 0 | 0 | 0 | 0 | 57288.3483 | [6 empty] | Years: | 55 |  |  |  |  | Max Int SWC: | #NAME?
[33 empty] | Area (ha): | 1.4667 | 2.9333 | 1.4667 | 2.9333 | 0 | 0 | 0 | 0 | 0 | 0 | 0 | 0 | 0 | 0 | 0 | 8.8 | [8 empty] | From: | 19605 | Minimum line: | 20 | Graph max: | #NAME? |  |  | Annual Demand Graph Title: | Annual Irrigation Pumped Volume (cu m)
[33 empty] | Application Efficiency: | 70% | 65% | 70% | 70% | [18 empty] | Depth | Volume | To: | 20149 | Maximum line: | 8434 | Axis limit 1: | #NAME? |  |  | Monthly Demand Graph Title: | Monthly Irrigation Pumped Volume (cu m)
[33 empty] | Other Losses: | 10% | 10% | 10% | 10%
[33 empty] | Conversion (mm to m3): | 14.6667 | 29.3333 | 14.6667 | 29.3333 | 1 | 1 | 1 | 1 | 1 | 1 | 1 | 1 | 1 | 1 | 1 | [7 empty] | 57288.3483 | 2213482.3422 |  |  | Line count: | 8415 | Axis limit 2: | #NAME? |  |  | Histogram Vertical Axis Title: | Number of Months Over 55 Years
[33 empty] | Volume Demand (m3): | 186742.8773 | 536201.0648 | 140467.7008 | 489835.997 | 0 | 0 | 0 | 0 | 0 | 0 | 0 | 0 | 0 | 0 | 0 | 1353247.6398
[33 empty] | Extra Volume Req'd (m3): | 80032.6617 | 288723.6503 | 60200.4432 | 209929.713 | 0 | 0 | 0 | 0 | 0 | 0 | 0 | 0 | 0 | 0 | 0
[33 empty] | Other Losses (m3): | 8003.2662 | 28872.365 | 6020.0443 | 20992.9713 | 0 | 0 | 0 | 0 | 0 | 0 | 0 | 0 | 0 | 0 | 0 | [8 empty] | Area Conversion
[33 empty] | Volume Applied (m3): | 287524.7475 | 884502.6112 | 216275.6663 | 754191.9319 | 0 | 0 | 0 | 0 | 0 | 0 | 0 | 0 | 0 | 0 | 0 | 2142494.9568 | [7 empty] | #REF!
[33 empty] | Volume Pumped (m3): | 296417.2655 | 916583.0167 | 222964.6044 | 777517.4556 | 0 | 0 | 0 | 0 | 0 | 0 | 0 | 0 | 0 | 0 | 0 | 2213482.3422 |  | Demand | Applied | Pumped |  |  |  | Total Conversion
[19 empty] | Day counts: | 7302 | 7052 | 0 | 0 | 1 | [8 empty] | Applied / Demand: | 1.5397 | 1.6496 | 1.5397 | 1.5397 | 0 | 0 | 0 | 0 | 0 | 0 | 0 | 0 | 0 | 0 | 0 |  | Total: | 1353247.6398 | 2142494.9568 | 2213482.3422 |  |  |  | 1.6357
1 | 2 | 3 | 4 | 5 | 6 | 7 | 8 | 9 | 10 | 11 | 12 | 13 | 14 | 15 | 16 | 17 | 18 | 19 | 20 | 21 | 22 | 23 | 24 | 25 | 26 | 27 | 28 | 29 | 30 | 31 | 32 |  | Pumped / Demand: | 1.5873 | 1.7094 | 1.5873 | 1.5873 | 0 | 0 | 0 | 0 | 0 | 0 | 0 | 0 | 0 | 0 | 0 |  | Max: | 1232.3274 | 2005.0371 | 2075.6798 |  |  |  | Conversion
[50 empty] | Ratio: |  | 1.5832 | 1.6357 |  |  |  | 1.6357
Date | Year | Month | Day of Year | Day of Month | Day of Week | Minimum Air Temp, (ºC) | Reference Evapo-Transpiration Constant, mm/day | Average Wind Speed, 1 to 6 AM, (kph) | Raw Daily Precipitation, (mm) | Adjusted Daily Precipitation, (mm) | Effective Precipitation, PDE, (mm) | Added Water Content, AWC, (mm) | Initial Water Content, IWC, (mm) | Number of Hours Available to Irrigate | Base Plant Evapo-Transpiration, ETb, (mm) | Evapo-Transpiration Multiplier | Estimated Plant Evapo-Transpiration, AET, (mm) | Irrigation Day? | Precipitation Over Previous 2 Days | Irrigation Precipitation Check | Warm Enough to Irrigate? | Wind Low Enough to Irrigate? | OK to Irrigate? | Irrigated Yesterday ? | Volume Multiplier Due to Wind | Irrigation Amount, IDN, (mm) | Preliminary Water Content, PWC, (mm) | Deep Percolation Losses, DP, (mm) | Runoff Losses, R, (mm) | Ending Water Content, EWC, (mm) | Irrigation Volume, (m3) |  |  | 1 | 2 | 3 | 4 | 5 | 6 | 7 | 8 | 9 | 10 | 11 | 12 | 13 | 14 | 15 | Total All Areas |  | Total Demand Volume | Total Applied Volume | Total Pumped Volume | YM | Depth: Selected Area | Demand Volume: Selected Area | Volume: Selected Area |  | Plot Flag | Row | Lookup | Plot Day | Wilting Point | Saturation | Field Capacity
Date | Year | Month | Day of Year | Day of Month | Day of Week | Air Temp | ET_o | Wind | Raw Precip | Adj Precip | Eff Precip | AWC | IWC | IrrHours | ETb | ETMult | AET | IrrDay | IrrPrecip | IrrRain | IrrWarm | IrrWindy | IrrFlag | IrrYest | VolRednWind | IrrAmt | PWC | PercAmt | Runoff | EWC | IrrVol
1960-05-01 | 1960 | 5 | 122 | 1 | 1 | 1.7 | 3.5029 | 7.1667 | 9.1 | 9.1 | 3.075 |  | #NAME? | #NAME? | #NAME? | #NAME? | #NAME? | TRUE | 0 | TRUE | FALSE | #NAME? | #NAME? | TRUE | #NAME? | #NAME? | #NAME? | #NAME? | #NAME? | #NAME? | #NAME? |  |  | 1: 0; 2: 0; 3: 0; 4: 0 | 0 |  | 0 | 0 | 0 | 19605 | 0 | 0 | 0 |  | 0 | 20 | 20 | 1960-05-01 | #NAME? | #NAME? | #NAME?
1960-05-02 | 1960 | 5 | 123 | 2 | 2 | 1.1 | 1.4463 | 5.6667 | 1 | 1 | 0 | #NAME? | #NAME? | #NAME? | #NAME? | #NAME? | #NAME? | FALSE | 9.1 | TRUE | FALSE | #NAME? | #NAME? | #NAME? | #NAME? | #NAME? | #NAME? | #NAME? | #NAME? | #NAME? | #NAME? |  |  | 1: 0; 2: 0; 3: 0; 4: 0 | 0 |  | 0 | 0 | 0 | 19605 | 0 | 0 | 0 |  | 0 | 21 | 21 | 1960-05-02 | #NAME? | #NAME? | #NAME?
1960-05-03 | 1960 | 5 | 124 | 3 | 3 | 0.6 | 2.1525 | 8.6667 | 0 | 0 | 0 | #NAME? | #NAME? | #NAME? | #NAME? | #NAME? | #NAME? | TRUE | 10.1 | FALSE | FALSE | #NAME? | #NAME? | #NAME? | #NAME? | #NAME? | #NAME? | #NAME? | #NAME? | #NAME? | #NAME? |  |  | 1: 0; 2: 0; 3: 0; 4: 0 | 0 |  | 0 | 0 | 0 | 19605 | 0 | 0 | 0 |  | 0 | 22 | 22 | 1960-05-03 | #NAME? | #NAME? | #NAME?
1960-05-04 | 1960 | 5 | 125 | 4 | 4 | -0.6 | 2.0009 | 13.6667 | 0 | 0 | 0 | #NAME? | #NAME? | #NAME? | #NAME? | #NAME? | #NAME? | FALSE | 1 | TRUE | FALSE | #NAME? | #NAME? | #NAME? | #NAME? | #NAME? | #NAME? | #NAME? | #NAME? | #NAME? | #NAME? |  |  | 1: 0; 2: 0; 3: 0; 4: 0 | 0 |  | 0 | 0 | 0 | 19605 | 0 | 0 | 0 |  | 0 | 23 | 23 | 1960-05-04 | #NAME? | #NAME? | #NAME?
1960-05-05 | 1960 | 5 | 126 | 5 | 5 | 0 | 3.161 | 16 | 0 | 0 | 0 | #NAME? | #NAME? | #NAME? | #NAME? | #NAME? | #NAME? | TRUE | 0 | TRUE | FALSE | #NAME? | #NAME? | #NAME? | #NAME? | #NAME? | #NAME? | #NAME? | #NAME? | #NAME? | #NAME? |  |  | 1: 0; 2: 0; 3: 0; 4: 0 | 0 |  | 0 | 0 | 0 | 19605 | 0 | 0 | 0 |  | 0 | 24 | 24 | 1960-05-05 | #NAME? | #NAME? | #NAME?
1960-05-06 | 1960 | 5 | 127 | 6 | 6 | -1.7 | 4.3445 | 8.6667 | 0 | 0 | 0 | #NAME? | #NAME? | #NAME? | #NAME? | #NAME? | #NAME? | FALSE | 0 | TRUE | TRUE | #NAME? | #NAME? | #NAME? | #NAME? | #NAME? | #NAME? | #NAME? | #NAME? | #NAME? | #NAME? |  |  | 1: 0; 2: 0; 3: 0; 4: 7.0983 | 7.0983 |  | 208.2179 | 320.5895 | 330.5047 | 19605 | 7.0983 | 208.2179 | 340.5783 |  | 0 | 25 | 25 | 1960-05-06 | #NAME? | #NAME? | #NAME?
1960-05-07 | 1960 | 5 | 128 | 7 | 7 | 7.2 | 3.8393 | 7.1667 | 0.3 | 0.3 | 0 | #NAME? | #NAME? | #NAME? | #NAME? | #NAME? | #NAME? | FALSE | 0 | TRUE | FALSE | #NAME? | #NAME? | #NAME? | #NAME? | #NAME? | #NAME? | #NAME? | #NAME? | #NAME? | #NAME? |  |  | 1: 0; 2: 0; 3: 0; 4: 0 | 0 |  | 0 | 0 | 0 | 19605 | 0 | 0 | 0 |  | 0 | 26 | 26 | 1960-05-07 | #NAME? | #NAME? | #NAME?
1960-05-08 | 1960 | 5 | 129 | 8 | 1 | 2.8 | 4.4497 | 32.6667 | 1 | 1 | 0 | #NAME? | #NAME? | #NAME? | #NAME? | #NAME? | #NAME? | TRUE | 0.3 | TRUE | FALSE | #NAME? | #NAME? | #NAME? | #NAME? | #NAME? | #NAME? | #NAME? | #NAME? | #NAME? | #NAME? |  |  | 1: 0; 2: 0; 3: 0; 4: 0 | 0 |  | 0 | 0 | 0 | 19605 | 0 | 0 | 0 |  | 0 | 27 | 27 | 1960-05-08 | #NAME? | #NAME? | #NAME?
1960-05-09 | 1960 | 5 | 130 | 9 | 2 | 1.7 | 4.8277 | 16.5 | 0 | 0 | 0 | #NAME? | #NAME? | #NAME? | #NAME? | #NAME? | #NAME? | FALSE | 1.3 | TRUE | TRUE | #NAME? | #NAME? | #NAME? | #NAME? | #NAME? | #NAME? | #NAME? | #NAME? | #NAME? | #NAME? |  |  | 1: 0; 2: 0; 3: 4.5466; 4: 6.9484 | 11.495 |  | 270.5039 | 416.4901 | 429.3713 | 19605 | 11.495 | 270.5039 | 442.4583 |  | 0 | 28 | 28 | 1960-05-09 | #NAME? | #NAME? | #NAME?
1960-05-10 | 1960 | 5 | 131 | 10 | 3 | 3.9 | 6.2087 | 9 | 0 | 0 | 0 | #NAME? | #NAME? | #NAME? | #NAME? | #NAME? | #NAME? | TRUE | 1 | TRUE | TRUE | #NAME? | #NAME? | #NAME? | #NAME? | #NAME? | #NAME? | #NAME? | #NAME? | #NAME? | #NAME? |  |  | 1: 6.5752; 2: 9.9565; 3: 0; 4: 0 | 16.5318 |  | 388.4945 | 630.2524 | 652.3182 | 19605 | 16.5318 | 388.4945 | 635.4533 |  | 0 | 29 | 29 | 1960-05-10 | #NAME? | #NAME? | #NAME?
1960-05-11 | 1960 | 5 | 132 | 11 | 4 | 11.1 | 6.9223 | 12 | 0 | 0 | 0 | #NAME? | #NAME? | #NAME? | #NAME? | #NAME? | #NAME? | FALSE | 0 | TRUE | TRUE | #NAME? | #NAME? | #NAME? | #NAME? | #NAME? | #NAME? | #NAME? | #NAME? | #NAME? | #NAME? |  |  | 1: 0; 2: 0; 3: 0; 4: 6.07 | 6.07 |  | 178.0547 | 274.1478 | 282.6266 | 19605 | 6.07 | 178.0547 | 291.2409 |  | 0 | 30 | 30 | 1960-05-11 | #NAME? | #NAME? | #NAME?
1960-05-12 | 1960 | 5 | 133 | 12 | 5 | 7.2 | 6.0399 | 25.6667 | 2.3 | 2.3 | 0 | #NAME? | #NAME? | #NAME? | #NAME? | #NAME? | #NAME? | TRUE | 0 | TRUE | TRUE | #NAME? | #NAME? | #NAME? | #NAME? | #NAME? | #NAME? | #NAME? | #NAME? | #NAME? | #NAME? |  |  | 1: 0; 2: 0; 3: 0; 4: 0 | 0 |  | 0 | 0 | 0 | 19605 | 0 | 0 | 0 |  | 0 | 31 | 31 | 1960-05-12 | #NAME? | #NAME? | #NAME?
1960-05-13 | 1960 | 5 | 134 | 13 | 6 | 5 | 4.5385 | 18 | 0 | 0 | 0 | #NAME? | #NAME? | #NAME? | #NAME? | #NAME? | #NAME? | FALSE | 2.3 | TRUE | FALSE | #NAME? | #NAME? | #NAME? | #NAME? | #NAME? | #NAME? | #NAME? | #NAME? | #NAME? | #NAME? |  |  | 1: 0; 2: 0; 3: 0; 4: 0 | 0 |  | 0 | 0 | 0 | 19605 | 0 | 0 | 0 |  | 0 | 32 | 32 | 1960-05-13 | #NAME? | #NAME? | #NAME?
1960-05-14 | 1960 | 5 | 135 | 14 | 7 | 2.2 | 3.9691 | 35.3333 | 4.1 | 4.1 | 0 | #NAME? | #NAME? | #NAME? | #NAME? | #NAME? | #NAME? | FALSE | 2.3 | TRUE | FALSE | #NAME? | #NAME? | #NAME? | #NAME? | #NAME? | #NAME? | #NAME? | #NAME? | #NAME? | #NAME? |  |  | 1: 0; 2: 0; 3: 0; 4: 0 | 0 |  | 0 | 0 | 0 | 19605 | 0 | 0 | 0 |  | 0 | 33 | 33 | 1960-05-14 | #NAME? | #NAME? | #NAME?
1960-05-15 | 1960 | 5 | 136 | 15 | 1 | 2.8 | 3.5727 | 12.5 | 0 | 0 | 0 | #NAME? | #NAME? | #NAME? | #NAME? | #NAME? | #NAME? | TRUE | 4.1 | TRUE | FALSE | #NAME? | #NAME? | #NAME? | #NAME? | #NAME? | #NAME? | #NAME? | #NAME? | #NAME? | #NAME? |  |  | 1: 0; 2: 0; 3: 0; 4: 0 | 0 |  | 0 | 0 | 0 | 19605 | 0 | 0 | 0 |  | 0 | 34 | 34 | 1960-05-15 | #NAME? | #NAME? | #NAME?
1960-05-16 | 1960 | 5 | 137 | 16 | 2 | -0.6 | 2.9654 | 8 | 5.1 | 5.1 | 0.075 | #NAME? | #NAME? | #NAME? | #NAME? | #NAME? | #NAME? | FALSE | 4.1 | TRUE | FALSE | #NAME? | #NAME? | #NAME? | #NAME? | #NAME? | #NAME? | #NAME? | #NAME? | #NAME? | #NAME? |  |  | 1: 0; 2: 0; 3: 0; 4: 0 | 0 |  | 0 | 0 | 0 | 19605 | 0 | 0 | 0 |  | 0 | 35 | 35 | 1960-05-16 | #NAME? | #NAME? | #NAME?
1960-05-17 | 1960 | 5 | 138 | 17 | 3 | 1.7 | 3.378 | 23.8333 | 19.6 | 19.6 | 10.95 | #NAME? | #NAME? | #NAME? | #NAME? | #NAME? | #NAME? | TRUE | 5.1 | TRUE | FALSE | #NAME? | #NAME? | #NAME? | #NAME? | #NAME? | #NAME? | #NAME? | #NAME? | #NAME? | #NAME? |  |  | 1: 0; 2: 0; 3: 0; 4: 0 | 0 |  | 0 | 0 | 0 | 19605 | 0 | 0 | 0 |  | 0 | 36 | 36 | 1960-05-17 | #NAME? | #NAME? | #NAME?
1960-05-18 | 1960 | 5 | 139 | 18 | 4 | 1.7 | 3.7332 | 34.1667 | 0.8 | 0.8 | 0 | #NAME? | #NAME? | #NAME? | #NAME? | #NAME? | #NAME? | FALSE | 24.7 | FALSE | FALSE | #NAME? | #NAME? | #NAME? | #NAME? | #NAME? | #NAME? | #NAME? | #NAME? | #NAME? | #NAME? |  |  | 1: 0; 2: 0; 3: 0; 4: 0 | 0 |  | 0 | 0 | 0 | 19605 | 0 | 0 | 0 |  | 0 | 37 | 37 | 1960-05-18 | #NAME? | #NAME? | #NAME?
1960-05-19 | 1960 | 5 | 140 | 19 | 5 | 0 | 3.2677 | 4.3333 | 0 | 0 | 0 | #NAME? | #NAME? | #NAME? | #NAME? | #NAME? | #NAME? | TRUE | 20.4 | FALSE | TRUE | #NAME? | #NAME? | #NAME? | #NAME? | #NAME? | #NAME? | #NAME? | #NAME? | #NAME? | #NAME? |  |  | 1: 0; 2: 0; 3: 0; 4: 0 | 0 |  | 0 | 0 | 0 | 19605 | 0 | 0 | 0 |  | 0 | 38 | 38 | 1960-05-19 | #NAME? | #NAME? | #NAME?
1960-05-20 | 1960 | 5 | 141 | 20 | 6 | 3.3 | 4.3491 | 7.6667 | 0.5 | 0.5 | 0 | #NAME? | #NAME? | #NAME? | #NAME? | #NAME? | #NAME? | FALSE | 0.8 | TRUE | TRUE | #NAME? | #NAME? | #NAME? | #NAME? | #NAME? | #NAME? | #NAME? | #NAME? | #NAME? | #NAME? |  |  | 1: 0; 2: 0; 3: 0; 4: 6.1305 | 6.1305 |  | 179.8275 | 276.8772 | 285.4404 | 19605 | 6.1305 | 179.8275 | 294.1405 |  | 0 | 39 | 39 | 1960-05-20 | #NAME? | #NAME? | #NAME?
1960-05-21 | 1960 | 5 | 142 | 21 | 7 | 5 | 3.649 | 13.6667 | 0.3 | 0.3 | 0 | #NAME? | #NAME? | #NAME? | #NAME? | #NAME? | #NAME? | FALSE | 0.5 | TRUE | FALSE | #NAME? | #NAME? | #NAME? | #NAME? | #NAME? | #NAME? | #NAME? | #NAME? | #NAME? | #NAME? |  |  | 1: 0; 2: 0; 3: 0; 4: 0 | 0 |  | 0 | 0 | 0 | 19605 | 0 | 0 | 0 |  | 0 | 40 | 40 | 1960-05-21 | #NAME? | #NAME? | #NAME?
1960-05-22 | 1960 | 5 | 143 | 22 | 1 | 1.1 | 3.36 | 10.1667 | 0 | 0 | 0 | #NAME? | #NAME? | #NAME? | #NAME? | #NAME? | #NAME? | TRUE | 0.8 | TRUE | FALSE | #NAME? | #NAME? | #NAME? | #NAME? | #NAME? | #NAME? | #NAME? | #NAME? | #NAME? | #NAME? |  |  | 1: 0; 2: 0; 3: 0; 4: 0 | 0 |  | 0 | 0 | 0 | 19605 | 0 | 0 | 0 |  | 0 | 41 | 41 | 1960-05-22 | #NAME? | #NAME? | #NAME?
1960-05-23 | 1960 | 5 | 144 | 23 | 2 | -2.8 | 3.4158 | 8.5 | 1.3 | 1.3 | 0 | #NAME? | #NAME? | #NAME? | #NAME? | #NAME? | #NAME? | FALSE | 0.3 | TRUE | FALSE | #NAME? | #NAME? | #NAME? | #NAME? | #NAME? | #NAME? | #NAME? | #NAME? | #NAME? | #NAME? |  |  | 1: 0; 2: 0; 3: 0; 4: 0 | 0 |  | 0 | 0 | 0 | 19605 | 0 | 0 | 0 |  | 0 | 42 | 42 | 1960-05-23 | #NAME? | #NAME? | #NAME?
1960-05-24 | 1960 | 5 | 145 | 24 | 3 | 1.7 | 2.4219 | 14.3333 | 7.4 | 7.4 | 1.8 | #NAME? | #NAME? | #NAME? | #NAME? | #NAME? | #NAME? | TRUE | 1.3 | TRUE | FALSE | #NAME? | #NAME? | #NAME? | #NAME? | #NAME? | #NAME? | #NAME? | #NAME? | #NAME? | #NAME? |  |  | 1: 0; 2: 0; 3: 0; 4: 0 | 0 |  | 0 | 0 | 0 | 19605 | 0 | 0 | 0 |  | 0 | 43 | 43 | 1960-05-24 | #NAME? | #NAME? | #NAME?
1960-05-25 | 1960 | 5 | 146 | 25 | 4 | 0.6 | 3.413 | 6 | 0 | 0 | 0 | #NAME? | #NAME? | #NAME? | #NAME? | #NAME? | #NAME? | FALSE | 8.7 | TRUE | TRUE | #NAME? | #NAME? | #NAME? | #NAME? | #NAME? | #NAME? | #NAME? | #NAME? | #NAME? | #NAME? |  |  | 1: 0; 2: 0; 3: 3.8669; 4: 7.4402 | 11.3071 |  | 274.9595 | 423.3504 | 436.4437 | 19605 | 11.3071 | 274.9595 | 449.7462 |  | 0 | 44 | 44 | 1960-05-25 | #NAME? | #NAME? | #NAME?
1960-05-26 | 1960 | 5 | 147 | 26 | 5 | 5 | 4.7567 | 14.6667 | 0.3 | 0.3 | 0 | #NAME? | #NAME? | #NAME? | #NAME? | #NAME? | #NAME? | TRUE | 7.4 | TRUE | TRUE | #NAME? | #NAME? | #NAME? | #NAME? | #NAME? | #NAME? | #NAME? | #NAME? | #NAME? | #NAME? |  |  | 1: 0; 2: 0; 3: 0; 4: 0 | 0 |  | 0 | 0 | 0 | 19605 | 0 | 0 | 0 |  | 0 | 45 | 45 | 1960-05-26 | #NAME? | #NAME? | #NAME?
1960-05-27 | 1960 | 5 | 148 | 27 | 6 | 6.7 | 5.3148 | 32.5 | 0 | 0 | 0 | #NAME? | #NAME? | #NAME? | #NAME? | #NAME? | #NAME? | FALSE | 0.3 | TRUE | TRUE | #NAME? | #NAME? | #NAME? | #NAME? | #NAME? | #NAME? | #NAME? | #NAME? | #NAME? | #NAME? |  |  | 1: 0; 2: 0; 3: 0; 4: 4.8962 | 4.8962 |  | 143.6216 | 221.1317 | 227.9708 | 19605 | 4.8962 | 143.6216 | 234.9192 |  | 0 | 46 | 46 | 1960-05-27 | #NAME? | #NAME? | #NAME?
1960-05-28 | 1960 | 5 | 149 | 28 | 7 | 5.6 | 5.5015 | 27.8333 | 0 | 0 | 0 | #NAME? | #NAME? | #NAME? | #NAME? | #NAME? | #NAME? | FALSE | 0.3 | TRUE | TRUE | #NAME? | #NAME? | #NAME? | #NAME? | #NAME? | #NAME? | #NAME? | #NAME? | #NAME? | #NAME? |  |  | 1: 0; 2: 0; 3: 10.9586; 4: 0 | 10.9586 |  | 160.7254 | 247.4661 | 255.1197 | 19605 | 10.9586 | 160.7254 | 262.8956 |  | 0 | 47 | 47 | 1960-05-28 | #NAME? | #NAME? | #NAME?
1960-05-29 | 1960 | 5 | 150 | 29 | 1 | 3.9 | 5.2035 | 3.6667 | 0 | 0 | 0 | #NAME? | #NAME? | #NAME? | #NAME? | #NAME? | #NAME? | TRUE | 0 | TRUE | TRUE | #NAME? | #NAME? | #NAME? | #NAME? | #NAME? | #NAME? | #NAME? | #NAME? | #NAME? | #NAME? |  |  | 1: 3.4127; 2: 6.537; 3: 0; 4: 0 | 9.9498 |  | 241.8066 | 393.3772 | 407.2331 | 19605 | 9.9498 | 241.8066 | 395.5186 |  | 0 | 48 | 48 | 1960-05-29 | #NAME? | #NAME? | #NAME?
1960-05-30 | 1960 | 5 | 151 | 30 | 2 | 10.6 | 6.2122 | 21.5 | 0 | 0 | 0 | #NAME? | #NAME? | #NAME? | #NAME? | #NAME? | #NAME? | FALSE | 0 | TRUE | TRUE | #NAME? | #NAME? | #NAME? | #NAME? | #NAME? | #NAME? | #NAME? | #NAME? | #NAME? | #NAME? |  |  | 1: 0; 2: 0; 3: 1.158; 4: 8.8109 | 9.9689 |  | 275.4367 | 424.0851 | 437.2012 | 19605 | 9.9689 | 275.4367 | 450.5268 |  | 0 | 49 | 49 | 1960-05-30 | #NAME? | #NAME? | #NAME?
1960-05-31 | 1960 | 5 | 152 | 31 | 3 | 5 | 5.2736 | 17.1667 | 0 | 0 | 0 | #NAME? | #NAME? | #NAME? | #NAME? | #NAME? | #NAME? | TRUE | 0 | TRUE | TRUE | #NAME? | #NAME? | #NAME? | #NAME? | #NAME? | #NAME? | #NAME? | #NAME? | #NAME? | #NAME? |  |  | 1: 6.3763; 2: 11.636; 3: 0; 4: 0 | 18.0123 |  | 434.842 | 707.0267 | 731.901 | 19605 | 18.0123 | 434.842 | 711.2632 |  | 0 | 50 | 50 | 1960-05-31 | #NAME? | #NAME? | #NAME?
1960-06-01 | 1960 | 6 | 153 | 1 | 4 | 4.4 | 6.3112 | 7.1667 | 0 | 0 | 0 | #NAME? | #NAME? | #NAME? | #NAME? | #NAME? | #NAME? | FALSE | 0 | TRUE | TRUE | #NAME? | #NAME? | #NAME? | #NAME? | #NAME? | #NAME? | #NAME? | #NAME? | #NAME? | #NAME? |  |  | 1: 0; 2: 0; 3: 10.5045; 4: 5.2933 | 15.7977 |  | 309.3346 | 476.2771 | 491.0073 | 19606 | 15.7977 | 309.3346 | 505.9729 |  | 0 | 51 | 51 | 1960-06-01 | #NAME? | #NAME? | #NAME?
1960-06-02 | 1960 | 6 | 154 | 2 | 5 | 7.8 | 5.3039 | 9.5 | 0.6 | 0.6 | 0 | #NAME? | #NAME? | #NAME? | #NAME? | #NAME? | #NAME? | TRUE | 0 | TRUE | TRUE | #NAME? | #NAME? | #NAME? | #NAME? | #NAME? | #NAME? | #NAME? | #NAME? | #NAME? | #NAME? |  |  | 1: 2.935; 2: 4.6619; 3: 0; 4: 0 | 7.5969 |  | 179.7949 | 291.8544 | 302.0858 | 19606 | 7.5969 | 179.7949 | 294.0873 |  | 0 | 52 | 52 | 1960-06-02 | #NAME? | #NAME? | #NAME?
1960-06-03 | 1960 | 6 | 155 | 3 | 6 | 4.4 | 3.7483 | 10.6667 | 2.8 | 2.8 | 0 | #NAME? | #NAME? | #NAME? | #NAME? | #NAME? | #NAME? | FALSE | 0.6 | TRUE | TRUE | #NAME? | #NAME? | #NAME? | #NAME? | #NAME? | #NAME? | #NAME? | #NAME? | #NAME? | #NAME? |  |  | 1: 0; 2: 0; 3: 0; 4: 6.3883 | 6.3883 |  | 187.3898 | 288.5207 | 297.4441 | 19606 | 6.3883 | 187.3898 | 306.51 |  | 0 | 53 | 53 | 1960-06-03 | #NAME? | #NAME? | #NAME?
1960-06-04 | 1960 | 6 | 156 | 4 | 7 | 3.9 | 4.2129 | 25.6667 | 0 | 0 | 0 | #NAME? | #NAME? | #NAME? | #NAME? | #NAME? | #NAME? | FALSE | 3.4 | TRUE | TRUE | #NAME? | #NAME? | #NAME? | #NAME? | #NAME? | #NAME? | #NAME? | #NAME? | #NAME? | #NAME? |  |  | 1: 0; 2: 0; 3: 0; 4: 0 | 0 |  | 0 | 0 | 0 | 19606 | 0 | 0 | 0 |  | 0 | 54 | 54 | 1960-06-04 | #NAME? | #NAME? | #NAME?
1960-06-05 | 1960 | 6 | 157 | 5 | 1 | 3.9 | 4.5589 | 15.1667 | 0 | 0 | 0 | #NAME? | #NAME? | #NAME? | #NAME? | #NAME? | #NAME? | TRUE | 2.8 | TRUE | TRUE | #NAME? | #NAME? | #NAME? | #NAME? | #NAME? | #NAME? | #NAME? | #NAME? | #NAME? | #NAME? |  |  | 1: 3.1542; 2: 5.2593; 3: 0; 4: 0 | 8.4135 |  | 200.5337 | 325.7112 | 337.1441 | 19606 | 8.4135 | 200.5337 | 328.0092 |  | 0 | 55 | 55 | 1960-06-05 | #NAME? | #NAME? | #NAME?
1960-06-06 | 1960 | 6 | 158 | 6 | 2 | 6.7 | 5.5867 | 10.3333 | 0 | 0 | 0 | #NAME? | #NAME? | #NAME? | #NAME? | #NAME? | #NAME? | FALSE | 0 | TRUE | TRUE | #NAME? | #NAME? | #NAME? | #NAME? | #NAME? | #NAME? | #NAME? | #NAME? | #NAME? | #NAME? |  |  | 1: 0; 2: 0; 3: 6.5976; 4: 7.1045 | 13.7021 |  | 305.1638 | 469.8554 | 484.387 | 19606 | 13.7021 | 305.1638 | 499.1509 |  | 0 | 56 | 56 | 1960-06-06 | #NAME? | #NAME? | #NAME?
1960-06-07 | 1960 | 6 | 159 | 7 | 3 | 6.1 | 5.9984 | 14.3333 | 0 | 0 | 0 | #NAME? | #NAME? | #NAME? | #NAME? | #NAME? | #NAME? | TRUE | 0 | TRUE | TRUE | #NAME? | #NAME? | #NAME? | #NAME? | #NAME? | #NAME? | #NAME? | #NAME? | #NAME? | #NAME? |  |  | 1: 15.5244; 2: 26.1909; 3: 0; 4: 0 | 41.7153 |  | 995.9587 | 1617.8852 | 1674.6924 | 19606 | 41.7153 | 995.9587 | 1629.0714 |  | 0 | 57 | 57 | 1960-06-07 | #NAME? | #NAME? | #NAME?
1960-06-08 | 1960 | 6 | 160 | 8 | 4 | 5 | 4.4846 | 3.1667 | 0 | 0 | 0 | #NAME? | #NAME? | #NAME? | #NAME? | #NAME? | #NAME? | FALSE | 0 | TRUE | TRUE | #NAME? | #NAME? | #NAME? | #NAME? | #NAME? | #NAME? | #NAME? | #NAME? | #NAME? | #NAME? |  |  | 1: 0; 2: 0; 3: 8.2594; 4: 6.3718 | 14.6313 |  | 308.0452 | 474.2918 | 488.9606 | 19606 | 14.6313 | 308.0452 | 503.8638 |  | 0 | 58 | 58 | 1960-06-08 | #NAME? | #NAME? | #NAME?
1960-06-09 | 1960 | 6 | 161 | 9 | 5 | 3.3 | 4.6032 | 1.5 | 0 | 0 | 0 | #NAME? | #NAME? | #NAME? | #NAME? | #NAME? | #NAME? | TRUE | 0 | TRUE | TRUE | #NAME? | #NAME? | #NAME? | #NAME? | #NAME? | #NAME? | #NAME? | #NAME? | #NAME? | #NAME? |  |  | 1: 2.6189; 2: 3.9821; 3: 0; 4: 0 | 6.601 |  | 155.2179 | 251.8224 | 260.6399 | 19606 | 6.601 | 155.2179 | 253.8871 |  | 0 | 59 | 59 | 1960-06-09 | #NAME? | #NAME? | #NAME?
1960-06-10 | 1960 | 6 | 162 | 10 | 6 | 5.6 | 5.6584 | 8.1667 | 0 | 0 | 0 | #NAME? | #NAME? | #NAME? | #NAME? | #NAME? | #NAME? | FALSE | 0 | TRUE | TRUE | #NAME? | #NAME? | #NAME? | #NAME? | #NAME? | #NAME? | #NAME? | #NAME? | #NAME? | #NAME? |  |  | 1: 0; 2: 0; 3: 0; 4: 4.9983 | 4.9983 |  | 146.6157 | 225.7417 | 232.7234 | 19606 | 4.9983 | 146.6157 | 239.8167 |  | 0 | 60 | 60 | 1960-06-10 | #NAME? | #NAME? | #NAME?
1960-06-11 | 1960 | 6 | 163 | 11 | 7 | 9.4 | 4.9465 | 5.3333 | 3.3 | 3.3 | 0 | #NAME? | #NAME? | #NAME? | #NAME? | #NAME? | #NAME? | FALSE | 0 | TRUE | TRUE | #NAME? | #NAME? | #NAME? | #NAME? | #NAME? | #NAME? | #NAME? | #NAME? | #NAME? | #NAME? |  |  | 1: 0; 2: 0; 3: 0; 4: 0 | 0 |  | 0 | 0 | 0 | 19606 | 0 | 0 | 0 |  | 0 | 61 | 61 | 1960-06-11 | #NAME? | #NAME? | #NAME?
1960-06-12 | 1960 | 6 | 164 | 12 | 1 | 7.8 | 5.762 | 15.6667 | 0 | 0 | 0 | #NAME? | #NAME? | #NAME? | #NAME? | #NAME? | #NAME? | TRUE | 3.3 | TRUE | TRUE | #NAME? | #NAME? | #NAME? | #NAME? | #NAME? | #NAME? | #NAME? | #NAME? | #NAME? | #NAME? |  |  | 1: 11.3434; 2: 13.295; 3: 0; 4: 0 | 24.6384 |  | 556.3571 | 899.4691 | 930.7241 | 19606 | 24.6384 | 556.3571 | 910.0231 |  | 0 | 62 | 62 | 1960-06-12 | #NAME? | #NAME? | #NAME?
1960-06-13 | 1960 | 6 | 165 | 13 | 2 | 11.1 | 4.9271 | 5.5 | 1 | 1 | 0 | #NAME? | #NAME? | #NAME? | #NAME? | #NAME? | #NAME? | FALSE | 3.3 | TRUE | TRUE | #NAME? | #NAME? | #NAME? | #NAME? | #NAME? | #NAME? | #NAME? | #NAME? | #NAME? | #NAME? |  |  | 1: 0; 2: 0; 3: 11.4493; 4: 9.0018 | 20.4511 |  | 431.9753 | 665.1048 | 685.675 | 19606 | 20.4511 | 431.9753 | 706.574 |  | 0 | 63 | 63 | 1960-06-13 | #NAME? | #NAME? | #NAME?
1960-06-14 | 1960 | 6 | 166 | 14 | 3 | 7.2 | 3.0418 | 2.1667 | 14.2 | 14.2 | 6.9 | #NAME? | #NAME? | #NAME? | #NAME? | #NAME? | #NAME? | TRUE | 1 | TRUE | TRUE | #NAME? | #NAME? | #NAME? | #NAME? | #NAME? | #NAME? | #NAME? | #NAME? | #NAME? | #NAME? |  |  | 1: 0; 2: 0; 3: 0; 4: 0 | 0 |  | 0 | 0 | 0 | 19606 | 0 | 0 | 0 |  | 0 | 64 | 64 | 1960-06-14 | #NAME? | #NAME? | #NAME?
1960-06-15 | 1960 | 6 | 167 | 15 | 4 | 8.3 | 3.0585 | 13.1667 | 2.8 | 2.8 | 0 | #NAME? | #NAME? | #NAME? | #NAME? | #NAME? | #NAME? | FALSE | 15.2 | FALSE | TRUE | #NAME? | #NAME? | #NAME? | #NAME? | #NAME? | #NAME? | #NAME? | #NAME? | #NAME? | #NAME? |  |  | 1: 0; 2: 0; 3: 0; 4: 0 | 0 |  | 0 | 0 | 0 | 19606 | 0 | 0 | 0 |  | 0 | 65 | 65 | 1960-06-15 | #NAME? | #NAME? | #NAME?
1960-06-16 | 1960 | 6 | 168 | 16 | 5 | 7.2 | 4.9959 | 10.8333 | 1.8 | 1.8 | 0 | #NAME? | #NAME? | #NAME? | #NAME? | #NAME? | #NAME? | TRUE | 17 | FALSE | TRUE | #NAME? | #NAME? | #NAME? | #NAME? | #NAME? | #NAME? | #NAME? | #NAME? | #NAME? | #NAME? |  |  | 1: 0; 2: 0; 3: 0; 4: 0 | 0 |  | 0 | 0 | 0 | 19606 | 0 | 0 | 0 |  | 0 | 66 | 66 | 1960-06-16 | #NAME? | #NAME? | #NAME?
1960-06-17 | 1960 | 6 | 169 | 17 | 6 | 6.7 | 5.5828 | 17.1667 | 0 | 0 | 0 | #NAME? | #NAME? | #NAME? | #NAME? | #NAME? | #NAME? | FALSE | 4.6 | TRUE | TRUE | #NAME? | #NAME? | #NAME? | #NAME? | #NAME? | #NAME? | #NAME? | #NAME? | #NAME? | #NAME? |  |  | 1: 0; 2: 0; 3: 0; 4: 6.7099 | 6.7099 |  | 196.8238 | 303.0462 | 312.4188 | 19606 | 6.7099 | 196.8238 | 321.9412 |  | 0 | 67 | 67 | 1960-06-17 | #NAME? | #NAME? | #NAME?
1960-06-18 | 1960 | 6 | 170 | 18 | 7 | 6.7 | 5.8807 | 24.1667 | 0 | 0 | 0 | #NAME? | #NAME? | #NAME? | #NAME? | #NAME? | #NAME? | FALSE | 1.8 | TRUE | TRUE | #NAME? | #NAME? | #NAME? | #NAME? | #NAME? | #NAME? | #NAME? | #NAME? | #NAME? | #NAME? |  |  | 1: 0; 2: 0; 3: 4.1714; 4: 0 | 4.1714 |  | 61.1803 | 94.1982 | 97.1116 | 19606 | 4.1714 | 61.1803 | 100.0715 |  | 0 | 68 | 68 | 1960-06-18 | #NAME? | #NAME? | #NAME?
1960-06-19 | 1960 | 6 | 171 | 19 | 1 | 5 | 5.9985 | 9.8333 | 5.1 | 5.1 | 0.075 | #NAME? | #NAME? | #NAME? | #NAME? | #NAME? | #NAME? | TRUE | 0 | TRUE | TRUE | #NAME? | #NAME? | #NAME? | #NAME? | #NAME? | #NAME? | #NAME? | #NAME? | #NAME? | #NAME? |  |  | 1: 0; 2: 0; 3: 0; 4: 0 | 0 |  | 0 | 0 | 0 | 19606 | 0 | 0 | 0 |  | 0 | 69 | 69 | 1960-06-19 | #NAME? | #NAME? | #NAME?
1960-06-20 | 1960 | 6 | 172 | 20 | 2 | 6.1 | 3.4937 | 19.1667 | 7.4 | 7.4 | 1.8 | #NAME? | #NAME? | #NAME? | #NAME? | #NAME? | #NAME? | FALSE | 5.1 | TRUE | TRUE | #NAME? | #NAME? | #NAME? | #NAME? | #NAME? | #NAME? | #NAME? | #NAME? | #NAME? | #NAME? |  |  | 1: 0; 2: 0; 3: 2.0972; 4: 9.5291 | 11.6263 |  | 310.2799 | 477.7326 | 492.5078 | 19606 | 11.6263 | 310.2799 | 507.5192 |  | 0 | 70 | 70 | 1960-06-20 | #NAME? | #NAME? | #NAME?
1960-06-21 | 1960 | 6 | 173 | 21 | 3 | 6.1 | 4.6052 | 12.8333 | 2 | 2 | 0 | #NAME? | #NAME? | #NAME? | #NAME? | #NAME? | #NAME? | TRUE | 12.5 | FALSE | TRUE | #NAME? | #NAME? | #NAME? | #NAME? | #NAME? | #NAME? | #NAME? | #NAME? | #NAME? | #NAME? |  |  | 1: 0; 2: 0; 3: 0; 4: 0 | 0 |  | 0 | 0 | 0 | 19606 | 0 | 0 | 0 |  | 0 | 71 | 71 | 1960-06-21 | #NAME? | #NAME? | #NAME?
1960-06-22 | 1960 | 6 | 174 | 22 | 4 | 8.9 | 4.1986 | 32.8333 | 1.5 | 1.5 | 0 | #NAME? | #NAME? | #NAME? | #NAME? | #NAME? | #NAME? | FALSE | 9.4 | TRUE | TRUE | #NAME? | #NAME? | #NAME? | #NAME? | #NAME? | #NAME? | #NAME? | #NAME? | #NAME? | #NAME? |  |  | 1: 0; 2: 0; 3: 7.7551; 4: 4.8129 | 12.568 |  | 254.9193 | 392.4949 | 404.6339 | 19606 | 12.568 | 254.9193 | 416.9669 |  | 0 | 72 | 72 | 1960-06-22 | #NAME? | #NAME? | #NAME?
1960-06-23 | 1960 | 6 | 175 | 23 | 5 | 7.2 | 4.7969 | 4.5 | 0 | 0 | 0 | #NAME? | #NAME? | #NAME? | #NAME? | #NAME? | #NAME? | TRUE | 3.5 | TRUE | TRUE | #NAME? | #NAME? | #NAME? | #NAME? | #NAME? | #NAME? | #NAME? | #NAME? | #NAME? | #NAME? |  |  | 1: 6.6142; 2: 11.3922; 3: 0; 4: 0 | 18.0064 |  | 431.1788 | 700.6005 | 725.2131 | 19606 | 18.0064 | 431.1788 | 705.2713 |  | 0 | 73 | 73 | 1960-06-23 | #NAME? | #NAME? | #NAME?
1960-06-24 | 1960 | 6 | 176 | 24 | 6 | 11.7 | 4.8903 | 14.5 | 7.2 | 7.2 | 1.65 | #NAME? | #NAME? | #NAME? | #NAME? | #NAME? | #NAME? | FALSE | 1.5 | TRUE | TRUE | #NAME? | #NAME? | #NAME? | #NAME? | #NAME? | #NAME? | #NAME? | #NAME? | #NAME? | #NAME? |  |  | 1: 0; 2: 0; 3: 0; 4: 4.9475 | 4.9475 |  | 145.1275 | 223.4502 | 230.3611 | 19606 | 4.9475 | 145.1275 | 237.3824 |  | 0 | 74 | 74 | 1960-06-24 | #NAME? | #NAME? | #NAME?
1960-06-25 | 1960 | 6 | 177 | 25 | 7 | 8.9 | 4.4169 | 23 | 16 | 16 | 8.25 | #NAME? | #NAME? | #NAME? | #NAME? | #NAME? | #NAME? | FALSE | 7.2 | TRUE | TRUE | #NAME? | #NAME? | #NAME? | #NAME? | #NAME? | #NAME? | #NAME? | #NAME? | #NAME? | #NAME? |  |  | 1: 0; 2: 0; 3: 1.3433; 4: 0 | 1.3433 |  | 19.701 | 30.3333 | 31.2715 | 19606 | 1.3433 | 19.701 | 32.2246 |  | 0 | 75 | 75 | 1960-06-25 | #NAME? | #NAME? | #NAME?
1960-06-26 | 1960 | 6 | 178 | 26 | 1 | 8.9 | 4.5494 | 18.6667 | 1.5 | 1.5 | 0 | #NAME? | #NAME? | #NAME? | #NAME? | #NAME? | #NAME? | TRUE | 23.2 | FALSE | TRUE | #NAME? | #NAME? | #NAME? | #NAME? | #NAME? | #NAME? | #NAME? | #NAME? | #NAME? | #NAME? |  |  | 1: 0; 2: 0; 3: 0; 4: 0 | 0 |  | 0 | 0 | 0 | 19606 | 0 | 0 | 0 |  | 0 | 76 | 76 | 1960-06-26 | #NAME? | #NAME? | #NAME?
1960-06-27 | 1960 | 6 | 179 | 27 | 2 | 12.8 | 6.0189 | 32.3333 | 0.3 | 0.3 | 0 | #NAME? | #NAME? | #NAME? | #NAME? | #NAME? | #NAME? | FALSE | 17.5 | FALSE | TRUE | #NAME? | #NAME? | #NAME? | #NAME? | #NAME? | #NAME? | #NAME? | #NAME? | #NAME? | #NAME? |  |  | 1: 0; 2: 0; 3: 0; 4: 0 | 0 |  | 0 | 0 | 0 | 19606 | 0 | 0 | 0 |  | 0 | 77 | 77 | 1960-06-27 | #NAME? | #NAME? | #NAME?
1960-06-28 | 1960 | 6 | 180 | 28 | 3 | 12.8 | 4.093 | 7.5 | 18.5 | 18.5 | 10.125 | #NAME? | #NAME? | #NAME? | #NAME? | #NAME? | #NAME? | TRUE | 1.8 | TRUE | TRUE | #NAME? | #NAME? | #NAME? | #NAME? | #NAME? | #NAME? | #NAME? | #NAME? | #NAME? | #NAME? |  |  | 1: 0; 2: 0; 3: 0; 4: 0 | 0 |  | 0 | 0 | 0 | 19606 | 0 | 0 | 0 |  | 0 | 78 | 78 | 1960-06-28 | #NAME? | #NAME? | #NAME?
1960-06-29 | 1960 | 6 | 181 | 29 | 4 | 8.9 | 3.5743 | 18.6667 | 8.1 | 8.1 | 2.325 | #NAME? | #NAME? | #NAME? | #NAME? | #NAME? | #NAME? | FALSE | 18.8 | FALSE | TRUE | #NAME? | #NAME? | #NAME? | #NAME? | #NAME? | #NAME? | #NAME? | #NAME? | #NAME? | #NAME? |  |  | 1: 0; 2: 0; 3: 0; 4: 0 | 0 |  | 0 | 0 | 0 | 19606 | 0 | 0 | 0 |  | 0 | 79 | 79 | 1960-06-29 | #NAME? | #NAME? | #NAME?
1960-06-30 | 1960 | 6 | 182 | 30 | 5 | 7.8 | 4.4524 | 12.8333 | 0.3 | 0.3 | 0 | #NAME? | #NAME? | #NAME? | #NAME? | #NAME? | #NAME? | TRUE | 26.6 | FALSE | TRUE | #NAME? | #NAME? | #NAME? | #NAME? | #NAME? | #NAME? | #NAME? | #NAME? | #NAME? | #NAME? |  |  | 1: 0; 2: 0; 3: 0; 4: 0 | 0 |  | 0 | 0 | 0 | 19606 | 0 | 0 | 0 |  | 0 | 80 | 80 | 1960-06-30 | #NAME? | #NAME? | #NAME?
1960-07-01 | 1960 | 7 | 183 | 1 | 6 | 10.6 | 3.563 | 7.8333 | 16 | 16 | 8.25 | #NAME? | #NAME? | #NAME? | #NAME? | #NAME? | #NAME? | FALSE | 8.4 | TRUE | TRUE | #NAME? | #NAME? | #NAME? | #NAME? | #NAME? | #NAME? | #NAME? | #NAME? | #NAME? | #NAME? |  |  | 1: 0; 2: 0; 3: 0; 4: 4.7288 | 4.7288 |  | 138.7119 | 213.5723 | 220.1776 | 19607 | 4.7288 | 138.7119 | 226.8885 |  | 0 | 81 | 81 | 1960-07-01 | #NAME? | #NAME? | #NAME?
1960-07-02 | 1960 | 7 | 184 | 2 | 7 | 8.9 | 4.74 | 33.5 | 0 | 0 | 0 | #NAME? | #NAME? | #NAME? | #NAME? | #NAME? | #NAME? | FALSE | 16.3 | FALSE | TRUE | #NAME? | #NAME? | #NAME? | #NAME? | #NAME? | #NAME? | #NAME? | #NAME? | #NAME? | #NAME? |  |  | 1: 0; 2: 0; 3: 0; 4: 0 | 0 |  | 0 | 0 | 0 | 19607 | 0 | 0 | 0 |  | 0 | 82 | 82 | 1960-07-02 | #NAME? | #NAME? | #NAME?
1960-07-03 | 1960 | 7 | 185 | 3 | 1 | 9.4 | 4.499 | 22.3333 | 1.1 | 1.1 | 0 | #NAME? | #NAME? | #NAME? | #NAME? | #NAME? | #NAME? | TRUE | 16 | FALSE | TRUE | #NAME? | #NAME? | #NAME? | #NAME? | #NAME? | #NAME? | #NAME? | #NAME? | #NAME? | #NAME? |  |  | 1: 0; 2: 0; 3: 0; 4: 0 | 0 |  | 0 | 0 | 0 | 19607 | 0 | 0 | 0 |  | 0 | 83 | 83 | 1960-07-03 | #NAME? | #NAME? | #NAME?
1960-07-04 | 1960 | 7 | 186 | 4 | 2 | 7.2 | 4.7025 | 12.8333 | 0 | 0 | 0 | #NAME? | #NAME? | #NAME? | #NAME? | #NAME? | #NAME? | FALSE | 1.1 | TRUE | TRUE | #NAME? | #NAME? | #NAME? | #NAME? | #NAME? | #NAME? | #NAME? | #NAME? | #NAME? | #NAME? |  |  | 1: 0; 2: 0; 3: 4.8057; 4: 7.3614 | 12.1671 |  | 286.419 | 440.9944 | 454.6334 | 19607 | 12.1671 | 286.419 | 468.4903 |  | 0 | 84 | 84 | 1960-07-04 | #NAME? | #NAME? | #NAME?
1960-07-05 | 1960 | 7 | 187 | 5 | 3 | 8.9 | 5.2593 | 6.1667 | 0 | 0 | 0 | #NAME? | #NAME? | #NAME? | #NAME? | #NAME? | #NAME? | TRUE | 1.1 | TRUE | TRUE | #NAME? | #NAME? | #NAME? | #NAME? | #NAME? | #NAME? | #NAME? | #NAME? | #NAME? | #NAME? |  |  | 1: 5.2668; 2: 8.8792; 3: 0; 4: 0 | 14.146 |  | 337.7017 | 548.5749 | 567.8361 | 19607 | 14.146 | 337.7017 | 552.3725 |  | 0 | 85 | 85 | 1960-07-05 | #NAME? | #NAME? | #NAME?
1960-07-06 | 1960 | 7 | 188 | 6 | 4 | 10.6 | 6.0279 | 6.5 | 0 | 0 | 0 | #NAME? | #NAME? | #NAME? | #NAME? | #NAME? | #NAME? | FALSE | 0 | TRUE | TRUE | #NAME? | #NAME? | #NAME? | #NAME? | #NAME? | #NAME? | #NAME? | #NAME? | #NAME? | #NAME? |  |  | 1: 0; 2: 0; 3: 6.6473; 4: 5.4499 | 12.0972 |  | 257.3577 | 396.2491 | 408.5042 | 19607 | 12.0972 | 257.3577 | 420.9552 |  | 0 | 86 | 86 | 1960-07-06 | #NAME? | #NAME? | #NAME?
1960-07-07 | 1960 | 7 | 189 | 7 | 5 | 13.3 | 7.1455 | 3.3333 | 0 | 0 | 0 | #NAME? | #NAME? | #NAME? | #NAME? | #NAME? | #NAME? | TRUE | 0 | TRUE | TRUE | #NAME? | #NAME? | #NAME? | #NAME? | #NAME? | #NAME? | #NAME? | #NAME? | #NAME? | #NAME? |  |  | 1: 2.8574; 2: 4.1613; 3: 0; 4: 0 | 7.0187 |  | 163.9745 | 265.8824 | 275.1811 | 19607 | 7.0187 | 163.9745 | 268.21 |  | 0 | 87 | 87 | 1960-07-07 | #NAME? | #NAME? | #NAME?
1960-07-08 | 1960 | 7 | 190 | 8 | 6 | 10 | 6.4202 | 25 | 0 | 0 | 0 | #NAME? | #NAME? | #NAME? | #NAME? | #NAME? | #NAME? | FALSE | 0 | TRUE | TRUE | #NAME? | #NAME? | #NAME? | #NAME? | #NAME? | #NAME? | #NAME? | #NAME? | #NAME? | #NAME? |  |  | 1: 0; 2: 0; 3: 0; 4: 7.2453 | 7.2453 |  | 212.53 | 327.2287 | 337.3491 | 19607 | 7.2453 | 212.53 | 347.6314 |  | 0 | 88 | 88 | 1960-07-08 | #NAME? | #NAME? | #NAME?
1960-07-09 | 1960 | 7 | 191 | 9 | 7 | 9.4 | 5.5067 | 24.6667 | 0 | 0 | 0 | #NAME? | #NAME? | #NAME? | #NAME? | #NAME? | #NAME? | FALSE | 0 | TRUE | TRUE | #NAME? | #NAME? | #NAME? | #NAME? | #NAME? | #NAME? | #NAME? | #NAME? | #NAME? | #NAME? |  |  | 1: 0; 2: 0; 3: 4.4281; 4: 0 | 4.4281 |  | 64.9459 | 99.9961 | 103.0888 | 19607 | 4.4281 | 64.9459 | 106.2309 |  | 0 | 89 | 89 | 1960-07-09 | #NAME? | #NAME? | #NAME?
1960-07-10 | 1960 | 7 | 192 | 10 | 1 | 11.1 | 6.2656 | 9.1667 | 0 | 0 | 0 | #NAME? | #NAME? | #NAME? | #NAME? | #NAME? | #NAME? | TRUE | 0 | TRUE | TRUE | #NAME? | #NAME? | #NAME? | #NAME? | #NAME? | #NAME? | #NAME? | #NAME? | #NAME? | #NAME? |  |  | 1: 0; 2: 0; 3: 0; 4: 0 | 0 |  | 0 | 0 | 0 | 19607 | 0 | 0 | 0 |  | 0 | 90 | 90 | 1960-07-10 | #NAME? | #NAME? | #NAME?
1960-07-11 | 1960 | 7 | 193 | 11 | 2 | 8.3 | 4.9329 | 20.1667 | 0 | 0 | 0 | #NAME? | #NAME? | #NAME? | #NAME? | #NAME? | #NAME? | FALSE | 0 | TRUE | TRUE | #NAME? | #NAME? | #NAME? | #NAME? | #NAME? | #NAME? | #NAME? | #NAME? | #NAME? | #NAME? |  |  | 1: 0; 2: 0; 3: 10.5915; 4: 10.0059 | 20.5973 |  | 448.8467 | 691.0814 | 712.4551 | 19607 | 20.5973 | 448.8467 | 734.1703 |  | 0 | 91 | 91 | 1960-07-11 | #NAME? | #NAME? | #NAME?
1960-07-12 | 1960 | 7 | 194 | 12 | 3 | 11.1 | 4.734 | 3.3333 | 0 | 0 | 0 | #NAME? | #NAME? | #NAME? | #NAME? | #NAME? | #NAME? | TRUE | 0 | TRUE | TRUE | #NAME? | #NAME? | #NAME? | #NAME? | #NAME? | #NAME? | #NAME? | #NAME? | #NAME? | #NAME? |  |  | 1: 0; 2: 0; 3: 0; 4: 0 | 0 |  | 0 | 0 | 0 | 19607 | 0 | 0 | 0 |  | 0 | 92 | 92 | 1960-07-12 | #NAME? | #NAME? | #NAME?
1960-07-13 | 1960 | 7 | 195 | 13 | 4 | 11.7 | 6.3453 | 15.1667 | 0 | 0 | 0 | #NAME? | #NAME? | #NAME? | #NAME? | #NAME? | #NAME? | FALSE | 0 | TRUE | TRUE | #NAME? | #NAME? | #NAME? | #NAME? | #NAME? | #NAME? | #NAME? | #NAME? | #NAME? | #NAME? |  |  | 1: 0; 2: 0; 3: 3.319; 4: 4.8837 | 8.2027 |  | 191.9342 | 295.5177 | 304.6574 | 19607 | 8.2027 | 191.9342 | 313.9432 |  | 0 | 93 | 93 | 1960-07-13 | #NAME? | #NAME? | #NAME?
1960-07-14 | 1960 | 7 | 196 | 14 | 5 | 13.9 | 6.853 | 10.5 | 0 | 0 | 0 | #NAME? | #NAME? | #NAME? | #NAME? | #NAME? | #NAME? | TRUE | 0 | TRUE | TRUE | #NAME? | #NAME? | #NAME? | #NAME? | #NAME? | #NAME? | #NAME? | #NAME? | #NAME? | #NAME? |  |  | 1: 0; 2: 0; 3: 0; 4: 0 | 0 |  | 0 | 0 | 0 | 19607 | 0 | 0 | 0 |  | 0 | 94 | 94 | 1960-07-14 | #NAME? | #NAME? | #NAME?
1960-07-15 | 1960 | 7 | 197 | 15 | 6 | 13.3 | 5.6554 | 15.6667 | 2.6 | 2.6 | 0 | #NAME? | #NAME? | #NAME? | #NAME? | #NAME? | #NAME? | FALSE | 0 | TRUE | TRUE | #NAME? | #NAME? | #NAME? | #NAME? | #NAME? | #NAME? | #NAME? | #NAME? | #NAME? | #NAME? |  |  | 1: 0; 2: 0; 3: 0; 4: 7.2591 | 7.2591 |  | 212.9325 | 327.8485 | 337.9881 | 19607 | 7.2591 | 212.9325 | 348.2898 |  | 0 | 95 | 95 | 1960-07-15 | #NAME? | #NAME? | #NAME?
1960-07-16 | 1960 | 7 | 198 | 16 | 7 | 13.9 | 5.8073 | 4.8333 | 0 | 0 | 0 | #NAME? | #NAME? | #NAME? | #NAME? | #NAME? | #NAME? | FALSE | 2.6 | TRUE | TRUE | #NAME? | #NAME? | #NAME? | #NAME? | #NAME? | #NAME? | #NAME? | #NAME? | #NAME? | #NAME? |  |  | 1: 0; 2: 0; 3: 6.665; 4: 0 | 6.665 |  | 97.754 | 150.5102 | 155.1651 | 19607 | 6.665 | 97.754 | 159.8945 |  | 0 | 96 | 96 | 1960-07-16 | #NAME? | #NAME? | #NAME?
1960-07-17 | 1960 | 7 | 199 | 17 | 1 | 13.3 | 6.0379 | 7.3333 | 0 | 0 | 0 | #NAME? | #NAME? | #NAME? | #NAME? | #NAME? | #NAME? | TRUE | 2.6 | TRUE | TRUE | #NAME? | #NAME? | #NAME? | #NAME? | #NAME? | #NAME? | #NAME? | #NAME? | #NAME? | #NAME? |  |  | 1: 13.7896; 2: 27.1438; 3: 0; 4: 0 | 40.9334 |  | 998.4655 | 1624.8165 | 1682.0843 | 19607 | 40.9334 | 998.4655 | 1633.1718 |  | 0 | 97 | 97 | 1960-07-17 | #NAME? | #NAME? | #NAME?
1960-07-18 | 1960 | 7 | 200 | 18 | 2 | 13.3 | 7.1738 | 4 | 0 | 0 | 0 | #NAME? | #NAME? | #NAME? | #NAME? | #NAME? | #NAME? | FALSE | 0 | TRUE | TRUE | #NAME? | #NAME? | #NAME? | #NAME? | #NAME? | #NAME? | #NAME? | #NAME? | #NAME? | #NAME? |  |  | 1: 0; 2: 0; 3: 3.307; 4: 9.6253 | 12.9323 |  | 330.8443 | 509.3952 | 525.1497 | 19607 | 12.9323 | 330.8443 | 541.1559 |  | 0 | 98 | 98 | 1960-07-18 | #NAME? | #NAME? | #NAME?
1960-07-19 | 1960 | 7 | 201 | 19 | 3 | 15 | 6.4452 | 15.1667 | 0 | 0 | 0 | #NAME? | #NAME? | #NAME? | #NAME? | #NAME? | #NAME? | TRUE | 0 | TRUE | TRUE | #NAME? | #NAME? | #NAME? | #NAME? | #NAME? | #NAME? | #NAME? | #NAME? | #NAME? | #NAME? |  |  | 1: 1.6939; 2: 2.3949; 3: 0; 4: 0 | 4.0888 |  | 95.095 | 154.1359 | 159.522 | 19607 | 4.0888 | 95.095 | 155.5451 |  | 0 | 99 | 99 | 1960-07-19 | #NAME? | #NAME? | #NAME?
1960-07-20 | 1960 | 7 | 202 | 20 | 4 | 15 | 4.0937 | 12.8333 | 17.8 | 17.8 | 9.6 | #NAME? | #NAME? | #NAME? | #NAME? | #NAME? | #NAME? | FALSE | 0 | TRUE | TRUE | #NAME? | #NAME? | #NAME? | #NAME? | #NAME? | #NAME? | #NAME? | #NAME? | #NAME? | #NAME? |  |  | 1: 0; 2: 0; 3: 8.8495; 4: 5.8249 | 14.6743 |  | 300.6553 | 462.9137 | 477.2306 | 19607 | 14.6743 | 300.6553 | 491.7764 |  | 0 | 100 | 100 | 1960-07-20 | #NAME? | #NAME? | #NAME?
1960-07-21 | 1960 | 7 | 203 | 21 | 5 | 15.6 | 4.2649 | 8.6667 | 0 | 0 | 0 | #NAME? | #NAME? | #NAME? | #NAME? | #NAME? | #NAME? | TRUE | 17.8 | FALSE | TRUE | #NAME? | #NAME? | #NAME? | #NAME? | #NAME? | #NAME? | #NAME? | #NAME? | #NAME? | #NAME? |  |  | 1: 0; 2: 0; 3: 0; 4: 0 | 0 |  | 0 | 0 | 0 | 19607 | 0 | 0 | 0 |  | 0 | 101 | 101 | 1960-07-21 | #NAME? | #NAME? | #NAME?
1960-07-22 | 1960 | 7 | 204 | 22 | 6 | 13.3 | 6.0758 | 3.5 | 0 | 0 | 0 | #NAME? | #NAME? | #NAME? | #NAME? | #NAME? | #NAME? | FALSE | 17.8 | FALSE | TRUE | #NAME? | #NAME? | #NAME? | #NAME? | #NAME? | #NAME? | #NAME? | #NAME? | #NAME? | #NAME? |  |  | 1: 0; 2: 0; 3: 0; 4: 0 | 0 |  | 0 | 0 | 0 | 19607 | 0 | 0 | 0 |  | 0 | 102 | 102 | 1960-07-22 | #NAME? | #NAME? | #NAME?
1960-07-23 | 1960 | 7 | 205 | 23 | 7 | 7.8 | 4.3166 | 29.1667 | 4.9 | 4.9 | 0 | #NAME? | #NAME? | #NAME? | #NAME? | #NAME? | #NAME? | FALSE | 0 | TRUE | TRUE | #NAME? | #NAME? | #NAME? | #NAME? | #NAME? | #NAME? | #NAME? | #NAME? | #NAME? | #NAME? |  |  | 1: 0; 2: 0; 3: 3.4461; 4: 0 | 3.4461 |  | 50.5434 | 77.8208 | 80.2276 | 19607 | 3.4461 | 50.5434 | 82.6729 |  | 0 | 103 | 103 | 1960-07-23 | #NAME? | #NAME? | #NAME?
1960-07-24 | 1960 | 7 | 206 | 24 | 1 | 5 | 4.6289 | 10.6667 | 0 | 0 | 0 | #NAME? | #NAME? | #NAME? | #NAME? | #NAME? | #NAME? | TRUE | 4.9 | TRUE | TRUE | #NAME? | #NAME? | #NAME? | #NAME? | #NAME? | #NAME? | #NAME? | #NAME? | #NAME? | #NAME? |  |  | 1: 5.5786; 2: 7.0468; 3: 0; 4: 0 | 12.6253 |  | 288.5244 | 466.9509 | 483.214 | 19607 | 12.6253 | 288.5244 | 471.934 |  | 0 | 104 | 104 | 1960-07-24 | #NAME? | #NAME? | #NAME?
1960-07-25 | 1960 | 7 | 207 | 25 | 2 | 8.9 | 5.6682 | 7.8333 | 0 | 0 | 0 | #NAME? | #NAME? | #NAME? | #NAME? | #NAME? | #NAME? | FALSE | 4.9 | TRUE | TRUE | #NAME? | #NAME? | #NAME? | #NAME? | #NAME? | #NAME? | #NAME? | #NAME? | #NAME? | #NAME? |  |  | 1: 0; 2: 0; 3: 5.6533; 4: 11.1946 | 16.8479 |  | 411.2891 | 633.2547 | 652.8399 | 19607 | 16.8479 | 411.2891 | 672.7381 |  | 0 | 105 | 105 | 1960-07-25 | #NAME? | #NAME? | #NAME?
1960-07-26 | 1960 | 7 | 208 | 26 | 3 | 8.9 | 5.7955 | 6.3333 | 0 | 0 | 0 | #NAME? | #NAME? | #NAME? | #NAME? | #NAME? | #NAME? | TRUE | 0 | TRUE | TRUE | #NAME? | #NAME? | #NAME? | #NAME? | #NAME? | #NAME? | #NAME? | #NAME? | #NAME? | #NAME? |  |  | 1: 8.3268; 2: 10.6669; 3: 0; 4: 0 | 18.9937 |  | 435.0211 | 704.1785 | 728.7143 | 19607 | 18.9937 | 435.0211 | 711.5561 |  | 0 | 106 | 106 | 1960-07-26 | #NAME? | #NAME? | #NAME?
1960-07-27 | 1960 | 7 | 209 | 27 | 4 | 11.7 | 6.1828 | 6.8333 | 0 | 0 | 0 | #NAME? | #NAME? | #NAME? | #NAME? | #NAME? | #NAME? | FALSE | 0 | TRUE | TRUE | #NAME? | #NAME? | #NAME? | #NAME? | #NAME? | #NAME? | #NAME? | #NAME? | #NAME? | #NAME? |  |  | 1: 0; 2: 0; 3: 3.4526; 4: 5.4675 | 8.9202 |  | 211.0196 | 324.9032 | 334.9517 | 19607 | 8.9202 | 211.0196 | 345.1609 |  | 0 | 107 | 107 | 1960-07-27 | #NAME? | #NAME? | #NAME?
1960-07-28 | 1960 | 7 | 210 | 28 | 5 | 12.8 | 5.5884 | 9.3333 | 0 | 0 | 0 | #NAME? | #NAME? | #NAME? | #NAME? | #NAME? | #NAME? | TRUE | 0 | TRUE | TRUE | #NAME? | #NAME? | #NAME? | #NAME? | #NAME? | #NAME? | #NAME? | #NAME? | #NAME? | #NAME? |  |  | 1: 0; 2: 0; 3: 0; 4: 0 | 0 |  | 0 | 0 | 0 | 19607 | 0 | 0 | 0 |  | 0 | 108 | 108 | 1960-07-28 | #NAME? | #NAME? | #NAME?
1960-07-29 | 1960 | 7 | 211 | 29 | 6 | 13.3 | 5.8494 | 12.1667 | 0 | 0 | 0 | #NAME? | #NAME? | #NAME? | #NAME? | #NAME? | #NAME? | FALSE | 0 | TRUE | TRUE | #NAME? | #NAME? | #NAME? | #NAME? | #NAME? | #NAME? | #NAME? | #NAME? | #NAME? | #NAME? |  |  | 1: 0; 2: 0; 3: 0; 4: 6.4742 | 6.4742 |  | 189.9088 | 292.3992 | 301.4425 | 19607 | 6.4742 | 189.9088 | 310.6303 |  | 0 | 109 | 109 | 1960-07-29 | #NAME? | #NAME? | #NAME?
1960-07-30 | 1960 | 7 | 212 | 30 | 7 | 10 | 5.9481 | 4.1667 | 0 | 0 | 0 | #NAME? | #NAME? | #NAME? | #NAME? | #NAME? | #NAME? | FALSE | 0 | TRUE | TRUE | #NAME? | #NAME? | #NAME? | #NAME? | #NAME? | #NAME? | #NAME? | #NAME? | #NAME? | #NAME? |  |  | 1: 0; 2: 0; 3: 0; 4: 0 | 0 |  | 0 | 0 | 0 | 19607 | 0 | 0 | 0 |  | 0 | 110 | 110 | 1960-07-30 | #NAME? | #NAME? | #NAME?
1960-07-31 | 1960 | 7 | 213 | 31 | 1 | 17.8 | 4.5832 | 13.1667 | 0.5 | 0.5 | 0 | #NAME? | #NAME? | #NAME? | #NAME? | #NAME? | #NAME? | TRUE | 0 | TRUE | TRUE | #NAME? | #NAME? | #NAME? | #NAME? | #NAME? | #NAME? | #NAME? | #NAME? | #NAME? | #NAME? |  |  | 1: 13.4866; 2: 21.445; 3: 0; 4: 0 | 34.9316 |  | 826.8563 | 1342.2228 | 1389.2776 | 19607 | 34.9316 | 826.8563 | 1352.4736 |  | 0 | 111 | 111 | 1960-07-31 | #NAME? | #NAME? | #NAME?
1960-08-01 | 1960 | 8 | 214 | 1 | 2 | 11.1 | 4.0306 | 7.5 | 2 | 2 | 0 | #NAME? | #NAME? | #NAME? | #NAME? | #NAME? | #NAME? | FALSE | 0.5 | TRUE | TRUE | #NAME? | #NAME? | #NAME? | #NAME? | #NAME? | #NAME? | #NAME? | #NAME? | #NAME? | #NAME? |  |  | 1: 0; 2: 0; 3: 2.3535; 4: 9.0094 | 11.3629 |  | 298.7934 | 460.047 | 474.2753 | 19608 | 11.3629 | 298.7934 | 488.7309 |  | 0 | 112 | 112 | 1960-08-01 | #NAME? | #NAME? | #NAME?
1960-08-02 | 1960 | 8 | 215 | 2 | 3 | 14.4 | 2.8681 | 14.8333 | 1.9 | 1.9 | 0 | #NAME? | #NAME? | #NAME? | #NAME? | #NAME? | #NAME? | TRUE | 2.5 | TRUE | TRUE | #NAME? | #NAME? | #NAME? | #NAME? | #NAME? | #NAME? | #NAME? | #NAME? | #NAME? | #NAME? |  |  | 1: 6.3693; 2: 9.9619; 3: 0; 4: 0 | 16.3312 |  | 385.6313 | 625.8614 | 647.7927 | 19608 | 16.3312 | 385.6313 | 630.7701 |  | 0 | 113 | 113 | 1960-08-02 | #NAME? | #NAME? | #NAME?
1960-08-03 | 1960 | 8 | 216 | 3 | 4 | 11.1 | 3.6848 | 1.8333 | 0 | 0 | 0 | #NAME? | #NAME? | #NAME? | #NAME? | #NAME? | #NAME? | FALSE | 3.9 | TRUE | TRUE | #NAME? | #NAME? | #NAME? | #NAME? | #NAME? | #NAME? | #NAME? | #NAME? | #NAME? | #NAME? |  |  | 1: 0; 2: 0; 3: 8.2221; 4: 3.8575 | 12.0795 |  | 233.7422 | 359.8889 | 371.0194 | 19608 | 12.0795 | 233.7422 | 382.3279 |  | 0 | 114 | 114 | 1960-08-03 | #NAME? | #NAME? | #NAME?
1960-08-04 | 1960 | 8 | 217 | 4 | 5 | 11.7 | 2.7875 | 8 | 3.9 | 3.9 | 0 | #NAME? | #NAME? | #NAME? | #NAME? | #NAME? | #NAME? | TRUE | 1.9 | TRUE | TRUE | #NAME? | #NAME? | #NAME? | #NAME? | #NAME? | #NAME? | #NAME? | #NAME? | #NAME? | #NAME? |  |  | 1: 0; 2: 0; 3: 0; 4: 0 | 0 |  | 0 | 0 | 0 | 19608 | 0 | 0 | 0 |  | 0 | 115 | 115 | 1960-08-04 | #NAME? | #NAME? | #NAME?
1960-08-05 | 1960 | 8 | 218 | 5 | 6 | 12.2 | 3.8719 | 17.6667 | 0.3 | 0.3 | 0 | #NAME? | #NAME? | #NAME? | #NAME? | #NAME? | #NAME? | FALSE | 3.9 | TRUE | TRUE | #NAME? | #NAME? | #NAME? | #NAME? | #NAME? | #NAME? | #NAME? | #NAME? | #NAME? | #NAME? |  |  | 1: 0; 2: 0; 3: 0; 4: 3.8131 | 3.8131 |  | 111.8517 | 172.2162 | 177.5424 | 19608 | 3.8131 | 111.8517 | 182.9538 |  | 0 | 116 | 116 | 1960-08-05 | #NAME? | #NAME? | #NAME?
1960-08-06 | 1960 | 8 | 219 | 6 | 7 | 11.7 | 3.227 | 12.1667 | 9.7 | 9.7 | 3.525 | #NAME? | #NAME? | #NAME? | #NAME? | #NAME? | #NAME? | FALSE | 4.2 | TRUE | TRUE | #NAME? | #NAME? | #NAME? | #NAME? | #NAME? | #NAME? | #NAME? | #NAME? | #NAME? | #NAME? |  |  | 1: 0; 2: 0; 3: 0; 4: 0 | 0 |  | 0 | 0 | 0 | 19608 | 0 | 0 | 0 |  | 0 | 117 | 117 | 1960-08-06 | #NAME? | #NAME? | #NAME?
1960-08-07 | 1960 | 8 | 220 | 7 | 1 | 8.9 | 3.6109 | 17 | 0 | 0 | 0 | #NAME? | #NAME? | #NAME? | #NAME? | #NAME? | #NAME? | TRUE | 10 | FALSE | TRUE | #NAME? | #NAME? | #NAME? | #NAME? | #NAME? | #NAME? | #NAME? | #NAME? | #NAME? | #NAME? |  |  | 1: 0; 2: 0; 3: 0; 4: 0 | 0 |  | 0 | 0 | 0 | 19608 | 0 | 0 | 0 |  | 0 | 118 | 118 | 1960-08-07 | #NAME? | #NAME? | #NAME?
1960-08-08 | 1960 | 8 | 221 | 8 | 2 | 7.2 | 4.0631 | 0 | 0 | 0 | 0 | #NAME? | #NAME? | #NAME? | #NAME? | #NAME? | #NAME? | FALSE | 9.7 | TRUE | TRUE | #NAME? | #NAME? | #NAME? | #NAME? | #NAME? | #NAME? | #NAME? | #NAME? | #NAME? | #NAME? |  |  | 1: 0; 2: 0; 3: 1.3653; 4: 4.266 | 5.6313 |  | 145.1611 | 223.5019 | 230.4144 | 19608 | 5.6313 | 145.1611 | 237.4373 |  | 0 | 119 | 119 | 1960-08-08 | #NAME? | #NAME? | #NAME?
1960-08-09 | 1960 | 8 | 222 | 9 | 3 | 8.9 | 5.326 | 12.6667 | 0 | 0 | 0 | #NAME? | #NAME? | #NAME? | #NAME? | #NAME? | #NAME? | TRUE | 0 | TRUE | TRUE | #NAME? | #NAME? | #NAME? | #NAME? | #NAME? | #NAME? | #NAME? | #NAME? | #NAME? | #NAME? |  |  | 1: 11.2312; 2: 14.5301; 3: 0; 4: 0 | 25.7613 |  | 590.9403 | 956.6973 | 990.0414 | 19608 | 25.7613 | 590.9403 | 966.5901 |  | 0 | 120 | 120 | 1960-08-09 | #NAME? | #NAME? | #NAME?
1960-08-10 | 1960 | 8 | 223 | 10 | 4 | 7.2 | 5.2227 | 5.5 | 0 | 0 | 0 | #NAME? | #NAME? | #NAME? | #NAME? | #NAME? | #NAME? | FALSE | 0 | TRUE | TRUE | #NAME? | #NAME? | #NAME? | #NAME? | #NAME? | #NAME? | #NAME? | #NAME? | #NAME? | #NAME? |  |  | 1: 0; 2: 0; 3: 2.0818; 4: 5.2093 | 7.2911 |  | 183.3387 | 282.2834 | 291.0138 | 19608 | 7.2911 | 183.3387 | 299.8837 |  | 0 | 121 | 121 | 1960-08-10 | #NAME? | #NAME? | #NAME?
1960-08-11 | 1960 | 8 | 224 | 11 | 5 | 13.3 | 5.564 | 10 | 0.6 | 0.6 | 0 | #NAME? | #NAME? | #NAME? | #NAME? | #NAME? | #NAME? | TRUE | 0 | TRUE | TRUE | #NAME? | #NAME? | #NAME? | #NAME? | #NAME? | #NAME? | #NAME? | #NAME? | #NAME? | #NAME? |  |  | 1: 4.9131; 2: 6.61; 3: 0; 4: 0 | 11.5231 |  | 265.9512 | 430.7873 | 445.8191 | 19608 | 11.5231 | 265.9512 | 435.0115 |  | 0 | 122 | 122 | 1960-08-11 | #NAME? | #NAME? | #NAME?
1960-08-12 | 1960 | 8 | 225 | 12 | 6 | 12.8 | 4.7309 | 8.1667 | 0 | 0 | 0 | #NAME? | #NAME? | #NAME? | #NAME? | #NAME? | #NAME? | FALSE | 0.6 | TRUE | TRUE | #NAME? | #NAME? | #NAME? | #NAME? | #NAME? | #NAME? | #NAME? | #NAME? | #NAME? | #NAME? |  |  | 1: 0; 2: 0; 3: 0; 4: 5.9327 | 5.9327 |  | 174.0261 | 267.9449 | 276.2319 | 19608 | 5.9327 | 174.0261 | 284.6513 |  | 0 | 123 | 123 | 1960-08-12 | #NAME? | #NAME? | #NAME?
1960-08-13 | 1960 | 8 | 226 | 13 | 7 | 8.9 | 5.4602 | 2 | 0 | 0 | 0 | #NAME? | #NAME? | #NAME? | #NAME? | #NAME? | #NAME? | FALSE | 0.6 | TRUE | TRUE | #NAME? | #NAME? | #NAME? | #NAME? | #NAME? | #NAME? | #NAME? | #NAME? | #NAME? | #NAME? |  |  | 1: 0; 2: 0; 3: 2.2953; 4: 0 | 2.2953 |  | 33.6648 | 51.8331 | 53.4362 | 19608 | 2.2953 | 33.6648 | 55.0649 |  | 0 | 124 | 124 | 1960-08-13 | #NAME? | #NAME? | #NAME?
1960-08-14 | 1960 | 8 | 227 | 14 | 1 | 8.9 | 4.2024 | 9.6667 | 7.6 | 7.6 | 1.95 | #NAME? | #NAME? | #NAME? | #NAME? | #NAME? | #NAME? | TRUE | 0 | TRUE | TRUE | #NAME? | #NAME? | #NAME? | #NAME? | #NAME? | #NAME? | #NAME? | #NAME? | #NAME? | #NAME? |  |  | 1: 0; 2: 0; 3: 0; 4: 0 | 0 |  | 0 | 0 | 0 | 19608 | 0 | 0 | 0 |  | 0 | 125 | 125 | 1960-08-14 | #NAME? | #NAME? | #NAME?
1960-08-15 | 1960 | 8 | 228 | 15 | 2 | 8.3 | 4.0255 | 28.5 | 7.2 | 7.2 | 1.65 | #NAME? | #NAME? | #NAME? | #NAME? | #NAME? | #NAME? | FALSE | 7.6 | TRUE | TRUE | #NAME? | #NAME? | #NAME? | #NAME? | #NAME? | #NAME? | #NAME? | #NAME? | #NAME? | #NAME? |  |  | 1: 0; 2: 0; 3: 3.4825; 4: 5.9664 | 9.4489 |  | 226.0912 | 348.1086 | 358.8749 | 19608 | 9.4489 | 226.0912 | 369.8132 |  | 0 | 126 | 126 | 1960-08-15 | #NAME? | #NAME? | #NAME?
1960-08-16 | 1960 | 8 | 229 | 16 | 3 | 10 | 5.2047 | 10.8333 | 0 | 0 | 0 | #NAME? | #NAME? | #NAME? | #NAME? | #NAME? | #NAME? | TRUE | 14.8 | FALSE | TRUE | #NAME? | #NAME? | #NAME? | #NAME? | #NAME? | #NAME? | #NAME? | #NAME? | #NAME? | #NAME? |  |  | 1: 0; 2: 0; 3: 0; 4: 0 | 0 |  | 0 | 0 | 0 | 19608 | 0 | 0 | 0 |  | 0 | 127 | 127 | 1960-08-16 | #NAME? | #NAME? | #NAME?
1960-08-17 | 1960 | 8 | 230 | 17 | 4 | 13.3 | 6.4562 | 22.6667 | 0 | 0 | 0 | #NAME? | #NAME? | #NAME? | #NAME? | #NAME? | #NAME? | FALSE | 7.2 | TRUE | TRUE | #NAME? | #NAME? | #NAME? | #NAME? | #NAME? | #NAME? | #NAME? | #NAME? | #NAME? | #NAME? |  |  | 1: 0; 2: 0; 3: 0; 4: 5.1426 | 5.1426 |  | 150.8486 | 232.2589 | 239.4422 | 19608 | 5.1426 | 150.8486 | 246.7402 |  | 0 | 128 | 128 | 1960-08-17 | #NAME? | #NAME? | #NAME?
1960-08-18 | 1960 | 8 | 231 | 18 | 5 | 14.4 | 5.5374 | 14 | 0 | 0 | 0 | #NAME? | #NAME? | #NAME? | #NAME? | #NAME? | #NAME? | TRUE | 0 | TRUE | TRUE | #NAME? | #NAME? | #NAME? | #NAME? | #NAME? | #NAME? | #NAME? | #NAME? | #NAME? | #NAME? |  |  | 1: 0; 2: 0; 3: 0; 4: 0 | 0 |  | 0 | 0 | 0 | 19608 | 0 | 0 | 0 |  | 0 | 129 | 129 | 1960-08-18 | #NAME? | #NAME? | #NAME?
1960-08-19 | 1960 | 8 | 232 | 19 | 6 | 10 | 4.1417 | 21.6667 | 2.8 | 2.8 | 0 | #NAME? | #NAME? | #NAME? | #NAME? | #NAME? | #NAME? | FALSE | 0 | TRUE | TRUE | #NAME? | #NAME? | #NAME? | #NAME? | #NAME? | #NAME? | #NAME? | #NAME? | #NAME? | #NAME? |  |  | 1: 0; 2: 0; 3: 0; 4: 6.5965 | 6.5965 |  | 193.4968 | 297.9237 | 307.1378 | 19608 | 6.5965 | 193.4968 | 316.4992 |  | 0 | 130 | 130 | 1960-08-19 | #NAME? | #NAME? | #NAME?
1960-08-20 | 1960 | 8 | 233 | 20 | 7 | 6.1 | 3.2408 | 5.8333 | 7.1 | 7.1 | 1.575 | #NAME? | #NAME? | #NAME? | #NAME? | #NAME? | #NAME? | FALSE | 2.8 | TRUE | TRUE | #NAME? | #NAME? | #NAME? | #NAME? | #NAME? | #NAME? | #NAME? | #NAME? | #NAME? | #NAME? |  |  | 1: 0; 2: 0; 3: 7.0145; 4: 0 | 7.0145 |  | 102.8796 | 158.4019 | 163.301 | 19608 | 7.0145 | 102.8796 | 168.2783 |  | 0 | 131 | 131 | 1960-08-20 | #NAME? | #NAME? | #NAME?
1960-08-21 | 1960 | 8 | 234 | 21 | 1 | 8.3 | 5.0589 | 8.1667 | 0 | 0 | 0 | #NAME? | #NAME? | #NAME? | #NAME? | #NAME? | #NAME? | TRUE | 9.9 | TRUE | TRUE | #NAME? | #NAME? | #NAME? | #NAME? | #NAME? | #NAME? | #NAME? | #NAME? | #NAME? | #NAME? |  |  | 1: 0; 2: 0; 3: 0; 4: 0 | 0 |  | 0 | 0 | 0 | 19608 | 0 | 0 | 0 |  | 0 | 132 | 132 | 1960-08-21 | #NAME? | #NAME? | #NAME?
1960-08-22 | 1960 | 8 | 235 | 22 | 2 | 9.4 | 3.657 | 19 | 1.8 | 1.8 | 0 | #NAME? | #NAME? | #NAME? | #NAME? | #NAME? | #NAME? | FALSE | 7.1 | TRUE | TRUE | #NAME? | #NAME? | #NAME? | #NAME? | #NAME? | #NAME? | #NAME? | #NAME? | #NAME? | #NAME? |  |  | 1: 0; 2: 0; 3: 0; 4: 5.2699 | 5.2699 |  | 154.5825 | 238.0079 | 245.369 | 19608 | 5.2699 | 154.5825 | 252.8477 |  | 0 | 133 | 133 | 1960-08-22 | #NAME? | #NAME? | #NAME?
1960-08-23 | 1960 | 8 | 236 | 23 | 3 | 7.8 | 2.751 | 20.5 | 3.3 | 3.3 | 0 | #NAME? | #NAME? | #NAME? | #NAME? | #NAME? | #NAME? | TRUE | 1.8 | TRUE | FALSE | #NAME? | #NAME? | #NAME? | #NAME? | #NAME? | #NAME? | #NAME? | #NAME? | #NAME? | #NAME? |  |  | 1: 0; 2: 0; 3: 0; 4: 0 | 0 |  | 0 | 0 | 0 | 19608 | 0 | 0 | 0 |  | 0 | 134 | 134 | 1960-08-23 | #NAME? | #NAME? | #NAME?
1960-08-24 | 1960 | 8 | 237 | 24 | 4 | 2.8 | 2.966 | 4.1667 | 0 | 0 | 0 | #NAME? | #NAME? | #NAME? | #NAME? | #NAME? | #NAME? | FALSE | 5.1 | TRUE | FALSE | #NAME? | #NAME? | #NAME? | #NAME? | #NAME? | #NAME? | #NAME? | #NAME? | #NAME? | #NAME? |  |  | 1: 0; 2: 0; 3: 0; 4: 0 | 0 |  | 0 | 0 | 0 | 19608 | 0 | 0 | 0 |  | 0 | 135 | 135 | 1960-08-24 | #NAME? | #NAME? | #NAME?
1960-08-25 | 1960 | 8 | 238 | 25 | 5 | 2.8 | 3.7488 | 11 | 0 | 0 | 0 | #NAME? | #NAME? | #NAME? | #NAME? | #NAME? | #NAME? | TRUE | 3.3 | TRUE | TRUE | #NAME? | #NAME? | #NAME? | #NAME? | #NAME? | #NAME? | #NAME? | #NAME? | #NAME? | #NAME? |  |  | 1: 0; 2: 0; 3: 0; 4: 0 | 0 |  | 0 | 0 | 0 | 19608 | 0 | 0 | 0 |  | 0 | 136 | 136 | 1960-08-25 | #NAME? | #NAME? | #NAME?
1960-08-26 | 1960 | 8 | 239 | 26 | 6 | 6.1 | 2.9116 | 19.3333 | 1.1 | 1.1 | 0 | #NAME? | #NAME? | #NAME? | #NAME? | #NAME? | #NAME? | FALSE | 0 | TRUE | TRUE | #NAME? | #NAME? | #NAME? | #NAME? | #NAME? | #NAME? | #NAME? | #NAME? | #NAME? | #NAME? |  |  | 1: 0; 2: 0; 3: 0; 4: 7.4862 | 7.4862 |  | 219.5948 | 338.1063 | 348.5632 | 19608 | 7.4862 | 219.5948 | 359.1872 |  | 0 | 137 | 137 | 1960-08-26 | #NAME? | #NAME? | #NAME?
1960-08-27 | 1960 | 8 | 240 | 27 | 7 | 5 | 3.681 | 8.8333 | 0 | 0 | 0 | #NAME? | #NAME? | #NAME? | #NAME? | #NAME? | #NAME? | FALSE | 1.1 | TRUE | TRUE | #NAME? | #NAME? | #NAME? | #NAME? | #NAME? | #NAME? | #NAME? | #NAME? | #NAME? | #NAME? |  |  | 1: 0; 2: 0; 3: 0; 4: 0 | 0 |  | 0 | 0 | 0 | 19608 | 0 | 0 | 0 |  | 0 | 138 | 138 | 1960-08-27 | #NAME? | #NAME? | #NAME?
1960-08-28 | 1960 | 8 | 241 | 28 | 1 | 8.9 | 5.1021 | 28.1667 | 0 | 0 | 0 | #NAME? | #NAME? | #NAME? | #NAME? | #NAME? | #NAME? | TRUE | 1.1 | TRUE | TRUE | #NAME? | #NAME? | #NAME? | #NAME? | #NAME? | #NAME? | #NAME? | #NAME? | #NAME? | #NAME? |  |  | 1: 3.4333; 2: 6.6054; 3: 0; 4: 0 | 10.0386 |  | 244.1117 | 397.1466 | 411.1367 | 19608 | 10.0386 | 244.1117 | 399.2891 |  | 0 | 139 | 139 | 1960-08-28 | #NAME? | #NAME? | #NAME?
1960-08-29 | 1960 | 8 | 242 | 29 | 2 | 7.8 | 4.7042 | 14.6667 | 0 | 0 | 0 | #NAME? | #NAME? | #NAME? | #NAME? | #NAME? | #NAME? | FALSE | 0 | TRUE | TRUE | #NAME? | #NAME? | #NAME? | #NAME? | #NAME? | #NAME? | #NAME? | #NAME? | #NAME? | #NAME? |  |  | 1: 0; 2: 0; 3: 7.0185; 4: 7.1107 | 14.1292 |  | 311.5192 | 479.6406 | 494.4748 | 19608 | 14.1292 | 311.5192 | 509.5462 |  | 0 | 140 | 140 | 1960-08-29 | #NAME? | #NAME? | #NAME?
1960-08-30 | 1960 | 8 | 243 | 30 | 3 | 3.9 | 4.3415 | 5.3333 | 0 | 0 | 0 | #NAME? | #NAME? | #NAME? | #NAME? | #NAME? | #NAME? | TRUE | 0 | TRUE | TRUE | #NAME? | #NAME? | #NAME? | #NAME? | #NAME? | #NAME? | #NAME? | #NAME? | #NAME? | #NAME? |  |  | 1: 9.2529; 2: 17.1746; 3: 0; 4: 0 | 26.4275 |  | 639.4986 | 1039.9862 | 1076.5898 | 19608 | 26.4275 | 639.4986 | 1046.0161 |  | 0 | 141 | 141 | 1960-08-30 | #NAME? | #NAME? | #NAME?
1960-08-31 | 1960 | 8 | 244 | 31 | 4 | 6.7 | 4.3175 | 10.1667 | 0 | 0 | 0 | #NAME? | #NAME? | #NAME? | #NAME? | #NAME? | #NAME? | FALSE | 0 | TRUE | TRUE | #NAME? | #NAME? | #NAME? | #NAME? | #NAME? | #NAME? | #NAME? | #NAME? | #NAME? | #NAME? |  |  | 1: 0; 2: 0; 3: 0; 4: 4.9752 | 4.9752 |  | 145.9379 | 224.6981 | 231.6475 | 19608 | 4.9752 | 145.9379 | 238.708 |  | 0 | 142 | 142 | 1960-08-31 | #NAME? | #NAME? | #NAME?
1960-09-01 | 1960 | 9 | 245 | 1 | 5 | 6.7 | 2.983 | 20.3333 | 0 | 0 | 0 | #NAME? | #NAME? | #NAME? | #NAME? | #NAME? | #NAME? | TRUE | 0 | TRUE | TRUE | #NAME? | #NAME? | #NAME? | #NAME? | #NAME? | #NAME? | #NAME? | #NAME? | #NAME? | #NAME? |  |  | 1: 0; 2: 0; 3: 0; 4: 0 | 0 |  | 0 | 0 | 0 | 19609 | 0 | 0 | 0 |  | 0 | 143 | 143 | 1960-09-01 | #NAME? | #NAME? | #NAME?
1960-09-02 | 1960 | 9 | 246 | 2 | 6 | 7.2 | 3.1083 | 24.5 | 0 | 0 | 0 | #NAME? | #NAME? | #NAME? | #NAME? | #NAME? | #NAME? | FALSE | 0 | TRUE | TRUE | #NAME? | #NAME? | #NAME? | #NAME? | #NAME? | #NAME? | #NAME? | #NAME? | #NAME? | #NAME? |  |  | 1: 0; 2: 0; 3: 0; 4: 4.0152 | 4.0152 |  | 117.7804 | 181.3445 | 186.9531 | 19609 | 4.0152 | 117.7804 | 192.6513 |  | 0 | 144 | 144 | 1960-09-02 | #NAME? | #NAME? | #NAME?
1960-09-03 | 1960 | 9 | 247 | 3 | 7 | 3.9 | 4.3748 | 7.5 | 0 | 0 | 0 | #NAME? | #NAME? | #NAME? | #NAME? | #NAME? | #NAME? | FALSE | 0 | TRUE | TRUE | #NAME? | #NAME? | #NAME? | #NAME? | #NAME? | #NAME? | #NAME? | #NAME? | #NAME? | #NAME? |  |  | 1: 0; 2: 0; 3: 6.5492; 4: 0 | 6.5492 |  | 96.0554 | 147.8948 | 152.4689 | 19609 | 6.5492 | 96.0554 | 157.116 |  | 0 | 145 | 145 | 1960-09-03 | #NAME? | #NAME? | #NAME?
1960-09-04 | 1960 | 9 | 248 | 4 | 1 | 10.6 | 4.2541 | 3.8333 | 0.3 | 0.3 | 0 | #NAME? | #NAME? | #NAME? | #NAME? | #NAME? | #NAME? | TRUE | 0 | TRUE | TRUE | #NAME? | #NAME? | #NAME? | #NAME? | #NAME? | #NAME? | #NAME? | #NAME? | #NAME? | #NAME? |  |  | 1: 3.0535; 2: 4.6168; 3: 0; 4: 0 | 7.6703 |  | 180.2111 | 292.3499 | 302.585 | 19609 | 7.6703 | 180.2111 | 294.768 |  | 0 | 146 | 146 | 1960-09-04 | #NAME? | #NAME? | #NAME?
1960-09-05 | 1960 | 9 | 249 | 5 | 2 | 8.3 | 5.127 | 21 | 0 | 0 | 0 | #NAME? | #NAME? | #NAME? | #NAME? | #NAME? | #NAME? | FALSE | 0.3 | TRUE | TRUE | #NAME? | #NAME? | #NAME? | #NAME? | #NAME? | #NAME? | #NAME? | #NAME? | #NAME? | #NAME? |  |  | 1: 0; 2: 0; 3: 2.8759; 4: 7.0259 | 9.9017 |  | 248.2719 | 382.2599 | 394.0824 | 19609 | 9.9017 | 248.2719 | 406.0938 |  | 0 | 147 | 147 | 1960-09-05 | #NAME? | #NAME? | #NAME?
1960-09-06 | 1960 | 9 | 250 | 6 | 3 | 4.4 | 4.5222 | 11.6667 | 0 | 0 | 0 | #NAME? | #NAME? | #NAME? | #NAME? | #NAME? | #NAME? | TRUE | 0.3 | TRUE | TRUE | #NAME? | #NAME? | #NAME? | #NAME? | #NAME? | #NAME? | #NAME? | #NAME? | #NAME? | #NAME? |  |  | 1: 0; 2: 0; 3: 0; 4: 0 | 0 |  | 0 | 0 | 0 | 19609 | 0 | 0 | 0 |  | 0 | 148 | 148 | 1960-09-06 | #NAME? | #NAME? | #NAME?
1960-09-07 | 1960 | 9 | 251 | 7 | 4 | 5 | 2.1412 | 15 | 1.8 | 1.8 | 0 | #NAME? | #NAME? | #NAME? | #NAME? | #NAME? | #NAME? | FALSE | 0 | TRUE | FALSE | #NAME? | #NAME? | #NAME? | #NAME? | #NAME? | #NAME? | #NAME? | #NAME? | #NAME? | #NAME? |  |  | 1: 0; 2: 0; 3: 0; 4: 0 | 0 |  | 0 | 0 | 0 | 19609 | 0 | 0 | 0 |  | 0 | 149 | 149 | 1960-09-07 | #NAME? | #NAME? | #NAME?
1960-09-08 | 1960 | 9 | 252 | 8 | 5 | 2.2 | 3.4055 | 5.6667 | 0 | 0 | 0 | #NAME? | #NAME? | #NAME? | #NAME? | #NAME? | #NAME? | TRUE | 1.8 | TRUE | TRUE | #NAME? | #NAME? | #NAME? | #NAME? | #NAME? | #NAME? | #NAME? | #NAME? | #NAME? | #NAME? |  |  | 1: 6.554; 2: 11.0298; 3: 0; 4: 0 | 17.5838 |  | 419.6659 | 681.7061 | 705.6406 | 19609 | 17.5838 | 419.6659 | 686.4398 |  | 0 | 150 | 150 | 1960-09-08 | #NAME? | #NAME? | #NAME?
1960-09-09 | 1960 | 9 | 253 | 9 | 6 | 8.3 | 5.6523 | 13.6667 | 0 | 0 | 0 | #NAME? | #NAME? | #NAME? | #NAME? | #NAME? | #NAME? | FALSE | 1.8 | TRUE | TRUE | #NAME? | #NAME? | #NAME? | #NAME? | #NAME? | #NAME? | #NAME? | #NAME? | #NAME? | #NAME? |  |  | 1: 0; 2: 0; 3: 0; 4: 8.3578 | 8.3578 |  | 245.1626 | 377.4725 | 389.1469 | 19609 | 8.3578 | 245.1626 | 401.0079 |  | 0 | 151 | 151 | 1960-09-09 | #NAME? | #NAME? | #NAME?
1960-09-10 | 1960 | 9 | 254 | 10 | 7 | 5 | 4.0002 | 7.5 | 0 | 0 | 0 | #NAME? | #NAME? | #NAME? | #NAME? | #NAME? | #NAME? | FALSE | 0 | TRUE | TRUE | #NAME? | #NAME? | #NAME? | #NAME? | #NAME? | #NAME? | #NAME? | #NAME? | #NAME? | #NAME? |  |  | 1: 0; 2: 0; 3: 4.6118; 4: 0 | 4.6118 |  | 67.6394 | 104.1432 | 107.3641 | 19609 | 4.6118 | 67.6394 | 110.6365 |  | 0 | 152 | 152 | 1960-09-10 | #NAME? | #NAME? | #NAME?
1960-09-11 | 1960 | 9 | 255 | 11 | 1 | 6.1 | 4.4538 | 9.3333 | 0 | 0 | 0 | #NAME? | #NAME? | #NAME? | #NAME? | #NAME? | #NAME? | TRUE | 0 | TRUE | TRUE | #NAME? | #NAME? | #NAME? | #NAME? | #NAME? | #NAME? | #NAME? | #NAME? | #NAME? | #NAME? |  |  | 1: 6.1439; 2: 9.7118; 3: 0; 4: 0 | 15.8557 |  | 374.9908 | 608.6722 | 630.0073 | 19609 | 15.8557 | 374.9908 | 613.3655 |  | 0 | 153 | 153 | 1960-09-11 | #NAME? | #NAME? | #NAME?
1960-09-12 | 1960 | 9 | 256 | 12 | 2 | 6.1 | 4.6789 | 9.5 | 0 | 0 | 0 | #NAME? | #NAME? | #NAME? | #NAME? | #NAME? | #NAME? | FALSE | 0 | TRUE | TRUE | #NAME? | #NAME? | #NAME? | #NAME? | #NAME? | #NAME? | #NAME? | #NAME? | #NAME? | #NAME? |  |  | 1: 0; 2: 0; 3: 7.6042; 4: 7.1072 | 14.7114 |  | 320.005 | 492.7061 | 507.9445 | 19609 | 14.7114 | 320.005 | 523.4263 |  | 0 | 154 | 154 | 1960-09-12 | #NAME? | #NAME? | #NAME?
1960-09-13 | 1960 | 9 | 257 | 13 | 3 | 6.1 | 4.4466 | 6.8333 | 0 | 0 | 0 | #NAME? | #NAME? | #NAME? | #NAME? | #NAME? | #NAME? | TRUE | 0 | TRUE | TRUE | #NAME? | #NAME? | #NAME? | #NAME? | #NAME? | #NAME? | #NAME? | #NAME? | #NAME? | #NAME? |  |  | 1: 2.6676; 2: 4.0283; 3: 0; 4: 0 | 6.6959 |  | 157.2879 | 255.1584 | 264.0911 | 19609 | 6.6959 | 157.2879 | 257.2729 |  | 0 | 155 | 155 | 1960-09-13 | #NAME? | #NAME? | #NAME?
1960-09-14 | 1960 | 9 | 258 | 14 | 4 | 8.9 | 3.9874 | 10.1667 | 0 | 0 | 0 | #NAME? | #NAME? | #NAME? | #NAME? | #NAME? | #NAME? | FALSE | 0 | TRUE | TRUE | #NAME? | #NAME? | #NAME? | #NAME? | #NAME? | #NAME? | #NAME? | #NAME? | #NAME? | #NAME? |  |  | 1: 0; 2: 0; 3: 0; 4: 5.019 | 5.019 |  | 147.2245 | 226.679 | 233.6896 | 19609 | 5.019 | 147.2245 | 240.8124 |  | 0 | 156 | 156 | 1960-09-14 | #NAME? | #NAME? | #NAME?
1960-09-15 | 1960 | 9 | 259 | 15 | 5 | 5 | 2.8378 | 35.8333 | 2.8 | 2.8 | 0 | #NAME? | #NAME? | #NAME? | #NAME? | #NAME? | #NAME? | TRUE | 0 | TRUE | FALSE | #NAME? | #NAME? | #NAME? | #NAME? | #NAME? | #NAME? | #NAME? | #NAME? | #NAME? | #NAME? |  |  | 1: 0; 2: 0; 3: 0; 4: 0 | 0 |  | 0 | 0 | 0 | 19609 | 0 | 0 | 0 |  | 0 | 157 | 157 | 1960-09-15 | #NAME? | #NAME? | #NAME?
1960-09-16 | 1960 | 9 | 260 | 16 | 6 | 2.8 | 2.3933 | 3.5 | 0 | 0 | 0 | #NAME? | #NAME? | #NAME? | #NAME? | #NAME? | #NAME? | FALSE | 2.8 | TRUE | FALSE | #NAME? | #NAME? | #NAME? | #NAME? | #NAME? | #NAME? | #NAME? | #NAME? | #NAME? | #NAME? |  |  | 1: 0; 2: 0; 3: 0; 4: 0 | 0 |  | 0 | 0 | 0 | 19609 | 0 | 0 | 0 |  | 0 | 158 | 158 | 1960-09-16 | #NAME? | #NAME? | #NAME?
1960-09-17 | 1960 | 9 | 261 | 17 | 7 | 1.7 | 3.6786 | 11.1667 | 0 | 0 | 0 | #NAME? | #NAME? | #NAME? | #NAME? | #NAME? | #NAME? | FALSE | 2.8 | TRUE | TRUE | #NAME? | #NAME? | #NAME? | #NAME? | #NAME? | #NAME? | #NAME? | #NAME? | #NAME? | #NAME? |  |  | 1: 0; 2: 0; 3: 0; 4: 0 | 0 |  | 0 | 0 | 0 | 19609 | 0 | 0 | 0 |  | 0 | 159 | 159 | 1960-09-17 | #NAME? | #NAME? | #NAME?
1960-09-18 | 1960 | 9 | 262 | 18 | 1 | 9.4 | 4.6495 | 14.3333 | 0 | 0 | 0 | #NAME? | #NAME? | #NAME? | #NAME? | #NAME? | #NAME? | TRUE | 0 | TRUE | TRUE | #NAME? | #NAME? | #NAME? | #NAME? | #NAME? | #NAME? | #NAME? | #NAME? | #NAME? | #NAME? |  |  | 1: 3.2531; 2: 5.369; 3: 0; 4: 0 | 8.622 |  | 205.2019 | 333.2523 | 344.9468 | 19609 | 8.622 | 205.2019 | 335.6449 |  | 0 | 160 | 160 | 1960-09-18 | #NAME? | #NAME? | #NAME?
1960-09-19 | 1960 | 9 | 263 | 19 | 2 | 3.9 | 3.0187 | 11.3333 | 1.3 | 1.3 | 0 | #NAME? | #NAME? | #NAME? | #NAME? | #NAME? | #NAME? | FALSE | 0 | TRUE | FALSE | #NAME? | #NAME? | #NAME? | #NAME? | #NAME? | #NAME? | #NAME? | #NAME? | #NAME? | #NAME? |  |  | 1: 0; 2: 0; 3: 0; 4: 0 | 0 |  | 0 | 0 | 0 | 19609 | 0 | 0 | 0 |  | 0 | 161 | 161 | 1960-09-19 | #NAME? | #NAME? | #NAME?
1960-09-20 | 1960 | 9 | 264 | 20 | 3 | 1.7 | 2.367 | 25 | 2 | 2 | 0 | #NAME? | #NAME? | #NAME? | #NAME? | #NAME? | #NAME? | TRUE | 1.3 | TRUE | FALSE | #NAME? | #NAME? | #NAME? | #NAME? | #NAME? | #NAME? | #NAME? | #NAME? | #NAME? | #NAME? |  |  | 1: 0; 2: 0; 3: 0; 4: 0 | 0 |  | 0 | 0 | 0 | 19609 | 0 | 0 | 0 |  | 0 | 162 | 162 | 1960-09-20 | #NAME? | #NAME? | #NAME?
1960-09-21 | 1960 | 9 | 265 | 21 | 4 | -1.1 | 2.0663 | 1.8333 | 0 | 0 | 0 | #NAME? | #NAME? | #NAME? | #NAME? | #NAME? | #NAME? | FALSE | 3.3 | TRUE | FALSE | #NAME? | #NAME? | #NAME? | #NAME? | #NAME? | #NAME? | #NAME? | #NAME? | #NAME? | #NAME? |  |  | 1: 0; 2: 0; 3: 0; 4: 0 | 0 |  | 0 | 0 | 0 | 19609 | 0 | 0 | 0 |  | 0 | 163 | 163 | 1960-09-21 | #NAME? | #NAME? | #NAME?
1960-09-22 | 1960 | 9 | 266 | 22 | 5 | -2.2 | 2.7401 | 3.5 | 0 | 0 | 0 | #NAME? | #NAME? | #NAME? | #NAME? | #NAME? | #NAME? | TRUE | 2 | TRUE | TRUE | #NAME? | #NAME? | #NAME? | #NAME? | #NAME? | #NAME? | #NAME? | #NAME? | #NAME? | #NAME? |  |  | 1: 0; 2: 0; 3: 0; 4: 0 | 0 |  | 0 | 0 | 0 | 19609 | 0 | 0 | 0 |  | 0 | 164 | 164 | 1960-09-22 | #NAME? | #NAME? | #NAME?
1960-09-23 | 1960 | 9 | 267 | 23 | 6 | 4.4 | 3.4608 | 27 | 3.6 | 3.6 | 0 | #NAME? | #NAME? | #NAME? | #NAME? | #NAME? | #NAME? | FALSE | 0 | TRUE | FALSE | #NAME? | #NAME? | #NAME? | #NAME? | #NAME? | #NAME? | #NAME? | #NAME? | #NAME? | #NAME? |  |  | 1: 0; 2: 0; 3: 0; 4: 0 | 0 |  | 0 | 0 | 0 | 19609 | 0 | 0 | 0 |  | 0 | 165 | 165 | 1960-09-23 | #NAME? | #NAME? | #NAME?
1960-09-24 | 1960 | 9 | 268 | 24 | 7 | 1.1 | 3.5128 | 7.8333 | 0 | 0 | 0 | #NAME? | #NAME? | #NAME? | #NAME? | #NAME? | #NAME? | FALSE | 3.6 | TRUE | FALSE | #NAME? | #NAME? | #NAME? | #NAME? | #NAME? | #NAME? | #NAME? | #NAME? | #NAME? | #NAME? |  |  | 1: 0; 2: 0; 3: 0; 4: 0 | 0 |  | 0 | 0 | 0 | 19609 | 0 | 0 | 0 |  | 0 | 166 | 166 | 1960-09-24 | #NAME? | #NAME? | #NAME?
1960-09-25 | 1960 | 9 | 269 | 25 | 1 | 0.6 | 3.1356 | 11.6667 | 0 | 0 | 0 | #NAME? | #NAME? | #NAME? | #NAME? | #NAME? | #NAME? | TRUE | 3.6 | TRUE | FALSE | #NAME? | #NAME? | #NAME? | #NAME? | #NAME? | #NAME? | #NAME? | #NAME? | #NAME? | #NAME? |  |  | 1: 0; 2: 0; 3: 0; 4: 0 | 0 |  | 0 | 0 | 0 | 19609 | 0 | 0 | 0 |  | 0 | 167 | 167 | 1960-09-25 | #NAME? | #NAME? | #NAME?
1960-09-26 | 1960 | 9 | 270 | 26 | 2 | -2.2 | 2.7558 | 2.3333 | 0 | 0 | 0 | #NAME? | #NAME? | #NAME? | #NAME? | #NAME? | #NAME? | FALSE | 0 | TRUE | FALSE | #NAME? | #NAME? | #NAME? | #NAME? | #NAME? | #NAME? | #NAME? | #NAME? | #NAME? | #NAME? |  |  | 1: 0; 2: 0; 3: 0; 4: 0 | 0 |  | 0 | 0 | 0 | 19609 | 0 | 0 | 0 |  | 0 | 168 | 168 | 1960-09-26 | #NAME? | #NAME? | #NAME?
1960-09-27 | 1960 | 9 | 271 | 27 | 3 | -1.7 | 2.4642 | 12.3333 | 0 | 0 | 0 | #NAME? | #NAME? | #NAME? | #NAME? | #NAME? | #NAME? | TRUE | 0 | TRUE | FALSE | #NAME? | #NAME? | #NAME? | #NAME? | #NAME? | #NAME? | #NAME? | #NAME? | #NAME? | #NAME? |  |  | 1: 0; 2: 0; 3: 0; 4: 0 | 0 |  | 0 | 0 | 0 | 19609 | 0 | 0 | 0 |  | 0 | 169 | 169 | 1960-09-27 | #NAME? | #NAME? | #NAME?
1960-09-28 | 1960 | 9 | 272 | 28 | 4 | -0.6 | 3.0977 | 8.6667 | 0 | 0 | 0 | #NAME? | #NAME? | #NAME? | #NAME? | #NAME? | #NAME? | FALSE | 0 | TRUE | FALSE | #NAME? | #NAME? | #NAME? | #NAME? | #NAME? | #NAME? | #NAME? | #NAME? | #NAME? | #NAME? |  |  | 1: 0; 2: 0; 3: 0; 4: 0 | 0 |  | 0 | 0 | 0 | 19609 | 0 | 0 | 0 |  | 0 | 170 | 170 | 1960-09-28 | #NAME? | #NAME? | #NAME?
1960-09-29 | 1960 | 9 | 273 | 29 | 5 | 2.2 | 3.045 | 3.8333 | 0 | 0 | 0 | #NAME? | #NAME? | #NAME? | #NAME? | #NAME? | #NAME? | TRUE | 0 | TRUE | TRUE | #NAME? | #NAME? | #NAME? | #NAME? | #NAME? | #NAME? | #NAME? | #NAME? | #NAME? | #NAME? |  |  | 1: 0; 2: 0; 3: 0; 4: 0 | 0 |  | 0 | 0 | 0 | 19609 | 0 | 0 | 0 |  | 0 | 171 | 171 | 1960-09-29 | #NAME? | #NAME? | #NAME?
1960-09-30 | 1960 | 9 | 274 | 30 | 6 | 4.4 | 3.1127 | 15.1667 | 0 | 0 | 0 | #NAME? | #NAME? | #NAME? | #NAME? | #NAME? | #NAME? | FALSE | 0 | TRUE | FALSE | #NAME? | #NAME? | #NAME? | #NAME? | #NAME? | #NAME? | #NAME? | #NAME? | #NAME? | #NAME? |  |  | 1: 0; 2: 0; 3: 0; 4: 0 | 0 |  | 0 | 0 | 0 | 19609 | 0 | 0 | 0 |  | 0 | 172 | 172 | 1960-09-30 | #NAME? | #NAME? | #NAME?
1961-05-01 | 1961 | 5 | 121 | 1 | 2 | 0.6 | 4.0762 | 7 | 0 | 0 | 0 | #NAME? | #NAME? | #NAME? | #NAME? | #NAME? | #NAME? | FALSE | 0 | TRUE | FALSE | #NAME? | #NAME? | #NAME? | #NAME? | #NAME? | #NAME? | #NAME? | #NAME? | #NAME? | #NAME? |  |  | 1: 0; 2: 0; 3: 0; 4: 0 | 0 |  | 0 | 0 | 0 | 19615 | 0 | 0 | 0 |  | 0 | 173 | 173 | 1961-05-01 | #NAME? | #NAME? | #NAME?
1961-05-02 | 1961 | 5 | 122 | 2 | 3 | 2.8 | 2.2514 | 14 | 14 | 14 | 6.75 | #NAME? | #NAME? | #NAME? | #NAME? | #NAME? | #NAME? | TRUE | 0 | TRUE | FALSE | #NAME? | #NAME? | #NAME? | #NAME? | #NAME? | #NAME? | #NAME? | #NAME? | #NAME? | #NAME? |  |  | 1: 0; 2: 0; 3: 0; 4: 0 | 0 |  | 0 | 0 | 0 | 19615 | 0 | 0 | 0 |  | 0 | 174 | 174 | 1961-05-02 | #NAME? | #NAME? | #NAME?
1961-05-03 | 1961 | 5 | 123 | 3 | 4 | 2.2 | 3.1572 | 10.1667 | 1.1 | 1.1 | 0 | #NAME? | #NAME? | #NAME? | #NAME? | #NAME? | #NAME? | FALSE | 14 | FALSE | FALSE | #NAME? | #NAME? | #NAME? | #NAME? | #NAME? | #NAME? | #NAME? | #NAME? | #NAME? | #NAME? |  |  | 1: 0; 2: 0; 3: 0; 4: 0 | 0 |  | 0 | 0 | 0 | 19615 | 0 | 0 | 0 |  | 0 | 175 | 175 | 1961-05-03 | #NAME? | #NAME? | #NAME?
1961-05-04 | 1961 | 5 | 124 | 4 | 5 | 1.7 | 2.5082 | 15.3333 | 0 | 0 | 0 | #NAME? | #NAME? | #NAME? | #NAME? | #NAME? | #NAME? | TRUE | 15.1 | FALSE | FALSE | #NAME? | #NAME? | #NAME? | #NAME? | #NAME? | #NAME? | #NAME? | #NAME? | #NAME? | #NAME? |  |  | 1: 0; 2: 0; 3: 0; 4: 0 | 0 |  | 0 | 0 | 0 | 19615 | 0 | 0 | 0 |  | 0 | 176 | 176 | 1961-05-04 | #NAME? | #NAME? | #NAME?
1961-05-05 | 1961 | 5 | 125 | 5 | 6 | 2.8 | 2.8014 | 20.3333 | 0 | 0 | 0 | #NAME? | #NAME? | #NAME? | #NAME? | #NAME? | #NAME? | FALSE | 1.1 | TRUE | FALSE | #NAME? | #NAME? | #NAME? | #NAME? | #NAME? | #NAME? | #NAME? | #NAME? | #NAME? | #NAME? |  |  | 1: 0; 2: 0; 3: 0; 4: 0 | 0 |  | 0 | 0 | 0 | 19615 | 0 | 0 | 0 |  | 0 | 177 | 177 | 1961-05-05 | #NAME? | #NAME? | #NAME?
1961-05-06 | 1961 | 5 | 126 | 6 | 7 | 0.6 | 2.6116 | 19.5 | 1.8 | 1.8 | 0 | #NAME? | #NAME? | #NAME? | #NAME? | #NAME? | #NAME? | FALSE | 0 | TRUE | FALSE | #NAME? | #NAME? | #NAME? | #NAME? | #NAME? | #NAME? | #NAME? | #NAME? | #NAME? | #NAME? |  |  | 1: 0; 2: 0; 3: 0; 4: 0 | 0 |  | 0 | 0 | 0 | 19615 | 0 | 0 | 0 |  | 0 | 178 | 178 | 1961-05-06 | #NAME? | #NAME? | #NAME?
1961-05-07 | 1961 | 5 | 127 | 7 | 1 | -1.1 | 2.2591 | 29.8333 | 1.5 | 1.5 | 0 | #NAME? | #NAME? | #NAME? | #NAME? | #NAME? | #NAME? | TRUE | 1.8 | TRUE | FALSE | #NAME? | #NAME? | #NAME? | #NAME? | #NAME? | #NAME? | #NAME? | #NAME? | #NAME? | #NAME? |  |  | 1: 0; 2: 0; 3: 0; 4: 0 | 0 |  | 0 | 0 | 0 | 19615 | 0 | 0 | 0 |  | 0 | 179 | 179 | 1961-05-07 | #NAME? | #NAME? | #NAME?
1961-05-08 | 1961 | 5 | 128 | 8 | 2 | -0.6 | 1.5859 | 15.1667 | 4.6 | 4.6 | 0 | #NAME? | #NAME? | #NAME? | #NAME? | #NAME? | #NAME? | FALSE | 3.3 | TRUE | FALSE | #NAME? | #NAME? | #NAME? | #NAME? | #NAME? | #NAME? | #NAME? | #NAME? | #NAME? | #NAME? |  |  | 1: 0; 2: 0; 3: 0; 4: 0 | 0 |  | 0 | 0 | 0 | 19615 | 0 | 0 | 0 |  | 0 | 180 | 180 | 1961-05-08 | #NAME? | #NAME? | #NAME?
1961-05-09 | 1961 | 5 | 129 | 9 | 3 | -0.6 | 1.6655 | 22.8333 | 1.3 | 1.3 | 0 | #NAME? | #NAME? | #NAME? | #NAME? | #NAME? | #NAME? | TRUE | 6.1 | TRUE | FALSE | #NAME? | #NAME? | #NAME? | #NAME? | #NAME? | #NAME? | #NAME? | #NAME? | #NAME? | #NAME? |  |  | 1: 0; 2: 0; 3: 0; 4: 0 | 0 |  | 0 | 0 | 0 | 19615 | 0 | 0 | 0 |  | 0 | 181 | 181 | 1961-05-09 | #NAME? | #NAME? | #NAME?
1961-05-10 | 1961 | 5 | 130 | 10 | 4 | 0 | 1.1305 | 10.6667 | 2.3 | 2.3 | 0 | #NAME? | #NAME? | #NAME? | #NAME? | #NAME? | #NAME? | FALSE | 5.9 | TRUE | FALSE | #NAME? | #NAME? | #NAME? | #NAME? | #NAME? | #NAME? | #NAME? | #NAME? | #NAME? | #NAME? |  |  | 1: 0; 2: 0; 3: 0; 4: 0 | 0 |  | 0 | 0 | 0 | 19615 | 0 | 0 | 0 |  | 0 | 182 | 182 | 1961-05-10 | #NAME? | #NAME? | #NAME?
1961-05-11 | 1961 | 5 | 131 | 11 | 5 | 0 | 2.2075 | 7.1667 | 0.3 | 0.3 | 0 | #NAME? | #NAME? | #NAME? | #NAME? | #NAME? | #NAME? | TRUE | 3.6 | TRUE | FALSE | #NAME? | #NAME? | #NAME? | #NAME? | #NAME? | #NAME? | #NAME? | #NAME? | #NAME? | #NAME? |  |  | 1: 0; 2: 0; 3: 0; 4: 0 | 0 |  | 0 | 0 | 0 | 19615 | 0 | 0 | 0 |  | 0 | 183 | 183 | 1961-05-11 | #NAME? | #NAME? | #NAME?
1961-05-12 | 1961 | 5 | 132 | 12 | 6 | 1.7 | 3.9549 | 13.8333 | 0.8 | 0.8 | 0 | #NAME? | #NAME? | #NAME? | #NAME? | #NAME? | #NAME? | FALSE | 2.6 | TRUE | TRUE | #NAME? | #NAME? | #NAME? | #NAME? | #NAME? | #NAME? | #NAME? | #NAME? | #NAME? | #NAME? |  |  | 1: 0; 2: 0; 3: 0; 4: 10.9924 | 10.9924 |  | 322.4437 | 496.4609 | 511.8153 | 19615 | 10.9924 | 322.4437 | 527.4152 |  | 0 | 184 | 184 | 1961-05-12 | #NAME? | #NAME? | #NAME?
1961-05-13 | 1961 | 5 | 133 | 13 | 7 | 3.3 | 3.4025 | 7.6667 | 0 | 0 | 0 | #NAME? | #NAME? | #NAME? | #NAME? | #NAME? | #NAME? | FALSE | 1.1 | TRUE | TRUE | #NAME? | #NAME? | #NAME? | #NAME? | #NAME? | #NAME? | #NAME? | #NAME? | #NAME? | #NAME? |  |  | 1: 0; 2: 0; 3: 4.5559; 4: 0 | 4.5559 |  | 66.8201 | 102.8817 | 106.0636 | 19615 | 4.5559 | 66.8201 | 109.2964 |  | 0 | 185 | 185 | 1961-05-13 | #NAME? | #NAME? | #NAME?
1961-05-14 | 1961 | 5 | 134 | 14 | 1 | 6.7 | 3.0072 | 12.5 | 0.6 | 0.6 | 0 | #NAME? | #NAME? | #NAME? | #NAME? | #NAME? | #NAME? | TRUE | 0.8 | TRUE | TRUE | #NAME? | #NAME? | #NAME? | #NAME? | #NAME? | #NAME? | #NAME? | #NAME? | #NAME? | #NAME? |  |  | 1: 3.2708; 2: 5.0796; 3: 0; 4: 0 | 8.3504 |  | 196.9732 | 319.6501 | 330.8491 | 19615 | 8.3504 | 196.9732 | 322.1855 |  | 0 | 186 | 186 | 1961-05-14 | #NAME? | #NAME? | #NAME?
1961-05-15 | 1961 | 5 | 135 | 15 | 2 | 3.9 | 2.9052 | 11.3333 | 4.3 | 4.3 | 0 | #NAME? | #NAME? | #NAME? | #NAME? | #NAME? | #NAME? | FALSE | 0.6 | TRUE | FALSE | #NAME? | #NAME? | #NAME? | #NAME? | #NAME? | #NAME? | #NAME? | #NAME? | #NAME? | #NAME? |  |  | 1: 0; 2: 0; 3: 0; 4: 0 | 0 |  | 0 | 0 | 0 | 19615 | 0 | 0 | 0 |  | 0 | 187 | 187 | 1961-05-15 | #NAME? | #NAME? | #NAME?
1961-05-16 | 1961 | 5 | 136 | 16 | 3 | 2.2 | 2.1171 | 21 | 1.5 | 1.5 | 0 | #NAME? | #NAME? | #NAME? | #NAME? | #NAME? | #NAME? | TRUE | 4.9 | TRUE | FALSE | #NAME? | #NAME? | #NAME? | #NAME? | #NAME? | #NAME? | #NAME? | #NAME? | #NAME? | #NAME? |  |  | 1: 0; 2: 0; 3: 0; 4: 0 | 0 |  | 0 | 0 | 0 | 19615 | 0 | 0 | 0 |  | 0 | 188 | 188 | 1961-05-16 | #NAME? | #NAME? | #NAME?
1961-05-17 | 1961 | 5 | 137 | 17 | 4 | -0.6 | 3.5744 | 1.3333 | 0 | 0 | 0 | #NAME? | #NAME? | #NAME? | #NAME? | #NAME? | #NAME? | FALSE | 5.8 | TRUE | TRUE | #NAME? | #NAME? | #NAME? | #NAME? | #NAME? | #NAME? | #NAME? | #NAME? | #NAME? | #NAME? |  |  | 1: 0; 2: 0; 3: 4.1293; 4: 8.5448 | 12.6741 |  | 311.2117 | 479.1672 | 493.9868 | 19615 | 12.6741 | 311.2117 | 509.0433 |  | 0 | 189 | 189 | 1961-05-17 | #NAME? | #NAME? | #NAME?
1961-05-18 | 1961 | 5 | 138 | 18 | 5 | 4.4 | 5.1569 | 9.1667 | 0 | 0 | 0 | #NAME? | #NAME? | #NAME? | #NAME? | #NAME? | #NAME? | TRUE | 1.5 | TRUE | TRUE | #NAME? | #NAME? | #NAME? | #NAME? | #NAME? | #NAME? | #NAME? | #NAME? | #NAME? | #NAME? |  |  | 1: 6.3451; 2: 10.6027; 3: 0; 4: 0 | 16.9478 |  | 404.0733 | 656.3219 | 679.3609 | 19615 | 16.9478 | 404.0733 | 660.9354 |  | 0 | 190 | 190 | 1961-05-18 | #NAME? | #NAME? | #NAME?
1961-05-19 | 1961 | 5 | 139 | 19 | 6 | 9.4 | 5.7864 | 9 | 0 | 0 | 0 | #NAME? | #NAME? | #NAME? | #NAME? | #NAME? | #NAME? | FALSE | 0 | TRUE | TRUE | #NAME? | #NAME? | #NAME? | #NAME? | #NAME? | #NAME? | #NAME? | #NAME? | #NAME? | #NAME? |  |  | 1: 0; 2: 0; 3: 0; 4: 5.1163 | 5.1163 |  | 150.0776 | 231.0718 | 238.2184 | 19615 | 5.1163 | 150.0776 | 245.4791 |  | 0 | 191 | 191 | 1961-05-19 | #NAME? | #NAME? | #NAME?
1961-05-20 | 1961 | 5 | 140 | 20 | 7 | 5 | 5.7782 | 5.8333 | 0 | 0 | 0 | #NAME? | #NAME? | #NAME? | #NAME? | #NAME? | #NAME? | FALSE | 0 | TRUE | TRUE | #NAME? | #NAME? | #NAME? | #NAME? | #NAME? | #NAME? | #NAME? | #NAME? | #NAME? | #NAME? |  |  | 1: 0; 2: 0; 3: 2.2415; 4: 0 | 2.2415 |  | 32.8753 | 50.6175 | 52.183 | 19615 | 2.2415 | 32.8753 | 53.7735 |  | 0 | 192 | 192 | 1961-05-20 | #NAME? | #NAME? | #NAME?
1961-05-21 | 1961 | 5 | 141 | 21 | 1 | 12.2 | 6.4719 | 14.6667 | 0 | 0 | 0 | #NAME? | #NAME? | #NAME? | #NAME? | #NAME? | #NAME? | TRUE | 0 | TRUE | TRUE | #NAME? | #NAME? | #NAME? | #NAME? | #NAME? | #NAME? | #NAME? | #NAME? | #NAME? | #NAME? |  |  | 1: 3.2025; 2: 5.1347; 3: 0; 4: 0 | 8.3372 |  | 197.5872 | 320.7728 | 332.0208 | 19615 | 8.3372 | 197.5872 | 323.1897 |  | 0 | 193 | 193 | 1961-05-21 | #NAME? | #NAME? | #NAME?
1961-05-22 | 1961 | 5 | 142 | 22 | 2 | 9.4 | 6.1475 | 14.3333 | 0 | 0 | 0 | #NAME? | #NAME? | #NAME? | #NAME? | #NAME? | #NAME? | FALSE | 0 | TRUE | TRUE | #NAME? | #NAME? | #NAME? | #NAME? | #NAME? | #NAME? | #NAME? | #NAME? | #NAME? | #NAME? |  |  | 1: 0; 2: 0; 3: 9.0637; 4: 9.9201 | 18.9838 |  | 423.9241 | 652.7085 | 672.8954 | 19615 | 18.9838 | 423.9241 | 693.4048 |  | 0 | 194 | 194 | 1961-05-22 | #NAME? | #NAME? | #NAME?
1961-05-23 | 1961 | 5 | 143 | 23 | 3 | 8.3 | 5.8911 | 3.1667 | 0 | 0 | 0 | #NAME? | #NAME? | #NAME? | #NAME? | #NAME? | #NAME? | TRUE | 0 | TRUE | TRUE | #NAME? | #NAME? | #NAME? | #NAME? | #NAME? | #NAME? | #NAME? | #NAME? | #NAME? | #NAME? |  |  | 1: 3.1738; 2: 5.3723; 3: 0; 4: 0 | 8.5461 |  | 204.1364 | 331.6226 | 343.2675 | 19615 | 8.5461 | 204.1364 | 333.9022 |  | 0 | 195 | 195 | 1961-05-23 | #NAME? | #NAME? | #NAME?
1961-05-24 | 1961 | 5 | 144 | 24 | 4 | 12.8 | 6.0175 | 14 | 0 | 0 | 0 | #NAME? | #NAME? | #NAME? | #NAME? | #NAME? | #NAME? | FALSE | 0 | TRUE | TRUE | #NAME? | #NAME? | #NAME? | #NAME? | #NAME? | #NAME? | #NAME? | #NAME? | #NAME? | #NAME? |  |  | 1: 0; 2: 0; 3: 1.2336; 4: 5.5201 | 6.7537 |  | 180.0168 | 277.1687 | 285.7409 | 19615 | 6.7537 | 180.0168 | 294.4501 |  | 0 | 196 | 196 | 1961-05-24 | #NAME? | #NAME? | #NAME?
1961-05-25 | 1961 | 5 | 145 | 25 | 5 | 7.2 | 5.8341 | 11.1667 | 0 | 0 | 0 | #NAME? | #NAME? | #NAME? | #NAME? | #NAME? | #NAME? | TRUE | 0 | TRUE | TRUE | #NAME? | #NAME? | #NAME? | #NAME? | #NAME? | #NAME? | #NAME? | #NAME? | #NAME? | #NAME? |  |  | 1: 0; 2: 0; 3: 0; 4: 0 | 0 |  | 0 | 0 | 0 | 19615 | 0 | 0 | 0 |  | 0 | 197 | 197 | 1961-05-25 | #NAME? | #NAME? | #NAME?
1961-05-26 | 1961 | 5 | 146 | 26 | 6 | 10 | 6.7251 | 13.6667 | 0 | 0 | 0 | #NAME? | #NAME? | #NAME? | #NAME? | #NAME? | #NAME? | FALSE | 0 | TRUE | TRUE | #NAME? | #NAME? | #NAME? | #NAME? | #NAME? | #NAME? | #NAME? | #NAME? | #NAME? | #NAME? |  |  | 1: 0; 2: 0; 3: 0; 4: 6.5184 | 6.5184 |  | 191.2054 | 294.3956 | 303.5006 | 19615 | 6.5184 | 191.2054 | 312.7511 |  | 0 | 198 | 198 | 1961-05-26 | #NAME? | #NAME? | #NAME?
1961-05-27 | 1961 | 5 | 147 | 27 | 7 | 12.8 | 5.4808 | 21.8333 | 0 | 0 | 0 | #NAME? | #NAME? | #NAME? | #NAME? | #NAME? | #NAME? | FALSE | 0 | TRUE | TRUE | #NAME? | #NAME? | #NAME? | #NAME? | #NAME? | #NAME? | #NAME? | #NAME? | #NAME? | #NAME? |  |  | 1: 0; 2: 0; 3: 4.6572; 4: 0 | 4.6572 |  | 68.3057 | 105.1691 | 108.4217 | 19615 | 4.6572 | 68.3057 | 111.7264 |  | 0 | 199 | 199 | 1961-05-27 | #NAME? | #NAME? | #NAME?
1961-05-28 | 1961 | 5 | 148 | 28 | 1 | 5.6 | 5.1819 | 7.5 | 0 | 0 | 0 | #NAME? | #NAME? | #NAME? | #NAME? | #NAME? | #NAME? | TRUE | 0 | TRUE | TRUE | #NAME? | #NAME? | #NAME? | #NAME? | #NAME? | #NAME? | #NAME? | #NAME? | #NAME? | #NAME? |  |  | 1: 10.292; 2: 19.1837; 3: 0; 4: 0 | 29.4757 |  | 713.6705 | 1160.6636 | 1201.5188 | 19615 | 29.4757 | 713.6705 | 1167.3378 |  | 0 | 200 | 200 | 1961-05-28 | #NAME? | #NAME? | #NAME?
1961-05-29 | 1961 | 5 | 149 | 29 | 2 | 12.2 | 4.7186 | 7.1667 | 8.5 | 8.5 | 2.625 | #NAME? | #NAME? | #NAME? | #NAME? | #NAME? | #NAME? | FALSE | 0 | TRUE | TRUE | #NAME? | #NAME? | #NAME? | #NAME? | #NAME? | #NAME? | #NAME? | #NAME? | #NAME? | #NAME? |  |  | 1: 0; 2: 0; 3: 0; 4: 9.5633 | 9.5633 |  | 280.5231 | 431.9165 | 445.2747 | 19615 | 9.5633 | 280.5231 | 458.8464 |  | 0 | 201 | 201 | 1961-05-29 | #NAME? | #NAME? | #NAME?
1961-05-30 | 1961 | 5 | 150 | 30 | 3 | 10.6 | 3.7853 | 20.3333 | 0.3 | 0.3 | 0 | #NAME? | #NAME? | #NAME? | #NAME? | #NAME? | #NAME? | TRUE | 8.5 | TRUE | TRUE | #NAME? | #NAME? | #NAME? | #NAME? | #NAME? | #NAME? | #NAME? | #NAME? | #NAME? | #NAME? |  |  | 1: 6.067; 2: 11.299; 3: 0; 4: 0 | 17.366 |  | 420.42 | 683.7349 | 707.8018 | 19615 | 17.366 | 420.42 | 687.6733 |  | 0 | 202 | 202 | 1961-05-30 | #NAME? | #NAME? | #NAME?
1961-05-31 | 1961 | 5 | 151 | 31 | 4 | 7.8 | 4.4666 | 7.1667 | 0 | 0 | 0 | #NAME? | #NAME? | #NAME? | #NAME? | #NAME? | #NAME? | FALSE | 8.8 | TRUE | TRUE | #NAME? | #NAME? | #NAME? | #NAME? | #NAME? | #NAME? | #NAME? | #NAME? | #NAME? | #NAME? |  |  | 1: 0; 2: 0; 3: 8.0027; 4: 4.3619 | 12.3646 |  | 245.323 | 377.7195 | 389.4016 | 19615 | 12.3646 | 245.323 | 401.2703 |  | 0 | 203 | 203 | 1961-05-31 | #NAME? | #NAME? | #NAME?
1961-06-01 | 1961 | 6 | 152 | 1 | 5 | 7.2 | 5.0047 | 6.8333 | 0 | 0 | 0 | #NAME? | #NAME? | #NAME? | #NAME? | #NAME? | #NAME? | TRUE | 0.3 | TRUE | TRUE | #NAME? | #NAME? | #NAME? | #NAME? | #NAME? | #NAME? | #NAME? | #NAME? | #NAME? | #NAME? |  |  | 1: 1.4586; 2: 1.9885; 3: 0; 4: 0 | 3.4471 |  | 79.723 | 129.1579 | 133.6665 | 19616 | 3.4471 | 79.723 | 130.4014 |  | 0 | 204 | 204 | 1961-06-01 | #NAME? | #NAME? | #NAME?
1961-06-02 | 1961 | 6 | 153 | 2 | 6 | 10 | 6.8125 | 9.6667 | 0 | 0 | 0 | #NAME? | #NAME? | #NAME? | #NAME? | #NAME? | #NAME? | FALSE | 0 | TRUE | TRUE | #NAME? | #NAME? | #NAME? | #NAME? | #NAME? | #NAME? | #NAME? | #NAME? | #NAME? | #NAME? |  |  | 1: 0; 2: 0; 3: 0; 4: 5.2092 | 5.2092 |  | 152.8031 | 235.2683 | 242.5447 | 19616 | 5.2092 | 152.8031 | 249.9373 |  | 0 | 205 | 205 | 1961-06-02 | #NAME? | #NAME? | #NAME?
1961-06-03 | 1961 | 6 | 154 | 3 | 7 | 12.8 | 6.9798 | 10.1667 | 0 | 0 | 0 | #NAME? | #NAME? | #NAME? | #NAME? | #NAME? | #NAME? | FALSE | 0 | TRUE | TRUE | #NAME? | #NAME? | #NAME? | #NAME? | #NAME? | #NAME? | #NAME? | #NAME? | #NAME? | #NAME? |  |  | 1: 0; 2: 0; 3: 7.5989; 4: 0 | 7.5989 |  | 111.45 | 171.5976 | 176.9048 | 19616 | 7.5989 | 111.45 | 182.2967 |  | 0 | 206 | 206 | 1961-06-03 | #NAME? | #NAME? | #NAME?
1961-06-04 | 1961 | 6 | 155 | 4 | 1 | 10 | 6.7227 | 5.8333 | 0 | 0 | 0 | #NAME? | #NAME? | #NAME? | #NAME? | #NAME? | #NAME? | TRUE | 0 | TRUE | TRUE | #NAME? | #NAME? | #NAME? | #NAME? | #NAME? | #NAME? | #NAME? | #NAME? | #NAME? | #NAME? |  |  | 1: 13.0553; 2: 16.8896; 3: 0; 4: 0 | 29.9448 |  | 686.9045 | 1112.0574 | 1150.8163 | 19616 | 29.9448 | 686.9045 | 1123.5571 |  | 0 | 207 | 207 | 1961-06-04 | #NAME? | #NAME? | #NAME?
1961-06-05 | 1961 | 6 | 156 | 5 | 2 | 13.3 | 6.8258 | 4.3333 | 0 | 0 | 0 | #NAME? | #NAME? | #NAME? | #NAME? | #NAME? | #NAME? | FALSE | 0 | TRUE | TRUE | #NAME? | #NAME? | #NAME? | #NAME? | #NAME? | #NAME? | #NAME? | #NAME? | #NAME? | #NAME? |  |  | 1: 0; 2: 0; 3: 3.0376; 4: 11.0767 | 14.1142 |  | 369.4666 | 568.8613 | 586.4549 | 19616 | 14.1142 | 369.4666 | 604.3297 |  | 0 | 208 | 208 | 1961-06-05 | #NAME? | #NAME? | #NAME?
1961-06-06 | 1961 | 6 | 157 | 6 | 3 | 11.7 | 6.6578 | 8.3333 | 0 | 0 | 0 | #NAME? | #NAME? | #NAME? | #NAME? | #NAME? | #NAME? | TRUE | 0 | TRUE | TRUE | #NAME? | #NAME? | #NAME? | #NAME? | #NAME? | #NAME? | #NAME? | #NAME? | #NAME? | #NAME? |  |  | 1: 5.2003; 2: 8.1287; 3: 0; 4: 0 | 13.329 |  | 314.7123 | 510.7593 | 528.6569 | 19616 | 13.329 | 314.7123 | 514.7691 |  | 0 | 209 | 209 | 1961-06-06 | #NAME? | #NAME? | #NAME?
1961-06-07 | 1961 | 6 | 158 | 7 | 4 | 13.3 | 6.5528 | 6.6667 | 0 | 0 | 0 | #NAME? | #NAME? | #NAME? | #NAME? | #NAME? | #NAME? | FALSE | 0 | TRUE | TRUE | #NAME? | #NAME? | #NAME? | #NAME? | #NAME? | #NAME? | #NAME? | #NAME? | #NAME? | #NAME? |  |  | 1: 0; 2: 0; 3: 0; 4: 5.9418 | 5.9418 |  | 174.2925 | 268.3551 | 276.6548 | 19616 | 5.9418 | 174.2925 | 285.087 |  | 0 | 210 | 210 | 1961-06-07 | #NAME? | #NAME? | #NAME?
1961-06-08 | 1961 | 6 | 159 | 8 | 5 | 8.3 | 5.5475 | 25.6667 | 0 | 0 | 0 | #NAME? | #NAME? | #NAME? | #NAME? | #NAME? | #NAME? | TRUE | 0 | TRUE | TRUE | #NAME? | #NAME? | #NAME? | #NAME? | #NAME? | #NAME? | #NAME? | #NAME? | #NAME? | #NAME? |  |  | 1: 12.7143; 2: 14.6666; 3: 0; 4: 0 | 27.3809 |  | 616.6956 | 996.7923 | 1031.4117 | 19616 | 27.3809 | 616.6956 | 1008.7177 |  | 0 | 211 | 211 | 1961-06-08 | #NAME? | #NAME? | #NAME?
1961-06-09 | 1961 | 6 | 160 | 9 | 6 | 6.1 | 5.2502 | 4.3333 | 0 | 0 | 0 | #NAME? | #NAME? | #NAME? | #NAME? | #NAME? | #NAME? | FALSE | 0 | TRUE | TRUE | #NAME? | #NAME? | #NAME? | #NAME? | #NAME? | #NAME? | #NAME? | #NAME? | #NAME? | #NAME? |  |  | 1: 0; 2: 0; 3: 0; 4: 6.6552 | 6.6552 |  | 195.2187 | 300.5748 | 309.871 | 19616 | 6.6552 | 195.2187 | 319.3156 |  | 0 | 212 | 212 | 1961-06-09 | #NAME? | #NAME? | #NAME?
1961-06-10 | 1961 | 6 | 161 | 10 | 7 | 8.9 | 5.8646 | 17.8333 | 0 | 0 | 0 | #NAME? | #NAME? | #NAME? | #NAME? | #NAME? | #NAME? | FALSE | 0 | TRUE | TRUE | #NAME? | #NAME? | #NAME? | #NAME? | #NAME? | #NAME? | #NAME? | #NAME? | #NAME? | #NAME? |  |  | 1: 0; 2: 0; 3: 2.3589; 4: 0 | 2.3589 |  | 34.5978 | 53.2696 | 54.9171 | 19616 | 2.3589 | 34.5978 | 56.5909 |  | 0 | 213 | 213 | 1961-06-10 | #NAME? | #NAME? | #NAME?
1961-06-11 | 1961 | 6 | 162 | 11 | 1 | 5.6 | 5.4642 | 11.8333 | 0 | 0 | 0 | #NAME? | #NAME? | #NAME? | #NAME? | #NAME? | #NAME? | TRUE | 0 | TRUE | TRUE | #NAME? | #NAME? | #NAME? | #NAME? | #NAME? | #NAME? | #NAME? | #NAME? | #NAME? | #NAME? |  |  | 1: 0; 2: 0; 3: 0; 4: 0 | 0 |  | 0 | 0 | 0 | 19616 | 0 | 0 | 0 |  | 0 | 214 | 214 | 1961-06-11 | #NAME? | #NAME? | #NAME?
1961-06-12 | 1961 | 6 | 163 | 12 | 2 | 12.8 | 4.3874 | 12.3333 | 0 | 0 | 0 | #NAME? | #NAME? | #NAME? | #NAME? | #NAME? | #NAME? | FALSE | 0 | TRUE | TRUE | #NAME? | #NAME? | #NAME? | #NAME? | #NAME? | #NAME? | #NAME? | #NAME? | #NAME? | #NAME? |  |  | 1: 0; 2: 0; 3: 0; 4: 9.1185 | 9.1185 |  | 267.476 | 411.8281 | 424.565 | 19616 | 9.1185 | 267.476 | 437.5055 |  | 0 | 215 | 215 | 1961-06-12 | #NAME? | #NAME? | #NAME?
1961-06-13 | 1961 | 6 | 164 | 13 | 3 | 9.4 | 6.0546 | 20.5 | 0 | 0 | 0 | #NAME? | #NAME? | #NAME? | #NAME? | #NAME? | #NAME? | TRUE | 0 | TRUE | TRUE | #NAME? | #NAME? | #NAME? | #NAME? | #NAME? | #NAME? | #NAME? | #NAME? | #NAME? | #NAME? |  |  | 1: 9.4412; 2: 12.8955; 3: 0; 4: 0 | 22.3367 |  | 516.7396 | 837.1829 | 866.4082 | 19616 | 22.3367 | 516.7396 | 845.2214 |  | 0 | 216 | 216 | 1961-06-13 | #NAME? | #NAME? | #NAME?
1961-06-14 | 1961 | 6 | 165 | 14 | 4 | 10.6 | 5.5271 | 7.8333 | 0 | 0 | 0 | #NAME? | #NAME? | #NAME? | #NAME? | #NAME? | #NAME? | FALSE | 0 | TRUE | TRUE | #NAME? | #NAME? | #NAME? | #NAME? | #NAME? | #NAME? | #NAME? | #NAME? | #NAME? | #NAME? |  |  | 1: 0; 2: 0; 3: 7.0325; 4: 5.61 | 12.6425 |  | 267.7044 | 412.1797 | 424.9276 | 19616 | 12.6425 | 267.7044 | 437.8791 |  | 0 | 217 | 217 | 1961-06-14 | #NAME? | #NAME? | #NAME?
1961-06-15 | 1961 | 6 | 166 | 15 | 5 | 10 | 6.6202 | 5.6667 | 0 | 0 | 0 | #NAME? | #NAME? | #NAME? | #NAME? | #NAME? | #NAME? | TRUE | 0 | TRUE | TRUE | #NAME? | #NAME? | #NAME? | #NAME? | #NAME? | #NAME? | #NAME? | #NAME? | #NAME? | #NAME? |  |  | 1: 4.4336; 2: 6.5779; 3: 0; 4: 0 | 11.0115 |  | 257.9786 | 418.4087 | 433.0494 | 19616 | 11.0115 | 257.9786 | 421.9709 |  | 0 | 218 | 218 | 1961-06-15 | #NAME? | #NAME? | #NAME?
1961-06-16 | 1961 | 6 | 167 | 16 | 6 | 13.3 | 8.0161 | 8 | 0 | 0 | 0 | #NAME? | #NAME? | #NAME? | #NAME? | #NAME? | #NAME? | FALSE | 0 | TRUE | TRUE | #NAME? | #NAME? | #NAME? | #NAME? | #NAME? | #NAME? | #NAME? | #NAME? | #NAME? | #NAME? |  |  | 1: 0; 2: 0; 3: 0; 4: 6.681 | 6.681 |  | 195.9769 | 301.7422 | 311.0745 | 19616 | 6.681 | 195.9769 | 320.5558 |  | 0 | 219 | 219 | 1961-06-16 | #NAME? | #NAME? | #NAME?
1961-06-17 | 1961 | 6 | 168 | 17 | 7 | 12.2 | 5.8862 | 16.8333 | 0 | 0 | 0 | #NAME? | #NAME? | #NAME? | #NAME? | #NAME? | #NAME? | FALSE | 0 | TRUE | TRUE | #NAME? | #NAME? | #NAME? | #NAME? | #NAME? | #NAME? | #NAME? | #NAME? | #NAME? | #NAME? |  |  | 1: 0; 2: 0; 3: 9.4272; 4: 0 | 9.4272 |  | 138.2656 | 212.8852 | 219.4692 | 19616 | 9.4272 | 138.2656 | 226.1585 |  | 0 | 220 | 220 | 1961-06-17 | #NAME? | #NAME? | #NAME?
1961-06-18 | 1961 | 6 | 169 | 18 | 1 | 10 | 4.9936 | 5.6667 | 9.5 | 9.5 | 3.375 | #NAME? | #NAME? | #NAME? | #NAME? | #NAME? | #NAME? | TRUE | 0 | TRUE | TRUE | #NAME? | #NAME? | #NAME? | #NAME? | #NAME? | #NAME? | #NAME? | #NAME? | #NAME? | #NAME? |  |  | 1: 6.6982; 2: 9.693; 3: 0; 4: 0 | 16.3912 |  | 382.5694 | 620.2803 | 641.9696 | 19616 | 16.3912 | 382.5694 | 625.7617 |  | 0 | 221 | 221 | 1961-06-18 | #NAME? | #NAME? | #NAME?
1961-06-19 | 1961 | 6 | 170 | 19 | 2 | 10.6 | 5.1794 | 8.5 | 0 | 0 | 0 | #NAME? | #NAME? | #NAME? | #NAME? | #NAME? | #NAME? | FALSE | 9.5 | TRUE | TRUE | #NAME? | #NAME? | #NAME? | #NAME? | #NAME? | #NAME? | #NAME? | #NAME? | #NAME? | #NAME? |  |  | 1: 0; 2: 0; 3: 2.3424; 4: 6.8312 | 9.1736 |  | 234.7379 | 361.4218 | 372.5998 | 19616 | 9.1736 | 234.7379 | 383.9564 |  | 0 | 222 | 222 | 1961-06-19 | #NAME? | #NAME? | #NAME?
1961-06-20 | 1961 | 6 | 171 | 20 | 3 | 11.7 | 6.7717 | 5.6667 | 0.3 | 0.3 | 0 | #NAME? | #NAME? | #NAME? | #NAME? | #NAME? | #NAME? | TRUE | 9.5 | TRUE | TRUE | #NAME? | #NAME? | #NAME? | #NAME? | #NAME? | #NAME? | #NAME? | #NAME? | #NAME? | #NAME? |  |  | 1: 0; 2: 0; 3: 0; 4: 0 | 0 |  | 0 | 0 | 0 | 19616 | 0 | 0 | 0 |  | 0 | 223 | 223 | 1961-06-20 | #NAME? | #NAME? | #NAME?
1961-06-21 | 1961 | 6 | 172 | 21 | 4 | 8.3 | 5.074 | 23.3333 | 0.3 | 0.3 | 0 | #NAME? | #NAME? | #NAME? | #NAME? | #NAME? | #NAME? | FALSE | 0.3 | TRUE | TRUE | #NAME? | #NAME? | #NAME? | #NAME? | #NAME? | #NAME? | #NAME? | #NAME? | #NAME? | #NAME? |  |  | 1: 0; 2: 0; 3: 5.727; 4: 6.5731 | 12.3001 |  | 276.8074 | 426.1955 | 439.3768 | 19616 | 12.3001 | 276.8074 | 452.7688 |  | 0 | 224 | 224 | 1961-06-21 | #NAME? | #NAME? | #NAME?
1961-06-22 | 1961 | 6 | 173 | 22 | 5 | 8.3 | 6.49 | 6 | 0 | 0 | 0 | #NAME? | #NAME? | #NAME? | #NAME? | #NAME? | #NAME? | TRUE | 0.6 | TRUE | TRUE | #NAME? | #NAME? | #NAME? | #NAME? | #NAME? | #NAME? | #NAME? | #NAME? | #NAME? | #NAME? |  |  | 1: 0; 2: 0; 3: 0; 4: 0 | 0 |  | 0 | 0 | 0 | 19616 | 0 | 0 | 0 |  | 0 | 225 | 225 | 1961-06-22 | #NAME? | #NAME? | #NAME?
1961-06-23 | 1961 | 6 | 174 | 23 | 6 | 9.4 | 7.2369 | 17.1667 | 0 | 0 | 0 | #NAME? | #NAME? | #NAME? | #NAME? | #NAME? | #NAME? | FALSE | 0.3 | TRUE | TRUE | #NAME? | #NAME? | #NAME? | #NAME? | #NAME? | #NAME? | #NAME? | #NAME? | #NAME? | #NAME? |  |  | 1: 0; 2: 0; 3: 0; 4: 6.3602 | 6.3602 |  | 186.5652 | 287.2512 | 296.1353 | 19616 | 6.3602 | 186.5652 | 305.1613 |  | 0 | 226 | 226 | 1961-06-23 | #NAME? | #NAME? | #NAME?
1961-06-24 | 1961 | 6 | 175 | 24 | 7 | 11.1 | 6.5611 | 15 | 0 | 0 | 0 | #NAME? | #NAME? | #NAME? | #NAME? | #NAME? | #NAME? | FALSE | 0 | TRUE | TRUE | #NAME? | #NAME? | #NAME? | #NAME? | #NAME? | #NAME? | #NAME? | #NAME? | #NAME? | #NAME? |  |  | 1: 0; 2: 0; 3: 4.5569; 4: 0 | 4.5569 |  | 66.8342 | 102.9035 | 106.0861 | 19616 | 4.5569 | 66.8342 | 109.3195 |  | 0 | 227 | 227 | 1961-06-24 | #NAME? | #NAME? | #NAME?
1961-06-25 | 1961 | 6 | 176 | 25 | 1 | 12.8 | 6.7116 | 11.3333 | 0 | 0 | 0 | #NAME? | #NAME? | #NAME? | #NAME? | #NAME? | #NAME? | TRUE | 0 | TRUE | TRUE | #NAME? | #NAME? | #NAME? | #NAME? | #NAME? | #NAME? | #NAME? | #NAME? | #NAME? | #NAME? |  |  | 1: 3.4413; 2: 6.3732; 3: 0; 4: 0 | 9.8145 |  | 237.4189 | 386.0934 | 399.6817 | 19616 | 9.8145 | 237.4189 | 388.3418 |  | 0 | 228 | 228 | 1961-06-25 | #NAME? | #NAME? | #NAME?
1961-06-26 | 1961 | 6 | 177 | 26 | 2 | 12.2 | 8.1761 | 14 | 0 | 0 | 0 | #NAME? | #NAME? | #NAME? | #NAME? | #NAME? | #NAME? | FALSE | 0 | TRUE | TRUE | #NAME? | #NAME? | #NAME? | #NAME? | #NAME? | #NAME? | #NAME? | #NAME? | #NAME? | #NAME? |  |  | 1: 0; 2: 0; 3: 6.5188; 4: 11.0717 | 17.5905 |  | 420.3794 | 647.2508 | 667.2688 | 19616 | 17.5905 | 420.3794 | 687.6068 |  | 0 | 229 | 229 | 1961-06-26 | #NAME? | #NAME? | #NAME?
1961-06-27 | 1961 | 6 | 178 | 27 | 3 | 6.1 | 5.8071 | 6.1667 | 0 | 0 | 0 | #NAME? | #NAME? | #NAME? | #NAME? | #NAME? | #NAME? | TRUE | 0 | TRUE | TRUE | #NAME? | #NAME? | #NAME? | #NAME? | #NAME? | #NAME? | #NAME? | #NAME? | #NAME? | #NAME? |  |  | 1: 13.3146; 2: 23.784; 3: 0; 4: 0 | 37.0986 |  | 892.9443 | 1451.5172 | 1502.5569 | 19616 | 37.0986 | 892.9443 | 1460.5727 |  | 0 | 230 | 230 | 1961-06-27 | #NAME? | #NAME? | #NAME?
1961-06-28 | 1961 | 6 | 179 | 28 | 4 | 8.3 | 5.8315 | 4.5 | 0 | 0 | 0 | #NAME? | #NAME? | #NAME? | #NAME? | #NAME? | #NAME? | FALSE | 0 | TRUE | TRUE | #NAME? | #NAME? | #NAME? | #NAME? | #NAME? | #NAME? | #NAME? | #NAME? | #NAME? | #NAME? |  |  | 1: 0; 2: 0; 3: 6.7961; 4: 5.4739 | 12.27 |  | 260.2442 | 400.6935 | 413.0861 | 19616 | 12.27 | 260.2442 | 425.6767 |  | 0 | 231 | 231 | 1961-06-28 | #NAME? | #NAME? | #NAME?
1961-06-29 | 1961 | 6 | 180 | 29 | 5 | 10 | 4.4897 | 8.1667 | 0 | 0 | 0 | #NAME? | #NAME? | #NAME? | #NAME? | #NAME? | #NAME? | TRUE | 0 | TRUE | TRUE | #NAME? | #NAME? | #NAME? | #NAME? | #NAME? | #NAME? | #NAME? | #NAME? | #NAME? | #NAME? |  |  | 1: 0; 2: 0; 3: 0; 4: 0 | 0 |  | 0 | 0 | 0 | 19616 | 0 | 0 | 0 |  | 0 | 232 | 232 | 1961-06-29 | #NAME? | #NAME? | #NAME?
1961-06-30 | 1961 | 6 | 181 | 30 | 6 | 11.1 | 7.221 | 25.1667 | 0 | 0 | 0 | #NAME? | #NAME? | #NAME? | #NAME? | #NAME? | #NAME? | FALSE | 0 | TRUE | TRUE | #NAME? | #NAME? | #NAME? | #NAME? | #NAME? | #NAME? | #NAME? | #NAME? | #NAME? | #NAME? |  |  | 1: 0; 2: 0; 3: 0; 4: 5.6767 | 5.6767 |  | 166.5162 | 256.3821 | 264.3115 | 19616 | 5.6767 | 166.5162 | 272.3675 |  | 0 | 233 | 233 | 1961-06-30 | #NAME? | #NAME? | #NAME?
1961-07-01 | 1961 | 7 | 182 | 1 | 7 | 10 | 5.7107 | 17.6667 | 0 | 0 | 0 | #NAME? | #NAME? | #NAME? | #NAME? | #NAME? | #NAME? | FALSE | 0 | TRUE | TRUE | #NAME? | #NAME? | #NAME? | #NAME? | #NAME? | #NAME? | #NAME? | #NAME? | #NAME? | #NAME? |  |  | 1: 0; 2: 0; 3: 2.1066; 4: 0 | 2.1066 |  | 30.8968 | 47.5713 | 49.0425 | 19617 | 2.1066 | 30.8968 | 50.5373 |  | 0 | 234 | 234 | 1961-07-01 | #NAME? | #NAME? | #NAME?
1961-07-02 | 1961 | 7 | 183 | 2 | 1 | 6.7 | 5.9765 | 11.6667 | 0 | 0 | 0 | #NAME? | #NAME? | #NAME? | #NAME? | #NAME? | #NAME? | TRUE | 0 | TRUE | TRUE | #NAME? | #NAME? | #NAME? | #NAME? | #NAME? | #NAME? | #NAME? | #NAME? | #NAME? | #NAME? |  |  | 1: 6.6076; 2: 9.4472; 3: 0; 4: 0 | 16.0548 |  | 374.0292 | 606.3387 | 627.5332 | 19617 | 16.0548 | 374.0292 | 611.7926 |  | 0 | 235 | 235 | 1961-07-02 | #NAME? | #NAME? | #NAME?
1961-07-03 | 1961 | 7 | 184 | 3 | 2 | 7.2 | 6.3455 | 9.3333 | 0 | 0 | 0 | #NAME? | #NAME? | #NAME? | #NAME? | #NAME? | #NAME? | FALSE | 0 | TRUE | TRUE | #NAME? | #NAME? | #NAME? | #NAME? | #NAME? | #NAME? | #NAME? | #NAME? | #NAME? | #NAME? |  |  | 1: 0; 2: 0; 3: 2.2328; 4: 10.3995 | 12.6323 |  | 337.7999 | 520.1046 | 536.1903 | 19617 | 12.6323 | 337.7999 | 552.5331 |  | 0 | 236 | 236 | 1961-07-03 | #NAME? | #NAME? | #NAME?
1961-07-04 | 1961 | 7 | 185 | 4 | 3 | 11.7 | 7.2433 | 11.5 | 0 | 0 | 0 | #NAME? | #NAME? | #NAME? | #NAME? | #NAME? | #NAME? | TRUE | 0 | TRUE | TRUE | #NAME? | #NAME? | #NAME? | #NAME? | #NAME? | #NAME? | #NAME? | #NAME? | #NAME? | #NAME? |  |  | 1: 5.9093; 2: 8.7589; 3: 0; 4: 0 | 14.6682 |  | 343.597 | 557.2641 | 576.7629 | 19617 | 14.6682 | 343.597 | 562.0153 |  | 0 | 237 | 237 | 1961-07-04 | #NAME? | #NAME? | #NAME?
1961-07-05 | 1961 | 7 | 186 | 5 | 4 | 13.9 | 3.945 | 11.1667 | 0.6 | 0.6 | 0 | #NAME? | #NAME? | #NAME? | #NAME? | #NAME? | #NAME? | FALSE | 0 | TRUE | TRUE | #NAME? | #NAME? | #NAME? | #NAME? | #NAME? | #NAME? | #NAME? | #NAME? | #NAME? | #NAME? |  |  | 1: 0; 2: 0; 3: 9.2515; 4: 6.2638 | 15.5153 |  | 319.4274 | 491.8167 | 507.0276 | 19617 | 15.5153 | 319.4274 | 522.4815 |  | 0 | 238 | 238 | 1961-07-05 | #NAME? | #NAME? | #NAME?
1961-07-06 | 1961 | 7 | 187 | 6 | 5 | 10.6 | 5.552 | 6 | 0 | 0 | 0 | #NAME? | #NAME? | #NAME? | #NAME? | #NAME? | #NAME? | TRUE | 0.6 | TRUE | TRUE | #NAME? | #NAME? | #NAME? | #NAME? | #NAME? | #NAME? | #NAME? | #NAME? | #NAME? | #NAME? |  |  | 1: 7.9762; 2: 12.3069; 3: 0; 4: 0 | 20.2831 |  | 477.9855 | 775.6165 | 802.7855 | 19617 | 20.2831 | 477.9855 | 781.8322 |  | 0 | 239 | 239 | 1961-07-06 | #NAME? | #NAME? | #NAME?
1961-07-07 | 1961 | 7 | 188 | 7 | 6 | 14.4 | 6.9309 | 8.6667 | 0 | 0 | 0 | #NAME? | #NAME? | #NAME? | #NAME? | #NAME? | #NAME? | FALSE | 0.6 | TRUE | TRUE | #NAME? | #NAME? | #NAME? | #NAME? | #NAME? | #NAME? | #NAME? | #NAME? | #NAME? | #NAME? |  |  | 1: 0; 2: 0; 3: 0; 4: 5.3336 | 5.3336 |  | 156.4523 | 240.8868 | 248.337 | 19617 | 5.3336 | 156.4523 | 255.9061 |  | 0 | 240 | 240 | 1961-07-07 | #NAME? | #NAME? | #NAME?
1961-07-08 | 1961 | 7 | 189 | 8 | 7 | 10 | 7.5561 | 17.5 | 0 | 0 | 0 | #NAME? | #NAME? | #NAME? | #NAME? | #NAME? | #NAME? | FALSE | 0 | TRUE | TRUE | #NAME? | #NAME? | #NAME? | #NAME? | #NAME? | #NAME? | #NAME? | #NAME? | #NAME? | #NAME? |  |  | 1: 0; 2: 0; 3: 0; 4: 0 | 0 |  | 0 | 0 | 0 | 19617 | 0 | 0 | 0 |  | 0 | 241 | 241 | 1961-07-08 | #NAME? | #NAME? | #NAME?
1961-07-09 | 1961 | 7 | 190 | 9 | 1 | 10 | 6.7415 | 18.8333 | 0 | 0 | 0 | #NAME? | #NAME? | #NAME? | #NAME? | #NAME? | #NAME? | TRUE | 0 | TRUE | TRUE | #NAME? | #NAME? | #NAME? | #NAME? | #NAME? | #NAME? | #NAME? | #NAME? | #NAME? | #NAME? |  |  | 1: 0; 2: 0; 3: 0; 4: 0 | 0 |  | 0 | 0 | 0 | 19617 | 0 | 0 | 0 |  | 0 | 242 | 242 | 1961-07-09 | #NAME? | #NAME? | #NAME?
1961-07-10 | 1961 | 7 | 191 | 10 | 2 | 12.2 | 5.1886 | 18.3333 | 1.8 | 1.8 | 0 | #NAME? | #NAME? | #NAME? | #NAME? | #NAME? | #NAME? | FALSE | 0 | TRUE | TRUE | #NAME? | #NAME? | #NAME? | #NAME? | #NAME? | #NAME? | #NAME? | #NAME? | #NAME? | #NAME? |  |  | 1: 0; 2: 0; 3: 0; 4: 11.1866 | 11.1866 |  | 328.1395 | 505.2307 | 520.8564 | 19617 | 11.1866 | 328.1395 | 536.7318 |  | 0 | 243 | 243 | 1961-07-10 | #NAME? | #NAME? | #NAME?
1961-07-11 | 1961 | 7 | 192 | 11 | 3 | 12.8 | 4.4966 | 11.8333 | 1.3 | 1.3 | 0 | #NAME? | #NAME? | #NAME? | #NAME? | #NAME? | #NAME? | TRUE | 1.8 | TRUE | TRUE | #NAME? | #NAME? | #NAME? | #NAME? | #NAME? | #NAME? | #NAME? | #NAME? | #NAME? | #NAME? |  |  | 1: 13.6528; 2: 22.8225; 3: 0; 4: 0 | 36.4753 |  | 869.7014 | 1412.6312 | 1462.2196 | 19617 | 36.4753 | 869.7014 | 1422.5547 |  | 0 | 244 | 244 | 1961-07-11 | #NAME? | #NAME? | #NAME?
1961-07-12 | 1961 | 7 | 193 | 12 | 4 | 12.8 | 4.008 | 7 | 0 | 0 | 0 | #NAME? | #NAME? | #NAME? | #NAME? | #NAME? | #NAME? | FALSE | 3.1 | TRUE | TRUE | #NAME? | #NAME? | #NAME? | #NAME? | #NAME? | #NAME? | #NAME? | #NAME? | #NAME? | #NAME? |  |  | 1: 0; 2: 0; 3: 11.8046; 4: 4.7531 | 16.5578 |  | 312.5597 | 481.2427 | 496.1265 | 19617 | 16.5578 | 312.5597 | 511.2481 |  | 0 | 245 | 245 | 1961-07-12 | #NAME? | #NAME? | #NAME?
1961-07-13 | 1961 | 7 | 194 | 13 | 5 | 8.9 | 5.9923 | 1.5 | 0 | 0 | 0 | #NAME? | #NAME? | #NAME? | #NAME? | #NAME? | #NAME? | TRUE | 1.3 | TRUE | TRUE | #NAME? | #NAME? | #NAME? | #NAME? | #NAME? | #NAME? | #NAME? | #NAME? | #NAME? | #NAME? |  |  | 1: 5.0377; 2: 7.8919; 3: 0; 4: 0 | 12.9296 |  | 305.3821 | 495.6306 | 512.9992 | 19617 | 12.9296 | 305.3821 | 499.5079 |  | 0 | 246 | 246 | 1961-07-13 | #NAME? | #NAME? | #NAME?
1961-07-14 | 1961 | 7 | 195 | 14 | 6 | 12.8 | 8.0399 | 5.6667 | 0 | 0 | 0 | #NAME? | #NAME? | #NAME? | #NAME? | #NAME? | #NAME? | FALSE | 0 | TRUE | TRUE | #NAME? | #NAME? | #NAME? | #NAME? | #NAME? | #NAME? | #NAME? | #NAME? | #NAME? | #NAME? |  |  | 1: 0; 2: 0; 3: 0; 4: 5.5758 | 5.5758 |  | 163.5554 | 251.8233 | 259.6117 | 19617 | 5.5758 | 163.5554 | 267.5245 |  | 0 | 247 | 247 | 1961-07-14 | #NAME? | #NAME? | #NAME?
1961-07-15 | 1961 | 7 | 196 | 15 | 7 | 15.6 | 5.1825 | 26.3333 | 0 | 0 | 0 | #NAME? | #NAME? | #NAME? | #NAME? | #NAME? | #NAME? | FALSE | 0 | TRUE | TRUE | #NAME? | #NAME? | #NAME? | #NAME? | #NAME? | #NAME? | #NAME? | #NAME? | #NAME? | #NAME? |  |  | 1: 0; 2: 0; 3: 4.2583; 4: 0 | 4.2583 |  | 62.4546 | 96.1603 | 99.1343 | 19617 | 4.2583 | 62.4546 | 102.1559 |  | 0 | 248 | 248 | 1961-07-15 | #NAME? | #NAME? | #NAME?
1961-07-16 | 1961 | 7 | 197 | 16 | 1 | 11.1 | 3.0663 | 10.5 | 14.6 | 14.6 | 7.2 | #NAME? | #NAME? | #NAME? | #NAME? | #NAME? | #NAME? | TRUE | 0 | TRUE | TRUE | #NAME? | #NAME? | #NAME? | #NAME? | #NAME? | #NAME? | #NAME? | #NAME? | #NAME? | #NAME? |  |  | 1: 0; 2: 0; 3: 0; 4: 0 | 0 |  | 0 | 0 | 0 | 19617 | 0 | 0 | 0 |  | 0 | 249 | 249 | 1961-07-16 | #NAME? | #NAME? | #NAME?
1961-07-17 | 1961 | 7 | 198 | 17 | 2 | 10.6 | 3.9139 | 19 | 20.6 | 20.6 | 11.7 | #NAME? | #NAME? | #NAME? | #NAME? | #NAME? | #NAME? | FALSE | 14.6 | FALSE | TRUE | #NAME? | #NAME? | #NAME? | #NAME? | #NAME? | #NAME? | #NAME? | #NAME? | #NAME? | #NAME? |  |  | 1: 0; 2: 0; 3: 0; 4: 0 | 0 |  | 0 | 0 | 0 | 19617 | 0 | 0 | 0 |  | 0 | 250 | 250 | 1961-07-17 | #NAME? | #NAME? | #NAME?
1961-07-18 | 1961 | 7 | 199 | 18 | 3 | 11.1 | 4.5175 | 9.8333 | 0 | 0 | 0 | #NAME? | #NAME? | #NAME? | #NAME? | #NAME? | #NAME? | TRUE | 35.2 | FALSE | TRUE | #NAME? | #NAME? | #NAME? | #NAME? | #NAME? | #NAME? | #NAME? | #NAME? | #NAME? | #NAME? |  |  | 1: 0; 2: 0; 3: 0; 4: 0 | 0 |  | 0 | 0 | 0 | 19617 | 0 | 0 | 0 |  | 0 | 251 | 251 | 1961-07-18 | #NAME? | #NAME? | #NAME?
1961-07-19 | 1961 | 7 | 200 | 19 | 4 | 11.7 | 4.3311 | 9.1667 | 0.3 | 0.3 | 0 | #NAME? | #NAME? | #NAME? | #NAME? | #NAME? | #NAME? | FALSE | 20.6 | FALSE | TRUE | #NAME? | #NAME? | #NAME? | #NAME? | #NAME? | #NAME? | #NAME? | #NAME? | #NAME? | #NAME? |  |  | 1: 0; 2: 0; 3: 0; 4: 0 | 0 |  | 0 | 0 | 0 | 19617 | 0 | 0 | 0 |  | 0 | 252 | 252 | 1961-07-19 | #NAME? | #NAME? | #NAME?
1961-07-20 | 1961 | 7 | 201 | 20 | 5 | 14.4 | 5.334 | 12 | 0 | 0 | 0 | #NAME? | #NAME? | #NAME? | #NAME? | #NAME? | #NAME? | TRUE | 0.3 | TRUE | TRUE | #NAME? | #NAME? | #NAME? | #NAME? | #NAME? | #NAME? | #NAME? | #NAME? | #NAME? | #NAME? |  |  | 1: 9.602; 2: 13.01; 3: 0; 4: 0 | 22.612 |  | 522.4563 | 846.3539 | 875.8924 | 19617 | 22.612 | 522.4563 | 854.5722 |  | 0 | 253 | 253 | 1961-07-20 | #NAME? | #NAME? | #NAME?
1961-07-21 | 1961 | 7 | 202 | 21 | 6 | 13.9 | 4.9659 | 5.6667 | 16.8 | 16.8 | 8.85 | #NAME? | #NAME? | #NAME? | #NAME? | #NAME? | #NAME? | FALSE | 0.3 | TRUE | TRUE | #NAME? | #NAME? | #NAME? | #NAME? | #NAME? | #NAME? | #NAME? | #NAME? | #NAME? | #NAME? |  |  | 1: 0; 2: 0; 3: 0; 4: 10.0804 | 10.0804 |  | 295.6922 | 455.272 | 469.3526 | 19617 | 10.0804 | 295.6922 | 483.6582 |  | 0 | 254 | 254 | 1961-07-21 | #NAME? | #NAME? | #NAME?
1961-07-22 | 1961 | 7 | 203 | 22 | 7 | 12.8 | 4.3428 | 11.5 | 0 | 0 | 0 | #NAME? | #NAME? | #NAME? | #NAME? | #NAME? | #NAME? | FALSE | 16.8 | FALSE | TRUE | #NAME? | #NAME? | #NAME? | #NAME? | #NAME? | #NAME? | #NAME? | #NAME? | #NAME? | #NAME? |  |  | 1: 0; 2: 0; 3: 0; 4: 0 | 0 |  | 0 | 0 | 0 | 19617 | 0 | 0 | 0 |  | 0 | 255 | 255 | 1961-07-22 | #NAME? | #NAME? | #NAME?
1961-07-23 | 1961 | 7 | 204 | 23 | 1 | 15 | 5.1119 | 6 | 19.6 | 19.6 | 10.95 | #NAME? | #NAME? | #NAME? | #NAME? | #NAME? | #NAME? | TRUE | 16.8 | FALSE | TRUE | #NAME? | #NAME? | #NAME? | #NAME? | #NAME? | #NAME? | #NAME? | #NAME? | #NAME? | #NAME? |  |  | 1: 0; 2: 0; 3: 0; 4: 0 | 0 |  | 0 | 0 | 0 | 19617 | 0 | 0 | 0 |  | 0 | 256 | 256 | 1961-07-23 | #NAME? | #NAME? | #NAME?
1961-07-24 | 1961 | 7 | 205 | 24 | 2 | 12.8 | 4.8122 | 27.1667 | 10.9 | 10.9 | 4.425 | #NAME? | #NAME? | #NAME? | #NAME? | #NAME? | #NAME? | FALSE | 19.6 | FALSE | TRUE | #NAME? | #NAME? | #NAME? | #NAME? | #NAME? | #NAME? | #NAME? | #NAME? | #NAME? | #NAME? |  |  | 1: 0; 2: 0; 3: 0; 4: 0 | 0 |  | 0 | 0 | 0 | 19617 | 0 | 0 | 0 |  | 0 | 257 | 257 | 1961-07-24 | #NAME? | #NAME? | #NAME?
1961-07-25 | 1961 | 7 | 206 | 25 | 3 | 9.4 | 3.5474 | 19.8333 | 1.1 | 1.1 | 0 | #NAME? | #NAME? | #NAME? | #NAME? | #NAME? | #NAME? | TRUE | 30.5 | FALSE | TRUE | #NAME? | #NAME? | #NAME? | #NAME? | #NAME? | #NAME? | #NAME? | #NAME? | #NAME? | #NAME? |  |  | 1: 0; 2: 0; 3: 0; 4: 0 | 0 |  | 0 | 0 | 0 | 19617 | 0 | 0 | 0 |  | 0 | 258 | 258 | 1961-07-25 | #NAME? | #NAME? | #NAME?
1961-07-26 | 1961 | 7 | 207 | 26 | 4 | 7.2 | 4.4601 | 7.8333 | 0 | 0 | 0 | #NAME? | #NAME? | #NAME? | #NAME? | #NAME? | #NAME? | FALSE | 12 | FALSE | TRUE | #NAME? | #NAME? | #NAME? | #NAME? | #NAME? | #NAME? | #NAME? | #NAME? | #NAME? | #NAME? |  |  | 1: 0; 2: 0; 3: 0; 4: 0 | 0 |  | 0 | 0 | 0 | 19617 | 0 | 0 | 0 |  | 0 | 259 | 259 | 1961-07-26 | #NAME? | #NAME? | #NAME?
1961-07-27 | 1961 | 7 | 208 | 27 | 5 | 11.7 | 3.086 | 30 | 7.4 | 7.4 | 1.8 | #NAME? | #NAME? | #NAME? | #NAME? | #NAME? | #NAME? | TRUE | 1.1 | TRUE | TRUE | #NAME? | #NAME? | #NAME? | #NAME? | #NAME? | #NAME? | #NAME? | #NAME? | #NAME? | #NAME? |  |  | 1: 1.8026; 2: 2.4842; 3: 0; 4: 0 | 4.2869 |  | 99.3101 | 160.9139 | 166.5327 | 19617 | 4.2869 | 99.3101 | 162.4397 |  | 0 | 260 | 260 | 1961-07-27 | #NAME? | #NAME? | #NAME?
1961-07-28 | 1961 | 7 | 209 | 28 | 6 | 10.6 | 2.0499 | 9.5 | 37.3 | 37.3 | 24.225 | #NAME? | #NAME? | #NAME? | #NAME? | #NAME? | #NAME? | FALSE | 7.4 | TRUE | TRUE | #NAME? | #NAME? | #NAME? | #NAME? | #NAME? | #NAME? | #NAME? | #NAME? | #NAME? | #NAME? |  |  | 1: 0; 2: 0; 3: 0; 4: 6.5814 | 6.5814 |  | 193.0542 | 297.2422 | 306.4352 | 19617 | 6.5814 | 193.0542 | 315.7752 |  | 0 | 261 | 261 | 1961-07-28 | #NAME? | #NAME? | #NAME?
1961-07-29 | 1961 | 7 | 210 | 29 | 7 | 10.6 | 2.4114 | 2.6667 | 20.1 | 20.1 | 11.325 | #NAME? | #NAME? | #NAME? | #NAME? | #NAME? | #NAME? | FALSE | 44.7 | FALSE | TRUE | #NAME? | #NAME? | #NAME? | #NAME? | #NAME? | #NAME? | #NAME? | #NAME? | #NAME? | #NAME? |  |  | 1: 0; 2: 0; 3: 0; 4: 0 | 0 |  | 0 | 0 | 0 | 19617 | 0 | 0 | 0 |  | 0 | 262 | 262 | 1961-07-29 | #NAME? | #NAME? | #NAME?
1961-07-30 | 1961 | 7 | 211 | 30 | 1 | 8.3 | 3.6392 | 12 | 0.3 | 0.3 | 0 | #NAME? | #NAME? | #NAME? | #NAME? | #NAME? | #NAME? | TRUE | 57.4 | FALSE | TRUE | #NAME? | #NAME? | #NAME? | #NAME? | #NAME? | #NAME? | #NAME? | #NAME? | #NAME? | #NAME? |  |  | 1: 0; 2: 0; 3: 0; 4: 0 | 0 |  | 0 | 0 | 0 | 19617 | 0 | 0 | 0 |  | 0 | 263 | 263 | 1961-07-30 | #NAME? | #NAME? | #NAME?
1961-07-31 | 1961 | 7 | 212 | 31 | 2 | 10.6 | 4.256 | 16.1667 | 1.3 | 1.3 | 0 | #NAME? | #NAME? | #NAME? | #NAME? | #NAME? | #NAME? | FALSE | 20.4 | FALSE | TRUE | #NAME? | #NAME? | #NAME? | #NAME? | #NAME? | #NAME? | #NAME? | #NAME? | #NAME? | #NAME? |  |  | 1: 0; 2: 0; 3: 0; 4: 0 | 0 |  | 0 | 0 | 0 | 19617 | 0 | 0 | 0 |  | 0 | 264 | 264 | 1961-07-31 | #NAME? | #NAME? | #NAME?
1961-08-01 | 1961 | 8 | 213 | 1 | 3 | 11.1 | 5.1432 | 9 | 0 | 0 | 0 | #NAME? | #NAME? | #NAME? | #NAME? | #NAME? | #NAME? | TRUE | 1.6 | TRUE | TRUE | #NAME? | #NAME? | #NAME? | #NAME? | #NAME? | #NAME? | #NAME? | #NAME? | #NAME? | #NAME? |  |  | 1: 7.1477; 2: 9.8741; 3: 0; 4: 0 | 17.0218 |  | 394.4727 | 639.1914 | 661.5123 | 19618 | 17.0218 | 394.4727 | 645.2318 |  | 0 | 265 | 265 | 1961-08-01 | #NAME? | #NAME? | #NAME?
1961-08-02 | 1961 | 8 | 214 | 2 | 4 | 12.8 | 5.6431 | 7.6667 | 0 | 0 | 0 | #NAME? | #NAME? | #NAME? | #NAME? | #NAME? | #NAME? | FALSE | 1.3 | TRUE | TRUE | #NAME? | #NAME? | #NAME? | #NAME? | #NAME? | #NAME? | #NAME? | #NAME? | #NAME? | #NAME? |  |  | 1: 0; 2: 0; 3: 0; 4: 7.4495 | 7.4495 |  | 218.5191 | 336.4501 | 346.8558 | 19618 | 7.4495 | 218.5191 | 357.4277 |  | 0 | 266 | 266 | 1961-08-02 | #NAME? | #NAME? | #NAME?
1961-08-03 | 1961 | 8 | 215 | 3 | 5 | 13.3 | 5.8606 | 16.5 | 0 | 0 | 0 | #NAME? | #NAME? | #NAME? | #NAME? | #NAME? | #NAME? | TRUE | 0 | TRUE | TRUE | #NAME? | #NAME? | #NAME? | #NAME? | #NAME? | #NAME? | #NAME? | #NAME? | #NAME? | #NAME? |  |  | 1: 5.6024; 2: 6.4597; 3: 0; 4: 0 | 12.0621 |  | 271.6535 | 439.0826 | 454.3321 | 19618 | 12.0621 | 271.6535 | 444.3386 |  | 0 | 267 | 267 | 1961-08-03 | #NAME? | #NAME? | #NAME?
1961-08-04 | 1961 | 8 | 216 | 4 | 6 | 11.7 | 5.9418 | 9.8333 | 0 | 0 | 0 | #NAME? | #NAME? | #NAME? | #NAME? | #NAME? | #NAME? | FALSE | 0 | TRUE | TRUE | #NAME? | #NAME? | #NAME? | #NAME? | #NAME? | #NAME? | #NAME? | #NAME? | #NAME? | #NAME? |  |  | 1: 0; 2: 0; 3: 0; 4: 6.2378 | 6.2378 |  | 182.9759 | 281.7249 | 290.438 | 19618 | 6.2378 | 182.9759 | 299.2904 |  | 0 | 268 | 268 | 1961-08-04 | #NAME? | #NAME? | #NAME?
1961-08-05 | 1961 | 8 | 217 | 5 | 7 | 17.8 | 5.6224 | 13.5 | 0 | 0 | 0 | #NAME? | #NAME? | #NAME? | #NAME? | #NAME? | #NAME? | FALSE | 0 | TRUE | TRUE | #NAME? | #NAME? | #NAME? | #NAME? | #NAME? | #NAME? | #NAME? | #NAME? | #NAME? | #NAME? |  |  | 1: 0; 2: 0; 3: 0; 4: 0 | 0 |  | 0 | 0 | 0 | 19618 | 0 | 0 | 0 |  | 0 | 269 | 269 | 1961-08-05 | #NAME? | #NAME? | #NAME?
1961-08-06 | 1961 | 8 | 218 | 6 | 1 | 10.6 | 6.2436 | 19 | 0 | 0 | 0 | #NAME? | #NAME? | #NAME? | #NAME? | #NAME? | #NAME? | TRUE | 0 | TRUE | TRUE | #NAME? | #NAME? | #NAME? | #NAME? | #NAME? | #NAME? | #NAME? | #NAME? | #NAME? | #NAME? |  |  | 1: 8.9879; 2: 9.9023; 3: 0; 4: 0 | 18.8902 |  | 422.2896 | 682.1114 | 705.7671 | 19618 | 18.8902 | 422.2896 | 690.7313 |  | 0 | 270 | 270 | 1961-08-06 | #NAME? | #NAME? | #NAME?
1961-08-07 | 1961 | 8 | 219 | 7 | 2 | 8.9 | 5.4895 | 7.3333 | 0 | 0 | 0 | #NAME? | #NAME? | #NAME? | #NAME? | #NAME? | #NAME? | FALSE | 0 | TRUE | TRUE | #NAME? | #NAME? | #NAME? | #NAME? | #NAME? | #NAME? | #NAME? | #NAME? | #NAME? | #NAME? |  |  | 1: 0; 2: 0; 3: 4.721; 4: 9.7943 | 14.5152 |  | 356.5395 | 548.9576 | 565.9357 | 19618 | 14.5152 | 356.5395 | 583.1851 |  | 0 | 271 | 271 | 1961-08-07 | #NAME? | #NAME? | #NAME?
1961-08-08 | 1961 | 8 | 220 | 8 | 3 | 11.7 | 4.2923 | 15.3333 | 0.6 | 0.6 | 0 | #NAME? | #NAME? | #NAME? | #NAME? | #NAME? | #NAME? | TRUE | 0 | TRUE | TRUE | #NAME? | #NAME? | #NAME? | #NAME? | #NAME? | #NAME? | #NAME? | #NAME? | #NAME? | #NAME? |  |  | 1: 0; 2: 0; 3: 0; 4: 0 | 0 |  | 0 | 0 | 0 | 19618 | 0 | 0 | 0 |  | 0 | 272 | 272 | 1961-08-08 | #NAME? | #NAME? | #NAME?
1961-08-09 | 1961 | 8 | 221 | 9 | 4 | 7.8 | 3.2587 | 18.1667 | 0.3 | 0.3 | 0 | #NAME? | #NAME? | #NAME? | #NAME? | #NAME? | #NAME? | FALSE | 0.6 | TRUE | TRUE | #NAME? | #NAME? | #NAME? | #NAME? | #NAME? | #NAME? | #NAME? | #NAME? | #NAME? | #NAME? |  |  | 1: 0; 2: 0; 3: 1.8892; 4: 4.6408 | 6.53 |  | 163.8379 | 252.2584 | 260.0602 | 19618 | 6.53 | 163.8379 | 267.9867 |  | 0 | 273 | 273 | 1961-08-09 | #NAME? | #NAME? | #NAME?
1961-08-10 | 1961 | 8 | 222 | 10 | 5 | 7.8 | 4.0262 | 9.6667 | 0 | 0 | 0 | #NAME? | #NAME? | #NAME? | #NAME? | #NAME? | #NAME? | TRUE | 0.9 | TRUE | TRUE | #NAME? | #NAME? | #NAME? | #NAME? | #NAME? | #NAME? | #NAME? | #NAME? | #NAME? | #NAME? |  |  | 1: 0; 2: 0; 3: 0; 4: 0 | 0 |  | 0 | 0 | 0 | 19618 | 0 | 0 | 0 |  | 0 | 274 | 274 | 1961-08-10 | #NAME? | #NAME? | #NAME?
1961-08-11 | 1961 | 8 | 223 | 11 | 6 | 8.9 | 4.8875 | 10.6667 | 0 | 0 | 0 | #NAME? | #NAME? | #NAME? | #NAME? | #NAME? | #NAME? | FALSE | 0.3 | TRUE | TRUE | #NAME? | #NAME? | #NAME? | #NAME? | #NAME? | #NAME? | #NAME? | #NAME? | #NAME? | #NAME? |  |  | 1: 0; 2: 0; 3: 0; 4: 4.4944 | 4.4944 |  | 131.8353 | 202.9846 | 209.2624 | 19618 | 4.4944 | 131.8353 | 215.6406 |  | 0 | 275 | 275 | 1961-08-11 | #NAME? | #NAME? | #NAME?
1961-08-12 | 1961 | 8 | 224 | 12 | 7 | 10.6 | 5.2903 | 5.8333 | 0 | 0 | 0 | #NAME? | #NAME? | #NAME? | #NAME? | #NAME? | #NAME? | FALSE | 0 | TRUE | TRUE | #NAME? | #NAME? | #NAME? | #NAME? | #NAME? | #NAME? | #NAME? | #NAME? | #NAME? | #NAME? |  |  | 1: 0; 2: 0; 3: 6.6935; 4: 0 | 6.6935 |  | 98.1707 | 151.1518 | 155.8266 | 19618 | 6.6935 | 98.1707 | 160.5761 |  | 0 | 276 | 276 | 1961-08-12 | #NAME? | #NAME? | #NAME?
1961-08-13 | 1961 | 8 | 225 | 13 | 1 | 10.6 | 5.2133 | 7.1667 | 0 | 0 | 0 | #NAME? | #NAME? | #NAME? | #NAME? | #NAME? | #NAME? | TRUE | 0 | TRUE | TRUE | #NAME? | #NAME? | #NAME? | #NAME? | #NAME? | #NAME? | #NAME? | #NAME? | #NAME? | #NAME? |  |  | 1: 13.5385; 2: 22.4855; 3: 0; 4: 0 | 36.024 |  | 858.1383 | 1393.7411 | 1442.6582 | 19618 | 36.024 | 858.1383 | 1403.641 |  | 0 | 277 | 277 | 1961-08-13 | #NAME? | #NAME? | #NAME?
1961-08-14 | 1961 | 8 | 226 | 14 | 2 | 12.2 | 5.2376 | 3.5 | 0 | 0 | 0 | #NAME? | #NAME? | #NAME? | #NAME? | #NAME? | #NAME? | FALSE | 0 | TRUE | TRUE | #NAME? | #NAME? | #NAME? | #NAME? | #NAME? | #NAME? | #NAME? | #NAME? | #NAME? | #NAME? |  |  | 1: 0; 2: 0; 3: 3.1028; 4: 8.4651 | 11.5679 |  | 293.8175 | 452.3857 | 466.377 | 19618 | 11.5679 | 293.8175 | 480.5919 |  | 0 | 278 | 278 | 1961-08-14 | #NAME? | #NAME? | #NAME?
1961-08-15 | 1961 | 8 | 227 | 15 | 3 | 13.3 | 5.7327 | 10.5 | 0 | 0 | 0 | #NAME? | #NAME? | #NAME? | #NAME? | #NAME? | #NAME? | TRUE | 0 | TRUE | TRUE | #NAME? | #NAME? | #NAME? | #NAME? | #NAME? | #NAME? | #NAME? | #NAME? | #NAME? | #NAME? |  |  | 1: 0; 2: 0; 3: 0; 4: 0 | 0 |  | 0 | 0 | 0 | 19618 | 0 | 0 | 0 |  | 0 | 279 | 279 | 1961-08-15 | #NAME? | #NAME? | #NAME?
1961-08-16 | 1961 | 8 | 228 | 16 | 4 | 12.8 | 3.2524 | 34.8333 | 12.2 | 12.2 | 5.4 | #NAME? | #NAME? | #NAME? | #NAME? | #NAME? | #NAME? | FALSE | 0 | TRUE | TRUE | #NAME? | #NAME? | #NAME? | #NAME? | #NAME? | #NAME? | #NAME? | #NAME? | #NAME? | #NAME? |  |  | 1: 0; 2: 0; 3: 0; 4: 5.433 | 5.433 |  | 159.3668 | 245.3743 | 252.9632 | 19618 | 5.433 | 159.3668 | 260.6734 |  | 0 | 280 | 280 | 1961-08-16 | #NAME? | #NAME? | #NAME?
1961-08-17 | 1961 | 8 | 229 | 17 | 5 | 9.4 | 1.837 | 20 | 11.9 | 11.9 | 5.175 | #NAME? | #NAME? | #NAME? | #NAME? | #NAME? | #NAME? | TRUE | 12.2 | FALSE | TRUE | #NAME? | #NAME? | #NAME? | #NAME? | #NAME? | #NAME? | #NAME? | #NAME? | #NAME? | #NAME? |  |  | 1: 0; 2: 0; 3: 0; 4: 0 | 0 |  | 0 | 0 | 0 | 19618 | 0 | 0 | 0 |  | 0 | 281 | 281 | 1961-08-17 | #NAME? | #NAME? | #NAME?
1961-08-18 | 1961 | 8 | 230 | 18 | 6 | 10 | 2.0981 | 2.6667 | 0 | 0 | 0 | #NAME? | #NAME? | #NAME? | #NAME? | #NAME? | #NAME? | FALSE | 24.1 | FALSE | TRUE | #NAME? | #NAME? | #NAME? | #NAME? | #NAME? | #NAME? | #NAME? | #NAME? | #NAME? | #NAME? |  |  | 1: 0; 2: 0; 3: 0; 4: 0 | 0 |  | 0 | 0 | 0 | 19618 | 0 | 0 | 0 |  | 0 | 282 | 282 | 1961-08-18 | #NAME? | #NAME? | #NAME?
1961-08-19 | 1961 | 8 | 231 | 19 | 7 | 8.3 | 3.6022 | 5.6667 | 0 | 0 | 0 | #NAME? | #NAME? | #NAME? | #NAME? | #NAME? | #NAME? | FALSE | 11.9 | FALSE | TRUE | #NAME? | #NAME? | #NAME? | #NAME? | #NAME? | #NAME? | #NAME? | #NAME? | #NAME? | #NAME? |  |  | 1: 0; 2: 0; 3: 0; 4: 0 | 0 |  | 0 | 0 | 0 | 19618 | 0 | 0 | 0 |  | 0 | 283 | 283 | 1961-08-19 | #NAME? | #NAME? | #NAME?
1961-08-20 | 1961 | 8 | 232 | 20 | 1 | 11.1 | 3.3652 | 2.8333 | 0 | 0 | 0 | #NAME? | #NAME? | #NAME? | #NAME? | #NAME? | #NAME? | TRUE | 0 | TRUE | TRUE | #NAME? | #NAME? | #NAME? | #NAME? | #NAME? | #NAME? | #NAME? | #NAME? | #NAME? | #NAME? |  |  | 1: 3.1637; 2: 4.7836; 3: 0; 4: 0 | 7.9472 |  | 186.7186 | 302.907 | 313.5117 | 19618 | 7.9472 | 186.7186 | 305.4122 |  | 0 | 284 | 284 | 1961-08-20 | #NAME? | #NAME? | #NAME?
1961-08-21 | 1961 | 8 | 233 | 21 | 2 | 15.6 | 4.9379 | 11.1667 | 0 | 0 | 0 | #NAME? | #NAME? | #NAME? | #NAME? | #NAME? | #NAME? | FALSE | 0 | TRUE | TRUE | #NAME? | #NAME? | #NAME? | #NAME? | #NAME? | #NAME? | #NAME? | #NAME? | #NAME? | #NAME? |  |  | 1: 0; 2: 0; 3: 7.914; 4: 7.266 | 15.18 |  | 329.2081 | 506.8759 | 522.5525 | 19618 | 15.18 | 329.2081 | 538.4796 |  | 0 | 285 | 285 | 1961-08-21 | #NAME? | #NAME? | #NAME?
1961-08-22 | 1961 | 8 | 234 | 22 | 3 | 11.7 | 5.0186 | 2.1667 | 0 | 0 | 0 | #NAME? | #NAME? | #NAME? | #NAME? | #NAME? | #NAME? | TRUE | 0 | TRUE | TRUE | #NAME? | #NAME? | #NAME? | #NAME? | #NAME? | #NAME? | #NAME? | #NAME? | #NAME? | #NAME? |  |  | 1: 2.1115; 2: 2.5975; 3: 0; 4: 0 | 4.709 |  | 107.1623 | 173.3688 | 179.4021 | 19618 | 4.709 | 107.1623 | 175.2834 |  | 0 | 286 | 286 | 1961-08-22 | #NAME? | #NAME? | #NAME?
1961-08-23 | 1961 | 8 | 235 | 23 | 4 | 10.6 | 5.1623 | 14 | 0 | 0 | 0 | #NAME? | #NAME? | #NAME? | #NAME? | #NAME? | #NAME? | FALSE | 0 | TRUE | TRUE | #NAME? | #NAME? | #NAME? | #NAME? | #NAME? | #NAME? | #NAME? | #NAME? | #NAME? | #NAME? |  |  | 1: 0; 2: 0; 3: 5.6882; 4: 5.476 | 11.1642 |  | 244.0572 | 375.7706 | 387.3924 | 19618 | 11.1642 | 244.0572 | 399.1999 |  | 0 | 287 | 287 | 1961-08-23 | #NAME? | #NAME? | #NAME?
1961-08-24 | 1961 | 8 | 236 | 24 | 5 | 8.3 | 4.8215 | 2.8333 | 0 | 0 | 0 | #NAME? | #NAME? | #NAME? | #NAME? | #NAME? | #NAME? | TRUE | 0 | TRUE | TRUE | #NAME? | #NAME? | #NAME? | #NAME? | #NAME? | #NAME? | #NAME? | #NAME? | #NAME? | #NAME? |  |  | 1: 0; 2: 0; 3: 0; 4: 0 | 0 |  | 0 | 0 | 0 | 19618 | 0 | 0 | 0 |  | 0 | 288 | 288 | 1961-08-24 | #NAME? | #NAME? | #NAME?
1961-08-25 | 1961 | 8 | 237 | 25 | 6 | 12.2 | 4.9506 | 12.3333 | 0 | 0 | 0 | #NAME? | #NAME? | #NAME? | #NAME? | #NAME? | #NAME? | FALSE | 0 | TRUE | TRUE | #NAME? | #NAME? | #NAME? | #NAME? | #NAME? | #NAME? | #NAME? | #NAME? | #NAME? | #NAME? |  |  | 1: 0; 2: 0; 3: 0; 4: 5.4911 | 5.4911 |  | 161.071 | 247.9982 | 255.6682 | 19618 | 5.4911 | 161.071 | 263.4609 |  | 0 | 289 | 289 | 1961-08-25 | #NAME? | #NAME? | #NAME?
1961-08-26 | 1961 | 8 | 238 | 26 | 7 | 9.4 | 3.9088 | 3.6667 | 0 | 0 | 0 | #NAME? | #NAME? | #NAME? | #NAME? | #NAME? | #NAME? | FALSE | 0 | TRUE | TRUE | #NAME? | #NAME? | #NAME? | #NAME? | #NAME? | #NAME? | #NAME? | #NAME? | #NAME? | #NAME? |  |  | 1: 0; 2: 0; 3: 4.9816; 4: 0 | 4.9816 |  | 73.0631 | 112.4939 | 115.9731 | 19618 | 4.9816 | 73.0631 | 119.5079 |  | 0 | 290 | 290 | 1961-08-26 | #NAME? | #NAME? | #NAME?
1961-08-27 | 1961 | 8 | 239 | 27 | 1 | 10 | 4.6536 | 9 | 0 | 0 | 0 | #NAME? | #NAME? | #NAME? | #NAME? | #NAME? | #NAME? | TRUE | 0 | TRUE | TRUE | #NAME? | #NAME? | #NAME? | #NAME? | #NAME? | #NAME? | #NAME? | #NAME? | #NAME? | #NAME? |  |  | 1: 13.4722; 2: 21.0477; 3: 0; 4: 0 | 34.5199 |  | 814.9914 | 1322.6741 | 1369.0217 | 19618 | 34.5199 | 814.9914 | 1333.0665 |  | 0 | 291 | 291 | 1961-08-27 | #NAME? | #NAME? | #NAME?
1961-08-28 | 1961 | 8 | 240 | 28 | 2 | 6.1 | 3.9463 | 4.3333 | 0 | 0 | 0 | #NAME? | #NAME? | #NAME? | #NAME? | #NAME? | #NAME? | FALSE | 0 | TRUE | TRUE | #NAME? | #NAME? | #NAME? | #NAME? | #NAME? | #NAME? | #NAME? | #NAME? | #NAME? | #NAME? |  |  | 1: 0; 2: 0; 3: 6.0623; 4: 7.4322 | 13.4945 |  | 306.9239 | 472.5654 | 487.1808 | 19618 | 13.4945 | 306.9239 | 502.0298 |  | 0 | 292 | 292 | 1961-08-28 | #NAME? | #NAME? | #NAME?
1961-08-29 | 1961 | 8 | 241 | 29 | 3 | 9.4 | 4.2295 | 8.3333 | 1.8 | 1.8 | 0 | #NAME? | #NAME? | #NAME? | #NAME? | #NAME? | #NAME? | TRUE | 0 | TRUE | TRUE | #NAME? | #NAME? | #NAME? | #NAME? | #NAME? | #NAME? | #NAME? | #NAME? | #NAME? | #NAME? |  |  | 1: 1.2636; 2: 1.9896; 3: 0; 4: 0 | 3.2532 |  | 76.8934 | 124.8047 | 129.1788 | 19618 | 3.2532 | 76.8934 | 125.7731 |  | 0 | 293 | 293 | 1961-08-29 | #NAME? | #NAME? | #NAME?
1961-08-30 | 1961 | 8 | 242 | 30 | 4 | 10.6 | 3.834 | 10.1667 | 0 | 0 | 0 | #NAME? | #NAME? | #NAME? | #NAME? | #NAME? | #NAME? | FALSE | 1.8 | TRUE | TRUE | #NAME? | #NAME? | #NAME? | #NAME? | #NAME? | #NAME? | #NAME? | #NAME? | #NAME? | #NAME? |  |  | 1: 0; 2: 0; 3: 0; 4: 4.6062 | 4.6062 |  | 135.1154 | 208.0349 | 214.4689 | 19618 | 4.6062 | 135.1154 | 221.0058 |  | 0 | 294 | 294 | 1961-08-30 | #NAME? | #NAME? | #NAME?
1961-08-31 | 1961 | 8 | 243 | 31 | 5 | 8.3 | 3.9695 | 10.8333 | 0 | 0 | 0 | #NAME? | #NAME? | #NAME? | #NAME? | #NAME? | #NAME? | TRUE | 1.8 | TRUE | TRUE | #NAME? | #NAME? | #NAME? | #NAME? | #NAME? | #NAME? | #NAME? | #NAME? | #NAME? | #NAME? |  |  | 1: 2.1397; 2: 2.7206; 3: 0; 4: 0 | 4.8603 |  | 111.1858 | 179.9604 | 186.2293 | 19618 | 4.8603 | 111.1858 | 181.8646 |  | 0 | 295 | 295 | 1961-08-31 | #NAME? | #NAME? | #NAME?
1961-09-01 | 1961 | 9 | 244 | 1 | 6 | 6.7 | 3.3137 | 20 | 0.3 | 0.3 | 0 | #NAME? | #NAME? | #NAME? | #NAME? | #NAME? | #NAME? | FALSE | 0 | TRUE | FALSE | #NAME? | #NAME? | #NAME? | #NAME? | #NAME? | #NAME? | #NAME? | #NAME? | #NAME? | #NAME? |  |  | 1: 0; 2: 0; 3: 0; 4: 0 | 0 |  | 0 | 0 | 0 | 19619 | 0 | 0 | 0 |  | 0 | 296 | 296 | 1961-09-01 | #NAME? | #NAME? | #NAME?
1961-09-02 | 1961 | 9 | 245 | 2 | 7 | 1.1 | 3.871 | 35.1667 | 0 | 0 | 0 | #NAME? | #NAME? | #NAME? | #NAME? | #NAME? | #NAME? | FALSE | 0.3 | TRUE | TRUE | #NAME? | #NAME? | #NAME? | #NAME? | #NAME? | #NAME? | #NAME? | #NAME? | #NAME? | #NAME? |  |  | 1: 0; 2: 0; 3: 4.269; 4: 0 | 4.269 |  | 62.6118 | 96.4024 | 99.3839 | 19619 | 4.269 | 62.6118 | 102.413 |  | 0 | 297 | 297 | 1961-09-02 | #NAME? | #NAME? | #NAME?
1961-09-03 | 1961 | 9 | 246 | 3 | 1 | 5.6 | 4.7133 | 10 | 0 | 0 | 0 | #NAME? | #NAME? | #NAME? | #NAME? | #NAME? | #NAME? | TRUE | 0.3 | TRUE | TRUE | #NAME? | #NAME? | #NAME? | #NAME? | #NAME? | #NAME? | #NAME? | #NAME? | #NAME? | #NAME? |  |  | 1: 0; 2: 0; 3: 0; 4: 0 | 0 |  | 0 | 0 | 0 | 19619 | 0 | 0 | 0 |  | 0 | 298 | 298 | 1961-09-03 | #NAME? | #NAME? | #NAME?
1961-09-04 | 1961 | 9 | 247 | 4 | 2 | 7.2 | 3.7418 | 22 | 0 | 0 | 0 | #NAME? | #NAME? | #NAME? | #NAME? | #NAME? | #NAME? | FALSE | 0 | TRUE | TRUE | #NAME? | #NAME? | #NAME? | #NAME? | #NAME? | #NAME? | #NAME? | #NAME? | #NAME? | #NAME? |  |  | 1: 0; 2: 0; 3: 5.7242; 4: 10.4346 | 16.1588 |  | 390.0356 | 600.531 | 619.1041 | 19619 | 16.1588 | 390.0356 | 637.974 |  | 0 | 299 | 299 | 1961-09-04 | #NAME? | #NAME? | #NAME?
1961-09-05 | 1961 | 9 | 248 | 5 | 3 | 7.2 | 3.8103 | 9.5 | 1 | 1 | 0 | #NAME? | #NAME? | #NAME? | #NAME? | #NAME? | #NAME? | TRUE | 0 | TRUE | FALSE | #NAME? | #NAME? | #NAME? | #NAME? | #NAME? | #NAME? | #NAME? | #NAME? | #NAME? | #NAME? |  |  | 1: 0; 2: 0; 3: 0; 4: 0 | 0 |  | 0 | 0 | 0 | 19619 | 0 | 0 | 0 |  | 0 | 300 | 300 | 1961-09-05 | #NAME? | #NAME? | #NAME?
1961-09-06 | 1961 | 9 | 249 | 6 | 4 | 2.8 | 2.8173 | 9.8333 | 0 | 0 | 0 | #NAME? | #NAME? | #NAME? | #NAME? | #NAME? | #NAME? | FALSE | 1 | TRUE | TRUE | #NAME? | #NAME? | #NAME? | #NAME? | #NAME? | #NAME? | #NAME? | #NAME? | #NAME? | #NAME? |  |  | 1: 0; 2: 0; 3: 5.5703; 4: 4.3757 | 9.946 |  | 210.0509 | 323.4117 | 333.4141 | 19619 | 9.946 | 210.0509 | 343.5764 |  | 0 | 301 | 301 | 1961-09-06 | #NAME? | #NAME? | #NAME?
1961-09-07 | 1961 | 9 | 250 | 7 | 5 | 3.9 | 1.7577 | 9.1667 | 1.4 | 1.4 | 0 | #NAME? | #NAME? | #NAME? | #NAME? | #NAME? | #NAME? | TRUE | 1 | TRUE | FALSE | #NAME? | #NAME? | #NAME? | #NAME? | #NAME? | #NAME? | #NAME? | #NAME? | #NAME? | #NAME? |  |  | 1: 0; 2: 0; 3: 0; 4: 0 | 0 |  | 0 | 0 | 0 | 19619 | 0 | 0 | 0 |  | 0 | 302 | 302 | 1961-09-07 | #NAME? | #NAME? | #NAME?
1961-09-08 | 1961 | 9 | 251 | 8 | 6 | -0.6 | 4.3198 | 13.8333 | 0 | 0 | 0 | #NAME? | #NAME? | #NAME? | #NAME? | #NAME? | #NAME? | FALSE | 1.4 | TRUE | TRUE | #NAME? | #NAME? | #NAME? | #NAME? | #NAME? | #NAME? | #NAME? | #NAME? | #NAME? | #NAME? |  |  | 1: 0; 2: 0; 3: 0; 4: 3.2467 | 3.2467 |  | 95.2376 | 146.6356 | 151.1707 | 19619 | 3.2467 | 95.2376 | 155.7783 |  | 0 | 303 | 303 | 1961-09-08 | #NAME? | #NAME? | #NAME?
1961-09-09 | 1961 | 9 | 252 | 9 | 7 | 7.2 | 1.7231 | 18.1667 | 0.8 | 0.8 | 0 | #NAME? | #NAME? | #NAME? | #NAME? | #NAME? | #NAME? | FALSE | 1.4 | TRUE | TRUE | #NAME? | #NAME? | #NAME? | #NAME? | #NAME? | #NAME? | #NAME? | #NAME? | #NAME? | #NAME? |  |  | 1: 0; 2: 0; 3: 2.5139; 4: 0 | 2.5139 |  | 36.8704 | 56.7687 | 58.5244 | 19619 | 2.5139 | 36.8704 | 60.3082 |  | 0 | 304 | 304 | 1961-09-09 | #NAME? | #NAME? | #NAME?
1961-09-10 | 1961 | 9 | 253 | 10 | 1 | 4.4 | 0.66253 | 9.5 | 11.7 | 11.7 | 5.025 | #NAME? | #NAME? | #NAME? | #NAME? | #NAME? | #NAME? | TRUE | 0.8 | TRUE | FALSE | #NAME? | #NAME? | #NAME? | #NAME? | #NAME? | #NAME? | #NAME? | #NAME? | #NAME? | #NAME? |  |  | 1: 0; 2: 0; 3: 0; 4: 0 | 0 |  | 0 | 0 | 0 | 19619 | 0 | 0 | 0 |  | 0 | 305 | 305 | 1961-09-10 | #NAME? | #NAME? | #NAME?
1961-09-11 | 1961 | 9 | 254 | 11 | 2 | -0.6 | 1.9025 | 2.8333 | 0 | 0 | 0 | #NAME? | #NAME? | #NAME? | #NAME? | #NAME? | #NAME? | FALSE | 12.5 | FALSE | FALSE | #NAME? | #NAME? | #NAME? | #NAME? | #NAME? | #NAME? | #NAME? | #NAME? | #NAME? | #NAME? |  |  | 1: 0; 2: 0; 3: 0; 4: 0 | 0 |  | 0 | 0 | 0 | 19619 | 0 | 0 | 0 |  | 0 | 306 | 306 | 1961-09-11 | #NAME? | #NAME? | #NAME?
1961-09-12 | 1961 | 9 | 255 | 12 | 3 | 1.7 | 2.193 | 6.8333 | 0 | 0 | 0 | #NAME? | #NAME? | #NAME? | #NAME? | #NAME? | #NAME? | TRUE | 11.7 | FALSE | FALSE | #NAME? | #NAME? | #NAME? | #NAME? | #NAME? | #NAME? | #NAME? | #NAME? | #NAME? | #NAME? |  |  | 1: 0; 2: 0; 3: 0; 4: 0 | 0 |  | 0 | 0 | 0 | 19619 | 0 | 0 | 0 |  | 0 | 307 | 307 | 1961-09-12 | #NAME? | #NAME? | #NAME?
1961-09-13 | 1961 | 9 | 256 | 13 | 4 | 0 | 2.6687 | 4.1667 | 0 | 0 | 0 | #NAME? | #NAME? | #NAME? | #NAME? | #NAME? | #NAME? | FALSE | 0 | TRUE | FALSE | #NAME? | #NAME? | #NAME? | #NAME? | #NAME? | #NAME? | #NAME? | #NAME? | #NAME? | #NAME? |  |  | 1: 0; 2: 0; 3: 0; 4: 0 | 0 |  | 0 | 0 | 0 | 19619 | 0 | 0 | 0 |  | 0 | 308 | 308 | 1961-09-13 | #NAME? | #NAME? | #NAME?
1961-09-14 | 1961 | 9 | 257 | 14 | 5 | 0 | 3.2383 | 1 | 0 | 0 | 0 | #NAME? | #NAME? | #NAME? | #NAME? | #NAME? | #NAME? | TRUE | 0 | TRUE | FALSE | #NAME? | #NAME? | #NAME? | #NAME? | #NAME? | #NAME? | #NAME? | #NAME? | #NAME? | #NAME? |  |  | 1: 0; 2: 0; 3: 0; 4: 0 | 0 |  | 0 | 0 | 0 | 19619 | 0 | 0 | 0 |  | 0 | 309 | 309 | 1961-09-14 | #NAME? | #NAME? | #NAME?
1961-09-15 | 1961 | 9 | 258 | 15 | 6 | 1.7 | 3.7131 | 4 | 0 | 0 | 0 | #NAME? | #NAME? | #NAME? | #NAME? | #NAME? | #NAME? | FALSE | 0 | TRUE | TRUE | #NAME? | #NAME? | #NAME? | #NAME? | #NAME? | #NAME? | #NAME? | #NAME? | #NAME? | #NAME? |  |  | 1: 0; 2: 0; 3: 0; 4: 7.7814 | 7.7814 |  | 228.2538 | 351.4384 | 362.3076 | 19619 | 7.7814 | 228.2538 | 373.3505 |  | 0 | 310 | 310 | 1961-09-15 | #NAME? | #NAME? | #NAME?
1961-09-16 | 1961 | 9 | 259 | 16 | 7 | 10.6 | 4.5139 | 15 | 0 | 0 | 0 | #NAME? | #NAME? | #NAME? | #NAME? | #NAME? | #NAME? | FALSE | 0 | TRUE | TRUE | #NAME? | #NAME? | #NAME? | #NAME? | #NAME? | #NAME? | #NAME? | #NAME? | #NAME? | #NAME? |  |  | 1: 0; 2: 0; 3: 7.9867; 4: 0 | 7.9867 |  | 117.1384 | 180.3559 | 185.9339 | 19619 | 7.9867 | 117.1384 | 191.6011 |  | 0 | 311 | 311 | 1961-09-16 | #NAME? | #NAME? | #NAME?
1961-09-17 | 1961 | 9 | 260 | 17 | 1 | 6.1 | 4.0074 | 6.6667 | 0 | 0 | 0 | #NAME? | #NAME? | #NAME? | #NAME? | #NAME? | #NAME? | TRUE | 0 | TRUE | FALSE | #NAME? | #NAME? | #NAME? | #NAME? | #NAME? | #NAME? | #NAME? | #NAME? | #NAME? | #NAME? |  |  | 1: 0; 2: 0; 3: 0; 4: 0 | 0 |  | 0 | 0 | 0 | 19619 | 0 | 0 | 0 |  | 0 | 312 | 312 | 1961-09-17 | #NAME? | #NAME? | #NAME?
1961-09-18 | 1961 | 9 | 261 | 18 | 2 | 2.2 | 3.2086 | 39 | 2.8 | 2.8 | 0 | #NAME? | #NAME? | #NAME? | #NAME? | #NAME? | #NAME? | FALSE | 0 | TRUE | FALSE | #NAME? | #NAME? | #NAME? | #NAME? | #NAME? | #NAME? | #NAME? | #NAME? | #NAME? | #NAME? |  |  | 1: 0; 2: 0; 3: 0; 4: 0 | 0 |  | 0 | 0 | 0 | 19619 | 0 | 0 | 0 |  | 0 | 313 | 313 | 1961-09-18 | #NAME? | #NAME? | #NAME?
1961-09-19 | 1961 | 9 | 262 | 19 | 3 | -1.1 | 3.942 | 14.1667 | 0 | 0 | 0 | #NAME? | #NAME? | #NAME? | #NAME? | #NAME? | #NAME? | TRUE | 2.8 | TRUE | FALSE | #NAME? | #NAME? | #NAME? | #NAME? | #NAME? | #NAME? | #NAME? | #NAME? | #NAME? | #NAME? |  |  | 1: 0; 2: 0; 3: 0; 4: 0 | 0 |  | 0 | 0 | 0 | 19619 | 0 | 0 | 0 |  | 0 | 314 | 314 | 1961-09-19 | #NAME? | #NAME? | #NAME?
1961-09-20 | 1961 | 9 | 263 | 20 | 4 | 2.2 | 2.4415 | 33.8333 | 3 | 3 | 0 | #NAME? | #NAME? | #NAME? | #NAME? | #NAME? | #NAME? | FALSE | 2.8 | TRUE | FALSE | #NAME? | #NAME? | #NAME? | #NAME? | #NAME? | #NAME? | #NAME? | #NAME? | #NAME? | #NAME? |  |  | 1: 0; 2: 0; 3: 0; 4: 0 | 0 |  | 0 | 0 | 0 | 19619 | 0 | 0 | 0 |  | 0 | 315 | 315 | 1961-09-20 | #NAME? | #NAME? | #NAME?
1961-09-21 | 1961 | 9 | 264 | 21 | 5 | -0.6 | 1.6464 | 26.6667 | 0 | 0 | 0 | #NAME? | #NAME? | #NAME? | #NAME? | #NAME? | #NAME? | TRUE | 3 | TRUE | FALSE | #NAME? | #NAME? | #NAME? | #NAME? | #NAME? | #NAME? | #NAME? | #NAME? | #NAME? | #NAME? |  |  | 1: 0; 2: 0; 3: 0; 4: 0 | 0 |  | 0 | 0 | 0 | 19619 | 0 | 0 | 0 |  | 0 | 316 | 316 | 1961-09-21 | #NAME? | #NAME? | #NAME?
1961-09-22 | 1961 | 9 | 265 | 22 | 6 | -0.6 | 1.9538 | 5.1667 | 0 | 0 | 0 | #NAME? | #NAME? | #NAME? | #NAME? | #NAME? | #NAME? | FALSE | 3 | TRUE | FALSE | #NAME? | #NAME? | #NAME? | #NAME? | #NAME? | #NAME? | #NAME? | #NAME? | #NAME? | #NAME? |  |  | 1: 0; 2: 0; 3: 0; 4: 0 | 0 |  | 0 | 0 | 0 | 19619 | 0 | 0 | 0 |  | 0 | 317 | 317 | 1961-09-22 | #NAME? | #NAME? | #NAME?
1961-09-23 | 1961 | 9 | 266 | 23 | 7 | -2.2 | 1.9401 | 15.3333 | 0 | 0 | 0 | #NAME? | #NAME? | #NAME? | #NAME? | #NAME? | #NAME? | FALSE | 0 | TRUE | FALSE | #NAME? | #NAME? | #NAME? | #NAME? | #NAME? | #NAME? | #NAME? | #NAME? | #NAME? | #NAME? |  |  | 1: 0; 2: 0; 3: 0; 4: 0 | 0 |  | 0 | 0 | 0 | 19619 | 0 | 0 | 0 |  | 0 | 318 | 318 | 1961-09-23 | #NAME? | #NAME? | #NAME?
1961-09-24 | 1961 | 9 | 267 | 24 | 1 | 1.7 | 4.6218 | 14.8333 | 0.3 | 0.3 | 0 | #NAME? | #NAME? | #NAME? | #NAME? | #NAME? | #NAME? | TRUE | 0 | TRUE | FALSE | #NAME? | #NAME? | #NAME? | #NAME? | #NAME? | #NAME? | #NAME? | #NAME? | #NAME? | #NAME? |  |  | 1: 0; 2: 0; 3: 0; 4: 0 | 0 |  | 0 | 0 | 0 | 19619 | 0 | 0 | 0 |  | 0 | 319 | 319 | 1961-09-24 | #NAME? | #NAME? | #NAME?
1961-09-25 | 1961 | 9 | 268 | 25 | 2 | 2.2 | 2.8586 | 15.8333 | 0 | 0 | 0 | #NAME? | #NAME? | #NAME? | #NAME? | #NAME? | #NAME? | FALSE | 0.3 | TRUE | FALSE | #NAME? | #NAME? | #NAME? | #NAME? | #NAME? | #NAME? | #NAME? | #NAME? | #NAME? | #NAME? |  |  | 1: 0; 2: 0; 3: 0; 4: 0 | 0 |  | 0 | 0 | 0 | 19619 | 0 | 0 | 0 |  | 0 | 320 | 320 | 1961-09-25 | #NAME? | #NAME? | #NAME?
1961-09-26 | 1961 | 9 | 269 | 26 | 3 | -0.6 | 2.033 | 18 | 0.3 | 0.3 | 0 | #NAME? | #NAME? | #NAME? | #NAME? | #NAME? | #NAME? | TRUE | 0.3 | TRUE | FALSE | #NAME? | #NAME? | #NAME? | #NAME? | #NAME? | #NAME? | #NAME? | #NAME? | #NAME? | #NAME? |  |  | 1: 0; 2: 0; 3: 0; 4: 0 | 0 |  | 0 | 0 | 0 | 19619 | 0 | 0 | 0 |  | 0 | 321 | 321 | 1961-09-26 | #NAME? | #NAME? | #NAME?
1961-09-27 | 1961 | 9 | 270 | 27 | 4 | -6.7 | 2.3171 | 5.5 | 0 | 0 | 0 | #NAME? | #NAME? | #NAME? | #NAME? | #NAME? | #NAME? | FALSE | 0.3 | TRUE | FALSE | #NAME? | #NAME? | #NAME? | #NAME? | #NAME? | #NAME? | #NAME? | #NAME? | #NAME? | #NAME? |  |  | 1: 0; 2: 0; 3: 0; 4: 0 | 0 |  | 0 | 0 | 0 | 19619 | 0 | 0 | 0 |  | 0 | 322 | 322 | 1961-09-27 | #NAME? | #NAME? | #NAME?
1961-09-28 | 1961 | 9 | 271 | 28 | 5 | -2.2 | 2.9334 | 2.5 | 0 | 0 | 0 | #NAME? | #NAME? | #NAME? | #NAME? | #NAME? | #NAME? | TRUE | 0.3 | TRUE | FALSE | #NAME? | #NAME? | #NAME? | #NAME? | #NAME? | #NAME? | #NAME? | #NAME? | #NAME? | #NAME? |  |  | 1: 0; 2: 0; 3: 0; 4: 0 | 0 |  | 0 | 0 | 0 | 19619 | 0 | 0 | 0 |  | 0 | 323 | 323 | 1961-09-28 | #NAME? | #NAME? | #NAME?
1961-09-29 | 1961 | 9 | 272 | 29 | 6 | -3.9 | 1.2529 | 18.8333 | 0.9 | 0.9 | 0 | #NAME? | #NAME? | #NAME? | #NAME? | #NAME? | #NAME? | FALSE | 0 | TRUE | FALSE | #NAME? | #NAME? | #NAME? | #NAME? | #NAME? | #NAME? | #NAME? | #NAME? | #NAME? | #NAME? |  |  | 1: 0; 2: 0; 3: 0; 4: 0 | 0 |  | 0 | 0 | 0 | 19619 | 0 | 0 | 0 |  | 0 | 324 | 324 | 1961-09-29 | #NAME? | #NAME? | #NAME?
1961-09-30 | 1961 | 9 | 273 | 30 | 7 | -1.7 | 3.5291 | 20 | 0 | 0 | 0 | #NAME? | #NAME? | #NAME? | #NAME? | #NAME? | #NAME? | FALSE | 0.9 | TRUE | TRUE | #NAME? | #NAME? | #NAME? | #NAME? | #NAME? | #NAME? | #NAME? | #NAME? | #NAME? | #NAME? |  |  | 1: 0; 2: 0; 3: 0; 4: 0 | 0 |  | 0 | 0 | 0 | 19619 | 0 | 0 | 0 |  | 0 | 325 | 325 | 1961-09-30 | #NAME? | #NAME? | #NAME?
1962-05-01 | 1962 | 5 | 121 | 1 | 3 | 3.9 | 4.8994 | 18.1667 | 0 | 0 | 0 | #NAME? | #NAME? | #NAME? | #NAME? | #NAME? | #NAME? | TRUE | 0.9 | TRUE | FALSE | #NAME? | #NAME? | #NAME? | #NAME? | #NAME? | #NAME? | #NAME? | #NAME? | #NAME? | #NAME? |  |  | 1: 0; 2: 0; 3: 0; 4: 0 | 0 |  | 0 | 0 | 0 | 19625 | 0 | 0 | 0 |  | 0 | 326 | 326 | 1962-05-01 | #NAME? | #NAME? | #NAME?
1962-05-02 | 1962 | 5 | 122 | 2 | 4 | 1.1 | 3.3396 | 3.6667 | 0 | 0 | 0 | #NAME? | #NAME? | #NAME? | #NAME? | #NAME? | #NAME? | FALSE | 0 | TRUE | FALSE | #NAME? | #NAME? | #NAME? | #NAME? | #NAME? | #NAME? | #NAME? | #NAME? | #NAME? | #NAME? |  |  | 1: 0; 2: 0; 3: 0; 4: 0 | 0 |  | 0 | 0 | 0 | 19625 | 0 | 0 | 0 |  | 0 | 327 | 327 | 1962-05-02 | #NAME? | #NAME? | #NAME?
1962-05-03 | 1962 | 5 | 123 | 3 | 5 | -1.7 | 4.3285 | 5.8333 | 0 | 0 | 0 | #NAME? | #NAME? | #NAME? | #NAME? | #NAME? | #NAME? | TRUE | 0 | TRUE | FALSE | #NAME? | #NAME? | #NAME? | #NAME? | #NAME? | #NAME? | #NAME? | #NAME? | #NAME? | #NAME? |  |  | 1: 0; 2: 0; 3: 0; 4: 0 | 0 |  | 0 | 0 | 0 | 19625 | 0 | 0 | 0 |  | 0 | 328 | 328 | 1962-05-03 | #NAME? | #NAME? | #NAME?
1962-05-04 | 1962 | 5 | 124 | 4 | 6 | -1.1 | 5.0747 | 34.1667 | 0 | 0 | 0 | #NAME? | #NAME? | #NAME? | #NAME? | #NAME? | #NAME? | FALSE | 0 | TRUE | FALSE | #NAME? | #NAME? | #NAME? | #NAME? | #NAME? | #NAME? | #NAME? | #NAME? | #NAME? | #NAME? |  |  | 1: 0; 2: 0; 3: 0; 4: 0 | 0 |  | 0 | 0 | 0 | 19625 | 0 | 0 | 0 |  | 0 | 329 | 329 | 1962-05-04 | #NAME? | #NAME? | #NAME?
1962-05-05 | 1962 | 5 | 125 | 5 | 7 | -5.6 | 2.4507 | 5 | 0 | 0 | 0 | #NAME? | #NAME? | #NAME? | #NAME? | #NAME? | #NAME? | FALSE | 0 | TRUE | FALSE | #NAME? | #NAME? | #NAME? | #NAME? | #NAME? | #NAME? | #NAME? | #NAME? | #NAME? | #NAME? |  |  | 1: 0; 2: 0; 3: 0; 4: 0 | 0 |  | 0 | 0 | 0 | 19625 | 0 | 0 | 0 |  | 0 | 330 | 330 | 1962-05-05 | #NAME? | #NAME? | #NAME?
1962-05-06 | 1962 | 5 | 126 | 6 | 1 | 0 | 2.4115 | 12.6667 | 3.6 | 3.6 | 0 | #NAME? | #NAME? | #NAME? | #NAME? | #NAME? | #NAME? | TRUE | 0 | TRUE | FALSE | #NAME? | #NAME? | #NAME? | #NAME? | #NAME? | #NAME? | #NAME? | #NAME? | #NAME? | #NAME? |  |  | 1: 0; 2: 0; 3: 0; 4: 0 | 0 |  | 0 | 0 | 0 | 19625 | 0 | 0 | 0 |  | 0 | 331 | 331 | 1962-05-06 | #NAME? | #NAME? | #NAME?
1962-05-07 | 1962 | 5 | 127 | 7 | 2 | -0.6 | 2.8069 | 35.1667 | 2 | 2 | 0 | #NAME? | #NAME? | #NAME? | #NAME? | #NAME? | #NAME? | FALSE | 3.6 | TRUE | FALSE | #NAME? | #NAME? | #NAME? | #NAME? | #NAME? | #NAME? | #NAME? | #NAME? | #NAME? | #NAME? |  |  | 1: 0; 2: 0; 3: 0; 4: 0 | 0 |  | 0 | 0 | 0 | 19625 | 0 | 0 | 0 |  | 0 | 332 | 332 | 1962-05-07 | #NAME? | #NAME? | #NAME?
1962-05-08 | 1962 | 5 | 128 | 8 | 3 | -1.7 | 2.8495 | 10.6667 | 0 | 0 | 0 | #NAME? | #NAME? | #NAME? | #NAME? | #NAME? | #NAME? | TRUE | 5.6 | TRUE | TRUE | #NAME? | #NAME? | #NAME? | #NAME? | #NAME? | #NAME? | #NAME? | #NAME? | #NAME? | #NAME? |  |  | 1: 3.048; 2: 4.2209; 3: 0; 4: 0 | 7.2689 |  | 168.5164 | 273.0675 | 282.6038 | 19625 | 7.2689 | 168.5164 | 275.6392 |  | 0 | 333 | 333 | 1962-05-08 | #NAME? | #NAME? | #NAME?
1962-05-09 | 1962 | 5 | 129 | 9 | 4 | 4.4 | 2.993 | 13 | 0.8 | 0.8 | 0 | #NAME? | #NAME? | #NAME? | #NAME? | #NAME? | #NAME? | FALSE | 2 | TRUE | FALSE | #NAME? | #NAME? | #NAME? | #NAME? | #NAME? | #NAME? | #NAME? | #NAME? | #NAME? | #NAME? |  |  | 1: 0; 2: 0; 3: 0; 4: 0 | 0 |  | 0 | 0 | 0 | 19625 | 0 | 0 | 0 |  | 0 | 334 | 334 | 1962-05-09 | #NAME? | #NAME? | #NAME?
1962-05-10 | 1962 | 5 | 130 | 10 | 5 | 0.6 | 3.4064 | 5 | 0 | 0 | 0 | #NAME? | #NAME? | #NAME? | #NAME? | #NAME? | #NAME? | TRUE | 0.8 | TRUE | FALSE | #NAME? | #NAME? | #NAME? | #NAME? | #NAME? | #NAME? | #NAME? | #NAME? | #NAME? | #NAME? |  |  | 1: 0; 2: 0; 3: 0; 4: 0 | 0 |  | 0 | 0 | 0 | 19625 | 0 | 0 | 0 |  | 0 | 335 | 335 | 1962-05-10 | #NAME? | #NAME? | #NAME?
1962-05-11 | 1962 | 5 | 131 | 11 | 6 | 1.1 | 3.6139 | 4.8333 | 0 | 0 | 0 | #NAME? | #NAME? | #NAME? | #NAME? | #NAME? | #NAME? | FALSE | 0.8 | TRUE | FALSE | #NAME? | #NAME? | #NAME? | #NAME? | #NAME? | #NAME? | #NAME? | #NAME? | #NAME? | #NAME? |  |  | 1: 0; 2: 0; 3: 0; 4: 0 | 0 |  | 0 | 0 | 0 | 19625 | 0 | 0 | 0 |  | 0 | 336 | 336 | 1962-05-11 | #NAME? | #NAME? | #NAME?
1962-05-12 | 1962 | 5 | 132 | 12 | 7 | 2.2 | 3.0389 | 9.6667 | 1.6 | 1.6 | 0 | #NAME? | #NAME? | #NAME? | #NAME? | #NAME? | #NAME? | FALSE | 0 | TRUE | FALSE | #NAME? | #NAME? | #NAME? | #NAME? | #NAME? | #NAME? | #NAME? | #NAME? | #NAME? | #NAME? |  |  | 1: 0; 2: 0; 3: 0; 4: 0 | 0 |  | 0 | 0 | 0 | 19625 | 0 | 0 | 0 |  | 0 | 337 | 337 | 1962-05-12 | #NAME? | #NAME? | #NAME?
1962-05-13 | 1962 | 5 | 133 | 13 | 1 | 2.2 | 1.8298 | 7.6667 | 15 | 15 | 7.5 | #NAME? | #NAME? | #NAME? | #NAME? | #NAME? | #NAME? | TRUE | 1.6 | TRUE | TRUE | #NAME? | #NAME? | #NAME? | #NAME? | #NAME? | #NAME? | #NAME? | #NAME? | #NAME? | #NAME? |  |  | 1: 0; 2: 0; 3: 0; 4: 0 | 0 |  | 0 | 0 | 0 | 19625 | 0 | 0 | 0 |  | 0 | 338 | 338 | 1962-05-13 | #NAME? | #NAME? | #NAME?
1962-05-14 | 1962 | 5 | 134 | 14 | 2 | 3.3 | 3.2409 | 19 | 0.3 | 0.3 | 0 | #NAME? | #NAME? | #NAME? | #NAME? | #NAME? | #NAME? | FALSE | 16.6 | FALSE | TRUE | #NAME? | #NAME? | #NAME? | #NAME? | #NAME? | #NAME? | #NAME? | #NAME? | #NAME? | #NAME? |  |  | 1: 0; 2: 0; 3: 0; 4: 0 | 0 |  | 0 | 0 | 0 | 19625 | 0 | 0 | 0 |  | 0 | 339 | 339 | 1962-05-14 | #NAME? | #NAME? | #NAME?
1962-05-15 | 1962 | 5 | 135 | 15 | 3 | 4.4 | 3.3694 | 17 | 1.8 | 1.8 | 0 | #NAME? | #NAME? | #NAME? | #NAME? | #NAME? | #NAME? | TRUE | 15.3 | FALSE | FALSE | #NAME? | #NAME? | #NAME? | #NAME? | #NAME? | #NAME? | #NAME? | #NAME? | #NAME? | #NAME? |  |  | 1: 0; 2: 0; 3: 0; 4: 0 | 0 |  | 0 | 0 | 0 | 19625 | 0 | 0 | 0 |  | 0 | 340 | 340 | 1962-05-15 | #NAME? | #NAME? | #NAME?
1962-05-16 | 1962 | 5 | 136 | 16 | 4 | 1.1 | 3.7074 | 6.6667 | 0 | 0 | 0 | #NAME? | #NAME? | #NAME? | #NAME? | #NAME? | #NAME? | FALSE | 2.1 | TRUE | TRUE | #NAME? | #NAME? | #NAME? | #NAME? | #NAME? | #NAME? | #NAME? | #NAME? | #NAME? | #NAME? |  |  | 1: 0; 2: 0; 3: 1.5813; 4: 8.3594 | 9.9407 |  | 268.4014 | 413.253 | 426.034 | 19625 | 9.9407 | 268.4014 | 439.0193 |  | 0 | 341 | 341 | 1962-05-16 | #NAME? | #NAME? | #NAME?
1962-05-17 | 1962 | 5 | 137 | 17 | 5 | 3.9 | 3.9145 | 12 | 0 | 0 | 0 | #NAME? | #NAME? | #NAME? | #NAME? | #NAME? | #NAME? | TRUE | 1.8 | TRUE | TRUE | #NAME? | #NAME? | #NAME? | #NAME? | #NAME? | #NAME? | #NAME? | #NAME? | #NAME? | #NAME? |  |  | 1: 2.9568; 2: 5.2408; 3: 0; 4: 0 | 8.1976 |  | 197.0964 | 320.3592 | 331.6218 | 19625 | 8.1976 | 197.0964 | 322.3869 |  | 0 | 342 | 342 | 1962-05-17 | #NAME? | #NAME? | #NAME?
1962-05-18 | 1962 | 5 | 138 | 18 | 6 | 6.7 | 3.34 | 13.3333 | 2.5 | 2.5 | 0 | #NAME? | #NAME? | #NAME? | #NAME? | #NAME? | #NAME? | FALSE | 0 | TRUE | TRUE | #NAME? | #NAME? | #NAME? | #NAME? | #NAME? | #NAME? | #NAME? | #NAME? | #NAME? | #NAME? |  |  | 1: 0; 2: 0; 3: 0; 4: 4.433 | 4.433 |  | 130.0346 | 200.212 | 206.4041 | 19625 | 4.433 | 130.0346 | 212.6952 |  | 0 | 343 | 343 | 1962-05-18 | #NAME? | #NAME? | #NAME?
1962-05-19 | 1962 | 5 | 139 | 19 | 7 | 7.2 | 3.7553 | 22.8333 | 2 | 2 | 0 | #NAME? | #NAME? | #NAME? | #NAME? | #NAME? | #NAME? | FALSE | 2.5 | TRUE | TRUE | #NAME? | #NAME? | #NAME? | #NAME? | #NAME? | #NAME? | #NAME? | #NAME? | #NAME? | #NAME? |  |  | 1: 0; 2: 0; 3: 0; 4: 0 | 0 |  | 0 | 0 | 0 | 19625 | 0 | 0 | 0 |  | 0 | 344 | 344 | 1962-05-19 | #NAME? | #NAME? | #NAME?
1962-05-20 | 1962 | 5 | 140 | 20 | 1 | 3.3 | 3.6203 | 41.3333 | 19.3 | 19.3 | 10.725 | #NAME? | #NAME? | #NAME? | #NAME? | #NAME? | #NAME? | TRUE | 4.5 | TRUE | TRUE | #NAME? | #NAME? | #NAME? | #NAME? | #NAME? | #NAME? | #NAME? | #NAME? | #NAME? | #NAME? |  |  | 1: 9.2502; 2: 15.8909; 3: 0; 4: 0 | 25.1411 |  | 601.8032 | 977.8093 | 1012.1581 | 19625 | 25.1411 | 601.8032 | 984.3584 |  | 0 | 345 | 345 | 1962-05-20 | #NAME? | #NAME? | #NAME?
1962-05-21 | 1962 | 5 | 141 | 21 | 2 | 6.1 | 3.1761 | 6.8333 | 0 | 0 | 0 | #NAME? | #NAME? | #NAME? | #NAME? | #NAME? | #NAME? | FALSE | 21.3 | FALSE | TRUE | #NAME? | #NAME? | #NAME? | #NAME? | #NAME? | #NAME? | #NAME? | #NAME? | #NAME? | #NAME? |  |  | 1: 0; 2: 0; 3: 0; 4: 0 | 0 |  | 0 | 0 | 0 | 19625 | 0 | 0 | 0 |  | 0 | 346 | 346 | 1962-05-21 | #NAME? | #NAME? | #NAME?
1962-05-22 | 1962 | 5 | 142 | 22 | 3 | 5.6 | 3.256 | 0 | 0 | 0 | 0 | #NAME? | #NAME? | #NAME? | #NAME? | #NAME? | #NAME? | TRUE | 19.3 | FALSE | TRUE | #NAME? | #NAME? | #NAME? | #NAME? | #NAME? | #NAME? | #NAME? | #NAME? | #NAME? | #NAME? |  |  | 1: 0; 2: 0; 3: 0; 4: 0 | 0 |  | 0 | 0 | 0 | 19625 | 0 | 0 | 0 |  | 0 | 347 | 347 | 1962-05-22 | #NAME? | #NAME? | #NAME?
1962-05-23 | 1962 | 5 | 143 | 23 | 4 | 8.3 | 3.428 | 4.6667 | 6.2 | 6.2 | 0.9 | #NAME? | #NAME? | #NAME? | #NAME? | #NAME? | #NAME? | FALSE | 0 | TRUE | TRUE | #NAME? | #NAME? | #NAME? | #NAME? | #NAME? | #NAME? | #NAME? | #NAME? | #NAME? | #NAME? |  |  | 1: 0; 2: 0; 3: 2.5863; 4: 5.8177 | 8.404 |  | 208.584 | 321.1531 | 331.0857 | 19625 | 8.404 | 208.584 | 341.177 |  | 0 | 348 | 348 | 1962-05-23 | #NAME? | #NAME? | #NAME?
1962-05-24 | 1962 | 5 | 144 | 24 | 5 | 7.8 | 3.5732 | 10 | 0 | 0 | 0 | #NAME? | #NAME? | #NAME? | #NAME? | #NAME? | #NAME? | TRUE | 6.2 | TRUE | TRUE | #NAME? | #NAME? | #NAME? | #NAME? | #NAME? | #NAME? | #NAME? | #NAME? | #NAME? | #NAME? |  |  | 1: 7.5281; 2: 10.2545; 3: 0; 4: 0 | 17.7825 |  | 411.2093 | 666.1865 | 689.4406 | 19625 | 17.7825 | 411.2093 | 672.6075 |  | 0 | 349 | 349 | 1962-05-24 | #NAME? | #NAME? | #NAME?
1962-05-25 | 1962 | 5 | 145 | 25 | 6 | 3.3 | 4.7052 | 2.6667 | 0 | 0 | 0 | #NAME? | #NAME? | #NAME? | #NAME? | #NAME? | #NAME? | FALSE | 6.2 | TRUE | TRUE | #NAME? | #NAME? | #NAME? | #NAME? | #NAME? | #NAME? | #NAME? | #NAME? | #NAME? | #NAME? |  |  | 1: 0; 2: 0; 3: 0; 4: 4.2452 | 4.2452 |  | 124.5272 | 191.7323 | 197.6622 | 19625 | 4.2452 | 124.5272 | 203.6868 |  | 0 | 350 | 350 | 1962-05-25 | #NAME? | #NAME? | #NAME?
1962-05-26 | 1962 | 5 | 146 | 26 | 7 | 5 | 5.6958 | 9 | 0 | 0 | 0 | #NAME? | #NAME? | #NAME? | #NAME? | #NAME? | #NAME? | FALSE | 0 | TRUE | TRUE | #NAME? | #NAME? | #NAME? | #NAME? | #NAME? | #NAME? | #NAME? | #NAME? | #NAME? | #NAME? |  |  | 1: 0; 2: 0; 3: 1.8836; 4: 0 | 1.8836 |  | 27.6258 | 42.5349 | 43.8505 | 19625 | 1.8836 | 27.6258 | 45.187 |  | 0 | 351 | 351 | 1962-05-26 | #NAME? | #NAME? | #NAME?
1962-05-27 | 1962 | 5 | 147 | 27 | 1 | 5.6 | 4.6377 | 13.3333 | 0 | 0 | 0 | #NAME? | #NAME? | #NAME? | #NAME? | #NAME? | #NAME? | TRUE | 0 | TRUE | TRUE | #NAME? | #NAME? | #NAME? | #NAME? | #NAME? | #NAME? | #NAME? | #NAME? | #NAME? | #NAME? |  |  | 1: 2.3328; 2: 2.8193; 3: 0; 4: 0 | 5.1521 |  | 116.9149 | 189.0998 | 195.677 | 19625 | 5.1521 | 116.9149 | 191.2356 |  | 0 | 352 | 352 | 1962-05-27 | #NAME? | #NAME? | #NAME?
1962-05-28 | 1962 | 5 | 148 | 28 | 2 | 8.9 | 3.2009 | 14 | 0.3 | 0.3 | 0 | #NAME? | #NAME? | #NAME? | #NAME? | #NAME? | #NAME? | FALSE | 0 | TRUE | TRUE | #NAME? | #NAME? | #NAME? | #NAME? | #NAME? | #NAME? | #NAME? | #NAME? | #NAME? | #NAME? |  |  | 1: 0; 2: 0; 3: 10.7071; 4: 8.2713 | 18.9783 |  | 399.6606 | 615.3505 | 634.3819 | 19625 | 18.9783 | 399.6606 | 653.7175 |  | 0 | 353 | 353 | 1962-05-28 | #NAME? | #NAME? | #NAME?
1962-05-29 | 1962 | 5 | 149 | 29 | 3 | 6.1 | 3.8231 | 3.3333 | 1.8 | 1.8 | 0 | #NAME? | #NAME? | #NAME? | #NAME? | #NAME? | #NAME? | TRUE | 0.3 | TRUE | TRUE | #NAME? | #NAME? | #NAME? | #NAME? | #NAME? | #NAME? | #NAME? | #NAME? | #NAME? | #NAME? |  |  | 1: 5.4648; 2: 6.7057; 3: 0; 4: 0 | 12.1706 |  | 276.8525 | 447.8806 | 463.4658 | 19625 | 12.1706 | 276.8525 | 452.8426 |  | 0 | 354 | 354 | 1962-05-29 | #NAME? | #NAME? | #NAME?
1962-05-30 | 1962 | 5 | 150 | 30 | 4 | 7.2 | 3.8271 | 12 | 0 | 0 | 0 | #NAME? | #NAME? | #NAME? | #NAME? | #NAME? | #NAME? | FALSE | 2.1 | TRUE | TRUE | #NAME? | #NAME? | #NAME? | #NAME? | #NAME? | #NAME? | #NAME? | #NAME? | #NAME? | #NAME? |  |  | 1: 0; 2: 0; 3: 0; 4: 4.3827 | 4.3827 |  | 128.5588 | 197.9397 | 204.0616 | 19625 | 4.3827 | 128.5588 | 210.2813 |  | 0 | 355 | 355 | 1962-05-30 | #NAME? | #NAME? | #NAME?
1962-05-31 | 1962 | 5 | 151 | 31 | 5 | 6.1 | 4.9971 | 13 | 0 | 0 | 0 | #NAME? | #NAME? | #NAME? | #NAME? | #NAME? | #NAME? | TRUE | 1.8 | TRUE | TRUE | #NAME? | #NAME? | #NAME? | #NAME? | #NAME? | #NAME? | #NAME? | #NAME? | #NAME? | #NAME? |  |  | 1: 0; 2: 0; 3: 0; 4: 0 | 0 |  | 0 | 0 | 0 | 19625 | 0 | 0 | 0 |  | 0 | 356 | 356 | 1962-05-31 | #NAME? | #NAME? | #NAME?
1962-06-01 | 1962 | 6 | 152 | 1 | 6 | 6.1 | 5.1998 | 19 | 0 | 0 | 0 | #NAME? | #NAME? | #NAME? | #NAME? | #NAME? | #NAME? | FALSE | 0 | TRUE | TRUE | #NAME? | #NAME? | #NAME? | #NAME? | #NAME? | #NAME? | #NAME? | #NAME? | #NAME? | #NAME? |  |  | 1: 0; 2: 0; 3: 0; 4: 5.0284 | 5.0284 |  | 147.5001 | 227.1034 | 234.1272 | 19626 | 5.0284 | 147.5001 | 241.2632 |  | 0 | 357 | 357 | 1962-06-01 | #NAME? | #NAME? | #NAME?
1962-06-02 | 1962 | 6 | 153 | 2 | 7 | 7.2 | 6.061 | 10 | 0 | 0 | 0 | #NAME? | #NAME? | #NAME? | #NAME? | #NAME? | #NAME? | FALSE | 0 | TRUE | TRUE | #NAME? | #NAME? | #NAME? | #NAME? | #NAME? | #NAME? | #NAME? | #NAME? | #NAME? | #NAME? |  |  | 1: 0; 2: 0; 3: 2.2247; 4: 0 | 2.2247 |  | 32.6283 | 50.2372 | 51.791 | 19626 | 2.2247 | 32.6283 | 53.3695 |  | 0 | 358 | 358 | 1962-06-02 | #NAME? | #NAME? | #NAME?
1962-06-03 | 1962 | 6 | 154 | 3 | 1 | 6.7 | 3.2629 | 11.8333 | 4.8 | 4.8 | 0 | #NAME? | #NAME? | #NAME? | #NAME? | #NAME? | #NAME? | TRUE | 0 | TRUE | TRUE | #NAME? | #NAME? | #NAME? | #NAME? | #NAME? | #NAME? | #NAME? | #NAME? | #NAME? | #NAME? |  |  | 1: 13.4302; 2: 20.9677; 3: 0; 4: 0 | 34.398 |  | 812.0305 | 1317.8575 | 1364.0354 | 19626 | 34.398 | 812.0305 | 1328.2234 |  | 0 | 359 | 359 | 1962-06-03 | #NAME? | #NAME? | #NAME?
1962-06-04 | 1962 | 6 | 155 | 4 | 2 | 6.1 | 2.9427 | 4.6667 | 0.3 | 0.3 | 0 | #NAME? | #NAME? | #NAME? | #NAME? | #NAME? | #NAME? | FALSE | 4.8 | TRUE | TRUE | #NAME? | #NAME? | #NAME? | #NAME? | #NAME? | #NAME? | #NAME? | #NAME? | #NAME? | #NAME? |  |  | 1: 0; 2: 0; 3: 0; 4: 7.988 | 7.988 |  | 234.3154 | 360.7713 | 371.9291 | 19626 | 7.988 | 234.3154 | 383.2653 |  | 0 | 360 | 360 | 1962-06-04 | #NAME? | #NAME? | #NAME?
1962-06-05 | 1962 | 6 | 156 | 5 | 3 | 6.1 | 4.6128 | 26.3333 | 0 | 0 | 0 | #NAME? | #NAME? | #NAME? | #NAME? | #NAME? | #NAME? | TRUE | 5.1 | TRUE | TRUE | #NAME? | #NAME? | #NAME? | #NAME? | #NAME? | #NAME? | #NAME? | #NAME? | #NAME? | #NAME? |  |  | 1: 2.2265; 2: 3.5503; 3: 0; 4: 0 | 5.7768 |  | 136.798 | 222.0698 | 229.8556 | 19626 | 5.7768 | 136.798 | 223.758 |  | 0 | 361 | 361 | 1962-06-05 | #NAME? | #NAME? | #NAME?
1962-06-06 | 1962 | 6 | 157 | 6 | 4 | 3.3 | 4.2786 | 10.8333 | 0 | 0 | 0 | #NAME? | #NAME? | #NAME? | #NAME? | #NAME? | #NAME? | FALSE | 0.3 | TRUE | TRUE | #NAME? | #NAME? | #NAME? | #NAME? | #NAME? | #NAME? | #NAME? | #NAME? | #NAME? | #NAME? |  |  | 1: 0; 2: 0; 3: 2.2839; 4: 4.817 | 7.1009 |  | 174.7959 | 269.1302 | 277.4538 | 19626 | 7.1009 | 174.7959 | 285.9104 |  | 0 | 362 | 362 | 1962-06-06 | #NAME? | #NAME? | #NAME?
1962-06-07 | 1962 | 6 | 158 | 7 | 5 | 8.3 | 5.2867 | 20.3333 | 0.3 | 0.3 | 0 | #NAME? | #NAME? | #NAME? | #NAME? | #NAME? | #NAME? | TRUE | 0 | TRUE | TRUE | #NAME? | #NAME? | #NAME? | #NAME? | #NAME? | #NAME? | #NAME? | #NAME? | #NAME? | #NAME? |  |  | 1: 9.5636; 2: 11.5494; 3: 0; 4: 0 | 21.1131 |  | 479.05 | 774.8138 | 801.7623 | 19626 | 21.1131 | 479.05 | 783.5732 |  | 0 | 363 | 363 | 1962-06-07 | #NAME? | #NAME? | #NAME?
1962-06-08 | 1962 | 6 | 159 | 8 | 6 | 7.8 | 5.469 | 9.1667 | 0 | 0 | 0 | #NAME? | #NAME? | #NAME? | #NAME? | #NAME? | #NAME? | FALSE | 0.3 | TRUE | TRUE | #NAME? | #NAME? | #NAME? | #NAME? | #NAME? | #NAME? | #NAME? | #NAME? | #NAME? | #NAME? |  |  | 1: 0; 2: 0; 3: 0; 4: 5.2609 | 5.2609 |  | 154.3191 | 237.6024 | 244.9509 | 19626 | 5.2609 | 154.3191 | 252.4169 |  | 0 | 364 | 364 | 1962-06-08 | #NAME? | #NAME? | #NAME?
1962-06-09 | 1962 | 6 | 160 | 9 | 7 | 8.3 | 3.6303 | 6 | 1.8 | 1.8 | 0 | #NAME? | #NAME? | #NAME? | #NAME? | #NAME? | #NAME? | FALSE | 0.3 | TRUE | TRUE | #NAME? | #NAME? | #NAME? | #NAME? | #NAME? | #NAME? | #NAME? | #NAME? | #NAME? | #NAME? |  |  | 1: 0; 2: 0; 3: 0; 4: 0 | 0 |  | 0 | 0 | 0 | 19626 | 0 | 0 | 0 |  | 0 | 365 | 365 | 1962-06-09 | #NAME? | #NAME? | #NAME?
1962-06-10 | 1962 | 6 | 161 | 10 | 1 | 6.7 | 4.1383 | 14.1667 | 5.4 | 5.4 | 0.3 | #NAME? | #NAME? | #NAME? | #NAME? | #NAME? | #NAME? | TRUE | 1.8 | TRUE | TRUE | #NAME? | #NAME? | #NAME? | #NAME? | #NAME? | #NAME? | #NAME? | #NAME? | #NAME? | #NAME? |  |  | 1: 0; 2: 0; 3: 0; 4: 0 | 0 |  | 0 | 0 | 0 | 19626 | 0 | 0 | 0 |  | 0 | 366 | 366 | 1962-06-10 | #NAME? | #NAME? | #NAME?
1962-06-11 | 1962 | 6 | 162 | 11 | 2 | 6.1 | 4.7116 | 18.8333 | 2.3 | 2.3 | 0 | #NAME? | #NAME? | #NAME? | #NAME? | #NAME? | #NAME? | FALSE | 7.2 | TRUE | TRUE | #NAME? | #NAME? | #NAME? | #NAME? | #NAME? | #NAME? | #NAME? | #NAME? | #NAME? | #NAME? |  |  | 1: 0; 2: 0; 3: 0; 4: 6.9806 | 6.9806 |  | 204.7655 | 315.2739 | 325.0247 | 19626 | 6.9806 | 204.7655 | 334.9312 |  | 0 | 367 | 367 | 1962-06-11 | #NAME? | #NAME? | #NAME?
1962-06-12 | 1962 | 6 | 163 | 12 | 3 | 5 | 4.8539 | 16.8333 | 0.3 | 0.3 | 0 | #NAME? | #NAME? | #NAME? | #NAME? | #NAME? | #NAME? | TRUE | 7.7 | TRUE | TRUE | #NAME? | #NAME? | #NAME? | #NAME? | #NAME? | #NAME? | #NAME? | #NAME? | #NAME? | #NAME? |  |  | 1: 0; 2: 0; 3: 0; 4: 0 | 0 |  | 0 | 0 | 0 | 19626 | 0 | 0 | 0 |  | 0 | 368 | 368 | 1962-06-12 | #NAME? | #NAME? | #NAME?
1962-06-13 | 1962 | 6 | 164 | 13 | 4 | 8.3 | 3.6203 | 30 | 0.5 | 0.5 | 0 | #NAME? | #NAME? | #NAME? | #NAME? | #NAME? | #NAME? | FALSE | 2.6 | TRUE | TRUE | #NAME? | #NAME? | #NAME? | #NAME? | #NAME? | #NAME? | #NAME? | #NAME? | #NAME? | #NAME? |  |  | 1: 0; 2: 0; 3: 7.0476; 4: 5.261 | 12.3086 |  | 257.6879 | 396.7576 | 409.0285 | 19626 | 12.3086 | 257.6879 | 421.4954 |  | 0 | 369 | 369 | 1962-06-13 | #NAME? | #NAME? | #NAME?
1962-06-14 | 1962 | 6 | 165 | 14 | 5 | 8.3 | 3.5521 | 6.6667 | 0.3 | 0.3 | 0 | #NAME? | #NAME? | #NAME? | #NAME? | #NAME? | #NAME? | TRUE | 0.8 | TRUE | TRUE | #NAME? | #NAME? | #NAME? | #NAME? | #NAME? | #NAME? | #NAME? | #NAME? | #NAME? | #NAME? |  |  | 1: 16.4676; 2: 24.6766; 3: 0; 4: 0 | 41.1442 |  | 965.3714 | 1565.9091 | 1620.7173 | 19626 | 41.1442 | 965.3714 | 1579.0402 |  | 0 | 370 | 370 | 1962-06-14 | #NAME? | #NAME? | #NAME?
1962-06-15 | 1962 | 6 | 166 | 15 | 6 | 7.8 | 5.0653 | 6.5 | 0 | 0 | 0 | #NAME? | #NAME? | #NAME? | #NAME? | #NAME? | #NAME? | FALSE | 0.8 | TRUE | TRUE | #NAME? | #NAME? | #NAME? | #NAME? | #NAME? | #NAME? | #NAME? | #NAME? | #NAME? | #NAME? |  |  | 1: 0; 2: 0; 3: 0; 4: 4.2336 | 4.2336 |  | 124.1868 | 191.2083 | 197.1219 | 19626 | 4.2336 | 124.1868 | 203.1301 |  | 0 | 371 | 371 | 1962-06-15 | #NAME? | #NAME? | #NAME?
1962-06-16 | 1962 | 6 | 167 | 16 | 7 | 8.9 | 5.3108 | 1.8333 | 0 | 0 | 0 | #NAME? | #NAME? | #NAME? | #NAME? | #NAME? | #NAME? | FALSE | 0.3 | TRUE | TRUE | #NAME? | #NAME? | #NAME? | #NAME? | #NAME? | #NAME? | #NAME? | #NAME? | #NAME? | #NAME? |  |  | 1: 0; 2: 0; 3: 0; 4: 0 | 0 |  | 0 | 0 | 0 | 19626 | 0 | 0 | 0 |  | 0 | 372 | 372 | 1962-06-16 | #NAME? | #NAME? | #NAME?
1962-06-17 | 1962 | 6 | 168 | 17 | 1 | 12.2 | 4.5718 | 27 | 10.7 | 10.7 | 4.275 | #NAME? | #NAME? | #NAME? | #NAME? | #NAME? | #NAME? | TRUE | 0 | TRUE | TRUE | #NAME? | #NAME? | #NAME? | #NAME? | #NAME? | #NAME? | #NAME? | #NAME? | #NAME? | #NAME? |  |  | 1: 0; 2: 0; 3: 0; 4: 0 | 0 |  | 0 | 0 | 0 | 19626 | 0 | 0 | 0 |  | 0 | 373 | 373 | 1962-06-17 | #NAME? | #NAME? | #NAME?
1962-06-18 | 1962 | 6 | 169 | 18 | 2 | 9.4 | 4.3527 | 13 | 0.8 | 0.8 | 0 | #NAME? | #NAME? | #NAME? | #NAME? | #NAME? | #NAME? | FALSE | 10.7 | FALSE | TRUE | #NAME? | #NAME? | #NAME? | #NAME? | #NAME? | #NAME? | #NAME? | #NAME? | #NAME? | #NAME? |  |  | 1: 0; 2: 0; 3: 0; 4: 0 | 0 |  | 0 | 0 | 0 | 19626 | 0 | 0 | 0 |  | 0 | 374 | 374 | 1962-06-18 | #NAME? | #NAME? | #NAME?
1962-06-19 | 1962 | 6 | 170 | 19 | 3 | 8.3 | 5.1514 | 8 | 0 | 0 | 0 | #NAME? | #NAME? | #NAME? | #NAME? | #NAME? | #NAME? | TRUE | 11.5 | FALSE | TRUE | #NAME? | #NAME? | #NAME? | #NAME? | #NAME? | #NAME? | #NAME? | #NAME? | #NAME? | #NAME? |  |  | 1: 0; 2: 0; 3: 0; 4: 0 | 0 |  | 0 | 0 | 0 | 19626 | 0 | 0 | 0 |  | 0 | 375 | 375 | 1962-06-19 | #NAME? | #NAME? | #NAME?
1962-06-20 | 1962 | 6 | 171 | 20 | 4 | 10 | 4.4396 | 22 | 14.1 | 14.1 | 6.825 | #NAME? | #NAME? | #NAME? | #NAME? | #NAME? | #NAME? | FALSE | 0.8 | TRUE | TRUE | #NAME? | #NAME? | #NAME? | #NAME? | #NAME? | #NAME? | #NAME? | #NAME? | #NAME? | #NAME? |  |  | 1: 0; 2: 0; 3: 0; 4: 9.1736 | 9.1736 |  | 269.0912 | 414.3151 | 427.1289 | 19626 | 9.1736 | 269.0912 | 440.1476 |  | 0 | 376 | 376 | 1962-06-20 | #NAME? | #NAME? | #NAME?
1962-06-21 | 1962 | 6 | 172 | 21 | 5 | 9.4 | 4.1184 | 14.5 | 1 | 1 | 0 | #NAME? | #NAME? | #NAME? | #NAME? | #NAME? | #NAME? | TRUE | 14.1 | FALSE | TRUE | #NAME? | #NAME? | #NAME? | #NAME? | #NAME? | #NAME? | #NAME? | #NAME? | #NAME? | #NAME? |  |  | 1: 0; 2: 0; 3: 0; 4: 0 | 0 |  | 0 | 0 | 0 | 19626 | 0 | 0 | 0 |  | 0 | 377 | 377 | 1962-06-21 | #NAME? | #NAME? | #NAME?
1962-06-22 | 1962 | 6 | 173 | 22 | 6 | 6.1 | 5.6492 | 9.8333 | 0 | 0 | 0 | #NAME? | #NAME? | #NAME? | #NAME? | #NAME? | #NAME? | FALSE | 15.1 | FALSE | TRUE | #NAME? | #NAME? | #NAME? | #NAME? | #NAME? | #NAME? | #NAME? | #NAME? | #NAME? | #NAME? |  |  | 1: 0; 2: 0; 3: 0; 4: 0 | 0 |  | 0 | 0 | 0 | 19626 | 0 | 0 | 0 |  | 0 | 378 | 378 | 1962-06-22 | #NAME? | #NAME? | #NAME?
1962-06-23 | 1962 | 6 | 174 | 23 | 7 | 12.8 | 6.7453 | 7.8333 | 0 | 0 | 0 | #NAME? | #NAME? | #NAME? | #NAME? | #NAME? | #NAME? | FALSE | 1 | TRUE | TRUE | #NAME? | #NAME? | #NAME? | #NAME? | #NAME? | #NAME? | #NAME? | #NAME? | #NAME? | #NAME? |  |  | 1: 0; 2: 0; 3: 5.9953; 4: 0 | 5.9953 |  | 87.9317 | 135.3868 | 139.5741 | 19626 | 5.9953 | 87.9317 | 143.8282 |  | 0 | 379 | 379 | 1962-06-23 | #NAME? | #NAME? | #NAME?
1962-06-24 | 1962 | 6 | 175 | 24 | 1 | 10 | 6.7056 | 5.8333 | 0 | 0 | 0 | #NAME? | #NAME? | #NAME? | #NAME? | #NAME? | #NAME? | TRUE | 0 | TRUE | TRUE | #NAME? | #NAME? | #NAME? | #NAME? | #NAME? | #NAME? | #NAME? | #NAME? | #NAME? | #NAME? |  |  | 1: 6.613; 2: 10.7086; 3: 0; 4: 0 | 17.3216 |  | 411.109 | 667.4959 | 690.9079 | 19626 | 17.3216 | 411.109 | 672.4435 |  | 0 | 380 | 380 | 1962-06-24 | #NAME? | #NAME? | #NAME?
1962-06-25 | 1962 | 6 | 176 | 25 | 2 | 12.8 | 6.5464 | 6.8333 | 0.3 | 0.3 | 0 | #NAME? | #NAME? | #NAME? | #NAME? | #NAME? | #NAME? | FALSE | 0 | TRUE | TRUE | #NAME? | #NAME? | #NAME? | #NAME? | #NAME? | #NAME? | #NAME? | #NAME? | #NAME? | #NAME? |  |  | 1: 0; 2: 0; 3: 3.6809; 4: 12.0043 | 15.6852 |  | 406.1121 | 625.2838 | 644.6225 | 19626 | 15.6852 | 406.1121 | 664.2702 |  | 0 | 381 | 381 | 1962-06-25 | #NAME? | #NAME? | #NAME?
1962-06-26 | 1962 | 6 | 177 | 26 | 3 | 13.9 | 6.5319 | 12 | 2.3 | 2.3 | 0 | #NAME? | #NAME? | #NAME? | #NAME? | #NAME? | #NAME? | TRUE | 0.3 | TRUE | TRUE | #NAME? | #NAME? | #NAME? | #NAME? | #NAME? | #NAME? | #NAME? | #NAME? | #NAME? | #NAME? |  |  | 1: 0; 2: 0; 3: 0; 4: 0 | 0 |  | 0 | 0 | 0 | 19626 | 0 | 0 | 0 |  | 0 | 382 | 382 | 1962-06-26 | #NAME? | #NAME? | #NAME?
1962-06-27 | 1962 | 6 | 178 | 27 | 4 | 7.2 | 6.1864 | 15.8333 | 0 | 0 | 0 | #NAME? | #NAME? | #NAME? | #NAME? | #NAME? | #NAME? | FALSE | 2.6 | TRUE | TRUE | #NAME? | #NAME? | #NAME? | #NAME? | #NAME? | #NAME? | #NAME? | #NAME? | #NAME? | #NAME? |  |  | 1: 0; 2: 0; 3: 0; 4: 5.8726 | 5.8726 |  | 172.262 | 265.2287 | 273.4317 | 19626 | 5.8726 | 172.262 | 281.7657 |  | 0 | 383 | 383 | 1962-06-27 | #NAME? | #NAME? | #NAME?
1962-06-28 | 1962 | 6 | 179 | 28 | 5 | 11.7 | 5.7426 | 25.1667 | 0 | 0 | 0 | #NAME? | #NAME? | #NAME? | #NAME? | #NAME? | #NAME? | TRUE | 2.3 | TRUE | TRUE | #NAME? | #NAME? | #NAME? | #NAME? | #NAME? | #NAME? | #NAME? | #NAME? | #NAME? | #NAME? |  |  | 1: 6.7783; 2: 11.7277; 3: 0; 4: 0 | 18.506 |  | 443.427 | 720.5402 | 745.8561 | 19626 | 18.506 | 443.427 | 725.3053 |  | 0 | 384 | 384 | 1962-06-28 | #NAME? | #NAME? | #NAME?
1962-06-29 | 1962 | 6 | 180 | 29 | 6 | 6.7 | 5.9267 | 9 | 0 | 0 | 0 | #NAME? | #NAME? | #NAME? | #NAME? | #NAME? | #NAME? | FALSE | 0 | TRUE | TRUE | #NAME? | #NAME? | #NAME? | #NAME? | #NAME? | #NAME? | #NAME? | #NAME? | #NAME? | #NAME? |  |  | 1: 0; 2: 0; 3: 0; 4: 6.5609 | 6.5609 |  | 192.4536 | 296.3175 | 305.4819 | 19626 | 6.5609 | 192.4536 | 314.7928 |  | 0 | 385 | 385 | 1962-06-29 | #NAME? | #NAME? | #NAME?
1962-06-30 | 1962 | 6 | 181 | 30 | 7 | 12.8 | 6.3787 | 11.1667 | 0.5 | 0.5 | 0 | #NAME? | #NAME? | #NAME? | #NAME? | #NAME? | #NAME? | FALSE | 0 | TRUE | TRUE | #NAME? | #NAME? | #NAME? | #NAME? | #NAME? | #NAME? | #NAME? | #NAME? | #NAME? | #NAME? |  |  | 1: 0; 2: 0; 3: 2.3587; 4: 0 | 2.3587 |  | 34.5949 | 53.2652 | 54.9125 | 19626 | 2.3587 | 34.5949 | 56.5863 |  | 0 | 386 | 386 | 1962-06-30 | #NAME? | #NAME? | #NAME?
1962-07-01 | 1962 | 7 | 182 | 1 | 1 | 8.9 | 4.79 | 8.8333 | 0.3 | 0.3 | 0 | #NAME? | #NAME? | #NAME? | #NAME? | #NAME? | #NAME? | TRUE | 0.5 | TRUE | TRUE | #NAME? | #NAME? | #NAME? | #NAME? | #NAME? | #NAME? | #NAME? | #NAME? | #NAME? | #NAME? |  |  | 1: 9.756; 2: 16.1202; 3: 0; 4: 0 | 25.8762 |  | 615.9462 | 1000.3241 | 1035.4285 | 19627 | 25.8762 | 615.9462 | 1007.492 |  | 0 | 387 | 387 | 1962-07-01 | #NAME? | #NAME? | #NAME?
1962-07-02 | 1962 | 7 | 183 | 2 | 2 | 5 | 4.3679 | 6.3333 | 8.9 | 8.9 | 2.925 | #NAME? | #NAME? | #NAME? | #NAME? | #NAME? | #NAME? | FALSE | 0.8 | TRUE | TRUE | #NAME? | #NAME? | #NAME? | #NAME? | #NAME? | #NAME? | #NAME? | #NAME? | #NAME? | #NAME? |  |  | 1: 0; 2: 0; 3: 2.1695; 4: 9.4025 | 11.572 |  | 307.6252 | 473.6452 | 488.294 | 19627 | 11.572 | 307.6252 | 503.1769 |  | 0 | 388 | 388 | 1962-07-02 | #NAME? | #NAME? | #NAME?
1962-07-03 | 1962 | 7 | 184 | 3 | 3 | 7.2 | 5.5226 | 13.5 | 0 | 0 | 0 | #NAME? | #NAME? | #NAME? | #NAME? | #NAME? | #NAME? | TRUE | 9.2 | TRUE | TRUE | #NAME? | #NAME? | #NAME? | #NAME? | #NAME? | #NAME? | #NAME? | #NAME? | #NAME? | #NAME? |  |  | 1: 0; 2: 0; 3: 0; 4: 0 | 0 |  | 0 | 0 | 0 | 19627 | 0 | 0 | 0 |  | 0 | 389 | 389 | 1962-07-03 | #NAME? | #NAME? | #NAME?
1962-07-04 | 1962 | 7 | 185 | 4 | 4 | 9.4 | 5.711 | 26.6667 | 0 | 0 | 0 | #NAME? | #NAME? | #NAME? | #NAME? | #NAME? | #NAME? | FALSE | 8.9 | TRUE | TRUE | #NAME? | #NAME? | #NAME? | #NAME? | #NAME? | #NAME? | #NAME? | #NAME? | #NAME? | #NAME? |  |  | 1: 0; 2: 0; 3: 7.4481; 4: 5.3174 | 12.7656 |  | 265.2173 | 408.3504 | 420.9798 | 19627 | 12.7656 | 265.2173 | 433.811 |  | 0 | 390 | 390 | 1962-07-04 | #NAME? | #NAME? | #NAME?
1962-07-05 | 1962 | 7 | 186 | 5 | 5 | 9.4 | 4.532 | 7.1667 | 0 | 0 | 0 | #NAME? | #NAME? | #NAME? | #NAME? | #NAME? | #NAME? | TRUE | 0 | TRUE | TRUE | #NAME? | #NAME? | #NAME? | #NAME? | #NAME? | #NAME? | #NAME? | #NAME? | #NAME? | #NAME? |  |  | 1: 2.9193; 2: 4.1175; 3: 0; 4: 0 | 7.0368 |  | 163.5968 | 265.1597 | 274.4248 | 19627 | 7.0368 | 163.5968 | 267.5922 |  | 0 | 391 | 391 | 1962-07-05 | #NAME? | #NAME? | #NAME?
1962-07-06 | 1962 | 7 | 187 | 6 | 6 | 8.3 | 2.9212 | 18.6667 | 6.8 | 6.8 | 1.35 | #NAME? | #NAME? | #NAME? | #NAME? | #NAME? | #NAME? | FALSE | 0 | TRUE | TRUE | #NAME? | #NAME? | #NAME? | #NAME? | #NAME? | #NAME? | #NAME? | #NAME? | #NAME? | #NAME? |  |  | 1: 0; 2: 0; 3: 0; 4: 5.6336 | 5.6336 |  | 165.253 | 254.4372 | 262.3064 | 19627 | 5.6336 | 165.253 | 270.3013 |  | 0 | 392 | 392 | 1962-07-06 | #NAME? | #NAME? | #NAME?
1962-07-07 | 1962 | 7 | 188 | 7 | 7 | 8.3 | 4.7581 | 7.3333 | 0 | 0 | 0 | #NAME? | #NAME? | #NAME? | #NAME? | #NAME? | #NAME? | FALSE | 6.8 | TRUE | TRUE | #NAME? | #NAME? | #NAME? | #NAME? | #NAME? | #NAME? | #NAME? | #NAME? | #NAME? | #NAME? |  |  | 1: 0; 2: 0; 3: 0; 4: 0 | 0 |  | 0 | 0 | 0 | 19627 | 0 | 0 | 0 |  | 0 | 393 | 393 | 1962-07-07 | #NAME? | #NAME? | #NAME?
1962-07-08 | 1962 | 7 | 189 | 8 | 1 | 8.9 | 4.4604 | 18.8333 | 3.3 | 3.3 | 0 | #NAME? | #NAME? | #NAME? | #NAME? | #NAME? | #NAME? | TRUE | 6.8 | TRUE | TRUE | #NAME? | #NAME? | #NAME? | #NAME? | #NAME? | #NAME? | #NAME? | #NAME? | #NAME? | #NAME? |  |  | 1: 8.9704; 2: 14.2008; 3: 0; 4: 0 | 23.1711 |  | 548.1217 | 889.7088 | 920.896 | 19627 | 23.1711 | 548.1217 | 896.5525 |  | 0 | 394 | 394 | 1962-07-08 | #NAME? | #NAME? | #NAME?
1962-07-09 | 1962 | 7 | 190 | 9 | 2 | 8.3 | 4.6139 | 7 | 0.3 | 0.3 | 0 | #NAME? | #NAME? | #NAME? | #NAME? | #NAME? | #NAME? | FALSE | 3.3 | TRUE | TRUE | #NAME? | #NAME? | #NAME? | #NAME? | #NAME? | #NAME? | #NAME? | #NAME? | #NAME? | #NAME? |  |  | 1: 0; 2: 0; 3: 0; 4: 7.3502 | 7.3502 |  | 215.6061 | 331.9649 | 342.2319 | 19627 | 7.3502 | 215.6061 | 352.6629 |  | 0 | 395 | 395 | 1962-07-09 | #NAME? | #NAME? | #NAME?
1962-07-10 | 1962 | 7 | 191 | 10 | 3 | 10 | 3.4844 | 20 | 4.6 | 4.6 | 0 | #NAME? | #NAME? | #NAME? | #NAME? | #NAME? | #NAME? | TRUE | 3.6 | TRUE | TRUE | #NAME? | #NAME? | #NAME? | #NAME? | #NAME? | #NAME? | #NAME? | #NAME? | #NAME? | #NAME? |  |  | 1: 10.2428; 2: 15.137; 3: 0; 4: 0 | 25.3797 |  | 594.245 | 963.7418 | 997.4606 | 19627 | 25.3797 | 594.245 | 971.9956 |  | 0 | 396 | 396 | 1962-07-10 | #NAME? | #NAME? | #NAME?
1962-07-11 | 1962 | 7 | 192 | 11 | 4 | 7.8 | 5.0163 | 1.8333 | 0 | 0 | 0 | #NAME? | #NAME? | #NAME? | #NAME? | #NAME? | #NAME? | FALSE | 4.9 | TRUE | TRUE | #NAME? | #NAME? | #NAME? | #NAME? | #NAME? | #NAME? | #NAME? | #NAME? | #NAME? | #NAME? |  |  | 1: 0; 2: 0; 3: 9.2012; 4: 4.4312 | 13.6324 |  | 264.9341 | 407.9144 | 420.5303 | 19627 | 13.6324 | 264.9341 | 433.3478 |  | 0 | 397 | 397 | 1962-07-11 | #NAME? | #NAME? | #NAME?
1962-07-12 | 1962 | 7 | 193 | 12 | 5 | 11.1 | 5.3961 | 5.5 | 0 | 0 | 0 | #NAME? | #NAME? | #NAME? | #NAME? | #NAME? | #NAME? | TRUE | 4.6 | TRUE | TRUE | #NAME? | #NAME? | #NAME? | #NAME? | #NAME? | #NAME? | #NAME? | #NAME? | #NAME? | #NAME? |  |  | 1: 0; 2: 0; 3: 0; 4: 0 | 0 |  | 0 | 0 | 0 | 19627 | 0 | 0 | 0 |  | 0 | 398 | 398 | 1962-07-12 | #NAME? | #NAME? | #NAME?
1962-07-13 | 1962 | 7 | 194 | 13 | 6 | 11.7 | 3.2764 | 27 | 2.1 | 2.1 | 0 | #NAME? | #NAME? | #NAME? | #NAME? | #NAME? | #NAME? | FALSE | 0 | TRUE | TRUE | #NAME? | #NAME? | #NAME? | #NAME? | #NAME? | #NAME? | #NAME? | #NAME? | #NAME? | #NAME? |  |  | 1: 0; 2: 0; 3: 0; 4: 5.7268 | 5.7268 |  | 167.9863 | 258.6455 | 266.6449 | 19627 | 5.7268 | 167.9863 | 274.7721 |  | 0 | 399 | 399 | 1962-07-13 | #NAME? | #NAME? | #NAME?
1962-07-14 | 1962 | 7 | 195 | 14 | 7 | 8.9 | 4.3307 | 21.5 | 0 | 0 | 0 | #NAME? | #NAME? | #NAME? | #NAME? | #NAME? | #NAME? | FALSE | 2.1 | TRUE | TRUE | #NAME? | #NAME? | #NAME? | #NAME? | #NAME? | #NAME? | #NAME? | #NAME? | #NAME? | #NAME? |  |  | 1: 0; 2: 0; 3: 1.5396; 4: 0 | 1.5396 |  | 22.5805 | 34.7668 | 35.8421 | 19627 | 1.5396 | 22.5805 | 36.9345 |  | 0 | 400 | 400 | 1962-07-14 | #NAME? | #NAME? | #NAME?
1962-07-15 | 1962 | 7 | 196 | 15 | 1 | 8.3 | 4.0484 | 14 | 0 | 0 | 0 | #NAME? | #NAME? | #NAME? | #NAME? | #NAME? | #NAME? | TRUE | 2.1 | TRUE | TRUE | #NAME? | #NAME? | #NAME? | #NAME? | #NAME? | #NAME? | #NAME? | #NAME? | #NAME? | #NAME? |  |  | 1: 14.7828; 2: 19.4297; 3: 0; 4: 0 | 34.2125 |  | 786.7513 | 1273.9777 | 1318.401 | 19627 | 34.2125 | 786.7513 | 1286.8747 |  | 0 | 401 | 401 | 1962-07-15 | #NAME? | #NAME? | #NAME?
1962-07-16 | 1962 | 7 | 197 | 16 | 2 | 6.7 | 3.3837 | 6 | 0.3 | 0.3 | 0 | #NAME? | #NAME? | #NAME? | #NAME? | #NAME? | #NAME? | FALSE | 0 | TRUE | TRUE | #NAME? | #NAME? | #NAME? | #NAME? | #NAME? | #NAME? | #NAME? | #NAME? | #NAME? | #NAME? |  |  | 1: 0; 2: 0; 3: 8.0726; 4: 6.8885 | 14.9611 |  | 320.4613 | 493.4087 | 508.6687 | 19627 | 14.9611 | 320.4613 | 524.1727 |  | 0 | 402 | 402 | 1962-07-16 | #NAME? | #NAME? | #NAME?
1962-07-17 | 1962 | 7 | 198 | 17 | 3 | 7.2 | 4.8828 | 5.5 | 0 | 0 | 0 | #NAME? | #NAME? | #NAME? | #NAME? | #NAME? | #NAME? | TRUE | 0.3 | TRUE | TRUE | #NAME? | #NAME? | #NAME? | #NAME? | #NAME? | #NAME? | #NAME? | #NAME? | #NAME? | #NAME? |  |  | 1: 2.3106; 2: 3.6738; 3: 0; 4: 0 | 5.9845 |  | 141.6548 | 229.9457 | 238.007 | 19627 | 5.9845 | 141.6548 | 231.7021 |  | 0 | 403 | 403 | 1962-07-17 | #NAME? | #NAME? | #NAME?
1962-07-18 | 1962 | 7 | 199 | 18 | 4 | 3.9 | 5.1342 | 11.1667 | 0 | 0 | 0 | #NAME? | #NAME? | #NAME? | #NAME? | #NAME? | #NAME? | FALSE | 0.3 | TRUE | TRUE | #NAME? | #NAME? | #NAME? | #NAME? | #NAME? | #NAME? | #NAME? | #NAME? | #NAME? | #NAME? |  |  | 1: 0; 2: 0; 3: 2.2454; 4: 4.9656 | 7.211 |  | 178.5895 | 274.9711 | 283.4754 | 19627 | 7.211 | 178.5895 | 292.1155 |  | 0 | 404 | 404 | 1962-07-18 | #NAME? | #NAME? | #NAME?
1962-07-19 | 1962 | 7 | 200 | 19 | 5 | 7.8 | 5.6116 | 13.3333 | 0 | 0 | 0 | #NAME? | #NAME? | #NAME? | #NAME? | #NAME? | #NAME? | TRUE | 0 | TRUE | TRUE | #NAME? | #NAME? | #NAME? | #NAME? | #NAME? | #NAME? | #NAME? | #NAME? | #NAME? | #NAME? |  |  | 1: 8.3823; 2: 10.0182; 3: 0; 4: 0 | 18.4005 |  | 416.8066 | 674.0428 | 697.4788 | 19627 | 18.4005 | 416.8066 | 681.7629 |  | 0 | 405 | 405 | 1962-07-19 | #NAME? | #NAME? | #NAME?
1962-07-20 | 1962 | 7 | 201 | 20 | 6 | 13.9 | 5.5853 | 7.6667 | 0 | 0 | 0 | #NAME? | #NAME? | #NAME? | #NAME? | #NAME? | #NAME? | FALSE | 0 | TRUE | TRUE | #NAME? | #NAME? | #NAME? | #NAME? | #NAME? | #NAME? | #NAME? | #NAME? | #NAME? | #NAME? |  |  | 1: 0; 2: 0; 3: 0; 4: 5.9102 | 5.9102 |  | 173.3654 | 266.9276 | 275.1831 | 19627 | 5.9102 | 173.3654 | 283.5705 |  | 0 | 406 | 406 | 1962-07-20 | #NAME? | #NAME? | #NAME?
1962-07-21 | 1962 | 7 | 202 | 21 | 7 | 8.9 | 4.9434 | 9 | 0 | 0 | 0 | #NAME? | #NAME? | #NAME? | #NAME? | #NAME? | #NAME? | FALSE | 0 | TRUE | TRUE | #NAME? | #NAME? | #NAME? | #NAME? | #NAME? | #NAME? | #NAME? | #NAME? | #NAME? | #NAME? |  |  | 1: 0; 2: 0; 3: 11.0285; 4: 0 | 11.0285 |  | 161.752 | 249.0467 | 256.7492 | 19627 | 11.0285 | 161.752 | 264.5747 |  | 0 | 407 | 407 | 1962-07-21 | #NAME? | #NAME? | #NAME?
1962-07-22 | 1962 | 7 | 203 | 22 | 1 | 12.8 | 4.6982 | 2.8333 | 0 | 0 | 0 | #NAME? | #NAME? | #NAME? | #NAME? | #NAME? | #NAME? | TRUE | 0 | TRUE | TRUE | #NAME? | #NAME? | #NAME? | #NAME? | #NAME? | #NAME? | #NAME? | #NAME? | #NAME? | #NAME? |  |  | 1: 10.6446; 2: 11.3489; 3: 0; 4: 0 | 21.9935 |  | 489.0218 | 789.5208 | 816.8723 | 19627 | 21.9935 | 489.0218 | 799.884 |  | 0 | 408 | 408 | 1962-07-22 | #NAME? | #NAME? | #NAME?
1962-07-23 | 1962 | 7 | 204 | 23 | 2 | 8.9 | 5.4657 | 4.8333 | 0 | 0 | 0 | #NAME? | #NAME? | #NAME? | #NAME? | #NAME? | #NAME? | FALSE | 0 | TRUE | TRUE | #NAME? | #NAME? | #NAME? | #NAME? | #NAME? | #NAME? | #NAME? | #NAME? | #NAME? | #NAME? |  |  | 1: 0; 2: 0; 3: 5.512; 4: 8.3748 | 13.8868 |  | 326.5033 | 502.7114 | 518.2592 | 19627 | 13.8868 | 326.5033 | 534.0555 |  | 0 | 409 | 409 | 1962-07-23 | #NAME? | #NAME? | #NAME?
1962-07-24 | 1962 | 7 | 205 | 24 | 3 | 11.1 | 5.2421 | 0.83333 | 0 | 0 | 0 | #NAME? | #NAME? | #NAME? | #NAME? | #NAME? | #NAME? | TRUE | 0 | TRUE | TRUE | #NAME? | #NAME? | #NAME? | #NAME? | #NAME? | #NAME? | #NAME? | #NAME? | #NAME? | #NAME? |  |  | 1: 8.3573; 2: 10.642; 3: 0; 4: 0 | 18.9992 |  | 434.7376 | 703.6616 | 728.1749 | 19627 | 18.9992 | 434.7376 | 711.0923 |  | 0 | 410 | 410 | 1962-07-24 | #NAME? | #NAME? | #NAME?
1962-07-25 | 1962 | 7 | 206 | 25 | 4 | 9.4 | 4.6812 | 3.8333 | 0 | 0 | 0 | #NAME? | #NAME? | #NAME? | #NAME? | #NAME? | #NAME? | FALSE | 0 | TRUE | TRUE | #NAME? | #NAME? | #NAME? | #NAME? | #NAME? | #NAME? | #NAME? | #NAME? | #NAME? | #NAME? |  |  | 1: 0; 2: 0; 3: 5.8893; 4: 5.2493 | 11.1386 |  | 240.3557 | 370.0715 | 381.517 | 19627 | 11.1386 | 240.3557 | 393.1454 |  | 0 | 411 | 411 | 1962-07-25 | #NAME? | #NAME? | #NAME?
1962-07-26 | 1962 | 7 | 207 | 26 | 5 | 11.1 | 5.3439 | 2.6667 | 0 | 0 | 0 | #NAME? | #NAME? | #NAME? | #NAME? | #NAME? | #NAME? | TRUE | 0 | TRUE | TRUE | #NAME? | #NAME? | #NAME? | #NAME? | #NAME? | #NAME? | #NAME? | #NAME? | #NAME? | #NAME? |  |  | 1: 1.3893; 2: 2.0186; 3: 0; 4: 0 | 3.4078 |  | 79.5873 | 129.046 | 133.5588 | 19627 | 3.4078 | 79.5873 | 130.1795 |  | 0 | 412 | 412 | 1962-07-26 | #NAME? | #NAME? | #NAME?
1962-07-27 | 1962 | 7 | 208 | 27 | 6 | 12.2 | 4.1894 | 10.5 | 0.3 | 0.3 | 0 | #NAME? | #NAME? | #NAME? | #NAME? | #NAME? | #NAME? | FALSE | 0 | TRUE | TRUE | #NAME? | #NAME? | #NAME? | #NAME? | #NAME? | #NAME? | #NAME? | #NAME? | #NAME? | #NAME? |  |  | 1: 0; 2: 0; 3: 0; 4: 5.5138 | 5.5138 |  | 161.7378 | 249.0249 | 256.7267 | 19627 | 5.5138 | 161.7378 | 264.5516 |  | 0 | 413 | 413 | 1962-07-27 | #NAME? | #NAME? | #NAME?
1962-07-28 | 1962 | 7 | 209 | 28 | 7 | 9.4 | 4.7197 | 9.6667 | 6.6 | 6.6 | 1.2 | #NAME? | #NAME? | #NAME? | #NAME? | #NAME? | #NAME? | FALSE | 0.3 | TRUE | TRUE | #NAME? | #NAME? | #NAME? | #NAME? | #NAME? | #NAME? | #NAME? | #NAME? | #NAME? | #NAME? |  |  | 1: 0; 2: 0; 3: 3.2685; 4: 0 | 3.2685 |  | 47.9383 | 73.8097 | 76.0925 | 19627 | 3.2685 | 47.9383 | 78.4117 |  | 0 | 414 | 414 | 1962-07-28 | #NAME? | #NAME? | #NAME?
1962-07-29 | 1962 | 7 | 210 | 29 | 1 | 7.8 | 3.5472 | 7.5 | 0 | 0 | 0 | #NAME? | #NAME? | #NAME? | #NAME? | #NAME? | #NAME? | TRUE | 6.9 | TRUE | TRUE | #NAME? | #NAME? | #NAME? | #NAME? | #NAME? | #NAME? | #NAME? | #NAME? | #NAME? | #NAME? |  |  | 1: 13.4228; 2: 16.8513; 3: 0; 4: 0 | 30.2742 |  | 691.1739 | 1118.5077 | 1157.4562 | 19627 | 30.2742 | 691.1739 | 1130.5405 |  | 0 | 415 | 415 | 1962-07-29 | #NAME? | #NAME? | #NAME?
1962-07-30 | 1962 | 7 | 211 | 30 | 2 | 8.3 | 4.5338 | 1.6667 | 0 | 0 | 0 | #NAME? | #NAME? | #NAME? | #NAME? | #NAME? | #NAME? | FALSE | 6.6 | TRUE | TRUE | #NAME? | #NAME? | #NAME? | #NAME? | #NAME? | #NAME? | #NAME? | #NAME? | #NAME? | #NAME? |  |  | 1: 0; 2: 0; 3: 0; 4: 5.651 | 5.651 |  | 165.7617 | 255.2204 | 263.1138 | 19627 | 5.651 | 165.7617 | 271.1334 |  | 0 | 416 | 416 | 1962-07-30 | #NAME? | #NAME? | #NAME?
1962-07-31 | 1962 | 7 | 212 | 31 | 3 | 11.1 | 5.0505 | 14 | 0 | 0 | 0 | #NAME? | #NAME? | #NAME? | #NAME? | #NAME? | #NAME? | TRUE | 0 | TRUE | TRUE | #NAME? | #NAME? | #NAME? | #NAME? | #NAME? | #NAME? | #NAME? | #NAME? | #NAME? | #NAME? |  |  | 1: 3.949; 2: 5.9938; 3: 0; 4: 0 | 9.9428 |  | 233.7365 | 379.2007 | 392.4778 | 19627 | 9.9428 | 233.7365 | 382.3186 |  | 0 | 417 | 417 | 1962-07-31 | #NAME? | #NAME? | #NAME?
1962-08-01 | 1962 | 8 | 213 | 1 | 4 | 13.9 | 5.6043 | 4 | 0 | 0 | 0 | #NAME? | #NAME? | #NAME? | #NAME? | #NAME? | #NAME? | FALSE | 0 | TRUE | TRUE | #NAME? | #NAME? | #NAME? | #NAME? | #NAME? | #NAME? | #NAME? | #NAME? | #NAME? | #NAME? |  |  | 1: 0; 2: 0; 3: 4.4588; 4: 5.2713 | 9.7301 |  | 220.0212 | 338.7628 | 349.24 | 19628 | 9.7301 | 220.0212 | 359.8846 |  | 0 | 418 | 418 | 1962-08-01 | #NAME? | #NAME? | #NAME?
1962-08-02 | 1962 | 8 | 214 | 2 | 5 | 12.2 | 5.3969 | 9.8333 | 0.3 | 0.3 | 0 | #NAME? | #NAME? | #NAME? | #NAME? | #NAME? | #NAME? | TRUE | 0 | TRUE | TRUE | #NAME? | #NAME? | #NAME? | #NAME? | #NAME? | #NAME? | #NAME? | #NAME? | #NAME? | #NAME? |  |  | 1: 4.0364; 2: 4.5817; 3: 0; 4: 0 | 8.6181 |  | 193.5963 | 312.8456 | 323.7055 | 19628 | 8.6181 | 193.5963 | 316.6619 |  | 0 | 419 | 419 | 1962-08-02 | #NAME? | #NAME? | #NAME?
1962-08-03 | 1962 | 8 | 215 | 3 | 6 | 12.8 | 2.7941 | 8.3333 | 0.3 | 0.3 | 0 | #NAME? | #NAME? | #NAME? | #NAME? | #NAME? | #NAME? | FALSE | 0.3 | TRUE | TRUE | #NAME? | #NAME? | #NAME? | #NAME? | #NAME? | #NAME? | #NAME? | #NAME? | #NAME? | #NAME? |  |  | 1: 0; 2: 0; 3: 0; 4: 6.0507 | 6.0507 |  | 177.4863 | 273.2726 | 281.7244 | 19628 | 6.0507 | 177.4863 | 290.3112 |  | 0 | 420 | 420 | 1962-08-03 | #NAME? | #NAME? | #NAME?
1962-08-04 | 1962 | 8 | 216 | 4 | 7 | 14.4 | 4.4014 | 6.8333 | 0 | 0 | 0 | #NAME? | #NAME? | #NAME? | #NAME? | #NAME? | #NAME? | FALSE | 0.6 | TRUE | TRUE | #NAME? | #NAME? | #NAME? | #NAME? | #NAME? | #NAME? | #NAME? | #NAME? | #NAME? | #NAME? |  |  | 1: 0; 2: 0; 3: 0; 4: 0 | 0 |  | 0 | 0 | 0 | 19628 | 0 | 0 | 0 |  | 0 | 421 | 421 | 1962-08-04 | #NAME? | #NAME? | #NAME?
1962-08-05 | 1962 | 8 | 217 | 5 | 1 | 7.8 | 4.8232 | 38.3333 | 29.1 | 29.1 | 18.075 | #NAME? | #NAME? | #NAME? | #NAME? | #NAME? | #NAME? | TRUE | 0.3 | TRUE | TRUE | #NAME? | #NAME? | #NAME? | #NAME? | #NAME? | #NAME? | #NAME? | #NAME? | #NAME? | #NAME? |  |  | 1: 0; 2: 0; 3: 0; 4: 0 | 0 |  | 0 | 0 | 0 | 19628 | 0 | 0 | 0 |  | 0 | 422 | 422 | 1962-08-05 | #NAME? | #NAME? | #NAME?
1962-08-06 | 1962 | 8 | 218 | 6 | 2 | 11.7 | 4.713 | 27.3333 | 0 | 0 | 0 | #NAME? | #NAME? | #NAME? | #NAME? | #NAME? | #NAME? | FALSE | 29.1 | FALSE | TRUE | #NAME? | #NAME? | #NAME? | #NAME? | #NAME? | #NAME? | #NAME? | #NAME? | #NAME? | #NAME? |  |  | 1: 0; 2: 0; 3: 0; 4: 0 | 0 |  | 0 | 0 | 0 | 19628 | 0 | 0 | 0 |  | 0 | 423 | 423 | 1962-08-06 | #NAME? | #NAME? | #NAME?
1962-08-07 | 1962 | 8 | 219 | 7 | 3 | 8.9 | 3.9917 | 17 | 0 | 0 | 0 | #NAME? | #NAME? | #NAME? | #NAME? | #NAME? | #NAME? | TRUE | 29.1 | FALSE | TRUE | #NAME? | #NAME? | #NAME? | #NAME? | #NAME? | #NAME? | #NAME? | #NAME? | #NAME? | #NAME? |  |  | 1: 0; 2: 0; 3: 0; 4: 0 | 0 |  | 0 | 0 | 0 | 19628 | 0 | 0 | 0 |  | 0 | 424 | 424 | 1962-08-07 | #NAME? | #NAME? | #NAME?
1962-08-08 | 1962 | 8 | 220 | 8 | 4 | 11.7 | 5.0293 | 11.6667 | 0 | 0 | 0 | #NAME? | #NAME? | #NAME? | #NAME? | #NAME? | #NAME? | FALSE | 0 | TRUE | TRUE | #NAME? | #NAME? | #NAME? | #NAME? | #NAME? | #NAME? | #NAME? | #NAME? | #NAME? | #NAME? |  |  | 1: 0; 2: 0; 3: 4.6294; 4: 6.2581 | 10.8875 |  | 251.4685 | 387.1816 | 399.1563 | 19628 | 10.8875 | 251.4685 | 411.3224 |  | 0 | 425 | 425 | 1962-08-08 | #NAME? | #NAME? | #NAME?
1962-08-09 | 1962 | 8 | 221 | 9 | 5 | 10.6 | 5.0605 | 10.3333 | 0 | 0 | 0 | #NAME? | #NAME? | #NAME? | #NAME? | #NAME? | #NAME? | TRUE | 0 | TRUE | TRUE | #NAME? | #NAME? | #NAME? | #NAME? | #NAME? | #NAME? | #NAME? | #NAME? | #NAME? | #NAME? |  |  | 1: 2.6044; 2: 3.286; 3: 0; 4: 0 | 5.8903 |  | 134.5854 | 217.8109 | 225.3966 | 19628 | 5.8903 | 134.5854 | 220.1389 |  | 0 | 426 | 426 | 1962-08-09 | #NAME? | #NAME? | #NAME?
1962-08-10 | 1962 | 8 | 222 | 10 | 6 | 10.6 | 4.8012 | 13.5 | 0 | 0 | 0 | #NAME? | #NAME? | #NAME? | #NAME? | #NAME? | #NAME? | FALSE | 0 | TRUE | TRUE | #NAME? | #NAME? | #NAME? | #NAME? | #NAME? | #NAME? | #NAME? | #NAME? | #NAME? | #NAME? |  |  | 1: 0; 2: 0; 3: 0; 4: 5.5494 | 5.5494 |  | 162.7813 | 250.6315 | 258.383 | 19628 | 5.5494 | 162.7813 | 266.2584 |  | 0 | 427 | 427 | 1962-08-10 | #NAME? | #NAME? | #NAME?
1962-08-11 | 1962 | 8 | 223 | 11 | 7 | 7.2 | 4.5133 | 2.1667 | 0 | 0 | 0 | #NAME? | #NAME? | #NAME? | #NAME? | #NAME? | #NAME? | FALSE | 0 | TRUE | TRUE | #NAME? | #NAME? | #NAME? | #NAME? | #NAME? | #NAME? | #NAME? | #NAME? | #NAME? | #NAME? |  |  | 1: 0; 2: 0; 3: 2.0869; 4: 0 | 2.0869 |  | 30.6082 | 47.1269 | 48.5844 | 19628 | 2.0869 | 30.6082 | 50.0653 |  | 0 | 428 | 428 | 1962-08-11 | #NAME? | #NAME? | #NAME?
1962-08-12 | 1962 | 8 | 224 | 12 | 1 | 8.3 | 5.3012 | 8.8333 | 1.8 | 1.8 | 0 | #NAME? | #NAME? | #NAME? | #NAME? | #NAME? | #NAME? | TRUE | 0 | TRUE | TRUE | #NAME? | #NAME? | #NAME? | #NAME? | #NAME? | #NAME? | #NAME? | #NAME? | #NAME? | #NAME? |  |  | 1: 6.3748; 2: 9.2825; 3: 0; 4: 0 | 15.6573 |  | 365.7845 | 593.1137 | 613.8566 | 19628 | 15.6573 | 365.7845 | 598.3069 |  | 0 | 429 | 429 | 1962-08-12 | #NAME? | #NAME? | #NAME?
1962-08-13 | 1962 | 8 | 225 | 13 | 2 | 12.2 | 5.5427 | 13.5 | 0 | 0 | 0 | #NAME? | #NAME? | #NAME? | #NAME? | #NAME? | #NAME? | FALSE | 1.8 | TRUE | TRUE | #NAME? | #NAME? | #NAME? | #NAME? | #NAME? | #NAME? | #NAME? | #NAME? | #NAME? | #NAME? |  |  | 1: 0; 2: 0; 3: 10.8836; 4: 8.0387 | 18.9223 |  | 395.4273 | 608.8324 | 627.6623 | 19628 | 18.9223 | 395.4273 | 646.7931 |  | 0 | 430 | 430 | 1962-08-13 | #NAME? | #NAME? | #NAME?
1962-08-14 | 1962 | 8 | 226 | 14 | 3 | 8.9 | 5.0268 | 4.1667 | 0 | 0 | 0 | #NAME? | #NAME? | #NAME? | #NAME? | #NAME? | #NAME? | TRUE | 1.8 | TRUE | TRUE | #NAME? | #NAME? | #NAME? | #NAME? | #NAME? | #NAME? | #NAME? | #NAME? | #NAME? | #NAME? |  |  | 1: 11.3122; 2: 16.6621; 3: 0; 4: 0 | 27.9743 |  | 654.6664 | 1061.6877 | 1098.83 | 19628 | 27.9743 | 654.6664 | 1070.8259 |  | 0 | 431 | 431 | 1962-08-14 | #NAME? | #NAME? | #NAME?
1962-08-15 | 1962 | 8 | 227 | 15 | 4 | 6.1 | 5.0316 | 3.5 | 0 | 0 | 0 | #NAME? | #NAME? | #NAME? | #NAME? | #NAME? | #NAME? | FALSE | 0 | TRUE | TRUE | #NAME? | #NAME? | #NAME? | #NAME? | #NAME? | #NAME? | #NAME? | #NAME? | #NAME? | #NAME? |  |  | 1: 0; 2: 0; 3: 3.4156; 4: 5.3681 | 8.7838 |  | 207.5618 | 319.5793 | 329.4632 | 19628 | 8.7838 | 207.5618 | 339.505 |  | 0 | 432 | 432 | 1962-08-15 | #NAME? | #NAME? | #NAME?
1962-08-16 | 1962 | 8 | 228 | 16 | 5 | 9.4 | 6.3244 | 8.6667 | 0 | 0 | 0 | #NAME? | #NAME? | #NAME? | #NAME? | #NAME? | #NAME? | TRUE | 0 | TRUE | TRUE | #NAME? | #NAME? | #NAME? | #NAME? | #NAME? | #NAME? | #NAME? | #NAME? | #NAME? | #NAME? |  |  | 1: 1.5853; 2: 2.232; 3: 0; 4: 0 | 3.8173 |  | 88.724 | 143.8016 | 148.826 | 19628 | 3.8173 | 88.724 | 145.1242 |  | 0 | 433 | 433 | 1962-08-16 | #NAME? | #NAME? | #NAME?
1962-08-17 | 1962 | 8 | 229 | 17 | 6 | 10 | 5.2163 | 10 | 0 | 0 | 0 | #NAME? | #NAME? | #NAME? | #NAME? | #NAME? | #NAME? | FALSE | 0 | TRUE | TRUE | #NAME? | #NAME? | #NAME? | #NAME? | #NAME? | #NAME? | #NAME? | #NAME? | #NAME? | #NAME? |  |  | 1: 0; 2: 0; 3: 0; 4: 6.2458 | 6.2458 |  | 183.2099 | 282.085 | 290.8093 | 19628 | 6.2458 | 183.2099 | 299.673 |  | 0 | 434 | 434 | 1962-08-17 | #NAME? | #NAME? | #NAME?
1962-08-18 | 1962 | 8 | 230 | 18 | 7 | 10 | 4.0834 | 9.1667 | 0.3 | 0.3 | 0 | #NAME? | #NAME? | #NAME? | #NAME? | #NAME? | #NAME? | FALSE | 0 | TRUE | TRUE | #NAME? | #NAME? | #NAME? | #NAME? | #NAME? | #NAME? | #NAME? | #NAME? | #NAME? | #NAME? |  |  | 1: 0; 2: 0; 3: 4.2582; 4: 0 | 4.2582 |  | 62.4543 | 96.1598 | 99.1338 | 19628 | 4.2582 | 62.4543 | 102.1553 |  | 0 | 435 | 435 | 1962-08-18 | #NAME? | #NAME? | #NAME?
1962-08-19 | 1962 | 8 | 231 | 19 | 1 | 11.1 | 5.3732 | 8.3333 | 0 | 0 | 0 | #NAME? | #NAME? | #NAME? | #NAME? | #NAME? | #NAME? | TRUE | 0.3 | TRUE | TRUE | #NAME? | #NAME? | #NAME? | #NAME? | #NAME? | #NAME? | #NAME? | #NAME? | #NAME? | #NAME? |  |  | 1: 0; 2: 0; 3: 0; 4: 0 | 0 |  | 0 | 0 | 0 | 19628 | 0 | 0 | 0 |  | 0 | 436 | 436 | 1962-08-19 | #NAME? | #NAME? | #NAME?
1962-08-20 | 1962 | 8 | 232 | 20 | 2 | 13.3 | 5.6276 | 15.6667 | 0 | 0 | 0 | #NAME? | #NAME? | #NAME? | #NAME? | #NAME? | #NAME? | FALSE | 0.3 | TRUE | TRUE | #NAME? | #NAME? | #NAME? | #NAME? | #NAME? | #NAME? | #NAME? | #NAME? | #NAME? | #NAME? |  |  | 1: 0; 2: 0; 3: 0; 4: 8.0701 | 8.0701 |  | 236.723 | 364.4783 | 375.7508 | 19628 | 8.0701 | 236.723 | 387.2035 |  | 0 | 437 | 437 | 1962-08-20 | #NAME? | #NAME? | #NAME?
1962-08-21 | 1962 | 8 | 233 | 21 | 3 | 10 | 3.7165 | 15.6667 | 0.5 | 0.5 | 0 | #NAME? | #NAME? | #NAME? | #NAME? | #NAME? | #NAME? | TRUE | 0 | TRUE | TRUE | #NAME? | #NAME? | #NAME? | #NAME? | #NAME? | #NAME? | #NAME? | #NAME? | #NAME? | #NAME? |  |  | 1: 10.1319; 2: 16.03; 3: 0; 4: 0 | 26.1619 |  | 618.8142 | 1004.4491 | 1039.6578 | 19628 | 26.1619 | 618.8142 | 1012.183 |  | 0 | 438 | 438 | 1962-08-21 | #NAME? | #NAME? | #NAME?
1962-08-22 | 1962 | 8 | 234 | 22 | 4 | 7.8 | 3.5096 | 9.3333 | 0.8 | 0.8 | 0 | #NAME? | #NAME? | #NAME? | #NAME? | #NAME? | #NAME? | FALSE | 0.5 | TRUE | TRUE | #NAME? | #NAME? | #NAME? | #NAME? | #NAME? | #NAME? | #NAME? | #NAME? | #NAME? | #NAME? |  |  | 1: 0; 2: 0; 3: 9.2009; 4: 4.668 | 13.8689 |  | 271.8742 | 418.6 | 431.5464 | 19628 | 13.8689 | 271.8742 | 444.6997 |  | 0 | 439 | 439 | 1962-08-22 | #NAME? | #NAME? | #NAME?
1962-08-23 | 1962 | 8 | 235 | 23 | 5 | 3.3 | 4.3727 | 5 | 0 | 0 | 0 | #NAME? | #NAME? | #NAME? | #NAME? | #NAME? | #NAME? | TRUE | 1.3 | TRUE | TRUE | #NAME? | #NAME? | #NAME? | #NAME? | #NAME? | #NAME? | #NAME? | #NAME? | #NAME? | #NAME? |  |  | 1: 0; 2: 0; 3: 0; 4: 0 | 0 |  | 0 | 0 | 0 | 19628 | 0 | 0 | 0 |  | 0 | 440 | 440 | 1962-08-23 | #NAME? | #NAME? | #NAME?
1962-08-24 | 1962 | 8 | 236 | 24 | 6 | 11.7 | 5.7216 | 16.8333 | 0 | 0 | 0 | #NAME? | #NAME? | #NAME? | #NAME? | #NAME? | #NAME? | FALSE | 0.8 | TRUE | TRUE | #NAME? | #NAME? | #NAME? | #NAME? | #NAME? | #NAME? | #NAME? | #NAME? | #NAME? | #NAME? |  |  | 1: 0; 2: 0; 3: 0; 4: 4.685 | 4.685 |  | 137.4262 | 211.5927 | 218.1369 | 19628 | 4.685 | 137.4262 | 224.7855 |  | 0 | 441 | 441 | 1962-08-24 | #NAME? | #NAME? | #NAME?
1962-08-25 | 1962 | 8 | 237 | 25 | 7 | 7.2 | 3.7263 | 8.8333 | 0.3 | 0.3 | 0 | #NAME? | #NAME? | #NAME? | #NAME? | #NAME? | #NAME? | FALSE | 0 | TRUE | TRUE | #NAME? | #NAME? | #NAME? | #NAME? | #NAME? | #NAME? | #NAME? | #NAME? | #NAME? | #NAME? |  |  | 1: 0; 2: 0; 3: 5.0879; 4: 0 | 5.0879 |  | 74.6228 | 114.8954 | 118.4489 | 19628 | 5.0879 | 74.6228 | 122.0592 |  | 0 | 442 | 442 | 1962-08-25 | #NAME? | #NAME? | #NAME?
1962-08-26 | 1962 | 8 | 238 | 26 | 1 | 5.6 | 2.0494 | 8.3333 | 14.7 | 14.7 | 7.275 | #NAME? | #NAME? | #NAME? | #NAME? | #NAME? | #NAME? | TRUE | 0.3 | TRUE | TRUE | #NAME? | #NAME? | #NAME? | #NAME? | #NAME? | #NAME? | #NAME? | #NAME? | #NAME? | #NAME? |  |  | 1: 3.1943; 2: 4.8169; 3: 0; 4: 0 | 8.0112 |  | 188.1448 | 305.2103 | 315.8948 | 19628 | 8.0112 | 188.1448 | 307.7451 |  | 0 | 443 | 443 | 1962-08-26 | #NAME? | #NAME? | #NAME?
1962-08-27 | 1962 | 8 | 239 | 27 | 2 | 5 | 3.04 | 12.1667 | 0.8 | 0.8 | 0 | #NAME? | #NAME? | #NAME? | #NAME? | #NAME? | #NAME? | FALSE | 15 | FALSE | TRUE | #NAME? | #NAME? | #NAME? | #NAME? | #NAME? | #NAME? | #NAME? | #NAME? | #NAME? | #NAME? |  |  | 1: 0; 2: 0; 3: 0; 4: 0 | 0 |  | 0 | 0 | 0 | 19628 | 0 | 0 | 0 |  | 0 | 444 | 444 | 1962-08-27 | #NAME? | #NAME? | #NAME?
1962-08-28 | 1962 | 8 | 240 | 28 | 3 | 6.1 | 2.7483 | 25.1667 | 1 | 1 | 0 | #NAME? | #NAME? | #NAME? | #NAME? | #NAME? | #NAME? | TRUE | 15.5 | FALSE | TRUE | #NAME? | #NAME? | #NAME? | #NAME? | #NAME? | #NAME? | #NAME? | #NAME? | #NAME? | #NAME? |  |  | 1: 0; 2: 0; 3: 0; 4: 0 | 0 |  | 0 | 0 | 0 | 19628 | 0 | 0 | 0 |  | 0 | 445 | 445 | 1962-08-28 | #NAME? | #NAME? | #NAME?
1962-08-29 | 1962 | 8 | 241 | 29 | 4 | 5 | 2.8017 | 12.5 | 1.8 | 1.8 | 0 | #NAME? | #NAME? | #NAME? | #NAME? | #NAME? | #NAME? | FALSE | 1.8 | TRUE | TRUE | #NAME? | #NAME? | #NAME? | #NAME? | #NAME? | #NAME? | #NAME? | #NAME? | #NAME? | #NAME? |  |  | 1: 0; 2: 0; 3: 1.2223; 4: 5.4635 | 6.6858 |  | 178.1904 | 274.3566 | 282.8418 | 19628 | 6.6858 | 178.1904 | 291.4627 |  | 0 | 446 | 446 | 1962-08-29 | #NAME? | #NAME? | #NAME?
1962-08-30 | 1962 | 8 | 242 | 30 | 5 | 4.4 | 3.6505 | 13.1667 | 0 | 0 | 0 | #NAME? | #NAME? | #NAME? | #NAME? | #NAME? | #NAME? | TRUE | 2.8 | TRUE | TRUE | #NAME? | #NAME? | #NAME? | #NAME? | #NAME? | #NAME? | #NAME? | #NAME? | #NAME? | #NAME? |  |  | 1: 2.3555; 2: 3.8167; 3: 0; 4: 0 | 6.1722 |  | 146.5042 | 237.8728 | 246.2162 | 19628 | 6.1722 | 146.5042 | 239.6342 |  | 0 | 447 | 447 | 1962-08-30 | #NAME? | #NAME? | #NAME?
1962-08-31 | 1962 | 8 | 243 | 31 | 6 | 10 | 3.4296 | 13.8333 | 0 | 0 | 0 | #NAME? | #NAME? | #NAME? | #NAME? | #NAME? | #NAME? | FALSE | 1.8 | TRUE | TRUE | #NAME? | #NAME? | #NAME? | #NAME? | #NAME? | #NAME? | #NAME? | #NAME? | #NAME? | #NAME? |  |  | 1: 0; 2: 0; 3: 0; 4: 4.2878 | 4.2878 |  | 125.7752 | 193.6539 | 199.6432 | 19628 | 4.2878 | 125.7752 | 205.7282 |  | 0 | 448 | 448 | 1962-08-31 | #NAME? | #NAME? | #NAME?
1962-09-01 | 1962 | 9 | 244 | 1 | 7 | 7.8 | 3.7484 | 10 | 2.8 | 2.8 | 0 | #NAME? | #NAME? | #NAME? | #NAME? | #NAME? | #NAME? | FALSE | 0 | TRUE | FALSE | #NAME? | #NAME? | #NAME? | #NAME? | #NAME? | #NAME? | #NAME? | #NAME? | #NAME? | #NAME? |  |  | 1: 0; 2: 0; 3: 0; 4: 0 | 0 |  | 0 | 0 | 0 | 19629 | 0 | 0 | 0 |  | 0 | 449 | 449 | 1962-09-01 | #NAME? | #NAME? | #NAME?
1962-09-02 | 1962 | 9 | 245 | 2 | 1 | 2.2 | 2.918 | 35.1667 | 1.3 | 1.3 | 0 | #NAME? | #NAME? | #NAME? | #NAME? | #NAME? | #NAME? | TRUE | 2.8 | TRUE | FALSE | #NAME? | #NAME? | #NAME? | #NAME? | #NAME? | #NAME? | #NAME? | #NAME? | #NAME? | #NAME? |  |  | 1: 0; 2: 0; 3: 0; 4: 0 | 0 |  | 0 | 0 | 0 | 19629 | 0 | 0 | 0 |  | 0 | 450 | 450 | 1962-09-02 | #NAME? | #NAME? | #NAME?
1962-09-03 | 1962 | 9 | 246 | 3 | 2 | 0 | 3.3281 | 9.5 | 0 | 0 | 0 | #NAME? | #NAME? | #NAME? | #NAME? | #NAME? | #NAME? | FALSE | 4.1 | TRUE | TRUE | #NAME? | #NAME? | #NAME? | #NAME? | #NAME? | #NAME? | #NAME? | #NAME? | #NAME? | #NAME? |  |  | 1: 0; 2: 0; 3: 6.687; 4: 5.9465 | 12.6335 |  | 272.5068 | 419.574 | 432.5505 | 19629 | 12.6335 | 272.5068 | 445.7344 |  | 0 | 451 | 451 | 1962-09-03 | #NAME? | #NAME? | #NAME?
1962-09-04 | 1962 | 9 | 247 | 4 | 3 | 3.3 | 3.8905 | 8.6667 | 0 | 0 | 0 | #NAME? | #NAME? | #NAME? | #NAME? | #NAME? | #NAME? | TRUE | 1.3 | TRUE | TRUE | #NAME? | #NAME? | #NAME? | #NAME? | #NAME? | #NAME? | #NAME? | #NAME? | #NAME? | #NAME? |  |  | 1: 9.6843; 2: 15.7404; 3: 0; 4: 0 | 25.4247 |  | 603.754 | 980.3276 | 1014.7154 | 19629 | 25.4247 | 603.754 | 987.5493 |  | 0 | 452 | 452 | 1962-09-04 | #NAME? | #NAME? | #NAME?
1962-09-05 | 1962 | 9 | 248 | 5 | 4 | 7.2 | 4.8111 | 6.6667 | 0 | 0 | 0 | #NAME? | #NAME? | #NAME? | #NAME? | #NAME? | #NAME? | FALSE | 0 | TRUE | TRUE | #NAME? | #NAME? | #NAME? | #NAME? | #NAME? | #NAME? | #NAME? | #NAME? | #NAME? | #NAME? |  |  | 1: 0; 2: 0; 3: 1.3742; 4: 4.4198 | 5.794 |  | 149.8019 | 230.6473 | 237.7807 | 19629 | 5.794 | 149.8019 | 245.0282 |  | 0 | 453 | 453 | 1962-09-05 | #NAME? | #NAME? | #NAME?
1962-09-06 | 1962 | 9 | 249 | 6 | 5 | 7.2 | 4.1997 | 12.5 | 7.1 | 7.1 | 1.575 | #NAME? | #NAME? | #NAME? | #NAME? | #NAME? | #NAME? | TRUE | 0 | TRUE | FALSE | #NAME? | #NAME? | #NAME? | #NAME? | #NAME? | #NAME? | #NAME? | #NAME? | #NAME? | #NAME? |  |  | 1: 0; 2: 0; 3: 0; 4: 0 | 0 |  | 0 | 0 | 0 | 19629 | 0 | 0 | 0 |  | 0 | 454 | 454 | 1962-09-06 | #NAME? | #NAME? | #NAME?
1962-09-07 | 1962 | 9 | 250 | 7 | 6 | -0.6 | 2.8908 | 48.1667 | 13.7 | 13.7 | 6.525 | #NAME? | #NAME? | #NAME? | #NAME? | #NAME? | #NAME? | FALSE | 7.1 | TRUE | FALSE | #NAME? | #NAME? | #NAME? | #NAME? | #NAME? | #NAME? | #NAME? | #NAME? | #NAME? | #NAME? |  |  | 1: 0; 2: 0; 3: 0; 4: 0 | 0 |  | 0 | 0 | 0 | 19629 | 0 | 0 | 0 |  | 0 | 455 | 455 | 1962-09-07 | #NAME? | #NAME? | #NAME?
1962-09-08 | 1962 | 9 | 251 | 8 | 7 | -1.7 | 2.4374 | 8.6667 | 0 | 0 | 0 | #NAME? | #NAME? | #NAME? | #NAME? | #NAME? | #NAME? | FALSE | 20.8 | FALSE | TRUE | #NAME? | #NAME? | #NAME? | #NAME? | #NAME? | #NAME? | #NAME? | #NAME? | #NAME? | #NAME? |  |  | 1: 0; 2: 0; 3: 0; 4: 0 | 0 |  | 0 | 0 | 0 | 19629 | 0 | 0 | 0 |  | 0 | 456 | 456 | 1962-09-08 | #NAME? | #NAME? | #NAME?
1962-09-09 | 1962 | 9 | 252 | 9 | 1 | 4.4 | 3.7955 | 9.1667 | 0 | 0 | 0 | #NAME? | #NAME? | #NAME? | #NAME? | #NAME? | #NAME? | TRUE | 13.7 | FALSE | TRUE | #NAME? | #NAME? | #NAME? | #NAME? | #NAME? | #NAME? | #NAME? | #NAME? | #NAME? | #NAME? |  |  | 1: 0; 2: 0; 3: 0; 4: 0 | 0 |  | 0 | 0 | 0 | 19629 | 0 | 0 | 0 |  | 0 | 457 | 457 | 1962-09-09 | #NAME? | #NAME? | #NAME?
1962-09-10 | 1962 | 9 | 253 | 10 | 2 | 7.2 | 2.8502 | 19 | 0 | 0 | 0 | #NAME? | #NAME? | #NAME? | #NAME? | #NAME? | #NAME? | FALSE | 0 | TRUE | TRUE | #NAME? | #NAME? | #NAME? | #NAME? | #NAME? | #NAME? | #NAME? | #NAME? | #NAME? | #NAME? |  |  | 1: 0; 2: 0; 3: 5.2571; 4: 5.7081 | 10.9652 |  | 244.5417 | 376.5165 | 388.1614 | 19629 | 10.9652 | 244.5417 | 399.9923 |  | 0 | 458 | 458 | 1962-09-10 | #NAME? | #NAME? | #NAME?
1962-09-11 | 1962 | 9 | 254 | 11 | 3 | 5 | 1.9997 | 5.6667 | 1.5 | 1.5 | 0 | #NAME? | #NAME? | #NAME? | #NAME? | #NAME? | #NAME? | TRUE | 0 | TRUE | FALSE | #NAME? | #NAME? | #NAME? | #NAME? | #NAME? | #NAME? | #NAME? | #NAME? | #NAME? | #NAME? |  |  | 1: 0; 2: 0; 3: 0; 4: 0 | 0 |  | 0 | 0 | 0 | 19629 | 0 | 0 | 0 |  | 0 | 459 | 459 | 1962-09-11 | #NAME? | #NAME? | #NAME?
1962-09-12 | 1962 | 9 | 255 | 12 | 4 | 1.7 | 1.8576 | 11 | 0.3 | 0.3 | 0 | #NAME? | #NAME? | #NAME? | #NAME? | #NAME? | #NAME? | FALSE | 1.5 | TRUE | FALSE | #NAME? | #NAME? | #NAME? | #NAME? | #NAME? | #NAME? | #NAME? | #NAME? | #NAME? | #NAME? |  |  | 1: 0; 2: 0; 3: 0; 4: 0 | 0 |  | 0 | 0 | 0 | 19629 | 0 | 0 | 0 |  | 0 | 460 | 460 | 1962-09-12 | #NAME? | #NAME? | #NAME?
1962-09-13 | 1962 | 9 | 256 | 13 | 5 | -1.1 | 2.2129 | 3.8333 | 0 | 0 | 0 | #NAME? | #NAME? | #NAME? | #NAME? | #NAME? | #NAME? | TRUE | 1.8 | TRUE | FALSE | #NAME? | #NAME? | #NAME? | #NAME? | #NAME? | #NAME? | #NAME? | #NAME? | #NAME? | #NAME? |  |  | 1: 0; 2: 0; 3: 0; 4: 0 | 0 |  | 0 | 0 | 0 | 19629 | 0 | 0 | 0 |  | 0 | 461 | 461 | 1962-09-13 | #NAME? | #NAME? | #NAME?
1962-09-14 | 1962 | 9 | 257 | 14 | 6 | 2.2 | 2.7626 | 2.1667 | 0 | 0 | 0 | #NAME? | #NAME? | #NAME? | #NAME? | #NAME? | #NAME? | FALSE | 0.3 | TRUE | TRUE | #NAME? | #NAME? | #NAME? | #NAME? | #NAME? | #NAME? | #NAME? | #NAME? | #NAME? | #NAME? |  |  | 1: 0; 2: 0; 3: 0; 4: 5.6185 | 5.6185 |  | 164.8108 | 253.7563 | 261.6044 | 19629 | 5.6185 | 164.8108 | 269.578 |  | 0 | 462 | 462 | 1962-09-14 | #NAME? | #NAME? | #NAME?
1962-09-15 | 1962 | 9 | 258 | 15 | 7 | 7.8 | 3.1643 | 9 | 0 | 0 | 0 | #NAME? | #NAME? | #NAME? | #NAME? | #NAME? | #NAME? | FALSE | 0 | TRUE | FALSE | #NAME? | #NAME? | #NAME? | #NAME? | #NAME? | #NAME? | #NAME? | #NAME? | #NAME? | #NAME? |  |  | 1: 0; 2: 0; 3: 0; 4: 0 | 0 |  | 0 | 0 | 0 | 19629 | 0 | 0 | 0 |  | 0 | 463 | 463 | 1962-09-15 | #NAME? | #NAME? | #NAME?
1962-09-16 | 1962 | 9 | 259 | 16 | 1 | 1.1 | 3.0726 | 3.5 | 0 | 0 | 0 | #NAME? | #NAME? | #NAME? | #NAME? | #NAME? | #NAME? | TRUE | 0 | TRUE | TRUE | #NAME? | #NAME? | #NAME? | #NAME? | #NAME? | #NAME? | #NAME? | #NAME? | #NAME? | #NAME? |  |  | 1: 6.4656; 2: 10.4366; 3: 0; 4: 0 | 16.9023 |  | 400.9705 | 651.0092 | 673.8411 | 19629 | 16.9023 | 400.9705 | 655.8601 |  | 0 | 464 | 464 | 1962-09-16 | #NAME? | #NAME? | #NAME?
1962-09-17 | 1962 | 9 | 260 | 17 | 2 | 4.4 | 3.6891 | 8.6667 | 0 | 0 | 0 | #NAME? | #NAME? | #NAME? | #NAME? | #NAME? | #NAME? | FALSE | 0 | TRUE | TRUE | #NAME? | #NAME? | #NAME? | #NAME? | #NAME? | #NAME? | #NAME? | #NAME? | #NAME? | #NAME? |  |  | 1: 0; 2: 0; 3: 4.1173; 4: 5.7103 | 9.8276 |  | 227.8898 | 350.8779 | 361.7298 | 19629 | 9.8276 | 227.8898 | 372.7551 |  | 0 | 465 | 465 | 1962-09-17 | #NAME? | #NAME? | #NAME?
1962-09-18 | 1962 | 9 | 261 | 18 | 3 | 6.1 | 3.1662 | 14 | 0 | 0 | 0 | #NAME? | #NAME? | #NAME? | #NAME? | #NAME? | #NAME? | TRUE | 0 | TRUE | TRUE | #NAME? | #NAME? | #NAME? | #NAME? | #NAME? | #NAME? | #NAME? | #NAME? | #NAME? | #NAME? |  |  | 1: 0; 2: 0; 3: 0; 4: 0 | 0 |  | 0 | 0 | 0 | 19629 | 0 | 0 | 0 |  | 0 | 466 | 466 | 1962-09-18 | #NAME? | #NAME? | #NAME?
1962-09-19 | 1962 | 9 | 262 | 19 | 4 | 5 | 3.5052 | 19 | 0 | 0 | 0 | #NAME? | #NAME? | #NAME? | #NAME? | #NAME? | #NAME? | FALSE | 0 | TRUE | TRUE | #NAME? | #NAME? | #NAME? | #NAME? | #NAME? | #NAME? | #NAME? | #NAME? | #NAME? | #NAME? |  |  | 1: 0; 2: 0; 3: 0; 4: 4.0214 | 4.0214 |  | 117.9614 | 181.6232 | 187.2404 | 19629 | 4.0214 | 117.9614 | 192.9473 |  | 0 | 467 | 467 | 1962-09-19 | #NAME? | #NAME? | #NAME?
1962-09-20 | 1962 | 9 | 263 | 20 | 5 | 6.7 | 3.0928 | 13.6667 | 0 | 0 | 0 | #NAME? | #NAME? | #NAME? | #NAME? | #NAME? | #NAME? | TRUE | 0 | TRUE | TRUE | #NAME? | #NAME? | #NAME? | #NAME? | #NAME? | #NAME? | #NAME? | #NAME? | #NAME? | #NAME? |  |  | 1: 0; 2: 0; 3: 0; 4: 0 | 0 |  | 0 | 0 | 0 | 19629 | 0 | 0 | 0 |  | 0 | 468 | 468 | 1962-09-20 | #NAME? | #NAME? | #NAME?
1962-09-21 | 1962 | 9 | 264 | 21 | 6 | 4.4 | 4.112 | 12.1667 | 0 | 0 | 0 | #NAME? | #NAME? | #NAME? | #NAME? | #NAME? | #NAME? | FALSE | 0 | TRUE | TRUE | #NAME? | #NAME? | #NAME? | #NAME? | #NAME? | #NAME? | #NAME? | #NAME? | #NAME? | #NAME? |  |  | 1: 0; 2: 0; 3: 0; 4: 3.981 | 3.981 |  | 116.7775 | 179.8002 | 185.361 | 19629 | 3.981 | 116.7775 | 191.0107 |  | 0 | 469 | 469 | 1962-09-21 | #NAME? | #NAME? | #NAME?
1962-09-22 | 1962 | 9 | 265 | 22 | 7 | 6.1 | 4.4047 | 14 | 0 | 0 | 0 | #NAME? | #NAME? | #NAME? | #NAME? | #NAME? | #NAME? | FALSE | 0 | TRUE | TRUE | #NAME? | #NAME? | #NAME? | #NAME? | #NAME? | #NAME? | #NAME? | #NAME? | #NAME? | #NAME? |  |  | 1: 0; 2: 0; 3: 0; 4: 0 | 0 |  | 0 | 0 | 0 | 19629 | 0 | 0 | 0 |  | 0 | 470 | 470 | 1962-09-22 | #NAME? | #NAME? | #NAME?
1962-09-23 | 1962 | 9 | 266 | 23 | 1 | 10.6 | 2.1374 | 16.6667 | 0.3 | 0.3 | 0 | #NAME? | #NAME? | #NAME? | #NAME? | #NAME? | #NAME? | TRUE | 0 | TRUE | TRUE | #NAME? | #NAME? | #NAME? | #NAME? | #NAME? | #NAME? | #NAME? | #NAME? | #NAME? | #NAME? |  |  | 1: 3.3575; 2: 5.8092; 3: 0; 4: 0 | 9.1668 |  | 219.6481 | 356.9141 | 369.4542 | 19629 | 9.1668 | 219.6481 | 359.2744 |  | 0 | 471 | 471 | 1962-09-23 | #NAME? | #NAME? | #NAME?
1962-09-24 | 1962 | 9 | 267 | 24 | 2 | 3.3 | 2.725 | 8.3333 | 0 | 0 | 0 | #NAME? | #NAME? | #NAME? | #NAME? | #NAME? | #NAME? | FALSE | 0.3 | TRUE | TRUE | #NAME? | #NAME? | #NAME? | #NAME? | #NAME? | #NAME? | #NAME? | #NAME? | #NAME? | #NAME? |  |  | 1: 0; 2: 0; 3: 11.625; 4: 5.8782 | 17.5032 |  | 342.9269 | 527.9985 | 544.3284 | 19629 | 17.5032 | 342.9269 | 560.9192 |  | 0 | 472 | 472 | 1962-09-24 | #NAME? | #NAME? | #NAME?
1962-09-25 | 1962 | 9 | 268 | 25 | 3 | 3.3 | 3.5861 | 1 | 0 | 0 | 0 | #NAME? | #NAME? | #NAME? | #NAME? | #NAME? | #NAME? | TRUE | 0.3 | TRUE | TRUE | #NAME? | #NAME? | #NAME? | #NAME? | #NAME? | #NAME? | #NAME? | #NAME? | #NAME? | #NAME? |  |  | 1: 11.6409; 2: 20.2348; 3: 0; 4: 0 | 31.8757 |  | 764.2866 | 1241.9845 | 1285.6264 | 19629 | 31.8757 | 764.2866 | 1250.1296 |  | 0 | 473 | 473 | 1962-09-25 | #NAME? | #NAME? | #NAME?
1962-09-26 | 1962 | 9 | 269 | 26 | 4 | 6.7 | 4.2397 | 4.5 | 0 | 0 | 0 | #NAME? | #NAME? | #NAME? | #NAME? | #NAME? | #NAME? | FALSE | 0 | TRUE | TRUE | #NAME? | #NAME? | #NAME? | #NAME? | #NAME? | #NAME? | #NAME? | #NAME? | #NAME? | #NAME? |  |  | 1: 0; 2: 0; 3: 0; 4: 4.2523 | 4.2523 |  | 124.7352 | 192.0525 | 197.9923 | 19629 | 4.2523 | 124.7352 | 204.027 |  | 0 | 474 | 474 | 1962-09-26 | #NAME? | #NAME? | #NAME?
1962-09-27 | 1962 | 9 | 270 | 27 | 5 | 12.2 | 3.5339 | 14 | 0 | 0 | 0 | #NAME? | #NAME? | #NAME? | #NAME? | #NAME? | #NAME? | TRUE | 0 | TRUE | TRUE | #NAME? | #NAME? | #NAME? | #NAME? | #NAME? | #NAME? | #NAME? | #NAME? | #NAME? | #NAME? |  |  | 1: 2.7414; 2: 3.9135; 3: 0; 4: 0 | 6.6549 |  | 155.0033 | 251.2709 | 260.0537 | 19629 | 6.6549 | 155.0033 | 253.5361 |  | 0 | 475 | 475 | 1962-09-27 | #NAME? | #NAME? | #NAME?
1962-09-28 | 1962 | 9 | 271 | 28 | 6 | 5 | 3.0172 | 8.1667 | 0 | 0 | 0 | #NAME? | #NAME? | #NAME? | #NAME? | #NAME? | #NAME? | FALSE | 0 | TRUE | TRUE | #NAME? | #NAME? | #NAME? | #NAME? | #NAME? | #NAME? | #NAME? | #NAME? | #NAME? | #NAME? |  |  | 1: 0; 2: 0; 3: 0; 4: 4.2755 | 4.2755 |  | 125.4147 | 193.0988 | 199.0709 | 19629 | 4.2755 | 125.4147 | 205.1384 |  | 0 | 476 | 476 | 1962-09-28 | #NAME? | #NAME? | #NAME?
1962-09-29 | 1962 | 9 | 272 | 29 | 7 | 8.3 | 4.5087 | 24.3333 | 0 | 0 | 0 | #NAME? | #NAME? | #NAME? | #NAME? | #NAME? | #NAME? | FALSE | 0 | TRUE | TRUE | #NAME? | #NAME? | #NAME? | #NAME? | #NAME? | #NAME? | #NAME? | #NAME? | #NAME? | #NAME? |  |  | 1: 0; 2: 0; 3: 0; 4: 0 | 0 |  | 0 | 0 | 0 | 19629 | 0 | 0 | 0 |  | 0 | 477 | 477 | 1962-09-29 | #NAME? | #NAME? | #NAME?
1962-09-30 | 1962 | 9 | 273 | 30 | 1 | 4.4 | 4.1379 | 23.1667 | 0 | 0 | 0 | #NAME? | #NAME? | #NAME? | #NAME? | #NAME? | #NAME? | TRUE | 0 | TRUE | FALSE | #NAME? | #NAME? | #NAME? | #NAME? | #NAME? | #NAME? | #NAME? | #NAME? | #NAME? | #NAME? |  |  | 1: 0; 2: 0; 3: 0; 4: 0 | 0 |  | 0 | 0 | 0 | 19629 | 0 | 0 | 0 |  | 0 | 478 | 478 | 1962-09-30 | #NAME? | #NAME? | #NAME?
1963-05-01 | 1963 | 5 | 121 | 1 | 4 | 1.1 | 2.9849 | 29.1667 | 2.3 | 2.3 | 0 | #NAME? | #NAME? | #NAME? | #NAME? | #NAME? | #NAME? | FALSE | 0 | TRUE | FALSE | #NAME? | #NAME? | #NAME? | #NAME? | #NAME? | #NAME? | #NAME? | #NAME? | #NAME? | #NAME? |  |  | 1: 0; 2: 0; 3: 0; 4: 0 | 0 |  | 0 | 0 | 0 | 19635 | 0 | 0 | 0 |  | 0 | 479 | 479 | 1963-05-01 | #NAME? | #NAME? | #NAME?
1963-05-02 | 1963 | 5 | 122 | 2 | 5 | 0 | 3.7149 | 34.3333 | 5.6 | 5.6 | 0.45 | #NAME? | #NAME? | #NAME? | #NAME? | #NAME? | #NAME? | TRUE | 2.3 | TRUE | FALSE | #NAME? | #NAME? | #NAME? | #NAME? | #NAME? | #NAME? | #NAME? | #NAME? | #NAME? | #NAME? |  |  | 1: 0; 2: 0; 3: 0; 4: 0 | 0 |  | 0 | 0 | 0 | 19635 | 0 | 0 | 0 |  | 0 | 480 | 480 | 1963-05-02 | #NAME? | #NAME? | #NAME?
1963-05-03 | 1963 | 5 | 123 | 3 | 6 | -3.3 | 1.3478 | 24.3333 | 8.9 | 8.9 | 2.925 | #NAME? | #NAME? | #NAME? | #NAME? | #NAME? | #NAME? | FALSE | 7.9 | TRUE | FALSE | #NAME? | #NAME? | #NAME? | #NAME? | #NAME? | #NAME? | #NAME? | #NAME? | #NAME? | #NAME? |  |  | 1: 0; 2: 0; 3: 0; 4: 0 | 0 |  | 0 | 0 | 0 | 19635 | 0 | 0 | 0 |  | 0 | 481 | 481 | 1963-05-03 | #NAME? | #NAME? | #NAME?
1963-05-04 | 1963 | 5 | 124 | 4 | 7 | -2.8 | 1.7899 | 19.6667 | 0 | 0 | 0 | #NAME? | #NAME? | #NAME? | #NAME? | #NAME? | #NAME? | FALSE | 14.5 | FALSE | FALSE | #NAME? | #NAME? | #NAME? | #NAME? | #NAME? | #NAME? | #NAME? | #NAME? | #NAME? | #NAME? |  |  | 1: 0; 2: 0; 3: 0; 4: 0 | 0 |  | 0 | 0 | 0 | 19635 | 0 | 0 | 0 |  | 0 | 482 | 482 | 1963-05-04 | #NAME? | #NAME? | #NAME?
1963-05-05 | 1963 | 5 | 125 | 5 | 1 | 0.6 | 4.5655 | 22.6667 | 0 | 0 | 0 | #NAME? | #NAME? | #NAME? | #NAME? | #NAME? | #NAME? | TRUE | 8.9 | TRUE | TRUE | #NAME? | #NAME? | #NAME? | #NAME? | #NAME? | #NAME? | #NAME? | #NAME? | #NAME? | #NAME? |  |  | 1: 0; 2: 0; 3: 0; 4: 0 | 0 |  | 0 | 0 | 0 | 19635 | 0 | 0 | 0 |  | 0 | 483 | 483 | 1963-05-05 | #NAME? | #NAME? | #NAME?
1963-05-06 | 1963 | 5 | 126 | 6 | 2 | 5.6 | 4.4678 | 19.8333 | 0 | 0 | 0 | #NAME? | #NAME? | #NAME? | #NAME? | #NAME? | #NAME? | FALSE | 0 | TRUE | TRUE | #NAME? | #NAME? | #NAME? | #NAME? | #NAME? | #NAME? | #NAME? | #NAME? | #NAME? | #NAME? |  |  | 1: 0; 2: 0; 3: 1.2847; 4: 5.7754 | 7.0601 |  | 188.255 | 289.853 | 298.8175 | 19635 | 7.0601 | 188.255 | 307.9253 |  | 0 | 484 | 484 | 1963-05-06 | #NAME? | #NAME? | #NAME?
1963-05-07 | 1963 | 5 | 127 | 7 | 3 | 4.4 | 2.9404 | 21 | 0.3 | 0.3 | 0 | #NAME? | #NAME? | #NAME? | #NAME? | #NAME? | #NAME? | TRUE | 0 | TRUE | FALSE | #NAME? | #NAME? | #NAME? | #NAME? | #NAME? | #NAME? | #NAME? | #NAME? | #NAME? | #NAME? |  |  | 1: 0; 2: 0; 3: 0; 4: 0 | 0 |  | 0 | 0 | 0 | 19635 | 0 | 0 | 0 |  | 0 | 485 | 485 | 1963-05-07 | #NAME? | #NAME? | #NAME?
1963-05-08 | 1963 | 5 | 128 | 8 | 4 | -0.6 | 3.6406 | 18.6667 | 0 | 0 | 0 | #NAME? | #NAME? | #NAME? | #NAME? | #NAME? | #NAME? | FALSE | 0.3 | TRUE | FALSE | #NAME? | #NAME? | #NAME? | #NAME? | #NAME? | #NAME? | #NAME? | #NAME? | #NAME? | #NAME? |  |  | 1: 0; 2: 0; 3: 0; 4: 0 | 0 |  | 0 | 0 | 0 | 19635 | 0 | 0 | 0 |  | 0 | 486 | 486 | 1963-05-08 | #NAME? | #NAME? | #NAME?
1963-05-09 | 1963 | 5 | 129 | 9 | 5 | -1.7 | 3.8247 | 14.1667 | 0 | 0 | 0 | #NAME? | #NAME? | #NAME? | #NAME? | #NAME? | #NAME? | TRUE | 0.3 | TRUE | FALSE | #NAME? | #NAME? | #NAME? | #NAME? | #NAME? | #NAME? | #NAME? | #NAME? | #NAME? | #NAME? |  |  | 1: 0; 2: 0; 3: 0; 4: 0 | 0 |  | 0 | 0 | 0 | 19635 | 0 | 0 | 0 |  | 0 | 487 | 487 | 1963-05-09 | #NAME? | #NAME? | #NAME?
1963-05-10 | 1963 | 5 | 130 | 10 | 6 | 2.8 | 3.4351 | 20 | 0 | 0 | 0 | #NAME? | #NAME? | #NAME? | #NAME? | #NAME? | #NAME? | FALSE | 0 | TRUE | FALSE | #NAME? | #NAME? | #NAME? | #NAME? | #NAME? | #NAME? | #NAME? | #NAME? | #NAME? | #NAME? |  |  | 1: 0; 2: 0; 3: 0; 4: 0 | 0 |  | 0 | 0 | 0 | 19635 | 0 | 0 | 0 |  | 0 | 488 | 488 | 1963-05-10 | #NAME? | #NAME? | #NAME?
1963-05-11 | 1963 | 5 | 131 | 11 | 7 | 2.2 | 3.2976 | 15.6667 | 0 | 0 | 0 | #NAME? | #NAME? | #NAME? | #NAME? | #NAME? | #NAME? | FALSE | 0 | TRUE | FALSE | #NAME? | #NAME? | #NAME? | #NAME? | #NAME? | #NAME? | #NAME? | #NAME? | #NAME? | #NAME? |  |  | 1: 0; 2: 0; 3: 0; 4: 0 | 0 |  | 0 | 0 | 0 | 19635 | 0 | 0 | 0 |  | 0 | 489 | 489 | 1963-05-11 | #NAME? | #NAME? | #NAME?
1963-05-12 | 1963 | 5 | 132 | 12 | 1 | 0.6 | 3.3829 | 19 | 0 | 0 | 0 | #NAME? | #NAME? | #NAME? | #NAME? | #NAME? | #NAME? | TRUE | 0 | TRUE | FALSE | #NAME? | #NAME? | #NAME? | #NAME? | #NAME? | #NAME? | #NAME? | #NAME? | #NAME? | #NAME? |  |  | 1: 0; 2: 0; 3: 0; 4: 0 | 0 |  | 0 | 0 | 0 | 19635 | 0 | 0 | 0 |  | 0 | 490 | 490 | 1963-05-12 | #NAME? | #NAME? | #NAME?
1963-05-13 | 1963 | 5 | 133 | 13 | 2 | -1.7 | 3.3609 | 2.5 | 0 | 0 | 0 | #NAME? | #NAME? | #NAME? | #NAME? | #NAME? | #NAME? | FALSE | 0 | TRUE | TRUE | #NAME? | #NAME? | #NAME? | #NAME? | #NAME? | #NAME? | #NAME? | #NAME? | #NAME? | #NAME? |  |  | 1: 0; 2: 0; 3: 4.6621; 4: 11.2879 | 15.9501 |  | 399.4906 | 615.0887 | 634.112 | 19635 | 15.9501 | 399.4906 | 653.4394 |  | 0 | 491 | 491 | 1963-05-13 | #NAME? | #NAME? | #NAME?
1963-05-14 | 1963 | 5 | 134 | 14 | 3 | 3.3 | 4.783 | 7.8333 | 0 | 0 | 0 | #NAME? | #NAME? | #NAME? | #NAME? | #NAME? | #NAME? | TRUE | 0 | TRUE | TRUE | #NAME? | #NAME? | #NAME? | #NAME? | #NAME? | #NAME? | #NAME? | #NAME? | #NAME? | #NAME? |  |  | 1: 6.7705; 2: 11.3988; 3: 0; 4: 0 | 18.1693 |  | 433.6652 | 704.4501 | 729.1834 | 19635 | 18.1693 | 433.6652 | 709.3382 |  | 0 | 492 | 492 | 1963-05-14 | #NAME? | #NAME? | #NAME?
1963-05-15 | 1963 | 5 | 135 | 15 | 4 | 6.1 | 5.0431 | 9 | 0 | 0 | 0 | #NAME? | #NAME? | #NAME? | #NAME? | #NAME? | #NAME? | FALSE | 0 | TRUE | FALSE | #NAME? | #NAME? | #NAME? | #NAME? | #NAME? | #NAME? | #NAME? | #NAME? | #NAME? | #NAME? |  |  | 1: 0; 2: 0; 3: 0; 4: 0 | 0 |  | 0 | 0 | 0 | 19635 | 0 | 0 | 0 |  | 0 | 493 | 493 | 1963-05-15 | #NAME? | #NAME? | #NAME?
1963-05-16 | 1963 | 5 | 136 | 16 | 5 | 1.1 | 4.7039 | 8.5 | 0 | 0 | 0 | #NAME? | #NAME? | #NAME? | #NAME? | #NAME? | #NAME? | TRUE | 0 | TRUE | FALSE | #NAME? | #NAME? | #NAME? | #NAME? | #NAME? | #NAME? | #NAME? | #NAME? | #NAME? | #NAME? |  |  | 1: 0; 2: 0; 3: 0; 4: 0 | 0 |  | 0 | 0 | 0 | 19635 | 0 | 0 | 0 |  | 0 | 494 | 494 | 1963-05-16 | #NAME? | #NAME? | #NAME?
1963-05-17 | 1963 | 5 | 137 | 17 | 6 | 2.2 | 4.589 | 16.5 | 0 | 0 | 0 | #NAME? | #NAME? | #NAME? | #NAME? | #NAME? | #NAME? | FALSE | 0 | TRUE | TRUE | #NAME? | #NAME? | #NAME? | #NAME? | #NAME? | #NAME? | #NAME? | #NAME? | #NAME? | #NAME? |  |  | 1: 0; 2: 0; 3: 0; 4: 10.0762 | 10.0762 |  | 295.5681 | 455.081 | 469.1557 | 19635 | 10.0762 | 295.5681 | 483.4553 |  | 0 | 495 | 495 | 1963-05-17 | #NAME? | #NAME? | #NAME?
1963-05-18 | 1963 | 5 | 138 | 18 | 7 | 5 | 4.4582 | 25.5 | 0 | 0 | 0 | #NAME? | #NAME? | #NAME? | #NAME? | #NAME? | #NAME? | FALSE | 0 | TRUE | FALSE | #NAME? | #NAME? | #NAME? | #NAME? | #NAME? | #NAME? | #NAME? | #NAME? | #NAME? | #NAME? |  |  | 1: 0; 2: 0; 3: 0; 4: 0 | 0 |  | 0 | 0 | 0 | 19635 | 0 | 0 | 0 |  | 0 | 496 | 496 | 1963-05-18 | #NAME? | #NAME? | #NAME?
1963-05-19 | 1963 | 5 | 139 | 19 | 1 | -1.1 | 5.2232 | 11.6667 | 0 | 0 | 0 | #NAME? | #NAME? | #NAME? | #NAME? | #NAME? | #NAME? | TRUE | 0 | TRUE | FALSE | #NAME? | #NAME? | #NAME? | #NAME? | #NAME? | #NAME? | #NAME? | #NAME? | #NAME? | #NAME? |  |  | 1: 0; 2: 0; 3: 0; 4: 0 | 0 |  | 0 | 0 | 0 | 19635 | 0 | 0 | 0 |  | 0 | 497 | 497 | 1963-05-19 | #NAME? | #NAME? | #NAME?
1963-05-20 | 1963 | 5 | 140 | 20 | 2 | 1.7 | 4.074 | 5.6667 | 0 | 0 | 0 | #NAME? | #NAME? | #NAME? | #NAME? | #NAME? | #NAME? | FALSE | 0 | TRUE | FALSE | #NAME? | #NAME? | #NAME? | #NAME? | #NAME? | #NAME? | #NAME? | #NAME? | #NAME? | #NAME? |  |  | 1: 0; 2: 0; 3: 0; 4: 0 | 0 |  | 0 | 0 | 0 | 19635 | 0 | 0 | 0 |  | 0 | 498 | 498 | 1963-05-20 | #NAME? | #NAME? | #NAME?
1963-05-21 | 1963 | 5 | 141 | 21 | 3 | 1.7 | 5.4581 | 12.8333 | 0 | 0 | 0 | #NAME? | #NAME? | #NAME? | #NAME? | #NAME? | #NAME? | TRUE | 0 | TRUE | TRUE | #NAME? | #NAME? | #NAME? | #NAME? | #NAME? | #NAME? | #NAME? | #NAME? | #NAME? | #NAME? |  |  | 1: 0; 2: 0; 3: 0; 4: 0 | 0 |  | 0 | 0 | 0 | 19635 | 0 | 0 | 0 |  | 0 | 499 | 499 | 1963-05-21 | #NAME? | #NAME? | #NAME?
1963-05-22 | 1963 | 5 | 142 | 22 | 4 | 3.9 | 6.3198 | 14.8333 | 0 | 0 | 0 | #NAME? | #NAME? | #NAME? | #NAME? | #NAME? | #NAME? | FALSE | 0 | TRUE | TRUE | #NAME? | #NAME? | #NAME? | #NAME? | #NAME? | #NAME? | #NAME? | #NAME? | #NAME? | #NAME? |  |  | 1: 0; 2: 0; 3: 2.3609; 4: 11.2759 | 13.6368 |  | 365.3867 | 562.5795 | 579.9789 | 19635 | 13.6368 | 365.3867 | 597.6563 |  | 0 | 500 | 500 | 1963-05-22 | #NAME? | #NAME? | #NAME?
1963-05-23 | 1963 | 5 | 143 | 23 | 5 | 5.6 | 6.3861 | 9.1667 | 0 | 0 | 0 | #NAME? | #NAME? | #NAME? | #NAME? | #NAME? | #NAME? | TRUE | 0 | TRUE | TRUE | #NAME? | #NAME? | #NAME? | #NAME? | #NAME? | #NAME? | #NAME? | #NAME? | #NAME? | #NAME? |  |  | 1: 0; 2: 0; 3: 0; 4: 0 | 0 |  | 0 | 0 | 0 | 19635 | 0 | 0 | 0 |  | 0 | 501 | 501 | 1963-05-23 | #NAME? | #NAME? | #NAME?
1963-05-24 | 1963 | 5 | 144 | 24 | 6 | 11.1 | 5.6876 | 33.8333 | 0 | 0 | 0 | #NAME? | #NAME? | #NAME? | #NAME? | #NAME? | #NAME? | FALSE | 0 | TRUE | TRUE | #NAME? | #NAME? | #NAME? | #NAME? | #NAME? | #NAME? | #NAME? | #NAME? | #NAME? | #NAME? |  |  | 1: 0; 2: 0; 3: 0; 4: 5.7923 | 5.7923 |  | 169.9084 | 261.605 | 269.6959 | 19635 | 5.7923 | 169.9084 | 277.916 |  | 0 | 502 | 502 | 1963-05-24 | #NAME? | #NAME? | #NAME?
1963-05-25 | 1963 | 5 | 145 | 25 | 7 | 6.1 | 3.6483 | 25.1667 | 0 | 0 | 0 | #NAME? | #NAME? | #NAME? | #NAME? | #NAME? | #NAME? | FALSE | 0 | TRUE | TRUE | #NAME? | #NAME? | #NAME? | #NAME? | #NAME? | #NAME? | #NAME? | #NAME? | #NAME? | #NAME? |  |  | 1: 0; 2: 0; 3: 0; 4: 0 | 0 |  | 0 | 0 | 0 | 19635 | 0 | 0 | 0 |  | 0 | 503 | 503 | 1963-05-25 | #NAME? | #NAME? | #NAME?
1963-05-26 | 1963 | 5 | 146 | 26 | 1 | 5.6 | 2.9824 | 33.3333 | 0 | 0 | 0 | #NAME? | #NAME? | #NAME? | #NAME? | #NAME? | #NAME? | TRUE | 0 | TRUE | TRUE | #NAME? | #NAME? | #NAME? | #NAME? | #NAME? | #NAME? | #NAME? | #NAME? | #NAME? | #NAME? |  |  | 1: 3.4472; 2: 6.7683; 3: 0; 4: 0 | 10.2155 |  | 249.0957 | 405.3456 | 419.6315 | 19635 | 10.2155 | 249.0957 | 407.4413 |  | 0 | 504 | 504 | 1963-05-26 | #NAME? | #NAME? | #NAME?
1963-05-27 | 1963 | 5 | 147 | 27 | 2 | 6.7 | 3.5581 | 11.3333 | 2.6 | 2.6 | 0 | #NAME? | #NAME? | #NAME? | #NAME? | #NAME? | #NAME? | FALSE | 0 | TRUE | TRUE | #NAME? | #NAME? | #NAME? | #NAME? | #NAME? | #NAME? | #NAME? | #NAME? | #NAME? | #NAME? |  |  | 1: 0; 2: 0; 3: 7.0546; 4: 6.7751 | 13.8296 |  | 302.2023 | 465.2956 | 479.6861 | 19635 | 13.8296 | 302.2023 | 494.3067 |  | 0 | 505 | 505 | 1963-05-27 | #NAME? | #NAME? | #NAME?
1963-05-28 | 1963 | 5 | 148 | 28 | 3 | 3.3 | 5.0578 | 15.6667 | 0 | 0 | 0 | #NAME? | #NAME? | #NAME? | #NAME? | #NAME? | #NAME? | TRUE | 2.6 | TRUE | TRUE | #NAME? | #NAME? | #NAME? | #NAME? | #NAME? | #NAME? | #NAME? | #NAME? | #NAME? | #NAME? |  |  | 1: 3.0063; 2: 5.697; 3: 0; 4: 0 | 8.7033 |  | 211.2041 | 343.5512 | 355.649 | 19635 | 8.7033 | 211.2041 | 345.4627 |  | 0 | 506 | 506 | 1963-05-28 | #NAME? | #NAME? | #NAME?
1963-05-29 | 1963 | 5 | 149 | 29 | 4 | 6.7 | 6.7466 | 14.8333 | 0 | 0 | 0 | #NAME? | #NAME? | #NAME? | #NAME? | #NAME? | #NAME? | FALSE | 2.6 | TRUE | TRUE | #NAME? | #NAME? | #NAME? | #NAME? | #NAME? | #NAME? | #NAME? | #NAME? | #NAME? | #NAME? |  |  | 1: 0; 2: 0; 3: 7.507; 4: 5.0618 | 12.5688 |  | 258.5823 | 398.1346 | 410.448 | 19635 | 12.5688 | 258.5823 | 422.9583 |  | 0 | 507 | 507 | 1963-05-29 | #NAME? | #NAME? | #NAME?
1963-05-30 | 1963 | 5 | 150 | 30 | 5 | 8.3 | 6.3199 | 4.5 | 0 | 0 | 0 | #NAME? | #NAME? | #NAME? | #NAME? | #NAME? | #NAME? | TRUE | 0 | TRUE | TRUE | #NAME? | #NAME? | #NAME? | #NAME? | #NAME? | #NAME? | #NAME? | #NAME? | #NAME? | #NAME? |  |  | 1: 3.1887; 2: 5.5578; 3: 0; 4: 0 | 8.7465 |  | 209.7971 | 340.9363 | 352.9173 | 19635 | 8.7465 | 209.7971 | 343.1613 |  | 0 | 508 | 508 | 1963-05-30 | #NAME? | #NAME? | #NAME?
1963-05-31 | 1963 | 5 | 151 | 31 | 6 | 6.1 | 4.9393 | 13.5 | 0 | 0 | 0 | #NAME? | #NAME? | #NAME? | #NAME? | #NAME? | #NAME? | FALSE | 0 | TRUE | TRUE | #NAME? | #NAME? | #NAME? | #NAME? | #NAME? | #NAME? | #NAME? | #NAME? | #NAME? | #NAME? |  |  | 1: 0; 2: 0; 3: 0; 4: 7.1866 | 7.1866 |  | 210.8057 | 324.5738 | 334.6122 | 19635 | 7.1866 | 210.8057 | 344.811 |  | 0 | 509 | 509 | 1963-05-31 | #NAME? | #NAME? | #NAME?
1963-06-01 | 1963 | 6 | 152 | 1 | 7 | 5.6 | 4.919 | 12.3333 | 0 | 0 | 0 | #NAME? | #NAME? | #NAME? | #NAME? | #NAME? | #NAME? | FALSE | 0 | TRUE | TRUE | #NAME? | #NAME? | #NAME? | #NAME? | #NAME? | #NAME? | #NAME? | #NAME? | #NAME? | #NAME? |  |  | 1: 0; 2: 0; 3: 0; 4: 0 | 0 |  | 0 | 0 | 0 | 19636 | 0 | 0 | 0 |  | 0 | 510 | 510 | 1963-06-01 | #NAME? | #NAME? | #NAME?
1963-06-02 | 1963 | 6 | 153 | 2 | 1 | 6.1 | 5.0635 | 16.8333 | 1 | 1 | 0 | #NAME? | #NAME? | #NAME? | #NAME? | #NAME? | #NAME? | TRUE | 0 | TRUE | TRUE | #NAME? | #NAME? | #NAME? | #NAME? | #NAME? | #NAME? | #NAME? | #NAME? | #NAME? | #NAME? |  |  | 1: 0; 2: 0; 3: 0; 4: 0 | 0 |  | 0 | 0 | 0 | 19636 | 0 | 0 | 0 |  | 0 | 511 | 511 | 1963-06-02 | #NAME? | #NAME? | #NAME?
1963-06-03 | 1963 | 6 | 154 | 3 | 2 | 9.4 | 4.2095 | 27.5 | 8.1 | 8.1 | 2.325 | #NAME? | #NAME? | #NAME? | #NAME? | #NAME? | #NAME? | FALSE | 1 | TRUE | TRUE | #NAME? | #NAME? | #NAME? | #NAME? | #NAME? | #NAME? | #NAME? | #NAME? | #NAME? | #NAME? |  |  | 1: 0; 2: 0; 3: 4.6055; 4: 8.207 | 12.8124 |  | 308.2846 | 474.6604 | 489.3406 | 19636 | 12.8124 | 308.2846 | 504.2554 |  | 0 | 512 | 512 | 1963-06-03 | #NAME? | #NAME? | #NAME?
1963-06-04 | 1963 | 6 | 155 | 4 | 3 | 5.6 | 4.3474 | 9 | 0 | 0 | 0 | #NAME? | #NAME? | #NAME? | #NAME? | #NAME? | #NAME? | TRUE | 9.1 | TRUE | TRUE | #NAME? | #NAME? | #NAME? | #NAME? | #NAME? | #NAME? | #NAME? | #NAME? | #NAME? | #NAME? |  |  | 1: 2.9313; 2: 5.7639; 3: 0; 4: 0 | 8.6952 |  | 212.0668 | 345.0953 | 357.2581 | 19636 | 8.6952 | 212.0668 | 346.8739 |  | 0 | 513 | 513 | 1963-06-04 | #NAME? | #NAME? | #NAME?
1963-06-05 | 1963 | 6 | 156 | 5 | 4 | 5 | 3.069 | 11.8333 | 0 | 0 | 0 | #NAME? | #NAME? | #NAME? | #NAME? | #NAME? | #NAME? | FALSE | 8.1 | TRUE | TRUE | #NAME? | #NAME? | #NAME? | #NAME? | #NAME? | #NAME? | #NAME? | #NAME? | #NAME? | #NAME? |  |  | 1: 0; 2: 0; 3: 0; 4: 4.6711 | 4.6711 |  | 137.0185 | 210.9649 | 217.4896 | 19636 | 4.6711 | 137.0185 | 224.1186 |  | 0 | 514 | 514 | 1963-06-05 | #NAME? | #NAME? | #NAME?
1963-06-06 | 1963 | 6 | 157 | 6 | 5 | 8.9 | 4.2676 | 27.3333 | 0.3 | 0.3 | 0 | #NAME? | #NAME? | #NAME? | #NAME? | #NAME? | #NAME? | TRUE | 0 | TRUE | TRUE | #NAME? | #NAME? | #NAME? | #NAME? | #NAME? | #NAME? | #NAME? | #NAME? | #NAME? | #NAME? |  |  | 1: 8.5326; 2: 15.5286; 3: 0; 4: 0 | 24.0612 |  | 580.6495 | 944.0714 | 977.2831 | 19636 | 24.0612 | 580.6495 | 949.7577 |  | 0 | 515 | 515 | 1963-06-06 | #NAME? | #NAME? | #NAME?
1963-06-07 | 1963 | 6 | 158 | 7 | 6 | 10 | 3.3078 | 7.6667 | 6.9 | 6.9 | 1.425 | #NAME? | #NAME? | #NAME? | #NAME? | #NAME? | #NAME? | FALSE | 0.3 | TRUE | TRUE | #NAME? | #NAME? | #NAME? | #NAME? | #NAME? | #NAME? | #NAME? | #NAME? | #NAME? | #NAME? |  |  | 1: 0; 2: 0; 3: 0; 4: 4.6272 | 4.6272 |  | 135.7307 | 208.9822 | 215.4456 | 19636 | 4.6272 | 135.7307 | 222.0122 |  | 0 | 516 | 516 | 1963-06-07 | #NAME? | #NAME? | #NAME?
1963-06-08 | 1963 | 6 | 159 | 8 | 7 | 6.7 | 4.003 | 30.6667 | 11.3 | 11.3 | 4.725 | #NAME? | #NAME? | #NAME? | #NAME? | #NAME? | #NAME? | FALSE | 7.2 | TRUE | TRUE | #NAME? | #NAME? | #NAME? | #NAME? | #NAME? | #NAME? | #NAME? | #NAME? | #NAME? | #NAME? |  |  | 1: 0; 2: 0; 3: 1.9101; 4: 0 | 1.9101 |  | 28.0148 | 43.1339 | 44.4679 | 19636 | 1.9101 | 28.0148 | 45.8233 |  | 0 | 517 | 517 | 1963-06-08 | #NAME? | #NAME? | #NAME?
1963-06-09 | 1963 | 6 | 160 | 9 | 1 | 8.3 | 3.1774 | 14.3333 | 21.3 | 21.3 | 12.225 | #NAME? | #NAME? | #NAME? | #NAME? | #NAME? | #NAME? | TRUE | 18.2 | FALSE | TRUE | #NAME? | #NAME? | #NAME? | #NAME? | #NAME? | #NAME? | #NAME? | #NAME? | #NAME? | #NAME? |  |  | 1: 0; 2: 0; 3: 0; 4: 0 | 0 |  | 0 | 0 | 0 | 19636 | 0 | 0 | 0 |  | 0 | 518 | 518 | 1963-06-09 | #NAME? | #NAME? | #NAME?
1963-06-10 | 1963 | 6 | 161 | 10 | 2 | 6.1 | 4.2793 | 18.3333 | 0.5 | 0.5 | 0 | #NAME? | #NAME? | #NAME? | #NAME? | #NAME? | #NAME? | FALSE | 32.6 | FALSE | TRUE | #NAME? | #NAME? | #NAME? | #NAME? | #NAME? | #NAME? | #NAME? | #NAME? | #NAME? | #NAME? |  |  | 1: 0; 2: 0; 3: 0; 4: 0 | 0 |  | 0 | 0 | 0 | 19636 | 0 | 0 | 0 |  | 0 | 519 | 519 | 1963-06-10 | #NAME? | #NAME? | #NAME?
1963-06-11 | 1963 | 6 | 162 | 11 | 3 | 7.8 | 5.3005 | 14.5 | 0 | 0 | 0 | #NAME? | #NAME? | #NAME? | #NAME? | #NAME? | #NAME? | TRUE | 21.8 | FALSE | TRUE | #NAME? | #NAME? | #NAME? | #NAME? | #NAME? | #NAME? | #NAME? | #NAME? | #NAME? | #NAME? |  |  | 1: 0; 2: 0; 3: 0; 4: 0 | 0 |  | 0 | 0 | 0 | 19636 | 0 | 0 | 0 |  | 0 | 520 | 520 | 1963-06-11 | #NAME? | #NAME? | #NAME?
1963-06-12 | 1963 | 6 | 163 | 12 | 4 | 7.8 | 5.842 | 11.3333 | 0 | 0 | 0 | #NAME? | #NAME? | #NAME? | #NAME? | #NAME? | #NAME? | FALSE | 0.5 | TRUE | TRUE | #NAME? | #NAME? | #NAME? | #NAME? | #NAME? | #NAME? | #NAME? | #NAME? | #NAME? | #NAME? |  |  | 1: 0; 2: 0; 3: 0; 4: 7.5489 | 7.5489 |  | 221.4346 | 340.9389 | 351.4834 | 19636 | 7.5489 | 221.4346 | 362.1965 |  | 0 | 521 | 521 | 1963-06-12 | #NAME? | #NAME? | #NAME?
1963-06-13 | 1963 | 6 | 164 | 13 | 5 | 7.8 | 6.3415 | 16.1667 | 0 | 0 | 0 | #NAME? | #NAME? | #NAME? | #NAME? | #NAME? | #NAME? | TRUE | 0 | TRUE | TRUE | #NAME? | #NAME? | #NAME? | #NAME? | #NAME? | #NAME? | #NAME? | #NAME? | #NAME? | #NAME? |  |  | 1: 0; 2: 0; 3: 0; 4: 0 | 0 |  | 0 | 0 | 0 | 19636 | 0 | 0 | 0 |  | 0 | 522 | 522 | 1963-06-13 | #NAME? | #NAME? | #NAME?
1963-06-14 | 1963 | 6 | 165 | 14 | 6 | 10 | 6.1482 | 26.5 | 0 | 0 | 0 | #NAME? | #NAME? | #NAME? | #NAME? | #NAME? | #NAME? | FALSE | 0 | TRUE | TRUE | #NAME? | #NAME? | #NAME? | #NAME? | #NAME? | #NAME? | #NAME? | #NAME? | #NAME? | #NAME? |  |  | 1: 0; 2: 0; 3: 0; 4: 6.545 | 6.545 |  | 191.9853 | 295.5965 | 304.7386 | 19636 | 6.545 | 191.9853 | 314.0269 |  | 0 | 523 | 523 | 1963-06-14 | #NAME? | #NAME? | #NAME?
1963-06-15 | 1963 | 6 | 166 | 15 | 7 | 8.3 | 5.9222 | 11.1667 | 1.5 | 1.5 | 0 | #NAME? | #NAME? | #NAME? | #NAME? | #NAME? | #NAME? | FALSE | 0 | TRUE | TRUE | #NAME? | #NAME? | #NAME? | #NAME? | #NAME? | #NAME? | #NAME? | #NAME? | #NAME? | #NAME? |  |  | 1: 0; 2: 0; 3: 2.3514; 4: 0 | 2.3514 |  | 34.4872 | 53.0993 | 54.7415 | 19636 | 2.3514 | 34.4872 | 56.41 |  | 0 | 524 | 524 | 1963-06-15 | #NAME? | #NAME? | #NAME?
1963-06-16 | 1963 | 6 | 167 | 16 | 1 | 11.7 | 5.8077 | 11.3333 | 0 | 0 | 0 | #NAME? | #NAME? | #NAME? | #NAME? | #NAME? | #NAME? | TRUE | 1.5 | TRUE | TRUE | #NAME? | #NAME? | #NAME? | #NAME? | #NAME? | #NAME? | #NAME? | #NAME? | #NAME? | #NAME? |  |  | 1: 0; 2: 0; 3: 0; 4: 0 | 0 |  | 0 | 0 | 0 | 19636 | 0 | 0 | 0 |  | 0 | 525 | 525 | 1963-06-16 | #NAME? | #NAME? | #NAME?
1963-06-17 | 1963 | 6 | 168 | 17 | 2 | 11.1 | 6.4151 | 23.6667 | 0 | 0 | 0 | #NAME? | #NAME? | #NAME? | #NAME? | #NAME? | #NAME? | FALSE | 1.5 | TRUE | TRUE | #NAME? | #NAME? | #NAME? | #NAME? | #NAME? | #NAME? | #NAME? | #NAME? | #NAME? | #NAME? |  |  | 1: 0; 2: 0; 3: 0; 4: 9.833 | 9.833 |  | 288.4332 | 444.0956 | 457.8305 | 19636 | 9.833 | 288.4332 | 471.7849 |  | 0 | 526 | 526 | 1963-06-17 | #NAME? | #NAME? | #NAME?
1963-06-18 | 1963 | 6 | 169 | 18 | 3 | 12.2 | 6.857 | 26 | 0 | 0 | 0 | #NAME? | #NAME? | #NAME? | #NAME? | #NAME? | #NAME? | TRUE | 0 | TRUE | TRUE | #NAME? | #NAME? | #NAME? | #NAME? | #NAME? | #NAME? | #NAME? | #NAME? | #NAME? | #NAME? |  |  | 1: 3.4429; 2: 6.3237; 3: 0; 4: 0 | 9.7665 |  | 235.9896 | 383.7331 | 397.2356 | 19636 | 9.7665 | 235.9896 | 386.0039 |  | 0 | 527 | 527 | 1963-06-18 | #NAME? | #NAME? | #NAME?
1963-06-19 | 1963 | 6 | 170 | 19 | 4 | 13.9 | 6.8985 | 16.5 | 0 | 0 | 0 | #NAME? | #NAME? | #NAME? | #NAME? | #NAME? | #NAME? | FALSE | 0 | TRUE | TRUE | #NAME? | #NAME? | #NAME? | #NAME? | #NAME? | #NAME? | #NAME? | #NAME? | #NAME? | #NAME? |  |  | 1: 0; 2: 0; 3: 2.3575; 4: 6.0514 | 8.4088 |  | 212.083 | 326.5405 | 336.6397 | 19636 | 8.4088 | 212.083 | 346.9003 |  | 0 | 528 | 528 | 1963-06-19 | #NAME? | #NAME? | #NAME?
1963-06-20 | 1963 | 6 | 171 | 20 | 5 | 9.4 | 5.2796 | 13 | 0 | 0 | 0 | #NAME? | #NAME? | #NAME? | #NAME? | #NAME? | #NAME? | TRUE | 0 | TRUE | TRUE | #NAME? | #NAME? | #NAME? | #NAME? | #NAME? | #NAME? | #NAME? | #NAME? | #NAME? | #NAME? |  |  | 1: 0; 2: 0; 3: 0; 4: 0 | 0 |  | 0 | 0 | 0 | 19636 | 0 | 0 | 0 |  | 0 | 529 | 529 | 1963-06-20 | #NAME? | #NAME? | #NAME?
1963-06-21 | 1963 | 6 | 172 | 21 | 6 | 7.8 | 3.5344 | 14.6667 | 7.4 | 7.4 | 1.8 | #NAME? | #NAME? | #NAME? | #NAME? | #NAME? | #NAME? | FALSE | 0 | TRUE | FALSE | #NAME? | #NAME? | #NAME? | #NAME? | #NAME? | #NAME? | #NAME? | #NAME? | #NAME? | #NAME? |  |  | 1: 0; 2: 0; 3: 0; 4: 0 | 0 |  | 0 | 0 | 0 | 19636 | 0 | 0 | 0 |  | 0 | 530 | 530 | 1963-06-21 | #NAME? | #NAME? | #NAME?
1963-06-22 | 1963 | 6 | 173 | 22 | 7 | 2.8 | 5.6433 | 62.5 | 42.7 | 42.7 | 28.275 | #NAME? | #NAME? | #NAME? | #NAME? | #NAME? | #NAME? | FALSE | 7.4 | TRUE | TRUE | #NAME? | #NAME? | #NAME? | #NAME? | #NAME? | #NAME? | #NAME? | #NAME? | #NAME? | #NAME? |  |  | 1: 0; 2: 0; 3: 1.9098; 4: 0 | 1.9098 |  | 28.01 | 43.1265 | 44.4603 | 19636 | 1.9098 | 28.01 | 45.8154 |  | 0 | 531 | 531 | 1963-06-22 | #NAME? | #NAME? | #NAME?
1963-06-23 | 1963 | 6 | 174 | 23 | 1 | 3.9 | 4.3633 | 13.8333 | 0 | 0 | 0 | #NAME? | #NAME? | #NAME? | #NAME? | #NAME? | #NAME? | TRUE | 50.1 | FALSE | TRUE | #NAME? | #NAME? | #NAME? | #NAME? | #NAME? | #NAME? | #NAME? | #NAME? | #NAME? | #NAME? |  |  | 1: 0; 2: 0; 3: 0; 4: 0 | 0 |  | 0 | 0 | 0 | 19636 | 0 | 0 | 0 |  | 0 | 532 | 532 | 1963-06-23 | #NAME? | #NAME? | #NAME?
1963-06-24 | 1963 | 6 | 175 | 24 | 2 | 6.1 | 5.0903 | 13.6667 | 0 | 0 | 0 | #NAME? | #NAME? | #NAME? | #NAME? | #NAME? | #NAME? | FALSE | 42.7 | FALSE | TRUE | #NAME? | #NAME? | #NAME? | #NAME? | #NAME? | #NAME? | #NAME? | #NAME? | #NAME? | #NAME? |  |  | 1: 0; 2: 0; 3: 0; 4: 0 | 0 |  | 0 | 0 | 0 | 19636 | 0 | 0 | 0 |  | 0 | 533 | 533 | 1963-06-24 | #NAME? | #NAME? | #NAME?
1963-06-25 | 1963 | 6 | 176 | 25 | 3 | 8.9 | 4.9947 | 26.1667 | 4.3 | 4.3 | 0 | #NAME? | #NAME? | #NAME? | #NAME? | #NAME? | #NAME? | TRUE | 0 | TRUE | TRUE | #NAME? | #NAME? | #NAME? | #NAME? | #NAME? | #NAME? | #NAME? | #NAME? | #NAME? | #NAME? |  |  | 1: 0; 2: 0; 3: 0; 4: 0 | 0 |  | 0 | 0 | 0 | 19636 | 0 | 0 | 0 |  | 0 | 534 | 534 | 1963-06-25 | #NAME? | #NAME? | #NAME?
1963-06-26 | 1963 | 6 | 177 | 26 | 4 | 8.3 | 4.6184 | 17 | 0 | 0 | 0 | #NAME? | #NAME? | #NAME? | #NAME? | #NAME? | #NAME? | FALSE | 4.3 | TRUE | TRUE | #NAME? | #NAME? | #NAME? | #NAME? | #NAME? | #NAME? | #NAME? | #NAME? | #NAME? | #NAME? |  |  | 1: 0; 2: 0; 3: 0; 4: 7.8268 | 7.8268 |  | 229.5847 | 353.4876 | 364.4202 | 19636 | 7.8268 | 229.5847 | 375.5275 |  | 0 | 535 | 535 | 1963-06-26 | #NAME? | #NAME? | #NAME?
1963-06-27 | 1963 | 6 | 178 | 27 | 5 | 4.4 | 4.0997 | 16.6667 | 0 | 0 | 0 | #NAME? | #NAME? | #NAME? | #NAME? | #NAME? | #NAME? | TRUE | 4.3 | TRUE | TRUE | #NAME? | #NAME? | #NAME? | #NAME? | #NAME? | #NAME? | #NAME? | #NAME? | #NAME? | #NAME? |  |  | 1: 3.0518; 2: 4.0325; 3: 0; 4: 0 | 7.0844 |  | 163.048 | 264.0408 | 273.2493 | 19636 | 7.0844 | 163.048 | 266.6946 |  | 0 | 536 | 536 | 1963-06-27 | #NAME? | #NAME? | #NAME?
1963-06-28 | 1963 | 6 | 179 | 28 | 6 | 7.8 | 4.2286 | 12.1667 | 7.7 | 7.7 | 2.025 | #NAME? | #NAME? | #NAME? | #NAME? | #NAME? | #NAME? | FALSE | 0 | TRUE | TRUE | #NAME? | #NAME? | #NAME? | #NAME? | #NAME? | #NAME? | #NAME? | #NAME? | #NAME? | #NAME? |  |  | 1: 0; 2: 0; 3: 0; 4: 4.5349 | 4.5349 |  | 133.0225 | 204.8124 | 211.1468 | 19636 | 4.5349 | 133.0225 | 217.5825 |  | 0 | 537 | 537 | 1963-06-28 | #NAME? | #NAME? | #NAME?
1963-06-29 | 1963 | 6 | 180 | 29 | 7 | 10 | 3.5159 | 15 | 31.3 | 31.3 | 19.725 | #NAME? | #NAME? | #NAME? | #NAME? | #NAME? | #NAME? | FALSE | 7.7 | TRUE | TRUE | #NAME? | #NAME? | #NAME? | #NAME? | #NAME? | #NAME? | #NAME? | #NAME? | #NAME? | #NAME? |  |  | 1: 0; 2: 0; 3: 0; 4: 0 | 0 |  | 0 | 0 | 0 | 19636 | 0 | 0 | 0 |  | 0 | 538 | 538 | 1963-06-29 | #NAME? | #NAME? | #NAME?
1963-06-30 | 1963 | 6 | 181 | 30 | 1 | 9.4 | 4.2227 | 28.6667 | 2.4 | 2.4 | 0 | #NAME? | #NAME? | #NAME? | #NAME? | #NAME? | #NAME? | TRUE | 39 | FALSE | TRUE | #NAME? | #NAME? | #NAME? | #NAME? | #NAME? | #NAME? | #NAME? | #NAME? | #NAME? | #NAME? |  |  | 1: 0; 2: 0; 3: 0; 4: 0 | 0 |  | 0 | 0 | 0 | 19636 | 0 | 0 | 0 |  | 0 | 539 | 539 | 1963-06-30 | #NAME? | #NAME? | #NAME?
1963-07-01 | 1963 | 7 | 182 | 1 | 2 | 8.9 | 4.5249 | 10.8333 | 0 | 0 | 0 | #NAME? | #NAME? | #NAME? | #NAME? | #NAME? | #NAME? | FALSE | 33.7 | FALSE | TRUE | #NAME? | #NAME? | #NAME? | #NAME? | #NAME? | #NAME? | #NAME? | #NAME? | #NAME? | #NAME? |  |  | 1: 0; 2: 0; 3: 0; 4: 0 | 0 |  | 0 | 0 | 0 | 19637 | 0 | 0 | 0 |  | 0 | 540 | 540 | 1963-07-01 | #NAME? | #NAME? | #NAME?
1963-07-02 | 1963 | 7 | 183 | 2 | 3 | 9.4 | 4.2562 | 10.6667 | 0 | 0 | 0 | #NAME? | #NAME? | #NAME? | #NAME? | #NAME? | #NAME? | TRUE | 2.4 | TRUE | TRUE | #NAME? | #NAME? | #NAME? | #NAME? | #NAME? | #NAME? | #NAME? | #NAME? | #NAME? | #NAME? |  |  | 1: 3.8125; 2: 5.1757; 3: 0; 4: 0 | 8.9883 |  | 207.7389 | 336.5356 | 348.2816 | 19637 | 8.9883 | 207.7389 | 339.7946 |  | 0 | 541 | 541 | 1963-07-02 | #NAME? | #NAME? | #NAME?
1963-07-03 | 1963 | 7 | 184 | 3 | 4 | 12.2 | 5.5091 | 7.5 | 0 | 0 | 0 | #NAME? | #NAME? | #NAME? | #NAME? | #NAME? | #NAME? | FALSE | 0 | TRUE | TRUE | #NAME? | #NAME? | #NAME? | #NAME? | #NAME? | #NAME? | #NAME? | #NAME? | #NAME? | #NAME? |  |  | 1: 0; 2: 0; 3: 0; 4: 7.1096 | 7.1096 |  | 208.5477 | 321.0972 | 331.028 | 19637 | 7.1096 | 208.5477 | 341.1176 |  | 0 | 542 | 542 | 1963-07-03 | #NAME? | #NAME? | #NAME?
1963-07-04 | 1963 | 7 | 185 | 4 | 5 | 10.6 | 5.956 | 14.8333 | 0 | 0 | 0 | #NAME? | #NAME? | #NAME? | #NAME? | #NAME? | #NAME? | TRUE | 0 | TRUE | TRUE | #NAME? | #NAME? | #NAME? | #NAME? | #NAME? | #NAME? | #NAME? | #NAME? | #NAME? | #NAME? |  |  | 1: 0; 2: 0; 3: 0; 4: 0 | 0 |  | 0 | 0 | 0 | 19637 | 0 | 0 | 0 |  | 0 | 543 | 543 | 1963-07-04 | #NAME? | #NAME? | #NAME?
1963-07-05 | 1963 | 7 | 186 | 5 | 6 | 13.9 | 5.8648 | 15.8333 | 0 | 0 | 0 | #NAME? | #NAME? | #NAME? | #NAME? | #NAME? | #NAME? | FALSE | 0 | TRUE | TRUE | #NAME? | #NAME? | #NAME? | #NAME? | #NAME? | #NAME? | #NAME? | #NAME? | #NAME? | #NAME? |  |  | 1: 0; 2: 0; 3: 0; 4: 6.3058 | 6.3058 |  | 184.969 | 284.7936 | 293.6016 | 19637 | 6.3058 | 184.969 | 302.5504 |  | 0 | 544 | 544 | 1963-07-05 | #NAME? | #NAME? | #NAME?
1963-07-06 | 1963 | 7 | 187 | 6 | 7 | 11.1 | 5.307 | 8.8333 | 0.3 | 0.3 | 0 | #NAME? | #NAME? | #NAME? | #NAME? | #NAME? | #NAME? | FALSE | 0 | TRUE | TRUE | #NAME? | #NAME? | #NAME? | #NAME? | #NAME? | #NAME? | #NAME? | #NAME? | #NAME? | #NAME? |  |  | 1: 0; 2: 0; 3: 2.3528; 4: 0 | 2.3528 |  | 34.5083 | 53.1318 | 54.7751 | 19637 | 2.3528 | 34.5083 | 56.4446 |  | 0 | 545 | 545 | 1963-07-06 | #NAME? | #NAME? | #NAME?
1963-07-07 | 1963 | 7 | 188 | 7 | 1 | 17.2 | 5.776 | 14.8333 | 10 | 10 | 3.75 | #NAME? | #NAME? | #NAME? | #NAME? | #NAME? | #NAME? | TRUE | 0.3 | TRUE | TRUE | #NAME? | #NAME? | #NAME? | #NAME? | #NAME? | #NAME? | #NAME? | #NAME? | #NAME? | #NAME? |  |  | 1: 0; 2: 0; 3: 0; 4: 0 | 0 |  | 0 | 0 | 0 | 19637 | 0 | 0 | 0 |  | 0 | 546 | 546 | 1963-07-07 | #NAME? | #NAME? | #NAME?
1963-07-08 | 1963 | 7 | 189 | 8 | 2 | 14.4 | 4.1194 | 17.6667 | 18.3 | 18.3 | 9.975 | #NAME? | #NAME? | #NAME? | #NAME? | #NAME? | #NAME? | FALSE | 10.3 | FALSE | TRUE | #NAME? | #NAME? | #NAME? | #NAME? | #NAME? | #NAME? | #NAME? | #NAME? | #NAME? | #NAME? |  |  | 1: 0; 2: 0; 3: 0; 4: 0 | 0 |  | 0 | 0 | 0 | 19637 | 0 | 0 | 0 |  | 0 | 547 | 547 | 1963-07-08 | #NAME? | #NAME? | #NAME?
1963-07-09 | 1963 | 7 | 190 | 9 | 3 | 12.8 | 6.0977 | 12.8333 | 0 | 0 | 0 | #NAME? | #NAME? | #NAME? | #NAME? | #NAME? | #NAME? | TRUE | 28.3 | FALSE | TRUE | #NAME? | #NAME? | #NAME? | #NAME? | #NAME? | #NAME? | #NAME? | #NAME? | #NAME? | #NAME? |  |  | 1: 0; 2: 0; 3: 0; 4: 0 | 0 |  | 0 | 0 | 0 | 19637 | 0 | 0 | 0 |  | 0 | 548 | 548 | 1963-07-09 | #NAME? | #NAME? | #NAME?
1963-07-10 | 1963 | 7 | 191 | 10 | 4 | 8.3 | 3.1364 | 14 | 4.2 | 4.2 | 0 | #NAME? | #NAME? | #NAME? | #NAME? | #NAME? | #NAME? | FALSE | 18.3 | FALSE | TRUE | #NAME? | #NAME? | #NAME? | #NAME? | #NAME? | #NAME? | #NAME? | #NAME? | #NAME? | #NAME? |  |  | 1: 0; 2: 0; 3: 0; 4: 0 | 0 |  | 0 | 0 | 0 | 19637 | 0 | 0 | 0 |  | 0 | 549 | 549 | 1963-07-10 | #NAME? | #NAME? | #NAME?
1963-07-11 | 1963 | 7 | 192 | 11 | 5 | 10 | 3.641 | 15.6667 | 0.6 | 0.6 | 0 | #NAME? | #NAME? | #NAME? | #NAME? | #NAME? | #NAME? | TRUE | 4.2 | TRUE | TRUE | #NAME? | #NAME? | #NAME? | #NAME? | #NAME? | #NAME? | #NAME? | #NAME? | #NAME? | #NAME? |  |  | 1: 2.2912; 2: 4.636; 3: 0; 4: 0 | 6.9272 |  | 169.5934 | 276.0639 | 285.8003 | 19637 | 6.9272 | 169.5934 | 277.4009 |  | 0 | 550 | 550 | 1963-07-11 | #NAME? | #NAME? | #NAME?
1963-07-12 | 1963 | 7 | 193 | 12 | 6 | 8.9 | 4.808 | 12.5 | 0 | 0 | 0 | #NAME? | #NAME? | #NAME? | #NAME? | #NAME? | #NAME? | FALSE | 4.8 | TRUE | TRUE | #NAME? | #NAME? | #NAME? | #NAME? | #NAME? | #NAME? | #NAME? | #NAME? | #NAME? | #NAME? |  |  | 1: 0; 2: 0; 3: 0; 4: 9.3399 | 9.3399 |  | 273.9704 | 421.8274 | 434.8736 | 19637 | 9.3399 | 273.9704 | 448.1283 |  | 0 | 551 | 551 | 1963-07-12 | #NAME? | #NAME? | #NAME?
1963-07-13 | 1963 | 7 | 194 | 13 | 7 | 11.7 | 5.2509 | 13.6667 | 0 | 0 | 0 | #NAME? | #NAME? | #NAME? | #NAME? | #NAME? | #NAME? | FALSE | 0.6 | TRUE | TRUE | #NAME? | #NAME? | #NAME? | #NAME? | #NAME? | #NAME? | #NAME? | #NAME? | #NAME? | #NAME? |  |  | 1: 0; 2: 0; 3: 4.3856; 4: 0 | 4.3856 |  | 64.3226 | 99.0364 | 102.0994 | 19637 | 4.3856 | 64.3226 | 105.2113 |  | 0 | 552 | 552 | 1963-07-13 | #NAME? | #NAME? | #NAME?
1963-07-14 | 1963 | 7 | 195 | 14 | 1 | 12.2 | 4.9485 | 20.5 | 3.1 | 3.1 | 0 | #NAME? | #NAME? | #NAME? | #NAME? | #NAME? | #NAME? | TRUE | 0 | TRUE | TRUE | #NAME? | #NAME? | #NAME? | #NAME? | #NAME? | #NAME? | #NAME? | #NAME? | #NAME? | #NAME? |  |  | 1: 0; 2: 0; 3: 0; 4: 0 | 0 |  | 0 | 0 | 0 | 19637 | 0 | 0 | 0 |  | 0 | 553 | 553 | 1963-07-14 | #NAME? | #NAME? | #NAME?
1963-07-15 | 1963 | 7 | 196 | 15 | 2 | 8.3 | 3.8565 | 17.1667 | 4.1 | 4.1 | 0 | #NAME? | #NAME? | #NAME? | #NAME? | #NAME? | #NAME? | FALSE | 3.1 | TRUE | TRUE | #NAME? | #NAME? | #NAME? | #NAME? | #NAME? | #NAME? | #NAME? | #NAME? | #NAME? | #NAME? |  |  | 1: 0; 2: 0; 3: 0; 4: 7.8897 | 7.8897 |  | 231.4301 | 356.3289 | 367.3493 | 19637 | 7.8897 | 231.4301 | 378.5459 |  | 0 | 554 | 554 | 1963-07-15 | #NAME? | #NAME? | #NAME?
1963-07-16 | 1963 | 7 | 197 | 16 | 3 | 9.4 | 4.3582 | 35.3333 | 3.4 | 3.4 | 0 | #NAME? | #NAME? | #NAME? | #NAME? | #NAME? | #NAME? | TRUE | 7.2 | TRUE | TRUE | #NAME? | #NAME? | #NAME? | #NAME? | #NAME? | #NAME? | #NAME? | #NAME? | #NAME? | #NAME? |  |  | 1: 6.7213; 2: 11.9329; 3: 0; 4: 0 | 18.6542 |  | 448.6112 | 729.1839 | 754.8202 | 19637 | 18.6542 | 448.6112 | 733.7851 |  | 0 | 555 | 555 | 1963-07-16 | #NAME? | #NAME? | #NAME?
1963-07-17 | 1963 | 7 | 198 | 17 | 4 | 10.6 | 4.3525 | 7.8333 | 0 | 0 | 0 | #NAME? | #NAME? | #NAME? | #NAME? | #NAME? | #NAME? | FALSE | 7.5 | TRUE | TRUE | #NAME? | #NAME? | #NAME? | #NAME? | #NAME? | #NAME? | #NAME? | #NAME? | #NAME? | #NAME? |  |  | 1: 0; 2: 0; 3: 0; 4: 4.677 | 4.677 |  | 137.1919 | 211.232 | 217.7649 | 19637 | 4.677 | 137.1919 | 224.4023 |  | 0 | 556 | 556 | 1963-07-17 | #NAME? | #NAME? | #NAME?
1963-07-18 | 1963 | 7 | 199 | 18 | 5 | 11.1 | 5.5159 | 18.1667 | 0 | 0 | 0 | #NAME? | #NAME? | #NAME? | #NAME? | #NAME? | #NAME? | TRUE | 3.4 | TRUE | TRUE | #NAME? | #NAME? | #NAME? | #NAME? | #NAME? | #NAME? | #NAME? | #NAME? | #NAME? | #NAME? |  |  | 1: 0; 2: 0; 3: 0; 4: 0 | 0 |  | 0 | 0 | 0 | 19637 | 0 | 0 | 0 |  | 0 | 557 | 557 | 1963-07-18 | #NAME? | #NAME? | #NAME?
1963-07-19 | 1963 | 7 | 200 | 19 | 6 | 15 | 6.1403 | 22 | 0 | 0 | 0 | #NAME? | #NAME? | #NAME? | #NAME? | #NAME? | #NAME? | FALSE | 0 | TRUE | TRUE | #NAME? | #NAME? | #NAME? | #NAME? | #NAME? | #NAME? | #NAME? | #NAME? | #NAME? | #NAME? |  |  | 1: 0; 2: 0; 3: 0; 4: 5.4276 | 5.4276 |  | 159.2103 | 245.1333 | 252.7148 | 19637 | 5.4276 | 159.2103 | 260.4174 |  | 0 | 558 | 558 | 1963-07-19 | #NAME? | #NAME? | #NAME?
1963-07-20 | 1963 | 7 | 201 | 20 | 7 | 12.2 | 6.0119 | 12.6667 | 0 | 0 | 0 | #NAME? | #NAME? | #NAME? | #NAME? | #NAME? | #NAME? | FALSE | 0 | TRUE | TRUE | #NAME? | #NAME? | #NAME? | #NAME? | #NAME? | #NAME? | #NAME? | #NAME? | #NAME? | #NAME? |  |  | 1: 0; 2: 0; 3: 0; 4: 0 | 0 |  | 0 | 0 | 0 | 19637 | 0 | 0 | 0 |  | 0 | 559 | 559 | 1963-07-20 | #NAME? | #NAME? | #NAME?
1963-07-21 | 1963 | 7 | 202 | 21 | 1 | 13.9 | 6.3064 | 17.5 | 0 | 0 | 0 | #NAME? | #NAME? | #NAME? | #NAME? | #NAME? | #NAME? | TRUE | 0 | TRUE | TRUE | #NAME? | #NAME? | #NAME? | #NAME? | #NAME? | #NAME? | #NAME? | #NAME? | #NAME? | #NAME? |  |  | 1: 6.7927; 2: 12.0615; 3: 0; 4: 0 | 18.8542 |  | 453.4306 | 737.0188 | 762.9307 | 19637 | 18.8542 | 453.4306 | 741.6681 |  | 0 | 560 | 560 | 1963-07-21 | #NAME? | #NAME? | #NAME?
1963-07-22 | 1963 | 7 | 203 | 22 | 2 | 11.1 | 6.2801 | 11.5 | 0 | 0 | 0 | #NAME? | #NAME? | #NAME? | #NAME? | #NAME? | #NAME? | FALSE | 0 | TRUE | TRUE | #NAME? | #NAME? | #NAME? | #NAME? | #NAME? | #NAME? | #NAME? | #NAME? | #NAME? | #NAME? |  |  | 1: 0; 2: 0; 3: 4.7228; 4: 10.1522 | 14.8751 |  | 367.0675 | 565.1674 | 582.6468 | 19637 | 14.8751 | 367.0675 | 600.4055 |  | 0 | 561 | 561 | 1963-07-22 | #NAME? | #NAME? | #NAME?
1963-07-23 | 1963 | 7 | 204 | 23 | 3 | 5.6 | 5.6005 | 11.5 | 0 | 0 | 0 | #NAME? | #NAME? | #NAME? | #NAME? | #NAME? | #NAME? | TRUE | 0 | TRUE | TRUE | #NAME? | #NAME? | #NAME? | #NAME? | #NAME? | #NAME? | #NAME? | #NAME? | #NAME? | #NAME? |  |  | 1: 0; 2: 0; 3: 0; 4: 0 | 0 |  | 0 | 0 | 0 | 19637 | 0 | 0 | 0 |  | 0 | 562 | 562 | 1963-07-23 | #NAME? | #NAME? | #NAME?
1963-07-24 | 1963 | 7 | 205 | 24 | 4 | 6.1 | 5.2833 | 17.1667 | 8.1 | 8.1 | 2.325 | #NAME? | #NAME? | #NAME? | #NAME? | #NAME? | #NAME? | FALSE | 0 | TRUE | TRUE | #NAME? | #NAME? | #NAME? | #NAME? | #NAME? | #NAME? | #NAME? | #NAME? | #NAME? | #NAME? |  |  | 1: 0; 2: 0; 3: 0; 4: 5.3603 | 5.3603 |  | 157.2341 | 242.0906 | 249.578 | 19637 | 5.3603 | 157.2341 | 257.185 |  | 0 | 563 | 563 | 1963-07-24 | #NAME? | #NAME? | #NAME?
1963-07-25 | 1963 | 7 | 206 | 25 | 5 | 9.4 | 3.0383 | 19.8333 | 29 | 29 | 18 | #NAME? | #NAME? | #NAME? | #NAME? | #NAME? | #NAME? | TRUE | 8.1 | TRUE | TRUE | #NAME? | #NAME? | #NAME? | #NAME? | #NAME? | #NAME? | #NAME? | #NAME? | #NAME? | #NAME? |  |  | 1: 8.6446; 2: 15.9495; 3: 0; 4: 0 | 24.5942 |  | 594.641 | 966.9708 | 1000.9996 | 19637 | 24.5942 | 594.641 | 972.6434 |  | 0 | 564 | 564 | 1963-07-25 | #NAME? | #NAME? | #NAME?
1963-07-26 | 1963 | 7 | 207 | 26 | 6 | 9.4 | 4.4434 | 8.5 | 0 | 0 | 0 | #NAME? | #NAME? | #NAME? | #NAME? | #NAME? | #NAME? | FALSE | 37.1 | FALSE | TRUE | #NAME? | #NAME? | #NAME? | #NAME? | #NAME? | #NAME? | #NAME? | #NAME? | #NAME? | #NAME? |  |  | 1: 0; 2: 0; 3: 0; 4: 0 | 0 |  | 0 | 0 | 0 | 19637 | 0 | 0 | 0 |  | 0 | 565 | 565 | 1963-07-26 | #NAME? | #NAME? | #NAME?
1963-07-27 | 1963 | 7 | 208 | 27 | 7 | 9.4 | 4.816 | 6.3333 | 0 | 0 | 0 | #NAME? | #NAME? | #NAME? | #NAME? | #NAME? | #NAME? | FALSE | 29 | FALSE | TRUE | #NAME? | #NAME? | #NAME? | #NAME? | #NAME? | #NAME? | #NAME? | #NAME? | #NAME? | #NAME? |  |  | 1: 0; 2: 0; 3: 0; 4: 0 | 0 |  | 0 | 0 | 0 | 19637 | 0 | 0 | 0 |  | 0 | 566 | 566 | 1963-07-27 | #NAME? | #NAME? | #NAME?
1963-07-28 | 1963 | 7 | 209 | 28 | 1 | 9.4 | 3.6117 | 26.6667 | 5.6 | 5.6 | 0.45 | #NAME? | #NAME? | #NAME? | #NAME? | #NAME? | #NAME? | TRUE | 0 | TRUE | TRUE | #NAME? | #NAME? | #NAME? | #NAME? | #NAME? | #NAME? | #NAME? | #NAME? | #NAME? | #NAME? |  |  | 1: 1.9779; 2: 2.6595; 3: 0; 4: 0 | 4.6374 |  | 107.0217 | 173.3522 | 179.401 | 19637 | 4.6374 | 107.0217 | 175.0534 |  | 0 | 567 | 567 | 1963-07-28 | #NAME? | #NAME? | #NAME?
1963-07-29 | 1963 | 7 | 210 | 29 | 2 | 7.2 | 5.3052 | 13.6667 | 0 | 0 | 0 | #NAME? | #NAME? | #NAME? | #NAME? | #NAME? | #NAME? | FALSE | 5.6 | TRUE | TRUE | #NAME? | #NAME? | #NAME? | #NAME? | #NAME? | #NAME? | #NAME? | #NAME? | #NAME? | #NAME? |  |  | 1: 0; 2: 0; 3: 0; 4: 6.4653 | 6.4653 |  | 189.6476 | 291.997 | 301.0279 | 19637 | 6.4653 | 189.6476 | 310.203 |  | 0 | 568 | 568 | 1963-07-29 | #NAME? | #NAME? | #NAME?
1963-07-30 | 1963 | 7 | 211 | 30 | 3 | 9.4 | 3.8698 | 12.3333 | 1.3 | 1.3 | 0 | #NAME? | #NAME? | #NAME? | #NAME? | #NAME? | #NAME? | TRUE | 5.6 | TRUE | TRUE | #NAME? | #NAME? | #NAME? | #NAME? | #NAME? | #NAME? | #NAME? | #NAME? | #NAME? | #NAME? |  |  | 1: 5.4814; 2: 6.572; 3: 0; 4: 0 | 12.0534 |  | 273.1721 | 441.7826 | 457.1447 | 19637 | 12.0534 | 273.1721 | 446.8225 |  | 0 | 569 | 569 | 1963-07-30 | #NAME? | #NAME? | #NAME?
1963-07-31 | 1963 | 7 | 212 | 31 | 4 | 7.2 | 4.0347 | 8.8333 | 3 | 3 | 0 | #NAME? | #NAME? | #NAME? | #NAME? | #NAME? | #NAME? | FALSE | 1.3 | TRUE | TRUE | #NAME? | #NAME? | #NAME? | #NAME? | #NAME? | #NAME? | #NAME? | #NAME? | #NAME? | #NAME? |  |  | 1: 0; 2: 0; 3: 2.2708; 4: 5.0463 | 7.3171 |  | 181.3292 | 279.1894 | 287.8241 | 19637 | 7.3171 | 181.3292 | 296.5968 |  | 0 | 570 | 570 | 1963-07-31 | #NAME? | #NAME? | #NAME?
1963-08-01 | 1963 | 8 | 213 | 1 | 5 | 10.6 | 3.6233 | 21.1667 | 6.7 | 6.7 | 1.275 | #NAME? | #NAME? | #NAME? | #NAME? | #NAME? | #NAME? | TRUE | 4.3 | TRUE | TRUE | #NAME? | #NAME? | #NAME? | #NAME? | #NAME? | #NAME? | #NAME? | #NAME? | #NAME? | #NAME? |  |  | 1: 4.9724; 2: 6.1564; 3: 0; 4: 0 | 11.1288 |  | 253.5169 | 410.1804 | 424.4576 | 19638 | 11.1288 | 253.5169 | 414.6729 |  | 0 | 571 | 571 | 1963-08-01 | #NAME? | #NAME? | #NAME?
1963-08-02 | 1963 | 8 | 214 | 2 | 6 | 10 | 4.1221 | 11.3333 | 0 | 0 | 0 | #NAME? | #NAME? | #NAME? | #NAME? | #NAME? | #NAME? | FALSE | 9.7 | TRUE | TRUE | #NAME? | #NAME? | #NAME? | #NAME? | #NAME? | #NAME? | #NAME? | #NAME? | #NAME? | #NAME? |  |  | 1: 0; 2: 0; 3: 0; 4: 2.9978 | 2.9978 |  | 87.9362 | 135.3938 | 139.5812 | 19638 | 2.9978 | 87.9362 | 143.8356 |  | 0 | 572 | 572 | 1963-08-02 | #NAME? | #NAME? | #NAME?
1963-08-03 | 1963 | 8 | 215 | 3 | 7 | 10.6 | 4.6733 | 9.3333 | 0 | 0 | 0 | #NAME? | #NAME? | #NAME? | #NAME? | #NAME? | #NAME? | FALSE | 6.7 | TRUE | TRUE | #NAME? | #NAME? | #NAME? | #NAME? | #NAME? | #NAME? | #NAME? | #NAME? | #NAME? | #NAME? |  |  | 1: 0; 2: 0; 3: 8.4082; 4: 0 | 8.4082 |  | 123.3207 | 189.8748 | 195.7472 | 19638 | 8.4082 | 123.3207 | 201.7134 |  | 0 | 573 | 573 | 1963-08-03 | #NAME? | #NAME? | #NAME?
1963-08-04 | 1963 | 8 | 216 | 4 | 1 | 10.6 | 5.5921 | 6 | 0 | 0 | 0 | #NAME? | #NAME? | #NAME? | #NAME? | #NAME? | #NAME? | TRUE | 0 | TRUE | TRUE | #NAME? | #NAME? | #NAME? | #NAME? | #NAME? | #NAME? | #NAME? | #NAME? | #NAME? | #NAME? |  |  | 1: 0; 2: 0; 3: 0; 4: 0 | 0 |  | 0 | 0 | 0 | 19638 | 0 | 0 | 0 |  | 0 | 574 | 574 | 1963-08-04 | #NAME? | #NAME? | #NAME?
1963-08-05 | 1963 | 8 | 217 | 5 | 2 | 12.8 | 5.5677 | 11.3333 | 1.5 | 1.5 | 0 | #NAME? | #NAME? | #NAME? | #NAME? | #NAME? | #NAME? | FALSE | 0 | TRUE | TRUE | #NAME? | #NAME? | #NAME? | #NAME? | #NAME? | #NAME? | #NAME? | #NAME? | #NAME? | #NAME? |  |  | 1: 0; 2: 0; 3: 1.2007; 4: 7.9259 | 9.1267 |  | 250.1052 | 385.0826 | 396.9923 | 19638 | 9.1267 | 250.1052 | 409.0924 |  | 0 | 575 | 575 | 1963-08-05 | #NAME? | #NAME? | #NAME?
1963-08-06 | 1963 | 8 | 218 | 6 | 3 | 10 | 5.0565 | 9.3333 | 0 | 0 | 0 | #NAME? | #NAME? | #NAME? | #NAME? | #NAME? | #NAME? | TRUE | 1.5 | TRUE | TRUE | #NAME? | #NAME? | #NAME? | #NAME? | #NAME? | #NAME? | #NAME? | #NAME? | #NAME? | #NAME? |  |  | 1: 6.6395; 2: 9.7858; 3: 0; 4: 0 | 16.4254 |  | 384.4312 | 623.4461 | 645.2573 | 19638 | 16.4254 | 384.4312 | 628.8071 |  | 0 | 576 | 576 | 1963-08-06 | #NAME? | #NAME? | #NAME?
1963-08-07 | 1963 | 8 | 219 | 7 | 4 | 12.8 | 4.7923 | 13.6667 | 3.3 | 3.3 | 0 | #NAME? | #NAME? | #NAME? | #NAME? | #NAME? | #NAME? | FALSE | 1.5 | TRUE | TRUE | #NAME? | #NAME? | #NAME? | #NAME? | #NAME? | #NAME? | #NAME? | #NAME? | #NAME? | #NAME? |  |  | 1: 0; 2: 0; 3: 0; 4: 5.4649 | 5.4649 |  | 160.3046 | 246.8181 | 254.4517 | 19638 | 5.4649 | 160.3046 | 262.2072 |  | 0 | 577 | 577 | 1963-08-07 | #NAME? | #NAME? | #NAME?
1963-08-08 | 1963 | 8 | 220 | 8 | 5 | 12.2 | 3.9972 | 14.1667 | 0 | 0 | 0 | #NAME? | #NAME? | #NAME? | #NAME? | #NAME? | #NAME? | TRUE | 3.3 | TRUE | TRUE | #NAME? | #NAME? | #NAME? | #NAME? | #NAME? | #NAME? | #NAME? | #NAME? | #NAME? | #NAME? |  |  | 1: 0; 2: 0; 3: 0; 4: 0 | 0 |  | 0 | 0 | 0 | 19638 | 0 | 0 | 0 |  | 0 | 578 | 578 | 1963-08-08 | #NAME? | #NAME? | #NAME?
1963-08-09 | 1963 | 8 | 221 | 9 | 6 | 13.3 | 5.086 | 14.8333 | 0 | 0 | 0 | #NAME? | #NAME? | #NAME? | #NAME? | #NAME? | #NAME? | FALSE | 3.3 | TRUE | TRUE | #NAME? | #NAME? | #NAME? | #NAME? | #NAME? | #NAME? | #NAME? | #NAME? | #NAME? | #NAME? |  |  | 1: 0; 2: 0; 3: 0; 4: 4.8342 | 4.8342 |  | 141.8039 | 218.333 | 225.0856 | 19638 | 4.8342 | 141.8039 | 231.946 |  | 0 | 579 | 579 | 1963-08-09 | #NAME? | #NAME? | #NAME?
1963-08-10 | 1963 | 8 | 222 | 10 | 7 | 15 | 3.5318 | 26 | 0.3 | 0.3 | 0 | #NAME? | #NAME? | #NAME? | #NAME? | #NAME? | #NAME? | FALSE | 0 | TRUE | TRUE | #NAME? | #NAME? | #NAME? | #NAME? | #NAME? | #NAME? | #NAME? | #NAME? | #NAME? | #NAME? |  |  | 1: 0; 2: 0; 3: 0; 4: 0 | 0 |  | 0 | 0 | 0 | 19638 | 0 | 0 | 0 |  | 0 | 580 | 580 | 1963-08-10 | #NAME? | #NAME? | #NAME?
1963-08-11 | 1963 | 8 | 223 | 11 | 1 | 11.7 | 4.4549 | 21.8333 | 0 | 0 | 0 | #NAME? | #NAME? | #NAME? | #NAME? | #NAME? | #NAME? | TRUE | 0.3 | TRUE | TRUE | #NAME? | #NAME? | #NAME? | #NAME? | #NAME? | #NAME? | #NAME? | #NAME? | #NAME? | #NAME? |  |  | 1: 13.2564; 2: 22.1741; 3: 0; 4: 0 | 35.4305 |  | 844.8675 | 1372.3047 | 1420.4783 | 19638 | 35.4305 | 844.8675 | 1381.9342 |  | 0 | 581 | 581 | 1963-08-11 | #NAME? | #NAME? | #NAME?
1963-08-12 | 1963 | 8 | 224 | 12 | 2 | 11.7 | 5.2481 | 8.8333 | 0 | 0 | 0 | #NAME? | #NAME? | #NAME? | #NAME? | #NAME? | #NAME? | FALSE | 0.3 | TRUE | TRUE | #NAME? | #NAME? | #NAME? | #NAME? | #NAME? | #NAME? | #NAME? | #NAME? | #NAME? | #NAME? |  |  | 1: 0; 2: 0; 3: 0; 4: 7.19 | 7.19 |  | 210.9056 | 324.7277 | 334.7708 | 19638 | 7.19 | 210.9056 | 344.9744 |  | 0 | 582 | 582 | 1963-08-12 | #NAME? | #NAME? | #NAME?
1963-08-13 | 1963 | 8 | 225 | 13 | 3 | 13.9 | 4.8555 | 16 | 0 | 0 | 0 | #NAME? | #NAME? | #NAME? | #NAME? | #NAME? | #NAME? | TRUE | 0 | TRUE | TRUE | #NAME? | #NAME? | #NAME? | #NAME? | #NAME? | #NAME? | #NAME? | #NAME? | #NAME? | #NAME? |  |  | 1: 0; 2: 0; 3: 0; 4: 0 | 0 |  | 0 | 0 | 0 | 19638 | 0 | 0 | 0 |  | 0 | 583 | 583 | 1963-08-13 | #NAME? | #NAME? | #NAME?
1963-08-14 | 1963 | 8 | 226 | 14 | 4 | 15 | 4.9089 | 13.6667 | 0.6 | 0.6 | 0 | #NAME? | #NAME? | #NAME? | #NAME? | #NAME? | #NAME? | FALSE | 0 | TRUE | TRUE | #NAME? | #NAME? | #NAME? | #NAME? | #NAME? | #NAME? | #NAME? | #NAME? | #NAME? | #NAME? |  |  | 1: 0; 2: 0; 3: 0; 4: 5.557 | 5.557 |  | 163.0042 | 250.9747 | 258.7368 | 19638 | 5.557 | 163.0042 | 266.623 |  | 0 | 584 | 584 | 1963-08-14 | #NAME? | #NAME? | #NAME?
1963-08-15 | 1963 | 8 | 227 | 15 | 5 | 12.2 | 4.5294 | 22.5 | 0.6 | 0.6 | 0 | #NAME? | #NAME? | #NAME? | #NAME? | #NAME? | #NAME? | TRUE | 0.6 | TRUE | TRUE | #NAME? | #NAME? | #NAME? | #NAME? | #NAME? | #NAME? | #NAME? | #NAME? | #NAME? | #NAME? |  |  | 1: 5.5771; 2: 7.0305; 3: 0; 4: 0 | 12.6075 |  | 288.0242 | 466.1281 | 482.3616 | 19638 | 12.6075 | 288.0242 | 471.1159 |  | 0 | 585 | 585 | 1963-08-15 | #NAME? | #NAME? | #NAME?
1963-08-16 | 1963 | 8 | 228 | 16 | 6 | 8.3 | 3.6421 | 8.8333 | 0 | 0 | 0 | #NAME? | #NAME? | #NAME? | #NAME? | #NAME? | #NAME? | FALSE | 1.2 | TRUE | TRUE | #NAME? | #NAME? | #NAME? | #NAME? | #NAME? | #NAME? | #NAME? | #NAME? | #NAME? | #NAME? |  |  | 1: 0; 2: 0; 3: 0; 4: 5.1911 | 5.1911 |  | 152.2713 | 234.4494 | 241.7004 | 19638 | 5.1911 | 152.2713 | 249.0673 |  | 0 | 586 | 586 | 1963-08-16 | #NAME? | #NAME? | #NAME?
1963-08-17 | 1963 | 8 | 229 | 17 | 7 | 7.2 | 4.0856 | 6.8333 | 0 | 0 | 0 | #NAME? | #NAME? | #NAME? | #NAME? | #NAME? | #NAME? | FALSE | 0.6 | TRUE | TRUE | #NAME? | #NAME? | #NAME? | #NAME? | #NAME? | #NAME? | #NAME? | #NAME? | #NAME? | #NAME? |  |  | 1: 0; 2: 0; 3: 4.7231; 4: 0 | 4.7231 |  | 69.2714 | 106.656 | 109.9546 | 19638 | 4.7231 | 69.2714 | 113.306 |  | 0 | 587 | 587 | 1963-08-17 | #NAME? | #NAME? | #NAME?
1963-08-18 | 1963 | 8 | 230 | 18 | 1 | 7.8 | 4.9003 | 11.1667 | 0 | 0 | 0 | #NAME? | #NAME? | #NAME? | #NAME? | #NAME? | #NAME? | TRUE | 0 | TRUE | TRUE | #NAME? | #NAME? | #NAME? | #NAME? | #NAME? | #NAME? | #NAME? | #NAME? | #NAME? | #NAME? |  |  | 1: 0; 2: 0; 3: 0; 4: 0 | 0 |  | 0 | 0 | 0 | 19638 | 0 | 0 | 0 |  | 0 | 588 | 588 | 1963-08-18 | #NAME? | #NAME? | #NAME?
1963-08-19 | 1963 | 8 | 231 | 19 | 2 | 11.7 | 5.4503 | 14.1667 | 0 | 0 | 0 | #NAME? | #NAME? | #NAME? | #NAME? | #NAME? | #NAME? | FALSE | 0 | TRUE | TRUE | #NAME? | #NAME? | #NAME? | #NAME? | #NAME? | #NAME? | #NAME? | #NAME? | #NAME? | #NAME? |  |  | 1: 0; 2: 0; 3: 3.912; 4: 7.2222 | 11.1342 |  | 269.2272 | 414.5244 | 427.3447 | 19638 | 11.1342 | 269.2272 | 440.37 |  | 0 | 589 | 589 | 1963-08-19 | #NAME? | #NAME? | #NAME?
1963-08-20 | 1963 | 8 | 232 | 20 | 3 | 10.6 | 4.1182 | 12.6667 | 1.8 | 1.8 | 0 | #NAME? | #NAME? | #NAME? | #NAME? | #NAME? | #NAME? | TRUE | 0 | TRUE | TRUE | #NAME? | #NAME? | #NAME? | #NAME? | #NAME? | #NAME? | #NAME? | #NAME? | #NAME? | #NAME? |  |  | 1: 0; 2: 0; 3: 0; 4: 0 | 0 |  | 0 | 0 | 0 | 19638 | 0 | 0 | 0 |  | 0 | 590 | 590 | 1963-08-20 | #NAME? | #NAME? | #NAME?
1963-08-21 | 1963 | 8 | 233 | 21 | 4 | 10.6 | 5.3184 | 26.5 | 0 | 0 | 0 | #NAME? | #NAME? | #NAME? | #NAME? | #NAME? | #NAME? | FALSE | 1.8 | TRUE | TRUE | #NAME? | #NAME? | #NAME? | #NAME? | #NAME? | #NAME? | #NAME? | #NAME? | #NAME? | #NAME? |  |  | 1: 0; 2: 0; 3: 3.8009; 4: 5.2627 | 9.0636 |  | 210.119 | 323.5165 | 333.5221 | 19638 | 9.0636 | 210.119 | 343.6877 |  | 0 | 591 | 591 | 1963-08-21 | #NAME? | #NAME? | #NAME?
1963-08-22 | 1963 | 8 | 234 | 22 | 5 | 5.6 | 3.6294 | 12.8333 | 0 | 0 | 0 | #NAME? | #NAME? | #NAME? | #NAME? | #NAME? | #NAME? | TRUE | 1.8 | TRUE | TRUE | #NAME? | #NAME? | #NAME? | #NAME? | #NAME? | #NAME? | #NAME? | #NAME? | #NAME? | #NAME? |  |  | 1: 0; 2: 0; 3: 0; 4: 0 | 0 |  | 0 | 0 | 0 | 19638 | 0 | 0 | 0 |  | 0 | 592 | 592 | 1963-08-22 | #NAME? | #NAME? | #NAME?
1963-08-23 | 1963 | 8 | 235 | 23 | 6 | 7.8 | 3.349 | 25.8333 | 0 | 0 | 0 | #NAME? | #NAME? | #NAME? | #NAME? | #NAME? | #NAME? | FALSE | 0 | TRUE | TRUE | #NAME? | #NAME? | #NAME? | #NAME? | #NAME? | #NAME? | #NAME? | #NAME? | #NAME? | #NAME? |  |  | 1: 0; 2: 0; 3: 0; 4: 4.9212 | 4.9212 |  | 144.3565 | 222.2631 | 229.1373 | 19638 | 4.9212 | 144.3565 | 236.1212 |  | 0 | 593 | 593 | 1963-08-23 | #NAME? | #NAME? | #NAME?
1963-08-24 | 1963 | 8 | 236 | 24 | 7 | 8.9 | 2.4523 | 12.8333 | 0 | 0 | 0 | #NAME? | #NAME? | #NAME? | #NAME? | #NAME? | #NAME? | FALSE | 0 | TRUE | TRUE | #NAME? | #NAME? | #NAME? | #NAME? | #NAME? | #NAME? | #NAME? | #NAME? | #NAME? | #NAME? |  |  | 1: 0; 2: 0; 3: 0; 4: 0 | 0 |  | 0 | 0 | 0 | 19638 | 0 | 0 | 0 |  | 0 | 594 | 594 | 1963-08-24 | #NAME? | #NAME? | #NAME?
1963-08-25 | 1963 | 8 | 237 | 25 | 1 | 8.3 | 2.0662 | 16.1667 | 1 | 1 | 0 | #NAME? | #NAME? | #NAME? | #NAME? | #NAME? | #NAME? | TRUE | 0 | TRUE | TRUE | #NAME? | #NAME? | #NAME? | #NAME? | #NAME? | #NAME? | #NAME? | #NAME? | #NAME? | #NAME? |  |  | 1: 3.4368; 2: 6.3022; 3: 0; 4: 0 | 9.739 |  | 235.2712 | 382.5578 | 396.0184 | 19638 | 9.739 | 235.2712 | 384.8288 |  | 0 | 595 | 595 | 1963-08-25 | #NAME? | #NAME? | #NAME?
1963-08-26 | 1963 | 8 | 238 | 26 | 2 | 6.7 | 4.1531 | 12.3333 | 0 | 0 | 0 | #NAME? | #NAME? | #NAME? | #NAME? | #NAME? | #NAME? | FALSE | 1 | TRUE | TRUE | #NAME? | #NAME? | #NAME? | #NAME? | #NAME? | #NAME? | #NAME? | #NAME? | #NAME? | #NAME? |  |  | 1: 0; 2: 0; 3: 2.2045; 4: 4.7651 | 6.9696 |  | 172.11 | 264.9948 | 273.1905 | 19638 | 6.9696 | 172.11 | 281.5172 |  | 0 | 596 | 596 | 1963-08-26 | #NAME? | #NAME? | #NAME?
1963-08-27 | 1963 | 8 | 239 | 27 | 3 | 7.2 | 3.3701 | 12.6667 | 0.6 | 0.6 | 0 | #NAME? | #NAME? | #NAME? | #NAME? | #NAME? | #NAME? | TRUE | 1 | TRUE | TRUE | #NAME? | #NAME? | #NAME? | #NAME? | #NAME? | #NAME? | #NAME? | #NAME? | #NAME? | #NAME? |  |  | 1: 6.0885; 2: 10.9607; 3: 0; 4: 0 | 17.0492 |  | 410.812 | 667.8513 | 691.3394 | 19638 | 17.0492 | 410.812 | 671.9577 |  | 0 | 597 | 597 | 1963-08-27 | #NAME? | #NAME? | #NAME?
1963-08-28 | 1963 | 8 | 240 | 28 | 4 | 10 | 3.216 | 13.1667 | 0.8 | 0.8 | 0 | #NAME? | #NAME? | #NAME? | #NAME? | #NAME? | #NAME? | FALSE | 0.6 | TRUE | TRUE | #NAME? | #NAME? | #NAME? | #NAME? | #NAME? | #NAME? | #NAME? | #NAME? | #NAME? | #NAME? |  |  | 1: 0; 2: 0; 3: 4.1206; 4: 4.1377 | 8.2584 |  | 181.8097 | 279.9292 | 288.5868 | 19638 | 8.2584 | 181.8097 | 297.3828 |  | 0 | 598 | 598 | 1963-08-28 | #NAME? | #NAME? | #NAME?
1963-08-29 | 1963 | 8 | 241 | 29 | 5 | 9.4 | 3.1327 | 10.1667 | 0 | 0 | 0 | #NAME? | #NAME? | #NAME? | #NAME? | #NAME? | #NAME? | TRUE | 1.4 | TRUE | TRUE | #NAME? | #NAME? | #NAME? | #NAME? | #NAME? | #NAME? | #NAME? | #NAME? | #NAME? | #NAME? |  |  | 1: 2.4144; 2: 3.9798; 3: 0; 4: 0 | 6.3942 |  | 152.1514 | 247.0935 | 255.7642 | 19638 | 6.3942 | 152.1514 | 248.8713 |  | 0 | 599 | 599 | 1963-08-29 | #NAME? | #NAME? | #NAME?
1963-08-30 | 1963 | 8 | 242 | 30 | 6 | 7.2 | 4.2337 | 10.8333 | 0 | 0 | 0 | #NAME? | #NAME? | #NAME? | #NAME? | #NAME? | #NAME? | FALSE | 0.8 | TRUE | TRUE | #NAME? | #NAME? | #NAME? | #NAME? | #NAME? | #NAME? | #NAME? | #NAME? | #NAME? | #NAME? |  |  | 1: 0; 2: 0; 3: 0; 4: 4.003 | 4.003 |  | 117.4203 | 180.7899 | 186.3814 | 19638 | 4.003 | 117.4203 | 192.0622 |  | 0 | 600 | 600 | 1963-08-30 | #NAME? | #NAME? | #NAME?
1963-08-31 | 1963 | 8 | 243 | 31 | 7 | 7.2 | 4.3121 | 12 | 0 | 0 | 0 | #NAME? | #NAME? | #NAME? | #NAME? | #NAME? | #NAME? | FALSE | 0 | TRUE | TRUE | #NAME? | #NAME? | #NAME? | #NAME? | #NAME? | #NAME? | #NAME? | #NAME? | #NAME? | #NAME? |  |  | 1: 0; 2: 0; 3: 10.2368; 4: 0 | 10.2368 |  | 150.1394 | 231.167 | 238.3165 | 19638 | 10.2368 | 150.1394 | 245.5802 |  | 0 | 601 | 601 | 1963-08-31 | #NAME? | #NAME? | #NAME?
1963-09-01 | 1963 | 9 | 244 | 1 | 1 | 5.6 | 3.9803 | 2.5 | 0 | 0 | 0 | #NAME? | #NAME? | #NAME? | #NAME? | #NAME? | #NAME? | TRUE | 0 | TRUE | TRUE | #NAME? | #NAME? | #NAME? | #NAME? | #NAME? | #NAME? | #NAME? | #NAME? | #NAME? | #NAME? |  |  | 1: 12.2597; 2: 19.2002; 3: 0; 4: 0 | 31.4599 |  | 743.0152 | 1205.8983 | 1248.1567 | 19639 | 31.4599 | 743.0152 | 1215.3363 |  | 0 | 602 | 602 | 1963-09-01 | #NAME? | #NAME? | #NAME?
1963-09-02 | 1963 | 9 | 245 | 2 | 2 | 9.4 | 3.6412 | 5 | 0 | 0 | 0 | #NAME? | #NAME? | #NAME? | #NAME? | #NAME? | #NAME? | FALSE | 0 | TRUE | TRUE | #NAME? | #NAME? | #NAME? | #NAME? | #NAME? | #NAME? | #NAME? | #NAME? | #NAME? | #NAME? |  |  | 1: 0; 2: 0; 3: 0; 4: 6.8893 | 6.8893 |  | 202.0872 | 311.1501 | 320.7733 | 19639 | 6.8893 | 202.0872 | 330.5503 |  | 0 | 603 | 603 | 1963-09-02 | #NAME? | #NAME? | #NAME?
1963-09-03 | 1963 | 9 | 246 | 3 | 3 | 8.9 | 3.5953 | 15.1667 | 0 | 0 | 0 | #NAME? | #NAME? | #NAME? | #NAME? | #NAME? | #NAME? | TRUE | 0 | TRUE | TRUE | #NAME? | #NAME? | #NAME? | #NAME? | #NAME? | #NAME? | #NAME? | #NAME? | #NAME? | #NAME? |  |  | 1: 6.3847; 2: 9.4594; 3: 0; 4: 0 | 15.8441 |  | 371.1168 | 601.8938 | 622.954 | 19639 | 15.8441 | 371.1168 | 607.029 |  | 0 | 604 | 604 | 1963-09-03 | #NAME? | #NAME? | #NAME?
1963-09-04 | 1963 | 9 | 247 | 4 | 4 | 6.7 | 4.781 | 1 | 0 | 0 | 0 | #NAME? | #NAME? | #NAME? | #NAME? | #NAME? | #NAME? | FALSE | 0 | TRUE | TRUE | #NAME? | #NAME? | #NAME? | #NAME? | #NAME? | #NAME? | #NAME? | #NAME? | #NAME? | #NAME? |  |  | 1: 0; 2: 0; 3: 1.8195; 4: 4.2574 | 6.0769 |  | 151.5694 | 233.3688 | 240.5864 | 19639 | 6.0769 | 151.5694 | 247.9193 |  | 0 | 605 | 605 | 1963-09-04 | #NAME? | #NAME? | #NAME?
1963-09-05 | 1963 | 9 | 248 | 5 | 5 | 11.1 | 4.5634 | 13.6667 | 0 | 0 | 0 | #NAME? | #NAME? | #NAME? | #NAME? | #NAME? | #NAME? | TRUE | 0 | TRUE | TRUE | #NAME? | #NAME? | #NAME? | #NAME? | #NAME? | #NAME? | #NAME? | #NAME? | #NAME? | #NAME? |  |  | 1: 5.4037; 2: 8.1301; 3: 0; 4: 0 | 13.5339 |  | 317.7391 | 515.4244 | 533.4667 | 19639 | 13.5339 | 317.7391 | 519.72 |  | 0 | 606 | 606 | 1963-09-05 | #NAME? | #NAME? | #NAME?
1963-09-06 | 1963 | 9 | 249 | 6 | 6 | 8.3 | 4.3585 | 5.8333 | 0 | 0 | 0 | #NAME? | #NAME? | #NAME? | #NAME? | #NAME? | #NAME? | FALSE | 0 | TRUE | TRUE | #NAME? | #NAME? | #NAME? | #NAME? | #NAME? | #NAME? | #NAME? | #NAME? | #NAME? | #NAME? |  |  | 1: 0; 2: 0; 3: 0; 4: 5.1394 | 5.1394 |  | 150.7559 | 232.1162 | 239.2951 | 19639 | 5.1394 | 150.7559 | 246.5886 |  | 0 | 607 | 607 | 1963-09-06 | #NAME? | #NAME? | #NAME?
1963-09-07 | 1963 | 9 | 250 | 7 | 7 | 13.3 | 5.0261 | 13.5 | 0 | 0 | 0 | #NAME? | #NAME? | #NAME? | #NAME? | #NAME? | #NAME? | FALSE | 0 | TRUE | TRUE | #NAME? | #NAME? | #NAME? | #NAME? | #NAME? | #NAME? | #NAME? | #NAME? | #NAME? | #NAME? |  |  | 1: 0; 2: 0; 3: 0; 4: 0 | 0 |  | 0 | 0 | 0 | 19639 | 0 | 0 | 0 |  | 0 | 608 | 608 | 1963-09-07 | #NAME? | #NAME? | #NAME?
1963-09-08 | 1963 | 9 | 251 | 8 | 1 | 10.6 | 4.4833 | 10.6667 | 0 | 0 | 0 | #NAME? | #NAME? | #NAME? | #NAME? | #NAME? | #NAME? | TRUE | 0 | TRUE | TRUE | #NAME? | #NAME? | #NAME? | #NAME? | #NAME? | #NAME? | #NAME? | #NAME? | #NAME? | #NAME? |  |  | 1: 0; 2: 0; 3: 0; 4: 0 | 0 |  | 0 | 0 | 0 | 19639 | 0 | 0 | 0 |  | 0 | 609 | 609 | 1963-09-08 | #NAME? | #NAME? | #NAME?
1963-09-09 | 1963 | 9 | 252 | 9 | 2 | 12.8 | 3.8275 | 15.6667 | 0 | 0 | 0 | #NAME? | #NAME? | #NAME? | #NAME? | #NAME? | #NAME? | FALSE | 0 | TRUE | TRUE | #NAME? | #NAME? | #NAME? | #NAME? | #NAME? | #NAME? | #NAME? | #NAME? | #NAME? | #NAME? |  |  | 1: 0; 2: 0; 3: 4.6839; 4: 7.6273 | 12.3113 |  | 292.4327 | 450.2535 | 464.1788 | 19639 | 12.3113 | 292.4327 | 478.3268 |  | 0 | 610 | 610 | 1963-09-09 | #NAME? | #NAME? | #NAME?
1963-09-10 | 1963 | 9 | 253 | 10 | 3 | 15.6 | 4.0785 | 12.8333 | 0 | 0 | 0 | #NAME? | #NAME? | #NAME? | #NAME? | #NAME? | #NAME? | TRUE | 0 | TRUE | TRUE | #NAME? | #NAME? | #NAME? | #NAME? | #NAME? | #NAME? | #NAME? | #NAME? | #NAME? | #NAME? |  |  | 1: 0; 2: 0; 3: 0; 4: 0 | 0 |  | 0 | 0 | 0 | 19639 | 0 | 0 | 0 |  | 0 | 611 | 611 | 1963-09-10 | #NAME? | #NAME? | #NAME?
1963-09-11 | 1963 | 9 | 254 | 11 | 4 | 11.7 | 2.2015 | 14.1667 | 17.2 | 17.2 | 9.15 | #NAME? | #NAME? | #NAME? | #NAME? | #NAME? | #NAME? | FALSE | 0 | TRUE | TRUE | #NAME? | #NAME? | #NAME? | #NAME? | #NAME? | #NAME? | #NAME? | #NAME? | #NAME? | #NAME? |  |  | 1: 0; 2: 0; 3: 0; 4: 4.5232 | 4.5232 |  | 132.6802 | 204.2853 | 210.6034 | 19639 | 4.5232 | 132.6802 | 217.0225 |  | 0 | 612 | 612 | 1963-09-11 | #NAME? | #NAME? | #NAME?
1963-09-12 | 1963 | 9 | 255 | 12 | 5 | 8.9 | 3.5383 | 17.8333 | 0 | 0 | 0 | #NAME? | #NAME? | #NAME? | #NAME? | #NAME? | #NAME? | TRUE | 17.2 | FALSE | TRUE | #NAME? | #NAME? | #NAME? | #NAME? | #NAME? | #NAME? | #NAME? | #NAME? | #NAME? | #NAME? |  |  | 1: 0; 2: 0; 3: 0; 4: 0 | 0 |  | 0 | 0 | 0 | 19639 | 0 | 0 | 0 |  | 0 | 613 | 613 | 1963-09-12 | #NAME? | #NAME? | #NAME?
1963-09-13 | 1963 | 9 | 256 | 13 | 6 | 11.7 | 3.1057 | 14.8333 | 0 | 0 | 0 | #NAME? | #NAME? | #NAME? | #NAME? | #NAME? | #NAME? | FALSE | 17.2 | FALSE | TRUE | #NAME? | #NAME? | #NAME? | #NAME? | #NAME? | #NAME? | #NAME? | #NAME? | #NAME? | #NAME? |  |  | 1: 0; 2: 0; 3: 0; 4: 0 | 0 |  | 0 | 0 | 0 | 19639 | 0 | 0 | 0 |  | 0 | 614 | 614 | 1963-09-13 | #NAME? | #NAME? | #NAME?
1963-09-14 | 1963 | 9 | 257 | 14 | 7 | 7.2 | 2.3615 | 30.3333 | 18.4 | 18.4 | 10.05 | #NAME? | #NAME? | #NAME? | #NAME? | #NAME? | #NAME? | FALSE | 0 | TRUE | TRUE | #NAME? | #NAME? | #NAME? | #NAME? | #NAME? | #NAME? | #NAME? | #NAME? | #NAME? | #NAME? |  |  | 1: 0; 2: 0; 3: 0; 4: 0 | 0 |  | 0 | 0 | 0 | 19639 | 0 | 0 | 0 |  | 0 | 615 | 615 | 1963-09-14 | #NAME? | #NAME? | #NAME?
1963-09-15 | 1963 | 9 | 258 | 15 | 1 | 5.6 | 1.3002 | 16.6667 | 5.6 | 5.6 | 0.45 | #NAME? | #NAME? | #NAME? | #NAME? | #NAME? | #NAME? | TRUE | 18.4 | FALSE | TRUE | #NAME? | #NAME? | #NAME? | #NAME? | #NAME? | #NAME? | #NAME? | #NAME? | #NAME? | #NAME? |  |  | 1: 0; 2: 0; 3: 0; 4: 0 | 0 |  | 0 | 0 | 0 | 19639 | 0 | 0 | 0 |  | 0 | 616 | 616 | 1963-09-15 | #NAME? | #NAME? | #NAME?
1963-09-16 | 1963 | 9 | 259 | 16 | 2 | 3.9 | 1.2042 | 23.3333 | 9.4 | 9.4 | 3.3 | #NAME? | #NAME? | #NAME? | #NAME? | #NAME? | #NAME? | FALSE | 24 | FALSE | TRUE | #NAME? | #NAME? | #NAME? | #NAME? | #NAME? | #NAME? | #NAME? | #NAME? | #NAME? | #NAME? |  |  | 1: 0; 2: 0; 3: 0; 4: 0 | 0 |  | 0 | 0 | 0 | 19639 | 0 | 0 | 0 |  | 0 | 617 | 617 | 1963-09-16 | #NAME? | #NAME? | #NAME?
1963-09-17 | 1963 | 9 | 260 | 17 | 3 | 3.9 | 1.7086 | 11.1667 | 0 | 0 | 0 | #NAME? | #NAME? | #NAME? | #NAME? | #NAME? | #NAME? | TRUE | 15 | FALSE | FALSE | #NAME? | #NAME? | #NAME? | #NAME? | #NAME? | #NAME? | #NAME? | #NAME? | #NAME? | #NAME? |  |  | 1: 0; 2: 0; 3: 0; 4: 0 | 0 |  | 0 | 0 | 0 | 19639 | 0 | 0 | 0 |  | 0 | 618 | 618 | 1963-09-17 | #NAME? | #NAME? | #NAME?
1963-09-18 | 1963 | 9 | 261 | 18 | 4 | 2.2 | 3.3838 | 13 | 0 | 0 | 0 | #NAME? | #NAME? | #NAME? | #NAME? | #NAME? | #NAME? | FALSE | 9.4 | TRUE | TRUE | #NAME? | #NAME? | #NAME? | #NAME? | #NAME? | #NAME? | #NAME? | #NAME? | #NAME? | #NAME? |  |  | 1: 0; 2: 0; 3: 2.3206; 4: 3.2197 | 5.5404 |  | 128.481 | 197.82 | 203.9381 | 19639 | 5.5404 | 128.481 | 210.1541 |  | 0 | 619 | 619 | 1963-09-18 | #NAME? | #NAME? | #NAME?
1963-09-19 | 1963 | 9 | 262 | 19 | 5 | 5.6 | 2.9025 | 8.1667 | 0 | 0 | 0 | #NAME? | #NAME? | #NAME? | #NAME? | #NAME? | #NAME? | TRUE | 0 | TRUE | FALSE | #NAME? | #NAME? | #NAME? | #NAME? | #NAME? | #NAME? | #NAME? | #NAME? | #NAME? | #NAME? |  |  | 1: 0; 2: 0; 3: 0; 4: 0 | 0 |  | 0 | 0 | 0 | 19639 | 0 | 0 | 0 |  | 0 | 620 | 620 | 1963-09-19 | #NAME? | #NAME? | #NAME?
1963-09-20 | 1963 | 9 | 263 | 20 | 6 | 2.2 | 3.7185 | 10.1667 | 0 | 0 | 0 | #NAME? | #NAME? | #NAME? | #NAME? | #NAME? | #NAME? | FALSE | 0 | TRUE | TRUE | #NAME? | #NAME? | #NAME? | #NAME? | #NAME? | #NAME? | #NAME? | #NAME? | #NAME? | #NAME? |  |  | 1: 0; 2: 0; 3: 0; 4: 3.8764 | 3.8764 |  | 113.7071 | 175.0728 | 180.4875 | 19639 | 3.8764 | 113.7071 | 185.9886 |  | 0 | 621 | 621 | 1963-09-20 | #NAME? | #NAME? | #NAME?
1963-09-21 | 1963 | 9 | 264 | 21 | 7 | 3.9 | 3.9235 | 14.1667 | 0 | 0 | 0 | #NAME? | #NAME? | #NAME? | #NAME? | #NAME? | #NAME? | FALSE | 0 | TRUE | TRUE | #NAME? | #NAME? | #NAME? | #NAME? | #NAME? | #NAME? | #NAME? | #NAME? | #NAME? | #NAME? |  |  | 1: 0; 2: 0; 3: 2.8199; 4: 0 | 2.8199 |  | 41.3583 | 63.6786 | 65.6481 | 19639 | 2.8199 | 41.3583 | 67.649 |  | 0 | 622 | 622 | 1963-09-21 | #NAME? | #NAME? | #NAME?
1963-09-22 | 1963 | 9 | 265 | 22 | 1 | 8.9 | 3.3466 | 9.8333 | 0 | 0 | 0 | #NAME? | #NAME? | #NAME? | #NAME? | #NAME? | #NAME? | TRUE | 0 | TRUE | TRUE | #NAME? | #NAME? | #NAME? | #NAME? | #NAME? | #NAME? | #NAME? | #NAME? | #NAME? | #NAME? |  |  | 1: 0; 2: 0; 3: 0; 4: 0 | 0 |  | 0 | 0 | 0 | 19639 | 0 | 0 | 0 |  | 0 | 623 | 623 | 1963-09-22 | #NAME? | #NAME? | #NAME?
1963-09-23 | 1963 | 9 | 266 | 23 | 2 | 12.2 | 4.2821 | 19.6667 | 0 | 0 | 0 | #NAME? | #NAME? | #NAME? | #NAME? | #NAME? | #NAME? | FALSE | 0 | TRUE | TRUE | #NAME? | #NAME? | #NAME? | #NAME? | #NAME? | #NAME? | #NAME? | #NAME? | #NAME? | #NAME? |  |  | 1: 0; 2: 0; 3: 0; 4: 6.2785 | 6.2785 |  | 184.1708 | 283.5645 | 292.3345 | 19639 | 6.2785 | 184.1708 | 301.2447 |  | 0 | 624 | 624 | 1963-09-23 | #NAME? | #NAME? | #NAME?
1963-09-24 | 1963 | 9 | 267 | 24 | 3 | 5 | 3.5589 | 15.3333 | 0 | 0 | 0 | #NAME? | #NAME? | #NAME? | #NAME? | #NAME? | #NAME? | TRUE | 0 | TRUE | TRUE | #NAME? | #NAME? | #NAME? | #NAME? | #NAME? | #NAME? | #NAME? | #NAME? | #NAME? | #NAME? |  |  | 1: 0; 2: 0; 3: 0; 4: 0 | 0 |  | 0 | 0 | 0 | 19639 | 0 | 0 | 0 |  | 0 | 625 | 625 | 1963-09-24 | #NAME? | #NAME? | #NAME?
1963-09-25 | 1963 | 9 | 268 | 25 | 4 | 9.4 | 4.4098 | 18.8333 | 0 | 0 | 0 | #NAME? | #NAME? | #NAME? | #NAME? | #NAME? | #NAME? | FALSE | 0 | TRUE | TRUE | #NAME? | #NAME? | #NAME? | #NAME? | #NAME? | #NAME? | #NAME? | #NAME? | #NAME? | #NAME? |  |  | 1: 0; 2: 0; 3: 2.1736; 4: 4.3126 | 6.4862 |  | 158.3815 | 243.8573 | 251.3993 | 19639 | 6.4862 | 158.3815 | 259.0618 |  | 0 | 626 | 626 | 1963-09-25 | #NAME? | #NAME? | #NAME?
1963-09-26 | 1963 | 9 | 269 | 26 | 5 | 6.1 | 3.1521 | 20.3333 | 0 | 0 | 0 | #NAME? | #NAME? | #NAME? | #NAME? | #NAME? | #NAME? | TRUE | 0 | TRUE | TRUE | #NAME? | #NAME? | #NAME? | #NAME? | #NAME? | #NAME? | #NAME? | #NAME? | #NAME? | #NAME? |  |  | 1: 0; 2: 0; 3: 0; 4: 0 | 0 |  | 0 | 0 | 0 | 19639 | 0 | 0 | 0 |  | 0 | 627 | 627 | 1963-09-26 | #NAME? | #NAME? | #NAME?
1963-09-27 | 1963 | 9 | 270 | 27 | 6 | 3.9 | 2.3553 | 22 | 0 | 0 | 0 | #NAME? | #NAME? | #NAME? | #NAME? | #NAME? | #NAME? | FALSE | 0 | TRUE | FALSE | #NAME? | #NAME? | #NAME? | #NAME? | #NAME? | #NAME? | #NAME? | #NAME? | #NAME? | #NAME? |  |  | 1: 0; 2: 0; 3: 0; 4: 0 | 0 |  | 0 | 0 | 0 | 19639 | 0 | 0 | 0 |  | 0 | 628 | 628 | 1963-09-27 | #NAME? | #NAME? | #NAME?
1963-09-28 | 1963 | 9 | 271 | 28 | 7 | 2.2 | 3.3076 | 11.8333 | 0 | 0 | 0 | #NAME? | #NAME? | #NAME? | #NAME? | #NAME? | #NAME? | FALSE | 0 | TRUE | TRUE | #NAME? | #NAME? | #NAME? | #NAME? | #NAME? | #NAME? | #NAME? | #NAME? | #NAME? | #NAME? |  |  | 1: 0; 2: 0; 3: 10.6855; 4: 0 | 10.6855 |  | 156.7214 | 241.3012 | 248.7641 | 19639 | 10.6855 | 156.7214 | 256.3463 |  | 0 | 629 | 629 | 1963-09-28 | #NAME? | #NAME? | #NAME?
1963-09-29 | 1963 | 9 | 272 | 29 | 1 | 7.2 | 3.8739 | 1.8333 | 0 | 0 | 0 | #NAME? | #NAME? | #NAME? | #NAME? | #NAME? | #NAME? | TRUE | 0 | TRUE | TRUE | #NAME? | #NAME? | #NAME? | #NAME? | #NAME? | #NAME? | #NAME? | #NAME? | #NAME? | #NAME? |  |  | 1: 0; 2: 0; 3: 0; 4: 0 | 0 |  | 0 | 0 | 0 | 19639 | 0 | 0 | 0 |  | 0 | 630 | 630 | 1963-09-29 | #NAME? | #NAME? | #NAME?
1963-09-30 | 1963 | 9 | 273 | 30 | 2 | 10 | 4.6765 | 20 | 0 | 0 | 0 | #NAME? | #NAME? | #NAME? | #NAME? | #NAME? | #NAME? | FALSE | 0 | TRUE | TRUE | #NAME? | #NAME? | #NAME? | #NAME? | #NAME? | #NAME? | #NAME? | #NAME? | #NAME? | #NAME? |  |  | 1: 0; 2: 0; 3: 0; 4: 9.4043 | 9.4043 |  | 275.8586 | 424.7347 | 437.8708 | 19639 | 9.4043 | 275.8586 | 451.2169 |  | 0 | 631 | 631 | 1963-09-30 | #NAME? | #NAME? | #NAME?
1964-05-01 | 1964 | 5 | 122 | 1 | 6 | 5.6 | 3.0524 | 15.6667 | 3.7 | 3.7 | 0 | #NAME? | #NAME? | #NAME? | #NAME? | #NAME? | #NAME? | FALSE | 0 | TRUE | TRUE | #NAME? | #NAME? | #NAME? | #NAME? | #NAME? | #NAME? | #NAME? | #NAME? | #NAME? | #NAME? |  |  | 1: 0; 2: 0; 3: 0; 4: 2.28 | 2.28 |  | 66.88 | 102.974 | 106.1587 | 19645 | 2.28 | 66.88 | 109.3944 |  | 0 | 632 | 632 | 1964-05-01 | #NAME? | #NAME? | #NAME?
1964-05-02 | 1964 | 5 | 123 | 2 | 7 | 5.6 | 2.4218 | 16.6667 | 5.3 | 5.3 | 0.225 | #NAME? | #NAME? | #NAME? | #NAME? | #NAME? | #NAME? | FALSE | 3.7 | TRUE | TRUE | #NAME? | #NAME? | #NAME? | #NAME? | #NAME? | #NAME? | #NAME? | #NAME? | #NAME? | #NAME? |  |  | 1: 0; 2: 0; 3: 0; 4: 0 | 0 |  | 0 | 0 | 0 | 19645 | 0 | 0 | 0 |  | 0 | 633 | 633 | 1964-05-02 | #NAME? | #NAME? | #NAME?
1964-05-03 | 1964 | 5 | 124 | 3 | 1 | 3.9 | 3.076 | 30 | 5.3 | 5.3 | 0.225 | #NAME? | #NAME? | #NAME? | #NAME? | #NAME? | #NAME? | TRUE | 9 | TRUE | FALSE | #NAME? | #NAME? | #NAME? | #NAME? | #NAME? | #NAME? | #NAME? | #NAME? | #NAME? | #NAME? |  |  | 1: 0; 2: 0; 3: 0; 4: 0 | 0 |  | 0 | 0 | 0 | 19645 | 0 | 0 | 0 |  | 0 | 634 | 634 | 1964-05-03 | #NAME? | #NAME? | #NAME?
1964-05-04 | 1964 | 5 | 125 | 4 | 2 | 2.8 | 3.2577 | 39.8333 | 10.2 | 10.2 | 3.9 | #NAME? | #NAME? | #NAME? | #NAME? | #NAME? | #NAME? | FALSE | 10.6 | FALSE | FALSE | #NAME? | #NAME? | #NAME? | #NAME? | #NAME? | #NAME? | #NAME? | #NAME? | #NAME? | #NAME? |  |  | 1: 0; 2: 0; 3: 0; 4: 0 | 0 |  | 0 | 0 | 0 | 19645 | 0 | 0 | 0 |  | 0 | 635 | 635 | 1964-05-04 | #NAME? | #NAME? | #NAME?
1964-05-05 | 1964 | 5 | 126 | 5 | 3 | 2.2 | 2.9889 | 24.8333 | 8.4 | 8.4 | 2.55 | #NAME? | #NAME? | #NAME? | #NAME? | #NAME? | #NAME? | TRUE | 15.5 | FALSE | TRUE | #NAME? | #NAME? | #NAME? | #NAME? | #NAME? | #NAME? | #NAME? | #NAME? | #NAME? | #NAME? |  |  | 1: 0; 2: 0; 3: 0; 4: 0 | 0 |  | 0 | 0 | 0 | 19645 | 0 | 0 | 0 |  | 0 | 636 | 636 | 1964-05-05 | #NAME? | #NAME? | #NAME?
1964-05-06 | 1964 | 5 | 127 | 6 | 4 | 4.4 | 3.5244 | 38.8333 | 7.4 | 7.4 | 1.8 | #NAME? | #NAME? | #NAME? | #NAME? | #NAME? | #NAME? | FALSE | 18.6 | FALSE | FALSE | #NAME? | #NAME? | #NAME? | #NAME? | #NAME? | #NAME? | #NAME? | #NAME? | #NAME? | #NAME? |  |  | 1: 0; 2: 0; 3: 0; 4: 0 | 0 |  | 0 | 0 | 0 | 19645 | 0 | 0 | 0 |  | 0 | 637 | 637 | 1964-05-06 | #NAME? | #NAME? | #NAME?
1964-05-07 | 1964 | 5 | 128 | 7 | 5 | 2.8 | 3.6978 | 30.8333 | 0.8 | 0.8 | 0 | #NAME? | #NAME? | #NAME? | #NAME? | #NAME? | #NAME? | TRUE | 15.8 | FALSE | TRUE | #NAME? | #NAME? | #NAME? | #NAME? | #NAME? | #NAME? | #NAME? | #NAME? | #NAME? | #NAME? |  |  | 1: 0; 2: 0; 3: 0; 4: 0 | 0 |  | 0 | 0 | 0 | 19645 | 0 | 0 | 0 |  | 0 | 638 | 638 | 1964-05-07 | #NAME? | #NAME? | #NAME?
1964-05-08 | 1964 | 5 | 129 | 8 | 6 | 7.2 | 4.3607 | 10.3333 | 0 | 0 | 0 | #NAME? | #NAME? | #NAME? | #NAME? | #NAME? | #NAME? | FALSE | 8.2 | TRUE | TRUE | #NAME? | #NAME? | #NAME? | #NAME? | #NAME? | #NAME? | #NAME? | #NAME? | #NAME? | #NAME? |  |  | 1: 0; 2: 0; 3: 0; 4: 4.4522 | 4.4522 |  | 130.5975 | 201.0787 | 207.2976 | 19645 | 4.4522 | 130.5975 | 213.6159 |  | 0 | 639 | 639 | 1964-05-08 | #NAME? | #NAME? | #NAME?
1964-05-09 | 1964 | 5 | 130 | 9 | 7 | 5.6 | 4.9952 | 13.8333 | 2.3 | 2.3 | 0 | #NAME? | #NAME? | #NAME? | #NAME? | #NAME? | #NAME? | FALSE | 0.8 | TRUE | FALSE | #NAME? | #NAME? | #NAME? | #NAME? | #NAME? | #NAME? | #NAME? | #NAME? | #NAME? | #NAME? |  |  | 1: 0; 2: 0; 3: 0; 4: 0 | 0 |  | 0 | 0 | 0 | 19645 | 0 | 0 | 0 |  | 0 | 640 | 640 | 1964-05-09 | #NAME? | #NAME? | #NAME?
1964-05-10 | 1964 | 5 | 131 | 10 | 1 | 0.6 | 2.2047 | 18.3333 | 11.9 | 11.9 | 5.175 | #NAME? | #NAME? | #NAME? | #NAME? | #NAME? | #NAME? | TRUE | 2.3 | TRUE | FALSE | #NAME? | #NAME? | #NAME? | #NAME? | #NAME? | #NAME? | #NAME? | #NAME? | #NAME? | #NAME? |  |  | 1: 0; 2: 0; 3: 0; 4: 0 | 0 |  | 0 | 0 | 0 | 19645 | 0 | 0 | 0 |  | 0 | 641 | 641 | 1964-05-10 | #NAME? | #NAME? | #NAME?
1964-05-11 | 1964 | 5 | 132 | 11 | 2 | 0 | 3.9979 | 6.3333 | 0 | 0 | 0 | #NAME? | #NAME? | #NAME? | #NAME? | #NAME? | #NAME? | FALSE | 14.2 | FALSE | TRUE | #NAME? | #NAME? | #NAME? | #NAME? | #NAME? | #NAME? | #NAME? | #NAME? | #NAME? | #NAME? |  |  | 1: 0; 2: 0; 3: 0; 4: 0 | 0 |  | 0 | 0 | 0 | 19645 | 0 | 0 | 0 |  | 0 | 642 | 642 | 1964-05-11 | #NAME? | #NAME? | #NAME?
1964-05-12 | 1964 | 5 | 133 | 12 | 3 | 7.8 | 4.9528 | 12.3333 | 0 | 0 | 0 | #NAME? | #NAME? | #NAME? | #NAME? | #NAME? | #NAME? | TRUE | 11.9 | FALSE | TRUE | #NAME? | #NAME? | #NAME? | #NAME? | #NAME? | #NAME? | #NAME? | #NAME? | #NAME? | #NAME? |  |  | 1: 0; 2: 0; 3: 0; 4: 0 | 0 |  | 0 | 0 | 0 | 19645 | 0 | 0 | 0 |  | 0 | 643 | 643 | 1964-05-12 | #NAME? | #NAME? | #NAME?
1964-05-13 | 1964 | 5 | 134 | 13 | 4 | 5 | 5.043 | 19.3333 | 0 | 0 | 0 | #NAME? | #NAME? | #NAME? | #NAME? | #NAME? | #NAME? | FALSE | 0 | TRUE | FALSE | #NAME? | #NAME? | #NAME? | #NAME? | #NAME? | #NAME? | #NAME? | #NAME? | #NAME? | #NAME? |  |  | 1: 0; 2: 0; 3: 0; 4: 0 | 0 |  | 0 | 0 | 0 | 19645 | 0 | 0 | 0 |  | 0 | 644 | 644 | 1964-05-13 | #NAME? | #NAME? | #NAME?
1964-05-14 | 1964 | 5 | 135 | 14 | 5 | 0 | 4.4997 | 12.3333 | 0 | 0 | 0 | #NAME? | #NAME? | #NAME? | #NAME? | #NAME? | #NAME? | TRUE | 0 | TRUE | FALSE | #NAME? | #NAME? | #NAME? | #NAME? | #NAME? | #NAME? | #NAME? | #NAME? | #NAME? | #NAME? |  |  | 1: 0; 2: 0; 3: 0; 4: 0 | 0 |  | 0 | 0 | 0 | 19645 | 0 | 0 | 0 |  | 0 | 645 | 645 | 1964-05-14 | #NAME? | #NAME? | #NAME?
1964-05-15 | 1964 | 5 | 136 | 15 | 6 | -1.7 | 5.0884 | 4.8333 | 0 | 0 | 0 | #NAME? | #NAME? | #NAME? | #NAME? | #NAME? | #NAME? | FALSE | 0 | TRUE | TRUE | #NAME? | #NAME? | #NAME? | #NAME? | #NAME? | #NAME? | #NAME? | #NAME? | #NAME? | #NAME? |  |  | 1: 0; 2: 0; 3: 0; 4: 11.1356 | 11.1356 |  | 326.645 | 502.9297 | 518.4842 | 19645 | 11.1356 | 326.645 | 534.2873 |  | 0 | 646 | 646 | 1964-05-15 | #NAME? | #NAME? | #NAME?
1964-05-16 | 1964 | 5 | 137 | 16 | 7 | 4.4 | 5.6991 | 8.6667 | 0 | 0 | 0 | #NAME? | #NAME? | #NAME? | #NAME? | #NAME? | #NAME? | FALSE | 0 | TRUE | TRUE | #NAME? | #NAME? | #NAME? | #NAME? | #NAME? | #NAME? | #NAME? | #NAME? | #NAME? | #NAME? |  |  | 1: 0; 2: 0; 3: 2.3434; 4: 0 | 2.3434 |  | 34.3704 | 52.9194 | 54.5561 | 19645 | 2.3434 | 34.3704 | 56.219 |  | 0 | 647 | 647 | 1964-05-16 | #NAME? | #NAME? | #NAME?
1964-05-17 | 1964 | 5 | 138 | 17 | 1 | 7.8 | 5.7904 | 12.6667 | 0.8 | 0.8 | 0 | #NAME? | #NAME? | #NAME? | #NAME? | #NAME? | #NAME? | TRUE | 0 | TRUE | TRUE | #NAME? | #NAME? | #NAME? | #NAME? | #NAME? | #NAME? | #NAME? | #NAME? | #NAME? | #NAME? |  |  | 1: 6.8515; 2: 12.3607; 3: 0; 4: 0 | 19.2122 |  | 463.0685 | 752.8226 | 779.3005 | 19645 | 19.2122 | 463.0685 | 757.4327 |  | 0 | 648 | 648 | 1964-05-17 | #NAME? | #NAME? | #NAME?
1964-05-18 | 1964 | 5 | 139 | 18 | 2 | 8.3 | 5.9549 | 10.8333 | 0 | 0 | 0 | #NAME? | #NAME? | #NAME? | #NAME? | #NAME? | #NAME? | FALSE | 0.8 | TRUE | TRUE | #NAME? | #NAME? | #NAME? | #NAME? | #NAME? | #NAME? | #NAME? | #NAME? | #NAME? | #NAME? |  |  | 1: 0; 2: 0; 3: 2.2276; 4: 8.5992 | 10.8268 |  | 284.9149 | 438.6785 | 452.2459 | 19645 | 10.8268 | 284.9149 | 466.0301 |  | 0 | 649 | 649 | 1964-05-18 | #NAME? | #NAME? | #NAME?
1964-05-19 | 1964 | 5 | 140 | 19 | 3 | 10.6 | 6.7181 | 11.3333 | 0 | 0 | 0 | #NAME? | #NAME? | #NAME? | #NAME? | #NAME? | #NAME? | TRUE | 0.8 | TRUE | TRUE | #NAME? | #NAME? | #NAME? | #NAME? | #NAME? | #NAME? | #NAME? | #NAME? | #NAME? | #NAME? |  |  | 1: 0; 2: 0; 3: 0; 4: 0 | 0 |  | 0 | 0 | 0 | 19645 | 0 | 0 | 0 |  | 0 | 650 | 650 | 1964-05-19 | #NAME? | #NAME? | #NAME?
1964-05-20 | 1964 | 5 | 141 | 20 | 4 | 8.9 | 6.6298 | 21.5 | 0 | 0 | 0 | #NAME? | #NAME? | #NAME? | #NAME? | #NAME? | #NAME? | FALSE | 0 | TRUE | TRUE | #NAME? | #NAME? | #NAME? | #NAME? | #NAME? | #NAME? | #NAME? | #NAME? | #NAME? | #NAME? |  |  | 1: 0; 2: 0; 3: 0; 4: 6.1266 | 6.1266 |  | 179.7149 | 276.7039 | 285.2617 | 19645 | 6.1266 | 179.7149 | 293.9564 |  | 0 | 651 | 651 | 1964-05-20 | #NAME? | #NAME? | #NAME?
1964-05-21 | 1964 | 5 | 142 | 21 | 5 | 5.6 | 6.0619 | 22.8333 | 0 | 0 | 0 | #NAME? | #NAME? | #NAME? | #NAME? | #NAME? | #NAME? | TRUE | 0 | TRUE | FALSE | #NAME? | #NAME? | #NAME? | #NAME? | #NAME? | #NAME? | #NAME? | #NAME? | #NAME? | #NAME? |  |  | 1: 0; 2: 0; 3: 0; 4: 0 | 0 |  | 0 | 0 | 0 | 19645 | 0 | 0 | 0 |  | 0 | 652 | 652 | 1964-05-21 | #NAME? | #NAME? | #NAME?
1964-05-22 | 1964 | 5 | 143 | 22 | 6 | 2.2 | 5.5383 | 31.5 | 0 | 0 | 0 | #NAME? | #NAME? | #NAME? | #NAME? | #NAME? | #NAME? | FALSE | 0 | TRUE | TRUE | #NAME? | #NAME? | #NAME? | #NAME? | #NAME? | #NAME? | #NAME? | #NAME? | #NAME? | #NAME? |  |  | 1: 0; 2: 0; 3: 0; 4: 6.9804 | 6.9804 |  | 204.7596 | 315.2647 | 325.0152 | 19645 | 6.9804 | 204.7596 | 334.9215 |  | 0 | 653 | 653 | 1964-05-22 | #NAME? | #NAME? | #NAME?
1964-05-23 | 1964 | 5 | 144 | 23 | 7 | 3.9 | 5.6615 | 26.5 | 0 | 0 | 0 | #NAME? | #NAME? | #NAME? | #NAME? | #NAME? | #NAME? | FALSE | 0 | TRUE | FALSE | #NAME? | #NAME? | #NAME? | #NAME? | #NAME? | #NAME? | #NAME? | #NAME? | #NAME? | #NAME? |  |  | 1: 0; 2: 0; 3: 0; 4: 0 | 0 |  | 0 | 0 | 0 | 19645 | 0 | 0 | 0 |  | 0 | 654 | 654 | 1964-05-23 | #NAME? | #NAME? | #NAME?
1964-05-24 | 1964 | 5 | 145 | 24 | 1 | 2.8 | 4.6916 | 15.6667 | 2.3 | 2.3 | 0 | #NAME? | #NAME? | #NAME? | #NAME? | #NAME? | #NAME? | TRUE | 0 | TRUE | FALSE | #NAME? | #NAME? | #NAME? | #NAME? | #NAME? | #NAME? | #NAME? | #NAME? | #NAME? | #NAME? |  |  | 1: 0; 2: 0; 3: 0; 4: 0 | 0 |  | 0 | 0 | 0 | 19645 | 0 | 0 | 0 |  | 0 | 655 | 655 | 1964-05-24 | #NAME? | #NAME? | #NAME?
1964-05-25 | 1964 | 5 | 146 | 25 | 2 | 1.7 | 4.3031 | 32.6667 | 4.3 | 4.3 | 0 | #NAME? | #NAME? | #NAME? | #NAME? | #NAME? | #NAME? | FALSE | 2.3 | TRUE | FALSE | #NAME? | #NAME? | #NAME? | #NAME? | #NAME? | #NAME? | #NAME? | #NAME? | #NAME? | #NAME? |  |  | 1: 0; 2: 0; 3: 0; 4: 0 | 0 |  | 0 | 0 | 0 | 19645 | 0 | 0 | 0 |  | 0 | 656 | 656 | 1964-05-25 | #NAME? | #NAME? | #NAME?
1964-05-26 | 1964 | 5 | 147 | 26 | 3 | -0.6 | 4.5578 | 2.1667 | 0 | 0 | 0 | #NAME? | #NAME? | #NAME? | #NAME? | #NAME? | #NAME? | TRUE | 6.6 | TRUE | TRUE | #NAME? | #NAME? | #NAME? | #NAME? | #NAME? | #NAME? | #NAME? | #NAME? | #NAME? | #NAME? |  |  | 1: 10.3391; 2: 20.0869; 3: 0; 4: 0 | 30.426 |  | 740.856 | 1205.432 | 1247.9052 | 19645 | 30.426 | 740.856 | 1211.8045 |  | 0 | 657 | 657 | 1964-05-26 | #NAME? | #NAME? | #NAME?
1964-05-27 | 1964 | 5 | 148 | 27 | 4 | 8.3 | 3.2711 | 9.8333 | 0 | 0 | 0 | #NAME? | #NAME? | #NAME? | #NAME? | #NAME? | #NAME? | FALSE | 4.3 | TRUE | TRUE | #NAME? | #NAME? | #NAME? | #NAME? | #NAME? | #NAME? | #NAME? | #NAME? | #NAME? | #NAME? |  |  | 1: 0; 2: 0; 3: 2.3616; 4: 11.3783 | 13.7399 |  | 368.4009 | 567.2205 | 584.7634 | 19645 | 13.7399 | 368.4009 | 602.5866 |  | 0 | 658 | 658 | 1964-05-27 | #NAME? | #NAME? | #NAME?
1964-05-28 | 1964 | 5 | 149 | 28 | 5 | 7.2 | 4.2213 | 10.8333 | 0 | 0 | 0 | #NAME? | #NAME? | #NAME? | #NAME? | #NAME? | #NAME? | TRUE | 0 | TRUE | TRUE | #NAME? | #NAME? | #NAME? | #NAME? | #NAME? | #NAME? | #NAME? | #NAME? | #NAME? | #NAME? |  |  | 1: 0; 2: 0; 3: 0; 4: 0 | 0 |  | 0 | 0 | 0 | 19645 | 0 | 0 | 0 |  | 0 | 659 | 659 | 1964-05-28 | #NAME? | #NAME? | #NAME?
1964-05-29 | 1964 | 5 | 150 | 29 | 6 | 7.8 | 4.6358 | 16.8333 | 0 | 0 | 0 | #NAME? | #NAME? | #NAME? | #NAME? | #NAME? | #NAME? | FALSE | 0 | TRUE | TRUE | #NAME? | #NAME? | #NAME? | #NAME? | #NAME? | #NAME? | #NAME? | #NAME? | #NAME? | #NAME? |  |  | 1: 0; 2: 0; 3: 0; 4: 4.6017 | 4.6017 |  | 134.9828 | 207.8307 | 214.2585 | 19645 | 4.6017 | 134.9828 | 220.789 |  | 0 | 660 | 660 | 1964-05-29 | #NAME? | #NAME? | #NAME?
1964-05-30 | 1964 | 5 | 151 | 30 | 7 | 7.8 | 4.3427 | 16.5 | 1.4 | 1.4 | 0 | #NAME? | #NAME? | #NAME? | #NAME? | #NAME? | #NAME? | FALSE | 0 | TRUE | TRUE | #NAME? | #NAME? | #NAME? | #NAME? | #NAME? | #NAME? | #NAME? | #NAME? | #NAME? | #NAME? |  |  | 1: 0; 2: 0; 3: 0; 4: 0 | 0 |  | 0 | 0 | 0 | 19645 | 0 | 0 | 0 |  | 0 | 661 | 661 | 1964-05-30 | #NAME? | #NAME? | #NAME?
1964-05-31 | 1964 | 5 | 152 | 31 | 1 | 5 | 4.7734 | 14.5 | 0 | 0 | 0 | #NAME? | #NAME? | #NAME? | #NAME? | #NAME? | #NAME? | TRUE | 1.4 | TRUE | FALSE | #NAME? | #NAME? | #NAME? | #NAME? | #NAME? | #NAME? | #NAME? | #NAME? | #NAME? | #NAME? |  |  | 1: 0; 2: 0; 3: 0; 4: 0 | 0 |  | 0 | 0 | 0 | 19645 | 0 | 0 | 0 |  | 0 | 662 | 662 | 1964-05-31 | #NAME? | #NAME? | #NAME?
1964-06-01 | 1964 | 6 | 153 | 1 | 2 | 2.8 | 5.3386 | 1.3333 | 0 | 0 | 0 | #NAME? | #NAME? | #NAME? | #NAME? | #NAME? | #NAME? | FALSE | 1.4 | TRUE | TRUE | #NAME? | #NAME? | #NAME? | #NAME? | #NAME? | #NAME? | #NAME? | #NAME? | #NAME? | #NAME? |  |  | 1: 0; 2: 0; 3: 0; 4: 7.5635 | 7.5635 |  | 221.8629 | 341.5984 | 352.1633 | 19646 | 7.5635 | 221.8629 | 362.897 |  | 0 | 663 | 663 | 1964-06-01 | #NAME? | #NAME? | #NAME?
1964-06-02 | 1964 | 6 | 154 | 2 | 3 | 4.4 | 6.1258 | 14 | 0 | 0 | 0 | #NAME? | #NAME? | #NAME? | #NAME? | #NAME? | #NAME? | TRUE | 0 | TRUE | TRUE | #NAME? | #NAME? | #NAME? | #NAME? | #NAME? | #NAME? | #NAME? | #NAME? | #NAME? | #NAME? |  |  | 1: 0; 2: 0; 3: 0; 4: 0 | 0 |  | 0 | 0 | 0 | 19646 | 0 | 0 | 0 |  | 0 | 664 | 664 | 1964-06-02 | #NAME? | #NAME? | #NAME?
1964-06-03 | 1964 | 6 | 155 | 3 | 4 | 12.2 | 6.2916 | 20.1667 | 0 | 0 | 0 | #NAME? | #NAME? | #NAME? | #NAME? | #NAME? | #NAME? | FALSE | 0 | TRUE | TRUE | #NAME? | #NAME? | #NAME? | #NAME? | #NAME? | #NAME? | #NAME? | #NAME? | #NAME? | #NAME? |  |  | 1: 0; 2: 0; 3: 2.3601; 4: 6.1543 | 8.5145 |  | 215.1427 | 331.2514 | 341.4963 | 19646 | 8.5145 | 215.1427 | 351.9049 |  | 0 | 665 | 665 | 1964-06-03 | #NAME? | #NAME? | #NAME?
1964-06-04 | 1964 | 6 | 156 | 4 | 5 | 8.3 | 5.7963 | 11.8333 | 0 | 0 | 0 | #NAME? | #NAME? | #NAME? | #NAME? | #NAME? | #NAME? | TRUE | 0 | TRUE | TRUE | #NAME? | #NAME? | #NAME? | #NAME? | #NAME? | #NAME? | #NAME? | #NAME? | #NAME? | #NAME? |  |  | 1: 0; 2: 0; 3: 0; 4: 0 | 0 |  | 0 | 0 | 0 | 19646 | 0 | 0 | 0 |  | 0 | 666 | 666 | 1964-06-04 | #NAME? | #NAME? | #NAME?
1964-06-05 | 1964 | 6 | 157 | 5 | 6 | 11.1 | 6.3929 | 26.8333 | 0 | 0 | 0 | #NAME? | #NAME? | #NAME? | #NAME? | #NAME? | #NAME? | FALSE | 0 | TRUE | TRUE | #NAME? | #NAME? | #NAME? | #NAME? | #NAME? | #NAME? | #NAME? | #NAME? | #NAME? | #NAME? |  |  | 1: 0; 2: 0; 3: 0; 4: 6.6484 | 6.6484 |  | 195.0186 | 300.2667 | 309.5533 | 19646 | 6.6484 | 195.0186 | 318.9883 |  | 0 | 667 | 667 | 1964-06-05 | #NAME? | #NAME? | #NAME?
1964-06-06 | 1964 | 6 | 158 | 6 | 7 | 7.2 | 4.2684 | 5 | 0 | 0 | 0 | #NAME? | #NAME? | #NAME? | #NAME? | #NAME? | #NAME? | FALSE | 0 | TRUE | TRUE | #NAME? | #NAME? | #NAME? | #NAME? | #NAME? | #NAME? | #NAME? | #NAME? | #NAME? | #NAME? |  |  | 1: 0; 2: 0; 3: 2.3339; 4: 0 | 2.3339 |  | 34.2303 | 52.7038 | 54.3338 | 19646 | 2.3339 | 34.2303 | 55.9898 |  | 0 | 668 | 668 | 1964-06-06 | #NAME? | #NAME? | #NAME?
1964-06-07 | 1964 | 6 | 159 | 7 | 1 | 8.3 | 3.9859 | 11.3333 | 2.8 | 2.8 | 0 | #NAME? | #NAME? | #NAME? | #NAME? | #NAME? | #NAME? | TRUE | 0 | TRUE | TRUE | #NAME? | #NAME? | #NAME? | #NAME? | #NAME? | #NAME? | #NAME? | #NAME? | #NAME? | #NAME? |  |  | 1: 0; 2: 0; 3: 0; 4: 0 | 0 |  | 0 | 0 | 0 | 19646 | 0 | 0 | 0 |  | 0 | 669 | 669 | 1964-06-07 | #NAME? | #NAME? | #NAME?
1964-06-08 | 1964 | 6 | 160 | 8 | 2 | 10.6 | 5.1671 | 26.8333 | 0 | 0 | 0 | #NAME? | #NAME? | #NAME? | #NAME? | #NAME? | #NAME? | FALSE | 2.8 | TRUE | TRUE | #NAME? | #NAME? | #NAME? | #NAME? | #NAME? | #NAME? | #NAME? | #NAME? | #NAME? | #NAME? |  |  | 1: 0; 2: 0; 3: 0; 4: 8.0559 | 8.0559 |  | 236.3078 | 363.8389 | 375.0917 | 19646 | 8.0559 | 236.3078 | 386.5243 |  | 0 | 670 | 670 | 1964-06-08 | #NAME? | #NAME? | #NAME?
1964-06-09 | 1964 | 6 | 161 | 9 | 3 | 9.4 | 4.4967 | 10.5 | 0 | 0 | 0 | #NAME? | #NAME? | #NAME? | #NAME? | #NAME? | #NAME? | TRUE | 2.8 | TRUE | TRUE | #NAME? | #NAME? | #NAME? | #NAME? | #NAME? | #NAME? | #NAME? | #NAME? | #NAME? | #NAME? |  |  | 1: 0; 2: 0; 3: 0; 4: 0 | 0 |  | 0 | 0 | 0 | 19646 | 0 | 0 | 0 |  | 0 | 671 | 671 | 1964-06-09 | #NAME? | #NAME? | #NAME?
1964-06-10 | 1964 | 6 | 162 | 10 | 4 | 3.9 | 5.817 | 15.3333 | 0 | 0 | 0 | #NAME? | #NAME? | #NAME? | #NAME? | #NAME? | #NAME? | FALSE | 0 | TRUE | TRUE | #NAME? | #NAME? | #NAME? | #NAME? | #NAME? | #NAME? | #NAME? | #NAME? | #NAME? | #NAME? |  |  | 1: 0; 2: 0; 3: 9.2915; 4: 4.8904 | 14.1819 |  | 279.7263 | 430.6897 | 444.01 | 19646 | 14.1819 | 279.7263 | 457.5432 |  | 0 | 672 | 672 | 1964-06-10 | #NAME? | #NAME? | #NAME?
1964-06-11 | 1964 | 6 | 163 | 11 | 5 | 5.6 | 5.9946 | 3.6667 | 0 | 0 | 0 | #NAME? | #NAME? | #NAME? | #NAME? | #NAME? | #NAME? | TRUE | 0 | TRUE | TRUE | #NAME? | #NAME? | #NAME? | #NAME? | #NAME? | #NAME? | #NAME? | #NAME? | #NAME? | #NAME? |  |  | 1: 0; 2: 0; 3: 0; 4: 0 | 0 |  | 0 | 0 | 0 | 19646 | 0 | 0 | 0 |  | 0 | 673 | 673 | 1964-06-11 | #NAME? | #NAME? | #NAME?
1964-06-12 | 1964 | 6 | 164 | 12 | 6 | 10 | 3.9419 | 27.8333 | 1.4 | 1.4 | 0 | #NAME? | #NAME? | #NAME? | #NAME? | #NAME? | #NAME? | FALSE | 0 | TRUE | TRUE | #NAME? | #NAME? | #NAME? | #NAME? | #NAME? | #NAME? | #NAME? | #NAME? | #NAME? | #NAME? |  |  | 1: 0; 2: 0; 3: 0; 4: 6.4963 | 6.4963 |  | 190.5592 | 293.4007 | 302.475 | 19646 | 6.4963 | 190.5592 | 311.6943 |  | 0 | 674 | 674 | 1964-06-12 | #NAME? | #NAME? | #NAME?
1964-06-13 | 1964 | 6 | 165 | 13 | 7 | 6.7 | 3.9412 | 10.3333 | 3.9 | 3.9 | 0 | #NAME? | #NAME? | #NAME? | #NAME? | #NAME? | #NAME? | FALSE | 1.4 | TRUE | TRUE | #NAME? | #NAME? | #NAME? | #NAME? | #NAME? | #NAME? | #NAME? | #NAME? | #NAME? | #NAME? |  |  | 1: 0; 2: 0; 3: 0; 4: 0 | 0 |  | 0 | 0 | 0 | 19646 | 0 | 0 | 0 |  | 0 | 675 | 675 | 1964-06-13 | #NAME? | #NAME? | #NAME?
1964-06-14 | 1964 | 6 | 166 | 14 | 1 | 8.3 | 3.4844 | 17 | 5.8 | 5.8 | 0.6 | #NAME? | #NAME? | #NAME? | #NAME? | #NAME? | #NAME? | TRUE | 5.3 | TRUE | TRUE | #NAME? | #NAME? | #NAME? | #NAME? | #NAME? | #NAME? | #NAME? | #NAME? | #NAME? | #NAME? |  |  | 1: 3.4476; 2: 6.8682; 3: 0; 4: 0 | 10.3158 |  | 252.0324 | 410.1892 | 424.6506 | 19646 | 10.3158 | 252.0324 | 412.2447 |  | 0 | 676 | 676 | 1964-06-14 | #NAME? | #NAME? | #NAME?
1964-06-15 | 1964 | 6 | 167 | 15 | 2 | 10.6 | 3.4835 | 10 | 7.9 | 7.9 | 2.175 | #NAME? | #NAME? | #NAME? | #NAME? | #NAME? | #NAME? | FALSE | 9.7 | TRUE | TRUE | #NAME? | #NAME? | #NAME? | #NAME? | #NAME? | #NAME? | #NAME? | #NAME? | #NAME? | #NAME? |  |  | 1: 0; 2: 0; 3: 4.0859; 4: 5.7641 | 9.8499 |  | 229.0051 | 352.5952 | 363.5002 | 19646 | 9.8499 | 229.0051 | 374.5795 |  | 0 | 677 | 677 | 1964-06-15 | #NAME? | #NAME? | #NAME?
1964-06-16 | 1964 | 6 | 168 | 16 | 3 | 10.6 | 2.6023 | 9.6667 | 8.1 | 8.1 | 2.325 | #NAME? | #NAME? | #NAME? | #NAME? | #NAME? | #NAME? | TRUE | 13.7 | FALSE | TRUE | #NAME? | #NAME? | #NAME? | #NAME? | #NAME? | #NAME? | #NAME? | #NAME? | #NAME? | #NAME? |  |  | 1: 0; 2: 0; 3: 0; 4: 0 | 0 |  | 0 | 0 | 0 | 19646 | 0 | 0 | 0 |  | 0 | 678 | 678 | 1964-06-16 | #NAME? | #NAME? | #NAME?
1964-06-17 | 1964 | 6 | 169 | 17 | 4 | 9.4 | 2.2768 | 9.8333 | 10 | 10 | 3.75 | #NAME? | #NAME? | #NAME? | #NAME? | #NAME? | #NAME? | FALSE | 16 | FALSE | TRUE | #NAME? | #NAME? | #NAME? | #NAME? | #NAME? | #NAME? | #NAME? | #NAME? | #NAME? | #NAME? |  |  | 1: 0; 2: 0; 3: 0; 4: 0 | 0 |  | 0 | 0 | 0 | 19646 | 0 | 0 | 0 |  | 0 | 679 | 679 | 1964-06-17 | #NAME? | #NAME? | #NAME?
1964-06-18 | 1964 | 6 | 170 | 18 | 5 | 6.1 | 3.177 | 5.8333 | 0 | 0 | 0 | #NAME? | #NAME? | #NAME? | #NAME? | #NAME? | #NAME? | TRUE | 18.1 | FALSE | TRUE | #NAME? | #NAME? | #NAME? | #NAME? | #NAME? | #NAME? | #NAME? | #NAME? | #NAME? | #NAME? |  |  | 1: 0; 2: 0; 3: 0; 4: 0 | 0 |  | 0 | 0 | 0 | 19646 | 0 | 0 | 0 |  | 0 | 680 | 680 | 1964-06-18 | #NAME? | #NAME? | #NAME?
1964-06-19 | 1964 | 6 | 171 | 19 | 6 | 9.4 | 2.9885 | 6.8333 | 1.6 | 1.6 | 0 | #NAME? | #NAME? | #NAME? | #NAME? | #NAME? | #NAME? | FALSE | 10 | FALSE | TRUE | #NAME? | #NAME? | #NAME? | #NAME? | #NAME? | #NAME? | #NAME? | #NAME? | #NAME? | #NAME? |  |  | 1: 0; 2: 0; 3: 0; 4: 0 | 0 |  | 0 | 0 | 0 | 19646 | 0 | 0 | 0 |  | 0 | 681 | 681 | 1964-06-19 | #NAME? | #NAME? | #NAME?
1964-06-20 | 1964 | 6 | 172 | 20 | 7 | 8.3 | 2.5987 | 7.1667 | 35.1 | 35.1 | 22.575 | #NAME? | #NAME? | #NAME? | #NAME? | #NAME? | #NAME? | FALSE | 1.6 | TRUE | TRUE | #NAME? | #NAME? | #NAME? | #NAME? | #NAME? | #NAME? | #NAME? | #NAME? | #NAME? | #NAME? |  |  | 1: 0; 2: 0; 3: 3.7914; 4: 0 | 3.7914 |  | 55.6077 | 85.6182 | 88.2662 | 19646 | 3.7914 | 55.6077 | 90.9565 |  | 0 | 682 | 682 | 1964-06-20 | #NAME? | #NAME? | #NAME?
1964-06-21 | 1964 | 6 | 173 | 21 | 1 | 8.3 | 2.8265 | 6.6667 | 25.5 | 25.5 | 15.375 | #NAME? | #NAME? | #NAME? | #NAME? | #NAME? | #NAME? | TRUE | 36.7 | FALSE | TRUE | #NAME? | #NAME? | #NAME? | #NAME? | #NAME? | #NAME? | #NAME? | #NAME? | #NAME? | #NAME? |  |  | 1: 0; 2: 0; 3: 0; 4: 0 | 0 |  | 0 | 0 | 0 | 19646 | 0 | 0 | 0 |  | 0 | 683 | 683 | 1964-06-21 | #NAME? | #NAME? | #NAME?
1964-06-22 | 1964 | 6 | 174 | 22 | 2 | 6.1 | 4.7374 | 16.8333 | 0 | 0 | 0 | #NAME? | #NAME? | #NAME? | #NAME? | #NAME? | #NAME? | FALSE | 60.6 | FALSE | TRUE | #NAME? | #NAME? | #NAME? | #NAME? | #NAME? | #NAME? | #NAME? | #NAME? | #NAME? | #NAME? |  |  | 1: 0; 2: 0; 3: 0; 4: 0 | 0 |  | 0 | 0 | 0 | 19646 | 0 | 0 | 0 |  | 0 | 684 | 684 | 1964-06-22 | #NAME? | #NAME? | #NAME?
1964-06-23 | 1964 | 6 | 175 | 23 | 3 | 11.7 | 6.3444 | 14.6667 | 0 | 0 | 0 | #NAME? | #NAME? | #NAME? | #NAME? | #NAME? | #NAME? | TRUE | 25.5 | FALSE | TRUE | #NAME? | #NAME? | #NAME? | #NAME? | #NAME? | #NAME? | #NAME? | #NAME? | #NAME? | #NAME? |  |  | 1: 0; 2: 0; 3: 0; 4: 0 | 0 |  | 0 | 0 | 0 | 19646 | 0 | 0 | 0 |  | 0 | 685 | 685 | 1964-06-23 | #NAME? | #NAME? | #NAME?
1964-06-24 | 1964 | 6 | 176 | 24 | 4 | 7.8 | 5.1565 | 14.6667 | 0 | 0 | 0 | #NAME? | #NAME? | #NAME? | #NAME? | #NAME? | #NAME? | FALSE | 0 | TRUE | TRUE | #NAME? | #NAME? | #NAME? | #NAME? | #NAME? | #NAME? | #NAME? | #NAME? | #NAME? | #NAME? |  |  | 1: 0; 2: 0; 3: 2.567; 4: 5.7694 | 8.3364 |  | 206.8859 | 318.5387 | 328.3904 | 19646 | 8.3364 | 206.8859 | 338.3995 |  | 0 | 686 | 686 | 1964-06-24 | #NAME? | #NAME? | #NAME?
1964-06-25 | 1964 | 6 | 177 | 25 | 5 | 7.2 | 5.3164 | 10.3333 | 0 | 0 | 0 | #NAME? | #NAME? | #NAME? | #NAME? | #NAME? | #NAME? | TRUE | 0 | TRUE | TRUE | #NAME? | #NAME? | #NAME? | #NAME? | #NAME? | #NAME? | #NAME? | #NAME? | #NAME? | #NAME? |  |  | 1: 0; 2: 0; 3: 0; 4: 0 | 0 |  | 0 | 0 | 0 | 19646 | 0 | 0 | 0 |  | 0 | 687 | 687 | 1964-06-25 | #NAME? | #NAME? | #NAME?
1964-06-26 | 1964 | 6 | 178 | 26 | 6 | 8.3 | 4.3885 | 14.1667 | 0 | 0 | 0 | #NAME? | #NAME? | #NAME? | #NAME? | #NAME? | #NAME? | FALSE | 0 | TRUE | TRUE | #NAME? | #NAME? | #NAME? | #NAME? | #NAME? | #NAME? | #NAME? | #NAME? | #NAME? | #NAME? |  |  | 1: 0; 2: 0; 3: 0; 4: 5.7601 | 5.7601 |  | 168.963 | 260.1494 | 268.1952 | 19646 | 5.7601 | 168.963 | 276.3697 |  | 0 | 688 | 688 | 1964-06-26 | #NAME? | #NAME? | #NAME?
1964-06-27 | 1964 | 6 | 179 | 27 | 7 | 10.6 | 5.7645 | 9.1667 | 0 | 0 | 0 | #NAME? | #NAME? | #NAME? | #NAME? | #NAME? | #NAME? | FALSE | 0 | TRUE | TRUE | #NAME? | #NAME? | #NAME? | #NAME? | #NAME? | #NAME? | #NAME? | #NAME? | #NAME? | #NAME? |  |  | 1: 0; 2: 0; 3: 0; 4: 0 | 0 |  | 0 | 0 | 0 | 19646 | 0 | 0 | 0 |  | 0 | 689 | 689 | 1964-06-27 | #NAME? | #NAME? | #NAME?
1964-06-28 | 1964 | 6 | 180 | 28 | 1 | 7.2 | 6.4482 | 26.3333 | 0 | 0 | 0 | #NAME? | #NAME? | #NAME? | #NAME? | #NAME? | #NAME? | TRUE | 0 | TRUE | TRUE | #NAME? | #NAME? | #NAME? | #NAME? | #NAME? | #NAME? | #NAME? | #NAME? | #NAME? | #NAME? |  |  | 1: 0; 2: 0; 3: 0; 4: 0 | 0 |  | 0 | 0 | 0 | 19646 | 0 | 0 | 0 |  | 0 | 690 | 690 | 1964-06-28 | #NAME? | #NAME? | #NAME?
1964-06-29 | 1964 | 6 | 181 | 29 | 2 | 7.2 | 5.1104 | 16 | 0 | 0 | 0 | #NAME? | #NAME? | #NAME? | #NAME? | #NAME? | #NAME? | FALSE | 0 | TRUE | TRUE | #NAME? | #NAME? | #NAME? | #NAME? | #NAME? | #NAME? | #NAME? | #NAME? | #NAME? | #NAME? |  |  | 1: 0; 2: 0; 3: 4.7001; 4: 9.1306 | 13.8308 |  | 336.7674 | 518.5149 | 534.5514 | 19646 | 13.8308 | 336.7674 | 550.8443 |  | 0 | 691 | 691 | 1964-06-29 | #NAME? | #NAME? | #NAME?
1964-06-30 | 1964 | 6 | 182 | 30 | 3 | 6.7 | 5.316 | 11.6667 | 0 | 0 | 0 | #NAME? | #NAME? | #NAME? | #NAME? | #NAME? | #NAME? | TRUE | 0 | TRUE | TRUE | #NAME? | #NAME? | #NAME? | #NAME? | #NAME? | #NAME? | #NAME? | #NAME? | #NAME? | #NAME? |  |  | 1: 0; 2: 0; 3: 0; 4: 0 | 0 |  | 0 | 0 | 0 | 19646 | 0 | 0 | 0 |  | 0 | 692 | 692 | 1964-06-30 | #NAME? | #NAME? | #NAME?
1964-07-01 | 1964 | 7 | 183 | 1 | 4 | 8.3 | 5.5308 | 11.3333 | 0 | 0 | 0 | #NAME? | #NAME? | #NAME? | #NAME? | #NAME? | #NAME? | FALSE | 0 | TRUE | TRUE | #NAME? | #NAME? | #NAME? | #NAME? | #NAME? | #NAME? | #NAME? | #NAME? | #NAME? | #NAME? |  |  | 1: 0; 2: 0; 3: 2.0021; 4: 5.2038 | 7.2059 |  | 182.0087 | 280.2357 | 288.9028 | 19647 | 7.2059 | 182.0087 | 297.7084 |  | 0 | 693 | 693 | 1964-07-01 | #NAME? | #NAME? | #NAME?
1964-07-02 | 1964 | 7 | 184 | 2 | 5 | 7.8 | 5.5171 | 12.6667 | 0.3 | 0.3 | 0 | #NAME? | #NAME? | #NAME? | #NAME? | #NAME? | #NAME? | TRUE | 0 | TRUE | TRUE | #NAME? | #NAME? | #NAME? | #NAME? | #NAME? | #NAME? | #NAME? | #NAME? | #NAME? | #NAME? |  |  | 1: 3.4455; 2: 6.5311; 3: 0; 4: 0 | 9.9766 |  | 242.1134 | 393.8304 | 407.6988 | 19647 | 9.9766 | 242.1134 | 396.0204 |  | 0 | 694 | 694 | 1964-07-02 | #NAME? | #NAME? | #NAME?
1964-07-03 | 1964 | 7 | 185 | 3 | 6 | 11.1 | 3.7905 | 11.5 | 40 | 40 | 26.25 | #NAME? | #NAME? | #NAME? | #NAME? | #NAME? | #NAME? | FALSE | 0.3 | TRUE | TRUE | #NAME? | #NAME? | #NAME? | #NAME? | #NAME? | #NAME? | #NAME? | #NAME? | #NAME? | #NAME? |  |  | 1: 0; 2: 0; 3: 0; 4: 6.0764 | 6.0764 |  | 178.2397 | 274.4325 | 282.9201 | 19647 | 6.0764 | 178.2397 | 291.5434 |  | 0 | 695 | 695 | 1964-07-03 | #NAME? | #NAME? | #NAME?
1964-07-04 | 1964 | 7 | 186 | 4 | 7 | 11.7 | 4.4342 | 12.1667 | 0 | 0 | 0 | #NAME? | #NAME? | #NAME? | #NAME? | #NAME? | #NAME? | FALSE | 40.3 | FALSE | TRUE | #NAME? | #NAME? | #NAME? | #NAME? | #NAME? | #NAME? | #NAME? | #NAME? | #NAME? | #NAME? |  |  | 1: 0; 2: 0; 3: 0; 4: 0 | 0 |  | 0 | 0 | 0 | 19647 | 0 | 0 | 0 |  | 0 | 696 | 696 | 1964-07-04 | #NAME? | #NAME? | #NAME?
1964-07-05 | 1964 | 7 | 187 | 5 | 1 | 12.2 | 3.6168 | 5.8333 | 28 | 28 | 17.25 | #NAME? | #NAME? | #NAME? | #NAME? | #NAME? | #NAME? | TRUE | 40 | FALSE | TRUE | #NAME? | #NAME? | #NAME? | #NAME? | #NAME? | #NAME? | #NAME? | #NAME? | #NAME? | #NAME? |  |  | 1: 0; 2: 0; 3: 0; 4: 0 | 0 |  | 0 | 0 | 0 | 19647 | 0 | 0 | 0 |  | 0 | 697 | 697 | 1964-07-05 | #NAME? | #NAME? | #NAME?
1964-07-06 | 1964 | 7 | 188 | 6 | 2 | 10.6 | 4.8488 | 9.3333 | 0 | 0 | 0 | #NAME? | #NAME? | #NAME? | #NAME? | #NAME? | #NAME? | FALSE | 28 | FALSE | TRUE | #NAME? | #NAME? | #NAME? | #NAME? | #NAME? | #NAME? | #NAME? | #NAME? | #NAME? | #NAME? |  |  | 1: 0; 2: 0; 3: 0; 4: 0 | 0 |  | 0 | 0 | 0 | 19647 | 0 | 0 | 0 |  | 0 | 698 | 698 | 1964-07-06 | #NAME? | #NAME? | #NAME?
1964-07-07 | 1964 | 7 | 189 | 7 | 3 | 13.3 | 5.3111 | 8.1667 | 0 | 0 | 0 | #NAME? | #NAME? | #NAME? | #NAME? | #NAME? | #NAME? | TRUE | 28 | FALSE | TRUE | #NAME? | #NAME? | #NAME? | #NAME? | #NAME? | #NAME? | #NAME? | #NAME? | #NAME? | #NAME? |  |  | 1: 0; 2: 0; 3: 0; 4: 0 | 0 |  | 0 | 0 | 0 | 19647 | 0 | 0 | 0 |  | 0 | 699 | 699 | 1964-07-07 | #NAME? | #NAME? | #NAME?
1964-07-08 | 1964 | 7 | 190 | 8 | 4 | 11.7 | 5.9714 | 5.1667 | 0 | 0 | 0 | #NAME? | #NAME? | #NAME? | #NAME? | #NAME? | #NAME? | FALSE | 0 | TRUE | TRUE | #NAME? | #NAME? | #NAME? | #NAME? | #NAME? | #NAME? | #NAME? | #NAME? | #NAME? | #NAME? |  |  | 1: 0; 2: 0; 3: 1.1698; 4: 5.2011 | 6.3709 |  | 169.7228 | 261.3192 | 269.4013 | 19647 | 6.3709 | 169.7228 | 277.6125 |  | 0 | 700 | 700 | 1964-07-08 | #NAME? | #NAME? | #NAME?
1964-07-09 | 1964 | 7 | 191 | 9 | 5 | 15.6 | 6.8165 | 15.8333 | 0 | 0 | 0 | #NAME? | #NAME? | #NAME? | #NAME? | #NAME? | #NAME? | TRUE | 0 | TRUE | TRUE | #NAME? | #NAME? | #NAME? | #NAME? | #NAME? | #NAME? | #NAME? | #NAME? | #NAME? | #NAME? |  |  | 1: 0; 2: 0; 3: 0; 4: 0 | 0 |  | 0 | 0 | 0 | 19647 | 0 | 0 | 0 |  | 0 | 701 | 701 | 1964-07-09 | #NAME? | #NAME? | #NAME?
1964-07-10 | 1964 | 7 | 192 | 10 | 6 | 12.2 | 5.745 | 24.3333 | 0 | 0 | 0 | #NAME? | #NAME? | #NAME? | #NAME? | #NAME? | #NAME? | FALSE | 0 | TRUE | TRUE | #NAME? | #NAME? | #NAME? | #NAME? | #NAME? | #NAME? | #NAME? | #NAME? | #NAME? | #NAME? |  |  | 1: 0; 2: 0; 3: 0; 4: 7.0333 | 7.0333 |  | 206.311 | 317.6534 | 327.4777 | 19647 | 7.0333 | 206.311 | 337.4591 |  | 0 | 702 | 702 | 1964-07-10 | #NAME? | #NAME? | #NAME?
1964-07-11 | 1964 | 7 | 193 | 11 | 7 | 11.7 | 6.456 | 10.8333 | 0 | 0 | 0 | #NAME? | #NAME? | #NAME? | #NAME? | #NAME? | #NAME? | FALSE | 0 | TRUE | TRUE | #NAME? | #NAME? | #NAME? | #NAME? | #NAME? | #NAME? | #NAME? | #NAME? | #NAME? | #NAME? |  |  | 1: 0; 2: 0; 3: 11.6355; 4: 0 | 11.6355 |  | 170.654 | 262.753 | 270.8793 | 19647 | 11.6355 | 170.654 | 279.1356 |  | 0 | 703 | 703 | 1964-07-11 | #NAME? | #NAME? | #NAME?
1964-07-12 | 1964 | 7 | 194 | 12 | 1 | 13.9 | 6.7841 | 3.1667 | 0 | 0 | 0 | #NAME? | #NAME? | #NAME? | #NAME? | #NAME? | #NAME? | TRUE | 0 | TRUE | TRUE | #NAME? | #NAME? | #NAME? | #NAME? | #NAME? | #NAME? | #NAME? | #NAME? | #NAME? | #NAME? |  |  | 1: 3.4237; 2: 5.7878; 3: 0; 4: 0 | 9.2115 |  | 219.9901 | 357.3716 | 369.9203 | 19647 | 9.2115 | 219.9901 | 359.8338 |  | 0 | 704 | 704 | 1964-07-12 | #NAME? | #NAME? | #NAME?
1964-07-13 | 1964 | 7 | 195 | 13 | 2 | 12.2 | 5.1001 | 17.1667 | 0.3 | 0.3 | 0 | #NAME? | #NAME? | #NAME? | #NAME? | #NAME? | #NAME? | FALSE | 0 | TRUE | TRUE | #NAME? | #NAME? | #NAME? | #NAME? | #NAME? | #NAME? | #NAME? | #NAME? | #NAME? | #NAME? |  |  | 1: 0; 2: 0; 3: 1.3318; 4: 10.4418 | 11.7737 |  | 325.8276 | 501.671 | 517.1866 | 19647 | 11.7737 | 325.8276 | 532.9502 |  | 0 | 705 | 705 | 1964-07-13 | #NAME? | #NAME? | #NAME?
1964-07-14 | 1964 | 7 | 196 | 14 | 3 | 12.8 | 5.5766 | 13.5 | 0 | 0 | 0 | #NAME? | #NAME? | #NAME? | #NAME? | #NAME? | #NAME? | TRUE | 0.3 | TRUE | TRUE | #NAME? | #NAME? | #NAME? | #NAME? | #NAME? | #NAME? | #NAME? | #NAME? | #NAME? | #NAME? |  |  | 1: 0; 2: 0; 3: 0; 4: 0 | 0 |  | 0 | 0 | 0 | 19647 | 0 | 0 | 0 |  | 0 | 706 | 706 | 1964-07-14 | #NAME? | #NAME? | #NAME?
1964-07-15 | 1964 | 7 | 197 | 15 | 4 | 13.3 | 4.8872 | 21.5 | 0 | 0 | 0 | #NAME? | #NAME? | #NAME? | #NAME? | #NAME? | #NAME? | FALSE | 0.3 | TRUE | TRUE | #NAME? | #NAME? | #NAME? | #NAME? | #NAME? | #NAME? | #NAME? | #NAME? | #NAME? | #NAME? |  |  | 1: 0; 2: 0; 3: 0; 4: 5.3471 | 5.3471 |  | 156.8491 | 241.4978 | 248.9668 | 19647 | 5.3471 | 156.8491 | 256.5551 |  | 0 | 707 | 707 | 1964-07-15 | #NAME? | #NAME? | #NAME?
1964-07-16 | 1964 | 7 | 198 | 16 | 5 | 12.8 | 6.8389 | 31.6667 | 0 | 0 | 0 | #NAME? | #NAME? | #NAME? | #NAME? | #NAME? | #NAME? | TRUE | 0 | TRUE | TRUE | #NAME? | #NAME? | #NAME? | #NAME? | #NAME? | #NAME? | #NAME? | #NAME? | #NAME? | #NAME? |  |  | 1: 6.7478; 2: 12.2798; 3: 0; 4: 0 | 19.0276 |  | 459.1758 | 746.5682 | 772.8318 | 19647 | 19.0276 | 459.1758 | 751.0654 |  | 0 | 708 | 708 | 1964-07-16 | #NAME? | #NAME? | #NAME?
1964-07-17 | 1964 | 7 | 199 | 17 | 6 | 6.1 | 5.3612 | 8 | 0 | 0 | 0 | #NAME? | #NAME? | #NAME? | #NAME? | #NAME? | #NAME? | FALSE | 0 | TRUE | TRUE | #NAME? | #NAME? | #NAME? | #NAME? | #NAME? | #NAME? | #NAME? | #NAME? | #NAME? | #NAME? |  |  | 1: 0; 2: 0; 3: 0; 4: 6.4493 | 6.4493 |  | 189.1807 | 291.2781 | 300.2868 | 19647 | 6.4493 | 189.1807 | 309.4393 |  | 0 | 709 | 709 | 1964-07-17 | #NAME? | #NAME? | #NAME?
1964-07-18 | 1964 | 7 | 200 | 18 | 7 | 12.8 | 5.431 | 12.8333 | 0 | 0 | 0 | #NAME? | #NAME? | #NAME? | #NAME? | #NAME? | #NAME? | FALSE | 0 | TRUE | TRUE | #NAME? | #NAME? | #NAME? | #NAME? | #NAME? | #NAME? | #NAME? | #NAME? | #NAME? | #NAME? |  |  | 1: 0; 2: 0; 3: 2.357; 4: 0 | 2.357 |  | 34.5693 | 53.2257 | 54.8718 | 19647 | 2.357 | 34.5693 | 56.5443 |  | 0 | 710 | 710 | 1964-07-18 | #NAME? | #NAME? | #NAME?
1964-07-19 | 1964 | 7 | 201 | 19 | 1 | 8.3 | 6.0748 | 16.1667 | 0 | 0 | 0 | #NAME? | #NAME? | #NAME? | #NAME? | #NAME? | #NAME? | TRUE | 0 | TRUE | TRUE | #NAME? | #NAME? | #NAME? | #NAME? | #NAME? | #NAME? | #NAME? | #NAME? | #NAME? | #NAME? |  |  | 1: 0; 2: 0; 3: 0; 4: 0 | 0 |  | 0 | 0 | 0 | 19647 | 0 | 0 | 0 |  | 0 | 711 | 711 | 1964-07-19 | #NAME? | #NAME? | #NAME?
1964-07-20 | 1964 | 7 | 202 | 20 | 2 | 6.1 | 6.6189 | 12.3333 | 0 | 0 | 0 | #NAME? | #NAME? | #NAME? | #NAME? | #NAME? | #NAME? | FALSE | 0 | TRUE | TRUE | #NAME? | #NAME? | #NAME? | #NAME? | #NAME? | #NAME? | #NAME? | #NAME? | #NAME? | #NAME? |  |  | 1: 0; 2: 0; 3: 0; 4: 9.2768 | 9.2768 |  | 272.1206 | 418.9794 | 431.9375 | 19647 | 9.2768 | 272.1206 | 445.1027 |  | 0 | 712 | 712 | 1964-07-20 | #NAME? | #NAME? | #NAME?
1964-07-21 | 1964 | 7 | 203 | 21 | 3 | 13.3 | 6.702 | 20.5 | 0 | 0 | 0 | #NAME? | #NAME? | #NAME? | #NAME? | #NAME? | #NAME? | TRUE | 0 | TRUE | TRUE | #NAME? | #NAME? | #NAME? | #NAME? | #NAME? | #NAME? | #NAME? | #NAME? | #NAME? | #NAME? |  |  | 1: 6.8234; 2: 12.3216; 3: 0; 4: 0 | 19.145 |  | 461.5106 | 750.2978 | 776.6876 | 19647 | 19.145 | 461.5106 | 754.8844 |  | 0 | 713 | 713 | 1964-07-21 | #NAME? | #NAME? | #NAME?
1964-07-22 | 1964 | 7 | 204 | 22 | 4 | 7.8 | 5.2403 | 9.1667 | 0 | 0 | 0 | #NAME? | #NAME? | #NAME? | #NAME? | #NAME? | #NAME? | FALSE | 0 | TRUE | TRUE | #NAME? | #NAME? | #NAME? | #NAME? | #NAME? | #NAME? | #NAME? | #NAME? | #NAME? | #NAME? |  |  | 1: 0; 2: 0; 3: 0; 4: 5.9661 | 5.9661 |  | 175.0063 | 269.4541 | 277.7878 | 19647 | 5.9661 | 175.0063 | 286.2546 |  | 0 | 714 | 714 | 1964-07-22 | #NAME? | #NAME? | #NAME?
1964-07-23 | 1964 | 7 | 205 | 23 | 5 | 10 | 5.9621 | 16.1667 | 0.3 | 0.3 | 0 | #NAME? | #NAME? | #NAME? | #NAME? | #NAME? | #NAME? | TRUE | 0 | TRUE | TRUE | #NAME? | #NAME? | #NAME? | #NAME? | #NAME? | #NAME? | #NAME? | #NAME? | #NAME? | #NAME? |  |  | 1: 5.6029; 2: 9.3585; 3: 0; 4: 0 | 14.9614 |  | 356.6912 | 579.3579 | 599.695 | 19647 | 14.9614 | 356.6912 | 583.4333 |  | 0 | 715 | 715 | 1964-07-23 | #NAME? | #NAME? | #NAME?
1964-07-24 | 1964 | 7 | 206 | 24 | 6 | 6.7 | 4.9653 | 10.3333 | 0 | 0 | 0 | #NAME? | #NAME? | #NAME? | #NAME? | #NAME? | #NAME? | FALSE | 0.3 | TRUE | TRUE | #NAME? | #NAME? | #NAME? | #NAME? | #NAME? | #NAME? | #NAME? | #NAME? | #NAME? | #NAME? |  |  | 1: 0; 2: 0; 3: 0; 4: 6.1613 | 6.1613 |  | 180.732 | 278.2698 | 286.8761 | 19647 | 6.1613 | 180.732 | 295.62 |  | 0 | 716 | 716 | 1964-07-24 | #NAME? | #NAME? | #NAME?
1964-07-25 | 1964 | 7 | 207 | 25 | 7 | 5.6 | 5.0581 | 7 | 0 | 0 | 0 | #NAME? | #NAME? | #NAME? | #NAME? | #NAME? | #NAME? | FALSE | 0.3 | TRUE | TRUE | #NAME? | #NAME? | #NAME? | #NAME? | #NAME? | #NAME? | #NAME? | #NAME? | #NAME? | #NAME? |  |  | 1: 0; 2: 0; 3: 2.3615; 4: 0 | 2.3615 |  | 34.6349 | 53.3268 | 54.9761 | 19647 | 2.3615 | 34.6349 | 56.6517 |  | 0 | 717 | 717 | 1964-07-25 | #NAME? | #NAME? | #NAME?
1964-07-26 | 1964 | 7 | 208 | 26 | 1 | 6.7 | 4.8372 | 12.6667 | 0 | 0 | 0 | #NAME? | #NAME? | #NAME? | #NAME? | #NAME? | #NAME? | TRUE | 0 | TRUE | TRUE | #NAME? | #NAME? | #NAME? | #NAME? | #NAME? | #NAME? | #NAME? | #NAME? | #NAME? | #NAME? |  |  | 1: 15.5673; 2: 24.3436; 3: 0; 4: 0 | 39.9109 |  | 942.399 | 1529.4655 | 1583.0605 | 19647 | 39.9109 | 942.399 | 1541.4647 |  | 0 | 718 | 718 | 1964-07-26 | #NAME? | #NAME? | #NAME?
1964-07-27 | 1964 | 7 | 209 | 27 | 2 | 8.3 | 3.8351 | 8.3333 | 0 | 0 | 0 | #NAME? | #NAME? | #NAME? | #NAME? | #NAME? | #NAME? | FALSE | 0 | TRUE | TRUE | #NAME? | #NAME? | #NAME? | #NAME? | #NAME? | #NAME? | #NAME? | #NAME? | #NAME? | #NAME? |  |  | 1: 0; 2: 0; 3: 10.8614; 4: 8.1733 | 19.0348 |  | 399.0518 | 614.413 | 633.4155 | 19647 | 19.0348 | 399.0518 | 652.7217 |  | 0 | 719 | 719 | 1964-07-27 | #NAME? | #NAME? | #NAME?
1964-07-28 | 1964 | 7 | 210 | 28 | 3 | 8.9 | 5.3935 | 6.5 | 0 | 0 | 0 | #NAME? | #NAME? | #NAME? | #NAME? | #NAME? | #NAME? | TRUE | 0 | TRUE | TRUE | #NAME? | #NAME? | #NAME? | #NAME? | #NAME? | #NAME? | #NAME? | #NAME? | #NAME? | #NAME? |  |  | 1: 2.437; 2: 3.8002; 3: 0; 4: 0 | 6.2372 |  | 147.2159 | 238.9155 | 247.2868 | 19647 | 6.2372 | 147.2159 | 240.7983 |  | 0 | 720 | 720 | 1964-07-28 | #NAME? | #NAME? | #NAME?
1964-07-29 | 1964 | 7 | 211 | 29 | 4 | 9.4 | 3.209 | 9.6667 | 3.4 | 3.4 | 0 | #NAME? | #NAME? | #NAME? | #NAME? | #NAME? | #NAME? | FALSE | 0 | TRUE | TRUE | #NAME? | #NAME? | #NAME? | #NAME? | #NAME? | #NAME? | #NAME? | #NAME? | #NAME? | #NAME? |  |  | 1: 0; 2: 0; 3: 0; 4: 5.2464 | 5.2464 |  | 153.8949 | 236.9492 | 244.2776 | 19647 | 5.2464 | 153.8949 | 251.723 |  | 0 | 721 | 721 | 1964-07-29 | #NAME? | #NAME? | #NAME?
1964-07-30 | 1964 | 7 | 212 | 30 | 5 | 11.1 | 4.8156 | 11.5 | 0 | 0 | 0 | #NAME? | #NAME? | #NAME? | #NAME? | #NAME? | #NAME? | TRUE | 3.4 | TRUE | TRUE | #NAME? | #NAME? | #NAME? | #NAME? | #NAME? | #NAME? | #NAME? | #NAME? | #NAME? | #NAME? |  |  | 1: 1.9355; 2: 2.3444; 3: 0; 4: 0 | 4.2799 |  | 97.1562 | 157.1467 | 162.6129 | 19647 | 4.2799 | 97.1562 | 158.9165 |  | 0 | 722 | 722 | 1964-07-30 | #NAME? | #NAME? | #NAME?
1964-07-31 | 1964 | 7 | 213 | 31 | 6 | 12.2 | 5.2151 | 10.3333 | 0 | 0 | 0 | #NAME? | #NAME? | #NAME? | #NAME? | #NAME? | #NAME? | FALSE | 3.4 | TRUE | TRUE | #NAME? | #NAME? | #NAME? | #NAME? | #NAME? | #NAME? | #NAME? | #NAME? | #NAME? | #NAME? |  |  | 1: 0; 2: 0; 3: 0; 4: 4.9286 | 4.9286 |  | 144.571 | 222.5935 | 229.4778 | 19647 | 4.9286 | 144.571 | 236.4722 |  | 0 | 723 | 723 | 1964-07-31 | #NAME? | #NAME? | #NAME?
1964-08-01 | 1964 | 8 | 214 | 1 | 7 | 6.7 | 5.1738 | 8.1667 | 0 | 0 | 0 | #NAME? | #NAME? | #NAME? | #NAME? | #NAME? | #NAME? | FALSE | 0 | TRUE | TRUE | #NAME? | #NAME? | #NAME? | #NAME? | #NAME? | #NAME? | #NAME? | #NAME? | #NAME? | #NAME? |  |  | 1: 0; 2: 0; 3: 2.2431; 4: 0 | 2.2431 |  | 32.8987 | 50.6536 | 52.2202 | 19648 | 2.2431 | 32.8987 | 53.8118 |  | 0 | 724 | 724 | 1964-08-01 | #NAME? | #NAME? | #NAME?
1964-08-02 | 1964 | 8 | 215 | 2 | 1 | 8.9 | 5.608 | 15.5 | 0 | 0 | 0 | #NAME? | #NAME? | #NAME? | #NAME? | #NAME? | #NAME? | TRUE | 0 | TRUE | TRUE | #NAME? | #NAME? | #NAME? | #NAME? | #NAME? | #NAME? | #NAME? | #NAME? | #NAME? | #NAME? |  |  | 1: 12.6887; 2: 16.0166; 3: 0; 4: 0 | 28.7053 |  | 655.9219 | 1061.5402 | 1098.5111 | 19648 | 28.7053 | 655.9219 | 1072.8794 |  | 0 | 725 | 725 | 1964-08-02 | #NAME? | #NAME? | #NAME?
1964-08-03 | 1964 | 8 | 216 | 3 | 2 | 5.6 | 4.1336 | 3.6667 | 0 | 0 | 0 | #NAME? | #NAME? | #NAME? | #NAME? | #NAME? | #NAME? | FALSE | 0 | TRUE | TRUE | #NAME? | #NAME? | #NAME? | #NAME? | #NAME? | #NAME? | #NAME? | #NAME? | #NAME? | #NAME? |  |  | 1: 0; 2: 0; 3: 4.4233; 4: 8.7983 | 13.2216 |  | 322.9584 | 497.2535 | 512.6325 | 19648 | 13.2216 | 322.9584 | 528.2572 |  | 0 | 726 | 726 | 1964-08-03 | #NAME? | #NAME? | #NAME?
1964-08-04 | 1964 | 8 | 217 | 4 | 3 | 14.4 | 6.007 | 12 | 0 | 0 | 0 | #NAME? | #NAME? | #NAME? | #NAME? | #NAME? | #NAME? | TRUE | 0 | TRUE | TRUE | #NAME? | #NAME? | #NAME? | #NAME? | #NAME? | #NAME? | #NAME? | #NAME? | #NAME? | #NAME? |  |  | 1: 0; 2: 0; 3: 0; 4: 0 | 0 |  | 0 | 0 | 0 | 19648 | 0 | 0 | 0 |  | 0 | 727 | 727 | 1964-08-04 | #NAME? | #NAME? | #NAME?
1964-08-05 | 1964 | 8 | 218 | 5 | 4 | 12.2 | 6.6397 | 26 | 0 | 0 | 0 | #NAME? | #NAME? | #NAME? | #NAME? | #NAME? | #NAME? | FALSE | 0 | TRUE | TRUE | #NAME? | #NAME? | #NAME? | #NAME? | #NAME? | #NAME? | #NAME? | #NAME? | #NAME? | #NAME? |  |  | 1: 0; 2: 0; 3: 6.1936; 4: 5.5839 | 11.7775 |  | 254.6333 | 392.0545 | 404.1799 | 19648 | 11.7775 | 254.6333 | 416.4991 |  | 0 | 728 | 728 | 1964-08-05 | #NAME? | #NAME? | #NAME?
1964-08-06 | 1964 | 8 | 219 | 6 | 5 | 8.3 | 4.6003 | 9 | 0 | 0 | 0 | #NAME? | #NAME? | #NAME? | #NAME? | #NAME? | #NAME? | TRUE | 0 | TRUE | TRUE | #NAME? | #NAME? | #NAME? | #NAME? | #NAME? | #NAME? | #NAME? | #NAME? | #NAME? | #NAME? |  |  | 1: 12.168; 2: 15.7408; 3: 0; 4: 0 | 27.9088 |  | 640.1946 | 1036.4361 | 1072.5592 | 19648 | 27.9088 | 640.1946 | 1047.1545 |  | 0 | 729 | 729 | 1964-08-06 | #NAME? | #NAME? | #NAME?
1964-08-07 | 1964 | 8 | 220 | 7 | 6 | 8.9 | 6.3396 | 8.6667 | 0 | 0 | 0 | #NAME? | #NAME? | #NAME? | #NAME? | #NAME? | #NAME? | FALSE | 0 | TRUE | TRUE | #NAME? | #NAME? | #NAME? | #NAME? | #NAME? | #NAME? | #NAME? | #NAME? | #NAME? | #NAME? |  |  | 1: 0; 2: 0; 3: 0; 4: 6.182 | 6.182 |  | 181.3396 | 279.2054 | 287.8406 | 19648 | 6.182 | 181.3396 | 296.6138 |  | 0 | 730 | 730 | 1964-08-07 | #NAME? | #NAME? | #NAME?
1964-08-08 | 1964 | 8 | 221 | 8 | 7 | 12.2 | 5.3647 | 17.5 | 0 | 0 | 0 | #NAME? | #NAME? | #NAME? | #NAME? | #NAME? | #NAME? | FALSE | 0 | TRUE | TRUE | #NAME? | #NAME? | #NAME? | #NAME? | #NAME? | #NAME? | #NAME? | #NAME? | #NAME? | #NAME? |  |  | 1: 0; 2: 0; 3: 2.193; 4: 0 | 2.193 |  | 32.1637 | 49.5218 | 51.0534 | 19648 | 2.193 | 32.1637 | 52.6095 |  | 0 | 731 | 731 | 1964-08-08 | #NAME? | #NAME? | #NAME?
1964-08-09 | 1964 | 8 | 222 | 9 | 1 | 10 | 4.289 | 10.3333 | 1.3 | 1.3 | 0 | #NAME? | #NAME? | #NAME? | #NAME? | #NAME? | #NAME? | TRUE | 0 | TRUE | TRUE | #NAME? | #NAME? | #NAME? | #NAME? | #NAME? | #NAME? | #NAME? | #NAME? | #NAME? | #NAME? |  |  | 1: 0; 2: 0; 3: 0; 4: 0 | 0 |  | 0 | 0 | 0 | 19648 | 0 | 0 | 0 |  | 0 | 732 | 732 | 1964-08-09 | #NAME? | #NAME? | #NAME?
1964-08-10 | 1964 | 8 | 223 | 10 | 2 | 7.8 | 4.5833 | 20 | 0 | 0 | 0 | #NAME? | #NAME? | #NAME? | #NAME? | #NAME? | #NAME? | FALSE | 1.3 | TRUE | TRUE | #NAME? | #NAME? | #NAME? | #NAME? | #NAME? | #NAME? | #NAME? | #NAME? | #NAME? | #NAME? |  |  | 1: 0; 2: 0; 3: 8.5181; 4: 8.7963 | 17.3144 |  | 382.9567 | 589.6317 | 607.8677 | 19648 | 17.3144 | 382.9567 | 626.3952 |  | 0 | 733 | 733 | 1964-08-10 | #NAME? | #NAME? | #NAME?
1964-08-11 | 1964 | 8 | 224 | 11 | 3 | 7.2 | 5.0306 | 6.3333 | 0 | 0 | 0 | #NAME? | #NAME? | #NAME? | #NAME? | #NAME? | #NAME? | TRUE | 1.3 | TRUE | TRUE | #NAME? | #NAME? | #NAME? | #NAME? | #NAME? | #NAME? | #NAME? | #NAME? | #NAME? | #NAME? |  |  | 1: 0; 2: 0; 3: 0; 4: 0 | 0 |  | 0 | 0 | 0 | 19648 | 0 | 0 | 0 |  | 0 | 734 | 734 | 1964-08-11 | #NAME? | #NAME? | #NAME?
1964-08-12 | 1964 | 8 | 225 | 12 | 4 | 9.4 | 5.4539 | 10.3333 | 0 | 0 | 0 | #NAME? | #NAME? | #NAME? | #NAME? | #NAME? | #NAME? | FALSE | 0 | TRUE | TRUE | #NAME? | #NAME? | #NAME? | #NAME? | #NAME? | #NAME? | #NAME? | #NAME? | #NAME? | #NAME? |  |  | 1: 0; 2: 0; 3: 4.5559; 4: 5.0468 | 9.6027 |  | 214.8595 | 330.8154 | 341.0468 | 19648 | 9.6027 | 214.8595 | 351.4417 |  | 0 | 735 | 735 | 1964-08-12 | #NAME? | #NAME? | #NAME?
1964-08-13 | 1964 | 8 | 226 | 13 | 5 | 11.1 | 3.2777 | 7.1667 | 2.8 | 2.8 | 0 | #NAME? | #NAME? | #NAME? | #NAME? | #NAME? | #NAME? | TRUE | 0 | TRUE | TRUE | #NAME? | #NAME? | #NAME? | #NAME? | #NAME? | #NAME? | #NAME? | #NAME? | #NAME? | #NAME? |  |  | 1: 6.7603; 2: 11.0023; 3: 0; 4: 0 | 17.7626 |  | 421.8855 | 685.0351 | 709.0654 | 19648 | 17.7626 | 421.8855 | 690.0704 |  | 0 | 736 | 736 | 1964-08-13 | #NAME? | #NAME? | #NAME?
1964-08-14 | 1964 | 8 | 227 | 14 | 6 | 7.2 | 3.3936 | 7 | 0.3 | 0.3 | 0 | #NAME? | #NAME? | #NAME? | #NAME? | #NAME? | #NAME? | FALSE | 2.8 | TRUE | TRUE | #NAME? | #NAME? | #NAME? | #NAME? | #NAME? | #NAME? | #NAME? | #NAME? | #NAME? | #NAME? |  |  | 1: 0; 2: 0; 3: 0; 4: 4.8024 | 4.8024 |  | 140.8701 | 216.8952 | 223.6033 | 19648 | 4.8024 | 140.8701 | 230.4186 |  | 0 | 737 | 737 | 1964-08-14 | #NAME? | #NAME? | #NAME?
1964-08-15 | 1964 | 8 | 228 | 15 | 7 | 5.6 | 4.1744 | 8.6667 | 0 | 0 | 0 | #NAME? | #NAME? | #NAME? | #NAME? | #NAME? | #NAME? | FALSE | 3.1 | TRUE | TRUE | #NAME? | #NAME? | #NAME? | #NAME? | #NAME? | #NAME? | #NAME? | #NAME? | #NAME? | #NAME? |  |  | 1: 0; 2: 0; 3: 3.1231; 4: 0 | 3.1231 |  | 45.8061 | 70.5269 | 72.7081 | 19648 | 3.1231 | 45.8061 | 74.9242 |  | 0 | 738 | 738 | 1964-08-15 | #NAME? | #NAME? | #NAME?
1964-08-16 | 1964 | 8 | 229 | 16 | 1 | 7.8 | 4.6386 | 8 | 0 | 0 | 0 | #NAME? | #NAME? | #NAME? | #NAME? | #NAME? | #NAME? | TRUE | 0.3 | TRUE | TRUE | #NAME? | #NAME? | #NAME? | #NAME? | #NAME? | #NAME? | #NAME? | #NAME? | #NAME? | #NAME? |  |  | 1: 5.8304; 2: 9.183; 3: 0; 4: 0 | 15.0134 |  | 354.8806 | 576.0043 | 596.1924 | 19648 | 15.0134 | 354.8806 | 580.4717 |  | 0 | 739 | 739 | 1964-08-16 | #NAME? | #NAME? | #NAME?
1964-08-17 | 1964 | 8 | 230 | 17 | 2 | 10.6 | 5.6455 | 10.1667 | 0 | 0 | 0 | #NAME? | #NAME? | #NAME? | #NAME? | #NAME? | #NAME? | FALSE | 0 | TRUE | TRUE | #NAME? | #NAME? | #NAME? | #NAME? | #NAME? | #NAME? | #NAME? | #NAME? | #NAME? | #NAME? |  |  | 1: 0; 2: 0; 3: 5.5827; 4: 7.1272 | 12.7098 |  | 290.9426 | 447.9592 | 461.8137 | 19648 | 12.7098 | 290.9426 | 475.8895 |  | 0 | 740 | 740 | 1964-08-17 | #NAME? | #NAME? | #NAME?
1964-08-18 | 1964 | 8 | 231 | 18 | 3 | 10.6 | 5.8986 | 8.1667 | 0 | 0 | 0 | #NAME? | #NAME? | #NAME? | #NAME? | #NAME? | #NAME? | TRUE | 0 | TRUE | TRUE | #NAME? | #NAME? | #NAME? | #NAME? | #NAME? | #NAME? | #NAME? | #NAME? | #NAME? | #NAME? |  |  | 1: 0; 2: 0; 3: 0; 4: 0 | 0 |  | 0 | 0 | 0 | 19648 | 0 | 0 | 0 |  | 0 | 741 | 741 | 1964-08-18 | #NAME? | #NAME? | #NAME?
1964-08-19 | 1964 | 8 | 232 | 19 | 4 | 10 | 4.5417 | 15.5 | 0 | 0 | 0 | #NAME? | #NAME? | #NAME? | #NAME? | #NAME? | #NAME? | FALSE | 0 | TRUE | TRUE | #NAME? | #NAME? | #NAME? | #NAME? | #NAME? | #NAME? | #NAME? | #NAME? | #NAME? | #NAME? |  |  | 1: 0; 2: 0; 3: 0; 4: 6.3492 | 6.3492 |  | 186.2437 | 286.7562 | 295.6249 | 19648 | 6.3492 | 186.2437 | 304.6354 |  | 0 | 742 | 742 | 1964-08-19 | #NAME? | #NAME? | #NAME?
1964-08-20 | 1964 | 8 | 233 | 20 | 5 | 6.7 | 4.7263 | 15 | 0 | 0 | 0 | #NAME? | #NAME? | #NAME? | #NAME? | #NAME? | #NAME? | TRUE | 0 | TRUE | TRUE | #NAME? | #NAME? | #NAME? | #NAME? | #NAME? | #NAME? | #NAME? | #NAME? | #NAME? | #NAME? |  |  | 1: 0; 2: 0; 3: 0; 4: 0 | 0 |  | 0 | 0 | 0 | 19648 | 0 | 0 | 0 |  | 0 | 743 | 743 | 1964-08-20 | #NAME? | #NAME? | #NAME?
1964-08-21 | 1964 | 8 | 234 | 21 | 6 | 12.2 | 4.3421 | 12.6667 | 0 | 0 | 0 | #NAME? | #NAME? | #NAME? | #NAME? | #NAME? | #NAME? | FALSE | 0 | TRUE | TRUE | #NAME? | #NAME? | #NAME? | #NAME? | #NAME? | #NAME? | #NAME? | #NAME? | #NAME? | #NAME? |  |  | 1: 0; 2: 0; 3: 0; 4: 5.0974 | 5.0974 |  | 149.5242 | 230.2197 | 237.3399 | 19648 | 5.0974 | 149.5242 | 244.5739 |  | 0 | 744 | 744 | 1964-08-21 | #NAME? | #NAME? | #NAME?
1964-08-22 | 1964 | 8 | 235 | 22 | 7 | 6.1 | 4.653 | 15.3333 | 0 | 0 | 0 | #NAME? | #NAME? | #NAME? | #NAME? | #NAME? | #NAME? | FALSE | 0 | TRUE | TRUE | #NAME? | #NAME? | #NAME? | #NAME? | #NAME? | #NAME? | #NAME? | #NAME? | #NAME? | #NAME? |  |  | 1: 0; 2: 0; 3: 0; 4: 0 | 0 |  | 0 | 0 | 0 | 19648 | 0 | 0 | 0 |  | 0 | 745 | 745 | 1964-08-22 | #NAME? | #NAME? | #NAME?
1964-08-23 | 1964 | 8 | 236 | 23 | 1 | 4.4 | 3.1458 | 18.8333 | 1.1 | 1.1 | 0 | #NAME? | #NAME? | #NAME? | #NAME? | #NAME? | #NAME? | TRUE | 0 | TRUE | FALSE | #NAME? | #NAME? | #NAME? | #NAME? | #NAME? | #NAME? | #NAME? | #NAME? | #NAME? | #NAME? |  |  | 1: 0; 2: 0; 3: 0; 4: 0 | 0 |  | 0 | 0 | 0 | 19648 | 0 | 0 | 0 |  | 0 | 746 | 746 | 1964-08-23 | #NAME? | #NAME? | #NAME?
1964-08-24 | 1964 | 8 | 237 | 24 | 2 | 2.8 | 3.976 | 12.6667 | 0 | 0 | 0 | #NAME? | #NAME? | #NAME? | #NAME? | #NAME? | #NAME? | FALSE | 1.1 | TRUE | TRUE | #NAME? | #NAME? | #NAME? | #NAME? | #NAME? | #NAME? | #NAME? | #NAME? | #NAME? | #NAME? |  |  | 1: 0; 2: 0; 3: 0; 4: 6.6776 | 6.6776 |  | 195.875 | 301.5854 | 310.9127 | 19648 | 6.6776 | 195.875 | 320.3892 |  | 0 | 747 | 747 | 1964-08-24 | #NAME? | #NAME? | #NAME?
1964-08-25 | 1964 | 8 | 238 | 25 | 3 | 7.8 | 4.8787 | 13.1667 | 0 | 0 | 0 | #NAME? | #NAME? | #NAME? | #NAME? | #NAME? | #NAME? | TRUE | 1.1 | TRUE | TRUE | #NAME? | #NAME? | #NAME? | #NAME? | #NAME? | #NAME? | #NAME? | #NAME? | #NAME? | #NAME? |  |  | 1: 0; 2: 0; 3: 0; 4: 0 | 0 |  | 0 | 0 | 0 | 19648 | 0 | 0 | 0 |  | 0 | 748 | 748 | 1964-08-25 | #NAME? | #NAME? | #NAME?
1964-08-26 | 1964 | 8 | 239 | 26 | 4 | 9.4 | 3.4579 | 28.5 | 2.5 | 2.5 | 0 | #NAME? | #NAME? | #NAME? | #NAME? | #NAME? | #NAME? | FALSE | 0 | TRUE | TRUE | #NAME? | #NAME? | #NAME? | #NAME? | #NAME? | #NAME? | #NAME? | #NAME? | #NAME? | #NAME? |  |  | 1: 0; 2: 0; 3: 2.3589; 4: 4.9633 | 7.3222 |  | 180.1871 | 277.4309 | 286.0113 | 19648 | 7.3222 | 180.1871 | 294.7287 |  | 0 | 749 | 749 | 1964-08-26 | #NAME? | #NAME? | #NAME?
1964-08-27 | 1964 | 8 | 240 | 27 | 5 | 8.3 | 4.0597 | 12 | 0 | 0 | 0 | #NAME? | #NAME? | #NAME? | #NAME? | #NAME? | #NAME? | TRUE | 2.5 | TRUE | TRUE | #NAME? | #NAME? | #NAME? | #NAME? | #NAME? | #NAME? | #NAME? | #NAME? | #NAME? | #NAME? |  |  | 1: 0; 2: 0; 3: 0; 4: 0 | 0 |  | 0 | 0 | 0 | 19648 | 0 | 0 | 0 |  | 0 | 750 | 750 | 1964-08-27 | #NAME? | #NAME? | #NAME?
1964-08-28 | 1964 | 8 | 241 | 28 | 6 | 6.7 | 4.0139 | 32.8333 | 0 | 0 | 0 | #NAME? | #NAME? | #NAME? | #NAME? | #NAME? | #NAME? | FALSE | 2.5 | TRUE | TRUE | #NAME? | #NAME? | #NAME? | #NAME? | #NAME? | #NAME? | #NAME? | #NAME? | #NAME? | #NAME? |  |  | 1: 0; 2: 0; 3: 0; 4: 4.5128 | 4.5128 |  | 132.3765 | 203.8178 | 210.1215 | 19648 | 4.5128 | 132.3765 | 216.5259 |  | 0 | 751 | 751 | 1964-08-28 | #NAME? | #NAME? | #NAME?
1964-08-29 | 1964 | 8 | 242 | 29 | 7 | 3.3 | 3.5269 | 7.5 | 0 | 0 | 0 | #NAME? | #NAME? | #NAME? | #NAME? | #NAME? | #NAME? | FALSE | 0 | TRUE | TRUE | #NAME? | #NAME? | #NAME? | #NAME? | #NAME? | #NAME? | #NAME? | #NAME? | #NAME? | #NAME? |  |  | 1: 0; 2: 0; 3: 0; 4: 0 | 0 |  | 0 | 0 | 0 | 19648 | 0 | 0 | 0 |  | 0 | 752 | 752 | 1964-08-29 | #NAME? | #NAME? | #NAME?
1964-08-30 | 1964 | 8 | 243 | 30 | 1 | 3.9 | 3.1702 | 16.1667 | 0 | 0 | 0 | #NAME? | #NAME? | #NAME? | #NAME? | #NAME? | #NAME? | TRUE | 0 | TRUE | TRUE | #NAME? | #NAME? | #NAME? | #NAME? | #NAME? | #NAME? | #NAME? | #NAME? | #NAME? | #NAME? |  |  | 1: 0; 2: 0; 3: 0; 4: 0 | 0 |  | 0 | 0 | 0 | 19648 | 0 | 0 | 0 |  | 0 | 753 | 753 | 1964-08-30 | #NAME? | #NAME? | #NAME?
1964-08-31 | 1964 | 8 | 244 | 31 | 2 | 5 | 1.7987 | 24.1667 | 0.3 | 0.3 | 0 | #NAME? | #NAME? | #NAME? | #NAME? | #NAME? | #NAME? | FALSE | 0 | TRUE | FALSE | #NAME? | #NAME? | #NAME? | #NAME? | #NAME? | #NAME? | #NAME? | #NAME? | #NAME? | #NAME? |  |  | 1: 0; 2: 0; 3: 0; 4: 0 | 0 |  | 0 | 0 | 0 | 19648 | 0 | 0 | 0 |  | 0 | 754 | 754 | 1964-08-31 | #NAME? | #NAME? | #NAME?
1964-09-01 | 1964 | 9 | 245 | 1 | 3 | 2.8 | 1.1713 | 3.6667 | 5.6 | 5.6 | 0.45 | #NAME? | #NAME? | #NAME? | #NAME? | #NAME? | #NAME? | TRUE | 0.3 | TRUE | TRUE | #NAME? | #NAME? | #NAME? | #NAME? | #NAME? | #NAME? | #NAME? | #NAME? | #NAME? | #NAME? |  |  | 1: 3.4472; 2: 6.7804; 3: 0; 4: 0 | 10.2277 |  | 249.4521 | 405.9333 | 420.2405 | 19649 | 10.2277 | 249.4521 | 408.0241 |  | 0 | 755 | 755 | 1964-09-01 | #NAME? | #NAME? | #NAME?
1964-09-02 | 1964 | 9 | 246 | 2 | 4 | 5.6 | 3.2177 | 19.6667 | 1.6 | 1.6 | 0 | #NAME? | #NAME? | #NAME? | #NAME? | #NAME? | #NAME? | FALSE | 5.9 | TRUE | TRUE | #NAME? | #NAME? | #NAME? | #NAME? | #NAME? | #NAME? | #NAME? | #NAME? | #NAME? | #NAME? |  |  | 1: 0; 2: 0; 3: 0; 4: 7.147 | 7.147 |  | 209.6445 | 322.786 | 332.7691 | 19649 | 7.147 | 209.6445 | 342.9117 |  | 0 | 756 | 756 | 1964-09-02 | #NAME? | #NAME? | #NAME?
1964-09-03 | 1964 | 9 | 247 | 3 | 5 | 7.2 | 3.7034 | 36.1667 | 1.5 | 1.5 | 0 | #NAME? | #NAME? | #NAME? | #NAME? | #NAME? | #NAME? | TRUE | 7.2 | TRUE | TRUE | #NAME? | #NAME? | #NAME? | #NAME? | #NAME? | #NAME? | #NAME? | #NAME? | #NAME? | #NAME? |  |  | 1: 0; 2: 0; 3: 0; 4: 0 | 0 |  | 0 | 0 | 0 | 19649 | 0 | 0 | 0 |  | 0 | 757 | 757 | 1964-09-03 | #NAME? | #NAME? | #NAME?
1964-09-04 | 1964 | 9 | 248 | 4 | 6 | 5 | 3.4494 | 15.5 | 0 | 0 | 0 | #NAME? | #NAME? | #NAME? | #NAME? | #NAME? | #NAME? | FALSE | 3.1 | TRUE | FALSE | #NAME? | #NAME? | #NAME? | #NAME? | #NAME? | #NAME? | #NAME? | #NAME? | #NAME? | #NAME? |  |  | 1: 0; 2: 0; 3: 0; 4: 0 | 0 |  | 0 | 0 | 0 | 19649 | 0 | 0 | 0 |  | 0 | 758 | 758 | 1964-09-04 | #NAME? | #NAME? | #NAME?
1964-09-05 | 1964 | 9 | 249 | 5 | 7 | 2.8 | 3.9976 | 54.1667 | 0 | 0 | 0 | #NAME? | #NAME? | #NAME? | #NAME? | #NAME? | #NAME? | FALSE | 1.5 | TRUE | FALSE | #NAME? | #NAME? | #NAME? | #NAME? | #NAME? | #NAME? | #NAME? | #NAME? | #NAME? | #NAME? |  |  | 1: 0; 2: 0; 3: 0; 4: 0 | 0 |  | 0 | 0 | 0 | 19649 | 0 | 0 | 0 |  | 0 | 759 | 759 | 1964-09-05 | #NAME? | #NAME? | #NAME?
1964-09-06 | 1964 | 9 | 250 | 6 | 1 | 0.6 | 2.9378 | 18 | 0 | 0 | 0 | #NAME? | #NAME? | #NAME? | #NAME? | #NAME? | #NAME? | TRUE | 0 | TRUE | FALSE | #NAME? | #NAME? | #NAME? | #NAME? | #NAME? | #NAME? | #NAME? | #NAME? | #NAME? | #NAME? |  |  | 1: 0; 2: 0; 3: 0; 4: 0 | 0 |  | 0 | 0 | 0 | 19649 | 0 | 0 | 0 |  | 0 | 760 | 760 | 1964-09-06 | #NAME? | #NAME? | #NAME?
1964-09-07 | 1964 | 9 | 251 | 7 | 2 | 2.8 | 1.2957 | 8.6667 | 1.3 | 1.3 | 0 | #NAME? | #NAME? | #NAME? | #NAME? | #NAME? | #NAME? | FALSE | 0 | TRUE | TRUE | #NAME? | #NAME? | #NAME? | #NAME? | #NAME? | #NAME? | #NAME? | #NAME? | #NAME? | #NAME? |  |  | 1: 0; 2: 0; 3: 0; 4: 9.6723 | 9.6723 |  | 283.7209 | 436.8401 | 450.3506 | 19649 | 9.6723 | 283.7209 | 464.077 |  | 0 | 761 | 761 | 1964-09-07 | #NAME? | #NAME? | #NAME?
1964-09-08 | 1964 | 9 | 252 | 8 | 3 | 3.9 | 1.2168 | 15.3333 | 0.9 | 0.9 | 0 | #NAME? | #NAME? | #NAME? | #NAME? | #NAME? | #NAME? | TRUE | 1.3 | TRUE | FALSE | #NAME? | #NAME? | #NAME? | #NAME? | #NAME? | #NAME? | #NAME? | #NAME? | #NAME? | #NAME? |  |  | 1: 0; 2: 0; 3: 0; 4: 0 | 0 |  | 0 | 0 | 0 | 19649 | 0 | 0 | 0 |  | 0 | 762 | 762 | 1964-09-08 | #NAME? | #NAME? | #NAME?
1964-09-09 | 1964 | 9 | 253 | 9 | 4 | 0.6 | 1.9985 | 14.6667 | 3.6 | 3.6 | 0 | #NAME? | #NAME? | #NAME? | #NAME? | #NAME? | #NAME? | FALSE | 2.2 | TRUE | FALSE | #NAME? | #NAME? | #NAME? | #NAME? | #NAME? | #NAME? | #NAME? | #NAME? | #NAME? | #NAME? |  |  | 1: 0; 2: 0; 3: 0; 4: 0 | 0 |  | 0 | 0 | 0 | 19649 | 0 | 0 | 0 |  | 0 | 763 | 763 | 1964-09-09 | #NAME? | #NAME? | #NAME?
1964-09-10 | 1964 | 9 | 254 | 10 | 5 | -3.3 | 2.3801 | 24.5 | 0 | 0 | 0 | #NAME? | #NAME? | #NAME? | #NAME? | #NAME? | #NAME? | TRUE | 4.5 | TRUE | FALSE | #NAME? | #NAME? | #NAME? | #NAME? | #NAME? | #NAME? | #NAME? | #NAME? | #NAME? | #NAME? |  |  | 1: 0; 2: 0; 3: 0; 4: 0 | 0 |  | 0 | 0 | 0 | 19649 | 0 | 0 | 0 |  | 0 | 764 | 764 | 1964-09-10 | #NAME? | #NAME? | #NAME?
1964-09-11 | 1964 | 9 | 255 | 11 | 6 | -1.1 | 3.3318 | 8.1667 | 0 | 0 | 0 | #NAME? | #NAME? | #NAME? | #NAME? | #NAME? | #NAME? | FALSE | 3.6 | TRUE | FALSE | #NAME? | #NAME? | #NAME? | #NAME? | #NAME? | #NAME? | #NAME? | #NAME? | #NAME? | #NAME? |  |  | 1: 0; 2: 0; 3: 0; 4: 0 | 0 |  | 0 | 0 | 0 | 19649 | 0 | 0 | 0 |  | 0 | 765 | 765 | 1964-09-11 | #NAME? | #NAME? | #NAME?
1964-09-12 | 1964 | 9 | 256 | 12 | 7 | 0 | 3.963 | 4.6667 | 0 | 0 | 0 | #NAME? | #NAME? | #NAME? | #NAME? | #NAME? | #NAME? | FALSE | 0 | TRUE | TRUE | #NAME? | #NAME? | #NAME? | #NAME? | #NAME? | #NAME? | #NAME? | #NAME? | #NAME? | #NAME? |  |  | 1: 0; 2: 0; 3: 4.7201; 4: 0 | 4.7201 |  | 69.228 | 106.5892 | 109.8857 | 19649 | 4.7201 | 69.228 | 113.235 |  | 0 | 766 | 766 | 1964-09-12 | #NAME? | #NAME? | #NAME?
1964-09-13 | 1964 | 9 | 257 | 13 | 1 | 4.4 | 3.9978 | 13 | 0 | 0 | 0 | #NAME? | #NAME? | #NAME? | #NAME? | #NAME? | #NAME? | TRUE | 0 | TRUE | FALSE | #NAME? | #NAME? | #NAME? | #NAME? | #NAME? | #NAME? | #NAME? | #NAME? | #NAME? | #NAME? |  |  | 1: 0; 2: 0; 3: 0; 4: 0 | 0 |  | 0 | 0 | 0 | 19649 | 0 | 0 | 0 |  | 0 | 767 | 767 | 1964-09-13 | #NAME? | #NAME? | #NAME?
1964-09-14 | 1964 | 9 | 258 | 14 | 2 | 2.2 | 3.0625 | 14 | 0 | 0 | 0 | #NAME? | #NAME? | #NAME? | #NAME? | #NAME? | #NAME? | FALSE | 0 | TRUE | TRUE | #NAME? | #NAME? | #NAME? | #NAME? | #NAME? | #NAME? | #NAME? | #NAME? | #NAME? | #NAME? |  |  | 1: 0; 2: 0; 3: 9.2827; 4: 10.665 | 19.9477 |  | 448.9869 | 691.2972 | 712.6775 | 19649 | 19.9477 | 448.9869 | 734.3996 |  | 0 | 768 | 768 | 1964-09-14 | #NAME? | #NAME? | #NAME?
1964-09-15 | 1964 | 9 | 259 | 15 | 3 | 6.7 | 3.3773 | 7.6667 | 0 | 0 | 0 | #NAME? | #NAME? | #NAME? | #NAME? | #NAME? | #NAME? | TRUE | 0 | TRUE | TRUE | #NAME? | #NAME? | #NAME? | #NAME? | #NAME? | #NAME? | #NAME? | #NAME? | #NAME? | #NAME? |  |  | 1: 0; 2: 0; 3: 0; 4: 0 | 0 |  | 0 | 0 | 0 | 19649 | 0 | 0 | 0 |  | 0 | 769 | 769 | 1964-09-15 | #NAME? | #NAME? | #NAME?
1964-09-16 | 1964 | 9 | 260 | 16 | 4 | 8.9 | 5.005 | 18.5 | 0 | 0 | 0 | #NAME? | #NAME? | #NAME? | #NAME? | #NAME? | #NAME? | FALSE | 0 | TRUE | FALSE | #NAME? | #NAME? | #NAME? | #NAME? | #NAME? | #NAME? | #NAME? | #NAME? | #NAME? | #NAME? |  |  | 1: 0; 2: 0; 3: 0; 4: 0 | 0 |  | 0 | 0 | 0 | 19649 | 0 | 0 | 0 |  | 0 | 770 | 770 | 1964-09-16 | #NAME? | #NAME? | #NAME?
1964-09-17 | 1964 | 9 | 261 | 17 | 5 | 2.8 | 2.4562 | 8 | 8.4 | 8.4 | 2.55 | #NAME? | #NAME? | #NAME? | #NAME? | #NAME? | #NAME? | TRUE | 0 | TRUE | TRUE | #NAME? | #NAME? | #NAME? | #NAME? | #NAME? | #NAME? | #NAME? | #NAME? | #NAME? | #NAME? |  |  | 1: 0; 2: 0; 3: 0; 4: 0 | 0 |  | 0 | 0 | 0 | 19649 | 0 | 0 | 0 |  | 0 | 771 | 771 | 1964-09-17 | #NAME? | #NAME? | #NAME?
1964-09-18 | 1964 | 9 | 262 | 18 | 6 | 4.4 | 2.8165 | 27.5 | 0 | 0 | 0 | #NAME? | #NAME? | #NAME? | #NAME? | #NAME? | #NAME? | FALSE | 8.4 | TRUE | FALSE | #NAME? | #NAME? | #NAME? | #NAME? | #NAME? | #NAME? | #NAME? | #NAME? | #NAME? | #NAME? |  |  | 1: 0; 2: 0; 3: 0; 4: 0 | 0 |  | 0 | 0 | 0 | 19649 | 0 | 0 | 0 |  | 0 | 772 | 772 | 1964-09-18 | #NAME? | #NAME? | #NAME?
1964-09-19 | 1964 | 9 | 263 | 19 | 7 | 1.7 | 2.8433 | 14.1667 | 0 | 0 | 0 | #NAME? | #NAME? | #NAME? | #NAME? | #NAME? | #NAME? | FALSE | 8.4 | TRUE | TRUE | #NAME? | #NAME? | #NAME? | #NAME? | #NAME? | #NAME? | #NAME? | #NAME? | #NAME? | #NAME? |  |  | 1: 0; 2: 0; 3: 0; 4: 0 | 0 |  | 0 | 0 | 0 | 19649 | 0 | 0 | 0 |  | 0 | 773 | 773 | 1964-09-19 | #NAME? | #NAME? | #NAME?
1964-09-20 | 1964 | 9 | 264 | 20 | 1 | 4.4 | 1.7315 | 17.8333 | 5.1 | 5.1 | 0.075 | #NAME? | #NAME? | #NAME? | #NAME? | #NAME? | #NAME? | TRUE | 0 | TRUE | FALSE | #NAME? | #NAME? | #NAME? | #NAME? | #NAME? | #NAME? | #NAME? | #NAME? | #NAME? | #NAME? |  |  | 1: 0; 2: 0; 3: 0; 4: 0 | 0 |  | 0 | 0 | 0 | 19649 | 0 | 0 | 0 |  | 0 | 774 | 774 | 1964-09-20 | #NAME? | #NAME? | #NAME?
1964-09-21 | 1964 | 9 | 265 | 21 | 2 | 1.1 | 3.1738 | 13 | 0 | 0 | 0 | #NAME? | #NAME? | #NAME? | #NAME? | #NAME? | #NAME? | FALSE | 5.1 | TRUE | TRUE | #NAME? | #NAME? | #NAME? | #NAME? | #NAME? | #NAME? | #NAME? | #NAME? | #NAME? | #NAME? |  |  | 1: 0; 2: 0; 3: 3.8848; 4: 9.3973 | 13.2821 |  | 332.6305 | 512.1453 | 527.9849 | 19649 | 13.2821 | 332.6305 | 544.0776 |  | 0 | 775 | 775 | 1964-09-21 | #NAME? | #NAME? | #NAME?
1964-09-22 | 1964 | 9 | 266 | 22 | 3 | 3.3 | 3.0428 | 19.8333 | 0 | 0 | 0 | #NAME? | #NAME? | #NAME? | #NAME? | #NAME? | #NAME? | TRUE | 5.1 | TRUE | TRUE | #NAME? | #NAME? | #NAME? | #NAME? | #NAME? | #NAME? | #NAME? | #NAME? | #NAME? | #NAME? |  |  | 1: 3.2916; 2: 6.5399; 3: 0; 4: 0 | 9.8315 |  | 240.1127 | 390.7781 | 404.5544 | 19649 | 9.8315 | 240.1127 | 392.7479 |  | 0 | 776 | 776 | 1964-09-22 | #NAME? | #NAME? | #NAME?
1964-09-23 | 1964 | 9 | 267 | 23 | 4 | 3.3 | 2.7129 | 9.5 | 0 | 0 | 0 | #NAME? | #NAME? | #NAME? | #NAME? | #NAME? | #NAME? | FALSE | 0 | TRUE | TRUE | #NAME? | #NAME? | #NAME? | #NAME? | #NAME? | #NAME? | #NAME? | #NAME? | #NAME? | #NAME? |  |  | 1: 0; 2: 0; 3: 6.6598; 4: 3.9535 | 10.6134 |  | 213.6481 | 328.9503 | 339.124 | 19649 | 10.6134 | 213.6481 | 349.4603 |  | 0 | 777 | 777 | 1964-09-23 | #NAME? | #NAME? | #NAME?
1964-09-24 | 1964 | 9 | 268 | 24 | 5 | 3.9 | 2.2088 | 4.8333 | 0 | 0 | 0 | #NAME? | #NAME? | #NAME? | #NAME? | #NAME? | #NAME? | TRUE | 0 | TRUE | FALSE | #NAME? | #NAME? | #NAME? | #NAME? | #NAME? | #NAME? | #NAME? | #NAME? | #NAME? | #NAME? |  |  | 1: 0; 2: 0; 3: 0; 4: 0 | 0 |  | 0 | 0 | 0 | 19649 | 0 | 0 | 0 |  | 0 | 778 | 778 | 1964-09-24 | #NAME? | #NAME? | #NAME?
1964-09-25 | 1964 | 9 | 269 | 25 | 6 | 0.6 | 2.8565 | 30 | 26.4 | 26.4 | 16.05 | #NAME? | #NAME? | #NAME? | #NAME? | #NAME? | #NAME? | FALSE | 0 | TRUE | FALSE | #NAME? | #NAME? | #NAME? | #NAME? | #NAME? | #NAME? | #NAME? | #NAME? | #NAME? | #NAME? |  |  | 1: 0; 2: 0; 3: 0; 4: 0 | 0 |  | 0 | 0 | 0 | 19649 | 0 | 0 | 0 |  | 0 | 779 | 779 | 1964-09-25 | #NAME? | #NAME? | #NAME?
1964-09-26 | 1964 | 9 | 270 | 26 | 7 | -1.1 | 2.7268 | 11.1667 | 0 | 0 | 0 | #NAME? | #NAME? | #NAME? | #NAME? | #NAME? | #NAME? | FALSE | 26.4 | FALSE | FALSE | #NAME? | #NAME? | #NAME? | #NAME? | #NAME? | #NAME? | #NAME? | #NAME? | #NAME? | #NAME? |  |  | 1: 0; 2: 0; 3: 0; 4: 0 | 0 |  | 0 | 0 | 0 | 19649 | 0 | 0 | 0 |  | 0 | 780 | 780 | 1964-09-26 | #NAME? | #NAME? | #NAME?
1964-09-27 | 1964 | 9 | 271 | 27 | 1 | 2.2 | 2.521 | 7 | 0 | 0 | 0 | #NAME? | #NAME? | #NAME? | #NAME? | #NAME? | #NAME? | TRUE | 26.4 | FALSE | TRUE | #NAME? | #NAME? | #NAME? | #NAME? | #NAME? | #NAME? | #NAME? | #NAME? | #NAME? | #NAME? |  |  | 1: 0; 2: 0; 3: 0; 4: 0 | 0 |  | 0 | 0 | 0 | 19649 | 0 | 0 | 0 |  | 0 | 781 | 781 | 1964-09-27 | #NAME? | #NAME? | #NAME?
1964-09-28 | 1964 | 9 | 272 | 28 | 2 | 3.9 | 0.77551 | 11.1667 | 2.3 | 2.3 | 0 | #NAME? | #NAME? | #NAME? | #NAME? | #NAME? | #NAME? | FALSE | 0 | TRUE | TRUE | #NAME? | #NAME? | #NAME? | #NAME? | #NAME? | #NAME? | #NAME? | #NAME? | #NAME? | #NAME? |  |  | 1: 0; 2: 0; 3: 0; 4: 4.0942 | 4.0942 |  | 120.0966 | 184.9107 | 190.6295 | 19649 | 4.0942 | 120.0966 | 196.4398 |  | 0 | 782 | 782 | 1964-09-28 | #NAME? | #NAME? | #NAME?
1964-09-29 | 1964 | 9 | 273 | 29 | 3 | 3.3 | 2.519 | 20 | 0.5 | 0.5 | 0 | #NAME? | #NAME? | #NAME? | #NAME? | #NAME? | #NAME? | TRUE | 2.3 | TRUE | FALSE | #NAME? | #NAME? | #NAME? | #NAME? | #NAME? | #NAME? | #NAME? | #NAME? | #NAME? | #NAME? |  |  | 1: 0; 2: 0; 3: 0; 4: 0 | 0 |  | 0 | 0 | 0 | 19649 | 0 | 0 | 0 |  | 0 | 783 | 783 | 1964-09-29 | #NAME? | #NAME? | #NAME?
1964-09-30 | 1964 | 9 | 274 | 30 | 4 | 2.8 | 3.1629 | 10.1667 | 0.6 | 0.6 | 0 | #NAME? | #NAME? | #NAME? | #NAME? | #NAME? | #NAME? | FALSE | 2.8 | TRUE | FALSE | #NAME? | #NAME? | #NAME? | #NAME? | #NAME? | #NAME? | #NAME? | #NAME? | #NAME? | #NAME? |  |  | 1: 0; 2: 0; 3: 0; 4: 0 | 0 |  | 0 | 0 | 0 | 19649 | 0 | 0 | 0 |  | 0 | 784 | 784 | 1964-09-30 | #NAME? | #NAME? | #NAME?
1965-05-01 | 1965 | 5 | 121 | 1 | 7 | 0.6 | 3.0239 | 22.6667 | 1 | 1 | 0 | #NAME? | #NAME? | #NAME? | #NAME? | #NAME? | #NAME? | FALSE | 1.1 | TRUE | FALSE | #NAME? | #NAME? | #NAME? | #NAME? | #NAME? | #NAME? | #NAME? | #NAME? | #NAME? | #NAME? |  |  | 1: 0; 2: 0; 3: 0; 4: 0 | 0 |  | 0 | 0 | 0 | 19655 | 0 | 0 | 0 |  | 0 | 785 | 785 | 1965-05-01 | #NAME? | #NAME? | #NAME?
1965-05-02 | 1965 | 5 | 122 | 2 | 1 | -2.8 | 3.2788 | 8.8333 | 0 | 0 | 0 | #NAME? | #NAME? | #NAME? | #NAME? | #NAME? | #NAME? | TRUE | 1.6 | TRUE | FALSE | #NAME? | #NAME? | #NAME? | #NAME? | #NAME? | #NAME? | #NAME? | #NAME? | #NAME? | #NAME? |  |  | 1: 0; 2: 0; 3: 0; 4: 0 | 0 |  | 0 | 0 | 0 | 19655 | 0 | 0 | 0 |  | 0 | 786 | 786 | 1965-05-02 | #NAME? | #NAME? | #NAME?
1965-05-03 | 1965 | 5 | 123 | 3 | 2 | 0 | 4.3852 | 13.5 | 0 | 0 | 0 | #NAME? | #NAME? | #NAME? | #NAME? | #NAME? | #NAME? | FALSE | 1 | TRUE | FALSE | #NAME? | #NAME? | #NAME? | #NAME? | #NAME? | #NAME? | #NAME? | #NAME? | #NAME? | #NAME? |  |  | 1: 0; 2: 0; 3: 0; 4: 0 | 0 |  | 0 | 0 | 0 | 19655 | 0 | 0 | 0 |  | 0 | 787 | 787 | 1965-05-03 | #NAME? | #NAME? | #NAME?
1965-05-04 | 1965 | 5 | 124 | 4 | 3 | 2.2 | 3.5394 | 10.1667 | 0 | 0 | 0 | #NAME? | #NAME? | #NAME? | #NAME? | #NAME? | #NAME? | TRUE | 0 | TRUE | FALSE | #NAME? | #NAME? | #NAME? | #NAME? | #NAME? | #NAME? | #NAME? | #NAME? | #NAME? | #NAME? |  |  | 1: 0; 2: 0; 3: 0; 4: 0 | 0 |  | 0 | 0 | 0 | 19655 | 0 | 0 | 0 |  | 0 | 788 | 788 | 1965-05-04 | #NAME? | #NAME? | #NAME?
1965-05-05 | 1965 | 5 | 125 | 5 | 4 | 0.6 | 2.9088 | 14.6667 | 0 | 0 | 0 | #NAME? | #NAME? | #NAME? | #NAME? | #NAME? | #NAME? | FALSE | 0 | TRUE | FALSE | #NAME? | #NAME? | #NAME? | #NAME? | #NAME? | #NAME? | #NAME? | #NAME? | #NAME? | #NAME? |  |  | 1: 0; 2: 0; 3: 0; 4: 0 | 0 |  | 0 | 0 | 0 | 19655 | 0 | 0 | 0 |  | 0 | 789 | 789 | 1965-05-05 | #NAME? | #NAME? | #NAME?
1965-05-06 | 1965 | 5 | 126 | 6 | 5 | 0 | 5.452 | 37 | 0 | 0 | 0 | #NAME? | #NAME? | #NAME? | #NAME? | #NAME? | #NAME? | TRUE | 0 | TRUE | FALSE | #NAME? | #NAME? | #NAME? | #NAME? | #NAME? | #NAME? | #NAME? | #NAME? | #NAME? | #NAME? |  |  | 1: 0; 2: 0; 3: 0; 4: 0 | 0 |  | 0 | 0 | 0 | 19655 | 0 | 0 | 0 |  | 0 | 790 | 790 | 1965-05-06 | #NAME? | #NAME? | #NAME?
1965-05-07 | 1965 | 5 | 127 | 7 | 6 | -1.1 | 3.7045 | 7 | 0 | 0 | 0 | #NAME? | #NAME? | #NAME? | #NAME? | #NAME? | #NAME? | FALSE | 0 | TRUE | FALSE | #NAME? | #NAME? | #NAME? | #NAME? | #NAME? | #NAME? | #NAME? | #NAME? | #NAME? | #NAME? |  |  | 1: 0; 2: 0; 3: 0; 4: 0 | 0 |  | 0 | 0 | 0 | 19655 | 0 | 0 | 0 |  | 0 | 791 | 791 | 1965-05-07 | #NAME? | #NAME? | #NAME?
1965-05-08 | 1965 | 5 | 128 | 8 | 7 | 0 | 4.2098 | 8.6667 | 0 | 0 | 0 | #NAME? | #NAME? | #NAME? | #NAME? | #NAME? | #NAME? | FALSE | 0 | TRUE | TRUE | #NAME? | #NAME? | #NAME? | #NAME? | #NAME? | #NAME? | #NAME? | #NAME? | #NAME? | #NAME? |  |  | 1: 0; 2: 0; 3: 4.601; 4: 0 | 4.601 |  | 67.4817 | 103.9004 | 107.1139 | 19655 | 4.601 | 67.4817 | 110.3786 |  | 0 | 792 | 792 | 1965-05-08 | #NAME? | #NAME? | #NAME?
1965-05-09 | 1965 | 5 | 129 | 9 | 1 | 3.3 | 5.0061 | 11.6667 | 0 | 0 | 0 | #NAME? | #NAME? | #NAME? | #NAME? | #NAME? | #NAME? | TRUE | 0 | TRUE | FALSE | #NAME? | #NAME? | #NAME? | #NAME? | #NAME? | #NAME? | #NAME? | #NAME? | #NAME? | #NAME? |  |  | 1: 0; 2: 0; 3: 0; 4: 0 | 0 |  | 0 | 0 | 0 | 19655 | 0 | 0 | 0 |  | 0 | 793 | 793 | 1965-05-09 | #NAME? | #NAME? | #NAME?
1965-05-10 | 1965 | 5 | 130 | 10 | 2 | 2.8 | 5.2423 | 8 | 0 | 0 | 0 | #NAME? | #NAME? | #NAME? | #NAME? | #NAME? | #NAME? | FALSE | 0 | TRUE | FALSE | #NAME? | #NAME? | #NAME? | #NAME? | #NAME? | #NAME? | #NAME? | #NAME? | #NAME? | #NAME? |  |  | 1: 0; 2: 0; 3: 0; 4: 0 | 0 |  | 0 | 0 | 0 | 19655 | 0 | 0 | 0 |  | 0 | 794 | 794 | 1965-05-10 | #NAME? | #NAME? | #NAME?
1965-05-11 | 1965 | 5 | 131 | 11 | 3 | 2.2 | 5.4375 | 17.1667 | 0 | 0 | 0 | #NAME? | #NAME? | #NAME? | #NAME? | #NAME? | #NAME? | TRUE | 0 | TRUE | TRUE | #NAME? | #NAME? | #NAME? | #NAME? | #NAME? | #NAME? | #NAME? | #NAME? | #NAME? | #NAME? |  |  | 1: 3.4162; 2: 5.9135; 3: 0; 4: 0 | 9.3297 |  | 223.5663 | 363.2829 | 376.0469 | 19655 | 9.3297 | 223.5663 | 365.6833 |  | 0 | 795 | 795 | 1965-05-11 | #NAME? | #NAME? | #NAME?
1965-05-12 | 1965 | 5 | 132 | 12 | 4 | 6.7 | 5.2603 | 12 | 0 | 0 | 0 | #NAME? | #NAME? | #NAME? | #NAME? | #NAME? | #NAME? | FALSE | 0 | TRUE | TRUE | #NAME? | #NAME? | #NAME? | #NAME? | #NAME? | #NAME? | #NAME? | #NAME? | #NAME? | #NAME? |  |  | 1: 0; 2: 0; 3: 0; 4: 12.3033 | 12.3033 |  | 360.896 | 555.6653 | 572.8508 | 19655 | 12.3033 | 360.896 | 590.311 |  | 0 | 796 | 796 | 1965-05-12 | #NAME? | #NAME? | #NAME?
1965-05-13 | 1965 | 5 | 133 | 13 | 5 | 4.4 | 3.6707 | 34 | 0 | 0 | 0 | #NAME? | #NAME? | #NAME? | #NAME? | #NAME? | #NAME? | TRUE | 0 | TRUE | FALSE | #NAME? | #NAME? | #NAME? | #NAME? | #NAME? | #NAME? | #NAME? | #NAME? | #NAME? | #NAME? |  |  | 1: 0; 2: 0; 3: 0; 4: 0 | 0 |  | 0 | 0 | 0 | 19655 | 0 | 0 | 0 |  | 0 | 797 | 797 | 1965-05-13 | #NAME? | #NAME? | #NAME?
1965-05-14 | 1965 | 5 | 134 | 14 | 6 | 1.7 | 4.3024 | 9.6667 | 1.5 | 1.5 | 0 | #NAME? | #NAME? | #NAME? | #NAME? | #NAME? | #NAME? | FALSE | 0 | TRUE | TRUE | #NAME? | #NAME? | #NAME? | #NAME? | #NAME? | #NAME? | #NAME? | #NAME? | #NAME? | #NAME? |  |  | 1: 0; 2: 0; 3: 0; 4: 4.2989 | 4.2989 |  | 126.1012 | 194.1559 | 200.1607 | 19655 | 4.2989 | 126.1012 | 206.2615 |  | 0 | 798 | 798 | 1965-05-14 | #NAME? | #NAME? | #NAME?
1965-05-15 | 1965 | 5 | 135 | 15 | 7 | 5 | 3.7029 | 22 | 0 | 0 | 0 | #NAME? | #NAME? | #NAME? | #NAME? | #NAME? | #NAME? | FALSE | 1.5 | TRUE | FALSE | #NAME? | #NAME? | #NAME? | #NAME? | #NAME? | #NAME? | #NAME? | #NAME? | #NAME? | #NAME? |  |  | 1: 0; 2: 0; 3: 0; 4: 0 | 0 |  | 0 | 0 | 0 | 19655 | 0 | 0 | 0 |  | 0 | 799 | 799 | 1965-05-15 | #NAME? | #NAME? | #NAME?
1965-05-16 | 1965 | 5 | 136 | 16 | 1 | 2.8 | 5.3176 | 6 | 0 | 0 | 0 | #NAME? | #NAME? | #NAME? | #NAME? | #NAME? | #NAME? | TRUE | 1.5 | TRUE | FALSE | #NAME? | #NAME? | #NAME? | #NAME? | #NAME? | #NAME? | #NAME? | #NAME? | #NAME? | #NAME? |  |  | 1: 0; 2: 0; 3: 0; 4: 0 | 0 |  | 0 | 0 | 0 | 19655 | 0 | 0 | 0 |  | 0 | 800 | 800 | 1965-05-16 | #NAME? | #NAME? | #NAME?
1965-05-17 | 1965 | 5 | 137 | 17 | 2 | 1.1 | 6.2635 | 42.8333 | 0 | 0 | 0 | #NAME? | #NAME? | #NAME? | #NAME? | #NAME? | #NAME? | FALSE | 0 | TRUE | FALSE | #NAME? | #NAME? | #NAME? | #NAME? | #NAME? | #NAME? | #NAME? | #NAME? | #NAME? | #NAME? |  |  | 1: 0; 2: 0; 3: 0; 4: 0 | 0 |  | 0 | 0 | 0 | 19655 | 0 | 0 | 0 |  | 0 | 801 | 801 | 1965-05-17 | #NAME? | #NAME? | #NAME?
1965-05-18 | 1965 | 5 | 138 | 18 | 3 | -2.8 | 3.8747 | 0.83333 | 0 | 0 | 0 | #NAME? | #NAME? | #NAME? | #NAME? | #NAME? | #NAME? | TRUE | 0 | TRUE | FALSE | #NAME? | #NAME? | #NAME? | #NAME? | #NAME? | #NAME? | #NAME? | #NAME? | #NAME? | #NAME? |  |  | 1: 0; 2: 0; 3: 0; 4: 0 | 0 |  | 0 | 0 | 0 | 19655 | 0 | 0 | 0 |  | 0 | 802 | 802 | 1965-05-18 | #NAME? | #NAME? | #NAME?
1965-05-19 | 1965 | 5 | 139 | 19 | 4 | 1.7 | 3.9368 | 21.6667 | 0 | 0 | 0 | #NAME? | #NAME? | #NAME? | #NAME? | #NAME? | #NAME? | FALSE | 0 | TRUE | FALSE | #NAME? | #NAME? | #NAME? | #NAME? | #NAME? | #NAME? | #NAME? | #NAME? | #NAME? | #NAME? |  |  | 1: 0; 2: 0; 3: 0; 4: 0 | 0 |  | 0 | 0 | 0 | 19655 | 0 | 0 | 0 |  | 0 | 803 | 803 | 1965-05-19 | #NAME? | #NAME? | #NAME?
1965-05-20 | 1965 | 5 | 140 | 20 | 5 | 0.6 | 3.0393 | 30.5 | 9.1 | 9.1 | 3.075 | #NAME? | #NAME? | #NAME? | #NAME? | #NAME? | #NAME? | TRUE | 0 | TRUE | FALSE | #NAME? | #NAME? | #NAME? | #NAME? | #NAME? | #NAME? | #NAME? | #NAME? | #NAME? | #NAME? |  |  | 1: 0; 2: 0; 3: 0; 4: 0 | 0 |  | 0 | 0 | 0 | 19655 | 0 | 0 | 0 |  | 0 | 804 | 804 | 1965-05-20 | #NAME? | #NAME? | #NAME?
1965-05-21 | 1965 | 5 | 141 | 21 | 6 | -0.6 | 3.4474 | 7 | 0 | 0 | 0 | #NAME? | #NAME? | #NAME? | #NAME? | #NAME? | #NAME? | FALSE | 9.1 | TRUE | FALSE | #NAME? | #NAME? | #NAME? | #NAME? | #NAME? | #NAME? | #NAME? | #NAME? | #NAME? | #NAME? |  |  | 1: 0; 2: 0; 3: 0; 4: 0 | 0 |  | 0 | 0 | 0 | 19655 | 0 | 0 | 0 |  | 0 | 805 | 805 | 1965-05-21 | #NAME? | #NAME? | #NAME?
1965-05-22 | 1965 | 5 | 142 | 22 | 7 | 2.8 | 3.7022 | 11.5 | 0 | 0 | 0 | #NAME? | #NAME? | #NAME? | #NAME? | #NAME? | #NAME? | FALSE | 9.1 | TRUE | TRUE | #NAME? | #NAME? | #NAME? | #NAME? | #NAME? | #NAME? | #NAME? | #NAME? | #NAME? | #NAME? |  |  | 1: 0; 2: 0; 3: 4.0184; 4: 0 | 4.0184 |  | 58.937 | 90.7443 | 93.5508 | 19655 | 4.0184 | 58.937 | 96.4022 |  | 0 | 806 | 806 | 1965-05-22 | #NAME? | #NAME? | #NAME?
1965-05-23 | 1965 | 5 | 143 | 23 | 1 | 5.6 | 2.2063 | 9.5 | 7.5 | 7.5 | 1.875 | #NAME? | #NAME? | #NAME? | #NAME? | #NAME? | #NAME? | TRUE | 0 | TRUE | TRUE | #NAME? | #NAME? | #NAME? | #NAME? | #NAME? | #NAME? | #NAME? | #NAME? | #NAME? | #NAME? |  |  | 1: 0; 2: 0; 3: 0; 4: 0 | 0 |  | 0 | 0 | 0 | 19655 | 0 | 0 | 0 |  | 0 | 807 | 807 | 1965-05-23 | #NAME? | #NAME? | #NAME?
1965-05-24 | 1965 | 5 | 144 | 24 | 2 | 3.9 | 3.844 | 29.3333 | 5.4 | 5.4 | 0.3 | #NAME? | #NAME? | #NAME? | #NAME? | #NAME? | #NAME? | FALSE | 7.5 | TRUE | TRUE | #NAME? | #NAME? | #NAME? | #NAME? | #NAME? | #NAME? | #NAME? | #NAME? | #NAME? | #NAME? |  |  | 1: 0; 2: 0; 3: 0; 4: 9.4945 | 9.4945 |  | 278.5063 | 428.8113 | 442.0735 | 19655 | 9.4945 | 278.5063 | 455.5476 |  | 0 | 808 | 808 | 1965-05-24 | #NAME? | #NAME? | #NAME?
1965-05-25 | 1965 | 5 | 145 | 25 | 3 | 5 | 4.806 | 38.8333 | 2.4 | 2.4 | 0 | #NAME? | #NAME? | #NAME? | #NAME? | #NAME? | #NAME? | TRUE | 12.9 | FALSE | FALSE | #NAME? | #NAME? | #NAME? | #NAME? | #NAME? | #NAME? | #NAME? | #NAME? | #NAME? | #NAME? |  |  | 1: 0; 2: 0; 3: 0; 4: 0 | 0 |  | 0 | 0 | 0 | 19655 | 0 | 0 | 0 |  | 0 | 809 | 809 | 1965-05-25 | #NAME? | #NAME? | #NAME?
1965-05-26 | 1965 | 5 | 146 | 26 | 4 | 2.2 | 3.915 | 1 | 0 | 0 | 0 | #NAME? | #NAME? | #NAME? | #NAME? | #NAME? | #NAME? | FALSE | 7.8 | TRUE | TRUE | #NAME? | #NAME? | #NAME? | #NAME? | #NAME? | #NAME? | #NAME? | #NAME? | #NAME? | #NAME? |  |  | 1: 0; 2: 0; 3: 4.1049; 4: 4.9233 | 9.0282 |  | 204.6222 | 315.0533 | 324.7972 | 19655 | 9.0282 | 204.6222 | 334.6968 |  | 0 | 810 | 810 | 1965-05-26 | #NAME? | #NAME? | #NAME?
1965-05-27 | 1965 | 5 | 147 | 27 | 5 | 8.3 | 5.2462 | 9.8333 | 0 | 0 | 0 | #NAME? | #NAME? | #NAME? | #NAME? | #NAME? | #NAME? | TRUE | 2.4 | TRUE | TRUE | #NAME? | #NAME? | #NAME? | #NAME? | #NAME? | #NAME? | #NAME? | #NAME? | #NAME? | #NAME? |  |  | 1: 9.963; 2: 19.3183; 3: 0; 4: 0 | 29.2813 |  | 712.7949 | 1159.7495 | 1200.6111 | 19655 | 29.2813 | 712.7949 | 1165.9056 |  | 0 | 811 | 811 | 1965-05-27 | #NAME? | #NAME? | #NAME?
1965-05-28 | 1965 | 5 | 148 | 28 | 6 | 7.8 | 5.2682 | 6.3333 | 0 | 0 | 0 | #NAME? | #NAME? | #NAME? | #NAME? | #NAME? | #NAME? | FALSE | 0 | TRUE | TRUE | #NAME? | #NAME? | #NAME? | #NAME? | #NAME? | #NAME? | #NAME? | #NAME? | #NAME? | #NAME? |  |  | 1: 0; 2: 0; 3: 0; 4: 5.1654 | 5.1654 |  | 151.5189 | 233.291 | 240.5062 | 19655 | 5.1654 | 151.5189 | 247.8367 |  | 0 | 812 | 812 | 1965-05-28 | #NAME? | #NAME? | #NAME?
1965-05-29 | 1965 | 5 | 149 | 29 | 7 | 9.4 | 5.0986 | 10.5 | 0 | 0 | 0 | #NAME? | #NAME? | #NAME? | #NAME? | #NAME? | #NAME? | FALSE | 0 | TRUE | TRUE | #NAME? | #NAME? | #NAME? | #NAME? | #NAME? | #NAME? | #NAME? | #NAME? | #NAME? | #NAME? |  |  | 1: 0; 2: 0; 3: 4.4431; 4: 0 | 4.4431 |  | 65.1656 | 100.3343 | 103.4375 | 19655 | 4.4431 | 65.1656 | 106.5902 |  | 0 | 813 | 813 | 1965-05-29 | #NAME? | #NAME? | #NAME?
1965-05-30 | 1965 | 5 | 150 | 30 | 1 | 7.2 | 3.3392 | 13.3333 | 10.2 | 10.2 | 3.9 | #NAME? | #NAME? | #NAME? | #NAME? | #NAME? | #NAME? | TRUE | 0 | TRUE | TRUE | #NAME? | #NAME? | #NAME? | #NAME? | #NAME? | #NAME? | #NAME? | #NAME? | #NAME? | #NAME? |  |  | 1: 0; 2: 0; 3: 0; 4: 0 | 0 |  | 0 | 0 | 0 | 19655 | 0 | 0 | 0 |  | 0 | 814 | 814 | 1965-05-30 | #NAME? | #NAME? | #NAME?
1965-05-31 | 1965 | 5 | 151 | 31 | 2 | 5.6 | 3.9918 | 28.3333 | 7.4 | 7.4 | 1.8 | #NAME? | #NAME? | #NAME? | #NAME? | #NAME? | #NAME? | FALSE | 10.2 | FALSE | TRUE | #NAME? | #NAME? | #NAME? | #NAME? | #NAME? | #NAME? | #NAME? | #NAME? | #NAME? | #NAME? |  |  | 1: 0; 2: 0; 3: 0; 4: 0 | 0 |  | 0 | 0 | 0 | 19655 | 0 | 0 | 0 |  | 0 | 815 | 815 | 1965-05-31 | #NAME? | #NAME? | #NAME?
1965-06-01 | 1965 | 6 | 152 | 1 | 3 | 6.1 | 4.0141 | 24 | 0 | 0 | 0 | #NAME? | #NAME? | #NAME? | #NAME? | #NAME? | #NAME? | TRUE | 17.6 | FALSE | TRUE | #NAME? | #NAME? | #NAME? | #NAME? | #NAME? | #NAME? | #NAME? | #NAME? | #NAME? | #NAME? |  |  | 1: 0; 2: 0; 3: 0; 4: 0 | 0 |  | 0 | 0 | 0 | 19656 | 0 | 0 | 0 |  | 0 | 816 | 816 | 1965-06-01 | #NAME? | #NAME? | #NAME?
1965-06-02 | 1965 | 6 | 153 | 2 | 4 | 9.4 | 5.1012 | 9.8333 | 0 | 0 | 0 | #NAME? | #NAME? | #NAME? | #NAME? | #NAME? | #NAME? | FALSE | 7.4 | TRUE | TRUE | #NAME? | #NAME? | #NAME? | #NAME? | #NAME? | #NAME? | #NAME? | #NAME? | #NAME? | #NAME? |  |  | 1: 0; 2: 0; 3: 0; 4: 6.2415 | 6.2415 |  | 183.0853 | 281.8932 | 290.6116 | 19656 | 6.2415 | 183.0853 | 299.4692 |  | 0 | 817 | 817 | 1965-06-02 | #NAME? | #NAME? | #NAME?
1965-06-03 | 1965 | 6 | 154 | 3 | 5 | 7.2 | 4.5286 | 21.5 | 1 | 1 | 0 | #NAME? | #NAME? | #NAME? | #NAME? | #NAME? | #NAME? | TRUE | 0 | TRUE | TRUE | #NAME? | #NAME? | #NAME? | #NAME? | #NAME? | #NAME? | #NAME? | #NAME? | #NAME? | #NAME? |  |  | 1: 0; 2: 0; 3: 0; 4: 0 | 0 |  | 0 | 0 | 0 | 19656 | 0 | 0 | 0 |  | 0 | 818 | 818 | 1965-06-03 | #NAME? | #NAME? | #NAME?
1965-06-04 | 1965 | 6 | 155 | 4 | 6 | 4.4 | 4.3113 | 15 | 0 | 0 | 0 | #NAME? | #NAME? | #NAME? | #NAME? | #NAME? | #NAME? | FALSE | 1 | TRUE | TRUE | #NAME? | #NAME? | #NAME? | #NAME? | #NAME? | #NAME? | #NAME? | #NAME? | #NAME? | #NAME? |  |  | 1: 0; 2: 0; 3: 0; 4: 5.2964 | 5.2964 |  | 155.3612 | 239.207 | 246.6051 | 19656 | 5.2964 | 155.3612 | 254.1215 |  | 0 | 819 | 819 | 1965-06-04 | #NAME? | #NAME? | #NAME?
1965-06-05 | 1965 | 6 | 156 | 5 | 7 | 5.6 | 5.4719 | 10.3333 | 0 | 0 | 0 | #NAME? | #NAME? | #NAME? | #NAME? | #NAME? | #NAME? | FALSE | 1 | TRUE | TRUE | #NAME? | #NAME? | #NAME? | #NAME? | #NAME? | #NAME? | #NAME? | #NAME? | #NAME? | #NAME? |  |  | 1: 0; 2: 0; 3: 0; 4: 0 | 0 |  | 0 | 0 | 0 | 19656 | 0 | 0 | 0 |  | 0 | 820 | 820 | 1965-06-05 | #NAME? | #NAME? | #NAME?
1965-06-06 | 1965 | 6 | 157 | 6 | 1 | 3.3 | 4.1068 | 35.3333 | 0 | 0 | 0 | #NAME? | #NAME? | #NAME? | #NAME? | #NAME? | #NAME? | TRUE | 0 | TRUE | FALSE | #NAME? | #NAME? | #NAME? | #NAME? | #NAME? | #NAME? | #NAME? | #NAME? | #NAME? | #NAME? |  |  | 1: 0; 2: 0; 3: 0; 4: 0 | 0 |  | 0 | 0 | 0 | 19656 | 0 | 0 | 0 |  | 0 | 821 | 821 | 1965-06-06 | #NAME? | #NAME? | #NAME?
1965-06-07 | 1965 | 6 | 158 | 7 | 2 | 0.6 | 4.0868 | 2.1667 | 0 | 0 | 0 | #NAME? | #NAME? | #NAME? | #NAME? | #NAME? | #NAME? | FALSE | 0 | TRUE | TRUE | #NAME? | #NAME? | #NAME? | #NAME? | #NAME? | #NAME? | #NAME? | #NAME? | #NAME? | #NAME? |  |  | 1: 0; 2: 0; 3: 2.3517; 4: 7.6395 | 9.9912 |  | 258.5843 | 398.1377 | 410.4513 | 19656 | 9.9912 | 258.5843 | 422.9616 |  | 0 | 822 | 822 | 1965-06-07 | #NAME? | #NAME? | #NAME?
1965-06-08 | 1965 | 6 | 159 | 8 | 3 | 4.4 | 5.9818 | 12.8333 | 0 | 0 | 0 | #NAME? | #NAME? | #NAME? | #NAME? | #NAME? | #NAME? | TRUE | 0 | TRUE | TRUE | #NAME? | #NAME? | #NAME? | #NAME? | #NAME? | #NAME? | #NAME? | #NAME? | #NAME? | #NAME? |  |  | 1: 6.8664; 2: 12.8555; 3: 0; 4: 0 | 19.7219 |  | 477.8027 | 777.1035 | 804.4604 | 19656 | 19.7219 | 477.8027 | 781.5331 |  | 0 | 823 | 823 | 1965-06-08 | #NAME? | #NAME? | #NAME?
1965-06-09 | 1965 | 6 | 160 | 9 | 4 | 12.8 | 6.6942 | 11 | 0 | 0 | 0 | #NAME? | #NAME? | #NAME? | #NAME? | #NAME? | #NAME? | FALSE | 0 | TRUE | TRUE | #NAME? | #NAME? | #NAME? | #NAME? | #NAME? | #NAME? | #NAME? | #NAME? | #NAME? | #NAME? |  |  | 1: 0; 2: 0; 3: 0; 4: 5.57 | 5.57 |  | 163.3857 | 251.5622 | 259.3425 | 19656 | 5.57 | 163.3857 | 267.2471 |  | 0 | 824 | 824 | 1965-06-09 | #NAME? | #NAME? | #NAME?
1965-06-10 | 1965 | 6 | 161 | 10 | 5 | 12.2 | 6.9653 | 19 | 0 | 0 | 0 | #NAME? | #NAME? | #NAME? | #NAME? | #NAME? | #NAME? | TRUE | 0 | TRUE | TRUE | #NAME? | #NAME? | #NAME? | #NAME? | #NAME? | #NAME? | #NAME? | #NAME? | #NAME? | #NAME? |  |  | 1: 0; 2: 0; 3: 0; 4: 0 | 0 |  | 0 | 0 | 0 | 19656 | 0 | 0 | 0 |  | 0 | 825 | 825 | 1965-06-10 | #NAME? | #NAME? | #NAME?
1965-06-11 | 1965 | 6 | 162 | 11 | 6 | 12.2 | 7.6227 | 12.5 | 0 | 0 | 0 | #NAME? | #NAME? | #NAME? | #NAME? | #NAME? | #NAME? | FALSE | 0 | TRUE | TRUE | #NAME? | #NAME? | #NAME? | #NAME? | #NAME? | #NAME? | #NAME? | #NAME? | #NAME? | #NAME? |  |  | 1: 0; 2: 0; 3: 0; 4: 7.5127 | 7.5127 |  | 220.3728 | 339.3042 | 349.7981 | 19656 | 7.5127 | 220.3728 | 360.4598 |  | 0 | 826 | 826 | 1965-06-11 | #NAME? | #NAME? | #NAME?
1965-06-12 | 1965 | 6 | 163 | 12 | 7 | 7.8 | 3.6874 | 10.1667 | 21 | 21 | 12 | #NAME? | #NAME? | #NAME? | #NAME? | #NAME? | #NAME? | FALSE | 0 | TRUE | TRUE | #NAME? | #NAME? | #NAME? | #NAME? | #NAME? | #NAME? | #NAME? | #NAME? | #NAME? | #NAME? |  |  | 1: 0; 2: 0; 3: 2.3614; 4: 0 | 2.3614 |  | 34.6344 | 53.326 | 54.9753 | 19656 | 2.3614 | 34.6344 | 56.6509 |  | 0 | 827 | 827 | 1965-06-12 | #NAME? | #NAME? | #NAME?
1965-06-13 | 1965 | 6 | 164 | 13 | 1 | 7.8 | 3.6596 | 17.3333 | 0.3 | 0.3 | 0 | #NAME? | #NAME? | #NAME? | #NAME? | #NAME? | #NAME? | TRUE | 21 | FALSE | TRUE | #NAME? | #NAME? | #NAME? | #NAME? | #NAME? | #NAME? | #NAME? | #NAME? | #NAME? | #NAME? |  |  | 1: 0; 2: 0; 3: 0; 4: 0 | 0 |  | 0 | 0 | 0 | 19656 | 0 | 0 | 0 |  | 0 | 828 | 828 | 1965-06-13 | #NAME? | #NAME? | #NAME?
1965-06-14 | 1965 | 6 | 165 | 14 | 2 | 7.2 | 3.4414 | 11.6667 | 2.4 | 2.4 | 0 | #NAME? | #NAME? | #NAME? | #NAME? | #NAME? | #NAME? | FALSE | 21.3 | FALSE | TRUE | #NAME? | #NAME? | #NAME? | #NAME? | #NAME? | #NAME? | #NAME? | #NAME? | #NAME? | #NAME? |  |  | 1: 0; 2: 0; 3: 0; 4: 0 | 0 |  | 0 | 0 | 0 | 19656 | 0 | 0 | 0 |  | 0 | 829 | 829 | 1965-06-14 | #NAME? | #NAME? | #NAME?
1965-06-15 | 1965 | 6 | 166 | 15 | 3 | 8.3 | 2.7369 | 19.5 | 21.8 | 21.8 | 12.6 | #NAME? | #NAME? | #NAME? | #NAME? | #NAME? | #NAME? | TRUE | 2.7 | TRUE | TRUE | #NAME? | #NAME? | #NAME? | #NAME? | #NAME? | #NAME? | #NAME? | #NAME? | #NAME? | #NAME? |  |  | 1: 2.023; 2: 4.8129; 3: 0; 4: 0 | 6.8359 |  | 170.8481 | 278.5658 | 288.4252 | 19656 | 6.8359 | 170.8481 | 279.4531 |  | 0 | 830 | 830 | 1965-06-15 | #NAME? | #NAME? | #NAME?
1965-06-16 | 1965 | 6 | 167 | 16 | 4 | 8.9 | 2.6625 | 12.8333 | 3.7 | 3.7 | 0 | #NAME? | #NAME? | #NAME? | #NAME? | #NAME? | #NAME? | FALSE | 24.2 | FALSE | TRUE | #NAME? | #NAME? | #NAME? | #NAME? | #NAME? | #NAME? | #NAME? | #NAME? | #NAME? | #NAME? |  |  | 1: 0; 2: 0; 3: 0; 4: 0 | 0 |  | 0 | 0 | 0 | 19656 | 0 | 0 | 0 |  | 0 | 831 | 831 | 1965-06-16 | #NAME? | #NAME? | #NAME?
1965-06-17 | 1965 | 6 | 168 | 17 | 5 | 11.1 | 3.3488 | 17.6667 | 23.6 | 23.6 | 13.95 | #NAME? | #NAME? | #NAME? | #NAME? | #NAME? | #NAME? | TRUE | 25.5 | FALSE | TRUE | #NAME? | #NAME? | #NAME? | #NAME? | #NAME? | #NAME? | #NAME? | #NAME? | #NAME? | #NAME? |  |  | 1: 0; 2: 0; 3: 0; 4: 0 | 0 |  | 0 | 0 | 0 | 19656 | 0 | 0 | 0 |  | 0 | 832 | 832 | 1965-06-17 | #NAME? | #NAME? | #NAME?
1965-06-18 | 1965 | 6 | 169 | 18 | 6 | 11.1 | 4.8113 | 26.6667 | 2.3 | 2.3 | 0 | #NAME? | #NAME? | #NAME? | #NAME? | #NAME? | #NAME? | FALSE | 27.3 | FALSE | TRUE | #NAME? | #NAME? | #NAME? | #NAME? | #NAME? | #NAME? | #NAME? | #NAME? | #NAME? | #NAME? |  |  | 1: 0; 2: 0; 3: 0; 4: 0 | 0 |  | 0 | 0 | 0 | 19656 | 0 | 0 | 0 |  | 0 | 833 | 833 | 1965-06-18 | #NAME? | #NAME? | #NAME?
1965-06-19 | 1965 | 6 | 170 | 19 | 7 | 3.9 | 3.64 | 11 | 18.8 | 18.8 | 10.35 | #NAME? | #NAME? | #NAME? | #NAME? | #NAME? | #NAME? | FALSE | 25.9 | FALSE | TRUE | #NAME? | #NAME? | #NAME? | #NAME? | #NAME? | #NAME? | #NAME? | #NAME? | #NAME? | #NAME? |  |  | 1: 0; 2: 0; 3: 0; 4: 0 | 0 |  | 0 | 0 | 0 | 19656 | 0 | 0 | 0 |  | 0 | 834 | 834 | 1965-06-19 | #NAME? | #NAME? | #NAME?
1965-06-20 | 1965 | 6 | 171 | 20 | 1 | 5.6 | 5.2621 | 13.5 | 0 | 0 | 0 | #NAME? | #NAME? | #NAME? | #NAME? | #NAME? | #NAME? | TRUE | 21.1 | FALSE | TRUE | #NAME? | #NAME? | #NAME? | #NAME? | #NAME? | #NAME? | #NAME? | #NAME? | #NAME? | #NAME? |  |  | 1: 0; 2: 0; 3: 0; 4: 0 | 0 |  | 0 | 0 | 0 | 19656 | 0 | 0 | 0 |  | 0 | 835 | 835 | 1965-06-20 | #NAME? | #NAME? | #NAME?
1965-06-21 | 1965 | 6 | 172 | 21 | 2 | 4.4 | 3.5702 | 19.6667 | 2.6 | 2.6 | 0 | #NAME? | #NAME? | #NAME? | #NAME? | #NAME? | #NAME? | FALSE | 18.8 | FALSE | FALSE | #NAME? | #NAME? | #NAME? | #NAME? | #NAME? | #NAME? | #NAME? | #NAME? | #NAME? | #NAME? |  |  | 1: 0; 2: 0; 3: 0; 4: 0 | 0 |  | 0 | 0 | 0 | 19656 | 0 | 0 | 0 |  | 0 | 836 | 836 | 1965-06-21 | #NAME? | #NAME? | #NAME?
1965-06-22 | 1965 | 6 | 173 | 22 | 3 | 2.8 | 4.3042 | 6.3333 | 0 | 0 | 0 | #NAME? | #NAME? | #NAME? | #NAME? | #NAME? | #NAME? | TRUE | 2.6 | TRUE | TRUE | #NAME? | #NAME? | #NAME? | #NAME? | #NAME? | #NAME? | #NAME? | #NAME? | #NAME? | #NAME? |  |  | 1: 1.9181; 2: 2.5997; 3: 0; 4: 0 | 4.5178 |  | 104.3906 | 169.1084 | 175.0105 | 19656 | 4.5178 | 104.3906 | 170.7498 |  | 0 | 837 | 837 | 1965-06-22 | #NAME? | #NAME? | #NAME?
1965-06-23 | 1965 | 6 | 174 | 23 | 4 | 7.8 | 5.8954 | 7.8333 | 0 | 0 | 0 | #NAME? | #NAME? | #NAME? | #NAME? | #NAME? | #NAME? | FALSE | 2.6 | TRUE | TRUE | #NAME? | #NAME? | #NAME? | #NAME? | #NAME? | #NAME? | #NAME? | #NAME? | #NAME? | #NAME? |  |  | 1: 0; 2: 0; 3: 1.9861; 4: 9.505 | 11.4911 |  | 307.9427 | 474.134 | 488.798 | 19656 | 11.4911 | 307.9427 | 503.6962 |  | 0 | 838 | 838 | 1965-06-23 | #NAME? | #NAME? | #NAME?
1965-06-24 | 1965 | 6 | 175 | 24 | 5 | 11.1 | 5.2966 | 19.8333 | 0 | 0 | 0 | #NAME? | #NAME? | #NAME? | #NAME? | #NAME? | #NAME? | TRUE | 0 | TRUE | TRUE | #NAME? | #NAME? | #NAME? | #NAME? | #NAME? | #NAME? | #NAME? | #NAME? | #NAME? | #NAME? |  |  | 1: 0; 2: 0; 3: 0; 4: 0 | 0 |  | 0 | 0 | 0 | 19656 | 0 | 0 | 0 |  | 0 | 839 | 839 | 1965-06-24 | #NAME? | #NAME? | #NAME?
1965-06-25 | 1965 | 6 | 176 | 25 | 6 | 11.1 | 3.1968 | 15.5 | 30.5 | 30.5 | 19.125 | #NAME? | #NAME? | #NAME? | #NAME? | #NAME? | #NAME? | FALSE | 0 | TRUE | TRUE | #NAME? | #NAME? | #NAME? | #NAME? | #NAME? | #NAME? | #NAME? | #NAME? | #NAME? | #NAME? |  |  | 1: 0; 2: 0; 3: 0; 4: 5.1931 | 5.1931 |  | 152.3318 | 234.5425 | 241.7964 | 19656 | 5.1931 | 152.3318 | 249.1663 |  | 0 | 840 | 840 | 1965-06-25 | #NAME? | #NAME? | #NAME?
1965-06-26 | 1965 | 6 | 177 | 26 | 7 | 10 | 4.0024 | 37.3333 | 10.3 | 10.3 | 3.975 | #NAME? | #NAME? | #NAME? | #NAME? | #NAME? | #NAME? | FALSE | 30.5 | FALSE | TRUE | #NAME? | #NAME? | #NAME? | #NAME? | #NAME? | #NAME? | #NAME? | #NAME? | #NAME? | #NAME? |  |  | 1: 0; 2: 0; 3: 0; 4: 0 | 0 |  | 0 | 0 | 0 | 19656 | 0 | 0 | 0 |  | 0 | 841 | 841 | 1965-06-26 | #NAME? | #NAME? | #NAME?
1965-06-27 | 1965 | 6 | 178 | 27 | 1 | 7.8 | 3.4951 | 28.1667 | 11.1 | 11.1 | 4.575 | #NAME? | #NAME? | #NAME? | #NAME? | #NAME? | #NAME? | TRUE | 40.8 | FALSE | TRUE | #NAME? | #NAME? | #NAME? | #NAME? | #NAME? | #NAME? | #NAME? | #NAME? | #NAME? | #NAME? |  |  | 1: 0; 2: 0; 3: 0; 4: 0 | 0 |  | 0 | 0 | 0 | 19656 | 0 | 0 | 0 |  | 0 | 842 | 842 | 1965-06-27 | #NAME? | #NAME? | #NAME?
1965-06-28 | 1965 | 6 | 179 | 28 | 2 | 5.6 | 3.2499 | 21.8333 | 17.1 | 17.1 | 9.075 | #NAME? | #NAME? | #NAME? | #NAME? | #NAME? | #NAME? | FALSE | 21.4 | FALSE | TRUE | #NAME? | #NAME? | #NAME? | #NAME? | #NAME? | #NAME? | #NAME? | #NAME? | #NAME? | #NAME? |  |  | 1: 0; 2: 0; 3: 0; 4: 0 | 0 |  | 0 | 0 | 0 | 19656 | 0 | 0 | 0 |  | 0 | 843 | 843 | 1965-06-28 | #NAME? | #NAME? | #NAME?
1965-06-29 | 1965 | 6 | 180 | 29 | 3 | 7.8 | 2.7328 | 14.3333 | 3.6 | 3.6 | 0 | #NAME? | #NAME? | #NAME? | #NAME? | #NAME? | #NAME? | TRUE | 28.2 | FALSE | TRUE | #NAME? | #NAME? | #NAME? | #NAME? | #NAME? | #NAME? | #NAME? | #NAME? | #NAME? | #NAME? |  |  | 1: 0; 2: 0; 3: 0; 4: 0 | 0 |  | 0 | 0 | 0 | 19656 | 0 | 0 | 0 |  | 0 | 844 | 844 | 1965-06-29 | #NAME? | #NAME? | #NAME?
1965-06-30 | 1965 | 6 | 181 | 30 | 4 | 4.4 | 3.0779 | 4 | 0 | 0 | 0 | #NAME? | #NAME? | #NAME? | #NAME? | #NAME? | #NAME? | FALSE | 20.7 | FALSE | TRUE | #NAME? | #NAME? | #NAME? | #NAME? | #NAME? | #NAME? | #NAME? | #NAME? | #NAME? | #NAME? |  |  | 1: 0; 2: 0; 3: 0; 4: 0 | 0 |  | 0 | 0 | 0 | 19656 | 0 | 0 | 0 |  | 0 | 845 | 845 | 1965-06-30 | #NAME? | #NAME? | #NAME?
1965-07-01 | 1965 | 7 | 182 | 1 | 5 | 9.4 | 4.8006 | 3.6667 | 0 | 0 | 0 | #NAME? | #NAME? | #NAME? | #NAME? | #NAME? | #NAME? | TRUE | 3.6 | TRUE | TRUE | #NAME? | #NAME? | #NAME? | #NAME? | #NAME? | #NAME? | #NAME? | #NAME? | #NAME? | #NAME? |  |  | 1: 5.9804; 2: 8.7068; 3: 0; 4: 0 | 14.6872 |  | 343.1116 | 556.3488 | 575.8058 | 19657 | 14.6872 | 343.1116 | 561.2213 |  | 0 | 846 | 846 | 1965-07-01 | #NAME? | #NAME? | #NAME?
1965-07-02 | 1965 | 7 | 183 | 2 | 6 | 11.7 | 5.7424 | 4.5 | 0 | 0 | 0 | #NAME? | #NAME? | #NAME? | #NAME? | #NAME? | #NAME? | FALSE | 0 | TRUE | TRUE | #NAME? | #NAME? | #NAME? | #NAME? | #NAME? | #NAME? | #NAME? | #NAME? | #NAME? | #NAME? |  |  | 1: 0; 2: 0; 3: 0; 4: 8.1162 | 8.1162 |  | 238.075 | 366.5599 | 377.8968 | 19657 | 8.1162 | 238.075 | 389.4149 |  | 0 | 847 | 847 | 1965-07-02 | #NAME? | #NAME? | #NAME?
1965-07-03 | 1965 | 7 | 184 | 3 | 7 | 13.9 | 5.8498 | 5.6667 | 0.3 | 0.3 | 0 | #NAME? | #NAME? | #NAME? | #NAME? | #NAME? | #NAME? | FALSE | 0 | TRUE | TRUE | #NAME? | #NAME? | #NAME? | #NAME? | #NAME? | #NAME? | #NAME? | #NAME? | #NAME? | #NAME? |  |  | 1: 0; 2: 0; 3: 10.9294; 4: 0 | 10.9294 |  | 160.2973 | 246.8069 | 254.4401 | 19657 | 10.9294 | 160.2973 | 262.1953 |  | 0 | 848 | 848 | 1965-07-03 | #NAME? | #NAME? | #NAME?
1965-07-04 | 1965 | 7 | 185 | 4 | 1 | 11.7 | 4.7909 | 2.8333 | 0 | 0 | 0 | #NAME? | #NAME? | #NAME? | #NAME? | #NAME? | #NAME? | TRUE | 0.3 | TRUE | TRUE | #NAME? | #NAME? | #NAME? | #NAME? | #NAME? | #NAME? | #NAME? | #NAME? | #NAME? | #NAME? |  |  | 1: 7.782; 2: 8.9583; 3: 0; 4: 0 | 16.7404 |  | 376.9146 | 609.2055 | 630.3623 | 19657 | 16.7404 | 376.9146 | 616.5122 |  | 0 | 849 | 849 | 1965-07-04 | #NAME? | #NAME? | #NAME?
1965-07-05 | 1965 | 7 | 186 | 5 | 2 | 12.2 | 5.4007 | 7.5 | 0 | 0 | 0 | #NAME? | #NAME? | #NAME? | #NAME? | #NAME? | #NAME? | FALSE | 0.3 | TRUE | TRUE | #NAME? | #NAME? | #NAME? | #NAME? | #NAME? | #NAME? | #NAME? | #NAME? | #NAME? | #NAME? |  |  | 1: 0; 2: 0; 3: 3.3378; 4: 8.5009 | 11.8387 |  | 298.3135 | 459.308 | 473.5134 | 19657 | 11.8387 | 298.3135 | 487.9459 |  | 0 | 850 | 850 | 1965-07-05 | #NAME? | #NAME? | #NAME?
1965-07-06 | 1965 | 7 | 187 | 6 | 3 | 12.2 | 4.7846 | 7 | 6.9 | 6.9 | 1.425 | #NAME? | #NAME? | #NAME? | #NAME? | #NAME? | #NAME? | TRUE | 0 | TRUE | TRUE | #NAME? | #NAME? | #NAME? | #NAME? | #NAME? | #NAME? | #NAME? | #NAME? | #NAME? | #NAME? |  |  | 1: 0; 2: 0; 3: 0; 4: 0 | 0 |  | 0 | 0 | 0 | 19657 | 0 | 0 | 0 |  | 0 | 851 | 851 | 1965-07-06 | #NAME? | #NAME? | #NAME?
1965-07-07 | 1965 | 7 | 188 | 7 | 4 | 13.9 | 4.0995 | 15.1667 | 7.2 | 7.2 | 1.65 | #NAME? | #NAME? | #NAME? | #NAME? | #NAME? | #NAME? | FALSE | 6.9 | TRUE | TRUE | #NAME? | #NAME? | #NAME? | #NAME? | #NAME? | #NAME? | #NAME? | #NAME? | #NAME? | #NAME? |  |  | 1: 0; 2: 0; 3: 3.8413; 4: 3.4865 | 7.3278 |  | 158.6093 | 244.2079 | 251.7608 | 19657 | 7.3278 | 158.6093 | 259.4343 |  | 0 | 852 | 852 | 1965-07-07 | #NAME? | #NAME? | #NAME?
1965-07-08 | 1965 | 7 | 189 | 8 | 5 | 13.3 | 3.8809 | 8.3333 | 8.5 | 8.5 | 2.625 | #NAME? | #NAME? | #NAME? | #NAME? | #NAME? | #NAME? | TRUE | 14.1 | FALSE | TRUE | #NAME? | #NAME? | #NAME? | #NAME? | #NAME? | #NAME? | #NAME? | #NAME? | #NAME? | #NAME? |  |  | 1: 0; 2: 0; 3: 0; 4: 0 | 0 |  | 0 | 0 | 0 | 19657 | 0 | 0 | 0 |  | 0 | 853 | 853 | 1965-07-08 | #NAME? | #NAME? | #NAME?
1965-07-09 | 1965 | 7 | 190 | 9 | 6 | 11.7 | 3.3928 | 17.8333 | 6.7 | 6.7 | 1.275 | #NAME? | #NAME? | #NAME? | #NAME? | #NAME? | #NAME? | FALSE | 15.7 | FALSE | TRUE | #NAME? | #NAME? | #NAME? | #NAME? | #NAME? | #NAME? | #NAME? | #NAME? | #NAME? | #NAME? |  |  | 1: 0; 2: 0; 3: 0; 4: 0 | 0 |  | 0 | 0 | 0 | 19657 | 0 | 0 | 0 |  | 0 | 854 | 854 | 1965-07-09 | #NAME? | #NAME? | #NAME?
1965-07-10 | 1965 | 7 | 191 | 10 | 7 | 11.7 | 2.8511 | 14.1667 | 17.8 | 17.8 | 9.6 | #NAME? | #NAME? | #NAME? | #NAME? | #NAME? | #NAME? | FALSE | 15.2 | FALSE | TRUE | #NAME? | #NAME? | #NAME? | #NAME? | #NAME? | #NAME? | #NAME? | #NAME? | #NAME? | #NAME? |  |  | 1: 0; 2: 0; 3: 0; 4: 0 | 0 |  | 0 | 0 | 0 | 19657 | 0 | 0 | 0 |  | 0 | 855 | 855 | 1965-07-10 | #NAME? | #NAME? | #NAME?
1965-07-11 | 1965 | 7 | 192 | 11 | 1 | 8.9 | 2.9883 | 12.1667 | 5.3 | 5.3 | 0.225 | #NAME? | #NAME? | #NAME? | #NAME? | #NAME? | #NAME? | TRUE | 24.5 | FALSE | TRUE | #NAME? | #NAME? | #NAME? | #NAME? | #NAME? | #NAME? | #NAME? | #NAME? | #NAME? | #NAME? |  |  | 1: 0; 2: 0; 3: 0; 4: 0 | 0 |  | 0 | 0 | 0 | 19657 | 0 | 0 | 0 |  | 0 | 856 | 856 | 1965-07-11 | #NAME? | #NAME? | #NAME?
1965-07-12 | 1965 | 7 | 193 | 12 | 2 | 9.4 | 4.1495 | 18.5 | 2.4 | 2.4 | 0 | #NAME? | #NAME? | #NAME? | #NAME? | #NAME? | #NAME? | FALSE | 23.1 | FALSE | TRUE | #NAME? | #NAME? | #NAME? | #NAME? | #NAME? | #NAME? | #NAME? | #NAME? | #NAME? | #NAME? |  |  | 1: 0; 2: 0; 3: 0; 4: 0 | 0 |  | 0 | 0 | 0 | 19657 | 0 | 0 | 0 |  | 0 | 857 | 857 | 1965-07-12 | #NAME? | #NAME? | #NAME?
1965-07-13 | 1965 | 7 | 194 | 13 | 3 | 9.4 | 3.9998 | 9 | 1.6 | 1.6 | 0 | #NAME? | #NAME? | #NAME? | #NAME? | #NAME? | #NAME? | TRUE | 7.7 | TRUE | TRUE | #NAME? | #NAME? | #NAME? | #NAME? | #NAME? | #NAME? | #NAME? | #NAME? | #NAME? | #NAME? |  |  | 1: 3.6167; 2: 5.8436; 3: 0; 4: 0 | 9.4603 |  | 224.4569 | 364.4288 | 377.2102 | 19657 | 9.4603 | 224.4569 | 367.14 |  | 0 | 858 | 858 | 1965-07-13 | #NAME? | #NAME? | #NAME?
1965-07-14 | 1965 | 7 | 195 | 14 | 4 | 11.7 | 5.3125 | 8.6667 | 0 | 0 | 0 | #NAME? | #NAME? | #NAME? | #NAME? | #NAME? | #NAME? | FALSE | 4 | TRUE | TRUE | #NAME? | #NAME? | #NAME? | #NAME? | #NAME? | #NAME? | #NAME? | #NAME? | #NAME? | #NAME? |  |  | 1: 0; 2: 0; 3: 5.2972; 4: 8.1807 | 13.478 |  | 317.6607 | 489.0966 | 504.2233 | 19657 | 13.478 | 317.6607 | 519.5917 |  | 0 | 859 | 859 | 1965-07-14 | #NAME? | #NAME? | #NAME?
1965-07-15 | 1965 | 7 | 196 | 15 | 5 | 14.4 | 5.2756 | 13.3333 | 0 | 0 | 0 | #NAME? | #NAME? | #NAME? | #NAME? | #NAME? | #NAME? | TRUE | 1.6 | TRUE | TRUE | #NAME? | #NAME? | #NAME? | #NAME? | #NAME? | #NAME? | #NAME? | #NAME? | #NAME? | #NAME? |  |  | 1: 2.3887; 2: 3.0568; 3: 0; 4: 0 | 5.4455 |  | 124.7009 | 201.8532 | 208.8862 | 19657 | 5.4455 | 124.7009 | 203.971 |  | 0 | 860 | 860 | 1965-07-15 | #NAME? | #NAME? | #NAME?
1965-07-16 | 1965 | 7 | 197 | 16 | 6 | 10.6 | 5.0557 | 11.1667 | 0 | 0 | 0 | #NAME? | #NAME? | #NAME? | #NAME? | #NAME? | #NAME? | FALSE | 0 | TRUE | TRUE | #NAME? | #NAME? | #NAME? | #NAME? | #NAME? | #NAME? | #NAME? | #NAME? | #NAME? | #NAME? |  |  | 1: 0; 2: 0; 3: 0; 4: 5.3142 | 5.3142 |  | 155.884 | 240.0118 | 247.4349 | 19657 | 5.3142 | 155.884 | 254.9766 |  | 0 | 861 | 861 | 1965-07-16 | #NAME? | #NAME? | #NAME?
1965-07-17 | 1965 | 7 | 198 | 17 | 7 | 12.8 | 5.295 | 12.3333 | 0 | 0 | 0 | #NAME? | #NAME? | #NAME? | #NAME? | #NAME? | #NAME? | FALSE | 0 | TRUE | TRUE | #NAME? | #NAME? | #NAME? | #NAME? | #NAME? | #NAME? | #NAME? | #NAME? | #NAME? | #NAME? |  |  | 1: 0; 2: 0; 3: 2.1064; 4: 0 | 2.1064 |  | 30.8938 | 47.5666 | 49.0377 | 19657 | 2.1064 | 30.8938 | 50.5323 |  | 0 | 862 | 862 | 1965-07-17 | #NAME? | #NAME? | #NAME?
1965-07-18 | 1965 | 7 | 199 | 18 | 1 | 11.1 | 5.2035 | 13.1667 | 0 | 0 | 0 | #NAME? | #NAME? | #NAME? | #NAME? | #NAME? | #NAME? | TRUE | 0 | TRUE | TRUE | #NAME? | #NAME? | #NAME? | #NAME? | #NAME? | #NAME? | #NAME? | #NAME? | #NAME? | #NAME? |  |  | 1: 12.9105; 2: 18.5325; 3: 0; 4: 0 | 31.443 |  | 732.9734 | 1188.2848 | 1229.8259 | 19657 | 31.443 | 732.9734 | 1198.9111 |  | 0 | 863 | 863 | 1965-07-18 | #NAME? | #NAME? | #NAME?
1965-07-19 | 1965 | 7 | 200 | 19 | 2 | 7.8 | 4.757 | 1.8333 | 0 | 0 | 0 | #NAME? | #NAME? | #NAME? | #NAME? | #NAME? | #NAME? | FALSE | 0 | TRUE | TRUE | #NAME? | #NAME? | #NAME? | #NAME? | #NAME? | #NAME? | #NAME? | #NAME? | #NAME? | #NAME? |  |  | 1: 0; 2: 0; 3: 8.7226; 4: 8.5548 | 17.2775 |  | 378.8741 | 583.3459 | 601.3875 | 19657 | 17.2775 | 378.8741 | 619.7175 |  | 0 | 864 | 864 | 1965-07-19 | #NAME? | #NAME? | #NAME?
1965-07-20 | 1965 | 7 | 201 | 20 | 3 | 11.7 | 4.3797 | 6.6667 | 0 | 0 | 0 | #NAME? | #NAME? | #NAME? | #NAME? | #NAME? | #NAME? | TRUE | 0 | TRUE | TRUE | #NAME? | #NAME? | #NAME? | #NAME? | #NAME? | #NAME? | #NAME? | #NAME? | #NAME? | #NAME? |  |  | 1: 7.1369; 2: 10.9419; 3: 0; 4: 0 | 18.0788 |  | 425.6362 | 690.6152 | 714.8025 | 19657 | 18.0788 | 425.6362 | 696.2054 |  | 0 | 865 | 865 | 1965-07-20 | #NAME? | #NAME? | #NAME?
1965-07-21 | 1965 | 7 | 202 | 21 | 4 | 10 | 3.8253 | 4.5 | 40.7 | 40.7 | 26.775 | #NAME? | #NAME? | #NAME? | #NAME? | #NAME? | #NAME? | FALSE | 0 | TRUE | TRUE | #NAME? | #NAME? | #NAME? | #NAME? | #NAME? | #NAME? | #NAME? | #NAME? | #NAME? | #NAME? |  |  | 1: 0; 2: 0; 3: 1.0674; 4: 4.6888 | 5.7562 |  | 153.1941 | 235.8704 | 243.1653 | 19657 | 5.7562 | 153.1941 | 250.5769 |  | 0 | 866 | 866 | 1965-07-21 | #NAME? | #NAME? | #NAME?
1965-07-22 | 1965 | 7 | 203 | 22 | 5 | 9.4 | 3.5159 | 14.3333 | 2.5 | 2.5 | 0 | #NAME? | #NAME? | #NAME? | #NAME? | #NAME? | #NAME? | TRUE | 40.7 | FALSE | TRUE | #NAME? | #NAME? | #NAME? | #NAME? | #NAME? | #NAME? | #NAME? | #NAME? | #NAME? | #NAME? |  |  | 1: 0; 2: 0; 3: 0; 4: 0 | 0 |  | 0 | 0 | 0 | 19657 | 0 | 0 | 0 |  | 0 | 867 | 867 | 1965-07-22 | #NAME? | #NAME? | #NAME?
1965-07-23 | 1965 | 7 | 204 | 23 | 6 | 11.1 | 4.4106 | 9.8333 | 0 | 0 | 0 | #NAME? | #NAME? | #NAME? | #NAME? | #NAME? | #NAME? | FALSE | 43.2 | FALSE | TRUE | #NAME? | #NAME? | #NAME? | #NAME? | #NAME? | #NAME? | #NAME? | #NAME? | #NAME? | #NAME? |  |  | 1: 0; 2: 0; 3: 0; 4: 0 | 0 |  | 0 | 0 | 0 | 19657 | 0 | 0 | 0 |  | 0 | 868 | 868 | 1965-07-23 | #NAME? | #NAME? | #NAME?
1965-07-24 | 1965 | 7 | 205 | 24 | 7 | 9.4 | 4.411 | 11.8333 | 0 | 0 | 0 | #NAME? | #NAME? | #NAME? | #NAME? | #NAME? | #NAME? | FALSE | 2.5 | TRUE | TRUE | #NAME? | #NAME? | #NAME? | #NAME? | #NAME? | #NAME? | #NAME? | #NAME? | #NAME? | #NAME? |  |  | 1: 0; 2: 0; 3: 3.2123; 4: 0 | 3.2123 |  | 47.1139 | 72.5404 | 74.7839 | 19657 | 3.2123 | 47.1139 | 77.0633 |  | 0 | 869 | 869 | 1965-07-24 | #NAME? | #NAME? | #NAME?
1965-07-25 | 1965 | 7 | 206 | 25 | 1 | 10.6 | 5.0933 | 7.6667 | 0 | 0 | 0 | #NAME? | #NAME? | #NAME? | #NAME? | #NAME? | #NAME? | TRUE | 0 | TRUE | TRUE | #NAME? | #NAME? | #NAME? | #NAME? | #NAME? | #NAME? | #NAME? | #NAME? | #NAME? | #NAME? |  |  | 1: 7.2266; 2: 9.2714; 3: 0; 4: 0 | 16.498 |  | 377.9515 | 611.8111 | 633.1295 | 19657 | 16.498 | 377.9515 | 618.2083 |  | 0 | 870 | 870 | 1965-07-25 | #NAME? | #NAME? | #NAME?
1965-07-26 | 1965 | 7 | 207 | 26 | 2 | 12.8 | 5.8364 | 5.5 | 0 | 0 | 0 | #NAME? | #NAME? | #NAME? | #NAME? | #NAME? | #NAME? | FALSE | 0 | TRUE | TRUE | #NAME? | #NAME? | #NAME? | #NAME? | #NAME? | #NAME? | #NAME? | #NAME? | #NAME? | #NAME? |  |  | 1: 0; 2: 0; 3: 1.4738; 4: 9.9333 | 11.4071 |  | 312.9914 | 481.9073 | 496.8117 | 19657 | 11.4071 | 312.9914 | 511.9542 |  | 0 | 871 | 871 | 1965-07-26 | #NAME? | #NAME? | #NAME?
1965-07-27 | 1965 | 7 | 208 | 27 | 3 | 14.4 | 5.0918 | 15.1667 | 0 | 0 | 0 | #NAME? | #NAME? | #NAME? | #NAME? | #NAME? | #NAME? | TRUE | 0 | TRUE | TRUE | #NAME? | #NAME? | #NAME? | #NAME? | #NAME? | #NAME? | #NAME? | #NAME? | #NAME? | #NAME? |  |  | 1: 0; 2: 0; 3: 0; 4: 0 | 0 |  | 0 | 0 | 0 | 19657 | 0 | 0 | 0 |  | 0 | 872 | 872 | 1965-07-27 | #NAME? | #NAME? | #NAME?
1965-07-28 | 1965 | 7 | 209 | 28 | 4 | 15 | 4.9401 | 16.6667 | 5.6 | 5.6 | 0.45 | #NAME? | #NAME? | #NAME? | #NAME? | #NAME? | #NAME? | FALSE | 0 | TRUE | TRUE | #NAME? | #NAME? | #NAME? | #NAME? | #NAME? | #NAME? | #NAME? | #NAME? | #NAME? | #NAME? |  |  | 1: 0; 2: 0; 3: 4.3239; 4: 5.0805 | 9.4044 |  | 212.4452 | 327.0981 | 337.2146 | 19657 | 9.4044 | 212.4452 | 347.4927 |  | 0 | 873 | 873 | 1965-07-28 | #NAME? | #NAME? | #NAME?
1965-07-29 | 1965 | 7 | 210 | 29 | 5 | 11.7 | 3.8833 | 12.1667 | 12.8 | 12.8 | 5.85 | #NAME? | #NAME? | #NAME? | #NAME? | #NAME? | #NAME? | TRUE | 5.6 | TRUE | TRUE | #NAME? | #NAME? | #NAME? | #NAME? | #NAME? | #NAME? | #NAME? | #NAME? | #NAME? | #NAME? |  |  | 1: 12.3341; 2: 16.3233; 3: 0; 4: 0 | 28.6574 |  | 659.7168 | 1068.3716 | 1105.633 | 19657 | 28.6574 | 659.7168 | 1079.0866 |  | 0 | 874 | 874 | 1965-07-29 | #NAME? | #NAME? | #NAME?
1965-07-30 | 1965 | 7 | 211 | 30 | 6 | 10.6 | 3.8466 | 3.5 | 0 | 0 | 0 | #NAME? | #NAME? | #NAME? | #NAME? | #NAME? | #NAME? | FALSE | 18.4 | FALSE | TRUE | #NAME? | #NAME? | #NAME? | #NAME? | #NAME? | #NAME? | #NAME? | #NAME? | #NAME? | #NAME? |  |  | 1: 0; 2: 0; 3: 0; 4: 0 | 0 |  | 0 | 0 | 0 | 19657 | 0 | 0 | 0 |  | 0 | 875 | 875 | 1965-07-30 | #NAME? | #NAME? | #NAME?
1965-07-31 | 1965 | 7 | 212 | 31 | 7 | 12.8 | 4.7639 | 5 | 0 | 0 | 0 | #NAME? | #NAME? | #NAME? | #NAME? | #NAME? | #NAME? | FALSE | 12.8 | FALSE | TRUE | #NAME? | #NAME? | #NAME? | #NAME? | #NAME? | #NAME? | #NAME? | #NAME? | #NAME? | #NAME? |  |  | 1: 0; 2: 0; 3: 0; 4: 0 | 0 |  | 0 | 0 | 0 | 19657 | 0 | 0 | 0 |  | 0 | 876 | 876 | 1965-07-31 | #NAME? | #NAME? | #NAME?
1965-08-01 | 1965 | 8 | 213 | 1 | 1 | 12.2 | 5.3061 | 8 | 0 | 0 | 0 | #NAME? | #NAME? | #NAME? | #NAME? | #NAME? | #NAME? | TRUE | 0 | TRUE | TRUE | #NAME? | #NAME? | #NAME? | #NAME? | #NAME? | #NAME? | #NAME? | #NAME? | #NAME? | #NAME? |  |  | 1: 9.4353; 2: 12.8433; 3: 0; 4: 0 | 22.2787 |  | 515.1233 | 834.5262 | 863.6559 | 19658 | 22.2787 | 515.1233 | 842.5778 |  | 0 | 877 | 877 | 1965-08-01 | #NAME? | #NAME? | #NAME?
1965-08-02 | 1965 | 8 | 214 | 2 | 2 | 14.4 | 5.3513 | 1 | 0 | 0 | 0 | #NAME? | #NAME? | #NAME? | #NAME? | #NAME? | #NAME? | FALSE | 0 | TRUE | TRUE | #NAME? | #NAME? | #NAME? | #NAME? | #NAME? | #NAME? | #NAME? | #NAME? | #NAME? | #NAME? |  |  | 1: 0; 2: 0; 3: 2.0779; 4: 9.9341 | 12.012 |  | 321.8763 | 495.5873 | 510.9147 | 19658 | 12.012 | 321.8763 | 526.4871 |  | 0 | 878 | 878 | 1965-08-02 | #NAME? | #NAME? | #NAME?
1965-08-03 | 1965 | 8 | 215 | 3 | 3 | 13.9 | 4.896 | 10.3333 | 1.1 | 1.1 | 0 | #NAME? | #NAME? | #NAME? | #NAME? | #NAME? | #NAME? | TRUE | 0 | TRUE | TRUE | #NAME? | #NAME? | #NAME? | #NAME? | #NAME? | #NAME? | #NAME? | #NAME? | #NAME? | #NAME? |  |  | 1: 1.492; 2: 2.1124; 3: 0; 4: 0 | 3.6044 |  | 83.8464 | 135.9059 | 140.6552 | 19658 | 3.6044 | 83.8464 | 137.146 |  | 0 | 879 | 879 | 1965-08-03 | #NAME? | #NAME? | #NAME?
1965-08-04 | 1965 | 8 | 216 | 4 | 4 | 13.9 | 2.7005 | 18.3333 | 50.7 | 50.7 | 34.275 | #NAME? | #NAME? | #NAME? | #NAME? | #NAME? | #NAME? | FALSE | 1.1 | TRUE | TRUE | #NAME? | #NAME? | #NAME? | #NAME? | #NAME? | #NAME? | #NAME? | #NAME? | #NAME? | #NAME? |  |  | 1: 0; 2: 0; 3: 0; 4: 4.9728 | 4.9728 |  | 145.869 | 224.5919 | 231.5381 | 19658 | 4.9728 | 145.869 | 238.5952 |  | 0 | 880 | 880 | 1965-08-04 | #NAME? | #NAME? | #NAME?
1965-08-05 | 1965 | 8 | 217 | 5 | 5 | 12.8 | 3.0045 | 19.3333 | 3.4 | 3.4 | 0 | #NAME? | #NAME? | #NAME? | #NAME? | #NAME? | #NAME? | TRUE | 51.8 | FALSE | TRUE | #NAME? | #NAME? | #NAME? | #NAME? | #NAME? | #NAME? | #NAME? | #NAME? | #NAME? | #NAME? |  |  | 1: 0; 2: 0; 3: 0; 4: 0 | 0 |  | 0 | 0 | 0 | 19658 | 0 | 0 | 0 |  | 0 | 881 | 881 | 1965-08-05 | #NAME? | #NAME? | #NAME?
1965-08-06 | 1965 | 8 | 218 | 6 | 6 | 12.2 | 3.5753 | 10.1667 | 0.5 | 0.5 | 0 | #NAME? | #NAME? | #NAME? | #NAME? | #NAME? | #NAME? | FALSE | 54.1 | FALSE | TRUE | #NAME? | #NAME? | #NAME? | #NAME? | #NAME? | #NAME? | #NAME? | #NAME? | #NAME? | #NAME? |  |  | 1: 0; 2: 0; 3: 0; 4: 0 | 0 |  | 0 | 0 | 0 | 19658 | 0 | 0 | 0 |  | 0 | 882 | 882 | 1965-08-06 | #NAME? | #NAME? | #NAME?
1965-08-07 | 1965 | 8 | 219 | 7 | 7 | 12.2 | 3.9188 | 3.6667 | 0 | 0 | 0 | #NAME? | #NAME? | #NAME? | #NAME? | #NAME? | #NAME? | FALSE | 3.9 | TRUE | TRUE | #NAME? | #NAME? | #NAME? | #NAME? | #NAME? | #NAME? | #NAME? | #NAME? | #NAME? | #NAME? |  |  | 1: 0; 2: 0; 3: 2.9367; 4: 0 | 2.9367 |  | 43.071 | 66.3156 | 68.3666 | 19658 | 2.9367 | 43.071 | 70.4504 |  | 0 | 883 | 883 | 1965-08-07 | #NAME? | #NAME? | #NAME?
1965-08-08 | 1965 | 8 | 220 | 8 | 1 | 12.8 | 4.4704 | 5.3333 | 0 | 0 | 0 | #NAME? | #NAME? | #NAME? | #NAME? | #NAME? | #NAME? | TRUE | 0.5 | TRUE | TRUE | #NAME? | #NAME? | #NAME? | #NAME? | #NAME? | #NAME? | #NAME? | #NAME? | #NAME? | #NAME? |  |  | 1: 1.8202; 2: 2.4124; 3: 0; 4: 0 | 4.2326 |  | 97.4597 | 157.8332 | 163.3381 | 19658 | 4.2326 | 97.4597 | 159.413 |  | 0 | 884 | 884 | 1965-08-08 | #NAME? | #NAME? | #NAME?
1965-08-09 | 1965 | 8 | 221 | 9 | 2 | 12.8 | 4.6882 | 9.1667 | 0 | 0 | 0 | #NAME? | #NAME? | #NAME? | #NAME? | #NAME? | #NAME? | FALSE | 0 | TRUE | TRUE | #NAME? | #NAME? | #NAME? | #NAME? | #NAME? | #NAME? | #NAME? | #NAME? | #NAME? | #NAME? |  |  | 1: 0; 2: 0; 3: 1.3144; 4: 8.8605 | 10.1749 |  | 279.1852 | 429.8566 | 443.1511 | 19658 | 10.1749 | 279.1852 | 456.6581 |  | 0 | 885 | 885 | 1965-08-09 | #NAME? | #NAME? | #NAME?
1965-08-10 | 1965 | 8 | 222 | 10 | 3 | 13.3 | 4.6739 | 13.5 | 0 | 0 | 0 | #NAME? | #NAME? | #NAME? | #NAME? | #NAME? | #NAME? | TRUE | 0 | TRUE | TRUE | #NAME? | #NAME? | #NAME? | #NAME? | #NAME? | #NAME? | #NAME? | #NAME? | #NAME? | #NAME? |  |  | 1: 8.1903; 2: 9.6363; 3: 0; 4: 0 | 17.8266 |  | 402.789 | 651.2292 | 673.861 | 19658 | 17.8266 | 402.789 | 658.8345 |  | 0 | 886 | 886 | 1965-08-10 | #NAME? | #NAME? | #NAME?
1965-08-11 | 1965 | 8 | 223 | 11 | 4 | 14.4 | 4.8976 | 8.8333 | 0 | 0 | 0 | #NAME? | #NAME? | #NAME? | #NAME? | #NAME? | #NAME? | FALSE | 0 | TRUE | TRUE | #NAME? | #NAME? | #NAME? | #NAME? | #NAME? | #NAME? | #NAME? | #NAME? | #NAME? | #NAME? |  |  | 1: 0; 2: 0; 3: 10.1356; 4: 4.8506 | 14.9863 |  | 290.9409 | 447.9567 | 461.811 | 19658 | 14.9863 | 290.9409 | 475.8868 |  | 0 | 887 | 887 | 1965-08-11 | #NAME? | #NAME? | #NAME?
1965-08-12 | 1965 | 8 | 224 | 12 | 5 | 15 | 4.3527 | 3.5 | 0 | 0 | 0 | #NAME? | #NAME? | #NAME? | #NAME? | #NAME? | #NAME? | TRUE | 0 | TRUE | TRUE | #NAME? | #NAME? | #NAME? | #NAME? | #NAME? | #NAME? | #NAME? | #NAME? | #NAME? | #NAME? |  |  | 1: 0; 2: 0; 3: 0; 4: 0 | 0 |  | 0 | 0 | 0 | 19658 | 0 | 0 | 0 |  | 0 | 888 | 888 | 1965-08-12 | #NAME? | #NAME? | #NAME?
1965-08-13 | 1965 | 8 | 225 | 13 | 6 | 12.8 | 5.1498 | 27.1667 | 0 | 0 | 0 | #NAME? | #NAME? | #NAME? | #NAME? | #NAME? | #NAME? | FALSE | 0 | TRUE | TRUE | #NAME? | #NAME? | #NAME? | #NAME? | #NAME? | #NAME? | #NAME? | #NAME? | #NAME? | #NAME? |  |  | 1: 0; 2: 0; 3: 0; 4: 5.0877 | 5.0877 |  | 149.2387 | 229.7802 | 236.8868 | 19658 | 5.0877 | 149.2387 | 244.107 |  | 0 | 889 | 889 | 1965-08-13 | #NAME? | #NAME? | #NAME?
1965-08-14 | 1965 | 8 | 226 | 14 | 7 | 8.3 | 3.7684 | 5.5 | 0 | 0 | 0 | #NAME? | #NAME? | #NAME? | #NAME? | #NAME? | #NAME? | FALSE | 0 | TRUE | TRUE | #NAME? | #NAME? | #NAME? | #NAME? | #NAME? | #NAME? | #NAME? | #NAME? | #NAME? | #NAME? |  |  | 1: 0; 2: 0; 3: 8.1544; 4: 0 | 8.1544 |  | 119.5977 | 184.1425 | 189.8376 | 19658 | 8.1544 | 119.5977 | 195.6237 |  | 0 | 890 | 890 | 1965-08-14 | #NAME? | #NAME? | #NAME?
1965-08-15 | 1965 | 8 | 227 | 15 | 1 | 9.4 | 4.0822 | 0 | 0 | 0 | 0 | #NAME? | #NAME? | #NAME? | #NAME? | #NAME? | #NAME? | TRUE | 0 | TRUE | TRUE | #NAME? | #NAME? | #NAME? | #NAME? | #NAME? | #NAME? | #NAME? | #NAME? | #NAME? | #NAME? |  |  | 1: 9.6818; 2: 13.4483; 3: 0; 4: 0 | 23.1301 |  | 536.4828 | 869.3631 | 899.7265 | 19658 | 23.1301 | 536.4828 | 877.5151 |  | 0 | 891 | 891 | 1965-08-15 | #NAME? | #NAME? | #NAME?
1965-08-16 | 1965 | 8 | 228 | 16 | 2 | 9.4 | 3.3346 | 15.1667 | 2.3 | 2.3 | 0 | #NAME? | #NAME? | #NAME? | #NAME? | #NAME? | #NAME? | FALSE | 0 | TRUE | TRUE | #NAME? | #NAME? | #NAME? | #NAME? | #NAME? | #NAME? | #NAME? | #NAME? | #NAME? | #NAME? |  |  | 1: 0; 2: 0; 3: 5.1732; 4: 7.1502 | 12.3235 |  | 285.614 | 439.7549 | 453.3556 | 19658 | 12.3235 | 285.614 | 467.1736 |  | 0 | 892 | 892 | 1965-08-16 | #NAME? | #NAME? | #NAME?
1965-08-17 | 1965 | 8 | 229 | 17 | 3 | 12.8 | 2.8344 | 1 | 0 | 0 | 0 | #NAME? | #NAME? | #NAME? | #NAME? | #NAME? | #NAME? | TRUE | 2.3 | TRUE | TRUE | #NAME? | #NAME? | #NAME? | #NAME? | #NAME? | #NAME? | #NAME? | #NAME? | #NAME? | #NAME? |  |  | 1: 0; 2: 0; 3: 0; 4: 0 | 0 |  | 0 | 0 | 0 | 19658 | 0 | 0 | 0 |  | 0 | 893 | 893 | 1965-08-17 | #NAME? | #NAME? | #NAME?
1965-08-18 | 1965 | 8 | 230 | 18 | 4 | 14.4 | 3.6335 | 17.5 | 0.6 | 0.6 | 0 | #NAME? | #NAME? | #NAME? | #NAME? | #NAME? | #NAME? | FALSE | 2.3 | TRUE | TRUE | #NAME? | #NAME? | #NAME? | #NAME? | #NAME? | #NAME? | #NAME? | #NAME? | #NAME? | #NAME? |  |  | 1: 0; 2: 0; 3: 2.6922; 4: 3.8389 | 6.5311 |  | 152.0942 | 234.1768 | 241.4194 | 19658 | 6.5311 | 152.0942 | 248.7777 |  | 0 | 894 | 894 | 1965-08-18 | #NAME? | #NAME? | #NAME?
1965-08-19 | 1965 | 8 | 231 | 19 | 5 | 10.6 | 4.3445 | 7.1667 | 0 | 0 | 0 | #NAME? | #NAME? | #NAME? | #NAME? | #NAME? | #NAME? | TRUE | 0.6 | TRUE | TRUE | #NAME? | #NAME? | #NAME? | #NAME? | #NAME? | #NAME? | #NAME? | #NAME? | #NAME? | #NAME? |  |  | 1: 8.0632; 2: 10.9918; 3: 0; 4: 0 | 19.055 |  | 440.6866 | 713.9488 | 738.8707 | 19658 | 19.055 | 440.6866 | 720.8229 |  | 0 | 895 | 895 | 1965-08-19 | #NAME? | #NAME? | #NAME?
1965-08-20 | 1965 | 8 | 232 | 20 | 6 | 8.9 | 4.1117 | 7.6667 | 0 | 0 | 0 | #NAME? | #NAME? | #NAME? | #NAME? | #NAME? | #NAME? | FALSE | 0.6 | TRUE | TRUE | #NAME? | #NAME? | #NAME? | #NAME? | #NAME? | #NAME? | #NAME? | #NAME? | #NAME? | #NAME? |  |  | 1: 0; 2: 0; 3: 0; 4: 4.6695 | 4.6695 |  | 136.9716 | 210.8927 | 217.4152 | 19658 | 4.6695 | 136.9716 | 224.0419 |  | 0 | 896 | 896 | 1965-08-20 | #NAME? | #NAME? | #NAME?
1965-08-21 | 1965 | 8 | 233 | 21 | 7 | 7.8 | 4.5015 | 1.6667 | 0 | 0 | 0 | #NAME? | #NAME? | #NAME? | #NAME? | #NAME? | #NAME? | FALSE | 0 | TRUE | TRUE | #NAME? | #NAME? | #NAME? | #NAME? | #NAME? | #NAME? | #NAME? | #NAME? | #NAME? | #NAME? |  |  | 1: 0; 2: 0; 3: 8.4441; 4: 0 | 8.4441 |  | 123.8472 | 190.6853 | 196.5828 | 19658 | 8.4441 | 123.8472 | 202.5746 |  | 0 | 897 | 897 | 1965-08-21 | #NAME? | #NAME? | #NAME?
1965-08-22 | 1965 | 8 | 234 | 22 | 1 | 10 | 4.3895 | 4.6667 | 0 | 0 | 0 | #NAME? | #NAME? | #NAME? | #NAME? | #NAME? | #NAME? | TRUE | 0 | TRUE | TRUE | #NAME? | #NAME? | #NAME? | #NAME? | #NAME? | #NAME? | #NAME? | #NAME? | #NAME? | #NAME? |  |  | 1: 7.8454; 2: 9.839; 3: 0; 4: 0 | 17.6843 |  | 403.6748 | 653.2464 | 675.9929 | 19658 | 17.6843 | 403.6748 | 660.2835 |  | 0 | 898 | 898 | 1965-08-22 | #NAME? | #NAME? | #NAME?
1965-08-23 | 1965 | 8 | 235 | 23 | 2 | 8.9 | 3.8257 | 8.8333 | 0 | 0 | 0 | #NAME? | #NAME? | #NAME? | #NAME? | #NAME? | #NAME? | FALSE | 0 | TRUE | TRUE | #NAME? | #NAME? | #NAME? | #NAME? | #NAME? | #NAME? | #NAME? | #NAME? | #NAME? | #NAME? |  |  | 1: 0; 2: 0; 3: 0; 4: 7.17 | 7.17 |  | 210.3214 | 323.8283 | 333.8436 | 19658 | 7.17 | 210.3214 | 344.0189 |  | 0 | 899 | 899 | 1965-08-23 | #NAME? | #NAME? | #NAME?
1965-08-24 | 1965 | 8 | 236 | 24 | 3 | 12.8 | 2.8134 | 19 | 0.6 | 0.6 | 0 | #NAME? | #NAME? | #NAME? | #NAME? | #NAME? | #NAME? | TRUE | 0 | TRUE | TRUE | #NAME? | #NAME? | #NAME? | #NAME? | #NAME? | #NAME? | #NAME? | #NAME? | #NAME? | #NAME? |  |  | 1: 0; 2: 0; 3: 0; 4: 0 | 0 |  | 0 | 0 | 0 | 19658 | 0 | 0 | 0 |  | 0 | 900 | 900 | 1965-08-24 | #NAME? | #NAME? | #NAME?
1965-08-25 | 1965 | 8 | 237 | 25 | 4 | 12.8 | 2.5564 | 15 | 0.8 | 0.8 | 0 | #NAME? | #NAME? | #NAME? | #NAME? | #NAME? | #NAME? | FALSE | 0.6 | TRUE | TRUE | #NAME? | #NAME? | #NAME? | #NAME? | #NAME? | #NAME? | #NAME? | #NAME? | #NAME? | #NAME? |  |  | 1: 0; 2: 0; 3: 3.5866; 4: 3.8274 | 7.414 |  | 164.8733 | 253.8526 | 261.7037 | 19658 | 7.414 | 164.8733 | 269.6803 |  | 0 | 901 | 901 | 1965-08-25 | #NAME? | #NAME? | #NAME?
1965-08-26 | 1965 | 8 | 238 | 26 | 5 | 11.1 | 2.4677 | 10 | 3.4 | 3.4 | 0 | #NAME? | #NAME? | #NAME? | #NAME? | #NAME? | #NAME? | TRUE | 1.4 | TRUE | TRUE | #NAME? | #NAME? | #NAME? | #NAME? | #NAME? | #NAME? | #NAME? | #NAME? | #NAME? | #NAME? |  |  | 1: 7.892; 2: 9.6413; 3: 0; 4: 0 | 17.5333 |  | 398.5604 | 644.7347 | 667.1669 | 19658 | 17.5333 | 398.5604 | 651.918 |  | 0 | 902 | 902 | 1965-08-26 | #NAME? | #NAME? | #NAME?
1965-08-27 | 1965 | 8 | 239 | 27 | 6 | 11.1 | 3.6013 | 9.8333 | 0 | 0 | 0 | #NAME? | #NAME? | #NAME? | #NAME? | #NAME? | #NAME? | FALSE | 4.2 | TRUE | TRUE | #NAME? | #NAME? | #NAME? | #NAME? | #NAME? | #NAME? | #NAME? | #NAME? | #NAME? | #NAME? |  |  | 1: 0; 2: 0; 3: 0; 4: 3.6372 | 3.6372 |  | 106.692 | 164.2718 | 169.3524 | 19658 | 3.6372 | 106.692 | 174.5142 |  | 0 | 903 | 903 | 1965-08-27 | #NAME? | #NAME? | #NAME?
1965-08-28 | 1965 | 8 | 240 | 28 | 7 | 4.4 | 2.229 | 20 | 3 | 3 | 0 | #NAME? | #NAME? | #NAME? | #NAME? | #NAME? | #NAME? | FALSE | 3.4 | TRUE | TRUE | #NAME? | #NAME? | #NAME? | #NAME? | #NAME? | #NAME? | #NAME? | #NAME? | #NAME? | #NAME? |  |  | 1: 0; 2: 0; 3: 0; 4: 0 | 0 |  | 0 | 0 | 0 | 19658 | 0 | 0 | 0 |  | 0 | 904 | 904 | 1965-08-28 | #NAME? | #NAME? | #NAME?
1965-08-29 | 1965 | 8 | 241 | 29 | 1 | 5 | 3.4212 | 19.1667 | 2.3 | 2.3 | 0 | #NAME? | #NAME? | #NAME? | #NAME? | #NAME? | #NAME? | TRUE | 3 | TRUE | TRUE | #NAME? | #NAME? | #NAME? | #NAME? | #NAME? | #NAME? | #NAME? | #NAME? | #NAME? | #NAME? |  |  | 1: 0; 2: 0; 3: 0; 4: 0 | 0 |  | 0 | 0 | 0 | 19658 | 0 | 0 | 0 |  | 0 | 905 | 905 | 1965-08-29 | #NAME? | #NAME? | #NAME?
1965-08-30 | 1965 | 8 | 242 | 30 | 2 | 4.4 | 3.4837 | 26.1667 | 1.5 | 1.5 | 0 | #NAME? | #NAME? | #NAME? | #NAME? | #NAME? | #NAME? | FALSE | 5.3 | TRUE | TRUE | #NAME? | #NAME? | #NAME? | #NAME? | #NAME? | #NAME? | #NAME? | #NAME? | #NAME? | #NAME? |  |  | 1: 0; 2: 0; 3: 6.5066; 4: 5.3877 | 11.8943 |  | 253.4682 | 390.2605 | 402.3304 | 19658 | 11.8943 | 253.4682 | 414.5933 |  | 0 | 906 | 906 | 1965-08-30 | #NAME? | #NAME? | #NAME?
1965-08-31 | 1965 | 8 | 243 | 31 | 3 | 6.1 | 3.4719 | 9.3333 | 0 | 0 | 0 | #NAME? | #NAME? | #NAME? | #NAME? | #NAME? | #NAME? | TRUE | 3.8 | TRUE | TRUE | #NAME? | #NAME? | #NAME? | #NAME? | #NAME? | #NAME? | #NAME? | #NAME? | #NAME? | #NAME? |  |  | 1: 5.7315; 2: 6.8278; 3: 0; 4: 0 | 12.5594 |  | 284.3457 | 459.8112 | 475.7969 | 19658 | 12.5594 | 284.3457 | 465.099 |  | 0 | 907 | 907 | 1965-08-31 | #NAME? | #NAME? | #NAME?
1965-09-01 | 1965 | 9 | 244 | 1 | 4 | 6.7 | 3.187 | 13.1667 | 2.3 | 2.3 | 0 | #NAME? | #NAME? | #NAME? | #NAME? | #NAME? | #NAME? | FALSE | 1.5 | TRUE | TRUE | #NAME? | #NAME? | #NAME? | #NAME? | #NAME? | #NAME? | #NAME? | #NAME? | #NAME? | #NAME? |  |  | 1: 0; 2: 0; 3: 0; 4: 4.1895 | 4.1895 |  | 122.8929 | 189.2161 | 195.0681 | 19659 | 4.1895 | 122.8929 | 201.0137 |  | 0 | 908 | 908 | 1965-09-01 | #NAME? | #NAME? | #NAME?
1965-09-02 | 1965 | 9 | 245 | 2 | 5 | 5 | 2.7204 | 11.1667 | 7.4 | 7.4 | 1.8 | #NAME? | #NAME? | #NAME? | #NAME? | #NAME? | #NAME? | TRUE | 2.3 | TRUE | FALSE | #NAME? | #NAME? | #NAME? | #NAME? | #NAME? | #NAME? | #NAME? | #NAME? | #NAME? | #NAME? |  |  | 1: 0; 2: 0; 3: 0; 4: 0 | 0 |  | 0 | 0 | 0 | 19659 | 0 | 0 | 0 |  | 0 | 909 | 909 | 1965-09-02 | #NAME? | #NAME? | #NAME?
1965-09-03 | 1965 | 9 | 246 | 3 | 6 | 2.8 | 2.1704 | 25.8333 | 21.3 | 21.3 | 12.225 | #NAME? | #NAME? | #NAME? | #NAME? | #NAME? | #NAME? | FALSE | 9.7 | TRUE | FALSE | #NAME? | #NAME? | #NAME? | #NAME? | #NAME? | #NAME? | #NAME? | #NAME? | #NAME? | #NAME? |  |  | 1: 0; 2: 0; 3: 0; 4: 0 | 0 |  | 0 | 0 | 0 | 19659 | 0 | 0 | 0 |  | 0 | 910 | 910 | 1965-09-03 | #NAME? | #NAME? | #NAME?
1965-09-04 | 1965 | 9 | 247 | 4 | 7 | 2.8 | 1.8768 | 1 | 0 | 0 | 0 | #NAME? | #NAME? | #NAME? | #NAME? | #NAME? | #NAME? | FALSE | 28.7 | FALSE | FALSE | #NAME? | #NAME? | #NAME? | #NAME? | #NAME? | #NAME? | #NAME? | #NAME? | #NAME? | #NAME? |  |  | 1: 0; 2: 0; 3: 0; 4: 0 | 0 |  | 0 | 0 | 0 | 19659 | 0 | 0 | 0 |  | 0 | 911 | 911 | 1965-09-04 | #NAME? | #NAME? | #NAME?
1965-09-05 | 1965 | 9 | 248 | 5 | 1 | -1.1 | 2.2439 | 6.8333 | 0 | 0 | 0 | #NAME? | #NAME? | #NAME? | #NAME? | #NAME? | #NAME? | TRUE | 21.3 | FALSE | FALSE | #NAME? | #NAME? | #NAME? | #NAME? | #NAME? | #NAME? | #NAME? | #NAME? | #NAME? | #NAME? |  |  | 1: 0; 2: 0; 3: 0; 4: 0 | 0 |  | 0 | 0 | 0 | 19659 | 0 | 0 | 0 |  | 0 | 912 | 912 | 1965-09-05 | #NAME? | #NAME? | #NAME?
1965-09-06 | 1965 | 9 | 249 | 6 | 2 | -1.1 | 2.6853 | 5 | 0 | 0 | 0 | #NAME? | #NAME? | #NAME? | #NAME? | #NAME? | #NAME? | FALSE | 0 | TRUE | TRUE | #NAME? | #NAME? | #NAME? | #NAME? | #NAME? | #NAME? | #NAME? | #NAME? | #NAME? | #NAME? |  |  | 1: 0; 2: 0; 3: 3.1166; 4: 4.5464 | 7.663 |  | 179.0702 | 275.7113 | 284.2385 | 19659 | 7.663 | 179.0702 | 292.9019 |  | 0 | 913 | 913 | 1965-09-06 | #NAME? | #NAME? | #NAME?
1965-09-07 | 1965 | 9 | 250 | 7 | 3 | 3.3 | 3.415 | 7.6667 | 0 | 0 | 0 | #NAME? | #NAME? | #NAME? | #NAME? | #NAME? | #NAME? | TRUE | 0 | TRUE | TRUE | #NAME? | #NAME? | #NAME? | #NAME? | #NAME? | #NAME? | #NAME? | #NAME? | #NAME? | #NAME? |  |  | 1: 0; 2: 0; 3: 0; 4: 0 | 0 |  | 0 | 0 | 0 | 19659 | 0 | 0 | 0 |  | 0 | 914 | 914 | 1965-09-07 | #NAME? | #NAME? | #NAME?
1965-09-08 | 1965 | 9 | 251 | 8 | 4 | 6.7 | 3.0501 | 17.6667 | 1.5 | 1.5 | 0 | #NAME? | #NAME? | #NAME? | #NAME? | #NAME? | #NAME? | FALSE | 0 | TRUE | FALSE | #NAME? | #NAME? | #NAME? | #NAME? | #NAME? | #NAME? | #NAME? | #NAME? | #NAME? | #NAME? |  |  | 1: 0; 2: 0; 3: 0; 4: 0 | 0 |  | 0 | 0 | 0 | 19659 | 0 | 0 | 0 |  | 0 | 915 | 915 | 1965-09-08 | #NAME? | #NAME? | #NAME?
1965-09-09 | 1965 | 9 | 252 | 9 | 5 | 2.2 | 1.7132 | 21.8333 | 1 | 1 | 0 | #NAME? | #NAME? | #NAME? | #NAME? | #NAME? | #NAME? | TRUE | 1.5 | TRUE | FALSE | #NAME? | #NAME? | #NAME? | #NAME? | #NAME? | #NAME? | #NAME? | #NAME? | #NAME? | #NAME? |  |  | 1: 0; 2: 0; 3: 0; 4: 0 | 0 |  | 0 | 0 | 0 | 19659 | 0 | 0 | 0 |  | 0 | 916 | 916 | 1965-09-09 | #NAME? | #NAME? | #NAME?
1965-09-10 | 1965 | 9 | 253 | 10 | 6 | 2.2 | 2.0326 | 4.3333 | 2.3 | 2.3 | 0 | #NAME? | #NAME? | #NAME? | #NAME? | #NAME? | #NAME? | FALSE | 2.5 | TRUE | FALSE | #NAME? | #NAME? | #NAME? | #NAME? | #NAME? | #NAME? | #NAME? | #NAME? | #NAME? | #NAME? |  |  | 1: 0; 2: 0; 3: 0; 4: 0 | 0 |  | 0 | 0 | 0 | 19659 | 0 | 0 | 0 |  | 0 | 917 | 917 | 1965-09-10 | #NAME? | #NAME? | #NAME?
1965-09-11 | 1965 | 9 | 254 | 11 | 7 | 0 | 1.5222 | 20.3333 | 9.1 | 9.1 | 3.075 | #NAME? | #NAME? | #NAME? | #NAME? | #NAME? | #NAME? | FALSE | 3.3 | TRUE | FALSE | #NAME? | #NAME? | #NAME? | #NAME? | #NAME? | #NAME? | #NAME? | #NAME? | #NAME? | #NAME? |  |  | 1: 0; 2: 0; 3: 0; 4: 0 | 0 |  | 0 | 0 | 0 | 19659 | 0 | 0 | 0 |  | 0 | 918 | 918 | 1965-09-11 | #NAME? | #NAME? | #NAME?
1965-09-12 | 1965 | 9 | 255 | 12 | 1 | -1.7 | 1.817 | 7.3333 | 0 | 0 | 0 | #NAME? | #NAME? | #NAME? | #NAME? | #NAME? | #NAME? | TRUE | 11.4 | FALSE | FALSE | #NAME? | #NAME? | #NAME? | #NAME? | #NAME? | #NAME? | #NAME? | #NAME? | #NAME? | #NAME? |  |  | 1: 0; 2: 0; 3: 0; 4: 0 | 0 |  | 0 | 0 | 0 | 19659 | 0 | 0 | 0 |  | 0 | 919 | 919 | 1965-09-12 | #NAME? | #NAME? | #NAME?
1965-09-13 | 1965 | 9 | 256 | 13 | 2 | 1.1 | 1.8267 | 13.3333 | 0 | 0 | 0 | #NAME? | #NAME? | #NAME? | #NAME? | #NAME? | #NAME? | FALSE | 9.1 | TRUE | FALSE | #NAME? | #NAME? | #NAME? | #NAME? | #NAME? | #NAME? | #NAME? | #NAME? | #NAME? | #NAME? |  |  | 1: 0; 2: 0; 3: 0; 4: 0 | 0 |  | 0 | 0 | 0 | 19659 | 0 | 0 | 0 |  | 0 | 920 | 920 | 1965-09-13 | #NAME? | #NAME? | #NAME?
1965-09-14 | 1965 | 9 | 257 | 14 | 3 | 0 | 1.2826 | 25.5 | 6.1 | 6.1 | 0.825 | #NAME? | #NAME? | #NAME? | #NAME? | #NAME? | #NAME? | TRUE | 0 | TRUE | FALSE | #NAME? | #NAME? | #NAME? | #NAME? | #NAME? | #NAME? | #NAME? | #NAME? | #NAME? | #NAME? |  |  | 1: 0; 2: 0; 3: 0; 4: 0 | 0 |  | 0 | 0 | 0 | 19659 | 0 | 0 | 0 |  | 0 | 921 | 921 | 1965-09-14 | #NAME? | #NAME? | #NAME?
1965-09-15 | 1965 | 9 | 258 | 15 | 4 | -3.3 | 2.0014 | 25 | 2.8 | 2.8 | 0 | #NAME? | #NAME? | #NAME? | #NAME? | #NAME? | #NAME? | FALSE | 6.1 | TRUE | FALSE | #NAME? | #NAME? | #NAME? | #NAME? | #NAME? | #NAME? | #NAME? | #NAME? | #NAME? | #NAME? |  |  | 1: 0; 2: 0; 3: 0; 4: 0 | 0 |  | 0 | 0 | 0 | 19659 | 0 | 0 | 0 |  | 0 | 922 | 922 | 1965-09-15 | #NAME? | #NAME? | #NAME?
1965-09-16 | 1965 | 9 | 259 | 16 | 5 | -2.8 | 2.0908 | 31.8333 | 0 | 0 | 0 | #NAME? | #NAME? | #NAME? | #NAME? | #NAME? | #NAME? | TRUE | 8.9 | TRUE | FALSE | #NAME? | #NAME? | #NAME? | #NAME? | #NAME? | #NAME? | #NAME? | #NAME? | #NAME? | #NAME? |  |  | 1: 0; 2: 0; 3: 0; 4: 0 | 0 |  | 0 | 0 | 0 | 19659 | 0 | 0 | 0 |  | 0 | 923 | 923 | 1965-09-16 | #NAME? | #NAME? | #NAME?
1965-09-17 | 1965 | 9 | 260 | 17 | 6 | -2.2 | 1.1275 | 1.8333 | 0 | 0 | 0 | #NAME? | #NAME? | #NAME? | #NAME? | #NAME? | #NAME? | FALSE | 2.8 | TRUE | FALSE | #NAME? | #NAME? | #NAME? | #NAME? | #NAME? | #NAME? | #NAME? | #NAME? | #NAME? | #NAME? |  |  | 1: 0; 2: 0; 3: 0; 4: 0 | 0 |  | 0 | 0 | 0 | 19659 | 0 | 0 | 0 |  | 0 | 924 | 924 | 1965-09-17 | #NAME? | #NAME? | #NAME?
1965-09-18 | 1965 | 9 | 261 | 18 | 7 | 0.6 | 2.3111 | 24.3333 | 7.9 | 7.9 | 2.175 | #NAME? | #NAME? | #NAME? | #NAME? | #NAME? | #NAME? | FALSE | 0 | TRUE | FALSE | #NAME? | #NAME? | #NAME? | #NAME? | #NAME? | #NAME? | #NAME? | #NAME? | #NAME? | #NAME? |  |  | 1: 0; 2: 0; 3: 0; 4: 0 | 0 |  | 0 | 0 | 0 | 19659 | 0 | 0 | 0 |  | 0 | 925 | 925 | 1965-09-18 | #NAME? | #NAME? | #NAME?
1965-09-19 | 1965 | 9 | 262 | 19 | 1 | 2.2 | 2.0407 | 5.3333 | 4.8 | 4.8 | 0 | #NAME? | #NAME? | #NAME? | #NAME? | #NAME? | #NAME? | TRUE | 7.9 | TRUE | FALSE | #NAME? | #NAME? | #NAME? | #NAME? | #NAME? | #NAME? | #NAME? | #NAME? | #NAME? | #NAME? |  |  | 1: 0; 2: 0; 3: 0; 4: 0 | 0 |  | 0 | 0 | 0 | 19659 | 0 | 0 | 0 |  | 0 | 926 | 926 | 1965-09-19 | #NAME? | #NAME? | #NAME?
1965-09-20 | 1965 | 9 | 263 | 20 | 2 | 1.1 | 3.0177 | 16.5 | 0.3 | 0.3 | 0 | #NAME? | #NAME? | #NAME? | #NAME? | #NAME? | #NAME? | FALSE | 12.7 | FALSE | TRUE | #NAME? | #NAME? | #NAME? | #NAME? | #NAME? | #NAME? | #NAME? | #NAME? | #NAME? | #NAME? |  |  | 1: 0; 2: 0; 3: 0; 4: 0 | 0 |  | 0 | 0 | 0 | 19659 | 0 | 0 | 0 |  | 0 | 927 | 927 | 1965-09-20 | #NAME? | #NAME? | #NAME?
1965-09-21 | 1965 | 9 | 264 | 21 | 3 | 3.3 | 3.3018 | 29.3333 | 0.5 | 0.5 | 0 | #NAME? | #NAME? | #NAME? | #NAME? | #NAME? | #NAME? | TRUE | 5.1 | TRUE | FALSE | #NAME? | #NAME? | #NAME? | #NAME? | #NAME? | #NAME? | #NAME? | #NAME? | #NAME? | #NAME? |  |  | 1: 0; 2: 0; 3: 0; 4: 0 | 0 |  | 0 | 0 | 0 | 19659 | 0 | 0 | 0 |  | 0 | 928 | 928 | 1965-09-21 | #NAME? | #NAME? | #NAME?
1965-09-22 | 1965 | 9 | 265 | 22 | 4 | 0.6 | 1.2246 | 14.3333 | 0.3 | 0.3 | 0 | #NAME? | #NAME? | #NAME? | #NAME? | #NAME? | #NAME? | FALSE | 0.8 | TRUE | FALSE | #NAME? | #NAME? | #NAME? | #NAME? | #NAME? | #NAME? | #NAME? | #NAME? | #NAME? | #NAME? |  |  | 1: 0; 2: 0; 3: 0; 4: 0 | 0 |  | 0 | 0 | 0 | 19659 | 0 | 0 | 0 |  | 0 | 929 | 929 | 1965-09-22 | #NAME? | #NAME? | #NAME?
1965-09-23 | 1965 | 9 | 266 | 23 | 5 | 1.1 | 3.1973 | 11.3333 | 0 | 0 | 0 | #NAME? | #NAME? | #NAME? | #NAME? | #NAME? | #NAME? | TRUE | 0.8 | TRUE | TRUE | #NAME? | #NAME? | #NAME? | #NAME? | #NAME? | #NAME? | #NAME? | #NAME? | #NAME? | #NAME? |  |  | 1: 0; 2: 0; 3: 0; 4: 0 | 0 |  | 0 | 0 | 0 | 19659 | 0 | 0 | 0 |  | 0 | 930 | 930 | 1965-09-23 | #NAME? | #NAME? | #NAME?
1965-09-24 | 1965 | 9 | 267 | 24 | 6 | 5 | 4.3692 | 27.3333 | 0 | 0 | 0 | #NAME? | #NAME? | #NAME? | #NAME? | #NAME? | #NAME? | FALSE | 0.3 | TRUE | FALSE | #NAME? | #NAME? | #NAME? | #NAME? | #NAME? | #NAME? | #NAME? | #NAME? | #NAME? | #NAME? |  |  | 1: 0; 2: 0; 3: 0; 4: 0 | 0 |  | 0 | 0 | 0 | 19659 | 0 | 0 | 0 |  | 0 | 931 | 931 | 1965-09-24 | #NAME? | #NAME? | #NAME?
1965-09-25 | 1965 | 9 | 268 | 25 | 7 | -5.6 | 1.6152 | 24.1667 | 9.7 | 9.7 | 3.525 | #NAME? | #NAME? | #NAME? | #NAME? | #NAME? | #NAME? | FALSE | 0 | TRUE | FALSE | #NAME? | #NAME? | #NAME? | #NAME? | #NAME? | #NAME? | #NAME? | #NAME? | #NAME? | #NAME? |  |  | 1: 0; 2: 0; 3: 0; 4: 0 | 0 |  | 0 | 0 | 0 | 19659 | 0 | 0 | 0 |  | 0 | 932 | 932 | 1965-09-25 | #NAME? | #NAME? | #NAME?
1965-09-26 | 1965 | 9 | 269 | 26 | 1 | -5.6 | 0.49403 | 17.6667 | 4.3 | 4.3 | 0 | #NAME? | #NAME? | #NAME? | #NAME? | #NAME? | #NAME? | TRUE | 9.7 | TRUE | FALSE | #NAME? | #NAME? | #NAME? | #NAME? | #NAME? | #NAME? | #NAME? | #NAME? | #NAME? | #NAME? |  |  | 1: 0; 2: 0; 3: 0; 4: 0 | 0 |  | 0 | 0 | 0 | 19659 | 0 | 0 | 0 |  | 0 | 933 | 933 | 1965-09-26 | #NAME? | #NAME? | #NAME?
1965-09-27 | 1965 | 9 | 270 | 27 | 2 | -7.2 | 0.74674 | 5.8333 | 0 | 0 | 0 | #NAME? | #NAME? | #NAME? | #NAME? | #NAME? | #NAME? | FALSE | 14 | FALSE | FALSE | #NAME? | #NAME? | #NAME? | #NAME? | #NAME? | #NAME? | #NAME? | #NAME? | #NAME? | #NAME? |  |  | 1: 0; 2: 0; 3: 0; 4: 0 | 0 |  | 0 | 0 | 0 | 19659 | 0 | 0 | 0 |  | 0 | 934 | 934 | 1965-09-27 | #NAME? | #NAME? | #NAME?
1965-09-28 | 1965 | 9 | 271 | 28 | 3 | -5.6 | 2.0828 | 9.6667 | 0 | 0 | 0 | #NAME? | #NAME? | #NAME? | #NAME? | #NAME? | #NAME? | TRUE | 4.3 | TRUE | FALSE | #NAME? | #NAME? | #NAME? | #NAME? | #NAME? | #NAME? | #NAME? | #NAME? | #NAME? | #NAME? |  |  | 1: 0; 2: 0; 3: 0; 4: 0 | 0 |  | 0 | 0 | 0 | 19659 | 0 | 0 | 0 |  | 0 | 935 | 935 | 1965-09-28 | #NAME? | #NAME? | #NAME?
1965-09-29 | 1965 | 9 | 272 | 29 | 4 | 1.7 | 2.6147 | 17.5 | 0 | 0 | 0 | #NAME? | #NAME? | #NAME? | #NAME? | #NAME? | #NAME? | FALSE | 0 | TRUE | FALSE | #NAME? | #NAME? | #NAME? | #NAME? | #NAME? | #NAME? | #NAME? | #NAME? | #NAME? | #NAME? |  |  | 1: 0; 2: 0; 3: 0; 4: 0 | 0 |  | 0 | 0 | 0 | 19659 | 0 | 0 | 0 |  | 0 | 936 | 936 | 1965-09-29 | #NAME? | #NAME? | #NAME?
1965-09-30 | 1965 | 9 | 273 | 30 | 5 | 2.2 | 4.1101 | 21.5 | 0 | 0 | 0 | #NAME? | #NAME? | #NAME? | #NAME? | #NAME? | #NAME? | TRUE | 0 | TRUE | FALSE | #NAME? | #NAME? | #NAME? | #NAME? | #NAME? | #NAME? | #NAME? | #NAME? | #NAME? | #NAME? |  |  | 1: 0; 2: 0; 3: 0; 4: 0 | 0 |  | 0 | 0 | 0 | 19659 | 0 | 0 | 0 |  | 0 | 937 | 937 | 1965-09-30 | #NAME? | #NAME? | #NAME?
1966-05-01 | 1966 | 5 | 121 | 1 | 1 | -2.2 | 2.3205 | 23.3333 | 0 | 0 | 0 | #NAME? | #NAME? | #NAME? | #NAME? | #NAME? | #NAME? | TRUE | 0 | TRUE | FALSE | #NAME? | #NAME? | #NAME? | #NAME? | #NAME? | #NAME? | #NAME? | #NAME? | #NAME? | #NAME? |  |  | 1: 0; 2: 0; 3: 0; 4: 0 | 0 |  | 0 | 0 | 0 | 19665 | 0 | 0 | 0 |  | 0 | 938 | 938 | 1966-05-01 | #NAME? | #NAME? | #NAME?
1966-05-02 | 1966 | 5 | 122 | 2 | 2 | -1.7 | 2.6784 | 9.8333 | 0 | 0 | 0 | #NAME? | #NAME? | #NAME? | #NAME? | #NAME? | #NAME? | FALSE | 0 | TRUE | FALSE | #NAME? | #NAME? | #NAME? | #NAME? | #NAME? | #NAME? | #NAME? | #NAME? | #NAME? | #NAME? |  |  | 1: 0; 2: 0; 3: 0; 4: 0 | 0 |  | 0 | 0 | 0 | 19665 | 0 | 0 | 0 |  | 0 | 939 | 939 | 1966-05-02 | #NAME? | #NAME? | #NAME?
1966-05-03 | 1966 | 5 | 123 | 3 | 3 | 2.2 | 3.9754 | 5 | 0 | 0 | 0 | #NAME? | #NAME? | #NAME? | #NAME? | #NAME? | #NAME? | TRUE | 0 | TRUE | FALSE | #NAME? | #NAME? | #NAME? | #NAME? | #NAME? | #NAME? | #NAME? | #NAME? | #NAME? | #NAME? |  |  | 1: 0; 2: 0; 3: 0; 4: 0 | 0 |  | 0 | 0 | 0 | 19665 | 0 | 0 | 0 |  | 0 | 940 | 940 | 1966-05-03 | #NAME? | #NAME? | #NAME?
1966-05-04 | 1966 | 5 | 124 | 4 | 4 | 2.8 | 4.523 | 10.6667 | 0 | 0 | 0 | #NAME? | #NAME? | #NAME? | #NAME? | #NAME? | #NAME? | FALSE | 0 | TRUE | TRUE | #NAME? | #NAME? | #NAME? | #NAME? | #NAME? | #NAME? | #NAME? | #NAME? | #NAME? | #NAME? |  |  | 1: 0; 2: 0; 3: 0; 4: 5.9396 | 5.9396 |  | 174.228 | 268.2558 | 276.5523 | 19665 | 5.9396 | 174.228 | 284.9815 |  | 0 | 941 | 941 | 1966-05-04 | #NAME? | #NAME? | #NAME?
1966-05-05 | 1966 | 5 | 125 | 5 | 5 | 4.4 | 4.9715 | 15.8333 | 0 | 0 | 0 | #NAME? | #NAME? | #NAME? | #NAME? | #NAME? | #NAME? | TRUE | 0 | TRUE | TRUE | #NAME? | #NAME? | #NAME? | #NAME? | #NAME? | #NAME? | #NAME? | #NAME? | #NAME? | #NAME? |  |  | 1: 6.7391; 2: 8.7839; 3: 0; 4: 0 | 15.5229 |  | 356.5001 | 577.2113 | 597.3335 | 19665 | 15.5229 | 356.5001 | 583.1207 |  | 0 | 942 | 942 | 1966-05-05 | #NAME? | #NAME? | #NAME?
1966-05-06 | 1966 | 5 | 126 | 6 | 6 | 4.4 | 5.4667 | 5.1667 | 0 | 0 | 0 | #NAME? | #NAME? | #NAME? | #NAME? | #NAME? | #NAME? | FALSE | 0 | TRUE | TRUE | #NAME? | #NAME? | #NAME? | #NAME? | #NAME? | #NAME? | #NAME? | #NAME? | #NAME? | #NAME? |  |  | 1: 0; 2: 0; 3: 0; 4: 5.222 | 5.222 |  | 153.1784 | 235.846 | 243.1402 | 19665 | 5.222 | 153.1784 | 250.551 |  | 0 | 943 | 943 | 1966-05-06 | #NAME? | #NAME? | #NAME?
1966-05-07 | 1966 | 5 | 127 | 7 | 7 | 6.7 | 4.0017 | 20.1667 | 6.2 | 6.2 | 0.9 | #NAME? | #NAME? | #NAME? | #NAME? | #NAME? | #NAME? | FALSE | 0 | TRUE | FALSE | #NAME? | #NAME? | #NAME? | #NAME? | #NAME? | #NAME? | #NAME? | #NAME? | #NAME? | #NAME? |  |  | 1: 0; 2: 0; 3: 0; 4: 0 | 0 |  | 0 | 0 | 0 | 19665 | 0 | 0 | 0 |  | 0 | 944 | 944 | 1966-05-07 | #NAME? | #NAME? | #NAME?
1966-05-08 | 1966 | 5 | 128 | 8 | 1 | 1.1 | 3.8991 | 3.1667 | 0 | 0 | 0 | #NAME? | #NAME? | #NAME? | #NAME? | #NAME? | #NAME? | TRUE | 6.2 | TRUE | TRUE | #NAME? | #NAME? | #NAME? | #NAME? | #NAME? | #NAME? | #NAME? | #NAME? | #NAME? | #NAME? |  |  | 1: 0; 2: 0; 3: 0; 4: 0 | 0 |  | 0 | 0 | 0 | 19665 | 0 | 0 | 0 |  | 0 | 945 | 945 | 1966-05-08 | #NAME? | #NAME? | #NAME?
1966-05-09 | 1966 | 5 | 129 | 9 | 2 | 6.1 | 5.5925 | 27 | 0 | 0 | 0 | #NAME? | #NAME? | #NAME? | #NAME? | #NAME? | #NAME? | FALSE | 6.2 | TRUE | TRUE | #NAME? | #NAME? | #NAME? | #NAME? | #NAME? | #NAME? | #NAME? | #NAME? | #NAME? | #NAME? |  |  | 1: 0; 2: 0; 3: 2.2509; 4: 6.4522 | 8.703 |  | 222.276 | 342.2345 | 352.8191 | 19665 | 8.703 | 222.276 | 363.5728 |  | 0 | 946 | 946 | 1966-05-09 | #NAME? | #NAME? | #NAME?
1966-05-10 | 1966 | 5 | 130 | 10 | 3 | 4.4 | 2.7445 | 10.8333 | 21.4 | 21.4 | 12.3 | #NAME? | #NAME? | #NAME? | #NAME? | #NAME? | #NAME? | TRUE | 0 | TRUE | FALSE | #NAME? | #NAME? | #NAME? | #NAME? | #NAME? | #NAME? | #NAME? | #NAME? | #NAME? | #NAME? |  |  | 1: 0; 2: 0; 3: 0; 4: 0 | 0 |  | 0 | 0 | 0 | 19665 | 0 | 0 | 0 |  | 0 | 947 | 947 | 1966-05-10 | #NAME? | #NAME? | #NAME?
1966-05-11 | 1966 | 5 | 131 | 11 | 4 | -1.1 | 3.1295 | 5.1667 | 0 | 0 | 0 | #NAME? | #NAME? | #NAME? | #NAME? | #NAME? | #NAME? | FALSE | 21.4 | FALSE | FALSE | #NAME? | #NAME? | #NAME? | #NAME? | #NAME? | #NAME? | #NAME? | #NAME? | #NAME? | #NAME? |  |  | 1: 0; 2: 0; 3: 0; 4: 0 | 0 |  | 0 | 0 | 0 | 19665 | 0 | 0 | 0 |  | 0 | 948 | 948 | 1966-05-11 | #NAME? | #NAME? | #NAME?
1966-05-12 | 1966 | 5 | 132 | 12 | 5 | -1.1 | 3.7956 | 14 | 0 | 0 | 0 | #NAME? | #NAME? | #NAME? | #NAME? | #NAME? | #NAME? | TRUE | 21.4 | FALSE | FALSE | #NAME? | #NAME? | #NAME? | #NAME? | #NAME? | #NAME? | #NAME? | #NAME? | #NAME? | #NAME? |  |  | 1: 0; 2: 0; 3: 0; 4: 0 | 0 |  | 0 | 0 | 0 | 19665 | 0 | 0 | 0 |  | 0 | 949 | 949 | 1966-05-12 | #NAME? | #NAME? | #NAME?
1966-05-13 | 1966 | 5 | 133 | 13 | 6 | 1.1 | 2.3035 | 20 | 1.5 | 1.5 | 0 | #NAME? | #NAME? | #NAME? | #NAME? | #NAME? | #NAME? | FALSE | 0 | TRUE | FALSE | #NAME? | #NAME? | #NAME? | #NAME? | #NAME? | #NAME? | #NAME? | #NAME? | #NAME? | #NAME? |  |  | 1: 0; 2: 0; 3: 0; 4: 0 | 0 |  | 0 | 0 | 0 | 19665 | 0 | 0 | 0 |  | 0 | 950 | 950 | 1966-05-13 | #NAME? | #NAME? | #NAME?
1966-05-14 | 1966 | 5 | 134 | 14 | 7 | -0.6 | 3.6214 | 7.6667 | 0 | 0 | 0 | #NAME? | #NAME? | #NAME? | #NAME? | #NAME? | #NAME? | FALSE | 1.5 | TRUE | TRUE | #NAME? | #NAME? | #NAME? | #NAME? | #NAME? | #NAME? | #NAME? | #NAME? | #NAME? | #NAME? |  |  | 1: 0; 2: 0; 3: 0; 4: 0 | 0 |  | 0 | 0 | 0 | 19665 | 0 | 0 | 0 |  | 0 | 951 | 951 | 1966-05-14 | #NAME? | #NAME? | #NAME?
1966-05-15 | 1966 | 5 | 135 | 15 | 1 | 3.9 | 4.8547 | 24.6667 | 0 | 0 | 0 | #NAME? | #NAME? | #NAME? | #NAME? | #NAME? | #NAME? | TRUE | 1.5 | TRUE | FALSE | #NAME? | #NAME? | #NAME? | #NAME? | #NAME? | #NAME? | #NAME? | #NAME? | #NAME? | #NAME? |  |  | 1: 0; 2: 0; 3: 0; 4: 0 | 0 |  | 0 | 0 | 0 | 19665 | 0 | 0 | 0 |  | 0 | 952 | 952 | 1966-05-15 | #NAME? | #NAME? | #NAME?
1966-05-16 | 1966 | 5 | 136 | 16 | 2 | 2.2 | 4.0677 | 12 | 2.5 | 2.5 | 0 | #NAME? | #NAME? | #NAME? | #NAME? | #NAME? | #NAME? | FALSE | 0 | TRUE | TRUE | #NAME? | #NAME? | #NAME? | #NAME? | #NAME? | #NAME? | #NAME? | #NAME? | #NAME? | #NAME? |  |  | 1: 0; 2: 0; 3: 0; 4: 10.9229 | 10.9229 |  | 320.4048 | 493.3216 | 508.579 | 19665 | 10.9229 | 320.4048 | 524.0802 |  | 0 | 953 | 953 | 1966-05-16 | #NAME? | #NAME? | #NAME?
1966-05-17 | 1966 | 5 | 137 | 17 | 3 | 3.3 | 4.3308 | 24.6667 | 0.3 | 0.3 | 0 | #NAME? | #NAME? | #NAME? | #NAME? | #NAME? | #NAME? | TRUE | 2.5 | TRUE | FALSE | #NAME? | #NAME? | #NAME? | #NAME? | #NAME? | #NAME? | #NAME? | #NAME? | #NAME? | #NAME? |  |  | 1: 0; 2: 0; 3: 0; 4: 0 | 0 |  | 0 | 0 | 0 | 19665 | 0 | 0 | 0 |  | 0 | 954 | 954 | 1966-05-17 | #NAME? | #NAME? | #NAME?
1966-05-18 | 1966 | 5 | 138 | 18 | 4 | 2.8 | 4.8028 | 30.1667 | 0 | 0 | 0 | #NAME? | #NAME? | #NAME? | #NAME? | #NAME? | #NAME? | FALSE | 2.8 | TRUE | TRUE | #NAME? | #NAME? | #NAME? | #NAME? | #NAME? | #NAME? | #NAME? | #NAME? | #NAME? | #NAME? |  |  | 1: 0; 2: 0; 3: 4.6463; 4: 4.6619 | 9.3082 |  | 204.8957 | 315.4743 | 325.2312 | 19665 | 9.3082 | 204.8957 | 335.1441 |  | 0 | 955 | 955 | 1966-05-18 | #NAME? | #NAME? | #NAME?
1966-05-19 | 1966 | 5 | 139 | 19 | 5 | 6.1 | 4.9074 | 9.6667 | 0 | 0 | 0 | #NAME? | #NAME? | #NAME? | #NAME? | #NAME? | #NAME? | TRUE | 0.3 | TRUE | TRUE | #NAME? | #NAME? | #NAME? | #NAME? | #NAME? | #NAME? | #NAME? | #NAME? | #NAME? | #NAME? |  |  | 1: 0; 2: 0; 3: 0; 4: 0 | 0 |  | 0 | 0 | 0 | 19665 | 0 | 0 | 0 |  | 0 | 956 | 956 | 1966-05-19 | #NAME? | #NAME? | #NAME?
1966-05-20 | 1966 | 5 | 140 | 20 | 6 | 8.9 | 5.9429 | 18.3333 | 0 | 0 | 0 | #NAME? | #NAME? | #NAME? | #NAME? | #NAME? | #NAME? | FALSE | 0 | TRUE | FALSE | #NAME? | #NAME? | #NAME? | #NAME? | #NAME? | #NAME? | #NAME? | #NAME? | #NAME? | #NAME? |  |  | 1: 0; 2: 0; 3: 0; 4: 0 | 0 |  | 0 | 0 | 0 | 19665 | 0 | 0 | 0 |  | 0 | 957 | 957 | 1966-05-20 | #NAME? | #NAME? | #NAME?
1966-05-21 | 1966 | 5 | 141 | 21 | 7 | 2.8 | 5.0094 | 0 | 0.3 | 0.3 | 0 | #NAME? | #NAME? | #NAME? | #NAME? | #NAME? | #NAME? | FALSE | 0 | TRUE | FALSE | #NAME? | #NAME? | #NAME? | #NAME? | #NAME? | #NAME? | #NAME? | #NAME? | #NAME? | #NAME? |  |  | 1: 0; 2: 0; 3: 0; 4: 0 | 0 |  | 0 | 0 | 0 | 19665 | 0 | 0 | 0 |  | 0 | 958 | 958 | 1966-05-21 | #NAME? | #NAME? | #NAME?
1966-05-22 | 1966 | 5 | 142 | 22 | 1 | 2.2 | 4.2293 | 21 | 0 | 0 | 0 | #NAME? | #NAME? | #NAME? | #NAME? | #NAME? | #NAME? | TRUE | 0.3 | TRUE | TRUE | #NAME? | #NAME? | #NAME? | #NAME? | #NAME? | #NAME? | #NAME? | #NAME? | #NAME? | #NAME? |  |  | 1: 0; 2: 0; 3: 0; 4: 0 | 0 |  | 0 | 0 | 0 | 19665 | 0 | 0 | 0 |  | 0 | 959 | 959 | 1966-05-22 | #NAME? | #NAME? | #NAME?
1966-05-23 | 1966 | 5 | 143 | 23 | 2 | 4.4 | 5.8279 | 25.1667 | 0 | 0 | 0 | #NAME? | #NAME? | #NAME? | #NAME? | #NAME? | #NAME? | FALSE | 0.3 | TRUE | TRUE | #NAME? | #NAME? | #NAME? | #NAME? | #NAME? | #NAME? | #NAME? | #NAME? | #NAME? | #NAME? |  |  | 1: 0; 2: 0; 3: 2.3423; 4: 11.4273 | 13.7696 |  | 369.5549 | 568.9973 | 586.5951 | 19665 | 13.7696 | 369.5549 | 604.4742 |  | 0 | 960 | 960 | 1966-05-23 | #NAME? | #NAME? | #NAME?
1966-05-24 | 1966 | 5 | 144 | 24 | 3 | 3.9 | 5.6665 | 11.8333 | 0 | 0 | 0 | #NAME? | #NAME? | #NAME? | #NAME? | #NAME? | #NAME? | TRUE | 0 | TRUE | TRUE | #NAME? | #NAME? | #NAME? | #NAME? | #NAME? | #NAME? | #NAME? | #NAME? | #NAME? | #NAME? |  |  | 1: 10.3377; 2: 20.0184; 3: 0; 4: 0 | 30.3561 |  | 738.8257 | 1202.0851 | 1244.4371 | 19665 | 30.3561 | 738.8257 | 1208.4836 |  | 0 | 961 | 961 | 1966-05-24 | #NAME? | #NAME? | #NAME?
1966-05-25 | 1966 | 5 | 145 | 25 | 4 | 7.2 | 5.7586 | 8.3333 | 0 | 0 | 0 | #NAME? | #NAME? | #NAME? | #NAME? | #NAME? | #NAME? | FALSE | 0 | TRUE | TRUE | #NAME? | #NAME? | #NAME? | #NAME? | #NAME? | #NAME? | #NAME? | #NAME? | #NAME? | #NAME? |  |  | 1: 0; 2: 0; 3: 8.8815; 4: 5.3966 | 14.2781 |  | 288.5614 | 444.293 | 458.034 | 19665 | 14.2781 | 288.5614 | 471.9947 |  | 0 | 962 | 962 | 1966-05-25 | #NAME? | #NAME? | #NAME?
1966-05-26 | 1966 | 5 | 146 | 26 | 5 | 6.7 | 6.5048 | 6.1667 | 0 | 0 | 0 | #NAME? | #NAME? | #NAME? | #NAME? | #NAME? | #NAME? | TRUE | 0 | TRUE | TRUE | #NAME? | #NAME? | #NAME? | #NAME? | #NAME? | #NAME? | #NAME? | #NAME? | #NAME? | #NAME? |  |  | 1: 0; 2: 0; 3: 0; 4: 0 | 0 |  | 0 | 0 | 0 | 19665 | 0 | 0 | 0 |  | 0 | 963 | 963 | 1966-05-26 | #NAME? | #NAME? | #NAME?
1966-05-27 | 1966 | 5 | 147 | 27 | 6 | 7.8 | 6.6894 | 16.6667 | 0 | 0 | 0 | #NAME? | #NAME? | #NAME? | #NAME? | #NAME? | #NAME? | FALSE | 0 | TRUE | TRUE | #NAME? | #NAME? | #NAME? | #NAME? | #NAME? | #NAME? | #NAME? | #NAME? | #NAME? | #NAME? |  |  | 1: 0; 2: 0; 3: 0; 4: 6.7449 | 6.7449 |  | 197.8496 | 304.6256 | 314.047 | 19665 | 6.7449 | 197.8496 | 323.6189 |  | 0 | 964 | 964 | 1966-05-27 | #NAME? | #NAME? | #NAME?
1966-05-28 | 1966 | 5 | 148 | 28 | 7 | 5 | 5.0828 | 7.6667 | 4.4 | 4.4 | 0 | #NAME? | #NAME? | #NAME? | #NAME? | #NAME? | #NAME? | FALSE | 0 | TRUE | TRUE | #NAME? | #NAME? | #NAME? | #NAME? | #NAME? | #NAME? | #NAME? | #NAME? | #NAME? | #NAME? |  |  | 1: 0; 2: 0; 3: 0; 4: 0 | 0 |  | 0 | 0 | 0 | 19665 | 0 | 0 | 0 |  | 0 | 965 | 965 | 1966-05-28 | #NAME? | #NAME? | #NAME?
1966-05-29 | 1966 | 5 | 149 | 29 | 1 | 7.8 | 5.6533 | 17.6667 | 0 | 0 | 0 | #NAME? | #NAME? | #NAME? | #NAME? | #NAME? | #NAME? | TRUE | 4.4 | TRUE | TRUE | #NAME? | #NAME? | #NAME? | #NAME? | #NAME? | #NAME? | #NAME? | #NAME? | #NAME? | #NAME? |  |  | 1: 0; 2: 0; 3: 0; 4: 0 | 0 |  | 0 | 0 | 0 | 19665 | 0 | 0 | 0 |  | 0 | 966 | 966 | 1966-05-29 | #NAME? | #NAME? | #NAME?
1966-05-30 | 1966 | 5 | 150 | 30 | 2 | 7.8 | 3.4218 | 34 | 20.3 | 20.3 | 11.475 | #NAME? | #NAME? | #NAME? | #NAME? | #NAME? | #NAME? | FALSE | 4.4 | TRUE | TRUE | #NAME? | #NAME? | #NAME? | #NAME? | #NAME? | #NAME? | #NAME? | #NAME? | #NAME? | #NAME? |  |  | 1: 0; 2: 0; 3: 0; 4: 9.5841 | 9.5841 |  | 281.1325 | 432.8548 | 446.2421 | 19665 | 9.5841 | 281.1325 | 459.8433 |  | 0 | 967 | 967 | 1966-05-30 | #NAME? | #NAME? | #NAME?
1966-05-31 | 1966 | 5 | 151 | 31 | 3 | 6.7 | 3.2588 | 18.3333 | 1.9 | 1.9 | 0 | #NAME? | #NAME? | #NAME? | #NAME? | #NAME? | #NAME? | TRUE | 20.3 | FALSE | FALSE | #NAME? | #NAME? | #NAME? | #NAME? | #NAME? | #NAME? | #NAME? | #NAME? | #NAME? | #NAME? |  |  | 1: 0; 2: 0; 3: 0; 4: 0 | 0 |  | 0 | 0 | 0 | 19665 | 0 | 0 | 0 |  | 0 | 968 | 968 | 1966-05-31 | #NAME? | #NAME? | #NAME?
1966-06-01 | 1966 | 6 | 152 | 1 | 4 | 2.2 | 3.3208 | 31 | 24.2 | 24.2 | 14.4 | #NAME? | #NAME? | #NAME? | #NAME? | #NAME? | #NAME? | FALSE | 22.2 | FALSE | TRUE | #NAME? | #NAME? | #NAME? | #NAME? | #NAME? | #NAME? | #NAME? | #NAME? | #NAME? | #NAME? |  |  | 1: 0; 2: 0; 3: 0; 4: 0 | 0 |  | 0 | 0 | 0 | 19666 | 0 | 0 | 0 |  | 0 | 969 | 969 | 1966-06-01 | #NAME? | #NAME? | #NAME?
1966-06-02 | 1966 | 6 | 153 | 2 | 5 | 6.7 | 2.4749 | 6 | 0 | 0 | 0 | #NAME? | #NAME? | #NAME? | #NAME? | #NAME? | #NAME? | TRUE | 26.1 | FALSE | TRUE | #NAME? | #NAME? | #NAME? | #NAME? | #NAME? | #NAME? | #NAME? | #NAME? | #NAME? | #NAME? |  |  | 1: 0; 2: 0; 3: 0; 4: 0 | 0 |  | 0 | 0 | 0 | 19666 | 0 | 0 | 0 |  | 0 | 970 | 970 | 1966-06-02 | #NAME? | #NAME? | #NAME?
1966-06-03 | 1966 | 6 | 154 | 3 | 6 | 8.3 | 2.4423 | 14.1667 | 5.9 | 5.9 | 0.675 | #NAME? | #NAME? | #NAME? | #NAME? | #NAME? | #NAME? | FALSE | 24.2 | FALSE | TRUE | #NAME? | #NAME? | #NAME? | #NAME? | #NAME? | #NAME? | #NAME? | #NAME? | #NAME? | #NAME? |  |  | 1: 0; 2: 0; 3: 0; 4: 0 | 0 |  | 0 | 0 | 0 | 19666 | 0 | 0 | 0 |  | 0 | 971 | 971 | 1966-06-03 | #NAME? | #NAME? | #NAME?
1966-06-04 | 1966 | 6 | 155 | 4 | 7 | 5.6 | 3.3773 | 25.5 | 13.7 | 13.7 | 6.525 | #NAME? | #NAME? | #NAME? | #NAME? | #NAME? | #NAME? | FALSE | 5.9 | TRUE | FALSE | #NAME? | #NAME? | #NAME? | #NAME? | #NAME? | #NAME? | #NAME? | #NAME? | #NAME? | #NAME? |  |  | 1: 0; 2: 0; 3: 0; 4: 0 | 0 |  | 0 | 0 | 0 | 19666 | 0 | 0 | 0 |  | 0 | 972 | 972 | 1966-06-04 | #NAME? | #NAME? | #NAME?
1966-06-05 | 1966 | 6 | 156 | 5 | 1 | 2.2 | 2.9956 | 10.6667 | 2.8 | 2.8 | 0 | #NAME? | #NAME? | #NAME? | #NAME? | #NAME? | #NAME? | TRUE | 19.6 | FALSE | FALSE | #NAME? | #NAME? | #NAME? | #NAME? | #NAME? | #NAME? | #NAME? | #NAME? | #NAME? | #NAME? |  |  | 1: 0; 2: 0; 3: 0; 4: 0 | 0 |  | 0 | 0 | 0 | 19666 | 0 | 0 | 0 |  | 0 | 973 | 973 | 1966-06-05 | #NAME? | #NAME? | #NAME?
1966-06-06 | 1966 | 6 | 157 | 6 | 2 | 2.8 | 3.723 | 7.6667 | 0 | 0 | 0 | #NAME? | #NAME? | #NAME? | #NAME? | #NAME? | #NAME? | FALSE | 16.5 | FALSE | TRUE | #NAME? | #NAME? | #NAME? | #NAME? | #NAME? | #NAME? | #NAME? | #NAME? | #NAME? | #NAME? |  |  | 1: 0; 2: 0; 3: 0; 4: 0 | 0 |  | 0 | 0 | 0 | 19666 | 0 | 0 | 0 |  | 0 | 974 | 974 | 1966-06-06 | #NAME? | #NAME? | #NAME?
1966-06-07 | 1966 | 6 | 158 | 7 | 3 | 3.9 | 4.7095 | 10.8333 | 0.8 | 0.8 | 0 | #NAME? | #NAME? | #NAME? | #NAME? | #NAME? | #NAME? | TRUE | 2.8 | TRUE | TRUE | #NAME? | #NAME? | #NAME? | #NAME? | #NAME? | #NAME? | #NAME? | #NAME? | #NAME? | #NAME? |  |  | 1: 3.2444; 2: 5.1149; 3: 0; 4: 0 | 8.3593 |  | 197.6222 | 320.763 | 332.0056 | 19666 | 8.3593 | 197.6222 | 323.2469 |  | 0 | 975 | 975 | 1966-06-07 | #NAME? | #NAME? | #NAME?
1966-06-08 | 1966 | 6 | 159 | 8 | 4 | 7.2 | 4.2504 | 13.3333 | 0 | 0 | 0 | #NAME? | #NAME? | #NAME? | #NAME? | #NAME? | #NAME? | FALSE | 0.8 | TRUE | TRUE | #NAME? | #NAME? | #NAME? | #NAME? | #NAME? | #NAME? | #NAME? | #NAME? | #NAME? | #NAME? |  |  | 1: 0; 2: 0; 3: 3.6854; 4: 8.5654 | 12.2508 |  | 305.3049 | 470.0726 | 484.611 | 19666 | 12.2508 | 305.3049 | 499.3816 |  | 0 | 976 | 976 | 1966-06-08 | #NAME? | #NAME? | #NAME?
1966-06-09 | 1966 | 6 | 160 | 9 | 5 | 8.3 | 3.1789 | 9.6667 | 4.8 | 4.8 | 0 | #NAME? | #NAME? | #NAME? | #NAME? | #NAME? | #NAME? | TRUE | 0.8 | TRUE | TRUE | #NAME? | #NAME? | #NAME? | #NAME? | #NAME? | #NAME? | #NAME? | #NAME? | #NAME? | #NAME? |  |  | 1: 4.4554; 2: 5.5777; 3: 0; 4: 0 | 10.0331 |  | 228.9592 | 370.504 | 383.4045 | 19666 | 10.0331 | 228.9592 | 374.5044 |  | 0 | 977 | 977 | 1966-06-09 | #NAME? | #NAME? | #NAME?
1966-06-10 | 1966 | 6 | 161 | 10 | 6 | 8.3 | 3.0391 | 7.5 | 14.2 | 14.2 | 6.9 | #NAME? | #NAME? | #NAME? | #NAME? | #NAME? | #NAME? | FALSE | 4.8 | TRUE | TRUE | #NAME? | #NAME? | #NAME? | #NAME? | #NAME? | #NAME? | #NAME? | #NAME? | #NAME? | #NAME? |  |  | 1: 0; 2: 0; 3: 0; 4: 4.0284 | 4.0284 |  | 118.167 | 181.9397 | 187.5667 | 19666 | 4.0284 | 118.167 | 193.2836 |  | 0 | 978 | 978 | 1966-06-10 | #NAME? | #NAME? | #NAME?
1966-06-11 | 1966 | 6 | 162 | 11 | 7 | 6.1 | 3.5113 | 6.6667 | 4.9 | 4.9 | 0 | #NAME? | #NAME? | #NAME? | #NAME? | #NAME? | #NAME? | FALSE | 19 | FALSE | TRUE | #NAME? | #NAME? | #NAME? | #NAME? | #NAME? | #NAME? | #NAME? | #NAME? | #NAME? | #NAME? |  |  | 1: 0; 2: 0; 3: 0; 4: 0 | 0 |  | 0 | 0 | 0 | 19666 | 0 | 0 | 0 |  | 0 | 979 | 979 | 1966-06-11 | #NAME? | #NAME? | #NAME?
1966-06-12 | 1966 | 6 | 163 | 12 | 1 | 6.7 | 4.5815 | 14 | 0 | 0 | 0 | #NAME? | #NAME? | #NAME? | #NAME? | #NAME? | #NAME? | TRUE | 19.1 | FALSE | TRUE | #NAME? | #NAME? | #NAME? | #NAME? | #NAME? | #NAME? | #NAME? | #NAME? | #NAME? | #NAME? |  |  | 1: 0; 2: 0; 3: 0; 4: 0 | 0 |  | 0 | 0 | 0 | 19666 | 0 | 0 | 0 |  | 0 | 980 | 980 | 1966-06-12 | #NAME? | #NAME? | #NAME?
1966-06-13 | 1966 | 6 | 164 | 13 | 2 | 6.1 | 4.3568 | 8.3333 | 0 | 0 | 0 | #NAME? | #NAME? | #NAME? | #NAME? | #NAME? | #NAME? | FALSE | 4.9 | TRUE | TRUE | #NAME? | #NAME? | #NAME? | #NAME? | #NAME? | #NAME? | #NAME? | #NAME? | #NAME? | #NAME? |  |  | 1: 0; 2: 0; 3: 0; 4: 6.731 | 6.731 |  | 197.4437 | 304.0006 | 313.4027 | 19666 | 6.731 | 197.4437 | 322.955 |  | 0 | 981 | 981 | 1966-06-13 | #NAME? | #NAME? | #NAME?
1966-06-14 | 1966 | 6 | 165 | 14 | 3 | 6.1 | 3.853 | 21.1667 | 2.1 | 2.1 | 0 | #NAME? | #NAME? | #NAME? | #NAME? | #NAME? | #NAME? | TRUE | 0 | TRUE | TRUE | #NAME? | #NAME? | #NAME? | #NAME? | #NAME? | #NAME? | #NAME? | #NAME? | #NAME? | #NAME? |  |  | 1: 5.0352; 2: 6.2123; 3: 0; 4: 0 | 11.2475 |  | 256.0762 | 414.301 | 428.7201 | 19666 | 11.2475 | 256.0762 | 418.8592 |  | 0 | 982 | 982 | 1966-06-14 | #NAME? | #NAME? | #NAME?
1966-06-15 | 1966 | 6 | 166 | 15 | 4 | 6.1 | 4.2784 | 13.3333 | 0.3 | 0.3 | 0 | #NAME? | #NAME? | #NAME? | #NAME? | #NAME? | #NAME? | FALSE | 2.1 | TRUE | TRUE | #NAME? | #NAME? | #NAME? | #NAME? | #NAME? | #NAME? | #NAME? | #NAME? | #NAME? | #NAME? |  |  | 1: 0; 2: 0; 3: 10.7439; 4: 4.5154 | 15.2592 |  | 290.0279 | 446.5509 | 460.3618 | 19666 | 15.2592 | 290.0279 | 474.3934 |  | 0 | 983 | 983 | 1966-06-15 | #NAME? | #NAME? | #NAME?
1966-06-16 | 1966 | 6 | 167 | 16 | 5 | 5 | 5.1779 | 0.5 | 0 | 0 | 0 | #NAME? | #NAME? | #NAME? | #NAME? | #NAME? | #NAME? | TRUE | 2.4 | TRUE | TRUE | #NAME? | #NAME? | #NAME? | #NAME? | #NAME? | #NAME? | #NAME? | #NAME? | #NAME? | #NAME? |  |  | 1: 0; 2: 0; 3: 0; 4: 0 | 0 |  | 0 | 0 | 0 | 19666 | 0 | 0 | 0 |  | 0 | 984 | 984 | 1966-06-16 | #NAME? | #NAME? | #NAME?
1966-06-17 | 1966 | 6 | 168 | 17 | 6 | 8.3 | 6.3039 | 12.5 | 0 | 0 | 0 | #NAME? | #NAME? | #NAME? | #NAME? | #NAME? | #NAME? | FALSE | 0.3 | TRUE | TRUE | #NAME? | #NAME? | #NAME? | #NAME? | #NAME? | #NAME? | #NAME? | #NAME? | #NAME? | #NAME? |  |  | 1: 0; 2: 0; 3: 0; 4: 5.201 | 5.201 |  | 152.5615 | 234.8963 | 242.1611 | 19666 | 5.201 | 152.5615 | 249.5421 |  | 0 | 985 | 985 | 1966-06-17 | #NAME? | #NAME? | #NAME?
1966-06-18 | 1966 | 6 | 169 | 18 | 7 | 6.7 | 6.503 | 9.1667 | 0 | 0 | 0 | #NAME? | #NAME? | #NAME? | #NAME? | #NAME? | #NAME? | FALSE | 0 | TRUE | TRUE | #NAME? | #NAME? | #NAME? | #NAME? | #NAME? | #NAME? | #NAME? | #NAME? | #NAME? | #NAME? |  |  | 1: 0; 2: 0; 3: 7.3944; 4: 0 | 7.3944 |  | 108.4511 | 166.9803 | 172.1446 | 19666 | 7.3944 | 108.4511 | 177.3915 |  | 0 | 986 | 986 | 1966-06-18 | #NAME? | #NAME? | #NAME?
1966-06-19 | 1966 | 6 | 170 | 19 | 1 | 10.6 | 5.5797 | 6.1667 | 0 | 0 | 0 | #NAME? | #NAME? | #NAME? | #NAME? | #NAME? | #NAME? | TRUE | 0 | TRUE | TRUE | #NAME? | #NAME? | #NAME? | #NAME? | #NAME? | #NAME? | #NAME? | #NAME? | #NAME? | #NAME? |  |  | 1: 0; 2: 0; 3: 0; 4: 0 | 0 |  | 0 | 0 | 0 | 19666 | 0 | 0 | 0 |  | 0 | 987 | 987 | 1966-06-19 | #NAME? | #NAME? | #NAME?
1966-06-20 | 1966 | 6 | 171 | 20 | 2 | 7.8 | 4.237 | 22.6667 | 0.3 | 0.3 | 0 | #NAME? | #NAME? | #NAME? | #NAME? | #NAME? | #NAME? | FALSE | 0 | TRUE | TRUE | #NAME? | #NAME? | #NAME? | #NAME? | #NAME? | #NAME? | #NAME? | #NAME? | #NAME? | #NAME? |  |  | 1: 0; 2: 0; 3: 5.5869; 4: 10.1126 | 15.6996 |  | 378.5793 | 582.8919 | 600.9195 | 19666 | 15.6996 | 378.5793 | 619.2351 |  | 0 | 988 | 988 | 1966-06-20 | #NAME? | #NAME? | #NAME?
1966-06-21 | 1966 | 6 | 172 | 21 | 3 | 5 | 4.3607 | 6.5 | 0 | 0 | 0 | #NAME? | #NAME? | #NAME? | #NAME? | #NAME? | #NAME? | TRUE | 0.3 | TRUE | TRUE | #NAME? | #NAME? | #NAME? | #NAME? | #NAME? | #NAME? | #NAME? | #NAME? | #NAME? | #NAME? |  |  | 1: 3.4333; 2: 6.0309; 3: 0; 4: 0 | 9.4642 |  | 227.2608 | 369.3497 | 382.3316 | 19666 | 9.4642 | 227.2608 | 371.7264 |  | 0 | 989 | 989 | 1966-06-21 | #NAME? | #NAME? | #NAME?
1966-06-22 | 1966 | 6 | 173 | 22 | 4 | 8.9 | 5.3977 | 12.1667 | 0 | 0 | 0 | #NAME? | #NAME? | #NAME? | #NAME? | #NAME? | #NAME? | FALSE | 0.3 | TRUE | TRUE | #NAME? | #NAME? | #NAME? | #NAME? | #NAME? | #NAME? | #NAME? | #NAME? | #NAME? | #NAME? |  |  | 1: 0; 2: 0; 3: 2.4502; 4: 4.6784 | 7.1286 |  | 173.1694 | 266.6259 | 274.872 | 19666 | 7.1286 | 173.1694 | 283.25 |  | 0 | 990 | 990 | 1966-06-22 | #NAME? | #NAME? | #NAME?
1966-06-23 | 1966 | 6 | 174 | 23 | 5 | 5 | 3.8847 | 9.3333 | 0 | 0 | 0 | #NAME? | #NAME? | #NAME? | #NAME? | #NAME? | #NAME? | TRUE | 0 | TRUE | TRUE | #NAME? | #NAME? | #NAME? | #NAME? | #NAME? | #NAME? | #NAME? | #NAME? | #NAME? | #NAME? |  |  | 1: 0; 2: 0; 3: 0; 4: 0 | 0 |  | 0 | 0 | 0 | 19666 | 0 | 0 | 0 |  | 0 | 991 | 991 | 1966-06-23 | #NAME? | #NAME? | #NAME?
1966-06-24 | 1966 | 6 | 175 | 24 | 6 | 7.8 | 2.3702 | 13 | 5.6 | 5.6 | 0.45 | #NAME? | #NAME? | #NAME? | #NAME? | #NAME? | #NAME? | FALSE | 0 | TRUE | TRUE | #NAME? | #NAME? | #NAME? | #NAME? | #NAME? | #NAME? | #NAME? | #NAME? | #NAME? | #NAME? |  |  | 1: 0; 2: 0; 3: 0; 4: 5.1053 | 5.1053 |  | 149.7554 | 230.5758 | 237.707 | 19666 | 5.1053 | 149.7554 | 244.9521 |  | 0 | 992 | 992 | 1966-06-24 | #NAME? | #NAME? | #NAME?
1966-06-25 | 1966 | 6 | 176 | 25 | 7 | 6.7 | 4.4571 | 9.3333 | 0 | 0 | 0 | #NAME? | #NAME? | #NAME? | #NAME? | #NAME? | #NAME? | FALSE | 5.6 | TRUE | TRUE | #NAME? | #NAME? | #NAME? | #NAME? | #NAME? | #NAME? | #NAME? | #NAME? | #NAME? | #NAME? |  |  | 1: 0; 2: 0; 3: 7.3756; 4: 0 | 7.3756 |  | 108.1751 | 166.5554 | 171.7066 | 19666 | 7.3756 | 108.1751 | 176.9401 |  | 0 | 993 | 993 | 1966-06-25 | #NAME? | #NAME? | #NAME?
1966-06-26 | 1966 | 6 | 177 | 26 | 1 | 7.2 | 5.2116 | 4.3333 | 0 | 0 | 0 | #NAME? | #NAME? | #NAME? | #NAME? | #NAME? | #NAME? | TRUE | 5.6 | TRUE | TRUE | #NAME? | #NAME? | #NAME? | #NAME? | #NAME? | #NAME? | #NAME? | #NAME? | #NAME? | #NAME? |  |  | 1: 6.6369; 2: 12.155; 3: 0; 4: 0 | 18.7919 |  | 453.8887 | 738.0254 | 763.9926 | 19666 | 18.7919 | 453.8887 | 742.4173 |  | 0 | 994 | 994 | 1966-06-26 | #NAME? | #NAME? | #NAME?
1966-06-27 | 1966 | 6 | 178 | 27 | 2 | 5.6 | 5.1212 | 6.8333 | 0 | 0 | 0 | #NAME? | #NAME? | #NAME? | #NAME? | #NAME? | #NAME? | FALSE | 0 | TRUE | TRUE | #NAME? | #NAME? | #NAME? | #NAME? | #NAME? | #NAME? | #NAME? | #NAME? | #NAME? | #NAME? |  |  | 1: 0; 2: 0; 3: 4.9115; 4: 7.5978 | 12.5093 |  | 294.9032 | 454.0573 | 468.1003 | 19666 | 12.5093 | 294.9032 | 482.3677 |  | 0 | 995 | 995 | 1966-06-27 | #NAME? | #NAME? | #NAME?
1966-06-28 | 1966 | 6 | 179 | 28 | 3 | 7.8 | 6.362 | 7.5 | 0 | 0 | 0 | #NAME? | #NAME? | #NAME? | #NAME? | #NAME? | #NAME? | TRUE | 0 | TRUE | TRUE | #NAME? | #NAME? | #NAME? | #NAME? | #NAME? | #NAME? | #NAME? | #NAME? | #NAME? | #NAME? |  |  | 1: 0; 2: 0; 3: 0; 4: 0 | 0 |  | 0 | 0 | 0 | 19666 | 0 | 0 | 0 |  | 0 | 996 | 996 | 1966-06-28 | #NAME? | #NAME? | #NAME?
1966-06-29 | 1966 | 6 | 180 | 29 | 4 | 5 | 5.4849 | 12.1667 | 0 | 0 | 0 | #NAME? | #NAME? | #NAME? | #NAME? | #NAME? | #NAME? | FALSE | 0 | TRUE | TRUE | #NAME? | #NAME? | #NAME? | #NAME? | #NAME? | #NAME? | #NAME? | #NAME? | #NAME? | #NAME? |  |  | 1: 0; 2: 0; 3: 0; 4: 6.1517 | 6.1517 |  | 180.4487 | 277.8337 | 286.4265 | 19666 | 6.1517 | 180.4487 | 295.1566 |  | 0 | 997 | 997 | 1966-06-29 | #NAME? | #NAME? | #NAME?
1966-06-30 | 1966 | 6 | 181 | 30 | 5 | 6.1 | 4.8676 | 18.3333 | 0 | 0 | 0 | #NAME? | #NAME? | #NAME? | #NAME? | #NAME? | #NAME? | TRUE | 0 | TRUE | TRUE | #NAME? | #NAME? | #NAME? | #NAME? | #NAME? | #NAME? | #NAME? | #NAME? | #NAME? | #NAME? |  |  | 1: 0; 2: 0; 3: 0; 4: 0 | 0 |  | 0 | 0 | 0 | 19666 | 0 | 0 | 0 |  | 0 | 998 | 998 | 1966-06-30 | #NAME? | #NAME? | #NAME?
1966-07-01 | 1966 | 7 | 182 | 1 | 6 | 7.2 | 4.0701 | 23.6667 | 6.2 | 6.2 | 0.9 | #NAME? | #NAME? | #NAME? | #NAME? | #NAME? | #NAME? | FALSE | 0 | TRUE | TRUE | #NAME? | #NAME? | #NAME? | #NAME? | #NAME? | #NAME? | #NAME? | #NAME? | #NAME? | #NAME? |  |  | 1: 0; 2: 0; 3: 0; 4: 5.6939 | 5.6939 |  | 167.0214 | 257.1599 | 265.1133 | 19667 | 5.6939 | 167.0214 | 273.1939 |  | 0 | 999 | 999 | 1966-07-01 | #NAME? | #NAME? | #NAME?
1966-07-02 | 1966 | 7 | 183 | 2 | 7 | 10 | 2.4579 | 21.8333 | 54.9 | 54.9 | 37.425 | #NAME? | #NAME? | #NAME? | #NAME? | #NAME? | #NAME? | FALSE | 6.2 | TRUE | TRUE | #NAME? | #NAME? | #NAME? | #NAME? | #NAME? | #NAME? | #NAME? | #NAME? | #NAME? | #NAME? |  |  | 1: 0; 2: 0; 3: 4.2556; 4: 0 | 4.2556 |  | 62.4149 | 96.0991 | 99.0713 | 19667 | 4.2556 | 62.4149 | 102.0909 |  | 0 | 1000 | 1000 | 1966-07-02 | #NAME? | #NAME? | #NAME?
1966-07-03 | 1966 | 7 | 184 | 3 | 1 | 9.4 | 3.9786 | 11.5 | 15.2 | 15.2 | 7.65 | #NAME? | #NAME? | #NAME? | #NAME? | #NAME? | #NAME? | TRUE | 61.1 | FALSE | TRUE | #NAME? | #NAME? | #NAME? | #NAME? | #NAME? | #NAME? | #NAME? | #NAME? | #NAME? | #NAME? |  |  | 1: 0; 2: 0; 3: 0; 4: 0 | 0 |  | 0 | 0 | 0 | 19667 | 0 | 0 | 0 |  | 0 | 1001 | 1001 | 1966-07-03 | #NAME? | #NAME? | #NAME?
1966-07-04 | 1966 | 7 | 185 | 4 | 2 | 9.4 | 4.6745 | 15.5 | 0.3 | 0.3 | 0 | #NAME? | #NAME? | #NAME? | #NAME? | #NAME? | #NAME? | FALSE | 70.1 | FALSE | TRUE | #NAME? | #NAME? | #NAME? | #NAME? | #NAME? | #NAME? | #NAME? | #NAME? | #NAME? | #NAME? |  |  | 1: 0; 2: 0; 3: 0; 4: 0 | 0 |  | 0 | 0 | 0 | 19667 | 0 | 0 | 0 |  | 0 | 1002 | 1002 | 1966-07-04 | #NAME? | #NAME? | #NAME?
1966-07-05 | 1966 | 7 | 186 | 5 | 3 | 7.8 | 3.6382 | 9.5 | 0 | 0 | 0 | #NAME? | #NAME? | #NAME? | #NAME? | #NAME? | #NAME? | TRUE | 15.5 | FALSE | TRUE | #NAME? | #NAME? | #NAME? | #NAME? | #NAME? | #NAME? | #NAME? | #NAME? | #NAME? | #NAME? |  |  | 1: 0; 2: 0; 3: 0; 4: 0 | 0 |  | 0 | 0 | 0 | 19667 | 0 | 0 | 0 |  | 0 | 1003 | 1003 | 1966-07-05 | #NAME? | #NAME? | #NAME?
1966-07-06 | 1966 | 7 | 187 | 6 | 4 | 10.6 | 4.2509 | 6.8333 | 0 | 0 | 0 | #NAME? | #NAME? | #NAME? | #NAME? | #NAME? | #NAME? | FALSE | 0.3 | TRUE | TRUE | #NAME? | #NAME? | #NAME? | #NAME? | #NAME? | #NAME? | #NAME? | #NAME? | #NAME? | #NAME? |  |  | 1: 0; 2: 0; 3: 0; 4: 6.852 | 6.852 |  | 200.9916 | 309.4632 | 319.0342 | 19667 | 6.852 | 200.9916 | 328.7582 |  | 0 | 1004 | 1004 | 1966-07-06 | #NAME? | #NAME? | #NAME?
1966-07-07 | 1966 | 7 | 188 | 7 | 5 | 13.9 | 5.7685 | 10.5 | 0 | 0 | 0 | #NAME? | #NAME? | #NAME? | #NAME? | #NAME? | #NAME? | TRUE | 0 | TRUE | TRUE | #NAME? | #NAME? | #NAME? | #NAME? | #NAME? | #NAME? | #NAME? | #NAME? | #NAME? | #NAME? |  |  | 1: 0; 2: 0; 3: 0; 4: 0 | 0 |  | 0 | 0 | 0 | 19667 | 0 | 0 | 0 |  | 0 | 1005 | 1005 | 1966-07-07 | #NAME? | #NAME? | #NAME?
1966-07-08 | 1966 | 7 | 189 | 8 | 6 | 11.7 | 5.8129 | 18.1667 | 0 | 0 | 0 | #NAME? | #NAME? | #NAME? | #NAME? | #NAME? | #NAME? | FALSE | 0 | TRUE | TRUE | #NAME? | #NAME? | #NAME? | #NAME? | #NAME? | #NAME? | #NAME? | #NAME? | #NAME? | #NAME? |  |  | 1: 0; 2: 0; 3: 0; 4: 5.5107 | 5.5107 |  | 161.6463 | 248.884 | 256.5814 | 19667 | 5.5107 | 161.6463 | 264.4019 |  | 0 | 1006 | 1006 | 1966-07-08 | #NAME? | #NAME? | #NAME?
1966-07-09 | 1966 | 7 | 190 | 9 | 7 | 9.4 | 5.7237 | 5.8333 | 0 | 0 | 0 | #NAME? | #NAME? | #NAME? | #NAME? | #NAME? | #NAME? | FALSE | 0 | TRUE | TRUE | #NAME? | #NAME? | #NAME? | #NAME? | #NAME? | #NAME? | #NAME? | #NAME? | #NAME? | #NAME? |  |  | 1: 0; 2: 0; 3: 2.329; 4: 0 | 2.329 |  | 34.1588 | 52.5937 | 54.2203 | 19667 | 2.329 | 34.1588 | 55.8729 |  | 0 | 1007 | 1007 | 1966-07-09 | #NAME? | #NAME? | #NAME?
1966-07-10 | 1966 | 7 | 191 | 10 | 1 | 10 | 5.6413 | 9.5 | 3.6 | 3.6 | 0 | #NAME? | #NAME? | #NAME? | #NAME? | #NAME? | #NAME? | TRUE | 0 | TRUE | TRUE | #NAME? | #NAME? | #NAME? | #NAME? | #NAME? | #NAME? | #NAME? | #NAME? | #NAME? | #NAME? |  |  | 1: 10.1252; 2: 16.1006; 3: 0; 4: 0 | 26.2258 |  | 620.7864 | 1007.7132 | 1043.041 | 19667 | 26.2258 | 620.7864 | 1015.4088 |  | 0 | 1008 | 1008 | 1966-07-10 | #NAME? | #NAME? | #NAME?
1966-07-11 | 1966 | 7 | 192 | 11 | 2 | 8.9 | 3.8882 | 6.5 | 1.6 | 1.6 | 0 | #NAME? | #NAME? | #NAME? | #NAME? | #NAME? | #NAME? | FALSE | 3.6 | TRUE | TRUE | #NAME? | #NAME? | #NAME? | #NAME? | #NAME? | #NAME? | #NAME? | #NAME? | #NAME? | #NAME? |  |  | 1: 0; 2: 0; 3: 2.2184; 4: 9.4479 | 11.6663 |  | 309.6745 | 476.8005 | 491.5469 | 19667 | 11.6663 | 309.6745 | 506.5289 |  | 0 | 1009 | 1009 | 1966-07-11 | #NAME? | #NAME? | #NAME?
1966-07-12 | 1966 | 7 | 193 | 12 | 3 | 10.6 | 3.1949 | 10.8333 | 2.8 | 2.8 | 0 | #NAME? | #NAME? | #NAME? | #NAME? | #NAME? | #NAME? | TRUE | 5.2 | TRUE | TRUE | #NAME? | #NAME? | #NAME? | #NAME? | #NAME? | #NAME? | #NAME? | #NAME? | #NAME? | #NAME? |  |  | 1: 0; 2: 0; 3: 0; 4: 0 | 0 |  | 0 | 0 | 0 | 19667 | 0 | 0 | 0 |  | 0 | 1010 | 1010 | 1966-07-12 | #NAME? | #NAME? | #NAME?
1966-07-13 | 1966 | 7 | 194 | 13 | 4 | 11.7 | 3.7241 | 13.8333 | 0 | 0 | 0 | #NAME? | #NAME? | #NAME? | #NAME? | #NAME? | #NAME? | FALSE | 4.4 | TRUE | TRUE | #NAME? | #NAME? | #NAME? | #NAME? | #NAME? | #NAME? | #NAME? | #NAME? | #NAME? | #NAME? |  |  | 1: 0; 2: 0; 3: 6.146; 4: 4.0372 | 10.1832 |  | 208.5653 | 321.1244 | 331.0561 | 19667 | 10.1832 | 208.5653 | 341.1465 |  | 0 | 1011 | 1011 | 1966-07-13 | #NAME? | #NAME? | #NAME?
1966-07-14 | 1966 | 7 | 195 | 14 | 5 | 10 | 4.389 | 9.3333 | 0 | 0 | 0 | #NAME? | #NAME? | #NAME? | #NAME? | #NAME? | #NAME? | TRUE | 2.8 | TRUE | TRUE | #NAME? | #NAME? | #NAME? | #NAME? | #NAME? | #NAME? | #NAME? | #NAME? | #NAME? | #NAME? |  |  | 1: 8.3532; 2: 12.2884; 3: 0; 4: 0 | 20.6416 |  | 482.9726 | 783.2354 | 810.6353 | 19667 | 20.6416 | 482.9726 | 789.9894 |  | 0 | 1012 | 1012 | 1966-07-14 | #NAME? | #NAME? | #NAME?
1966-07-15 | 1966 | 7 | 196 | 15 | 6 | 12.2 | 5.2733 | 6.3333 | 0 | 0 | 0 | #NAME? | #NAME? | #NAME? | #NAME? | #NAME? | #NAME? | FALSE | 0 | TRUE | TRUE | #NAME? | #NAME? | #NAME? | #NAME? | #NAME? | #NAME? | #NAME? | #NAME? | #NAME? | #NAME? |  |  | 1: 0; 2: 0; 3: 0; 4: 4.6939 | 4.6939 |  | 137.6887 | 211.9969 | 218.5535 | 19667 | 4.6939 | 137.6887 | 225.2149 |  | 0 | 1013 | 1013 | 1966-07-15 | #NAME? | #NAME? | #NAME?
1966-07-16 | 1966 | 7 | 197 | 16 | 7 | 11.7 | 5.4517 | 8.1667 | 0.5 | 0.5 | 0 | #NAME? | #NAME? | #NAME? | #NAME? | #NAME? | #NAME? | FALSE | 0 | TRUE | TRUE | #NAME? | #NAME? | #NAME? | #NAME? | #NAME? | #NAME? | #NAME? | #NAME? | #NAME? | #NAME? |  |  | 1: 0; 2: 0; 3: 6.08; 4: 0 | 6.08 |  | 89.1739 | 137.2994 | 141.5458 | 19667 | 6.08 | 89.1739 | 145.8601 |  | 0 | 1014 | 1014 | 1966-07-16 | #NAME? | #NAME? | #NAME?
1966-07-17 | 1966 | 7 | 198 | 17 | 1 | 12.2 | 5.4883 | 7.1667 | 0 | 0 | 0 | #NAME? | #NAME? | #NAME? | #NAME? | #NAME? | #NAME? | TRUE | 0.5 | TRUE | TRUE | #NAME? | #NAME? | #NAME? | #NAME? | #NAME? | #NAME? | #NAME? | #NAME? | #NAME? | #NAME? |  |  | 1: 0; 2: 0; 3: 0; 4: 0 | 0 |  | 0 | 0 | 0 | 19667 | 0 | 0 | 0 |  | 0 | 1015 | 1015 | 1966-07-17 | #NAME? | #NAME? | #NAME?
1966-07-18 | 1966 | 7 | 199 | 18 | 2 | 8.3 | 4.9323 | 16 | 0 | 0 | 0 | #NAME? | #NAME? | #NAME? | #NAME? | #NAME? | #NAME? | FALSE | 0.5 | TRUE | TRUE | #NAME? | #NAME? | #NAME? | #NAME? | #NAME? | #NAME? | #NAME? | #NAME? | #NAME? | #NAME? |  |  | 1: 0; 2: 0; 3: 8.2028; 4: 8.9173 | 17.1201 |  | 381.8823 | 587.9776 | 606.1624 | 19667 | 17.1201 | 381.8823 | 624.6379 |  | 0 | 1016 | 1016 | 1966-07-18 | #NAME? | #NAME? | #NAME?
1966-07-19 | 1966 | 7 | 200 | 19 | 3 | 8.9 | 5.7007 | 2.6667 | 0 | 0 | 0 | #NAME? | #NAME? | #NAME? | #NAME? | #NAME? | #NAME? | TRUE | 0 | TRUE | TRUE | #NAME? | #NAME? | #NAME? | #NAME? | #NAME? | #NAME? | #NAME? | #NAME? | #NAME? | #NAME? |  |  | 1: 0; 2: 0; 3: 0; 4: 0 | 0 |  | 0 | 0 | 0 | 19667 | 0 | 0 | 0 |  | 0 | 1017 | 1017 | 1966-07-19 | #NAME? | #NAME? | #NAME?
1966-07-20 | 1966 | 7 | 201 | 20 | 4 | 10.6 | 6.2169 | 18.6667 | 0 | 0 | 0 | #NAME? | #NAME? | #NAME? | #NAME? | #NAME? | #NAME? | FALSE | 0 | TRUE | TRUE | #NAME? | #NAME? | #NAME? | #NAME? | #NAME? | #NAME? | #NAME? | #NAME? | #NAME? | #NAME? |  |  | 1: 0; 2: 0; 3: 2.4253; 4: 5.4154 | 7.8407 |  | 194.4224 | 299.3488 | 308.607 | 19667 | 7.8407 | 194.4224 | 318.0132 |  | 0 | 1018 | 1018 | 1966-07-20 | #NAME? | #NAME? | #NAME?
1966-07-21 | 1966 | 7 | 202 | 21 | 5 | 6.1 | 4.0878 | 8 | 0 | 0 | 0 | #NAME? | #NAME? | #NAME? | #NAME? | #NAME? | #NAME? | TRUE | 0 | TRUE | TRUE | #NAME? | #NAME? | #NAME? | #NAME? | #NAME? | #NAME? | #NAME? | #NAME? | #NAME? | #NAME? |  |  | 1: 10.2818; 2: 18.0816; 3: 0; 4: 0 | 28.3634 |  | 681.1942 | 1107.1079 | 1146.0219 | 19667 | 28.3634 | 681.1942 | 1114.2168 |  | 0 | 1019 | 1019 | 1966-07-21 | #NAME? | #NAME? | #NAME?
1966-07-22 | 1966 | 7 | 203 | 22 | 6 | 6.1 | 4.0808 | 9.1667 | 10.7 | 10.7 | 4.275 | #NAME? | #NAME? | #NAME? | #NAME? | #NAME? | #NAME? | FALSE | 0 | TRUE | TRUE | #NAME? | #NAME? | #NAME? | #NAME? | #NAME? | #NAME? | #NAME? | #NAME? | #NAME? | #NAME? |  |  | 1: 0; 2: 0; 3: 0; 4: 5.6676 | 5.6676 |  | 166.2497 | 255.9717 | 263.8884 | 19667 | 5.6676 | 166.2497 | 271.9315 |  | 0 | 1020 | 1020 | 1966-07-22 | #NAME? | #NAME? | #NAME?
1966-07-23 | 1966 | 7 | 204 | 23 | 7 | 8.9 | 3.373 | 7.6667 | 0.5 | 0.5 | 0 | #NAME? | #NAME? | #NAME? | #NAME? | #NAME? | #NAME? | FALSE | 10.7 | FALSE | TRUE | #NAME? | #NAME? | #NAME? | #NAME? | #NAME? | #NAME? | #NAME? | #NAME? | #NAME? | #NAME? |  |  | 1: 0; 2: 0; 3: 0; 4: 0 | 0 |  | 0 | 0 | 0 | 19667 | 0 | 0 | 0 |  | 0 | 1021 | 1021 | 1966-07-23 | #NAME? | #NAME? | #NAME?
1966-07-24 | 1966 | 7 | 205 | 24 | 1 | 11.1 | 2.4657 | 11 | 0.3 | 0.3 | 0 | #NAME? | #NAME? | #NAME? | #NAME? | #NAME? | #NAME? | TRUE | 11.2 | FALSE | TRUE | #NAME? | #NAME? | #NAME? | #NAME? | #NAME? | #NAME? | #NAME? | #NAME? | #NAME? | #NAME? |  |  | 1: 0; 2: 0; 3: 0; 4: 0 | 0 |  | 0 | 0 | 0 | 19667 | 0 | 0 | 0 |  | 0 | 1022 | 1022 | 1966-07-24 | #NAME? | #NAME? | #NAME?
1966-07-25 | 1966 | 7 | 206 | 25 | 2 | 8.3 | 2.7553 | 15.8333 | 17 | 17 | 9 | #NAME? | #NAME? | #NAME? | #NAME? | #NAME? | #NAME? | FALSE | 0.8 | TRUE | TRUE | #NAME? | #NAME? | #NAME? | #NAME? | #NAME? | #NAME? | #NAME? | #NAME? | #NAME? | #NAME? |  |  | 1: 0; 2: 0; 3: 1.8536; 4: 5.4913 | 7.3448 |  | 188.2629 | 289.8651 | 298.83 | 19667 | 7.3448 | 188.2629 | 307.9382 |  | 0 | 1023 | 1023 | 1966-07-25 | #NAME? | #NAME? | #NAME?
1966-07-26 | 1966 | 7 | 207 | 26 | 3 | 7.8 | 3.1994 | 10.1667 | 0 | 0 | 0 | #NAME? | #NAME? | #NAME? | #NAME? | #NAME? | #NAME? | TRUE | 17.3 | FALSE | TRUE | #NAME? | #NAME? | #NAME? | #NAME? | #NAME? | #NAME? | #NAME? | #NAME? | #NAME? | #NAME? |  |  | 1: 0; 2: 0; 3: 0; 4: 0 | 0 |  | 0 | 0 | 0 | 19667 | 0 | 0 | 0 |  | 0 | 1024 | 1024 | 1966-07-26 | #NAME? | #NAME? | #NAME?
1966-07-27 | 1966 | 7 | 208 | 27 | 4 | 9.4 | 4.2439 | 4.1667 | 0 | 0 | 0 | #NAME? | #NAME? | #NAME? | #NAME? | #NAME? | #NAME? | FALSE | 17 | FALSE | TRUE | #NAME? | #NAME? | #NAME? | #NAME? | #NAME? | #NAME? | #NAME? | #NAME? | #NAME? | #NAME? |  |  | 1: 0; 2: 0; 3: 0; 4: 0 | 0 |  | 0 | 0 | 0 | 19667 | 0 | 0 | 0 |  | 0 | 1025 | 1025 | 1966-07-27 | #NAME? | #NAME? | #NAME?
1966-07-28 | 1966 | 7 | 209 | 28 | 5 | 11.1 | 4.9607 | 8.6667 | 0 | 0 | 0 | #NAME? | #NAME? | #NAME? | #NAME? | #NAME? | #NAME? | TRUE | 0 | TRUE | TRUE | #NAME? | #NAME? | #NAME? | #NAME? | #NAME? | #NAME? | #NAME? | #NAME? | #NAME? | #NAME? |  |  | 1: 3.4473; 2: 5.504; 3: 0; 4: 0 | 8.9513 |  | 212.0111 | 344.1716 | 356.2387 | 19667 | 8.9513 | 212.0111 | 346.7827 |  | 0 | 1026 | 1026 | 1966-07-28 | #NAME? | #NAME? | #NAME?
1966-07-29 | 1966 | 7 | 210 | 29 | 6 | 12.8 | 4.4847 | 10 | 0 | 0 | 0 | #NAME? | #NAME? | #NAME? | #NAME? | #NAME? | #NAME? | FALSE | 0 | TRUE | TRUE | #NAME? | #NAME? | #NAME? | #NAME? | #NAME? | #NAME? | #NAME? | #NAME? | #NAME? | #NAME? |  |  | 1: 0; 2: 0; 3: 0; 4: 9.1022 | 9.1022 |  | 266.9975 | 411.0914 | 423.8056 | 19667 | 9.1022 | 266.9975 | 436.723 |  | 0 | 1027 | 1027 | 1966-07-29 | #NAME? | #NAME? | #NAME?
1966-07-30 | 1966 | 7 | 211 | 30 | 7 | 13.3 | 3.907 | 2.6667 | 0 | 0 | 0 | #NAME? | #NAME? | #NAME? | #NAME? | #NAME? | #NAME? | FALSE | 0 | TRUE | TRUE | #NAME? | #NAME? | #NAME? | #NAME? | #NAME? | #NAME? | #NAME? | #NAME? | #NAME? | #NAME? |  |  | 1: 0; 2: 0; 3: 0; 4: 0 | 0 |  | 0 | 0 | 0 | 19667 | 0 | 0 | 0 |  | 0 | 1028 | 1028 | 1966-07-30 | #NAME? | #NAME? | #NAME?
1966-07-31 | 1966 | 7 | 212 | 31 | 1 | 13.9 | 3.8634 | 13 | 0 | 0 | 0 | #NAME? | #NAME? | #NAME? | #NAME? | #NAME? | #NAME? | TRUE | 0 | TRUE | TRUE | #NAME? | #NAME? | #NAME? | #NAME? | #NAME? | #NAME? | #NAME? | #NAME? | #NAME? | #NAME? |  |  | 1: 0; 2: 0; 3: 0; 4: 0 | 0 |  | 0 | 0 | 0 | 19667 | 0 | 0 | 0 |  | 0 | 1029 | 1029 | 1966-07-31 | #NAME? | #NAME? | #NAME?
1966-08-01 | 1966 | 8 | 213 | 1 | 2 | 12.2 | 4.8657 | 15.8333 | 0 | 0 | 0 | #NAME? | #NAME? | #NAME? | #NAME? | #NAME? | #NAME? | FALSE | 0 | TRUE | TRUE | #NAME? | #NAME? | #NAME? | #NAME? | #NAME? | #NAME? | #NAME? | #NAME? | #NAME? | #NAME? |  |  | 1: 0; 2: 0; 3: 6.9371; 4: 6.5537 | 13.4909 |  | 293.9881 | 452.6484 | 466.6478 | 19668 | 13.4909 | 293.9881 | 480.871 |  | 0 | 1030 | 1030 | 1966-08-01 | #NAME? | #NAME? | #NAME?
1966-08-02 | 1966 | 8 | 214 | 2 | 3 | 12.8 | 5.3117 | 5.8333 | 0 | 0 | 0 | #NAME? | #NAME? | #NAME? | #NAME? | #NAME? | #NAME? | TRUE | 0 | TRUE | TRUE | #NAME? | #NAME? | #NAME? | #NAME? | #NAME? | #NAME? | #NAME? | #NAME? | #NAME? | #NAME? |  |  | 1: 6.4876; 2: 9.4852; 3: 0; 4: 0 | 15.9729 |  | 373.3855 | 605.4702 | 626.6477 | 19668 | 15.9729 | 373.3855 | 610.7398 |  | 0 | 1031 | 1031 | 1966-08-02 | #NAME? | #NAME? | #NAME?
1966-08-03 | 1966 | 8 | 215 | 3 | 4 | 10.6 | 4.1476 | 8.6667 | 9.4 | 9.4 | 3.3 | #NAME? | #NAME? | #NAME? | #NAME? | #NAME? | #NAME? | FALSE | 0 | TRUE | TRUE | #NAME? | #NAME? | #NAME? | #NAME? | #NAME? | #NAME? | #NAME? | #NAME? | #NAME? | #NAME? |  |  | 1: 0; 2: 0; 3: 1.5389; 4: 5.5975 | 7.1364 |  | 186.7645 | 287.558 | 296.4516 | 19668 | 7.1364 | 186.7645 | 305.4872 |  | 0 | 1032 | 1032 | 1966-08-03 | #NAME? | #NAME? | #NAME?
1966-08-04 | 1966 | 8 | 216 | 4 | 5 | 12.8 | 3.0436 | 12.3333 | 7.6 | 7.6 | 1.95 | #NAME? | #NAME? | #NAME? | #NAME? | #NAME? | #NAME? | TRUE | 9.4 | TRUE | TRUE | #NAME? | #NAME? | #NAME? | #NAME? | #NAME? | #NAME? | #NAME? | #NAME? | #NAME? | #NAME? |  |  | 1: 7.9061; 2: 13.3798; 3: 0; 4: 0 | 21.2859 |  | 508.4299 | 825.9497 | 854.9527 | 19668 | 21.2859 | 508.4299 | 831.6295 |  | 0 | 1033 | 1033 | 1966-08-04 | #NAME? | #NAME? | #NAME?
1966-08-05 | 1966 | 8 | 217 | 5 | 6 | 10.6 | 3.4233 | 6.6667 | 2 | 2 | 0 | #NAME? | #NAME? | #NAME? | #NAME? | #NAME? | #NAME? | FALSE | 17 | FALSE | TRUE | #NAME? | #NAME? | #NAME? | #NAME? | #NAME? | #NAME? | #NAME? | #NAME? | #NAME? | #NAME? |  |  | 1: 0; 2: 0; 3: 0; 4: 0 | 0 |  | 0 | 0 | 0 | 19668 | 0 | 0 | 0 |  | 0 | 1034 | 1034 | 1966-08-05 | #NAME? | #NAME? | #NAME?
1966-08-06 | 1966 | 8 | 218 | 6 | 7 | 10.6 | 3.7625 | 30.5 | 0 | 0 | 0 | #NAME? | #NAME? | #NAME? | #NAME? | #NAME? | #NAME? | FALSE | 9.6 | TRUE | TRUE | #NAME? | #NAME? | #NAME? | #NAME? | #NAME? | #NAME? | #NAME? | #NAME? | #NAME? | #NAME? |  |  | 1: 0; 2: 0; 3: 3.9455; 4: 0 | 3.9455 |  | 57.8671 | 89.097 | 91.8526 | 19668 | 3.9455 | 57.8671 | 94.6522 |  | 0 | 1035 | 1035 | 1966-08-06 | #NAME? | #NAME? | #NAME?
1966-08-07 | 1966 | 8 | 219 | 7 | 1 | 5 | 3.0621 | 6.3333 | 0 | 0 | 0 | #NAME? | #NAME? | #NAME? | #NAME? | #NAME? | #NAME? | TRUE | 2 | TRUE | TRUE | #NAME? | #NAME? | #NAME? | #NAME? | #NAME? | #NAME? | #NAME? | #NAME? | #NAME? | #NAME? |  |  | 1: 0; 2: 0; 3: 0; 4: 0 | 0 |  | 0 | 0 | 0 | 19668 | 0 | 0 | 0 |  | 0 | 1036 | 1036 | 1966-08-07 | #NAME? | #NAME? | #NAME?
1966-08-08 | 1966 | 8 | 220 | 8 | 2 | 9.4 | 4.079 | 16.1667 | 0 | 0 | 0 | #NAME? | #NAME? | #NAME? | #NAME? | #NAME? | #NAME? | FALSE | 0 | TRUE | TRUE | #NAME? | #NAME? | #NAME? | #NAME? | #NAME? | #NAME? | #NAME? | #NAME? | #NAME? | #NAME? |  |  | 1: 0; 2: 0; 3: 6.3838; 4: 7.9163 | 14.3002 |  | 325.842 | 501.6932 | 517.2094 | 19668 | 14.3002 | 325.842 | 532.9737 |  | 0 | 1037 | 1037 | 1966-08-08 | #NAME? | #NAME? | #NAME?
1966-08-09 | 1966 | 8 | 221 | 9 | 3 | 7.2 | 3.7982 | 2.3333 | 0 | 0 | 0 | #NAME? | #NAME? | #NAME? | #NAME? | #NAME? | #NAME? | TRUE | 0 | TRUE | TRUE | #NAME? | #NAME? | #NAME? | #NAME? | #NAME? | #NAME? | #NAME? | #NAME? | #NAME? | #NAME? |  |  | 1: 10.664; 2: 13.4758; 3: 0; 4: 0 | 24.1399 |  | 551.6972 | 892.8771 | 923.9749 | 19668 | 24.1399 | 551.6972 | 902.4009 |  | 0 | 1038 | 1038 | 1966-08-09 | #NAME? | #NAME? | #NAME?
1966-08-10 | 1966 | 8 | 222 | 10 | 4 | 7.8 | 4.4921 | 4 | 0.5 | 0.5 | 0 | #NAME? | #NAME? | #NAME? | #NAME? | #NAME? | #NAME? | FALSE | 0 | TRUE | TRUE | #NAME? | #NAME? | #NAME? | #NAME? | #NAME? | #NAME? | #NAME? | #NAME? | #NAME? | #NAME? |  |  | 1: 0; 2: 0; 3: 0; 4: 4.369 | 4.369 |  | 128.1583 | 197.3231 | 203.4259 | 19668 | 4.369 | 128.1583 | 209.6262 |  | 0 | 1039 | 1039 | 1966-08-10 | #NAME? | #NAME? | #NAME?
1966-08-11 | 1966 | 8 | 223 | 11 | 5 | 5.6 | 3.5227 | 14.1667 | 1.5 | 1.5 | 0 | #NAME? | #NAME? | #NAME? | #NAME? | #NAME? | #NAME? | TRUE | 0.5 | TRUE | TRUE | #NAME? | #NAME? | #NAME? | #NAME? | #NAME? | #NAME? | #NAME? | #NAME? | #NAME? | #NAME? |  |  | 1: 2.9252; 2: 3.9842; 3: 0; 4: 0 | 6.9094 |  | 159.7728 | 258.8422 | 267.8774 | 19668 | 6.9094 | 159.7728 | 261.3375 |  | 0 | 1040 | 1040 | 1966-08-11 | #NAME? | #NAME? | #NAME?
1966-08-12 | 1966 | 8 | 224 | 12 | 6 | 3.3 | 3.5056 | 8.6667 | 0 | 0 | 0 | #NAME? | #NAME? | #NAME? | #NAME? | #NAME? | #NAME? | FALSE | 2 | TRUE | TRUE | #NAME? | #NAME? | #NAME? | #NAME? | #NAME? | #NAME? | #NAME? | #NAME? | #NAME? | #NAME? |  |  | 1: 0; 2: 0; 3: 0; 4: 4.4081 | 4.4081 |  | 129.3049 | 199.0885 | 205.2459 | 19668 | 4.4081 | 129.3049 | 211.5017 |  | 0 | 1041 | 1041 | 1966-08-12 | #NAME? | #NAME? | #NAME?
1966-08-13 | 1966 | 8 | 225 | 13 | 7 | 10 | 3.3456 | 9.8333 | 0 | 0 | 0 | #NAME? | #NAME? | #NAME? | #NAME? | #NAME? | #NAME? | FALSE | 1.5 | TRUE | TRUE | #NAME? | #NAME? | #NAME? | #NAME? | #NAME? | #NAME? | #NAME? | #NAME? | #NAME? | #NAME? |  |  | 1: 0; 2: 0; 3: 6.2582; 4: 0 | 6.2582 |  | 91.7872 | 141.3231 | 145.6939 | 19668 | 6.2582 | 91.7872 | 150.1346 |  | 0 | 1042 | 1042 | 1966-08-13 | #NAME? | #NAME? | #NAME?
1966-08-14 | 1966 | 8 | 226 | 14 | 1 | 7.2 | 4.3202 | 5.1667 | 0 | 0 | 0 | #NAME? | #NAME? | #NAME? | #NAME? | #NAME? | #NAME? | TRUE | 0 | TRUE | TRUE | #NAME? | #NAME? | #NAME? | #NAME? | #NAME? | #NAME? | #NAME? | #NAME? | #NAME? | #NAME? |  |  | 1: 11.6495; 2: 13.238; 3: 0; 4: 0 | 24.8875 |  | 559.1736 | 903.6216 | 934.9903 | 19668 | 24.8875 | 559.1736 | 914.63 |  | 0 | 1043 | 1043 | 1966-08-14 | #NAME? | #NAME? | #NAME?
1966-08-15 | 1966 | 8 | 227 | 15 | 2 | 9.4 | 4.7956 | 2.8333 | 0 | 0 | 0 | #NAME? | #NAME? | #NAME? | #NAME? | #NAME? | #NAME? | FALSE | 0 | TRUE | TRUE | #NAME? | #NAME? | #NAME? | #NAME? | #NAME? | #NAME? | #NAME? | #NAME? | #NAME? | #NAME? |  |  | 1: 0; 2: 0; 3: 5.6953; 4: 6.4962 | 12.1915 |  | 274.0859 | 422.0052 | 435.0569 | 19668 | 12.1915 | 274.0859 | 448.3172 |  | 0 | 1044 | 1044 | 1966-08-15 | #NAME? | #NAME? | #NAME?
1966-08-16 | 1966 | 8 | 228 | 16 | 3 | 6.7 | 4.2046 | 4 | 1.3 | 1.3 | 0 | #NAME? | #NAME? | #NAME? | #NAME? | #NAME? | #NAME? | TRUE | 0 | TRUE | FALSE | #NAME? | #NAME? | #NAME? | #NAME? | #NAME? | #NAME? | #NAME? | #NAME? | #NAME? | #NAME? |  |  | 1: 0; 2: 0; 3: 0; 4: 0 | 0 |  | 0 | 0 | 0 | 19668 | 0 | 0 | 0 |  | 0 | 1045 | 1045 | 1966-08-16 | #NAME? | #NAME? | #NAME?
1966-08-17 | 1966 | 8 | 229 | 17 | 4 | 2.8 | 3.6451 | 3.1667 | 0 | 0 | 0 | #NAME? | #NAME? | #NAME? | #NAME? | #NAME? | #NAME? | FALSE | 1.3 | TRUE | TRUE | #NAME? | #NAME? | #NAME? | #NAME? | #NAME? | #NAME? | #NAME? | #NAME? | #NAME? | #NAME? |  |  | 1: 0; 2: 0; 3: 0; 4: 4.9501 | 4.9501 |  | 145.202 | 223.565 | 230.4794 | 19668 | 4.9501 | 145.202 | 237.5043 |  | 0 | 1046 | 1046 | 1966-08-17 | #NAME? | #NAME? | #NAME?
1966-08-18 | 1966 | 8 | 230 | 18 | 5 | 7.8 | 2.4255 | 14.8333 | 0.6 | 0.6 | 0 | #NAME? | #NAME? | #NAME? | #NAME? | #NAME? | #NAME? | TRUE | 1.3 | TRUE | TRUE | #NAME? | #NAME? | #NAME? | #NAME? | #NAME? | #NAME? | #NAME? | #NAME? | #NAME? | #NAME? |  |  | 1: 0; 2: 0; 3: 0; 4: 0 | 0 |  | 0 | 0 | 0 | 19668 | 0 | 0 | 0 |  | 0 | 1047 | 1047 | 1966-08-18 | #NAME? | #NAME? | #NAME?
1966-08-19 | 1966 | 8 | 231 | 19 | 6 | 6.7 | 2.8879 | 16 | 0 | 0 | 0 | #NAME? | #NAME? | #NAME? | #NAME? | #NAME? | #NAME? | FALSE | 0.6 | TRUE | TRUE | #NAME? | #NAME? | #NAME? | #NAME? | #NAME? | #NAME? | #NAME? | #NAME? | #NAME? | #NAME? |  |  | 1: 0; 2: 0; 3: 0; 4: 3.614 | 3.614 |  | 106.0118 | 163.2245 | 168.2727 | 19668 | 3.614 | 106.0118 | 173.4015 |  | 0 | 1048 | 1048 | 1966-08-19 | #NAME? | #NAME? | #NAME?
1966-08-20 | 1966 | 8 | 232 | 20 | 7 | 3.9 | 2.9885 | 19 | 0 | 0 | 0 | #NAME? | #NAME? | #NAME? | #NAME? | #NAME? | #NAME? | FALSE | 0.6 | TRUE | TRUE | #NAME? | #NAME? | #NAME? | #NAME? | #NAME? | #NAME? | #NAME? | #NAME? | #NAME? | #NAME? |  |  | 1: 0; 2: 0; 3: 2.0535; 4: 0 | 2.0535 |  | 30.1173 | 46.3711 | 47.8053 | 19668 | 2.0535 | 30.1173 | 49.2623 |  | 0 | 1049 | 1049 | 1966-08-20 | #NAME? | #NAME? | #NAME?
1966-08-21 | 1966 | 8 | 233 | 21 | 1 | 3.9 | 3.8496 | 11.8333 | 0 | 0 | 0 | #NAME? | #NAME? | #NAME? | #NAME? | #NAME? | #NAME? | TRUE | 0 | TRUE | FALSE | #NAME? | #NAME? | #NAME? | #NAME? | #NAME? | #NAME? | #NAME? | #NAME? | #NAME? | #NAME? |  |  | 1: 0; 2: 0; 3: 0; 4: 0 | 0 |  | 0 | 0 | 0 | 19668 | 0 | 0 | 0 |  | 0 | 1050 | 1050 | 1966-08-21 | #NAME? | #NAME? | #NAME?
1966-08-22 | 1966 | 8 | 234 | 22 | 2 | 2.2 | 3.6178 | 2.8333 | 0 | 0 | 0 | #NAME? | #NAME? | #NAME? | #NAME? | #NAME? | #NAME? | FALSE | 0 | TRUE | TRUE | #NAME? | #NAME? | #NAME? | #NAME? | #NAME? | #NAME? | #NAME? | #NAME? | #NAME? | #NAME? |  |  | 1: 0; 2: 0; 3: 6.1357; 4: 6.041 | 12.1767 |  | 267.1925 | 411.3916 | 424.115 | 19668 | 12.1767 | 267.1925 | 437.0418 |  | 0 | 1051 | 1051 | 1966-08-22 | #NAME? | #NAME? | #NAME?
1966-08-23 | 1966 | 8 | 235 | 23 | 3 | 4.4 | 4.1683 | 4.3333 | 0 | 0 | 0 | #NAME? | #NAME? | #NAME? | #NAME? | #NAME? | #NAME? | TRUE | 0 | TRUE | TRUE | #NAME? | #NAME? | #NAME? | #NAME? | #NAME? | #NAME? | #NAME? | #NAME? | #NAME? | #NAME? |  |  | 1: 9.9126; 2: 15.5566; 3: 0; 4: 0 | 25.4692 |  | 601.7119 | 976.5912 | 1010.8159 | 19668 | 25.4692 | 601.7119 | 984.2091 |  | 0 | 1052 | 1052 | 1966-08-23 | #NAME? | #NAME? | #NAME?
1966-08-24 | 1966 | 8 | 236 | 24 | 4 | 8.3 | 4.9579 | 6.1667 | 0 | 0 | 0 | #NAME? | #NAME? | #NAME? | #NAME? | #NAME? | #NAME? | FALSE | 0 | TRUE | TRUE | #NAME? | #NAME? | #NAME? | #NAME? | #NAME? | #NAME? | #NAME? | #NAME? | #NAME? | #NAME? |  |  | 1: 0; 2: 0; 3: 5.6735; 4: 4.5725 | 10.2461 |  | 217.34 | 334.6347 | 344.9842 | 19668 | 10.2461 | 217.34 | 355.4991 |  | 0 | 1053 | 1053 | 1966-08-24 | #NAME? | #NAME? | #NAME?
1966-08-25 | 1966 | 8 | 237 | 25 | 5 | 10 | 5.8381 | 7 | 0 | 0 | 0 | #NAME? | #NAME? | #NAME? | #NAME? | #NAME? | #NAME? | TRUE | 0 | TRUE | TRUE | #NAME? | #NAME? | #NAME? | #NAME? | #NAME? | #NAME? | #NAME? | #NAME? | #NAME? | #NAME? |  |  | 1: 0; 2: 0; 3: 0; 4: 0 | 0 |  | 0 | 0 | 0 | 19668 | 0 | 0 | 0 |  | 0 | 1054 | 1054 | 1966-08-25 | #NAME? | #NAME? | #NAME?
1966-08-26 | 1966 | 8 | 238 | 26 | 6 | 15.6 | 4.7299 | 13.3333 | 0 | 0 | 0 | #NAME? | #NAME? | #NAME? | #NAME? | #NAME? | #NAME? | FALSE | 0 | TRUE | TRUE | #NAME? | #NAME? | #NAME? | #NAME? | #NAME? | #NAME? | #NAME? | #NAME? | #NAME? | #NAME? |  |  | 1: 0; 2: 0; 3: 0; 4: 5.9378 | 5.9378 |  | 174.1764 | 268.1763 | 276.4705 | 19668 | 5.9378 | 174.1764 | 284.8971 |  | 0 | 1055 | 1055 | 1966-08-26 | #NAME? | #NAME? | #NAME?
1966-08-27 | 1966 | 8 | 239 | 27 | 7 | 12.2 | 2.7806 | 31.1667 | 1.3 | 1.3 | 0 | #NAME? | #NAME? | #NAME? | #NAME? | #NAME? | #NAME? | FALSE | 0 | TRUE | TRUE | #NAME? | #NAME? | #NAME? | #NAME? | #NAME? | #NAME? | #NAME? | #NAME? | #NAME? | #NAME? |  |  | 1: 0; 2: 0; 3: 9.9576; 4: 0 | 9.9576 |  | 146.0455 | 224.8636 | 231.8182 | 19668 | 9.9576 | 146.0455 | 238.8839 |  | 0 | 1056 | 1056 | 1966-08-27 | #NAME? | #NAME? | #NAME?
1966-08-28 | 1966 | 8 | 240 | 28 | 1 | 7.2 | 3.7283 | 2.5 | 0 | 0 | 0 | #NAME? | #NAME? | #NAME? | #NAME? | #NAME? | #NAME? | TRUE | 1.3 | TRUE | TRUE | #NAME? | #NAME? | #NAME? | #NAME? | #NAME? | #NAME? | #NAME? | #NAME? | #NAME? | #NAME? |  |  | 1: 9.7127; 2: 14.7911; 3: 0; 4: 0 | 24.5038 |  | 576.3246 | 935.0351 | 967.7767 | 19668 | 24.5038 | 576.3246 | 942.6835 |  | 0 | 1057 | 1057 | 1966-08-28 | #NAME? | #NAME? | #NAME?
1966-08-29 | 1966 | 8 | 241 | 29 | 2 | 3.9 | 1.8995 | 6.6667 | 1 | 1 | 0 | #NAME? | #NAME? | #NAME? | #NAME? | #NAME? | #NAME? | FALSE | 1.3 | TRUE | TRUE | #NAME? | #NAME? | #NAME? | #NAME? | #NAME? | #NAME? | #NAME? | #NAME? | #NAME? | #NAME? |  |  | 1: 0; 2: 0; 3: 1.9914; 4: 6.1814 | 8.1728 |  | 210.5274 | 324.1453 | 334.1704 | 19668 | 8.1728 | 210.5274 | 344.3558 |  | 0 | 1058 | 1058 | 1966-08-29 | #NAME? | #NAME? | #NAME?
1966-08-30 | 1966 | 8 | 242 | 30 | 3 | 7.2 | 2.5625 | 7.6667 | 5.3 | 5.3 | 0.225 | #NAME? | #NAME? | #NAME? | #NAME? | #NAME? | #NAME? | TRUE | 1 | TRUE | TRUE | #NAME? | #NAME? | #NAME? | #NAME? | #NAME? | #NAME? | #NAME? | #NAME? | #NAME? | #NAME? |  |  | 1: 0; 2: 0; 3: 0; 4: 0 | 0 |  | 0 | 0 | 0 | 19668 | 0 | 0 | 0 |  | 0 | 1059 | 1059 | 1966-08-30 | #NAME? | #NAME? | #NAME?
1966-08-31 | 1966 | 8 | 243 | 31 | 4 | 8.9 | 4.4791 | 32.1667 | 0 | 0 | 0 | #NAME? | #NAME? | #NAME? | #NAME? | #NAME? | #NAME? | FALSE | 6.3 | TRUE | TRUE | #NAME? | #NAME? | #NAME? | #NAME? | #NAME? | #NAME? | #NAME? | #NAME? | #NAME? | #NAME? |  |  | 1: 0; 2: 0; 3: 4.173; 4: 3.4644 | 7.6374 |  | 162.8258 | 250.7 | 258.4536 | 19668 | 7.6374 | 162.8258 | 266.3311 |  | 0 | 1060 | 1060 | 1966-08-31 | #NAME? | #NAME? | #NAME?
1966-09-01 | 1966 | 9 | 244 | 1 | 5 | 6.7 | 4.1353 | 6.1667 | 0 | 0 | 0 | #NAME? | #NAME? | #NAME? | #NAME? | #NAME? | #NAME? | TRUE | 5.3 | TRUE | TRUE | #NAME? | #NAME? | #NAME? | #NAME? | #NAME? | #NAME? | #NAME? | #NAME? | #NAME? | #NAME? |  |  | 1: 0; 2: 0; 3: 0; 4: 0 | 0 |  | 0 | 0 | 0 | 19669 | 0 | 0 | 0 |  | 0 | 1061 | 1061 | 1966-09-01 | #NAME? | #NAME? | #NAME?
1966-09-02 | 1966 | 9 | 245 | 2 | 6 | 3.3 | 3.3462 | 11.3333 | 0 | 0 | 0 | #NAME? | #NAME? | #NAME? | #NAME? | #NAME? | #NAME? | FALSE | 0 | TRUE | TRUE | #NAME? | #NAME? | #NAME? | #NAME? | #NAME? | #NAME? | #NAME? | #NAME? | #NAME? | #NAME? |  |  | 1: 0; 2: 0; 3: 0; 4: 4.738 | 4.738 |  | 138.98 | 213.9851 | 220.6032 | 19669 | 4.738 | 138.98 | 227.327 |  | 0 | 1062 | 1062 | 1966-09-02 | #NAME? | #NAME? | #NAME?
1966-09-03 | 1966 | 9 | 246 | 3 | 7 | 4.4 | 3.5496 | 3.3333 | 0 | 0 | 0 | #NAME? | #NAME? | #NAME? | #NAME? | #NAME? | #NAME? | FALSE | 0 | TRUE | TRUE | #NAME? | #NAME? | #NAME? | #NAME? | #NAME? | #NAME? | #NAME? | #NAME? | #NAME? | #NAME? |  |  | 1: 0; 2: 0; 3: 3.0486; 4: 0 | 3.0486 |  | 44.7135 | 68.8446 | 70.9738 | 19669 | 3.0486 | 44.7135 | 73.137 |  | 0 | 1063 | 1063 | 1966-09-03 | #NAME? | #NAME? | #NAME?
1966-09-04 | 1966 | 9 | 247 | 4 | 1 | 7.8 | 4.3757 | 7.6667 | 0 | 0 | 0 | #NAME? | #NAME? | #NAME? | #NAME? | #NAME? | #NAME? | TRUE | 0 | TRUE | TRUE | #NAME? | #NAME? | #NAME? | #NAME? | #NAME? | #NAME? | #NAME? | #NAME? | #NAME? | #NAME? |  |  | 1: 16.1708; 2: 25.0499; 3: 0; 4: 0 | 41.2207 |  | 971.9695 | 1577.2714 | 1632.5276 | 19669 | 41.2207 | 971.9695 | 1589.8326 |  | 0 | 1064 | 1064 | 1966-09-04 | #NAME? | #NAME? | #NAME?
1966-09-05 | 1966 | 9 | 248 | 5 | 2 | 7.2 | 4.409 | 2.6667 | 0 | 0 | 0 | #NAME? | #NAME? | #NAME? | #NAME? | #NAME? | #NAME? | FALSE | 0 | TRUE | TRUE | #NAME? | #NAME? | #NAME? | #NAME? | #NAME? | #NAME? | #NAME? | #NAME? | #NAME? | #NAME? |  |  | 1: 0; 2: 0; 3: 7.0563; 4: 6.6389 | 13.6952 |  | 298.2335 | 459.1849 | 473.3865 | 19669 | 13.6952 | 298.2335 | 487.8151 |  | 0 | 1065 | 1065 | 1966-09-05 | #NAME? | #NAME? | #NAME?
1966-09-06 | 1966 | 9 | 249 | 6 | 3 | 5 | 4.4928 | 6.5 | 0 | 0 | 0 | #NAME? | #NAME? | #NAME? | #NAME? | #NAME? | #NAME? | TRUE | 0 | TRUE | TRUE | #NAME? | #NAME? | #NAME? | #NAME? | #NAME? | #NAME? | #NAME? | #NAME? | #NAME? | #NAME? |  |  | 1: 3.8966; 2: 5.9414; 3: 0; 4: 0 | 9.838 |  | 231.4307 | 375.4816 | 388.6301 | 19669 | 9.838 | 231.4307 | 378.547 |  | 0 | 1066 | 1066 | 1966-09-06 | #NAME? | #NAME? | #NAME?
1966-09-07 | 1966 | 9 | 250 | 7 | 4 | 6.7 | 2.7909 | 11.5 | 0 | 0 | 0 | #NAME? | #NAME? | #NAME? | #NAME? | #NAME? | #NAME? | FALSE | 0 | TRUE | TRUE | #NAME? | #NAME? | #NAME? | #NAME? | #NAME? | #NAME? | #NAME? | #NAME? | #NAME? | #NAME? |  |  | 1: 0; 2: 0; 3: 5.8668; 4: 4.896 | 10.7628 |  | 229.6625 | 353.6073 | 364.5436 | 19669 | 10.7628 | 229.6625 | 375.6547 |  | 0 | 1067 | 1067 | 1966-09-07 | #NAME? | #NAME? | #NAME?
1966-09-08 | 1966 | 9 | 251 | 8 | 5 | 7.2 | 2.4345 | 3.5 | 0 | 0 | 0 | #NAME? | #NAME? | #NAME? | #NAME? | #NAME? | #NAME? | TRUE | 0 | TRUE | TRUE | #NAME? | #NAME? | #NAME? | #NAME? | #NAME? | #NAME? | #NAME? | #NAME? | #NAME? | #NAME? |  |  | 1: 7.6963; 2: 9.0595; 3: 0; 4: 0 | 16.7558 |  | 378.6252 | 612.1655 | 633.44 | 19669 | 16.7558 | 378.6252 | 619.3103 |  | 0 | 1068 | 1068 | 1966-09-08 | #NAME? | #NAME? | #NAME?
1966-09-09 | 1966 | 9 | 252 | 9 | 6 | 4.4 | 3.7441 | 3.8333 | 0 | 0 | 0 | #NAME? | #NAME? | #NAME? | #NAME? | #NAME? | #NAME? | FALSE | 0 | TRUE | TRUE | #NAME? | #NAME? | #NAME? | #NAME? | #NAME? | #NAME? | #NAME? | #NAME? | #NAME? | #NAME? |  |  | 1: 0; 2: 0; 3: 0; 4: 3.619 | 3.619 |  | 106.1562 | 163.4469 | 168.502 | 19669 | 3.619 | 106.1562 | 173.6378 |  | 0 | 1069 | 1069 | 1966-09-09 | #NAME? | #NAME? | #NAME?
1966-09-10 | 1966 | 9 | 253 | 10 | 7 | 6.7 | 4.7117 | 14 | 0 | 0 | 0 | #NAME? | #NAME? | #NAME? | #NAME? | #NAME? | #NAME? | FALSE | 0 | TRUE | TRUE | #NAME? | #NAME? | #NAME? | #NAME? | #NAME? | #NAME? | #NAME? | #NAME? | #NAME? | #NAME? |  |  | 1: 0; 2: 0; 3: 0; 4: 0 | 0 |  | 0 | 0 | 0 | 19669 | 0 | 0 | 0 |  | 0 | 1070 | 1070 | 1966-09-10 | #NAME? | #NAME? | #NAME?
1966-09-11 | 1966 | 9 | 254 | 11 | 1 | 9.4 | 3.4954 | 30.6667 | 0 | 0 | 0 | #NAME? | #NAME? | #NAME? | #NAME? | #NAME? | #NAME? | TRUE | 0 | TRUE | TRUE | #NAME? | #NAME? | #NAME? | #NAME? | #NAME? | #NAME? | #NAME? | #NAME? | #NAME? | #NAME? |  |  | 1: 0; 2: 0; 3: 0; 4: 0 | 0 |  | 0 | 0 | 0 | 19669 | 0 | 0 | 0 |  | 0 | 1071 | 1071 | 1966-09-11 | #NAME? | #NAME? | #NAME?
1966-09-12 | 1966 | 9 | 255 | 12 | 2 | 7.8 | 2.5054 | 19.6667 | 0 | 0 | 0 | #NAME? | #NAME? | #NAME? | #NAME? | #NAME? | #NAME? | FALSE | 0 | TRUE | TRUE | #NAME? | #NAME? | #NAME? | #NAME? | #NAME? | #NAME? | #NAME? | #NAME? | #NAME? | #NAME? |  |  | 1: 0; 2: 0; 3: 8.1353; 4: 6.7939 | 14.9292 |  | 318.6051 | 490.5507 | 505.7224 | 19669 | 14.9292 | 318.6051 | 521.1365 |  | 0 | 1072 | 1072 | 1966-09-12 | #NAME? | #NAME? | #NAME?
1966-09-13 | 1966 | 9 | 256 | 13 | 3 | 3.9 | 3.2949 | 5.6667 | 0 | 0 | 0 | #NAME? | #NAME? | #NAME? | #NAME? | #NAME? | #NAME? | TRUE | 0 | TRUE | TRUE | #NAME? | #NAME? | #NAME? | #NAME? | #NAME? | #NAME? | #NAME? | #NAME? | #NAME? | #NAME? |  |  | 1: 5.2639; 2: 6.7742; 3: 0; 4: 0 | 12.0381 |  | 275.914 | 446.6564 | 462.2214 | 19669 | 12.0381 | 275.914 | 451.3075 |  | 0 | 1073 | 1073 | 1966-09-13 | #NAME? | #NAME? | #NAME?
1966-09-14 | 1966 | 9 | 257 | 14 | 4 | 3.3 | 3.4635 | 8 | 0 | 0 | 0 | #NAME? | #NAME? | #NAME? | #NAME? | #NAME? | #NAME? | FALSE | 0 | TRUE | TRUE | #NAME? | #NAME? | #NAME? | #NAME? | #NAME? | #NAME? | #NAME? | #NAME? | #NAME? | #NAME? |  |  | 1: 0; 2: 0; 3: 1.8961; 4: 4.0922 | 5.9883 |  | 147.8468 | 227.6371 | 234.6775 | 19669 | 5.9883 | 147.8468 | 241.8303 |  | 0 | 1074 | 1074 | 1966-09-14 | #NAME? | #NAME? | #NAME?
1966-09-15 | 1966 | 9 | 258 | 15 | 5 | 4.4 | 4.1817 | 10.1667 | 0 | 0 | 0 | #NAME? | #NAME? | #NAME? | #NAME? | #NAME? | #NAME? | TRUE | 0 | TRUE | FALSE | #NAME? | #NAME? | #NAME? | #NAME? | #NAME? | #NAME? | #NAME? | #NAME? | #NAME? | #NAME? |  |  | 1: 0; 2: 0; 3: 0; 4: 0 | 0 |  | 0 | 0 | 0 | 19669 | 0 | 0 | 0 |  | 0 | 1075 | 1075 | 1966-09-15 | #NAME? | #NAME? | #NAME?
1966-09-16 | 1966 | 9 | 259 | 16 | 6 | 1.1 | 4.2312 | 1.3333 | 0 | 0 | 0 | #NAME? | #NAME? | #NAME? | #NAME? | #NAME? | #NAME? | FALSE | 0 | TRUE | TRUE | #NAME? | #NAME? | #NAME? | #NAME? | #NAME? | #NAME? | #NAME? | #NAME? | #NAME? | #NAME? |  |  | 1: 0; 2: 0; 3: 0; 4: 4.5799 | 4.5799 |  | 134.345 | 206.8486 | 213.246 | 19669 | 4.5799 | 134.345 | 219.7456 |  | 0 | 1076 | 1076 | 1966-09-16 | #NAME? | #NAME? | #NAME?
1966-09-17 | 1966 | 9 | 260 | 17 | 7 | 7.2 | 3.6205 | 7 | 0 | 0 | 0 | #NAME? | #NAME? | #NAME? | #NAME? | #NAME? | #NAME? | FALSE | 0 | TRUE | TRUE | #NAME? | #NAME? | #NAME? | #NAME? | #NAME? | #NAME? | #NAME? | #NAME? | #NAME? | #NAME? |  |  | 1: 0; 2: 0; 3: 9.3761; 4: 0 | 9.3761 |  | 137.5167 | 211.732 | 218.2804 | 19669 | 9.3761 | 137.5167 | 224.9335 |  | 0 | 1077 | 1077 | 1966-09-17 | #NAME? | #NAME? | #NAME?
1966-09-18 | 1966 | 9 | 261 | 18 | 1 | 7.2 | 4.6946 | 7.5 | 0 | 0 | 0 | #NAME? | #NAME? | #NAME? | #NAME? | #NAME? | #NAME? | TRUE | 0 | TRUE | TRUE | #NAME? | #NAME? | #NAME? | #NAME? | #NAME? | #NAME? | #NAME? | #NAME? | #NAME? | #NAME? |  |  | 1: 16.0773; 2: 23.2908; 3: 0; 4: 0 | 39.3681 |  | 918.9979 | 1490.0417 | 1542.1454 | 19669 | 39.3681 | 918.9979 | 1503.1881 |  | 0 | 1078 | 1078 | 1966-09-18 | #NAME? | #NAME? | #NAME?
1966-09-19 | 1966 | 9 | 262 | 19 | 2 | 8.3 | 2.7578 | 4.5 | 0 | 0 | 0 | #NAME? | #NAME? | #NAME? | #NAME? | #NAME? | #NAME? | FALSE | 0 | TRUE | TRUE | #NAME? | #NAME? | #NAME? | #NAME? | #NAME? | #NAME? | #NAME? | #NAME? | #NAME? | #NAME? |  |  | 1: 0; 2: 0; 3: 0; 4: 6.9005 | 6.9005 |  | 202.4135 | 311.6525 | 321.2912 | 19669 | 6.9005 | 202.4135 | 331.084 |  | 0 | 1079 | 1079 | 1966-09-19 | #NAME? | #NAME? | #NAME?
1966-09-20 | 1966 | 9 | 263 | 20 | 3 | 9.4 | 4.015 | 34.5 | 0 | 0 | 0 | #NAME? | #NAME? | #NAME? | #NAME? | #NAME? | #NAME? | TRUE | 0 | TRUE | TRUE | #NAME? | #NAME? | #NAME? | #NAME? | #NAME? | #NAME? | #NAME? | #NAME? | #NAME? | #NAME? |  |  | 1: 3.2031; 2: 5.2479; 3: 0; 4: 0 | 8.451 |  | 200.9164 | 326.2638 | 337.7108 | 19669 | 8.451 | 200.9164 | 328.6353 |  | 0 | 1080 | 1080 | 1966-09-20 | #NAME? | #NAME? | #NAME?
1966-09-21 | 1966 | 9 | 264 | 21 | 4 | 6.1 | 3.9806 | 6 | 0 | 0 | 0 | #NAME? | #NAME? | #NAME? | #NAME? | #NAME? | #NAME? | FALSE | 0 | TRUE | TRUE | #NAME? | #NAME? | #NAME? | #NAME? | #NAME? | #NAME? | #NAME? | #NAME? | #NAME? | #NAME? |  |  | 1: 0; 2: 0; 3: 3.694; 4: 4.4883 | 8.1823 |  | 185.8351 | 286.1271 | 294.9764 | 19669 | 8.1823 | 185.8351 | 303.9671 |  | 0 | 1081 | 1081 | 1966-09-21 | #NAME? | #NAME? | #NAME?
1966-09-22 | 1966 | 9 | 265 | 22 | 5 | 10 | 3.7821 | 19.3333 | 0 | 0 | 0 | #NAME? | #NAME? | #NAME? | #NAME? | #NAME? | #NAME? | TRUE | 0 | TRUE | TRUE | #NAME? | #NAME? | #NAME? | #NAME? | #NAME? | #NAME? | #NAME? | #NAME? | #NAME? | #NAME? |  |  | 1: 4.6394; 2: 5.7614; 3: 0; 4: 0 | 10.4008 |  | 237.0463 | 383.5477 | 396.8992 | 19669 | 10.4008 | 237.0463 | 387.7323 |  | 0 | 1082 | 1082 | 1966-09-22 | #NAME? | #NAME? | #NAME?
1966-09-23 | 1966 | 9 | 266 | 23 | 6 | 3.3 | 3.3922 | 10 | 0 | 0 | 0 | #NAME? | #NAME? | #NAME? | #NAME? | #NAME? | #NAME? | FALSE | 0 | TRUE | TRUE | #NAME? | #NAME? | #NAME? | #NAME? | #NAME? | #NAME? | #NAME? | #NAME? | #NAME? | #NAME? |  |  | 1: 0; 2: 0; 3: 0; 4: 4.3601 | 4.3601 |  | 127.8975 | 196.9216 | 203.0119 | 19669 | 4.3601 | 127.8975 | 209.1996 |  | 0 | 1083 | 1083 | 1966-09-23 | #NAME? | #NAME? | #NAME?
1966-09-24 | 1966 | 9 | 267 | 24 | 7 | 6.1 | 0.99633 | 16.5 | 0.6 | 0.6 | 0 | #NAME? | #NAME? | #NAME? | #NAME? | #NAME? | #NAME? | FALSE | 0 | TRUE | FALSE | #NAME? | #NAME? | #NAME? | #NAME? | #NAME? | #NAME? | #NAME? | #NAME? | #NAME? | #NAME? |  |  | 1: 0; 2: 0; 3: 0; 4: 0 | 0 |  | 0 | 0 | 0 | 19669 | 0 | 0 | 0 |  | 0 | 1084 | 1084 | 1966-09-24 | #NAME? | #NAME? | #NAME?
1966-09-25 | 1966 | 9 | 268 | 25 | 1 | 0 | 1.322 | 7 | 0 | 0 | 0 | #NAME? | #NAME? | #NAME? | #NAME? | #NAME? | #NAME? | TRUE | 0.6 | TRUE | TRUE | #NAME? | #NAME? | #NAME? | #NAME? | #NAME? | #NAME? | #NAME? | #NAME? | #NAME? | #NAME? |  |  | 1: 7.0499; 2: 7.9104; 3: 0; 4: 0 | 14.9603 |  | 335.4368 | 541.9649 | 560.7713 | 19669 | 14.9603 | 335.4368 | 548.6679 |  | 0 | 1085 | 1085 | 1966-09-25 | #NAME? | #NAME? | #NAME?
1966-09-26 | 1966 | 9 | 269 | 26 | 2 | 7.2 | 1.4984 | 5.3333 | 0 | 0 | 0 | #NAME? | #NAME? | #NAME? | #NAME? | #NAME? | #NAME? | FALSE | 0.6 | TRUE | TRUE | #NAME? | #NAME? | #NAME? | #NAME? | #NAME? | #NAME? | #NAME? | #NAME? | #NAME? | #NAME? |  |  | 1: 0; 2: 0; 3: 2.1136; 4: 3.5551 | 5.6686 |  | 135.2812 | 208.29 | 214.732 | 19669 | 5.6686 | 135.2812 | 221.2769 |  | 0 | 1086 | 1086 | 1966-09-26 | #NAME? | #NAME? | #NAME?
1966-09-27 | 1966 | 9 | 270 | 27 | 3 | 6.7 | 3.6339 | 12.3333 | 0 | 0 | 0 | #NAME? | #NAME? | #NAME? | #NAME? | #NAME? | #NAME? | TRUE | 0 | TRUE | TRUE | #NAME? | #NAME? | #NAME? | #NAME? | #NAME? | #NAME? | #NAME? | #NAME? | #NAME? | #NAME? |  |  | 1: 0; 2: 0; 3: 0; 4: 0 | 0 |  | 0 | 0 | 0 | 19669 | 0 | 0 | 0 |  | 0 | 1087 | 1087 | 1966-09-27 | #NAME? | #NAME? | #NAME?
1966-09-28 | 1966 | 9 | 271 | 28 | 4 | 6.1 | 2.925 | 32.1667 | 3.3 | 3.3 | 0 | #NAME? | #NAME? | #NAME? | #NAME? | #NAME? | #NAME? | FALSE | 0 | TRUE | FALSE | #NAME? | #NAME? | #NAME? | #NAME? | #NAME? | #NAME? | #NAME? | #NAME? | #NAME? | #NAME? |  |  | 1: 0; 2: 0; 3: 0; 4: 0 | 0 |  | 0 | 0 | 0 | 19669 | 0 | 0 | 0 |  | 0 | 1088 | 1088 | 1966-09-28 | #NAME? | #NAME? | #NAME?
1966-09-29 | 1966 | 9 | 272 | 29 | 5 | 2.2 | 3.3373 | 26 | 0.8 | 0.8 | 0 | #NAME? | #NAME? | #NAME? | #NAME? | #NAME? | #NAME? | TRUE | 3.3 | TRUE | FALSE | #NAME? | #NAME? | #NAME? | #NAME? | #NAME? | #NAME? | #NAME? | #NAME? | #NAME? | #NAME? |  |  | 1: 0; 2: 0; 3: 0; 4: 0 | 0 |  | 0 | 0 | 0 | 19669 | 0 | 0 | 0 |  | 0 | 1089 | 1089 | 1966-09-29 | #NAME? | #NAME? | #NAME?
1966-09-30 | 1966 | 9 | 273 | 30 | 6 | -0.6 | 2.8512 | 0.83333 | 0 | 0 | 0 | #NAME? | #NAME? | #NAME? | #NAME? | #NAME? | #NAME? | FALSE | 4.1 | TRUE | FALSE | #NAME? | #NAME? | #NAME? | #NAME? | #NAME? | #NAME? | #NAME? | #NAME? | #NAME? | #NAME? |  |  | 1: 0; 2: 0; 3: 0; 4: 0 | 0 |  | 0 | 0 | 0 | 19669 | 0 | 0 | 0 |  | 0 | 1090 | 1090 | 1966-09-30 | #NAME? | #NAME? | #NAME?
1967-05-01 | 1967 | 5 | 121 | 1 | 2 | -1.1 | 3.0746 | 25 | 0 | 0 | 0 | #NAME? | #NAME? | #NAME? | #NAME? | #NAME? | #NAME? | FALSE | 0.8 | TRUE | FALSE | #NAME? | #NAME? | #NAME? | #NAME? | #NAME? | #NAME? | #NAME? | #NAME? | #NAME? | #NAME? |  |  | 1: 0; 2: 0; 3: 0; 4: 0 | 0 |  | 0 | 0 | 0 | 19675 | 0 | 0 | 0 |  | 0 | 1091 | 1091 | 1967-05-01 | #NAME? | #NAME? | #NAME?
1967-05-02 | 1967 | 5 | 122 | 2 | 3 | -2.8 | 1.1273 | 8.5 | 2.5 | 2.5 | 0 | #NAME? | #NAME? | #NAME? | #NAME? | #NAME? | #NAME? | TRUE | 0 | TRUE | FALSE | #NAME? | #NAME? | #NAME? | #NAME? | #NAME? | #NAME? | #NAME? | #NAME? | #NAME? | #NAME? |  |  | 1: 0; 2: 0; 3: 0; 4: 0 | 0 |  | 0 | 0 | 0 | 19675 | 0 | 0 | 0 |  | 0 | 1092 | 1092 | 1967-05-02 | #NAME? | #NAME? | #NAME?
1967-05-03 | 1967 | 5 | 123 | 3 | 4 | -8.3 | 1.5766 | 4.3333 | 0 | 0 | 0 | #NAME? | #NAME? | #NAME? | #NAME? | #NAME? | #NAME? | FALSE | 2.5 | TRUE | FALSE | #NAME? | #NAME? | #NAME? | #NAME? | #NAME? | #NAME? | #NAME? | #NAME? | #NAME? | #NAME? |  |  | 1: 0; 2: 0; 3: 0; 4: 0 | 0 |  | 0 | 0 | 0 | 19675 | 0 | 0 | 0 |  | 0 | 1093 | 1093 | 1967-05-03 | #NAME? | #NAME? | #NAME?
1967-05-04 | 1967 | 5 | 124 | 4 | 5 | -5 | 2.2618 | 6 | 0 | 0 | 0 | #NAME? | #NAME? | #NAME? | #NAME? | #NAME? | #NAME? | TRUE | 2.5 | TRUE | FALSE | #NAME? | #NAME? | #NAME? | #NAME? | #NAME? | #NAME? | #NAME? | #NAME? | #NAME? | #NAME? |  |  | 1: 0; 2: 0; 3: 0; 4: 0 | 0 |  | 0 | 0 | 0 | 19675 | 0 | 0 | 0 |  | 0 | 1094 | 1094 | 1967-05-04 | #NAME? | #NAME? | #NAME?
1967-05-05 | 1967 | 5 | 125 | 5 | 6 | -2.2 | 4.8257 | 11.1667 | 0 | 0 | 0 | #NAME? | #NAME? | #NAME? | #NAME? | #NAME? | #NAME? | FALSE | 0 | TRUE | TRUE | #NAME? | #NAME? | #NAME? | #NAME? | #NAME? | #NAME? | #NAME? | #NAME? | #NAME? | #NAME? |  |  | 1: 0; 2: 0; 3: 0; 4: 5.0112 | 5.0112 |  | 146.994 | 226.3241 | 233.3238 | 19675 | 5.0112 | 146.994 | 240.4354 |  | 0 | 1095 | 1095 | 1967-05-05 | #NAME? | #NAME? | #NAME?
1967-05-06 | 1967 | 5 | 126 | 6 | 7 | 6.1 | 6.0768 | 42 | 0 | 0 | 0 | #NAME? | #NAME? | #NAME? | #NAME? | #NAME? | #NAME? | FALSE | 0 | TRUE | FALSE | #NAME? | #NAME? | #NAME? | #NAME? | #NAME? | #NAME? | #NAME? | #NAME? | #NAME? | #NAME? |  |  | 1: 0; 2: 0; 3: 0; 4: 0 | 0 |  | 0 | 0 | 0 | 19675 | 0 | 0 | 0 |  | 0 | 1096 | 1096 | 1967-05-06 | #NAME? | #NAME? | #NAME?
1967-05-07 | 1967 | 5 | 127 | 7 | 1 | 2.2 | 3.2495 | 22.5 | 0 | 0 | 0 | #NAME? | #NAME? | #NAME? | #NAME? | #NAME? | #NAME? | TRUE | 0 | TRUE | FALSE | #NAME? | #NAME? | #NAME? | #NAME? | #NAME? | #NAME? | #NAME? | #NAME? | #NAME? | #NAME? |  |  | 1: 0; 2: 0; 3: 0; 4: 0 | 0 |  | 0 | 0 | 0 | 19675 | 0 | 0 | 0 |  | 0 | 1097 | 1097 | 1967-05-07 | #NAME? | #NAME? | #NAME?
1967-05-08 | 1967 | 5 | 128 | 8 | 2 | 2.8 | 2.1064 | 10.1667 | 1.5 | 1.5 | 0 | #NAME? | #NAME? | #NAME? | #NAME? | #NAME? | #NAME? | FALSE | 0 | TRUE | FALSE | #NAME? | #NAME? | #NAME? | #NAME? | #NAME? | #NAME? | #NAME? | #NAME? | #NAME? | #NAME? |  |  | 1: 0; 2: 0; 3: 0; 4: 0 | 0 |  | 0 | 0 | 0 | 19675 | 0 | 0 | 0 |  | 0 | 1098 | 1098 | 1967-05-08 | #NAME? | #NAME? | #NAME?
1967-05-09 | 1967 | 5 | 129 | 9 | 3 | -1.7 | 1.4235 | 24.1667 | 7.9 | 7.9 | 2.175 | #NAME? | #NAME? | #NAME? | #NAME? | #NAME? | #NAME? | TRUE | 1.5 | TRUE | FALSE | #NAME? | #NAME? | #NAME? | #NAME? | #NAME? | #NAME? | #NAME? | #NAME? | #NAME? | #NAME? |  |  | 1: 0; 2: 0; 3: 0; 4: 0 | 0 |  | 0 | 0 | 0 | 19675 | 0 | 0 | 0 |  | 0 | 1099 | 1099 | 1967-05-09 | #NAME? | #NAME? | #NAME?
1967-05-10 | 1967 | 5 | 130 | 10 | 4 | -2.8 | 1.0237 | 10 | 1 | 1 | 0 | #NAME? | #NAME? | #NAME? | #NAME? | #NAME? | #NAME? | FALSE | 9.4 | TRUE | FALSE | #NAME? | #NAME? | #NAME? | #NAME? | #NAME? | #NAME? | #NAME? | #NAME? | #NAME? | #NAME? |  |  | 1: 0; 2: 0; 3: 0; 4: 0 | 0 |  | 0 | 0 | 0 | 19675 | 0 | 0 | 0 |  | 0 | 1100 | 1100 | 1967-05-10 | #NAME? | #NAME? | #NAME?
1967-05-11 | 1967 | 5 | 131 | 11 | 5 | -2.8 | 1.4247 | 5.3333 | 2 | 2 | 0 | #NAME? | #NAME? | #NAME? | #NAME? | #NAME? | #NAME? | TRUE | 8.9 | TRUE | FALSE | #NAME? | #NAME? | #NAME? | #NAME? | #NAME? | #NAME? | #NAME? | #NAME? | #NAME? | #NAME? |  |  | 1: 0; 2: 0; 3: 0; 4: 0 | 0 |  | 0 | 0 | 0 | 19675 | 0 | 0 | 0 |  | 0 | 1101 | 1101 | 1967-05-11 | #NAME? | #NAME? | #NAME?
1967-05-12 | 1967 | 5 | 132 | 12 | 6 | -4.4 | 1.9889 | 3.3333 | 0 | 0 | 0 | #NAME? | #NAME? | #NAME? | #NAME? | #NAME? | #NAME? | FALSE | 3 | TRUE | FALSE | #NAME? | #NAME? | #NAME? | #NAME? | #NAME? | #NAME? | #NAME? | #NAME? | #NAME? | #NAME? |  |  | 1: 0; 2: 0; 3: 0; 4: 0 | 0 |  | 0 | 0 | 0 | 19675 | 0 | 0 | 0 |  | 0 | 1102 | 1102 | 1967-05-12 | #NAME? | #NAME? | #NAME?
1967-05-13 | 1967 | 5 | 133 | 13 | 7 | 1.7 | 3.8084 | 3.6667 | 0 | 0 | 0 | #NAME? | #NAME? | #NAME? | #NAME? | #NAME? | #NAME? | FALSE | 2 | TRUE | TRUE | #NAME? | #NAME? | #NAME? | #NAME? | #NAME? | #NAME? | #NAME? | #NAME? | #NAME? | #NAME? |  |  | 1: 0; 2: 0; 3: 4.1836; 4: 0 | 4.1836 |  | 61.3596 | 94.4743 | 97.3962 | 19675 | 4.1836 | 61.3596 | 100.3648 |  | 0 | 1103 | 1103 | 1967-05-13 | #NAME? | #NAME? | #NAME?
1967-05-14 | 1967 | 5 | 134 | 14 | 1 | 4.4 | 4.6274 | 9.8333 | 0 | 0 | 0 | #NAME? | #NAME? | #NAME? | #NAME? | #NAME? | #NAME? | TRUE | 0 | TRUE | FALSE | #NAME? | #NAME? | #NAME? | #NAME? | #NAME? | #NAME? | #NAME? | #NAME? | #NAME? | #NAME? |  |  | 1: 0; 2: 0; 3: 0; 4: 0 | 0 |  | 0 | 0 | 0 | 19675 | 0 | 0 | 0 |  | 0 | 1104 | 1104 | 1967-05-14 | #NAME? | #NAME? | #NAME?
1967-05-15 | 1967 | 5 | 135 | 15 | 2 | 1.1 | 4.1893 | 17 | 0 | 0 | 0 | #NAME? | #NAME? | #NAME? | #NAME? | #NAME? | #NAME? | FALSE | 0 | TRUE | TRUE | #NAME? | #NAME? | #NAME? | #NAME? | #NAME? | #NAME? | #NAME? | #NAME? | #NAME? | #NAME? |  |  | 1: 0; 2: 0; 3: 5.6741; 4: 11.4624 | 17.1366 |  | 419.4521 | 645.8231 | 665.797 | 19675 | 17.1366 | 419.4521 | 686.0902 |  | 0 | 1105 | 1105 | 1967-05-15 | #NAME? | #NAME? | #NAME?
1967-05-16 | 1967 | 5 | 136 | 16 | 3 | 5.6 | 5.4892 | 8.3333 | 0 | 0 | 0 | #NAME? | #NAME? | #NAME? | #NAME? | #NAME? | #NAME? | TRUE | 0 | TRUE | TRUE | #NAME? | #NAME? | #NAME? | #NAME? | #NAME? | #NAME? | #NAME? | #NAME? | #NAME? | #NAME? |  |  | 1: 0; 2: 0; 3: 0; 4: 0 | 0 |  | 0 | 0 | 0 | 19675 | 0 | 0 | 0 |  | 0 | 1106 | 1106 | 1967-05-16 | #NAME? | #NAME? | #NAME?
1967-05-17 | 1967 | 5 | 137 | 17 | 4 | 7.2 | 4.5529 | 13.1667 | 1.3 | 1.3 | 0 | #NAME? | #NAME? | #NAME? | #NAME? | #NAME? | #NAME? | FALSE | 0 | TRUE | FALSE | #NAME? | #NAME? | #NAME? | #NAME? | #NAME? | #NAME? | #NAME? | #NAME? | #NAME? | #NAME? |  |  | 1: 0; 2: 0; 3: 0; 4: 0 | 0 |  | 0 | 0 | 0 | 19675 | 0 | 0 | 0 |  | 0 | 1107 | 1107 | 1967-05-17 | #NAME? | #NAME? | #NAME?
1967-05-18 | 1967 | 5 | 138 | 18 | 5 | 0.6 | 4.5851 | 11.1667 | 0 | 0 | 0 | #NAME? | #NAME? | #NAME? | #NAME? | #NAME? | #NAME? | TRUE | 1.3 | TRUE | TRUE | #NAME? | #NAME? | #NAME? | #NAME? | #NAME? | #NAME? | #NAME? | #NAME? | #NAME? | #NAME? |  |  | 1: 6.8576; 2: 12.5851; 3: 0; 4: 0 | 19.4427 |  | 469.7413 | 763.8198 | 790.6959 | 19675 | 19.4427 | 469.7413 | 768.3472 |  | 0 | 1108 | 1108 | 1967-05-18 | #NAME? | #NAME? | #NAME?
1967-05-19 | 1967 | 5 | 139 | 19 | 6 | 5 | 5.6358 | 11.8333 | 0 | 0 | 0 | #NAME? | #NAME? | #NAME? | #NAME? | #NAME? | #NAME? | FALSE | 1.3 | TRUE | TRUE | #NAME? | #NAME? | #NAME? | #NAME? | #NAME? | #NAME? | #NAME? | #NAME? | #NAME? | #NAME? |  |  | 1: 0; 2: 0; 3: 0; 4: 10.0749 | 10.0749 |  | 295.5314 | 455.0245 | 469.0974 | 19675 | 10.0749 | 295.5314 | 483.3953 |  | 0 | 1109 | 1109 | 1967-05-19 | #NAME? | #NAME? | #NAME?
1967-05-20 | 1967 | 5 | 140 | 20 | 7 | 6.1 | 5.5474 | 6.3333 | 0 | 0 | 0 | #NAME? | #NAME? | #NAME? | #NAME? | #NAME? | #NAME? | FALSE | 0 | TRUE | TRUE | #NAME? | #NAME? | #NAME? | #NAME? | #NAME? | #NAME? | #NAME? | #NAME? | #NAME? | #NAME? |  |  | 1: 0; 2: 0; 3: 6.9556; 4: 0 | 6.9556 |  | 102.0158 | 157.072 | 161.9299 | 19675 | 6.9556 | 102.0158 | 166.8654 |  | 0 | 1110 | 1110 | 1967-05-20 | #NAME? | #NAME? | #NAME?
1967-05-21 | 1967 | 5 | 141 | 21 | 1 | 10.6 | 6.3759 | 8 | 0 | 0 | 0 | #NAME? | #NAME? | #NAME? | #NAME? | #NAME? | #NAME? | TRUE | 0 | TRUE | TRUE | #NAME? | #NAME? | #NAME? | #NAME? | #NAME? | #NAME? | #NAME? | #NAME? | #NAME? | #NAME? |  |  | 1: 6.3749; 2: 10.6391; 3: 0; 4: 0 | 17.0139 |  | 405.5777 | 658.7553 | 681.879 | 19675 | 17.0139 | 405.5777 | 663.3959 |  | 0 | 1111 | 1111 | 1967-05-21 | #NAME? | #NAME? | #NAME?
1967-05-22 | 1967 | 5 | 142 | 22 | 2 | 5 | 6.0718 | 10.8333 | 0 | 0 | 0 | #NAME? | #NAME? | #NAME? | #NAME? | #NAME? | #NAME? | FALSE | 0 | TRUE | TRUE | #NAME? | #NAME? | #NAME? | #NAME? | #NAME? | #NAME? | #NAME? | #NAME? | #NAME? | #NAME? |  |  | 1: 0; 2: 0; 3: 3.3167; 4: 8.8378 | 12.1545 |  | 307.8876 | 474.0491 | 488.7104 | 19675 | 12.1545 | 307.8876 | 503.6061 |  | 0 | 1112 | 1112 | 1967-05-22 | #NAME? | #NAME? | #NAME?
1967-05-23 | 1967 | 5 | 143 | 23 | 3 | 3.3 | 5.6597 | 9.5 | 0 | 0 | 0 | #NAME? | #NAME? | #NAME? | #NAME? | #NAME? | #NAME? | TRUE | 0 | TRUE | TRUE | #NAME? | #NAME? | #NAME? | #NAME? | #NAME? | #NAME? | #NAME? | #NAME? | #NAME? | #NAME? |  |  | 1: 0; 2: 0; 3: 0; 4: 0 | 0 |  | 0 | 0 | 0 | 19675 | 0 | 0 | 0 |  | 0 | 1113 | 1113 | 1967-05-23 | #NAME? | #NAME? | #NAME?
1967-05-24 | 1967 | 5 | 144 | 24 | 4 | 3.9 | 3.5724 | 22.5 | 1.1 | 1.1 | 0 | #NAME? | #NAME? | #NAME? | #NAME? | #NAME? | #NAME? | FALSE | 0 | TRUE | FALSE | #NAME? | #NAME? | #NAME? | #NAME? | #NAME? | #NAME? | #NAME? | #NAME? | #NAME? | #NAME? |  |  | 1: 0; 2: 0; 3: 0; 4: 0 | 0 |  | 0 | 0 | 0 | 19675 | 0 | 0 | 0 |  | 0 | 1114 | 1114 | 1967-05-24 | #NAME? | #NAME? | #NAME?
1967-05-25 | 1967 | 5 | 145 | 25 | 5 | 2.2 | 3.3683 | 14.5 | 16.8 | 16.8 | 8.85 | #NAME? | #NAME? | #NAME? | #NAME? | #NAME? | #NAME? | TRUE | 1.1 | TRUE | FALSE | #NAME? | #NAME? | #NAME? | #NAME? | #NAME? | #NAME? | #NAME? | #NAME? | #NAME? | #NAME? |  |  | 1: 0; 2: 0; 3: 0; 4: 0 | 0 |  | 0 | 0 | 0 | 19675 | 0 | 0 | 0 |  | 0 | 1115 | 1115 | 1967-05-25 | #NAME? | #NAME? | #NAME?
1967-05-26 | 1967 | 5 | 146 | 26 | 6 | 2.8 | 4.4782 | 9.3333 | 0 | 0 | 0 | #NAME? | #NAME? | #NAME? | #NAME? | #NAME? | #NAME? | FALSE | 17.9 | FALSE | TRUE | #NAME? | #NAME? | #NAME? | #NAME? | #NAME? | #NAME? | #NAME? | #NAME? | #NAME? | #NAME? |  |  | 1: 0; 2: 0; 3: 0; 4: 0 | 0 |  | 0 | 0 | 0 | 19675 | 0 | 0 | 0 |  | 0 | 1116 | 1116 | 1967-05-26 | #NAME? | #NAME? | #NAME?
1967-05-27 | 1967 | 5 | 147 | 27 | 7 | 4.4 | 4.6739 | 6.3333 | 0 | 0 | 0 | #NAME? | #NAME? | #NAME? | #NAME? | #NAME? | #NAME? | FALSE | 16.8 | FALSE | TRUE | #NAME? | #NAME? | #NAME? | #NAME? | #NAME? | #NAME? | #NAME? | #NAME? | #NAME? | #NAME? |  |  | 1: 0; 2: 0; 3: 0; 4: 0 | 0 |  | 0 | 0 | 0 | 19675 | 0 | 0 | 0 |  | 0 | 1117 | 1117 | 1967-05-27 | #NAME? | #NAME? | #NAME?
1967-05-28 | 1967 | 5 | 148 | 28 | 1 | 6.7 | 5.09 | 4 | 0.3 | 0.3 | 0 | #NAME? | #NAME? | #NAME? | #NAME? | #NAME? | #NAME? | TRUE | 0 | TRUE | TRUE | #NAME? | #NAME? | #NAME? | #NAME? | #NAME? | #NAME? | #NAME? | #NAME? | #NAME? | #NAME? |  |  | 1: 8.3865; 2: 15.4636; 3: 0; 4: 0 | 23.8501 |  | 576.6017 | 937.6297 | 970.6253 | 19675 | 23.8501 | 576.6017 | 943.1367 |  | 0 | 1118 | 1118 | 1967-05-28 | #NAME? | #NAME? | #NAME?
1967-05-29 | 1967 | 5 | 149 | 29 | 2 | 9.4 | 3.676 | 5.5 | 3.6 | 3.6 | 0 | #NAME? | #NAME? | #NAME? | #NAME? | #NAME? | #NAME? | FALSE | 0.3 | TRUE | TRUE | #NAME? | #NAME? | #NAME? | #NAME? | #NAME? | #NAME? | #NAME? | #NAME? | #NAME? | #NAME? |  |  | 1: 0; 2: 0; 3: 0; 4: 10.1083 | 10.1083 |  | 296.511 | 456.5328 | 470.6523 | 19675 | 10.1083 | 296.511 | 484.9975 |  | 0 | 1119 | 1119 | 1967-05-29 | #NAME? | #NAME? | #NAME?
1967-05-30 | 1967 | 5 | 150 | 30 | 3 | 9.4 | 3.2895 | 22.6667 | 17.6 | 17.6 | 9.45 | #NAME? | #NAME? | #NAME? | #NAME? | #NAME? | #NAME? | TRUE | 3.9 | TRUE | TRUE | #NAME? | #NAME? | #NAME? | #NAME? | #NAME? | #NAME? | #NAME? | #NAME? | #NAME? | #NAME? |  |  | 1: 0; 2: 0; 3: 0; 4: 0 | 0 |  | 0 | 0 | 0 | 19675 | 0 | 0 | 0 |  | 0 | 1120 | 1120 | 1967-05-30 | #NAME? | #NAME? | #NAME?
1967-05-31 | 1967 | 5 | 151 | 31 | 4 | 7.2 | 2.4934 | 30.5 | 5.6 | 5.6 | 0.45 | #NAME? | #NAME? | #NAME? | #NAME? | #NAME? | #NAME? | FALSE | 21.2 | FALSE | TRUE | #NAME? | #NAME? | #NAME? | #NAME? | #NAME? | #NAME? | #NAME? | #NAME? | #NAME? | #NAME? |  |  | 1: 0; 2: 0; 3: 0; 4: 0 | 0 |  | 0 | 0 | 0 | 19675 | 0 | 0 | 0 |  | 0 | 1121 | 1121 | 1967-05-31 | #NAME? | #NAME? | #NAME?
1967-06-01 | 1967 | 6 | 152 | 1 | 5 | 7.2 | 3.1542 | 7.3333 | 0.3 | 0.3 | 0 | #NAME? | #NAME? | #NAME? | #NAME? | #NAME? | #NAME? | TRUE | 23.2 | FALSE | TRUE | #NAME? | #NAME? | #NAME? | #NAME? | #NAME? | #NAME? | #NAME? | #NAME? | #NAME? | #NAME? |  |  | 1: 0; 2: 0; 3: 0; 4: 0 | 0 |  | 0 | 0 | 0 | 19676 | 0 | 0 | 0 |  | 0 | 1122 | 1122 | 1967-06-01 | #NAME? | #NAME? | #NAME?
1967-06-02 | 1967 | 6 | 153 | 2 | 6 | 5 | 5.4621 | 7.3333 | 0 | 0 | 0 | #NAME? | #NAME? | #NAME? | #NAME? | #NAME? | #NAME? | FALSE | 5.9 | TRUE | TRUE | #NAME? | #NAME? | #NAME? | #NAME? | #NAME? | #NAME? | #NAME? | #NAME? | #NAME? | #NAME? |  |  | 1: 0; 2: 0; 3: 0; 4: 4.9362 | 4.9362 |  | 144.7955 | 222.9391 | 229.8341 | 19676 | 4.9362 | 144.7955 | 236.8393 |  | 0 | 1123 | 1123 | 1967-06-02 | #NAME? | #NAME? | #NAME?
1967-06-03 | 1967 | 6 | 154 | 3 | 7 | 5 | 4.9141 | 31.1667 | 0.3 | 0.3 | 0 | #NAME? | #NAME? | #NAME? | #NAME? | #NAME? | #NAME? | FALSE | 0.3 | TRUE | FALSE | #NAME? | #NAME? | #NAME? | #NAME? | #NAME? | #NAME? | #NAME? | #NAME? | #NAME? | #NAME? |  |  | 1: 0; 2: 0; 3: 0; 4: 0 | 0 |  | 0 | 0 | 0 | 19676 | 0 | 0 | 0 |  | 0 | 1124 | 1124 | 1967-06-03 | #NAME? | #NAME? | #NAME?
1967-06-04 | 1967 | 6 | 155 | 4 | 1 | 2.8 | 3.8507 | 10.6667 | 0 | 0 | 0 | #NAME? | #NAME? | #NAME? | #NAME? | #NAME? | #NAME? | TRUE | 0.3 | TRUE | TRUE | #NAME? | #NAME? | #NAME? | #NAME? | #NAME? | #NAME? | #NAME? | #NAME? | #NAME? | #NAME? |  |  | 1: 8.3819; 2: 11.2463; 3: 0; 4: 0 | 19.6282 |  | 452.8258 | 733.4598 | 759.0509 | 19676 | 19.6282 | 452.8258 | 740.6788 |  | 0 | 1125 | 1125 | 1967-06-04 | #NAME? | #NAME? | #NAME?
1967-06-05 | 1967 | 6 | 156 | 5 | 2 | 6.7 | 4.7156 | 8.1667 | 0 | 0 | 0 | #NAME? | #NAME? | #NAME? | #NAME? | #NAME? | #NAME? | FALSE | 0.3 | TRUE | TRUE | #NAME? | #NAME? | #NAME? | #NAME? | #NAME? | #NAME? | #NAME? | #NAME? | #NAME? | #NAME? |  |  | 1: 0; 2: 0; 3: 2.2298; 4: 7.8248 | 10.0546 |  | 262.2322 | 403.7543 | 416.2416 | 19676 | 10.0546 | 262.2322 | 428.9284 |  | 0 | 1126 | 1126 | 1967-06-05 | #NAME? | #NAME? | #NAME?
1967-06-06 | 1967 | 6 | 157 | 6 | 3 | 5 | 5.8444 | 14.3333 | 0 | 0 | 0 | #NAME? | #NAME? | #NAME? | #NAME? | #NAME? | #NAME? | TRUE | 0 | TRUE | TRUE | #NAME? | #NAME? | #NAME? | #NAME? | #NAME? | #NAME? | #NAME? | #NAME? | #NAME? | #NAME? |  |  | 1: 2.0326; 2: 2.6988; 3: 0; 4: 0 | 4.7313 |  | 108.9752 | 176.4866 | 182.6425 | 19676 | 4.7313 | 108.9752 | 178.2488 |  | 0 | 1127 | 1127 | 1967-06-06 | #NAME? | #NAME? | #NAME?
1967-06-07 | 1967 | 6 | 158 | 7 | 4 | 6.7 | 4.7564 | 11.5 | 0 | 0 | 0 | #NAME? | #NAME? | #NAME? | #NAME? | #NAME? | #NAME? | FALSE | 0 | TRUE | TRUE | #NAME? | #NAME? | #NAME? | #NAME? | #NAME? | #NAME? | #NAME? | #NAME? | #NAME? | #NAME? |  |  | 1: 0; 2: 0; 3: 4.4467; 4: 5.5397 | 9.9864 |  | 227.7163 | 350.6107 | 361.4544 | 19676 | 9.9864 | 227.7163 | 372.4713 |  | 0 | 1128 | 1128 | 1967-06-07 | #NAME? | #NAME? | #NAME?
1967-06-08 | 1967 | 6 | 159 | 8 | 5 | 7.8 | 3.5221 | 15.3333 | 11.5 | 11.5 | 4.875 | #NAME? | #NAME? | #NAME? | #NAME? | #NAME? | #NAME? | TRUE | 0 | TRUE | FALSE | #NAME? | #NAME? | #NAME? | #NAME? | #NAME? | #NAME? | #NAME? | #NAME? | #NAME? | #NAME? |  |  | 1: 0; 2: 0; 3: 0; 4: 0 | 0 |  | 0 | 0 | 0 | 19676 | 0 | 0 | 0 |  | 0 | 1129 | 1129 | 1967-06-08 | #NAME? | #NAME? | #NAME?
1967-06-09 | 1967 | 6 | 160 | 9 | 6 | 2.2 | 3.5466 | 15.5 | 8.8 | 8.8 | 2.85 | #NAME? | #NAME? | #NAME? | #NAME? | #NAME? | #NAME? | FALSE | 11.5 | FALSE | FALSE | #NAME? | #NAME? | #NAME? | #NAME? | #NAME? | #NAME? | #NAME? | #NAME? | #NAME? | #NAME? |  |  | 1: 0; 2: 0; 3: 0; 4: 0 | 0 |  | 0 | 0 | 0 | 19676 | 0 | 0 | 0 |  | 0 | 1130 | 1130 | 1967-06-09 | #NAME? | #NAME? | #NAME?
1967-06-10 | 1967 | 6 | 161 | 10 | 7 | 0.6 | 2.7124 | 21.1667 | 6.4 | 6.4 | 1.05 | #NAME? | #NAME? | #NAME? | #NAME? | #NAME? | #NAME? | FALSE | 20.3 | FALSE | FALSE | #NAME? | #NAME? | #NAME? | #NAME? | #NAME? | #NAME? | #NAME? | #NAME? | #NAME? | #NAME? |  |  | 1: 0; 2: 0; 3: 0; 4: 0 | 0 |  | 0 | 0 | 0 | 19676 | 0 | 0 | 0 |  | 0 | 1131 | 1131 | 1967-06-10 | #NAME? | #NAME? | #NAME?
1967-06-11 | 1967 | 6 | 162 | 11 | 1 | 2.8 | 2.8937 | 5.6667 | 0.8 | 0.8 | 0 | #NAME? | #NAME? | #NAME? | #NAME? | #NAME? | #NAME? | TRUE | 15.2 | FALSE | FALSE | #NAME? | #NAME? | #NAME? | #NAME? | #NAME? | #NAME? | #NAME? | #NAME? | #NAME? | #NAME? |  |  | 1: 0; 2: 0; 3: 0; 4: 0 | 0 |  | 0 | 0 | 0 | 19676 | 0 | 0 | 0 |  | 0 | 1132 | 1132 | 1967-06-11 | #NAME? | #NAME? | #NAME?
1967-06-12 | 1967 | 6 | 163 | 12 | 2 | 1.1 | 3.2694 | 7.1667 | 0 | 0 | 0 | #NAME? | #NAME? | #NAME? | #NAME? | #NAME? | #NAME? | FALSE | 7.2 | TRUE | FALSE | #NAME? | #NAME? | #NAME? | #NAME? | #NAME? | #NAME? | #NAME? | #NAME? | #NAME? | #NAME? |  |  | 1: 0; 2: 0; 3: 0; 4: 0 | 0 |  | 0 | 0 | 0 | 19676 | 0 | 0 | 0 |  | 0 | 1133 | 1133 | 1967-06-12 | #NAME? | #NAME? | #NAME?
1967-06-13 | 1967 | 6 | 164 | 13 | 3 | 1.7 | 3.6804 | 6 | 0 | 0 | 0 | #NAME? | #NAME? | #NAME? | #NAME? | #NAME? | #NAME? | TRUE | 0.8 | TRUE | TRUE | #NAME? | #NAME? | #NAME? | #NAME? | #NAME? | #NAME? | #NAME? | #NAME? | #NAME? | #NAME? |  |  | 1: 11.4444; 2: 16.4813; 3: 0; 4: 0 | 27.9257 |  | 651.3034 | 1055.927 | 1092.8445 | 19676 | 27.9257 | 651.3034 | 1065.325 |  | 0 | 1134 | 1134 | 1967-06-13 | #NAME? | #NAME? | #NAME?
1967-06-14 | 1967 | 6 | 165 | 14 | 4 | 5.6 | 4.4525 | 3.6667 | 0 | 0 | 0 | #NAME? | #NAME? | #NAME? | #NAME? | #NAME? | #NAME? | FALSE | 0 | TRUE | TRUE | #NAME? | #NAME? | #NAME? | #NAME? | #NAME? | #NAME? | #NAME? | #NAME? | #NAME? | #NAME? |  |  | 1: 0; 2: 0; 3: 9.0958; 4: 8.1357 | 17.2316 |  | 372.0541 | 572.8451 | 590.562 | 19676 | 17.2316 | 372.0541 | 608.562 |  | 0 | 1135 | 1135 | 1967-06-14 | #NAME? | #NAME? | #NAME?
1967-06-15 | 1967 | 6 | 166 | 15 | 5 | 10.6 | 5.3066 | 9 | 0 | 0 | 0 | #NAME? | #NAME? | #NAME? | #NAME? | #NAME? | #NAME? | TRUE | 0 | TRUE | TRUE | #NAME? | #NAME? | #NAME? | #NAME? | #NAME? | #NAME? | #NAME? | #NAME? | #NAME? | #NAME? |  |  | 1: 2.8282; 2: 3.9731; 3: 0; 4: 0 | 6.8013 |  | 158.0244 | 256.1145 | 265.0625 | 19676 | 6.8013 | 158.0244 | 258.4776 |  | 0 | 1136 | 1136 | 1967-06-15 | #NAME? | #NAME? | #NAME?
1967-06-16 | 1967 | 6 | 167 | 16 | 6 | 11.1 | 3.4445 | 10.8333 | 17.5 | 17.5 | 9.375 | #NAME? | #NAME? | #NAME? | #NAME? | #NAME? | #NAME? | FALSE | 0 | TRUE | TRUE | #NAME? | #NAME? | #NAME? | #NAME? | #NAME? | #NAME? | #NAME? | #NAME? | #NAME? | #NAME? |  |  | 1: 0; 2: 0; 3: 0; 4: 5.1986 | 5.1986 |  | 152.493 | 234.7908 | 242.0523 | 19676 | 5.1986 | 152.493 | 249.43 |  | 0 | 1137 | 1137 | 1967-06-16 | #NAME? | #NAME? | #NAME?
1967-06-17 | 1967 | 6 | 168 | 17 | 7 | 10 | 4.1414 | 18.5 | 0.3 | 0.3 | 0 | #NAME? | #NAME? | #NAME? | #NAME? | #NAME? | #NAME? | FALSE | 17.5 | FALSE | TRUE | #NAME? | #NAME? | #NAME? | #NAME? | #NAME? | #NAME? | #NAME? | #NAME? | #NAME? | #NAME? |  |  | 1: 0; 2: 0; 3: 0; 4: 0 | 0 |  | 0 | 0 | 0 | 19676 | 0 | 0 | 0 |  | 0 | 1138 | 1138 | 1967-06-17 | #NAME? | #NAME? | #NAME?
1967-06-18 | 1967 | 6 | 169 | 18 | 1 | 8.9 | 2.4884 | 11.6667 | 8.2 | 8.2 | 2.4 | #NAME? | #NAME? | #NAME? | #NAME? | #NAME? | #NAME? | TRUE | 17.8 | FALSE | TRUE | #NAME? | #NAME? | #NAME? | #NAME? | #NAME? | #NAME? | #NAME? | #NAME? | #NAME? | #NAME? |  |  | 1: 0; 2: 0; 3: 0; 4: 0 | 0 |  | 0 | 0 | 0 | 19676 | 0 | 0 | 0 |  | 0 | 1139 | 1139 | 1967-06-18 | #NAME? | #NAME? | #NAME?
1967-06-19 | 1967 | 6 | 170 | 19 | 2 | 8.3 | 3.6752 | 3.1667 | 0 | 0 | 0 | #NAME? | #NAME? | #NAME? | #NAME? | #NAME? | #NAME? | FALSE | 8.5 | TRUE | TRUE | #NAME? | #NAME? | #NAME? | #NAME? | #NAME? | #NAME? | #NAME? | #NAME? | #NAME? | #NAME? |  |  | 1: 0; 2: 0; 3: 3.3395; 4: 3.5264 | 6.8658 |  | 152.419 | 234.6769 | 241.9349 | 19676 | 6.8658 | 152.419 | 249.3089 |  | 0 | 1140 | 1140 | 1967-06-19 | #NAME? | #NAME? | #NAME?
1967-06-20 | 1967 | 6 | 171 | 20 | 3 | 9.4 | 4.9635 | 8.3333 | 0 | 0 | 0 | #NAME? | #NAME? | #NAME? | #NAME? | #NAME? | #NAME? | TRUE | 8.2 | TRUE | TRUE | #NAME? | #NAME? | #NAME? | #NAME? | #NAME? | #NAME? | #NAME? | #NAME? | #NAME? | #NAME? |  |  | 1: 0; 2: 0; 3: 0; 4: 0 | 0 |  | 0 | 0 | 0 | 19676 | 0 | 0 | 0 |  | 0 | 1141 | 1141 | 1967-06-20 | #NAME? | #NAME? | #NAME?
1967-06-21 | 1967 | 6 | 172 | 21 | 4 | 8.9 | 3.1021 | 17.6667 | 0 | 0 | 0 | #NAME? | #NAME? | #NAME? | #NAME? | #NAME? | #NAME? | FALSE | 0 | TRUE | TRUE | #NAME? | #NAME? | #NAME? | #NAME? | #NAME? | #NAME? | #NAME? | #NAME? | #NAME? | #NAME? |  |  | 1: 0; 2: 0; 3: 4.5264; 4: 5.0099 | 9.5363 |  | 213.3449 | 328.4835 | 338.6428 | 19676 | 9.5363 | 213.3449 | 348.9644 |  | 0 | 1142 | 1142 | 1967-06-21 | #NAME? | #NAME? | #NAME?
1967-06-22 | 1967 | 6 | 173 | 22 | 5 | 7.2 | 4.2408 | 6.1667 | 0 | 0 | 0 | #NAME? | #NAME? | #NAME? | #NAME? | #NAME? | #NAME? | TRUE | 0 | TRUE | FALSE | #NAME? | #NAME? | #NAME? | #NAME? | #NAME? | #NAME? | #NAME? | #NAME? | #NAME? | #NAME? |  |  | 1: 0; 2: 0; 3: 0; 4: 0 | 0 |  | 0 | 0 | 0 | 19676 | 0 | 0 | 0 |  | 0 | 1143 | 1143 | 1967-06-22 | #NAME? | #NAME? | #NAME?
1967-06-23 | 1967 | 6 | 174 | 23 | 6 | 1.1 | 4.3184 | 1.6667 | 0 | 0 | 0 | #NAME? | #NAME? | #NAME? | #NAME? | #NAME? | #NAME? | FALSE | 0 | TRUE | TRUE | #NAME? | #NAME? | #NAME? | #NAME? | #NAME? | #NAME? | #NAME? | #NAME? | #NAME? | #NAME? |  |  | 1: 0; 2: 0; 3: 0; 4: 4.6124 | 4.6124 |  | 135.2976 | 208.3154 | 214.7581 | 19676 | 4.6124 | 135.2976 | 221.3038 |  | 0 | 1144 | 1144 | 1967-06-23 | #NAME? | #NAME? | #NAME?
1967-06-24 | 1967 | 6 | 175 | 24 | 7 | 6.1 | 4.3282 | 2.1667 | 0 | 0 | 0 | #NAME? | #NAME? | #NAME? | #NAME? | #NAME? | #NAME? | FALSE | 0 | TRUE | TRUE | #NAME? | #NAME? | #NAME? | #NAME? | #NAME? | #NAME? | #NAME? | #NAME? | #NAME? | #NAME? |  |  | 1: 0; 2: 0; 3: 6.1084; 4: 0 | 6.1084 |  | 89.5904 | 137.9407 | 142.2069 | 19676 | 6.1084 | 89.5904 | 146.5413 |  | 0 | 1145 | 1145 | 1967-06-24 | #NAME? | #NAME? | #NAME?
1967-06-25 | 1967 | 6 | 176 | 25 | 1 | 6.1 | 5.3615 | 2.6667 | 0 | 0 | 0 | #NAME? | #NAME? | #NAME? | #NAME? | #NAME? | #NAME? | TRUE | 0 | TRUE | TRUE | #NAME? | #NAME? | #NAME? | #NAME? | #NAME? | #NAME? | #NAME? | #NAME? | #NAME? | #NAME? |  |  | 1: 16.5519; 2: 25.7224; 3: 0; 4: 0 | 42.2743 |  | 997.2857 | 1618.4182 | 1675.1208 | 19676 | 42.2743 | 997.2857 | 1631.2419 |  | 0 | 1146 | 1146 | 1967-06-25 | #NAME? | #NAME? | #NAME?
1967-06-26 | 1967 | 6 | 177 | 26 | 2 | 12.2 | 6.6194 | 3 | 0 | 0 | 0 | #NAME? | #NAME? | #NAME? | #NAME? | #NAME? | #NAME? | FALSE | 0 | TRUE | TRUE | #NAME? | #NAME? | #NAME? | #NAME? | #NAME? | #NAME? | #NAME? | #NAME? | #NAME? | #NAME? |  |  | 1: 0; 2: 0; 3: 4.0278; 4: 7.7045 | 11.7323 |  | 285.073 | 438.9219 | 452.4968 | 19676 | 11.7323 | 285.073 | 466.2887 |  | 0 | 1147 | 1147 | 1967-06-26 | #NAME? | #NAME? | #NAME?
1967-06-27 | 1967 | 6 | 178 | 27 | 3 | 12.8 | 6.1021 | 9.1667 | 0 | 0 | 0 | #NAME? | #NAME? | #NAME? | #NAME? | #NAME? | #NAME? | TRUE | 0 | TRUE | TRUE | #NAME? | #NAME? | #NAME? | #NAME? | #NAME? | #NAME? | #NAME? | #NAME? | #NAME? | #NAME? |  |  | 1: 6.4333; 2: 9.1597; 3: 0; 4: 0 | 15.593 |  | 363.0391 | 588.4906 | 609.0588 | 19676 | 15.593 | 363.0391 | 593.8163 |  | 0 | 1148 | 1148 | 1967-06-27 | #NAME? | #NAME? | #NAME?
1967-06-28 | 1967 | 6 | 179 | 28 | 4 | 8.3 | 6.3198 | 3.6667 | 0 | 0 | 0 | #NAME? | #NAME? | #NAME? | #NAME? | #NAME? | #NAME? | FALSE | 0 | TRUE | TRUE | #NAME? | #NAME? | #NAME? | #NAME? | #NAME? | #NAME? | #NAME? | #NAME? | #NAME? | #NAME? |  |  | 1: 0; 2: 0; 3: 1.9364; 4: 6.7074 | 8.6438 |  | 225.152 | 346.6626 | 357.3841 | 19676 | 8.6438 | 225.152 | 368.277 |  | 0 | 1149 | 1149 | 1967-06-28 | #NAME? | #NAME? | #NAME?
1967-06-29 | 1967 | 6 | 180 | 29 | 5 | 7.8 | 5.7846 | 9.6667 | 0 | 0 | 0 | #NAME? | #NAME? | #NAME? | #NAME? | #NAME? | #NAME? | TRUE | 0 | TRUE | TRUE | #NAME? | #NAME? | #NAME? | #NAME? | #NAME? | #NAME? | #NAME? | #NAME? | #NAME? | #NAME? |  |  | 1: 8.2429; 2: 8.9919; 3: 0; 4: 0 | 17.2348 |  | 384.6577 | 621.2356 | 642.7731 | 19676 | 17.2348 | 384.6577 | 629.1776 |  | 0 | 1150 | 1150 | 1967-06-29 | #NAME? | #NAME? | #NAME?
1967-06-30 | 1967 | 6 | 181 | 30 | 6 | 5.6 | 4.2275 | 3.3333 | 0.3 | 0.3 | 0 | #NAME? | #NAME? | #NAME? | #NAME? | #NAME? | #NAME? | FALSE | 0 | TRUE | TRUE | #NAME? | #NAME? | #NAME? | #NAME? | #NAME? | #NAME? | #NAME? | #NAME? | #NAME? | #NAME? |  |  | 1: 0; 2: 0; 3: 0; 4: 6.6574 | 6.6574 |  | 195.2839 | 300.6752 | 309.9745 | 19676 | 6.6574 | 195.2839 | 319.4223 |  | 0 | 1151 | 1151 | 1967-06-30 | #NAME? | #NAME? | #NAME?
1967-07-01 | 1967 | 7 | 182 | 1 | 7 | 7.2 | 4.8647 | 4 | 0 | 0 | 0 | #NAME? | #NAME? | #NAME? | #NAME? | #NAME? | #NAME? | FALSE | 0.3 | TRUE | TRUE | #NAME? | #NAME? | #NAME? | #NAME? | #NAME? | #NAME? | #NAME? | #NAME? | #NAME? | #NAME? |  |  | 1: 0; 2: 0; 3: 6.8905; 4: 0 | 6.8905 |  | 101.0614 | 155.6024 | 160.4149 | 19677 | 6.8905 | 101.0614 | 165.3042 |  | 0 | 1152 | 1152 | 1967-07-01 | #NAME? | #NAME? | #NAME?
1967-07-02 | 1967 | 7 | 183 | 2 | 1 | 10 | 5.8589 | 9.8333 | 0 | 0 | 0 | #NAME? | #NAME? | #NAME? | #NAME? | #NAME? | #NAME? | TRUE | 0.3 | TRUE | TRUE | #NAME? | #NAME? | #NAME? | #NAME? | #NAME? | #NAME? | #NAME? | #NAME? | #NAME? | #NAME? |  |  | 1: 4.9898; 2: 5.2722; 3: 0; 4: 0 | 10.262 |  | 227.8359 | 367.7897 | 380.5273 | 19677 | 10.262 | 227.8359 | 372.667 |  | 0 | 1153 | 1153 | 1967-07-02 | #NAME? | #NAME? | #NAME?
1967-07-03 | 1967 | 7 | 184 | 3 | 2 | 7.2 | 5.1754 | 9.3333 | 0 | 0 | 0 | #NAME? | #NAME? | #NAME? | #NAME? | #NAME? | #NAME? | FALSE | 0 | TRUE | TRUE | #NAME? | #NAME? | #NAME? | #NAME? | #NAME? | #NAME? | #NAME? | #NAME? | #NAME? | #NAME? |  |  | 1: 0; 2: 0; 3: 3.2045; 4: 8.2232 | 11.4276 |  | 288.2116 | 443.7544 | 457.4787 | 19677 | 11.4276 | 288.2116 | 471.4224 |  | 0 | 1154 | 1154 | 1967-07-03 | #NAME? | #NAME? | #NAME?
1967-07-04 | 1967 | 7 | 185 | 4 | 3 | 9.4 | 4.924 | 6.8333 | 0 | 0 | 0 | #NAME? | #NAME? | #NAME? | #NAME? | #NAME? | #NAME? | TRUE | 0 | TRUE | TRUE | #NAME? | #NAME? | #NAME? | #NAME? | #NAME? | #NAME? | #NAME? | #NAME? | #NAME? | #NAME? |  |  | 1: 11.1461; 2: 12.5059; 3: 0; 4: 0 | 23.652 |  | 530.3164 | 856.8309 | 886.5632 | 19677 | 23.652 | 530.3164 | 867.4288 |  | 0 | 1155 | 1155 | 1967-07-04 | #NAME? | #NAME? | #NAME?
1967-07-05 | 1967 | 7 | 186 | 5 | 4 | 10 | 3.1264 | 4.1667 | 3.9 | 3.9 | 0 | #NAME? | #NAME? | #NAME? | #NAME? | #NAME? | #NAME? | FALSE | 0 | TRUE | TRUE | #NAME? | #NAME? | #NAME? | #NAME? | #NAME? | #NAME? | #NAME? | #NAME? | #NAME? | #NAME? |  |  | 1: 0; 2: 0; 3: 3.9796; 4: 5.0346 | 9.0142 |  | 206.048 | 317.2485 | 327.0603 | 19677 | 9.0142 | 206.048 | 337.0289 |  | 0 | 1156 | 1156 | 1967-07-05 | #NAME? | #NAME? | #NAME?
1967-07-06 | 1967 | 7 | 187 | 6 | 5 | 8.9 | 4.7887 | 11.5 | 0 | 0 | 0 | #NAME? | #NAME? | #NAME? | #NAME? | #NAME? | #NAME? | TRUE | 3.9 | TRUE | TRUE | #NAME? | #NAME? | #NAME? | #NAME? | #NAME? | #NAME? | #NAME? | #NAME? | #NAME? | #NAME? |  |  | 1: 3.9735; 2: 5.4027; 3: 0; 4: 0 | 9.3762 |  | 216.7574 | 351.1528 | 363.4096 | 19677 | 9.3762 | 216.7574 | 354.5461 |  | 0 | 1157 | 1157 | 1967-07-06 | #NAME? | #NAME? | #NAME?
1967-07-07 | 1967 | 7 | 188 | 7 | 6 | 7.8 | 4.7934 | 8.1667 | 0 | 0 | 0 | #NAME? | #NAME? | #NAME? | #NAME? | #NAME? | #NAME? | FALSE | 3.9 | TRUE | TRUE | #NAME? | #NAME? | #NAME? | #NAME? | #NAME? | #NAME? | #NAME? | #NAME? | #NAME? | #NAME? |  |  | 1: 0; 2: 0; 3: 0; 4: 4.9138 | 4.9138 |  | 144.1381 | 221.927 | 228.7907 | 19677 | 4.9138 | 144.1381 | 235.7641 |  | 0 | 1158 | 1158 | 1967-07-07 | #NAME? | #NAME? | #NAME?
1967-07-08 | 1967 | 7 | 189 | 8 | 7 | 9.4 | 3.97 | 9 | 1.8 | 1.8 | 0 | #NAME? | #NAME? | #NAME? | #NAME? | #NAME? | #NAME? | FALSE | 0 | TRUE | TRUE | #NAME? | #NAME? | #NAME? | #NAME? | #NAME? | #NAME? | #NAME? | #NAME? | #NAME? | #NAME? |  |  | 1: 0; 2: 0; 3: 8.6389; 4: 0 | 8.6389 |  | 126.7036 | 195.0833 | 201.1168 | 19677 | 8.6389 | 126.7036 | 207.2467 |  | 0 | 1159 | 1159 | 1967-07-08 | #NAME? | #NAME? | #NAME?
1967-07-09 | 1967 | 7 | 190 | 9 | 1 | 4.4 | 4.334 | 5.3333 | 0 | 0 | 0 | #NAME? | #NAME? | #NAME? | #NAME? | #NAME? | #NAME? | TRUE | 1.8 | TRUE | TRUE | #NAME? | #NAME? | #NAME? | #NAME? | #NAME? | #NAME? | #NAME? | #NAME? | #NAME? | #NAME? |  |  | 1: 9.7084; 2: 10.4706; 3: 0; 4: 0 | 20.179 |  | 449.5278 | 725.8815 | 751.0377 | 19677 | 20.179 | 449.5278 | 735.2843 |  | 0 | 1160 | 1160 | 1967-07-09 | #NAME? | #NAME? | #NAME?
1967-07-10 | 1967 | 7 | 191 | 10 | 2 | 4.4 | 5.0547 | 8.8333 | 0 | 0 | 0 | #NAME? | #NAME? | #NAME? | #NAME? | #NAME? | #NAME? | FALSE | 1.8 | TRUE | TRUE | #NAME? | #NAME? | #NAME? | #NAME? | #NAME? | #NAME? | #NAME? | #NAME? | #NAME? | #NAME? |  |  | 1: 0; 2: 0; 3: 5.3117; 4: 7.2036 | 12.5153 |  | 289.2097 | 445.2912 | 459.0631 | 19677 | 12.5153 | 289.2097 | 473.0551 |  | 0 | 1161 | 1161 | 1967-07-10 | #NAME? | #NAME? | #NAME?
1967-07-11 | 1967 | 7 | 192 | 11 | 3 | 5 | 5.136 | 1 | 0 | 0 | 0 | #NAME? | #NAME? | #NAME? | #NAME? | #NAME? | #NAME? | TRUE | 0 | TRUE | TRUE | #NAME? | #NAME? | #NAME? | #NAME? | #NAME? | #NAME? | #NAME? | #NAME? | #NAME? | #NAME? |  |  | 1: 1.6408; 2: 2.0709; 3: 0; 4: 0 | 3.7117 |  | 84.8102 | 137.2561 | 142.0364 | 19677 | 3.7117 | 84.8102 | 138.7225 |  | 0 | 1162 | 1162 | 1967-07-11 | #NAME? | #NAME? | #NAME?
1967-07-12 | 1967 | 7 | 193 | 12 | 4 | 8.9 | 6.6036 | 9.6667 | 0 | 0 | 0 | #NAME? | #NAME? | #NAME? | #NAME? | #NAME? | #NAME? | FALSE | 0 | TRUE | TRUE | #NAME? | #NAME? | #NAME? | #NAME? | #NAME? | #NAME? | #NAME? | #NAME? | #NAME? | #NAME? |  |  | 1: 0; 2: 0; 3: 2.3011; 4: 5.6049 | 7.906 |  | 198.1587 | 305.1015 | 314.5377 | 19677 | 7.906 | 198.1587 | 324.1246 |  | 0 | 1163 | 1163 | 1967-07-12 | #NAME? | #NAME? | #NAME?
1967-07-13 | 1967 | 7 | 194 | 13 | 5 | 14.4 | 6.5457 | 16.8333 | 0 | 0 | 0 | #NAME? | #NAME? | #NAME? | #NAME? | #NAME? | #NAME? | TRUE | 0 | TRUE | TRUE | #NAME? | #NAME? | #NAME? | #NAME? | #NAME? | #NAME? | #NAME? | #NAME? | #NAME? | #NAME? |  |  | 1: 14.7809; 2: 16.5011; 3: 0; 4: 0 | 31.2821 |  | 700.8202 | 1132.2311 | 1171.5136 | 19677 | 31.2821 | 700.8202 | 1146.3188 |  | 0 | 1164 | 1164 | 1967-07-13 | #NAME? | #NAME? | #NAME?
1967-07-14 | 1967 | 7 | 195 | 14 | 6 | 10 | 5.2257 | 1.3333 | 0 | 0 | 0 | #NAME? | #NAME? | #NAME? | #NAME? | #NAME? | #NAME? | FALSE | 0 | TRUE | TRUE | #NAME? | #NAME? | #NAME? | #NAME? | #NAME? | #NAME? | #NAME? | #NAME? | #NAME? | #NAME? |  |  | 1: 0; 2: 0; 3: 0; 4: 7.2321 | 7.2321 |  | 212.1426 | 326.6322 | 336.7342 | 19677 | 7.2321 | 212.1426 | 346.9977 |  | 0 | 1165 | 1165 | 1967-07-14 | #NAME? | #NAME? | #NAME?
1967-07-15 | 1967 | 7 | 196 | 15 | 7 | 11.1 | 5.3054 | 9 | 0.3 | 0.3 | 0 | #NAME? | #NAME? | #NAME? | #NAME? | #NAME? | #NAME? | FALSE | 0 | TRUE | TRUE | #NAME? | #NAME? | #NAME? | #NAME? | #NAME? | #NAME? | #NAME? | #NAME? | #NAME? | #NAME? |  |  | 1: 0; 2: 0; 3: 9.1292; 4: 0 | 9.1292 |  | 133.8952 | 206.1561 | 212.5321 | 19677 | 9.1292 | 133.8952 | 219.0099 |  | 0 | 1166 | 1166 | 1967-07-15 | #NAME? | #NAME? | #NAME?
1967-07-16 | 1967 | 7 | 197 | 16 | 1 | 10 | 5.79 | 4.6667 | 0 | 0 | 0 | #NAME? | #NAME? | #NAME? | #NAME? | #NAME? | #NAME? | TRUE | 0.3 | TRUE | TRUE | #NAME? | #NAME? | #NAME? | #NAME? | #NAME? | #NAME? | #NAME? | #NAME? | #NAME? | #NAME? |  |  | 1: 8.6238; 2: 11.3502; 3: 0; 4: 0 | 19.974 |  | 459.4217 | 743.9503 | 769.8927 | 19677 | 19.974 | 459.4217 | 751.4676 |  | 0 | 1167 | 1167 | 1967-07-16 | #NAME? | #NAME? | #NAME?
1967-07-17 | 1967 | 7 | 198 | 17 | 2 | 10 | 5.172 | 2.6667 | 0 | 0 | 0 | #NAME? | #NAME? | #NAME? | #NAME? | #NAME? | #NAME? | FALSE | 0.3 | TRUE | TRUE | #NAME? | #NAME? | #NAME? | #NAME? | #NAME? | #NAME? | #NAME? | #NAME? | #NAME? | #NAME? |  |  | 1: 0; 2: 0; 3: 1.2225; 4: 8.9766 | 10.1991 |  | 281.2441 | 433.0266 | 446.4192 | 19677 | 10.1991 | 281.2441 | 460.0258 |  | 0 | 1168 | 1168 | 1967-07-17 | #NAME? | #NAME? | #NAME?
1967-07-18 | 1967 | 7 | 199 | 18 | 3 | 12.2 | 6.6616 | 20.1667 | 0 | 0 | 0 | #NAME? | #NAME? | #NAME? | #NAME? | #NAME? | #NAME? | TRUE | 0 | TRUE | TRUE | #NAME? | #NAME? | #NAME? | #NAME? | #NAME? | #NAME? | #NAME? | #NAME? | #NAME? | #NAME? |  |  | 1: 3.8247; 2: 4.2044; 3: 0; 4: 0 | 8.0291 |  | 179.424 | 289.8087 | 299.8585 | 19677 | 8.0291 | 179.424 | 293.4806 |  | 0 | 1169 | 1169 | 1967-07-18 | #NAME? | #NAME? | #NAME?
1967-07-19 | 1967 | 7 | 200 | 19 | 4 | 10 | 5.5125 | 12.8333 | 0 | 0 | 0 | #NAME? | #NAME? | #NAME? | #NAME? | #NAME? | #NAME? | FALSE | 0 | TRUE | TRUE | #NAME? | #NAME? | #NAME? | #NAME? | #NAME? | #NAME? | #NAME? | #NAME? | #NAME? | #NAME? |  |  | 1: 0; 2: 0; 3: 2.2192; 4: 5.9439 | 8.1631 |  | 206.9024 | 318.564 | 328.4165 | 19677 | 8.1631 | 206.9024 | 338.4264 |  | 0 | 1170 | 1170 | 1967-07-19 | #NAME? | #NAME? | #NAME?
1967-07-20 | 1967 | 7 | 201 | 20 | 5 | 12.2 | 4.4981 | 10 | 0 | 0 | 0 | #NAME? | #NAME? | #NAME? | #NAME? | #NAME? | #NAME? | TRUE | 0 | TRUE | TRUE | #NAME? | #NAME? | #NAME? | #NAME? | #NAME? | #NAME? | #NAME? | #NAME? | #NAME? | #NAME? |  |  | 1: 5.6863; 2: 5.9314; 3: 0; 4: 0 | 11.6177 |  | 257.3865 | 415.413 | 429.7939 | 19677 | 11.6177 | 257.3865 | 421.0024 |  | 0 | 1171 | 1171 | 1967-07-20 | #NAME? | #NAME? | #NAME?
1967-07-21 | 1967 | 7 | 202 | 21 | 6 | 9.4 | 4.1877 | 8.5 | 0.5 | 0.5 | 0 | #NAME? | #NAME? | #NAME? | #NAME? | #NAME? | #NAME? | FALSE | 0 | TRUE | TRUE | #NAME? | #NAME? | #NAME? | #NAME? | #NAME? | #NAME? | #NAME? | #NAME? | #NAME? | #NAME? |  |  | 1: 0; 2: 0; 3: 0; 4: 5.5058 | 5.5058 |  | 161.5039 | 248.6648 | 256.3554 | 19677 | 5.5058 | 161.5039 | 264.169 |  | 0 | 1172 | 1172 | 1967-07-21 | #NAME? | #NAME? | #NAME?
1967-07-22 | 1967 | 7 | 203 | 22 | 7 | 9.4 | 5.3146 | 28.5 | 0.5 | 0.5 | 0 | #NAME? | #NAME? | #NAME? | #NAME? | #NAME? | #NAME? | FALSE | 0.5 | TRUE | TRUE | #NAME? | #NAME? | #NAME? | #NAME? | #NAME? | #NAME? | #NAME? | #NAME? | #NAME? | #NAME? |  |  | 1: 0; 2: 0; 3: 6.7722; 4: 0 | 6.7722 |  | 99.3254 | 152.9296 | 157.6593 | 19677 | 6.7722 | 99.3254 | 162.4647 |  | 0 | 1173 | 1173 | 1967-07-22 | #NAME? | #NAME? | #NAME?
1967-07-23 | 1967 | 7 | 204 | 23 | 1 | 6.7 | 4.6938 | 5.5 | 0 | 0 | 0 | #NAME? | #NAME? | #NAME? | #NAME? | #NAME? | #NAME? | TRUE | 1 | TRUE | TRUE | #NAME? | #NAME? | #NAME? | #NAME? | #NAME? | #NAME? | #NAME? | #NAME? | #NAME? | #NAME? |  |  | 1: 12.1638; 2: 14.9579; 3: 0; 4: 0 | 27.1217 |  | 617.1685 | 998.4597 | 1033.206 | 19677 | 27.1217 | 617.1685 | 1009.4912 |  | 0 | 1174 | 1174 | 1967-07-23 | #NAME? | #NAME? | #NAME?
1967-07-24 | 1967 | 7 | 205 | 24 | 2 | 8.9 | 5.525 | 7 | 0 | 0 | 0 | #NAME? | #NAME? | #NAME? | #NAME? | #NAME? | #NAME? | FALSE | 0.5 | TRUE | TRUE | #NAME? | #NAME? | #NAME? | #NAME? | #NAME? | #NAME? | #NAME? | #NAME? | #NAME? | #NAME? |  |  | 1: 0; 2: 0; 3: 7.4394; 4: 7.8079 | 15.2473 |  | 338.1421 | 520.6315 | 536.7335 | 19677 | 15.2473 | 338.1421 | 553.0929 |  | 0 | 1175 | 1175 | 1967-07-24 | #NAME? | #NAME? | #NAME?
1967-07-25 | 1967 | 7 | 206 | 25 | 3 | 3.9 | 4.382 | 2.3333 | 0 | 0 | 0 | #NAME? | #NAME? | #NAME? | #NAME? | #NAME? | #NAME? | TRUE | 0 | TRUE | TRUE | #NAME? | #NAME? | #NAME? | #NAME? | #NAME? | #NAME? | #NAME? | #NAME? | #NAME? | #NAME? |  |  | 1: 7.8746; 2: 10.8926; 3: 0; 4: 0 | 18.7672 |  | 435.0114 | 704.8912 | 729.5074 | 19677 | 18.7672 | 435.0114 | 711.5401 |  | 0 | 1176 | 1176 | 1967-07-25 | #NAME? | #NAME? | #NAME?
1967-07-26 | 1967 | 7 | 207 | 26 | 4 | 8.3 | 4.7934 | 2.8333 | 0 | 0 | 0 | #NAME? | #NAME? | #NAME? | #NAME? | #NAME? | #NAME? | FALSE | 0 | TRUE | TRUE | #NAME? | #NAME? | #NAME? | #NAME? | #NAME? | #NAME? | #NAME? | #NAME? | #NAME? | #NAME? |  |  | 1: 0; 2: 0; 3: 2.16; 4: 5.1447 | 7.3047 |  | 182.5924 | 281.1343 | 289.8291 | 19677 | 7.3047 | 182.5924 | 298.663 |  | 0 | 1177 | 1177 | 1967-07-26 | #NAME? | #NAME? | #NAME?
1967-07-27 | 1967 | 7 | 208 | 27 | 5 | 12.2 | 6.0394 | 8 | 0 | 0 | 0 | #NAME? | #NAME? | #NAME? | #NAME? | #NAME? | #NAME? | TRUE | 0 | TRUE | TRUE | #NAME? | #NAME? | #NAME? | #NAME? | #NAME? | #NAME? | #NAME? | #NAME? | #NAME? | #NAME? |  |  | 1: 4.058; 2: 6.1028; 3: 0; 4: 0 | 10.1609 |  | 238.5346 | 386.9397 | 400.4843 | 19677 | 10.1609 | 238.5346 | 390.1667 |  | 0 | 1178 | 1178 | 1967-07-27 | #NAME? | #NAME? | #NAME?
1967-07-28 | 1967 | 7 | 209 | 28 | 6 | 11.1 | 6.2158 | 5.6667 | 0 | 0 | 0 | #NAME? | #NAME? | #NAME? | #NAME? | #NAME? | #NAME? | FALSE | 0 | TRUE | TRUE | #NAME? | #NAME? | #NAME? | #NAME? | #NAME? | #NAME? | #NAME? | #NAME? | #NAME? | #NAME? |  |  | 1: 0; 2: 0; 3: 0; 4: 5.9581 | 5.9581 |  | 174.7698 | 269.09 | 277.4124 | 19677 | 5.9581 | 174.7698 | 285.8678 |  | 0 | 1179 | 1179 | 1967-07-28 | #NAME? | #NAME? | #NAME?
1967-07-29 | 1967 | 7 | 210 | 29 | 7 | 10 | 5.8131 | 9.5 | 0 | 0 | 0 | #NAME? | #NAME? | #NAME? | #NAME? | #NAME? | #NAME? | FALSE | 0 | TRUE | TRUE | #NAME? | #NAME? | #NAME? | #NAME? | #NAME? | #NAME? | #NAME? | #NAME? | #NAME? | #NAME? |  |  | 1: 0; 2: 0; 3: 11.2077; 4: 0 | 11.2077 |  | 164.3789 | 253.0914 | 260.919 | 19677 | 11.2077 | 164.3789 | 268.8716 |  | 0 | 1180 | 1180 | 1967-07-29 | #NAME? | #NAME? | #NAME?
1967-07-30 | 1967 | 7 | 211 | 30 | 1 | 11.7 | 6.2154 | 4.8333 | 0 | 0 | 0 | #NAME? | #NAME? | #NAME? | #NAME? | #NAME? | #NAME? | TRUE | 0 | TRUE | TRUE | #NAME? | #NAME? | #NAME? | #NAME? | #NAME? | #NAME? | #NAME? | #NAME? | #NAME? | #NAME? |  |  | 1: 0; 2: 0; 3: 0; 4: 0 | 0 |  | 0 | 0 | 0 | 19677 | 0 | 0 | 0 |  | 0 | 1181 | 1181 | 1967-07-30 | #NAME? | #NAME? | #NAME?
1967-07-31 | 1967 | 7 | 212 | 31 | 2 | 9.4 | 4.6283 | 22.1667 | 0.8 | 0.8 | 0 | #NAME? | #NAME? | #NAME? | #NAME? | #NAME? | #NAME? | FALSE | 0 | TRUE | TRUE | #NAME? | #NAME? | #NAME? | #NAME? | #NAME? | #NAME? | #NAME? | #NAME? | #NAME? | #NAME? |  |  | 1: 0; 2: 0; 3: 6.3464; 4: 10.0343 | 16.3808 |  | 387.4217 | 596.5064 | 614.9551 | 19677 | 16.3808 | 387.4217 | 633.6986 |  | 0 | 1182 | 1182 | 1967-07-31 | #NAME? | #NAME? | #NAME?
1967-08-01 | 1967 | 8 | 213 | 1 | 3 | 7.2 | 4.4387 | 0 | 0 | 0 | 0 | #NAME? | #NAME? | #NAME? | #NAME? | #NAME? | #NAME? | TRUE | 0.8 | TRUE | TRUE | #NAME? | #NAME? | #NAME? | #NAME? | #NAME? | #NAME? | #NAME? | #NAME? | #NAME? | #NAME? |  |  | 1: 16.7551; 2: 24.2083; 3: 0; 4: 0 | 40.9634 |  | 955.8507 | 1549.7407 | 1603.9278 | 19678 | 40.9634 | 955.8507 | 1563.4675 |  | 0 | 1183 | 1183 | 1967-08-01 | #NAME? | #NAME? | #NAME?
1967-08-02 | 1967 | 8 | 214 | 2 | 4 | 7.8 | 4.5378 | 1.5 | 0 | 0 | 0 | #NAME? | #NAME? | #NAME? | #NAME? | #NAME? | #NAME? | FALSE | 0.8 | TRUE | TRUE | #NAME? | #NAME? | #NAME? | #NAME? | #NAME? | #NAME? | #NAME? | #NAME? | #NAME? | #NAME? |  |  | 1: 0; 2: 0; 3: 5.3693; 4: 4.7213 | 10.0905 |  | 217.2399 | 334.4805 | 344.8252 | 19678 | 10.0905 | 217.2399 | 355.3353 |  | 0 | 1184 | 1184 | 1967-08-02 | #NAME? | #NAME? | #NAME?
1967-08-03 | 1967 | 8 | 215 | 3 | 5 | 6.7 | 5.1266 | 0 | 0 | 0 | 0 | #NAME? | #NAME? | #NAME? | #NAME? | #NAME? | #NAME? | TRUE | 0 | TRUE | TRUE | #NAME? | #NAME? | #NAME? | #NAME? | #NAME? | #NAME? | #NAME? | #NAME? | #NAME? | #NAME? |  |  | 1: 5.2676; 2: 7.994; 3: 0; 4: 0 | 13.2616 |  | 311.7483 | 505.7617 | 523.4699 | 19678 | 13.2616 | 311.7483 | 509.921 |  | 0 | 1185 | 1185 | 1967-08-03 | #NAME? | #NAME? | #NAME?
1967-08-04 | 1967 | 8 | 216 | 4 | 6 | 8.9 | 5.4973 | 4.6667 | 0 | 0 | 0 | #NAME? | #NAME? | #NAME? | #NAME? | #NAME? | #NAME? | FALSE | 0 | TRUE | TRUE | #NAME? | #NAME? | #NAME? | #NAME? | #NAME? | #NAME? | #NAME? | #NAME? | #NAME? | #NAME? |  |  | 1: 0; 2: 0; 3: 0; 4: 5.3154 | 5.3154 |  | 155.9198 | 240.067 | 247.4918 | 19678 | 5.3154 | 155.9198 | 255.0352 |  | 0 | 1186 | 1186 | 1967-08-04 | #NAME? | #NAME? | #NAME?
1967-08-05 | 1967 | 8 | 217 | 5 | 7 | 11.1 | 2.8716 | 20.3333 | 0.8 | 0.8 | 0 | #NAME? | #NAME? | #NAME? | #NAME? | #NAME? | #NAME? | FALSE | 0 | TRUE | TRUE | #NAME? | #NAME? | #NAME? | #NAME? | #NAME? | #NAME? | #NAME? | #NAME? | #NAME? | #NAME? |  |  | 1: 0; 2: 0; 3: 5.2627; 4: 0 | 5.2627 |  | 77.1862 | 118.8422 | 122.5177 | 19678 | 5.2627 | 77.1862 | 126.252 |  | 0 | 1187 | 1187 | 1967-08-05 | #NAME? | #NAME? | #NAME?
1967-08-06 | 1967 | 8 | 218 | 6 | 1 | 11.7 | 3.7363 | 7.6667 | 0 | 0 | 0 | #NAME? | #NAME? | #NAME? | #NAME? | #NAME? | #NAME? | TRUE | 0.8 | TRUE | TRUE | #NAME? | #NAME? | #NAME? | #NAME? | #NAME? | #NAME? | #NAME? | #NAME? | #NAME? | #NAME? |  |  | 1: 6.4583; 2: 7.6045; 3: 0; 4: 0 | 14.0628 |  | 317.7877 | 513.8049 | 531.6613 | 19678 | 14.0628 | 317.7877 | 519.7995 |  | 0 | 1188 | 1188 | 1967-08-06 | #NAME? | #NAME? | #NAME?
1967-08-07 | 1967 | 8 | 219 | 7 | 2 | 10.6 | 3.0893 | 10.1667 | 12.5 | 12.5 | 5.625 | #NAME? | #NAME? | #NAME? | #NAME? | #NAME? | #NAME? | FALSE | 0.8 | TRUE | TRUE | #NAME? | #NAME? | #NAME? | #NAME? | #NAME? | #NAME? | #NAME? | #NAME? | #NAME? | #NAME? |  |  | 1: 0; 2: 0; 3: 3.9862; 4: 6.6578 | 10.644 |  | 253.7609 | 390.7112 | 402.795 | 19678 | 10.644 | 253.7609 | 415.072 |  | 0 | 1189 | 1189 | 1967-08-07 | #NAME? | #NAME? | #NAME?
1967-08-08 | 1967 | 8 | 220 | 8 | 3 | 8.3 | 3.5221 | 7.3333 | 0 | 0 | 0 | #NAME? | #NAME? | #NAME? | #NAME? | #NAME? | #NAME? | TRUE | 12.5 | FALSE | TRUE | #NAME? | #NAME? | #NAME? | #NAME? | #NAME? | #NAME? | #NAME? | #NAME? | #NAME? | #NAME? |  |  | 1: 0; 2: 0; 3: 0; 4: 0 | 0 |  | 0 | 0 | 0 | 19678 | 0 | 0 | 0 |  | 0 | 1190 | 1190 | 1967-08-08 | #NAME? | #NAME? | #NAME?
1967-08-09 | 1967 | 8 | 221 | 9 | 4 | 9.4 | 4.2317 | 6.8333 | 0 | 0 | 0 | #NAME? | #NAME? | #NAME? | #NAME? | #NAME? | #NAME? | FALSE | 12.5 | FALSE | TRUE | #NAME? | #NAME? | #NAME? | #NAME? | #NAME? | #NAME? | #NAME? | #NAME? | #NAME? | #NAME? |  |  | 1: 0; 2: 0; 3: 0; 4: 0 | 0 |  | 0 | 0 | 0 | 19678 | 0 | 0 | 0 |  | 0 | 1191 | 1191 | 1967-08-09 | #NAME? | #NAME? | #NAME?
1967-08-10 | 1967 | 8 | 222 | 10 | 5 | 8.9 | 4.8899 | 3.3333 | 0 | 0 | 0 | #NAME? | #NAME? | #NAME? | #NAME? | #NAME? | #NAME? | TRUE | 0 | TRUE | TRUE | #NAME? | #NAME? | #NAME? | #NAME? | #NAME? | #NAME? | #NAME? | #NAME? | #NAME? | #NAME? |  |  | 1: 8.8357; 2: 12.2437; 3: 0; 4: 0 | 21.0794 |  | 488.7378 | 791.9678 | 819.6263 | 19678 | 21.0794 | 488.7378 | 799.4194 |  | 0 | 1192 | 1192 | 1967-08-10 | #NAME? | #NAME? | #NAME?
1967-08-11 | 1967 | 8 | 223 | 11 | 6 | 12.2 | 5.7033 | 3.1667 | 0 | 0 | 0 | #NAME? | #NAME? | #NAME? | #NAME? | #NAME? | #NAME? | FALSE | 0 | TRUE | TRUE | #NAME? | #NAME? | #NAME? | #NAME? | #NAME? | #NAME? | #NAME? | #NAME? | #NAME? | #NAME? |  |  | 1: 0; 2: 0; 3: 0; 4: 9.234 | 9.234 |  | 270.8654 | 417.0467 | 429.9451 | 19678 | 9.234 | 270.8654 | 443.0496 |  | 0 | 1193 | 1193 | 1967-08-11 | #NAME? | #NAME? | #NAME?
1967-08-12 | 1967 | 8 | 224 | 12 | 7 | 13.9 | 5.3047 | 11.5 | 0 | 0 | 0 | #NAME? | #NAME? | #NAME? | #NAME? | #NAME? | #NAME? | FALSE | 0 | TRUE | TRUE | #NAME? | #NAME? | #NAME? | #NAME? | #NAME? | #NAME? | #NAME? | #NAME? | #NAME? | #NAME? |  |  | 1: 0; 2: 0; 3: 0; 4: 0 | 0 |  | 0 | 0 | 0 | 19678 | 0 | 0 | 0 |  | 0 | 1194 | 1194 | 1967-08-12 | #NAME? | #NAME? | #NAME?
1967-08-13 | 1967 | 8 | 225 | 13 | 1 | 10.6 | 5.3151 | 13.6667 | 0 | 0 | 0 | #NAME? | #NAME? | #NAME? | #NAME? | #NAME? | #NAME? | TRUE | 0 | TRUE | TRUE | #NAME? | #NAME? | #NAME? | #NAME? | #NAME? | #NAME? | #NAME? | #NAME? | #NAME? | #NAME? |  |  | 1: 8.9028; 2: 11.6173; 3: 0; 4: 0 | 20.5201 |  | 471.3491 | 763.1757 | 789.7818 | 19678 | 20.5201 | 471.3491 | 770.9771 |  | 0 | 1195 | 1195 | 1967-08-13 | #NAME? | #NAME? | #NAME?
1967-08-14 | 1967 | 8 | 226 | 14 | 2 | 10.6 | 5.2278 | 8.8333 | 0 | 0 | 0 | #NAME? | #NAME? | #NAME? | #NAME? | #NAME? | #NAME? | FALSE | 0 | TRUE | TRUE | #NAME? | #NAME? | #NAME? | #NAME? | #NAME? | #NAME? | #NAME? | #NAME? | #NAME? | #NAME? |  |  | 1: 0; 2: 0; 3: 11.7418; 4: 8.1209 | 19.8627 |  | 410.4256 | 631.9252 | 651.4693 | 19678 | 19.8627 | 410.4256 | 671.3257 |  | 0 | 1196 | 1196 | 1967-08-14 | #NAME? | #NAME? | #NAME?
1967-08-15 | 1967 | 8 | 227 | 15 | 3 | 10.6 | 5.0919 | 4.5 | 0 | 0 | 0 | #NAME? | #NAME? | #NAME? | #NAME? | #NAME? | #NAME? | TRUE | 0 | TRUE | TRUE | #NAME? | #NAME? | #NAME? | #NAME? | #NAME? | #NAME? | #NAME? | #NAME? | #NAME? | #NAME? |  |  | 1: 7.3378; 2: 8.3804; 3: 0; 4: 0 | 15.7182 |  | 353.4453 | 571.2071 | 591.0393 | 19678 | 15.7182 | 353.4453 | 578.1239 |  | 0 | 1197 | 1197 | 1967-08-15 | #NAME? | #NAME? | #NAME?
1967-08-16 | 1967 | 8 | 228 | 16 | 4 | 8.9 | 5.2306 | 5.5 | 0 | 0 | 0 | #NAME? | #NAME? | #NAME? | #NAME? | #NAME? | #NAME? | FALSE | 0 | TRUE | TRUE | #NAME? | #NAME? | #NAME? | #NAME? | #NAME? | #NAME? | #NAME? | #NAME? | #NAME? | #NAME? |  |  | 1: 0; 2: 0; 3: 1.1457; 4: 5.209 | 6.3547 |  | 169.601 | 261.1317 | 269.2079 | 19678 | 6.3547 | 169.601 | 277.4132 |  | 0 | 1198 | 1198 | 1967-08-16 | #NAME? | #NAME? | #NAME?
1967-08-17 | 1967 | 8 | 229 | 17 | 5 | 10.6 | 3.9001 | 11.8333 | 0 | 0 | 0 | #NAME? | #NAME? | #NAME? | #NAME? | #NAME? | #NAME? | TRUE | 0 | TRUE | TRUE | #NAME? | #NAME? | #NAME? | #NAME? | #NAME? | #NAME? | #NAME? | #NAME? | #NAME? | #NAME? |  |  | 1: 1.8121; 2: 2.0955; 3: 0; 4: 0 | 3.9075 |  | 88.0445 | 142.3152 | 147.2583 | 19678 | 3.9075 | 88.0445 | 144.0127 |  | 0 | 1199 | 1199 | 1967-08-17 | #NAME? | #NAME? | #NAME?
1967-08-18 | 1967 | 8 | 230 | 18 | 6 | 10 | 5.3438 | 8.8333 | 0 | 0 | 0 | #NAME? | #NAME? | #NAME? | #NAME? | #NAME? | #NAME? | FALSE | 0 | TRUE | TRUE | #NAME? | #NAME? | #NAME? | #NAME? | #NAME? | #NAME? | #NAME? | #NAME? | #NAME? | #NAME? |  |  | 1: 0; 2: 0; 3: 0; 4: 5.0219 | 5.0219 |  | 147.3093 | 226.8095 | 233.8242 | 19678 | 5.0219 | 147.3093 | 240.951 |  | 0 | 1200 | 1200 | 1967-08-18 | #NAME? | #NAME? | #NAME?
1967-08-19 | 1967 | 8 | 231 | 19 | 7 | 11.1 | 5.5232 | 8.6667 | 0 | 0 | 0 | #NAME? | #NAME? | #NAME? | #NAME? | #NAME? | #NAME? | FALSE | 0 | TRUE | TRUE | #NAME? | #NAME? | #NAME? | #NAME? | #NAME? | #NAME? | #NAME? | #NAME? | #NAME? | #NAME? |  |  | 1: 0; 2: 0; 3: 8.8386; 4: 0 | 8.8386 |  | 129.6326 | 199.5931 | 205.7661 | 19678 | 8.8386 | 129.6326 | 212.0377 |  | 0 | 1201 | 1201 | 1967-08-19 | #NAME? | #NAME? | #NAME?
1967-08-20 | 1967 | 8 | 232 | 20 | 1 | 8.3 | 5.7769 | 2.6667 | 0 | 0 | 0 | #NAME? | #NAME? | #NAME? | #NAME? | #NAME? | #NAME? | TRUE | 0 | TRUE | TRUE | #NAME? | #NAME? | #NAME? | #NAME? | #NAME? | #NAME? | #NAME? | #NAME? | #NAME? | #NAME? |  |  | 1: 6.2746; 2: 7.4876; 3: 0; 4: 0 | 13.7622 |  | 311.6629 | 503.9977 | 521.5205 | 19678 | 13.7622 | 311.6629 | 509.7813 |  | 0 | 1202 | 1202 | 1967-08-20 | #NAME? | #NAME? | #NAME?
1967-08-21 | 1967 | 8 | 233 | 21 | 2 | 12.2 | 4.5477 | 7 | 0.8 | 0.8 | 0 | #NAME? | #NAME? | #NAME? | #NAME? | #NAME? | #NAME? | FALSE | 0 | TRUE | TRUE | #NAME? | #NAME? | #NAME? | #NAME? | #NAME? | #NAME? | #NAME? | #NAME? | #NAME? | #NAME? |  |  | 1: 0; 2: 0; 3: 6.1053; 4: 9.1542 | 15.2594 |  | 358.0661 | 551.3081 | 568.3588 | 19678 | 15.2594 | 358.0661 | 585.6821 |  | 0 | 1203 | 1203 | 1967-08-21 | #NAME? | #NAME? | #NAME?
1967-08-22 | 1967 | 8 | 234 | 22 | 3 | 7.8 | 3.8879 | 2 | 0 | 0 | 0 | #NAME? | #NAME? | #NAME? | #NAME? | #NAME? | #NAME? | TRUE | 0.8 | TRUE | TRUE | #NAME? | #NAME? | #NAME? | #NAME? | #NAME? | #NAME? | #NAME? | #NAME? | #NAME? | #NAME? |  |  | 1: 5.401; 2: 7.3834; 3: 0; 4: 0 | 12.7845 |  | 295.7959 | 479.2319 | 495.9618 | 19678 | 12.7845 | 295.7959 | 483.8279 |  | 0 | 1204 | 1204 | 1967-08-22 | #NAME? | #NAME? | #NAME?
1967-08-23 | 1967 | 8 | 235 | 23 | 4 | 7.2 | 4.8345 | 8 | 0 | 0 | 0 | #NAME? | #NAME? | #NAME? | #NAME? | #NAME? | #NAME? | FALSE | 0.8 | TRUE | FALSE | #NAME? | #NAME? | #NAME? | #NAME? | #NAME? | #NAME? | #NAME? | #NAME? | #NAME? | #NAME? |  |  | 1: 0; 2: 0; 3: 0; 4: 0 | 0 |  | 0 | 0 | 0 | 19678 | 0 | 0 | 0 |  | 0 | 1205 | 1205 | 1967-08-23 | #NAME? | #NAME? | #NAME?
1967-08-24 | 1967 | 8 | 236 | 24 | 5 | 1.1 | 3.5761 | 1 | 0 | 0 | 0 | #NAME? | #NAME? | #NAME? | #NAME? | #NAME? | #NAME? | TRUE | 0 | TRUE | TRUE | #NAME? | #NAME? | #NAME? | #NAME? | #NAME? | #NAME? | #NAME? | #NAME? | #NAME? | #NAME? |  |  | 1: 12.9559; 2: 17.1808; 3: 0; 4: 0 | 30.1367 |  | 693.9906 | 1123.9067 | 1163.1074 | 19678 | 30.1367 | 693.9906 | 1135.1477 |  | 0 | 1206 | 1206 | 1967-08-24 | #NAME? | #NAME? | #NAME?
1967-08-25 | 1967 | 8 | 237 | 25 | 6 | 6.1 | 3.6284 | 0 | 0 | 0 | 0 | #NAME? | #NAME? | #NAME? | #NAME? | #NAME? | #NAME? | FALSE | 0 | TRUE | TRUE | #NAME? | #NAME? | #NAME? | #NAME? | #NAME? | #NAME? | #NAME? | #NAME? | #NAME? | #NAME? |  |  | 1: 0; 2: 0; 3: 0; 4: 9.0442 | 9.0442 |  | 265.2962 | 408.4719 | 421.105 | 19678 | 9.0442 | 265.2962 | 433.9401 |  | 0 | 1207 | 1207 | 1967-08-25 | #NAME? | #NAME? | #NAME?
1967-08-26 | 1967 | 8 | 238 | 26 | 7 | 5 | 4.8567 | 2.5 | 0 | 0 | 0 | #NAME? | #NAME? | #NAME? | #NAME? | #NAME? | #NAME? | FALSE | 0 | TRUE | TRUE | #NAME? | #NAME? | #NAME? | #NAME? | #NAME? | #NAME? | #NAME? | #NAME? | #NAME? | #NAME? |  |  | 1: 0; 2: 0; 3: 10.556; 4: 0 | 10.556 |  | 154.8215 | 238.376 | 245.7485 | 19678 | 10.556 | 154.8215 | 253.2388 |  | 0 | 1208 | 1208 | 1967-08-26 | #NAME? | #NAME? | #NAME?
1967-08-27 | 1967 | 8 | 239 | 27 | 1 | 15 | 6.1 | 2.8333 | 0 | 0 | 0 | #NAME? | #NAME? | #NAME? | #NAME? | #NAME? | #NAME? | TRUE | 0 | TRUE | TRUE | #NAME? | #NAME? | #NAME? | #NAME? | #NAME? | #NAME? | #NAME? | #NAME? | #NAME? | #NAME? |  |  | 1: 5.6085; 2: 7.6533; 3: 0; 4: 0 | 13.2618 |  | 306.7556 | 496.9762 | 514.3248 | 19678 | 13.2618 | 306.7556 | 501.7545 |  | 0 | 1209 | 1209 | 1967-08-27 | #NAME? | #NAME? | #NAME?
1967-08-28 | 1967 | 8 | 240 | 28 | 2 | 12.8 | 3.1764 | 7.8333 | 0.6 | 0.6 | 0 | #NAME? | #NAME? | #NAME? | #NAME? | #NAME? | #NAME? | FALSE | 0 | TRUE | TRUE | #NAME? | #NAME? | #NAME? | #NAME? | #NAME? | #NAME? | #NAME? | #NAME? | #NAME? | #NAME? |  |  | 1: 0; 2: 0; 3: 5.0264; 4: 8.3061 | 13.3325 |  | 317.3673 | 488.6448 | 503.7575 | 19678 | 13.3325 | 317.3673 | 519.1118 |  | 0 | 1210 | 1210 | 1967-08-28 | #NAME? | #NAME? | #NAME?
1967-08-29 | 1967 | 8 | 241 | 29 | 3 | 5.6 | 3.6369 | 3.5 | 0 | 0 | 0 | #NAME? | #NAME? | #NAME? | #NAME? | #NAME? | #NAME? | TRUE | 0.6 | TRUE | TRUE | #NAME? | #NAME? | #NAME? | #NAME? | #NAME? | #NAME? | #NAME? | #NAME? | #NAME? | #NAME? |  |  | 1: 4.093; 2: 4.6383; 3: 0; 4: 0 | 8.7313 |  | 196.0863 | 316.8618 | 327.8605 | 19678 | 8.7313 | 196.0863 | 320.7348 |  | 0 | 1211 | 1211 | 1967-08-29 | #NAME? | #NAME? | #NAME?
1967-08-30 | 1967 | 8 | 242 | 30 | 4 | 8.3 | 5.1554 | 12.5 | 0 | 0 | 0 | #NAME? | #NAME? | #NAME? | #NAME? | #NAME? | #NAME? | FALSE | 0.6 | TRUE | TRUE | #NAME? | #NAME? | #NAME? | #NAME? | #NAME? | #NAME? | #NAME? | #NAME? | #NAME? | #NAME? |  |  | 1: 0; 2: 0; 3: 2.0016; 4: 4.2803 | 6.2819 |  | 154.9118 | 238.5151 | 245.8918 | 19678 | 6.2819 | 154.9118 | 253.3865 |  | 0 | 1212 | 1212 | 1967-08-30 | #NAME? | #NAME? | #NAME?
1967-08-31 | 1967 | 8 | 243 | 31 | 5 | 9.4 | 5.1398 | 10.1667 | 0 | 0 | 0 | #NAME? | #NAME? | #NAME? | #NAME? | #NAME? | #NAME? | TRUE | 0 | TRUE | TRUE | #NAME? | #NAME? | #NAME? | #NAME? | #NAME? | #NAME? | #NAME? | #NAME? | #NAME? | #NAME? |  |  | 1: 4.9176; 2: 5.2448; 3: 0; 4: 0 | 10.1625 |  | 225.9731 | 364.8332 | 377.4723 | 19678 | 10.1625 | 225.9731 | 369.6201 |  | 0 | 1213 | 1213 | 1967-08-31 | #NAME? | #NAME? | #NAME?
1967-09-01 | 1967 | 9 | 244 | 1 | 6 | 11.1 | 6.4985 | 8.8333 | 0 | 0 | 0 | #NAME? | #NAME? | #NAME? | #NAME? | #NAME? | #NAME? | FALSE | 0 | TRUE | TRUE | #NAME? | #NAME? | #NAME? | #NAME? | #NAME? | #NAME? | #NAME? | #NAME? | #NAME? | #NAME? |  |  | 1: 0; 2: 0; 3: 0; 4: 5.6624 | 5.6624 |  | 166.0965 | 255.7359 | 263.6452 | 19679 | 5.6624 | 166.0965 | 271.681 |  | 0 | 1214 | 1214 | 1967-09-01 | #NAME? | #NAME? | #NAME?
1967-09-02 | 1967 | 9 | 245 | 2 | 7 | 15.6 | 6.0671 | 25.6667 | 0 | 0 | 0 | #NAME? | #NAME? | #NAME? | #NAME? | #NAME? | #NAME? | FALSE | 0 | TRUE | TRUE | #NAME? | #NAME? | #NAME? | #NAME? | #NAME? | #NAME? | #NAME? | #NAME? | #NAME? | #NAME? |  |  | 1: 0; 2: 0; 3: 11.195; 4: 0 | 11.195 |  | 164.1937 | 252.8062 | 260.625 | 19679 | 11.195 | 164.1937 | 268.5687 |  | 0 | 1215 | 1215 | 1967-09-02 | #NAME? | #NAME? | #NAME?
1967-09-03 | 1967 | 9 | 246 | 3 | 1 | 6.7 | 4.7594 | 6 | 0 | 0 | 0 | #NAME? | #NAME? | #NAME? | #NAME? | #NAME? | #NAME? | TRUE | 0 | TRUE | TRUE | #NAME? | #NAME? | #NAME? | #NAME? | #NAME? | #NAME? | #NAME? | #NAME? | #NAME? | #NAME? |  |  | 1: 9.7084; 2: 12.1566; 3: 0; 4: 0 | 21.865 |  | 498.9838 | 807.4627 | 835.5778 | 19679 | 21.865 | 498.9838 | 816.1786 |  | 0 | 1216 | 1216 | 1967-09-03 | #NAME? | #NAME? | #NAME?
1967-09-04 | 1967 | 9 | 247 | 4 | 2 | 11.1 | 5.2456 | 11.1667 | 0 | 0 | 0 | #NAME? | #NAME? | #NAME? | #NAME? | #NAME? | #NAME? | FALSE | 0 | TRUE | TRUE | #NAME? | #NAME? | #NAME? | #NAME? | #NAME? | #NAME? | #NAME? | #NAME? | #NAME? | #NAME? |  |  | 1: 0; 2: 0; 3: 5.5457; 4: 9.5288 | 15.0745 |  | 360.8473 | 555.5902 | 572.7734 | 19679 | 15.0745 | 360.8473 | 590.2312 |  | 0 | 1217 | 1217 | 1967-09-04 | #NAME? | #NAME? | #NAME?
1967-09-05 | 1967 | 9 | 248 | 5 | 3 | 10 | 5.8745 | 7 | 0 | 0 | 0 | #NAME? | #NAME? | #NAME? | #NAME? | #NAME? | #NAME? | TRUE | 0 | TRUE | TRUE | #NAME? | #NAME? | #NAME? | #NAME? | #NAME? | #NAME? | #NAME? | #NAME? | #NAME? | #NAME? |  |  | 1: 10.6536; 2: 15.1079; 3: 0; 4: 0 | 25.7615 |  | 599.4188 | 971.6142 | 1005.5691 | 19679 | 25.7615 | 599.4188 | 980.4584 |  | 0 | 1218 | 1218 | 1967-09-05 | #NAME? | #NAME? | #NAME?
1967-09-06 | 1967 | 9 | 249 | 6 | 4 | 7.8 | 5.1004 | 4 | 0 | 0 | 0 | #NAME? | #NAME? | #NAME? | #NAME? | #NAME? | #NAME? | FALSE | 0 | TRUE | TRUE | #NAME? | #NAME? | #NAME? | #NAME? | #NAME? | #NAME? | #NAME? | #NAME? | #NAME? | #NAME? |  |  | 1: 0; 2: 0; 3: 6.159; 4: 5.511 | 11.6699 |  | 251.9864 | 387.979 | 399.9783 | 19679 | 11.6699 | 251.9864 | 412.1695 |  | 0 | 1219 | 1219 | 1967-09-06 | #NAME? | #NAME? | #NAME?
1967-09-07 | 1967 | 9 | 250 | 7 | 5 | 3.9 | 4.1386 | 2.3333 | 0 | 0 | 0 | #NAME? | #NAME? | #NAME? | #NAME? | #NAME? | #NAME? | TRUE | 0 | TRUE | FALSE | #NAME? | #NAME? | #NAME? | #NAME? | #NAME? | #NAME? | #NAME? | #NAME? | #NAME? | #NAME? |  |  | 1: 0; 2: 0; 3: 0; 4: 0 | 0 |  | 0 | 0 | 0 | 19679 | 0 | 0 | 0 |  | 0 | 1220 | 1220 | 1967-09-07 | #NAME? | #NAME? | #NAME?
1967-09-08 | 1967 | 9 | 251 | 8 | 6 | 2.2 | 3.711 | 6.8333 | 0 | 0 | 0 | #NAME? | #NAME? | #NAME? | #NAME? | #NAME? | #NAME? | FALSE | 0 | TRUE | TRUE | #NAME? | #NAME? | #NAME? | #NAME? | #NAME? | #NAME? | #NAME? | #NAME? | #NAME? | #NAME? |  |  | 1: 0; 2: 0; 3: 0; 4: 5.0814 | 5.0814 |  | 149.0556 | 229.4983 | 236.5962 | 19679 | 5.0814 | 149.0556 | 243.8075 |  | 0 | 1221 | 1221 | 1967-09-08 | #NAME? | #NAME? | #NAME?
1967-09-09 | 1967 | 9 | 252 | 9 | 7 | 10.6 | 3.7605 | 11.8333 | 0.3 | 0.3 | 0 | #NAME? | #NAME? | #NAME? | #NAME? | #NAME? | #NAME? | FALSE | 0 | TRUE | TRUE | #NAME? | #NAME? | #NAME? | #NAME? | #NAME? | #NAME? | #NAME? | #NAME? | #NAME? | #NAME? |  |  | 1: 0; 2: 0; 3: 1.4491; 4: 0 | 1.4491 |  | 21.2528 | 32.7225 | 33.7346 | 19679 | 1.4491 | 21.2528 | 34.7628 |  | 0 | 1222 | 1222 | 1967-09-09 | #NAME? | #NAME? | #NAME?
1967-09-10 | 1967 | 9 | 253 | 10 | 1 | 7.2 | 4.0325 | 11.3333 | 0 | 0 | 0 | #NAME? | #NAME? | #NAME? | #NAME? | #NAME? | #NAME? | TRUE | 0.3 | TRUE | TRUE | #NAME? | #NAME? | #NAME? | #NAME? | #NAME? | #NAME? | #NAME? | #NAME? | #NAME? | #NAME? |  |  | 1: 0; 2: 0; 3: 0; 4: 0 | 0 |  | 0 | 0 | 0 | 19679 | 0 | 0 | 0 |  | 0 | 1223 | 1223 | 1967-09-10 | #NAME? | #NAME? | #NAME?
1967-09-11 | 1967 | 9 | 254 | 11 | 2 | 8.9 | 4.0025 | 21.6667 | 0 | 0 | 0 | #NAME? | #NAME? | #NAME? | #NAME? | #NAME? | #NAME? | FALSE | 0.3 | TRUE | TRUE | #NAME? | #NAME? | #NAME? | #NAME? | #NAME? | #NAME? | #NAME? | #NAME? | #NAME? | #NAME? |  |  | 1: 0; 2: 0; 3: 0; 4: 6.5661 | 6.5661 |  | 192.6061 | 296.5523 | 305.724 | 19679 | 6.5661 | 192.6061 | 315.0423 |  | 0 | 1224 | 1224 | 1967-09-11 | #NAME? | #NAME? | #NAME?
1967-09-12 | 1967 | 9 | 255 | 12 | 3 | 3.3 | 4.2101 | 19.5 | 0.5 | 0.5 | 0 | #NAME? | #NAME? | #NAME? | #NAME? | #NAME? | #NAME? | TRUE | 0 | TRUE | TRUE | #NAME? | #NAME? | #NAME? | #NAME? | #NAME? | #NAME? | #NAME? | #NAME? | #NAME? | #NAME? |  |  | 1: 0; 2: 0; 3: 0; 4: 0 | 0 |  | 0 | 0 | 0 | 19679 | 0 | 0 | 0 |  | 0 | 1225 | 1225 | 1967-09-12 | #NAME? | #NAME? | #NAME?
1967-09-13 | 1967 | 9 | 256 | 13 | 4 | 4.4 | 4.0921 | 17.1667 | 0 | 0 | 0 | #NAME? | #NAME? | #NAME? | #NAME? | #NAME? | #NAME? | FALSE | 0.5 | TRUE | TRUE | #NAME? | #NAME? | #NAME? | #NAME? | #NAME? | #NAME? | #NAME? | #NAME? | #NAME? | #NAME? |  |  | 1: 0; 2: 0; 3: 9.0655; 4: 4.5956 | 13.6611 |  | 267.764 | 412.2716 | 425.0223 | 19679 | 13.6611 | 267.764 | 437.9767 |  | 0 | 1226 | 1226 | 1967-09-13 | #NAME? | #NAME? | #NAME?
1967-09-14 | 1967 | 9 | 257 | 14 | 5 | 5 | 3.7749 | 8.3333 | 0 | 0 | 0 | #NAME? | #NAME? | #NAME? | #NAME? | #NAME? | #NAME? | TRUE | 0.5 | TRUE | TRUE | #NAME? | #NAME? | #NAME? | #NAME? | #NAME? | #NAME? | #NAME? | #NAME? | #NAME? | #NAME? |  |  | 1: 16.9244; 2: 27.9385; 3: 0; 4: 0 | 44.8629 |  | 1067.7543 | 1734.061 | 1794.9129 | 19679 | 44.8629 | 1067.7543 | 1746.5062 |  | 0 | 1227 | 1227 | 1967-09-14 | #NAME? | #NAME? | #NAME?
1967-09-15 | 1967 | 9 | 258 | 15 | 6 | 5.6 | 3.4715 | 0.83333 | 0 | 0 | 0 | #NAME? | #NAME? | #NAME? | #NAME? | #NAME? | #NAME? | FALSE | 0 | TRUE | TRUE | #NAME? | #NAME? | #NAME? | #NAME? | #NAME? | #NAME? | #NAME? | #NAME? | #NAME? | #NAME? |  |  | 1: 0; 2: 0; 3: 0; 4: 4.3562 | 4.3562 |  | 127.7822 | 196.744 | 202.8289 | 19679 | 4.3562 | 127.7822 | 209.011 |  | 0 | 1228 | 1228 | 1967-09-15 | #NAME? | #NAME? | #NAME?
1967-09-16 | 1967 | 9 | 259 | 16 | 7 | 3.9 | 3.5574 | 0 | 0 | 0 | 0 | #NAME? | #NAME? | #NAME? | #NAME? | #NAME? | #NAME? | FALSE | 0 | TRUE | FALSE | #NAME? | #NAME? | #NAME? | #NAME? | #NAME? | #NAME? | #NAME? | #NAME? | #NAME? | #NAME? |  |  | 1: 0; 2: 0; 3: 0; 4: 0 | 0 |  | 0 | 0 | 0 | 19679 | 0 | 0 | 0 |  | 0 | 1229 | 1229 | 1967-09-16 | #NAME? | #NAME? | #NAME?
1967-09-17 | 1967 | 9 | 260 | 17 | 1 | 1.7 | 3.3113 | 1.3333 | 0 | 0 | 0 | #NAME? | #NAME? | #NAME? | #NAME? | #NAME? | #NAME? | TRUE | 0 | TRUE | TRUE | #NAME? | #NAME? | #NAME? | #NAME? | #NAME? | #NAME? | #NAME? | #NAME? | #NAME? | #NAME? |  |  | 1: 6.6626; 2: 9.389; 3: 0; 4: 0 | 16.0516 |  | 373.1292 | 604.7655 | 625.8963 | 19679 | 16.0516 | 373.1292 | 610.3206 |  | 0 | 1230 | 1230 | 1967-09-17 | #NAME? | #NAME? | #NAME?
1967-09-18 | 1967 | 9 | 261 | 18 | 2 | 3.3 | 4.1216 | 5.1667 | 0 | 0 | 0 | #NAME? | #NAME? | #NAME? | #NAME? | #NAME? | #NAME? | FALSE | 0 | TRUE | TRUE | #NAME? | #NAME? | #NAME? | #NAME? | #NAME? | #NAME? | #NAME? | #NAME? | #NAME? | #NAME? |  |  | 1: 0; 2: 0; 3: 8.0602; 4: 6.0578 | 14.118 |  | 295.9118 | 455.6102 | 469.7012 | 19679 | 14.118 | 295.9118 | 484.0174 |  | 0 | 1231 | 1231 | 1967-09-18 | #NAME? | #NAME? | #NAME?
1967-09-19 | 1967 | 9 | 262 | 19 | 3 | 11.1 | 5.897 | 15.6667 | 0 | 0 | 0 | #NAME? | #NAME? | #NAME? | #NAME? | #NAME? | #NAME? | TRUE | 0 | TRUE | TRUE | #NAME? | #NAME? | #NAME? | #NAME? | #NAME? | #NAME? | #NAME? | #NAME? | #NAME? | #NAME? |  |  | 1: 1.3737; 2: 1.9402; 3: 0; 4: 0 | 3.314 |  | 77.0617 | 124.9048 | 129.2693 | 19679 | 3.314 | 77.0617 | 126.0484 |  | 0 | 1232 | 1232 | 1967-09-19 | #NAME? | #NAME? | #NAME?
1967-09-20 | 1967 | 9 | 263 | 20 | 4 | 3.3 | 3.8863 | 14.6667 | 0 | 0 | 0 | #NAME? | #NAME? | #NAME? | #NAME? | #NAME? | #NAME? | FALSE | 0 | TRUE | TRUE | #NAME? | #NAME? | #NAME? | #NAME? | #NAME? | #NAME? | #NAME? | #NAME? | #NAME? | #NAME? |  |  | 1: 0; 2: 0; 3: 1.2343; 4: 5.5233 | 6.7576 |  | 180.1206 | 277.3285 | 285.9056 | 19679 | 6.7576 | 180.1206 | 294.6199 |  | 0 | 1233 | 1233 | 1967-09-20 | #NAME? | #NAME? | #NAME?
1967-09-21 | 1967 | 9 | 264 | 21 | 5 | 6.7 | 4.7371 | 11.1667 | 0 | 0 | 0 | #NAME? | #NAME? | #NAME? | #NAME? | #NAME? | #NAME? | TRUE | 0 | TRUE | TRUE | #NAME? | #NAME? | #NAME? | #NAME? | #NAME? | #NAME? | #NAME? | #NAME? | #NAME? | #NAME? |  |  | 1: 0; 2: 0; 3: 0; 4: 0 | 0 |  | 0 | 0 | 0 | 19679 | 0 | 0 | 0 |  | 0 | 1234 | 1234 | 1967-09-21 | #NAME? | #NAME? | #NAME?
1967-09-22 | 1967 | 9 | 265 | 22 | 6 | 4.4 | 3.4608 | 38 | 0.8 | 0.8 | 0 | #NAME? | #NAME? | #NAME? | #NAME? | #NAME? | #NAME? | FALSE | 0 | TRUE | FALSE | #NAME? | #NAME? | #NAME? | #NAME? | #NAME? | #NAME? | #NAME? | #NAME? | #NAME? | #NAME? |  |  | 1: 0; 2: 0; 3: 0; 4: 0 | 0 |  | 0 | 0 | 0 | 19679 | 0 | 0 | 0 |  | 0 | 1235 | 1235 | 1967-09-22 | #NAME? | #NAME? | #NAME?
1967-09-23 | 1967 | 9 | 266 | 23 | 7 | 1.7 | 4.1547 | 7.5 | 0 | 0 | 0 | #NAME? | #NAME? | #NAME? | #NAME? | #NAME? | #NAME? | FALSE | 0.8 | TRUE | TRUE | #NAME? | #NAME? | #NAME? | #NAME? | #NAME? | #NAME? | #NAME? | #NAME? | #NAME? | #NAME? |  |  | 1: 0; 2: 0; 3: 2.1184; 4: 0 | 2.1184 |  | 31.0706 | 47.8388 | 49.3184 | 19679 | 2.1184 | 31.0706 | 50.8216 |  | 0 | 1236 | 1236 | 1967-09-23 | #NAME? | #NAME? | #NAME?
1967-09-24 | 1967 | 9 | 267 | 24 | 1 | 9.4 | 5.5793 | 20.1667 | 0 | 0 | 0 | #NAME? | #NAME? | #NAME? | #NAME? | #NAME? | #NAME? | TRUE | 0.8 | TRUE | TRUE | #NAME? | #NAME? | #NAME? | #NAME? | #NAME? | #NAME? | #NAME? | #NAME? | #NAME? | #NAME? |  |  | 1: 16.279; 2: 23.256; 3: 0; 4: 0 | 39.535 |  | 920.9355 | 1492.9128 | 1545.0962 | 19679 | 39.535 | 920.9355 | 1506.3573 |  | 0 | 1237 | 1237 | 1967-09-24 | #NAME? | #NAME? | #NAME?
1967-09-25 | 1967 | 9 | 268 | 25 | 2 | 7.8 | 1.9355 | 4.6667 | 0 | 0 | 0 | #NAME? | #NAME? | #NAME? | #NAME? | #NAME? | #NAME? | FALSE | 0 | TRUE | FALSE | #NAME? | #NAME? | #NAME? | #NAME? | #NAME? | #NAME? | #NAME? | #NAME? | #NAME? | #NAME? |  |  | 1: 0; 2: 0; 3: 0; 4: 0 | 0 |  | 0 | 0 | 0 | 19679 | 0 | 0 | 0 |  | 0 | 1238 | 1238 | 1967-09-25 | #NAME? | #NAME? | #NAME?
1967-09-26 | 1967 | 9 | 269 | 26 | 3 | 2.2 | 3.2731 | 13.3333 | 0 | 0 | 0 | #NAME? | #NAME? | #NAME? | #NAME? | #NAME? | #NAME? | TRUE | 0 | TRUE | TRUE | #NAME? | #NAME? | #NAME? | #NAME? | #NAME? | #NAME? | #NAME? | #NAME? | #NAME? | #NAME? |  |  | 1: 4.7629; 2: 8.1709; 3: 0; 4: 0 | 12.9337 |  | 309.5336 | 502.9217 | 520.5879 | 19679 | 12.9337 | 309.5336 | 506.2984 |  | 0 | 1239 | 1239 | 1967-09-26 | #NAME? | #NAME? | #NAME?
1967-09-27 | 1967 | 9 | 270 | 27 | 4 | 6.1 | 4.4874 | 3.6667 | 0 | 0 | 0 | #NAME? | #NAME? | #NAME? | #NAME? | #NAME? | #NAME? | FALSE | 0 | TRUE | TRUE | #NAME? | #NAME? | #NAME? | #NAME? | #NAME? | #NAME? | #NAME? | #NAME? | #NAME? | #NAME? |  |  | 1: 0; 2: 0; 3: 2.286; 4: 11.6888 | 13.9748 |  | 376.3989 | 579.5349 | 597.4586 | 19679 | 13.9748 | 376.3989 | 615.6688 |  | 0 | 1240 | 1240 | 1967-09-27 | #NAME? | #NAME? | #NAME?
1967-09-28 | 1967 | 9 | 271 | 28 | 5 | 8.3 | 4.8835 | 10.5 | 0 | 0 | 0 | #NAME? | #NAME? | #NAME? | #NAME? | #NAME? | #NAME? | TRUE | 0 | TRUE | FALSE | #NAME? | #NAME? | #NAME? | #NAME? | #NAME? | #NAME? | #NAME? | #NAME? | #NAME? | #NAME? |  |  | 1: 0; 2: 0; 3: 0; 4: 0 | 0 |  | 0 | 0 | 0 | 19679 | 0 | 0 | 0 |  | 0 | 1241 | 1241 | 1967-09-28 | #NAME? | #NAME? | #NAME?
1967-09-29 | 1967 | 9 | 272 | 29 | 6 | 1.7 | 4.6197 | 5 | 0 | 0 | 0 | #NAME? | #NAME? | #NAME? | #NAME? | #NAME? | #NAME? | FALSE | 0 | TRUE | TRUE | #NAME? | #NAME? | #NAME? | #NAME? | #NAME? | #NAME? | #NAME? | #NAME? | #NAME? | #NAME? |  |  | 1: 0; 2: 0; 3: 0; 4: 4.9659 | 4.9659 |  | 145.6666 | 224.2804 | 231.2169 | 19679 | 4.9659 | 145.6666 | 238.2642 |  | 0 | 1242 | 1242 | 1967-09-29 | #NAME? | #NAME? | #NAME?
1967-09-30 | 1967 | 9 | 273 | 30 | 7 | 5.6 | 3.1178 | 9.6667 | 0 | 0 | 0 | #NAME? | #NAME? | #NAME? | #NAME? | #NAME? | #NAME? | FALSE | 0 | TRUE | FALSE | #NAME? | #NAME? | #NAME? | #NAME? | #NAME? | #NAME? | #NAME? | #NAME? | #NAME? | #NAME? |  |  | 1: 0; 2: 0; 3: 0; 4: 0 | 0 |  | 0 | 0 | 0 | 19679 | 0 | 0 | 0 |  | 0 | 1243 | 1243 | 1967-09-30 | #NAME? | #NAME? | #NAME?
1968-05-01 | 1968 | 5 | 122 | 1 | 4 | 1.1 | 4.3402 | 19.6667 | 0 | 0 | 0 | #NAME? | #NAME? | #NAME? | #NAME? | #NAME? | #NAME? | FALSE | 0 | TRUE | FALSE | #NAME? | #NAME? | #NAME? | #NAME? | #NAME? | #NAME? | #NAME? | #NAME? | #NAME? | #NAME? |  |  | 1: 0; 2: 0; 3: 0; 4: 0 | 0 |  | 0 | 0 | 0 | 19685 | 0 | 0 | 0 |  | 0 | 1244 | 1244 | 1968-05-01 | #NAME? | #NAME? | #NAME?
1968-05-02 | 1968 | 5 | 123 | 2 | 5 | 0 | 3.9768 | 8.3333 | 0 | 0 | 0 | #NAME? | #NAME? | #NAME? | #NAME? | #NAME? | #NAME? | TRUE | 0 | TRUE | FALSE | #NAME? | #NAME? | #NAME? | #NAME? | #NAME? | #NAME? | #NAME? | #NAME? | #NAME? | #NAME? |  |  | 1: 0; 2: 0; 3: 0; 4: 0 | 0 |  | 0 | 0 | 0 | 19685 | 0 | 0 | 0 |  | 0 | 1245 | 1245 | 1968-05-02 | #NAME? | #NAME? | #NAME?
1968-05-03 | 1968 | 5 | 124 | 3 | 6 | -1.7 | 3.9036 | 10.8333 | 0 | 0 | 0 | #NAME? | #NAME? | #NAME? | #NAME? | #NAME? | #NAME? | FALSE | 0 | TRUE | FALSE | #NAME? | #NAME? | #NAME? | #NAME? | #NAME? | #NAME? | #NAME? | #NAME? | #NAME? | #NAME? |  |  | 1: 0; 2: 0; 3: 0; 4: 0 | 0 |  | 0 | 0 | 0 | 19685 | 0 | 0 | 0 |  | 0 | 1246 | 1246 | 1968-05-03 | #NAME? | #NAME? | #NAME?
1968-05-04 | 1968 | 5 | 125 | 4 | 7 | 2.8 | 5.8103 | 12.8333 | 0 | 0 | 0 | #NAME? | #NAME? | #NAME? | #NAME? | #NAME? | #NAME? | FALSE | 0 | TRUE | FALSE | #NAME? | #NAME? | #NAME? | #NAME? | #NAME? | #NAME? | #NAME? | #NAME? | #NAME? | #NAME? |  |  | 1: 0; 2: 0; 3: 0; 4: 0 | 0 |  | 0 | 0 | 0 | 19685 | 0 | 0 | 0 |  | 0 | 1247 | 1247 | 1968-05-04 | #NAME? | #NAME? | #NAME?
1968-05-05 | 1968 | 5 | 126 | 5 | 1 | 2.2 | 4.3216 | 12 | 1 | 1 | 0 | #NAME? | #NAME? | #NAME? | #NAME? | #NAME? | #NAME? | TRUE | 0 | TRUE | FALSE | #NAME? | #NAME? | #NAME? | #NAME? | #NAME? | #NAME? | #NAME? | #NAME? | #NAME? | #NAME? |  |  | 1: 0; 2: 0; 3: 0; 4: 0 | 0 |  | 0 | 0 | 0 | 19685 | 0 | 0 | 0 |  | 0 | 1248 | 1248 | 1968-05-05 | #NAME? | #NAME? | #NAME?
1968-05-06 | 1968 | 5 | 127 | 6 | 2 | 1.7 | 3.7724 | 20.8333 | 0.5 | 0.5 | 0 | #NAME? | #NAME? | #NAME? | #NAME? | #NAME? | #NAME? | FALSE | 1 | TRUE | FALSE | #NAME? | #NAME? | #NAME? | #NAME? | #NAME? | #NAME? | #NAME? | #NAME? | #NAME? | #NAME? |  |  | 1: 0; 2: 0; 3: 0; 4: 0 | 0 |  | 0 | 0 | 0 | 19685 | 0 | 0 | 0 |  | 0 | 1249 | 1249 | 1968-05-06 | #NAME? | #NAME? | #NAME?
1968-05-07 | 1968 | 5 | 128 | 7 | 3 | 1.7 | 3.2726 | 29.1667 | 1 | 1 | 0 | #NAME? | #NAME? | #NAME? | #NAME? | #NAME? | #NAME? | TRUE | 1.5 | TRUE | FALSE | #NAME? | #NAME? | #NAME? | #NAME? | #NAME? | #NAME? | #NAME? | #NAME? | #NAME? | #NAME? |  |  | 1: 0; 2: 0; 3: 0; 4: 0 | 0 |  | 0 | 0 | 0 | 19685 | 0 | 0 | 0 |  | 0 | 1250 | 1250 | 1968-05-07 | #NAME? | #NAME? | #NAME?
1968-05-08 | 1968 | 5 | 129 | 8 | 4 | 0 | 3.2381 | 13 | 0 | 0 | 0 | #NAME? | #NAME? | #NAME? | #NAME? | #NAME? | #NAME? | FALSE | 1.5 | TRUE | FALSE | #NAME? | #NAME? | #NAME? | #NAME? | #NAME? | #NAME? | #NAME? | #NAME? | #NAME? | #NAME? |  |  | 1: 0; 2: 0; 3: 0; 4: 0 | 0 |  | 0 | 0 | 0 | 19685 | 0 | 0 | 0 |  | 0 | 1251 | 1251 | 1968-05-08 | #NAME? | #NAME? | #NAME?
1968-05-09 | 1968 | 5 | 130 | 9 | 5 | -5.6 | 4.4272 | 3.8333 | 0 | 0 | 0 | #NAME? | #NAME? | #NAME? | #NAME? | #NAME? | #NAME? | TRUE | 1 | TRUE | FALSE | #NAME? | #NAME? | #NAME? | #NAME? | #NAME? | #NAME? | #NAME? | #NAME? | #NAME? | #NAME? |  |  | 1: 0; 2: 0; 3: 0; 4: 0 | 0 |  | 0 | 0 | 0 | 19685 | 0 | 0 | 0 |  | 0 | 1252 | 1252 | 1968-05-09 | #NAME? | #NAME? | #NAME?
1968-05-10 | 1968 | 5 | 131 | 10 | 6 | -10 | 3.7358 | 3.6667 | 0 | 0 | 0 | #NAME? | #NAME? | #NAME? | #NAME? | #NAME? | #NAME? | FALSE | 0 | TRUE | FALSE | #NAME? | #NAME? | #NAME? | #NAME? | #NAME? | #NAME? | #NAME? | #NAME? | #NAME? | #NAME? |  |  | 1: 0; 2: 0; 3: 0; 4: 0 | 0 |  | 0 | 0 | 0 | 19685 | 0 | 0 | 0 |  | 0 | 1253 | 1253 | 1968-05-10 | #NAME? | #NAME? | #NAME?
1968-05-11 | 1968 | 5 | 132 | 11 | 7 | -3.9 | 4.863 | 5 | 0 | 0 | 0 | #NAME? | #NAME? | #NAME? | #NAME? | #NAME? | #NAME? | FALSE | 0 | TRUE | FALSE | #NAME? | #NAME? | #NAME? | #NAME? | #NAME? | #NAME? | #NAME? | #NAME? | #NAME? | #NAME? |  |  | 1: 0; 2: 0; 3: 0; 4: 0 | 0 |  | 0 | 0 | 0 | 19685 | 0 | 0 | 0 |  | 0 | 1254 | 1254 | 1968-05-11 | #NAME? | #NAME? | #NAME?
1968-05-12 | 1968 | 5 | 133 | 12 | 1 | 0.6 | 5.1441 | 9.6667 | 0 | 0 | 0 | #NAME? | #NAME? | #NAME? | #NAME? | #NAME? | #NAME? | TRUE | 0 | TRUE | FALSE | #NAME? | #NAME? | #NAME? | #NAME? | #NAME? | #NAME? | #NAME? | #NAME? | #NAME? | #NAME? |  |  | 1: 0; 2: 0; 3: 0; 4: 0 | 0 |  | 0 | 0 | 0 | 19685 | 0 | 0 | 0 |  | 0 | 1255 | 1255 | 1968-05-12 | #NAME? | #NAME? | #NAME?
1968-05-13 | 1968 | 5 | 134 | 13 | 2 | 1.7 | 2.957 | 23 | 0 | 0 | 0 | #NAME? | #NAME? | #NAME? | #NAME? | #NAME? | #NAME? | FALSE | 0 | TRUE | FALSE | #NAME? | #NAME? | #NAME? | #NAME? | #NAME? | #NAME? | #NAME? | #NAME? | #NAME? | #NAME? |  |  | 1: 0; 2: 0; 3: 0; 4: 0 | 0 |  | 0 | 0 | 0 | 19685 | 0 | 0 | 0 |  | 0 | 1256 | 1256 | 1968-05-13 | #NAME? | #NAME? | #NAME?
1968-05-14 | 1968 | 5 | 135 | 14 | 3 | 0.6 | 1.5634 | 9.8333 | 6.1 | 6.1 | 0.825 | #NAME? | #NAME? | #NAME? | #NAME? | #NAME? | #NAME? | TRUE | 0 | TRUE | FALSE | #NAME? | #NAME? | #NAME? | #NAME? | #NAME? | #NAME? | #NAME? | #NAME? | #NAME? | #NAME? |  |  | 1: 0; 2: 0; 3: 0; 4: 0 | 0 |  | 0 | 0 | 0 | 19685 | 0 | 0 | 0 |  | 0 | 1257 | 1257 | 1968-05-14 | #NAME? | #NAME? | #NAME?
1968-05-15 | 1968 | 5 | 136 | 15 | 4 | -0.6 | 2.6806 | 18.5 | 1.9 | 1.9 | 0 | #NAME? | #NAME? | #NAME? | #NAME? | #NAME? | #NAME? | FALSE | 6.1 | TRUE | TRUE | #NAME? | #NAME? | #NAME? | #NAME? | #NAME? | #NAME? | #NAME? | #NAME? | #NAME? | #NAME? |  |  | 1: 0; 2: 0; 3: 4.3928; 4: 11.4996 | 15.8924 |  | 401.7488 | 618.5656 | 637.6964 | 19685 | 15.8924 | 401.7488 | 657.1331 |  | 0 | 1258 | 1258 | 1968-05-15 | #NAME? | #NAME? | #NAME?
1968-05-16 | 1968 | 5 | 137 | 16 | 5 | 3.3 | 5.0896 | 10.6667 | 0 | 0 | 0 | #NAME? | #NAME? | #NAME? | #NAME? | #NAME? | #NAME? | TRUE | 8 | TRUE | TRUE | #NAME? | #NAME? | #NAME? | #NAME? | #NAME? | #NAME? | #NAME? | #NAME? | #NAME? | #NAME? |  |  | 1: 3.3249; 2: 6.4306; 3: 0; 4: 0 | 9.7555 |  | 237.3965 | 386.2439 | 399.8517 | 19685 | 9.7555 | 237.3965 | 388.3051 |  | 0 | 1259 | 1259 | 1968-05-16 | #NAME? | #NAME? | #NAME?
1968-05-17 | 1968 | 5 | 138 | 17 | 6 | 5 | 4.545 | 11.6667 | 0 | 0 | 0 | #NAME? | #NAME? | #NAME? | #NAME? | #NAME? | #NAME? | FALSE | 1.9 | TRUE | FALSE | #NAME? | #NAME? | #NAME? | #NAME? | #NAME? | #NAME? | #NAME? | #NAME? | #NAME? | #NAME? |  |  | 1: 0; 2: 0; 3: 0; 4: 0 | 0 |  | 0 | 0 | 0 | 19685 | 0 | 0 | 0 |  | 0 | 1260 | 1260 | 1968-05-17 | #NAME? | #NAME? | #NAME?
1968-05-18 | 1968 | 5 | 139 | 18 | 7 | -0.6 | 4.3354 | 3.6667 | 0 | 0 | 0 | #NAME? | #NAME? | #NAME? | #NAME? | #NAME? | #NAME? | FALSE | 0 | TRUE | FALSE | #NAME? | #NAME? | #NAME? | #NAME? | #NAME? | #NAME? | #NAME? | #NAME? | #NAME? | #NAME? |  |  | 1: 0; 2: 0; 3: 0; 4: 0 | 0 |  | 0 | 0 | 0 | 19685 | 0 | 0 | 0 |  | 0 | 1261 | 1261 | 1968-05-18 | #NAME? | #NAME? | #NAME?
1968-05-19 | 1968 | 5 | 140 | 19 | 1 | 1.1 | 5.713 | 7.6667 | 0 | 0 | 0 | #NAME? | #NAME? | #NAME? | #NAME? | #NAME? | #NAME? | TRUE | 0 | TRUE | FALSE | #NAME? | #NAME? | #NAME? | #NAME? | #NAME? | #NAME? | #NAME? | #NAME? | #NAME? | #NAME? |  |  | 1: 0; 2: 0; 3: 0; 4: 0 | 0 |  | 0 | 0 | 0 | 19685 | 0 | 0 | 0 |  | 0 | 1262 | 1262 | 1968-05-19 | #NAME? | #NAME? | #NAME?
1968-05-20 | 1968 | 5 | 141 | 20 | 2 | 0 | 6.3535 | 18.6667 | 0 | 0 | 0 | #NAME? | #NAME? | #NAME? | #NAME? | #NAME? | #NAME? | FALSE | 0 | TRUE | FALSE | #NAME? | #NAME? | #NAME? | #NAME? | #NAME? | #NAME? | #NAME? | #NAME? | #NAME? | #NAME? |  |  | 1: 0; 2: 0; 3: 0; 4: 0 | 0 |  | 0 | 0 | 0 | 19685 | 0 | 0 | 0 |  | 0 | 1263 | 1263 | 1968-05-20 | #NAME? | #NAME? | #NAME?
1968-05-21 | 1968 | 5 | 142 | 21 | 3 | 1.1 | 4.7915 | 5.8333 | 0 | 0 | 0 | #NAME? | #NAME? | #NAME? | #NAME? | #NAME? | #NAME? | TRUE | 0 | TRUE | TRUE | #NAME? | #NAME? | #NAME? | #NAME? | #NAME? | #NAME? | #NAME? | #NAME? | #NAME? | #NAME? |  |  | 1: 0; 2: 0; 3: 0; 4: 0 | 0 |  | 0 | 0 | 0 | 19685 | 0 | 0 | 0 |  | 0 | 1264 | 1264 | 1968-05-21 | #NAME? | #NAME? | #NAME?
1968-05-22 | 1968 | 5 | 143 | 22 | 4 | 7.8 | 4.5792 | 23.3333 | 1.3 | 1.3 | 0 | #NAME? | #NAME? | #NAME? | #NAME? | #NAME? | #NAME? | FALSE | 0 | TRUE | TRUE | #NAME? | #NAME? | #NAME? | #NAME? | #NAME? | #NAME? | #NAME? | #NAME? | #NAME? | #NAME? |  |  | 1: 0; 2: 0; 3: 0; 4: 12.1945 | 12.1945 |  | 357.7054 | 550.7528 | 567.7864 | 19685 | 12.1945 | 357.7054 | 585.0922 |  | 0 | 1265 | 1265 | 1968-05-22 | #NAME? | #NAME? | #NAME?
1968-05-23 | 1968 | 5 | 144 | 23 | 5 | 4.4 | 4.4384 | 16.6667 | 2.8 | 2.8 | 0 | #NAME? | #NAME? | #NAME? | #NAME? | #NAME? | #NAME? | TRUE | 1.3 | TRUE | FALSE | #NAME? | #NAME? | #NAME? | #NAME? | #NAME? | #NAME? | #NAME? | #NAME? | #NAME? | #NAME? |  |  | 1: 0; 2: 0; 3: 0; 4: 0 | 0 |  | 0 | 0 | 0 | 19685 | 0 | 0 | 0 |  | 0 | 1266 | 1266 | 1968-05-23 | #NAME? | #NAME? | #NAME?
1968-05-24 | 1968 | 5 | 145 | 24 | 6 | 1.7 | 3.3205 | 7.1667 | 0 | 0 | 0 | #NAME? | #NAME? | #NAME? | #NAME? | #NAME? | #NAME? | FALSE | 4.1 | TRUE | FALSE | #NAME? | #NAME? | #NAME? | #NAME? | #NAME? | #NAME? | #NAME? | #NAME? | #NAME? | #NAME? |  |  | 1: 0; 2: 0; 3: 0; 4: 0 | 0 |  | 0 | 0 | 0 | 19685 | 0 | 0 | 0 |  | 0 | 1267 | 1267 | 1968-05-24 | #NAME? | #NAME? | #NAME?
1968-05-25 | 1968 | 5 | 146 | 25 | 7 | 0.6 | 3.9531 | 5.5 | 0 | 0 | 0 | #NAME? | #NAME? | #NAME? | #NAME? | #NAME? | #NAME? | FALSE | 2.8 | TRUE | TRUE | #NAME? | #NAME? | #NAME? | #NAME? | #NAME? | #NAME? | #NAME? | #NAME? | #NAME? | #NAME? |  |  | 1: 0; 2: 0; 3: 0; 4: 0 | 0 |  | 0 | 0 | 0 | 19685 | 0 | 0 | 0 |  | 0 | 1268 | 1268 | 1968-05-25 | #NAME? | #NAME? | #NAME?
1968-05-26 | 1968 | 5 | 147 | 26 | 1 | 6.7 | 3.0737 | 19.3333 | 10.2 | 10.2 | 3.9 | #NAME? | #NAME? | #NAME? | #NAME? | #NAME? | #NAME? | TRUE | 0 | TRUE | TRUE | #NAME? | #NAME? | #NAME? | #NAME? | #NAME? | #NAME? | #NAME? | #NAME? | #NAME? | #NAME? |  |  | 1: 0; 2: 0; 3: 0; 4: 0 | 0 |  | 0 | 0 | 0 | 19685 | 0 | 0 | 0 |  | 0 | 1269 | 1269 | 1968-05-26 | #NAME? | #NAME? | #NAME?
1968-05-27 | 1968 | 5 | 148 | 27 | 2 | 5 | 3.1079 | 11.8333 | 1.8 | 1.8 | 0 | #NAME? | #NAME? | #NAME? | #NAME? | #NAME? | #NAME? | FALSE | 10.2 | FALSE | FALSE | #NAME? | #NAME? | #NAME? | #NAME? | #NAME? | #NAME? | #NAME? | #NAME? | #NAME? | #NAME? |  |  | 1: 0; 2: 0; 3: 0; 4: 0 | 0 |  | 0 | 0 | 0 | 19685 | 0 | 0 | 0 |  | 0 | 1270 | 1270 | 1968-05-27 | #NAME? | #NAME? | #NAME?
1968-05-28 | 1968 | 5 | 149 | 28 | 3 | 1.7 | 3.4897 | 2.8333 | 0 | 0 | 0 | #NAME? | #NAME? | #NAME? | #NAME? | #NAME? | #NAME? | TRUE | 12 | FALSE | TRUE | #NAME? | #NAME? | #NAME? | #NAME? | #NAME? | #NAME? | #NAME? | #NAME? | #NAME? | #NAME? |  |  | 1: 0; 2: 0; 3: 0; 4: 0 | 0 |  | 0 | 0 | 0 | 19685 | 0 | 0 | 0 |  | 0 | 1271 | 1271 | 1968-05-28 | #NAME? | #NAME? | #NAME?
1968-05-29 | 1968 | 5 | 150 | 29 | 4 | 4.4 | 3.713 | 20.3333 | 18.3 | 18.3 | 9.975 | #NAME? | #NAME? | #NAME? | #NAME? | #NAME? | #NAME? | FALSE | 1.8 | TRUE | TRUE | #NAME? | #NAME? | #NAME? | #NAME? | #NAME? | #NAME? | #NAME? | #NAME? | #NAME? | #NAME? |  |  | 1: 0; 2: 0; 3: 0; 4: 9.4962 | 9.4962 |  | 278.5557 | 428.8874 | 442.1519 | 19685 | 9.4962 | 278.5557 | 455.6285 |  | 0 | 1272 | 1272 | 1968-05-29 | #NAME? | #NAME? | #NAME?
1968-05-30 | 1968 | 5 | 151 | 30 | 5 | 5.6 | 3.9572 | 32 | 5.1 | 5.1 | 0.075 | #NAME? | #NAME? | #NAME? | #NAME? | #NAME? | #NAME? | TRUE | 18.3 | FALSE | TRUE | #NAME? | #NAME? | #NAME? | #NAME? | #NAME? | #NAME? | #NAME? | #NAME? | #NAME? | #NAME? |  |  | 1: 0; 2: 0; 3: 0; 4: 0 | 0 |  | 0 | 0 | 0 | 19685 | 0 | 0 | 0 |  | 0 | 1273 | 1273 | 1968-05-30 | #NAME? | #NAME? | #NAME?
1968-05-31 | 1968 | 5 | 152 | 31 | 6 | 4.4 | 4.4841 | 16.6667 | 0 | 0 | 0 | #NAME? | #NAME? | #NAME? | #NAME? | #NAME? | #NAME? | FALSE | 23.4 | FALSE | TRUE | #NAME? | #NAME? | #NAME? | #NAME? | #NAME? | #NAME? | #NAME? | #NAME? | #NAME? | #NAME? |  |  | 1: 0; 2: 0; 3: 0; 4: 0 | 0 |  | 0 | 0 | 0 | 19685 | 0 | 0 | 0 |  | 0 | 1274 | 1274 | 1968-05-31 | #NAME? | #NAME? | #NAME?
1968-06-01 | 1968 | 6 | 153 | 1 | 7 | 6.7 | 5.2475 | 9.1667 | 0 | 0 | 0 | #NAME? | #NAME? | #NAME? | #NAME? | #NAME? | #NAME? | FALSE | 5.1 | TRUE | TRUE | #NAME? | #NAME? | #NAME? | #NAME? | #NAME? | #NAME? | #NAME? | #NAME? | #NAME? | #NAME? |  |  | 1: 0; 2: 0; 3: 5.9966; 4: 0 | 5.9966 |  | 87.9497 | 135.4147 | 139.6028 | 19686 | 5.9966 | 87.9497 | 143.8578 |  | 0 | 1275 | 1275 | 1968-06-01 | #NAME? | #NAME? | #NAME?
1968-06-02 | 1968 | 6 | 154 | 2 | 1 | 7.2 | 5.0744 | 4 | 1.1 | 1.1 | 0 | #NAME? | #NAME? | #NAME? | #NAME? | #NAME? | #NAME? | TRUE | 0 | TRUE | TRUE | #NAME? | #NAME? | #NAME? | #NAME? | #NAME? | #NAME? | #NAME? | #NAME? | #NAME? | #NAME? |  |  | 1: 2.958; 2: 5.7507; 3: 0; 4: 0 | 8.7087 |  | 212.0722 | 345.061 | 357.2193 | 19686 | 8.7087 | 212.0722 | 346.8825 |  | 0 | 1276 | 1276 | 1968-06-02 | #NAME? | #NAME? | #NAME?
1968-06-03 | 1968 | 6 | 155 | 3 | 2 | 7.8 | 3.8048 | 12 | 2.3 | 2.3 | 0 | #NAME? | #NAME? | #NAME? | #NAME? | #NAME? | #NAME? | FALSE | 1.1 | TRUE | FALSE | #NAME? | #NAME? | #NAME? | #NAME? | #NAME? | #NAME? | #NAME? | #NAME? | #NAME? | #NAME? |  |  | 1: 0; 2: 0; 3: 0; 4: 0 | 0 |  | 0 | 0 | 0 | 19686 | 0 | 0 | 0 |  | 0 | 1277 | 1277 | 1968-06-03 | #NAME? | #NAME? | #NAME?
1968-06-04 | 1968 | 6 | 156 | 4 | 3 | 2.2 | 4.5936 | 5.6667 | 0 | 0 | 0 | #NAME? | #NAME? | #NAME? | #NAME? | #NAME? | #NAME? | TRUE | 3.4 | TRUE | TRUE | #NAME? | #NAME? | #NAME? | #NAME? | #NAME? | #NAME? | #NAME? | #NAME? | #NAME? | #NAME? |  |  | 1: 5.8749; 2: 10.5596; 3: 0; 4: 0 | 16.4345 |  | 395.9147 | 643.6212 | 666.2564 | 19686 | 16.4345 | 395.9147 | 647.5903 |  | 0 | 1278 | 1278 | 1968-06-04 | #NAME? | #NAME? | #NAME?
1968-06-05 | 1968 | 6 | 157 | 5 | 4 | 3.3 | 3.6896 | 11 | 1.3 | 1.3 | 0 | #NAME? | #NAME? | #NAME? | #NAME? | #NAME? | #NAME? | FALSE | 2.3 | TRUE | TRUE | #NAME? | #NAME? | #NAME? | #NAME? | #NAME? | #NAME? | #NAME? | #NAME? | #NAME? | #NAME? |  |  | 1: 0; 2: 0; 3: 0; 4: 11.9951 | 11.9951 |  | 351.856 | 541.7466 | 558.5016 | 19686 | 11.9951 | 351.856 | 575.5245 |  | 0 | 1279 | 1279 | 1968-06-05 | #NAME? | #NAME? | #NAME?
1968-06-06 | 1968 | 6 | 158 | 6 | 5 | 3.3 | 3.4105 | 10.6667 | 1.5 | 1.5 | 0 | #NAME? | #NAME? | #NAME? | #NAME? | #NAME? | #NAME? | TRUE | 1.3 | TRUE | TRUE | #NAME? | #NAME? | #NAME? | #NAME? | #NAME? | #NAME? | #NAME? | #NAME? | #NAME? | #NAME? |  |  | 1: 0; 2: 0; 3: 0; 4: 0 | 0 |  | 0 | 0 | 0 | 19686 | 0 | 0 | 0 |  | 0 | 1280 | 1280 | 1968-06-06 | #NAME? | #NAME? | #NAME?
1968-06-07 | 1968 | 6 | 159 | 7 | 6 | 8.3 | 2.6091 | 12.1667 | 16 | 16 | 8.25 | #NAME? | #NAME? | #NAME? | #NAME? | #NAME? | #NAME? | FALSE | 2.8 | TRUE | TRUE | #NAME? | #NAME? | #NAME? | #NAME? | #NAME? | #NAME? | #NAME? | #NAME? | #NAME? | #NAME? |  |  | 1: 0; 2: 0; 3: 0; 4: 4.1558 | 4.1558 |  | 121.9029 | 187.6917 | 193.4966 | 19686 | 4.1558 | 121.9029 | 199.3943 |  | 0 | 1281 | 1281 | 1968-06-07 | #NAME? | #NAME? | #NAME?
1968-06-08 | 1968 | 6 | 160 | 8 | 7 | 9.4 | 2.6914 | 10.3333 | 14 | 14 | 6.75 | #NAME? | #NAME? | #NAME? | #NAME? | #NAME? | #NAME? | FALSE | 17.5 | FALSE | TRUE | #NAME? | #NAME? | #NAME? | #NAME? | #NAME? | #NAME? | #NAME? | #NAME? | #NAME? | #NAME? |  |  | 1: 0; 2: 0; 3: 0; 4: 0 | 0 |  | 0 | 0 | 0 | 19686 | 0 | 0 | 0 |  | 0 | 1282 | 1282 | 1968-06-08 | #NAME? | #NAME? | #NAME?
1968-06-09 | 1968 | 6 | 161 | 9 | 1 | 8.3 | 3.1867 | 6 | 1.8 | 1.8 | 0 | #NAME? | #NAME? | #NAME? | #NAME? | #NAME? | #NAME? | TRUE | 30 | FALSE | TRUE | #NAME? | #NAME? | #NAME? | #NAME? | #NAME? | #NAME? | #NAME? | #NAME? | #NAME? | #NAME? |  |  | 1: 0; 2: 0; 3: 0; 4: 0 | 0 |  | 0 | 0 | 0 | 19686 | 0 | 0 | 0 |  | 0 | 1283 | 1283 | 1968-06-09 | #NAME? | #NAME? | #NAME?
1968-06-10 | 1968 | 6 | 162 | 10 | 2 | 7.2 | 3.8745 | 9.6667 | 0 | 0 | 0 | #NAME? | #NAME? | #NAME? | #NAME? | #NAME? | #NAME? | FALSE | 15.8 | FALSE | TRUE | #NAME? | #NAME? | #NAME? | #NAME? | #NAME? | #NAME? | #NAME? | #NAME? | #NAME? | #NAME? |  |  | 1: 0; 2: 0; 3: 0; 4: 0 | 0 |  | 0 | 0 | 0 | 19686 | 0 | 0 | 0 |  | 0 | 1284 | 1284 | 1968-06-10 | #NAME? | #NAME? | #NAME?
1968-06-11 | 1968 | 6 | 163 | 11 | 3 | 7.8 | 4.6871 | 9.1667 | 0 | 0 | 0 | #NAME? | #NAME? | #NAME? | #NAME? | #NAME? | #NAME? | TRUE | 1.8 | TRUE | TRUE | #NAME? | #NAME? | #NAME? | #NAME? | #NAME? | #NAME? | #NAME? | #NAME? | #NAME? | #NAME? |  |  | 1: 3.3403; 2: 6.4284; 3: 0; 4: 0 | 9.7687 |  | 237.5582 | 386.4858 | 400.1005 | 19686 | 9.7687 | 237.5582 | 388.5696 |  | 0 | 1285 | 1285 | 1968-06-11 | #NAME? | #NAME? | #NAME?
1968-06-12 | 1968 | 6 | 164 | 12 | 4 | 9.4 | 6.0237 | 13.8333 | 0 | 0 | 0 | #NAME? | #NAME? | #NAME? | #NAME? | #NAME? | #NAME? | FALSE | 0 | TRUE | FALSE | #NAME? | #NAME? | #NAME? | #NAME? | #NAME? | #NAME? | #NAME? | #NAME? | #NAME? | #NAME? |  |  | 1: 0; 2: 0; 3: 0; 4: 0 | 0 |  | 0 | 0 | 0 | 19686 | 0 | 0 | 0 |  | 0 | 1286 | 1286 | 1968-06-12 | #NAME? | #NAME? | #NAME?
1968-06-13 | 1968 | 6 | 165 | 13 | 5 | 1.7 | 3.409 | 9 | 0.5 | 0.5 | 0 | #NAME? | #NAME? | #NAME? | #NAME? | #NAME? | #NAME? | TRUE | 0 | TRUE | FALSE | #NAME? | #NAME? | #NAME? | #NAME? | #NAME? | #NAME? | #NAME? | #NAME? | #NAME? | #NAME? |  |  | 1: 0; 2: 0; 3: 0; 4: 0 | 0 |  | 0 | 0 | 0 | 19686 | 0 | 0 | 0 |  | 0 | 1287 | 1287 | 1968-06-13 | #NAME? | #NAME? | #NAME?
1968-06-14 | 1968 | 6 | 166 | 14 | 6 | 2.8 | 2.7275 | 1 | 0 | 0 | 0 | #NAME? | #NAME? | #NAME? | #NAME? | #NAME? | #NAME? | FALSE | 0.5 | TRUE | TRUE | #NAME? | #NAME? | #NAME? | #NAME? | #NAME? | #NAME? | #NAME? | #NAME? | #NAME? | #NAME? |  |  | 1: 0; 2: 0; 3: 0; 4: 11.5636 | 11.5636 |  | 339.1994 | 522.2594 | 538.4118 | 19686 | 11.5636 | 339.1994 | 554.8223 |  | 0 | 1288 | 1288 | 1968-06-14 | #NAME? | #NAME? | #NAME?
1968-06-15 | 1968 | 6 | 167 | 15 | 7 | 3.3 | 3.9625 | 3.1667 | 0 | 0 | 0 | #NAME? | #NAME? | #NAME? | #NAME? | #NAME? | #NAME? | FALSE | 0.5 | TRUE | TRUE | #NAME? | #NAME? | #NAME? | #NAME? | #NAME? | #NAME? | #NAME? | #NAME? | #NAME? | #NAME? |  |  | 1: 0; 2: 0; 3: 4.6293; 4: 0 | 4.6293 |  | 67.896 | 104.5383 | 107.7715 | 19686 | 4.6293 | 67.896 | 111.0563 |  | 0 | 1289 | 1289 | 1968-06-15 | #NAME? | #NAME? | #NAME?
1968-06-16 | 1968 | 6 | 168 | 16 | 1 | 5.6 | 5.3477 | 13.3333 | 0 | 0 | 0 | #NAME? | #NAME? | #NAME? | #NAME? | #NAME? | #NAME? | TRUE | 0 | TRUE | TRUE | #NAME? | #NAME? | #NAME? | #NAME? | #NAME? | #NAME? | #NAME? | #NAME? | #NAME? | #NAME? |  |  | 1: 6.358; 2: 9.6204; 3: 0; 4: 0 | 15.9785 |  | 375.4505 | 609.0854 | 630.4097 | 19686 | 15.9785 | 375.4505 | 614.1174 |  | 0 | 1290 | 1290 | 1968-06-16 | #NAME? | #NAME? | #NAME?
1968-06-17 | 1968 | 6 | 169 | 17 | 2 | 7.2 | 5.3387 | 11 | 0 | 0 | 0 | #NAME? | #NAME? | #NAME? | #NAME? | #NAME? | #NAME? | FALSE | 0 | TRUE | TRUE | #NAME? | #NAME? | #NAME? | #NAME? | #NAME? | #NAME? | #NAME? | #NAME? | #NAME? | #NAME? |  |  | 1: 0; 2: 0; 3: 8.0003; 4: 7.4006 | 15.4009 |  | 334.4218 | 514.9033 | 530.8282 | 19686 | 15.4009 | 334.4218 | 547.0075 |  | 0 | 1291 | 1291 | 1968-06-17 | #NAME? | #NAME? | #NAME?
1968-06-18 | 1968 | 6 | 170 | 18 | 3 | 4.4 | 5.2589 | 4 | 0 | 0 | 0 | #NAME? | #NAME? | #NAME? | #NAME? | #NAME? | #NAME? | TRUE | 0 | TRUE | TRUE | #NAME? | #NAME? | #NAME? | #NAME? | #NAME? | #NAME? | #NAME? | #NAME? | #NAME? | #NAME? |  |  | 1: 5.6004; 2: 8.3958; 3: 0; 4: 0 | 13.9962 |  | 328.4162 | 532.7201 | 551.366 | 19686 | 13.9962 | 328.4162 | 537.1844 |  | 0 | 1292 | 1292 | 1968-06-18 | #NAME? | #NAME? | #NAME?
1968-06-19 | 1968 | 6 | 171 | 19 | 4 | 10 | 5.5071 | 11.1667 | 0.3 | 0.3 | 0 | #NAME? | #NAME? | #NAME? | #NAME? | #NAME? | #NAME? | FALSE | 0 | TRUE | TRUE | #NAME? | #NAME? | #NAME? | #NAME? | #NAME? | #NAME? | #NAME? | #NAME? | #NAME? | #NAME? |  |  | 1: 0; 2: 0; 3: 3.6527; 4: 5.7728 | 9.4256 |  | 222.9105 | 343.2114 | 353.8262 | 19686 | 9.4256 | 222.9105 | 364.6107 |  | 0 | 1293 | 1293 | 1968-06-19 | #NAME? | #NAME? | #NAME?
1968-06-20 | 1968 | 6 | 172 | 20 | 5 | 3.9 | 4.199 | 7.1667 | 0 | 0 | 0 | #NAME? | #NAME? | #NAME? | #NAME? | #NAME? | #NAME? | TRUE | 0.3 | TRUE | TRUE | #NAME? | #NAME? | #NAME? | #NAME? | #NAME? | #NAME? | #NAME? | #NAME? | #NAME? | #NAME? |  |  | 1: 13.9788; 2: 20.0385; 3: 0; 4: 0 | 34.0173 |  | 792.8173 | 1285.2797 | 1330.2099 | 19686 | 34.0173 | 792.8173 | 1296.7967 |  | 0 | 1294 | 1294 | 1968-06-20 | #NAME? | #NAME? | #NAME?
1968-06-21 | 1968 | 6 | 173 | 21 | 6 | 3.9 | 4.7588 | 4.5 | 0 | 0 | 0 | #NAME? | #NAME? | #NAME? | #NAME? | #NAME? | #NAME? | FALSE | 0.3 | TRUE | TRUE | #NAME? | #NAME? | #NAME? | #NAME? | #NAME? | #NAME? | #NAME? | #NAME? | #NAME? | #NAME? |  |  | 1: 0; 2: 0; 3: 0; 4: 5.3383 | 5.3383 |  | 156.5908 | 241.1001 | 248.5568 | 19686 | 5.3383 | 156.5908 | 256.1327 |  | 0 | 1295 | 1295 | 1968-06-21 | #NAME? | #NAME? | #NAME?
1968-06-22 | 1968 | 6 | 174 | 22 | 7 | 6.7 | 4.4621 | 8.6667 | 0 | 0 | 0 | #NAME? | #NAME? | #NAME? | #NAME? | #NAME? | #NAME? | FALSE | 0 | TRUE | TRUE | #NAME? | #NAME? | #NAME? | #NAME? | #NAME? | #NAME? | #NAME? | #NAME? | #NAME? | #NAME? |  |  | 1: 0; 2: 0; 3: 0; 4: 0 | 0 |  | 0 | 0 | 0 | 19686 | 0 | 0 | 0 |  | 0 | 1296 | 1296 | 1968-06-22 | #NAME? | #NAME? | #NAME?
1968-06-23 | 1968 | 6 | 175 | 23 | 1 | 5.6 | 3.4996 | 14.6667 | 0.5 | 0.5 | 0 | #NAME? | #NAME? | #NAME? | #NAME? | #NAME? | #NAME? | TRUE | 0 | TRUE | TRUE | #NAME? | #NAME? | #NAME? | #NAME? | #NAME? | #NAME? | #NAME? | #NAME? | #NAME? | #NAME? |  |  | 1: 0; 2: 0; 3: 0; 4: 0 | 0 |  | 0 | 0 | 0 | 19686 | 0 | 0 | 0 |  | 0 | 1297 | 1297 | 1968-06-23 | #NAME? | #NAME? | #NAME?
1968-06-24 | 1968 | 6 | 176 | 24 | 2 | 5 | 4.21 | 12.6667 | 0 | 0 | 0 | #NAME? | #NAME? | #NAME? | #NAME? | #NAME? | #NAME? | FALSE | 0.5 | TRUE | TRUE | #NAME? | #NAME? | #NAME? | #NAME? | #NAME? | #NAME? | #NAME? | #NAME? | #NAME? | #NAME? |  |  | 1: 0; 2: 0; 3: 2.2777; 4: 6.9963 | 9.274 |  | 238.6309 | 367.4159 | 378.7793 | 19686 | 9.274 | 238.6309 | 390.3242 |  | 0 | 1298 | 1298 | 1968-06-24 | #NAME? | #NAME? | #NAME?
1968-06-25 | 1968 | 6 | 177 | 25 | 3 | 8.3 | 5.6414 | 10.8333 | 0 | 0 | 0 | #NAME? | #NAME? | #NAME? | #NAME? | #NAME? | #NAME? | TRUE | 0.5 | TRUE | TRUE | #NAME? | #NAME? | #NAME? | #NAME? | #NAME? | #NAME? | #NAME? | #NAME? | #NAME? | #NAME? |  |  | 1: 5.7646; 2: 7.4669; 3: 0; 4: 0 | 13.2316 |  | 303.5782 | 491.4833 | 508.6138 | 19686 | 13.2316 | 303.5782 | 496.5573 |  | 0 | 1299 | 1299 | 1968-06-25 | #NAME? | #NAME? | #NAME?
1968-06-26 | 1968 | 6 | 178 | 26 | 4 | 15.6 | 7.8758 | 10.8333 | 0 | 0 | 0 | #NAME? | #NAME? | #NAME? | #NAME? | #NAME? | #NAME? | FALSE | 0 | TRUE | TRUE | #NAME? | #NAME? | #NAME? | #NAME? | #NAME? | #NAME? | #NAME? | #NAME? | #NAME? | #NAME? |  |  | 1: 0; 2: 0; 3: 0; 4: 5.4183 | 5.4183 |  | 158.9356 | 244.7103 | 252.2787 | 19686 | 5.4183 | 158.9356 | 259.968 |  | 0 | 1300 | 1300 | 1968-06-26 | #NAME? | #NAME? | #NAME?
1968-06-27 | 1968 | 6 | 179 | 27 | 5 | 8.9 | 5.6309 | 25.5 | 0.3 | 0.3 | 0 | #NAME? | #NAME? | #NAME? | #NAME? | #NAME? | #NAME? | TRUE | 0 | TRUE | TRUE | #NAME? | #NAME? | #NAME? | #NAME? | #NAME? | #NAME? | #NAME? | #NAME? | #NAME? | #NAME? |  |  | 1: 6.3097; 2: 8.265; 3: 0; 4: 0 | 14.5747 |  | 334.9815 | 542.4069 | 561.3186 | 19686 | 14.5747 | 334.9815 | 547.9231 |  | 0 | 1301 | 1301 | 1968-06-27 | #NAME? | #NAME? | #NAME?
1968-06-28 | 1968 | 6 | 180 | 28 | 6 | 5.6 | 5.1486 | 17.3333 | 0 | 0 | 0 | #NAME? | #NAME? | #NAME? | #NAME? | #NAME? | #NAME? | FALSE | 0.3 | TRUE | TRUE | #NAME? | #NAME? | #NAME? | #NAME? | #NAME? | #NAME? | #NAME? | #NAME? | #NAME? | #NAME? |  |  | 1: 0; 2: 0; 3: 0; 4: 7.4287 | 7.4287 |  | 217.9092 | 335.5111 | 345.8877 | 19686 | 7.4287 | 217.9092 | 356.4302 |  | 0 | 1302 | 1302 | 1968-06-28 | #NAME? | #NAME? | #NAME?
1968-06-29 | 1968 | 6 | 181 | 29 | 7 | 4.4 | 4.0197 | 15.1667 | 15.5 | 15.5 | 7.875 | #NAME? | #NAME? | #NAME? | #NAME? | #NAME? | #NAME? | FALSE | 0.3 | TRUE | TRUE | #NAME? | #NAME? | #NAME? | #NAME? | #NAME? | #NAME? | #NAME? | #NAME? | #NAME? | #NAME? |  |  | 1: 0; 2: 0; 3: 0; 4: 0 | 0 |  | 0 | 0 | 0 | 19686 | 0 | 0 | 0 |  | 0 | 1303 | 1303 | 1968-06-29 | #NAME? | #NAME? | #NAME?
1968-06-30 | 1968 | 6 | 182 | 30 | 1 | 5.6 | 3.8045 | 32.1667 | 0 | 0 | 0 | #NAME? | #NAME? | #NAME? | #NAME? | #NAME? | #NAME? | TRUE | 15.5 | FALSE | FALSE | #NAME? | #NAME? | #NAME? | #NAME? | #NAME? | #NAME? | #NAME? | #NAME? | #NAME? | #NAME? |  |  | 1: 0; 2: 0; 3: 0; 4: 0 | 0 |  | 0 | 0 | 0 | 19686 | 0 | 0 | 0 |  | 0 | 1304 | 1304 | 1968-06-30 | #NAME? | #NAME? | #NAME?
1968-07-01 | 1968 | 7 | 183 | 1 | 2 | 2.8 | 4.238 | 2.5 | 0 | 0 | 0 | #NAME? | #NAME? | #NAME? | #NAME? | #NAME? | #NAME? | FALSE | 15.5 | FALSE | TRUE | #NAME? | #NAME? | #NAME? | #NAME? | #NAME? | #NAME? | #NAME? | #NAME? | #NAME? | #NAME? |  |  | 1: 0; 2: 0; 3: 0; 4: 0 | 0 |  | 0 | 0 | 0 | 19687 | 0 | 0 | 0 |  | 0 | 1305 | 1305 | 1968-07-01 | #NAME? | #NAME? | #NAME?
1968-07-02 | 1968 | 7 | 184 | 2 | 3 | 6.7 | 5.2941 | 5.6667 | 0 | 0 | 0 | #NAME? | #NAME? | #NAME? | #NAME? | #NAME? | #NAME? | TRUE | 0 | TRUE | TRUE | #NAME? | #NAME? | #NAME? | #NAME? | #NAME? | #NAME? | #NAME? | #NAME? | #NAME? | #NAME? |  |  | 1: 7.8088; 2: 12.3042; 3: 0; 4: 0 | 20.113 |  | 475.4521 | 771.7072 | 798.7546 | 19687 | 20.113 | 475.4521 | 777.6883 |  | 0 | 1306 | 1306 | 1968-07-02 | #NAME? | #NAME? | #NAME?
1968-07-03 | 1968 | 7 | 185 | 3 | 4 | 9.4 | 5.9657 | 7.1667 | 0 | 0 | 0 | #NAME? | #NAME? | #NAME? | #NAME? | #NAME? | #NAME? | FALSE | 0 | TRUE | TRUE | #NAME? | #NAME? | #NAME? | #NAME? | #NAME? | #NAME? | #NAME? | #NAME? | #NAME? | #NAME? |  |  | 1: 0; 2: 0; 3: 2.1239; 4: 9.6151 | 11.7391 |  | 313.1947 | 482.2204 | 497.1344 | 19687 | 11.7391 | 313.1947 | 512.2868 |  | 0 | 1307 | 1307 | 1968-07-03 | #NAME? | #NAME? | #NAME?
1968-07-04 | 1968 | 7 | 186 | 4 | 5 | 11.7 | 5.7722 | 9.1667 | 0 | 0 | 0 | #NAME? | #NAME? | #NAME? | #NAME? | #NAME? | #NAME? | TRUE | 0 | TRUE | TRUE | #NAME? | #NAME? | #NAME? | #NAME? | #NAME? | #NAME? | #NAME? | #NAME? | #NAME? | #NAME? |  |  | 1: 4.6581; 2: 6.4339; 3: 0; 4: 0 | 11.092 |  | 257.0457 | 416.508 | 431.0526 | 19687 | 11.092 | 257.0457 | 420.4449 |  | 0 | 1308 | 1308 | 1968-07-04 | #NAME? | #NAME? | #NAME?
1968-07-05 | 1968 | 7 | 187 | 5 | 6 | 12.2 | 6.225 | 9.6667 | 0.3 | 0.3 | 0 | #NAME? | #NAME? | #NAME? | #NAME? | #NAME? | #NAME? | FALSE | 0 | TRUE | TRUE | #NAME? | #NAME? | #NAME? | #NAME? | #NAME? | #NAME? | #NAME? | #NAME? | #NAME? | #NAME? |  |  | 1: 0; 2: 0; 3: 0; 4: 5.4547 | 5.4547 |  | 160.0046 | 246.3562 | 253.9755 | 19687 | 5.4547 | 160.0046 | 261.7165 |  | 0 | 1309 | 1309 | 1968-07-05 | #NAME? | #NAME? | #NAME?
1968-07-06 | 1968 | 7 | 188 | 6 | 7 | 12.8 | 5.8546 | 23.5 | 0 | 0 | 0 | #NAME? | #NAME? | #NAME? | #NAME? | #NAME? | #NAME? | FALSE | 0.3 | TRUE | TRUE | #NAME? | #NAME? | #NAME? | #NAME? | #NAME? | #NAME? | #NAME? | #NAME? | #NAME? | #NAME? |  |  | 1: 0; 2: 0; 3: 2.3298; 4: 0 | 2.3298 |  | 34.1711 | 52.6126 | 54.2398 | 19687 | 2.3298 | 34.1711 | 55.893 |  | 0 | 1310 | 1310 | 1968-07-06 | #NAME? | #NAME? | #NAME?
1968-07-07 | 1968 | 7 | 189 | 7 | 1 | 11.7 | 5.3685 | 23.3333 | 0 | 0 | 0 | #NAME? | #NAME? | #NAME? | #NAME? | #NAME? | #NAME? | TRUE | 0.3 | TRUE | TRUE | #NAME? | #NAME? | #NAME? | #NAME? | #NAME? | #NAME? | #NAME? | #NAME? | #NAME? | #NAME? |  |  | 1: 6.4674; 2: 8.8588; 3: 0; 4: 0 | 15.3262 |  | 354.7135 | 574.702 | 594.766 | 19687 | 15.3262 | 354.7135 | 580.1983 |  | 0 | 1311 | 1311 | 1968-07-07 | #NAME? | #NAME? | #NAME?
1968-07-08 | 1968 | 7 | 190 | 8 | 2 | 9.4 | 5.5349 | 8.1667 | 0 | 0 | 0 | #NAME? | #NAME? | #NAME? | #NAME? | #NAME? | #NAME? | FALSE | 0 | TRUE | TRUE | #NAME? | #NAME? | #NAME? | #NAME? | #NAME? | #NAME? | #NAME? | #NAME? | #NAME? | #NAME? |  |  | 1: 0; 2: 0; 3: 0; 4: 9.5964 | 9.5964 |  | 281.4954 | 433.4136 | 446.8182 | 19687 | 9.5964 | 281.4954 | 460.4369 |  | 0 | 1312 | 1312 | 1968-07-08 | #NAME? | #NAME? | #NAME?
1968-07-09 | 1968 | 7 | 191 | 9 | 3 | 12.2 | 6.8723 | 12.3333 | 0 | 0 | 0 | #NAME? | #NAME? | #NAME? | #NAME? | #NAME? | #NAME? | TRUE | 0 | TRUE | TRUE | #NAME? | #NAME? | #NAME? | #NAME? | #NAME? | #NAME? | #NAME? | #NAME? | #NAME? | #NAME? |  |  | 1: 0; 2: 0; 3: 0; 4: 0 | 0 |  | 0 | 0 | 0 | 19687 | 0 | 0 | 0 |  | 0 | 1313 | 1313 | 1968-07-09 | #NAME? | #NAME? | #NAME?
1968-07-10 | 1968 | 7 | 192 | 10 | 4 | 13.3 | 6.3233 | 18.8333 | 0 | 0 | 0 | #NAME? | #NAME? | #NAME? | #NAME? | #NAME? | #NAME? | FALSE | 0 | TRUE | TRUE | #NAME? | #NAME? | #NAME? | #NAME? | #NAME? | #NAME? | #NAME? | #NAME? | #NAME? | #NAME? |  |  | 1: 0; 2: 0; 3: 7.0625; 4: 6.0598 | 13.1223 |  | 281.3364 | 433.1687 | 446.5657 | 19687 | 13.1223 | 281.3364 | 460.1768 |  | 0 | 1314 | 1314 | 1968-07-10 | #NAME? | #NAME? | #NAME?
1968-07-11 | 1968 | 7 | 193 | 11 | 5 | 11.1 | 6.2543 | 9.8333 | 0 | 0 | 0 | #NAME? | #NAME? | #NAME? | #NAME? | #NAME? | #NAME? | TRUE | 0 | TRUE | TRUE | #NAME? | #NAME? | #NAME? | #NAME? | #NAME? | #NAME? | #NAME? | #NAME? | #NAME? | #NAME? |  |  | 1: 0; 2: 0; 3: 0; 4: 0 | 0 |  | 0 | 0 | 0 | 19687 | 0 | 0 | 0 |  | 0 | 1315 | 1315 | 1968-07-11 | #NAME? | #NAME? | #NAME?
1968-07-12 | 1968 | 7 | 194 | 12 | 6 | 13.9 | 6.6757 | 27.6667 | 0 | 0 | 0 | #NAME? | #NAME? | #NAME? | #NAME? | #NAME? | #NAME? | FALSE | 0 | TRUE | TRUE | #NAME? | #NAME? | #NAME? | #NAME? | #NAME? | #NAME? | #NAME? | #NAME? | #NAME? | #NAME? |  |  | 1: 0; 2: 0; 3: 0; 4: 6.9177 | 6.9177 |  | 202.9192 | 312.4312 | 322.094 | 19687 | 6.9177 | 202.9192 | 331.9113 |  | 0 | 1316 | 1316 | 1968-07-12 | #NAME? | #NAME? | #NAME?
1968-07-13 | 1968 | 7 | 195 | 13 | 7 | 8.3 | 6.1245 | 21.5 | 0 | 0 | 0 | #NAME? | #NAME? | #NAME? | #NAME? | #NAME? | #NAME? | FALSE | 0 | TRUE | TRUE | #NAME? | #NAME? | #NAME? | #NAME? | #NAME? | #NAME? | #NAME? | #NAME? | #NAME? | #NAME? |  |  | 1: 0; 2: 0; 3: 11.1797; 4: 0 | 11.1797 |  | 163.9686 | 252.4596 | 260.2676 | 19687 | 11.1797 | 163.9686 | 268.2004 |  | 0 | 1317 | 1317 | 1968-07-13 | #NAME? | #NAME? | #NAME?
1968-07-14 | 1968 | 7 | 196 | 14 | 1 | 6.1 | 4.7754 | 3.1667 | 0.5 | 0.5 | 0 | #NAME? | #NAME? | #NAME? | #NAME? | #NAME? | #NAME? | TRUE | 0 | TRUE | TRUE | #NAME? | #NAME? | #NAME? | #NAME? | #NAME? | #NAME? | #NAME? | #NAME? | #NAME? | #NAME? |  |  | 1: 13.7782; 2: 26.0263; 3: 0; 4: 0 | 39.8045 |  | 965.5171 | 1570.484 | 1625.7826 | 19687 | 39.8045 | 965.5171 | 1579.2786 |  | 0 | 1318 | 1318 | 1968-07-14 | #NAME? | #NAME? | #NAME?
1968-07-15 | 1968 | 7 | 197 | 15 | 2 | 6.1 | 4.716 | 4.5 | 0.3 | 0.3 | 0 | #NAME? | #NAME? | #NAME? | #NAME? | #NAME? | #NAME? | FALSE | 0.5 | TRUE | TRUE | #NAME? | #NAME? | #NAME? | #NAME? | #NAME? | #NAME? | #NAME? | #NAME? | #NAME? | #NAME? |  |  | 1: 0; 2: 0; 3: 1.1109; 4: 9.6666 | 10.7775 |  | 299.8462 | 461.6679 | 475.9463 | 19687 | 10.7775 | 299.8462 | 490.4529 |  | 0 | 1319 | 1319 | 1968-07-15 | #NAME? | #NAME? | #NAME?
1968-07-16 | 1968 | 7 | 198 | 16 | 3 | 6.1 | 5.0031 | 11.1667 | 0 | 0 | 0 | #NAME? | #NAME? | #NAME? | #NAME? | #NAME? | #NAME? | TRUE | 0.8 | TRUE | TRUE | #NAME? | #NAME? | #NAME? | #NAME? | #NAME? | #NAME? | #NAME? | #NAME? | #NAME? | #NAME? |  |  | 1: 1.3506; 2: 2.0555; 3: 0; 4: 0 | 3.4061 |  | 80.1036 | 129.9599 | 134.5105 | 19687 | 3.4061 | 80.1036 | 131.024 |  | 0 | 1320 | 1320 | 1968-07-16 | #NAME? | #NAME? | #NAME?
1968-07-17 | 1968 | 7 | 199 | 17 | 4 | 9.4 | 4.3143 | 18 | 0.8 | 0.8 | 0 | #NAME? | #NAME? | #NAME? | #NAME? | #NAME? | #NAME? | FALSE | 0.3 | TRUE | TRUE | #NAME? | #NAME? | #NAME? | #NAME? | #NAME? | #NAME? | #NAME? | #NAME? | #NAME? | #NAME? |  |  | 1: 0; 2: 0; 3: 1.9578; 4: 5.0317 | 6.9895 |  | 176.3111 | 271.4632 | 279.859 | 19687 | 6.9895 | 176.3111 | 288.3889 |  | 0 | 1321 | 1321 | 1968-07-17 | #NAME? | #NAME? | #NAME?
1968-07-18 | 1968 | 7 | 200 | 18 | 5 | 8.3 | 3.9313 | 10.8333 | 0 | 0 | 0 | #NAME? | #NAME? | #NAME? | #NAME? | #NAME? | #NAME? | TRUE | 0.8 | TRUE | TRUE | #NAME? | #NAME? | #NAME? | #NAME? | #NAME? | #NAME? | #NAME? | #NAME? | #NAME? | #NAME? |  |  | 1: 4.7699; 2: 5.8977; 3: 0; 4: 0 | 10.6675 |  | 242.9558 | 393.0855 | 406.7672 | 19687 | 10.6675 | 242.9558 | 397.3983 |  | 0 | 1322 | 1322 | 1968-07-18 | #NAME? | #NAME? | #NAME?
1968-07-19 | 1968 | 7 | 201 | 19 | 6 | 9.4 | 4.9954 | 11.6667 | 10.9 | 10.9 | 4.425 | #NAME? | #NAME? | #NAME? | #NAME? | #NAME? | #NAME? | FALSE | 0.8 | TRUE | TRUE | #NAME? | #NAME? | #NAME? | #NAME? | #NAME? | #NAME? | #NAME? | #NAME? | #NAME? | #NAME? |  |  | 1: 0; 2: 0; 3: 0; 4: 4.5351 | 4.5351 |  | 133.0286 | 204.8219 | 211.1566 | 19687 | 4.5351 | 133.0286 | 217.5925 |  | 0 | 1323 | 1323 | 1968-07-19 | #NAME? | #NAME? | #NAME?
1968-07-20 | 1968 | 7 | 202 | 20 | 7 | 8.9 | 4.2607 | 38 | 39.9 | 39.9 | 26.175 | #NAME? | #NAME? | #NAME? | #NAME? | #NAME? | #NAME? | FALSE | 10.9 | FALSE | TRUE | #NAME? | #NAME? | #NAME? | #NAME? | #NAME? | #NAME? | #NAME? | #NAME? | #NAME? | #NAME? |  |  | 1: 0; 2: 0; 3: 0; 4: 0 | 0 |  | 0 | 0 | 0 | 19687 | 0 | 0 | 0 |  | 0 | 1324 | 1324 | 1968-07-20 | #NAME? | #NAME? | #NAME?
1968-07-21 | 1968 | 7 | 203 | 21 | 1 | 8.3 | 2.9743 | 1.5 | 0.3 | 0.3 | 0 | #NAME? | #NAME? | #NAME? | #NAME? | #NAME? | #NAME? | TRUE | 50.8 | FALSE | TRUE | #NAME? | #NAME? | #NAME? | #NAME? | #NAME? | #NAME? | #NAME? | #NAME? | #NAME? | #NAME? |  |  | 1: 0; 2: 0; 3: 0; 4: 0 | 0 |  | 0 | 0 | 0 | 19687 | 0 | 0 | 0 |  | 0 | 1325 | 1325 | 1968-07-21 | #NAME? | #NAME? | #NAME?
1968-07-22 | 1968 | 7 | 204 | 22 | 2 | 8.3 | 3.0127 | 6.1667 | 1 | 1 | 0 | #NAME? | #NAME? | #NAME? | #NAME? | #NAME? | #NAME? | FALSE | 40.2 | FALSE | TRUE | #NAME? | #NAME? | #NAME? | #NAME? | #NAME? | #NAME? | #NAME? | #NAME? | #NAME? | #NAME? |  |  | 1: 0; 2: 0; 3: 0; 4: 0 | 0 |  | 0 | 0 | 0 | 19687 | 0 | 0 | 0 |  | 0 | 1326 | 1326 | 1968-07-22 | #NAME? | #NAME? | #NAME?
1968-07-23 | 1968 | 7 | 205 | 23 | 3 | 8.3 | 2.5756 | 8 | 3.8 | 3.8 | 0 | #NAME? | #NAME? | #NAME? | #NAME? | #NAME? | #NAME? | TRUE | 1.3 | TRUE | TRUE | #NAME? | #NAME? | #NAME? | #NAME? | #NAME? | #NAME? | #NAME? | #NAME? | #NAME? | #NAME? |  |  | 1: 6.0792; 2: 8.8056; 3: 0; 4: 0 | 14.8847 |  | 347.4572 | 563.3579 | 583.0573 | 19687 | 14.8847 | 347.4572 | 568.3293 |  | 0 | 1327 | 1327 | 1968-07-23 | #NAME? | #NAME? | #NAME?
1968-07-24 | 1968 | 7 | 206 | 24 | 4 | 5 | 3.9347 | 3.6667 | 0.8 | 0.8 | 0 | #NAME? | #NAME? | #NAME? | #NAME? | #NAME? | #NAME? | FALSE | 4.8 | TRUE | TRUE | #NAME? | #NAME? | #NAME? | #NAME? | #NAME? | #NAME? | #NAME? | #NAME? | #NAME? | #NAME? |  |  | 1: 0; 2: 0; 3: 3.6009; 4: 5.3536 | 8.9545 |  | 209.8524 | 323.106 | 333.099 | 19687 | 8.9545 | 209.8524 | 343.2517 |  | 0 | 1328 | 1328 | 1968-07-24 | #NAME? | #NAME? | #NAME?
1968-07-25 | 1968 | 7 | 207 | 25 | 5 | 8.3 | 4.7677 | 10.5 | 0 | 0 | 0 | #NAME? | #NAME? | #NAME? | #NAME? | #NAME? | #NAME? | TRUE | 4.6 | TRUE | TRUE | #NAME? | #NAME? | #NAME? | #NAME? | #NAME? | #NAME? | #NAME? | #NAME? | #NAME? | #NAME? |  |  | 1: 4.9299; 2: 7.6563; 3: 0; 4: 0 | 12.5861 |  | 296.8882 | 481.7931 | 498.6729 | 19687 | 12.5861 | 296.8882 | 485.6146 |  | 0 | 1329 | 1329 | 1968-07-25 | #NAME? | #NAME? | #NAME?
1968-07-26 | 1968 | 7 | 208 | 26 | 6 | 11.1 | 2.9559 | 9.8333 | 0 | 0 | 0 | #NAME? | #NAME? | #NAME? | #NAME? | #NAME? | #NAME? | FALSE | 0.8 | TRUE | TRUE | #NAME? | #NAME? | #NAME? | #NAME? | #NAME? | #NAME? | #NAME? | #NAME? | #NAME? | #NAME? |  |  | 1: 0; 2: 0; 3: 0; 4: 4.9022 | 4.9022 |  | 143.799 | 221.4048 | 228.2524 | 19687 | 4.9022 | 143.799 | 235.2094 |  | 0 | 1330 | 1330 | 1968-07-26 | #NAME? | #NAME? | #NAME?
1968-07-27 | 1968 | 7 | 209 | 27 | 7 | 8.9 | 4.1966 | 2.1667 | 0 | 0 | 0 | #NAME? | #NAME? | #NAME? | #NAME? | #NAME? | #NAME? | FALSE | 0 | TRUE | TRUE | #NAME? | #NAME? | #NAME? | #NAME? | #NAME? | #NAME? | #NAME? | #NAME? | #NAME? | #NAME? |  |  | 1: 0; 2: 0; 3: 1.7625; 4: 0 | 1.7625 |  | 25.8506 | 39.8017 | 41.0327 | 19687 | 1.7625 | 25.8506 | 42.2834 |  | 0 | 1331 | 1331 | 1968-07-27 | #NAME? | #NAME? | #NAME?
1968-07-28 | 1968 | 7 | 210 | 28 | 1 | 12.8 | 5.4624 | 9.6667 | 0 | 0 | 0 | #NAME? | #NAME? | #NAME? | #NAME? | #NAME? | #NAME? | TRUE | 0 | TRUE | TRUE | #NAME? | #NAME? | #NAME? | #NAME? | #NAME? | #NAME? | #NAME? | #NAME? | #NAME? | #NAME? |  |  | 1: 5.7459; 2: 7.0936; 3: 0; 4: 0 | 12.8396 |  | 292.3533 | 472.9972 | 489.4594 | 19687 | 12.8396 | 292.3533 | 478.197 |  | 0 | 1332 | 1332 | 1968-07-28 | #NAME? | #NAME? | #NAME?
1968-07-29 | 1968 | 7 | 211 | 29 | 2 | 9.4 | 4.0438 | 10.5 | 8.1 | 8.1 | 2.325 | #NAME? | #NAME? | #NAME? | #NAME? | #NAME? | #NAME? | FALSE | 0 | TRUE | TRUE | #NAME? | #NAME? | #NAME? | #NAME? | #NAME? | #NAME? | #NAME? | #NAME? | #NAME? | #NAME? |  |  | 1: 0; 2: 0; 3: 0; 4: 7.5924 | 7.5924 |  | 222.7116 | 342.9052 | 353.5105 | 19687 | 7.5924 | 222.7116 | 364.2853 |  | 0 | 1333 | 1333 | 1968-07-29 | #NAME? | #NAME? | #NAME?
1968-07-30 | 1968 | 7 | 212 | 30 | 3 | 6.7 | 4.7519 | 43 | 0 | 0 | 0 | #NAME? | #NAME? | #NAME? | #NAME? | #NAME? | #NAME? | TRUE | 8.1 | TRUE | TRUE | #NAME? | #NAME? | #NAME? | #NAME? | #NAME? | #NAME? | #NAME? | #NAME? | #NAME? | #NAME? |  |  | 1: 4.896; 2: 5.4351; 3: 0; 4: 0 | 10.331 |  | 231.236 | 373.5497 | 386.5076 | 19687 | 10.331 | 231.236 | 378.2286 |  | 0 | 1334 | 1334 | 1968-07-30 | #NAME? | #NAME? | #NAME?
1968-07-31 | 1968 | 7 | 213 | 31 | 4 | 5 | 4.1494 | 8 | 0 | 0 | 0 | #NAME? | #NAME? | #NAME? | #NAME? | #NAME? | #NAME? | FALSE | 8.1 | TRUE | TRUE | #NAME? | #NAME? | #NAME? | #NAME? | #NAME? | #NAME? | #NAME? | #NAME? | #NAME? | #NAME? |  |  | 1: 0; 2: 0; 3: 8.5113; 4: 4.8935 | 13.4048 |  | 268.3753 | 413.2128 | 425.9926 | 19687 | 13.4048 | 268.3753 | 438.9766 |  | 0 | 1335 | 1335 | 1968-07-31 | #NAME? | #NAME? | #NAME?
1968-08-01 | 1968 | 8 | 214 | 1 | 5 | 9.4 | 5.0989 | 4.6667 | 0 | 0 | 0 | #NAME? | #NAME? | #NAME? | #NAME? | #NAME? | #NAME? | TRUE | 0 | TRUE | TRUE | #NAME? | #NAME? | #NAME? | #NAME? | #NAME? | #NAME? | #NAME? | #NAME? | #NAME? | #NAME? |  |  | 1: 5.6969; 2: 5.9125; 3: 0; 4: 0 | 11.6095 |  | 256.9893 | 414.7407 | 429.0959 | 19688 | 11.6095 | 256.9893 | 420.3527 |  | 0 | 1336 | 1336 | 1968-08-01 | #NAME? | #NAME? | #NAME?
1968-08-02 | 1968 | 8 | 215 | 2 | 6 | 11.7 | 3.5366 | 6.8333 | 0 | 0 | 0 | #NAME? | #NAME? | #NAME? | #NAME? | #NAME? | #NAME? | FALSE | 0 | TRUE | TRUE | #NAME? | #NAME? | #NAME? | #NAME? | #NAME? | #NAME? | #NAME? | #NAME? | #NAME? | #NAME? |  |  | 1: 0; 2: 0; 3: 0; 4: 5.0865 | 5.0865 |  | 149.2047 | 229.7279 | 236.8329 | 19688 | 5.0865 | 149.2047 | 244.0514 |  | 0 | 1337 | 1337 | 1968-08-02 | #NAME? | #NAME? | #NAME?
1968-08-03 | 1968 | 8 | 216 | 3 | 7 | 12.2 | 4.6271 | 19.3333 | 0 | 0 | 0 | #NAME? | #NAME? | #NAME? | #NAME? | #NAME? | #NAME? | FALSE | 0 | TRUE | TRUE | #NAME? | #NAME? | #NAME? | #NAME? | #NAME? | #NAME? | #NAME? | #NAME? | #NAME? | #NAME? |  |  | 1: 0; 2: 0; 3: 3.071; 4: 0 | 3.071 |  | 45.0413 | 69.3493 | 71.4942 | 19688 | 3.071 | 45.0413 | 73.6733 |  | 0 | 1338 | 1338 | 1968-08-03 | #NAME? | #NAME? | #NAME?
1968-08-04 | 1968 | 8 | 217 | 4 | 1 | 11.7 | 3.4188 | 15.1667 | 3.7 | 3.7 | 0 | #NAME? | #NAME? | #NAME? | #NAME? | #NAME? | #NAME? | TRUE | 0 | TRUE | TRUE | #NAME? | #NAME? | #NAME? | #NAME? | #NAME? | #NAME? | #NAME? | #NAME? | #NAME? | #NAME? |  |  | 1: 7.849; 2: 7.9353; 3: 0; 4: 0 | 15.7843 |  | 347.887 | 561.2145 | 580.6227 | 19688 | 15.7843 | 347.887 | 569.0325 |  | 0 | 1339 | 1339 | 1968-08-04 | #NAME? | #NAME? | #NAME?
1968-08-05 | 1968 | 8 | 218 | 5 | 2 | 11.1 | 3.5461 | 8.3333 | 3.6 | 3.6 | 0 | #NAME? | #NAME? | #NAME? | #NAME? | #NAME? | #NAME? | FALSE | 3.7 | TRUE | TRUE | #NAME? | #NAME? | #NAME? | #NAME? | #NAME? | #NAME? | #NAME? | #NAME? | #NAME? | #NAME? |  |  | 1: 0; 2: 0; 3: 0; 4: 6.7052 | 6.7052 |  | 196.6869 | 302.8353 | 312.2014 | 19688 | 6.7052 | 196.6869 | 321.7171 |  | 0 | 1340 | 1340 | 1968-08-05 | #NAME? | #NAME? | #NAME?
1968-08-06 | 1968 | 8 | 219 | 6 | 3 | 6.1 | 2.7484 | 30.5 | 0.3 | 0.3 | 0 | #NAME? | #NAME? | #NAME? | #NAME? | #NAME? | #NAME? | TRUE | 7.3 | TRUE | TRUE | #NAME? | #NAME? | #NAME? | #NAME? | #NAME? | #NAME? | #NAME? | #NAME? | #NAME? | #NAME? |  |  | 1: 7.3227; 2: 8.1325; 3: 0; 4: 0 | 15.4552 |  | 345.9522 | 558.8712 | 578.2578 | 19688 | 15.4552 | 345.9522 | 565.8677 |  | 0 | 1341 | 1341 | 1968-08-06 | #NAME? | #NAME? | #NAME?
1968-08-07 | 1968 | 8 | 220 | 7 | 4 | 5 | 2.0008 | 8.1667 | 0 | 0 | 0 | #NAME? | #NAME? | #NAME? | #NAME? | #NAME? | #NAME? | FALSE | 3.9 | TRUE | TRUE | #NAME? | #NAME? | #NAME? | #NAME? | #NAME? | #NAME? | #NAME? | #NAME? | #NAME? | #NAME? |  |  | 1: 0; 2: 0; 3: 4.2863; 4: 3.7916 | 8.0779 |  | 174.0861 | 268.0374 | 276.3272 | 19688 | 8.0779 | 174.0861 | 284.7495 |  | 0 | 1342 | 1342 | 1968-08-07 | #NAME? | #NAME? | #NAME?
1968-08-08 | 1968 | 8 | 221 | 8 | 5 | 7.2 | 1.9421 | 10.3333 | 2 | 2 | 0 | #NAME? | #NAME? | #NAME? | #NAME? | #NAME? | #NAME? | TRUE | 0.3 | TRUE | TRUE | #NAME? | #NAME? | #NAME? | #NAME? | #NAME? | #NAME? | #NAME? | #NAME? | #NAME? | #NAME? |  |  | 1: 5.1551; 2: 8.2166; 3: 0; 4: 0 | 13.3717 |  | 316.6285 | 513.9931 | 532.0135 | 19688 | 13.3717 | 316.6285 | 517.9034 |  | 0 | 1343 | 1343 | 1968-08-08 | #NAME? | #NAME? | #NAME?
1968-08-09 | 1968 | 8 | 222 | 9 | 6 | 6.1 | 2.6161 | 0 | 0 | 0 | 0 | #NAME? | #NAME? | #NAME? | #NAME? | #NAME? | #NAME? | FALSE | 2 | TRUE | TRUE | #NAME? | #NAME? | #NAME? | #NAME? | #NAME? | #NAME? | #NAME? | #NAME? | #NAME? | #NAME? |  |  | 1: 0; 2: 0; 3: 0; 4: 3.3481 | 3.3481 |  | 98.212 | 151.2153 | 155.8921 | 19688 | 3.3481 | 98.212 | 160.6436 |  | 0 | 1344 | 1344 | 1968-08-09 | #NAME? | #NAME? | #NAME?
1968-08-10 | 1968 | 8 | 223 | 10 | 7 | 6.7 | 4.7201 | 16.3333 | 0 | 0 | 0 | #NAME? | #NAME? | #NAME? | #NAME? | #NAME? | #NAME? | FALSE | 2 | TRUE | TRUE | #NAME? | #NAME? | #NAME? | #NAME? | #NAME? | #NAME? | #NAME? | #NAME? | #NAME? | #NAME? |  |  | 1: 0; 2: 0; 3: 0; 4: 0 | 0 |  | 0 | 0 | 0 | 19688 | 0 | 0 | 0 |  | 0 | 1345 | 1345 | 1968-08-10 | #NAME? | #NAME? | #NAME?
1968-08-11 | 1968 | 8 | 224 | 11 | 1 | 11.1 | 4.0652 | 16.3333 | 1.6 | 1.6 | 0 | #NAME? | #NAME? | #NAME? | #NAME? | #NAME? | #NAME? | TRUE | 0 | TRUE | TRUE | #NAME? | #NAME? | #NAME? | #NAME? | #NAME? | #NAME? | #NAME? | #NAME? | #NAME? | #NAME? |  |  | 1: 5.126; 2: 7.1708; 3: 0; 4: 0 | 12.2968 |  | 285.5257 | 462.7336 | 478.8983 | 19688 | 12.2968 | 285.5257 | 467.0291 |  | 0 | 1346 | 1346 | 1968-08-11 | #NAME? | #NAME? | #NAME?
1968-08-12 | 1968 | 8 | 225 | 12 | 2 | 7.8 | 2.671 | 9.6667 | 0.6 | 0.6 | 0 | #NAME? | #NAME? | #NAME? | #NAME? | #NAME? | #NAME? | FALSE | 1.6 | TRUE | TRUE | #NAME? | #NAME? | #NAME? | #NAME? | #NAME? | #NAME? | #NAME? | #NAME? | #NAME? | #NAME? |  |  | 1: 0; 2: 0; 3: 0; 4: 7.1119 | 7.1119 |  | 208.6164 | 321.2031 | 331.1372 | 19688 | 7.1119 | 208.6164 | 341.2301 |  | 0 | 1347 | 1347 | 1968-08-12 | #NAME? | #NAME? | #NAME?
1968-08-13 | 1968 | 8 | 226 | 13 | 3 | 6.7 | 4.3674 | 18.3333 | 0.8 | 0.8 | 0 | #NAME? | #NAME? | #NAME? | #NAME? | #NAME? | #NAME? | TRUE | 2.2 | TRUE | TRUE | #NAME? | #NAME? | #NAME? | #NAME? | #NAME? | #NAME? | #NAME? | #NAME? | #NAME? | #NAME? |  |  | 1: 8.1327; 2: 9.4959; 3: 0; 4: 0 | 17.6286 |  | 397.8256 | 643.1347 | 665.4798 | 19688 | 17.6286 | 397.8256 | 650.7161 |  | 0 | 1348 | 1348 | 1968-08-13 | #NAME? | #NAME? | #NAME?
1968-08-14 | 1968 | 8 | 227 | 14 | 4 | 5.6 | 1.898 | 2 | 5.9 | 5.9 | 0.675 | #NAME? | #NAME? | #NAME? | #NAME? | #NAME? | #NAME? | FALSE | 1.4 | TRUE | TRUE | #NAME? | #NAME? | #NAME? | #NAME? | #NAME? | #NAME? | #NAME? | #NAME? | #NAME? | #NAME? |  |  | 1: 0; 2: 0; 3: 0; 4: 4.6821 | 4.6821 |  | 137.3409 | 211.4614 | 218.0015 | 19688 | 4.6821 | 137.3409 | 224.646 |  | 0 | 1349 | 1349 | 1968-08-14 | #NAME? | #NAME? | #NAME?
1968-08-15 | 1968 | 8 | 228 | 15 | 5 | 10.6 | 2.2997 | 20.5 | 0.9 | 0.9 | 0 | #NAME? | #NAME? | #NAME? | #NAME? | #NAME? | #NAME? | TRUE | 6.7 | TRUE | TRUE | #NAME? | #NAME? | #NAME? | #NAME? | #NAME? | #NAME? | #NAME? | #NAME? | #NAME? | #NAME? |  |  | 1: 3.2493; 2: 5.9757; 3: 0; 4: 0 | 9.225 |  | 222.9428 | 362.5234 | 375.28 | 19688 | 9.225 | 222.9428 | 364.6635 |  | 0 | 1350 | 1350 | 1968-08-15 | #NAME? | #NAME? | #NAME?
1968-08-16 | 1968 | 8 | 229 | 16 | 6 | 4.4 | 3.5075 | 7.1667 | 0 | 0 | 0 | #NAME? | #NAME? | #NAME? | #NAME? | #NAME? | #NAME? | FALSE | 6.8 | TRUE | TRUE | #NAME? | #NAME? | #NAME? | #NAME? | #NAME? | #NAME? | #NAME? | #NAME? | #NAME? | #NAME? |  |  | 1: 0; 2: 0; 3: 0; 4: 3.5449 | 3.5449 |  | 103.9825 | 160.1 | 165.0516 | 19688 | 3.5449 | 103.9825 | 170.0822 |  | 0 | 1351 | 1351 | 1968-08-16 | #NAME? | #NAME? | #NAME?
1968-08-17 | 1968 | 8 | 230 | 17 | 7 | 6.7 | 3.1762 | 9.6667 | 0 | 0 | 0 | #NAME? | #NAME? | #NAME? | #NAME? | #NAME? | #NAME? | FALSE | 0.9 | TRUE | TRUE | #NAME? | #NAME? | #NAME? | #NAME? | #NAME? | #NAME? | #NAME? | #NAME? | #NAME? | #NAME? |  |  | 1: 0; 2: 0; 3: 0; 4: 0 | 0 |  | 0 | 0 | 0 | 19688 | 0 | 0 | 0 |  | 0 | 1352 | 1352 | 1968-08-17 | #NAME? | #NAME? | #NAME?
1968-08-18 | 1968 | 8 | 231 | 18 | 1 | 10 | 3.1802 | 17.1667 | 0.3 | 0.3 | 0 | #NAME? | #NAME? | #NAME? | #NAME? | #NAME? | #NAME? | TRUE | 0 | TRUE | TRUE | #NAME? | #NAME? | #NAME? | #NAME? | #NAME? | #NAME? | #NAME? | #NAME? | #NAME? | #NAME? |  |  | 1: 0; 2: 0; 3: 0; 4: 0 | 0 |  | 0 | 0 | 0 | 19688 | 0 | 0 | 0 |  | 0 | 1353 | 1353 | 1968-08-18 | #NAME? | #NAME? | #NAME?
1968-08-19 | 1968 | 8 | 232 | 19 | 2 | 9.4 | 3.3716 | 27.3333 | 0 | 0 | 0 | #NAME? | #NAME? | #NAME? | #NAME? | #NAME? | #NAME? | FALSE | 0.3 | TRUE | TRUE | #NAME? | #NAME? | #NAME? | #NAME? | #NAME? | #NAME? | #NAME? | #NAME? | #NAME? | #NAME? |  |  | 1: 0; 2: 0; 3: 7.0128; 4: 5.776 | 12.7888 |  | 272.2842 | 419.2313 | 432.1972 | 19688 | 12.7888 | 272.2842 | 445.3703 |  | 0 | 1354 | 1354 | 1968-08-19 | #NAME? | #NAME? | #NAME?
1968-08-20 | 1968 | 8 | 233 | 20 | 3 | 7.8 | 1.5614 | 8.3333 | 2.4 | 2.4 | 0 | #NAME? | #NAME? | #NAME? | #NAME? | #NAME? | #NAME? | TRUE | 0.3 | TRUE | TRUE | #NAME? | #NAME? | #NAME? | #NAME? | #NAME? | #NAME? | #NAME? | #NAME? | #NAME? | #NAME? |  |  | 1: 12.6729; 2: 16.0809; 3: 0; 4: 0 | 28.7537 |  | 657.574 | 1064.291 | 1101.3636 | 19688 | 28.7537 | 657.574 | 1075.5818 |  | 0 | 1355 | 1355 | 1968-08-20 | #NAME? | #NAME? | #NAME?
1968-08-21 | 1968 | 8 | 234 | 21 | 4 | 7.2 | 2.6524 | 3.1667 | 0 | 0 | 0 | #NAME? | #NAME? | #NAME? | #NAME? | #NAME? | #NAME? | FALSE | 2.4 | TRUE | TRUE | #NAME? | #NAME? | #NAME? | #NAME? | #NAME? | #NAME? | #NAME? | #NAME? | #NAME? | #NAME? |  |  | 1: 0; 2: 0; 3: 3.3505; 4: 3.1388 | 6.4892 |  | 141.2112 | 217.4204 | 224.1447 | 19688 | 6.4892 | 141.2112 | 230.9765 |  | 0 | 1356 | 1356 | 1968-08-21 | #NAME? | #NAME? | #NAME?
1968-08-22 | 1968 | 8 | 235 | 22 | 5 | 7.2 | 3.5869 | 7.8333 | 4.3 | 4.3 | 0 | #NAME? | #NAME? | #NAME? | #NAME? | #NAME? | #NAME? | TRUE | 2.4 | TRUE | TRUE | #NAME? | #NAME? | #NAME? | #NAME? | #NAME? | #NAME? | #NAME? | #NAME? | #NAME? | #NAME? |  |  | 1: 3.1588; 2: 5.2036; 3: 0; 4: 0 | 8.3624 |  | 198.9675 | 323.1202 | 334.4586 | 19688 | 8.3624 | 198.9675 | 325.4474 |  | 0 | 1357 | 1357 | 1968-08-22 | #NAME? | #NAME? | #NAME?
1968-08-23 | 1968 | 8 | 236 | 23 | 6 | 7.8 | 3.905 | 9 | 0 | 0 | 0 | #NAME? | #NAME? | #NAME? | #NAME? | #NAME? | #NAME? | FALSE | 4.3 | TRUE | TRUE | #NAME? | #NAME? | #NAME? | #NAME? | #NAME? | #NAME? | #NAME? | #NAME? | #NAME? | #NAME? |  |  | 1: 0; 2: 0; 3: 0; 4: 4.2528 | 4.2528 |  | 124.7479 | 192.0721 | 198.0125 | 19688 | 4.2528 | 124.7479 | 204.0478 |  | 0 | 1358 | 1358 | 1968-08-23 | #NAME? | #NAME? | #NAME?
1968-08-24 | 1968 | 8 | 237 | 24 | 7 | 8.9 | 4.1496 | 11.8333 | 0 | 0 | 0 | #NAME? | #NAME? | #NAME? | #NAME? | #NAME? | #NAME? | FALSE | 4.3 | TRUE | TRUE | #NAME? | #NAME? | #NAME? | #NAME? | #NAME? | #NAME? | #NAME? | #NAME? | #NAME? | #NAME? |  |  | 1: 0; 2: 0; 3: 6.2503; 4: 0 | 6.2503 |  | 91.6717 | 141.1454 | 145.5107 | 19688 | 6.2503 | 91.6717 | 149.9458 |  | 0 | 1359 | 1359 | 1968-08-24 | #NAME? | #NAME? | #NAME?
1968-08-25 | 1968 | 8 | 238 | 25 | 1 | 10.6 | 5.3013 | 8.1667 | 0 | 0 | 0 | #NAME? | #NAME? | #NAME? | #NAME? | #NAME? | #NAME? | TRUE | 0 | TRUE | TRUE | #NAME? | #NAME? | #NAME? | #NAME? | #NAME? | #NAME? | #NAME? | #NAME? | #NAME? | #NAME? |  |  | 1: 0; 2: 0; 3: 0; 4: 0 | 0 |  | 0 | 0 | 0 | 19688 | 0 | 0 | 0 |  | 0 | 1360 | 1360 | 1968-08-25 | #NAME? | #NAME? | #NAME?
1968-08-26 | 1968 | 8 | 239 | 26 | 2 | 12.2 | 5.2517 | 19.3333 | 0 | 0 | 0 | #NAME? | #NAME? | #NAME? | #NAME? | #NAME? | #NAME? | FALSE | 0 | TRUE | TRUE | #NAME? | #NAME? | #NAME? | #NAME? | #NAME? | #NAME? | #NAME? | #NAME? | #NAME? | #NAME? |  |  | 1: 0; 2: 0; 3: 6.5319; 4: 7.478 | 14.0098 |  | 315.1543 | 485.2376 | 500.245 | 19688 | 14.0098 | 315.1543 | 515.4922 |  | 0 | 1361 | 1361 | 1968-08-26 | #NAME? | #NAME? | #NAME?
1968-08-27 | 1968 | 8 | 240 | 27 | 3 | 7.2 | 3.4349 | 1.8333 | 0 | 0 | 0 | #NAME? | #NAME? | #NAME? | #NAME? | #NAME? | #NAME? | TRUE | 0 | TRUE | TRUE | #NAME? | #NAME? | #NAME? | #NAME? | #NAME? | #NAME? | #NAME? | #NAME? | #NAME? | #NAME? |  |  | 1: 0; 2: 0; 3: 0; 4: 0 | 0 |  | 0 | 0 | 0 | 19688 | 0 | 0 | 0 |  | 0 | 1362 | 1362 | 1968-08-27 | #NAME? | #NAME? | #NAME?
1968-08-28 | 1968 | 8 | 241 | 28 | 4 | 5.6 | 3.6016 | 13 | 0 | 0 | 0 | #NAME? | #NAME? | #NAME? | #NAME? | #NAME? | #NAME? | FALSE | 0 | TRUE | TRUE | #NAME? | #NAME? | #NAME? | #NAME? | #NAME? | #NAME? | #NAME? | #NAME? | #NAME? | #NAME? |  |  | 1: 0; 2: 0; 3: 4.8172; 4: 4.6782 | 9.4954 |  | 207.8797 | 320.0687 | 329.9677 | 19688 | 9.4954 | 207.8797 | 340.0249 |  | 0 | 1363 | 1363 | 1968-08-28 | #NAME? | #NAME? | #NAME?
1968-08-29 | 1968 | 8 | 242 | 29 | 5 | 5 | 3.9527 | 2.3333 | 0 | 0 | 0 | #NAME? | #NAME? | #NAME? | #NAME? | #NAME? | #NAME? | TRUE | 0 | TRUE | TRUE | #NAME? | #NAME? | #NAME? | #NAME? | #NAME? | #NAME? | #NAME? | #NAME? | #NAME? | #NAME? |  |  | 1: 0; 2: 0; 3: 0; 4: 0 | 0 |  | 0 | 0 | 0 | 19688 | 0 | 0 | 0 |  | 0 | 1364 | 1364 | 1968-08-29 | #NAME? | #NAME? | #NAME?
1968-08-30 | 1968 | 8 | 243 | 30 | 6 | 7.8 | 3.8069 | 21.1667 | 0 | 0 | 0 | #NAME? | #NAME? | #NAME? | #NAME? | #NAME? | #NAME? | FALSE | 0 | TRUE | TRUE | #NAME? | #NAME? | #NAME? | #NAME? | #NAME? | #NAME? | #NAME? | #NAME? | #NAME? | #NAME? |  |  | 1: 0; 2: 0; 3: 0; 4: 4.454 | 4.454 |  | 130.6506 | 201.1605 | 207.382 | 19688 | 4.454 | 130.6506 | 213.7029 |  | 0 | 1365 | 1365 | 1968-08-30 | #NAME? | #NAME? | #NAME?
1968-08-31 | 1968 | 8 | 244 | 31 | 7 | 6.7 | 4.138 | 5.1667 | 0 | 0 | 0 | #NAME? | #NAME? | #NAME? | #NAME? | #NAME? | #NAME? | FALSE | 0 | TRUE | TRUE | #NAME? | #NAME? | #NAME? | #NAME? | #NAME? | #NAME? | #NAME? | #NAME? | #NAME? | #NAME? |  |  | 1: 0; 2: 0; 3: 0; 4: 0 | 0 |  | 0 | 0 | 0 | 19688 | 0 | 0 | 0 |  | 0 | 1366 | 1366 | 1968-08-31 | #NAME? | #NAME? | #NAME?
1968-09-01 | 1968 | 9 | 245 | 1 | 1 | 8.3 | 4.2036 | 15 | 1.1 | 1.1 | 0 | #NAME? | #NAME? | #NAME? | #NAME? | #NAME? | #NAME? | TRUE | 0 | TRUE | FALSE | #NAME? | #NAME? | #NAME? | #NAME? | #NAME? | #NAME? | #NAME? | #NAME? | #NAME? | #NAME? |  |  | 1: 0; 2: 0; 3: 0; 4: 0 | 0 |  | 0 | 0 | 0 | 19689 | 0 | 0 | 0 |  | 0 | 1367 | 1367 | 1968-09-01 | #NAME? | #NAME? | #NAME?
1968-09-02 | 1968 | 9 | 246 | 2 | 2 | 2.8 | 2.8236 | 11.1667 | 1 | 1 | 0 | #NAME? | #NAME? | #NAME? | #NAME? | #NAME? | #NAME? | FALSE | 1.1 | TRUE | FALSE | #NAME? | #NAME? | #NAME? | #NAME? | #NAME? | #NAME? | #NAME? | #NAME? | #NAME? | #NAME? |  |  | 1: 0; 2: 0; 3: 0; 4: 0 | 0 |  | 0 | 0 | 0 | 19689 | 0 | 0 | 0 |  | 0 | 1368 | 1368 | 1968-09-02 | #NAME? | #NAME? | #NAME?
1968-09-03 | 1968 | 9 | 247 | 3 | 3 | 1.7 | 2.7931 | 3.1667 | 0 | 0 | 0 | #NAME? | #NAME? | #NAME? | #NAME? | #NAME? | #NAME? | TRUE | 2.1 | TRUE | TRUE | #NAME? | #NAME? | #NAME? | #NAME? | #NAME? | #NAME? | #NAME? | #NAME? | #NAME? | #NAME? |  |  | 1: 3.4364; 2: 6.2062; 3: 0; 4: 0 | 9.6426 |  | 232.4492 | 377.9033 | 391.1952 | 19689 | 9.6426 | 232.4492 | 380.213 |  | 0 | 1369 | 1369 | 1968-09-03 | #NAME? | #NAME? | #NAME?
1968-09-04 | 1968 | 9 | 248 | 4 | 4 | 5.6 | 2.1287 | 15.3333 | 2.3 | 2.3 | 0 | #NAME? | #NAME? | #NAME? | #NAME? | #NAME? | #NAME? | FALSE | 1 | TRUE | TRUE | #NAME? | #NAME? | #NAME? | #NAME? | #NAME? | #NAME? | #NAME? | #NAME? | #NAME? | #NAME? |  |  | 1: 0; 2: 0; 3: 9.0655; 4: 9.616 | 18.6814 |  | 415.028 | 639.0114 | 658.7747 | 19689 | 18.6814 | 415.028 | 678.8537 |  | 0 | 1370 | 1370 | 1968-09-04 | #NAME? | #NAME? | #NAME?
1968-09-05 | 1968 | 9 | 249 | 5 | 5 | 7.2 | 2.5045 | 5.5 | 0.3 | 0.3 | 0 | #NAME? | #NAME? | #NAME? | #NAME? | #NAME? | #NAME? | TRUE | 2.3 | TRUE | TRUE | #NAME? | #NAME? | #NAME? | #NAME? | #NAME? | #NAME? | #NAME? | #NAME? | #NAME? | #NAME? |  |  | 1: 5.8043; 2: 10.5197; 3: 0; 4: 0 | 16.3239 |  | 393.7064 | 640.0925 | 662.6081 | 19689 | 16.3239 | 393.7064 | 643.9783 |  | 0 | 1371 | 1371 | 1968-09-05 | #NAME? | #NAME? | #NAME?
1968-09-06 | 1968 | 9 | 250 | 6 | 6 | 10.6 | 3.1048 | 12.8333 | 1.8 | 1.8 | 0 | #NAME? | #NAME? | #NAME? | #NAME? | #NAME? | #NAME? | FALSE | 2.6 | TRUE | TRUE | #NAME? | #NAME? | #NAME? | #NAME? | #NAME? | #NAME? | #NAME? | #NAME? | #NAME? | #NAME? |  |  | 1: 0; 2: 0; 3: 0; 4: 3.6575 | 3.6575 |  | 107.2856 | 165.1857 | 170.2946 | 19689 | 3.6575 | 107.2856 | 175.4851 |  | 0 | 1372 | 1372 | 1968-09-06 | #NAME? | #NAME? | #NAME?
1968-09-07 | 1968 | 9 | 251 | 7 | 7 | 7.2 | 3.4265 | 29 | 0.3 | 0.3 | 0 | #NAME? | #NAME? | #NAME? | #NAME? | #NAME? | #NAME? | FALSE | 2.1 | TRUE | FALSE | #NAME? | #NAME? | #NAME? | #NAME? | #NAME? | #NAME? | #NAME? | #NAME? | #NAME? | #NAME? |  |  | 1: 0; 2: 0; 3: 0; 4: 0 | 0 |  | 0 | 0 | 0 | 19689 | 0 | 0 | 0 |  | 0 | 1373 | 1373 | 1968-09-07 | #NAME? | #NAME? | #NAME?
1968-09-08 | 1968 | 9 | 252 | 8 | 1 | 2.8 | 3.416 | 0.5 | 0 | 0 | 0 | #NAME? | #NAME? | #NAME? | #NAME? | #NAME? | #NAME? | TRUE | 2.1 | TRUE | TRUE | #NAME? | #NAME? | #NAME? | #NAME? | #NAME? | #NAME? | #NAME? | #NAME? | #NAME? | #NAME? |  |  | 1: 0; 2: 0; 3: 0; 4: 0 | 0 |  | 0 | 0 | 0 | 19689 | 0 | 0 | 0 |  | 0 | 1374 | 1374 | 1968-09-08 | #NAME? | #NAME? | #NAME?
1968-09-09 | 1968 | 9 | 253 | 9 | 2 | 6.7 | 3.9133 | 12.6667 | 0 | 0 | 0 | #NAME? | #NAME? | #NAME? | #NAME? | #NAME? | #NAME? | FALSE | 0.3 | TRUE | TRUE | #NAME? | #NAME? | #NAME? | #NAME? | #NAME? | #NAME? | #NAME? | #NAME? | #NAME? | #NAME? |  |  | 1: 0; 2: 0; 3: 3.8209; 4: 6.0434 | 9.8643 |  | 233.3128 | 359.2276 | 370.3377 | 19689 | 9.8643 | 233.3128 | 381.6254 |  | 0 | 1375 | 1375 | 1968-09-09 | #NAME? | #NAME? | #NAME?
1968-09-10 | 1968 | 9 | 254 | 10 | 3 | 7.2 | 4.0296 | 10.1667 | 0 | 0 | 0 | #NAME? | #NAME? | #NAME? | #NAME? | #NAME? | #NAME? | TRUE | 0 | TRUE | TRUE | #NAME? | #NAME? | #NAME? | #NAME? | #NAME? | #NAME? | #NAME? | #NAME? | #NAME? | #NAME? |  |  | 1: 3.1552; 2: 5.159; 3: 0; 4: 0 | 8.3142 |  | 197.6063 | 320.8807 | 332.1383 | 19689 | 8.3142 | 197.6063 | 323.2211 |  | 0 | 1376 | 1376 | 1968-09-10 | #NAME? | #NAME? | #NAME?
1968-09-11 | 1968 | 9 | 255 | 11 | 4 | 11.1 | 3.6692 | 12.8333 | 0 | 0 | 0 | #NAME? | #NAME? | #NAME? | #NAME? | #NAME? | #NAME? | FALSE | 0 | TRUE | TRUE | #NAME? | #NAME? | #NAME? | #NAME? | #NAME? | #NAME? | #NAME? | #NAME? | #NAME? | #NAME? |  |  | 1: 0; 2: 0; 3: 3.6165; 4: 4.4963 | 8.1127 |  | 184.9325 | 284.7373 | 293.5436 | 19689 | 8.1127 | 184.9325 | 302.4907 |  | 0 | 1377 | 1377 | 1968-09-11 | #NAME? | #NAME? | #NAME?
1968-09-12 | 1968 | 9 | 256 | 12 | 5 | 8.3 | 2.1941 | 10.1667 | 0 | 0 | 0 | #NAME? | #NAME? | #NAME? | #NAME? | #NAME? | #NAME? | TRUE | 0 | TRUE | TRUE | #NAME? | #NAME? | #NAME? | #NAME? | #NAME? | #NAME? | #NAME? | #NAME? | #NAME? | #NAME? |  |  | 1: 11.7685; 2: 19.7184; 3: 0; 4: 0 | 31.4869 |  | 751.0106 | 1219.879 | 1262.7037 | 19689 | 31.4869 | 751.0106 | 1228.4142 |  | 0 | 1378 | 1378 | 1968-09-12 | #NAME? | #NAME? | #NAME?
1968-09-13 | 1968 | 9 | 257 | 13 | 6 | 6.7 | 2.4227 | 4.5 | 0 | 0 | 0 | #NAME? | #NAME? | #NAME? | #NAME? | #NAME? | #NAME? | FALSE | 0 | TRUE | TRUE | #NAME? | #NAME? | #NAME? | #NAME? | #NAME? | #NAME? | #NAME? | #NAME? | #NAME? | #NAME? |  |  | 1: 0; 2: 0; 3: 0; 4: 3.4867 | 3.4867 |  | 102.2776 | 157.4751 | 162.3455 | 19689 | 3.4867 | 102.2776 | 167.2937 |  | 0 | 1379 | 1379 | 1968-09-13 | #NAME? | #NAME? | #NAME?
1968-09-14 | 1968 | 9 | 258 | 14 | 7 | 9.4 | 3.9417 | 13.5 | 0 | 0 | 0 | #NAME? | #NAME? | #NAME? | #NAME? | #NAME? | #NAME? | FALSE | 0 | TRUE | TRUE | #NAME? | #NAME? | #NAME? | #NAME? | #NAME? | #NAME? | #NAME? | #NAME? | #NAME? | #NAME? |  |  | 1: 0; 2: 0; 3: 0; 4: 0 | 0 |  | 0 | 0 | 0 | 19689 | 0 | 0 | 0 |  | 0 | 1380 | 1380 | 1968-09-14 | #NAME? | #NAME? | #NAME?
1968-09-15 | 1968 | 9 | 259 | 15 | 1 | 5.6 | 3.4505 | 25.3333 | 0 | 0 | 0 | #NAME? | #NAME? | #NAME? | #NAME? | #NAME? | #NAME? | TRUE | 0 | TRUE | FALSE | #NAME? | #NAME? | #NAME? | #NAME? | #NAME? | #NAME? | #NAME? | #NAME? | #NAME? | #NAME? |  |  | 1: 0; 2: 0; 3: 0; 4: 0 | 0 |  | 0 | 0 | 0 | 19689 | 0 | 0 | 0 |  | 0 | 1381 | 1381 | 1968-09-15 | #NAME? | #NAME? | #NAME?
1968-09-16 | 1968 | 9 | 260 | 16 | 2 | 1.1 | 2.849 | 5.6667 | 0 | 0 | 0 | #NAME? | #NAME? | #NAME? | #NAME? | #NAME? | #NAME? | FALSE | 0 | TRUE | TRUE | #NAME? | #NAME? | #NAME? | #NAME? | #NAME? | #NAME? | #NAME? | #NAME? | #NAME? | #NAME? |  |  | 1: 0; 2: 0; 3: 11.0043; 4: 6.3457 | 17.3501 |  | 347.538 | 535.0981 | 551.6475 | 19689 | 17.3501 | 347.538 | 568.4615 |  | 0 | 1382 | 1382 | 1968-09-16 | #NAME? | #NAME? | #NAME?
1968-09-17 | 1968 | 9 | 261 | 17 | 3 | 5 | 2.5922 | 7 | 0 | 0 | 0 | #NAME? | #NAME? | #NAME? | #NAME? | #NAME? | #NAME? | TRUE | 0 | TRUE | FALSE | #NAME? | #NAME? | #NAME? | #NAME? | #NAME? | #NAME? | #NAME? | #NAME? | #NAME? | #NAME? |  |  | 1: 0; 2: 0; 3: 0; 4: 0 | 0 |  | 0 | 0 | 0 | 19689 | 0 | 0 | 0 |  | 0 | 1383 | 1383 | 1968-09-17 | #NAME? | #NAME? | #NAME?
1968-09-18 | 1968 | 9 | 262 | 18 | 4 | 2.8 | 1.3391 | 12.3333 | 18.1 | 18.1 | 9.825 | #NAME? | #NAME? | #NAME? | #NAME? | #NAME? | #NAME? | FALSE | 0 | TRUE | FALSE | #NAME? | #NAME? | #NAME? | #NAME? | #NAME? | #NAME? | #NAME? | #NAME? | #NAME? | #NAME? |  |  | 1: 0; 2: 0; 3: 0; 4: 0 | 0 |  | 0 | 0 | 0 | 19689 | 0 | 0 | 0 |  | 0 | 1384 | 1384 | 1968-09-18 | #NAME? | #NAME? | #NAME?
1968-09-19 | 1968 | 9 | 263 | 19 | 5 | 1.1 | 0.75677 | 12.8333 | 22.4 | 22.4 | 13.05 | #NAME? | #NAME? | #NAME? | #NAME? | #NAME? | #NAME? | TRUE | 18.1 | FALSE | FALSE | #NAME? | #NAME? | #NAME? | #NAME? | #NAME? | #NAME? | #NAME? | #NAME? | #NAME? | #NAME? |  |  | 1: 0; 2: 0; 3: 0; 4: 0 | 0 |  | 0 | 0 | 0 | 19689 | 0 | 0 | 0 |  | 0 | 1385 | 1385 | 1968-09-19 | #NAME? | #NAME? | #NAME?
1968-09-20 | 1968 | 9 | 264 | 20 | 6 | 0 | 2.0005 | 34.3333 | 9.4 | 9.4 | 3.3 | #NAME? | #NAME? | #NAME? | #NAME? | #NAME? | #NAME? | FALSE | 40.5 | FALSE | FALSE | #NAME? | #NAME? | #NAME? | #NAME? | #NAME? | #NAME? | #NAME? | #NAME? | #NAME? | #NAME? |  |  | 1: 0; 2: 0; 3: 0; 4: 0 | 0 |  | 0 | 0 | 0 | 19689 | 0 | 0 | 0 |  | 0 | 1386 | 1386 | 1968-09-20 | #NAME? | #NAME? | #NAME?
1968-09-21 | 1968 | 9 | 265 | 21 | 7 | -0.6 | 3.3913 | 40.6667 | 5.3 | 5.3 | 0.225 | #NAME? | #NAME? | #NAME? | #NAME? | #NAME? | #NAME? | FALSE | 31.8 | FALSE | FALSE | #NAME? | #NAME? | #NAME? | #NAME? | #NAME? | #NAME? | #NAME? | #NAME? | #NAME? | #NAME? |  |  | 1: 0; 2: 0; 3: 0; 4: 0 | 0 |  | 0 | 0 | 0 | 19689 | 0 | 0 | 0 |  | 0 | 1387 | 1387 | 1968-09-21 | #NAME? | #NAME? | #NAME?
1968-09-22 | 1968 | 9 | 266 | 22 | 1 | 1.7 | 3.6863 | 44.6667 | 0 | 0 | 0 | #NAME? | #NAME? | #NAME? | #NAME? | #NAME? | #NAME? | TRUE | 14.7 | FALSE | TRUE | #NAME? | #NAME? | #NAME? | #NAME? | #NAME? | #NAME? | #NAME? | #NAME? | #NAME? | #NAME? |  |  | 1: 0; 2: 0; 3: 0; 4: 0 | 0 |  | 0 | 0 | 0 | 19689 | 0 | 0 | 0 |  | 0 | 1388 | 1388 | 1968-09-22 | #NAME? | #NAME? | #NAME?
1968-09-23 | 1968 | 9 | 267 | 23 | 2 | 3.9 | 2.3531 | 23.1667 | 0 | 0 | 0 | #NAME? | #NAME? | #NAME? | #NAME? | #NAME? | #NAME? | FALSE | 5.3 | TRUE | FALSE | #NAME? | #NAME? | #NAME? | #NAME? | #NAME? | #NAME? | #NAME? | #NAME? | #NAME? | #NAME? |  |  | 1: 0; 2: 0; 3: 0; 4: 0 | 0 |  | 0 | 0 | 0 | 19689 | 0 | 0 | 0 |  | 0 | 1389 | 1389 | 1968-09-23 | #NAME? | #NAME? | #NAME?
1968-09-24 | 1968 | 9 | 268 | 24 | 3 | -1.1 | 2.8627 | 1 | 0 | 0 | 0 | #NAME? | #NAME? | #NAME? | #NAME? | #NAME? | #NAME? | TRUE | 0 | TRUE | TRUE | #NAME? | #NAME? | #NAME? | #NAME? | #NAME? | #NAME? | #NAME? | #NAME? | #NAME? | #NAME? |  |  | 1: 5.8707; 2: 7.9155; 3: 0; 4: 0 | 13.7861 |  | 318.29 | 515.5807 | 533.5723 | 19689 | 13.7861 | 318.29 | 520.6212 |  | 0 | 1390 | 1390 | 1968-09-24 | #NAME? | #NAME? | #NAME?
1968-09-25 | 1968 | 9 | 269 | 25 | 4 | 9.4 | 3.1657 | 9.6667 | 0 | 0 | 0 | #NAME? | #NAME? | #NAME? | #NAME? | #NAME? | #NAME? | FALSE | 0 | TRUE | FALSE | #NAME? | #NAME? | #NAME? | #NAME? | #NAME? | #NAME? | #NAME? | #NAME? | #NAME? | #NAME? |  |  | 1: 0; 2: 0; 3: 0; 4: 0 | 0 |  | 0 | 0 | 0 | 19689 | 0 | 0 | 0 |  | 0 | 1391 | 1391 | 1968-09-25 | #NAME? | #NAME? | #NAME?
1968-09-26 | 1968 | 9 | 270 | 26 | 5 | 1.7 | 2.1671 | 12 | 0 | 0 | 0 | #NAME? | #NAME? | #NAME? | #NAME? | #NAME? | #NAME? | TRUE | 0 | TRUE | TRUE | #NAME? | #NAME? | #NAME? | #NAME? | #NAME? | #NAME? | #NAME? | #NAME? | #NAME? | #NAME? |  |  | 1: 3.2535; 2: 3.7988; 3: 0; 4: 0 | 7.0522 |  | 159.1476 | 257.2819 | 266.2209 | 19689 | 7.0522 | 159.1476 | 260.3149 |  | 0 | 1392 | 1392 | 1968-09-26 | #NAME? | #NAME? | #NAME?
1968-09-27 | 1968 | 9 | 271 | 27 | 6 | 5 | 2.6784 | 17.6667 | 0 | 0 | 0 | #NAME? | #NAME? | #NAME? | #NAME? | #NAME? | #NAME? | FALSE | 0 | TRUE | FALSE | #NAME? | #NAME? | #NAME? | #NAME? | #NAME? | #NAME? | #NAME? | #NAME? | #NAME? | #NAME? |  |  | 1: 0; 2: 0; 3: 0; 4: 0 | 0 |  | 0 | 0 | 0 | 19689 | 0 | 0 | 0 |  | 0 | 1393 | 1393 | 1968-09-27 | #NAME? | #NAME? | #NAME?
1968-09-28 | 1968 | 9 | 272 | 28 | 7 | 0.6 | 2.3662 | 2.8333 | 0 | 0 | 0 | #NAME? | #NAME? | #NAME? | #NAME? | #NAME? | #NAME? | FALSE | 0 | TRUE | TRUE | #NAME? | #NAME? | #NAME? | #NAME? | #NAME? | #NAME? | #NAME? | #NAME? | #NAME? | #NAME? |  |  | 1: 0; 2: 0; 3: 2.2113; 4: 0 | 2.2113 |  | 32.4327 | 49.9361 | 51.4805 | 19689 | 2.2113 | 32.4327 | 53.0496 |  | 0 | 1394 | 1394 | 1968-09-28 | #NAME? | #NAME? | #NAME?
1968-09-29 | 1968 | 9 | 273 | 29 | 1 | 6.7 | 3.8918 | 12.6667 | 0 | 0 | 0 | #NAME? | #NAME? | #NAME? | #NAME? | #NAME? | #NAME? | TRUE | 0 | TRUE | FALSE | #NAME? | #NAME? | #NAME? | #NAME? | #NAME? | #NAME? | #NAME? | #NAME? | #NAME? | #NAME? |  |  | 1: 0; 2: 0; 3: 0; 4: 0 | 0 |  | 0 | 0 | 0 | 19689 | 0 | 0 | 0 |  | 0 | 1395 | 1395 | 1968-09-29 | #NAME? | #NAME? | #NAME?
1968-09-30 | 1968 | 9 | 274 | 30 | 2 | 2.8 | 2.0043 | 21.8333 | 0 | 0 | 0 | #NAME? | #NAME? | #NAME? | #NAME? | #NAME? | #NAME? | FALSE | 0 | TRUE | FALSE | #NAME? | #NAME? | #NAME? | #NAME? | #NAME? | #NAME? | #NAME? | #NAME? | #NAME? | #NAME? |  |  | 1: 0; 2: 0; 3: 0; 4: 0 | 0 |  | 0 | 0 | 0 | 19689 | 0 | 0 | 0 |  | 0 | 1396 | 1396 | 1968-09-30 | #NAME? | #NAME? | #NAME?
1969-05-01 | 1969 | 5 | 121 | 1 | 5 | 2.2 | 2.3833 | 4.5 | 0 | 0 | 0 | #NAME? | #NAME? | #NAME? | #NAME? | #NAME? | #NAME? | TRUE | 0 | TRUE | FALSE | #NAME? | #NAME? | #NAME? | #NAME? | #NAME? | #NAME? | #NAME? | #NAME? | #NAME? | #NAME? |  |  | 1: 0; 2: 0; 3: 0; 4: 0 | 0 |  | 0 | 0 | 0 | 19695 | 0 | 0 | 0 |  | 0 | 1397 | 1397 | 1969-05-01 | #NAME? | #NAME? | #NAME?
1969-05-02 | 1969 | 5 | 122 | 2 | 6 | 1.1 | 2.1336 | 3.3333 | 8.6 | 8.6 | 2.7 | #NAME? | #NAME? | #NAME? | #NAME? | #NAME? | #NAME? | FALSE | 0 | TRUE | FALSE | #NAME? | #NAME? | #NAME? | #NAME? | #NAME? | #NAME? | #NAME? | #NAME? | #NAME? | #NAME? |  |  | 1: 0; 2: 0; 3: 0; 4: 0 | 0 |  | 0 | 0 | 0 | 19695 | 0 | 0 | 0 |  | 0 | 1398 | 1398 | 1969-05-02 | #NAME? | #NAME? | #NAME?
1969-05-03 | 1969 | 5 | 123 | 3 | 7 | 1.1 | 2.5008 | 8.6667 | 10.4 | 10.4 | 4.05 | #NAME? | #NAME? | #NAME? | #NAME? | #NAME? | #NAME? | FALSE | 8.6 | TRUE | FALSE | #NAME? | #NAME? | #NAME? | #NAME? | #NAME? | #NAME? | #NAME? | #NAME? | #NAME? | #NAME? |  |  | 1: 0; 2: 0; 3: 0; 4: 0 | 0 |  | 0 | 0 | 0 | 19695 | 0 | 0 | 0 |  | 0 | 1399 | 1399 | 1969-05-03 | #NAME? | #NAME? | #NAME?
1969-05-04 | 1969 | 5 | 124 | 4 | 1 | 1.1 | 3.3448 | 7.8333 | 0.3 | 0.3 | 0 | #NAME? | #NAME? | #NAME? | #NAME? | #NAME? | #NAME? | TRUE | 19 | FALSE | FALSE | #NAME? | #NAME? | #NAME? | #NAME? | #NAME? | #NAME? | #NAME? | #NAME? | #NAME? | #NAME? |  |  | 1: 0; 2: 0; 3: 0; 4: 0 | 0 |  | 0 | 0 | 0 | 19695 | 0 | 0 | 0 |  | 0 | 1400 | 1400 | 1969-05-04 | #NAME? | #NAME? | #NAME?
1969-05-05 | 1969 | 5 | 125 | 5 | 2 | 0 | 4.301 | 5.1667 | 0 | 0 | 0 | #NAME? | #NAME? | #NAME? | #NAME? | #NAME? | #NAME? | FALSE | 10.7 | FALSE | FALSE | #NAME? | #NAME? | #NAME? | #NAME? | #NAME? | #NAME? | #NAME? | #NAME? | #NAME? | #NAME? |  |  | 1: 0; 2: 0; 3: 0; 4: 0 | 0 |  | 0 | 0 | 0 | 19695 | 0 | 0 | 0 |  | 0 | 1401 | 1401 | 1969-05-05 | #NAME? | #NAME? | #NAME?
1969-05-06 | 1969 | 5 | 126 | 6 | 3 | 1.7 | 4.3995 | 5.6667 | 0 | 0 | 0 | #NAME? | #NAME? | #NAME? | #NAME? | #NAME? | #NAME? | TRUE | 0.3 | TRUE | FALSE | #NAME? | #NAME? | #NAME? | #NAME? | #NAME? | #NAME? | #NAME? | #NAME? | #NAME? | #NAME? |  |  | 1: 0; 2: 0; 3: 0; 4: 0 | 0 |  | 0 | 0 | 0 | 19695 | 0 | 0 | 0 |  | 0 | 1402 | 1402 | 1969-05-06 | #NAME? | #NAME? | #NAME?
1969-05-07 | 1969 | 5 | 127 | 7 | 4 | 0 | 3.8074 | 5.1667 | 0 | 0 | 0 | #NAME? | #NAME? | #NAME? | #NAME? | #NAME? | #NAME? | FALSE | 0 | TRUE | FALSE | #NAME? | #NAME? | #NAME? | #NAME? | #NAME? | #NAME? | #NAME? | #NAME? | #NAME? | #NAME? |  |  | 1: 0; 2: 0; 3: 0; 4: 0 | 0 |  | 0 | 0 | 0 | 19695 | 0 | 0 | 0 |  | 0 | 1403 | 1403 | 1969-05-07 | #NAME? | #NAME? | #NAME?
1969-05-08 | 1969 | 5 | 128 | 8 | 5 | 1.7 | 5.3975 | 5.5 | 0 | 0 | 0 | #NAME? | #NAME? | #NAME? | #NAME? | #NAME? | #NAME? | TRUE | 0 | TRUE | TRUE | #NAME? | #NAME? | #NAME? | #NAME? | #NAME? | #NAME? | #NAME? | #NAME? | #NAME? | #NAME? |  |  | 1: 0; 2: 0; 3: 0; 4: 0 | 0 |  | 0 | 0 | 0 | 19695 | 0 | 0 | 0 |  | 0 | 1404 | 1404 | 1969-05-08 | #NAME? | #NAME? | #NAME?
1969-05-09 | 1969 | 5 | 129 | 9 | 6 | 7.2 | 5.3286 | 21 | 0 | 0 | 0 | #NAME? | #NAME? | #NAME? | #NAME? | #NAME? | #NAME? | FALSE | 0 | TRUE | TRUE | #NAME? | #NAME? | #NAME? | #NAME? | #NAME? | #NAME? | #NAME? | #NAME? | #NAME? | #NAME? |  |  | 1: 0; 2: 0; 3: 0; 4: 11.5125 | 11.5125 |  | 337.6988 | 519.9489 | 536.0298 | 19695 | 11.5125 | 337.6988 | 552.3677 |  | 0 | 1405 | 1405 | 1969-05-09 | #NAME? | #NAME? | #NAME?
1969-05-10 | 1969 | 5 | 130 | 10 | 7 | 3.3 | 5.2549 | 6.6667 | 0 | 0 | 0 | #NAME? | #NAME? | #NAME? | #NAME? | #NAME? | #NAME? | FALSE | 0 | TRUE | TRUE | #NAME? | #NAME? | #NAME? | #NAME? | #NAME? | #NAME? | #NAME? | #NAME? | #NAME? | #NAME? |  |  | 1: 0; 2: 0; 3: 2.3348; 4: 0 | 2.3348 |  | 34.2431 | 52.7235 | 54.3541 | 19695 | 2.3348 | 34.2431 | 56.0108 |  | 0 | 1406 | 1406 | 1969-05-10 | #NAME? | #NAME? | #NAME?
1969-05-11 | 1969 | 5 | 131 | 11 | 1 | 5 | 5.4759 | 9 | 0 | 0 | 0 | #NAME? | #NAME? | #NAME? | #NAME? | #NAME? | #NAME? | TRUE | 0 | TRUE | TRUE | #NAME? | #NAME? | #NAME? | #NAME? | #NAME? | #NAME? | #NAME? | #NAME? | #NAME? | #NAME? |  |  | 1: 3.3827; 2: 5.5245; 3: 0; 4: 0 | 8.9072 |  | 211.6658 | 343.7061 | 355.7641 | 19695 | 8.9072 | 211.6658 | 346.2179 |  | 0 | 1407 | 1407 | 1969-05-11 | #NAME? | #NAME? | #NAME?
1969-05-12 | 1969 | 5 | 132 | 12 | 2 | 6.1 | 4.6426 | 8.3333 | 0.3 | 0.3 | 0 | #NAME? | #NAME? | #NAME? | #NAME? | #NAME? | #NAME? | FALSE | 0 | TRUE | TRUE | #NAME? | #NAME? | #NAME? | #NAME? | #NAME? | #NAME? | #NAME? | #NAME? | #NAME? | #NAME? |  |  | 1: 0; 2: 0; 3: 8.8335; 4: 8.1819 | 17.0154 |  | 369.5612 | 569.0069 | 586.605 | 19695 | 17.0154 | 369.5612 | 604.4844 |  | 0 | 1408 | 1408 | 1969-05-12 | #NAME? | #NAME? | #NAME?
1969-05-13 | 1969 | 5 | 133 | 13 | 3 | 6.1 | 5.489 | 6.3333 | 0 | 0 | 0 | #NAME? | #NAME? | #NAME? | #NAME? | #NAME? | #NAME? | TRUE | 0.3 | TRUE | FALSE | #NAME? | #NAME? | #NAME? | #NAME? | #NAME? | #NAME? | #NAME? | #NAME? | #NAME? | #NAME? |  |  | 1: 0; 2: 0; 3: 0; 4: 0 | 0 |  | 0 | 0 | 0 | 19695 | 0 | 0 | 0 |  | 0 | 1409 | 1409 | 1969-05-13 | #NAME? | #NAME? | #NAME?
1969-05-14 | 1969 | 5 | 134 | 14 | 4 | 2.2 | 3.2252 | 21 | 8.1 | 8.1 | 2.325 | #NAME? | #NAME? | #NAME? | #NAME? | #NAME? | #NAME? | FALSE | 0.3 | TRUE | FALSE | #NAME? | #NAME? | #NAME? | #NAME? | #NAME? | #NAME? | #NAME? | #NAME? | #NAME? | #NAME? |  |  | 1: 0; 2: 0; 3: 0; 4: 0 | 0 |  | 0 | 0 | 0 | 19695 | 0 | 0 | 0 |  | 0 | 1410 | 1410 | 1969-05-14 | #NAME? | #NAME? | #NAME?
1969-05-15 | 1969 | 5 | 135 | 15 | 5 | 2.2 | 1.9673 | 16.5 | 0.6 | 0.6 | 0 | #NAME? | #NAME? | #NAME? | #NAME? | #NAME? | #NAME? | TRUE | 8.1 | TRUE | FALSE | #NAME? | #NAME? | #NAME? | #NAME? | #NAME? | #NAME? | #NAME? | #NAME? | #NAME? | #NAME? |  |  | 1: 0; 2: 0; 3: 0; 4: 0 | 0 |  | 0 | 0 | 0 | 19695 | 0 | 0 | 0 |  | 0 | 1411 | 1411 | 1969-05-15 | #NAME? | #NAME? | #NAME?
1969-05-16 | 1969 | 5 | 136 | 16 | 6 | 1.7 | 2.0243 | 8.1667 | 0.5 | 0.5 | 0 | #NAME? | #NAME? | #NAME? | #NAME? | #NAME? | #NAME? | FALSE | 8.7 | TRUE | FALSE | #NAME? | #NAME? | #NAME? | #NAME? | #NAME? | #NAME? | #NAME? | #NAME? | #NAME? | #NAME? |  |  | 1: 0; 2: 0; 3: 0; 4: 0 | 0 |  | 0 | 0 | 0 | 19695 | 0 | 0 | 0 |  | 0 | 1412 | 1412 | 1969-05-16 | #NAME? | #NAME? | #NAME?
1969-05-17 | 1969 | 5 | 137 | 17 | 7 | 2.2 | 4.074 | 4.8333 | 0 | 0 | 0 | #NAME? | #NAME? | #NAME? | #NAME? | #NAME? | #NAME? | FALSE | 1.1 | TRUE | TRUE | #NAME? | #NAME? | #NAME? | #NAME? | #NAME? | #NAME? | #NAME? | #NAME? | #NAME? | #NAME? |  |  | 1: 0; 2: 0; 3: 0; 4: 0 | 0 |  | 0 | 0 | 0 | 19695 | 0 | 0 | 0 |  | 0 | 1413 | 1413 | 1969-05-17 | #NAME? | #NAME? | #NAME?
1969-05-18 | 1969 | 5 | 138 | 18 | 1 | 5 | 3.7525 | 29.8333 | 0 | 0 | 0 | #NAME? | #NAME? | #NAME? | #NAME? | #NAME? | #NAME? | TRUE | 0.5 | TRUE | TRUE | #NAME? | #NAME? | #NAME? | #NAME? | #NAME? | #NAME? | #NAME? | #NAME? | #NAME? | #NAME? |  |  | 1: 3.2318; 2: 5.9754; 3: 0; 4: 0 | 9.2071 |  | 222.6769 | 362.113 | 374.8568 | 19695 | 9.2071 | 222.6769 | 364.2285 |  | 0 | 1414 | 1414 | 1969-05-18 | #NAME? | #NAME? | #NAME?
1969-05-19 | 1969 | 5 | 139 | 19 | 2 | 3.3 | 2.4615 | 10.5 | 0.3 | 0.3 | 0 | #NAME? | #NAME? | #NAME? | #NAME? | #NAME? | #NAME? | FALSE | 0 | TRUE | TRUE | #NAME? | #NAME? | #NAME? | #NAME? | #NAME? | #NAME? | #NAME? | #NAME? | #NAME? | #NAME? |  |  | 1: 0; 2: 0; 3: 0; 4: 10.4761 | 10.4761 |  | 307.2981 | 473.1414 | 487.7747 | 19695 | 10.4761 | 307.2981 | 502.6418 |  | 0 | 1415 | 1415 | 1969-05-19 | #NAME? | #NAME? | #NAME?
1969-05-20 | 1969 | 5 | 140 | 20 | 3 | 3.3 | 3.5367 | 15.8333 | 0 | 0 | 0 | #NAME? | #NAME? | #NAME? | #NAME? | #NAME? | #NAME? | TRUE | 0.3 | TRUE | FALSE | #NAME? | #NAME? | #NAME? | #NAME? | #NAME? | #NAME? | #NAME? | #NAME? | #NAME? | #NAME? |  |  | 1: 0; 2: 0; 3: 0; 4: 0 | 0 |  | 0 | 0 | 0 | 19695 | 0 | 0 | 0 |  | 0 | 1416 | 1416 | 1969-05-20 | #NAME? | #NAME? | #NAME?
1969-05-21 | 1969 | 5 | 141 | 21 | 4 | 0 | 4.1795 | 8.8333 | 0 | 0 | 0 | #NAME? | #NAME? | #NAME? | #NAME? | #NAME? | #NAME? | FALSE | 0.3 | TRUE | TRUE | #NAME? | #NAME? | #NAME? | #NAME? | #NAME? | #NAME? | #NAME? | #NAME? | #NAME? | #NAME? |  |  | 1: 0; 2: 0; 3: 6.8229; 4: 4.2252 | 11.0481 |  | 224.0078 | 344.9008 | 355.5679 | 19695 | 11.0481 | 224.0078 | 366.4054 |  | 0 | 1417 | 1417 | 1969-05-21 | #NAME? | #NAME? | #NAME?
1969-05-22 | 1969 | 5 | 142 | 22 | 5 | 3.3 | 4.1115 | 4.8333 | 0 | 0 | 0 | #NAME? | #NAME? | #NAME? | #NAME? | #NAME? | #NAME? | TRUE | 0 | TRUE | TRUE | #NAME? | #NAME? | #NAME? | #NAME? | #NAME? | #NAME? | #NAME? | #NAME? | #NAME? | #NAME? |  |  | 1: 16.1532; 2: 28.9788; 3: 0; 4: 0 | 45.132 |  | 1086.9575 | 1766.9809 | 1829.1198 | 19695 | 45.132 | 1086.9575 | 1777.9164 |  | 0 | 1418 | 1418 | 1969-05-22 | #NAME? | #NAME? | #NAME?
1969-05-23 | 1969 | 5 | 143 | 23 | 6 | 4.4 | 5.2292 | 3.8333 | 0 | 0 | 0 | #NAME? | #NAME? | #NAME? | #NAME? | #NAME? | #NAME? | FALSE | 0 | TRUE | TRUE | #NAME? | #NAME? | #NAME? | #NAME? | #NAME? | #NAME? | #NAME? | #NAME? | #NAME? | #NAME? |  |  | 1: 0; 2: 0; 3: 0; 4: 4.56 | 4.56 |  | 133.7603 | 205.9484 | 212.318 | 19695 | 4.56 | 133.7603 | 218.7893 |  | 0 | 1419 | 1419 | 1969-05-23 | #NAME? | #NAME? | #NAME?
1969-05-24 | 1969 | 5 | 144 | 24 | 7 | 8.3 | 5.8231 | 12.6667 | 0 | 0 | 0 | #NAME? | #NAME? | #NAME? | #NAME? | #NAME? | #NAME? | FALSE | 0 | TRUE | TRUE | #NAME? | #NAME? | #NAME? | #NAME? | #NAME? | #NAME? | #NAME? | #NAME? | #NAME? | #NAME? |  |  | 1: 0; 2: 0; 3: 0; 4: 0 | 0 |  | 0 | 0 | 0 | 19695 | 0 | 0 | 0 |  | 0 | 1420 | 1420 | 1969-05-24 | #NAME? | #NAME? | #NAME?
1969-05-25 | 1969 | 5 | 145 | 25 | 1 | 11.1 | 6.4253 | 30 | 0 | 0 | 0 | #NAME? | #NAME? | #NAME? | #NAME? | #NAME? | #NAME? | TRUE | 0 | TRUE | TRUE | #NAME? | #NAME? | #NAME? | #NAME? | #NAME? | #NAME? | #NAME? | #NAME? | #NAME? | #NAME? |  |  | 1: 6.6867; 2: 8.7315; 3: 0; 4: 0 | 15.4183 |  | 354.1974 | 573.4972 | 593.491 | 19695 | 15.4183 | 354.1974 | 579.3542 |  | 0 | 1421 | 1421 | 1969-05-25 | #NAME? | #NAME? | #NAME?
1969-05-26 | 1969 | 5 | 146 | 26 | 2 | 7.8 | 5.5075 | 9.5 | 0.5 | 0.5 | 0 | #NAME? | #NAME? | #NAME? | #NAME? | #NAME? | #NAME? | FALSE | 0 | TRUE | TRUE | #NAME? | #NAME? | #NAME? | #NAME? | #NAME? | #NAME? | #NAME? | #NAME? | #NAME? | #NAME? |  |  | 1: 0; 2: 0; 3: 7.0201; 4: 9.6126 | 16.6327 |  | 384.9321 | 592.6732 | 611.0033 | 19695 | 16.6327 | 384.9321 | 629.6264 |  | 0 | 1422 | 1422 | 1969-05-26 | #NAME? | #NAME? | #NAME?
1969-05-27 | 1969 | 5 | 147 | 27 | 3 | 3.3 | 4.4228 | 6 | 0 | 0 | 0 | #NAME? | #NAME? | #NAME? | #NAME? | #NAME? | #NAME? | TRUE | 0.5 | TRUE | TRUE | #NAME? | #NAME? | #NAME? | #NAME? | #NAME? | #NAME? | #NAME? | #NAME? | #NAME? | #NAME? |  |  | 1: 0; 2: 0; 3: 0; 4: 0 | 0 |  | 0 | 0 | 0 | 19695 | 0 | 0 | 0 |  | 0 | 1423 | 1423 | 1969-05-27 | #NAME? | #NAME? | #NAME?
1969-05-28 | 1969 | 5 | 148 | 28 | 4 | 6.1 | 5.697 | 26 | 0 | 0 | 0 | #NAME? | #NAME? | #NAME? | #NAME? | #NAME? | #NAME? | FALSE | 0.5 | TRUE | TRUE | #NAME? | #NAME? | #NAME? | #NAME? | #NAME? | #NAME? | #NAME? | #NAME? | #NAME? | #NAME? |  |  | 1: 0; 2: 0; 3: 4.3117; 4: 4.7125 | 9.0242 |  | 201.4718 | 310.2026 | 319.7965 | 19695 | 9.0242 | 201.4718 | 329.5437 |  | 0 | 1424 | 1424 | 1969-05-28 | #NAME? | #NAME? | #NAME?
1969-05-29 | 1969 | 5 | 149 | 29 | 5 | 7.2 | 5.5267 | 5.1667 | 0 | 0 | 0 | #NAME? | #NAME? | #NAME? | #NAME? | #NAME? | #NAME? | TRUE | 0 | TRUE | TRUE | #NAME? | #NAME? | #NAME? | #NAME? | #NAME? | #NAME? | #NAME? | #NAME? | #NAME? | #NAME? |  |  | 1: 0; 2: 0; 3: 0; 4: 0 | 0 |  | 0 | 0 | 0 | 19695 | 0 | 0 | 0 |  | 0 | 1425 | 1425 | 1969-05-29 | #NAME? | #NAME? | #NAME?
1969-05-30 | 1969 | 5 | 150 | 30 | 6 | 5.6 | 4.7022 | 20.8333 | 0 | 0 | 0 | #NAME? | #NAME? | #NAME? | #NAME? | #NAME? | #NAME? | FALSE | 0 | TRUE | TRUE | #NAME? | #NAME? | #NAME? | #NAME? | #NAME? | #NAME? | #NAME? | #NAME? | #NAME? | #NAME? |  |  | 1: 0; 2: 0; 3: 0; 4: 6.173 | 6.173 |  | 181.0758 | 278.7992 | 287.4219 | 19695 | 6.173 | 181.0758 | 296.1823 |  | 0 | 1426 | 1426 | 1969-05-30 | #NAME? | #NAME? | #NAME?
1969-05-31 | 1969 | 5 | 151 | 31 | 7 | 5 | 4.5512 | 18.8333 | 0 | 0 | 0 | #NAME? | #NAME? | #NAME? | #NAME? | #NAME? | #NAME? | FALSE | 0 | TRUE | TRUE | #NAME? | #NAME? | #NAME? | #NAME? | #NAME? | #NAME? | #NAME? | #NAME? | #NAME? | #NAME? |  |  | 1: 0; 2: 0; 3: 8.5244; 4: 0 | 8.5244 |  | 125.0239 | 192.4971 | 198.4506 | 19695 | 8.5244 | 125.0239 | 204.4993 |  | 0 | 1427 | 1427 | 1969-05-31 | #NAME? | #NAME? | #NAME?
1969-06-01 | 1969 | 6 | 152 | 1 | 1 | 7.2 | 5.3844 | 4.1667 | 0 | 0 | 0 | #NAME? | #NAME? | #NAME? | #NAME? | #NAME? | #NAME? | TRUE | 0 | TRUE | TRUE | #NAME? | #NAME? | #NAME? | #NAME? | #NAME? | #NAME? | #NAME? | #NAME? | #NAME? | #NAME? |  |  | 1: 17.0936; 2: 28.8924; 3: 0; 4: 0 | 45.9861 |  | 1098.218 | 1784.0403 | 1846.6845 | 19696 | 45.9861 | 1098.218 | 1796.3351 |  | 0 | 1428 | 1428 | 1969-06-01 | #NAME? | #NAME? | #NAME?
1969-06-02 | 1969 | 6 | 153 | 2 | 2 | 6.1 | 5.7624 | 2.8333 | 0 | 0 | 0 | #NAME? | #NAME? | #NAME? | #NAME? | #NAME? | #NAME? | FALSE | 0 | TRUE | TRUE | #NAME? | #NAME? | #NAME? | #NAME? | #NAME? | #NAME? | #NAME? | #NAME? | #NAME? | #NAME? |  |  | 1: 0; 2: 0; 3: 1.1779; 4: 8.0508 | 9.2287 |  | 253.4321 | 390.205 | 402.2732 | 19696 | 9.2287 | 253.4321 | 414.5342 |  | 0 | 1429 | 1429 | 1969-06-02 | #NAME? | #NAME? | #NAME?
1969-06-03 | 1969 | 6 | 154 | 3 | 3 | 10 | 6.4262 | 11.8333 | 0 | 0 | 0 | #NAME? | #NAME? | #NAME? | #NAME? | #NAME? | #NAME? | TRUE | 0 | TRUE | TRUE | #NAME? | #NAME? | #NAME? | #NAME? | #NAME? | #NAME? | #NAME? | #NAME? | #NAME? | #NAME? |  |  | 1: 4.465; 2: 6.5098; 3: 0; 4: 0 | 10.9748 |  | 256.4412 | 415.822 | 430.365 | 19696 | 10.9748 | 256.4412 | 419.4561 |  | 0 | 1430 | 1430 | 1969-06-03 | #NAME? | #NAME? | #NAME?
1969-06-04 | 1969 | 6 | 155 | 4 | 4 | 12.2 | 7.8429 | 5.5 | 0 | 0 | 0 | #NAME? | #NAME? | #NAME? | #NAME? | #NAME? | #NAME? | FALSE | 0 | TRUE | TRUE | #NAME? | #NAME? | #NAME? | #NAME? | #NAME? | #NAME? | #NAME? | #NAME? | #NAME? | #NAME? |  |  | 1: 0; 2: 0; 3: 2.2014; 4: 6.2333 | 8.4347 |  | 215.132 | 331.235 | 341.4794 | 19696 | 8.4347 | 215.132 | 351.8875 |  | 0 | 1431 | 1431 | 1969-06-04 | #NAME? | #NAME? | #NAME?
1969-06-05 | 1969 | 6 | 156 | 5 | 5 | 10.6 | 7.1092 | 12 | 0 | 0 | 0 | #NAME? | #NAME? | #NAME? | #NAME? | #NAME? | #NAME? | TRUE | 0 | TRUE | TRUE | #NAME? | #NAME? | #NAME? | #NAME? | #NAME? | #NAME? | #NAME? | #NAME? | #NAME? | #NAME? |  |  | 1: 7.779; 2: 8.5969; 3: 0; 4: 0 | 16.376 |  | 366.2695 | 591.6505 | 612.171 | 19696 | 16.376 | 366.2695 | 599.1003 |  | 0 | 1432 | 1432 | 1969-06-05 | #NAME? | #NAME? | #NAME?
1969-06-06 | 1969 | 6 | 157 | 6 | 6 | 8.3 | 4.2895 | 8.5 | 6.1 | 6.1 | 0.825 | #NAME? | #NAME? | #NAME? | #NAME? | #NAME? | #NAME? | FALSE | 0 | TRUE | TRUE | #NAME? | #NAME? | #NAME? | #NAME? | #NAME? | #NAME? | #NAME? | #NAME? | #NAME? | #NAME? |  |  | 1: 0; 2: 0; 3: 0; 4: 8.2237 | 8.2237 |  | 241.2278 | 371.4142 | 382.9012 | 19696 | 8.2237 | 241.2278 | 394.5718 |  | 0 | 1433 | 1433 | 1969-06-06 | #NAME? | #NAME? | #NAME?
1969-06-07 | 1969 | 6 | 158 | 7 | 7 | 8.3 | 3.3058 | 14.5 | 4.1 | 4.1 | 0 | #NAME? | #NAME? | #NAME? | #NAME? | #NAME? | #NAME? | FALSE | 6.1 | TRUE | TRUE | #NAME? | #NAME? | #NAME? | #NAME? | #NAME? | #NAME? | #NAME? | #NAME? | #NAME? | #NAME? |  |  | 1: 0; 2: 0; 3: 10.8586; 4: 0 | 10.8586 |  | 159.2594 | 245.2088 | 252.7926 | 19696 | 10.8586 | 159.2594 | 260.4976 |  | 0 | 1434 | 1434 | 1969-06-07 | #NAME? | #NAME? | #NAME?
1969-06-08 | 1969 | 6 | 159 | 8 | 1 | 3.3 | 4.1098 | 0 | 0 | 0 | 0 | #NAME? | #NAME? | #NAME? | #NAME? | #NAME? | #NAME? | TRUE | 10.2 | FALSE | TRUE | #NAME? | #NAME? | #NAME? | #NAME? | #NAME? | #NAME? | #NAME? | #NAME? | #NAME? | #NAME? |  |  | 1: 0; 2: 0; 3: 0; 4: 0 | 0 |  | 0 | 0 | 0 | 19696 | 0 | 0 | 0 |  | 0 | 1435 | 1435 | 1969-06-08 | #NAME? | #NAME? | #NAME?
1969-06-09 | 1969 | 6 | 160 | 9 | 2 | 8.3 | 6.0251 | 5.8333 | 0 | 0 | 0 | #NAME? | #NAME? | #NAME? | #NAME? | #NAME? | #NAME? | FALSE | 4.1 | TRUE | TRUE | #NAME? | #NAME? | #NAME? | #NAME? | #NAME? | #NAME? | #NAME? | #NAME? | #NAME? | #NAME? |  |  | 1: 0; 2: 0; 3: 0; 4: 6.3586 | 6.3586 |  | 186.5181 | 287.1786 | 296.0604 | 19696 | 6.3586 | 186.5181 | 305.0842 |  | 0 | 1436 | 1436 | 1969-06-09 | #NAME? | #NAME? | #NAME?
1969-06-10 | 1969 | 6 | 161 | 10 | 3 | 6.1 | 4.6097 | 14 | 0 | 0 | 0 | #NAME? | #NAME? | #NAME? | #NAME? | #NAME? | #NAME? | TRUE | 0 | TRUE | FALSE | #NAME? | #NAME? | #NAME? | #NAME? | #NAME? | #NAME? | #NAME? | #NAME? | #NAME? | #NAME? |  |  | 1: 0; 2: 0; 3: 0; 4: 0 | 0 |  | 0 | 0 | 0 | 19696 | 0 | 0 | 0 |  | 0 | 1437 | 1437 | 1969-06-10 | #NAME? | #NAME? | #NAME?
1969-06-11 | 1969 | 6 | 162 | 11 | 4 | 0 | 3.8896 | 5.6667 | 5.8 | 5.8 | 0.6 | #NAME? | #NAME? | #NAME? | #NAME? | #NAME? | #NAME? | FALSE | 0 | TRUE | FALSE | #NAME? | #NAME? | #NAME? | #NAME? | #NAME? | #NAME? | #NAME? | #NAME? | #NAME? | #NAME? |  |  | 1: 0; 2: 0; 3: 0; 4: 0 | 0 |  | 0 | 0 | 0 | 19696 | 0 | 0 | 0 |  | 0 | 1438 | 1438 | 1969-06-11 | #NAME? | #NAME? | #NAME?
1969-06-12 | 1969 | 6 | 163 | 12 | 5 | -0.6 | 2.9539 | 1.6667 | 0 | 0 | 0 | #NAME? | #NAME? | #NAME? | #NAME? | #NAME? | #NAME? | TRUE | 5.8 | TRUE | FALSE | #NAME? | #NAME? | #NAME? | #NAME? | #NAME? | #NAME? | #NAME? | #NAME? | #NAME? | #NAME? |  |  | 1: 0; 2: 0; 3: 0; 4: 0 | 0 |  | 0 | 0 | 0 | 19696 | 0 | 0 | 0 |  | 0 | 1439 | 1439 | 1969-06-12 | #NAME? | #NAME? | #NAME?
1969-06-13 | 1969 | 6 | 164 | 13 | 6 | -1.7 | 3.9628 | 2.1667 | 0 | 0 | 0 | #NAME? | #NAME? | #NAME? | #NAME? | #NAME? | #NAME? | FALSE | 5.8 | TRUE | FALSE | #NAME? | #NAME? | #NAME? | #NAME? | #NAME? | #NAME? | #NAME? | #NAME? | #NAME? | #NAME? |  |  | 1: 0; 2: 0; 3: 0; 4: 0 | 0 |  | 0 | 0 | 0 | 19696 | 0 | 0 | 0 |  | 0 | 1440 | 1440 | 1969-06-13 | #NAME? | #NAME? | #NAME?
1969-06-14 | 1969 | 6 | 165 | 14 | 7 | 1.1 | 4.8381 | 5.1667 | 0 | 0 | 0 | #NAME? | #NAME? | #NAME? | #NAME? | #NAME? | #NAME? | FALSE | 0 | TRUE | TRUE | #NAME? | #NAME? | #NAME? | #NAME? | #NAME? | #NAME? | #NAME? | #NAME? | #NAME? | #NAME? |  |  | 1: 0; 2: 0; 3: 4.5508; 4: 0 | 4.5508 |  | 66.7455 | 102.7669 | 105.9453 | 19696 | 4.5508 | 66.7455 | 109.1744 |  | 0 | 1441 | 1441 | 1969-06-14 | #NAME? | #NAME? | #NAME?
1969-06-15 | 1969 | 6 | 166 | 15 | 1 | 7.2 | 6.6263 | 17 | 0 | 0 | 0 | #NAME? | #NAME? | #NAME? | #NAME? | #NAME? | #NAME? | TRUE | 0 | TRUE | TRUE | #NAME? | #NAME? | #NAME? | #NAME? | #NAME? | #NAME? | #NAME? | #NAME? | #NAME? | #NAME? |  |  | 1: 17.0381; 2: 30.3168; 3: 0; 4: 0 | 47.355 |  | 1139.1863 | 1851.7098 | 1916.8151 | 19696 | 47.355 | 1139.1863 | 1863.3461 |  | 0 | 1442 | 1442 | 1969-06-15 | #NAME? | #NAME? | #NAME?
1969-06-16 | 1969 | 6 | 167 | 16 | 2 | 3.3 | 5.8869 | 1 | 0 | 0 | 0 | #NAME? | #NAME? | #NAME? | #NAME? | #NAME? | #NAME? | FALSE | 0 | TRUE | TRUE | #NAME? | #NAME? | #NAME? | #NAME? | #NAME? | #NAME? | #NAME? | #NAME? | #NAME? | #NAME? |  |  | 1: 0; 2: 0; 3: 0; 4: 12.0853 | 12.0853 |  | 354.501 | 545.819 | 562.7 | 19696 | 12.0853 | 354.501 | 579.8507 |  | 0 | 1443 | 1443 | 1969-06-16 | #NAME? | #NAME? | #NAME?
1969-06-17 | 1969 | 6 | 168 | 17 | 3 | 9.4 | 6.6782 | 12.3333 | 0 | 0 | 0 | #NAME? | #NAME? | #NAME? | #NAME? | #NAME? | #NAME? | TRUE | 0 | TRUE | TRUE | #NAME? | #NAME? | #NAME? | #NAME? | #NAME? | #NAME? | #NAME? | #NAME? | #NAME? | #NAME? |  |  | 1: 4.5173; 2: 6.5621; 3: 0; 4: 0 | 11.0794 |  | 258.7427 | 419.5342 | 434.2056 | 19696 | 11.0794 | 258.7427 | 423.2207 |  | 0 | 1444 | 1444 | 1969-06-17 | #NAME? | #NAME? | #NAME?
1969-06-18 | 1969 | 6 | 169 | 18 | 4 | 16.7 | 8.7145 | 14.8333 | 0 | 0 | 0 | #NAME? | #NAME? | #NAME? | #NAME? | #NAME? | #NAME? | FALSE | 0 | TRUE | TRUE | #NAME? | #NAME? | #NAME? | #NAME? | #NAME? | #NAME? | #NAME? | #NAME? | #NAME? | #NAME? |  |  | 1: 0; 2: 0; 3: 0; 4: 5.953 | 5.953 |  | 174.6217 | 268.862 | 277.1773 | 19696 | 5.953 | 174.6217 | 285.6255 |  | 0 | 1445 | 1445 | 1969-06-18 | #NAME? | #NAME? | #NAME?
1969-06-19 | 1969 | 6 | 170 | 19 | 5 | 6.7 | 3.0546 | 21.5 | 9.7 | 9.7 | 3.525 | #NAME? | #NAME? | #NAME? | #NAME? | #NAME? | #NAME? | TRUE | 0 | TRUE | TRUE | #NAME? | #NAME? | #NAME? | #NAME? | #NAME? | #NAME? | #NAME? | #NAME? | #NAME? | #NAME? |  |  | 1: 0; 2: 0; 3: 0; 4: 0 | 0 |  | 0 | 0 | 0 | 19696 | 0 | 0 | 0 |  | 0 | 1446 | 1446 | 1969-06-19 | #NAME? | #NAME? | #NAME?
1969-06-20 | 1969 | 6 | 171 | 20 | 6 | 6.7 | 2.4636 | 16.3333 | 5.2 | 5.2 | 0.15 | #NAME? | #NAME? | #NAME? | #NAME? | #NAME? | #NAME? | FALSE | 9.7 | TRUE | TRUE | #NAME? | #NAME? | #NAME? | #NAME? | #NAME? | #NAME? | #NAME? | #NAME? | #NAME? | #NAME? |  |  | 1: 0; 2: 0; 3: 0; 4: 2.948 | 2.948 |  | 86.4738 | 133.1421 | 137.2599 | 19696 | 2.948 | 86.4738 | 141.4435 |  | 0 | 1447 | 1447 | 1969-06-20 | #NAME? | #NAME? | #NAME?
1969-06-21 | 1969 | 6 | 172 | 21 | 7 | 8.9 | 3.0905 | 4.5 | 1 | 1 | 0 | #NAME? | #NAME? | #NAME? | #NAME? | #NAME? | #NAME? | FALSE | 14.9 | FALSE | TRUE | #NAME? | #NAME? | #NAME? | #NAME? | #NAME? | #NAME? | #NAME? | #NAME? | #NAME? | #NAME? |  |  | 1: 0; 2: 0; 3: 0; 4: 0 | 0 |  | 0 | 0 | 0 | 19696 | 0 | 0 | 0 |  | 0 | 1448 | 1448 | 1969-06-21 | #NAME? | #NAME? | #NAME?
1969-06-22 | 1969 | 6 | 173 | 22 | 1 | 10 | 3.6777 | 13.6667 | 5.1 | 5.1 | 0.075 | #NAME? | #NAME? | #NAME? | #NAME? | #NAME? | #NAME? | TRUE | 6.2 | TRUE | TRUE | #NAME? | #NAME? | #NAME? | #NAME? | #NAME? | #NAME? | #NAME? | #NAME? | #NAME? | #NAME? |  |  | 1: 11.2696; 2: 14.0005; 3: 0; 4: 0 | 25.2701 |  | 575.9694 | 931.9399 | 964.3814 | 19696 | 25.2701 | 575.9694 | 942.1025 |  | 0 | 1449 | 1449 | 1969-06-22 | #NAME? | #NAME? | #NAME?
1969-06-23 | 1969 | 6 | 174 | 23 | 2 | 8.3 | 4.2729 | 4.1667 | 1.3 | 1.3 | 0 | #NAME? | #NAME? | #NAME? | #NAME? | #NAME? | #NAME? | FALSE | 6.1 | TRUE | TRUE | #NAME? | #NAME? | #NAME? | #NAME? | #NAME? | #NAME? | #NAME? | #NAME? | #NAME? | #NAME? |  |  | 1: 0; 2: 0; 3: 0; 4: 5.9275 | 5.9275 |  | 173.8733 | 267.7097 | 275.9894 | 19696 | 5.9275 | 173.8733 | 284.4014 |  | 0 | 1450 | 1450 | 1969-06-23 | #NAME? | #NAME? | #NAME?
1969-06-24 | 1969 | 6 | 175 | 24 | 3 | 9.4 | 3.0551 | 24.6667 | 17.4 | 17.4 | 9.3 | #NAME? | #NAME? | #NAME? | #NAME? | #NAME? | #NAME? | TRUE | 6.4 | TRUE | TRUE | #NAME? | #NAME? | #NAME? | #NAME? | #NAME? | #NAME? | #NAME? | #NAME? | #NAME? | #NAME? |  |  | 1: 1.3813; 2: 1.9614; 3: 0; 4: 0 | 3.3427 |  | 77.7937 | 126.1001 | 130.507 | 19696 | 3.3427 | 77.7937 | 127.2457 |  | 0 | 1451 | 1451 | 1969-06-24 | #NAME? | #NAME? | #NAME?
1969-06-25 | 1969 | 6 | 176 | 25 | 4 | 9.4 | 2.9548 | 26 | 30.5 | 30.5 | 19.125 | #NAME? | #NAME? | #NAME? | #NAME? | #NAME? | #NAME? | FALSE | 18.7 | FALSE | TRUE | #NAME? | #NAME? | #NAME? | #NAME? | #NAME? | #NAME? | #NAME? | #NAME? | #NAME? | #NAME? |  |  | 1: 0; 2: 0; 3: 0; 4: 0 | 0 |  | 0 | 0 | 0 | 19696 | 0 | 0 | 0 |  | 0 | 1452 | 1452 | 1969-06-25 | #NAME? | #NAME? | #NAME?
1969-06-26 | 1969 | 6 | 177 | 26 | 5 | 10 | 3.5251 | 14.1667 | 2.5 | 2.5 | 0 | #NAME? | #NAME? | #NAME? | #NAME? | #NAME? | #NAME? | TRUE | 47.9 | FALSE | TRUE | #NAME? | #NAME? | #NAME? | #NAME? | #NAME? | #NAME? | #NAME? | #NAME? | #NAME? | #NAME? |  |  | 1: 0; 2: 0; 3: 0; 4: 0 | 0 |  | 0 | 0 | 0 | 19696 | 0 | 0 | 0 |  | 0 | 1453 | 1453 | 1969-06-26 | #NAME? | #NAME? | #NAME?
1969-06-27 | 1969 | 6 | 178 | 27 | 6 | 6.7 | 4.5893 | 17.3333 | 0.3 | 0.3 | 0 | #NAME? | #NAME? | #NAME? | #NAME? | #NAME? | #NAME? | FALSE | 33 | FALSE | TRUE | #NAME? | #NAME? | #NAME? | #NAME? | #NAME? | #NAME? | #NAME? | #NAME? | #NAME? | #NAME? |  |  | 1: 0; 2: 0; 3: 0; 4: 0 | 0 |  | 0 | 0 | 0 | 19696 | 0 | 0 | 0 |  | 0 | 1454 | 1454 | 1969-06-27 | #NAME? | #NAME? | #NAME?
1969-06-28 | 1969 | 6 | 179 | 28 | 7 | 7.2 | 2.9412 | 12.6667 | 28.5 | 28.5 | 17.625 | #NAME? | #NAME? | #NAME? | #NAME? | #NAME? | #NAME? | FALSE | 2.8 | TRUE | TRUE | #NAME? | #NAME? | #NAME? | #NAME? | #NAME? | #NAME? | #NAME? | #NAME? | #NAME? | #NAME? |  |  | 1: 0; 2: 0; 3: 0; 4: 0 | 0 |  | 0 | 0 | 0 | 19696 | 0 | 0 | 0 |  | 0 | 1455 | 1455 | 1969-06-28 | #NAME? | #NAME? | #NAME?
1969-06-29 | 1969 | 6 | 180 | 29 | 1 | 10 | 3.3548 | 17 | 9 | 9 | 3 | #NAME? | #NAME? | #NAME? | #NAME? | #NAME? | #NAME? | TRUE | 28.8 | FALSE | TRUE | #NAME? | #NAME? | #NAME? | #NAME? | #NAME? | #NAME? | #NAME? | #NAME? | #NAME? | #NAME? |  |  | 1: 0; 2: 0; 3: 0; 4: 0 | 0 |  | 0 | 0 | 0 | 19696 | 0 | 0 | 0 |  | 0 | 1456 | 1456 | 1969-06-29 | #NAME? | #NAME? | #NAME?
1969-06-30 | 1969 | 6 | 181 | 30 | 2 | 7.2 | 3.3426 | 19.5 | 0.5 | 0.5 | 0 | #NAME? | #NAME? | #NAME? | #NAME? | #NAME? | #NAME? | FALSE | 37.5 | FALSE | TRUE | #NAME? | #NAME? | #NAME? | #NAME? | #NAME? | #NAME? | #NAME? | #NAME? | #NAME? | #NAME? |  |  | 1: 0; 2: 0; 3: 0; 4: 0 | 0 |  | 0 | 0 | 0 | 19696 | 0 | 0 | 0 |  | 0 | 1457 | 1457 | 1969-06-30 | #NAME? | #NAME? | #NAME?
1969-07-01 | 1969 | 7 | 182 | 1 | 3 | 6.1 | 3.5554 | 1 | 2.6 | 2.6 | 0 | #NAME? | #NAME? | #NAME? | #NAME? | #NAME? | #NAME? | TRUE | 9.5 | TRUE | TRUE | #NAME? | #NAME? | #NAME? | #NAME? | #NAME? | #NAME? | #NAME? | #NAME? | #NAME? | #NAME? |  |  | 1: 4.5982; 2: 7.3246; 3: 0; 4: 0 | 11.9229 |  | 282.2968 | 458.258 | 474.3241 | 19697 | 11.9229 | 282.2968 | 461.7477 |  | 0 | 1458 | 1458 | 1969-07-01 | #NAME? | #NAME? | #NAME?
1969-07-02 | 1969 | 7 | 183 | 2 | 4 | 7.8 | 4.6508 | 5.3333 | 0.5 | 0.5 | 0 | #NAME? | #NAME? | #NAME? | #NAME? | #NAME? | #NAME? | FALSE | 3.1 | TRUE | TRUE | #NAME? | #NAME? | #NAME? | #NAME? | #NAME? | #NAME? | #NAME? | #NAME? | #NAME? | #NAME? |  |  | 1: 0; 2: 0; 3: 5.3775; 4: 6.0739 | 11.4514 |  | 257.0379 | 395.7568 | 407.9967 | 19697 | 11.4514 | 257.0379 | 420.4322 |  | 0 | 1459 | 1459 | 1969-07-02 | #NAME? | #NAME? | #NAME?
1969-07-03 | 1969 | 7 | 184 | 3 | 5 | 8.9 | 4.3273 | 7.5 | 9.7 | 9.7 | 3.525 | #NAME? | #NAME? | #NAME? | #NAME? | #NAME? | #NAME? | TRUE | 3.1 | TRUE | TRUE | #NAME? | #NAME? | #NAME? | #NAME? | #NAME? | #NAME? | #NAME? | #NAME? | #NAME? | #NAME? |  |  | 1: 0; 2: 0; 3: 0; 4: 0 | 0 |  | 0 | 0 | 0 | 19697 | 0 | 0 | 0 |  | 0 | 1460 | 1460 | 1969-07-03 | #NAME? | #NAME? | #NAME?
1969-07-04 | 1969 | 7 | 185 | 4 | 6 | 10 | 3.3182 | 24.6667 | 10.9 | 10.9 | 4.425 | #NAME? | #NAME? | #NAME? | #NAME? | #NAME? | #NAME? | FALSE | 10.2 | FALSE | TRUE | #NAME? | #NAME? | #NAME? | #NAME? | #NAME? | #NAME? | #NAME? | #NAME? | #NAME? | #NAME? |  |  | 1: 0; 2: 0; 3: 0; 4: 0 | 0 |  | 0 | 0 | 0 | 19697 | 0 | 0 | 0 |  | 0 | 1461 | 1461 | 1969-07-04 | #NAME? | #NAME? | #NAME?
1969-07-05 | 1969 | 7 | 186 | 5 | 7 | 8.3 | 3.3578 | 2.8333 | 1 | 1 | 0 | #NAME? | #NAME? | #NAME? | #NAME? | #NAME? | #NAME? | FALSE | 20.6 | FALSE | TRUE | #NAME? | #NAME? | #NAME? | #NAME? | #NAME? | #NAME? | #NAME? | #NAME? | #NAME? | #NAME? |  |  | 1: 0; 2: 0; 3: 0; 4: 0 | 0 |  | 0 | 0 | 0 | 19697 | 0 | 0 | 0 |  | 0 | 1462 | 1462 | 1969-07-05 | #NAME? | #NAME? | #NAME?
1969-07-06 | 1969 | 7 | 187 | 6 | 1 | 8.3 | 3.5664 | 22.8333 | 5.8 | 5.8 | 0.6 | #NAME? | #NAME? | #NAME? | #NAME? | #NAME? | #NAME? | TRUE | 11.9 | FALSE | TRUE | #NAME? | #NAME? | #NAME? | #NAME? | #NAME? | #NAME? | #NAME? | #NAME? | #NAME? | #NAME? |  |  | 1: 0; 2: 0; 3: 0; 4: 0 | 0 |  | 0 | 0 | 0 | 19697 | 0 | 0 | 0 |  | 0 | 1463 | 1463 | 1969-07-06 | #NAME? | #NAME? | #NAME?
1969-07-07 | 1969 | 7 | 188 | 7 | 2 | 5.6 | 3.5297 | 7.5 | 1.5 | 1.5 | 0 | #NAME? | #NAME? | #NAME? | #NAME? | #NAME? | #NAME? | FALSE | 6.8 | TRUE | TRUE | #NAME? | #NAME? | #NAME? | #NAME? | #NAME? | #NAME? | #NAME? | #NAME? | #NAME? | #NAME? |  |  | 1: 0; 2: 0; 3: 6.1363; 4: 5.4883 | 11.6246 |  | 250.989 | 386.4434 | 398.3952 | 19697 | 11.6246 | 250.989 | 410.5381 |  | 0 | 1464 | 1464 | 1969-07-07 | #NAME? | #NAME? | #NAME?
1969-07-08 | 1969 | 7 | 189 | 8 | 3 | 10 | 4.1439 | 2.8333 | 0 | 0 | 0 | #NAME? | #NAME? | #NAME? | #NAME? | #NAME? | #NAME? | TRUE | 7.3 | TRUE | TRUE | #NAME? | #NAME? | #NAME? | #NAME? | #NAME? | #NAME? | #NAME? | #NAME? | #NAME? | #NAME? |  |  | 1: 6.608; 2: 8.5146; 3: 0; 4: 0 | 15.1226 |  | 346.6796 | 561.2229 | 580.781 | 19697 | 15.1226 | 346.6796 | 567.0574 |  | 0 | 1465 | 1465 | 1969-07-08 | #NAME? | #NAME? | #NAME?
1969-07-09 | 1969 | 7 | 190 | 9 | 4 | 10.6 | 5.2405 | 5.8333 | 0 | 0 | 0 | #NAME? | #NAME? | #NAME? | #NAME? | #NAME? | #NAME? | FALSE | 1.5 | TRUE | TRUE | #NAME? | #NAME? | #NAME? | #NAME? | #NAME? | #NAME? | #NAME? | #NAME? | #NAME? | #NAME? |  |  | 1: 0; 2: 0; 3: 1.0414; 4: 4.5592 | 5.6006 |  | 149.0095 | 229.4273 | 236.523 | 19697 | 5.6006 | 149.0095 | 243.7321 |  | 0 | 1466 | 1466 | 1969-07-09 | #NAME? | #NAME? | #NAME?
1969-07-10 | 1969 | 7 | 191 | 10 | 5 | 12.8 | 6.2878 | 9.5 | 0 | 0 | 0 | #NAME? | #NAME? | #NAME? | #NAME? | #NAME? | #NAME? | TRUE | 0 | TRUE | TRUE | #NAME? | #NAME? | #NAME? | #NAME? | #NAME? | #NAME? | #NAME? | #NAME? | #NAME? | #NAME? |  |  | 1: 4.2739; 2: 4.8982; 3: 0; 4: 0 | 9.1721 |  | 206.3651 | 333.5259 | 345.1071 | 19697 | 9.1721 | 206.3651 | 337.5477 |  | 0 | 1467 | 1467 | 1969-07-10 | #NAME? | #NAME? | #NAME?
1969-07-11 | 1969 | 7 | 192 | 11 | 6 | 12.2 | 5.2572 | 10.3333 | 0 | 0 | 0 | #NAME? | #NAME? | #NAME? | #NAME? | #NAME? | #NAME? | FALSE | 0 | TRUE | TRUE | #NAME? | #NAME? | #NAME? | #NAME? | #NAME? | #NAME? | #NAME? | #NAME? | #NAME? | #NAME? |  |  | 1: 0; 2: 0; 3: 0; 4: 6.3406 | 6.3406 |  | 185.9902 | 286.3659 | 295.2226 | 19697 | 6.3406 | 185.9902 | 304.2208 |  | 0 | 1468 | 1468 | 1969-07-11 | #NAME? | #NAME? | #NAME?
1969-07-12 | 1969 | 7 | 193 | 12 | 7 | 8.9 | 5.2735 | 14 | 0 | 0 | 0 | #NAME? | #NAME? | #NAME? | #NAME? | #NAME? | #NAME? | FALSE | 0 | TRUE | TRUE | #NAME? | #NAME? | #NAME? | #NAME? | #NAME? | #NAME? | #NAME? | #NAME? | #NAME? | #NAME? |  |  | 1: 0; 2: 0; 3: 6.8124; 4: 0 | 6.8124 |  | 99.9153 | 153.8378 | 158.5957 | 19697 | 6.8124 | 99.9153 | 163.4296 |  | 0 | 1469 | 1469 | 1969-07-12 | #NAME? | #NAME? | #NAME?
1969-07-13 | 1969 | 7 | 194 | 13 | 1 | 7.2 | 4.9409 | 9 | 0 | 0 | 0 | #NAME? | #NAME? | #NAME? | #NAME? | #NAME? | #NAME? | TRUE | 0 | TRUE | TRUE | #NAME? | #NAME? | #NAME? | #NAME? | #NAME? | #NAME? | #NAME? | #NAME? | #NAME? | #NAME? |  |  | 1: 15.7865; 2: 19.1203; 3: 0; 4: 0 | 34.9068 |  | 792.3974 | 1281.6737 | 1326.255 | 19697 | 34.9068 | 792.3974 | 1296.1099 |  | 0 | 1470 | 1470 | 1969-07-13 | #NAME? | #NAME? | #NAME?
1969-07-14 | 1969 | 7 | 195 | 14 | 2 | 7.8 | 4.6426 | 4.8333 | 1.3 | 1.3 | 0 | #NAME? | #NAME? | #NAME? | #NAME? | #NAME? | #NAME? | FALSE | 0 | TRUE | TRUE | #NAME? | #NAME? | #NAME? | #NAME? | #NAME? | #NAME? | #NAME? | #NAME? | #NAME? | #NAME? |  |  | 1: 0; 2: 0; 3: 1.5111; 4: 8.5094 | 10.0205 |  | 271.7722 | 418.4429 | 431.3845 | 19697 | 10.0205 | 271.7722 | 444.5328 |  | 0 | 1471 | 1471 | 1969-07-14 | #NAME? | #NAME? | #NAME?
1969-07-15 | 1969 | 7 | 196 | 15 | 3 | 8.3 | 4.0527 | 15.6667 | 1.1 | 1.1 | 0 | #NAME? | #NAME? | #NAME? | #NAME? | #NAME? | #NAME? | TRUE | 1.3 | TRUE | TRUE | #NAME? | #NAME? | #NAME? | #NAME? | #NAME? | #NAME? | #NAME? | #NAME? | #NAME? | #NAME? |  |  | 1: 1.3316; 2: 2.0132; 3: 0; 4: 0 | 3.3447 |  | 78.5826 | 127.4816 | 131.9447 | 19697 | 3.3447 | 78.5826 | 128.5362 |  | 0 | 1472 | 1472 | 1969-07-15 | #NAME? | #NAME? | #NAME?
1969-07-16 | 1969 | 7 | 197 | 16 | 4 | 7.2 | 4.0759 | 11.1667 | 6.1 | 6.1 | 0.825 | #NAME? | #NAME? | #NAME? | #NAME? | #NAME? | #NAME? | FALSE | 2.4 | TRUE | TRUE | #NAME? | #NAME? | #NAME? | #NAME? | #NAME? | #NAME? | #NAME? | #NAME? | #NAME? | #NAME? |  |  | 1: 0; 2: 0; 3: 4.0623; 4: 4.509 | 8.5713 |  | 191.8434 | 295.3779 | 304.5133 | 19697 | 8.5713 | 191.8434 | 313.7947 |  | 0 | 1473 | 1473 | 1969-07-16 | #NAME? | #NAME? | #NAME?
1969-07-17 | 1969 | 7 | 198 | 17 | 5 | 7.2 | 3.4659 | 10 | 1.3 | 1.3 | 0 | #NAME? | #NAME? | #NAME? | #NAME? | #NAME? | #NAME? | TRUE | 7.2 | TRUE | TRUE | #NAME? | #NAME? | #NAME? | #NAME? | #NAME? | #NAME? | #NAME? | #NAME? | #NAME? | #NAME? |  |  | 1: 10.1913; 2: 12.9177; 3: 0; 4: 0 | 23.1089 |  | 528.3899 | 855.192 | 884.98 | 19697 | 23.1089 | 528.3899 | 864.2776 |  | 0 | 1474 | 1474 | 1969-07-17 | #NAME? | #NAME? | #NAME?
1969-07-18 | 1969 | 7 | 199 | 18 | 6 | 5.6 | 4.0315 | 1.5 | 0 | 0 | 0 | #NAME? | #NAME? | #NAME? | #NAME? | #NAME? | #NAME? | FALSE | 7.4 | TRUE | TRUE | #NAME? | #NAME? | #NAME? | #NAME? | #NAME? | #NAME? | #NAME? | #NAME? | #NAME? | #NAME? |  |  | 1: 0; 2: 0; 3: 0; 4: 4.1862 | 4.1862 |  | 122.7965 | 189.0677 | 194.9151 | 19697 | 4.1862 | 122.7965 | 200.856 |  | 0 | 1475 | 1475 | 1969-07-18 | #NAME? | #NAME? | #NAME?
1969-07-19 | 1969 | 7 | 200 | 19 | 7 | 8.9 | 4.4686 | 8.1667 | 0 | 0 | 0 | #NAME? | #NAME? | #NAME? | #NAME? | #NAME? | #NAME? | FALSE | 1.3 | TRUE | TRUE | #NAME? | #NAME? | #NAME? | #NAME? | #NAME? | #NAME? | #NAME? | #NAME? | #NAME? | #NAME? |  |  | 1: 0; 2: 0; 3: 7.9249; 4: 0 | 7.9249 |  | 116.2324 | 178.9611 | 184.4959 | 19697 | 7.9249 | 116.2324 | 190.1193 |  | 0 | 1476 | 1476 | 1969-07-19 | #NAME? | #NAME? | #NAME?
1969-07-20 | 1969 | 7 | 201 | 20 | 1 | 11.1 | 4.9722 | 7.5 | 4.5 | 4.5 | 0 | #NAME? | #NAME? | #NAME? | #NAME? | #NAME? | #NAME? | TRUE | 0 | TRUE | TRUE | #NAME? | #NAME? | #NAME? | #NAME? | #NAME? | #NAME? | #NAME? | #NAME? | #NAME? | #NAME? |  |  | 1: 7.4865; 2: 10.2129; 3: 0; 4: 0 | 17.6994 |  | 409.3798 | 663.2356 | 686.3877 | 19697 | 17.6994 | 409.3798 | 669.615 |  | 0 | 1477 | 1477 | 1969-07-20 | #NAME? | #NAME? | #NAME?
1969-07-21 | 1969 | 7 | 202 | 21 | 2 | 7.8 | 3.7337 | 4.6667 | 0 | 0 | 0 | #NAME? | #NAME? | #NAME? | #NAME? | #NAME? | #NAME? | FALSE | 4.5 | TRUE | TRUE | #NAME? | #NAME? | #NAME? | #NAME? | #NAME? | #NAME? | #NAME? | #NAME? | #NAME? | #NAME? |  |  | 1: 0; 2: 0; 3: 5.7687; 4: 7.4725 | 13.2412 |  | 303.8008 | 467.7567 | 482.2235 | 19697 | 13.2412 | 303.8008 | 496.9214 |  | 0 | 1478 | 1478 | 1969-07-21 | #NAME? | #NAME? | #NAME?
1969-07-22 | 1969 | 7 | 203 | 22 | 3 | 8.3 | 4.1714 | 2.1667 | 0 | 0 | 0 | #NAME? | #NAME? | #NAME? | #NAME? | #NAME? | #NAME? | TRUE | 4.5 | TRUE | TRUE | #NAME? | #NAME? | #NAME? | #NAME? | #NAME? | #NAME? | #NAME? | #NAME? | #NAME? | #NAME? |  |  | 1: 1.5932; 2: 1.8859; 3: 0; 4: 0 | 3.4791 |  | 78.6863 | 127.231 | 131.6534 | 19697 | 3.4791 | 78.6863 | 128.7057 |  | 0 | 1479 | 1479 | 1969-07-22 | #NAME? | #NAME? | #NAME?
1969-07-23 | 1969 | 7 | 204 | 23 | 4 | 9.4 | 4.2463 | 10.6667 | 0 | 0 | 0 | #NAME? | #NAME? | #NAME? | #NAME? | #NAME? | #NAME? | FALSE | 0 | TRUE | TRUE | #NAME? | #NAME? | #NAME? | #NAME? | #NAME? | #NAME? | #NAME? | #NAME? | #NAME? | #NAME? |  |  | 1: 0; 2: 0; 3: 2.0889; 4: 4.5743 | 6.6632 |  | 164.8157 | 253.7638 | 261.6122 | 19697 | 6.6632 | 164.8157 | 269.586 |  | 0 | 1480 | 1480 | 1969-07-23 | #NAME? | #NAME? | #NAME?
1969-07-24 | 1969 | 7 | 205 | 24 | 5 | 12.8 | 5.558 | 9 | 3.8 | 3.8 | 0 | #NAME? | #NAME? | #NAME? | #NAME? | #NAME? | #NAME? | TRUE | 0 | TRUE | TRUE | #NAME? | #NAME? | #NAME? | #NAME? | #NAME? | #NAME? | #NAME? | #NAME? | #NAME? | #NAME? |  |  | 1: 9.812; 2: 10.7488; 3: 0; 4: 0 | 20.5608 |  | 459.2083 | 741.6832 | 767.4001 | 19697 | 20.5608 | 459.2083 | 751.1186 |  | 0 | 1481 | 1481 | 1969-07-24 | #NAME? | #NAME? | #NAME?
1969-07-25 | 1969 | 7 | 206 | 25 | 6 | 7.8 | 4.5931 | 7 | 23.8 | 23.8 | 14.1 | #NAME? | #NAME? | #NAME? | #NAME? | #NAME? | #NAME? | FALSE | 3.8 | TRUE | TRUE | #NAME? | #NAME? | #NAME? | #NAME? | #NAME? | #NAME? | #NAME? | #NAME? | #NAME? | #NAME? |  |  | 1: 0; 2: 0; 3: 0; 4: 5.3924 | 5.3924 |  | 158.1765 | 243.5416 | 251.0738 | 19697 | 5.3924 | 158.1765 | 258.7264 |  | 0 | 1482 | 1482 | 1969-07-25 | #NAME? | #NAME? | #NAME?
1969-07-26 | 1969 | 7 | 207 | 26 | 7 | 6.7 | 4.5364 | 12.5 | 0 | 0 | 0 | #NAME? | #NAME? | #NAME? | #NAME? | #NAME? | #NAME? | FALSE | 27.6 | FALSE | TRUE | #NAME? | #NAME? | #NAME? | #NAME? | #NAME? | #NAME? | #NAME? | #NAME? | #NAME? | #NAME? |  |  | 1: 0; 2: 0; 3: 0; 4: 0 | 0 |  | 0 | 0 | 0 | 19697 | 0 | 0 | 0 |  | 0 | 1483 | 1483 | 1969-07-26 | #NAME? | #NAME? | #NAME?
1969-07-27 | 1969 | 7 | 208 | 27 | 1 | 10 | 4.4567 | 3.6667 | 0 | 0 | 0 | #NAME? | #NAME? | #NAME? | #NAME? | #NAME? | #NAME? | TRUE | 23.8 | FALSE | TRUE | #NAME? | #NAME? | #NAME? | #NAME? | #NAME? | #NAME? | #NAME? | #NAME? | #NAME? | #NAME? |  |  | 1: 0; 2: 0; 3: 0; 4: 0 | 0 |  | 0 | 0 | 0 | 19697 | 0 | 0 | 0 |  | 0 | 1484 | 1484 | 1969-07-27 | #NAME? | #NAME? | #NAME?
1969-07-28 | 1969 | 7 | 209 | 28 | 2 | 11.1 | 4.3104 | 8.1667 | 0.5 | 0.5 | 0 | #NAME? | #NAME? | #NAME? | #NAME? | #NAME? | #NAME? | FALSE | 0 | TRUE | TRUE | #NAME? | #NAME? | #NAME? | #NAME? | #NAME? | #NAME? | #NAME? | #NAME? | #NAME? | #NAME? |  |  | 1: 0; 2: 0; 3: 4.7245; 4: 5.5644 | 10.2889 |  | 232.5151 | 357.9994 | 369.0716 | 19697 | 10.2889 | 232.5151 | 380.3207 |  | 0 | 1485 | 1485 | 1969-07-28 | #NAME? | #NAME? | #NAME?
1969-07-29 | 1969 | 7 | 210 | 29 | 3 | 8.9 | 2.7548 | 12.5 | 0.8 | 0.8 | 0 | #NAME? | #NAME? | #NAME? | #NAME? | #NAME? | #NAME? | TRUE | 0.5 | TRUE | TRUE | #NAME? | #NAME? | #NAME? | #NAME? | #NAME? | #NAME? | #NAME? | #NAME? | #NAME? | #NAME? |  |  | 1: 12.7204; 2: 16.1284; 3: 0; 4: 0 | 28.8489 |  | 659.6671 | 1067.667 | 1104.8563 | 19697 | 28.8489 | 659.6671 | 1079.0054 |  | 0 | 1486 | 1486 | 1969-07-29 | #NAME? | #NAME? | #NAME?
1969-07-30 | 1969 | 7 | 211 | 30 | 4 | 5.6 | 4.1401 | 1.5 | 0 | 0 | 0 | #NAME? | #NAME? | #NAME? | #NAME? | #NAME? | #NAME? | FALSE | 1.3 | TRUE | TRUE | #NAME? | #NAME? | #NAME? | #NAME? | #NAME? | #NAME? | #NAME? | #NAME? | #NAME? | #NAME? |  |  | 1: 0; 2: 0; 3: 2.7061; 4: 3.8859 | 6.592 |  | 153.6752 | 236.611 | 243.9288 | 19697 | 6.592 | 153.6752 | 251.3637 |  | 0 | 1487 | 1487 | 1969-07-30 | #NAME? | #NAME? | #NAME?
1969-07-31 | 1969 | 7 | 212 | 31 | 5 | 6.1 | 4.7039 | 7.5 | 0 | 0 | 0 | #NAME? | #NAME? | #NAME? | #NAME? | #NAME? | #NAME? | TRUE | 0.8 | TRUE | TRUE | #NAME? | #NAME? | #NAME? | #NAME? | #NAME? | #NAME? | #NAME? | #NAME? | #NAME? | #NAME? |  |  | 1: 6.3061; 2: 9.7141; 3: 0; 4: 0 | 16.0202 |  | 377.436 | 612.4444 | 633.8968 | 19697 | 16.0202 | 377.436 | 617.3651 |  | 0 | 1488 | 1488 | 1969-07-31 | #NAME? | #NAME? | #NAME?
1969-08-01 | 1969 | 8 | 213 | 1 | 6 | 9.4 | 5.0566 | 6 | 0 | 0 | 0 | #NAME? | #NAME? | #NAME? | #NAME? | #NAME? | #NAME? | FALSE | 0 | TRUE | TRUE | #NAME? | #NAME? | #NAME? | #NAME? | #NAME? | #NAME? | #NAME? | #NAME? | #NAME? | #NAME? |  |  | 1: 0; 2: 0; 3: 0; 4: 4.8671 | 4.8671 |  | 142.7688 | 219.8186 | 226.6171 | 19698 | 4.8671 | 142.7688 | 233.5243 |  | 0 | 1489 | 1489 | 1969-08-01 | #NAME? | #NAME? | #NAME?
1969-08-02 | 1969 | 8 | 214 | 2 | 7 | 12.2 | 5.0382 | 15.1667 | 0 | 0 | 0 | #NAME? | #NAME? | #NAME? | #NAME? | #NAME? | #NAME? | FALSE | 0 | TRUE | TRUE | #NAME? | #NAME? | #NAME? | #NAME? | #NAME? | #NAME? | #NAME? | #NAME? | #NAME? | #NAME? |  |  | 1: 0; 2: 0; 3: 0; 4: 0 | 0 |  | 0 | 0 | 0 | 19698 | 0 | 0 | 0 |  | 0 | 1490 | 1490 | 1969-08-02 | #NAME? | #NAME? | #NAME?
1969-08-03 | 1969 | 8 | 215 | 3 | 1 | 11.7 | 4.646 | 15.8333 | 0 | 0 | 0 | #NAME? | #NAME? | #NAME? | #NAME? | #NAME? | #NAME? | TRUE | 0 | TRUE | TRUE | #NAME? | #NAME? | #NAME? | #NAME? | #NAME? | #NAME? | #NAME? | #NAME? | #NAME? | #NAME? |  |  | 1: 0; 2: 0; 3: 0; 4: 0 | 0 |  | 0 | 0 | 0 | 19698 | 0 | 0 | 0 |  | 0 | 1491 | 1491 | 1969-08-03 | #NAME? | #NAME? | #NAME?
1969-08-04 | 1969 | 8 | 216 | 4 | 2 | 9.4 | 4.0313 | 16.5 | 0 | 0 | 0 | #NAME? | #NAME? | #NAME? | #NAME? | #NAME? | #NAME? | FALSE | 0 | TRUE | TRUE | #NAME? | #NAME? | #NAME? | #NAME? | #NAME? | #NAME? | #NAME? | #NAME? | #NAME? | #NAME? |  |  | 1: 0; 2: 0; 3: 2.3272; 4: 8.1074 | 10.4346 |  | 271.9493 | 418.7155 | 431.6655 | 19698 | 10.4346 | 271.9493 | 444.8224 |  | 0 | 1492 | 1492 | 1969-08-04 | #NAME? | #NAME? | #NAME?
1969-08-05 | 1969 | 8 | 217 | 5 | 3 | 8.3 | 4.9362 | 20.6667 | 1.6 | 1.6 | 0 | #NAME? | #NAME? | #NAME? | #NAME? | #NAME? | #NAME? | TRUE | 0 | TRUE | TRUE | #NAME? | #NAME? | #NAME? | #NAME? | #NAME? | #NAME? | #NAME? | #NAME? | #NAME? | #NAME? |  |  | 1: 0; 2: 0; 3: 0; 4: 0 | 0 |  | 0 | 0 | 0 | 19698 | 0 | 0 | 0 |  | 0 | 1493 | 1493 | 1969-08-05 | #NAME? | #NAME? | #NAME?
1969-08-06 | 1969 | 8 | 218 | 6 | 4 | 7.2 | 5.5024 | 39.1667 | 7.6 | 7.6 | 1.95 | #NAME? | #NAME? | #NAME? | #NAME? | #NAME? | #NAME? | FALSE | 1.6 | TRUE | TRUE | #NAME? | #NAME? | #NAME? | #NAME? | #NAME? | #NAME? | #NAME? | #NAME? | #NAME? | #NAME? |  |  | 1: 0; 2: 0; 3: 4.3481; 4: 4.9949 | 9.3431 |  | 210.2904 | 323.7805 | 333.7943 | 19698 | 9.3431 | 210.2904 | 343.9682 |  | 0 | 1494 | 1494 | 1969-08-06 | #NAME? | #NAME? | #NAME?
1969-08-07 | 1969 | 8 | 219 | 7 | 5 | 10 | 5.5024 | 10.3333 | 0 | 0 | 0 | #NAME? | #NAME? | #NAME? | #NAME? | #NAME? | #NAME? | TRUE | 9.2 | TRUE | TRUE | #NAME? | #NAME? | #NAME? | #NAME? | #NAME? | #NAME? | #NAME? | #NAME? | #NAME? | #NAME? |  |  | 1: 0; 2: 0; 3: 0; 4: 0 | 0 |  | 0 | 0 | 0 | 19698 | 0 | 0 | 0 |  | 0 | 1495 | 1495 | 1969-08-07 | #NAME? | #NAME? | #NAME?
1969-08-08 | 1969 | 8 | 220 | 8 | 6 | 11.7 | 5.6791 | 23.1667 | 0 | 0 | 0 | #NAME? | #NAME? | #NAME? | #NAME? | #NAME? | #NAME? | FALSE | 7.6 | TRUE | TRUE | #NAME? | #NAME? | #NAME? | #NAME? | #NAME? | #NAME? | #NAME? | #NAME? | #NAME? | #NAME? |  |  | 1: 0; 2: 0; 3: 0; 4: 5.3063 | 5.3063 |  | 155.6517 | 239.6543 | 247.0663 | 19698 | 5.3063 | 155.6517 | 254.5967 |  | 0 | 1496 | 1496 | 1969-08-08 | #NAME? | #NAME? | #NAME?
1969-08-09 | 1969 | 8 | 221 | 9 | 7 | 10.6 | 4.9981 | 3.1667 | 0 | 0 | 0 | #NAME? | #NAME? | #NAME? | #NAME? | #NAME? | #NAME? | FALSE | 0 | TRUE | TRUE | #NAME? | #NAME? | #NAME? | #NAME? | #NAME? | #NAME? | #NAME? | #NAME? | #NAME? | #NAME? |  |  | 1: 0; 2: 0; 3: 4.2997; 4: 0 | 4.2997 |  | 63.063 | 97.0969 | 100.0999 | 19698 | 4.2997 | 63.063 | 103.1509 |  | 0 | 1497 | 1497 | 1969-08-09 | #NAME? | #NAME? | #NAME?
1969-08-10 | 1969 | 8 | 222 | 10 | 1 | 10 | 5.7206 | 12.5 | 0 | 0 | 0 | #NAME? | #NAME? | #NAME? | #NAME? | #NAME? | #NAME? | TRUE | 0 | TRUE | TRUE | #NAME? | #NAME? | #NAME? | #NAME? | #NAME? | #NAME? | #NAME? | #NAME? | #NAME? | #NAME? |  |  | 1: 13.6103; 2: 24.529; 3: 0; 4: 0 | 38.1393 |  | 919.1362 | 1494.2459 | 1546.7996 | 19698 | 38.1393 | 919.1362 | 1503.4142 |  | 0 | 1498 | 1498 | 1969-08-10 | #NAME? | #NAME? | #NAME?
1969-08-11 | 1969 | 8 | 223 | 11 | 2 | 10 | 4.897 | 6.8333 | 0 | 0 | 0 | #NAME? | #NAME? | #NAME? | #NAME? | #NAME? | #NAME? | FALSE | 0 | TRUE | TRUE | #NAME? | #NAME? | #NAME? | #NAME? | #NAME? | #NAME? | #NAME? | #NAME? | #NAME? | #NAME? |  |  | 1: 0; 2: 0; 3: 4.1005; 4: 9.0188 | 13.1193 |  | 324.6919 | 499.9225 | 515.384 | 19698 | 13.1193 | 324.6919 | 531.0927 |  | 0 | 1499 | 1499 | 1969-08-11 | #NAME? | #NAME? | #NAME?
1969-08-12 | 1969 | 8 | 224 | 12 | 3 | 8.3 | 4.355 | 8.3333 | 0 | 0 | 0 | #NAME? | #NAME? | #NAME? | #NAME? | #NAME? | #NAME? | TRUE | 0 | TRUE | TRUE | #NAME? | #NAME? | #NAME? | #NAME? | #NAME? | #NAME? | #NAME? | #NAME? | #NAME? | #NAME? |  |  | 1: 6.9608; 2: 10.6647; 3: 0; 4: 0 | 17.6255 |  | 414.923 | 673.2266 | 696.8045 | 19698 | 17.6255 | 414.923 | 678.6819 |  | 0 | 1500 | 1500 | 1969-08-12 | #NAME? | #NAME? | #NAME?
1969-08-13 | 1969 | 8 | 225 | 13 | 4 | 6.1 | 4.8311 | 4.1667 | 0 | 0 | 0 | #NAME? | #NAME? | #NAME? | #NAME? | #NAME? | #NAME? | FALSE | 0 | TRUE | TRUE | #NAME? | #NAME? | #NAME? | #NAME? | #NAME? | #NAME? | #NAME? | #NAME? | #NAME? | #NAME? |  |  | 1: 0; 2: 0; 3: 9.4903; 4: 4.6752 | 14.1656 |  | 276.3319 | 425.4633 | 438.622 | 19698 | 14.1656 | 276.3319 | 451.991 |  | 0 | 1501 | 1501 | 1969-08-13 | #NAME? | #NAME? | #NAME?
1969-08-14 | 1969 | 8 | 226 | 14 | 5 | 8.3 | 4.8183 | 2.8333 | 0 | 0 | 0 | #NAME? | #NAME? | #NAME? | #NAME? | #NAME? | #NAME? | TRUE | 0 | TRUE | TRUE | #NAME? | #NAME? | #NAME? | #NAME? | #NAME? | #NAME? | #NAME? | #NAME? | #NAME? | #NAME? |  |  | 1: 1.358; 2: 2.0396; 3: 0; 4: 0 | 3.3975 |  | 79.7437 | 129.3544 | 133.8823 | 19698 | 3.3975 | 79.7437 | 130.4354 |  | 0 | 1502 | 1502 | 1969-08-14 | #NAME? | #NAME? | #NAME?
1969-08-15 | 1969 | 8 | 227 | 15 | 6 | 13.3 | 5.591 | 12.6667 | 0 | 0 | 0 | #NAME? | #NAME? | #NAME? | #NAME? | #NAME? | #NAME? | FALSE | 0 | TRUE | TRUE | #NAME? | #NAME? | #NAME? | #NAME? | #NAME? | #NAME? | #NAME? | #NAME? | #NAME? | #NAME? |  |  | 1: 0; 2: 0; 3: 0; 4: 5.3072 | 5.3072 |  | 155.6774 | 239.6938 | 247.107 | 19698 | 5.3072 | 155.6774 | 254.6387 |  | 0 | 1503 | 1503 | 1969-08-15 | #NAME? | #NAME? | #NAME?
1969-08-16 | 1969 | 8 | 228 | 16 | 7 | 5 | 4.0905 | 33.3333 | 3.3 | 3.3 | 0 | #NAME? | #NAME? | #NAME? | #NAME? | #NAME? | #NAME? | FALSE | 0 | TRUE | TRUE | #NAME? | #NAME? | #NAME? | #NAME? | #NAME? | #NAME? | #NAME? | #NAME? | #NAME? | #NAME? |  |  | 1: 0; 2: 0; 3: 8.6531; 4: 0 | 8.6531 |  | 126.9124 | 195.4048 | 201.4482 | 19698 | 8.6531 | 126.9124 | 207.5883 |  | 0 | 1504 | 1504 | 1969-08-16 | #NAME? | #NAME? | #NAME?
1969-08-17 | 1969 | 8 | 229 | 17 | 1 | 3.3 | 4.1064 | 3 | 0 | 0 | 0 | #NAME? | #NAME? | #NAME? | #NAME? | #NAME? | #NAME? | TRUE | 3.3 | TRUE | TRUE | #NAME? | #NAME? | #NAME? | #NAME? | #NAME? | #NAME? | #NAME? | #NAME? | #NAME? | #NAME? |  |  | 1: 8.7539; 2: 10.9849; 3: 0; 4: 0 | 19.7388 |  | 450.6131 | 729.2102 | 754.6023 | 19698 | 19.7388 | 450.6131 | 737.0596 |  | 0 | 1505 | 1505 | 1969-08-17 | #NAME? | #NAME? | #NAME?
1969-08-18 | 1969 | 8 | 230 | 18 | 2 | 5 | 5.2445 | 5.1667 | 0 | 0 | 0 | #NAME? | #NAME? | #NAME? | #NAME? | #NAME? | #NAME? | FALSE | 3.3 | TRUE | TRUE | #NAME? | #NAME? | #NAME? | #NAME? | #NAME? | #NAME? | #NAME? | #NAME? | #NAME? | #NAME? |  |  | 1: 0; 2: 0; 3: 2.0746; 4: 7.5834 | 9.658 |  | 252.8733 | 389.3447 | 401.3863 | 19698 | 9.658 | 252.8733 | 413.6203 |  | 0 | 1506 | 1506 | 1969-08-18 | #NAME? | #NAME? | #NAME?
1969-08-19 | 1969 | 8 | 231 | 19 | 3 | 12.8 | 5.1622 | 12.1667 | 0 | 0 | 0 | #NAME? | #NAME? | #NAME? | #NAME? | #NAME? | #NAME? | TRUE | 0 | TRUE | TRUE | #NAME? | #NAME? | #NAME? | #NAME? | #NAME? | #NAME? | #NAME? | #NAME? | #NAME? | #NAME? |  |  | 1: 6.3647; 2: 8.3213; 3: 0; 4: 0 | 14.6861 |  | 337.4415 | 546.3762 | 565.4252 | 19698 | 14.6861 | 337.4415 | 551.9469 |  | 0 | 1507 | 1507 | 1969-08-19 | #NAME? | #NAME? | #NAME?
1969-08-20 | 1969 | 8 | 232 | 20 | 4 | 5 | 4.6099 | 8.8333 | 0 | 0 | 0 | #NAME? | #NAME? | #NAME? | #NAME? | #NAME? | #NAME? | FALSE | 0 | TRUE | TRUE | #NAME? | #NAME? | #NAME? | #NAME? | #NAME? | #NAME? | #NAME? | #NAME? | #NAME? | #NAME? |  |  | 1: 0; 2: 0; 3: 3.5342; 4: 5.5639 | 9.0981 |  | 215.0416 | 331.0958 | 341.3359 | 19698 | 9.0981 | 215.0416 | 351.7396 |  | 0 | 1508 | 1508 | 1969-08-20 | #NAME? | #NAME? | #NAME?
1969-08-21 | 1969 | 8 | 233 | 21 | 5 | 7.8 | 5.6945 | 8 | 0 | 0 | 0 | #NAME? | #NAME? | #NAME? | #NAME? | #NAME? | #NAME? | TRUE | 0 | TRUE | TRUE | #NAME? | #NAME? | #NAME? | #NAME? | #NAME? | #NAME? | #NAME? | #NAME? | #NAME? | #NAME? |  |  | 1: 0; 2: 0; 3: 0; 4: 0 | 0 |  | 0 | 0 | 0 | 19698 | 0 | 0 | 0 |  | 0 | 1509 | 1509 | 1969-08-21 | #NAME? | #NAME? | #NAME?
1969-08-22 | 1969 | 8 | 234 | 22 | 6 | 5.6 | 4.5013 | 12.5 | 0 | 0 | 0 | #NAME? | #NAME? | #NAME? | #NAME? | #NAME? | #NAME? | FALSE | 0 | TRUE | TRUE | #NAME? | #NAME? | #NAME? | #NAME? | #NAME? | #NAME? | #NAME? | #NAME? | #NAME? | #NAME? |  |  | 1: 0; 2: 0; 3: 0; 4: 5.6674 | 5.6674 |  | 166.2443 | 255.9635 | 263.8799 | 19698 | 5.6674 | 166.2443 | 271.9228 |  | 0 | 1510 | 1510 | 1969-08-22 | #NAME? | #NAME? | #NAME?
1969-08-23 | 1969 | 8 | 235 | 23 | 7 | 7.2 | 4.2205 | 16 | 0 | 0 | 0 | #NAME? | #NAME? | #NAME? | #NAME? | #NAME? | #NAME? | FALSE | 0 | TRUE | TRUE | #NAME? | #NAME? | #NAME? | #NAME? | #NAME? | #NAME? | #NAME? | #NAME? | #NAME? | #NAME? |  |  | 1: 0; 2: 0; 3: 4.4264; 4: 0 | 4.4264 |  | 64.9203 | 99.9566 | 103.0481 | 19698 | 4.4264 | 64.9203 | 106.1889 |  | 0 | 1511 | 1511 | 1969-08-23 | #NAME? | #NAME? | #NAME?
1969-08-24 | 1969 | 8 | 236 | 24 | 1 | 12.2 | 5.3605 | 8 | 0 | 0 | 0 | #NAME? | #NAME? | #NAME? | #NAME? | #NAME? | #NAME? | TRUE | 0 | TRUE | TRUE | #NAME? | #NAME? | #NAME? | #NAME? | #NAME? | #NAME? | #NAME? | #NAME? | #NAME? | #NAME? |  |  | 1: 6.5623; 2: 8.9918; 3: 0; 4: 0 | 15.554 |  | 360.0047 | 583.2773 | 603.6409 | 19698 | 15.554 | 360.0047 | 588.853 |  | 0 | 1512 | 1512 | 1969-08-24 | #NAME? | #NAME? | #NAME?
1969-08-25 | 1969 | 8 | 237 | 25 | 2 | 12.8 | 5.4011 | 14.6667 | 0 | 0 | 0 | #NAME? | #NAME? | #NAME? | #NAME? | #NAME? | #NAME? | FALSE | 0 | TRUE | TRUE | #NAME? | #NAME? | #NAME? | #NAME? | #NAME? | #NAME? | #NAME? | #NAME? | #NAME? | #NAME? |  |  | 1: 0; 2: 0; 3: 1.9952; 4: 7.7453 | 9.7404 |  | 256.4566 | 394.8618 | 407.074 | 19698 | 9.7404 | 256.4566 | 419.4814 |  | 0 | 1513 | 1513 | 1969-08-25 | #NAME? | #NAME? | #NAME?
1969-08-26 | 1969 | 8 | 238 | 26 | 3 | 5.6 | 4.4981 | 10.1667 | 0 | 0 | 0 | #NAME? | #NAME? | #NAME? | #NAME? | #NAME? | #NAME? | TRUE | 0 | TRUE | TRUE | #NAME? | #NAME? | #NAME? | #NAME? | #NAME? | #NAME? | #NAME? | #NAME? | #NAME? | #NAME? |  |  | 1: 0; 2: 0; 3: 0; 4: 0 | 0 |  | 0 | 0 | 0 | 19698 | 0 | 0 | 0 |  | 0 | 1514 | 1514 | 1969-08-26 | #NAME? | #NAME? | #NAME?
1969-08-27 | 1969 | 8 | 239 | 27 | 4 | 5.6 | 4.4009 | 12.5 | 0 | 0 | 0 | #NAME? | #NAME? | #NAME? | #NAME? | #NAME? | #NAME? | FALSE | 0 | TRUE | TRUE | #NAME? | #NAME? | #NAME? | #NAME? | #NAME? | #NAME? | #NAME? | #NAME? | #NAME? | #NAME? |  |  | 1: 0; 2: 0; 3: 0; 4: 5.1843 | 5.1843 |  | 152.0715 | 234.1418 | 241.3833 | 19698 | 5.1843 | 152.0715 | 248.7405 |  | 0 | 1515 | 1515 | 1969-08-27 | #NAME? | #NAME? | #NAME?
1969-08-28 | 1969 | 8 | 240 | 28 | 5 | 8.9 | 3.1666 | 15.8333 | 3.1 | 3.1 | 0 | #NAME? | #NAME? | #NAME? | #NAME? | #NAME? | #NAME? | TRUE | 0 | TRUE | TRUE | #NAME? | #NAME? | #NAME? | #NAME? | #NAME? | #NAME? | #NAME? | #NAME? | #NAME? | #NAME? |  |  | 1: 16.283; 2: 26.0785; 3: 0; 4: 0 | 42.3615 |  | 1003.7874 | 1629.5766 | 1686.7163 | 19698 | 42.3615 | 1003.7874 | 1641.8766 |  | 0 | 1516 | 1516 | 1969-08-28 | #NAME? | #NAME? | #NAME?
1969-08-29 | 1969 | 8 | 241 | 29 | 6 | 5 | 3.5727 | 6.6667 | 0 | 0 | 0 | #NAME? | #NAME? | #NAME? | #NAME? | #NAME? | #NAME? | FALSE | 3.1 | TRUE | TRUE | #NAME? | #NAME? | #NAME? | #NAME? | #NAME? | #NAME? | #NAME? | #NAME? | #NAME? | #NAME? |  |  | 1: 0; 2: 0; 3: 0; 4: 4.1621 | 4.1621 |  | 122.0885 | 187.9775 | 193.7913 | 19698 | 4.1621 | 122.0885 | 199.6979 |  | 0 | 1517 | 1517 | 1969-08-29 | #NAME? | #NAME? | #NAME?
1969-08-30 | 1969 | 8 | 242 | 30 | 7 | 5.6 | 3.4477 | 5.8333 | 0 | 0 | 0 | #NAME? | #NAME? | #NAME? | #NAME? | #NAME? | #NAME? | FALSE | 3.1 | TRUE | TRUE | #NAME? | #NAME? | #NAME? | #NAME? | #NAME? | #NAME? | #NAME? | #NAME? | #NAME? | #NAME? |  |  | 1: 0; 2: 0; 3: 9.3044; 4: 0 | 9.3044 |  | 136.4644 | 210.1119 | 216.6102 | 19698 | 9.3044 | 136.4644 | 223.2124 |  | 0 | 1518 | 1518 | 1969-08-30 | #NAME? | #NAME? | #NAME?
1969-08-31 | 1969 | 8 | 243 | 31 | 1 | 3.3 | 3.636 | 3 | 0 | 0 | 0 | #NAME? | #NAME? | #NAME? | #NAME? | #NAME? | #NAME? | TRUE | 0 | TRUE | TRUE | #NAME? | #NAME? | #NAME? | #NAME? | #NAME? | #NAME? | #NAME? | #NAME? | #NAME? | #NAME? |  |  | 1: 8.3223; 2: 11.7303; 3: 0; 4: 0 | 20.0526 |  | 466.1486 | 755.5327 | 781.9316 | 19698 | 20.0526 | 466.1486 | 762.4707 |  | 0 | 1519 | 1519 | 1969-08-31 | #NAME? | #NAME? | #NAME?
1969-09-01 | 1969 | 9 | 244 | 1 | 2 | 4.4 | 4.302 | 2 | 0 | 0 | 0 | #NAME? | #NAME? | #NAME? | #NAME? | #NAME? | #NAME? | FALSE | 0 | TRUE | TRUE | #NAME? | #NAME? | #NAME? | #NAME? | #NAME? | #NAME? | #NAME? | #NAME? | #NAME? | #NAME? |  |  | 1: 0; 2: 0; 3: 2.9567; 4: 6.176 | 9.1327 |  | 224.5273 | 345.7008 | 356.3926 | 19699 | 9.1327 | 224.5273 | 367.2553 |  | 0 | 1520 | 1520 | 1969-09-01 | #NAME? | #NAME? | #NAME?
1969-09-02 | 1969 | 9 | 245 | 2 | 3 | 6.7 | 5.411 | 6.1667 | 0 | 0 | 0 | #NAME? | #NAME? | #NAME? | #NAME? | #NAME? | #NAME? | TRUE | 0 | TRUE | TRUE | #NAME? | #NAME? | #NAME? | #NAME? | #NAME? | #NAME? | #NAME? | #NAME? | #NAME? | #NAME? |  |  | 1: 2.5678; 2: 3.931; 3: 0; 4: 0 | 6.4987 |  | 152.9692 | 248.1953 | 256.8874 | 19699 | 6.4987 | 152.9692 | 250.2089 |  | 0 | 1521 | 1521 | 1969-09-02 | #NAME? | #NAME? | #NAME?
1969-09-03 | 1969 | 9 | 246 | 3 | 4 | 8.3 | 3.0385 | 9 | 0.5 | 0.5 | 0 | #NAME? | #NAME? | #NAME? | #NAME? | #NAME? | #NAME? | FALSE | 0 | TRUE | TRUE | #NAME? | #NAME? | #NAME? | #NAME? | #NAME? | #NAME? | #NAME? | #NAME? | #NAME? | #NAME? |  |  | 1: 0; 2: 0; 3: 0; 4: 5.3422 | 5.3422 |  | 156.7033 | 241.2733 | 248.7354 | 19699 | 5.3422 | 156.7033 | 256.3167 |  | 0 | 1522 | 1522 | 1969-09-03 | #NAME? | #NAME? | #NAME?
1969-09-04 | 1969 | 9 | 247 | 4 | 5 | 7.2 | 2.7134 | 28.6667 | 13 | 13 | 6 | #NAME? | #NAME? | #NAME? | #NAME? | #NAME? | #NAME? | TRUE | 0.5 | TRUE | TRUE | #NAME? | #NAME? | #NAME? | #NAME? | #NAME? | #NAME? | #NAME? | #NAME? | #NAME? | #NAME? |  |  | 1: 0; 2: 0; 3: 0; 4: 0 | 0 |  | 0 | 0 | 0 | 19699 | 0 | 0 | 0 |  | 0 | 1523 | 1523 | 1969-09-04 | #NAME? | #NAME? | #NAME?
1969-09-05 | 1969 | 9 | 248 | 5 | 6 | 6.7 | 2.0908 | 16 | 5.4 | 5.4 | 0.3 | #NAME? | #NAME? | #NAME? | #NAME? | #NAME? | #NAME? | FALSE | 13.5 | FALSE | TRUE | #NAME? | #NAME? | #NAME? | #NAME? | #NAME? | #NAME? | #NAME? | #NAME? | #NAME? | #NAME? |  |  | 1: 0; 2: 0; 3: 0; 4: 0 | 0 |  | 0 | 0 | 0 | 19699 | 0 | 0 | 0 |  | 0 | 1524 | 1524 | 1969-09-05 | #NAME? | #NAME? | #NAME?
1969-09-06 | 1969 | 9 | 249 | 6 | 7 | 7.2 | 2.3079 | 4.3333 | 0 | 0 | 0 | #NAME? | #NAME? | #NAME? | #NAME? | #NAME? | #NAME? | FALSE | 18.4 | FALSE | TRUE | #NAME? | #NAME? | #NAME? | #NAME? | #NAME? | #NAME? | #NAME? | #NAME? | #NAME? | #NAME? |  |  | 1: 0; 2: 0; 3: 0; 4: 0 | 0 |  | 0 | 0 | 0 | 19699 | 0 | 0 | 0 |  | 0 | 1525 | 1525 | 1969-09-06 | #NAME? | #NAME? | #NAME?
1969-09-07 | 1969 | 9 | 250 | 7 | 1 | 6.1 | 3.7167 | 7.8333 | 0 | 0 | 0 | #NAME? | #NAME? | #NAME? | #NAME? | #NAME? | #NAME? | TRUE | 5.4 | TRUE | TRUE | #NAME? | #NAME? | #NAME? | #NAME? | #NAME? | #NAME? | #NAME? | #NAME? | #NAME? | #NAME? |  |  | 1: 6.7558; 2: 8.3917; 3: 0; 4: 0 | 15.1475 |  | 345.2409 | 558.6114 | 578.057 | 19699 | 15.1475 | 345.2409 | 564.7042 |  | 0 | 1526 | 1526 | 1969-09-07 | #NAME? | #NAME? | #NAME?
1969-09-08 | 1969 | 9 | 251 | 8 | 2 | 5.6 | 3.6707 | 5.6667 | 0 | 0 | 0 | #NAME? | #NAME? | #NAME? | #NAME? | #NAME? | #NAME? | FALSE | 0 | TRUE | TRUE | #NAME? | #NAME? | #NAME? | #NAME? | #NAME? | #NAME? | #NAME? | #NAME? | #NAME? | #NAME? |  |  | 1: 0; 2: 0; 3: 6.4776; 4: 6.4435 | 12.921 |  | 284.0127 | 437.2893 | 450.8137 | 19699 | 12.921 | 284.0127 | 464.5543 |  | 0 | 1527 | 1527 | 1969-09-08 | #NAME? | #NAME? | #NAME?
1969-09-09 | 1969 | 9 | 252 | 9 | 3 | 6.1 | 2.821 | 3.5 | 0 | 0 | 0 | #NAME? | #NAME? | #NAME? | #NAME? | #NAME? | #NAME? | TRUE | 0 | TRUE | TRUE | #NAME? | #NAME? | #NAME? | #NAME? | #NAME? | #NAME? | #NAME? | #NAME? | #NAME? | #NAME? |  |  | 1: 6.8602; 2: 9.3855; 3: 0; 4: 0 | 16.2457 |  | 375.9243 | 609.0577 | 630.3204 | 19699 | 16.2457 | 375.9243 | 614.8924 |  | 0 | 1528 | 1528 | 1969-09-09 | #NAME? | #NAME? | #NAME?
1969-09-10 | 1969 | 9 | 253 | 10 | 4 | 6.1 | 3.8083 | 1 | 0 | 0 | 0 | #NAME? | #NAME? | #NAME? | #NAME? | #NAME? | #NAME? | FALSE | 0 | TRUE | TRUE | #NAME? | #NAME? | #NAME? | #NAME? | #NAME? | #NAME? | #NAME? | #NAME? | #NAME? | #NAME? |  |  | 1: 0; 2: 0; 3: 3.8867; 4: 3.8315 | 7.7182 |  | 169.3963 | 260.8165 | 268.883 | 19699 | 7.7182 | 169.3963 | 277.0784 |  | 0 | 1529 | 1529 | 1969-09-10 | #NAME? | #NAME? | #NAME?
1969-09-11 | 1969 | 9 | 254 | 11 | 5 | 10 | 3.6565 | 6.3333 | 0 | 0 | 0 | #NAME? | #NAME? | #NAME? | #NAME? | #NAME? | #NAME? | TRUE | 0 | TRUE | TRUE | #NAME? | #NAME? | #NAME? | #NAME? | #NAME? | #NAME? | #NAME? | #NAME? | #NAME? | #NAME? |  |  | 1: 2.4295; 2: 3.7927; 3: 0; 4: 0 | 6.2223 |  | 146.8867 | 238.3846 | 246.7376 | 19699 | 6.2223 | 146.8867 | 240.26 |  | 0 | 1530 | 1530 | 1969-09-11 | #NAME? | #NAME? | #NAME?
1969-09-12 | 1969 | 9 | 255 | 12 | 6 | 10 | 3.9698 | 7 | 0 | 0 | 0 | #NAME? | #NAME? | #NAME? | #NAME? | #NAME? | #NAME? | FALSE | 0 | TRUE | TRUE | #NAME? | #NAME? | #NAME? | #NAME? | #NAME? | #NAME? | #NAME? | #NAME? | #NAME? | #NAME? |  |  | 1: 0; 2: 0; 3: 0; 4: 4.2911 | 4.2911 |  | 125.8721 | 193.8031 | 199.797 | 19699 | 4.2911 | 125.8721 | 205.8867 |  | 0 | 1531 | 1531 | 1969-09-12 | #NAME? | #NAME? | #NAME?
1969-09-13 | 1969 | 9 | 256 | 13 | 7 | 8.3 | 3.1425 | 6.1667 | 1.3 | 1.3 | 0 | #NAME? | #NAME? | #NAME? | #NAME? | #NAME? | #NAME? | FALSE | 0 | TRUE | FALSE | #NAME? | #NAME? | #NAME? | #NAME? | #NAME? | #NAME? | #NAME? | #NAME? | #NAME? | #NAME? |  |  | 1: 0; 2: 0; 3: 0; 4: 0 | 0 |  | 0 | 0 | 0 | 19699 | 0 | 0 | 0 |  | 0 | 1532 | 1532 | 1969-09-13 | #NAME? | #NAME? | #NAME?
1969-09-14 | 1969 | 9 | 257 | 14 | 1 | 1.1 | 2.281 | 32.8333 | 3.8 | 3.8 | 0 | #NAME? | #NAME? | #NAME? | #NAME? | #NAME? | #NAME? | TRUE | 1.3 | TRUE | FALSE | #NAME? | #NAME? | #NAME? | #NAME? | #NAME? | #NAME? | #NAME? | #NAME? | #NAME? | #NAME? |  |  | 1: 0; 2: 0; 3: 0; 4: 0 | 0 |  | 0 | 0 | 0 | 19699 | 0 | 0 | 0 |  | 0 | 1533 | 1533 | 1969-09-14 | #NAME? | #NAME? | #NAME?
1969-09-15 | 1969 | 9 | 258 | 15 | 2 | -0.6 | 0.74855 | 7.8333 | 0.3 | 0.3 | 0 | #NAME? | #NAME? | #NAME? | #NAME? | #NAME? | #NAME? | FALSE | 5.1 | TRUE | FALSE | #NAME? | #NAME? | #NAME? | #NAME? | #NAME? | #NAME? | #NAME? | #NAME? | #NAME? | #NAME? |  |  | 1: 0; 2: 0; 3: 0; 4: 0 | 0 |  | 0 | 0 | 0 | 19699 | 0 | 0 | 0 |  | 0 | 1534 | 1534 | 1969-09-15 | #NAME? | #NAME? | #NAME?
1969-09-16 | 1969 | 9 | 259 | 16 | 3 | -1.7 | 2.1637 | 6.8333 | 0 | 0 | 0 | #NAME? | #NAME? | #NAME? | #NAME? | #NAME? | #NAME? | TRUE | 4.1 | TRUE | TRUE | #NAME? | #NAME? | #NAME? | #NAME? | #NAME? | #NAME? | #NAME? | #NAME? | #NAME? | #NAME? |  |  | 1: 10.3469; 2: 12.2784; 3: 0; 4: 0 | 22.6253 |  | 511.921 | 827.7745 | 856.5493 | 19699 | 22.6253 | 511.921 | 837.3398 |  | 0 | 1535 | 1535 | 1969-09-16 | #NAME? | #NAME? | #NAME?
1969-09-17 | 1969 | 9 | 260 | 17 | 4 | 3.9 | 3.0901 | 2.6667 | 0 | 0 | 0 | #NAME? | #NAME? | #NAME? | #NAME? | #NAME? | #NAME? | FALSE | 0.3 | TRUE | TRUE | #NAME? | #NAME? | #NAME? | #NAME? | #NAME? | #NAME? | #NAME? | #NAME? | #NAME? | #NAME? |  |  | 1: 0; 2: 0; 3: 10.4649; 4: 6.8647 | 17.3296 |  | 354.8492 | 546.355 | 563.2526 | 19699 | 17.3296 | 354.8492 | 580.4203 |  | 0 | 1536 | 1536 | 1969-09-17 | #NAME? | #NAME? | #NAME?
1969-09-18 | 1969 | 9 | 261 | 18 | 5 | 6.1 | 3.7545 | 8.5 | 0 | 0 | 0 | #NAME? | #NAME? | #NAME? | #NAME? | #NAME? | #NAME? | TRUE | 0 | TRUE | TRUE | #NAME? | #NAME? | #NAME? | #NAME? | #NAME? | #NAME? | #NAME? | #NAME? | #NAME? | #NAME? |  |  | 1: 1.1385; 2: 1.7958; 3: 0; 4: 0 | 2.9343 |  | 69.3753 | 112.6046 | 116.5514 | 19699 | 2.9343 | 69.3753 | 113.4759 |  | 0 | 1537 | 1537 | 1969-09-18 | #NAME? | #NAME? | #NAME?
1969-09-19 | 1969 | 9 | 262 | 19 | 6 | 7.2 | 3.2388 | 9.6667 | 0 | 0 | 0 | #NAME? | #NAME? | #NAME? | #NAME? | #NAME? | #NAME? | FALSE | 0 | TRUE | TRUE | #NAME? | #NAME? | #NAME? | #NAME? | #NAME? | #NAME? | #NAME? | #NAME? | #NAME? | #NAME? |  |  | 1: 0; 2: 0; 3: 0; 4: 4.345 | 4.345 |  | 127.4522 | 196.2359 | 202.3051 | 19699 | 4.345 | 127.4522 | 208.4712 |  | 0 | 1538 | 1538 | 1969-09-19 | #NAME? | #NAME? | #NAME?
1969-09-20 | 1969 | 9 | 263 | 20 | 7 | 6.1 | 1.1365 | 13.1667 | 3.7 | 3.7 | 0 | #NAME? | #NAME? | #NAME? | #NAME? | #NAME? | #NAME? | FALSE | 0 | TRUE | TRUE | #NAME? | #NAME? | #NAME? | #NAME? | #NAME? | #NAME? | #NAME? | #NAME? | #NAME? | #NAME? |  |  | 1: 0; 2: 0; 3: 0; 4: 0 | 0 |  | 0 | 0 | 0 | 19699 | 0 | 0 | 0 |  | 0 | 1539 | 1539 | 1969-09-20 | #NAME? | #NAME? | #NAME?
1969-09-21 | 1969 | 9 | 264 | 21 | 1 | 4.4 | 1.3891 | 15.6667 | 21.3 | 21.3 | 12.225 | #NAME? | #NAME? | #NAME? | #NAME? | #NAME? | #NAME? | TRUE | 3.7 | TRUE | TRUE | #NAME? | #NAME? | #NAME? | #NAME? | #NAME? | #NAME? | #NAME? | #NAME? | #NAME? | #NAME? |  |  | 1: 0; 2: 0; 3: 0; 4: 0 | 0 |  | 0 | 0 | 0 | 19699 | 0 | 0 | 0 |  | 0 | 1540 | 1540 | 1969-09-21 | #NAME? | #NAME? | #NAME?
1969-09-22 | 1969 | 9 | 265 | 22 | 2 | 6.1 | 1.9293 | 14.1667 | 0 | 0 | 0 | #NAME? | #NAME? | #NAME? | #NAME? | #NAME? | #NAME? | FALSE | 25 | FALSE | FALSE | #NAME? | #NAME? | #NAME? | #NAME? | #NAME? | #NAME? | #NAME? | #NAME? | #NAME? | #NAME? |  |  | 1: 0; 2: 0; 3: 0; 4: 0 | 0 |  | 0 | 0 | 0 | 19699 | 0 | 0 | 0 |  | 0 | 1541 | 1541 | 1969-09-22 | #NAME? | #NAME? | #NAME?
1969-09-23 | 1969 | 9 | 266 | 23 | 3 | 2.8 | 2.9391 | 11.8333 | 0 | 0 | 0 | #NAME? | #NAME? | #NAME? | #NAME? | #NAME? | #NAME? | TRUE | 21.3 | FALSE | TRUE | #NAME? | #NAME? | #NAME? | #NAME? | #NAME? | #NAME? | #NAME? | #NAME? | #NAME? | #NAME? |  |  | 1: 0; 2: 0; 3: 0; 4: 0 | 0 |  | 0 | 0 | 0 | 19699 | 0 | 0 | 0 |  | 0 | 1542 | 1542 | 1969-09-23 | #NAME? | #NAME? | #NAME?
1969-09-24 | 1969 | 9 | 267 | 24 | 4 | 4.4 | 2.6708 | 16.3333 | 0 | 0 | 0 | #NAME? | #NAME? | #NAME? | #NAME? | #NAME? | #NAME? | FALSE | 0 | TRUE | TRUE | #NAME? | #NAME? | #NAME? | #NAME? | #NAME? | #NAME? | #NAME? | #NAME? | #NAME? | #NAME? |  |  | 1: 0; 2: 0; 3: 5.6056; 4: 4.9576 | 10.5633 |  | 227.6397 | 350.4929 | 361.3328 | 19699 | 10.5633 | 227.6397 | 372.3461 |  | 0 | 1543 | 1543 | 1969-09-24 | #NAME? | #NAME? | #NAME?
1969-09-25 | 1969 | 9 | 268 | 25 | 5 | 3.9 | 2.8508 | 5.6667 | 0 | 0 | 0 | #NAME? | #NAME? | #NAME? | #NAME? | #NAME? | #NAME? | TRUE | 0 | TRUE | FALSE | #NAME? | #NAME? | #NAME? | #NAME? | #NAME? | #NAME? | #NAME? | #NAME? | #NAME? | #NAME? |  |  | 1: 0; 2: 0; 3: 0; 4: 0 | 0 |  | 0 | 0 | 0 | 19699 | 0 | 0 | 0 |  | 0 | 1544 | 1544 | 1969-09-25 | #NAME? | #NAME? | #NAME?
1969-09-26 | 1969 | 9 | 269 | 26 | 6 | 1.1 | 2.0698 | 10 | 0 | 0 | 0 | #NAME? | #NAME? | #NAME? | #NAME? | #NAME? | #NAME? | FALSE | 0 | TRUE | TRUE | #NAME? | #NAME? | #NAME? | #NAME? | #NAME? | #NAME? | #NAME? | #NAME? | #NAME? | #NAME? |  |  | 1: 0; 2: 0; 3: 0; 4: 3.8479 | 3.8479 |  | 112.8729 | 173.7884 | 179.1633 | 19699 | 3.8479 | 112.8729 | 184.6241 |  | 0 | 1545 | 1545 | 1969-09-26 | #NAME? | #NAME? | #NAME?
1969-09-27 | 1969 | 9 | 270 | 27 | 7 | 5 | 2.7637 | 19.5 | 0 | 0 | 0 | #NAME? | #NAME? | #NAME? | #NAME? | #NAME? | #NAME? | FALSE | 0 | TRUE | TRUE | #NAME? | #NAME? | #NAME? | #NAME? | #NAME? | #NAME? | #NAME? | #NAME? | #NAME? | #NAME? |  |  | 1: 0; 2: 0; 3: 1.1269; 4: 0 | 1.1269 |  | 16.5274 | 25.4469 | 26.2339 | 19699 | 1.1269 | 16.5274 | 27.0335 |  | 0 | 1546 | 1546 | 1969-09-27 | #NAME? | #NAME? | #NAME?
1969-09-28 | 1969 | 9 | 271 | 28 | 1 | 5.6 | 2.0156 | 22.5 | 0 | 0 | 0 | #NAME? | #NAME? | #NAME? | #NAME? | #NAME? | #NAME? | TRUE | 0 | TRUE | TRUE | #NAME? | #NAME? | #NAME? | #NAME? | #NAME? | #NAME? | #NAME? | #NAME? | #NAME? | #NAME? |  |  | 1: 2.701; 2: 3.4945; 3: 0; 4: 0 | 6.1955 |  | 142.1194 | 230.0831 | 238.1023 | 19699 | 6.1955 | 142.1194 | 232.4622 |  | 0 | 1547 | 1547 | 1969-09-28 | #NAME? | #NAME? | #NAME?
1969-09-29 | 1969 | 9 | 272 | 29 | 2 | 5 | 2.4072 | 17 | 3.3 | 3.3 | 0 | #NAME? | #NAME? | #NAME? | #NAME? | #NAME? | #NAME? | FALSE | 0 | TRUE | TRUE | #NAME? | #NAME? | #NAME? | #NAME? | #NAME? | #NAME? | #NAME? | #NAME? | #NAME? | #NAME? |  |  | 1: 0; 2: 0; 3: 2.8544; 4: 4.9086 | 7.763 |  | 185.8504 | 286.1506 | 295.0006 | 19699 | 7.763 | 185.8504 | 303.992 |  | 0 | 1548 | 1548 | 1969-09-29 | #NAME? | #NAME? | #NAME?
1969-09-30 | 1969 | 9 | 273 | 30 | 3 | 3.9 | 1.8385 | 9.5 | 0 | 0 | 0 | #NAME? | #NAME? | #NAME? | #NAME? | #NAME? | #NAME? | TRUE | 3.3 | TRUE | FALSE | #NAME? | #NAME? | #NAME? | #NAME? | #NAME? | #NAME? | #NAME? | #NAME? | #NAME? | #NAME? |  |  | 1: 0; 2: 0; 3: 0; 4: 0 | 0 |  | 0 | 0 | 0 | 19699 | 0 | 0 | 0 |  | 0 | 1549 | 1549 | 1969-09-30 | #NAME? | #NAME? | #NAME?
1970-05-01 | 1970 | 5 | 121 | 1 | 6 | 2.2 | 4.9681 | 6 | 0 | 0 | 0 | #NAME? | #NAME? | #NAME? | #NAME? | #NAME? | #NAME? | FALSE | 3.3 | TRUE | TRUE | #NAME? | #NAME? | #NAME? | #NAME? | #NAME? | #NAME? | #NAME? | #NAME? | #NAME? | #NAME? |  |  | 1: 0; 2: 0; 3: 0; 4: 2.28 | 2.28 |  | 66.88 | 102.974 | 106.1587 | 19705 | 2.28 | 66.88 | 109.3944 |  | 0 | 1550 | 1550 | 1970-05-01 | #NAME? | #NAME? | #NAME?
1970-05-02 | 1970 | 5 | 122 | 2 | 7 | 3.9 | 4.5831 | 8.3333 | 0 | 0 | 0 | #NAME? | #NAME? | #NAME? | #NAME? | #NAME? | #NAME? | FALSE | 0 | TRUE | FALSE | #NAME? | #NAME? | #NAME? | #NAME? | #NAME? | #NAME? | #NAME? | #NAME? | #NAME? | #NAME? |  |  | 1: 0; 2: 0; 3: 0; 4: 0 | 0 |  | 0 | 0 | 0 | 19705 | 0 | 0 | 0 |  | 0 | 1551 | 1551 | 1970-05-02 | #NAME? | #NAME? | #NAME?
1970-05-03 | 1970 | 5 | 123 | 3 | 1 | 2.8 | 4.5265 | 3.6667 | 0 | 0 | 0 | #NAME? | #NAME? | #NAME? | #NAME? | #NAME? | #NAME? | TRUE | 0 | TRUE | FALSE | #NAME? | #NAME? | #NAME? | #NAME? | #NAME? | #NAME? | #NAME? | #NAME? | #NAME? | #NAME? |  |  | 1: 0; 2: 0; 3: 0; 4: 0 | 0 |  | 0 | 0 | 0 | 19705 | 0 | 0 | 0 |  | 0 | 1552 | 1552 | 1970-05-03 | #NAME? | #NAME? | #NAME?
1970-05-04 | 1970 | 5 | 124 | 4 | 2 | 0 | 4.8369 | 16.6667 | 0 | 0 | 0 | #NAME? | #NAME? | #NAME? | #NAME? | #NAME? | #NAME? | FALSE | 0 | TRUE | TRUE | #NAME? | #NAME? | #NAME? | #NAME? | #NAME? | #NAME? | #NAME? | #NAME? | #NAME? | #NAME? |  |  | 1: 0; 2: 0; 3: 1.5877; 4: 7.2903 | 8.8779 |  | 237.1338 | 365.1107 | 376.4028 | 19705 | 8.8779 | 237.1338 | 387.8753 |  | 0 | 1553 | 1553 | 1970-05-04 | #NAME? | #NAME? | #NAME?
1970-05-05 | 1970 | 5 | 125 | 5 | 3 | 8.3 | 5.3461 | 11.5 | 0 | 0 | 0 | #NAME? | #NAME? | #NAME? | #NAME? | #NAME? | #NAME? | TRUE | 0 | TRUE | TRUE | #NAME? | #NAME? | #NAME? | #NAME? | #NAME? | #NAME? | #NAME? | #NAME? | #NAME? | #NAME? |  |  | 1: 0; 2: 0; 3: 0; 4: 0 | 0 |  | 0 | 0 | 0 | 19705 | 0 | 0 | 0 |  | 0 | 1554 | 1554 | 1970-05-05 | #NAME? | #NAME? | #NAME?
1970-05-06 | 1970 | 5 | 126 | 6 | 4 | 4.4 | 4.0631 | 27 | 0 | 0 | 0 | #NAME? | #NAME? | #NAME? | #NAME? | #NAME? | #NAME? | FALSE | 0 | TRUE | TRUE | #NAME? | #NAME? | #NAME? | #NAME? | #NAME? | #NAME? | #NAME? | #NAME? | #NAME? | #NAME? |  |  | 1: 0; 2: 0; 3: 4.2991; 4: 5.6006 | 9.8998 |  | 227.3396 | 350.0309 | 360.8566 | 19705 | 9.8998 | 227.3396 | 371.8553 |  | 0 | 1555 | 1555 | 1970-05-06 | #NAME? | #NAME? | #NAME?
1970-05-07 | 1970 | 5 | 127 | 7 | 5 | 5 | 3.0988 | 9.1667 | 0 | 0 | 0 | #NAME? | #NAME? | #NAME? | #NAME? | #NAME? | #NAME? | TRUE | 0 | TRUE | TRUE | #NAME? | #NAME? | #NAME? | #NAME? | #NAME? | #NAME? | #NAME? | #NAME? | #NAME? | #NAME? |  |  | 1: 3.2279; 2: 4.633; 3: 0; 4: 0 | 7.8609 |  | 183.2435 | 297.0711 | 307.4563 | 19705 | 7.8609 | 183.2435 | 299.7281 |  | 0 | 1556 | 1556 | 1970-05-07 | #NAME? | #NAME? | #NAME?
1970-05-08 | 1970 | 5 | 128 | 8 | 6 | 3.3 | 4.1498 | 10.8333 | 0 | 0 | 0 | #NAME? | #NAME? | #NAME? | #NAME? | #NAME? | #NAME? | FALSE | 0 | TRUE | FALSE | #NAME? | #NAME? | #NAME? | #NAME? | #NAME? | #NAME? | #NAME? | #NAME? | #NAME? | #NAME? |  |  | 1: 0; 2: 0; 3: 0; 4: 0 | 0 |  | 0 | 0 | 0 | 19705 | 0 | 0 | 0 |  | 0 | 1557 | 1557 | 1970-05-08 | #NAME? | #NAME? | #NAME?
1970-05-09 | 1970 | 5 | 129 | 9 | 7 | 1.1 | 3.9103 | 1.8333 | 0.5 | 0.5 | 0 | #NAME? | #NAME? | #NAME? | #NAME? | #NAME? | #NAME? | FALSE | 0 | TRUE | FALSE | #NAME? | #NAME? | #NAME? | #NAME? | #NAME? | #NAME? | #NAME? | #NAME? | #NAME? | #NAME? |  |  | 1: 0; 2: 0; 3: 0; 4: 0 | 0 |  | 0 | 0 | 0 | 19705 | 0 | 0 | 0 |  | 0 | 1558 | 1558 | 1970-05-09 | #NAME? | #NAME? | #NAME?
1970-05-10 | 1970 | 5 | 130 | 10 | 1 | 2.8 | 2.4795 | 25.3333 | 0.8 | 0.8 | 0 | #NAME? | #NAME? | #NAME? | #NAME? | #NAME? | #NAME? | TRUE | 0.5 | TRUE | FALSE | #NAME? | #NAME? | #NAME? | #NAME? | #NAME? | #NAME? | #NAME? | #NAME? | #NAME? | #NAME? |  |  | 1: 0; 2: 0; 3: 0; 4: 0 | 0 |  | 0 | 0 | 0 | 19705 | 0 | 0 | 0 |  | 0 | 1559 | 1559 | 1970-05-10 | #NAME? | #NAME? | #NAME?
1970-05-11 | 1970 | 5 | 131 | 11 | 2 | 0 | 1.6126 | 19.1667 | 7.6 | 7.6 | 1.95 | #NAME? | #NAME? | #NAME? | #NAME? | #NAME? | #NAME? | FALSE | 1.3 | TRUE | FALSE | #NAME? | #NAME? | #NAME? | #NAME? | #NAME? | #NAME? | #NAME? | #NAME? | #NAME? | #NAME? |  |  | 1: 0; 2: 0; 3: 0; 4: 0 | 0 |  | 0 | 0 | 0 | 19705 | 0 | 0 | 0 |  | 0 | 1560 | 1560 | 1970-05-11 | #NAME? | #NAME? | #NAME?
1970-05-12 | 1970 | 5 | 132 | 12 | 3 | -1.1 | 2.0168 | 9.1667 | 1 | 1 | 0 | #NAME? | #NAME? | #NAME? | #NAME? | #NAME? | #NAME? | TRUE | 8.4 | TRUE | FALSE | #NAME? | #NAME? | #NAME? | #NAME? | #NAME? | #NAME? | #NAME? | #NAME? | #NAME? | #NAME? |  |  | 1: 0; 2: 0; 3: 0; 4: 0 | 0 |  | 0 | 0 | 0 | 19705 | 0 | 0 | 0 |  | 0 | 1561 | 1561 | 1970-05-12 | #NAME? | #NAME? | #NAME?
1970-05-13 | 1970 | 5 | 133 | 13 | 4 | -2.2 | 2.7908 | 8.5 | 0 | 0 | 0 | #NAME? | #NAME? | #NAME? | #NAME? | #NAME? | #NAME? | FALSE | 8.6 | TRUE | FALSE | #NAME? | #NAME? | #NAME? | #NAME? | #NAME? | #NAME? | #NAME? | #NAME? | #NAME? | #NAME? |  |  | 1: 0; 2: 0; 3: 0; 4: 0 | 0 |  | 0 | 0 | 0 | 19705 | 0 | 0 | 0 |  | 0 | 1562 | 1562 | 1970-05-13 | #NAME? | #NAME? | #NAME?
1970-05-14 | 1970 | 5 | 134 | 14 | 5 | -1.7 | 4.3081 | 2.6667 | 0 | 0 | 0 | #NAME? | #NAME? | #NAME? | #NAME? | #NAME? | #NAME? | TRUE | 1 | TRUE | TRUE | #NAME? | #NAME? | #NAME? | #NAME? | #NAME? | #NAME? | #NAME? | #NAME? | #NAME? | #NAME? |  |  | 1: 0; 2: 0; 3: 0; 4: 0 | 0 |  | 0 | 0 | 0 | 19705 | 0 | 0 | 0 |  | 0 | 1563 | 1563 | 1970-05-14 | #NAME? | #NAME? | #NAME?
1970-05-15 | 1970 | 5 | 135 | 15 | 6 | 9.4 | 5.8385 | 20.3333 | 0 | 0 | 0 | #NAME? | #NAME? | #NAME? | #NAME? | #NAME? | #NAME? | FALSE | 0 | TRUE | TRUE | #NAME? | #NAME? | #NAME? | #NAME? | #NAME? | #NAME? | #NAME? | #NAME? | #NAME? | #NAME? |  |  | 1: 0; 2: 0; 3: 0; 4: 11.1008 | 11.1008 |  | 325.6236 | 501.357 | 516.8629 | 19705 | 11.1008 | 325.6236 | 532.6166 |  | 0 | 1564 | 1564 | 1970-05-15 | #NAME? | #NAME? | #NAME?
1970-05-16 | 1970 | 5 | 136 | 16 | 7 | 8.3 | 6.5303 | 11.8333 | 0 | 0 | 0 | #NAME? | #NAME? | #NAME? | #NAME? | #NAME? | #NAME? | FALSE | 0 | TRUE | TRUE | #NAME? | #NAME? | #NAME? | #NAME? | #NAME? | #NAME? | #NAME? | #NAME? | #NAME? | #NAME? |  |  | 1: 0; 2: 0; 3: 0; 4: 0 | 0 |  | 0 | 0 | 0 | 19705 | 0 | 0 | 0 |  | 0 | 1565 | 1565 | 1970-05-16 | #NAME? | #NAME? | #NAME?
1970-05-17 | 1970 | 5 | 137 | 17 | 1 | 4.4 | 5.1395 | 19.3333 | 0 | 0 | 0 | #NAME? | #NAME? | #NAME? | #NAME? | #NAME? | #NAME? | TRUE | 0 | TRUE | FALSE | #NAME? | #NAME? | #NAME? | #NAME? | #NAME? | #NAME? | #NAME? | #NAME? | #NAME? | #NAME? |  |  | 1: 0; 2: 0; 3: 0; 4: 0 | 0 |  | 0 | 0 | 0 | 19705 | 0 | 0 | 0 |  | 0 | 1566 | 1566 | 1970-05-17 | #NAME? | #NAME? | #NAME?
1970-05-18 | 1970 | 5 | 138 | 18 | 2 | -2.2 | 4.8228 | 11.6667 | 0 | 0 | 0 | #NAME? | #NAME? | #NAME? | #NAME? | #NAME? | #NAME? | FALSE | 0 | TRUE | FALSE | #NAME? | #NAME? | #NAME? | #NAME? | #NAME? | #NAME? | #NAME? | #NAME? | #NAME? | #NAME? |  |  | 1: 0; 2: 0; 3: 0; 4: 0 | 0 |  | 0 | 0 | 0 | 19705 | 0 | 0 | 0 |  | 0 | 1567 | 1567 | 1970-05-18 | #NAME? | #NAME? | #NAME?
1970-05-19 | 1970 | 5 | 139 | 19 | 3 | 0.6 | 4.105 | 5.1667 | 0 | 0 | 0 | #NAME? | #NAME? | #NAME? | #NAME? | #NAME? | #NAME? | TRUE | 0 | TRUE | TRUE | #NAME? | #NAME? | #NAME? | #NAME? | #NAME? | #NAME? | #NAME? | #NAME? | #NAME? | #NAME? |  |  | 1: 3.4414; 2: 6.6024; 3: 0; 4: 0 | 10.0438 |  | 244.1432 | 397.1854 | 411.176 | 19705 | 10.0438 | 244.1432 | 399.3406 |  | 0 | 1568 | 1568 | 1970-05-19 | #NAME? | #NAME? | #NAME?
1970-05-20 | 1970 | 5 | 140 | 20 | 4 | 4.4 | 3.1898 | 14.6667 | 1.3 | 1.3 | 0 | #NAME? | #NAME? | #NAME? | #NAME? | #NAME? | #NAME? | FALSE | 0 | TRUE | FALSE | #NAME? | #NAME? | #NAME? | #NAME? | #NAME? | #NAME? | #NAME? | #NAME? | #NAME? | #NAME? |  |  | 1: 0; 2: 0; 3: 0; 4: 0 | 0 |  | 0 | 0 | 0 | 19705 | 0 | 0 | 0 |  | 0 | 1569 | 1569 | 1970-05-20 | #NAME? | #NAME? | #NAME?
1970-05-21 | 1970 | 5 | 141 | 21 | 5 | 0.6 | 4.2065 | 12 | 0 | 0 | 0 | #NAME? | #NAME? | #NAME? | #NAME? | #NAME? | #NAME? | TRUE | 1.3 | TRUE | TRUE | #NAME? | #NAME? | #NAME? | #NAME? | #NAME? | #NAME? | #NAME? | #NAME? | #NAME? | #NAME? |  |  | 1: 2.9791; 2: 5.5934; 3: 0; 4: 0 | 8.5725 |  | 207.7661 | 337.9237 | 349.8207 | 19705 | 8.5725 | 207.7661 | 339.8392 |  | 0 | 1570 | 1570 | 1970-05-21 | #NAME? | #NAME? | #NAME?
1970-05-22 | 1970 | 5 | 142 | 22 | 6 | 6.7 | 4.8373 | 12.3333 | 0 | 0 | 0 | #NAME? | #NAME? | #NAME? | #NAME? | #NAME? | #NAME? | FALSE | 1.3 | TRUE | TRUE | #NAME? | #NAME? | #NAME? | #NAME? | #NAME? | #NAME? | #NAME? | #NAME? | #NAME? | #NAME? |  |  | 1: 0; 2: 0; 3: 0; 4: 11.9984 | 11.9984 |  | 351.9526 | 541.8953 | 558.655 | 19705 | 11.9984 | 351.9526 | 575.6825 |  | 0 | 1571 | 1571 | 1970-05-22 | #NAME? | #NAME? | #NAME?
1970-05-23 | 1970 | 5 | 143 | 23 | 7 | 5 | 5.0571 | 13 | 0 | 0 | 0 | #NAME? | #NAME? | #NAME? | #NAME? | #NAME? | #NAME? | FALSE | 0 | TRUE | TRUE | #NAME? | #NAME? | #NAME? | #NAME? | #NAME? | #NAME? | #NAME? | #NAME? | #NAME? | #NAME? |  |  | 1: 0; 2: 0; 3: 0; 4: 0 | 0 |  | 0 | 0 | 0 | 19705 | 0 | 0 | 0 |  | 0 | 1572 | 1572 | 1970-05-23 | #NAME? | #NAME? | #NAME?
1970-05-24 | 1970 | 5 | 144 | 24 | 1 | 4.4 | 5.2487 | 30 | 0 | 0 | 0 | #NAME? | #NAME? | #NAME? | #NAME? | #NAME? | #NAME? | TRUE | 0 | TRUE | TRUE | #NAME? | #NAME? | #NAME? | #NAME? | #NAME? | #NAME? | #NAME? | #NAME? | #NAME? | #NAME? |  |  | 1: 16.161; 2: 28.4547; 3: 0; 4: 0 | 44.6156 |  | 1071.6974 | 1741.7958 | 1803.0203 | 19705 | 44.6156 | 1071.6974 | 1752.9558 |  | 0 | 1573 | 1573 | 1970-05-24 | #NAME? | #NAME? | #NAME?
1970-05-25 | 1970 | 5 | 145 | 25 | 2 | 3.3 | 5.3176 | 2.3333 | 0 | 0 | 0 | #NAME? | #NAME? | #NAME? | #NAME? | #NAME? | #NAME? | FALSE | 0 | TRUE | TRUE | #NAME? | #NAME? | #NAME? | #NAME? | #NAME? | #NAME? | #NAME? | #NAME? | #NAME? | #NAME? |  |  | 1: 0; 2: 0; 3: 0; 4: 7.9482 | 7.9482 |  | 233.1476 | 358.9733 | 370.0756 | 19705 | 7.9482 | 233.1476 | 381.3553 |  | 0 | 1574 | 1574 | 1970-05-25 | #NAME? | #NAME? | #NAME?
1970-05-26 | 1970 | 5 | 146 | 26 | 3 | 5.6 | 4.662 | 15.3333 | 1.5 | 1.5 | 0 | #NAME? | #NAME? | #NAME? | #NAME? | #NAME? | #NAME? | TRUE | 0 | TRUE | TRUE | #NAME? | #NAME? | #NAME? | #NAME? | #NAME? | #NAME? | #NAME? | #NAME? | #NAME? | #NAME? |  |  | 1: 4.2782; 2: 6.323; 3: 0; 4: 0 | 10.6012 |  | 248.2212 | 402.5636 | 416.6483 | 19705 | 10.6012 | 248.2212 | 406.0108 |  | 0 | 1575 | 1575 | 1970-05-26 | #NAME? | #NAME? | #NAME?
1970-05-27 | 1970 | 5 | 147 | 27 | 4 | 5 | 3.29 | 6.8333 | 4.6 | 4.6 | 0 | #NAME? | #NAME? | #NAME? | #NAME? | #NAME? | #NAME? | FALSE | 1.5 | TRUE | FALSE | #NAME? | #NAME? | #NAME? | #NAME? | #NAME? | #NAME? | #NAME? | #NAME? | #NAME? | #NAME? |  |  | 1: 0; 2: 0; 3: 0; 4: 0 | 0 |  | 0 | 0 | 0 | 19705 | 0 | 0 | 0 |  | 0 | 1576 | 1576 | 1970-05-27 | #NAME? | #NAME? | #NAME?
1970-05-28 | 1970 | 5 | 148 | 28 | 5 | 1.7 | 2.7407 | 13 | 1.6 | 1.6 | 0 | #NAME? | #NAME? | #NAME? | #NAME? | #NAME? | #NAME? | TRUE | 6.1 | TRUE | TRUE | #NAME? | #NAME? | #NAME? | #NAME? | #NAME? | #NAME? | #NAME? | #NAME? | #NAME? | #NAME? |  |  | 1: 1.6837; 2: 1.9563; 3: 0; 4: 0 | 3.6401 |  | 82.0805 | 132.6841 | 137.2934 | 19705 | 3.6401 | 82.0805 | 134.2576 |  | 0 | 1577 | 1577 | 1970-05-28 | #NAME? | #NAME? | #NAME?
1970-05-29 | 1970 | 5 | 149 | 29 | 6 | 3.9 | 3.9665 | 16.8333 | 0 | 0 | 0 | #NAME? | #NAME? | #NAME? | #NAME? | #NAME? | #NAME? | FALSE | 6.2 | TRUE | TRUE | #NAME? | #NAME? | #NAME? | #NAME? | #NAME? | #NAME? | #NAME? | #NAME? | #NAME? | #NAME? |  |  | 1: 0; 2: 0; 3: 0; 4: 8.4313 | 8.4313 |  | 247.3186 | 380.7922 | 392.5693 | 19705 | 8.4313 | 247.3186 | 404.5345 |  | 0 | 1578 | 1578 | 1970-05-29 | #NAME? | #NAME? | #NAME?
1970-05-30 | 1970 | 5 | 150 | 30 | 7 | 6.7 | 3.7695 | 10.5 | 0.3 | 0.3 | 0 | #NAME? | #NAME? | #NAME? | #NAME? | #NAME? | #NAME? | FALSE | 1.6 | TRUE | FALSE | #NAME? | #NAME? | #NAME? | #NAME? | #NAME? | #NAME? | #NAME? | #NAME? | #NAME? | #NAME? |  |  | 1: 0; 2: 0; 3: 0; 4: 0 | 0 |  | 0 | 0 | 0 | 19705 | 0 | 0 | 0 |  | 0 | 1579 | 1579 | 1970-05-30 | #NAME? | #NAME? | #NAME?
1970-05-31 | 1970 | 5 | 151 | 31 | 1 | 2.8 | 4.6033 | 6.3333 | 0 | 0 | 0 | #NAME? | #NAME? | #NAME? | #NAME? | #NAME? | #NAME? | TRUE | 0.3 | TRUE | TRUE | #NAME? | #NAME? | #NAME? | #NAME? | #NAME? | #NAME? | #NAME? | #NAME? | #NAME? | #NAME? |  |  | 1: 13.6461; 2: 15.1591; 3: 0; 4: 0 | 28.8052 |  | 644.8092 | 1041.6658 | 1077.8003 | 19705 | 28.8052 | 644.8092 | 1054.7025 |  | 0 | 1580 | 1580 | 1970-05-31 | #NAME? | #NAME? | #NAME?
1970-06-01 | 1970 | 6 | 152 | 1 | 2 | 7.8 | 5.4599 | 1.3333 | 0 | 0 | 0 | #NAME? | #NAME? | #NAME? | #NAME? | #NAME? | #NAME? | FALSE | 0.3 | TRUE | TRUE | #NAME? | #NAME? | #NAME? | #NAME? | #NAME? | #NAME? | #NAME? | #NAME? | #NAME? | #NAME? |  |  | 1: 0; 2: 0; 3: 7.0848; 4: 6.885 | 13.9698 |  | 305.8705 | 470.9434 | 485.5087 | 19706 | 13.9698 | 305.8705 | 500.3067 |  | 0 | 1581 | 1581 | 1970-06-01 | #NAME? | #NAME? | #NAME?
1970-06-02 | 1970 | 6 | 153 | 2 | 3 | 8.9 | 7.2193 | 7.5 | 0 | 0 | 0 | #NAME? | #NAME? | #NAME? | #NAME? | #NAME? | #NAME? | TRUE | 0 | TRUE | TRUE | #NAME? | #NAME? | #NAME? | #NAME? | #NAME? | #NAME? | #NAME? | #NAME? | #NAME? | #NAME? |  |  | 1: 2.892; 2: 4.2552; 3: 0; 4: 0 | 7.1471 |  | 167.2334 | 271.2026 | 280.6901 | 19706 | 7.1471 | 167.2334 | 273.5406 |  | 0 | 1582 | 1582 | 1970-06-02 | #NAME? | #NAME? | #NAME?
1970-06-03 | 1970 | 6 | 154 | 3 | 4 | 13.3 | 7.9024 | 9.3333 | 0 | 0 | 0 | #NAME? | #NAME? | #NAME? | #NAME? | #NAME? | #NAME? | FALSE | 0 | TRUE | TRUE | #NAME? | #NAME? | #NAME? | #NAME? | #NAME? | #NAME? | #NAME? | #NAME? | #NAME? | #NAME? |  |  | 1: 0; 2: 0; 3: 8.6938; 4: 6.9736 | 15.6674 |  | 332.0675 | 511.2785 | 527.0913 | 19706 | 15.6674 | 332.0675 | 543.1567 |  | 0 | 1583 | 1583 | 1970-06-03 | #NAME? | #NAME? | #NAME?
1970-06-04 | 1970 | 6 | 155 | 4 | 5 | 12.8 | 7.589 | 3.8333 | 0 | 0 | 0 | #NAME? | #NAME? | #NAME? | #NAME? | #NAME? | #NAME? | TRUE | 0 | TRUE | TRUE | #NAME? | #NAME? | #NAME? | #NAME? | #NAME? | #NAME? | #NAME? | #NAME? | #NAME? | #NAME? |  |  | 1: 11.9385; 2: 13.5744; 3: 0; 4: 0 | 25.5129 |  | 573.2791 | 926.424 | 958.5848 | 19706 | 25.5129 | 573.2791 | 937.7022 |  | 0 | 1584 | 1584 | 1970-06-04 | #NAME? | #NAME? | #NAME?
1970-06-05 | 1970 | 6 | 156 | 5 | 6 | 8.9 | 6.1185 | 4.6667 | 0 | 0 | 0 | #NAME? | #NAME? | #NAME? | #NAME? | #NAME? | #NAME? | FALSE | 0 | TRUE | TRUE | #NAME? | #NAME? | #NAME? | #NAME? | #NAME? | #NAME? | #NAME? | #NAME? | #NAME? | #NAME? |  |  | 1: 0; 2: 0; 3: 0; 4: 8.5202 | 8.5202 |  | 249.9273 | 384.8087 | 396.71 | 19706 | 8.5202 | 249.9273 | 408.8015 |  | 0 | 1585 | 1585 | 1970-06-05 | #NAME? | #NAME? | #NAME?
1970-06-06 | 1970 | 6 | 157 | 6 | 7 | 12.2 | 7.0879 | 6.6667 | 0 | 0 | 0 | #NAME? | #NAME? | #NAME? | #NAME? | #NAME? | #NAME? | FALSE | 0 | TRUE | TRUE | #NAME? | #NAME? | #NAME? | #NAME? | #NAME? | #NAME? | #NAME? | #NAME? | #NAME? | #NAME? |  |  | 1: 0; 2: 0; 3: 10.5876; 4: 0 | 10.5876 |  | 155.2845 | 239.0889 | 246.4834 | 19706 | 10.5876 | 155.2845 | 253.9961 |  | 0 | 1586 | 1586 | 1970-06-06 | #NAME? | #NAME? | #NAME?
1970-06-07 | 1970 | 6 | 158 | 7 | 1 | 12.2 | 6.5924 | 1.6667 | 4.9 | 4.9 | 0 | #NAME? | #NAME? | #NAME? | #NAME? | #NAME? | #NAME? | TRUE | 0 | TRUE | TRUE | #NAME? | #NAME? | #NAME? | #NAME? | #NAME? | #NAME? | #NAME? | #NAME? | #NAME? | #NAME? |  |  | 1: 2.8015; 2: 3.5901; 3: 0; 4: 0 | 6.3916 |  | 146.3973 | 236.9777 | 245.2348 | 19706 | 6.3916 | 146.3973 | 239.4593 |  | 0 | 1587 | 1587 | 1970-06-07 | #NAME? | #NAME? | #NAME?
1970-06-08 | 1970 | 6 | 159 | 8 | 2 | 8.3 | 5.3342 | 11.8333 | 0.6 | 0.6 | 0 | #NAME? | #NAME? | #NAME? | #NAME? | #NAME? | #NAME? | FALSE | 4.9 | TRUE | TRUE | #NAME? | #NAME? | #NAME? | #NAME? | #NAME? | #NAME? | #NAME? | #NAME? | #NAME? | #NAME? |  |  | 1: 0; 2: 0; 3: 1.3108; 4: 10.0755 | 11.3863 |  | 314.7728 | 484.6502 | 499.6394 | 19706 | 11.3863 | 314.7728 | 514.8682 |  | 0 | 1588 | 1588 | 1970-06-08 | #NAME? | #NAME? | #NAME?
1970-06-09 | 1970 | 6 | 160 | 9 | 3 | 12.2 | 5.3952 | 11.5 | 0.3 | 0.3 | 0 | #NAME? | #NAME? | #NAME? | #NAME? | #NAME? | #NAME? | TRUE | 5.5 | TRUE | TRUE | #NAME? | #NAME? | #NAME? | #NAME? | #NAME? | #NAME? | #NAME? | #NAME? | #NAME? | #NAME? |  |  | 1: 0; 2: 0; 3: 0; 4: 0 | 0 |  | 0 | 0 | 0 | 19706 | 0 | 0 | 0 |  | 0 | 1589 | 1589 | 1970-06-09 | #NAME? | #NAME? | #NAME?
1970-06-10 | 1970 | 6 | 161 | 10 | 4 | 7.8 | 5.1975 | 18.8333 | 8.9 | 8.9 | 2.925 | #NAME? | #NAME? | #NAME? | #NAME? | #NAME? | #NAME? | FALSE | 0.9 | TRUE | TRUE | #NAME? | #NAME? | #NAME? | #NAME? | #NAME? | #NAME? | #NAME? | #NAME? | #NAME? | #NAME? |  |  | 1: 0; 2: 0; 3: 4.2415; 4: 5.2473 | 9.4888 |  | 216.1302 | 332.7719 | 343.0638 | 19706 | 9.4888 | 216.1302 | 353.5202 |  | 0 | 1590 | 1590 | 1970-06-10 | #NAME? | #NAME? | #NAME?
1970-06-11 | 1970 | 6 | 162 | 11 | 5 | 7.8 | 3.5617 | 7.1667 | 1.3 | 1.3 | 0 | #NAME? | #NAME? | #NAME? | #NAME? | #NAME? | #NAME? | TRUE | 9.2 | TRUE | TRUE | #NAME? | #NAME? | #NAME? | #NAME? | #NAME? | #NAME? | #NAME? | #NAME? | #NAME? | #NAME? |  |  | 1: 0; 2: 0; 3: 0; 4: 0 | 0 |  | 0 | 0 | 0 | 19706 | 0 | 0 | 0 |  | 0 | 1591 | 1591 | 1970-06-11 | #NAME? | #NAME? | #NAME?
1970-06-12 | 1970 | 6 | 163 | 12 | 6 | 5 | 4.6124 | 17.3333 | 0 | 0 | 0 | #NAME? | #NAME? | #NAME? | #NAME? | #NAME? | #NAME? | FALSE | 10.2 | FALSE | TRUE | #NAME? | #NAME? | #NAME? | #NAME? | #NAME? | #NAME? | #NAME? | #NAME? | #NAME? | #NAME? |  |  | 1: 0; 2: 0; 3: 0; 4: 0 | 0 |  | 0 | 0 | 0 | 19706 | 0 | 0 | 0 |  | 0 | 1592 | 1592 | 1970-06-12 | #NAME? | #NAME? | #NAME?
1970-06-13 | 1970 | 6 | 164 | 13 | 7 | 8.9 | 3.9438 | 29.3333 | 75.9 | 75.9 | 53.175 | #NAME? | #NAME? | #NAME? | #NAME? | #NAME? | #NAME? | FALSE | 1.3 | TRUE | TRUE | #NAME? | #NAME? | #NAME? | #NAME? | #NAME? | #NAME? | #NAME? | #NAME? | #NAME? | #NAME? |  |  | 1: 0; 2: 0; 3: 5.225; 4: 0 | 5.225 |  | 76.6333 | 117.991 | 121.6402 | 19706 | 5.225 | 76.6333 | 125.3477 |  | 0 | 1593 | 1593 | 1970-06-13 | #NAME? | #NAME? | #NAME?
1970-06-14 | 1970 | 6 | 165 | 14 | 1 | 12.8 | 3.2711 | 5.6667 | 9.9 | 9.9 | 3.675 | #NAME? | #NAME? | #NAME? | #NAME? | #NAME? | #NAME? | TRUE | 75.9 | FALSE | TRUE | #NAME? | #NAME? | #NAME? | #NAME? | #NAME? | #NAME? | #NAME? | #NAME? | #NAME? | #NAME? |  |  | 1: 0; 2: 0; 3: 0; 4: 0 | 0 |  | 0 | 0 | 0 | 19706 | 0 | 0 | 0 |  | 0 | 1594 | 1594 | 1970-06-14 | #NAME? | #NAME? | #NAME?
1970-06-15 | 1970 | 6 | 166 | 15 | 2 | 11.7 | 3.6035 | 6.5 | 16.3 | 16.3 | 8.475 | #NAME? | #NAME? | #NAME? | #NAME? | #NAME? | #NAME? | FALSE | 85.8 | FALSE | TRUE | #NAME? | #NAME? | #NAME? | #NAME? | #NAME? | #NAME? | #NAME? | #NAME? | #NAME? | #NAME? |  |  | 1: 0; 2: 0; 3: 0; 4: 0 | 0 |  | 0 | 0 | 0 | 19706 | 0 | 0 | 0 |  | 0 | 1595 | 1595 | 1970-06-15 | #NAME? | #NAME? | #NAME?
1970-06-16 | 1970 | 6 | 167 | 16 | 3 | 9.4 | 4.6522 | 29.5 | 7.4 | 7.4 | 1.8 | #NAME? | #NAME? | #NAME? | #NAME? | #NAME? | #NAME? | TRUE | 26.2 | FALSE | TRUE | #NAME? | #NAME? | #NAME? | #NAME? | #NAME? | #NAME? | #NAME? | #NAME? | #NAME? | #NAME? |  |  | 1: 0; 2: 0; 3: 0; 4: 0 | 0 |  | 0 | 0 | 0 | 19706 | 0 | 0 | 0 |  | 0 | 1596 | 1596 | 1970-06-16 | #NAME? | #NAME? | #NAME?
1970-06-17 | 1970 | 6 | 168 | 17 | 4 | 7.8 | 3.7067 | 7.1667 | 0 | 0 | 0 | #NAME? | #NAME? | #NAME? | #NAME? | #NAME? | #NAME? | FALSE | 23.7 | FALSE | TRUE | #NAME? | #NAME? | #NAME? | #NAME? | #NAME? | #NAME? | #NAME? | #NAME? | #NAME? | #NAME? |  |  | 1: 0; 2: 0; 3: 0; 4: 0 | 0 |  | 0 | 0 | 0 | 19706 | 0 | 0 | 0 |  | 0 | 1597 | 1597 | 1970-06-17 | #NAME? | #NAME? | #NAME?
1970-06-18 | 1970 | 6 | 169 | 18 | 5 | 9.4 | 5.9334 | 12 | 0 | 0 | 0 | #NAME? | #NAME? | #NAME? | #NAME? | #NAME? | #NAME? | TRUE | 7.4 | TRUE | TRUE | #NAME? | #NAME? | #NAME? | #NAME? | #NAME? | #NAME? | #NAME? | #NAME? | #NAME? | #NAME? |  |  | 1: 2.9837; 2: 4.3469; 3: 0; 4: 0 | 7.3306 |  | 171.2705 | 277.7142 | 287.4269 | 19706 | 7.3306 | 171.2705 | 280.144 |  | 0 | 1598 | 1598 | 1970-06-18 | #NAME? | #NAME? | #NAME?
1970-06-19 | 1970 | 6 | 170 | 19 | 6 | 7.8 | 5.5678 | 9.8333 | 0 | 0 | 0 | #NAME? | #NAME? | #NAME? | #NAME? | #NAME? | #NAME? | FALSE | 0 | TRUE | TRUE | #NAME? | #NAME? | #NAME? | #NAME? | #NAME? | #NAME? | #NAME? | #NAME? | #NAME? | #NAME? |  |  | 1: 0; 2: 0; 3: 0; 4: 8.3408 | 8.3408 |  | 244.6629 | 376.7033 | 388.3539 | 19706 | 8.3408 | 244.6629 | 400.1907 |  | 0 | 1599 | 1599 | 1970-06-19 | #NAME? | #NAME? | #NAME?
1970-06-20 | 1970 | 6 | 171 | 20 | 7 | 10.6 | 5.8939 | 7.8333 | 0 | 0 | 0 | #NAME? | #NAME? | #NAME? | #NAME? | #NAME? | #NAME? | FALSE | 0 | TRUE | TRUE | #NAME? | #NAME? | #NAME? | #NAME? | #NAME? | #NAME? | #NAME? | #NAME? | #NAME? | #NAME? |  |  | 1: 0; 2: 0; 3: 8.7466; 4: 0 | 8.7466 |  | 128.2831 | 197.5152 | 203.6239 | 19706 | 8.7466 | 128.2831 | 209.8303 |  | 0 | 1600 | 1600 | 1970-06-20 | #NAME? | #NAME? | #NAME?
1970-06-21 | 1970 | 6 | 172 | 21 | 1 | 11.7 | 5.6481 | 3.6667 | 0.5 | 0.5 | 0 | #NAME? | #NAME? | #NAME? | #NAME? | #NAME? | #NAME? | TRUE | 0 | TRUE | TRUE | #NAME? | #NAME? | #NAME? | #NAME? | #NAME? | #NAME? | #NAME? | #NAME? | #NAME? | #NAME? |  |  | 1: 0; 2: 0; 3: 0; 4: 0 | 0 |  | 0 | 0 | 0 | 19706 | 0 | 0 | 0 |  | 0 | 1601 | 1601 | 1970-06-21 | #NAME? | #NAME? | #NAME?
1970-06-22 | 1970 | 6 | 173 | 22 | 2 | 11.7 | 6.0274 | 21.1667 | 0 | 0 | 0 | #NAME? | #NAME? | #NAME? | #NAME? | #NAME? | #NAME? | FALSE | 0.5 | TRUE | TRUE | #NAME? | #NAME? | #NAME? | #NAME? | #NAME? | #NAME? | #NAME? | #NAME? | #NAME? | #NAME? |  |  | 1: 0; 2: 0; 3: 4.8275; 4: 8.7792 | 13.6067 |  | 328.326 | 505.5178 | 521.1524 | 19706 | 13.6067 | 328.326 | 537.0368 |  | 0 | 1602 | 1602 | 1970-06-22 | #NAME? | #NAME? | #NAME?
1970-06-23 | 1970 | 6 | 174 | 23 | 3 | 9.4 | 5.6591 | 5.8333 | 0 | 0 | 0 | #NAME? | #NAME? | #NAME? | #NAME? | #NAME? | #NAME? | TRUE | 0.5 | TRUE | TRUE | #NAME? | #NAME? | #NAME? | #NAME? | #NAME? | #NAME? | #NAME? | #NAME? | #NAME? | #NAME? |  |  | 1: 13.5366; 2: 21.0065; 3: 0; 4: 0 | 34.5431 |  | 814.7283 | 1322.1364 | 1368.4567 | 19706 | 34.5431 | 814.7283 | 1332.6362 |  | 0 | 1603 | 1603 | 1970-06-23 | #NAME? | #NAME? | #NAME?
1970-06-24 | 1970 | 6 | 175 | 24 | 4 | 12.8 | 5.7132 | 8 | 0 | 0 | 0 | #NAME? | #NAME? | #NAME? | #NAME? | #NAME? | #NAME? | FALSE | 0 | TRUE | TRUE | #NAME? | #NAME? | #NAME? | #NAME? | #NAME? | #NAME? | #NAME? | #NAME? | #NAME? | #NAME? |  |  | 1: 0; 2: 0; 3: 4.5807; 4: 5.455 | 10.0357 |  | 227.1966 | 349.8107 | 360.6296 | 19706 | 10.0357 | 227.1966 | 371.6214 |  | 0 | 1604 | 1604 | 1970-06-24 | #NAME? | #NAME? | #NAME?
1970-06-25 | 1970 | 6 | 176 | 25 | 5 | 9.4 | 5.7031 | 5.8333 | 0 | 0 | 0 | #NAME? | #NAME? | #NAME? | #NAME? | #NAME? | #NAME? | TRUE | 0 | TRUE | TRUE | #NAME? | #NAME? | #NAME? | #NAME? | #NAME? | #NAME? | #NAME? | #NAME? | #NAME? | #NAME? |  |  | 1: 4.5391; 2: 6.9628; 3: 0; 4: 0 | 11.502 |  | 270.8171 | 439.4167 | 454.8065 | 19706 | 11.502 | 270.8171 | 442.9705 |  | 0 | 1605 | 1605 | 1970-06-25 | #NAME? | #NAME? | #NAME?
1970-06-26 | 1970 | 6 | 177 | 26 | 6 | 10.6 | 6.433 | 5 | 0 | 0 | 0 | #NAME? | #NAME? | #NAME? | #NAME? | #NAME? | #NAME? | FALSE | 0 | TRUE | TRUE | #NAME? | #NAME? | #NAME? | #NAME? | #NAME? | #NAME? | #NAME? | #NAME? | #NAME? | #NAME? |  |  | 1: 0; 2: 0; 3: 0; 4: 6.279 | 6.279 |  | 184.1844 | 283.5855 | 292.3562 | 19706 | 6.279 | 184.1844 | 301.2671 |  | 0 | 1606 | 1606 | 1970-06-26 | #NAME? | #NAME? | #NAME?
1970-06-27 | 1970 | 6 | 178 | 27 | 7 | 17.2 | 5.5117 | 18.1667 | 0 | 0 | 0 | #NAME? | #NAME? | #NAME? | #NAME? | #NAME? | #NAME? | FALSE | 0 | TRUE | TRUE | #NAME? | #NAME? | #NAME? | #NAME? | #NAME? | #NAME? | #NAME? | #NAME? | #NAME? | #NAME? |  |  | 1: 0; 2: 0; 3: 0; 4: 0 | 0 |  | 0 | 0 | 0 | 19706 | 0 | 0 | 0 |  | 0 | 1607 | 1607 | 1970-06-27 | #NAME? | #NAME? | #NAME?
1970-06-28 | 1970 | 6 | 179 | 28 | 1 | 9.4 | 4.6663 | 38.8333 | 0.3 | 0.3 | 0 | #NAME? | #NAME? | #NAME? | #NAME? | #NAME? | #NAME? | TRUE | 0 | TRUE | TRUE | #NAME? | #NAME? | #NAME? | #NAME? | #NAME? | #NAME? | #NAME? | #NAME? | #NAME? | #NAME? |  |  | 1: 14.7109; 2: 16.9954; 3: 0; 4: 0 | 31.7063 |  | 714.2917 | 1154.5661 | 1194.6671 | 19706 | 31.7063 | 714.2917 | 1168.3538 |  | 0 | 1608 | 1608 | 1970-06-28 | #NAME? | #NAME? | #NAME?
1970-06-29 | 1970 | 6 | 180 | 29 | 2 | 6.7 | 2.7991 | 2.3333 | 14.2 | 14.2 | 6.9 | #NAME? | #NAME? | #NAME? | #NAME? | #NAME? | #NAME? | FALSE | 0.3 | TRUE | TRUE | #NAME? | #NAME? | #NAME? | #NAME? | #NAME? | #NAME? | #NAME? | #NAME? | #NAME? | #NAME? |  |  | 1: 0; 2: 0; 3: 0; 4: 9.1361 | 9.1361 |  | 267.9913 | 412.6215 | 425.383 | 19706 | 9.1361 | 267.9913 | 438.3484 |  | 0 | 1609 | 1609 | 1970-06-29 | #NAME? | #NAME? | #NAME?
1970-06-30 | 1970 | 6 | 181 | 30 | 3 | 7.2 | 4.5981 | 26.6667 | 18.8 | 18.8 | 10.35 | #NAME? | #NAME? | #NAME? | #NAME? | #NAME? | #NAME? | TRUE | 14.5 | FALSE | TRUE | #NAME? | #NAME? | #NAME? | #NAME? | #NAME? | #NAME? | #NAME? | #NAME? | #NAME? | #NAME? |  |  | 1: 0; 2: 0; 3: 0; 4: 0 | 0 |  | 0 | 0 | 0 | 19706 | 0 | 0 | 0 |  | 0 | 1610 | 1610 | 1970-06-30 | #NAME? | #NAME? | #NAME?
1970-07-01 | 1970 | 7 | 182 | 1 | 4 | 10.6 | 5.554 | 29.8333 | 0 | 0 | 0 | #NAME? | #NAME? | #NAME? | #NAME? | #NAME? | #NAME? | FALSE | 33 | FALSE | TRUE | #NAME? | #NAME? | #NAME? | #NAME? | #NAME? | #NAME? | #NAME? | #NAME? | #NAME? | #NAME? |  |  | 1: 0; 2: 0; 3: 0; 4: 0 | 0 |  | 0 | 0 | 0 | 19707 | 0 | 0 | 0 |  | 0 | 1611 | 1611 | 1970-07-01 | #NAME? | #NAME? | #NAME?
1970-07-02 | 1970 | 7 | 183 | 2 | 5 | 7.8 | 5.0564 | 7.6667 | 0 | 0 | 0 | #NAME? | #NAME? | #NAME? | #NAME? | #NAME? | #NAME? | TRUE | 18.8 | FALSE | TRUE | #NAME? | #NAME? | #NAME? | #NAME? | #NAME? | #NAME? | #NAME? | #NAME? | #NAME? | #NAME? |  |  | 1: 0; 2: 0; 3: 0; 4: 0 | 0 |  | 0 | 0 | 0 | 19707 | 0 | 0 | 0 |  | 0 | 1612 | 1612 | 1970-07-02 | #NAME? | #NAME? | #NAME?
1970-07-03 | 1970 | 7 | 184 | 3 | 6 | 10 | 5.2669 | 3.6667 | 0 | 0 | 0 | #NAME? | #NAME? | #NAME? | #NAME? | #NAME? | #NAME? | FALSE | 0 | TRUE | TRUE | #NAME? | #NAME? | #NAME? | #NAME? | #NAME? | #NAME? | #NAME? | #NAME? | #NAME? | #NAME? |  |  | 1: 0; 2: 0; 3: 0; 4: 8.1158 | 8.1158 |  | 238.0621 | 366.54 | 377.8763 | 19707 | 8.1158 | 238.0621 | 389.3938 |  | 0 | 1613 | 1613 | 1970-07-03 | #NAME? | #NAME? | #NAME?
1970-07-04 | 1970 | 7 | 185 | 4 | 7 | 13.3 | 6.1887 | 9.5 | 0 | 0 | 0 | #NAME? | #NAME? | #NAME? | #NAME? | #NAME? | #NAME? | FALSE | 0 | TRUE | TRUE | #NAME? | #NAME? | #NAME? | #NAME? | #NAME? | #NAME? | #NAME? | #NAME? | #NAME? | #NAME? |  |  | 1: 0; 2: 0; 3: 2.15; 4: 0 | 2.15 |  | 31.5331 | 48.551 | 50.0526 | 19707 | 2.15 | 31.5331 | 51.5782 |  | 0 | 1614 | 1614 | 1970-07-04 | #NAME? | #NAME? | #NAME?
1970-07-05 | 1970 | 7 | 186 | 5 | 1 | 15 | 5.7062 | 17.8333 | 0 | 0 | 0 | #NAME? | #NAME? | #NAME? | #NAME? | #NAME? | #NAME? | TRUE | 0 | TRUE | TRUE | #NAME? | #NAME? | #NAME? | #NAME? | #NAME? | #NAME? | #NAME? | #NAME? | #NAME? | #NAME? |  |  | 1: 9.6729; 2: 13.3574; 3: 0; 4: 0 | 23.0303 |  | 533.6854 | 864.7628 | 894.9604 | 19707 | 23.0303 | 533.6854 | 872.9394 |  | 0 | 1615 | 1615 | 1970-07-05 | #NAME? | #NAME? | #NAME?
1970-07-06 | 1970 | 7 | 187 | 6 | 2 | 13.9 | 5.3847 | 6.3333 | 0 | 0 | 0 | #NAME? | #NAME? | #NAME? | #NAME? | #NAME? | #NAME? | FALSE | 0 | TRUE | TRUE | #NAME? | #NAME? | #NAME? | #NAME? | #NAME? | #NAME? | #NAME? | #NAME? | #NAME? | #NAME? |  |  | 1: 0; 2: 0; 3: 11.1054; 4: 8.9716 | 20.077 |  | 426.0467 | 655.9766 | 676.2645 | 19707 | 20.077 | 426.0467 | 696.8767 |  | 0 | 1616 | 1616 | 1970-07-06 | #NAME? | #NAME? | #NAME?
1970-07-07 | 1970 | 7 | 188 | 7 | 3 | 12.2 | 6.1963 | 1.8333 | 0 | 0 | 0 | #NAME? | #NAME? | #NAME? | #NAME? | #NAME? | #NAME? | TRUE | 0 | TRUE | TRUE | #NAME? | #NAME? | #NAME? | #NAME? | #NAME? | #NAME? | #NAME? | #NAME? | #NAME? | #NAME? |  |  | 1: 4.3451; 2: 6.4807; 3: 0; 4: 0 | 10.8258 |  | 253.8295 | 411.707 | 426.1152 | 19707 | 10.8258 | 253.8295 | 415.1842 |  | 0 | 1617 | 1617 | 1970-07-07 | #NAME? | #NAME? | #NAME?
1970-07-08 | 1970 | 7 | 189 | 8 | 4 | 17.2 | 5.9659 | 11.8333 | 0 | 0 | 0 | #NAME? | #NAME? | #NAME? | #NAME? | #NAME? | #NAME? | FALSE | 0 | TRUE | TRUE | #NAME? | #NAME? | #NAME? | #NAME? | #NAME? | #NAME? | #NAME? | #NAME? | #NAME? | #NAME? |  |  | 1: 0; 2: 0; 3: 5.0688; 4: 5.688 | 10.7567 |  | 241.1888 | 371.3541 | 382.8393 | 19707 | 10.7567 | 241.1888 | 394.508 |  | 0 | 1618 | 1618 | 1970-07-08 | #NAME? | #NAME? | #NAME?
1970-07-09 | 1970 | 7 | 190 | 9 | 5 | 12.2 | 5.9118 | 4.5 | 0 | 0 | 0 | #NAME? | #NAME? | #NAME? | #NAME? | #NAME? | #NAME? | TRUE | 0 | TRUE | TRUE | #NAME? | #NAME? | #NAME? | #NAME? | #NAME? | #NAME? | #NAME? | #NAME? | #NAME? | #NAME? |  |  | 1: 2.9152; 2: 3.6469; 3: 0; 4: 0 | 6.5621 |  | 149.732 | 242.2955 | 250.7317 | 19707 | 6.5621 | 149.732 | 244.9139 |  | 0 | 1619 | 1619 | 1970-07-09 | #NAME? | #NAME? | #NAME?
1970-07-10 | 1970 | 7 | 191 | 10 | 6 | 12.8 | 5.5916 | 12.5 | 0 | 0 | 0 | #NAME? | #NAME? | #NAME? | #NAME? | #NAME? | #NAME? | FALSE | 0 | TRUE | TRUE | #NAME? | #NAME? | #NAME? | #NAME? | #NAME? | #NAME? | #NAME? | #NAME? | #NAME? | #NAME? |  |  | 1: 0; 2: 0; 3: 0; 4: 6.5327 | 6.5327 |  | 191.6267 | 295.0443 | 304.1694 | 19707 | 6.5327 | 191.6267 | 313.4403 |  | 0 | 1620 | 1620 | 1970-07-10 | #NAME? | #NAME? | #NAME?
1970-07-11 | 1970 | 7 | 192 | 11 | 7 | 12.8 | 4.8817 | 30.6667 | 6.4 | 6.4 | 1.05 | #NAME? | #NAME? | #NAME? | #NAME? | #NAME? | #NAME? | FALSE | 0 | TRUE | TRUE | #NAME? | #NAME? | #NAME? | #NAME? | #NAME? | #NAME? | #NAME? | #NAME? | #NAME? | #NAME? |  |  | 1: 0; 2: 0; 3: 8.4609; 4: 0 | 8.4609 |  | 124.0935 | 191.0646 | 196.9739 | 19707 | 8.4609 | 124.0935 | 202.9775 |  | 0 | 1621 | 1621 | 1970-07-11 | #NAME? | #NAME? | #NAME?
1970-07-12 | 1970 | 7 | 193 | 12 | 1 | 10 | 3.2977 | 3.1667 | 6.6 | 6.6 | 1.2 | #NAME? | #NAME? | #NAME? | #NAME? | #NAME? | #NAME? | TRUE | 6.4 | TRUE | TRUE | #NAME? | #NAME? | #NAME? | #NAME? | #NAME? | #NAME? | #NAME? | #NAME? | #NAME? | #NAME? |  |  | 1: 9.1881; 2: 14.7087; 3: 0; 4: 0 | 23.8968 |  | 566.2141 | 919.2027 | 951.4333 | 19707 | 23.8968 | 566.2141 | 926.146 |  | 0 | 1622 | 1622 | 1970-07-12 | #NAME? | #NAME? | #NAME?
1970-07-13 | 1970 | 7 | 194 | 13 | 2 | 8.3 | 4.3211 | 8.5 | 0 | 0 | 0 | #NAME? | #NAME? | #NAME? | #NAME? | #NAME? | #NAME? | FALSE | 13 | FALSE | TRUE | #NAME? | #NAME? | #NAME? | #NAME? | #NAME? | #NAME? | #NAME? | #NAME? | #NAME? | #NAME? |  |  | 1: 0; 2: 0; 3: 0; 4: 0 | 0 |  | 0 | 0 | 0 | 19707 | 0 | 0 | 0 |  | 0 | 1623 | 1623 | 1970-07-13 | #NAME? | #NAME? | #NAME?
1970-07-14 | 1970 | 7 | 195 | 14 | 3 | 8.3 | 5.6923 | 0.5 | 0 | 0 | 0 | #NAME? | #NAME? | #NAME? | #NAME? | #NAME? | #NAME? | TRUE | 6.6 | TRUE | TRUE | #NAME? | #NAME? | #NAME? | #NAME? | #NAME? | #NAME? | #NAME? | #NAME? | #NAME? | #NAME? |  |  | 1: 8.5926; 2: 13.2933; 3: 0; 4: 0 | 21.8859 |  | 515.9614 | 837.2669 | 866.5976 | 19707 | 21.8859 | 515.9614 | 843.9486 |  | 0 | 1624 | 1624 | 1970-07-14 | #NAME? | #NAME? | #NAME?
1970-07-15 | 1970 | 7 | 196 | 15 | 4 | 12.2 | 6.6813 | 6.3333 | 0 | 0 | 0 | #NAME? | #NAME? | #NAME? | #NAME? | #NAME? | #NAME? | FALSE | 0 | TRUE | TRUE | #NAME? | #NAME? | #NAME? | #NAME? | #NAME? | #NAME? | #NAME? | #NAME? | #NAME? | #NAME? |  |  | 1: 0; 2: 0; 3: 9.0491; 4: 10.5849 | 19.634 |  | 443.2112 | 682.4046 | 703.5099 | 19707 | 19.634 | 443.2112 | 724.9525 |  | 0 | 1625 | 1625 | 1970-07-15 | #NAME? | #NAME? | #NAME?
1970-07-16 | 1970 | 7 | 197 | 16 | 5 | 14.4 | 6.9015 | 3.5 | 0 | 0 | 0 | #NAME? | #NAME? | #NAME? | #NAME? | #NAME? | #NAME? | TRUE | 0 | TRUE | TRUE | #NAME? | #NAME? | #NAME? | #NAME? | #NAME? | #NAME? | #NAME? | #NAME? | #NAME? | #NAME? |  |  | 1: 0; 2: 0; 3: 0; 4: 0 | 0 |  | 0 | 0 | 0 | 19707 | 0 | 0 | 0 |  | 0 | 1626 | 1626 | 1970-07-16 | #NAME? | #NAME? | #NAME?
1970-07-17 | 1970 | 7 | 198 | 17 | 6 | 16.1 | 5.4673 | 15.1667 | 6.6 | 6.6 | 1.2 | #NAME? | #NAME? | #NAME? | #NAME? | #NAME? | #NAME? | FALSE | 0 | TRUE | TRUE | #NAME? | #NAME? | #NAME? | #NAME? | #NAME? | #NAME? | #NAME? | #NAME? | #NAME? | #NAME? |  |  | 1: 0; 2: 0; 3: 0; 4: 6.0758 | 6.0758 |  | 178.2243 | 274.4089 | 282.8958 | 19707 | 6.0758 | 178.2243 | 291.5183 |  | 0 | 1627 | 1627 | 1970-07-17 | #NAME? | #NAME? | #NAME?
1970-07-18 | 1970 | 7 | 199 | 18 | 7 | 12.8 | 4.1765 | 28.6667 | 0 | 0 | 0 | #NAME? | #NAME? | #NAME? | #NAME? | #NAME? | #NAME? | FALSE | 6.6 | TRUE | TRUE | #NAME? | #NAME? | #NAME? | #NAME? | #NAME? | #NAME? | #NAME? | #NAME? | #NAME? | #NAME? |  |  | 1: 0; 2: 0; 3: 0; 4: 0 | 0 |  | 0 | 0 | 0 | 19707 | 0 | 0 | 0 |  | 0 | 1628 | 1628 | 1970-07-18 | #NAME? | #NAME? | #NAME?
1970-07-19 | 1970 | 7 | 200 | 19 | 1 | 12.2 | 5.5983 | 19.8333 | 0 | 0 | 0 | #NAME? | #NAME? | #NAME? | #NAME? | #NAME? | #NAME? | TRUE | 6.6 | TRUE | TRUE | #NAME? | #NAME? | #NAME? | #NAME? | #NAME? | #NAME? | #NAME? | #NAME? | #NAME? | #NAME? |  |  | 1: 12.4639; 2: 17.4997; 3: 0; 4: 0 | 29.9636 |  | 696.1291 | 1128.227 | 1167.6437 | 19707 | 29.9636 | 696.1291 | 1138.6455 |  | 0 | 1629 | 1629 | 1970-07-19 | #NAME? | #NAME? | #NAME?
1970-07-20 | 1970 | 7 | 201 | 20 | 2 | 15 | 4.1582 | 6.3333 | 0.8 | 0.8 | 0 | #NAME? | #NAME? | #NAME? | #NAME? | #NAME? | #NAME? | FALSE | 0 | TRUE | TRUE | #NAME? | #NAME? | #NAME? | #NAME? | #NAME? | #NAME? | #NAME? | #NAME? | #NAME? | #NAME? |  |  | 1: 0; 2: 0; 3: 0; 4: 7.6561 | 7.6561 |  | 224.5797 | 345.7814 | 356.4757 | 19707 | 7.6561 | 224.5797 | 367.3409 |  | 0 | 1630 | 1630 | 1970-07-20 | #NAME? | #NAME? | #NAME?
1970-07-21 | 1970 | 7 | 202 | 21 | 3 | 12.8 | 4.2386 | 17.3333 | 9.7 | 9.7 | 3.525 | #NAME? | #NAME? | #NAME? | #NAME? | #NAME? | #NAME? | TRUE | 0.8 | TRUE | TRUE | #NAME? | #NAME? | #NAME? | #NAME? | #NAME? | #NAME? | #NAME? | #NAME? | #NAME? | #NAME? |  |  | 1: 1.3933; 2: 2.1713; 3: 0; 4: 0 | 3.5646 |  | 84.1254 | 136.5254 | 141.309 | 19707 | 3.5646 | 84.1254 | 137.6024 |  | 0 | 1631 | 1631 | 1970-07-21 | #NAME? | #NAME? | #NAME?
1970-07-22 | 1970 | 7 | 203 | 22 | 4 | 12.8 | 3.7128 | 12.1667 | 0 | 0 | 0 | #NAME? | #NAME? | #NAME? | #NAME? | #NAME? | #NAME? | FALSE | 10.5 | FALSE | TRUE | #NAME? | #NAME? | #NAME? | #NAME? | #NAME? | #NAME? | #NAME? | #NAME? | #NAME? | #NAME? |  |  | 1: 0; 2: 0; 3: 0; 4: 0 | 0 |  | 0 | 0 | 0 | 19707 | 0 | 0 | 0 |  | 0 | 1632 | 1632 | 1970-07-22 | #NAME? | #NAME? | #NAME?
1970-07-23 | 1970 | 7 | 204 | 23 | 5 | 9.4 | 4.5947 | 2 | 0 | 0 | 0 | #NAME? | #NAME? | #NAME? | #NAME? | #NAME? | #NAME? | TRUE | 9.7 | TRUE | TRUE | #NAME? | #NAME? | #NAME? | #NAME? | #NAME? | #NAME? | #NAME? | #NAME? | #NAME? | #NAME? |  |  | 1: 0; 2: 0; 3: 0; 4: 0 | 0 |  | 0 | 0 | 0 | 19707 | 0 | 0 | 0 |  | 0 | 1633 | 1633 | 1970-07-23 | #NAME? | #NAME? | #NAME?
1970-07-24 | 1970 | 7 | 205 | 24 | 6 | 12.8 | 4.9745 | 27 | 0 | 0 | 0 | #NAME? | #NAME? | #NAME? | #NAME? | #NAME? | #NAME? | FALSE | 0 | TRUE | TRUE | #NAME? | #NAME? | #NAME? | #NAME? | #NAME? | #NAME? | #NAME? | #NAME? | #NAME? | #NAME? |  |  | 1: 0; 2: 0; 3: 0; 4: 6.8491 | 6.8491 |  | 200.9083 | 309.3351 | 318.9021 | 19707 | 6.8491 | 200.9083 | 328.6221 |  | 0 | 1634 | 1634 | 1970-07-24 | #NAME? | #NAME? | #NAME?
1970-07-25 | 1970 | 7 | 206 | 25 | 7 | 12.2 | 2.417 | 5.5 | 13 | 13 | 6 | #NAME? | #NAME? | #NAME? | #NAME? | #NAME? | #NAME? | FALSE | 0 | TRUE | TRUE | #NAME? | #NAME? | #NAME? | #NAME? | #NAME? | #NAME? | #NAME? | #NAME? | #NAME? | #NAME? |  |  | 1: 0; 2: 0; 3: 11.4832; 4: 0 | 11.4832 |  | 168.4209 | 259.3147 | 267.3348 | 19707 | 11.4832 | 168.4209 | 275.483 |  | 0 | 1635 | 1635 | 1970-07-25 | #NAME? | #NAME? | #NAME?
1970-07-26 | 1970 | 7 | 207 | 26 | 1 | 9.4 | 3.9626 | 1 | 0 | 0 | 0 | #NAME? | #NAME? | #NAME? | #NAME? | #NAME? | #NAME? | TRUE | 13 | FALSE | TRUE | #NAME? | #NAME? | #NAME? | #NAME? | #NAME? | #NAME? | #NAME? | #NAME? | #NAME? | #NAME? |  |  | 1: 0; 2: 0; 3: 0; 4: 0 | 0 |  | 0 | 0 | 0 | 19707 | 0 | 0 | 0 |  | 0 | 1636 | 1636 | 1970-07-26 | #NAME? | #NAME? | #NAME?
1970-07-27 | 1970 | 7 | 208 | 27 | 2 | 12.2 | 3.8432 | 15.6667 | 13.9 | 13.9 | 6.675 | #NAME? | #NAME? | #NAME? | #NAME? | #NAME? | #NAME? | FALSE | 13 | FALSE | TRUE | #NAME? | #NAME? | #NAME? | #NAME? | #NAME? | #NAME? | #NAME? | #NAME? | #NAME? | #NAME? |  |  | 1: 0; 2: 0; 3: 0; 4: 0 | 0 |  | 0 | 0 | 0 | 19707 | 0 | 0 | 0 |  | 0 | 1637 | 1637 | 1970-07-27 | #NAME? | #NAME? | #NAME?
1970-07-28 | 1970 | 7 | 209 | 28 | 3 | 13.9 | 3.9391 | 9.3333 | 0.3 | 0.3 | 0 | #NAME? | #NAME? | #NAME? | #NAME? | #NAME? | #NAME? | TRUE | 13.9 | FALSE | TRUE | #NAME? | #NAME? | #NAME? | #NAME? | #NAME? | #NAME? | #NAME? | #NAME? | #NAME? | #NAME? |  |  | 1: 0; 2: 0; 3: 0; 4: 0 | 0 |  | 0 | 0 | 0 | 19707 | 0 | 0 | 0 |  | 0 | 1638 | 1638 | 1970-07-28 | #NAME? | #NAME? | #NAME?
1970-07-29 | 1970 | 7 | 210 | 29 | 4 | 10.6 | 3.898 | 22.1667 | 0 | 0 | 0 | #NAME? | #NAME? | #NAME? | #NAME? | #NAME? | #NAME? | FALSE | 14.2 | FALSE | TRUE | #NAME? | #NAME? | #NAME? | #NAME? | #NAME? | #NAME? | #NAME? | #NAME? | #NAME? | #NAME? |  |  | 1: 0; 2: 0; 3: 0; 4: 0 | 0 |  | 0 | 0 | 0 | 19707 | 0 | 0 | 0 |  | 0 | 1639 | 1639 | 1970-07-29 | #NAME? | #NAME? | #NAME?
1970-07-30 | 1970 | 7 | 211 | 30 | 5 | 10 | 3.7718 | 7.3333 | 0.3 | 0.3 | 0 | #NAME? | #NAME? | #NAME? | #NAME? | #NAME? | #NAME? | TRUE | 0.3 | TRUE | TRUE | #NAME? | #NAME? | #NAME? | #NAME? | #NAME? | #NAME? | #NAME? | #NAME? | #NAME? | #NAME? |  |  | 1: 10.088; 2: 13.9131; 3: 0; 4: 0 | 24.0011 |  | 556.0756 | 901.0282 | 932.4911 | 19707 | 24.0011 | 556.0756 | 909.5627 |  | 0 | 1640 | 1640 | 1970-07-30 | #NAME? | #NAME? | #NAME?
1970-07-31 | 1970 | 7 | 212 | 31 | 6 | 9.4 | 4.9579 | 2.8333 | 0 | 0 | 0 | #NAME? | #NAME? | #NAME? | #NAME? | #NAME? | #NAME? | FALSE | 0.3 | TRUE | TRUE | #NAME? | #NAME? | #NAME? | #NAME? | #NAME? | #NAME? | #NAME? | #NAME? | #NAME? | #NAME? |  |  | 1: 0; 2: 0; 3: 0; 4: 8.6648 | 8.6648 |  | 254.1689 | 391.3394 | 403.4427 | 19707 | 8.6648 | 254.1689 | 415.7394 |  | 0 | 1641 | 1641 | 1970-07-31 | #NAME? | #NAME? | #NAME?
1970-08-01 | 1970 | 8 | 213 | 1 | 7 | 11.1 | 4.2384 | 10.5 | 0 | 0 | 0 | #NAME? | #NAME? | #NAME? | #NAME? | #NAME? | #NAME? | FALSE | 0.3 | TRUE | TRUE | #NAME? | #NAME? | #NAME? | #NAME? | #NAME? | #NAME? | #NAME? | #NAME? | #NAME? | #NAME? |  |  | 1: 0; 2: 0; 3: 10.8453; 4: 0 | 10.8453 |  | 159.0639 | 244.908 | 252.4825 | 19708 | 10.8453 | 159.0639 | 260.178 |  | 0 | 1642 | 1642 | 1970-08-01 | #NAME? | #NAME? | #NAME?
1970-08-02 | 1970 | 8 | 214 | 2 | 1 | 15 | 3.7071 | 4.8333 | 0 | 0 | 0 | #NAME? | #NAME? | #NAME? | #NAME? | #NAME? | #NAME? | TRUE | 0 | TRUE | TRUE | #NAME? | #NAME? | #NAME? | #NAME? | #NAME? | #NAME? | #NAME? | #NAME? | #NAME? | #NAME? |  |  | 1: 8.5812; 2: 10.6027; 3: 0; 4: 0 | 19.1839 |  | 436.8704 | 706.819 | 731.4199 | 19708 | 19.1839 | 436.8704 | 714.5809 |  | 0 | 1643 | 1643 | 1970-08-02 | #NAME? | #NAME? | #NAME?
1970-08-03 | 1970 | 8 | 215 | 3 | 2 | 10.6 | 4.7706 | 6.6667 | 0 | 0 | 0 | #NAME? | #NAME? | #NAME? | #NAME? | #NAME? | #NAME? | FALSE | 0 | TRUE | TRUE | #NAME? | #NAME? | #NAME? | #NAME? | #NAME? | #NAME? | #NAME? | #NAME? | #NAME? | #NAME? |  |  | 1: 0; 2: 0; 3: 4.9669; 4: 6.65 | 11.6169 |  | 267.9147 | 412.5036 | 425.2615 | 19708 | 11.6169 | 267.9147 | 438.2232 |  | 0 | 1644 | 1644 | 1970-08-03 | #NAME? | #NAME? | #NAME?
1970-08-04 | 1970 | 8 | 216 | 4 | 3 | 9.4 | 5.1239 | 2.6667 | 0 | 0 | 0 | #NAME? | #NAME? | #NAME? | #NAME? | #NAME? | #NAME? | TRUE | 0 | TRUE | TRUE | #NAME? | #NAME? | #NAME? | #NAME? | #NAME? | #NAME? | #NAME? | #NAME? | #NAME? | #NAME? |  |  | 1: 7.9283; 2: 10.1554; 3: 0; 4: 0 | 18.0837 |  | 414.1738 | 670.4316 | 693.7914 | 19708 | 18.0837 | 414.1738 | 677.4565 |  | 0 | 1645 | 1645 | 1970-08-04 | #NAME? | #NAME? | #NAME?
1970-08-05 | 1970 | 8 | 217 | 5 | 4 | 11.7 | 5.9973 | 5 | 0 | 0 | 0 | #NAME? | #NAME? | #NAME? | #NAME? | #NAME? | #NAME? | FALSE | 0 | TRUE | TRUE | #NAME? | #NAME? | #NAME? | #NAME? | #NAME? | #NAME? | #NAME? | #NAME? | #NAME? | #NAME? |  |  | 1: 0; 2: 0; 3: 4.5969; 4: 5.442 | 10.0389 |  | 227.0519 | 349.5879 | 360.3999 | 19708 | 10.0389 | 227.0519 | 371.3847 |  | 0 | 1646 | 1646 | 1970-08-05 | #NAME? | #NAME? | #NAME?
1970-08-06 | 1970 | 8 | 218 | 6 | 5 | 17.8 | 6.1515 | 4.8333 | 0 | 0 | 0 | #NAME? | #NAME? | #NAME? | #NAME? | #NAME? | #NAME? | TRUE | 0 | TRUE | TRUE | #NAME? | #NAME? | #NAME? | #NAME? | #NAME? | #NAME? | #NAME? | #NAME? | #NAME? | #NAME? |  |  | 1: 4.6709; 2: 6.6085; 3: 0; 4: 0 | 11.2793 |  | 262.3543 | 425.2444 | 440.1043 | 19708 | 11.2793 | 262.3543 | 429.1282 |  | 0 | 1647 | 1647 | 1970-08-06 | #NAME? | #NAME? | #NAME?
1970-08-07 | 1970 | 8 | 219 | 7 | 6 | 11.1 | 7.1162 | 7.1667 | 0 | 0 | 0 | #NAME? | #NAME? | #NAME? | #NAME? | #NAME? | #NAME? | FALSE | 0 | TRUE | TRUE | #NAME? | #NAME? | #NAME? | #NAME? | #NAME? | #NAME? | #NAME? | #NAME? | #NAME? | #NAME? |  |  | 1: 0; 2: 0; 3: 0; 4: 6.6818 | 6.6818 |  | 195.9998 | 301.7775 | 311.1108 | 19708 | 6.6818 | 195.9998 | 320.5933 |  | 0 | 1648 | 1648 | 1970-08-07 | #NAME? | #NAME? | #NAME?
1970-08-08 | 1970 | 8 | 220 | 8 | 7 | 10.6 | 4.0774 | 17.5 | 3.5 | 3.5 | 0 | #NAME? | #NAME? | #NAME? | #NAME? | #NAME? | #NAME? | FALSE | 0 | TRUE | TRUE | #NAME? | #NAME? | #NAME? | #NAME? | #NAME? | #NAME? | #NAME? | #NAME? | #NAME? | #NAME? |  |  | 1: 0; 2: 0; 3: 4.5347; 4: 0 | 4.5347 |  | 66.509 | 102.4028 | 105.5699 | 19708 | 4.5347 | 66.509 | 108.7876 |  | 0 | 1649 | 1649 | 1970-08-08 | #NAME? | #NAME? | #NAME?
1970-08-09 | 1970 | 8 | 221 | 9 | 1 | 8.3 | 6.1326 | 16.5 | 0 | 0 | 0 | #NAME? | #NAME? | #NAME? | #NAME? | #NAME? | #NAME? | TRUE | 3.5 | TRUE | TRUE | #NAME? | #NAME? | #NAME? | #NAME? | #NAME? | #NAME? | #NAME? | #NAME? | #NAME? | #NAME? |  |  | 1: 2.8795; 2: 3.3094; 3: 0; 4: 0 | 6.189 |  | 139.3099 | 225.1608 | 232.9799 | 19708 | 6.189 | 139.3099 | 227.8667 |  | 0 | 1650 | 1650 | 1970-08-09 | #NAME? | #NAME? | #NAME?
1970-08-10 | 1970 | 8 | 222 | 10 | 2 | 13.3 | 6.1296 | 19.8333 | 0 | 0 | 0 | #NAME? | #NAME? | #NAME? | #NAME? | #NAME? | #NAME? | FALSE | 3.5 | TRUE | TRUE | #NAME? | #NAME? | #NAME? | #NAME? | #NAME? | #NAME? | #NAME? | #NAME? | #NAME? | #NAME? |  |  | 1: 0; 2: 0; 3: 10.413; 4: 9.5294 | 19.9424 |  | 432.254 | 665.5339 | 686.1174 | 19708 | 19.9424 | 432.254 | 707.0299 |  | 0 | 1651 | 1651 | 1970-08-10 | #NAME? | #NAME? | #NAME?
1970-08-11 | 1970 | 8 | 223 | 11 | 3 | 11.1 | 5.3797 | 4 | 0 | 0 | 0 | #NAME? | #NAME? | #NAME? | #NAME? | #NAME? | #NAME? | TRUE | 0 | TRUE | TRUE | #NAME? | #NAME? | #NAME? | #NAME? | #NAME? | #NAME? | #NAME? | #NAME? | #NAME? | #NAME? |  |  | 1: 15.7365; 2: 21.8213; 3: 0; 4: 0 | 37.5578 |  | 870.894 | 1411.2401 | 1460.5268 | 19708 | 37.5578 | 870.894 | 1424.5053 |  | 0 | 1652 | 1652 | 1970-08-11 | #NAME? | #NAME? | #NAME?
1970-08-12 | 1970 | 8 | 224 | 12 | 4 | 10 | 5.4998 | 1.3333 | 0 | 0 | 0 | #NAME? | #NAME? | #NAME? | #NAME? | #NAME? | #NAME? | FALSE | 0 | TRUE | TRUE | #NAME? | #NAME? | #NAME? | #NAME? | #NAME? | #NAME? | #NAME? | #NAME? | #NAME? | #NAME? |  |  | 1: 0; 2: 0; 3: 3.5321; 4: 5.2389 | 8.771 |  | 205.4773 | 316.3698 | 326.1545 | 19708 | 8.771 | 205.4773 | 336.0955 |  | 0 | 1653 | 1653 | 1970-08-12 | #NAME? | #NAME? | #NAME?
1970-08-13 | 1970 | 8 | 225 | 13 | 5 | 11.7 | 4.286 | 11.1667 | 0 | 0 | 0 | #NAME? | #NAME? | #NAME? | #NAME? | #NAME? | #NAME? | TRUE | 0 | TRUE | TRUE | #NAME? | #NAME? | #NAME? | #NAME? | #NAME? | #NAME? | #NAME? | #NAME? | #NAME? | #NAME? |  |  | 1: 5.8063; 2: 8.5327; 3: 0; 4: 0 | 14.3389 |  | 335.4498 | 543.9908 | 563.0207 | 19708 | 14.3389 | 335.4498 | 548.6892 |  | 0 | 1654 | 1654 | 1970-08-13 | #NAME? | #NAME? | #NAME?
1970-08-14 | 1970 | 8 | 226 | 14 | 6 | 6.7 | 4.3144 | 3.3333 | 0 | 0 | 0 | #NAME? | #NAME? | #NAME? | #NAME? | #NAME? | #NAME? | FALSE | 0 | TRUE | TRUE | #NAME? | #NAME? | #NAME? | #NAME? | #NAME? | #NAME? | #NAME? | #NAME? | #NAME? | #NAME? |  |  | 1: 0; 2: 0; 3: 0; 4: 5.3822 | 5.3822 |  | 157.8774 | 243.0811 | 250.5991 | 19708 | 5.3822 | 157.8774 | 258.2372 |  | 0 | 1655 | 1655 | 1970-08-14 | #NAME? | #NAME? | #NAME?
1970-08-15 | 1970 | 8 | 227 | 15 | 7 | 5 | 4.8265 | 1.3333 | 0 | 0 | 0 | #NAME? | #NAME? | #NAME? | #NAME? | #NAME? | #NAME? | FALSE | 0 | TRUE | TRUE | #NAME? | #NAME? | #NAME? | #NAME? | #NAME? | #NAME? | #NAME? | #NAME? | #NAME? | #NAME? |  |  | 1: 0; 2: 0; 3: 1.9825; 4: 0 | 1.9825 |  | 29.0772 | 44.7696 | 46.1543 | 19708 | 1.9825 | 29.0772 | 47.561 |  | 0 | 1656 | 1656 | 1970-08-15 | #NAME? | #NAME? | #NAME?
1970-08-16 | 1970 | 8 | 228 | 16 | 1 | 8.9 | 6.4176 | 12.3333 | 0 | 0 | 0 | #NAME? | #NAME? | #NAME? | #NAME? | #NAME? | #NAME? | TRUE | 0 | TRUE | TRUE | #NAME? | #NAME? | #NAME? | #NAME? | #NAME? | #NAME? | #NAME? | #NAME? | #NAME? | #NAME? |  |  | 1: 2.1701; 2: 2.6429; 3: 0; 4: 0 | 4.813 |  | 109.3535 | 176.889 | 183.0429 | 19708 | 4.813 | 109.3535 | 178.8675 |  | 0 | 1657 | 1657 | 1970-08-16 | #NAME? | #NAME? | #NAME?
1970-08-17 | 1970 | 8 | 229 | 17 | 2 | 6.7 | 5.6679 | 12.3333 | 0 | 0 | 0 | #NAME? | #NAME? | #NAME? | #NAME? | #NAME? | #NAME? | FALSE | 0 | TRUE | TRUE | #NAME? | #NAME? | #NAME? | #NAME? | #NAME? | #NAME? | #NAME? | #NAME? | #NAME? | #NAME? |  |  | 1: 0; 2: 0; 3: 0; 4: 8.5571 | 8.5571 |  | 251.0096 | 386.4751 | 398.4279 | 19708 | 8.5571 | 251.0096 | 410.5718 |  | 0 | 1658 | 1658 | 1970-08-17 | #NAME? | #NAME? | #NAME?
1970-08-18 | 1970 | 8 | 230 | 18 | 3 | 6.1 | 4.3953 | 20.6667 | 0 | 0 | 0 | #NAME? | #NAME? | #NAME? | #NAME? | #NAME? | #NAME? | TRUE | 0 | TRUE | TRUE | #NAME? | #NAME? | #NAME? | #NAME? | #NAME? | #NAME? | #NAME? | #NAME? | #NAME? | #NAME? |  |  | 1: 6.1436; 2: 7.6126; 3: 0; 4: 0 | 13.7562 |  | 313.4098 | 507.0904 | 524.7412 | 19708 | 13.7562 | 313.4098 | 512.6387 |  | 0 | 1659 | 1659 | 1970-08-18 | #NAME? | #NAME? | #NAME?
1970-08-19 | 1970 | 8 | 231 | 19 | 4 | 5.6 | 4.4528 | 8.8333 | 0 | 0 | 0 | #NAME? | #NAME? | #NAME? | #NAME? | #NAME? | #NAME? | FALSE | 0 | TRUE | TRUE | #NAME? | #NAME? | #NAME? | #NAME? | #NAME? | #NAME? | #NAME? | #NAME? | #NAME? | #NAME? |  |  | 1: 0; 2: 0; 3: 9.3853; 4: 4.758 | 14.1433 |  | 277.2187 | 426.8288 | 440.0297 | 19708 | 14.1433 | 277.2187 | 453.4416 |  | 0 | 1660 | 1660 | 1970-08-19 | #NAME? | #NAME? | #NAME?
1970-08-20 | 1970 | 8 | 232 | 20 | 5 | 5.6 | 5.1538 | 2.6667 | 0 | 0 | 0 | #NAME? | #NAME? | #NAME? | #NAME? | #NAME? | #NAME? | TRUE | 0 | TRUE | TRUE | #NAME? | #NAME? | #NAME? | #NAME? | #NAME? | #NAME? | #NAME? | #NAME? | #NAME? | #NAME? |  |  | 1: 5.2674; 2: 7.045; 3: 0; 4: 0 | 12.3124 |  | 283.9095 | 459.8398 | 475.8826 | 19708 | 12.3124 | 283.9095 | 464.3856 |  | 0 | 1661 | 1661 | 1970-08-20 | #NAME? | #NAME? | #NAME?
1970-08-21 | 1970 | 8 | 233 | 21 | 6 | 7.8 | 4.6347 | 11.3333 | 0 | 0 | 0 | #NAME? | #NAME? | #NAME? | #NAME? | #NAME? | #NAME? | FALSE | 0 | TRUE | TRUE | #NAME? | #NAME? | #NAME? | #NAME? | #NAME? | #NAME? | #NAME? | #NAME? | #NAME? | #NAME? |  |  | 1: 0; 2: 0; 3: 0; 4: 5.2837 | 5.2837 |  | 154.9873 | 238.6313 | 246.0116 | 19708 | 5.2837 | 154.9873 | 253.5099 |  | 0 | 1662 | 1662 | 1970-08-21 | #NAME? | #NAME? | #NAME?
1970-08-22 | 1970 | 8 | 234 | 22 | 7 | 10.6 | 5.6442 | 4.5 | 0 | 0 | 0 | #NAME? | #NAME? | #NAME? | #NAME? | #NAME? | #NAME? | FALSE | 0 | TRUE | TRUE | #NAME? | #NAME? | #NAME? | #NAME? | #NAME? | #NAME? | #NAME? | #NAME? | #NAME? | #NAME? |  |  | 1: 0; 2: 0; 3: 6.6493; 4: 0 | 6.6493 |  | 97.5237 | 150.1556 | 154.7996 | 19708 | 6.6493 | 97.5237 | 159.5178 |  | 0 | 1663 | 1663 | 1970-08-22 | #NAME? | #NAME? | #NAME?
1970-08-23 | 1970 | 8 | 235 | 23 | 1 | 8.3 | 5.153 | 6.6667 | 0 | 0 | 0 | #NAME? | #NAME? | #NAME? | #NAME? | #NAME? | #NAME? | TRUE | 0 | TRUE | TRUE | #NAME? | #NAME? | #NAME? | #NAME? | #NAME? | #NAME? | #NAME? | #NAME? | #NAME? | #NAME? |  |  | 1: 12.4292; 2: 17.0964; 3: 0; 4: 0 | 29.5256 |  | 683.7888 | 1107.9269 | 1146.6115 | 19708 | 29.5256 | 683.7888 | 1118.4608 |  | 0 | 1664 | 1664 | 1970-08-23 | #NAME? | #NAME? | #NAME?
1970-08-24 | 1970 | 8 | 236 | 24 | 2 | 11.1 | 4.8071 | 8.1667 | 0 | 0 | 0 | #NAME? | #NAME? | #NAME? | #NAME? | #NAME? | #NAME? | FALSE | 0 | TRUE | TRUE | #NAME? | #NAME? | #NAME? | #NAME? | #NAME? | #NAME? | #NAME? | #NAME? | #NAME? | #NAME? |  |  | 1: 0; 2: 0; 3: 0; 4: 8.4876 | 8.4876 |  | 248.9684 | 383.3324 | 395.188 | 19708 | 8.4876 | 248.9684 | 407.2331 |  | 0 | 1665 | 1665 | 1970-08-24 | #NAME? | #NAME? | #NAME?
1970-08-25 | 1970 | 8 | 237 | 25 | 3 | 8.3 | 4.857 | 15.5 | 0 | 0 | 0 | #NAME? | #NAME? | #NAME? | #NAME? | #NAME? | #NAME? | TRUE | 0 | TRUE | TRUE | #NAME? | #NAME? | #NAME? | #NAME? | #NAME? | #NAME? | #NAME? | #NAME? | #NAME? | #NAME? |  |  | 1: 4.4159; 2: 6.6343; 3: 0; 4: 0 | 11.0502 |  | 259.3732 | 420.7378 | 435.465 | 19708 | 11.0502 | 259.3732 | 424.252 |  | 0 | 1666 | 1666 | 1970-08-25 | #NAME? | #NAME? | #NAME?
1970-08-26 | 1970 | 8 | 238 | 26 | 4 | 10.6 | 2.7165 | 11.3333 | 2.6 | 2.6 | 0 | #NAME? | #NAME? | #NAME? | #NAME? | #NAME? | #NAME? | FALSE | 0 | TRUE | TRUE | #NAME? | #NAME? | #NAME? | #NAME? | #NAME? | #NAME? | #NAME? | #NAME? | #NAME? | #NAME? |  |  | 1: 0; 2: 0; 3: 6.5535; 4: 4.9513 | 11.5048 |  | 241.3571 | 371.6133 | 383.1065 | 19708 | 11.5048 | 241.3571 | 394.7833 |  | 0 | 1667 | 1667 | 1970-08-26 | #NAME? | #NAME? | #NAME?
1970-08-27 | 1970 | 8 | 239 | 27 | 5 | 10 | 4.0848 | 10 | 0 | 0 | 0 | #NAME? | #NAME? | #NAME? | #NAME? | #NAME? | #NAME? | TRUE | 2.6 | TRUE | TRUE | #NAME? | #NAME? | #NAME? | #NAME? | #NAME? | #NAME? | #NAME? | #NAME? | #NAME? | #NAME? |  |  | 1: 1.6491; 2: 1.9449; 3: 0; 4: 0 | 3.5939 |  | 81.2356 | 131.3462 | 135.9111 | 19708 | 3.5939 | 81.2356 | 132.8755 |  | 0 | 1668 | 1668 | 1970-08-27 | #NAME? | #NAME? | #NAME?
1970-08-28 | 1970 | 8 | 240 | 28 | 6 | 6.1 | 3.2326 | 11.8333 | 0.3 | 0.3 | 0 | #NAME? | #NAME? | #NAME? | #NAME? | #NAME? | #NAME? | FALSE | 2.6 | TRUE | TRUE | #NAME? | #NAME? | #NAME? | #NAME? | #NAME? | #NAME? | #NAME? | #NAME? | #NAME? | #NAME? |  |  | 1: 0; 2: 0; 3: 0; 4: 4.5266 | 4.5266 |  | 132.7809 | 204.4404 | 210.7633 | 19708 | 4.5266 | 132.7809 | 217.1873 |  | 0 | 1669 | 1669 | 1970-08-28 | #NAME? | #NAME? | #NAME?
1970-08-29 | 1970 | 8 | 241 | 29 | 7 | 6.7 | 2.5762 | 26.1667 | 0.3 | 0.3 | 0 | #NAME? | #NAME? | #NAME? | #NAME? | #NAME? | #NAME? | FALSE | 0.3 | TRUE | TRUE | #NAME? | #NAME? | #NAME? | #NAME? | #NAME? | #NAME? | #NAME? | #NAME? | #NAME? | #NAME? |  |  | 1: 0; 2: 0; 3: 1.7383; 4: 0 | 1.7383 |  | 25.4951 | 39.2544 | 40.4685 | 19708 | 1.7383 | 25.4951 | 41.7019 |  | 0 | 1670 | 1670 | 1970-08-29 | #NAME? | #NAME? | #NAME?
1970-08-30 | 1970 | 8 | 242 | 30 | 1 | 5 | 3.9395 | 12.3333 | 0 | 0 | 0 | #NAME? | #NAME? | #NAME? | #NAME? | #NAME? | #NAME? | TRUE | 0.6 | TRUE | TRUE | #NAME? | #NAME? | #NAME? | #NAME? | #NAME? | #NAME? | #NAME? | #NAME? | #NAME? | #NAME? |  |  | 1: 13.1579; 2: 14.705; 3: 0; 4: 0 | 27.8628 |  | 624.3276 | 1008.667 | 1043.6636 | 19708 | 27.8628 | 624.3276 | 1021.2013 |  | 0 | 1671 | 1671 | 1970-08-30 | #NAME? | #NAME? | #NAME?
1970-08-31 | 1970 | 8 | 243 | 31 | 2 | 7.2 | 5.0393 | 2.8333 | 0 | 0 | 0 | #NAME? | #NAME? | #NAME? | #NAME? | #NAME? | #NAME? | FALSE | 0.3 | TRUE | TRUE | #NAME? | #NAME? | #NAME? | #NAME? | #NAME? | #NAME? | #NAME? | #NAME? | #NAME? | #NAME? |  |  | 1: 0; 2: 0; 3: 0; 4: 5.8637 | 5.8637 |  | 172.0006 | 264.8263 | 273.0168 | 19708 | 5.8637 | 172.0006 | 281.3382 |  | 0 | 1672 | 1672 | 1970-08-31 | #NAME? | #NAME? | #NAME?
1970-09-01 | 1970 | 9 | 244 | 1 | 3 | 11.7 | 3.4193 | 15.3333 | 5.4 | 5.4 | 0.3 | #NAME? | #NAME? | #NAME? | #NAME? | #NAME? | #NAME? | TRUE | 0 | TRUE | TRUE | #NAME? | #NAME? | #NAME? | #NAME? | #NAME? | #NAME? | #NAME? | #NAME? | #NAME? | #NAME? |  |  | 1: 6.9355; 2: 10.3435; 3: 0; 4: 0 | 17.279 |  | 405.1295 | 657.1124 | 680.1089 | 19709 | 17.279 | 405.1295 | 662.6628 |  | 0 | 1673 | 1673 | 1970-09-01 | #NAME? | #NAME? | #NAME?
1970-09-02 | 1970 | 9 | 245 | 2 | 4 | 6.7 | 2.6676 | 2.8333 | 0.8 | 0.8 | 0 | #NAME? | #NAME? | #NAME? | #NAME? | #NAME? | #NAME? | FALSE | 5.4 | TRUE | TRUE | #NAME? | #NAME? | #NAME? | #NAME? | #NAME? | #NAME? | #NAME? | #NAME? | #NAME? | #NAME? |  |  | 1: 0; 2: 0; 3: 8.8639; 4: 4.3522 | 13.2161 |  | 257.6682 | 396.7272 | 408.9971 | 19709 | 13.2161 | 257.6682 | 421.4631 |  | 0 | 1674 | 1674 | 1970-09-02 | #NAME? | #NAME? | #NAME?
1970-09-03 | 1970 | 9 | 246 | 3 | 5 | 8.9 | 3.9494 | 7.3333 | 0 | 0 | 0 | #NAME? | #NAME? | #NAME? | #NAME? | #NAME? | #NAME? | TRUE | 6.2 | TRUE | TRUE | #NAME? | #NAME? | #NAME? | #NAME? | #NAME? | #NAME? | #NAME? | #NAME? | #NAME? | #NAME? |  |  | 1: 2.1101; 2: 3.4733; 3: 0; 4: 0 | 5.5834 |  | 132.8323 | 215.7156 | 223.285 | 19709 | 5.5834 | 132.8323 | 217.2714 |  | 0 | 1675 | 1675 | 1970-09-03 | #NAME? | #NAME? | #NAME?
1970-09-04 | 1970 | 9 | 247 | 4 | 6 | 8.3 | 3.5314 | 12 | 0 | 0 | 0 | #NAME? | #NAME? | #NAME? | #NAME? | #NAME? | #NAME? | FALSE | 0.8 | TRUE | TRUE | #NAME? | #NAME? | #NAME? | #NAME? | #NAME? | #NAME? | #NAME? | #NAME? | #NAME? | #NAME? |  |  | 1: 0; 2: 0; 3: 0; 4: 4.4521 | 4.4521 |  | 130.5962 | 201.0767 | 207.2955 | 19709 | 4.4521 | 130.5962 | 213.6138 |  | 0 | 1676 | 1676 | 1970-09-04 | #NAME? | #NAME? | #NAME?
1970-09-05 | 1970 | 9 | 248 | 5 | 7 | 5.6 | 4.0283 | 10.1667 | 0 | 0 | 0 | #NAME? | #NAME? | #NAME? | #NAME? | #NAME? | #NAME? | FALSE | 0 | TRUE | TRUE | #NAME? | #NAME? | #NAME? | #NAME? | #NAME? | #NAME? | #NAME? | #NAME? | #NAME? | #NAME? |  |  | 1: 0; 2: 0; 3: 5.6339; 4: 0 | 5.6339 |  | 82.6309 | 127.2253 | 131.1601 | 19709 | 5.6339 | 82.6309 | 135.1578 |  | 0 | 1677 | 1677 | 1970-09-05 | #NAME? | #NAME? | #NAME?
1970-09-06 | 1970 | 9 | 249 | 6 | 1 | 4.4 | 3.9557 | 5.3333 | 0.8 | 0.8 | 0 | #NAME? | #NAME? | #NAME? | #NAME? | #NAME? | #NAME? | TRUE | 0 | TRUE | TRUE | #NAME? | #NAME? | #NAME? | #NAME? | #NAME? | #NAME? | #NAME? | #NAME? | #NAME? | #NAME? |  |  | 1: 6.7329; 2: 7.9598; 3: 0; 4: 0 | 14.6927 |  | 332.2356 | 537.1952 | 555.8668 | 19709 | 14.6927 | 332.2356 | 543.4317 |  | 0 | 1678 | 1678 | 1970-09-06 | #NAME? | #NAME? | #NAME?
1970-09-07 | 1970 | 9 | 250 | 7 | 2 | 3.9 | 2.9359 | 8 | 0.3 | 0.3 | 0 | #NAME? | #NAME? | #NAME? | #NAME? | #NAME? | #NAME? | FALSE | 0.8 | TRUE | TRUE | #NAME? | #NAME? | #NAME? | #NAME? | #NAME? | #NAME? | #NAME? | #NAME? | #NAME? | #NAME? |  |  | 1: 0; 2: 0; 3: 0; 4: 6.6712 | 6.6712 |  | 195.6884 | 301.298 | 310.6165 | 19709 | 6.6712 | 195.6884 | 320.0839 |  | 0 | 1679 | 1679 | 1970-09-07 | #NAME? | #NAME? | #NAME?
1970-09-08 | 1970 | 9 | 251 | 8 | 3 | 3.9 | 1.9036 | 13.8333 | 3.4 | 3.4 | 0 | #NAME? | #NAME? | #NAME? | #NAME? | #NAME? | #NAME? | TRUE | 1.1 | TRUE | FALSE | #NAME? | #NAME? | #NAME? | #NAME? | #NAME? | #NAME? | #NAME? | #NAME? | #NAME? | #NAME? |  |  | 1: 0; 2: 0; 3: 0; 4: 0 | 0 |  | 0 | 0 | 0 | 19709 | 0 | 0 | 0 |  | 0 | 1680 | 1680 | 1970-09-08 | #NAME? | #NAME? | #NAME?
1970-09-09 | 1970 | 9 | 252 | 9 | 4 | 0 | 3.4507 | 1 | 0 | 0 | 0 | #NAME? | #NAME? | #NAME? | #NAME? | #NAME? | #NAME? | FALSE | 3.7 | TRUE | FALSE | #NAME? | #NAME? | #NAME? | #NAME? | #NAME? | #NAME? | #NAME? | #NAME? | #NAME? | #NAME? |  |  | 1: 0; 2: 0; 3: 0; 4: 0 | 0 |  | 0 | 0 | 0 | 19709 | 0 | 0 | 0 |  | 0 | 1681 | 1681 | 1970-09-09 | #NAME? | #NAME? | #NAME?
1970-09-10 | 1970 | 9 | 253 | 10 | 5 | 0 | 2.9095 | 3.1667 | 2.3 | 2.3 | 0 | #NAME? | #NAME? | #NAME? | #NAME? | #NAME? | #NAME? | TRUE | 3.4 | TRUE | FALSE | #NAME? | #NAME? | #NAME? | #NAME? | #NAME? | #NAME? | #NAME? | #NAME? | #NAME? | #NAME? |  |  | 1: 0; 2: 0; 3: 0; 4: 0 | 0 |  | 0 | 0 | 0 | 19709 | 0 | 0 | 0 |  | 0 | 1682 | 1682 | 1970-09-10 | #NAME? | #NAME? | #NAME?
1970-09-11 | 1970 | 9 | 254 | 11 | 6 | -3.3 | 2.8297 | 41 | 2 | 2 | 0 | #NAME? | #NAME? | #NAME? | #NAME? | #NAME? | #NAME? | FALSE | 2.3 | TRUE | FALSE | #NAME? | #NAME? | #NAME? | #NAME? | #NAME? | #NAME? | #NAME? | #NAME? | #NAME? | #NAME? |  |  | 1: 0; 2: 0; 3: 0; 4: 0 | 0 |  | 0 | 0 | 0 | 19709 | 0 | 0 | 0 |  | 0 | 1683 | 1683 | 1970-09-11 | #NAME? | #NAME? | #NAME?
1970-09-12 | 1970 | 9 | 255 | 12 | 7 | -3.9 | 1.4978 | 21.6667 | 0 | 0 | 0 | #NAME? | #NAME? | #NAME? | #NAME? | #NAME? | #NAME? | FALSE | 4.3 | TRUE | FALSE | #NAME? | #NAME? | #NAME? | #NAME? | #NAME? | #NAME? | #NAME? | #NAME? | #NAME? | #NAME? |  |  | 1: 0; 2: 0; 3: 0; 4: 0 | 0 |  | 0 | 0 | 0 | 19709 | 0 | 0 | 0 |  | 0 | 1684 | 1684 | 1970-09-12 | #NAME? | #NAME? | #NAME?
1970-09-13 | 1970 | 9 | 256 | 13 | 1 | -5.6 | 2.0482 | 0.83333 | 0 | 0 | 0 | #NAME? | #NAME? | #NAME? | #NAME? | #NAME? | #NAME? | TRUE | 2 | TRUE | FALSE | #NAME? | #NAME? | #NAME? | #NAME? | #NAME? | #NAME? | #NAME? | #NAME? | #NAME? | #NAME? |  |  | 1: 0; 2: 0; 3: 0; 4: 0 | 0 |  | 0 | 0 | 0 | 19709 | 0 | 0 | 0 |  | 0 | 1685 | 1685 | 1970-09-13 | #NAME? | #NAME? | #NAME?
1970-09-14 | 1970 | 9 | 257 | 14 | 2 | -5.6 | 2.4812 | 5.3333 | 0 | 0 | 0 | #NAME? | #NAME? | #NAME? | #NAME? | #NAME? | #NAME? | FALSE | 0 | TRUE | FALSE | #NAME? | #NAME? | #NAME? | #NAME? | #NAME? | #NAME? | #NAME? | #NAME? | #NAME? | #NAME? |  |  | 1: 0; 2: 0; 3: 0; 4: 0 | 0 |  | 0 | 0 | 0 | 19709 | 0 | 0 | 0 |  | 0 | 1686 | 1686 | 1970-09-14 | #NAME? | #NAME? | #NAME?
1970-09-15 | 1970 | 9 | 258 | 15 | 3 | 2.2 | 3.9652 | 30.5 | 0 | 0 | 0 | #NAME? | #NAME? | #NAME? | #NAME? | #NAME? | #NAME? | TRUE | 0 | TRUE | TRUE | #NAME? | #NAME? | #NAME? | #NAME? | #NAME? | #NAME? | #NAME? | #NAME? | #NAME? | #NAME? |  |  | 1: 3.2176; 2: 4.423; 3: 0; 4: 0 | 7.6406 |  | 176.9326 | 286.6774 | 296.6869 | 19709 | 7.6406 | 176.9326 | 289.4054 |  | 0 | 1687 | 1687 | 1970-09-15 | #NAME? | #NAME? | #NAME?
1970-09-16 | 1970 | 9 | 259 | 16 | 4 | 4.4 | 4.0244 | 10.5 | 0 | 0 | 0 | #NAME? | #NAME? | #NAME? | #NAME? | #NAME? | #NAME? | FALSE | 0 | TRUE | TRUE | #NAME? | #NAME? | #NAME? | #NAME? | #NAME? | #NAME? | #NAME? | #NAME? | #NAME? | #NAME? |  |  | 1: 0; 2: 0; 3: 0; 4: 11.274 | 11.274 |  | 330.7051 | 509.1809 | 524.9288 | 19709 | 11.274 | 330.7051 | 540.9283 |  | 0 | 1688 | 1688 | 1970-09-16 | #NAME? | #NAME? | #NAME?
1970-09-17 | 1970 | 9 | 260 | 17 | 5 | 8.3 | 3.8989 | 31.1667 | 0 | 0 | 0 | #NAME? | #NAME? | #NAME? | #NAME? | #NAME? | #NAME? | TRUE | 0 | TRUE | TRUE | #NAME? | #NAME? | #NAME? | #NAME? | #NAME? | #NAME? | #NAME? | #NAME? | #NAME? | #NAME? |  |  | 1: 11.9386; 2: 18.3919; 3: 0; 4: 0 | 30.3305 |  | 714.596 | 1159.5364 | 1200.152 | 19709 | 30.3305 | 714.596 | 1168.8516 |  | 0 | 1689 | 1689 | 1970-09-17 | #NAME? | #NAME? | #NAME?
1970-09-18 | 1970 | 9 | 261 | 18 | 6 | 3.3 | 3.32 | 4.5 | 0 | 0 | 0 | #NAME? | #NAME? | #NAME? | #NAME? | #NAME? | #NAME? | FALSE | 0 | TRUE | TRUE | #NAME? | #NAME? | #NAME? | #NAME? | #NAME? | #NAME? | #NAME? | #NAME? | #NAME? | #NAME? |  |  | 1: 0; 2: 0; 3: 0; 4: 4.4244 | 4.4244 |  | 129.7825 | 199.8239 | 206.004 | 19709 | 4.4244 | 129.7825 | 212.2829 |  | 0 | 1690 | 1690 | 1970-09-18 | #NAME? | #NAME? | #NAME?
1970-09-19 | 1970 | 9 | 262 | 19 | 7 | 3.9 | 3.2361 | 22.5 | 0 | 0 | 0 | #NAME? | #NAME? | #NAME? | #NAME? | #NAME? | #NAME? | FALSE | 0 | TRUE | FALSE | #NAME? | #NAME? | #NAME? | #NAME? | #NAME? | #NAME? | #NAME? | #NAME? | #NAME? | #NAME? |  |  | 1: 0; 2: 0; 3: 0; 4: 0 | 0 |  | 0 | 0 | 0 | 19709 | 0 | 0 | 0 |  | 0 | 1691 | 1691 | 1970-09-19 | #NAME? | #NAME? | #NAME?
1970-09-20 | 1970 | 9 | 263 | 20 | 1 | 2.8 | 2.3782 | 10.3333 | 3.1 | 3.1 | 0 | #NAME? | #NAME? | #NAME? | #NAME? | #NAME? | #NAME? | TRUE | 0 | TRUE | FALSE | #NAME? | #NAME? | #NAME? | #NAME? | #NAME? | #NAME? | #NAME? | #NAME? | #NAME? | #NAME? |  |  | 1: 0; 2: 0; 3: 0; 4: 0 | 0 |  | 0 | 0 | 0 | 19709 | 0 | 0 | 0 |  | 0 | 1692 | 1692 | 1970-09-20 | #NAME? | #NAME? | #NAME?
1970-09-21 | 1970 | 9 | 264 | 21 | 2 | 2.2 | 2.6112 | 9 | 0 | 0 | 0 | #NAME? | #NAME? | #NAME? | #NAME? | #NAME? | #NAME? | FALSE | 3.1 | TRUE | TRUE | #NAME? | #NAME? | #NAME? | #NAME? | #NAME? | #NAME? | #NAME? | #NAME? | #NAME? | #NAME? |  |  | 1: 0; 2: 0; 3: 9.4376; 4: 5.3678 | 14.8054 |  | 295.8741 | 455.5522 | 469.6414 | 19709 | 14.8054 | 295.8741 | 483.9558 |  | 0 | 1693 | 1693 | 1970-09-21 | #NAME? | #NAME? | #NAME?
1970-09-22 | 1970 | 9 | 265 | 22 | 3 | 6.1 | 3.6269 | 4.5 | 0 | 0 | 0 | #NAME? | #NAME? | #NAME? | #NAME? | #NAME? | #NAME? | TRUE | 3.1 | TRUE | FALSE | #NAME? | #NAME? | #NAME? | #NAME? | #NAME? | #NAME? | #NAME? | #NAME? | #NAME? | #NAME? |  |  | 1: 0; 2: 0; 3: 0; 4: 0 | 0 |  | 0 | 0 | 0 | 19709 | 0 | 0 | 0 |  | 0 | 1694 | 1694 | 1970-09-22 | #NAME? | #NAME? | #NAME?
1970-09-23 | 1970 | 9 | 266 | 23 | 4 | 0.6 | 2.2071 | 13.5 | 5.6 | 5.6 | 0.45 | #NAME? | #NAME? | #NAME? | #NAME? | #NAME? | #NAME? | FALSE | 0 | TRUE | FALSE | #NAME? | #NAME? | #NAME? | #NAME? | #NAME? | #NAME? | #NAME? | #NAME? | #NAME? | #NAME? |  |  | 1: 0; 2: 0; 3: 0; 4: 0 | 0 |  | 0 | 0 | 0 | 19709 | 0 | 0 | 0 |  | 0 | 1695 | 1695 | 1970-09-23 | #NAME? | #NAME? | #NAME?
1970-09-24 | 1970 | 9 | 267 | 24 | 5 | 0 | 2.3732 | 10 | 0 | 0 | 0 | #NAME? | #NAME? | #NAME? | #NAME? | #NAME? | #NAME? | TRUE | 5.6 | TRUE | FALSE | #NAME? | #NAME? | #NAME? | #NAME? | #NAME? | #NAME? | #NAME? | #NAME? | #NAME? | #NAME? |  |  | 1: 0; 2: 0; 3: 0; 4: 0 | 0 |  | 0 | 0 | 0 | 19709 | 0 | 0 | 0 |  | 0 | 1696 | 1696 | 1970-09-24 | #NAME? | #NAME? | #NAME?
1970-09-25 | 1970 | 9 | 268 | 25 | 6 | -0.6 | 2.534 | 6 | 0 | 0 | 0 | #NAME? | #NAME? | #NAME? | #NAME? | #NAME? | #NAME? | FALSE | 5.6 | TRUE | TRUE | #NAME? | #NAME? | #NAME? | #NAME? | #NAME? | #NAME? | #NAME? | #NAME? | #NAME? | #NAME? |  |  | 1: 0; 2: 0; 3: 0; 4: 6.344 | 6.344 |  | 186.0894 | 286.5187 | 295.3801 | 19709 | 6.344 | 186.0894 | 304.3831 |  | 0 | 1697 | 1697 | 1970-09-25 | #NAME? | #NAME? | #NAME?
1970-09-26 | 1970 | 9 | 269 | 26 | 7 | 6.7 | 4.0805 | 19 | 0 | 0 | 0 | #NAME? | #NAME? | #NAME? | #NAME? | #NAME? | #NAME? | FALSE | 0 | TRUE | TRUE | #NAME? | #NAME? | #NAME? | #NAME? | #NAME? | #NAME? | #NAME? | #NAME? | #NAME? | #NAME? |  |  | 1: 0; 2: 0; 3: 0; 4: 0 | 0 |  | 0 | 0 | 0 | 19709 | 0 | 0 | 0 |  | 0 | 1698 | 1698 | 1970-09-26 | #NAME? | #NAME? | #NAME?
1970-09-27 | 1970 | 9 | 270 | 27 | 1 | 10.6 | 4.3262 | 17.3333 | 0 | 0 | 0 | #NAME? | #NAME? | #NAME? | #NAME? | #NAME? | #NAME? | TRUE | 0 | TRUE | TRUE | #NAME? | #NAME? | #NAME? | #NAME? | #NAME? | #NAME? | #NAME? | #NAME? | #NAME? | #NAME? |  |  | 1: 6.4928; 2: 9.8356; 3: 0; 4: 0 | 16.3284 |  | 383.7385 | 622.5399 | 644.3359 | 19709 | 16.3284 | 383.7385 | 627.6741 |  | 0 | 1699 | 1699 | 1970-09-27 | #NAME? | #NAME? | #NAME?
1970-09-28 | 1970 | 9 | 271 | 28 | 2 | 7.8 | 4.8947 | 15.1667 | 0 | 0 | 0 | #NAME? | #NAME? | #NAME? | #NAME? | #NAME? | #NAME? | FALSE | 0 | TRUE | TRUE | #NAME? | #NAME? | #NAME? | #NAME? | #NAME? | #NAME? | #NAME? | #NAME? | #NAME? | #NAME? |  |  | 1: 0; 2: 0; 3: 8.818; 4: 6.9037 | 15.7217 |  | 331.8393 | 510.9272 | 526.7291 | 19709 | 15.7217 | 331.8393 | 542.7835 |  | 0 | 1700 | 1700 | 1970-09-28 | #NAME? | #NAME? | #NAME?
1970-09-29 | 1970 | 9 | 272 | 29 | 3 | 6.7 | 5.2906 | 7 | 0 | 0 | 0 | #NAME? | #NAME? | #NAME? | #NAME? | #NAME? | #NAME? | TRUE | 0 | TRUE | TRUE | #NAME? | #NAME? | #NAME? | #NAME? | #NAME? | #NAME? | #NAME? | #NAME? | #NAME? | #NAME? |  |  | 1: 5.4424; 2: 8.1379; 3: 0; 4: 0 | 13.5803 |  | 318.5328 | 516.6713 | 534.7541 | 19709 | 13.5803 | 318.5328 | 521.0182 |  | 0 | 1701 | 1701 | 1970-09-29 | #NAME? | #NAME? | #NAME?
1970-09-30 | 1970 | 9 | 273 | 30 | 4 | 9.4 | 5.4288 | 11.6667 | 0 | 0 | 0 | #NAME? | #NAME? | #NAME? | #NAME? | #NAME? | #NAME? | FALSE | 0 | TRUE | FALSE | #NAME? | #NAME? | #NAME? | #NAME? | #NAME? | #NAME? | #NAME? | #NAME? | #NAME? | #NAME? |  |  | 1: 0; 2: 0; 3: 0; 4: 0 | 0 |  | 0 | 0 | 0 | 19709 | 0 | 0 | 0 |  | 0 | 1702 | 1702 | 1970-09-30 | #NAME? | #NAME? | #NAME?
1971-05-01 | 1971 | 5 | 121 | 1 | 7 | 1.1 | 4.796 | 10 | 0 | 0 | 0 | #NAME? | #NAME? | #NAME? | #NAME? | #NAME? | #NAME? | FALSE | 0 | TRUE | FALSE | #NAME? | #NAME? | #NAME? | #NAME? | #NAME? | #NAME? | #NAME? | #NAME? | #NAME? | #NAME? |  |  | 1: 0; 2: 0; 3: 0; 4: 0 | 0 |  | 0 | 0 | 0 | 19715 | 0 | 0 | 0 |  | 0 | 1703 | 1703 | 1971-05-01 | #NAME? | #NAME? | #NAME?
1971-05-02 | 1971 | 5 | 122 | 2 | 1 | 1.7 | 4.383 | 11.8333 | 0 | 0 | 0 | #NAME? | #NAME? | #NAME? | #NAME? | #NAME? | #NAME? | TRUE | 0 | TRUE | FALSE | #NAME? | #NAME? | #NAME? | #NAME? | #NAME? | #NAME? | #NAME? | #NAME? | #NAME? | #NAME? |  |  | 1: 0; 2: 0; 3: 0; 4: 0 | 0 |  | 0 | 0 | 0 | 19715 | 0 | 0 | 0 |  | 0 | 1704 | 1704 | 1971-05-02 | #NAME? | #NAME? | #NAME?
1971-05-03 | 1971 | 5 | 123 | 3 | 2 | 0.6 | 4.1207 | 9.1667 | 0 | 0 | 0 | #NAME? | #NAME? | #NAME? | #NAME? | #NAME? | #NAME? | FALSE | 0 | TRUE | TRUE | #NAME? | #NAME? | #NAME? | #NAME? | #NAME? | #NAME? | #NAME? | #NAME? | #NAME? | #NAME? |  |  | 1: 0; 2: 0; 3: 4.2709; 4: 4.6906 | 8.9615 |  | 200.2315 | 308.2929 | 317.8277 | 19715 | 8.9615 | 200.2315 | 327.5149 |  | 0 | 1705 | 1705 | 1971-05-03 | #NAME? | #NAME? | #NAME?
1971-05-04 | 1971 | 5 | 124 | 4 | 3 | 5.6 | 5.0376 | 7.6667 | 0 | 0 | 0 | #NAME? | #NAME? | #NAME? | #NAME? | #NAME? | #NAME? | TRUE | 0 | TRUE | TRUE | #NAME? | #NAME? | #NAME? | #NAME? | #NAME? | #NAME? | #NAME? | #NAME? | #NAME? | #NAME? |  |  | 1: 0; 2: 0; 3: 0; 4: 0 | 0 |  | 0 | 0 | 0 | 19715 | 0 | 0 | 0 |  | 0 | 1706 | 1706 | 1971-05-04 | #NAME? | #NAME? | #NAME?
1971-05-05 | 1971 | 5 | 125 | 5 | 4 | 6.7 | 3.5472 | 34.1667 | 5.2 | 5.2 | 0.15 | #NAME? | #NAME? | #NAME? | #NAME? | #NAME? | #NAME? | FALSE | 0 | TRUE | TRUE | #NAME? | #NAME? | #NAME? | #NAME? | #NAME? | #NAME? | #NAME? | #NAME? | #NAME? | #NAME? |  |  | 1: 0; 2: 0; 3: 0; 4: 5.0507 | 5.0507 |  | 148.1529 | 228.1084 | 235.1633 | 19715 | 5.0507 | 148.1529 | 242.3309 |  | 0 | 1707 | 1707 | 1971-05-05 | #NAME? | #NAME? | #NAME?
1971-05-06 | 1971 | 5 | 126 | 6 | 5 | 5 | 3.7485 | 19.6667 | 0 | 0 | 0 | #NAME? | #NAME? | #NAME? | #NAME? | #NAME? | #NAME? | TRUE | 5.2 | TRUE | FALSE | #NAME? | #NAME? | #NAME? | #NAME? | #NAME? | #NAME? | #NAME? | #NAME? | #NAME? | #NAME? |  |  | 1: 0; 2: 0; 3: 0; 4: 0 | 0 |  | 0 | 0 | 0 | 19715 | 0 | 0 | 0 |  | 0 | 1708 | 1708 | 1971-05-06 | #NAME? | #NAME? | #NAME?
1971-05-07 | 1971 | 5 | 127 | 7 | 6 | 1.1 | 5.8118 | 10.5 | 0 | 0 | 0 | #NAME? | #NAME? | #NAME? | #NAME? | #NAME? | #NAME? | FALSE | 5.2 | TRUE | TRUE | #NAME? | #NAME? | #NAME? | #NAME? | #NAME? | #NAME? | #NAME? | #NAME? | #NAME? | #NAME? |  |  | 1: 0; 2: 0; 3: 0; 4: 4.3417 | 4.3417 |  | 127.3558 | 196.0875 | 202.152 | 19715 | 4.3417 | 127.3558 | 208.3135 |  | 0 | 1709 | 1709 | 1971-05-07 | #NAME? | #NAME? | #NAME?
1971-05-08 | 1971 | 5 | 128 | 8 | 7 | 7.8 | 5.806 | 9.6667 | 0 | 0 | 0 | #NAME? | #NAME? | #NAME? | #NAME? | #NAME? | #NAME? | FALSE | 0 | TRUE | TRUE | #NAME? | #NAME? | #NAME? | #NAME? | #NAME? | #NAME? | #NAME? | #NAME? | #NAME? | #NAME? |  |  | 1: 0; 2: 0; 3: 0; 4: 0 | 0 |  | 0 | 0 | 0 | 19715 | 0 | 0 | 0 |  | 0 | 1710 | 1710 | 1971-05-08 | #NAME? | #NAME? | #NAME?
1971-05-09 | 1971 | 5 | 129 | 9 | 1 | 3.3 | 4.7649 | 19.1667 | 0 | 0 | 0 | #NAME? | #NAME? | #NAME? | #NAME? | #NAME? | #NAME? | TRUE | 0 | TRUE | FALSE | #NAME? | #NAME? | #NAME? | #NAME? | #NAME? | #NAME? | #NAME? | #NAME? | #NAME? | #NAME? |  |  | 1: 0; 2: 0; 3: 0; 4: 0 | 0 |  | 0 | 0 | 0 | 19715 | 0 | 0 | 0 |  | 0 | 1711 | 1711 | 1971-05-09 | #NAME? | #NAME? | #NAME?
1971-05-10 | 1971 | 5 | 130 | 10 | 2 | 0 | 4.7499 | 6.3333 | 0 | 0 | 0 | #NAME? | #NAME? | #NAME? | #NAME? | #NAME? | #NAME? | FALSE | 0 | TRUE | TRUE | #NAME? | #NAME? | #NAME? | #NAME? | #NAME? | #NAME? | #NAME? | #NAME? | #NAME? | #NAME? |  |  | 1: 0; 2: 0; 3: 4.6963; 4: 9.0105 | 13.7067 |  | 333.1857 | 513.0003 | 528.8662 | 19715 | 13.7067 | 333.1857 | 544.9858 |  | 0 | 1712 | 1712 | 1971-05-10 | #NAME? | #NAME? | #NAME?
1971-05-11 | 1971 | 5 | 131 | 11 | 3 | 3.9 | 5.6675 | 7 | 0 | 0 | 0 | #NAME? | #NAME? | #NAME? | #NAME? | #NAME? | #NAME? | TRUE | 0 | TRUE | TRUE | #NAME? | #NAME? | #NAME? | #NAME? | #NAME? | #NAME? | #NAME? | #NAME? | #NAME? | #NAME? |  |  | 1: 10.2929; 2: 18.4061; 3: 0; 4: 0 | 28.699 |  | 690.8758 | 1123.0605 | 1162.5517 | 19715 | 28.699 | 690.8758 | 1130.0528 |  | 0 | 1713 | 1713 | 1971-05-11 | #NAME? | #NAME? | #NAME?
1971-05-12 | 1971 | 5 | 132 | 12 | 4 | 4.4 | 5.8244 | 5.1667 | 0 | 0 | 0 | #NAME? | #NAME? | #NAME? | #NAME? | #NAME? | #NAME? | FALSE | 0 | TRUE | TRUE | #NAME? | #NAME? | #NAME? | #NAME? | #NAME? | #NAME? | #NAME? | #NAME? | #NAME? | #NAME? |  |  | 1: 0; 2: 0; 3: 0; 4: 5.3971 | 5.3971 |  | 158.3161 | 243.7565 | 251.2954 | 19715 | 5.3971 | 158.3161 | 258.9547 |  | 0 | 1714 | 1714 | 1971-05-12 | #NAME? | #NAME? | #NAME?
1971-05-13 | 1971 | 5 | 133 | 13 | 5 | 8.3 | 6.5448 | 19.3333 | 0 | 0 | 0 | #NAME? | #NAME? | #NAME? | #NAME? | #NAME? | #NAME? | TRUE | 0 | TRUE | FALSE | #NAME? | #NAME? | #NAME? | #NAME? | #NAME? | #NAME? | #NAME? | #NAME? | #NAME? | #NAME? |  |  | 1: 0; 2: 0; 3: 0; 4: 0 | 0 |  | 0 | 0 | 0 | 19715 | 0 | 0 | 0 |  | 0 | 1715 | 1715 | 1971-05-13 | #NAME? | #NAME? | #NAME?
1971-05-14 | 1971 | 5 | 134 | 14 | 6 | 2.8 | 5.1981 | 19.8333 | 0 | 0 | 0 | #NAME? | #NAME? | #NAME? | #NAME? | #NAME? | #NAME? | FALSE | 0 | TRUE | FALSE | #NAME? | #NAME? | #NAME? | #NAME? | #NAME? | #NAME? | #NAME? | #NAME? | #NAME? | #NAME? |  |  | 1: 0; 2: 0; 3: 0; 4: 0 | 0 |  | 0 | 0 | 0 | 19715 | 0 | 0 | 0 |  | 0 | 1716 | 1716 | 1971-05-14 | #NAME? | #NAME? | #NAME?
1971-05-15 | 1971 | 5 | 135 | 15 | 7 | 0 | 4.6375 | 7.5 | 0 | 0 | 0 | #NAME? | #NAME? | #NAME? | #NAME? | #NAME? | #NAME? | FALSE | 0 | TRUE | FALSE | #NAME? | #NAME? | #NAME? | #NAME? | #NAME? | #NAME? | #NAME? | #NAME? | #NAME? | #NAME? |  |  | 1: 0; 2: 0; 3: 0; 4: 0 | 0 |  | 0 | 0 | 0 | 19715 | 0 | 0 | 0 |  | 0 | 1717 | 1717 | 1971-05-15 | #NAME? | #NAME? | #NAME?
1971-05-16 | 1971 | 5 | 136 | 16 | 1 | 1.1 | 3.3026 | 10.3333 | 4.3 | 4.3 | 0 | #NAME? | #NAME? | #NAME? | #NAME? | #NAME? | #NAME? | TRUE | 0 | TRUE | TRUE | #NAME? | #NAME? | #NAME? | #NAME? | #NAME? | #NAME? | #NAME? | #NAME? | #NAME? | #NAME? |  |  | 1: 0; 2: 0; 3: 0; 4: 0 | 0 |  | 0 | 0 | 0 | 19715 | 0 | 0 | 0 |  | 0 | 1718 | 1718 | 1971-05-16 | #NAME? | #NAME? | #NAME?
1971-05-17 | 1971 | 5 | 137 | 17 | 2 | 3.9 | 3.701 | 34.8333 | 1.8 | 1.8 | 0 | #NAME? | #NAME? | #NAME? | #NAME? | #NAME? | #NAME? | FALSE | 4.3 | TRUE | FALSE | #NAME? | #NAME? | #NAME? | #NAME? | #NAME? | #NAME? | #NAME? | #NAME? | #NAME? | #NAME? |  |  | 1: 0; 2: 0; 3: 0; 4: 0 | 0 |  | 0 | 0 | 0 | 19715 | 0 | 0 | 0 |  | 0 | 1719 | 1719 | 1971-05-17 | #NAME? | #NAME? | #NAME?
1971-05-18 | 1971 | 5 | 138 | 18 | 3 | 1.7 | 2.9286 | 2.8333 | 0 | 0 | 0 | #NAME? | #NAME? | #NAME? | #NAME? | #NAME? | #NAME? | TRUE | 6.1 | TRUE | FALSE | #NAME? | #NAME? | #NAME? | #NAME? | #NAME? | #NAME? | #NAME? | #NAME? | #NAME? | #NAME? |  |  | 1: 0; 2: 0; 3: 0; 4: 0 | 0 |  | 0 | 0 | 0 | 19715 | 0 | 0 | 0 |  | 0 | 1720 | 1720 | 1971-05-18 | #NAME? | #NAME? | #NAME?
1971-05-19 | 1971 | 5 | 139 | 19 | 4 | 1.1 | 3.8592 | 3.8333 | 0 | 0 | 0 | #NAME? | #NAME? | #NAME? | #NAME? | #NAME? | #NAME? | FALSE | 1.8 | TRUE | TRUE | #NAME? | #NAME? | #NAME? | #NAME? | #NAME? | #NAME? | #NAME? | #NAME? | #NAME? | #NAME? |  |  | 1: 0; 2: 0; 3: 0; 4: 11.9909 | 11.9909 |  | 351.7338 | 541.5584 | 558.3076 | 19715 | 11.9909 | 351.7338 | 575.3245 |  | 0 | 1721 | 1721 | 1971-05-19 | #NAME? | #NAME? | #NAME?
1971-05-20 | 1971 | 5 | 140 | 20 | 5 | 6.1 | 4.097 | 20.5 | 0 | 0 | 0 | #NAME? | #NAME? | #NAME? | #NAME? | #NAME? | #NAME? | TRUE | 0 | TRUE | TRUE | #NAME? | #NAME? | #NAME? | #NAME? | #NAME? | #NAME? | #NAME? | #NAME? | #NAME? | #NAME? |  |  | 1: 0; 2: 0; 3: 0; 4: 0 | 0 |  | 0 | 0 | 0 | 19715 | 0 | 0 | 0 |  | 0 | 1722 | 1722 | 1971-05-20 | #NAME? | #NAME? | #NAME?
1971-05-21 | 1971 | 5 | 141 | 21 | 6 | 5.6 | 3.7987 | 28 | 1 | 1 | 0 | #NAME? | #NAME? | #NAME? | #NAME? | #NAME? | #NAME? | FALSE | 0 | TRUE | FALSE | #NAME? | #NAME? | #NAME? | #NAME? | #NAME? | #NAME? | #NAME? | #NAME? | #NAME? | #NAME? |  |  | 1: 0; 2: 0; 3: 0; 4: 0 | 0 |  | 0 | 0 | 0 | 19715 | 0 | 0 | 0 |  | 0 | 1723 | 1723 | 1971-05-21 | #NAME? | #NAME? | #NAME?
1971-05-22 | 1971 | 5 | 142 | 22 | 7 | 1.7 | 4.6809 | 8.6667 | 0 | 0 | 0 | #NAME? | #NAME? | #NAME? | #NAME? | #NAME? | #NAME? | FALSE | 1 | TRUE | TRUE | #NAME? | #NAME? | #NAME? | #NAME? | #NAME? | #NAME? | #NAME? | #NAME? | #NAME? | #NAME? |  |  | 1: 0; 2: 0; 3: 9.4461; 4: 0 | 9.4461 |  | 138.543 | 213.3123 | 219.9096 | 19715 | 9.4461 | 138.543 | 226.6123 |  | 0 | 1724 | 1724 | 1971-05-22 | #NAME? | #NAME? | #NAME?
1971-05-23 | 1971 | 5 | 143 | 23 | 1 | 5 | 4.8883 | 6.5 | 0 | 0 | 0 | #NAME? | #NAME? | #NAME? | #NAME? | #NAME? | #NAME? | TRUE | 1 | TRUE | TRUE | #NAME? | #NAME? | #NAME? | #NAME? | #NAME? | #NAME? | #NAME? | #NAME? | #NAME? | #NAME? |  |  | 1: 6.888; 2: 13.1536; 3: 0; 4: 0 | 20.0416 |  | 486.8625 | 792.0134 | 819.9084 | 19715 | 20.0416 | 486.8625 | 796.352 |  | 0 | 1725 | 1725 | 1971-05-23 | #NAME? | #NAME? | #NAME?
1971-05-24 | 1971 | 5 | 144 | 24 | 2 | 4.4 | 5.3823 | 9.3333 | 0.8 | 0.8 | 0 | #NAME? | #NAME? | #NAME? | #NAME? | #NAME? | #NAME? | FALSE | 0 | TRUE | TRUE | #NAME? | #NAME? | #NAME? | #NAME? | #NAME? | #NAME? | #NAME? | #NAME? | #NAME? | #NAME? |  |  | 1: 0; 2: 0; 3: 3.3699; 4: 10.8733 | 14.2433 |  | 368.3768 | 567.1834 | 584.7251 | 19715 | 14.2433 | 368.3768 | 602.5472 |  | 0 | 1726 | 1726 | 1971-05-24 | #NAME? | #NAME? | #NAME?
1971-05-25 | 1971 | 5 | 145 | 25 | 3 | 6.1 | 5.2433 | 5.1667 | 0 | 0 | 0 | #NAME? | #NAME? | #NAME? | #NAME? | #NAME? | #NAME? | TRUE | 0.8 | TRUE | TRUE | #NAME? | #NAME? | #NAME? | #NAME? | #NAME? | #NAME? | #NAME? | #NAME? | #NAME? | #NAME? |  |  | 1: 0; 2: 0; 3: 0; 4: 0 | 0 |  | 0 | 0 | 0 | 19715 | 0 | 0 | 0 |  | 0 | 1727 | 1727 | 1971-05-25 | #NAME? | #NAME? | #NAME?
1971-05-26 | 1971 | 5 | 146 | 26 | 4 | 7.8 | 5.032 | 23.1667 | 0 | 0 | 0 | #NAME? | #NAME? | #NAME? | #NAME? | #NAME? | #NAME? | FALSE | 0.8 | TRUE | TRUE | #NAME? | #NAME? | #NAME? | #NAME? | #NAME? | #NAME? | #NAME? | #NAME? | #NAME? | #NAME? |  |  | 1: 0; 2: 0; 3: 6.4726; 4: 5.1638 | 11.6364 |  | 246.4034 | 379.383 | 391.1165 | 19715 | 11.6364 | 246.4034 | 403.0375 |  | 0 | 1728 | 1728 | 1971-05-26 | #NAME? | #NAME? | #NAME?
1971-05-27 | 1971 | 5 | 147 | 27 | 5 | 6.7 | 4.7359 | 7.5 | 2.8 | 2.8 | 0 | #NAME? | #NAME? | #NAME? | #NAME? | #NAME? | #NAME? | TRUE | 0 | TRUE | FALSE | #NAME? | #NAME? | #NAME? | #NAME? | #NAME? | #NAME? | #NAME? | #NAME? | #NAME? | #NAME? |  |  | 1: 0; 2: 0; 3: 0; 4: 0 | 0 |  | 0 | 0 | 0 | 19715 | 0 | 0 | 0 |  | 0 | 1729 | 1729 | 1971-05-27 | #NAME? | #NAME? | #NAME?
1971-05-28 | 1971 | 5 | 148 | 28 | 6 | 2.8 | 5.1247 | 29.1667 | 0 | 0 | 0 | #NAME? | #NAME? | #NAME? | #NAME? | #NAME? | #NAME? | FALSE | 2.8 | TRUE | TRUE | #NAME? | #NAME? | #NAME? | #NAME? | #NAME? | #NAME? | #NAME? | #NAME? | #NAME? | #NAME? |  |  | 1: 0; 2: 0; 3: 0; 4: 5.3723 | 5.3723 |  | 157.5888 | 242.6367 | 250.1409 | 19715 | 5.3723 | 157.5888 | 257.7651 |  | 0 | 1730 | 1730 | 1971-05-28 | #NAME? | #NAME? | #NAME?
1971-05-29 | 1971 | 5 | 149 | 29 | 7 | 5 | 5.8613 | 10.5 | 0 | 0 | 0 | #NAME? | #NAME? | #NAME? | #NAME? | #NAME? | #NAME? | FALSE | 2.8 | TRUE | TRUE | #NAME? | #NAME? | #NAME? | #NAME? | #NAME? | #NAME? | #NAME? | #NAME? | #NAME? | #NAME? |  |  | 1: 0; 2: 0; 3: 1.8717; 4: 0 | 1.8717 |  | 27.4518 | 42.267 | 43.5742 | 19715 | 1.8717 | 27.4518 | 44.9023 |  | 0 | 1731 | 1731 | 1971-05-29 | #NAME? | #NAME? | #NAME?
1971-05-30 | 1971 | 5 | 150 | 30 | 1 | 9.4 | 3.4358 | 14 | 0.5 | 0.5 | 0 | #NAME? | #NAME? | #NAME? | #NAME? | #NAME? | #NAME? | TRUE | 0 | TRUE | TRUE | #NAME? | #NAME? | #NAME? | #NAME? | #NAME? | #NAME? | #NAME? | #NAME? | #NAME? | #NAME? |  |  | 1: 10.2986; 2: 19.3086; 3: 0; 4: 0 | 29.6072 |  | 717.4318 | 1166.8573 | 1207.9363 | 19715 | 29.6072 | 717.4318 | 1173.49 |  | 0 | 1732 | 1732 | 1971-05-30 | #NAME? | #NAME? | #NAME?
1971-05-31 | 1971 | 5 | 151 | 31 | 2 | 6.1 | 2.1081 | 9.3333 | 1.9 | 1.9 | 0 | #NAME? | #NAME? | #NAME? | #NAME? | #NAME? | #NAME? | FALSE | 0.5 | TRUE | TRUE | #NAME? | #NAME? | #NAME? | #NAME? | #NAME? | #NAME? | #NAME? | #NAME? | #NAME? | #NAME? |  |  | 1: 0; 2: 0; 3: 8.278; 4: 7.932 | 16.21 |  | 354.0819 | 545.1737 | 562.0348 | 19715 | 16.21 | 354.0819 | 579.1653 |  | 0 | 1733 | 1733 | 1971-05-31 | #NAME? | #NAME? | #NAME?
1971-06-01 | 1971 | 6 | 152 | 1 | 3 | 5 | 3.8354 | 8.6667 | 0 | 0 | 0 | #NAME? | #NAME? | #NAME? | #NAME? | #NAME? | #NAME? | TRUE | 2.4 | TRUE | TRUE | #NAME? | #NAME? | #NAME? | #NAME? | #NAME? | #NAME? | #NAME? | #NAME? | #NAME? | #NAME? |  |  | 1: 6.6936; 2: 11.7977; 3: 0; 4: 0 | 18.4913 |  | 444.2395 | 722.0171 | 747.3969 | 19716 | 18.4913 | 444.2395 | 726.6344 |  | 0 | 1734 | 1734 | 1971-06-01 | #NAME? | #NAME? | #NAME?
1971-06-02 | 1971 | 6 | 153 | 2 | 4 | 3.9 | 4.5612 | 4.8333 | 0 | 0 | 0 | #NAME? | #NAME? | #NAME? | #NAME? | #NAME? | #NAME? | FALSE | 1.9 | TRUE | TRUE | #NAME? | #NAME? | #NAME? | #NAME? | #NAME? | #NAME? | #NAME? | #NAME? | #NAME? | #NAME? |  |  | 1: 0; 2: 0; 3: 4.03; 4: 4.3895 | 8.4195 |  | 187.865 | 289.2524 | 298.1984 | 19716 | 8.4195 | 187.865 | 307.2873 |  | 0 | 1735 | 1735 | 1971-06-02 | #NAME? | #NAME? | #NAME?
1971-06-03 | 1971 | 6 | 154 | 3 | 5 | 7.2 | 5.1697 | 2.6667 | 0 | 0 | 0 | #NAME? | #NAME? | #NAME? | #NAME? | #NAME? | #NAME? | TRUE | 0 | TRUE | TRUE | #NAME? | #NAME? | #NAME? | #NAME? | #NAME? | #NAME? | #NAME? | #NAME? | #NAME? | #NAME? |  |  | 1: 0; 2: 0; 3: 0; 4: 0 | 0 |  | 0 | 0 | 0 | 19716 | 0 | 0 | 0 |  | 0 | 1736 | 1736 | 1971-06-03 | #NAME? | #NAME? | #NAME?
1971-06-04 | 1971 | 6 | 155 | 4 | 6 | 10.6 | 3.4579 | 21 | 9.9 | 9.9 | 3.675 | #NAME? | #NAME? | #NAME? | #NAME? | #NAME? | #NAME? | FALSE | 0 | TRUE | TRUE | #NAME? | #NAME? | #NAME? | #NAME? | #NAME? | #NAME? | #NAME? | #NAME? | #NAME? | #NAME? |  |  | 1: 0; 2: 0; 3: 0; 4: 5.352 | 5.352 |  | 156.9924 | 241.7185 | 249.1943 | 19716 | 5.352 | 156.9924 | 256.7896 |  | 0 | 1737 | 1737 | 1971-06-04 | #NAME? | #NAME? | #NAME?
1971-06-05 | 1971 | 6 | 156 | 5 | 7 | 8.9 | 4.4319 | 31.8333 | 32.3 | 32.3 | 20.475 | #NAME? | #NAME? | #NAME? | #NAME? | #NAME? | #NAME? | FALSE | 9.9 | TRUE | TRUE | #NAME? | #NAME? | #NAME? | #NAME? | #NAME? | #NAME? | #NAME? | #NAME? | #NAME? | #NAME? |  |  | 1: 0; 2: 0; 3: 0; 4: 0 | 0 |  | 0 | 0 | 0 | 19716 | 0 | 0 | 0 |  | 0 | 1738 | 1738 | 1971-06-05 | #NAME? | #NAME? | #NAME?
1971-06-06 | 1971 | 6 | 157 | 6 | 1 | 8.9 | 2.8956 | 21.6667 | 20.3 | 20.3 | 11.475 | #NAME? | #NAME? | #NAME? | #NAME? | #NAME? | #NAME? | TRUE | 42.2 | FALSE | TRUE | #NAME? | #NAME? | #NAME? | #NAME? | #NAME? | #NAME? | #NAME? | #NAME? | #NAME? | #NAME? |  |  | 1: 0; 2: 0; 3: 0; 4: 0 | 0 |  | 0 | 0 | 0 | 19716 | 0 | 0 | 0 |  | 0 | 1739 | 1739 | 1971-06-06 | #NAME? | #NAME? | #NAME?
1971-06-07 | 1971 | 6 | 158 | 7 | 2 | 8.9 | 4.6127 | 17.8333 | 0 | 0 | 0 | #NAME? | #NAME? | #NAME? | #NAME? | #NAME? | #NAME? | FALSE | 52.6 | FALSE | TRUE | #NAME? | #NAME? | #NAME? | #NAME? | #NAME? | #NAME? | #NAME? | #NAME? | #NAME? | #NAME? |  |  | 1: 0; 2: 0; 3: 0; 4: 0 | 0 |  | 0 | 0 | 0 | 19716 | 0 | 0 | 0 |  | 0 | 1740 | 1740 | 1971-06-07 | #NAME? | #NAME? | #NAME?
1971-06-08 | 1971 | 6 | 159 | 8 | 3 | 9.4 | 4.2931 | 12.6667 | 13.5 | 13.5 | 6.375 | #NAME? | #NAME? | #NAME? | #NAME? | #NAME? | #NAME? | TRUE | 20.3 | FALSE | TRUE | #NAME? | #NAME? | #NAME? | #NAME? | #NAME? | #NAME? | #NAME? | #NAME? | #NAME? | #NAME? |  |  | 1: 0; 2: 0; 3: 0; 4: 0 | 0 |  | 0 | 0 | 0 | 19716 | 0 | 0 | 0 |  | 0 | 1741 | 1741 | 1971-06-08 | #NAME? | #NAME? | #NAME?
1971-06-09 | 1971 | 6 | 160 | 9 | 4 | 6.1 | 4.3184 | 11 | 0.3 | 0.3 | 0 | #NAME? | #NAME? | #NAME? | #NAME? | #NAME? | #NAME? | FALSE | 13.5 | FALSE | TRUE | #NAME? | #NAME? | #NAME? | #NAME? | #NAME? | #NAME? | #NAME? | #NAME? | #NAME? | #NAME? |  |  | 1: 0; 2: 0; 3: 0; 4: 0 | 0 |  | 0 | 0 | 0 | 19716 | 0 | 0 | 0 |  | 0 | 1742 | 1742 | 1971-06-09 | #NAME? | #NAME? | #NAME?
1971-06-10 | 1971 | 6 | 161 | 10 | 5 | 10 | 4.654 | 11.5 | 0.3 | 0.3 | 0 | #NAME? | #NAME? | #NAME? | #NAME? | #NAME? | #NAME? | TRUE | 13.8 | FALSE | TRUE | #NAME? | #NAME? | #NAME? | #NAME? | #NAME? | #NAME? | #NAME? | #NAME? | #NAME? | #NAME? |  |  | 1: 0; 2: 0; 3: 0; 4: 0 | 0 |  | 0 | 0 | 0 | 19716 | 0 | 0 | 0 |  | 0 | 1743 | 1743 | 1971-06-10 | #NAME? | #NAME? | #NAME?
1971-06-11 | 1971 | 6 | 162 | 11 | 6 | 8.9 | 5.4116 | 18.3333 | 0 | 0 | 0 | #NAME? | #NAME? | #NAME? | #NAME? | #NAME? | #NAME? | FALSE | 0.6 | TRUE | TRUE | #NAME? | #NAME? | #NAME? | #NAME? | #NAME? | #NAME? | #NAME? | #NAME? | #NAME? | #NAME? |  |  | 1: 0; 2: 0; 3: 0; 4: 7.2148 | 7.2148 |  | 211.6353 | 325.8511 | 335.929 | 19716 | 7.2148 | 211.6353 | 346.1679 |  | 0 | 1744 | 1744 | 1971-06-11 | #NAME? | #NAME? | #NAME?
1971-06-12 | 1971 | 6 | 163 | 12 | 7 | 7.8 | 5.3437 | 12.5 | 0 | 0 | 0 | #NAME? | #NAME? | #NAME? | #NAME? | #NAME? | #NAME? | FALSE | 0.3 | TRUE | TRUE | #NAME? | #NAME? | #NAME? | #NAME? | #NAME? | #NAME? | #NAME? | #NAME? | #NAME? | #NAME? |  |  | 1: 0; 2: 0; 3: 8.406; 4: 0 | 8.406 |  | 123.288 | 189.8244 | 195.6952 | 19716 | 8.406 | 123.288 | 201.6599 |  | 0 | 1745 | 1745 | 1971-06-12 | #NAME? | #NAME? | #NAME?
1971-06-13 | 1971 | 6 | 164 | 13 | 1 | 8.3 | 3.894 | 5.3333 | 7.3 | 7.3 | 1.725 | #NAME? | #NAME? | #NAME? | #NAME? | #NAME? | #NAME? | TRUE | 0 | TRUE | TRUE | #NAME? | #NAME? | #NAME? | #NAME? | #NAME? | #NAME? | #NAME? | #NAME? | #NAME? | #NAME? |  |  | 1: 0; 2: 0; 3: 0; 4: 0 | 0 |  | 0 | 0 | 0 | 19716 | 0 | 0 | 0 |  | 0 | 1746 | 1746 | 1971-06-13 | #NAME? | #NAME? | #NAME?
1971-06-14 | 1971 | 6 | 165 | 14 | 2 | 5.6 | 5.3696 | 12 | 0 | 0 | 0 | #NAME? | #NAME? | #NAME? | #NAME? | #NAME? | #NAME? | FALSE | 7.3 | TRUE | TRUE | #NAME? | #NAME? | #NAME? | #NAME? | #NAME? | #NAME? | #NAME? | #NAME? | #NAME? | #NAME? |  |  | 1: 0; 2: 0; 3: 0; 4: 6.3321 | 6.3321 |  | 185.7414 | 285.9828 | 294.8277 | 19716 | 6.3321 | 185.7414 | 303.8139 |  | 0 | 1747 | 1747 | 1971-06-14 | #NAME? | #NAME? | #NAME?
1971-06-15 | 1971 | 6 | 166 | 15 | 3 | 8.9 | 6.6061 | 25.3333 | 0 | 0 | 0 | #NAME? | #NAME? | #NAME? | #NAME? | #NAME? | #NAME? | TRUE | 7.3 | TRUE | TRUE | #NAME? | #NAME? | #NAME? | #NAME? | #NAME? | #NAME? | #NAME? | #NAME? | #NAME? | #NAME? |  |  | 1: 9.5839; 2: 15.0711; 3: 0; 4: 0 | 24.655 |  | 582.6498 | 945.6765 | 978.8196 | 19716 | 24.655 | 582.6498 | 953.0296 |  | 0 | 1748 | 1748 | 1971-06-15 | #NAME? | #NAME? | #NAME?
1971-06-16 | 1971 | 6 | 167 | 16 | 4 | 6.1 | 4.6086 | 11.8333 | 0 | 0 | 0 | #NAME? | #NAME? | #NAME? | #NAME? | #NAME? | #NAME? | FALSE | 0 | TRUE | TRUE | #NAME? | #NAME? | #NAME? | #NAME? | #NAME? | #NAME? | #NAME? | #NAME? | #NAME? | #NAME? |  |  | 1: 0; 2: 0; 3: 0; 4: 6.5866 | 6.5866 |  | 193.2077 | 297.4785 | 306.6789 | 19716 | 6.5866 | 193.2077 | 316.0263 |  | 0 | 1749 | 1749 | 1971-06-16 | #NAME? | #NAME? | #NAME?
1971-06-17 | 1971 | 6 | 168 | 17 | 5 | 8.9 | 4.3343 | 20.6667 | 0.8 | 0.8 | 0 | #NAME? | #NAME? | #NAME? | #NAME? | #NAME? | #NAME? | TRUE | 0 | TRUE | TRUE | #NAME? | #NAME? | #NAME? | #NAME? | #NAME? | #NAME? | #NAME? | #NAME? | #NAME? | #NAME? |  |  | 1: 10.4611; 2: 16.4022; 3: 0; 4: 0 | 26.8634 |  | 634.5622 | 1029.896 | 1065.9878 | 19716 | 26.8634 | 634.5622 | 1037.9417 |  | 0 | 1750 | 1750 | 1971-06-17 | #NAME? | #NAME? | #NAME?
1971-06-18 | 1971 | 6 | 169 | 18 | 6 | 6.7 | 3.3262 | 2.1667 | 0 | 0 | 0 | #NAME? | #NAME? | #NAME? | #NAME? | #NAME? | #NAME? | FALSE | 0.8 | TRUE | TRUE | #NAME? | #NAME? | #NAME? | #NAME? | #NAME? | #NAME? | #NAME? | #NAME? | #NAME? | #NAME? |  |  | 1: 0; 2: 0; 3: 0; 4: 4.9186 | 4.9186 |  | 144.2793 | 222.1443 | 229.0148 | 19716 | 4.9186 | 144.2793 | 235.995 |  | 0 | 1751 | 1751 | 1971-06-18 | #NAME? | #NAME? | #NAME?
1971-06-19 | 1971 | 6 | 170 | 19 | 7 | 11.1 | 3.4636 | 4.3333 | 2.3 | 2.3 | 0 | #NAME? | #NAME? | #NAME? | #NAME? | #NAME? | #NAME? | FALSE | 0.8 | TRUE | TRUE | #NAME? | #NAME? | #NAME? | #NAME? | #NAME? | #NAME? | #NAME? | #NAME? | #NAME? | #NAME? |  |  | 1: 0; 2: 0; 3: 6.9556; 4: 0 | 6.9556 |  | 102.0161 | 157.0724 | 161.9303 | 19716 | 6.9556 | 102.0161 | 166.8659 |  | 0 | 1752 | 1752 | 1971-06-19 | #NAME? | #NAME? | #NAME?
1971-06-20 | 1971 | 6 | 171 | 20 | 1 | 10 | 5.2867 | 8.5 | 0 | 0 | 0 | #NAME? | #NAME? | #NAME? | #NAME? | #NAME? | #NAME? | TRUE | 2.3 | TRUE | TRUE | #NAME? | #NAME? | #NAME? | #NAME? | #NAME? | #NAME? | #NAME? | #NAME? | #NAME? | #NAME? |  |  | 1: 3.2643; 2: 4.6275; 3: 0; 4: 0 | 7.8919 |  | 183.6178 | 297.6297 | 308.0308 | 19716 | 7.8919 | 183.6178 | 300.3403 |  | 0 | 1753 | 1753 | 1971-06-20 | #NAME? | #NAME? | #NAME?
1971-06-21 | 1971 | 6 | 172 | 21 | 2 | 12.8 | 5.9601 | 14.1667 | 0 | 0 | 0 | #NAME? | #NAME? | #NAME? | #NAME? | #NAME? | #NAME? | FALSE | 2.3 | TRUE | TRUE | #NAME? | #NAME? | #NAME? | #NAME? | #NAME? | #NAME? | #NAME? | #NAME? | #NAME? | #NAME? |  |  | 1: 0; 2: 0; 3: 1.5274; 4: 7.0927 | 8.6201 |  | 230.4538 | 354.8256 | 365.7996 | 19716 | 8.6201 | 230.4538 | 376.949 |  | 0 | 1754 | 1754 | 1971-06-21 | #NAME? | #NAME? | #NAME?
1971-06-22 | 1971 | 6 | 173 | 22 | 3 | 9.4 | 5.5419 | 9.8333 | 0 | 0 | 0 | #NAME? | #NAME? | #NAME? | #NAME? | #NAME? | #NAME? | TRUE | 0 | TRUE | TRUE | #NAME? | #NAME? | #NAME? | #NAME? | #NAME? | #NAME? | #NAME? | #NAME? | #NAME? | #NAME? |  |  | 1: 2.5539; 2: 2.9628; 3: 0; 4: 0 | 5.5167 |  | 124.3658 | 201.0343 | 208.0176 | 19716 | 5.5167 | 124.3658 | 203.4228 |  | 0 | 1755 | 1755 | 1971-06-22 | #NAME? | #NAME? | #NAME?
1971-06-23 | 1971 | 6 | 174 | 23 | 4 | 13.3 | 3.8966 | 11.6667 | 4.7 | 4.7 | 0 | #NAME? | #NAME? | #NAME? | #NAME? | #NAME? | #NAME? | FALSE | 0 | TRUE | TRUE | #NAME? | #NAME? | #NAME? | #NAME? | #NAME? | #NAME? | #NAME? | #NAME? | #NAME? | #NAME? |  |  | 1: 0; 2: 0; 3: 2.1974; 4: 6.3261 | 8.5235 |  | 217.7947 | 335.3347 | 345.7059 | 19716 | 8.5235 | 217.7947 | 356.2428 |  | 0 | 1756 | 1756 | 1971-06-23 | #NAME? | #NAME? | #NAME?
1971-06-24 | 1971 | 6 | 175 | 24 | 5 | 6.1 | 5.237 | 18 | 0 | 0 | 0 | #NAME? | #NAME? | #NAME? | #NAME? | #NAME? | #NAME? | TRUE | 4.7 | TRUE | TRUE | #NAME? | #NAME? | #NAME? | #NAME? | #NAME? | #NAME? | #NAME? | #NAME? | #NAME? | #NAME? |  |  | 1: 0; 2: 0; 3: 0; 4: 0 | 0 |  | 0 | 0 | 0 | 19716 | 0 | 0 | 0 |  | 0 | 1757 | 1757 | 1971-06-24 | #NAME? | #NAME? | #NAME?
1971-06-25 | 1971 | 6 | 176 | 25 | 6 | 11.1 | 7.126 | 29.8333 | 0 | 0 | 0 | #NAME? | #NAME? | #NAME? | #NAME? | #NAME? | #NAME? | FALSE | 4.7 | TRUE | TRUE | #NAME? | #NAME? | #NAME? | #NAME? | #NAME? | #NAME? | #NAME? | #NAME? | #NAME? | #NAME? |  |  | 1: 0; 2: 0; 3: 0; 4: 5.1603 | 5.1603 |  | 151.3702 | 233.0621 | 240.2702 | 19716 | 5.1603 | 151.3702 | 247.5935 |  | 0 | 1758 | 1758 | 1971-06-25 | #NAME? | #NAME? | #NAME?
1971-06-26 | 1971 | 6 | 177 | 26 | 7 | 6.7 | 5.3962 | 5.8333 | 0 | 0 | 0 | #NAME? | #NAME? | #NAME? | #NAME? | #NAME? | #NAME? | FALSE | 0 | TRUE | TRUE | #NAME? | #NAME? | #NAME? | #NAME? | #NAME? | #NAME? | #NAME? | #NAME? | #NAME? | #NAME? |  |  | 1: 0; 2: 0; 3: 2.34; 4: 0 | 2.34 |  | 34.3199 | 52.8418 | 54.4761 | 19716 | 2.34 | 34.3199 | 56.1365 |  | 0 | 1759 | 1759 | 1971-06-26 | #NAME? | #NAME? | #NAME?
1971-06-27 | 1971 | 6 | 178 | 27 | 1 | 4.4 | 4.0476 | 17.8333 | 3.7 | 3.7 | 0 | #NAME? | #NAME? | #NAME? | #NAME? | #NAME? | #NAME? | TRUE | 0 | TRUE | TRUE | #NAME? | #NAME? | #NAME? | #NAME? | #NAME? | #NAME? | #NAME? | #NAME? | #NAME? | #NAME? |  |  | 1: 10.2453; 2: 17.2416; 3: 0; 4: 0 | 27.4869 |  | 656.0189 | 1065.6382 | 1103.0525 | 19716 | 27.4869 | 656.0189 | 1073.0381 |  | 0 | 1760 | 1760 | 1971-06-27 | #NAME? | #NAME? | #NAME?
1971-06-28 | 1971 | 6 | 179 | 28 | 2 | 3.9 | 3.8906 | 9.5 | 0 | 0 | 0 | #NAME? | #NAME? | #NAME? | #NAME? | #NAME? | #NAME? | FALSE | 3.7 | TRUE | TRUE | #NAME? | #NAME? | #NAME? | #NAME? | #NAME? | #NAME? | #NAME? | #NAME? | #NAME? | #NAME? |  |  | 1: 0; 2: 0; 3: 6.374; 4: 9.1134 | 15.4874 |  | 360.8118 | 555.5356 | 572.7172 | 19716 | 15.4874 | 360.8118 | 590.1733 |  | 0 | 1761 | 1761 | 1971-06-28 | #NAME? | #NAME? | #NAME?
1971-06-29 | 1971 | 6 | 180 | 29 | 3 | 5 | 3.9244 | 4.6667 | 0 | 0 | 0 | #NAME? | #NAME? | #NAME? | #NAME? | #NAME? | #NAME? | TRUE | 3.7 | TRUE | TRUE | #NAME? | #NAME? | #NAME? | #NAME? | #NAME? | #NAME? | #NAME? | #NAME? | #NAME? | #NAME? |  |  | 1: 1.924; 2: 3.0787; 3: 0; 4: 0 | 5.0028 |  | 118.5292 | 192.4215 | 199.1684 | 19716 | 5.0028 | 118.5292 | 193.876 |  | 0 | 1762 | 1762 | 1971-06-29 | #NAME? | #NAME? | #NAME?
1971-06-30 | 1971 | 6 | 181 | 30 | 4 | 7.2 | 4.751 | 12.1667 | 0 | 0 | 0 | #NAME? | #NAME? | #NAME? | #NAME? | #NAME? | #NAME? | FALSE | 0 | TRUE | TRUE | #NAME? | #NAME? | #NAME? | #NAME? | #NAME? | #NAME? | #NAME? | #NAME? | #NAME? | #NAME? |  |  | 1: 0; 2: 0; 3: 6.9787; 4: 4.4384 | 11.4171 |  | 232.5485 | 358.0509 | 369.1246 | 19716 | 11.4171 | 232.5485 | 380.3753 |  | 0 | 1763 | 1763 | 1971-06-30 | #NAME? | #NAME? | #NAME?
1971-07-01 | 1971 | 7 | 182 | 1 | 5 | 9.4 | 5.8054 | 2.5 | 0 | 0 | 0 | #NAME? | #NAME? | #NAME? | #NAME? | #NAME? | #NAME? | TRUE | 0 | TRUE | TRUE | #NAME? | #NAME? | #NAME? | #NAME? | #NAME? | #NAME? | #NAME? | #NAME? | #NAME? | #NAME? |  |  | 1: 0; 2: 0; 3: 0; 4: 0 | 0 |  | 0 | 0 | 0 | 19717 | 0 | 0 | 0 |  | 0 | 1764 | 1764 | 1971-07-01 | #NAME? | #NAME? | #NAME?
1971-07-02 | 1971 | 7 | 183 | 2 | 6 | 4.4 | 4.5652 | 24.1667 | 0.3 | 0.3 | 0 | #NAME? | #NAME? | #NAME? | #NAME? | #NAME? | #NAME? | FALSE | 0 | TRUE | TRUE | #NAME? | #NAME? | #NAME? | #NAME? | #NAME? | #NAME? | #NAME? | #NAME? | #NAME? | #NAME? |  |  | 1: 0; 2: 0; 3: 0; 4: 5.806 | 5.806 |  | 170.3096 | 262.2227 | 270.3326 | 19717 | 5.806 | 170.3096 | 278.5722 |  | 0 | 1765 | 1765 | 1971-07-02 | #NAME? | #NAME? | #NAME?
1971-07-03 | 1971 | 7 | 184 | 3 | 7 | 5 | 4.4139 | 10.1667 | 0.3 | 0.3 | 0 | #NAME? | #NAME? | #NAME? | #NAME? | #NAME? | #NAME? | FALSE | 0.3 | TRUE | TRUE | #NAME? | #NAME? | #NAME? | #NAME? | #NAME? | #NAME? | #NAME? | #NAME? | #NAME? | #NAME? |  |  | 1: 0; 2: 0; 3: 0; 4: 0 | 0 |  | 0 | 0 | 0 | 19717 | 0 | 0 | 0 |  | 0 | 1766 | 1766 | 1971-07-03 | #NAME? | #NAME? | #NAME?
1971-07-04 | 1971 | 7 | 185 | 4 | 1 | 5 | 5.234 | 15.6667 | 0 | 0 | 0 | #NAME? | #NAME? | #NAME? | #NAME? | #NAME? | #NAME? | TRUE | 0.6 | TRUE | TRUE | #NAME? | #NAME? | #NAME? | #NAME? | #NAME? | #NAME? | #NAME? | #NAME? | #NAME? | #NAME? |  |  | 1: 3.3611; 2: 5.4591; 3: 0; 4: 0 | 8.8202 |  | 209.4297 | 340.0525 | 351.9806 | 19717 | 8.8202 | 209.4297 | 342.5604 |  | 0 | 1767 | 1767 | 1971-07-04 | #NAME? | #NAME? | #NAME?
1971-07-05 | 1971 | 7 | 186 | 5 | 2 | 7.8 | 4.7621 | 15 | 1 | 1 | 0 | #NAME? | #NAME? | #NAME? | #NAME? | #NAME? | #NAME? | FALSE | 0.3 | TRUE | FALSE | #NAME? | #NAME? | #NAME? | #NAME? | #NAME? | #NAME? | #NAME? | #NAME? | #NAME? | #NAME? |  |  | 1: 0; 2: 0; 3: 0; 4: 0 | 0 |  | 0 | 0 | 0 | 19717 | 0 | 0 | 0 |  | 0 | 1768 | 1768 | 1971-07-05 | #NAME? | #NAME? | #NAME?
1971-07-06 | 1971 | 7 | 187 | 6 | 3 | 1.7 | 3.9474 | 2.6667 | 14.1 | 14.1 | 6.825 | #NAME? | #NAME? | #NAME? | #NAME? | #NAME? | #NAME? | TRUE | 1 | TRUE | TRUE | #NAME? | #NAME? | #NAME? | #NAME? | #NAME? | #NAME? | #NAME? | #NAME? | #NAME? | #NAME? |  |  | 1: 0; 2: 0; 3: 0; 4: 0 | 0 |  | 0 | 0 | 0 | 19717 | 0 | 0 | 0 |  | 0 | 1769 | 1769 | 1971-07-06 | #NAME? | #NAME? | #NAME?
1971-07-07 | 1971 | 7 | 188 | 7 | 4 | 6.7 | 4.673 | 37.1667 | 6.9 | 6.9 | 1.425 | #NAME? | #NAME? | #NAME? | #NAME? | #NAME? | #NAME? | FALSE | 15.1 | FALSE | TRUE | #NAME? | #NAME? | #NAME? | #NAME? | #NAME? | #NAME? | #NAME? | #NAME? | #NAME? | #NAME? |  |  | 1: 0; 2: 0; 3: 0; 4: 0 | 0 |  | 0 | 0 | 0 | 19717 | 0 | 0 | 0 |  | 0 | 1770 | 1770 | 1971-07-07 | #NAME? | #NAME? | #NAME?
1971-07-08 | 1971 | 7 | 189 | 8 | 5 | 6.1 | 4.1596 | 5.6667 | 0 | 0 | 0 | #NAME? | #NAME? | #NAME? | #NAME? | #NAME? | #NAME? | TRUE | 21 | FALSE | TRUE | #NAME? | #NAME? | #NAME? | #NAME? | #NAME? | #NAME? | #NAME? | #NAME? | #NAME? | #NAME? |  |  | 1: 0; 2: 0; 3: 0; 4: 0 | 0 |  | 0 | 0 | 0 | 19717 | 0 | 0 | 0 |  | 0 | 1771 | 1771 | 1971-07-08 | #NAME? | #NAME? | #NAME?
1971-07-09 | 1971 | 7 | 190 | 9 | 6 | 11.1 | 4.0432 | 8 | 3.1 | 3.1 | 0 | #NAME? | #NAME? | #NAME? | #NAME? | #NAME? | #NAME? | FALSE | 6.9 | TRUE | TRUE | #NAME? | #NAME? | #NAME? | #NAME? | #NAME? | #NAME? | #NAME? | #NAME? | #NAME? | #NAME? |  |  | 1: 0; 2: 0; 3: 0; 4: 7.7108 | 7.7108 |  | 226.1836 | 348.251 | 359.0216 | 19717 | 7.7108 | 226.1836 | 369.9644 |  | 0 | 1772 | 1772 | 1971-07-09 | #NAME? | #NAME? | #NAME?
1971-07-10 | 1971 | 7 | 191 | 10 | 7 | 11.7 | 3.752 | 19.3333 | 14.7 | 14.7 | 7.275 | #NAME? | #NAME? | #NAME? | #NAME? | #NAME? | #NAME? | FALSE | 3.1 | TRUE | TRUE | #NAME? | #NAME? | #NAME? | #NAME? | #NAME? | #NAME? | #NAME? | #NAME? | #NAME? | #NAME? |  |  | 1: 0; 2: 0; 3: 6.0371; 4: 0 | 6.0371 |  | 88.5445 | 136.3304 | 140.5468 | 19717 | 6.0371 | 88.5445 | 144.8306 |  | 0 | 1773 | 1773 | 1971-07-10 | #NAME? | #NAME? | #NAME?
1971-07-11 | 1971 | 7 | 192 | 11 | 1 | 7.2 | 4.4932 | 5.1667 | 0 | 0 | 0 | #NAME? | #NAME? | #NAME? | #NAME? | #NAME? | #NAME? | TRUE | 17.8 | FALSE | TRUE | #NAME? | #NAME? | #NAME? | #NAME? | #NAME? | #NAME? | #NAME? | #NAME? | #NAME? | #NAME? |  |  | 1: 0; 2: 0; 3: 0; 4: 0 | 0 |  | 0 | 0 | 0 | 19717 | 0 | 0 | 0 |  | 0 | 1774 | 1774 | 1971-07-11 | #NAME? | #NAME? | #NAME?
1971-07-12 | 1971 | 7 | 193 | 12 | 2 | 8.9 | 4.7241 | 26 | 0 | 0 | 0 | #NAME? | #NAME? | #NAME? | #NAME? | #NAME? | #NAME? | FALSE | 14.7 | FALSE | TRUE | #NAME? | #NAME? | #NAME? | #NAME? | #NAME? | #NAME? | #NAME? | #NAME? | #NAME? | #NAME? |  |  | 1: 0; 2: 0; 3: 0; 4: 0 | 0 |  | 0 | 0 | 0 | 19717 | 0 | 0 | 0 |  | 0 | 1775 | 1775 | 1971-07-12 | #NAME? | #NAME? | #NAME?
1971-07-13 | 1971 | 7 | 194 | 13 | 3 | 9.4 | 5.3475 | 11.8333 | 0 | 0 | 0 | #NAME? | #NAME? | #NAME? | #NAME? | #NAME? | #NAME? | TRUE | 0 | TRUE | TRUE | #NAME? | #NAME? | #NAME? | #NAME? | #NAME? | #NAME? | #NAME? | #NAME? | #NAME? | #NAME? |  |  | 1: 8.6457; 2: 16.0359; 3: 0; 4: 0 | 24.6816 |  | 597.1895 | 971.1731 | 1005.3541 | 19717 | 24.6816 | 597.1895 | 976.812 |  | 0 | 1776 | 1776 | 1971-07-13 | #NAME? | #NAME? | #NAME?
1971-07-14 | 1971 | 7 | 195 | 14 | 4 | 9.4 | 5.7728 | 5.5 | 0 | 0 | 0 | #NAME? | #NAME? | #NAME? | #NAME? | #NAME? | #NAME? | FALSE | 0 | TRUE | TRUE | #NAME? | #NAME? | #NAME? | #NAME? | #NAME? | #NAME? | #NAME? | #NAME? | #NAME? | #NAME? |  |  | 1: 0; 2: 0; 3: 0; 4: 10.2646 | 10.2646 |  | 301.0938 | 463.5888 | 477.9266 | 19717 | 10.2646 | 301.0938 | 492.4936 |  | 0 | 1777 | 1777 | 1971-07-14 | #NAME? | #NAME? | #NAME?
1971-07-15 | 1971 | 7 | 196 | 15 | 5 | 15 | 7.1743 | 22 | 0 | 0 | 0 | #NAME? | #NAME? | #NAME? | #NAME? | #NAME? | #NAME? | TRUE | 0 | TRUE | TRUE | #NAME? | #NAME? | #NAME? | #NAME? | #NAME? | #NAME? | #NAME? | #NAME? | #NAME? | #NAME? |  |  | 1: 11.3359; 2: 16.8291; 3: 0; 4: 0 | 28.165 |  | 659.9121 | 1070.3026 | 1107.7545 | 19717 | 28.165 | 659.9121 | 1079.4061 |  | 0 | 1778 | 1778 | 1971-07-15 | #NAME? | #NAME? | #NAME?
1971-07-16 | 1971 | 7 | 197 | 16 | 6 | 8.9 | 6.3864 | 2.1667 | 0 | 0 | 0 | #NAME? | #NAME? | #NAME? | #NAME? | #NAME? | #NAME? | FALSE | 0 | TRUE | TRUE | #NAME? | #NAME? | #NAME? | #NAME? | #NAME? | #NAME? | #NAME? | #NAME? | #NAME? | #NAME? |  |  | 1: 0; 2: 0; 3: 0; 4: 6.2259 | 6.2259 |  | 182.6257 | 281.1857 | 289.8821 | 19717 | 6.2259 | 182.6257 | 298.7176 |  | 0 | 1779 | 1779 | 1971-07-16 | #NAME? | #NAME? | #NAME?
1971-07-17 | 1971 | 7 | 198 | 17 | 7 | 12.2 | 5.7802 | 12 | 0 | 0 | 0 | #NAME? | #NAME? | #NAME? | #NAME? | #NAME? | #NAME? | FALSE | 0 | TRUE | TRUE | #NAME? | #NAME? | #NAME? | #NAME? | #NAME? | #NAME? | #NAME? | #NAME? | #NAME? | #NAME? |  |  | 1: 0; 2: 0; 3: 11.7995; 4: 0 | 11.7995 |  | 173.059 | 266.456 | 274.6969 | 19717 | 11.7995 | 173.059 | 283.0695 |  | 0 | 1780 | 1780 | 1971-07-17 | #NAME? | #NAME? | #NAME?
1971-07-18 | 1971 | 7 | 199 | 18 | 1 | 12.2 | 5.2093 | 3.6667 | 0 | 0 | 0 | #NAME? | #NAME? | #NAME? | #NAME? | #NAME? | #NAME? | TRUE | 0 | TRUE | TRUE | #NAME? | #NAME? | #NAME? | #NAME? | #NAME? | #NAME? | #NAME? | #NAME? | #NAME? | #NAME? |  |  | 1: 12.8031; 2: 15.3327; 3: 0; 4: 0 | 28.1357 |  | 637.5362 | 1031.0273 | 1066.8777 | 19717 | 28.1357 | 637.5362 | 1042.8063 |  | 0 | 1781 | 1781 | 1971-07-18 | #NAME? | #NAME? | #NAME?
1971-07-19 | 1971 | 7 | 200 | 19 | 2 | 10 | 6.2205 | 3.1667 | 0 | 0 | 0 | #NAME? | #NAME? | #NAME? | #NAME? | #NAME? | #NAME? | FALSE | 0 | TRUE | TRUE | #NAME? | #NAME? | #NAME? | #NAME? | #NAME? | #NAME? | #NAME? | #NAME? | #NAME? | #NAME? |  |  | 1: 0; 2: 0; 3: 3.4759; 4: 9.5568 | 13.0326 |  | 331.311 | 510.1137 | 525.8904 | 19717 | 13.0326 | 331.311 | 541.9192 |  | 0 | 1782 | 1782 | 1971-07-19 | #NAME? | #NAME? | #NAME?
1971-07-20 | 1971 | 7 | 201 | 20 | 3 | 15 | 6.8545 | 8 | 0 | 0 | 0 | #NAME? | #NAME? | #NAME? | #NAME? | #NAME? | #NAME? | TRUE | 0 | TRUE | TRUE | #NAME? | #NAME? | #NAME? | #NAME? | #NAME? | #NAME? | #NAME? | #NAME? | #NAME? | #NAME? |  |  | 1: 1.5525; 2: 2.2341; 3: 0; 4: 0 | 3.7865 |  | 88.3025 | 143.1592 | 148.1642 | 19717 | 3.7865 | 88.3025 | 144.4347 |  | 0 | 1783 | 1783 | 1971-07-20 | #NAME? | #NAME? | #NAME?
1971-07-21 | 1971 | 7 | 202 | 21 | 4 | 15.6 | 5.3016 | 13.6667 | 5.1 | 5.1 | 0.075 | #NAME? | #NAME? | #NAME? | #NAME? | #NAME? | #NAME? | FALSE | 0 | TRUE | TRUE | #NAME? | #NAME? | #NAME? | #NAME? | #NAME? | #NAME? | #NAME? | #NAME? | #NAME? | #NAME? |  |  | 1: 0; 2: 0; 3: 5.7051; 4: 6.05 | 11.7551 |  | 261.1412 | 402.0745 | 414.5098 | 19717 | 11.7551 | 261.1412 | 427.1438 |  | 0 | 1784 | 1784 | 1971-07-21 | #NAME? | #NAME? | #NAME?
1971-07-22 | 1971 | 7 | 203 | 22 | 5 | 12.2 | 5.1343 | 4.5 | 0 | 0 | 0 | #NAME? | #NAME? | #NAME? | #NAME? | #NAME? | #NAME? | TRUE | 5.1 | TRUE | TRUE | #NAME? | #NAME? | #NAME? | #NAME? | #NAME? | #NAME? | #NAME? | #NAME? | #NAME? | #NAME? |  |  | 1: 5.7106; 2: 6.9482; 3: 0; 4: 0 | 12.6589 |  | 287.5708 | 465.165 | 481.3475 | 19717 | 12.6589 | 287.5708 | 470.3743 |  | 0 | 1785 | 1785 | 1971-07-22 | #NAME? | #NAME? | #NAME?
1971-07-23 | 1971 | 7 | 204 | 23 | 6 | 11.1 | 6.0115 | 12.8333 | 11.2 | 11.2 | 4.65 | #NAME? | #NAME? | #NAME? | #NAME? | #NAME? | #NAME? | FALSE | 5.1 | TRUE | TRUE | #NAME? | #NAME? | #NAME? | #NAME? | #NAME? | #NAME? | #NAME? | #NAME? | #NAME? | #NAME? |  |  | 1: 0; 2: 0; 3: 0; 4: 5.6648 | 5.6648 |  | 166.1668 | 255.8442 | 263.7569 | 19717 | 5.6648 | 166.1668 | 271.796 |  | 0 | 1786 | 1786 | 1971-07-23 | #NAME? | #NAME? | #NAME?
1971-07-24 | 1971 | 7 | 205 | 24 | 7 | 9.4 | 4.7874 | 27 | 0 | 0 | 0 | #NAME? | #NAME? | #NAME? | #NAME? | #NAME? | #NAME? | FALSE | 11.2 | FALSE | TRUE | #NAME? | #NAME? | #NAME? | #NAME? | #NAME? | #NAME? | #NAME? | #NAME? | #NAME? | #NAME? |  |  | 1: 0; 2: 0; 3: 0; 4: 0 | 0 |  | 0 | 0 | 0 | 19717 | 0 | 0 | 0 |  | 0 | 1787 | 1787 | 1971-07-24 | #NAME? | #NAME? | #NAME?
1971-07-25 | 1971 | 7 | 206 | 25 | 1 | 5.6 | 3.56 | 4.3333 | 0 | 0 | 0 | #NAME? | #NAME? | #NAME? | #NAME? | #NAME? | #NAME? | TRUE | 11.2 | FALSE | TRUE | #NAME? | #NAME? | #NAME? | #NAME? | #NAME? | #NAME? | #NAME? | #NAME? | #NAME? | #NAME? |  |  | 1: 0; 2: 0; 3: 0; 4: 0 | 0 |  | 0 | 0 | 0 | 19717 | 0 | 0 | 0 |  | 0 | 1788 | 1788 | 1971-07-25 | #NAME? | #NAME? | #NAME?
1971-07-26 | 1971 | 7 | 207 | 26 | 2 | 7.2 | 5.3473 | 2.6667 | 0 | 0 | 0 | #NAME? | #NAME? | #NAME? | #NAME? | #NAME? | #NAME? | FALSE | 0 | TRUE | TRUE | #NAME? | #NAME? | #NAME? | #NAME? | #NAME? | #NAME? | #NAME? | #NAME? | #NAME? | #NAME? |  |  | 1: 0; 2: 0; 3: 4.0584; 4: 6.871 | 10.9294 |  | 261.0733 | 401.9699 | 414.402 | 19717 | 10.9294 | 261.0733 | 427.0327 |  | 0 | 1789 | 1789 | 1971-07-26 | #NAME? | #NAME? | #NAME?
1971-07-27 | 1971 | 7 | 208 | 27 | 3 | 11.7 | 3.1012 | 10.3333 | 12.4 | 12.4 | 5.55 | #NAME? | #NAME? | #NAME? | #NAME? | #NAME? | #NAME? | TRUE | 0 | TRUE | TRUE | #NAME? | #NAME? | #NAME? | #NAME? | #NAME? | #NAME? | #NAME? | #NAME? | #NAME? | #NAME? |  |  | 1: 6.3995; 2: 9.2643; 3: 0; 4: 0 | 15.6638 |  | 365.6121 | 592.7895 | 613.5177 | 19717 | 15.6638 | 365.6121 | 598.025 |  | 0 | 1790 | 1790 | 1971-07-27 | #NAME? | #NAME? | #NAME?
1971-07-28 | 1971 | 7 | 209 | 28 | 4 | 11.1 | 3.2894 | 12 | 4.1 | 4.1 | 0 | #NAME? | #NAME? | #NAME? | #NAME? | #NAME? | #NAME? | FALSE | 12.4 | FALSE | TRUE | #NAME? | #NAME? | #NAME? | #NAME? | #NAME? | #NAME? | #NAME? | #NAME? | #NAME? | #NAME? |  |  | 1: 0; 2: 0; 3: 0; 4: 0 | 0 |  | 0 | 0 | 0 | 19717 | 0 | 0 | 0 |  | 0 | 1791 | 1791 | 1971-07-28 | #NAME? | #NAME? | #NAME?
1971-07-29 | 1971 | 7 | 210 | 29 | 5 | 9.4 | 4.7746 | 6.1667 | 0 | 0 | 0 | #NAME? | #NAME? | #NAME? | #NAME? | #NAME? | #NAME? | TRUE | 16.5 | FALSE | TRUE | #NAME? | #NAME? | #NAME? | #NAME? | #NAME? | #NAME? | #NAME? | #NAME? | #NAME? | #NAME? |  |  | 1: 0; 2: 0; 3: 0; 4: 0 | 0 |  | 0 | 0 | 0 | 19717 | 0 | 0 | 0 |  | 0 | 1792 | 1792 | 1971-07-29 | #NAME? | #NAME? | #NAME?
1971-07-30 | 1971 | 7 | 211 | 30 | 6 | 10.6 | 5.6569 | 5.1667 | 0.5 | 0.5 | 0 | #NAME? | #NAME? | #NAME? | #NAME? | #NAME? | #NAME? | FALSE | 4.1 | TRUE | TRUE | #NAME? | #NAME? | #NAME? | #NAME? | #NAME? | #NAME? | #NAME? | #NAME? | #NAME? | #NAME? |  |  | 1: 0; 2: 0; 3: 0; 4: 6.7152 | 6.7152 |  | 196.9802 | 303.2869 | 312.6669 | 19717 | 6.7152 | 196.9802 | 322.1969 |  | 0 | 1793 | 1793 | 1971-07-30 | #NAME? | #NAME? | #NAME?
1971-07-31 | 1971 | 7 | 212 | 31 | 7 | 13.9 | 4.2068 | 8 | 0 | 0 | 0 | #NAME? | #NAME? | #NAME? | #NAME? | #NAME? | #NAME? | FALSE | 0.5 | TRUE | TRUE | #NAME? | #NAME? | #NAME? | #NAME? | #NAME? | #NAME? | #NAME? | #NAME? | #NAME? | #NAME? |  |  | 1: 0; 2: 0; 3: 6.3614; 4: 0 | 6.3614 |  | 93.301 | 143.654 | 148.0969 | 19717 | 6.3614 | 93.301 | 152.6108 |  | 0 | 1794 | 1794 | 1971-07-31 | #NAME? | #NAME? | #NAME?
1971-08-01 | 1971 | 8 | 213 | 1 | 1 | 15.6 | 5.8105 | 7.3333 | 0 | 0 | 0 | #NAME? | #NAME? | #NAME? | #NAME? | #NAME? | #NAME? | TRUE | 0.5 | TRUE | TRUE | #NAME? | #NAME? | #NAME? | #NAME? | #NAME? | #NAME? | #NAME? | #NAME? | #NAME? | #NAME? |  |  | 1: 6.1614; 2: 9.0688; 3: 0; 4: 0 | 15.2302 |  | 356.3855 | 577.9532 | 598.172 | 19718 | 15.2302 | 356.3855 | 582.9331 |  | 0 | 1795 | 1795 | 1971-08-01 | #NAME? | #NAME? | #NAME?
1971-08-02 | 1971 | 8 | 214 | 2 | 2 | 16.1 | 7.2391 | 11.8333 | 0 | 0 | 0 | #NAME? | #NAME? | #NAME? | #NAME? | #NAME? | #NAME? | FALSE | 0 | TRUE | TRUE | #NAME? | #NAME? | #NAME? | #NAME? | #NAME? | #NAME? | #NAME? | #NAME? | #NAME? | #NAME? |  |  | 1: 0; 2: 0; 3: 3.226; 4: 8.6208 | 11.8469 |  | 300.1929 | 462.2018 | 476.4967 | 19718 | 11.8469 | 300.1929 | 491.02 |  | 0 | 1796 | 1796 | 1971-08-02 | #NAME? | #NAME? | #NAME?
1971-08-03 | 1971 | 8 | 215 | 3 | 3 | 15 | 6.3667 | 11.8333 | 0 | 0 | 0 | #NAME? | #NAME? | #NAME? | #NAME? | #NAME? | #NAME? | TRUE | 0 | TRUE | TRUE | #NAME? | #NAME? | #NAME? | #NAME? | #NAME? | #NAME? | #NAME? | #NAME? | #NAME? | #NAME? |  |  | 1: 3.0777; 2: 4.4284; 3: 0; 4: 0 | 7.5061 |  | 175.0398 | 283.7804 | 293.7017 | 19718 | 7.5061 | 175.0398 | 286.3093 |  | 0 | 1797 | 1797 | 1971-08-03 | #NAME? | #NAME? | #NAME?
1971-08-04 | 1971 | 8 | 216 | 4 | 4 | 12.2 | 5.9139 | 15.3333 | 0 | 0 | 0 | #NAME? | #NAME? | #NAME? | #NAME? | #NAME? | #NAME? | FALSE | 0 | TRUE | TRUE | #NAME? | #NAME? | #NAME? | #NAME? | #NAME? | #NAME? | #NAME? | #NAME? | #NAME? | #NAME? |  |  | 1: 0; 2: 0; 3: 0; 4: 6.4406 | 6.4406 |  | 188.9237 | 290.8825 | 299.8788 | 19718 | 6.4406 | 188.9237 | 309.019 |  | 0 | 1798 | 1798 | 1971-08-04 | #NAME? | #NAME? | #NAME?
1971-08-05 | 1971 | 8 | 217 | 5 | 5 | 11.7 | 7.0571 | 10.8333 | 0 | 0 | 0 | #NAME? | #NAME? | #NAME? | #NAME? | #NAME? | #NAME? | TRUE | 0 | TRUE | TRUE | #NAME? | #NAME? | #NAME? | #NAME? | #NAME? | #NAME? | #NAME? | #NAME? | #NAME? | #NAME? |  |  | 1: 3.1478; 2: 5.1032; 3: 0; 4: 0 | 8.251 |  | 195.8614 | 318.0142 | 329.1687 | 19718 | 8.251 | 195.8614 | 320.3669 |  | 0 | 1799 | 1799 | 1971-08-05 | #NAME? | #NAME? | #NAME?
1971-08-06 | 1971 | 8 | 218 | 6 | 6 | 14.4 | 6.1353 | 14.1667 | 0 | 0 | 0 | #NAME? | #NAME? | #NAME? | #NAME? | #NAME? | #NAME? | FALSE | 0 | TRUE | TRUE | #NAME? | #NAME? | #NAME? | #NAME? | #NAME? | #NAME? | #NAME? | #NAME? | #NAME? | #NAME? |  |  | 1: 0; 2: 0; 3: 0; 4: 7.134 | 7.134 |  | 209.2652 | 322.2019 | 332.167 | 19718 | 7.134 | 209.2652 | 342.2912 |  | 0 | 1800 | 1800 | 1971-08-06 | #NAME? | #NAME? | #NAME?
1971-08-07 | 1971 | 8 | 219 | 7 | 7 | 16.7 | 6.376 | 10.1667 | 0 | 0 | 0 | #NAME? | #NAME? | #NAME? | #NAME? | #NAME? | #NAME? | FALSE | 0 | TRUE | TRUE | #NAME? | #NAME? | #NAME? | #NAME? | #NAME? | #NAME? | #NAME? | #NAME? | #NAME? | #NAME? |  |  | 1: 0; 2: 0; 3: 2.3604; 4: 0 | 2.3604 |  | 34.6187 | 53.3018 | 54.9503 | 19718 | 2.3604 | 34.6187 | 56.6252 |  | 0 | 1801 | 1801 | 1971-08-07 | #NAME? | #NAME? | #NAME?
1971-08-08 | 1971 | 8 | 220 | 8 | 1 | 17.2 | 7.518 | 16 | 0 | 0 | 0 | #NAME? | #NAME? | #NAME? | #NAME? | #NAME? | #NAME? | TRUE | 0 | TRUE | TRUE | #NAME? | #NAME? | #NAME? | #NAME? | #NAME? | #NAME? | #NAME? | #NAME? | #NAME? | #NAME? |  |  | 1: 13.4061; 2: 23.5228; 3: 0; 4: 0 | 36.9289 |  | 886.625 | 1440.9455 | 1491.5907 | 19718 | 36.9289 | 886.625 | 1450.2362 |  | 0 | 1802 | 1802 | 1971-08-08 | #NAME? | #NAME? | #NAME?
1971-08-09 | 1971 | 8 | 221 | 9 | 2 | 12.2 | 4.356 | 8.1667 | 0 | 0 | 0 | #NAME? | #NAME? | #NAME? | #NAME? | #NAME? | #NAME? | FALSE | 0 | TRUE | TRUE | #NAME? | #NAME? | #NAME? | #NAME? | #NAME? | #NAME? | #NAME? | #NAME? | #NAME? | #NAME? |  |  | 1: 0; 2: 0; 3: 2.3291; 4: 11.0161 | 13.3453 |  | 357.3011 | 550.1303 | 567.1446 | 19718 | 13.3453 | 357.3011 | 584.4308 |  | 0 | 1803 | 1803 | 1971-08-09 | #NAME? | #NAME? | #NAME?
1971-08-10 | 1971 | 8 | 222 | 10 | 3 | 13.9 | 5.4426 | 10.6667 | 0 | 0 | 0 | #NAME? | #NAME? | #NAME? | #NAME? | #NAME? | #NAME? | TRUE | 0 | TRUE | TRUE | #NAME? | #NAME? | #NAME? | #NAME? | #NAME? | #NAME? | #NAME? | #NAME? | #NAME? | #NAME? |  |  | 1: 4.0598; 2: 6.516; 3: 0; 4: 0 | 10.5758 |  | 250.6811 | 406.9734 | 421.2444 | 19718 | 10.5758 | 250.6811 | 410.0344 |  | 0 | 1804 | 1804 | 1971-08-10 | #NAME? | #NAME? | #NAME?
1971-08-11 | 1971 | 8 | 223 | 11 | 4 | 12.8 | 6.013 | 6.3333 | 0 | 0 | 0 | #NAME? | #NAME? | #NAME? | #NAME? | #NAME? | #NAME? | FALSE | 0 | TRUE | TRUE | #NAME? | #NAME? | #NAME? | #NAME? | #NAME? | #NAME? | #NAME? | #NAME? | #NAME? | #NAME? |  |  | 1: 0; 2: 0; 3: 11.0248; 4: 5.2734 | 16.2982 |  | 316.3837 | 487.1304 | 502.1963 | 19718 | 16.2982 | 316.3837 | 517.503 |  | 0 | 1805 | 1805 | 1971-08-11 | #NAME? | #NAME? | #NAME?
1971-08-12 | 1971 | 8 | 224 | 12 | 5 | 11.7 | 5.9702 | 1.6667 | 0.3 | 0.3 | 0 | #NAME? | #NAME? | #NAME? | #NAME? | #NAME? | #NAME? | TRUE | 0 | TRUE | TRUE | #NAME? | #NAME? | #NAME? | #NAME? | #NAME? | #NAME? | #NAME? | #NAME? | #NAME? | #NAME? |  |  | 1: 2.1451; 2: 2.4726; 3: 0; 4: 0 | 4.6177 |  | 103.9904 | 168.0825 | 173.92 | 19718 | 4.6177 | 103.9904 | 170.0953 |  | 0 | 1806 | 1806 | 1971-08-12 | #NAME? | #NAME? | #NAME?
1971-08-13 | 1971 | 8 | 225 | 13 | 6 | 10.6 | 3.3938 | 13.6667 | 0 | 0 | 0 | #NAME? | #NAME? | #NAME? | #NAME? | #NAME? | #NAME? | FALSE | 0.3 | TRUE | TRUE | #NAME? | #NAME? | #NAME? | #NAME? | #NAME? | #NAME? | #NAME? | #NAME? | #NAME? | #NAME? |  |  | 1: 0; 2: 0; 3: 0; 4: 6.5908 | 6.5908 |  | 193.329 | 297.6654 | 306.8715 | 19718 | 6.5908 | 193.329 | 316.2248 |  | 0 | 1807 | 1807 | 1971-08-13 | #NAME? | #NAME? | #NAME?
1971-08-14 | 1971 | 8 | 226 | 14 | 7 | 11.1 | 6.5134 | 11 | 0 | 0 | 0 | #NAME? | #NAME? | #NAME? | #NAME? | #NAME? | #NAME? | FALSE | 0.3 | TRUE | TRUE | #NAME? | #NAME? | #NAME? | #NAME? | #NAME? | #NAME? | #NAME? | #NAME? | #NAME? | #NAME? |  |  | 1: 0; 2: 0; 3: 8.0782; 4: 0 | 8.0782 |  | 118.4799 | 182.4214 | 188.0633 | 19718 | 8.0782 | 118.4799 | 193.7954 |  | 0 | 1808 | 1808 | 1971-08-14 | #NAME? | #NAME? | #NAME?
1971-08-15 | 1971 | 8 | 227 | 15 | 1 | 8.9 | 5.2506 | 3.3333 | 0 | 0 | 0 | #NAME? | #NAME? | #NAME? | #NAME? | #NAME? | #NAME? | TRUE | 0 | TRUE | TRUE | #NAME? | #NAME? | #NAME? | #NAME? | #NAME? | #NAME? | #NAME? | #NAME? | #NAME? | #NAME? |  |  | 1: 0; 2: 0; 3: 0; 4: 0 | 0 |  | 0 | 0 | 0 | 19718 | 0 | 0 | 0 |  | 0 | 1809 | 1809 | 1971-08-15 | #NAME? | #NAME? | #NAME?
1971-08-16 | 1971 | 8 | 228 | 16 | 2 | 8.9 | 5.4727 | 21.8333 | 0.5 | 0.5 | 0 | #NAME? | #NAME? | #NAME? | #NAME? | #NAME? | #NAME? | FALSE | 0 | TRUE | TRUE | #NAME? | #NAME? | #NAME? | #NAME? | #NAME? | #NAME? | #NAME? | #NAME? | #NAME? | #NAME? |  |  | 1: 0; 2: 0; 3: 3.5383; 4: 8.7502 | 12.2886 |  | 308.5691 | 475.0985 | 489.7922 | 19718 | 12.2886 | 308.5691 | 504.7208 |  | 0 | 1810 | 1810 | 1971-08-16 | #NAME? | #NAME? | #NAME?
1971-08-17 | 1971 | 8 | 229 | 17 | 3 | 7.2 | 4.1743 | 7.1667 | 0 | 0 | 0 | #NAME? | #NAME? | #NAME? | #NAME? | #NAME? | #NAME? | TRUE | 0.5 | TRUE | TRUE | #NAME? | #NAME? | #NAME? | #NAME? | #NAME? | #NAME? | #NAME? | #NAME? | #NAME? | #NAME? |  |  | 1: 6.807; 2: 10.9298; 3: 0; 4: 0 | 17.7368 |  | 420.4433 | 682.5808 | 706.5165 | 19718 | 17.7368 | 420.4433 | 687.7113 |  | 0 | 1811 | 1811 | 1971-08-17 | #NAME? | #NAME? | #NAME?
1971-08-18 | 1971 | 8 | 230 | 18 | 4 | 12.2 | 5.0268 | 12.1667 | 0 | 0 | 0 | #NAME? | #NAME? | #NAME? | #NAME? | #NAME? | #NAME? | FALSE | 0.5 | TRUE | TRUE | #NAME? | #NAME? | #NAME? | #NAME? | #NAME? | #NAME? | #NAME? | #NAME? | #NAME? | #NAME? |  |  | 1: 0; 2: 0; 3: 3.0659; 4: 4.5759 | 7.6418 |  | 179.1919 | 275.8986 | 284.4316 | 19718 | 7.6418 | 179.1919 | 293.1009 |  | 0 | 1812 | 1812 | 1971-08-18 | #NAME? | #NAME? | #NAME?
1971-08-19 | 1971 | 8 | 231 | 19 | 5 | 10 | 5.4629 | 10 | 0 | 0 | 0 | #NAME? | #NAME? | #NAME? | #NAME? | #NAME? | #NAME? | TRUE | 0 | TRUE | TRUE | #NAME? | #NAME? | #NAME? | #NAME? | #NAME? | #NAME? | #NAME? | #NAME? | #NAME? | #NAME? |  |  | 1: 2.7645; 2: 4.2849; 3: 0; 4: 0 | 7.0494 |  | 166.2361 | 269.763 | 279.2137 | 19718 | 7.0494 | 166.2361 | 271.9094 |  | 0 | 1813 | 1813 | 1971-08-19 | #NAME? | #NAME? | #NAME?
1971-08-20 | 1971 | 8 | 232 | 20 | 6 | 12.8 | 6.7113 | 12 | 0 | 0 | 0 | #NAME? | #NAME? | #NAME? | #NAME? | #NAME? | #NAME? | FALSE | 0 | TRUE | TRUE | #NAME? | #NAME? | #NAME? | #NAME? | #NAME? | #NAME? | #NAME? | #NAME? | #NAME? | #NAME? |  |  | 1: 0; 2: 0; 3: 0; 4: 5.7693 | 5.7693 |  | 169.2338 | 260.5663 | 268.625 | 19718 | 5.7693 | 169.2338 | 276.8126 |  | 0 | 1814 | 1814 | 1971-08-20 | #NAME? | #NAME? | #NAME?
1971-08-21 | 1971 | 8 | 233 | 21 | 7 | 19.4 | 7.6584 | 28 | 0 | 0 | 0 | #NAME? | #NAME? | #NAME? | #NAME? | #NAME? | #NAME? | FALSE | 0 | TRUE | TRUE | #NAME? | #NAME? | #NAME? | #NAME? | #NAME? | #NAME? | #NAME? | #NAME? | #NAME? | #NAME? |  |  | 1: 0; 2: 0; 3: 9.2272; 4: 0 | 9.2272 |  | 135.3325 | 208.3691 | 214.8135 | 19718 | 9.2272 | 135.3325 | 221.3609 |  | 0 | 1815 | 1815 | 1971-08-21 | #NAME? | #NAME? | #NAME?
1971-08-22 | 1971 | 8 | 234 | 22 | 1 | 11.7 | 5.504 | 10.6667 | 10.7 | 10.7 | 4.275 | #NAME? | #NAME? | #NAME? | #NAME? | #NAME? | #NAME? | TRUE | 0 | TRUE | TRUE | #NAME? | #NAME? | #NAME? | #NAME? | #NAME? | #NAME? | #NAME? | #NAME? | #NAME? | #NAME? |  |  | 1: 0; 2: 0; 3: 0; 4: 0 | 0 |  | 0 | 0 | 0 | 19718 | 0 | 0 | 0 |  | 0 | 1816 | 1816 | 1971-08-22 | #NAME? | #NAME? | #NAME?
1971-08-23 | 1971 | 8 | 235 | 23 | 2 | 10 | 4.6694 | 20.6667 | 11.4 | 11.4 | 4.8 | #NAME? | #NAME? | #NAME? | #NAME? | #NAME? | #NAME? | FALSE | 10.7 | FALSE | TRUE | #NAME? | #NAME? | #NAME? | #NAME? | #NAME? | #NAME? | #NAME? | #NAME? | #NAME? | #NAME? |  |  | 1: 0; 2: 0; 3: 0; 4: 0 | 0 |  | 0 | 0 | 0 | 19718 | 0 | 0 | 0 |  | 0 | 1817 | 1817 | 1971-08-23 | #NAME? | #NAME? | #NAME?
1971-08-24 | 1971 | 8 | 236 | 24 | 3 | 13.3 | 5.3017 | 10.6667 | 0 | 0 | 0 | #NAME? | #NAME? | #NAME? | #NAME? | #NAME? | #NAME? | TRUE | 22.1 | FALSE | TRUE | #NAME? | #NAME? | #NAME? | #NAME? | #NAME? | #NAME? | #NAME? | #NAME? | #NAME? | #NAME? |  |  | 1: 0; 2: 0; 3: 0; 4: 0 | 0 |  | 0 | 0 | 0 | 19718 | 0 | 0 | 0 |  | 0 | 1818 | 1818 | 1971-08-24 | #NAME? | #NAME? | #NAME?
1971-08-25 | 1971 | 8 | 237 | 25 | 4 | 12.8 | 4.5547 | 9 | 0 | 0 | 0 | #NAME? | #NAME? | #NAME? | #NAME? | #NAME? | #NAME? | FALSE | 11.4 | FALSE | TRUE | #NAME? | #NAME? | #NAME? | #NAME? | #NAME? | #NAME? | #NAME? | #NAME? | #NAME? | #NAME? |  |  | 1: 0; 2: 0; 3: 0; 4: 0 | 0 |  | 0 | 0 | 0 | 19718 | 0 | 0 | 0 |  | 0 | 1819 | 1819 | 1971-08-25 | #NAME? | #NAME? | #NAME?
1971-08-26 | 1971 | 8 | 238 | 26 | 5 | 8.3 | 4.1322 | 14.8333 | 0 | 0 | 0 | #NAME? | #NAME? | #NAME? | #NAME? | #NAME? | #NAME? | TRUE | 0 | TRUE | TRUE | #NAME? | #NAME? | #NAME? | #NAME? | #NAME? | #NAME? | #NAME? | #NAME? | #NAME? | #NAME? |  |  | 1: 0; 2: 0; 3: 0; 4: 0 | 0 |  | 0 | 0 | 0 | 19718 | 0 | 0 | 0 |  | 0 | 1820 | 1820 | 1971-08-26 | #NAME? | #NAME? | #NAME?
1971-08-27 | 1971 | 8 | 239 | 27 | 6 | 7.8 | 4.5942 | 15 | 0 | 0 | 0 | #NAME? | #NAME? | #NAME? | #NAME? | #NAME? | #NAME? | FALSE | 0 | TRUE | TRUE | #NAME? | #NAME? | #NAME? | #NAME? | #NAME? | #NAME? | #NAME? | #NAME? | #NAME? | #NAME? |  |  | 1: 0; 2: 0; 3: 0; 4: 10.7713 | 10.7713 |  | 315.9588 | 486.4762 | 501.5219 | 19718 | 10.7713 | 315.9588 | 516.808 |  | 0 | 1821 | 1821 | 1971-08-27 | #NAME? | #NAME? | #NAME?
1971-08-28 | 1971 | 8 | 240 | 28 | 7 | 11.1 | 3.1814 | 21.5 | 0 | 0 | 0 | #NAME? | #NAME? | #NAME? | #NAME? | #NAME? | #NAME? | FALSE | 0 | TRUE | TRUE | #NAME? | #NAME? | #NAME? | #NAME? | #NAME? | #NAME? | #NAME? | #NAME? | #NAME? | #NAME? |  |  | 1: 0; 2: 0; 3: 4.4322; 4: 0 | 4.4322 |  | 65.0054 | 100.0876 | 103.1831 | 19718 | 4.4322 | 65.0054 | 106.3281 |  | 0 | 1822 | 1822 | 1971-08-28 | #NAME? | #NAME? | #NAME?
1971-08-29 | 1971 | 8 | 241 | 29 | 1 | 13.3 | 3.3112 | 11.5 | 0.8 | 0.8 | 0 | #NAME? | #NAME? | #NAME? | #NAME? | #NAME? | #NAME? | TRUE | 0 | TRUE | TRUE | #NAME? | #NAME? | #NAME? | #NAME? | #NAME? | #NAME? | #NAME? | #NAME? | #NAME? | #NAME? |  |  | 1: 10.1098; 2: 18.7724; 3: 0; 4: 0 | 28.8822 |  | 698.9342 | 1136.6485 | 1176.6546 | 19718 | 28.8822 | 698.9342 | 1143.2338 |  | 0 | 1823 | 1823 | 1971-08-29 | #NAME? | #NAME? | #NAME?
1971-08-30 | 1971 | 8 | 242 | 30 | 2 | 11.7 | 2.5324 | 7.6667 | 5.4 | 5.4 | 0.3 | #NAME? | #NAME? | #NAME? | #NAME? | #NAME? | #NAME? | FALSE | 0.8 | TRUE | TRUE | #NAME? | #NAME? | #NAME? | #NAME? | #NAME? | #NAME? | #NAME? | #NAME? | #NAME? | #NAME? |  |  | 1: 0; 2: 0; 3: 1.7512; 4: 5.8509 | 7.6021 |  | 197.3117 | 303.7973 | 313.1931 | 19718 | 7.6021 | 197.3117 | 322.7391 |  | 0 | 1824 | 1824 | 1971-08-30 | #NAME? | #NAME? | #NAME?
1971-08-31 | 1971 | 8 | 243 | 31 | 3 | 12.2 | 3.4639 | 16 | 0.9 | 0.9 | 0 | #NAME? | #NAME? | #NAME? | #NAME? | #NAME? | #NAME? | TRUE | 6.2 | TRUE | TRUE | #NAME? | #NAME? | #NAME? | #NAME? | #NAME? | #NAME? | #NAME? | #NAME? | #NAME? | #NAME? |  |  | 1: 1.6685; 2: 2.9044; 3: 0; 4: 0 | 4.5729 |  | 109.6676 | 178.2154 | 184.4779 | 19718 | 4.5729 | 109.6676 | 179.3812 |  | 0 | 1825 | 1825 | 1971-08-31 | #NAME? | #NAME? | #NAME?
1971-09-01 | 1971 | 9 | 244 | 1 | 4 | 10 | 4.6991 | 14.6667 | 0.5 | 0.5 | 0 | #NAME? | #NAME? | #NAME? | #NAME? | #NAME? | #NAME? | FALSE | 6.3 | TRUE | TRUE | #NAME? | #NAME? | #NAME? | #NAME? | #NAME? | #NAME? | #NAME? | #NAME? | #NAME? | #NAME? |  |  | 1: 0; 2: 0; 3: 0; 4: 4.1851 | 4.1851 |  | 122.7636 | 189.0169 | 194.8628 | 19719 | 4.1851 | 122.7636 | 200.8021 |  | 0 | 1826 | 1826 | 1971-09-01 | #NAME? | #NAME? | #NAME?
1971-09-02 | 1971 | 9 | 245 | 2 | 5 | 8.3 | 3.9151 | 19.5 | 0 | 0 | 0 | #NAME? | #NAME? | #NAME? | #NAME? | #NAME? | #NAME? | TRUE | 1.4 | TRUE | TRUE | #NAME? | #NAME? | #NAME? | #NAME? | #NAME? | #NAME? | #NAME? | #NAME? | #NAME? | #NAME? |  |  | 1: 12.3883; 2: 17.3317; 3: 0; 4: 0 | 29.7199 |  | 690.0908 | 1118.3884 | 1157.4574 | 19719 | 29.7199 | 690.0908 | 1128.7688 |  | 0 | 1827 | 1827 | 1971-09-02 | #NAME? | #NAME? | #NAME?
1971-09-03 | 1971 | 9 | 246 | 3 | 6 | 3.9 | 3.208 | 2.3333 | 0 | 0 | 0 | #NAME? | #NAME? | #NAME? | #NAME? | #NAME? | #NAME? | FALSE | 0.5 | TRUE | TRUE | #NAME? | #NAME? | #NAME? | #NAME? | #NAME? | #NAME? | #NAME? | #NAME? | #NAME? | #NAME? |  |  | 1: 0; 2: 0; 3: 0; 4: 4.7378 | 4.7378 |  | 138.9762 | 213.9793 | 220.5972 | 19719 | 4.7378 | 138.9762 | 227.3209 |  | 0 | 1828 | 1828 | 1971-09-03 | #NAME? | #NAME? | #NAME?
1971-09-04 | 1971 | 9 | 247 | 4 | 7 | 6.7 | 3.992 | 8 | 0 | 0 | 0 | #NAME? | #NAME? | #NAME? | #NAME? | #NAME? | #NAME? | FALSE | 0 | TRUE | TRUE | #NAME? | #NAME? | #NAME? | #NAME? | #NAME? | #NAME? | #NAME? | #NAME? | #NAME? | #NAME? |  |  | 1: 0; 2: 0; 3: 6.9006; 4: 0 | 6.9006 |  | 101.209 | 155.8297 | 160.6491 | 19719 | 6.9006 | 101.209 | 165.5456 |  | 0 | 1829 | 1829 | 1971-09-04 | #NAME? | #NAME? | #NAME?
1971-09-05 | 1971 | 9 | 248 | 5 | 1 | 11.7 | 5.1113 | 6.8333 | 0 | 0 | 0 | #NAME? | #NAME? | #NAME? | #NAME? | #NAME? | #NAME? | TRUE | 0 | TRUE | TRUE | #NAME? | #NAME? | #NAME? | #NAME? | #NAME? | #NAME? | #NAME? | #NAME? | #NAME? | #NAME? |  |  | 1: 1.6896; 2: 2.3712; 3: 0; 4: 0 | 4.0608 |  | 94.3356 | 152.8903 | 158.2317 | 19719 | 4.0608 | 94.3356 | 154.303 |  | 0 | 1830 | 1830 | 1971-09-05 | #NAME? | #NAME? | #NAME?
1971-09-06 | 1971 | 9 | 249 | 6 | 2 | 5 | 3.1053 | 15.6667 | 0.8 | 0.8 | 0 | #NAME? | #NAME? | #NAME? | #NAME? | #NAME? | #NAME? | FALSE | 0 | TRUE | FALSE | #NAME? | #NAME? | #NAME? | #NAME? | #NAME? | #NAME? | #NAME? | #NAME? | #NAME? | #NAME? |  |  | 1: 0; 2: 0; 3: 0; 4: 0 | 0 |  | 0 | 0 | 0 | 19719 | 0 | 0 | 0 |  | 0 | 1831 | 1831 | 1971-09-06 | #NAME? | #NAME? | #NAME?
1971-09-07 | 1971 | 9 | 250 | 7 | 3 | 2.8 | 3.9948 | 7.8333 | 0 | 0 | 0 | #NAME? | #NAME? | #NAME? | #NAME? | #NAME? | #NAME? | TRUE | 0.8 | TRUE | TRUE | #NAME? | #NAME? | #NAME? | #NAME? | #NAME? | #NAME? | #NAME? | #NAME? | #NAME? | #NAME? |  |  | 1: 2.5012; 2: 3.0473; 3: 0; 4: 0 | 5.5484 |  | 126.0704 | 203.9311 | 211.0258 | 19719 | 5.5484 | 126.0704 | 206.211 |  | 0 | 1832 | 1832 | 1971-09-07 | #NAME? | #NAME? | #NAME?
1971-09-08 | 1971 | 9 | 251 | 8 | 4 | 10 | 4.5421 | 12 | 0 | 0 | 0 | #NAME? | #NAME? | #NAME? | #NAME? | #NAME? | #NAME? | FALSE | 0.8 | TRUE | TRUE | #NAME? | #NAME? | #NAME? | #NAME? | #NAME? | #NAME? | #NAME? | #NAME? | #NAME? | #NAME? |  |  | 1: 0; 2: 0; 3: 4.1955; 4: 10.453 | 14.6485 |  | 368.1556 | 566.8428 | 584.374 | 19719 | 14.6485 | 368.1556 | 602.1854 |  | 0 | 1833 | 1833 | 1971-09-08 | #NAME? | #NAME? | #NAME?
1971-09-09 | 1971 | 9 | 252 | 9 | 5 | 8.3 | 1.8862 | 13.1667 | 9.4 | 9.4 | 3.3 | #NAME? | #NAME? | #NAME? | #NAME? | #NAME? | #NAME? | TRUE | 0 | TRUE | TRUE | #NAME? | #NAME? | #NAME? | #NAME? | #NAME? | #NAME? | #NAME? | #NAME? | #NAME? | #NAME? |  |  | 1: 2.8729; 2: 3.633; 3: 0; 4: 0 | 6.5058 |  | 148.7027 | 240.6657 | 249.048 | 19719 | 6.5058 | 148.7027 | 243.2303 |  | 0 | 1834 | 1834 | 1971-09-09 | #NAME? | #NAME? | #NAME?
1971-09-10 | 1971 | 9 | 253 | 10 | 6 | 6.7 | 3.4395 | 11.5 | 0 | 0 | 0 | #NAME? | #NAME? | #NAME? | #NAME? | #NAME? | #NAME? | FALSE | 9.4 | TRUE | TRUE | #NAME? | #NAME? | #NAME? | #NAME? | #NAME? | #NAME? | #NAME? | #NAME? | #NAME? | #NAME? |  |  | 1: 0; 2: 0; 3: 0; 4: 2.28 | 2.28 |  | 66.88 | 102.974 | 106.1587 | 19719 | 2.28 | 66.88 | 109.3944 |  | 0 | 1835 | 1835 | 1971-09-10 | #NAME? | #NAME? | #NAME?
1971-09-11 | 1971 | 9 | 254 | 11 | 7 | 6.7 | 3.1013 | 15 | 6.3 | 6.3 | 0.975 | #NAME? | #NAME? | #NAME? | #NAME? | #NAME? | #NAME? | FALSE | 9.4 | TRUE | TRUE | #NAME? | #NAME? | #NAME? | #NAME? | #NAME? | #NAME? | #NAME? | #NAME? | #NAME? | #NAME? |  |  | 1: 0; 2: 0; 3: 5.3317; 4: 0 | 5.3317 |  | 78.1986 | 120.4009 | 124.1247 | 19719 | 5.3317 | 78.1986 | 127.9079 |  | 0 | 1836 | 1836 | 1971-09-11 | #NAME? | #NAME? | #NAME?
1971-09-12 | 1971 | 9 | 255 | 12 | 1 | 3.9 | 3.8907 | 6.5 | 0 | 0 | 0 | #NAME? | #NAME? | #NAME? | #NAME? | #NAME? | #NAME? | TRUE | 6.3 | TRUE | FALSE | #NAME? | #NAME? | #NAME? | #NAME? | #NAME? | #NAME? | #NAME? | #NAME? | #NAME? | #NAME? |  |  | 1: 0; 2: 0; 3: 0; 4: 0 | 0 |  | 0 | 0 | 0 | 19719 | 0 | 0 | 0 |  | 0 | 1837 | 1837 | 1971-09-12 | #NAME? | #NAME? | #NAME?
1971-09-13 | 1971 | 9 | 256 | 13 | 2 | 1.7 | 3.5198 | 26 | 2.5 | 2.5 | 0 | #NAME? | #NAME? | #NAME? | #NAME? | #NAME? | #NAME? | FALSE | 6.3 | TRUE | TRUE | #NAME? | #NAME? | #NAME? | #NAME? | #NAME? | #NAME? | #NAME? | #NAME? | #NAME? | #NAME? |  |  | 1: 0; 2: 0; 3: 1.0136; 4: 5.1506 | 6.1641 |  | 165.949 | 255.5088 | 263.4111 | 19719 | 6.1641 | 165.949 | 271.4397 |  | 0 | 1838 | 1838 | 1971-09-13 | #NAME? | #NAME? | #NAME?
1971-09-14 | 1971 | 9 | 257 | 14 | 3 | 3.3 | 3.5071 | 19 | 0 | 0 | 0 | #NAME? | #NAME? | #NAME? | #NAME? | #NAME? | #NAME? | TRUE | 2.5 | TRUE | FALSE | #NAME? | #NAME? | #NAME? | #NAME? | #NAME? | #NAME? | #NAME? | #NAME? | #NAME? | #NAME? |  |  | 1: 0; 2: 0; 3: 0; 4: 0 | 0 |  | 0 | 0 | 0 | 19719 | 0 | 0 | 0 |  | 0 | 1839 | 1839 | 1971-09-14 | #NAME? | #NAME? | #NAME?
1971-09-15 | 1971 | 9 | 258 | 15 | 4 | 2.8 | 3.9679 | 26 | 0 | 0 | 0 | #NAME? | #NAME? | #NAME? | #NAME? | #NAME? | #NAME? | FALSE | 2.5 | TRUE | FALSE | #NAME? | #NAME? | #NAME? | #NAME? | #NAME? | #NAME? | #NAME? | #NAME? | #NAME? | #NAME? |  |  | 1: 0; 2: 0; 3: 0; 4: 0 | 0 |  | 0 | 0 | 0 | 19719 | 0 | 0 | 0 |  | 0 | 1840 | 1840 | 1971-09-15 | #NAME? | #NAME? | #NAME?
1971-09-16 | 1971 | 9 | 259 | 16 | 5 | 1.7 | 2.6136 | 38.1667 | 1.8 | 1.8 | 0 | #NAME? | #NAME? | #NAME? | #NAME? | #NAME? | #NAME? | TRUE | 0 | TRUE | FALSE | #NAME? | #NAME? | #NAME? | #NAME? | #NAME? | #NAME? | #NAME? | #NAME? | #NAME? | #NAME? |  |  | 1: 0; 2: 0; 3: 0; 4: 0 | 0 |  | 0 | 0 | 0 | 19719 | 0 | 0 | 0 |  | 0 | 1841 | 1841 | 1971-09-16 | #NAME? | #NAME? | #NAME?
1971-09-17 | 1971 | 9 | 260 | 17 | 6 | -2.8 | 2.5875 | 2.1667 | 0 | 0 | 0 | #NAME? | #NAME? | #NAME? | #NAME? | #NAME? | #NAME? | FALSE | 1.8 | TRUE | TRUE | #NAME? | #NAME? | #NAME? | #NAME? | #NAME? | #NAME? | #NAME? | #NAME? | #NAME? | #NAME? |  |  | 1: 0; 2: 0; 3: 0; 4: 7.8287 | 7.8287 |  | 229.6429 | 353.5771 | 364.5125 | 19719 | 7.8287 | 229.6429 | 375.6226 |  | 0 | 1842 | 1842 | 1971-09-17 | #NAME? | #NAME? | #NAME?
1971-09-18 | 1971 | 9 | 261 | 18 | 7 | 5.6 | 3.7577 | 10.5 | 0 | 0 | 0 | #NAME? | #NAME? | #NAME? | #NAME? | #NAME? | #NAME? | FALSE | 1.8 | TRUE | FALSE | #NAME? | #NAME? | #NAME? | #NAME? | #NAME? | #NAME? | #NAME? | #NAME? | #NAME? | #NAME? |  |  | 1: 0; 2: 0; 3: 0; 4: 0 | 0 |  | 0 | 0 | 0 | 19719 | 0 | 0 | 0 |  | 0 | 1843 | 1843 | 1971-09-18 | #NAME? | #NAME? | #NAME?
1971-09-19 | 1971 | 9 | 262 | 19 | 1 | 0.6 | 2.2249 | 1.8333 | 7.9 | 7.9 | 2.175 | #NAME? | #NAME? | #NAME? | #NAME? | #NAME? | #NAME? | TRUE | 0 | TRUE | FALSE | #NAME? | #NAME? | #NAME? | #NAME? | #NAME? | #NAME? | #NAME? | #NAME? | #NAME? | #NAME? |  |  | 1: 0; 2: 0; 3: 0; 4: 0 | 0 |  | 0 | 0 | 0 | 19719 | 0 | 0 | 0 |  | 0 | 1844 | 1844 | 1971-09-19 | #NAME? | #NAME? | #NAME?
1971-09-20 | 1971 | 9 | 263 | 20 | 2 | 0 | 1.7281 | 22.6667 | 0.5 | 0.5 | 0 | #NAME? | #NAME? | #NAME? | #NAME? | #NAME? | #NAME? | FALSE | 7.9 | TRUE | FALSE | #NAME? | #NAME? | #NAME? | #NAME? | #NAME? | #NAME? | #NAME? | #NAME? | #NAME? | #NAME? |  |  | 1: 0; 2: 0; 3: 0; 4: 0 | 0 |  | 0 | 0 | 0 | 19719 | 0 | 0 | 0 |  | 0 | 1845 | 1845 | 1971-09-20 | #NAME? | #NAME? | #NAME?
1971-09-21 | 1971 | 9 | 264 | 21 | 3 | 1.1 | 2.4319 | 8.3333 | 0 | 0 | 0 | #NAME? | #NAME? | #NAME? | #NAME? | #NAME? | #NAME? | TRUE | 8.4 | TRUE | FALSE | #NAME? | #NAME? | #NAME? | #NAME? | #NAME? | #NAME? | #NAME? | #NAME? | #NAME? | #NAME? |  |  | 1: 0; 2: 0; 3: 0; 4: 0 | 0 |  | 0 | 0 | 0 | 19719 | 0 | 0 | 0 |  | 0 | 1846 | 1846 | 1971-09-21 | #NAME? | #NAME? | #NAME?
1971-09-22 | 1971 | 9 | 265 | 22 | 4 | 1.7 | 2.9242 | 1 | 0 | 0 | 0 | #NAME? | #NAME? | #NAME? | #NAME? | #NAME? | #NAME? | FALSE | 0.5 | TRUE | FALSE | #NAME? | #NAME? | #NAME? | #NAME? | #NAME? | #NAME? | #NAME? | #NAME? | #NAME? | #NAME? |  |  | 1: 0; 2: 0; 3: 0; 4: 0 | 0 |  | 0 | 0 | 0 | 19719 | 0 | 0 | 0 |  | 0 | 1847 | 1847 | 1971-09-22 | #NAME? | #NAME? | #NAME?
1971-09-23 | 1971 | 9 | 266 | 23 | 5 | 1.7 | 3.3477 | 0.83333 | 0 | 0 | 0 | #NAME? | #NAME? | #NAME? | #NAME? | #NAME? | #NAME? | TRUE | 0 | TRUE | TRUE | #NAME? | #NAME? | #NAME? | #NAME? | #NAME? | #NAME? | #NAME? | #NAME? | #NAME? | #NAME? |  |  | 1: 0; 2: 0; 3: 0; 4: 0 | 0 |  | 0 | 0 | 0 | 19719 | 0 | 0 | 0 |  | 0 | 1848 | 1848 | 1971-09-23 | #NAME? | #NAME? | #NAME?
1971-09-24 | 1971 | 9 | 267 | 24 | 6 | 8.9 | 3.963 | 14.1667 | 0 | 0 | 0 | #NAME? | #NAME? | #NAME? | #NAME? | #NAME? | #NAME? | FALSE | 0 | TRUE | FALSE | #NAME? | #NAME? | #NAME? | #NAME? | #NAME? | #NAME? | #NAME? | #NAME? | #NAME? | #NAME? |  |  | 1: 0; 2: 0; 3: 0; 4: 0 | 0 |  | 0 | 0 | 0 | 19719 | 0 | 0 | 0 |  | 0 | 1849 | 1849 | 1971-09-24 | #NAME? | #NAME? | #NAME?
1971-09-25 | 1971 | 9 | 268 | 25 | 7 | 0.6 | 1.8838 | 7.8333 | 6.7 | 6.7 | 1.275 | #NAME? | #NAME? | #NAME? | #NAME? | #NAME? | #NAME? | FALSE | 0 | TRUE | FALSE | #NAME? | #NAME? | #NAME? | #NAME? | #NAME? | #NAME? | #NAME? | #NAME? | #NAME? | #NAME? |  |  | 1: 0; 2: 0; 3: 0; 4: 0 | 0 |  | 0 | 0 | 0 | 19719 | 0 | 0 | 0 |  | 0 | 1850 | 1850 | 1971-09-25 | #NAME? | #NAME? | #NAME?
1971-09-26 | 1971 | 9 | 269 | 26 | 1 | 2.2 | 1.5078 | 18 | 3.1 | 3.1 | 0 | #NAME? | #NAME? | #NAME? | #NAME? | #NAME? | #NAME? | TRUE | 6.7 | TRUE | FALSE | #NAME? | #NAME? | #NAME? | #NAME? | #NAME? | #NAME? | #NAME? | #NAME? | #NAME? | #NAME? |  |  | 1: 0; 2: 0; 3: 0; 4: 0 | 0 |  | 0 | 0 | 0 | 19719 | 0 | 0 | 0 |  | 0 | 1851 | 1851 | 1971-09-26 | #NAME? | #NAME? | #NAME?
1971-09-27 | 1971 | 9 | 270 | 27 | 2 | 1.7 | 0.55934 | 9.5 | 0 | 0 | 0 | #NAME? | #NAME? | #NAME? | #NAME? | #NAME? | #NAME? | FALSE | 9.8 | TRUE | FALSE | #NAME? | #NAME? | #NAME? | #NAME? | #NAME? | #NAME? | #NAME? | #NAME? | #NAME? | #NAME? |  |  | 1: 0; 2: 0; 3: 0; 4: 0 | 0 |  | 0 | 0 | 0 | 19719 | 0 | 0 | 0 |  | 0 | 1852 | 1852 | 1971-09-27 | #NAME? | #NAME? | #NAME?
1971-09-28 | 1971 | 9 | 271 | 28 | 3 | 1.1 | 1.698 | 15 | 0 | 0 | 0 | #NAME? | #NAME? | #NAME? | #NAME? | #NAME? | #NAME? | TRUE | 3.1 | TRUE | FALSE | #NAME? | #NAME? | #NAME? | #NAME? | #NAME? | #NAME? | #NAME? | #NAME? | #NAME? | #NAME? |  |  | 1: 0; 2: 0; 3: 0; 4: 0 | 0 |  | 0 | 0 | 0 | 19719 | 0 | 0 | 0 |  | 0 | 1853 | 1853 | 1971-09-28 | #NAME? | #NAME? | #NAME?
1971-09-29 | 1971 | 9 | 272 | 29 | 4 | 0 | 2.2893 | 21 | 0.8 | 0.8 | 0 | #NAME? | #NAME? | #NAME? | #NAME? | #NAME? | #NAME? | FALSE | 0 | TRUE | FALSE | #NAME? | #NAME? | #NAME? | #NAME? | #NAME? | #NAME? | #NAME? | #NAME? | #NAME? | #NAME? |  |  | 1: 0; 2: 0; 3: 0; 4: 0 | 0 |  | 0 | 0 | 0 | 19719 | 0 | 0 | 0 |  | 0 | 1854 | 1854 | 1971-09-29 | #NAME? | #NAME? | #NAME?
1971-09-30 | 1971 | 9 | 273 | 30 | 5 | 0 | 1.619 | 30.5 | 0.3 | 0.3 | 0 | #NAME? | #NAME? | #NAME? | #NAME? | #NAME? | #NAME? | TRUE | 0.8 | TRUE | FALSE | #NAME? | #NAME? | #NAME? | #NAME? | #NAME? | #NAME? | #NAME? | #NAME? | #NAME? | #NAME? |  |  | 1: 0; 2: 0; 3: 0; 4: 0 | 0 |  | 0 | 0 | 0 | 19719 | 0 | 0 | 0 |  | 0 | 1855 | 1855 | 1971-09-30 | #NAME? | #NAME? | #NAME?
1972-05-01 | 1972 | 5 | 122 | 1 | 2 | -1.7 | 3.2387 | 6.3333 | 0 | 0 | 0 | #NAME? | #NAME? | #NAME? | #NAME? | #NAME? | #NAME? | FALSE | 1.1 | TRUE | FALSE | #NAME? | #NAME? | #NAME? | #NAME? | #NAME? | #NAME? | #NAME? | #NAME? | #NAME? | #NAME? |  |  | 1: 0; 2: 0; 3: 0; 4: 0 | 0 |  | 0 | 0 | 0 | 19725 | 0 | 0 | 0 |  | 0 | 1856 | 1856 | 1972-05-01 | #NAME? | #NAME? | #NAME?
1972-05-02 | 1972 | 5 | 123 | 2 | 3 | 0 | 3.5474 | 4.1667 | 0 | 0 | 0 | #NAME? | #NAME? | #NAME? | #NAME? | #NAME? | #NAME? | TRUE | 0.3 | TRUE | FALSE | #NAME? | #NAME? | #NAME? | #NAME? | #NAME? | #NAME? | #NAME? | #NAME? | #NAME? | #NAME? |  |  | 1: 0; 2: 0; 3: 0; 4: 0 | 0 |  | 0 | 0 | 0 | 19725 | 0 | 0 | 0 |  | 0 | 1857 | 1857 | 1972-05-02 | #NAME? | #NAME? | #NAME?
1972-05-03 | 1972 | 5 | 124 | 3 | 4 | 2.8 | 3.6885 | 5.5 | 0 | 0 | 0 | #NAME? | #NAME? | #NAME? | #NAME? | #NAME? | #NAME? | FALSE | 0 | TRUE | FALSE | #NAME? | #NAME? | #NAME? | #NAME? | #NAME? | #NAME? | #NAME? | #NAME? | #NAME? | #NAME? |  |  | 1: 0; 2: 0; 3: 0; 4: 0 | 0 |  | 0 | 0 | 0 | 19725 | 0 | 0 | 0 |  | 0 | 1858 | 1858 | 1972-05-03 | #NAME? | #NAME? | #NAME?
1972-05-04 | 1972 | 5 | 125 | 4 | 5 | 1.7 | 4.4283 | 21.8333 | 0 | 0 | 0 | #NAME? | #NAME? | #NAME? | #NAME? | #NAME? | #NAME? | TRUE | 0 | TRUE | FALSE | #NAME? | #NAME? | #NAME? | #NAME? | #NAME? | #NAME? | #NAME? | #NAME? | #NAME? | #NAME? |  |  | 1: 0; 2: 0; 3: 0; 4: 0 | 0 |  | 0 | 0 | 0 | 19725 | 0 | 0 | 0 |  | 0 | 1859 | 1859 | 1972-05-04 | #NAME? | #NAME? | #NAME?
1972-05-05 | 1972 | 5 | 126 | 5 | 6 | -0.6 | 2.3319 | 10.6667 | 2.4 | 2.4 | 0 | #NAME? | #NAME? | #NAME? | #NAME? | #NAME? | #NAME? | FALSE | 0 | TRUE | FALSE | #NAME? | #NAME? | #NAME? | #NAME? | #NAME? | #NAME? | #NAME? | #NAME? | #NAME? | #NAME? |  |  | 1: 0; 2: 0; 3: 0; 4: 0 | 0 |  | 0 | 0 | 0 | 19725 | 0 | 0 | 0 |  | 0 | 1860 | 1860 | 1972-05-05 | #NAME? | #NAME? | #NAME?
1972-05-06 | 1972 | 5 | 127 | 6 | 7 | -1.1 | 3.2144 | 15 | 0 | 0 | 0 | #NAME? | #NAME? | #NAME? | #NAME? | #NAME? | #NAME? | FALSE | 2.4 | TRUE | FALSE | #NAME? | #NAME? | #NAME? | #NAME? | #NAME? | #NAME? | #NAME? | #NAME? | #NAME? | #NAME? |  |  | 1: 0; 2: 0; 3: 0; 4: 0 | 0 |  | 0 | 0 | 0 | 19725 | 0 | 0 | 0 |  | 0 | 1861 | 1861 | 1972-05-06 | #NAME? | #NAME? | #NAME?
1972-05-07 | 1972 | 5 | 128 | 7 | 1 | -2.8 | 2.8603 | 6.8333 | 0 | 0 | 0 | #NAME? | #NAME? | #NAME? | #NAME? | #NAME? | #NAME? | TRUE | 2.4 | TRUE | FALSE | #NAME? | #NAME? | #NAME? | #NAME? | #NAME? | #NAME? | #NAME? | #NAME? | #NAME? | #NAME? |  |  | 1: 0; 2: 0; 3: 0; 4: 0 | 0 |  | 0 | 0 | 0 | 19725 | 0 | 0 | 0 |  | 0 | 1862 | 1862 | 1972-05-07 | #NAME? | #NAME? | #NAME?
1972-05-08 | 1972 | 5 | 129 | 8 | 2 | 2.2 | 2.2998 | 8.1667 | 0 | 0 | 0 | #NAME? | #NAME? | #NAME? | #NAME? | #NAME? | #NAME? | FALSE | 0 | TRUE | FALSE | #NAME? | #NAME? | #NAME? | #NAME? | #NAME? | #NAME? | #NAME? | #NAME? | #NAME? | #NAME? |  |  | 1: 0; 2: 0; 3: 0; 4: 0 | 0 |  | 0 | 0 | 0 | 19725 | 0 | 0 | 0 |  | 0 | 1863 | 1863 | 1972-05-08 | #NAME? | #NAME? | #NAME?
1972-05-09 | 1972 | 5 | 130 | 9 | 3 | 1.7 | 2.3371 | 3.6667 | 0.3 | 0.3 | 0 | #NAME? | #NAME? | #NAME? | #NAME? | #NAME? | #NAME? | TRUE | 0 | TRUE | TRUE | #NAME? | #NAME? | #NAME? | #NAME? | #NAME? | #NAME? | #NAME? | #NAME? | #NAME? | #NAME? |  |  | 1: 16.231; 2: 24.3911; 3: 0; 4: 0 | 40.622 |  | 953.5257 | 1546.7502 | 1600.8921 | 19725 | 40.622 | 953.5257 | 1559.6646 |  | 0 | 1864 | 1864 | 1972-05-09 | #NAME? | #NAME? | #NAME?
1972-05-10 | 1972 | 5 | 131 | 10 | 4 | 4.4 | 2.4397 | 4.3333 | 0.8 | 0.8 | 0 | #NAME? | #NAME? | #NAME? | #NAME? | #NAME? | #NAME? | FALSE | 0.3 | TRUE | FALSE | #NAME? | #NAME? | #NAME? | #NAME? | #NAME? | #NAME? | #NAME? | #NAME? | #NAME? | #NAME? |  |  | 1: 0; 2: 0; 3: 0; 4: 0 | 0 |  | 0 | 0 | 0 | 19725 | 0 | 0 | 0 |  | 0 | 1865 | 1865 | 1972-05-10 | #NAME? | #NAME? | #NAME?
1972-05-11 | 1972 | 5 | 132 | 11 | 5 | -0.6 | 4.168 | 1 | 0 | 0 | 0 | #NAME? | #NAME? | #NAME? | #NAME? | #NAME? | #NAME? | TRUE | 1.1 | TRUE | TRUE | #NAME? | #NAME? | #NAME? | #NAME? | #NAME? | #NAME? | #NAME? | #NAME? | #NAME? | #NAME? |  |  | 1: 2.0463; 2: 3.4095; 3: 0; 4: 0 | 5.4558 |  | 130.0252 | 211.1879 | 218.6008 | 19725 | 5.4558 | 130.0252 | 212.6798 |  | 0 | 1866 | 1866 | 1972-05-11 | #NAME? | #NAME? | #NAME?
1972-05-12 | 1972 | 5 | 133 | 12 | 6 | 7.2 | 5.4911 | 15.6667 | 0 | 0 | 0 | #NAME? | #NAME? | #NAME? | #NAME? | #NAME? | #NAME? | FALSE | 0.8 | TRUE | TRUE | #NAME? | #NAME? | #NAME? | #NAME? | #NAME? | #NAME? | #NAME? | #NAME? | #NAME? | #NAME? |  |  | 1: 0; 2: 0; 3: 0; 4: 12.1673 | 12.1673 |  | 356.9081 | 549.5252 | 566.5208 | 19725 | 12.1673 | 356.9081 | 583.7881 |  | 0 | 1867 | 1867 | 1972-05-12 | #NAME? | #NAME? | #NAME?
1972-05-13 | 1972 | 5 | 134 | 13 | 7 | 10 | 6.1541 | 21.8333 | 0 | 0 | 0 | #NAME? | #NAME? | #NAME? | #NAME? | #NAME? | #NAME? | FALSE | 0 | TRUE | TRUE | #NAME? | #NAME? | #NAME? | #NAME? | #NAME? | #NAME? | #NAME? | #NAME? | #NAME? | #NAME? |  |  | 1: 0; 2: 0; 3: 2.3573; 4: 0 | 2.3573 |  | 34.5742 | 53.2333 | 54.8797 | 19725 | 2.3573 | 34.5742 | 56.5524 |  | 0 | 1868 | 1868 | 1972-05-13 | #NAME? | #NAME? | #NAME?
1972-05-14 | 1972 | 5 | 135 | 14 | 1 | 10 | 6.1877 | 15.8333 | 0 | 0 | 0 | #NAME? | #NAME? | #NAME? | #NAME? | #NAME? | #NAME? | TRUE | 0 | TRUE | FALSE | #NAME? | #NAME? | #NAME? | #NAME? | #NAME? | #NAME? | #NAME? | #NAME? | #NAME? | #NAME? |  |  | 1: 0; 2: 0; 3: 0; 4: 0 | 0 |  | 0 | 0 | 0 | 19725 | 0 | 0 | 0 |  | 0 | 1869 | 1869 | 1972-05-14 | #NAME? | #NAME? | #NAME?
1972-05-15 | 1972 | 5 | 136 | 15 | 2 | 2.8 | 5.1238 | 18 | 0 | 0 | 0 | #NAME? | #NAME? | #NAME? | #NAME? | #NAME? | #NAME? | FALSE | 0 | TRUE | TRUE | #NAME? | #NAME? | #NAME? | #NAME? | #NAME? | #NAME? | #NAME? | #NAME? | #NAME? | #NAME? |  |  | 1: 0; 2: 0; 3: 9.0051; 4: 9.068 | 18.0731 |  | 398.0691 | 612.9 | 631.8557 | 19725 | 18.0731 | 398.0691 | 651.1143 |  | 0 | 1870 | 1870 | 1972-05-15 | #NAME? | #NAME? | #NAME?
1972-05-16 | 1972 | 5 | 137 | 16 | 3 | 6.1 | 4.1748 | 4.8333 | 0 | 0 | 0 | #NAME? | #NAME? | #NAME? | #NAME? | #NAME? | #NAME? | TRUE | 0 | TRUE | TRUE | #NAME? | #NAME? | #NAME? | #NAME? | #NAME? | #NAME? | #NAME? | #NAME? | #NAME? | #NAME? |  |  | 1: 3.3361; 2: 4.8203; 3: 0; 4: 0 | 8.1564 |  | 190.3258 | 308.5794 | 319.369 | 19725 | 8.1564 | 190.3258 | 311.3125 |  | 0 | 1871 | 1871 | 1972-05-16 | #NAME? | #NAME? | #NAME?
1972-05-17 | 1972 | 5 | 138 | 17 | 4 | 3.3 | 2.718 | 16.5 | 6.7 | 6.7 | 1.275 | #NAME? | #NAME? | #NAME? | #NAME? | #NAME? | #NAME? | FALSE | 0 | TRUE | FALSE | #NAME? | #NAME? | #NAME? | #NAME? | #NAME? | #NAME? | #NAME? | #NAME? | #NAME? | #NAME? |  |  | 1: 0; 2: 0; 3: 0; 4: 0 | 0 |  | 0 | 0 | 0 | 19725 | 0 | 0 | 0 |  | 0 | 1872 | 1872 | 1972-05-17 | #NAME? | #NAME? | #NAME?
1972-05-18 | 1972 | 5 | 139 | 18 | 5 | 1.7 | 4.5153 | 25.3333 | 2.5 | 2.5 | 0 | #NAME? | #NAME? | #NAME? | #NAME? | #NAME? | #NAME? | TRUE | 6.7 | TRUE | FALSE | #NAME? | #NAME? | #NAME? | #NAME? | #NAME? | #NAME? | #NAME? | #NAME? | #NAME? | #NAME? |  |  | 1: 0; 2: 0; 3: 0; 4: 0 | 0 |  | 0 | 0 | 0 | 19725 | 0 | 0 | 0 |  | 0 | 1873 | 1873 | 1972-05-18 | #NAME? | #NAME? | #NAME?
1972-05-19 | 1972 | 5 | 140 | 19 | 6 | -1.1 | 4.3655 | 7 | 0 | 0 | 0 | #NAME? | #NAME? | #NAME? | #NAME? | #NAME? | #NAME? | FALSE | 9.2 | TRUE | TRUE | #NAME? | #NAME? | #NAME? | #NAME? | #NAME? | #NAME? | #NAME? | #NAME? | #NAME? | #NAME? |  |  | 1: 0; 2: 0; 3: 0; 4: 7.2795 | 7.2795 |  | 213.5308 | 328.7697 | 338.9378 | 19725 | 7.2795 | 213.5308 | 349.2685 |  | 0 | 1874 | 1874 | 1972-05-19 | #NAME? | #NAME? | #NAME?
1972-05-20 | 1972 | 5 | 141 | 20 | 7 | 3.3 | 5.1447 | 5.8333 | 0 | 0 | 0 | #NAME? | #NAME? | #NAME? | #NAME? | #NAME? | #NAME? | FALSE | 2.5 | TRUE | TRUE | #NAME? | #NAME? | #NAME? | #NAME? | #NAME? | #NAME? | #NAME? | #NAME? | #NAME? | #NAME? |  |  | 1: 0; 2: 0; 3: 2.0052; 4: 0 | 2.0052 |  | 29.4095 | 45.2813 | 46.6817 | 19725 | 2.0052 | 29.4095 | 48.1045 |  | 0 | 1875 | 1875 | 1972-05-20 | #NAME? | #NAME? | #NAME?
1972-05-21 | 1972 | 5 | 142 | 21 | 1 | 6.7 | 5.5402 | 14 | 0 | 0 | 0 | #NAME? | #NAME? | #NAME? | #NAME? | #NAME? | #NAME? | TRUE | 0 | TRUE | TRUE | #NAME? | #NAME? | #NAME? | #NAME? | #NAME? | #NAME? | #NAME? | #NAME? | #NAME? | #NAME? |  |  | 1: 3.3336; 2: 5.7849; 3: 0; 4: 0 | 9.1185 |  | 218.5842 | 355.1978 | 367.6785 | 19725 | 9.1185 | 218.5842 | 357.5342 |  | 0 | 1876 | 1876 | 1972-05-21 | #NAME? | #NAME? | #NAME?
1972-05-22 | 1972 | 5 | 143 | 22 | 2 | 11.1 | 5.2075 | 14 | 0 | 0 | 0 | #NAME? | #NAME? | #NAME? | #NAME? | #NAME? | #NAME? | FALSE | 0 | TRUE | TRUE | #NAME? | #NAME? | #NAME? | #NAME? | #NAME? | #NAME? | #NAME? | #NAME? | #NAME? | #NAME? |  |  | 1: 0; 2: 0; 3: 0; 4: 8.2777 | 8.2777 |  | 242.8132 | 373.8553 | 385.4178 | 19725 | 8.2777 | 242.8132 | 397.1652 |  | 0 | 1877 | 1877 | 1972-05-22 | #NAME? | #NAME? | #NAME?
1972-05-23 | 1972 | 5 | 144 | 23 | 3 | 8.3 | 4.6092 | 17.1667 | 0 | 0 | 0 | #NAME? | #NAME? | #NAME? | #NAME? | #NAME? | #NAME? | TRUE | 0 | TRUE | FALSE | #NAME? | #NAME? | #NAME? | #NAME? | #NAME? | #NAME? | #NAME? | #NAME? | #NAME? | #NAME? |  |  | 1: 0; 2: 0; 3: 0; 4: 0 | 0 |  | 0 | 0 | 0 | 19725 | 0 | 0 | 0 |  | 0 | 1878 | 1878 | 1972-05-23 | #NAME? | #NAME? | #NAME?
1972-05-24 | 1972 | 5 | 145 | 24 | 4 | 2.2 | 4.7198 | 6.1667 | 0.3 | 0.3 | 0 | #NAME? | #NAME? | #NAME? | #NAME? | #NAME? | #NAME? | FALSE | 0 | TRUE | TRUE | #NAME? | #NAME? | #NAME? | #NAME? | #NAME? | #NAME? | #NAME? | #NAME? | #NAME? | #NAME? |  |  | 1: 0; 2: 0; 3: 0; 4: 4.8447 | 4.8447 |  | 142.1122 | 218.8076 | 225.5749 | 19725 | 4.8447 | 142.1122 | 232.4503 |  | 0 | 1879 | 1879 | 1972-05-24 | #NAME? | #NAME? | #NAME?
1972-05-25 | 1972 | 5 | 146 | 25 | 5 | 3.3 | 5.0766 | 63.3333 | 18.3 | 18.3 | 9.975 | #NAME? | #NAME? | #NAME? | #NAME? | #NAME? | #NAME? | TRUE | 0.3 | TRUE | TRUE | #NAME? | #NAME? | #NAME? | #NAME? | #NAME? | #NAME? | #NAME? | #NAME? | #NAME? | #NAME? |  |  | 1: 0; 2: 0; 3: 0; 4: 0 | 0 |  | 0 | 0 | 0 | 19725 | 0 | 0 | 0 |  | 0 | 1880 | 1880 | 1972-05-25 | #NAME? | #NAME? | #NAME?
1972-05-26 | 1972 | 5 | 147 | 26 | 6 | 6.1 | 4.1045 | 25.5 | 0 | 0 | 0 | #NAME? | #NAME? | #NAME? | #NAME? | #NAME? | #NAME? | FALSE | 18.6 | FALSE | TRUE | #NAME? | #NAME? | #NAME? | #NAME? | #NAME? | #NAME? | #NAME? | #NAME? | #NAME? | #NAME? |  |  | 1: 0; 2: 0; 3: 0; 4: 0 | 0 |  | 0 | 0 | 0 | 19725 | 0 | 0 | 0 |  | 0 | 1881 | 1881 | 1972-05-26 | #NAME? | #NAME? | #NAME?
1972-05-27 | 1972 | 5 | 148 | 27 | 7 | 3.9 | 4.192 | 0 | 0 | 0 | 0 | #NAME? | #NAME? | #NAME? | #NAME? | #NAME? | #NAME? | FALSE | 18.3 | FALSE | TRUE | #NAME? | #NAME? | #NAME? | #NAME? | #NAME? | #NAME? | #NAME? | #NAME? | #NAME? | #NAME? |  |  | 1: 0; 2: 0; 3: 0; 4: 0 | 0 |  | 0 | 0 | 0 | 19725 | 0 | 0 | 0 |  | 0 | 1882 | 1882 | 1972-05-27 | #NAME? | #NAME? | #NAME?
1972-05-28 | 1972 | 5 | 149 | 28 | 1 | 7.8 | 5.416 | 11.1667 | 0 | 0 | 0 | #NAME? | #NAME? | #NAME? | #NAME? | #NAME? | #NAME? | TRUE | 0 | TRUE | TRUE | #NAME? | #NAME? | #NAME? | #NAME? | #NAME? | #NAME? | #NAME? | #NAME? | #NAME? | #NAME? |  |  | 1: 0; 2: 0; 3: 0; 4: 0 | 0 |  | 0 | 0 | 0 | 19725 | 0 | 0 | 0 |  | 0 | 1883 | 1883 | 1972-05-28 | #NAME? | #NAME? | #NAME?
1972-05-29 | 1972 | 5 | 150 | 29 | 2 | 6.7 | 6.0866 | 12.8333 | 0 | 0 | 0 | #NAME? | #NAME? | #NAME? | #NAME? | #NAME? | #NAME? | FALSE | 0 | TRUE | TRUE | #NAME? | #NAME? | #NAME? | #NAME? | #NAME? | #NAME? | #NAME? | #NAME? | #NAME? | #NAME? |  |  | 1: 0; 2: 0; 3: 4.1549; 4: 9.8219 | 13.9768 |  | 349.0478 | 537.4228 | 554.0442 | 19725 | 13.9768 | 349.0478 | 570.9311 |  | 0 | 1884 | 1884 | 1972-05-29 | #NAME? | #NAME? | #NAME?
1972-05-30 | 1972 | 5 | 151 | 30 | 3 | 8.9 | 6.9278 | 8.5 | 0 | 0 | 0 | #NAME? | #NAME? | #NAME? | #NAME? | #NAME? | #NAME? | TRUE | 0 | TRUE | TRUE | #NAME? | #NAME? | #NAME? | #NAME? | #NAME? | #NAME? | #NAME? | #NAME? | #NAME? | #NAME? |  |  | 1: 16.4755; 2: 30.3701; 3: 0; 4: 0 | 46.8456 |  | 1132.4965 | 1841.5813 | 1906.387 | 19725 | 46.8456 | 1132.4965 | 1852.4038 |  | 0 | 1885 | 1885 | 1972-05-30 | #NAME? | #NAME? | #NAME?
1972-05-31 | 1972 | 5 | 152 | 31 | 4 | 11.1 | 6.4592 | 1.5 | 0 | 0 | 0 | #NAME? | #NAME? | #NAME? | #NAME? | #NAME? | #NAME? | FALSE | 0 | TRUE | TRUE | #NAME? | #NAME? | #NAME? | #NAME? | #NAME? | #NAME? | #NAME? | #NAME? | #NAME? | #NAME? |  |  | 1: 0; 2: 0; 3: 6.6683; 4: 6.0903 | 12.7586 |  | 276.4503 | 425.6457 | 438.81 | 19725 | 12.7586 | 276.4503 | 452.1847 |  | 0 | 1886 | 1886 | 1972-05-31 | #NAME? | #NAME? | #NAME?
1972-06-01 | 1972 | 6 | 153 | 1 | 5 | 12.2 | 6.4798 | 8.6667 | 0 | 0 | 0 | #NAME? | #NAME? | #NAME? | #NAME? | #NAME? | #NAME? | TRUE | 0 | TRUE | TRUE | #NAME? | #NAME? | #NAME? | #NAME? | #NAME? | #NAME? | #NAME? | #NAME? | #NAME? | #NAME? |  |  | 1: 0; 2: 0; 3: 0; 4: 0 | 0 |  | 0 | 0 | 0 | 19726 | 0 | 0 | 0 |  | 0 | 1887 | 1887 | 1972-06-01 | #NAME? | #NAME? | #NAME?
1972-06-02 | 1972 | 6 | 154 | 2 | 6 | 6.7 | 5.4964 | 20 | 0 | 0 | 0 | #NAME? | #NAME? | #NAME? | #NAME? | #NAME? | #NAME? | FALSE | 0 | TRUE | TRUE | #NAME? | #NAME? | #NAME? | #NAME? | #NAME? | #NAME? | #NAME? | #NAME? | #NAME? | #NAME? |  |  | 1: 0; 2: 0; 3: 0; 4: 7.1164 | 7.1164 |  | 208.7485 | 321.4064 | 331.3468 | 19726 | 7.1164 | 208.7485 | 341.4461 |  | 0 | 1888 | 1888 | 1972-06-02 | #NAME? | #NAME? | #NAME?
1972-06-03 | 1972 | 6 | 155 | 3 | 7 | 6.1 | 6.0005 | 9.6667 | 0 | 0 | 0 | #NAME? | #NAME? | #NAME? | #NAME? | #NAME? | #NAME? | FALSE | 0 | TRUE | TRUE | #NAME? | #NAME? | #NAME? | #NAME? | #NAME? | #NAME? | #NAME? | #NAME? | #NAME? | #NAME? |  |  | 1: 0; 2: 0; 3: 0; 4: 0 | 0 |  | 0 | 0 | 0 | 19726 | 0 | 0 | 0 |  | 0 | 1889 | 1889 | 1972-06-03 | #NAME? | #NAME? | #NAME?
1972-06-04 | 1972 | 6 | 156 | 4 | 1 | 13.9 | 7.0374 | 29 | 0 | 0 | 0 | #NAME? | #NAME? | #NAME? | #NAME? | #NAME? | #NAME? | TRUE | 0 | TRUE | TRUE | #NAME? | #NAME? | #NAME? | #NAME? | #NAME? | #NAME? | #NAME? | #NAME? | #NAME? | #NAME? |  |  | 1: 6.5627; 2: 9.5684; 3: 0; 4: 0 | 16.1312 |  | 376.9277 | 611.1924 | 632.5683 | 19726 | 16.1312 | 376.9277 | 616.5338 |  | 0 | 1890 | 1890 | 1972-06-04 | #NAME? | #NAME? | #NAME?
1972-06-05 | 1972 | 6 | 157 | 5 | 2 | 10 | 7.0653 | 12 | 0 | 0 | 0 | #NAME? | #NAME? | #NAME? | #NAME? | #NAME? | #NAME? | FALSE | 0 | TRUE | TRUE | #NAME? | #NAME? | #NAME? | #NAME? | #NAME? | #NAME? | #NAME? | #NAME? | #NAME? | #NAME? |  |  | 1: 0; 2: 0; 3: 7.0644; 4: 10.1939 | 17.2582 |  | 402.6309 | 619.9237 | 639.0966 | 19726 | 17.2582 | 402.6309 | 658.5759 |  | 0 | 1891 | 1891 | 1972-06-05 | #NAME? | #NAME? | #NAME?
1972-06-06 | 1972 | 6 | 158 | 6 | 3 | 11.1 | 7.0246 | 8.3333 | 0 | 0 | 0 | #NAME? | #NAME? | #NAME? | #NAME? | #NAME? | #NAME? | TRUE | 0 | TRUE | TRUE | #NAME? | #NAME? | #NAME? | #NAME? | #NAME? | #NAME? | #NAME? | #NAME? | #NAME? | #NAME? |  |  | 1: 12.2407; 2: 18.4464; 3: 0; 4: 0 | 30.6871 |  | 720.6246 | 1168.994 | 1209.9162 | 19726 | 30.6871 | 720.6246 | 1178.7124 |  | 0 | 1892 | 1892 | 1972-06-06 | #NAME? | #NAME? | #NAME?
1972-06-07 | 1972 | 6 | 159 | 7 | 4 | 10.6 | 6.5189 | 5.8333 | 0 | 0 | 0 | #NAME? | #NAME? | #NAME? | #NAME? | #NAME? | #NAME? | FALSE | 0 | TRUE | TRUE | #NAME? | #NAME? | #NAME? | #NAME? | #NAME? | #NAME? | #NAME? | #NAME? | #NAME? | #NAME? |  |  | 1: 0; 2: 0; 3: 0; 4: 6.1435 | 6.1435 |  | 180.2106 | 277.467 | 286.0485 | 19726 | 6.1435 | 180.2106 | 294.7671 |  | 0 | 1893 | 1893 | 1972-06-07 | #NAME? | #NAME? | #NAME?
1972-06-08 | 1972 | 6 | 160 | 8 | 5 | 11.7 | 3.713 | 15.8333 | 4.9 | 4.9 | 0 | #NAME? | #NAME? | #NAME? | #NAME? | #NAME? | #NAME? | TRUE | 0 | TRUE | TRUE | #NAME? | #NAME? | #NAME? | #NAME? | #NAME? | #NAME? | #NAME? | #NAME? | #NAME? | #NAME? |  |  | 1: 9.0009; 2: 13.2345; 3: 0; 4: 0 | 22.2354 |  | 520.2253 | 843.6426 | 873.1553 | 19726 | 22.2354 | 520.2253 | 850.923 |  | 0 | 1894 | 1894 | 1972-06-08 | #NAME? | #NAME? | #NAME?
1972-06-09 | 1972 | 6 | 161 | 9 | 6 | 14.4 | 2.7527 | 6.3333 | 35.3 | 35.3 | 22.725 | #NAME? | #NAME? | #NAME? | #NAME? | #NAME? | #NAME? | FALSE | 4.9 | TRUE | TRUE | #NAME? | #NAME? | #NAME? | #NAME? | #NAME? | #NAME? | #NAME? | #NAME? | #NAME? | #NAME? |  |  | 1: 0; 2: 0; 3: 0; 4: 5.6276 | 5.6276 |  | 165.0752 | 254.1635 | 262.0242 | 19726 | 5.6276 | 165.0752 | 270.0105 |  | 0 | 1895 | 1895 | 1972-06-09 | #NAME? | #NAME? | #NAME?
1972-06-10 | 1972 | 6 | 162 | 10 | 7 | 15.6 | 4.0718 | 14.6667 | 22.5 | 22.5 | 13.125 | #NAME? | #NAME? | #NAME? | #NAME? | #NAME? | #NAME? | FALSE | 40.2 | FALSE | TRUE | #NAME? | #NAME? | #NAME? | #NAME? | #NAME? | #NAME? | #NAME? | #NAME? | #NAME? | #NAME? |  |  | 1: 0; 2: 0; 3: 0; 4: 0 | 0 |  | 0 | 0 | 0 | 19726 | 0 | 0 | 0 |  | 0 | 1896 | 1896 | 1972-06-10 | #NAME? | #NAME? | #NAME?
1972-06-11 | 1972 | 6 | 163 | 11 | 1 | 10.6 | 3.9926 | 5.1667 | 1.8 | 1.8 | 0 | #NAME? | #NAME? | #NAME? | #NAME? | #NAME? | #NAME? | TRUE | 57.8 | FALSE | TRUE | #NAME? | #NAME? | #NAME? | #NAME? | #NAME? | #NAME? | #NAME? | #NAME? | #NAME? | #NAME? |  |  | 1: 0; 2: 0; 3: 0; 4: 0 | 0 |  | 0 | 0 | 0 | 19726 | 0 | 0 | 0 |  | 0 | 1897 | 1897 | 1972-06-11 | #NAME? | #NAME? | #NAME?
1972-06-12 | 1972 | 6 | 164 | 12 | 2 | 8.3 | 4.7094 | 28.8333 | 0.8 | 0.8 | 0 | #NAME? | #NAME? | #NAME? | #NAME? | #NAME? | #NAME? | FALSE | 24.3 | FALSE | TRUE | #NAME? | #NAME? | #NAME? | #NAME? | #NAME? | #NAME? | #NAME? | #NAME? | #NAME? | #NAME? |  |  | 1: 0; 2: 0; 3: 0; 4: 0 | 0 |  | 0 | 0 | 0 | 19726 | 0 | 0 | 0 |  | 0 | 1898 | 1898 | 1972-06-12 | #NAME? | #NAME? | #NAME?
1972-06-13 | 1972 | 6 | 165 | 13 | 3 | 7.2 | 4.6363 | 26.6667 | 2.1 | 2.1 | 0 | #NAME? | #NAME? | #NAME? | #NAME? | #NAME? | #NAME? | TRUE | 2.6 | TRUE | TRUE | #NAME? | #NAME? | #NAME? | #NAME? | #NAME? | #NAME? | #NAME? | #NAME? | #NAME? | #NAME? |  |  | 1: 3.7998; 2: 5.163; 3: 0; 4: 0 | 8.9627 |  | 207.1766 | 335.6288 | 347.3435 | 19726 | 8.9627 | 207.1766 | 338.875 |  | 0 | 1899 | 1899 | 1972-06-13 | #NAME? | #NAME? | #NAME?
1972-06-14 | 1972 | 6 | 166 | 14 | 4 | 9.4 | 4.2262 | 8.1667 | 0 | 0 | 0 | #NAME? | #NAME? | #NAME? | #NAME? | #NAME? | #NAME? | FALSE | 2.9 | TRUE | TRUE | #NAME? | #NAME? | #NAME? | #NAME? | #NAME? | #NAME? | #NAME? | #NAME? | #NAME? | #NAME? |  |  | 1: 0; 2: 0; 3: 3.8792; 4: 7.4201 | 11.2993 |  | 274.5525 | 422.7237 | 435.7977 | 19726 | 11.2993 | 274.5525 | 449.0805 |  | 0 | 1900 | 1900 | 1972-06-14 | #NAME? | #NAME? | #NAME?
1972-06-15 | 1972 | 6 | 167 | 15 | 5 | 8.3 | 5.0975 | 6.5 | 0 | 0 | 0 | #NAME? | #NAME? | #NAME? | #NAME? | #NAME? | #NAME? | TRUE | 2.1 | TRUE | TRUE | #NAME? | #NAME? | #NAME? | #NAME? | #NAME? | #NAME? | #NAME? | #NAME? | #NAME? | #NAME? |  |  | 1: 9.5227; 2: 11.1586; 3: 0; 4: 0 | 20.6813 |  | 466.9847 | 754.9772 | 781.2111 | 19726 | 20.6813 | 466.9847 | 763.8383 |  | 0 | 1901 | 1901 | 1972-06-15 | #NAME? | #NAME? | #NAME?
1972-06-16 | 1972 | 6 | 168 | 16 | 6 | 10.6 | 5.9337 | 5.8333 | 0 | 0 | 0 | #NAME? | #NAME? | #NAME? | #NAME? | #NAME? | #NAME? | FALSE | 0 | TRUE | TRUE | #NAME? | #NAME? | #NAME? | #NAME? | #NAME? | #NAME? | #NAME? | #NAME? | #NAME? | #NAME? |  |  | 1: 0; 2: 0; 3: 0; 4: 5.0836 | 5.0836 |  | 149.1196 | 229.5969 | 236.6978 | 19726 | 5.0836 | 149.1196 | 243.9123 |  | 0 | 1902 | 1902 | 1972-06-16 | #NAME? | #NAME? | #NAME?
1972-06-17 | 1972 | 6 | 169 | 17 | 7 | 10 | 4.6056 | 28.3333 | 9.7 | 9.7 | 3.525 | #NAME? | #NAME? | #NAME? | #NAME? | #NAME? | #NAME? | FALSE | 0 | TRUE | TRUE | #NAME? | #NAME? | #NAME? | #NAME? | #NAME? | #NAME? | #NAME? | #NAME? | #NAME? | #NAME? |  |  | 1: 0; 2: 0; 3: 2.2513; 4: 0 | 2.2513 |  | 33.0194 | 50.8394 | 52.4117 | 19726 | 2.2513 | 33.0194 | 54.0092 |  | 0 | 1903 | 1903 | 1972-06-17 | #NAME? | #NAME? | #NAME?
1972-06-18 | 1972 | 6 | 170 | 18 | 1 | 6.7 | 4.9035 | 27 | 3.3 | 3.3 | 0 | #NAME? | #NAME? | #NAME? | #NAME? | #NAME? | #NAME? | TRUE | 9.7 | TRUE | TRUE | #NAME? | #NAME? | #NAME? | #NAME? | #NAME? | #NAME? | #NAME? | #NAME? | #NAME? | #NAME? |  |  | 1: 7.1887; 2: 8.5348; 3: 0; 4: 0 | 15.7235 |  | 355.7887 | 575.3131 | 595.3123 | 19726 | 15.7235 | 355.7887 | 581.9571 |  | 0 | 1904 | 1904 | 1972-06-18 | #NAME? | #NAME? | #NAME?
1972-06-19 | 1972 | 6 | 171 | 19 | 2 | 7.2 | 4.4823 | 4 | 0 | 0 | 0 | #NAME? | #NAME? | #NAME? | #NAME? | #NAME? | #NAME? | FALSE | 13 | FALSE | TRUE | #NAME? | #NAME? | #NAME? | #NAME? | #NAME? | #NAME? | #NAME? | #NAME? | #NAME? | #NAME? |  |  | 1: 0; 2: 0; 3: 0; 4: 0 | 0 |  | 0 | 0 | 0 | 19726 | 0 | 0 | 0 |  | 0 | 1905 | 1905 | 1972-06-19 | #NAME? | #NAME? | #NAME?
1972-06-20 | 1972 | 6 | 172 | 20 | 3 | 8.3 | 5.1734 | 5.8333 | 0 | 0 | 0 | #NAME? | #NAME? | #NAME? | #NAME? | #NAME? | #NAME? | TRUE | 3.3 | TRUE | TRUE | #NAME? | #NAME? | #NAME? | #NAME? | #NAME? | #NAME? | #NAME? | #NAME? | #NAME? | #NAME? |  |  | 1: 5.0203; 2: 5.9722; 3: 0; 4: 0 | 10.9925 |  | 248.8149 | 402.3468 | 416.3341 | 19726 | 10.9925 | 248.8149 | 406.9819 |  | 0 | 1906 | 1906 | 1972-06-20 | #NAME? | #NAME? | #NAME?
1972-06-21 | 1972 | 6 | 173 | 21 | 4 | 7.8 | 3.4426 | 8.1667 | 0.6 | 0.6 | 0 | #NAME? | #NAME? | #NAME? | #NAME? | #NAME? | #NAME? | FALSE | 0 | TRUE | TRUE | #NAME? | #NAME? | #NAME? | #NAME? | #NAME? | #NAME? | #NAME? | #NAME? | #NAME? | #NAME? |  |  | 1: 0; 2: 0; 3: 0; 4: 10.2099 | 10.2099 |  | 299.49 | 461.1196 | 475.381 | 19726 | 10.2099 | 299.49 | 489.8704 |  | 0 | 1907 | 1907 | 1972-06-21 | #NAME? | #NAME? | #NAME?
1972-06-22 | 1972 | 6 | 174 | 22 | 5 | 9.4 | 3.7281 | 11 | 1.3 | 1.3 | 0 | #NAME? | #NAME? | #NAME? | #NAME? | #NAME? | #NAME? | TRUE | 0.6 | TRUE | TRUE | #NAME? | #NAME? | #NAME? | #NAME? | #NAME? | #NAME? | #NAME? | #NAME? | #NAME? | #NAME? |  |  | 1: 0; 2: 0; 3: 0; 4: 0 | 0 |  | 0 | 0 | 0 | 19726 | 0 | 0 | 0 |  | 0 | 1908 | 1908 | 1972-06-22 | #NAME? | #NAME? | #NAME?
1972-06-23 | 1972 | 6 | 175 | 23 | 6 | 11.1 | 3.5504 | 20.8333 | 24.7 | 24.7 | 14.775 | #NAME? | #NAME? | #NAME? | #NAME? | #NAME? | #NAME? | FALSE | 1.9 | TRUE | TRUE | #NAME? | #NAME? | #NAME? | #NAME? | #NAME? | #NAME? | #NAME? | #NAME? | #NAME? | #NAME? |  |  | 1: 0; 2: 0; 3: 0; 4: 4.3304 | 4.3304 |  | 127.0263 | 195.5801 | 201.629 | 19726 | 4.3304 | 127.0263 | 207.7745 |  | 0 | 1909 | 1909 | 1972-06-23 | #NAME? | #NAME? | #NAME?
1972-06-24 | 1972 | 6 | 176 | 24 | 7 | 11.7 | 4.0796 | 26.3333 | 23.1 | 23.1 | 13.575 | #NAME? | #NAME? | #NAME? | #NAME? | #NAME? | #NAME? | FALSE | 26 | FALSE | TRUE | #NAME? | #NAME? | #NAME? | #NAME? | #NAME? | #NAME? | #NAME? | #NAME? | #NAME? | #NAME? |  |  | 1: 0; 2: 0; 3: 0; 4: 0 | 0 |  | 0 | 0 | 0 | 19726 | 0 | 0 | 0 |  | 0 | 1910 | 1910 | 1972-06-24 | #NAME? | #NAME? | #NAME?
1972-06-25 | 1972 | 6 | 177 | 25 | 1 | 10 | 4.1154 | 22.3333 | 4.6 | 4.6 | 0 | #NAME? | #NAME? | #NAME? | #NAME? | #NAME? | #NAME? | TRUE | 47.8 | FALSE | TRUE | #NAME? | #NAME? | #NAME? | #NAME? | #NAME? | #NAME? | #NAME? | #NAME? | #NAME? | #NAME? |  |  | 1: 0; 2: 0; 3: 0; 4: 0 | 0 |  | 0 | 0 | 0 | 19726 | 0 | 0 | 0 |  | 0 | 1911 | 1911 | 1972-06-25 | #NAME? | #NAME? | #NAME?
1972-06-26 | 1972 | 6 | 178 | 26 | 2 | 8.9 | 4.4192 | 7.6667 | 0 | 0 | 0 | #NAME? | #NAME? | #NAME? | #NAME? | #NAME? | #NAME? | FALSE | 27.7 | FALSE | TRUE | #NAME? | #NAME? | #NAME? | #NAME? | #NAME? | #NAME? | #NAME? | #NAME? | #NAME? | #NAME? |  |  | 1: 0; 2: 0; 3: 0; 4: 0 | 0 |  | 0 | 0 | 0 | 19726 | 0 | 0 | 0 |  | 0 | 1912 | 1912 | 1972-06-26 | #NAME? | #NAME? | #NAME?
1972-06-27 | 1972 | 6 | 179 | 27 | 3 | 13.3 | 6.7906 | 30.5 | 0 | 0 | 0 | #NAME? | #NAME? | #NAME? | #NAME? | #NAME? | #NAME? | TRUE | 4.6 | TRUE | TRUE | #NAME? | #NAME? | #NAME? | #NAME? | #NAME? | #NAME? | #NAME? | #NAME? | #NAME? | #NAME? |  |  | 1: 3.7529; 2: 5.1161; 3: 0; 4: 0 | 8.869 |  | 205.1145 | 332.3026 | 343.9024 | 19726 | 8.869 | 205.1145 | 335.502 |  | 0 | 1913 | 1913 | 1972-06-27 | #NAME? | #NAME? | #NAME?
1972-06-28 | 1972 | 6 | 180 | 28 | 4 | 12.8 | 6.5436 | 12.5 | 0 | 0 | 0 | #NAME? | #NAME? | #NAME? | #NAME? | #NAME? | #NAME? | FALSE | 0 | TRUE | TRUE | #NAME? | #NAME? | #NAME? | #NAME? | #NAME? | #NAME? | #NAME? | #NAME? | #NAME? | #NAME? |  |  | 1: 0; 2: 0; 3: 0; 4: 8.6594 | 8.6594 |  | 254.0093 | 391.0937 | 403.1894 | 19726 | 8.6594 | 254.0093 | 415.4784 |  | 0 | 1914 | 1914 | 1972-06-28 | #NAME? | #NAME? | #NAME?
1972-06-29 | 1972 | 6 | 181 | 29 | 5 | 9.4 | 5.554 | 17.8333 | 0 | 0 | 0 | #NAME? | #NAME? | #NAME? | #NAME? | #NAME? | #NAME? | TRUE | 0 | TRUE | TRUE | #NAME? | #NAME? | #NAME? | #NAME? | #NAME? | #NAME? | #NAME? | #NAME? | #NAME? | #NAME? |  |  | 1: 11.9389; 2: 13.6065; 3: 0; 4: 0 | 25.5454 |  | 574.2275 | 927.9877 | 960.2051 | 19726 | 25.5454 | 574.2275 | 939.2533 |  | 0 | 1915 | 1915 | 1972-06-29 | #NAME? | #NAME? | #NAME?
1972-06-30 | 1972 | 6 | 182 | 30 | 6 | 7.2 | 3.8084 | 7.8333 | 6.4 | 6.4 | 1.05 | #NAME? | #NAME? | #NAME? | #NAME? | #NAME? | #NAME? | FALSE | 0 | TRUE | TRUE | #NAME? | #NAME? | #NAME? | #NAME? | #NAME? | #NAME? | #NAME? | #NAME? | #NAME? | #NAME? |  |  | 1: 0; 2: 0; 3: 0; 4: 5.6836 | 5.6836 |  | 166.7187 | 256.6939 | 264.6328 | 19726 | 5.6836 | 166.7187 | 272.6987 |  | 0 | 1916 | 1916 | 1972-06-30 | #NAME? | #NAME? | #NAME?
1972-07-01 | 1972 | 7 | 183 | 1 | 7 | 5.6 | 4.7747 | 14.3333 | 0 | 0 | 0 | #NAME? | #NAME? | #NAME? | #NAME? | #NAME? | #NAME? | FALSE | 6.4 | TRUE | TRUE | #NAME? | #NAME? | #NAME? | #NAME? | #NAME? | #NAME? | #NAME? | #NAME? | #NAME? | #NAME? |  |  | 1: 0; 2: 0; 3: 0; 4: 0 | 0 |  | 0 | 0 | 0 | 19727 | 0 | 0 | 0 |  | 0 | 1917 | 1917 | 1972-07-01 | #NAME? | #NAME? | #NAME?
1972-07-02 | 1972 | 7 | 184 | 2 | 1 | 6.7 | 3.8903 | 20.8333 | 0 | 0 | 0 | #NAME? | #NAME? | #NAME? | #NAME? | #NAME? | #NAME? | TRUE | 6.4 | TRUE | TRUE | #NAME? | #NAME? | #NAME? | #NAME? | #NAME? | #NAME? | #NAME? | #NAME? | #NAME? | #NAME? |  |  | 1: 9.2441; 2: 12.2475; 3: 0; 4: 0 | 21.4916 |  | 494.8407 | 801.3768 | 829.3272 | 19727 | 21.4916 | 494.8407 | 809.4018 |  | 0 | 1918 | 1918 | 1972-07-02 | #NAME? | #NAME? | #NAME?
1972-07-03 | 1972 | 7 | 185 | 3 | 2 | 4.4 | 3.7642 | 2.5 | 0 | 0 | 0 | #NAME? | #NAME? | #NAME? | #NAME? | #NAME? | #NAME? | FALSE | 0 | TRUE | TRUE | #NAME? | #NAME? | #NAME? | #NAME? | #NAME? | #NAME? | #NAME? | #NAME? | #NAME? | #NAME? |  |  | 1: 0; 2: 0; 3: 9.2651; 4: 7.0457 | 16.3108 |  | 342.563 | 527.4382 | 543.7507 | 19727 | 16.3108 | 342.563 | 560.3239 |  | 0 | 1919 | 1919 | 1972-07-03 | #NAME? | #NAME? | #NAME?
1972-07-04 | 1972 | 7 | 186 | 4 | 3 | 5 | 4.727 | 5.3333 | 0 | 0 | 0 | #NAME? | #NAME? | #NAME? | #NAME? | #NAME? | #NAME? | TRUE | 0 | TRUE | TRUE | #NAME? | #NAME? | #NAME? | #NAME? | #NAME? | #NAME? | #NAME? | #NAME? | #NAME? | #NAME? |  |  | 1: 2.4172; 2: 3.7804; 3: 0; 4: 0 | 6.1975 |  | 146.3424 | 237.5067 | 245.8294 | 19727 | 6.1975 | 146.3424 | 239.3696 |  | 0 | 1920 | 1920 | 1972-07-04 | #NAME? | #NAME? | #NAME?
1972-07-05 | 1972 | 7 | 187 | 5 | 4 | 8.3 | 4.1838 | 13.8333 | 0.3 | 0.3 | 0 | #NAME? | #NAME? | #NAME? | #NAME? | #NAME? | #NAME? | FALSE | 0 | TRUE | TRUE | #NAME? | #NAME? | #NAME? | #NAME? | #NAME? | #NAME? | #NAME? | #NAME? | #NAME? | #NAME? |  |  | 1: 0; 2: 0; 3: 2.2111; 4: 4.8799 | 7.091 |  | 175.5731 | 270.3269 | 278.6875 | 19727 | 7.091 | 175.5731 | 287.1817 |  | 0 | 1921 | 1921 | 1972-07-05 | #NAME? | #NAME? | #NAME?
1972-07-06 | 1972 | 7 | 188 | 6 | 5 | 12.2 | 4.65 | 10 | 2.8 | 2.8 | 0 | #NAME? | #NAME? | #NAME? | #NAME? | #NAME? | #NAME? | TRUE | 0.3 | TRUE | TRUE | #NAME? | #NAME? | #NAME? | #NAME? | #NAME? | #NAME? | #NAME? | #NAME? | #NAME? | #NAME? |  |  | 1: 0; 2: 0; 3: 0; 4: 0 | 0 |  | 0 | 0 | 0 | 19727 | 0 | 0 | 0 |  | 0 | 1922 | 1922 | 1972-07-06 | #NAME? | #NAME? | #NAME?
1972-07-07 | 1972 | 7 | 189 | 7 | 6 | 8.9 | 2.4856 | 19.8333 | 0.9 | 0.9 | 0 | #NAME? | #NAME? | #NAME? | #NAME? | #NAME? | #NAME? | FALSE | 3.1 | TRUE | TRUE | #NAME? | #NAME? | #NAME? | #NAME? | #NAME? | #NAME? | #NAME? | #NAME? | #NAME? | #NAME? |  |  | 1: 0; 2: 0; 3: 0; 4: 4.8586 | 4.8586 |  | 142.5187 | 219.4335 | 226.2201 | 19727 | 4.8586 | 142.5187 | 233.1152 |  | 0 | 1923 | 1923 | 1972-07-07 | #NAME? | #NAME? | #NAME?
1972-07-08 | 1972 | 7 | 190 | 8 | 7 | 10.6 | 4.621 | 11.1667 | 0.3 | 0.3 | 0 | #NAME? | #NAME? | #NAME? | #NAME? | #NAME? | #NAME? | FALSE | 3.7 | TRUE | TRUE | #NAME? | #NAME? | #NAME? | #NAME? | #NAME? | #NAME? | #NAME? | #NAME? | #NAME? | #NAME? |  |  | 1: 0; 2: 0; 3: 0; 4: 0 | 0 |  | 0 | 0 | 0 | 19727 | 0 | 0 | 0 |  | 0 | 1924 | 1924 | 1972-07-08 | #NAME? | #NAME? | #NAME?
1972-07-09 | 1972 | 7 | 191 | 9 | 1 | 10 | 5.9374 | 23 | 0.3 | 0.3 | 0 | #NAME? | #NAME? | #NAME? | #NAME? | #NAME? | #NAME? | TRUE | 1.2 | TRUE | TRUE | #NAME? | #NAME? | #NAME? | #NAME? | #NAME? | #NAME? | #NAME? | #NAME? | #NAME? | #NAME? |  |  | 1: 9.3583; 2: 12.0827; 3: 0; 4: 0 | 21.4409 |  | 491.6792 | 795.9776 | 823.7185 | 19727 | 21.4409 | 491.6792 | 804.2306 |  | 0 | 1925 | 1925 | 1972-07-09 | #NAME? | #NAME? | #NAME?
1972-07-10 | 1972 | 7 | 192 | 10 | 2 | 6.1 | 5.235 | 14.1667 | 0 | 0 | 0 | #NAME? | #NAME? | #NAME? | #NAME? | #NAME? | #NAME? | FALSE | 0.6 | TRUE | TRUE | #NAME? | #NAME? | #NAME? | #NAME? | #NAME? | #NAME? | #NAME? | #NAME? | #NAME? | #NAME? |  |  | 1: 0; 2: 0; 3: 11.5237; 4: 8.0871 | 19.6108 |  | 406.2357 | 625.4741 | 644.8186 | 19727 | 19.6108 | 406.2357 | 664.4723 |  | 0 | 1926 | 1926 | 1972-07-10 | #NAME? | #NAME? | #NAME?
1972-07-11 | 1972 | 7 | 193 | 11 | 3 | 7.2 | 3.7288 | 2.3333 | 1.1 | 1.1 | 0 | #NAME? | #NAME? | #NAME? | #NAME? | #NAME? | #NAME? | TRUE | 0.3 | TRUE | TRUE | #NAME? | #NAME? | #NAME? | #NAME? | #NAME? | #NAME? | #NAME? | #NAME? | #NAME? | #NAME? |  |  | 1: 10.8896; 2: 15.8758; 3: 0; 4: 0 | 26.7654 |  | 625.4039 | 1014.0981 | 1049.5653 | 19727 | 26.7654 | 625.4039 | 1022.9616 |  | 0 | 1927 | 1927 | 1972-07-11 | #NAME? | #NAME? | #NAME?
1972-07-12 | 1972 | 7 | 194 | 12 | 4 | 11.7 | 4.4348 | 5.6667 | 0 | 0 | 0 | #NAME? | #NAME? | #NAME? | #NAME? | #NAME? | #NAME? | FALSE | 1.1 | TRUE | TRUE | #NAME? | #NAME? | #NAME? | #NAME? | #NAME? | #NAME? | #NAME? | #NAME? | #NAME? | #NAME? |  |  | 1: 0; 2: 0; 3: 0; 4: 4.4819 | 4.4819 |  | 131.4704 | 202.4226 | 208.6831 | 19727 | 4.4819 | 131.4704 | 215.0437 |  | 0 | 1928 | 1928 | 1972-07-12 | #NAME? | #NAME? | #NAME?
1972-07-13 | 1972 | 7 | 195 | 13 | 5 | 12.8 | 5.0352 | 19 | 6.2 | 6.2 | 0.9 | #NAME? | #NAME? | #NAME? | #NAME? | #NAME? | #NAME? | TRUE | 1.1 | TRUE | TRUE | #NAME? | #NAME? | #NAME? | #NAME? | #NAME? | #NAME? | #NAME? | #NAME? | #NAME? | #NAME? |  |  | 1: 3.9074; 2: 5.9522; 3: 0; 4: 0 | 9.8596 |  | 231.9065 | 376.2489 | 389.4239 | 19727 | 9.8596 | 231.9065 | 379.3251 |  | 0 | 1929 | 1929 | 1972-07-13 | #NAME? | #NAME? | #NAME?
1972-07-14 | 1972 | 7 | 196 | 14 | 6 | 10 | 4.2193 | 11.3333 | 5.6 | 5.6 | 0.45 | #NAME? | #NAME? | #NAME? | #NAME? | #NAME? | #NAME? | FALSE | 6.2 | TRUE | TRUE | #NAME? | #NAME? | #NAME? | #NAME? | #NAME? | #NAME? | #NAME? | #NAME? | #NAME? | #NAME? |  |  | 1: 0; 2: 0; 3: 0; 4: 4.3085 | 4.3085 |  | 126.3828 | 194.5893 | 200.6076 | 19727 | 4.3085 | 126.3828 | 206.722 |  | 0 | 1930 | 1930 | 1972-07-14 | #NAME? | #NAME? | #NAME?
1972-07-15 | 1972 | 7 | 197 | 15 | 7 | 10 | 4.6372 | 8.5 | 0.5 | 0.5 | 0 | #NAME? | #NAME? | #NAME? | #NAME? | #NAME? | #NAME? | FALSE | 11.8 | FALSE | TRUE | #NAME? | #NAME? | #NAME? | #NAME? | #NAME? | #NAME? | #NAME? | #NAME? | #NAME? | #NAME? |  |  | 1: 0; 2: 0; 3: 0; 4: 0 | 0 |  | 0 | 0 | 0 | 19727 | 0 | 0 | 0 |  | 0 | 1931 | 1931 | 1972-07-15 | #NAME? | #NAME? | #NAME?
1972-07-16 | 1972 | 7 | 198 | 16 | 1 | 11.1 | 4.4022 | 12.6667 | 1.6 | 1.6 | 0 | #NAME? | #NAME? | #NAME? | #NAME? | #NAME? | #NAME? | TRUE | 6.1 | TRUE | TRUE | #NAME? | #NAME? | #NAME? | #NAME? | #NAME? | #NAME? | #NAME? | #NAME? | #NAME? | #NAME? |  |  | 1: 4.3917; 2: 5.0262; 3: 0; 4: 0 | 9.4179 |  | 211.8474 | 342.3796 | 354.2678 | 19727 | 9.4179 | 211.8474 | 346.515 |  | 0 | 1932 | 1932 | 1972-07-16 | #NAME? | #NAME? | #NAME?
1972-07-17 | 1972 | 7 | 199 | 17 | 2 | 8.9 | 3.5184 | 10.1667 | 12.2 | 12.2 | 5.4 | #NAME? | #NAME? | #NAME? | #NAME? | #NAME? | #NAME? | FALSE | 2.1 | TRUE | TRUE | #NAME? | #NAME? | #NAME? | #NAME? | #NAME? | #NAME? | #NAME? | #NAME? | #NAME? | #NAME? |  |  | 1: 0; 2: 0; 3: 0; 4: 7.2517 | 7.2517 |  | 212.7161 | 327.5153 | 337.6446 | 19727 | 7.2517 | 212.7161 | 347.9358 |  | 0 | 1933 | 1933 | 1972-07-17 | #NAME? | #NAME? | #NAME?
1972-07-18 | 1972 | 7 | 200 | 18 | 3 | 6.7 | 3.4662 | 23.1667 | 4.3 | 4.3 | 0 | #NAME? | #NAME? | #NAME? | #NAME? | #NAME? | #NAME? | TRUE | 13.8 | FALSE | TRUE | #NAME? | #NAME? | #NAME? | #NAME? | #NAME? | #NAME? | #NAME? | #NAME? | #NAME? | #NAME? |  |  | 1: 0; 2: 0; 3: 0; 4: 0 | 0 |  | 0 | 0 | 0 | 19727 | 0 | 0 | 0 |  | 0 | 1934 | 1934 | 1972-07-18 | #NAME? | #NAME? | #NAME?
1972-07-19 | 1972 | 7 | 201 | 19 | 4 | 5.6 | 3.8329 | 18.3333 | 1.1 | 1.1 | 0 | #NAME? | #NAME? | #NAME? | #NAME? | #NAME? | #NAME? | FALSE | 16.5 | FALSE | TRUE | #NAME? | #NAME? | #NAME? | #NAME? | #NAME? | #NAME? | #NAME? | #NAME? | #NAME? | #NAME? |  |  | 1: 0; 2: 0; 3: 0; 4: 0 | 0 |  | 0 | 0 | 0 | 19727 | 0 | 0 | 0 |  | 0 | 1935 | 1935 | 1972-07-19 | #NAME? | #NAME? | #NAME?
1972-07-20 | 1972 | 7 | 202 | 20 | 5 | 6.1 | 3.7995 | 6 | 0 | 0 | 0 | #NAME? | #NAME? | #NAME? | #NAME? | #NAME? | #NAME? | TRUE | 5.4 | TRUE | TRUE | #NAME? | #NAME? | #NAME? | #NAME? | #NAME? | #NAME? | #NAME? | #NAME? | #NAME? | #NAME? |  |  | 1: 4.6195; 2: 5.1172; 3: 0; 4: 0 | 9.7368 |  | 217.8589 | 351.9287 | 364.1358 | 19727 | 9.7368 | 217.8589 | 356.3479 |  | 0 | 1936 | 1936 | 1972-07-20 | #NAME? | #NAME? | #NAME?
1972-07-21 | 1972 | 7 | 203 | 21 | 6 | 10 | 2.0668 | 9.3333 | 5.3 | 5.3 | 0.225 | #NAME? | #NAME? | #NAME? | #NAME? | #NAME? | #NAME? | FALSE | 1.1 | TRUE | TRUE | #NAME? | #NAME? | #NAME? | #NAME? | #NAME? | #NAME? | #NAME? | #NAME? | #NAME? | #NAME? |  |  | 1: 0; 2: 0; 3: 0; 4: 8.3842 | 8.3842 |  | 245.9373 | 378.6654 | 390.3767 | 19727 | 8.3842 | 245.9373 | 402.2752 |  | 0 | 1937 | 1937 | 1972-07-21 | #NAME? | #NAME? | #NAME?
1972-07-22 | 1972 | 7 | 204 | 22 | 7 | 7.2 | 2.7872 | 8.6667 | 5.8 | 5.8 | 0.6 | #NAME? | #NAME? | #NAME? | #NAME? | #NAME? | #NAME? | FALSE | 5.3 | TRUE | TRUE | #NAME? | #NAME? | #NAME? | #NAME? | #NAME? | #NAME? | #NAME? | #NAME? | #NAME? | #NAME? |  |  | 1: 0; 2: 0; 3: 10.8227; 4: 0 | 10.8227 |  | 158.7336 | 244.3993 | 251.9581 | 19727 | 10.8227 | 158.7336 | 259.6376 |  | 0 | 1938 | 1938 | 1972-07-22 | #NAME? | #NAME? | #NAME?
1972-07-23 | 1972 | 7 | 205 | 23 | 1 | 7.2 | 4.0679 | 4.1667 | 0 | 0 | 0 | #NAME? | #NAME? | #NAME? | #NAME? | #NAME? | #NAME? | TRUE | 11.1 | FALSE | TRUE | #NAME? | #NAME? | #NAME? | #NAME? | #NAME? | #NAME? | #NAME? | #NAME? | #NAME? | #NAME? |  |  | 1: 0; 2: 0; 3: 0; 4: 0 | 0 |  | 0 | 0 | 0 | 19727 | 0 | 0 | 0 |  | 0 | 1939 | 1939 | 1972-07-23 | #NAME? | #NAME? | #NAME?
1972-07-24 | 1972 | 7 | 206 | 24 | 2 | 8.9 | 3.4214 | 14.8333 | 0 | 0 | 0 | #NAME? | #NAME? | #NAME? | #NAME? | #NAME? | #NAME? | FALSE | 5.8 | TRUE | TRUE | #NAME? | #NAME? | #NAME? | #NAME? | #NAME? | #NAME? | #NAME? | #NAME? | #NAME? | #NAME? |  |  | 1: 0; 2: 0; 3: 3.0992; 4: 5.4503 | 8.5495 |  | 205.3311 | 316.1447 | 325.9223 | 19727 | 8.5495 | 205.3311 | 335.8563 |  | 0 | 1940 | 1940 | 1972-07-24 | #NAME? | #NAME? | #NAME?
1972-07-25 | 1972 | 7 | 207 | 25 | 3 | 12.8 | 3.2722 | 8.6667 | 21.8 | 21.8 | 12.6 | #NAME? | #NAME? | #NAME? | #NAME? | #NAME? | #NAME? | TRUE | 0 | TRUE | TRUE | #NAME? | #NAME? | #NAME? | #NAME? | #NAME? | #NAME? | #NAME? | #NAME? | #NAME? | #NAME? |  |  | 1: 9.062; 2: 10.8905; 3: 0; 4: 0 | 19.9525 |  | 452.3646 | 731.603 | 757.0447 | 19727 | 19.9525 | 452.3646 | 739.9245 |  | 0 | 1941 | 1941 | 1972-07-25 | #NAME? | #NAME? | #NAME?
1972-07-26 | 1972 | 7 | 208 | 26 | 4 | 11.7 | 3.2726 | 8.3333 | 1.5 | 1.5 | 0 | #NAME? | #NAME? | #NAME? | #NAME? | #NAME? | #NAME? | FALSE | 21.8 | FALSE | TRUE | #NAME? | #NAME? | #NAME? | #NAME? | #NAME? | #NAME? | #NAME? | #NAME? | #NAME? | #NAME? |  |  | 1: 0; 2: 0; 3: 0; 4: 0 | 0 |  | 0 | 0 | 0 | 19727 | 0 | 0 | 0 |  | 0 | 1942 | 1942 | 1972-07-26 | #NAME? | #NAME? | #NAME?
1972-07-27 | 1972 | 7 | 209 | 27 | 5 | 10 | 3.5905 | 6.6667 | 0 | 0 | 0 | #NAME? | #NAME? | #NAME? | #NAME? | #NAME? | #NAME? | TRUE | 23.3 | FALSE | TRUE | #NAME? | #NAME? | #NAME? | #NAME? | #NAME? | #NAME? | #NAME? | #NAME? | #NAME? | #NAME? |  |  | 1: 0; 2: 0; 3: 0; 4: 0 | 0 |  | 0 | 0 | 0 | 19727 | 0 | 0 | 0 |  | 0 | 1943 | 1943 | 1972-07-27 | #NAME? | #NAME? | #NAME?
1972-07-28 | 1972 | 7 | 210 | 28 | 6 | 11.1 | 5.817 | 13.1667 | 0 | 0 | 0 | #NAME? | #NAME? | #NAME? | #NAME? | #NAME? | #NAME? | FALSE | 1.5 | TRUE | TRUE | #NAME? | #NAME? | #NAME? | #NAME? | #NAME? | #NAME? | #NAME? | #NAME? | #NAME? | #NAME? |  |  | 1: 0; 2: 0; 3: 0; 4: 6.0547 | 6.0547 |  | 177.605 | 273.4553 | 281.9127 | 19727 | 6.0547 | 177.605 | 290.5052 |  | 0 | 1944 | 1944 | 1972-07-28 | #NAME? | #NAME? | #NAME?
1972-07-29 | 1972 | 7 | 211 | 29 | 7 | 8.3 | 4.6571 | 6.1667 | 0 | 0 | 0 | #NAME? | #NAME? | #NAME? | #NAME? | #NAME? | #NAME? | FALSE | 0 | TRUE | TRUE | #NAME? | #NAME? | #NAME? | #NAME? | #NAME? | #NAME? | #NAME? | #NAME? | #NAME? | #NAME? |  |  | 1: 0; 2: 0; 3: 5.9412; 4: 0 | 5.9412 |  | 87.1383 | 134.1653 | 138.3147 | 19727 | 5.9412 | 87.1383 | 142.5305 |  | 0 | 1945 | 1945 | 1972-07-29 | #NAME? | #NAME? | #NAME?
1972-07-30 | 1972 | 7 | 212 | 30 | 1 | 12.2 | 3.9868 | 6.5 | 0 | 0 | 0 | #NAME? | #NAME? | #NAME? | #NAME? | #NAME? | #NAME? | TRUE | 0 | TRUE | TRUE | #NAME? | #NAME? | #NAME? | #NAME? | #NAME? | #NAME? | #NAME? | #NAME? | #NAME? | #NAME? |  |  | 1: 5.8478; 2: 7.5808; 3: 0; 4: 0 | 13.4287 |  | 308.1393 | 498.8732 | 516.2616 | 19727 | 13.4287 | 308.1393 | 504.0179 |  | 0 | 1946 | 1946 | 1972-07-30 | #NAME? | #NAME? | #NAME?
1972-07-31 | 1972 | 7 | 213 | 31 | 2 | 10 | 3.9239 | 13 | 0.3 | 0.3 | 0 | #NAME? | #NAME? | #NAME? | #NAME? | #NAME? | #NAME? | FALSE | 0 | TRUE | TRUE | #NAME? | #NAME? | #NAME? | #NAME? | #NAME? | #NAME? | #NAME? | #NAME? | #NAME? | #NAME? |  |  | 1: 0; 2: 0; 3: 1.4506; 4: 7.9535 | 9.4041 |  | 254.5791 | 391.971 | 404.0938 | 19727 | 9.4041 | 254.5791 | 416.4103 |  | 0 | 1947 | 1947 | 1972-07-31 | #NAME? | #NAME? | #NAME?
1972-08-01 | 1972 | 8 | 214 | 1 | 3 | 10.6 | 3.4117 | 20.1667 | 2 | 2 | 0 | #NAME? | #NAME? | #NAME? | #NAME? | #NAME? | #NAME? | TRUE | 0.3 | TRUE | TRUE | #NAME? | #NAME? | #NAME? | #NAME? | #NAME? | #NAME? | #NAME? | #NAME? | #NAME? | #NAME? |  |  | 1: 12.5752; 2: 16.9088; 3: 0; 4: 0 | 29.484 |  | 680.4274 | 1102.1466 | 1140.604 | 19728 | 29.484 | 680.4274 | 1112.9626 |  | 0 | 1948 | 1948 | 1972-08-01 | #NAME? | #NAME? | #NAME?
1972-08-02 | 1972 | 8 | 215 | 2 | 4 | 9.4 | 3.694 | 4.3333 | 0 | 0 | 0 | #NAME? | #NAME? | #NAME? | #NAME? | #NAME? | #NAME? | FALSE | 2.3 | TRUE | TRUE | #NAME? | #NAME? | #NAME? | #NAME? | #NAME? | #NAME? | #NAME? | #NAME? | #NAME? | #NAME? |  |  | 1: 0; 2: 0; 3: 5.752; 4: 4.1564 | 9.9084 |  | 206.2845 | 317.6127 | 327.4358 | 19728 | 9.9084 | 206.2845 | 337.4158 |  | 0 | 1949 | 1949 | 1972-08-02 | #NAME? | #NAME? | #NAME?
1972-08-03 | 1972 | 8 | 216 | 3 | 5 | 6.7 | 4.5308 | 9.3333 | 0 | 0 | 0 | #NAME? | #NAME? | #NAME? | #NAME? | #NAME? | #NAME? | TRUE | 2 | TRUE | TRUE | #NAME? | #NAME? | #NAME? | #NAME? | #NAME? | #NAME? | #NAME? | #NAME? | #NAME? | #NAME? |  |  | 1: 5.9938; 2: 9.4018; 3: 0; 4: 0 | 15.3956 |  | 363.6963 | 590.283 | 610.9693 | 19728 | 15.3956 | 363.6963 | 594.8913 |  | 0 | 1950 | 1950 | 1972-08-03 | #NAME? | #NAME? | #NAME?
1972-08-04 | 1972 | 8 | 217 | 4 | 6 | 9.4 | 4.8991 | 4.8333 | 0 | 0 | 0 | #NAME? | #NAME? | #NAME? | #NAME? | #NAME? | #NAME? | FALSE | 0 | TRUE | TRUE | #NAME? | #NAME? | #NAME? | #NAME? | #NAME? | #NAME? | #NAME? | #NAME? | #NAME? | #NAME? |  |  | 1: 0; 2: 0; 3: 0; 4: 4.772 | 4.772 |  | 139.9776 | 215.521 | 222.1866 | 19728 | 4.772 | 139.9776 | 228.9587 |  | 0 | 1951 | 1951 | 1972-08-04 | #NAME? | #NAME? | #NAME?
1972-08-05 | 1972 | 8 | 218 | 5 | 7 | 11.1 | 4.4447 | 22.6667 | 0 | 0 | 0 | #NAME? | #NAME? | #NAME? | #NAME? | #NAME? | #NAME? | FALSE | 0 | TRUE | TRUE | #NAME? | #NAME? | #NAME? | #NAME? | #NAME? | #NAME? | #NAME? | #NAME? | #NAME? | #NAME? |  |  | 1: 0; 2: 0; 3: 8.0301; 4: 0 | 8.0301 |  | 117.7747 | 181.3356 | 186.9439 | 19728 | 8.0301 | 117.7747 | 192.6418 |  | 0 | 1952 | 1952 | 1972-08-05 | #NAME? | #NAME? | #NAME?
1972-08-06 | 1972 | 8 | 219 | 6 | 1 | 11.1 | 4.9281 | 5.1667 | 0 | 0 | 0 | #NAME? | #NAME? | #NAME? | #NAME? | #NAME? | #NAME? | TRUE | 0 | TRUE | TRUE | #NAME? | #NAME? | #NAME? | #NAME? | #NAME? | #NAME? | #NAME? | #NAME? | #NAME? | #NAME? |  |  | 1: 1.9897; 2: 2.6713; 3: 0; 4: 0 | 4.6611 |  | 107.5422 | 174.1917 | 180.2695 | 19728 | 4.6611 | 107.5422 | 175.9047 |  | 0 | 1953 | 1953 | 1972-08-06 | #NAME? | #NAME? | #NAME?
1972-08-07 | 1972 | 8 | 220 | 7 | 2 | 13.3 | 4.494 | 15.1667 | 0 | 0 | 0 | #NAME? | #NAME? | #NAME? | #NAME? | #NAME? | #NAME? | FALSE | 0 | TRUE | TRUE | #NAME? | #NAME? | #NAME? | #NAME? | #NAME? | #NAME? | #NAME? | #NAME? | #NAME? | #NAME? |  |  | 1: 0; 2: 0; 3: 2.2771; 4: 7.8496 | 10.1267 |  | 263.6518 | 405.9401 | 418.4949 | 19728 | 10.1267 | 263.6518 | 431.2504 |  | 0 | 1954 | 1954 | 1972-08-07 | #NAME? | #NAME? | #NAME?
1972-08-08 | 1972 | 8 | 221 | 8 | 3 | 14.4 | 5.1773 | 10.5 | 12.2 | 12.2 | 5.4 | #NAME? | #NAME? | #NAME? | #NAME? | #NAME? | #NAME? | TRUE | 0 | TRUE | TRUE | #NAME? | #NAME? | #NAME? | #NAME? | #NAME? | #NAME? | #NAME? | #NAME? | #NAME? | #NAME? |  |  | 1: 2.8121; 2: 3.4562; 3: 0; 4: 0 | 6.2683 |  | 142.6252 | 230.7383 | 238.7679 | 19728 | 6.2683 | 142.6252 | 233.2895 |  | 0 | 1955 | 1955 | 1972-08-08 | #NAME? | #NAME? | #NAME?
1972-08-09 | 1972 | 8 | 222 | 9 | 4 | 12.2 | 4.2049 | 11.1667 | 6.4 | 6.4 | 1.05 | #NAME? | #NAME? | #NAME? | #NAME? | #NAME? | #NAME? | FALSE | 12.2 | FALSE | TRUE | #NAME? | #NAME? | #NAME? | #NAME? | #NAME? | #NAME? | #NAME? | #NAME? | #NAME? | #NAME? |  |  | 1: 0; 2: 0; 3: 0; 4: 0 | 0 |  | 0 | 0 | 0 | 19728 | 0 | 0 | 0 |  | 0 | 1956 | 1956 | 1972-08-09 | #NAME? | #NAME? | #NAME?
1972-08-10 | 1972 | 8 | 223 | 10 | 5 | 12.8 | 4.5475 | 9.1667 | 0 | 0 | 0 | #NAME? | #NAME? | #NAME? | #NAME? | #NAME? | #NAME? | TRUE | 18.6 | FALSE | TRUE | #NAME? | #NAME? | #NAME? | #NAME? | #NAME? | #NAME? | #NAME? | #NAME? | #NAME? | #NAME? |  |  | 1: 0; 2: 0; 3: 0; 4: 0 | 0 |  | 0 | 0 | 0 | 19728 | 0 | 0 | 0 |  | 0 | 1957 | 1957 | 1972-08-10 | #NAME? | #NAME? | #NAME?
1972-08-11 | 1972 | 8 | 224 | 11 | 6 | 11.1 | 5.1949 | 20.3333 | 0 | 0 | 0 | #NAME? | #NAME? | #NAME? | #NAME? | #NAME? | #NAME? | FALSE | 6.4 | TRUE | TRUE | #NAME? | #NAME? | #NAME? | #NAME? | #NAME? | #NAME? | #NAME? | #NAME? | #NAME? | #NAME? |  |  | 1: 0; 2: 0; 3: 0; 4: 6.0438 | 6.0438 |  | 177.2854 | 272.9632 | 281.4053 | 19728 | 6.0438 | 177.2854 | 289.9824 |  | 0 | 1958 | 1958 | 1972-08-11 | #NAME? | #NAME? | #NAME?
1972-08-12 | 1972 | 8 | 225 | 12 | 7 | 12.2 | 3.626 | 27.3333 | 3.6 | 3.6 | 0 | #NAME? | #NAME? | #NAME? | #NAME? | #NAME? | #NAME? | FALSE | 0 | TRUE | TRUE | #NAME? | #NAME? | #NAME? | #NAME? | #NAME? | #NAME? | #NAME? | #NAME? | #NAME? | #NAME? |  |  | 1: 0; 2: 0; 3: 3.9824; 4: 0 | 3.9824 |  | 58.4079 | 89.9297 | 92.711 | 19728 | 3.9824 | 58.4079 | 95.5368 |  | 0 | 1959 | 1959 | 1972-08-12 | #NAME? | #NAME? | #NAME?
1972-08-13 | 1972 | 8 | 226 | 13 | 1 | 12.2 | 2.8963 | 7.5 | 3.4 | 3.4 | 0 | #NAME? | #NAME? | #NAME? | #NAME? | #NAME? | #NAME? | TRUE | 3.6 | TRUE | TRUE | #NAME? | #NAME? | #NAME? | #NAME? | #NAME? | #NAME? | #NAME? | #NAME? | #NAME? | #NAME? |  |  | 1: 9.506; 2: 13.9673; 3: 0; 4: 0 | 23.4733 |  | 549.1285 | 890.5064 | 921.6579 | 19728 | 23.4733 | 549.1285 | 898.1994 |  | 0 | 1960 | 1960 | 1972-08-13 | #NAME? | #NAME? | #NAME?
1972-08-14 | 1972 | 8 | 227 | 14 | 2 | 12.8 | 2.6156 | 7.3333 | 0 | 0 | 0 | #NAME? | #NAME? | #NAME? | #NAME? | #NAME? | #NAME? | FALSE | 7 | TRUE | TRUE | #NAME? | #NAME? | #NAME? | #NAME? | #NAME? | #NAME? | #NAME? | #NAME? | #NAME? | #NAME? |  |  | 1: 0; 2: 0; 3: 8.3984; 4: 6.4445 | 14.8429 |  | 312.2147 | 480.7115 | 495.5789 | 19728 | 14.8429 | 312.2147 | 510.6839 |  | 0 | 1961 | 1961 | 1972-08-14 | #NAME? | #NAME? | #NAME?
1972-08-15 | 1972 | 8 | 228 | 15 | 3 | 11.7 | 3.3262 | 0 | 0 | 0 | 0 | #NAME? | #NAME? | #NAME? | #NAME? | #NAME? | #NAME? | TRUE | 3.4 | TRUE | TRUE | #NAME? | #NAME? | #NAME? | #NAME? | #NAME? | #NAME? | #NAME? | #NAME? | #NAME? | #NAME? |  |  | 1: 8.5771; 2: 12.7839; 3: 0; 4: 0 | 21.361 |  | 500.7926 | 812.2698 | 840.6958 | 19728 | 21.361 | 500.7926 | 819.1373 |  | 0 | 1962 | 1962 | 1972-08-15 | #NAME? | #NAME? | #NAME?
1972-08-16 | 1972 | 8 | 229 | 16 | 4 | 12.8 | 3.2212 | 1 | 1 | 1 | 0 | #NAME? | #NAME? | #NAME? | #NAME? | #NAME? | #NAME? | FALSE | 0 | TRUE | TRUE | #NAME? | #NAME? | #NAME? | #NAME? | #NAME? | #NAME? | #NAME? | #NAME? | #NAME? | #NAME? |  |  | 1: 0; 2: 0; 3: 1.903; 4: 4.1094 | 6.0124 |  | 148.4523 | 228.5695 | 235.6386 | 19728 | 6.0124 | 148.4523 | 242.8208 |  | 0 | 1963 | 1963 | 1972-08-16 | #NAME? | #NAME? | #NAME?
1972-08-17 | 1972 | 8 | 230 | 17 | 5 | 7.8 | 3.5085 | 9.6667 | 6.3 | 6.3 | 0.975 | #NAME? | #NAME? | #NAME? | #NAME? | #NAME? | #NAME? | TRUE | 1 | TRUE | TRUE | #NAME? | #NAME? | #NAME? | #NAME? | #NAME? | #NAME? | #NAME? | #NAME? | #NAME? | #NAME? |  |  | 1: 0; 2: 0; 3: 0; 4: 0 | 0 |  | 0 | 0 | 0 | 19728 | 0 | 0 | 0 |  | 0 | 1964 | 1964 | 1972-08-17 | #NAME? | #NAME? | #NAME?
1972-08-18 | 1972 | 8 | 231 | 18 | 6 | 11.1 | 4.285 | 15 | 0 | 0 | 0 | #NAME? | #NAME? | #NAME? | #NAME? | #NAME? | #NAME? | FALSE | 7.3 | TRUE | TRUE | #NAME? | #NAME? | #NAME? | #NAME? | #NAME? | #NAME? | #NAME? | #NAME? | #NAME? | #NAME? |  |  | 1: 0; 2: 0; 3: 0; 4: 3.2347 | 3.2347 |  | 94.8843 | 146.0917 | 150.61 | 19728 | 3.2347 | 94.8843 | 155.2005 |  | 0 | 1965 | 1965 | 1972-08-18 | #NAME? | #NAME? | #NAME?
1972-08-19 | 1972 | 8 | 232 | 19 | 7 | 8.9 | 4.1866 | 9.8333 | 0 | 0 | 0 | #NAME? | #NAME? | #NAME? | #NAME? | #NAME? | #NAME? | FALSE | 6.3 | TRUE | TRUE | #NAME? | #NAME? | #NAME? | #NAME? | #NAME? | #NAME? | #NAME? | #NAME? | #NAME? | #NAME? |  |  | 1: 0; 2: 0; 3: 3.175; 4: 0 | 3.175 |  | 46.5668 | 71.6981 | 73.9156 | 19728 | 3.175 | 46.5668 | 76.1685 |  | 0 | 1966 | 1966 | 1972-08-19 | #NAME? | #NAME? | #NAME?
1972-08-20 | 1972 | 8 | 233 | 20 | 1 | 13.9 | 2.6419 | 13.5 | 19.3 | 19.3 | 10.725 | #NAME? | #NAME? | #NAME? | #NAME? | #NAME? | #NAME? | TRUE | 0 | TRUE | TRUE | #NAME? | #NAME? | #NAME? | #NAME? | #NAME? | #NAME? | #NAME? | #NAME? | #NAME? | #NAME? |  |  | 1: 13.0739; 2: 16.4819; 3: 0; 4: 0 | 29.5558 |  | 675.2185 | 1092.7506 | 1130.807 | 19728 | 29.5558 | 675.2185 | 1104.4426 |  | 0 | 1967 | 1967 | 1972-08-20 | #NAME? | #NAME? | #NAME?
1972-08-21 | 1972 | 8 | 234 | 21 | 2 | 6.7 | 2.981 | 2.3333 | 0 | 0 | 0 | #NAME? | #NAME? | #NAME? | #NAME? | #NAME? | #NAME? | FALSE | 19.3 | FALSE | TRUE | #NAME? | #NAME? | #NAME? | #NAME? | #NAME? | #NAME? | #NAME? | #NAME? | #NAME? | #NAME? |  |  | 1: 0; 2: 0; 3: 0; 4: 0 | 0 |  | 0 | 0 | 0 | 19728 | 0 | 0 | 0 |  | 0 | 1968 | 1968 | 1972-08-21 | #NAME? | #NAME? | #NAME?
1972-08-22 | 1972 | 8 | 235 | 22 | 3 | 10.6 | 3.8625 | 6.3333 | 0 | 0 | 0 | #NAME? | #NAME? | #NAME? | #NAME? | #NAME? | #NAME? | TRUE | 19.3 | FALSE | TRUE | #NAME? | #NAME? | #NAME? | #NAME? | #NAME? | #NAME? | #NAME? | #NAME? | #NAME? | #NAME? |  |  | 1: 0; 2: 0; 3: 0; 4: 0 | 0 |  | 0 | 0 | 0 | 19728 | 0 | 0 | 0 |  | 0 | 1969 | 1969 | 1972-08-22 | #NAME? | #NAME? | #NAME?
1972-08-23 | 1972 | 8 | 236 | 23 | 4 | 12.2 | 3.6568 | 21.6667 | 0 | 0 | 0 | #NAME? | #NAME? | #NAME? | #NAME? | #NAME? | #NAME? | FALSE | 0 | TRUE | TRUE | #NAME? | #NAME? | #NAME? | #NAME? | #NAME? | #NAME? | #NAME? | #NAME? | #NAME? | #NAME? |  |  | 1: 0; 2: 0; 3: 6.6919; 4: 6.0439 | 12.7358 |  | 275.4363 | 424.0845 | 437.2005 | 19728 | 12.7358 | 275.4363 | 450.5261 |  | 0 | 1970 | 1970 | 1972-08-23 | #NAME? | #NAME? | #NAME?
1972-08-24 | 1972 | 8 | 237 | 24 | 5 | 8.3 | 3.2641 | 1 | 0 | 0 | 0 | #NAME? | #NAME? | #NAME? | #NAME? | #NAME? | #NAME? | TRUE | 0 | TRUE | TRUE | #NAME? | #NAME? | #NAME? | #NAME? | #NAME? | #NAME? | #NAME? | #NAME? | #NAME? | #NAME? |  |  | 1: 10.7582; 2: 14.1662; 3: 0; 4: 0 | 24.9244 |  | 573.3285 | 928.4079 | 960.783 | 19728 | 24.9244 | 573.3285 | 937.783 |  | 0 | 1971 | 1971 | 1972-08-24 | #NAME? | #NAME? | #NAME?
1972-08-25 | 1972 | 8 | 238 | 25 | 6 | 10.6 | 3.8648 | 6.5 | 0 | 0 | 0 | #NAME? | #NAME? | #NAME? | #NAME? | #NAME? | #NAME? | FALSE | 0 | TRUE | TRUE | #NAME? | #NAME? | #NAME? | #NAME? | #NAME? | #NAME? | #NAME? | #NAME? | #NAME? | #NAME? |  |  | 1: 0; 2: 0; 3: 0; 4: 4.0753 | 4.0753 |  | 119.5411 | 184.0553 | 189.7478 | 19728 | 4.0753 | 119.5411 | 195.5312 |  | 0 | 1972 | 1972 | 1972-08-25 | #NAME? | #NAME? | #NAME?
1972-08-26 | 1972 | 8 | 239 | 26 | 7 | 10.6 | 4.1736 | 11.3333 | 0 | 0 | 0 | #NAME? | #NAME? | #NAME? | #NAME? | #NAME? | #NAME? | FALSE | 0 | TRUE | TRUE | #NAME? | #NAME? | #NAME? | #NAME? | #NAME? | #NAME? | #NAME? | #NAME? | #NAME? | #NAME? |  |  | 1: 0; 2: 0; 3: 0; 4: 0 | 0 |  | 0 | 0 | 0 | 19728 | 0 | 0 | 0 |  | 0 | 1973 | 1973 | 1972-08-26 | #NAME? | #NAME? | #NAME?
1972-08-27 | 1972 | 8 | 240 | 27 | 1 | 12.2 | 4.2185 | 23.5 | 0 | 0 | 0 | #NAME? | #NAME? | #NAME? | #NAME? | #NAME? | #NAME? | TRUE | 0 | TRUE | TRUE | #NAME? | #NAME? | #NAME? | #NAME? | #NAME? | #NAME? | #NAME? | #NAME? | #NAME? | #NAME? |  |  | 1: 7.2279; 2: 9.9543; 3: 0; 4: 0 | 17.1822 |  | 398.002 | 644.8839 | 667.4016 | 19728 | 17.1822 | 398.002 | 651.0046 |  | 0 | 1974 | 1974 | 1972-08-27 | #NAME? | #NAME? | #NAME?
1972-08-28 | 1972 | 8 | 241 | 28 | 2 | 11.1 | 4.5917 | 4.5 | 0 | 0 | 0 | #NAME? | #NAME? | #NAME? | #NAME? | #NAME? | #NAME? | FALSE | 0 | TRUE | TRUE | #NAME? | #NAME? | #NAME? | #NAME? | #NAME? | #NAME? | #NAME? | #NAME? | #NAME? | #NAME? |  |  | 1: 0; 2: 0; 3: 6.3218; 4: 6.8956 | 13.2174 |  | 294.9915 | 454.1932 | 468.2404 | 19728 | 13.2174 | 294.9915 | 482.5121 |  | 0 | 1975 | 1975 | 1972-08-28 | #NAME? | #NAME? | #NAME?
1972-08-29 | 1972 | 8 | 242 | 29 | 3 | 11.7 | 3.7214 | 11.8333 | 0 | 0 | 0 | #NAME? | #NAME? | #NAME? | #NAME? | #NAME? | #NAME? | TRUE | 0 | TRUE | TRUE | #NAME? | #NAME? | #NAME? | #NAME? | #NAME? | #NAME? | #NAME? | #NAME? | #NAME? | #NAME? |  |  | 1: 0; 2: 0; 3: 0; 4: 0 | 0 |  | 0 | 0 | 0 | 19728 | 0 | 0 | 0 |  | 0 | 1976 | 1976 | 1972-08-29 | #NAME? | #NAME? | #NAME?
1972-08-30 | 1972 | 8 | 243 | 30 | 4 | 3.9 | 4.4243 | 41.6667 | 2.4 | 2.4 | 0 | #NAME? | #NAME? | #NAME? | #NAME? | #NAME? | #NAME? | FALSE | 0 | TRUE | TRUE | #NAME? | #NAME? | #NAME? | #NAME? | #NAME? | #NAME? | #NAME? | #NAME? | #NAME? | #NAME? |  |  | 1: 0; 2: 0; 3: 1.3969; 4: 4.5722 | 5.9692 |  | 154.6068 | 238.0454 | 245.4076 | 19728 | 5.9692 | 154.6068 | 252.8875 |  | 0 | 1977 | 1977 | 1972-08-30 | #NAME? | #NAME? | #NAME?
1972-08-31 | 1972 | 8 | 244 | 31 | 5 | 5 | 3.5536 | 14.5 | 0 | 0 | 0 | #NAME? | #NAME? | #NAME? | #NAME? | #NAME? | #NAME? | TRUE | 2.4 | TRUE | FALSE | #NAME? | #NAME? | #NAME? | #NAME? | #NAME? | #NAME? | #NAME? | #NAME? | #NAME? | #NAME? |  |  | 1: 0; 2: 0; 3: 0; 4: 0 | 0 |  | 0 | 0 | 0 | 19728 | 0 | 0 | 0 |  | 0 | 1978 | 1978 | 1972-08-31 | #NAME? | #NAME? | #NAME?
1972-09-01 | 1972 | 9 | 245 | 1 | 6 | 1.7 | 3.4216 | 0.83333 | 0 | 0 | 0 | #NAME? | #NAME? | #NAME? | #NAME? | #NAME? | #NAME? | FALSE | 2.4 | TRUE | TRUE | #NAME? | #NAME? | #NAME? | #NAME? | #NAME? | #NAME? | #NAME? | #NAME? | #NAME? | #NAME? |  |  | 1: 0; 2: 0; 3: 0; 4: 4.3878 | 4.3878 |  | 128.7096 | 198.1719 | 204.301 | 19729 | 4.3878 | 128.7096 | 210.528 |  | 0 | 1979 | 1979 | 1972-09-01 | #NAME? | #NAME? | #NAME?
1972-09-02 | 1972 | 9 | 246 | 2 | 7 | 7.8 | 3.2296 | 16.3333 | 0 | 0 | 0 | #NAME? | #NAME? | #NAME? | #NAME? | #NAME? | #NAME? | FALSE | 0 | TRUE | TRUE | #NAME? | #NAME? | #NAME? | #NAME? | #NAME? | #NAME? | #NAME? | #NAME? | #NAME? | #NAME? |  |  | 1: 0; 2: 0; 3: 4.2346; 4: 0 | 4.2346 |  | 62.1081 | 95.6267 | 98.5842 | 19729 | 4.2346 | 62.1081 | 101.589 |  | 0 | 1980 | 1980 | 1972-09-02 | #NAME? | #NAME? | #NAME?
1972-09-03 | 1972 | 9 | 247 | 3 | 1 | 7.8 | 3.1488 | 13.8333 | 0 | 0 | 0 | #NAME? | #NAME? | #NAME? | #NAME? | #NAME? | #NAME? | TRUE | 0 | TRUE | TRUE | #NAME? | #NAME? | #NAME? | #NAME? | #NAME? | #NAME? | #NAME? | #NAME? | #NAME? | #NAME? |  |  | 1: 16.2024; 2: 22.8755; 3: 0; 4: 0 | 39.0779 |  | 908.6506 | 1472.7715 | 1524.2337 | 19729 | 39.0779 | 908.6506 | 1486.2631 |  | 0 | 1981 | 1981 | 1972-09-03 | #NAME? | #NAME? | #NAME?
1972-09-04 | 1972 | 9 | 248 | 4 | 2 | 6.1 | 3.0931 | 1.5 | 0 | 0 | 0 | #NAME? | #NAME? | #NAME? | #NAME? | #NAME? | #NAME? | FALSE | 0 | TRUE | TRUE | #NAME? | #NAME? | #NAME? | #NAME? | #NAME? | #NAME? | #NAME? | #NAME? | #NAME? | #NAME? |  |  | 1: 0; 2: 0; 3: 8.5724; 4: 5.7881 | 14.3605 |  | 295.5123 | 454.9951 | 469.0671 | 19729 | 14.3605 | 295.5123 | 483.364 |  | 0 | 1982 | 1982 | 1972-09-04 | #NAME? | #NAME? | #NAME?
1972-09-05 | 1972 | 9 | 249 | 5 | 3 | 5.6 | 3.2589 | 5.6667 | 10.2 | 10.2 | 3.9 | #NAME? | #NAME? | #NAME? | #NAME? | #NAME? | #NAME? | TRUE | 0 | TRUE | FALSE | #NAME? | #NAME? | #NAME? | #NAME? | #NAME? | #NAME? | #NAME? | #NAME? | #NAME? | #NAME? |  |  | 1: 0; 2: 0; 3: 0; 4: 0 | 0 |  | 0 | 0 | 0 | 19729 | 0 | 0 | 0 |  | 0 | 1983 | 1983 | 1972-09-05 | #NAME? | #NAME? | #NAME?
1972-09-06 | 1972 | 9 | 250 | 6 | 4 | 0 | 1.2608 | 25.1667 | 16.8 | 16.8 | 8.85 | #NAME? | #NAME? | #NAME? | #NAME? | #NAME? | #NAME? | FALSE | 10.2 | FALSE | FALSE | #NAME? | #NAME? | #NAME? | #NAME? | #NAME? | #NAME? | #NAME? | #NAME? | #NAME? | #NAME? |  |  | 1: 0; 2: 0; 3: 0; 4: 0 | 0 |  | 0 | 0 | 0 | 19729 | 0 | 0 | 0 |  | 0 | 1984 | 1984 | 1972-09-06 | #NAME? | #NAME? | #NAME?
1972-09-07 | 1972 | 9 | 251 | 7 | 5 | 2.8 | 1.5218 | 14.3333 | 0 | 0 | 0 | #NAME? | #NAME? | #NAME? | #NAME? | #NAME? | #NAME? | TRUE | 27 | FALSE | FALSE | #NAME? | #NAME? | #NAME? | #NAME? | #NAME? | #NAME? | #NAME? | #NAME? | #NAME? | #NAME? |  |  | 1: 0; 2: 0; 3: 0; 4: 0 | 0 |  | 0 | 0 | 0 | 19729 | 0 | 0 | 0 |  | 0 | 1985 | 1985 | 1972-09-07 | #NAME? | #NAME? | #NAME?
1972-09-08 | 1972 | 9 | 252 | 8 | 6 | 1.7 | 2.4113 | 2.3333 | 0 | 0 | 0 | #NAME? | #NAME? | #NAME? | #NAME? | #NAME? | #NAME? | FALSE | 16.8 | FALSE | TRUE | #NAME? | #NAME? | #NAME? | #NAME? | #NAME? | #NAME? | #NAME? | #NAME? | #NAME? | #NAME? |  |  | 1: 0; 2: 0; 3: 0; 4: 0 | 0 |  | 0 | 0 | 0 | 19729 | 0 | 0 | 0 |  | 0 | 1986 | 1986 | 1972-09-08 | #NAME? | #NAME? | #NAME?
1972-09-09 | 1972 | 9 | 253 | 9 | 7 | 5.6 | 2.5919 | 9 | 3.3 | 3.3 | 0 | #NAME? | #NAME? | #NAME? | #NAME? | #NAME? | #NAME? | FALSE | 0 | TRUE | TRUE | #NAME? | #NAME? | #NAME? | #NAME? | #NAME? | #NAME? | #NAME? | #NAME? | #NAME? | #NAME? |  |  | 1: 0; 2: 0; 3: 0; 4: 0 | 0 |  | 0 | 0 | 0 | 19729 | 0 | 0 | 0 |  | 0 | 1987 | 1987 | 1972-09-09 | #NAME? | #NAME? | #NAME?
1972-09-10 | 1972 | 9 | 254 | 10 | 1 | 4.4 | 2.369 | 23.1667 | 1 | 1 | 0 | #NAME? | #NAME? | #NAME? | #NAME? | #NAME? | #NAME? | TRUE | 3.3 | TRUE | FALSE | #NAME? | #NAME? | #NAME? | #NAME? | #NAME? | #NAME? | #NAME? | #NAME? | #NAME? | #NAME? |  |  | 1: 0; 2: 0; 3: 0; 4: 0 | 0 |  | 0 | 0 | 0 | 19729 | 0 | 0 | 0 |  | 0 | 1988 | 1988 | 1972-09-10 | #NAME? | #NAME? | #NAME?
1972-09-11 | 1972 | 9 | 255 | 11 | 2 | 2.2 | 2.6771 | 9.8333 | 0 | 0 | 0 | #NAME? | #NAME? | #NAME? | #NAME? | #NAME? | #NAME? | FALSE | 4.3 | TRUE | FALSE | #NAME? | #NAME? | #NAME? | #NAME? | #NAME? | #NAME? | #NAME? | #NAME? | #NAME? | #NAME? |  |  | 1: 0; 2: 0; 3: 0; 4: 0 | 0 |  | 0 | 0 | 0 | 19729 | 0 | 0 | 0 |  | 0 | 1989 | 1989 | 1972-09-11 | #NAME? | #NAME? | #NAME?
1972-09-12 | 1972 | 9 | 256 | 12 | 3 | 0.6 | 2.1336 | 3.5 | 0 | 0 | 0 | #NAME? | #NAME? | #NAME? | #NAME? | #NAME? | #NAME? | TRUE | 1 | TRUE | TRUE | #NAME? | #NAME? | #NAME? | #NAME? | #NAME? | #NAME? | #NAME? | #NAME? | #NAME? | #NAME? |  |  | 1: 9.2062; 2: 11.9326; 3: 0; 4: 0 | 21.1388 |  | 485.0466 | 785.2818 | 812.653 | 19729 | 21.1388 | 485.0466 | 793.3818 |  | 0 | 1990 | 1990 | 1972-09-12 | #NAME? | #NAME? | #NAME?
1972-09-13 | 1972 | 9 | 257 | 13 | 4 | 3.3 | 3.6425 | 2.6667 | 0 | 0 | 0 | #NAME? | #NAME? | #NAME? | #NAME? | #NAME? | #NAME? | FALSE | 0 | TRUE | TRUE | #NAME? | #NAME? | #NAME? | #NAME? | #NAME? | #NAME? | #NAME? | #NAME? | #NAME? | #NAME? |  |  | 1: 0; 2: 0; 3: 0; 4: 9.5048 | 9.5048 |  | 278.8087 | 429.2769 | 442.5536 | 19729 | 9.5048 | 278.8087 | 456.0423 |  | 0 | 1991 | 1991 | 1972-09-13 | #NAME? | #NAME? | #NAME?
1972-09-14 | 1972 | 9 | 258 | 14 | 5 | 11.7 | 4.8123 | 35.1667 | 0 | 0 | 0 | #NAME? | #NAME? | #NAME? | #NAME? | #NAME? | #NAME? | TRUE | 0 | TRUE | TRUE | #NAME? | #NAME? | #NAME? | #NAME? | #NAME? | #NAME? | #NAME? | #NAME? | #NAME? | #NAME? |  |  | 1: 0; 2: 0; 3: 0; 4: 0 | 0 |  | 0 | 0 | 0 | 19729 | 0 | 0 | 0 |  | 0 | 1992 | 1992 | 1972-09-14 | #NAME? | #NAME? | #NAME?
1972-09-15 | 1972 | 9 | 259 | 15 | 6 | 6.7 | 4.4186 | 13.8333 | 0 | 0 | 0 | #NAME? | #NAME? | #NAME? | #NAME? | #NAME? | #NAME? | FALSE | 0 | TRUE | TRUE | #NAME? | #NAME? | #NAME? | #NAME? | #NAME? | #NAME? | #NAME? | #NAME? | #NAME? | #NAME? |  |  | 1: 0; 2: 0; 3: 0; 4: 4.9268 | 4.9268 |  | 144.5185 | 222.5125 | 229.3944 | 19729 | 4.9268 | 144.5185 | 236.3862 |  | 0 | 1993 | 1993 | 1972-09-15 | #NAME? | #NAME? | #NAME?
1972-09-16 | 1972 | 9 | 260 | 16 | 7 | 6.1 | 1.4098 | 7.3333 | 5.1 | 5.1 | 0.075 | #NAME? | #NAME? | #NAME? | #NAME? | #NAME? | #NAME? | FALSE | 0 | TRUE | FALSE | #NAME? | #NAME? | #NAME? | #NAME? | #NAME? | #NAME? | #NAME? | #NAME? | #NAME? | #NAME? |  |  | 1: 0; 2: 0; 3: 0; 4: 0 | 0 |  | 0 | 0 | 0 | 19729 | 0 | 0 | 0 |  | 0 | 1994 | 1994 | 1972-09-16 | #NAME? | #NAME? | #NAME?
1972-09-17 | 1972 | 9 | 261 | 17 | 1 | 2.8 | 1.2414 | 7.8333 | 4.6 | 4.6 | 0 | #NAME? | #NAME? | #NAME? | #NAME? | #NAME? | #NAME? | TRUE | 5.1 | TRUE | FALSE | #NAME? | #NAME? | #NAME? | #NAME? | #NAME? | #NAME? | #NAME? | #NAME? | #NAME? | #NAME? |  |  | 1: 0; 2: 0; 3: 0; 4: 0 | 0 |  | 0 | 0 | 0 | 19729 | 0 | 0 | 0 |  | 0 | 1995 | 1995 | 1972-09-17 | #NAME? | #NAME? | #NAME?
1972-09-18 | 1972 | 9 | 262 | 18 | 2 | 2.8 | 0.99194 | 5 | 0 | 0 | 0 | #NAME? | #NAME? | #NAME? | #NAME? | #NAME? | #NAME? | FALSE | 9.7 | TRUE | FALSE | #NAME? | #NAME? | #NAME? | #NAME? | #NAME? | #NAME? | #NAME? | #NAME? | #NAME? | #NAME? |  |  | 1: 0; 2: 0; 3: 0; 4: 0 | 0 |  | 0 | 0 | 0 | 19729 | 0 | 0 | 0 |  | 0 | 1996 | 1996 | 1972-09-18 | #NAME? | #NAME? | #NAME?
1972-09-19 | 1972 | 9 | 263 | 19 | 3 | 2.8 | 1.4144 | 11.1667 | 1.3 | 1.3 | 0 | #NAME? | #NAME? | #NAME? | #NAME? | #NAME? | #NAME? | TRUE | 4.6 | TRUE | FALSE | #NAME? | #NAME? | #NAME? | #NAME? | #NAME? | #NAME? | #NAME? | #NAME? | #NAME? | #NAME? |  |  | 1: 0; 2: 0; 3: 0; 4: 0 | 0 |  | 0 | 0 | 0 | 19729 | 0 | 0 | 0 |  | 0 | 1997 | 1997 | 1972-09-19 | #NAME? | #NAME? | #NAME?
1972-09-20 | 1972 | 9 | 264 | 20 | 4 | 0.6 | 3.3753 | 48.3333 | 0 | 0 | 0 | #NAME? | #NAME? | #NAME? | #NAME? | #NAME? | #NAME? | FALSE | 1.3 | TRUE | FALSE | #NAME? | #NAME? | #NAME? | #NAME? | #NAME? | #NAME? | #NAME? | #NAME? | #NAME? | #NAME? |  |  | 1: 0; 2: 0; 3: 0; 4: 0 | 0 |  | 0 | 0 | 0 | 19729 | 0 | 0 | 0 |  | 0 | 1998 | 1998 | 1972-09-20 | #NAME? | #NAME? | #NAME?
1972-09-21 | 1972 | 9 | 265 | 21 | 5 | 0 | 4.2619 | 27.1667 | 0 | 0 | 0 | #NAME? | #NAME? | #NAME? | #NAME? | #NAME? | #NAME? | TRUE | 1.3 | TRUE | FALSE | #NAME? | #NAME? | #NAME? | #NAME? | #NAME? | #NAME? | #NAME? | #NAME? | #NAME? | #NAME? |  |  | 1: 0; 2: 0; 3: 0; 4: 0 | 0 |  | 0 | 0 | 0 | 19729 | 0 | 0 | 0 |  | 0 | 1999 | 1999 | 1972-09-21 | #NAME? | #NAME? | #NAME?
1972-09-22 | 1972 | 9 | 266 | 22 | 6 | -1.1 | 1.9546 | 5 | 0 | 0 | 0 | #NAME? | #NAME? | #NAME? | #NAME? | #NAME? | #NAME? | FALSE | 0 | TRUE | FALSE | #NAME? | #NAME? | #NAME? | #NAME? | #NAME? | #NAME? | #NAME? | #NAME? | #NAME? | #NAME? |  |  | 1: 0; 2: 0; 3: 0; 4: 0 | 0 |  | 0 | 0 | 0 | 19729 | 0 | 0 | 0 |  | 0 | 2000 | 2000 | 1972-09-22 | #NAME? | #NAME? | #NAME?
1972-09-23 | 1972 | 9 | 267 | 23 | 7 | -3.9 | 1.1014 | 18.8333 | 6.6 | 6.6 | 1.2 | #NAME? | #NAME? | #NAME? | #NAME? | #NAME? | #NAME? | FALSE | 0 | TRUE | FALSE | #NAME? | #NAME? | #NAME? | #NAME? | #NAME? | #NAME? | #NAME? | #NAME? | #NAME? | #NAME? |  |  | 1: 0; 2: 0; 3: 0; 4: 0 | 0 |  | 0 | 0 | 0 | 19729 | 0 | 0 | 0 |  | 0 | 2001 | 2001 | 1972-09-23 | #NAME? | #NAME? | #NAME?
1972-09-24 | 1972 | 9 | 268 | 24 | 1 | -5.6 | 0.36896 | 14 | 3 | 3 | 0 | #NAME? | #NAME? | #NAME? | #NAME? | #NAME? | #NAME? | TRUE | 6.6 | TRUE | FALSE | #NAME? | #NAME? | #NAME? | #NAME? | #NAME? | #NAME? | #NAME? | #NAME? | #NAME? | #NAME? |  |  | 1: 0; 2: 0; 3: 0; 4: 0 | 0 |  | 0 | 0 | 0 | 19729 | 0 | 0 | 0 |  | 0 | 2002 | 2002 | 1972-09-24 | #NAME? | #NAME? | #NAME?
1972-09-25 | 1972 | 9 | 269 | 25 | 2 | -5.6 | 1.1029 | 15.5 | 0 | 0 | 0 | #NAME? | #NAME? | #NAME? | #NAME? | #NAME? | #NAME? | FALSE | 9.6 | TRUE | FALSE | #NAME? | #NAME? | #NAME? | #NAME? | #NAME? | #NAME? | #NAME? | #NAME? | #NAME? | #NAME? |  |  | 1: 0; 2: 0; 3: 0; 4: 0 | 0 |  | 0 | 0 | 0 | 19729 | 0 | 0 | 0 |  | 0 | 2003 | 2003 | 1972-09-25 | #NAME? | #NAME? | #NAME?
1972-09-26 | 1972 | 9 | 270 | 26 | 3 | -3.9 | 0.76095 | 14.1667 | 2.8 | 2.8 | 0 | #NAME? | #NAME? | #NAME? | #NAME? | #NAME? | #NAME? | TRUE | 3 | TRUE | FALSE | #NAME? | #NAME? | #NAME? | #NAME? | #NAME? | #NAME? | #NAME? | #NAME? | #NAME? | #NAME? |  |  | 1: 0; 2: 0; 3: 0; 4: 0 | 0 |  | 0 | 0 | 0 | 19729 | 0 | 0 | 0 |  | 0 | 2004 | 2004 | 1972-09-26 | #NAME? | #NAME? | #NAME?
1972-09-27 | 1972 | 9 | 271 | 27 | 4 | -4.4 | 0.52677 | 9.6667 | 1.5 | 1.5 | 0 | #NAME? | #NAME? | #NAME? | #NAME? | #NAME? | #NAME? | FALSE | 2.8 | TRUE | FALSE | #NAME? | #NAME? | #NAME? | #NAME? | #NAME? | #NAME? | #NAME? | #NAME? | #NAME? | #NAME? |  |  | 1: 0; 2: 0; 3: 0; 4: 0 | 0 |  | 0 | 0 | 0 | 19729 | 0 | 0 | 0 |  | 0 | 2005 | 2005 | 1972-09-27 | #NAME? | #NAME? | #NAME?
1972-09-28 | 1972 | 9 | 272 | 28 | 5 | -2.8 | 1.1679 | 7.6667 | 0 | 0 | 0 | #NAME? | #NAME? | #NAME? | #NAME? | #NAME? | #NAME? | TRUE | 4.3 | TRUE | FALSE | #NAME? | #NAME? | #NAME? | #NAME? | #NAME? | #NAME? | #NAME? | #NAME? | #NAME? | #NAME? |  |  | 1: 0; 2: 0; 3: 0; 4: 0 | 0 |  | 0 | 0 | 0 | 19729 | 0 | 0 | 0 |  | 0 | 2006 | 2006 | 1972-09-28 | #NAME? | #NAME? | #NAME?
1972-09-29 | 1972 | 9 | 273 | 29 | 6 | -1.1 | 5.0198 | 22.5 | 0 | 0 | 0 | #NAME? | #NAME? | #NAME? | #NAME? | #NAME? | #NAME? | FALSE | 1.5 | TRUE | TRUE | #NAME? | #NAME? | #NAME? | #NAME? | #NAME? | #NAME? | #NAME? | #NAME? | #NAME? | #NAME? |  |  | 1: 0; 2: 0; 3: 0; 4: 10.2519 | 10.2519 |  | 300.7227 | 463.0175 | 477.3377 | 19729 | 10.2519 | 300.7227 | 491.8867 |  | 0 | 2007 | 2007 | 1972-09-29 | #NAME? | #NAME? | #NAME?
1972-09-30 | 1972 | 9 | 274 | 30 | 7 | 11.1 | 4.138 | 32.1667 | 0 | 0 | 0 | #NAME? | #NAME? | #NAME? | #NAME? | #NAME? | #NAME? | FALSE | 0 | TRUE | FALSE | #NAME? | #NAME? | #NAME? | #NAME? | #NAME? | #NAME? | #NAME? | #NAME? | #NAME? | #NAME? |  |  | 1: 0; 2: 0; 3: 0; 4: 0 | 0 |  | 0 | 0 | 0 | 19729 | 0 | 0 | 0 |  | 0 | 2008 | 2008 | 1972-09-30 | #NAME? | #NAME? | #NAME?
1973-05-01 | 1973 | 5 | 121 | 1 | 3 | -4.4 | 2.9456 | 11.8333 | 0 | 0 | 0 | #NAME? | #NAME? | #NAME? | #NAME? | #NAME? | #NAME? | TRUE | 0 | TRUE | FALSE | #NAME? | #NAME? | #NAME? | #NAME? | #NAME? | #NAME? | #NAME? | #NAME? | #NAME? | #NAME? |  |  | 1: 0; 2: 0; 3: 0; 4: 0 | 0 |  | 0 | 0 | 0 | 19735 | 0 | 0 | 0 |  | 0 | 2009 | 2009 | 1973-05-01 | #NAME? | #NAME? | #NAME?
1973-05-02 | 1973 | 5 | 122 | 2 | 4 | -0.6 | 4.2314 | 5.6667 | 0 | 0 | 0 | #NAME? | #NAME? | #NAME? | #NAME? | #NAME? | #NAME? | FALSE | 0 | TRUE | TRUE | #NAME? | #NAME? | #NAME? | #NAME? | #NAME? | #NAME? | #NAME? | #NAME? | #NAME? | #NAME? |  |  | 1: 0; 2: 0; 3: 1.1712; 4: 2.28 | 3.4512 |  | 84.0576 | 129.422 | 133.4248 | 19735 | 3.4512 | 84.0576 | 137.4915 |  | 0 | 2010 | 2010 | 1973-05-02 | #NAME? | #NAME? | #NAME?
1973-05-03 | 1973 | 5 | 123 | 3 | 5 | 5 | 3.7068 | 7.8333 | 5.4 | 5.4 | 0.3 | #NAME? | #NAME? | #NAME? | #NAME? | #NAME? | #NAME? | TRUE | 0 | TRUE | FALSE | #NAME? | #NAME? | #NAME? | #NAME? | #NAME? | #NAME? | #NAME? | #NAME? | #NAME? | #NAME? |  |  | 1: 0; 2: 0; 3: 0; 4: 0 | 0 |  | 0 | 0 | 0 | 19735 | 0 | 0 | 0 |  | 0 | 2011 | 2011 | 1973-05-03 | #NAME? | #NAME? | #NAME?
1973-05-04 | 1973 | 5 | 124 | 4 | 6 | 1.7 | 2.9767 | 12.5 | 1.3 | 1.3 | 0 | #NAME? | #NAME? | #NAME? | #NAME? | #NAME? | #NAME? | FALSE | 5.4 | TRUE | FALSE | #NAME? | #NAME? | #NAME? | #NAME? | #NAME? | #NAME? | #NAME? | #NAME? | #NAME? | #NAME? |  |  | 1: 0; 2: 0; 3: 0; 4: 0 | 0 |  | 0 | 0 | 0 | 19735 | 0 | 0 | 0 |  | 0 | 2012 | 2012 | 1973-05-04 | #NAME? | #NAME? | #NAME?
1973-05-05 | 1973 | 5 | 125 | 5 | 7 | 2.8 | 2.7527 | 3.6667 | 0.3 | 0.3 | 0 | #NAME? | #NAME? | #NAME? | #NAME? | #NAME? | #NAME? | FALSE | 6.7 | TRUE | FALSE | #NAME? | #NAME? | #NAME? | #NAME? | #NAME? | #NAME? | #NAME? | #NAME? | #NAME? | #NAME? |  |  | 1: 0; 2: 0; 3: 0; 4: 0 | 0 |  | 0 | 0 | 0 | 19735 | 0 | 0 | 0 |  | 0 | 2013 | 2013 | 1973-05-05 | #NAME? | #NAME? | #NAME?
1973-05-06 | 1973 | 5 | 126 | 6 | 1 | 2.8 | 4.7841 | 14.1667 | 0 | 0 | 0 | #NAME? | #NAME? | #NAME? | #NAME? | #NAME? | #NAME? | TRUE | 1.6 | TRUE | FALSE | #NAME? | #NAME? | #NAME? | #NAME? | #NAME? | #NAME? | #NAME? | #NAME? | #NAME? | #NAME? |  |  | 1: 0; 2: 0; 3: 0; 4: 0 | 0 |  | 0 | 0 | 0 | 19735 | 0 | 0 | 0 |  | 0 | 2014 | 2014 | 1973-05-06 | #NAME? | #NAME? | #NAME?
1973-05-07 | 1973 | 5 | 127 | 7 | 2 | 2.2 | 4.6845 | 16.6667 | 0 | 0 | 0 | #NAME? | #NAME? | #NAME? | #NAME? | #NAME? | #NAME? | FALSE | 0.3 | TRUE | TRUE | #NAME? | #NAME? | #NAME? | #NAME? | #NAME? | #NAME? | #NAME? | #NAME? | #NAME? | #NAME? |  |  | 1: 0; 2: 0; 3: 4.2563; 4: 9.8485 | 14.1048 |  | 351.3139 | 540.9118 | 557.641 | 19735 | 14.1048 | 351.3139 | 574.6376 |  | 0 | 2015 | 2015 | 1973-05-07 | #NAME? | #NAME? | #NAME?
1973-05-08 | 1973 | 5 | 128 | 8 | 3 | 4.4 | 3.5948 | 7.6667 | 0 | 0 | 0 | #NAME? | #NAME? | #NAME? | #NAME? | #NAME? | #NAME? | TRUE | 0 | TRUE | FALSE | #NAME? | #NAME? | #NAME? | #NAME? | #NAME? | #NAME? | #NAME? | #NAME? | #NAME? | #NAME? |  |  | 1: 0; 2: 0; 3: 0; 4: 0 | 0 |  | 0 | 0 | 0 | 19735 | 0 | 0 | 0 |  | 0 | 2016 | 2016 | 1973-05-08 | #NAME? | #NAME? | #NAME?
1973-05-09 | 1973 | 5 | 129 | 9 | 4 | 2.8 | 4.9857 | 30.6667 | 0 | 0 | 0 | #NAME? | #NAME? | #NAME? | #NAME? | #NAME? | #NAME? | FALSE | 0 | TRUE | FALSE | #NAME? | #NAME? | #NAME? | #NAME? | #NAME? | #NAME? | #NAME? | #NAME? | #NAME? | #NAME? |  |  | 1: 0; 2: 0; 3: 0; 4: 0 | 0 |  | 0 | 0 | 0 | 19735 | 0 | 0 | 0 |  | 0 | 2017 | 2017 | 1973-05-09 | #NAME? | #NAME? | #NAME?
1973-05-10 | 1973 | 5 | 130 | 10 | 5 | 1.1 | 3.5458 | 21.1667 | 0 | 0 | 0 | #NAME? | #NAME? | #NAME? | #NAME? | #NAME? | #NAME? | TRUE | 0 | TRUE | FALSE | #NAME? | #NAME? | #NAME? | #NAME? | #NAME? | #NAME? | #NAME? | #NAME? | #NAME? | #NAME? |  |  | 1: 0; 2: 0; 3: 0; 4: 0 | 0 |  | 0 | 0 | 0 | 19735 | 0 | 0 | 0 |  | 0 | 2018 | 2018 | 1973-05-10 | #NAME? | #NAME? | #NAME?
1973-05-11 | 1973 | 5 | 131 | 11 | 6 | 1.7 | 4.1095 | 12.5 | 0 | 0 | 0 | #NAME? | #NAME? | #NAME? | #NAME? | #NAME? | #NAME? | FALSE | 0 | TRUE | FALSE | #NAME? | #NAME? | #NAME? | #NAME? | #NAME? | #NAME? | #NAME? | #NAME? | #NAME? | #NAME? |  |  | 1: 0; 2: 0; 3: 0; 4: 0 | 0 |  | 0 | 0 | 0 | 19735 | 0 | 0 | 0 |  | 0 | 2019 | 2019 | 1973-05-11 | #NAME? | #NAME? | #NAME?
1973-05-12 | 1973 | 5 | 132 | 12 | 7 | -2.8 | 5.3333 | 2.3333 | 0 | 0 | 0 | #NAME? | #NAME? | #NAME? | #NAME? | #NAME? | #NAME? | FALSE | 0 | TRUE | TRUE | #NAME? | #NAME? | #NAME? | #NAME? | #NAME? | #NAME? | #NAME? | #NAME? | #NAME? | #NAME? |  |  | 1: 0; 2: 0; 3: 2.3033; 4: 0 | 2.3033 |  | 33.7817 | 52.013 | 53.6217 | 19735 | 2.3033 | 33.7817 | 55.256 |  | 0 | 2020 | 2020 | 1973-05-12 | #NAME? | #NAME? | #NAME?
1973-05-13 | 1973 | 5 | 133 | 13 | 1 | 3.9 | 6.1486 | 11 | 0 | 0 | 0 | #NAME? | #NAME? | #NAME? | #NAME? | #NAME? | #NAME? | TRUE | 0 | TRUE | FALSE | #NAME? | #NAME? | #NAME? | #NAME? | #NAME? | #NAME? | #NAME? | #NAME? | #NAME? | #NAME? |  |  | 1: 0; 2: 0; 3: 0; 4: 0 | 0 |  | 0 | 0 | 0 | 19735 | 0 | 0 | 0 |  | 0 | 2021 | 2021 | 1973-05-13 | #NAME? | #NAME? | #NAME?
1973-05-14 | 1973 | 5 | 134 | 14 | 2 | 1.1 | 6.1091 | 3.3333 | 0 | 0 | 0 | #NAME? | #NAME? | #NAME? | #NAME? | #NAME? | #NAME? | FALSE | 0 | TRUE | TRUE | #NAME? | #NAME? | #NAME? | #NAME? | #NAME? | #NAME? | #NAME? | #NAME? | #NAME? | #NAME? |  |  | 1: 0; 2: 0; 3: 4.4942; 4: 12.0768 | 16.571 |  | 420.1673 | 646.9243 | 666.9323 | 19735 | 16.571 | 420.1673 | 687.26 |  | 0 | 2022 | 2022 | 1973-05-14 | #NAME? | #NAME? | #NAME?
1973-05-15 | 1973 | 5 | 135 | 15 | 3 | 7.8 | 6.6582 | 8.3333 | 0 | 0 | 0 | #NAME? | #NAME? | #NAME? | #NAME? | #NAME? | #NAME? | TRUE | 0 | TRUE | TRUE | #NAME? | #NAME? | #NAME? | #NAME? | #NAME? | #NAME? | #NAME? | #NAME? | #NAME? | #NAME? |  |  | 1: 6.8912; 2: 13.1407; 3: 0; 4: 0 | 20.0319 |  | 486.531 | 791.4615 | 819.3361 | 19735 | 20.0319 | 486.531 | 795.8098 |  | 0 | 2023 | 2023 | 1973-05-15 | #NAME? | #NAME? | #NAME?
1973-05-16 | 1973 | 5 | 136 | 16 | 4 | 9.4 | 7.0052 | 8.6667 | 0 | 0 | 0 | #NAME? | #NAME? | #NAME? | #NAME? | #NAME? | #NAME? | FALSE | 0 | TRUE | TRUE | #NAME? | #NAME? | #NAME? | #NAME? | #NAME? | #NAME? | #NAME? | #NAME? | #NAME? | #NAME? |  |  | 1: 0; 2: 0; 3: 4.3346; 4: 5.942 | 10.2766 |  | 237.8737 | 366.25 | 377.5773 | 19735 | 10.2766 | 237.8737 | 389.0856 |  | 0 | 2024 | 2024 | 1973-05-16 | #NAME? | #NAME? | #NAME?
1973-05-17 | 1973 | 5 | 137 | 17 | 5 | 13.9 | 7.4739 | 18.5 | 0 | 0 | 0 | #NAME? | #NAME? | #NAME? | #NAME? | #NAME? | #NAME? | TRUE | 0 | TRUE | TRUE | #NAME? | #NAME? | #NAME? | #NAME? | #NAME? | #NAME? | #NAME? | #NAME? | #NAME? | #NAME? |  |  | 1: 6.093; 2: 10.0648; 3: 0; 4: 0 | 16.1578 |  | 384.599 | 624.6037 | 646.5228 | 19735 | 16.1578 | 384.599 | 629.0815 |  | 0 | 2025 | 2025 | 1973-05-17 | #NAME? | #NAME? | #NAME?
1973-05-18 | 1973 | 5 | 138 | 18 | 6 | 11.1 | 5.1251 | 18.8333 | 0 | 0 | 0 | #NAME? | #NAME? | #NAME? | #NAME? | #NAME? | #NAME? | FALSE | 0 | TRUE | TRUE | #NAME? | #NAME? | #NAME? | #NAME? | #NAME? | #NAME? | #NAME? | #NAME? | #NAME? | #NAME? |  |  | 1: 0; 2: 0; 3: 0; 4: 7.9635 | 7.9635 |  | 233.595 | 359.6621 | 370.7857 | 19735 | 7.9635 | 233.595 | 382.087 |  | 0 | 2026 | 2026 | 1973-05-18 | #NAME? | #NAME? | #NAME?
1973-05-19 | 1973 | 5 | 139 | 19 | 7 | 6.7 | 4.739 | 7 | 0 | 0 | 0 | #NAME? | #NAME? | #NAME? | #NAME? | #NAME? | #NAME? | FALSE | 0 | TRUE | TRUE | #NAME? | #NAME? | #NAME? | #NAME? | #NAME? | #NAME? | #NAME? | #NAME? | #NAME? | #NAME? |  |  | 1: 0; 2: 0; 3: 2.3359; 4: 0 | 2.3359 |  | 34.2593 | 52.7484 | 54.3798 | 19735 | 2.3359 | 34.2593 | 56.0373 |  | 0 | 2027 | 2027 | 1973-05-19 | #NAME? | #NAME? | #NAME?
1973-05-20 | 1973 | 5 | 140 | 20 | 1 | 3.9 | 3.3431 | 12.1667 | 5.4 | 5.4 | 0.3 | #NAME? | #NAME? | #NAME? | #NAME? | #NAME? | #NAME? | TRUE | 0 | TRUE | TRUE | #NAME? | #NAME? | #NAME? | #NAME? | #NAME? | #NAME? | #NAME? | #NAME? | #NAME? | #NAME? |  |  | 1: 0; 2: 0; 3: 0; 4: 0 | 0 |  | 0 | 0 | 0 | 19735 | 0 | 0 | 0 |  | 0 | 2028 | 2028 | 1973-05-20 | #NAME? | #NAME? | #NAME?
1973-05-21 | 1973 | 5 | 141 | 21 | 2 | 4.4 | 4.6363 | 15.6667 | 0.5 | 0.5 | 0 | #NAME? | #NAME? | #NAME? | #NAME? | #NAME? | #NAME? | FALSE | 5.4 | TRUE | TRUE | #NAME? | #NAME? | #NAME? | #NAME? | #NAME? | #NAME? | #NAME? | #NAME? | #NAME? | #NAME? |  |  | 1: 0; 2: 0; 3: 2.0217; 4: 6.5946 | 8.6162 |  | 223.0922 | 343.4911 | 354.1145 | 19735 | 8.6162 | 223.0922 | 364.9078 |  | 0 | 2029 | 2029 | 1973-05-21 | #NAME? | #NAME? | #NAME?
1973-05-22 | 1973 | 5 | 142 | 22 | 3 | 8.3 | 5.9497 | 20.5 | 0 | 0 | 0 | #NAME? | #NAME? | #NAME? | #NAME? | #NAME? | #NAME? | TRUE | 5.9 | TRUE | TRUE | #NAME? | #NAME? | #NAME? | #NAME? | #NAME? | #NAME? | #NAME? | #NAME? | #NAME? | #NAME? |  |  | 1: 6.6001; 2: 11.3268; 3: 0; 4: 0 | 17.927 |  | 429.0558 | 697.1211 | 721.6091 | 19735 | 17.927 | 429.0558 | 701.7987 |  | 0 | 2030 | 2030 | 1973-05-22 | #NAME? | #NAME? | #NAME?
1973-05-23 | 1973 | 5 | 143 | 23 | 4 | 7.2 | 5.9073 | 6.8333 | 0 | 0 | 0 | #NAME? | #NAME? | #NAME? | #NAME? | #NAME? | #NAME? | FALSE | 0.5 | TRUE | TRUE | #NAME? | #NAME? | #NAME? | #NAME? | #NAME? | #NAME? | #NAME? | #NAME? | #NAME? | #NAME? |  |  | 1: 0; 2: 0; 3: 0; 4: 5.8223 | 5.8223 |  | 170.7875 | 262.9585 | 271.0913 | 19735 | 5.8223 | 170.7875 | 279.354 |  | 0 | 2031 | 2031 | 1973-05-23 | #NAME? | #NAME? | #NAME?
1973-05-24 | 1973 | 5 | 144 | 24 | 5 | 9.4 | 5.8812 | 27.6667 | 0.8 | 0.8 | 0 | #NAME? | #NAME? | #NAME? | #NAME? | #NAME? | #NAME? | TRUE | 0 | TRUE | TRUE | #NAME? | #NAME? | #NAME? | #NAME? | #NAME? | #NAME? | #NAME? | #NAME? | #NAME? | #NAME? |  |  | 1: 8.68; 2: 13.788; 3: 0; 4: 0 | 22.4681 |  | 531.7557 | 863.1799 | 893.44 | 19735 | 22.4681 | 531.7557 | 869.7831 |  | 0 | 2032 | 2032 | 1973-05-24 | #NAME? | #NAME? | #NAME?
1973-05-25 | 1973 | 5 | 145 | 25 | 6 | 8.9 | 3.9226 | 8.6667 | 0.6 | 0.6 | 0 | #NAME? | #NAME? | #NAME? | #NAME? | #NAME? | #NAME? | FALSE | 0.8 | TRUE | TRUE | #NAME? | #NAME? | #NAME? | #NAME? | #NAME? | #NAME? | #NAME? | #NAME? | #NAME? | #NAME? |  |  | 1: 0; 2: 0; 3: 0; 4: 6.4837 | 6.4837 |  | 190.1875 | 292.8284 | 301.885 | 19735 | 6.4837 | 190.1875 | 311.0863 |  | 0 | 2033 | 2033 | 1973-05-25 | #NAME? | #NAME? | #NAME?
1973-05-26 | 1973 | 5 | 146 | 26 | 7 | 5.6 | 2.7269 | 23.8333 | 9.5 | 9.5 | 3.375 | #NAME? | #NAME? | #NAME? | #NAME? | #NAME? | #NAME? | FALSE | 1.4 | TRUE | TRUE | #NAME? | #NAME? | #NAME? | #NAME? | #NAME? | #NAME? | #NAME? | #NAME? | #NAME? | #NAME? |  |  | 1: 0; 2: 0; 3: 4.7124; 4: 0 | 4.7124 |  | 69.115 | 106.4152 | 109.7064 | 19735 | 4.7124 | 69.115 | 113.0502 |  | 0 | 2034 | 2034 | 1973-05-26 | #NAME? | #NAME? | #NAME?
1973-05-27 | 1973 | 5 | 147 | 27 | 1 | 5 | 2.7495 | 11.1667 | 1.1 | 1.1 | 0 | #NAME? | #NAME? | #NAME? | #NAME? | #NAME? | #NAME? | TRUE | 10.1 | FALSE | FALSE | #NAME? | #NAME? | #NAME? | #NAME? | #NAME? | #NAME? | #NAME? | #NAME? | #NAME? | #NAME? |  |  | 1: 0; 2: 0; 3: 0; 4: 0 | 0 |  | 0 | 0 | 0 | 19735 | 0 | 0 | 0 |  | 0 | 2035 | 2035 | 1973-05-27 | #NAME? | #NAME? | #NAME?
1973-05-28 | 1973 | 5 | 148 | 28 | 2 | 2.8 | 4.1834 | 7.3333 | 0 | 0 | 0 | #NAME? | #NAME? | #NAME? | #NAME? | #NAME? | #NAME? | FALSE | 10.6 | FALSE | TRUE | #NAME? | #NAME? | #NAME? | #NAME? | #NAME? | #NAME? | #NAME? | #NAME? | #NAME? | #NAME? |  |  | 1: 0; 2: 0; 3: 0; 4: 0 | 0 |  | 0 | 0 | 0 | 19735 | 0 | 0 | 0 |  | 0 | 2036 | 2036 | 1973-05-28 | #NAME? | #NAME? | #NAME?
1973-05-29 | 1973 | 5 | 149 | 29 | 3 | 7.2 | 4.6919 | 10.8333 | 0 | 0 | 0 | #NAME? | #NAME? | #NAME? | #NAME? | #NAME? | #NAME? | TRUE | 1.1 | TRUE | TRUE | #NAME? | #NAME? | #NAME? | #NAME? | #NAME? | #NAME? | #NAME? | #NAME? | #NAME? | #NAME? |  |  | 1: 13.4346; 2: 18.7468; 3: 0; 4: 0 | 32.1814 |  | 746.9463 | 1210.4894 | 1252.7726 | 19735 | 32.1814 | 746.9463 | 1221.7664 |  | 0 | 2037 | 2037 | 1973-05-29 | #NAME? | #NAME? | #NAME?
1973-05-30 | 1973 | 5 | 150 | 30 | 4 | 6.7 | 5.7533 | 2.3333 | 0 | 0 | 0 | #NAME? | #NAME? | #NAME? | #NAME? | #NAME? | #NAME? | FALSE | 0 | TRUE | TRUE | #NAME? | #NAME? | #NAME? | #NAME? | #NAME? | #NAME? | #NAME? | #NAME? | #NAME? | #NAME? |  |  | 1: 0; 2: 0; 3: 0; 4: 8.6736 | 8.6736 |  | 254.4268 | 391.7364 | 403.852 | 19735 | 8.6736 | 254.4268 | 416.1612 |  | 0 | 2038 | 2038 | 1973-05-30 | #NAME? | #NAME? | #NAME?
1973-05-31 | 1973 | 5 | 151 | 31 | 5 | 5 | 4.4402 | 41.1667 | 3.8 | 3.8 | 0 | #NAME? | #NAME? | #NAME? | #NAME? | #NAME? | #NAME? | TRUE | 0 | TRUE | FALSE | #NAME? | #NAME? | #NAME? | #NAME? | #NAME? | #NAME? | #NAME? | #NAME? | #NAME? | #NAME? |  |  | 1: 0; 2: 0; 3: 0; 4: 0 | 0 |  | 0 | 0 | 0 | 19735 | 0 | 0 | 0 |  | 0 | 2039 | 2039 | 1973-05-31 | #NAME? | #NAME? | #NAME?
1973-06-01 | 1973 | 6 | 152 | 1 | 6 | 2.8 | 3.0581 | 7 | 8.4 | 8.4 | 2.55 | #NAME? | #NAME? | #NAME? | #NAME? | #NAME? | #NAME? | FALSE | 3.8 | TRUE | TRUE | #NAME? | #NAME? | #NAME? | #NAME? | #NAME? | #NAME? | #NAME? | #NAME? | #NAME? | #NAME? |  |  | 1: 0; 2: 0; 3: 0; 4: 4.7446 | 4.7446 |  | 139.1736 | 214.2832 | 220.9105 | 19736 | 4.7446 | 139.1736 | 227.6438 |  | 0 | 2040 | 2040 | 1973-06-01 | #NAME? | #NAME? | #NAME?
1973-06-02 | 1973 | 6 | 153 | 2 | 7 | 3.9 | 2.6175 | 16.5 | 10.4 | 10.4 | 4.05 | #NAME? | #NAME? | #NAME? | #NAME? | #NAME? | #NAME? | FALSE | 12.2 | FALSE | TRUE | #NAME? | #NAME? | #NAME? | #NAME? | #NAME? | #NAME? | #NAME? | #NAME? | #NAME? | #NAME? |  |  | 1: 0; 2: 0; 3: 0; 4: 0 | 0 |  | 0 | 0 | 0 | 19736 | 0 | 0 | 0 |  | 0 | 2041 | 2041 | 1973-06-02 | #NAME? | #NAME? | #NAME?
1973-06-03 | 1973 | 6 | 154 | 3 | 1 | 3.9 | 4.3002 | 18.1667 | 0 | 0 | 0 | #NAME? | #NAME? | #NAME? | #NAME? | #NAME? | #NAME? | TRUE | 18.8 | FALSE | TRUE | #NAME? | #NAME? | #NAME? | #NAME? | #NAME? | #NAME? | #NAME? | #NAME? | #NAME? | #NAME? |  |  | 1: 0; 2: 0; 3: 0; 4: 0 | 0 |  | 0 | 0 | 0 | 19736 | 0 | 0 | 0 |  | 0 | 2042 | 2042 | 1973-06-03 | #NAME? | #NAME? | #NAME?
1973-06-04 | 1973 | 6 | 155 | 4 | 2 | 3.9 | 4.8913 | 6.6667 | 0 | 0 | 0 | #NAME? | #NAME? | #NAME? | #NAME? | #NAME? | #NAME? | FALSE | 10.4 | FALSE | TRUE | #NAME? | #NAME? | #NAME? | #NAME? | #NAME? | #NAME? | #NAME? | #NAME? | #NAME? | #NAME? |  |  | 1: 0; 2: 0; 3: 0; 4: 0 | 0 |  | 0 | 0 | 0 | 19736 | 0 | 0 | 0 |  | 0 | 2043 | 2043 | 1973-06-04 | #NAME? | #NAME? | #NAME?
1973-06-05 | 1973 | 6 | 156 | 5 | 3 | 6.1 | 5.4475 | 3.5 | 0 | 0 | 0 | #NAME? | #NAME? | #NAME? | #NAME? | #NAME? | #NAME? | TRUE | 0 | TRUE | TRUE | #NAME? | #NAME? | #NAME? | #NAME? | #NAME? | #NAME? | #NAME? | #NAME? | #NAME? | #NAME? |  |  | 1: 5.6069; 2: 7.1034; 3: 0; 4: 0 | 12.7102 |  | 290.5993 | 470.328 | 486.7102 | 19736 | 12.7102 | 290.5993 | 475.328 |  | 0 | 2044 | 2044 | 1973-06-05 | #NAME? | #NAME? | #NAME?
1973-06-06 | 1973 | 6 | 157 | 6 | 4 | 12.2 | 4.9119 | 6.1667 | 0 | 0 | 0 | #NAME? | #NAME? | #NAME? | #NAME? | #NAME? | #NAME? | FALSE | 0 | TRUE | TRUE | #NAME? | #NAME? | #NAME? | #NAME? | #NAME? | #NAME? | #NAME? | #NAME? | #NAME? | #NAME? |  |  | 1: 0; 2: 0; 3: 2.2717; 4: 10.3134 | 12.5851 |  | 335.8443 | 517.0936 | 533.0862 | 19736 | 12.5851 | 335.8443 | 549.3343 |  | 0 | 2045 | 2045 | 1973-06-06 | #NAME? | #NAME? | #NAME?
1973-06-07 | 1973 | 6 | 158 | 7 | 5 | 11.1 | 6.3054 | 15 | 0 | 0 | 0 | #NAME? | #NAME? | #NAME? | #NAME? | #NAME? | #NAME? | TRUE | 0 | TRUE | TRUE | #NAME? | #NAME? | #NAME? | #NAME? | #NAME? | #NAME? | #NAME? | #NAME? | #NAME? | #NAME? |  |  | 1: 10.8998; 2: 14.3253; 3: 0; 4: 0 | 25.2251 |  | 580.0719 | 939.3033 | 972.0565 | 19736 | 25.2251 | 580.0719 | 948.813 |  | 0 | 2046 | 2046 | 1973-06-07 | #NAME? | #NAME? | #NAME?
1973-06-08 | 1973 | 6 | 159 | 8 | 6 | 8.3 | 5.8391 | 6.6667 | 0 | 0 | 0 | #NAME? | #NAME? | #NAME? | #NAME? | #NAME? | #NAME? | FALSE | 0 | TRUE | FALSE | #NAME? | #NAME? | #NAME? | #NAME? | #NAME? | #NAME? | #NAME? | #NAME? | #NAME? | #NAME? |  |  | 1: 0; 2: 0; 3: 0; 4: 0 | 0 |  | 0 | 0 | 0 | 19736 | 0 | 0 | 0 |  | 0 | 2047 | 2047 | 1973-06-08 | #NAME? | #NAME? | #NAME?
1973-06-09 | 1973 | 6 | 160 | 9 | 7 | 1.7 | 3.9716 | 2.5 | 0.5 | 0.5 | 0 | #NAME? | #NAME? | #NAME? | #NAME? | #NAME? | #NAME? | FALSE | 0 | TRUE | TRUE | #NAME? | #NAME? | #NAME? | #NAME? | #NAME? | #NAME? | #NAME? | #NAME? | #NAME? | #NAME? |  |  | 1: 0; 2: 0; 3: 4.6639; 4: 0 | 4.6639 |  | 68.4038 | 105.3201 | 108.5774 | 19736 | 4.6639 | 68.4038 | 111.8868 |  | 0 | 2048 | 2048 | 1973-06-09 | #NAME? | #NAME? | #NAME?
1973-06-10 | 1973 | 6 | 161 | 10 | 1 | 3.9 | 4.5039 | 17.3333 | 1.6 | 1.6 | 0 | #NAME? | #NAME? | #NAME? | #NAME? | #NAME? | #NAME? | TRUE | 0.5 | TRUE | FALSE | #NAME? | #NAME? | #NAME? | #NAME? | #NAME? | #NAME? | #NAME? | #NAME? | #NAME? | #NAME? |  |  | 1: 0; 2: 0; 3: 0; 4: 0 | 0 |  | 0 | 0 | 0 | 19736 | 0 | 0 | 0 |  | 0 | 2049 | 2049 | 1973-06-10 | #NAME? | #NAME? | #NAME?
1973-06-11 | 1973 | 6 | 162 | 11 | 2 | 2.8 | 3.8971 | 3.3333 | 0 | 0 | 0 | #NAME? | #NAME? | #NAME? | #NAME? | #NAME? | #NAME? | FALSE | 2.1 | TRUE | TRUE | #NAME? | #NAME? | #NAME? | #NAME? | #NAME? | #NAME? | #NAME? | #NAME? | #NAME? | #NAME? |  |  | 1: 0; 2: 0; 3: 3.8184; 4: 11.3639 | 15.1823 |  | 389.344 | 599.4661 | 618.0063 | 19736 | 15.1823 | 389.344 | 636.8428 |  | 0 | 2050 | 2050 | 1973-06-11 | #NAME? | #NAME? | #NAME?
1973-06-12 | 1973 | 6 | 163 | 12 | 3 | 5.6 | 6.2293 | 9.3333 | 0 | 0 | 0 | #NAME? | #NAME? | #NAME? | #NAME? | #NAME? | #NAME? | TRUE | 1.6 | TRUE | TRUE | #NAME? | #NAME? | #NAME? | #NAME? | #NAME? | #NAME? | #NAME? | #NAME? | #NAME? | #NAME? |  |  | 1: 3.0958; 2: 4.1486; 3: 0; 4: 0 | 7.2444 |  | 167.0987 | 270.6518 | 280.0948 | 19736 | 7.2444 | 167.0987 | 273.3202 |  | 0 | 2051 | 2051 | 1973-06-12 | #NAME? | #NAME? | #NAME?
1973-06-13 | 1973 | 6 | 164 | 13 | 4 | 11.1 | 5.469 | 10.6667 | 0 | 0 | 0 | #NAME? | #NAME? | #NAME? | #NAME? | #NAME? | #NAME? | FALSE | 0 | TRUE | TRUE | #NAME? | #NAME? | #NAME? | #NAME? | #NAME? | #NAME? | #NAME? | #NAME? | #NAME? | #NAME? |  |  | 1: 0; 2: 0; 3: 0; 4: 5.7061 | 5.7061 |  | 167.3801 | 257.7122 | 265.6827 | 19736 | 5.7061 | 167.3801 | 273.7805 |  | 0 | 2052 | 2052 | 1973-06-13 | #NAME? | #NAME? | #NAME?
1973-06-14 | 1973 | 6 | 165 | 14 | 5 | 10 | 3.2842 | 22.1667 | 23.6 | 23.6 | 13.95 | #NAME? | #NAME? | #NAME? | #NAME? | #NAME? | #NAME? | TRUE | 0 | TRUE | TRUE | #NAME? | #NAME? | #NAME? | #NAME? | #NAME? | #NAME? | #NAME? | #NAME? | #NAME? | #NAME? |  |  | 1: 0; 2: 0; 3: 0; 4: 0 | 0 |  | 0 | 0 | 0 | 19736 | 0 | 0 | 0 |  | 0 | 2053 | 2053 | 1973-06-14 | #NAME? | #NAME? | #NAME?
1973-06-15 | 1973 | 6 | 166 | 15 | 6 | 8.3 | 4.3587 | 42.3333 | 8.4 | 8.4 | 2.55 | #NAME? | #NAME? | #NAME? | #NAME? | #NAME? | #NAME? | FALSE | 23.6 | FALSE | TRUE | #NAME? | #NAME? | #NAME? | #NAME? | #NAME? | #NAME? | #NAME? | #NAME? | #NAME? | #NAME? |  |  | 1: 0; 2: 0; 3: 0; 4: 0 | 0 |  | 0 | 0 | 0 | 19736 | 0 | 0 | 0 |  | 0 | 2054 | 2054 | 1973-06-15 | #NAME? | #NAME? | #NAME?
1973-06-16 | 1973 | 6 | 167 | 16 | 7 | 7.8 | 6.0024 | 25.1667 | 0 | 0 | 0 | #NAME? | #NAME? | #NAME? | #NAME? | #NAME? | #NAME? | FALSE | 32 | FALSE | TRUE | #NAME? | #NAME? | #NAME? | #NAME? | #NAME? | #NAME? | #NAME? | #NAME? | #NAME? | #NAME? |  |  | 1: 0; 2: 0; 3: 0; 4: 0 | 0 |  | 0 | 0 | 0 | 19736 | 0 | 0 | 0 |  | 0 | 2055 | 2055 | 1973-06-16 | #NAME? | #NAME? | #NAME?
1973-06-17 | 1973 | 6 | 168 | 17 | 1 | 6.7 | 4.204 | 13 | 19.9 | 19.9 | 11.175 | #NAME? | #NAME? | #NAME? | #NAME? | #NAME? | #NAME? | TRUE | 8.4 | TRUE | TRUE | #NAME? | #NAME? | #NAME? | #NAME? | #NAME? | #NAME? | #NAME? | #NAME? | #NAME? | #NAME? |  |  | 1: 0; 2: 0; 3: 0; 4: 0 | 0 |  | 0 | 0 | 0 | 19736 | 0 | 0 | 0 |  | 0 | 2056 | 2056 | 1973-06-17 | #NAME? | #NAME? | #NAME?
1973-06-18 | 1973 | 6 | 169 | 18 | 2 | 6.7 | 4.3788 | 39.8333 | 7.5 | 7.5 | 1.875 | #NAME? | #NAME? | #NAME? | #NAME? | #NAME? | #NAME? | FALSE | 19.9 | FALSE | TRUE | #NAME? | #NAME? | #NAME? | #NAME? | #NAME? | #NAME? | #NAME? | #NAME? | #NAME? | #NAME? |  |  | 1: 0; 2: 0; 3: 0; 4: 0 | 0 |  | 0 | 0 | 0 | 19736 | 0 | 0 | 0 |  | 0 | 2057 | 2057 | 1973-06-18 | #NAME? | #NAME? | #NAME?
1973-06-19 | 1973 | 6 | 170 | 19 | 3 | 6.7 | 5.1159 | 7.3333 | 0 | 0 | 0 | #NAME? | #NAME? | #NAME? | #NAME? | #NAME? | #NAME? | TRUE | 27.4 | FALSE | TRUE | #NAME? | #NAME? | #NAME? | #NAME? | #NAME? | #NAME? | #NAME? | #NAME? | #NAME? | #NAME? |  |  | 1: 0; 2: 0; 3: 0; 4: 0 | 0 |  | 0 | 0 | 0 | 19736 | 0 | 0 | 0 |  | 0 | 2058 | 2058 | 1973-06-19 | #NAME? | #NAME? | #NAME?
1973-06-20 | 1973 | 6 | 171 | 20 | 4 | 7.2 | 5.0856 | 13.5 | 0 | 0 | 0 | #NAME? | #NAME? | #NAME? | #NAME? | #NAME? | #NAME? | FALSE | 7.5 | TRUE | TRUE | #NAME? | #NAME? | #NAME? | #NAME? | #NAME? | #NAME? | #NAME? | #NAME? | #NAME? | #NAME? |  |  | 1: 0; 2: 0; 3: 3.765; 4: 5.6271 | 9.3921 |  | 220.2815 | 339.1636 | 349.6532 | 19736 | 9.3921 | 220.2815 | 360.3104 |  | 0 | 2059 | 2059 | 1973-06-20 | #NAME? | #NAME? | #NAME?
1973-06-21 | 1973 | 6 | 172 | 21 | 5 | 9.4 | 6.1464 | 7.3333 | 0 | 0 | 0 | #NAME? | #NAME? | #NAME? | #NAME? | #NAME? | #NAME? | TRUE | 0 | TRUE | TRUE | #NAME? | #NAME? | #NAME? | #NAME? | #NAME? | #NAME? | #NAME? | #NAME? | #NAME? | #NAME? |  |  | 1: 7.0435; 2: 10.2939; 3: 0; 4: 0 | 17.3374 |  | 405.2589 | 657.1519 | 680.1368 | 19736 | 17.3374 | 405.2589 | 662.8746 |  | 0 | 2060 | 2060 | 1973-06-21 | #NAME? | #NAME? | #NAME?
1973-06-22 | 1973 | 6 | 173 | 22 | 6 | 9.4 | 6.3066 | 4.6667 | 2 | 2 | 0 | #NAME? | #NAME? | #NAME? | #NAME? | #NAME? | #NAME? | FALSE | 0 | TRUE | TRUE | #NAME? | #NAME? | #NAME? | #NAME? | #NAME? | #NAME? | #NAME? | #NAME? | #NAME? | #NAME? |  |  | 1: 0; 2: 0; 3: 0; 4: 6.1776 | 6.1776 |  | 181.2084 | 279.0034 | 287.6323 | 19736 | 6.1776 | 181.2084 | 296.3992 |  | 0 | 2061 | 2061 | 1973-06-22 | #NAME? | #NAME? | #NAME?
1973-06-23 | 1973 | 6 | 174 | 23 | 7 | 17.2 | 6.3928 | 8.1667 | 0 | 0 | 0 | #NAME? | #NAME? | #NAME? | #NAME? | #NAME? | #NAME? | FALSE | 2 | TRUE | TRUE | #NAME? | #NAME? | #NAME? | #NAME? | #NAME? | #NAME? | #NAME? | #NAME? | #NAME? | #NAME? |  |  | 1: 0; 2: 0; 3: 0; 4: 0 | 0 |  | 0 | 0 | 0 | 19736 | 0 | 0 | 0 |  | 0 | 2062 | 2062 | 1973-06-23 | #NAME? | #NAME? | #NAME?
1973-06-24 | 1973 | 6 | 175 | 24 | 1 | 12.8 | 5.929 | 22.3333 | 0 | 0 | 0 | #NAME? | #NAME? | #NAME? | #NAME? | #NAME? | #NAME? | TRUE | 2 | TRUE | TRUE | #NAME? | #NAME? | #NAME? | #NAME? | #NAME? | #NAME? | #NAME? | #NAME? | #NAME? | #NAME? |  |  | 1: 6.2309; 2: 8.0219; 3: 0; 4: 0 | 14.2528 |  | 326.6948 | 528.8642 | 547.2942 | 19736 | 14.2528 | 326.6948 | 534.3686 |  | 0 | 2063 | 2063 | 1973-06-24 | #NAME? | #NAME? | #NAME?
1973-06-25 | 1973 | 6 | 176 | 25 | 2 | 10 | 6.0321 | 9.3333 | 0 | 0 | 0 | #NAME? | #NAME? | #NAME? | #NAME? | #NAME? | #NAME? | FALSE | 0 | TRUE | TRUE | #NAME? | #NAME? | #NAME? | #NAME? | #NAME? | #NAME? | #NAME? | #NAME? | #NAME? | #NAME? |  |  | 1: 0; 2: 0; 3: 7.0622; 4: 10.2456 | 17.3078 |  | 404.1163 | 622.2108 | 641.4544 | 19736 | 17.3078 | 404.1163 | 661.0056 |  | 0 | 2064 | 2064 | 1973-06-25 | #NAME? | #NAME? | #NAME?
1973-06-26 | 1973 | 6 | 177 | 26 | 3 | 10.6 | 6.2048 | 10.3333 | 0 | 0 | 0 | #NAME? | #NAME? | #NAME? | #NAME? | #NAME? | #NAME? | TRUE | 0 | TRUE | TRUE | #NAME? | #NAME? | #NAME? | #NAME? | #NAME? | #NAME? | #NAME? | #NAME? | #NAME? | #NAME? |  |  | 1: 14.5533; 2: 20.4055; 3: 0; 4: 0 | 34.9588 |  | 812.0095 | 1316.0129 | 1361.9885 | 19736 | 34.9588 | 812.0095 | 1328.1891 |  | 0 | 2065 | 2065 | 1973-06-26 | #NAME? | #NAME? | #NAME?
1973-06-27 | 1973 | 6 | 178 | 27 | 4 | 8.3 | 5.7578 | 1 | 0 | 0 | 0 | #NAME? | #NAME? | #NAME? | #NAME? | #NAME? | #NAME? | FALSE | 0 | TRUE | TRUE | #NAME? | #NAME? | #NAME? | #NAME? | #NAME? | #NAME? | #NAME? | #NAME? | #NAME? | #NAME? |  |  | 1: 0; 2: 0; 3: 8.149; 4: 5.6927 | 13.8416 |  | 286.5029 | 441.1235 | 454.7664 | 19736 | 13.8416 | 286.5029 | 468.6275 |  | 0 | 2066 | 2066 | 1973-06-27 | #NAME? | #NAME? | #NAME?
1973-06-28 | 1973 | 6 | 179 | 28 | 5 | 9.4 | 5.6307 | 2.6667 | 0 | 0 | 0 | #NAME? | #NAME? | #NAME? | #NAME? | #NAME? | #NAME? | TRUE | 0 | TRUE | TRUE | #NAME? | #NAME? | #NAME? | #NAME? | #NAME? | #NAME? | #NAME? | #NAME? | #NAME? | #NAME? |  |  | 1: 1.4877; 2: 2.1693; 3: 0; 4: 0 | 3.657 |  | 85.4522 | 138.5619 | 143.408 | 19736 | 3.657 | 85.4522 | 139.7726 |  | 0 | 2067 | 2067 | 1973-06-28 | #NAME? | #NAME? | #NAME?
1973-06-29 | 1973 | 6 | 180 | 29 | 6 | 10 | 4.6142 | 10.8333 | 4.2 | 4.2 | 0 | #NAME? | #NAME? | #NAME? | #NAME? | #NAME? | #NAME? | FALSE | 0 | TRUE | TRUE | #NAME? | #NAME? | #NAME? | #NAME? | #NAME? | #NAME? | #NAME? | #NAME? | #NAME? | #NAME? |  |  | 1: 0; 2: 0; 3: 0; 4: 6.2637 | 6.2637 |  | 183.735 | 282.8936 | 291.6429 | 19736 | 6.2637 | 183.735 | 300.532 |  | 0 | 2068 | 2068 | 1973-06-29 | #NAME? | #NAME? | #NAME?
1973-06-30 | 1973 | 6 | 181 | 30 | 7 | 8.3 | 3.3202 | 30 | 0 | 0 | 0 | #NAME? | #NAME? | #NAME? | #NAME? | #NAME? | #NAME? | FALSE | 4.2 | TRUE | TRUE | #NAME? | #NAME? | #NAME? | #NAME? | #NAME? | #NAME? | #NAME? | #NAME? | #NAME? | #NAME? |  |  | 1: 0; 2: 0; 3: 0; 4: 0 | 0 |  | 0 | 0 | 0 | 19736 | 0 | 0 | 0 |  | 0 | 2069 | 2069 | 1973-06-30 | #NAME? | #NAME? | #NAME?
1973-07-01 | 1973 | 7 | 182 | 1 | 1 | 3.9 | 4.2432 | 19.3333 | 11.5 | 11.5 | 4.875 | #NAME? | #NAME? | #NAME? | #NAME? | #NAME? | #NAME? | TRUE | 4.2 | TRUE | TRUE | #NAME? | #NAME? | #NAME? | #NAME? | #NAME? | #NAME? | #NAME? | #NAME? | #NAME? | #NAME? |  |  | 1: 0; 2: 0; 3: 0; 4: 0 | 0 |  | 0 | 0 | 0 | 19737 | 0 | 0 | 0 |  | 0 | 2070 | 2070 | 1973-07-01 | #NAME? | #NAME? | #NAME?
1973-07-02 | 1973 | 7 | 183 | 2 | 2 | 8.9 | 5.7876 | 28.5 | 0 | 0 | 0 | #NAME? | #NAME? | #NAME? | #NAME? | #NAME? | #NAME? | FALSE | 11.5 | FALSE | TRUE | #NAME? | #NAME? | #NAME? | #NAME? | #NAME? | #NAME? | #NAME? | #NAME? | #NAME? | #NAME? |  |  | 1: 0; 2: 0; 3: 0; 4: 0 | 0 |  | 0 | 0 | 0 | 19737 | 0 | 0 | 0 |  | 0 | 2071 | 2071 | 1973-07-02 | #NAME? | #NAME? | #NAME?
1973-07-03 | 1973 | 7 | 184 | 3 | 3 | 8.3 | 5.5189 | 4.5 | 0 | 0 | 0 | #NAME? | #NAME? | #NAME? | #NAME? | #NAME? | #NAME? | TRUE | 11.5 | FALSE | TRUE | #NAME? | #NAME? | #NAME? | #NAME? | #NAME? | #NAME? | #NAME? | #NAME? | #NAME? | #NAME? |  |  | 1: 0; 2: 0; 3: 0; 4: 0 | 0 |  | 0 | 0 | 0 | 19737 | 0 | 0 | 0 |  | 0 | 2072 | 2072 | 1973-07-03 | #NAME? | #NAME? | #NAME?
1973-07-04 | 1973 | 7 | 185 | 4 | 4 | 12.8 | 6.129 | 11 | 0 | 0 | 0 | #NAME? | #NAME? | #NAME? | #NAME? | #NAME? | #NAME? | FALSE | 0 | TRUE | TRUE | #NAME? | #NAME? | #NAME? | #NAME? | #NAME? | #NAME? | #NAME? | #NAME? | #NAME? | #NAME? |  |  | 1: 0; 2: 0; 3: 6.5916; 4: 8.4986 | 15.0902 |  | 345.9684 | 532.6815 | 549.1562 | 19737 | 15.0902 | 345.9684 | 565.8942 |  | 0 | 2073 | 2073 | 1973-07-04 | #NAME? | #NAME? | #NAME?
1973-07-05 | 1973 | 7 | 186 | 5 | 5 | 10.6 | 3.8643 | 9.8333 | 6.1 | 6.1 | 0.825 | #NAME? | #NAME? | #NAME? | #NAME? | #NAME? | #NAME? | TRUE | 0 | TRUE | TRUE | #NAME? | #NAME? | #NAME? | #NAME? | #NAME? | #NAME? | #NAME? | #NAME? | #NAME? | #NAME? |  |  | 1: 6.7167; 2: 10.9503; 3: 0; 4: 0 | 17.6669 |  | 419.7192 | 681.532 | 705.4406 | 19737 | 17.6669 | 419.7192 | 686.5271 |  | 0 | 2074 | 2074 | 1973-07-05 | #NAME? | #NAME? | #NAME?
1973-07-06 | 1973 | 7 | 187 | 6 | 6 | 7.8 | 3.2933 | 6 | 3.9 | 3.9 | 0 | #NAME? | #NAME? | #NAME? | #NAME? | #NAME? | #NAME? | FALSE | 6.1 | TRUE | TRUE | #NAME? | #NAME? | #NAME? | #NAME? | #NAME? | #NAME? | #NAME? | #NAME? | #NAME? | #NAME? |  |  | 1: 0; 2: 0; 3: 0; 4: 3.8706 | 3.8706 |  | 113.539 | 174.8141 | 180.2207 | 19737 | 3.8706 | 113.539 | 185.7137 |  | 0 | 2075 | 2075 | 1973-07-06 | #NAME? | #NAME? | #NAME?
1973-07-07 | 1973 | 7 | 188 | 7 | 7 | 6.1 | 5.3732 | 9.6667 | 0 | 0 | 0 | #NAME? | #NAME? | #NAME? | #NAME? | #NAME? | #NAME? | FALSE | 10 | FALSE | TRUE | #NAME? | #NAME? | #NAME? | #NAME? | #NAME? | #NAME? | #NAME? | #NAME? | #NAME? | #NAME? |  |  | 1: 0; 2: 0; 3: 0; 4: 0 | 0 |  | 0 | 0 | 0 | 19737 | 0 | 0 | 0 |  | 0 | 2076 | 2076 | 1973-07-07 | #NAME? | #NAME? | #NAME?
1973-07-08 | 1973 | 7 | 189 | 8 | 1 | 6.7 | 5.1164 | 1.8333 | 0 | 0 | 0 | #NAME? | #NAME? | #NAME? | #NAME? | #NAME? | #NAME? | TRUE | 3.9 | TRUE | TRUE | #NAME? | #NAME? | #NAME? | #NAME? | #NAME? | #NAME? | #NAME? | #NAME? | #NAME? | #NAME? |  |  | 1: 5.8904; 2: 9.2223; 3: 0; 4: 0 | 15.1127 |  | 356.9127 | 579.2599 | 599.5588 | 19737 | 15.1127 | 356.9127 | 583.7956 |  | 0 | 2077 | 2077 | 1973-07-08 | #NAME? | #NAME? | #NAME?
1973-07-09 | 1973 | 7 | 190 | 9 | 2 | 7.2 | 5.751 | 10.3333 | 0 | 0 | 0 | #NAME? | #NAME? | #NAME? | #NAME? | #NAME? | #NAME? | FALSE | 0 | TRUE | TRUE | #NAME? | #NAME? | #NAME? | #NAME? | #NAME? | #NAME? | #NAME? | #NAME? | #NAME? | #NAME? |  |  | 1: 0; 2: 0; 3: 6.8146; 4: 8.0493 | 14.8638 |  | 336.0591 | 517.4244 | 533.4272 | 19737 | 14.8638 | 336.0591 | 549.6857 |  | 0 | 2078 | 2078 | 1973-07-09 | #NAME? | #NAME? | #NAME?
1973-07-10 | 1973 | 7 | 191 | 10 | 3 | 7.8 | 7.433 | 5.3333 | 0 | 0 | 0 | #NAME? | #NAME? | #NAME? | #NAME? | #NAME? | #NAME? | TRUE | 0 | TRUE | TRUE | #NAME? | #NAME? | #NAME? | #NAME? | #NAME? | #NAME? | #NAME? | #NAME? | #NAME? | #NAME? |  |  | 1: 2.8325; 2: 4.1633; 3: 0; 4: 0 | 6.9958 |  | 163.6667 | 265.4149 | 274.6997 | 19737 | 6.9958 | 163.6667 | 267.7066 |  | 0 | 2079 | 2079 | 1973-07-10 | #NAME? | #NAME? | #NAME?
1973-07-11 | 1973 | 7 | 192 | 11 | 4 | 11.1 | 7.118 | 17.3333 | 0 | 0 | 0 | #NAME? | #NAME? | #NAME? | #NAME? | #NAME? | #NAME? | FALSE | 0 | TRUE | TRUE | #NAME? | #NAME? | #NAME? | #NAME? | #NAME? | #NAME? | #NAME? | #NAME? | #NAME? | #NAME? |  |  | 1: 0; 2: 0; 3: 0; 4: 6.7827 | 6.7827 |  | 198.9597 | 306.3348 | 315.8091 | 19737 | 6.7827 | 198.9597 | 325.4348 |  | 0 | 2080 | 2080 | 1973-07-11 | #NAME? | #NAME? | #NAME?
1973-07-12 | 1973 | 7 | 193 | 12 | 5 | 10.6 | 6.0791 | 25.5 | 0 | 0 | 0 | #NAME? | #NAME? | #NAME? | #NAME? | #NAME? | #NAME? | TRUE | 0 | TRUE | TRUE | #NAME? | #NAME? | #NAME? | #NAME? | #NAME? | #NAME? | #NAME? | #NAME? | #NAME? | #NAME? |  |  | 1: 9.7402; 2: 15.8171; 3: 0; 4: 0 | 25.5573 |  | 606.8248 | 985.3032 | 1019.8646 | 19737 | 25.5573 | 606.8248 | 992.5723 |  | 0 | 2081 | 2081 | 1973-07-12 | #NAME? | #NAME? | #NAME?
1973-07-13 | 1973 | 7 | 194 | 13 | 6 | 8.9 | 5.2133 | 8.3333 | 0 | 0 | 0 | #NAME? | #NAME? | #NAME? | #NAME? | #NAME? | #NAME? | FALSE | 0 | TRUE | TRUE | #NAME? | #NAME? | #NAME? | #NAME? | #NAME? | #NAME? | #NAME? | #NAME? | #NAME? | #NAME? |  |  | 1: 0; 2: 0; 3: 0; 4: 7.2584 | 7.2584 |  | 212.9136 | 327.8194 | 337.9581 | 19737 | 7.2584 | 212.9136 | 348.2589 |  | 0 | 2082 | 2082 | 1973-07-13 | #NAME? | #NAME? | #NAME?
1973-07-14 | 1973 | 7 | 195 | 14 | 7 | 7.2 | 5.8123 | 0 | 0 | 0 | 0 | #NAME? | #NAME? | #NAME? | #NAME? | #NAME? | #NAME? | FALSE | 0 | TRUE | TRUE | #NAME? | #NAME? | #NAME? | #NAME? | #NAME? | #NAME? | #NAME? | #NAME? | #NAME? | #NAME? |  |  | 1: 0; 2: 0; 3: 7.0671; 4: 0 | 7.0671 |  | 103.6504 | 159.5887 | 164.5245 | 19737 | 7.0671 | 103.6504 | 169.5391 |  | 0 | 2083 | 2083 | 1973-07-14 | #NAME? | #NAME? | #NAME?
1973-07-15 | 1973 | 7 | 196 | 15 | 1 | 13.3 | 6.4664 | 8.1667 | 0.8 | 0.8 | 0 | #NAME? | #NAME? | #NAME? | #NAME? | #NAME? | #NAME? | TRUE | 0 | TRUE | TRUE | #NAME? | #NAME? | #NAME? | #NAME? | #NAME? | #NAME? | #NAME? | #NAME? | #NAME? | #NAME? |  |  | 1: 8.7431; 2: 12.4556; 3: 0; 4: 0 | 21.1987 |  | 493.5962 | 800.1314 | 828.0971 | 19737 | 21.1987 | 493.5962 | 807.3663 |  | 0 | 2084 | 2084 | 1973-07-15 | #NAME? | #NAME? | #NAME?
1973-07-16 | 1973 | 7 | 197 | 16 | 2 | 12.8 | 4.4864 | 6.5 | 0.8 | 0.8 | 0 | #NAME? | #NAME? | #NAME? | #NAME? | #NAME? | #NAME? | FALSE | 0.8 | TRUE | TRUE | #NAME? | #NAME? | #NAME? | #NAME? | #NAME? | #NAME? | #NAME? | #NAME? | #NAME? | #NAME? |  |  | 1: 0; 2: 0; 3: 0; 4: 9.6206 | 9.6206 |  | 282.2039 | 434.5044 | 447.9427 | 19737 | 9.6206 | 282.2039 | 461.5957 |  | 0 | 2085 | 2085 | 1973-07-16 | #NAME? | #NAME? | #NAME?
1973-07-17 | 1973 | 7 | 198 | 17 | 3 | 9.4 | 4.5457 | 21.3333 | 7.9 | 7.9 | 2.175 | #NAME? | #NAME? | #NAME? | #NAME? | #NAME? | #NAME? | TRUE | 1.6 | TRUE | TRUE | #NAME? | #NAME? | #NAME? | #NAME? | #NAME? | #NAME? | #NAME? | #NAME? | #NAME? | #NAME? |  |  | 1: 4.2858; 2: 6.3734; 3: 0; 4: 0 | 10.6592 |  | 249.8122 | 405.1759 | 419.3544 | 19737 | 10.6592 | 249.8122 | 408.6132 |  | 0 | 2086 | 2086 | 1973-07-17 | #NAME? | #NAME? | #NAME?
1973-07-18 | 1973 | 7 | 199 | 18 | 4 | 10 | 4.193 | 8.3333 | 3 | 3 | 0 | #NAME? | #NAME? | #NAME? | #NAME? | #NAME? | #NAME? | FALSE | 8.7 | TRUE | TRUE | #NAME? | #NAME? | #NAME? | #NAME? | #NAME? | #NAME? | #NAME? | #NAME? | #NAME? | #NAME? |  |  | 1: 0; 2: 0; 3: 3.58; 4: 2.6051 | 6.1851 |  | 128.9241 | 198.5023 | 204.6415 | 19737 | 6.1851 | 128.9241 | 210.8789 |  | 0 | 2087 | 2087 | 1973-07-18 | #NAME? | #NAME? | #NAME?
1973-07-19 | 1973 | 7 | 200 | 19 | 5 | 10.6 | 5.2826 | 9.8333 | 0 | 0 | 0 | #NAME? | #NAME? | #NAME? | #NAME? | #NAME? | #NAME? | TRUE | 10.9 | FALSE | TRUE | #NAME? | #NAME? | #NAME? | #NAME? | #NAME? | #NAME? | #NAME? | #NAME? | #NAME? | #NAME? |  |  | 1: 0; 2: 0; 3: 0; 4: 0 | 0 |  | 0 | 0 | 0 | 19737 | 0 | 0 | 0 |  | 0 | 2088 | 2088 | 1973-07-19 | #NAME? | #NAME? | #NAME?
1973-07-20 | 1973 | 7 | 201 | 20 | 6 | 11.7 | 6.5319 | 5 | 0 | 0 | 0 | #NAME? | #NAME? | #NAME? | #NAME? | #NAME? | #NAME? | FALSE | 3 | TRUE | TRUE | #NAME? | #NAME? | #NAME? | #NAME? | #NAME? | #NAME? | #NAME? | #NAME? | #NAME? | #NAME? |  |  | 1: 0; 2: 0; 3: 0; 4: 5.2116 | 5.2116 |  | 152.874 | 235.3775 | 242.6572 | 19737 | 5.2116 | 152.874 | 250.0533 |  | 0 | 2089 | 2089 | 1973-07-20 | #NAME? | #NAME? | #NAME?
1973-07-21 | 1973 | 7 | 202 | 21 | 7 | 13.9 | 3.2575 | 7.8333 | 4.4 | 4.4 | 0 | #NAME? | #NAME? | #NAME? | #NAME? | #NAME? | #NAME? | FALSE | 0 | TRUE | TRUE | #NAME? | #NAME? | #NAME? | #NAME? | #NAME? | #NAME? | #NAME? | #NAME? | #NAME? | #NAME? |  |  | 1: 0; 2: 0; 3: 6.8503; 4: 0 | 6.8503 |  | 100.4704 | 154.6925 | 159.4768 | 19737 | 6.8503 | 100.4704 | 164.3376 |  | 0 | 2090 | 2090 | 1973-07-21 | #NAME? | #NAME? | #NAME?
1973-07-22 | 1973 | 7 | 203 | 22 | 1 | 11.7 | 3.9247 | 9.1667 | 0 | 0 | 0 | #NAME? | #NAME? | #NAME? | #NAME? | #NAME? | #NAME? | TRUE | 4.4 | TRUE | TRUE | #NAME? | #NAME? | #NAME? | #NAME? | #NAME? | #NAME? | #NAME? | #NAME? | #NAME? | #NAME? |  |  | 1: 3.2955; 2: 4.7734; 3: 0; 4: 0 | 8.0689 |  | 188.3537 | 305.3916 | 316.0705 | 19737 | 8.0689 | 188.3537 | 308.0866 |  | 0 | 2091 | 2091 | 1973-07-22 | #NAME? | #NAME? | #NAME?
1973-07-23 | 1973 | 7 | 204 | 23 | 2 | 11.7 | 4.6652 | 14.1667 | 0 | 0 | 0 | #NAME? | #NAME? | #NAME? | #NAME? | #NAME? | #NAME? | FALSE | 4.4 | TRUE | TRUE | #NAME? | #NAME? | #NAME? | #NAME? | #NAME? | #NAME? | #NAME? | #NAME? | #NAME? | #NAME? |  |  | 1: 0; 2: 0; 3: 1.3766; 4: 7.5428 | 8.9194 |  | 241.4451 | 371.7489 | 383.2462 | 19737 | 8.9194 | 241.4451 | 394.9274 |  | 0 | 2092 | 2092 | 1973-07-23 | #NAME? | #NAME? | #NAME?
1973-07-24 | 1973 | 7 | 205 | 24 | 3 | 5.6 | 4.8369 | 13.1667 | 0 | 0 | 0 | #NAME? | #NAME? | #NAME? | #NAME? | #NAME? | #NAME? | TRUE | 0 | TRUE | TRUE | #NAME? | #NAME? | #NAME? | #NAME? | #NAME? | #NAME? | #NAME? | #NAME? | #NAME? | #NAME? |  |  | 1: 12.2055; 2: 19.4685; 3: 0; 4: 0 | 31.674 |  | 750.0898 | 1217.6556 | 1260.347 | 19737 | 31.674 | 750.0898 | 1226.908 |  | 0 | 2093 | 2093 | 1973-07-24 | #NAME? | #NAME? | #NAME?
1973-07-25 | 1973 | 7 | 206 | 25 | 4 | 12.2 | 5.1436 | 4.5 | 0 | 0 | 0 | #NAME? | #NAME? | #NAME? | #NAME? | #NAME? | #NAME? | FALSE | 0 | TRUE | TRUE | #NAME? | #NAME? | #NAME? | #NAME? | #NAME? | #NAME? | #NAME? | #NAME? | #NAME? | #NAME? |  |  | 1: 0; 2: 0; 3: 8.2485; 4: 5.1047 | 13.3532 |  | 270.7166 | 416.8176 | 429.7089 | 19737 | 13.3532 | 270.7166 | 442.8062 |  | 0 | 2094 | 2094 | 1973-07-25 | #NAME? | #NAME? | #NAME?
1973-07-26 | 1973 | 7 | 207 | 26 | 5 | 10 | 4.7142 | 5.6667 | 0 | 0 | 0 | #NAME? | #NAME? | #NAME? | #NAME? | #NAME? | #NAME? | TRUE | 0 | TRUE | TRUE | #NAME? | #NAME? | #NAME? | #NAME? | #NAME? | #NAME? | #NAME? | #NAME? | #NAME? | #NAME? |  |  | 1: 6.0976; 2: 8.7602; 3: 0; 4: 0 | 14.8577 |  | 346.3957 | 561.5772 | 581.2098 | 19737 | 14.8577 | 346.3957 | 566.593 |  | 0 | 2095 | 2095 | 1973-07-26 | #NAME? | #NAME? | #NAME?
1973-07-27 | 1973 | 7 | 208 | 27 | 6 | 12.8 | 5.7421 | 7.3333 | 0 | 0 | 0 | #NAME? | #NAME? | #NAME? | #NAME? | #NAME? | #NAME? | FALSE | 0 | TRUE | TRUE | #NAME? | #NAME? | #NAME? | #NAME? | #NAME? | #NAME? | #NAME? | #NAME? | #NAME? | #NAME? |  |  | 1: 0; 2: 0; 3: 0; 4: 5.4218 | 5.4218 |  | 159.0395 | 244.8703 | 252.4436 | 19737 | 5.4218 | 159.0395 | 260.138 |  | 0 | 2096 | 2096 | 1973-07-27 | #NAME? | #NAME? | #NAME?
1973-07-28 | 1973 | 7 | 209 | 28 | 7 | 11.1 | 4.9122 | 10 | 0 | 0 | 0 | #NAME? | #NAME? | #NAME? | #NAME? | #NAME? | #NAME? | FALSE | 0 | TRUE | TRUE | #NAME? | #NAME? | #NAME? | #NAME? | #NAME? | #NAME? | #NAME? | #NAME? | #NAME? | #NAME? |  |  | 1: 0; 2: 0; 3: 8.7672; 4: 0 | 8.7672 |  | 128.5851 | 197.9803 | 204.1034 | 19737 | 8.7672 | 128.5851 | 210.3243 |  | 0 | 2097 | 2097 | 1973-07-28 | #NAME? | #NAME? | #NAME?
1973-07-29 | 1973 | 7 | 210 | 29 | 1 | 11.1 | 5.5315 | 3.8333 | 0 | 0 | 0 | #NAME? | #NAME? | #NAME? | #NAME? | #NAME? | #NAME? | TRUE | 0 | TRUE | TRUE | #NAME? | #NAME? | #NAME? | #NAME? | #NAME? | #NAME? | #NAME? | #NAME? | #NAME? | #NAME? |  |  | 1: 9.8259; 2: 11.4192; 3: 0; 4: 0 | 21.2451 |  | 479.0757 | 774.4336 | 801.3366 | 19737 | 21.2451 | 479.0757 | 783.6153 |  | 0 | 2098 | 2098 | 1973-07-29 | #NAME? | #NAME? | #NAME?
1973-07-30 | 1973 | 7 | 211 | 30 | 2 | 11.1 | 6.5168 | 2.8333 | 0 | 0 | 0 | #NAME? | #NAME? | #NAME? | #NAME? | #NAME? | #NAME? | FALSE | 0 | TRUE | TRUE | #NAME? | #NAME? | #NAME? | #NAME? | #NAME? | #NAME? | #NAME? | #NAME? | #NAME? | #NAME? |  |  | 1: 0; 2: 0; 3: 0; 4: 8.9022 | 8.9022 |  | 261.131 | 402.0588 | 414.4936 | 19737 | 8.9022 | 261.131 | 427.1272 |  | 0 | 2099 | 2099 | 1973-07-30 | #NAME? | #NAME? | #NAME?
1973-07-31 | 1973 | 7 | 212 | 31 | 3 | 12.2 | 6.4606 | 15.5 | 0 | 0 | 0 | #NAME? | #NAME? | #NAME? | #NAME? | #NAME? | #NAME? | TRUE | 0 | TRUE | TRUE | #NAME? | #NAME? | #NAME? | #NAME? | #NAME? | #NAME? | #NAME? | #NAME? | #NAME? | #NAME? |  |  | 1: 0; 2: 0; 3: 0; 4: 0 | 0 |  | 0 | 0 | 0 | 19737 | 0 | 0 | 0 |  | 0 | 2100 | 2100 | 1973-07-31 | #NAME? | #NAME? | #NAME?
1973-08-01 | 1973 | 8 | 213 | 1 | 4 | 12.8 | 5.6081 | 13.5 | 0 | 0 | 0 | #NAME? | #NAME? | #NAME? | #NAME? | #NAME? | #NAME? | FALSE | 0 | TRUE | TRUE | #NAME? | #NAME? | #NAME? | #NAME? | #NAME? | #NAME? | #NAME? | #NAME? | #NAME? | #NAME? |  |  | 1: 0; 2: 0; 3: 0; 4: 5.9983 | 5.9983 |  | 175.9508 | 270.9083 | 279.287 | 19738 | 5.9983 | 175.9508 | 287.7995 |  | 0 | 2101 | 2101 | 1973-08-01 | #NAME? | #NAME? | #NAME?
1973-08-02 | 1973 | 8 | 214 | 2 | 5 | 13.9 | 4.5153 | 25.3333 | 2 | 2 | 0 | #NAME? | #NAME? | #NAME? | #NAME? | #NAME? | #NAME? | TRUE | 0 | TRUE | TRUE | #NAME? | #NAME? | #NAME? | #NAME? | #NAME? | #NAME? | #NAME? | #NAME? | #NAME? | #NAME? |  |  | 1: 9.5848; 2: 11.8955; 3: 0; 4: 0 | 21.4803 |  | 489.5114 | 792.0367 | 819.6072 | 19738 | 21.4803 | 489.5114 | 800.6849 |  | 0 | 2102 | 2102 | 1973-08-02 | #NAME? | #NAME? | #NAME?
1973-08-03 | 1973 | 8 | 215 | 3 | 6 | 10.6 | 4.5294 | 5.5 | 0.3 | 0.3 | 0 | #NAME? | #NAME? | #NAME? | #NAME? | #NAME? | #NAME? | FALSE | 2 | TRUE | TRUE | #NAME? | #NAME? | #NAME? | #NAME? | #NAME? | #NAME? | #NAME? | #NAME? | #NAME? | #NAME? |  |  | 1: 0; 2: 0; 3: 0; 4: 5.5679 | 5.5679 |  | 163.3243 | 251.4675 | 259.2449 | 19738 | 5.5679 | 163.3243 | 267.1465 |  | 0 | 2103 | 2103 | 1973-08-03 | #NAME? | #NAME? | #NAME?
1973-08-04 | 1973 | 8 | 216 | 4 | 7 | 11.7 | 5.8238 | 7.6667 | 0 | 0 | 0 | #NAME? | #NAME? | #NAME? | #NAME? | #NAME? | #NAME? | FALSE | 2.3 | TRUE | TRUE | #NAME? | #NAME? | #NAME? | #NAME? | #NAME? | #NAME? | #NAME? | #NAME? | #NAME? | #NAME? |  |  | 1: 0; 2: 0; 3: 0; 4: 0 | 0 |  | 0 | 0 | 0 | 19738 | 0 | 0 | 0 |  | 0 | 2104 | 2104 | 1973-08-04 | #NAME? | #NAME? | #NAME?
1973-08-05 | 1973 | 8 | 217 | 5 | 1 | 7.8 | 4.837 | 18 | 9.6 | 9.6 | 3.45 | #NAME? | #NAME? | #NAME? | #NAME? | #NAME? | #NAME? | TRUE | 0.3 | TRUE | TRUE | #NAME? | #NAME? | #NAME? | #NAME? | #NAME? | #NAME? | #NAME? | #NAME? | #NAME? | #NAME? |  |  | 1: 0; 2: 0; 3: 0; 4: 0 | 0 |  | 0 | 0 | 0 | 19738 | 0 | 0 | 0 |  | 0 | 2105 | 2105 | 1973-08-05 | #NAME? | #NAME? | #NAME?
1973-08-06 | 1973 | 8 | 218 | 6 | 2 | 8.3 | 5.429 | 40.8333 | 0.8 | 0.8 | 0 | #NAME? | #NAME? | #NAME? | #NAME? | #NAME? | #NAME? | FALSE | 9.6 | TRUE | TRUE | #NAME? | #NAME? | #NAME? | #NAME? | #NAME? | #NAME? | #NAME? | #NAME? | #NAME? | #NAME? |  |  | 1: 0; 2: 0; 3: 0; 4: 4.9046 | 4.9046 |  | 143.8678 | 221.5107 | 228.3615 | 19738 | 4.9046 | 143.8678 | 235.3219 |  | 0 | 2106 | 2106 | 1973-08-06 | #NAME? | #NAME? | #NAME?
1973-08-07 | 1973 | 8 | 219 | 7 | 3 | 10 | 4.0821 | 42.6667 | 25 | 25 | 15 | #NAME? | #NAME? | #NAME? | #NAME? | #NAME? | #NAME? | TRUE | 10.4 | FALSE | TRUE | #NAME? | #NAME? | #NAME? | #NAME? | #NAME? | #NAME? | #NAME? | #NAME? | #NAME? | #NAME? |  |  | 1: 0; 2: 0; 3: 0; 4: 0 | 0 |  | 0 | 0 | 0 | 19738 | 0 | 0 | 0 |  | 0 | 2107 | 2107 | 1973-08-07 | #NAME? | #NAME? | #NAME?
1973-08-08 | 1973 | 8 | 220 | 8 | 4 | 8.9 | 3.6373 | 3.5 | 0 | 0 | 0 | #NAME? | #NAME? | #NAME? | #NAME? | #NAME? | #NAME? | FALSE | 25.8 | FALSE | TRUE | #NAME? | #NAME? | #NAME? | #NAME? | #NAME? | #NAME? | #NAME? | #NAME? | #NAME? | #NAME? |  |  | 1: 0; 2: 0; 3: 0; 4: 0 | 0 |  | 0 | 0 | 0 | 19738 | 0 | 0 | 0 |  | 0 | 2108 | 2108 | 1973-08-08 | #NAME? | #NAME? | #NAME?
1973-08-09 | 1973 | 8 | 221 | 9 | 5 | 12.2 | 4.0831 | 2.3333 | 0 | 0 | 0 | #NAME? | #NAME? | #NAME? | #NAME? | #NAME? | #NAME? | TRUE | 25 | FALSE | TRUE | #NAME? | #NAME? | #NAME? | #NAME? | #NAME? | #NAME? | #NAME? | #NAME? | #NAME? | #NAME? |  |  | 1: 0; 2: 0; 3: 0; 4: 0 | 0 |  | 0 | 0 | 0 | 19738 | 0 | 0 | 0 |  | 0 | 2109 | 2109 | 1973-08-09 | #NAME? | #NAME? | #NAME?
1973-08-10 | 1973 | 8 | 222 | 10 | 6 | 13.9 | 3.4744 | 10 | 0.5 | 0.5 | 0 | #NAME? | #NAME? | #NAME? | #NAME? | #NAME? | #NAME? | FALSE | 0 | TRUE | TRUE | #NAME? | #NAME? | #NAME? | #NAME? | #NAME? | #NAME? | #NAME? | #NAME? | #NAME? | #NAME? |  |  | 1: 0; 2: 0; 3: 0; 4: 6.5262 | 6.5262 |  | 191.4356 | 294.7501 | 303.8661 | 19738 | 6.5262 | 191.4356 | 313.1278 |  | 0 | 2110 | 2110 | 1973-08-10 | #NAME? | #NAME? | #NAME?
1973-08-11 | 1973 | 8 | 223 | 11 | 7 | 9.4 | 3.4996 | 10.8333 | 0 | 0 | 0 | #NAME? | #NAME? | #NAME? | #NAME? | #NAME? | #NAME? | FALSE | 0.5 | TRUE | TRUE | #NAME? | #NAME? | #NAME? | #NAME? | #NAME? | #NAME? | #NAME? | #NAME? | #NAME? | #NAME? |  |  | 1: 0; 2: 0; 3: 5.4511; 4: 0 | 5.4511 |  | 79.949 | 123.0961 | 126.9032 | 19738 | 5.4511 | 79.949 | 130.7711 |  | 0 | 2111 | 2111 | 1973-08-11 | #NAME? | #NAME? | #NAME?
1973-08-12 | 1973 | 8 | 224 | 12 | 1 | 10 | 4.5236 | 6.5 | 0 | 0 | 0 | #NAME? | #NAME? | #NAME? | #NAME? | #NAME? | #NAME? | TRUE | 0.5 | TRUE | TRUE | #NAME? | #NAME? | #NAME? | #NAME? | #NAME? | #NAME? | #NAME? | #NAME? | #NAME? | #NAME? |  |  | 1: 10.6941; 2: 15.9383; 3: 0; 4: 0 | 26.6324 |  | 624.371 | 1012.7094 | 1048.1499 | 19738 | 26.6324 | 624.371 | 1021.2722 |  | 0 | 2112 | 2112 | 1973-08-12 | #NAME? | #NAME? | #NAME?
1973-08-13 | 1973 | 8 | 225 | 13 | 2 | 11.1 | 5.5022 | 4.3333 | 0 | 0 | 0 | #NAME? | #NAME? | #NAME? | #NAME? | #NAME? | #NAME? | FALSE | 0 | TRUE | TRUE | #NAME? | #NAME? | #NAME? | #NAME? | #NAME? | #NAME? | #NAME? | #NAME? | #NAME? | #NAME? |  |  | 1: 0; 2: 0; 3: 2.921; 4: 6.6928 | 9.6138 |  | 239.1624 | 368.2342 | 379.6229 | 19738 | 9.6138 | 239.1624 | 391.1936 |  | 0 | 2113 | 2113 | 1973-08-13 | #NAME? | #NAME? | #NAME?
1973-08-14 | 1973 | 8 | 226 | 14 | 3 | 10.6 | 6.2613 | 6.6667 | 0 | 0 | 0 | #NAME? | #NAME? | #NAME? | #NAME? | #NAME? | #NAME? | TRUE | 0 | TRUE | TRUE | #NAME? | #NAME? | #NAME? | #NAME? | #NAME? | #NAME? | #NAME? | #NAME? | #NAME? | #NAME? |  |  | 1: 4.9784; 2: 6.6016; 3: 0; 4: 0 | 11.58 |  | 266.664 | 431.8579 | 446.9206 | 19738 | 11.58 | 266.664 | 436.1775 |  | 0 | 2114 | 2114 | 1973-08-14 | #NAME? | #NAME? | #NAME?
1973-08-15 | 1973 | 8 | 227 | 15 | 4 | 8.9 | 4.5826 | 5.3333 | 0 | 0 | 0 | #NAME? | #NAME? | #NAME? | #NAME? | #NAME? | #NAME? | FALSE | 0 | TRUE | TRUE | #NAME? | #NAME? | #NAME? | #NAME? | #NAME? | #NAME? | #NAME? | #NAME? | #NAME? | #NAME? |  |  | 1: 0; 2: 0; 3: 4.3282; 4: 6.4699 | 10.7981 |  | 253.2647 | 389.9473 | 402.0075 | 19738 | 10.7981 | 253.2647 | 414.2604 |  | 0 | 2115 | 2115 | 1973-08-15 | #NAME? | #NAME? | #NAME?
1973-08-16 | 1973 | 8 | 228 | 16 | 5 | 13.3 | 4.8275 | 12.1667 | 0 | 0 | 0 | #NAME? | #NAME? | #NAME? | #NAME? | #NAME? | #NAME? | TRUE | 0 | TRUE | TRUE | #NAME? | #NAME? | #NAME? | #NAME? | #NAME? | #NAME? | #NAME? | #NAME? | #NAME? | #NAME? |  |  | 1: 2.1819; 2: 2.3984; 3: 0; 4: 0 | 4.5803 |  | 102.3535 | 165.3229 | 171.0559 | 19738 | 4.5803 | 102.3535 | 167.4178 |  | 0 | 2116 | 2116 | 1973-08-16 | #NAME? | #NAME? | #NAME?
1973-08-17 | 1973 | 8 | 229 | 17 | 6 | 6.7 | 4.6754 | 13.6667 | 0 | 0 | 0 | #NAME? | #NAME? | #NAME? | #NAME? | #NAME? | #NAME? | FALSE | 0 | TRUE | FALSE | #NAME? | #NAME? | #NAME? | #NAME? | #NAME? | #NAME? | #NAME? | #NAME? | #NAME? | #NAME? |  |  | 1: 0; 2: 0; 3: 0; 4: 0 | 0 |  | 0 | 0 | 0 | 19738 | 0 | 0 | 0 |  | 0 | 2117 | 2117 | 1973-08-17 | #NAME? | #NAME? | #NAME?
1973-08-18 | 1973 | 8 | 230 | 18 | 7 | 1.7 | 2.8894 | 20 | 0 | 0 | 0 | #NAME? | #NAME? | #NAME? | #NAME? | #NAME? | #NAME? | FALSE | 0 | TRUE | TRUE | #NAME? | #NAME? | #NAME? | #NAME? | #NAME? | #NAME? | #NAME? | #NAME? | #NAME? | #NAME? |  |  | 1: 0; 2: 0; 3: 4.3697; 4: 0 | 4.3697 |  | 64.0888 | 98.6765 | 101.7283 | 19738 | 4.3697 | 64.0888 | 104.8289 |  | 0 | 2118 | 2118 | 1973-08-18 | #NAME? | #NAME? | #NAME?
1973-08-19 | 1973 | 8 | 231 | 19 | 1 | 4.4 | 3.9147 | 7.6667 | 0 | 0 | 0 | #NAME? | #NAME? | #NAME? | #NAME? | #NAME? | #NAME? | TRUE | 0 | TRUE | FALSE | #NAME? | #NAME? | #NAME? | #NAME? | #NAME? | #NAME? | #NAME? | #NAME? | #NAME? | #NAME? |  |  | 1: 0; 2: 0; 3: 0; 4: 0 | 0 |  | 0 | 0 | 0 | 19738 | 0 | 0 | 0 |  | 0 | 2119 | 2119 | 1973-08-19 | #NAME? | #NAME? | #NAME?
1973-08-20 | 1973 | 8 | 232 | 20 | 2 | 2.8 | 4.4187 | 8.1667 | 0 | 0 | 0 | #NAME? | #NAME? | #NAME? | #NAME? | #NAME? | #NAME? | FALSE | 0 | TRUE | FALSE | #NAME? | #NAME? | #NAME? | #NAME? | #NAME? | #NAME? | #NAME? | #NAME? | #NAME? | #NAME? |  |  | 1: 0; 2: 0; 3: 0; 4: 0 | 0 |  | 0 | 0 | 0 | 19738 | 0 | 0 | 0 |  | 0 | 2120 | 2120 | 1973-08-20 | #NAME? | #NAME? | #NAME?
1973-08-21 | 1973 | 8 | 233 | 21 | 3 | 2.8 | 4.5484 | 4.5 | 0 | 0 | 0 | #NAME? | #NAME? | #NAME? | #NAME? | #NAME? | #NAME? | TRUE | 0 | TRUE | TRUE | #NAME? | #NAME? | #NAME? | #NAME? | #NAME? | #NAME? | #NAME? | #NAME? | #NAME? | #NAME? |  |  | 1: 0; 2: 0; 3: 0; 4: 0 | 0 |  | 0 | 0 | 0 | 19738 | 0 | 0 | 0 |  | 0 | 2121 | 2121 | 1973-08-21 | #NAME? | #NAME? | #NAME?
1973-08-22 | 1973 | 8 | 234 | 22 | 4 | 11.1 | 4.5977 | 18.8333 | 0 | 0 | 0 | #NAME? | #NAME? | #NAME? | #NAME? | #NAME? | #NAME? | FALSE | 0 | TRUE | TRUE | #NAME? | #NAME? | #NAME? | #NAME? | #NAME? | #NAME? | #NAME? | #NAME? | #NAME? | #NAME? |  |  | 1: 0; 2: 0; 3: 4.5031; 4: 11.8656 | 16.3688 |  | 414.1042 | 637.589 | 657.3083 | 19738 | 16.3688 | 414.1042 | 677.3427 |  | 0 | 2122 | 2122 | 1973-08-22 | #NAME? | #NAME? | #NAME?
1973-08-23 | 1973 | 8 | 235 | 23 | 5 | 12.2 | 3.873 | 12 | 0 | 0 | 0 | #NAME? | #NAME? | #NAME? | #NAME? | #NAME? | #NAME? | TRUE | 0 | TRUE | TRUE | #NAME? | #NAME? | #NAME? | #NAME? | #NAME? | #NAME? | #NAME? | #NAME? | #NAME? | #NAME? |  |  | 1: 6.8175; 2: 11.3202; 3: 0; 4: 0 | 18.1377 |  | 432.0482 | 701.707 | 726.3352 | 19738 | 18.1377 | 432.0482 | 706.6933 |  | 0 | 2123 | 2123 | 1973-08-23 | #NAME? | #NAME? | #NAME?
1973-08-24 | 1973 | 8 | 236 | 24 | 6 | 8.9 | 2.5967 | 13.3333 | 19.6 | 19.6 | 10.95 | #NAME? | #NAME? | #NAME? | #NAME? | #NAME? | #NAME? | FALSE | 0 | TRUE | TRUE | #NAME? | #NAME? | #NAME? | #NAME? | #NAME? | #NAME? | #NAME? | #NAME? | #NAME? | #NAME? |  |  | 1: 0; 2: 0; 3: 0; 4: 4.4102 | 4.4102 |  | 129.3648 | 199.1807 | 205.3409 | 19738 | 4.4102 | 129.3648 | 211.5996 |  | 0 | 2124 | 2124 | 1973-08-24 | #NAME? | #NAME? | #NAME?
1973-08-25 | 1973 | 8 | 237 | 25 | 7 | 7.8 | 4.829 | 32.1667 | 5.6 | 5.6 | 0.45 | #NAME? | #NAME? | #NAME? | #NAME? | #NAME? | #NAME? | FALSE | 19.6 | FALSE | TRUE | #NAME? | #NAME? | #NAME? | #NAME? | #NAME? | #NAME? | #NAME? | #NAME? | #NAME? | #NAME? |  |  | 1: 0; 2: 0; 3: 0; 4: 0 | 0 |  | 0 | 0 | 0 | 19738 | 0 | 0 | 0 |  | 0 | 2125 | 2125 | 1973-08-25 | #NAME? | #NAME? | #NAME?
1973-08-26 | 1973 | 8 | 238 | 26 | 1 | 7.8 | 4.3369 | 10.1667 | 0 | 0 | 0 | #NAME? | #NAME? | #NAME? | #NAME? | #NAME? | #NAME? | TRUE | 25.2 | FALSE | TRUE | #NAME? | #NAME? | #NAME? | #NAME? | #NAME? | #NAME? | #NAME? | #NAME? | #NAME? | #NAME? |  |  | 1: 0; 2: 0; 3: 0; 4: 0 | 0 |  | 0 | 0 | 0 | 19738 | 0 | 0 | 0 |  | 0 | 2126 | 2126 | 1973-08-26 | #NAME? | #NAME? | #NAME?
1973-08-27 | 1973 | 8 | 239 | 27 | 2 | 8.3 | 3.4393 | 5 | 0 | 0 | 0 | #NAME? | #NAME? | #NAME? | #NAME? | #NAME? | #NAME? | FALSE | 5.6 | TRUE | TRUE | #NAME? | #NAME? | #NAME? | #NAME? | #NAME? | #NAME? | #NAME? | #NAME? | #NAME? | #NAME? |  |  | 1: 0; 2: 0; 3: 3.0077; 4: 6.8712 | 9.8789 |  | 245.6681 | 378.2509 | 389.9494 | 19738 | 9.8789 | 245.6681 | 401.8348 |  | 0 | 2127 | 2127 | 1973-08-27 | #NAME? | #NAME? | #NAME?
1973-08-28 | 1973 | 8 | 240 | 28 | 3 | 5.6 | 5.1068 | 9.5 | 0 | 0 | 0 | #NAME? | #NAME? | #NAME? | #NAME? | #NAME? | #NAME? | TRUE | 0 | TRUE | TRUE | #NAME? | #NAME? | #NAME? | #NAME? | #NAME? | #NAME? | #NAME? | #NAME? | #NAME? | #NAME? |  |  | 1: 0; 2: 0; 3: 0; 4: 0 | 0 |  | 0 | 0 | 0 | 19738 | 0 | 0 | 0 |  | 0 | 2128 | 2128 | 1973-08-28 | #NAME? | #NAME? | #NAME?
1973-08-29 | 1973 | 8 | 241 | 29 | 4 | 7.8 | 4.0188 | 11.6667 | 0 | 0 | 0 | #NAME? | #NAME? | #NAME? | #NAME? | #NAME? | #NAME? | FALSE | 0 | TRUE | TRUE | #NAME? | #NAME? | #NAME? | #NAME? | #NAME? | #NAME? | #NAME? | #NAME? | #NAME? | #NAME? |  |  | 1: 0; 2: 0; 3: 0; 4: 5.0887 | 5.0887 |  | 149.269 | 229.8269 | 236.9349 | 19738 | 5.0887 | 149.269 | 244.1566 |  | 0 | 2129 | 2129 | 1973-08-29 | #NAME? | #NAME? | #NAME?
1973-08-30 | 1973 | 8 | 242 | 30 | 5 | 7.2 | 2.7455 | 34.3333 | 9.7 | 9.7 | 3.525 | #NAME? | #NAME? | #NAME? | #NAME? | #NAME? | #NAME? | TRUE | 0 | TRUE | TRUE | #NAME? | #NAME? | #NAME? | #NAME? | #NAME? | #NAME? | #NAME? | #NAME? | #NAME? | #NAME? |  |  | 1: 9.4047; 2: 14.248; 3: 0; 4: 0 | 23.6527 |  | 555.8771 | 901.8019 | 933.3753 | 19738 | 23.6527 | 555.8771 | 909.2381 |  | 0 | 2130 | 2130 | 1973-08-30 | #NAME? | #NAME? | #NAME?
1973-08-31 | 1973 | 8 | 243 | 31 | 6 | 5.6 | 1.4924 | 6.5 | 10.7 | 10.7 | 4.275 | #NAME? | #NAME? | #NAME? | #NAME? | #NAME? | #NAME? | FALSE | 9.7 | TRUE | TRUE | #NAME? | #NAME? | #NAME? | #NAME? | #NAME? | #NAME? | #NAME? | #NAME? | #NAME? | #NAME? |  |  | 1: 0; 2: 0; 3: 0; 4: 2.28 | 2.28 |  | 66.88 | 102.974 | 106.1587 | 19738 | 2.28 | 66.88 | 109.3944 |  | 0 | 2131 | 2131 | 1973-08-31 | #NAME? | #NAME? | #NAME?
1973-09-01 | 1973 | 9 | 244 | 1 | 7 | 4.4 | 2.7094 | 23.6667 | 0.3 | 0.3 | 0 | #NAME? | #NAME? | #NAME? | #NAME? | #NAME? | #NAME? | FALSE | 20.4 | FALSE | TRUE | #NAME? | #NAME? | #NAME? | #NAME? | #NAME? | #NAME? | #NAME? | #NAME? | #NAME? | #NAME? |  |  | 1: 0; 2: 0; 3: 0; 4: 0 | 0 |  | 0 | 0 | 0 | 19739 | 0 | 0 | 0 |  | 0 | 2132 | 2132 | 1973-09-01 | #NAME? | #NAME? | #NAME?
1973-09-02 | 1973 | 9 | 245 | 2 | 1 | 3.3 | 3.7312 | 13 | 0 | 0 | 0 | #NAME? | #NAME? | #NAME? | #NAME? | #NAME? | #NAME? | TRUE | 11 | FALSE | TRUE | #NAME? | #NAME? | #NAME? | #NAME? | #NAME? | #NAME? | #NAME? | #NAME? | #NAME? | #NAME? |  |  | 1: 0; 2: 0; 3: 0; 4: 0 | 0 |  | 0 | 0 | 0 | 19739 | 0 | 0 | 0 |  | 0 | 2133 | 2133 | 1973-09-02 | #NAME? | #NAME? | #NAME?
1973-09-03 | 1973 | 9 | 246 | 3 | 2 | 10.6 | 3.7633 | 19.6667 | 0 | 0 | 0 | #NAME? | #NAME? | #NAME? | #NAME? | #NAME? | #NAME? | FALSE | 0.3 | TRUE | TRUE | #NAME? | #NAME? | #NAME? | #NAME? | #NAME? | #NAME? | #NAME? | #NAME? | #NAME? | #NAME? |  |  | 1: 0; 2: 0; 3: 0; 4: 5.8224 | 5.8224 |  | 170.789 | 262.9609 | 271.0937 | 19739 | 5.8224 | 170.789 | 279.3565 |  | 0 | 2134 | 2134 | 1973-09-03 | #NAME? | #NAME? | #NAME?
1973-09-04 | 1973 | 9 | 247 | 4 | 3 | 7.2 | 3.0965 | 21.6667 | 0 | 0 | 0 | #NAME? | #NAME? | #NAME? | #NAME? | #NAME? | #NAME? | TRUE | 0 | TRUE | TRUE | #NAME? | #NAME? | #NAME? | #NAME? | #NAME? | #NAME? | #NAME? | #NAME? | #NAME? | #NAME? |  |  | 1: 4.2203; 2: 5.5835; 3: 0; 4: 0 | 9.8038 |  | 225.6808 | 365.475 | 378.2215 | 19739 | 9.8038 | 225.6808 | 369.142 |  | 0 | 2135 | 2135 | 1973-09-04 | #NAME? | #NAME? | #NAME?
1973-09-05 | 1973 | 9 | 248 | 5 | 4 | 8.3 | 4.0968 | 9.3333 | 0 | 0 | 0 | #NAME? | #NAME? | #NAME? | #NAME? | #NAME? | #NAME? | FALSE | 0 | TRUE | TRUE | #NAME? | #NAME? | #NAME? | #NAME? | #NAME? | #NAME? | #NAME? | #NAME? | #NAME? | #NAME? |  |  | 1: 0; 2: 0; 3: 4.154; 4: 3.9831 | 8.1371 |  | 177.7622 | 273.6973 | 282.1622 | 19739 | 8.1371 | 177.7622 | 290.7624 |  | 0 | 2136 | 2136 | 1973-09-05 | #NAME? | #NAME? | #NAME?
1973-09-06 | 1973 | 9 | 249 | 6 | 5 | 9.4 | 4.0959 | 8 | 0 | 0 | 0 | #NAME? | #NAME? | #NAME? | #NAME? | #NAME? | #NAME? | TRUE | 0 | TRUE | TRUE | #NAME? | #NAME? | #NAME? | #NAME? | #NAME? | #NAME? | #NAME? | #NAME? | #NAME? | #NAME? |  |  | 1: 0; 2: 0; 3: 0; 4: 0 | 0 |  | 0 | 0 | 0 | 19739 | 0 | 0 | 0 |  | 0 | 2137 | 2137 | 1973-09-06 | #NAME? | #NAME? | #NAME?
1973-09-07 | 1973 | 9 | 250 | 7 | 6 | 10 | 2.8447 | 20.1667 | 18.4 | 18.4 | 10.05 | #NAME? | #NAME? | #NAME? | #NAME? | #NAME? | #NAME? | FALSE | 0 | TRUE | TRUE | #NAME? | #NAME? | #NAME? | #NAME? | #NAME? | #NAME? | #NAME? | #NAME? | #NAME? | #NAME? |  |  | 1: 0; 2: 0; 3: 0; 4: 4.5328 | 4.5328 |  | 132.961 | 204.7177 | 211.0492 | 19739 | 4.5328 | 132.961 | 217.4819 |  | 0 | 2138 | 2138 | 1973-09-07 | #NAME? | #NAME? | #NAME?
1973-09-08 | 1973 | 9 | 251 | 8 | 7 | 8.9 | 3.1019 | 25.3333 | 1 | 1 | 0 | #NAME? | #NAME? | #NAME? | #NAME? | #NAME? | #NAME? | FALSE | 18.4 | FALSE | TRUE | #NAME? | #NAME? | #NAME? | #NAME? | #NAME? | #NAME? | #NAME? | #NAME? | #NAME? | #NAME? |  |  | 1: 0; 2: 0; 3: 0; 4: 0 | 0 |  | 0 | 0 | 0 | 19739 | 0 | 0 | 0 |  | 0 | 2139 | 2139 | 1973-09-08 | #NAME? | #NAME? | #NAME?
1973-09-09 | 1973 | 9 | 252 | 9 | 1 | 12.2 | 3.3478 | 28.8333 | 0 | 0 | 0 | #NAME? | #NAME? | #NAME? | #NAME? | #NAME? | #NAME? | TRUE | 19.4 | FALSE | TRUE | #NAME? | #NAME? | #NAME? | #NAME? | #NAME? | #NAME? | #NAME? | #NAME? | #NAME? | #NAME? |  |  | 1: 0; 2: 0; 3: 0; 4: 0 | 0 |  | 0 | 0 | 0 | 19739 | 0 | 0 | 0 |  | 0 | 2140 | 2140 | 1973-09-09 | #NAME? | #NAME? | #NAME?
1973-09-10 | 1973 | 9 | 253 | 10 | 2 | 8.9 | 3.0886 | 5.6667 | 0 | 0 | 0 | #NAME? | #NAME? | #NAME? | #NAME? | #NAME? | #NAME? | FALSE | 1 | TRUE | TRUE | #NAME? | #NAME? | #NAME? | #NAME? | #NAME? | #NAME? | #NAME? | #NAME? | #NAME? | #NAME? |  |  | 1: 0; 2: 0; 3: 6.4753; 4: 5.8273 | 12.3027 |  | 265.9069 | 409.4122 | 422.0744 | 19739 | 12.3027 | 265.9069 | 434.939 |  | 0 | 2141 | 2141 | 1973-09-10 | #NAME? | #NAME? | #NAME?
1973-09-11 | 1973 | 9 | 254 | 11 | 3 | 8.9 | 3.1948 | 1 | 0 | 0 | 0 | #NAME? | #NAME? | #NAME? | #NAME? | #NAME? | #NAME? | TRUE | 0 | TRUE | TRUE | #NAME? | #NAME? | #NAME? | #NAME? | #NAME? | #NAME? | #NAME? | #NAME? | #NAME? | #NAME? |  |  | 1: 0; 2: 0; 3: 0; 4: 0 | 0 |  | 0 | 0 | 0 | 19739 | 0 | 0 | 0 |  | 0 | 2142 | 2142 | 1973-09-11 | #NAME? | #NAME? | #NAME?
1973-09-12 | 1973 | 9 | 255 | 12 | 4 | 5 | 4.0424 | 32.6667 | 1.5 | 1.5 | 0 | #NAME? | #NAME? | #NAME? | #NAME? | #NAME? | #NAME? | FALSE | 0 | TRUE | FALSE | #NAME? | #NAME? | #NAME? | #NAME? | #NAME? | #NAME? | #NAME? | #NAME? | #NAME? | #NAME? |  |  | 1: 0; 2: 0; 3: 0; 4: 0 | 0 |  | 0 | 0 | 0 | 19739 | 0 | 0 | 0 |  | 0 | 2143 | 2143 | 1973-09-12 | #NAME? | #NAME? | #NAME?
1973-09-13 | 1973 | 9 | 256 | 13 | 5 | -0.6 | 2.1107 | 35 | 0 | 0 | 0 | #NAME? | #NAME? | #NAME? | #NAME? | #NAME? | #NAME? | TRUE | 1.5 | TRUE | FALSE | #NAME? | #NAME? | #NAME? | #NAME? | #NAME? | #NAME? | #NAME? | #NAME? | #NAME? | #NAME? |  |  | 1: 0; 2: 0; 3: 0; 4: 0 | 0 |  | 0 | 0 | 0 | 19739 | 0 | 0 | 0 |  | 0 | 2144 | 2144 | 1973-09-13 | #NAME? | #NAME? | #NAME?
1973-09-14 | 1973 | 9 | 257 | 14 | 6 | -1.1 | 1.1873 | 16.5 | 0.3 | 0.3 | 0 | #NAME? | #NAME? | #NAME? | #NAME? | #NAME? | #NAME? | FALSE | 1.5 | TRUE | FALSE | #NAME? | #NAME? | #NAME? | #NAME? | #NAME? | #NAME? | #NAME? | #NAME? | #NAME? | #NAME? |  |  | 1: 0; 2: 0; 3: 0; 4: 0 | 0 |  | 0 | 0 | 0 | 19739 | 0 | 0 | 0 |  | 0 | 2145 | 2145 | 1973-09-14 | #NAME? | #NAME? | #NAME?
1973-09-15 | 1973 | 9 | 258 | 15 | 7 | -1.7 | 2.1579 | 7.3333 | 0 | 0 | 0 | #NAME? | #NAME? | #NAME? | #NAME? | #NAME? | #NAME? | FALSE | 0.3 | TRUE | FALSE | #NAME? | #NAME? | #NAME? | #NAME? | #NAME? | #NAME? | #NAME? | #NAME? | #NAME? | #NAME? |  |  | 1: 0; 2: 0; 3: 0; 4: 0 | 0 |  | 0 | 0 | 0 | 19739 | 0 | 0 | 0 |  | 0 | 2146 | 2146 | 1973-09-15 | #NAME? | #NAME? | #NAME?
1973-09-16 | 1973 | 9 | 259 | 16 | 1 | -1.7 | 2.7578 | 10.1667 | 0 | 0 | 0 | #NAME? | #NAME? | #NAME? | #NAME? | #NAME? | #NAME? | TRUE | 0.3 | TRUE | FALSE | #NAME? | #NAME? | #NAME? | #NAME? | #NAME? | #NAME? | #NAME? | #NAME? | #NAME? | #NAME? |  |  | 1: 0; 2: 0; 3: 0; 4: 0 | 0 |  | 0 | 0 | 0 | 19739 | 0 | 0 | 0 |  | 0 | 2147 | 2147 | 1973-09-16 | #NAME? | #NAME? | #NAME?
1973-09-17 | 1973 | 9 | 260 | 17 | 2 | -0.6 | 2.8565 | 1.8333 | 0 | 0 | 0 | #NAME? | #NAME? | #NAME? | #NAME? | #NAME? | #NAME? | FALSE | 0 | TRUE | FALSE | #NAME? | #NAME? | #NAME? | #NAME? | #NAME? | #NAME? | #NAME? | #NAME? | #NAME? | #NAME? |  |  | 1: 0; 2: 0; 3: 0; 4: 0 | 0 |  | 0 | 0 | 0 | 19739 | 0 | 0 | 0 |  | 0 | 2148 | 2148 | 1973-09-17 | #NAME? | #NAME? | #NAME?
1973-09-18 | 1973 | 9 | 261 | 18 | 3 | 1.1 | 2.4048 | 1.3333 | 0 | 0 | 0 | #NAME? | #NAME? | #NAME? | #NAME? | #NAME? | #NAME? | TRUE | 0 | TRUE | TRUE | #NAME? | #NAME? | #NAME? | #NAME? | #NAME? | #NAME? | #NAME? | #NAME? | #NAME? | #NAME? |  |  | 1: 16.5901; 2: 26.4425; 3: 0; 4: 0 | 43.0326 |  | 1018.967 | 1654.1214 | 1712.1143 | 19739 | 43.0326 | 1018.967 | 1666.7056 |  | 0 | 2149 | 2149 | 1973-09-18 | #NAME? | #NAME? | #NAME?
1973-09-19 | 1973 | 9 | 262 | 19 | 4 | 3.9 | 2.3192 | 2 | 3.3 | 3.3 | 0 | #NAME? | #NAME? | #NAME? | #NAME? | #NAME? | #NAME? | FALSE | 0 | TRUE | TRUE | #NAME? | #NAME? | #NAME? | #NAME? | #NAME? | #NAME? | #NAME? | #NAME? | #NAME? | #NAME? |  |  | 1: 0; 2: 0; 3: 8.8881; 4: 11.1767 | 20.0648 |  | 458.208 | 705.4948 | 727.3142 | 19739 | 20.0648 | 458.208 | 749.4824 |  | 0 | 2150 | 2150 | 1973-09-19 | #NAME? | #NAME? | #NAME?
1973-09-20 | 1973 | 9 | 263 | 20 | 5 | 6.7 | 1.3491 | 5.1667 | 1.9 | 1.9 | 0 | #NAME? | #NAME? | #NAME? | #NAME? | #NAME? | #NAME? | TRUE | 3.3 | TRUE | TRUE | #NAME? | #NAME? | #NAME? | #NAME? | #NAME? | #NAME? | #NAME? | #NAME? | #NAME? | #NAME? |  |  | 1: 5.0315; 2: 8.4395; 3: 0; 4: 0 | 13.4709 |  | 321.3521 | 521.9843 | 540.3094 | 19739 | 13.4709 | 321.3521 | 525.6297 |  | 0 | 2151 | 2151 | 1973-09-20 | #NAME? | #NAME? | #NAME?
1973-09-21 | 1973 | 9 | 264 | 21 | 6 | 5.6 | 1.3354 | 6.1667 | 0.8 | 0.8 | 0 | #NAME? | #NAME? | #NAME? | #NAME? | #NAME? | #NAME? | FALSE | 5.2 | TRUE | FALSE | #NAME? | #NAME? | #NAME? | #NAME? | #NAME? | #NAME? | #NAME? | #NAME? | #NAME? | #NAME? |  |  | 1: 0; 2: 0; 3: 0; 4: 0 | 0 |  | 0 | 0 | 0 | 19739 | 0 | 0 | 0 |  | 0 | 2152 | 2152 | 1973-09-21 | #NAME? | #NAME? | #NAME?
1973-09-22 | 1973 | 9 | 265 | 22 | 7 | 2.8 | 2.0942 | 8.8333 | 0 | 0 | 0 | #NAME? | #NAME? | #NAME? | #NAME? | #NAME? | #NAME? | FALSE | 2.7 | TRUE | TRUE | #NAME? | #NAME? | #NAME? | #NAME? | #NAME? | #NAME? | #NAME? | #NAME? | #NAME? | #NAME? |  |  | 1: 0; 2: 0; 3: 0; 4: 0 | 0 |  | 0 | 0 | 0 | 19739 | 0 | 0 | 0 |  | 0 | 2153 | 2153 | 1973-09-22 | #NAME? | #NAME? | #NAME?
1973-09-23 | 1973 | 9 | 266 | 23 | 1 | 6.7 | 2.0993 | 9.8333 | 0 | 0 | 0 | #NAME? | #NAME? | #NAME? | #NAME? | #NAME? | #NAME? | TRUE | 0.8 | TRUE | TRUE | #NAME? | #NAME? | #NAME? | #NAME? | #NAME? | #NAME? | #NAME? | #NAME? | #NAME? | #NAME? |  |  | 1: 2.3235; 2: 3.6867; 3: 0; 4: 0 | 6.0102 |  | 142.2216 | 230.86 | 238.9529 | 19739 | 6.0102 | 142.2216 | 232.6293 |  | 0 | 2154 | 2154 | 1973-09-23 | #NAME? | #NAME? | #NAME?
1973-09-24 | 1973 | 9 | 267 | 24 | 2 | 7.2 | 1.587 | 12.3333 | 0.3 | 0.3 | 0 | #NAME? | #NAME? | #NAME? | #NAME? | #NAME? | #NAME? | FALSE | 0 | TRUE | TRUE | #NAME? | #NAME? | #NAME? | #NAME? | #NAME? | #NAME? | #NAME? | #NAME? | #NAME? | #NAME? |  |  | 1: 0; 2: 0; 3: 2.6844; 4: 6.0629 | 8.7473 |  | 217.2167 | 334.4447 | 344.7884 | 19739 | 8.7473 | 217.2167 | 355.2973 |  | 0 | 2155 | 2155 | 1973-09-24 | #NAME? | #NAME? | #NAME?
1973-09-25 | 1973 | 9 | 268 | 25 | 3 | 4.4 | 1.5336 | 6.6667 | 0.3 | 0.3 | 0 | #NAME? | #NAME? | #NAME? | #NAME? | #NAME? | #NAME? | TRUE | 0.3 | TRUE | FALSE | #NAME? | #NAME? | #NAME? | #NAME? | #NAME? | #NAME? | #NAME? | #NAME? | #NAME? | #NAME? |  |  | 1: 0; 2: 0; 3: 0; 4: 0 | 0 |  | 0 | 0 | 0 | 19739 | 0 | 0 | 0 |  | 0 | 2156 | 2156 | 1973-09-25 | #NAME? | #NAME? | #NAME?
1973-09-26 | 1973 | 9 | 269 | 26 | 4 | 0.6 | 4.1185 | 8 | 0 | 0 | 0 | #NAME? | #NAME? | #NAME? | #NAME? | #NAME? | #NAME? | FALSE | 0.6 | TRUE | TRUE | #NAME? | #NAME? | #NAME? | #NAME? | #NAME? | #NAME? | #NAME? | #NAME? | #NAME? | #NAME? |  |  | 1: 0; 2: 0; 3: 0; 4: 3.1235 | 3.1235 |  | 91.6218 | 141.0684 | 145.4314 | 19739 | 3.1235 | 91.6218 | 149.864 |  | 0 | 2157 | 2157 | 1973-09-26 | #NAME? | #NAME? | #NAME?
1973-09-27 | 1973 | 9 | 270 | 27 | 5 | 7.2 | 4.2052 | 12.6667 | 0 | 0 | 0 | #NAME? | #NAME? | #NAME? | #NAME? | #NAME? | #NAME? | TRUE | 0.3 | TRUE | TRUE | #NAME? | #NAME? | #NAME? | #NAME? | #NAME? | #NAME? | #NAME? | #NAME? | #NAME? | #NAME? |  |  | 1: 8.0177; 2: 9.6535; 3: 0; 4: 0 | 17.6712 |  | 400.7622 | 648.1641 | 670.7056 | 19739 | 17.6712 | 400.7622 | 655.5194 |  | 0 | 2158 | 2158 | 1973-09-27 | #NAME? | #NAME? | #NAME?
1973-09-28 | 1973 | 9 | 271 | 28 | 6 | 6.7 | 3.5188 | 5.6667 | 0 | 0 | 0 | #NAME? | #NAME? | #NAME? | #NAME? | #NAME? | #NAME? | FALSE | 0 | TRUE | TRUE | #NAME? | #NAME? | #NAME? | #NAME? | #NAME? | #NAME? | #NAME? | #NAME? | #NAME? | #NAME? |  |  | 1: 0; 2: 0; 3: 0; 4: 4.5929 | 4.5929 |  | 134.7244 | 207.4328 | 213.8483 | 19739 | 4.5929 | 134.7244 | 220.3663 |  | 0 | 2159 | 2159 | 1973-09-28 | #NAME? | #NAME? | #NAME?
1973-09-29 | 1973 | 9 | 272 | 29 | 7 | 8.3 | 3.1548 | 15 | 0 | 0 | 0 | #NAME? | #NAME? | #NAME? | #NAME? | #NAME? | #NAME? | FALSE | 0 | TRUE | TRUE | #NAME? | #NAME? | #NAME? | #NAME? | #NAME? | #NAME? | #NAME? | #NAME? | #NAME? | #NAME? |  |  | 1: 0; 2: 0; 3: 0; 4: 0 | 0 |  | 0 | 0 | 0 | 19739 | 0 | 0 | 0 |  | 0 | 2160 | 2160 | 1973-09-29 | #NAME? | #NAME? | #NAME?
1973-09-30 | 1973 | 9 | 273 | 30 | 1 | 3.9 | 2.2812 | 17.1667 | 0 | 0 | 0 | #NAME? | #NAME? | #NAME? | #NAME? | #NAME? | #NAME? | TRUE | 0 | TRUE | FALSE | #NAME? | #NAME? | #NAME? | #NAME? | #NAME? | #NAME? | #NAME? | #NAME? | #NAME? | #NAME? |  |  | 1: 0; 2: 0; 3: 0; 4: 0 | 0 |  | 0 | 0 | 0 | 19739 | 0 | 0 | 0 |  | 0 | 2161 | 2161 | 1973-09-30 | #NAME? | #NAME? | #NAME?
1974-05-01 | 1974 | 5 | 121 | 1 | 4 | 1.7 | 2.3429 | 20.1667 | 2.3 | 2.3 | 0 | #NAME? | #NAME? | #NAME? | #NAME? | #NAME? | #NAME? | FALSE | 0 | TRUE | FALSE | #NAME? | #NAME? | #NAME? | #NAME? | #NAME? | #NAME? | #NAME? | #NAME? | #NAME? | #NAME? |  |  | 1: 0; 2: 0; 3: 0; 4: 0 | 0 |  | 0 | 0 | 0 | 19745 | 0 | 0 | 0 |  | 0 | 2162 | 2162 | 1974-05-01 | #NAME? | #NAME? | #NAME?
1974-05-02 | 1974 | 5 | 122 | 2 | 5 | -1.7 | 1.8993 | 11 | 0.5 | 0.5 | 0 | #NAME? | #NAME? | #NAME? | #NAME? | #NAME? | #NAME? | TRUE | 2.3 | TRUE | FALSE | #NAME? | #NAME? | #NAME? | #NAME? | #NAME? | #NAME? | #NAME? | #NAME? | #NAME? | #NAME? |  |  | 1: 0; 2: 0; 3: 0; 4: 0 | 0 |  | 0 | 0 | 0 | 19745 | 0 | 0 | 0 |  | 0 | 2163 | 2163 | 1974-05-02 | #NAME? | #NAME? | #NAME?
1974-05-03 | 1974 | 5 | 123 | 3 | 6 | 0 | 4.3476 | 16.6667 | 0 | 0 | 0 | #NAME? | #NAME? | #NAME? | #NAME? | #NAME? | #NAME? | FALSE | 2.8 | TRUE | TRUE | #NAME? | #NAME? | #NAME? | #NAME? | #NAME? | #NAME? | #NAME? | #NAME? | #NAME? | #NAME? |  |  | 1: 0; 2: 0; 3: 0; 4: 3.3246 | 3.3246 |  | 97.5214 | 150.1521 | 154.7959 | 19745 | 3.3246 | 97.5214 | 159.514 |  | 0 | 2164 | 2164 | 1974-05-03 | #NAME? | #NAME? | #NAME?
1974-05-04 | 1974 | 5 | 124 | 4 | 7 | 4.4 | 4.9694 | 20.1667 | 0 | 0 | 0 | #NAME? | #NAME? | #NAME? | #NAME? | #NAME? | #NAME? | FALSE | 0.5 | TRUE | TRUE | #NAME? | #NAME? | #NAME? | #NAME? | #NAME? | #NAME? | #NAME? | #NAME? | #NAME? | #NAME? |  |  | 1: 0; 2: 0; 3: 2.5455; 4: 0 | 2.5455 |  | 37.334 | 57.4825 | 59.2603 | 19745 | 2.5455 | 37.334 | 61.0665 |  | 0 | 2165 | 2165 | 1974-05-04 | #NAME? | #NAME? | #NAME?
1974-05-05 | 1974 | 5 | 125 | 5 | 1 | 6.7 | 5.3983 | 7.8333 | 0 | 0 | 0 | #NAME? | #NAME? | #NAME? | #NAME? | #NAME? | #NAME? | TRUE | 0 | TRUE | TRUE | #NAME? | #NAME? | #NAME? | #NAME? | #NAME? | #NAME? | #NAME? | #NAME? | #NAME? | #NAME? |  |  | 1: 4.5037; 2: 5.8669; 3: 0; 4: 0 | 10.3707 |  | 238.1513 | 385.5892 | 399.031 | 19745 | 10.3707 | 238.1513 | 389.5398 |  | 0 | 2166 | 2166 | 1974-05-05 | #NAME? | #NAME? | #NAME?
1974-05-06 | 1974 | 5 | 126 | 6 | 2 | 8.3 | 3.5895 | 9.5 | 2 | 2 | 0 | #NAME? | #NAME? | #NAME? | #NAME? | #NAME? | #NAME? | FALSE | 0 | TRUE | TRUE | #NAME? | #NAME? | #NAME? | #NAME? | #NAME? | #NAME? | #NAME? | #NAME? | #NAME? | #NAME? |  |  | 1: 0; 2: 0; 3: 3.8082; 4: 8.0934 | 11.9016 |  | 293.259 | 451.5257 | 465.4904 | 19745 | 11.9016 | 293.259 | 479.6783 |  | 0 | 2167 | 2167 | 1974-05-06 | #NAME? | #NAME? | #NAME?
1974-05-07 | 1974 | 5 | 127 | 7 | 3 | 4.4 | 4.4811 | 9.8333 | 0 | 0 | 0 | #NAME? | #NAME? | #NAME? | #NAME? | #NAME? | #NAME? | TRUE | 2 | TRUE | TRUE | #NAME? | #NAME? | #NAME? | #NAME? | #NAME? | #NAME? | #NAME? | #NAME? | #NAME? | #NAME? |  |  | 1: 0; 2: 0; 3: 0; 4: 0 | 0 |  | 0 | 0 | 0 | 19745 | 0 | 0 | 0 |  | 0 | 2168 | 2168 | 1974-05-07 | #NAME? | #NAME? | #NAME?
1974-05-08 | 1974 | 5 | 128 | 8 | 4 | 3.9 | 3.7234 | 18.8333 | 0.3 | 0.3 | 0 | #NAME? | #NAME? | #NAME? | #NAME? | #NAME? | #NAME? | FALSE | 2 | TRUE | TRUE | #NAME? | #NAME? | #NAME? | #NAME? | #NAME? | #NAME? | #NAME? | #NAME? | #NAME? | #NAME? |  |  | 1: 0; 2: 0; 3: 1.8388; 4: 4.7446 | 6.5834 |  | 166.1441 | 255.8092 | 263.7208 | 19745 | 6.5834 | 166.1441 | 271.7589 |  | 0 | 2169 | 2169 | 1974-05-08 | #NAME? | #NAME? | #NAME?
1974-05-09 | 1974 | 5 | 129 | 9 | 5 | 3.9 | 3.0052 | 12.1667 | 0.3 | 0.3 | 0 | #NAME? | #NAME? | #NAME? | #NAME? | #NAME? | #NAME? | TRUE | 0.3 | TRUE | FALSE | #NAME? | #NAME? | #NAME? | #NAME? | #NAME? | #NAME? | #NAME? | #NAME? | #NAME? | #NAME? |  |  | 1: 0; 2: 0; 3: 0; 4: 0 | 0 |  | 0 | 0 | 0 | 19745 | 0 | 0 | 0 |  | 0 | 2170 | 2170 | 1974-05-09 | #NAME? | #NAME? | #NAME?
1974-05-10 | 1974 | 5 | 130 | 10 | 6 | -0.6 | 2.9077 | 1 | 0.5 | 0.5 | 0 | #NAME? | #NAME? | #NAME? | #NAME? | #NAME? | #NAME? | FALSE | 0.6 | TRUE | FALSE | #NAME? | #NAME? | #NAME? | #NAME? | #NAME? | #NAME? | #NAME? | #NAME? | #NAME? | #NAME? |  |  | 1: 0; 2: 0; 3: 0; 4: 0 | 0 |  | 0 | 0 | 0 | 19745 | 0 | 0 | 0 |  | 0 | 2171 | 2171 | 1974-05-10 | #NAME? | #NAME? | #NAME?
1974-05-11 | 1974 | 5 | 131 | 11 | 7 | 1.7 | 2.4447 | 7.6667 | 0.5 | 0.5 | 0 | #NAME? | #NAME? | #NAME? | #NAME? | #NAME? | #NAME? | FALSE | 0.8 | TRUE | FALSE | #NAME? | #NAME? | #NAME? | #NAME? | #NAME? | #NAME? | #NAME? | #NAME? | #NAME? | #NAME? |  |  | 1: 0; 2: 0; 3: 0; 4: 0 | 0 |  | 0 | 0 | 0 | 19745 | 0 | 0 | 0 |  | 0 | 2172 | 2172 | 1974-05-11 | #NAME? | #NAME? | #NAME?
1974-05-12 | 1974 | 5 | 132 | 12 | 1 | 1.7 | 2.6043 | 17.1667 | 7.1 | 7.1 | 1.575 | #NAME? | #NAME? | #NAME? | #NAME? | #NAME? | #NAME? | TRUE | 1 | TRUE | FALSE | #NAME? | #NAME? | #NAME? | #NAME? | #NAME? | #NAME? | #NAME? | #NAME? | #NAME? | #NAME? |  |  | 1: 0; 2: 0; 3: 0; 4: 0 | 0 |  | 0 | 0 | 0 | 19745 | 0 | 0 | 0 |  | 0 | 2173 | 2173 | 1974-05-12 | #NAME? | #NAME? | #NAME?
1974-05-13 | 1974 | 5 | 133 | 13 | 2 | 1.1 | 2.5315 | 29.8333 | 7.6 | 7.6 | 1.95 | #NAME? | #NAME? | #NAME? | #NAME? | #NAME? | #NAME? | FALSE | 7.6 | TRUE | FALSE | #NAME? | #NAME? | #NAME? | #NAME? | #NAME? | #NAME? | #NAME? | #NAME? | #NAME? | #NAME? |  |  | 1: 0; 2: 0; 3: 0; 4: 0 | 0 |  | 0 | 0 | 0 | 19745 | 0 | 0 | 0 |  | 0 | 2174 | 2174 | 1974-05-13 | #NAME? | #NAME? | #NAME?
1974-05-14 | 1974 | 5 | 134 | 14 | 3 | 2.2 | 2.0901 | 10.1667 | 1 | 1 | 0 | #NAME? | #NAME? | #NAME? | #NAME? | #NAME? | #NAME? | TRUE | 14.7 | FALSE | FALSE | #NAME? | #NAME? | #NAME? | #NAME? | #NAME? | #NAME? | #NAME? | #NAME? | #NAME? | #NAME? |  |  | 1: 0; 2: 0; 3: 0; 4: 0 | 0 |  | 0 | 0 | 0 | 19745 | 0 | 0 | 0 |  | 0 | 2175 | 2175 | 1974-05-14 | #NAME? | #NAME? | #NAME?
1974-05-15 | 1974 | 5 | 135 | 15 | 4 | 1.1 | 1.9359 | 5.5 | 10.2 | 10.2 | 3.9 | #NAME? | #NAME? | #NAME? | #NAME? | #NAME? | #NAME? | FALSE | 8.6 | TRUE | FALSE | #NAME? | #NAME? | #NAME? | #NAME? | #NAME? | #NAME? | #NAME? | #NAME? | #NAME? | #NAME? |  |  | 1: 0; 2: 0; 3: 0; 4: 0 | 0 |  | 0 | 0 | 0 | 19745 | 0 | 0 | 0 |  | 0 | 2176 | 2176 | 1974-05-15 | #NAME? | #NAME? | #NAME?
1974-05-16 | 1974 | 5 | 136 | 16 | 5 | 1.7 | 2.5438 | 18.8333 | 3.3 | 3.3 | 0 | #NAME? | #NAME? | #NAME? | #NAME? | #NAME? | #NAME? | TRUE | 11.2 | FALSE | FALSE | #NAME? | #NAME? | #NAME? | #NAME? | #NAME? | #NAME? | #NAME? | #NAME? | #NAME? | #NAME? |  |  | 1: 0; 2: 0; 3: 0; 4: 0 | 0 |  | 0 | 0 | 0 | 19745 | 0 | 0 | 0 |  | 0 | 2177 | 2177 | 1974-05-16 | #NAME? | #NAME? | #NAME?
1974-05-17 | 1974 | 5 | 137 | 17 | 6 | 1.1 | 2.9256 | 15.5 | 4.6 | 4.6 | 0 | #NAME? | #NAME? | #NAME? | #NAME? | #NAME? | #NAME? | FALSE | 13.5 | FALSE | FALSE | #NAME? | #NAME? | #NAME? | #NAME? | #NAME? | #NAME? | #NAME? | #NAME? | #NAME? | #NAME? |  |  | 1: 0; 2: 0; 3: 0; 4: 0 | 0 |  | 0 | 0 | 0 | 19745 | 0 | 0 | 0 |  | 0 | 2178 | 2178 | 1974-05-17 | #NAME? | #NAME? | #NAME?
1974-05-18 | 1974 | 5 | 138 | 18 | 7 | 1.1 | 1.8367 | 25 | 27.7 | 27.7 | 17.025 | #NAME? | #NAME? | #NAME? | #NAME? | #NAME? | #NAME? | FALSE | 7.9 | TRUE | FALSE | #NAME? | #NAME? | #NAME? | #NAME? | #NAME? | #NAME? | #NAME? | #NAME? | #NAME? | #NAME? |  |  | 1: 0; 2: 0; 3: 0; 4: 0 | 0 |  | 0 | 0 | 0 | 19745 | 0 | 0 | 0 |  | 0 | 2179 | 2179 | 1974-05-18 | #NAME? | #NAME? | #NAME?
1974-05-19 | 1974 | 5 | 139 | 19 | 1 | 0.6 | 2.0948 | 10.1667 | 1.4 | 1.4 | 0 | #NAME? | #NAME? | #NAME? | #NAME? | #NAME? | #NAME? | TRUE | 32.3 | FALSE | FALSE | #NAME? | #NAME? | #NAME? | #NAME? | #NAME? | #NAME? | #NAME? | #NAME? | #NAME? | #NAME? |  |  | 1: 0; 2: 0; 3: 0; 4: 0 | 0 |  | 0 | 0 | 0 | 19745 | 0 | 0 | 0 |  | 0 | 2180 | 2180 | 1974-05-19 | #NAME? | #NAME? | #NAME?
1974-05-20 | 1974 | 5 | 140 | 20 | 2 | 0 | 3.0752 | 10 | 0 | 0 | 0 | #NAME? | #NAME? | #NAME? | #NAME? | #NAME? | #NAME? | FALSE | 29.1 | FALSE | TRUE | #NAME? | #NAME? | #NAME? | #NAME? | #NAME? | #NAME? | #NAME? | #NAME? | #NAME? | #NAME? |  |  | 1: 0; 2: 0; 3: 0; 4: 0 | 0 |  | 0 | 0 | 0 | 19745 | 0 | 0 | 0 |  | 0 | 2181 | 2181 | 1974-05-20 | #NAME? | #NAME? | #NAME?
1974-05-21 | 1974 | 5 | 141 | 21 | 3 | 3.3 | 3.8482 | 8.1667 | 0 | 0 | 0 | #NAME? | #NAME? | #NAME? | #NAME? | #NAME? | #NAME? | TRUE | 1.4 | TRUE | FALSE | #NAME? | #NAME? | #NAME? | #NAME? | #NAME? | #NAME? | #NAME? | #NAME? | #NAME? | #NAME? |  |  | 1: 0; 2: 0; 3: 0; 4: 0 | 0 |  | 0 | 0 | 0 | 19745 | 0 | 0 | 0 |  | 0 | 2182 | 2182 | 1974-05-21 | #NAME? | #NAME? | #NAME?
1974-05-22 | 1974 | 5 | 142 | 22 | 4 | 1.1 | 3.6402 | 1 | 0 | 0 | 0 | #NAME? | #NAME? | #NAME? | #NAME? | #NAME? | #NAME? | FALSE | 0 | TRUE | TRUE | #NAME? | #NAME? | #NAME? | #NAME? | #NAME? | #NAME? | #NAME? | #NAME? | #NAME? | #NAME? |  |  | 1: 0; 2: 0; 3: 1.5776; 4: 7.24 | 8.8176 |  | 235.5115 | 362.613 | 373.8278 | 19745 | 8.8176 | 235.5115 | 385.2219 |  | 0 | 2183 | 2183 | 1974-05-22 | #NAME? | #NAME? | #NAME?
1974-05-23 | 1974 | 5 | 143 | 23 | 5 | 4.4 | 5.3331 | 11.8333 | 0 | 0 | 0 | #NAME? | #NAME? | #NAME? | #NAME? | #NAME? | #NAME? | TRUE | 0 | TRUE | FALSE | #NAME? | #NAME? | #NAME? | #NAME? | #NAME? | #NAME? | #NAME? | #NAME? | #NAME? | #NAME? |  |  | 1: 0; 2: 0; 3: 0; 4: 0 | 0 |  | 0 | 0 | 0 | 19745 | 0 | 0 | 0 |  | 0 | 2184 | 2184 | 1974-05-23 | #NAME? | #NAME? | #NAME?
1974-05-24 | 1974 | 5 | 144 | 24 | 6 | 2.8 | 4.7607 | 11 | 0 | 0 | 0 | #NAME? | #NAME? | #NAME? | #NAME? | #NAME? | #NAME? | FALSE | 0 | TRUE | TRUE | #NAME? | #NAME? | #NAME? | #NAME? | #NAME? | #NAME? | #NAME? | #NAME? | #NAME? | #NAME? |  |  | 1: 0; 2: 0; 3: 0; 4: 5.2132 | 5.2132 |  | 152.9206 | 235.4492 | 242.7311 | 19745 | 5.2132 | 152.9206 | 250.1294 |  | 0 | 2185 | 2185 | 1974-05-24 | #NAME? | #NAME? | #NAME?
1974-05-25 | 1974 | 5 | 145 | 25 | 7 | 9.4 | 5.6385 | 6.8333 | 0 | 0 | 0 | #NAME? | #NAME? | #NAME? | #NAME? | #NAME? | #NAME? | FALSE | 0 | TRUE | TRUE | #NAME? | #NAME? | #NAME? | #NAME? | #NAME? | #NAME? | #NAME? | #NAME? | #NAME? | #NAME? |  |  | 1: 0; 2: 0; 3: 4.5155; 4: 0 | 4.5155 |  | 66.2268 | 101.9683 | 105.1219 | 19745 | 4.5155 | 66.2268 | 108.326 |  | 0 | 2186 | 2186 | 1974-05-25 | #NAME? | #NAME? | #NAME?
1974-05-26 | 1974 | 5 | 146 | 26 | 1 | 8.3 | 5.9177 | 15.1667 | 0 | 0 | 0 | #NAME? | #NAME? | #NAME? | #NAME? | #NAME? | #NAME? | TRUE | 0 | TRUE | FALSE | #NAME? | #NAME? | #NAME? | #NAME? | #NAME? | #NAME? | #NAME? | #NAME? | #NAME? | #NAME? |  |  | 1: 0; 2: 0; 3: 0; 4: 0 | 0 |  | 0 | 0 | 0 | 19745 | 0 | 0 | 0 |  | 0 | 2187 | 2187 | 1974-05-26 | #NAME? | #NAME? | #NAME?
1974-05-27 | 1974 | 5 | 147 | 27 | 2 | 2.8 | 3.2838 | 6 | 1 | 1 | 0 | #NAME? | #NAME? | #NAME? | #NAME? | #NAME? | #NAME? | FALSE | 0 | TRUE | FALSE | #NAME? | #NAME? | #NAME? | #NAME? | #NAME? | #NAME? | #NAME? | #NAME? | #NAME? | #NAME? |  |  | 1: 0; 2: 0; 3: 0; 4: 0 | 0 |  | 0 | 0 | 0 | 19745 | 0 | 0 | 0 |  | 0 | 2188 | 2188 | 1974-05-27 | #NAME? | #NAME? | #NAME?
1974-05-28 | 1974 | 5 | 148 | 28 | 3 | 1.1 | 3.1367 | 18.1667 | 0.5 | 0.5 | 0 | #NAME? | #NAME? | #NAME? | #NAME? | #NAME? | #NAME? | TRUE | 1 | TRUE | FALSE | #NAME? | #NAME? | #NAME? | #NAME? | #NAME? | #NAME? | #NAME? | #NAME? | #NAME? | #NAME? |  |  | 1: 0; 2: 0; 3: 0; 4: 0 | 0 |  | 0 | 0 | 0 | 19745 | 0 | 0 | 0 |  | 0 | 2189 | 2189 | 1974-05-28 | #NAME? | #NAME? | #NAME?
1974-05-29 | 1974 | 5 | 149 | 29 | 4 | 2.8 | 2.298 | 15.8333 | 0 | 0 | 0 | #NAME? | #NAME? | #NAME? | #NAME? | #NAME? | #NAME? | FALSE | 1.5 | TRUE | TRUE | #NAME? | #NAME? | #NAME? | #NAME? | #NAME? | #NAME? | #NAME? | #NAME? | #NAME? | #NAME? |  |  | 1: 0; 2: 0; 3: 11.2939; 4: 10.9184 | 22.2123 |  | 485.9172 | 748.1583 | 771.2972 | 19745 | 22.2123 | 485.9172 | 794.8059 |  | 0 | 2190 | 2190 | 1974-05-29 | #NAME? | #NAME? | #NAME?
1974-05-30 | 1974 | 5 | 150 | 30 | 5 | 3.3 | 2.3491 | 3.3333 | 0.5 | 0.5 | 0 | #NAME? | #NAME? | #NAME? | #NAME? | #NAME? | #NAME? | TRUE | 0.5 | TRUE | FALSE | #NAME? | #NAME? | #NAME? | #NAME? | #NAME? | #NAME? | #NAME? | #NAME? | #NAME? | #NAME? |  |  | 1: 0; 2: 0; 3: 0; 4: 0 | 0 |  | 0 | 0 | 0 | 19745 | 0 | 0 | 0 |  | 0 | 2191 | 2191 | 1974-05-30 | #NAME? | #NAME? | #NAME?
1974-05-31 | 1974 | 5 | 151 | 31 | 6 | 1.1 | 3.5957 | 1.5 | 0 | 0 | 0 | #NAME? | #NAME? | #NAME? | #NAME? | #NAME? | #NAME? | FALSE | 0.5 | TRUE | TRUE | #NAME? | #NAME? | #NAME? | #NAME? | #NAME? | #NAME? | #NAME? | #NAME? | #NAME? | #NAME? |  |  | 1: 0; 2: 0; 3: 0; 4: 3.572 | 3.572 |  | 104.7781 | 161.3251 | 166.3145 | 19745 | 3.572 | 104.7781 | 171.3837 |  | 0 | 2192 | 2192 | 1974-05-31 | #NAME? | #NAME? | #NAME?
1974-06-01 | 1974 | 6 | 152 | 1 | 7 | 5 | 5.9577 | 13.6667 | 0 | 0 | 0 | #NAME? | #NAME? | #NAME? | #NAME? | #NAME? | #NAME? | FALSE | 0.5 | TRUE | TRUE | #NAME? | #NAME? | #NAME? | #NAME? | #NAME? | #NAME? | #NAME? | #NAME? | #NAME? | #NAME? |  |  | 1: 0; 2: 0; 3: 1.2395; 4: 0 | 1.2395 |  | 18.1796 | 27.9909 | 28.8566 | 19746 | 1.2395 | 18.1796 | 29.7361 |  | 0 | 2193 | 2193 | 1974-06-01 | #NAME? | #NAME? | #NAME?
1974-06-02 | 1974 | 6 | 153 | 2 | 1 | 10 | 6.703 | 15.8333 | 0 | 0 | 0 | #NAME? | #NAME? | #NAME? | #NAME? | #NAME? | #NAME? | TRUE | 0 | TRUE | TRUE | #NAME? | #NAME? | #NAME? | #NAME? | #NAME? | #NAME? | #NAME? | #NAME? | #NAME? | #NAME? |  |  | 1: 6.8897; 2: 13.2017; 3: 0; 4: 0 | 20.0914 |  | 488.2991 | 794.3805 | 822.3612 | 19746 | 20.0914 | 488.2991 | 798.7018 |  | 0 | 2194 | 2194 | 1974-06-02 | #NAME? | #NAME? | #NAME?
1974-06-03 | 1974 | 6 | 154 | 3 | 2 | 7.2 | 5.4726 | 8.6667 | 0 | 0 | 0 | #NAME? | #NAME? | #NAME? | #NAME? | #NAME? | #NAME? | FALSE | 0 | TRUE | TRUE | #NAME? | #NAME? | #NAME? | #NAME? | #NAME? | #NAME? | #NAME? | #NAME? | #NAME? | #NAME? |  |  | 1: 0; 2: 0; 3: 0; 4: 9.2433 | 9.2433 |  | 271.1382 | 417.4667 | 430.3781 | 19746 | 9.2433 | 271.1382 | 443.4958 |  | 0 | 2195 | 2195 | 1974-06-03 | #NAME? | #NAME? | #NAME?
1974-06-04 | 1974 | 6 | 155 | 4 | 3 | 5.6 | 5.0569 | 22.5 | 0.8 | 0.8 | 0 | #NAME? | #NAME? | #NAME? | #NAME? | #NAME? | #NAME? | TRUE | 0 | TRUE | TRUE | #NAME? | #NAME? | #NAME? | #NAME? | #NAME? | #NAME? | #NAME? | #NAME? | #NAME? | #NAME? |  |  | 1: 0; 2: 0; 3: 0; 4: 0 | 0 |  | 0 | 0 | 0 | 19746 | 0 | 0 | 0 |  | 0 | 2196 | 2196 | 1974-06-04 | #NAME? | #NAME? | #NAME?
1974-06-05 | 1974 | 6 | 156 | 5 | 4 | 5 | 5.7823 | 23.3333 | 0 | 0 | 0 | #NAME? | #NAME? | #NAME? | #NAME? | #NAME? | #NAME? | FALSE | 0.8 | TRUE | TRUE | #NAME? | #NAME? | #NAME? | #NAME? | #NAME? | #NAME? | #NAME? | #NAME? | #NAME? | #NAME? |  |  | 1: 0; 2: 0; 3: 2.347; 4: 5.0613 | 7.4083 |  | 182.8871 | 281.5881 | 290.297 | 19746 | 7.4083 | 182.8871 | 299.1451 |  | 0 | 2197 | 2197 | 1974-06-05 | #NAME? | #NAME? | #NAME?
1974-06-06 | 1974 | 6 | 157 | 6 | 5 | 7.2 | 4.637 | 18.3333 | 3.4 | 3.4 | 0 | #NAME? | #NAME? | #NAME? | #NAME? | #NAME? | #NAME? | TRUE | 0.8 | TRUE | TRUE | #NAME? | #NAME? | #NAME? | #NAME? | #NAME? | #NAME? | #NAME? | #NAME? | #NAME? | #NAME? |  |  | 1: 0; 2: 0; 3: 0; 4: 0 | 0 |  | 0 | 0 | 0 | 19746 | 0 | 0 | 0 |  | 0 | 2198 | 2198 | 1974-06-06 | #NAME? | #NAME? | #NAME?
1974-06-07 | 1974 | 6 | 158 | 7 | 6 | 6.7 | 3.6004 | 29.5 | 8.5 | 8.5 | 2.625 | #NAME? | #NAME? | #NAME? | #NAME? | #NAME? | #NAME? | FALSE | 3.4 | TRUE | TRUE | #NAME? | #NAME? | #NAME? | #NAME? | #NAME? | #NAME? | #NAME? | #NAME? | #NAME? | #NAME? |  |  | 1: 0; 2: 0; 3: 0; 4: 5.7306 | 5.7306 |  | 168.0988 | 258.8188 | 266.8235 | 19746 | 5.7306 | 168.0988 | 274.9561 |  | 0 | 2199 | 2199 | 1974-06-07 | #NAME? | #NAME? | #NAME?
1974-06-08 | 1974 | 6 | 159 | 8 | 7 | 4.4 | 4.1642 | 12.1667 | 2 | 2 | 0 | #NAME? | #NAME? | #NAME? | #NAME? | #NAME? | #NAME? | FALSE | 11.9 | FALSE | FALSE | #NAME? | #NAME? | #NAME? | #NAME? | #NAME? | #NAME? | #NAME? | #NAME? | #NAME? | #NAME? |  |  | 1: 0; 2: 0; 3: 0; 4: 0 | 0 |  | 0 | 0 | 0 | 19746 | 0 | 0 | 0 |  | 0 | 2200 | 2200 | 1974-06-08 | #NAME? | #NAME? | #NAME?
1974-06-09 | 1974 | 6 | 160 | 9 | 1 | 2.8 | 3.9174 | 12.6667 | 0.3 | 0.3 | 0 | #NAME? | #NAME? | #NAME? | #NAME? | #NAME? | #NAME? | TRUE | 10.5 | FALSE | FALSE | #NAME? | #NAME? | #NAME? | #NAME? | #NAME? | #NAME? | #NAME? | #NAME? | #NAME? | #NAME? |  |  | 1: 0; 2: 0; 3: 0; 4: 0 | 0 |  | 0 | 0 | 0 | 19746 | 0 | 0 | 0 |  | 0 | 2201 | 2201 | 1974-06-09 | #NAME? | #NAME? | #NAME?
1974-06-10 | 1974 | 6 | 161 | 10 | 2 | 2.2 | 4.3583 | 4 | 0 | 0 | 0 | #NAME? | #NAME? | #NAME? | #NAME? | #NAME? | #NAME? | FALSE | 2.3 | TRUE | TRUE | #NAME? | #NAME? | #NAME? | #NAME? | #NAME? | #NAME? | #NAME? | #NAME? | #NAME? | #NAME? |  |  | 1: 0; 2: 0; 3: 6.6088; 4: 6.7249 | 13.3337 |  | 294.1933 | 452.9643 | 466.9735 | 19746 | 13.3337 | 294.1933 | 481.2066 |  | 0 | 2202 | 2202 | 1974-06-10 | #NAME? | #NAME? | #NAME?
1974-06-11 | 1974 | 6 | 162 | 11 | 3 | 9.4 | 5.9589 | 8.3333 | 0 | 0 | 0 | #NAME? | #NAME? | #NAME? | #NAME? | #NAME? | #NAME? | TRUE | 0.3 | TRUE | TRUE | #NAME? | #NAME? | #NAME? | #NAME? | #NAME? | #NAME? | #NAME? | #NAME? | #NAME? | #NAME? |  |  | 1: 3.337; 2: 6.3003; 3: 0; 4: 0 | 9.6373 |  | 233.7507 | 380.2105 | 393.598 | 19746 | 9.6373 | 233.7507 | 382.3418 |  | 0 | 2203 | 2203 | 1974-06-11 | #NAME? | #NAME? | #NAME?
1974-06-12 | 1974 | 6 | 163 | 12 | 4 | 7.2 | 6.2984 | 9.3333 | 0 | 0 | 0 | #NAME? | #NAME? | #NAME? | #NAME? | #NAME? | #NAME? | FALSE | 0 | TRUE | TRUE | #NAME? | #NAME? | #NAME? | #NAME? | #NAME? | #NAME? | #NAME? | #NAME? | #NAME? | #NAME? |  |  | 1: 0; 2: 0; 3: 3.2446; 4: 5.6745 | 8.9191 |  | 214.0391 | 329.5523 | 339.7447 | 19746 | 8.9191 | 214.0391 | 350.0999 |  | 0 | 2204 | 2204 | 1974-06-12 | #NAME? | #NAME? | #NAME?
1974-06-13 | 1974 | 6 | 164 | 13 | 5 | 9.4 | 5.7626 | 18.5 | 0 | 0 | 0 | #NAME? | #NAME? | #NAME? | #NAME? | #NAME? | #NAME? | TRUE | 0 | TRUE | TRUE | #NAME? | #NAME? | #NAME? | #NAME? | #NAME? | #NAME? | #NAME? | #NAME? | #NAME? | #NAME? |  |  | 1: 9.5695; 2: 17.2614; 3: 0; 4: 0 | 26.8309 |  | 646.6867 | 1051.3333 | 1088.3103 | 19746 | 26.8309 | 646.6867 | 1057.7735 |  | 0 | 2205 | 2205 | 1974-06-13 | #NAME? | #NAME? | #NAME?
1974-06-14 | 1974 | 6 | 165 | 14 | 6 | 6.7 | 5.974 | 7.5 | 0 | 0 | 0 | #NAME? | #NAME? | #NAME? | #NAME? | #NAME? | #NAME? | FALSE | 0 | TRUE | TRUE | #NAME? | #NAME? | #NAME? | #NAME? | #NAME? | #NAME? | #NAME? | #NAME? | #NAME? | #NAME? |  |  | 1: 0; 2: 0; 3: 0; 4: 6.6335 | 6.6335 |  | 194.584 | 299.5976 | 308.8635 | 19746 | 6.6335 | 194.584 | 318.2775 |  | 0 | 2206 | 2206 | 1974-06-14 | #NAME? | #NAME? | #NAME?
1974-06-15 | 1974 | 6 | 166 | 15 | 7 | 10 | 7.2625 | 16.1667 | 0 | 0 | 0 | #NAME? | #NAME? | #NAME? | #NAME? | #NAME? | #NAME? | FALSE | 0 | TRUE | TRUE | #NAME? | #NAME? | #NAME? | #NAME? | #NAME? | #NAME? | #NAME? | #NAME? | #NAME? | #NAME? |  |  | 1: 0; 2: 0; 3: 0; 4: 0 | 0 |  | 0 | 0 | 0 | 19746 | 0 | 0 | 0 |  | 0 | 2207 | 2207 | 1974-06-15 | #NAME? | #NAME? | #NAME?
1974-06-16 | 1974 | 6 | 167 | 16 | 1 | 14.4 | 7.397 | 18.1667 | 0 | 0 | 0 | #NAME? | #NAME? | #NAME? | #NAME? | #NAME? | #NAME? | TRUE | 0 | TRUE | TRUE | #NAME? | #NAME? | #NAME? | #NAME? | #NAME? | #NAME? | #NAME? | #NAME? | #NAME? | #NAME? |  |  | 1: 0; 2: 0; 3: 0; 4: 0 | 0 |  | 0 | 0 | 0 | 19746 | 0 | 0 | 0 |  | 0 | 2208 | 2208 | 1974-06-16 | #NAME? | #NAME? | #NAME?
1974-06-17 | 1974 | 6 | 168 | 17 | 2 | 12.2 | 6.9215 | 28 | 0 | 0 | 0 | #NAME? | #NAME? | #NAME? | #NAME? | #NAME? | #NAME? | FALSE | 0 | TRUE | TRUE | #NAME? | #NAME? | #NAME? | #NAME? | #NAME? | #NAME? | #NAME? | #NAME? | #NAME? | #NAME? |  |  | 1: 0; 2: 0; 3: 9.4444; 4: 11.3485 | 20.7928 |  | 471.4056 | 725.8149 | 748.2628 | 19746 | 20.7928 | 471.4056 | 771.0694 |  | 0 | 2209 | 2209 | 1974-06-17 | #NAME? | #NAME? | #NAME?
1974-06-18 | 1974 | 6 | 169 | 18 | 3 | 8.9 | 5.8923 | 1.8333 | 0 | 0 | 0 | #NAME? | #NAME? | #NAME? | #NAME? | #NAME? | #NAME? | TRUE | 0 | TRUE | TRUE | #NAME? | #NAME? | #NAME? | #NAME? | #NAME? | #NAME? | #NAME? | #NAME? | #NAME? | #NAME? |  |  | 1: 3.424; 2: 5.9166; 3: 0; 4: 0 | 9.3406 |  | 223.7736 | 363.6123 | 376.3873 | 19746 | 9.3406 | 223.7736 | 366.0224 |  | 0 | 2210 | 2210 | 1974-06-18 | #NAME? | #NAME? | #NAME?
1974-06-19 | 1974 | 6 | 170 | 19 | 4 | 9.4 | 6.5013 | 17 | 0 | 0 | 0 | #NAME? | #NAME? | #NAME? | #NAME? | #NAME? | #NAME? | FALSE | 0 | TRUE | TRUE | #NAME? | #NAME? | #NAME? | #NAME? | #NAME? | #NAME? | #NAME? | #NAME? | #NAME? | #NAME? |  |  | 1: 0; 2: 0; 3: 3.7012; 4: 5.5207 | 9.222 |  | 216.2266 | 332.9203 | 343.2168 | 19746 | 9.222 | 216.2266 | 353.6778 |  | 0 | 2211 | 2211 | 1974-06-19 | #NAME? | #NAME? | #NAME?
1974-06-20 | 1974 | 6 | 171 | 20 | 5 | 13.9 | 4.8199 | 11.8333 | 1.5 | 1.5 | 0 | #NAME? | #NAME? | #NAME? | #NAME? | #NAME? | #NAME? | TRUE | 0 | TRUE | TRUE | #NAME? | #NAME? | #NAME? | #NAME? | #NAME? | #NAME? | #NAME? | #NAME? | #NAME? | #NAME? |  |  | 1: 12.8409; 2: 22.5621; 3: 0; 4: 0 | 35.403 |  | 850.1537 | 1381.6943 | 1430.2586 | 19746 | 35.403 | 850.1537 | 1390.5808 |  | 0 | 2212 | 2212 | 1974-06-20 | #NAME? | #NAME? | #NAME?
1974-06-21 | 1974 | 6 | 172 | 21 | 6 | 8.9 | 5.4352 | 4 | 0 | 0 | 0 | #NAME? | #NAME? | #NAME? | #NAME? | #NAME? | #NAME? | FALSE | 1.5 | TRUE | TRUE | #NAME? | #NAME? | #NAME? | #NAME? | #NAME? | #NAME? | #NAME? | #NAME? | #NAME? | #NAME? |  |  | 1: 0; 2: 0; 3: 0; 4: 6.2267 | 6.2267 |  | 182.6489 | 281.2214 | 289.919 | 19746 | 6.2267 | 182.6489 | 298.7555 |  | 0 | 2213 | 2213 | 1974-06-21 | #NAME? | #NAME? | #NAME?
1974-06-22 | 1974 | 6 | 173 | 22 | 7 | 11.1 | 5.6332 | 6 | 1 | 1 | 0 | #NAME? | #NAME? | #NAME? | #NAME? | #NAME? | #NAME? | FALSE | 1.5 | TRUE | TRUE | #NAME? | #NAME? | #NAME? | #NAME? | #NAME? | #NAME? | #NAME? | #NAME? | #NAME? | #NAME? |  |  | 1: 0; 2: 0; 3: 10.7906; 4: 0 | 10.7906 |  | 158.2627 | 243.6743 | 251.2106 | 19746 | 10.7906 | 158.2627 | 258.8673 |  | 0 | 2214 | 2214 | 1974-06-22 | #NAME? | #NAME? | #NAME?
1974-06-23 | 1974 | 6 | 174 | 23 | 1 | 9.4 | 6.0842 | 1 | 0 | 0 | 0 | #NAME? | #NAME? | #NAME? | #NAME? | #NAME? | #NAME? | TRUE | 1 | TRUE | TRUE | #NAME? | #NAME? | #NAME? | #NAME? | #NAME? | #NAME? | #NAME? | #NAME? | #NAME? | #NAME? |  |  | 1: 2.3074; 2: 2.9838; 3: 0; 4: 0 | 5.2912 |  | 121.3664 | 196.4837 | 203.3317 | 19746 | 5.2912 | 121.3664 | 198.5168 |  | 0 | 2215 | 2215 | 1974-06-23 | #NAME? | #NAME? | #NAME?
1974-06-24 | 1974 | 6 | 175 | 24 | 2 | 13.9 | 6.2045 | 14 | 0.3 | 0.3 | 0 | #NAME? | #NAME? | #NAME? | #NAME? | #NAME? | #NAME? | FALSE | 1 | TRUE | TRUE | #NAME? | #NAME? | #NAME? | #NAME? | #NAME? | #NAME? | #NAME? | #NAME? | #NAME? | #NAME? |  |  | 1: 0; 2: 0; 3: 2.5097; 4: 9.4339 | 11.9436 |  | 313.5371 | 482.7476 | 497.678 | 19746 | 11.9436 | 313.5371 | 512.8469 |  | 0 | 2216 | 2216 | 1974-06-24 | #NAME? | #NAME? | #NAME?
1974-06-25 | 1974 | 6 | 176 | 25 | 3 | 11.7 | 5.8518 | 7.6667 | 0.5 | 0.5 | 0 | #NAME? | #NAME? | #NAME? | #NAME? | #NAME? | #NAME? | TRUE | 0.3 | TRUE | TRUE | #NAME? | #NAME? | #NAME? | #NAME? | #NAME? | #NAME? | #NAME? | #NAME? | #NAME? | #NAME? |  |  | 1: 12.4523; 2: 16.4297; 3: 0; 4: 0 | 28.8821 |  | 664.5732 | 1076.1921 | 1113.723 | 19746 | 28.8821 | 664.5732 | 1087.0303 |  | 0 | 2217 | 2217 | 1974-06-25 | #NAME? | #NAME? | #NAME?
1974-06-26 | 1974 | 6 | 177 | 26 | 4 | 12.8 | 5.351 | 15.1667 | 0.8 | 0.8 | 0 | #NAME? | #NAME? | #NAME? | #NAME? | #NAME? | #NAME? | FALSE | 0.8 | TRUE | TRUE | #NAME? | #NAME? | #NAME? | #NAME? | #NAME? | #NAME? | #NAME? | #NAME? | #NAME? | #NAME? |  |  | 1: 0; 2: 0; 3: 10.3956; 4: 5.4985 | 15.894 |  | 313.7568 | 483.0859 | 498.0267 | 19746 | 15.894 | 313.7568 | 513.2062 |  | 0 | 2218 | 2218 | 1974-06-26 | #NAME? | #NAME? | #NAME?
1974-06-27 | 1974 | 6 | 178 | 27 | 5 | 9.4 | 5.2229 | 2.5 | 0 | 0 | 0 | #NAME? | #NAME? | #NAME? | #NAME? | #NAME? | #NAME? | TRUE | 1.3 | TRUE | TRUE | #NAME? | #NAME? | #NAME? | #NAME? | #NAME? | #NAME? | #NAME? | #NAME? | #NAME? | #NAME? |  |  | 1: 3.1398; 2: 4.7798; 3: 0; 4: 0 | 7.9196 |  | 186.2573 | 302.1845 | 312.7658 | 19746 | 7.9196 | 186.2573 | 304.6577 |  | 0 | 2219 | 2219 | 1974-06-27 | #NAME? | #NAME? | #NAME?
1974-06-28 | 1974 | 6 | 179 | 28 | 6 | 5.6 | 6.2183 | 12.5 | 0 | 0 | 0 | #NAME? | #NAME? | #NAME? | #NAME? | #NAME? | #NAME? | FALSE | 0.8 | TRUE | TRUE | #NAME? | #NAME? | #NAME? | #NAME? | #NAME? | #NAME? | #NAME? | #NAME? | #NAME? | #NAME? |  |  | 1: 0; 2: 0; 3: 0; 4: 5.8157 | 5.8157 |  | 170.5929 | 262.6589 | 270.7824 | 19746 | 5.8157 | 170.5929 | 279.0357 |  | 0 | 2220 | 2220 | 1974-06-28 | #NAME? | #NAME? | #NAME?
1974-06-29 | 1974 | 6 | 180 | 29 | 7 | 6.1 | 6.8555 | 4.5 | 0 | 0 | 0 | #NAME? | #NAME? | #NAME? | #NAME? | #NAME? | #NAME? | FALSE | 0 | TRUE | TRUE | #NAME? | #NAME? | #NAME? | #NAME? | #NAME? | #NAME? | #NAME? | #NAME? | #NAME? | #NAME? |  |  | 1: 0; 2: 0; 3: 7.3765; 4: 0 | 7.3765 |  | 108.1892 | 166.577 | 171.7289 | 19746 | 7.3765 | 108.1892 | 176.9631 |  | 0 | 2221 | 2221 | 1974-06-29 | #NAME? | #NAME? | #NAME?
1974-06-30 | 1974 | 6 | 181 | 30 | 1 | 11.7 | 6.5959 | 8.3333 | 0 | 0 | 0 | #NAME? | #NAME? | #NAME? | #NAME? | #NAME? | #NAME? | TRUE | 0 | TRUE | TRUE | #NAME? | #NAME? | #NAME? | #NAME? | #NAME? | #NAME? | #NAME? | #NAME? | #NAME? | #NAME? |  |  | 1: 6.342; 2: 7.991; 3: 0; 4: 0 | 14.3329 |  | 327.4171 | 529.8768 | 548.3302 | 19746 | 14.3329 | 327.4171 | 535.5502 |  | 0 | 2222 | 2222 | 1974-06-30 | #NAME? | #NAME? | #NAME?
1974-07-01 | 1974 | 7 | 182 | 1 | 2 | 8.3 | 2.9084 | 8.3333 | 8.3 | 8.3 | 2.475 | #NAME? | #NAME? | #NAME? | #NAME? | #NAME? | #NAME? | FALSE | 0 | TRUE | TRUE | #NAME? | #NAME? | #NAME? | #NAME? | #NAME? | #NAME? | #NAME? | #NAME? | #NAME? | #NAME? |  |  | 1: 0; 2: 0; 3: 4.6015; 4: 10.8184 | 15.4199 |  | 384.8274 | 592.5121 | 610.8372 | 19747 | 15.4199 | 384.8274 | 629.4552 |  | 0 | 2223 | 2223 | 1974-07-01 | #NAME? | #NAME? | #NAME?
1974-07-02 | 1974 | 7 | 183 | 2 | 3 | 7.8 | 3.9327 | 6.8333 | 0 | 0 | 0 | #NAME? | #NAME? | #NAME? | #NAME? | #NAME? | #NAME? | TRUE | 8.3 | TRUE | TRUE | #NAME? | #NAME? | #NAME? | #NAME? | #NAME? | #NAME? | #NAME? | #NAME? | #NAME? | #NAME? |  |  | 1: 5.9783; 2: 9.6987; 3: 0; 4: 0 | 15.677 |  | 372.1762 | 604.2963 | 625.4927 | 19747 | 15.677 | 372.1762 | 608.7618 |  | 0 | 2224 | 2224 | 1974-07-02 | #NAME? | #NAME? | #NAME?
1974-07-03 | 1974 | 7 | 184 | 3 | 4 | 4.4 | 4.9706 | 6.1667 | 0 | 0 | 0 | #NAME? | #NAME? | #NAME? | #NAME? | #NAME? | #NAME? | FALSE | 8.3 | TRUE | TRUE | #NAME? | #NAME? | #NAME? | #NAME? | #NAME? | #NAME? | #NAME? | #NAME? | #NAME? | #NAME? |  |  | 1: 0; 2: 0; 3: 3.0546; 4: 4.443 | 7.4976 |  | 175.1278 | 269.6412 | 277.9807 | 19747 | 7.4976 | 175.1278 | 286.4534 |  | 0 | 2225 | 2225 | 1974-07-03 | #NAME? | #NAME? | #NAME?
1974-07-04 | 1974 | 7 | 185 | 4 | 5 | 10 | 5.8999 | 13.3333 | 0 | 0 | 0 | #NAME? | #NAME? | #NAME? | #NAME? | #NAME? | #NAME? | TRUE | 0 | TRUE | TRUE | #NAME? | #NAME? | #NAME? | #NAME? | #NAME? | #NAME? | #NAME? | #NAME? | #NAME? | #NAME? |  |  | 1: 0; 2: 0; 3: 0; 4: 0 | 0 |  | 0 | 0 | 0 | 19747 | 0 | 0 | 0 |  | 0 | 2226 | 2226 | 1974-07-04 | #NAME? | #NAME? | #NAME?
1974-07-05 | 1974 | 7 | 186 | 5 | 6 | 8.9 | 4.1069 | 31 | 0.8 | 0.8 | 0 | #NAME? | #NAME? | #NAME? | #NAME? | #NAME? | #NAME? | FALSE | 0 | TRUE | TRUE | #NAME? | #NAME? | #NAME? | #NAME? | #NAME? | #NAME? | #NAME? | #NAME? | #NAME? | #NAME? |  |  | 1: 0; 2: 0; 3: 0; 4: 5.9788 | 5.9788 |  | 175.3775 | 270.0257 | 278.377 | 19747 | 5.9788 | 175.3775 | 286.8618 |  | 0 | 2227 | 2227 | 1974-07-05 | #NAME? | #NAME? | #NAME?
1974-07-06 | 1974 | 7 | 187 | 6 | 7 | 7.2 | 3.8582 | 12.5 | 10.4 | 10.4 | 4.05 | #NAME? | #NAME? | #NAME? | #NAME? | #NAME? | #NAME? | FALSE | 0.8 | TRUE | TRUE | #NAME? | #NAME? | #NAME? | #NAME? | #NAME? | #NAME? | #NAME? | #NAME? | #NAME? | #NAME? |  |  | 1: 0; 2: 0; 3: 9.9447; 4: 0 | 9.9447 |  | 145.8559 | 224.5718 | 231.5173 | 19747 | 9.9447 | 145.8559 | 238.5738 |  | 0 | 2228 | 2228 | 1974-07-06 | #NAME? | #NAME? | #NAME?
1974-07-07 | 1974 | 7 | 188 | 7 | 1 | 6.7 | 3.4098 | 3.3333 | 1.3 | 1.3 | 0 | #NAME? | #NAME? | #NAME? | #NAME? | #NAME? | #NAME? | TRUE | 11.2 | FALSE | TRUE | #NAME? | #NAME? | #NAME? | #NAME? | #NAME? | #NAME? | #NAME? | #NAME? | #NAME? | #NAME? |  |  | 1: 0; 2: 0; 3: 0; 4: 0 | 0 |  | 0 | 0 | 0 | 19747 | 0 | 0 | 0 |  | 0 | 2229 | 2229 | 1974-07-07 | #NAME? | #NAME? | #NAME?
1974-07-08 | 1974 | 7 | 189 | 8 | 2 | 3.3 | 2.6013 | 4.6667 | 5.6 | 5.6 | 0.45 | #NAME? | #NAME? | #NAME? | #NAME? | #NAME? | #NAME? | FALSE | 11.7 | FALSE | TRUE | #NAME? | #NAME? | #NAME? | #NAME? | #NAME? | #NAME? | #NAME? | #NAME? | #NAME? | #NAME? |  |  | 1: 0; 2: 0; 3: 0; 4: 0 | 0 |  | 0 | 0 | 0 | 19747 | 0 | 0 | 0 |  | 0 | 2230 | 2230 | 1974-07-08 | #NAME? | #NAME? | #NAME?
1974-07-09 | 1974 | 7 | 190 | 9 | 3 | 10.6 | 5.2751 | 5.3333 | 0 | 0 | 0 | #NAME? | #NAME? | #NAME? | #NAME? | #NAME? | #NAME? | TRUE | 6.9 | TRUE | TRUE | #NAME? | #NAME? | #NAME? | #NAME? | #NAME? | #NAME? | #NAME? | #NAME? | #NAME? | #NAME? |  |  | 1: 8.6027; 2: 13.2593; 3: 0; 4: 0 | 21.8621 |  | 515.1139 | 835.8526 | 865.1308 | 19747 | 21.8621 | 515.1139 | 842.5624 |  | 0 | 2231 | 2231 | 1974-07-09 | #NAME? | #NAME? | #NAME?
1974-07-10 | 1974 | 7 | 191 | 10 | 4 | 11.7 | 5.1274 | 8 | 0 | 0 | 0 | #NAME? | #NAME? | #NAME? | #NAME? | #NAME? | #NAME? | FALSE | 5.6 | TRUE | TRUE | #NAME? | #NAME? | #NAME? | #NAME? | #NAME? | #NAME? | #NAME? | #NAME? | #NAME? | #NAME? |  |  | 1: 0; 2: 0; 3: 6.9483; 4: 8.0374 | 14.9858 |  | 337.6735 | 519.91 | 535.9897 | 19747 | 14.9858 | 337.6735 | 552.3264 |  | 0 | 2232 | 2232 | 1974-07-10 | #NAME? | #NAME? | #NAME?
1974-07-11 | 1974 | 7 | 192 | 11 | 5 | 10.6 | 3.2 | 5 | 11.2 | 11.2 | 4.65 | #NAME? | #NAME? | #NAME? | #NAME? | #NAME? | #NAME? | TRUE | 0 | TRUE | TRUE | #NAME? | #NAME? | #NAME? | #NAME? | #NAME? | #NAME? | #NAME? | #NAME? | #NAME? | #NAME? |  |  | 1: 0; 2: 0; 3: 0; 4: 0 | 0 |  | 0 | 0 | 0 | 19747 | 0 | 0 | 0 |  | 0 | 2233 | 2233 | 1974-07-11 | #NAME? | #NAME? | #NAME?
1974-07-12 | 1974 | 7 | 193 | 12 | 6 | 11.7 | 6.958 | 22.1667 | 0 | 0 | 0 | #NAME? | #NAME? | #NAME? | #NAME? | #NAME? | #NAME? | FALSE | 11.2 | FALSE | TRUE | #NAME? | #NAME? | #NAME? | #NAME? | #NAME? | #NAME? | #NAME? | #NAME? | #NAME? | #NAME? |  |  | 1: 0; 2: 0; 3: 0; 4: 0 | 0 |  | 0 | 0 | 0 | 19747 | 0 | 0 | 0 |  | 0 | 2234 | 2234 | 1974-07-12 | #NAME? | #NAME? | #NAME?
1974-07-13 | 1974 | 7 | 194 | 13 | 7 | 10 | 5.4749 | 11.3333 | 0 | 0 | 0 | #NAME? | #NAME? | #NAME? | #NAME? | #NAME? | #NAME? | FALSE | 11.2 | FALSE | TRUE | #NAME? | #NAME? | #NAME? | #NAME? | #NAME? | #NAME? | #NAME? | #NAME? | #NAME? | #NAME? |  |  | 1: 0; 2: 0; 3: 0; 4: 0 | 0 |  | 0 | 0 | 0 | 19747 | 0 | 0 | 0 |  | 0 | 2235 | 2235 | 1974-07-13 | #NAME? | #NAME? | #NAME?
1974-07-14 | 1974 | 7 | 195 | 14 | 1 | 5 | 5.7527 | 2.6667 | 0 | 0 | 0 | #NAME? | #NAME? | #NAME? | #NAME? | #NAME? | #NAME? | TRUE | 0 | TRUE | TRUE | #NAME? | #NAME? | #NAME? | #NAME? | #NAME? | #NAME? | #NAME? | #NAME? | #NAME? | #NAME? |  |  | 1: 3.0836; 2: 4.4053; 3: 0; 4: 0 | 7.4889 |  | 174.4475 | 282.794 | 292.6788 | 19747 | 7.4889 | 174.4475 | 285.3406 |  | 0 | 2236 | 2236 | 1974-07-14 | #NAME? | #NAME? | #NAME?
1974-07-15 | 1974 | 7 | 196 | 15 | 2 | 14.4 | 7.035 | 15 | 0 | 0 | 0 | #NAME? | #NAME? | #NAME? | #NAME? | #NAME? | #NAME? | FALSE | 0 | TRUE | TRUE | #NAME? | #NAME? | #NAME? | #NAME? | #NAME? | #NAME? | #NAME? | #NAME? | #NAME? | #NAME? |  |  | 1: 0; 2: 0; 3: 6.7327; 4: 11.1405 | 17.8732 |  | 425.5329 | 655.1856 | 675.4491 | 19747 | 17.8732 | 425.5329 | 696.0364 |  | 0 | 2237 | 2237 | 1974-07-15 | #NAME? | #NAME? | #NAME?
1974-07-16 | 1974 | 7 | 197 | 16 | 3 | 12.2 | 6.9102 | 9.6667 | 0 | 0 | 0 | #NAME? | #NAME? | #NAME? | #NAME? | #NAME? | #NAME? | TRUE | 0 | TRUE | TRUE | #NAME? | #NAME? | #NAME? | #NAME? | #NAME? | #NAME? | #NAME? | #NAME? | #NAME? | #NAME? |  |  | 1: 0; 2: 0; 3: 0; 4: 0 | 0 |  | 0 | 0 | 0 | 19747 | 0 | 0 | 0 |  | 0 | 2238 | 2238 | 1974-07-16 | #NAME? | #NAME? | #NAME?
1974-07-17 | 1974 | 7 | 198 | 17 | 4 | 13.9 | 6.651 | 12.6667 | 0 | 0 | 0 | #NAME? | #NAME? | #NAME? | #NAME? | #NAME? | #NAME? | FALSE | 0 | TRUE | TRUE | #NAME? | #NAME? | #NAME? | #NAME? | #NAME? | #NAME? | #NAME? | #NAME? | #NAME? | #NAME? |  |  | 1: 0; 2: 0; 3: 0; 4: 6.0806 | 6.0806 |  | 178.3638 | 274.6237 | 283.1172 | 19747 | 6.0806 | 178.3638 | 291.7464 |  | 0 | 2239 | 2239 | 1974-07-17 | #NAME? | #NAME? | #NAME?
1974-07-18 | 1974 | 7 | 199 | 18 | 5 | 15 | 6.8284 | 15 | 0 | 0 | 0 | #NAME? | #NAME? | #NAME? | #NAME? | #NAME? | #NAME? | TRUE | 0 | TRUE | TRUE | #NAME? | #NAME? | #NAME? | #NAME? | #NAME? | #NAME? | #NAME? | #NAME? | #NAME? | #NAME? |  |  | 1: 0; 2: 0; 3: 0; 4: 0 | 0 |  | 0 | 0 | 0 | 19747 | 0 | 0 | 0 |  | 0 | 2240 | 2240 | 1974-07-18 | #NAME? | #NAME? | #NAME?
1974-07-19 | 1974 | 7 | 200 | 19 | 6 | 16.1 | 6.6184 | 12.5 | 0.3 | 0.3 | 0 | #NAME? | #NAME? | #NAME? | #NAME? | #NAME? | #NAME? | FALSE | 0 | TRUE | TRUE | #NAME? | #NAME? | #NAME? | #NAME? | #NAME? | #NAME? | #NAME? | #NAME? | #NAME? | #NAME? |  |  | 1: 0; 2: 0; 3: 0; 4: 7.4137 | 7.4137 |  | 217.4673 | 334.8305 | 345.1861 | 19747 | 7.4137 | 217.4673 | 355.7072 |  | 0 | 2241 | 2241 | 1974-07-19 | #NAME? | #NAME? | #NAME?
1974-07-20 | 1974 | 7 | 201 | 20 | 7 | 9.4 | 6.3906 | 16.3333 | 0 | 0 | 0 | #NAME? | #NAME? | #NAME? | #NAME? | #NAME? | #NAME? | FALSE | 0.3 | TRUE | TRUE | #NAME? | #NAME? | #NAME? | #NAME? | #NAME? | #NAME? | #NAME? | #NAME? | #NAME? | #NAME? |  |  | 1: 0; 2: 0; 3: 11.7933; 4: 0 | 11.7933 |  | 172.9683 | 266.3162 | 274.5528 | 19747 | 11.7933 | 172.9683 | 282.921 |  | 0 | 2242 | 2242 | 1974-07-20 | #NAME? | #NAME? | #NAME?
1974-07-21 | 1974 | 7 | 202 | 21 | 1 | 5.6 | 5.6639 | 4.5 | 0 | 0 | 0 | #NAME? | #NAME? | #NAME? | #NAME? | #NAME? | #NAME? | TRUE | 0.3 | TRUE | TRUE | #NAME? | #NAME? | #NAME? | #NAME? | #NAME? | #NAME? | #NAME? | #NAME? | #NAME? | #NAME? |  |  | 1: 17.2341; 2: 33.3941; 3: 0; 4: 0 | 50.6282 |  | 1232.3274 | 2005.0371 | 2075.6798 | 19747 | 50.6282 | 1232.3274 | 2015.6954 |  | 0 | 2243 | 2243 | 1974-07-21 | #NAME? | #NAME? | #NAME?
1974-07-22 | 1974 | 7 | 203 | 22 | 2 | 11.7 | 6.583 | 2.3333 | 0.5 | 0.5 | 0 | #NAME? | #NAME? | #NAME? | #NAME? | #NAME? | #NAME? | FALSE | 0 | TRUE | TRUE | #NAME? | #NAME? | #NAME? | #NAME? | #NAME? | #NAME? | #NAME? | #NAME? | #NAME? | #NAME? |  |  | 1: 0; 2: 0; 3: 1.2086; 4: 10.1914 | 11.4 |  | 316.6736 | 487.5768 | 502.6565 | 19747 | 11.4 | 316.6736 | 517.9771 |  | 0 | 2244 | 2244 | 1974-07-22 | #NAME? | #NAME? | #NAME?
1974-07-23 | 1974 | 7 | 204 | 23 | 3 | 12.8 | 5.685 | 13.8333 | 0 | 0 | 0 | #NAME? | #NAME? | #NAME? | #NAME? | #NAME? | #NAME? | TRUE | 0.5 | TRUE | TRUE | #NAME? | #NAME? | #NAME? | #NAME? | #NAME? | #NAME? | #NAME? | #NAME? | #NAME? | #NAME? |  |  | 1: 0; 2: 0; 3: 0; 4: 0 | 0 |  | 0 | 0 | 0 | 19747 | 0 | 0 | 0 |  | 0 | 2245 | 2245 | 1974-07-23 | #NAME? | #NAME? | #NAME?
1974-07-24 | 1974 | 7 | 205 | 24 | 4 | 9.4 | 5.8298 | 14 | 0 | 0 | 0 | #NAME? | #NAME? | #NAME? | #NAME? | #NAME? | #NAME? | FALSE | 0.5 | TRUE | TRUE | #NAME? | #NAME? | #NAME? | #NAME? | #NAME? | #NAME? | #NAME? | #NAME? | #NAME? | #NAME? |  |  | 1: 0; 2: 0; 3: 0; 4: 5.4067 | 5.4067 |  | 158.5977 | 244.1902 | 251.7424 | 19747 | 5.4067 | 158.5977 | 259.4154 |  | 0 | 2246 | 2246 | 1974-07-24 | #NAME? | #NAME? | #NAME?
1974-07-25 | 1974 | 7 | 206 | 25 | 5 | 10 | 4.2983 | 20.6667 | 0 | 0 | 0 | #NAME? | #NAME? | #NAME? | #NAME? | #NAME? | #NAME? | TRUE | 0 | TRUE | TRUE | #NAME? | #NAME? | #NAME? | #NAME? | #NAME? | #NAME? | #NAME? | #NAME? | #NAME? | #NAME? |  |  | 1: 12.0715; 2: 15.5876; 3: 0; 4: 0 | 27.6591 |  | 634.2839 | 1026.8414 | 1062.6283 | 19747 | 27.6591 | 634.2839 | 1037.4865 |  | 0 | 2247 | 2247 | 1974-07-25 | #NAME? | #NAME? | #NAME?
1974-07-26 | 1974 | 7 | 207 | 26 | 6 | 6.7 | 5.3679 | 7.3333 | 0 | 0 | 0 | #NAME? | #NAME? | #NAME? | #NAME? | #NAME? | #NAME? | FALSE | 0 | TRUE | TRUE | #NAME? | #NAME? | #NAME? | #NAME? | #NAME? | #NAME? | #NAME? | #NAME? | #NAME? | #NAME? |  |  | 1: 0; 2: 0; 3: 0; 4: 5.5705 | 5.5705 |  | 163.3999 | 251.584 | 259.365 | 19747 | 5.5705 | 163.3999 | 267.2703 |  | 0 | 2248 | 2248 | 1974-07-26 | #NAME? | #NAME? | #NAME?
1974-07-27 | 1974 | 7 | 208 | 27 | 7 | 8.9 | 4.9655 | 21.6667 | 0 | 0 | 0 | #NAME? | #NAME? | #NAME? | #NAME? | #NAME? | #NAME? | FALSE | 0 | TRUE | TRUE | #NAME? | #NAME? | #NAME? | #NAME? | #NAME? | #NAME? | #NAME? | #NAME? | #NAME? | #NAME? |  |  | 1: 0; 2: 0; 3: 11.7648; 4: 0 | 11.7648 |  | 172.5509 | 265.6736 | 273.8904 | 19747 | 11.7648 | 172.5509 | 282.2384 |  | 0 | 2249 | 2249 | 1974-07-27 | #NAME? | #NAME? | #NAME?
1974-07-28 | 1974 | 7 | 209 | 28 | 1 | 6.7 | 5.7113 | 1 | 0 | 0 | 0 | #NAME? | #NAME? | #NAME? | #NAME? | #NAME? | #NAME? | TRUE | 0 | TRUE | TRUE | #NAME? | #NAME? | #NAME? | #NAME? | #NAME? | #NAME? | #NAME? | #NAME? | #NAME? | #NAME? |  |  | 1: 4.4744; 2: 5.6556; 3: 0; 4: 0 | 10.13 |  | 231.5229 | 374.7024 | 387.7529 | 19747 | 10.13 | 231.5229 | 378.6978 |  | 0 | 2250 | 2250 | 1974-07-28 | #NAME? | #NAME? | #NAME?
1974-07-29 | 1974 | 7 | 210 | 29 | 2 | 9.4 | 6.3871 | 9.8333 | 0 | 0 | 0 | #NAME? | #NAME? | #NAME? | #NAME? | #NAME? | #NAME? | FALSE | 0 | TRUE | TRUE | #NAME? | #NAME? | #NAME? | #NAME? | #NAME? | #NAME? | #NAME? | #NAME? | #NAME? | #NAME? |  |  | 1: 0; 2: 0; 3: 4.8554; 4: 8.8246 | 13.68 |  | 330.0667 | 508.198 | 523.9154 | 19747 | 13.68 | 330.0667 | 539.8841 |  | 0 | 2251 | 2251 | 1974-07-29 | #NAME? | #NAME? | #NAME?
1974-07-30 | 1974 | 7 | 211 | 30 | 3 | 9.4 | 6.2276 | 6.3333 | 0 | 0 | 0 | #NAME? | #NAME? | #NAME? | #NAME? | #NAME? | #NAME? | TRUE | 0 | TRUE | TRUE | #NAME? | #NAME? | #NAME? | #NAME? | #NAME? | #NAME? | #NAME? | #NAME? | #NAME? | #NAME? |  |  | 1: 5.8726; 2: 6.7809; 3: 0; 4: 0 | 12.6535 |  | 285.0389 | 460.7274 | 476.7293 | 19747 | 12.6535 | 285.0389 | 466.2329 |  | 0 | 2252 | 2252 | 1974-07-30 | #NAME? | #NAME? | #NAME?
1974-07-31 | 1974 | 7 | 212 | 31 | 4 | 9.4 | 4.6441 | 9.8333 | 0 | 0 | 0 | #NAME? | #NAME? | #NAME? | #NAME? | #NAME? | #NAME? | FALSE | 0 | TRUE | TRUE | #NAME? | #NAME? | #NAME? | #NAME? | #NAME? | #NAME? | #NAME? | #NAME? | #NAME? | #NAME? |  |  | 1: 0; 2: 0; 3: 8.1519; 4: 5.8758 | 14.0277 |  | 291.9177 | 449.4606 | 463.3614 | 19747 | 14.0277 | 291.9177 | 477.4844 |  | 0 | 2253 | 2253 | 1974-07-31 | #NAME? | #NAME? | #NAME?
1974-08-01 | 1974 | 8 | 213 | 1 | 5 | 11.7 | 3.8746 | 2.8333 | 0 | 0 | 0 | #NAME? | #NAME? | #NAME? | #NAME? | #NAME? | #NAME? | TRUE | 0 | TRUE | TRUE | #NAME? | #NAME? | #NAME? | #NAME? | #NAME? | #NAME? | #NAME? | #NAME? | #NAME? | #NAME? |  |  | 1: 13.6256; 2: 17.7816; 3: 0; 4: 0 | 31.4072 |  | 721.4352 | 1168.0991 | 1208.8219 | 19748 | 31.4072 | 721.4352 | 1180.0383 |  | 0 | 2254 | 2254 | 1974-08-01 | #NAME? | #NAME? | #NAME?
1974-08-02 | 1974 | 8 | 214 | 2 | 6 | 5.6 | 4.8357 | 0.5 | 0 | 0 | 0 | #NAME? | #NAME? | #NAME? | #NAME? | #NAME? | #NAME? | FALSE | 0 | TRUE | TRUE | #NAME? | #NAME? | #NAME? | #NAME? | #NAME? | #NAME? | #NAME? | #NAME? | #NAME? | #NAME? |  |  | 1: 0; 2: 0; 3: 0; 4: 4.6853 | 4.6853 |  | 137.4359 | 211.6076 | 218.1522 | 19748 | 4.6853 | 137.4359 | 224.8013 |  | 0 | 2255 | 2255 | 1974-08-02 | #NAME? | #NAME? | #NAME?
1974-08-03 | 1974 | 8 | 215 | 3 | 7 | 12.2 | 6.1427 | 11.5 | 0 | 0 | 0 | #NAME? | #NAME? | #NAME? | #NAME? | #NAME? | #NAME? | FALSE | 0 | TRUE | TRUE | #NAME? | #NAME? | #NAME? | #NAME? | #NAME? | #NAME? | #NAME? | #NAME? | #NAME? | #NAME? |  |  | 1: 0; 2: 0; 3: 7.7187; 4: 0 | 7.7187 |  | 113.2073 | 174.3032 | 179.6941 | 19748 | 7.7187 | 113.2073 | 185.171 |  | 0 | 2256 | 2256 | 1974-08-03 | #NAME? | #NAME? | #NAME?
1974-08-04 | 1974 | 8 | 216 | 4 | 1 | 7.8 | 6.6074 | 2.6667 | 0 | 0 | 0 | #NAME? | #NAME? | #NAME? | #NAME? | #NAME? | #NAME? | TRUE | 0 | TRUE | TRUE | #NAME? | #NAME? | #NAME? | #NAME? | #NAME? | #NAME? | #NAME? | #NAME? | #NAME? | #NAME? |  |  | 1: 6.6557; 2: 8.7005; 3: 0; 4: 0 | 15.3562 |  | 352.8323 | 571.2954 | 591.2131 | 19748 | 15.3562 | 352.8323 | 577.1214 |  | 0 | 2257 | 2257 | 1974-08-04 | #NAME? | #NAME? | #NAME?
1974-08-05 | 1974 | 8 | 217 | 5 | 2 | 17.8 | 7.3238 | 6.8333 | 0 | 0 | 0 | #NAME? | #NAME? | #NAME? | #NAME? | #NAME? | #NAME? | FALSE | 0 | TRUE | TRUE | #NAME? | #NAME? | #NAME? | #NAME? | #NAME? | #NAME? | #NAME? | #NAME? | #NAME? | #NAME? |  |  | 1: 0; 2: 0; 3: 0; 4: 9.6722 | 9.6722 |  | 283.7177 | 436.8352 | 450.3456 | 19748 | 9.6722 | 283.7177 | 464.0719 |  | 0 | 2258 | 2258 | 1974-08-05 | #NAME? | #NAME? | #NAME?
1974-08-06 | 1974 | 8 | 218 | 6 | 3 | 11.1 | 4.4542 | 23 | 1.8 | 1.8 | 0 | #NAME? | #NAME? | #NAME? | #NAME? | #NAME? | #NAME? | TRUE | 0 | TRUE | TRUE | #NAME? | #NAME? | #NAME? | #NAME? | #NAME? | #NAME? | #NAME? | #NAME? | #NAME? | #NAME? |  |  | 1: 10.9393; 2: 12.4418; 3: 0; 4: 0 | 23.3811 |  | 525.4019 | 849.0576 | 878.5329 | 19748 | 23.3811 | 525.4019 | 859.3903 |  | 0 | 2259 | 2259 | 1974-08-06 | #NAME? | #NAME? | #NAME?
1974-08-07 | 1974 | 8 | 219 | 7 | 4 | 6.7 | 4.1439 | 7.6667 | 0 | 0 | 0 | #NAME? | #NAME? | #NAME? | #NAME? | #NAME? | #NAME? | FALSE | 1.8 | TRUE | TRUE | #NAME? | #NAME? | #NAME? | #NAME? | #NAME? | #NAME? | #NAME? | #NAME? | #NAME? | #NAME? |  |  | 1: 0; 2: 0; 3: 0; 4: 4.7298 | 4.7298 |  | 138.7407 | 213.6166 | 220.2233 | 19748 | 4.7298 | 138.7407 | 226.9355 |  | 0 | 2260 | 2260 | 1974-08-07 | #NAME? | #NAME? | #NAME?
1974-08-08 | 1974 | 8 | 220 | 8 | 5 | 7.2 | 3.8092 | 19.8333 | 0 | 0 | 0 | #NAME? | #NAME? | #NAME? | #NAME? | #NAME? | #NAME? | TRUE | 1.8 | TRUE | TRUE | #NAME? | #NAME? | #NAME? | #NAME? | #NAME? | #NAME? | #NAME? | #NAME? | #NAME? | #NAME? |  |  | 1: 4.3455; 2: 5.83; 3: 0; 4: 0 | 10.1755 |  | 234.7485 | 380.231 | 393.4975 | 19748 | 10.1755 | 234.7485 | 383.9738 |  | 0 | 2261 | 2261 | 1974-08-08 | #NAME? | #NAME? | #NAME?
1974-08-09 | 1974 | 8 | 221 | 9 | 6 | 5.6 | 3.9132 | 4.8333 | 0 | 0 | 0 | #NAME? | #NAME? | #NAME? | #NAME? | #NAME? | #NAME? | FALSE | 0 | TRUE | TRUE | #NAME? | #NAME? | #NAME? | #NAME? | #NAME? | #NAME? | #NAME? | #NAME? | #NAME? | #NAME? |  |  | 1: 0; 2: 0; 3: 0; 4: 4.3751 | 4.3751 |  | 128.3349 | 197.595 | 203.7062 | 19748 | 4.3751 | 128.3349 | 209.915 |  | 0 | 2262 | 2262 | 1974-08-09 | #NAME? | #NAME? | #NAME?
1974-08-10 | 1974 | 8 | 222 | 10 | 7 | 9.4 | 3.4113 | 24.6667 | 12.6 | 12.6 | 5.7 | #NAME? | #NAME? | #NAME? | #NAME? | #NAME? | #NAME? | FALSE | 0 | TRUE | TRUE | #NAME? | #NAME? | #NAME? | #NAME? | #NAME? | #NAME? | #NAME? | #NAME? | #NAME? | #NAME? |  |  | 1: 0; 2: 0; 3: 0; 4: 0 | 0 |  | 0 | 0 | 0 | 19748 | 0 | 0 | 0 |  | 0 | 2263 | 2263 | 1974-08-10 | #NAME? | #NAME? | #NAME?
1974-08-11 | 1974 | 8 | 223 | 11 | 1 | 8.9 | 2.9768 | 18.3333 | 3.3 | 3.3 | 0 | #NAME? | #NAME? | #NAME? | #NAME? | #NAME? | #NAME? | TRUE | 12.6 | FALSE | TRUE | #NAME? | #NAME? | #NAME? | #NAME? | #NAME? | #NAME? | #NAME? | #NAME? | #NAME? | #NAME? |  |  | 1: 0; 2: 0; 3: 0; 4: 0 | 0 |  | 0 | 0 | 0 | 19748 | 0 | 0 | 0 |  | 0 | 2264 | 2264 | 1974-08-11 | #NAME? | #NAME? | #NAME?
1974-08-12 | 1974 | 8 | 224 | 12 | 2 | 8.3 | 1.9889 | 23.6667 | 19.8 | 19.8 | 11.1 | #NAME? | #NAME? | #NAME? | #NAME? | #NAME? | #NAME? | FALSE | 15.9 | FALSE | TRUE | #NAME? | #NAME? | #NAME? | #NAME? | #NAME? | #NAME? | #NAME? | #NAME? | #NAME? | #NAME? |  |  | 1: 0; 2: 0; 3: 0; 4: 0 | 0 |  | 0 | 0 | 0 | 19748 | 0 | 0 | 0 |  | 0 | 2265 | 2265 | 1974-08-12 | #NAME? | #NAME? | #NAME?
1974-08-13 | 1974 | 8 | 225 | 13 | 3 | 5 | 1.9483 | 23 | 11.9 | 11.9 | 5.175 | #NAME? | #NAME? | #NAME? | #NAME? | #NAME? | #NAME? | TRUE | 23.1 | FALSE | FALSE | #NAME? | #NAME? | #NAME? | #NAME? | #NAME? | #NAME? | #NAME? | #NAME? | #NAME? | #NAME? |  |  | 1: 0; 2: 0; 3: 0; 4: 0 | 0 |  | 0 | 0 | 0 | 19748 | 0 | 0 | 0 |  | 0 | 2266 | 2266 | 1974-08-13 | #NAME? | #NAME? | #NAME?
1974-08-14 | 1974 | 8 | 226 | 14 | 4 | 2.8 | 2.4846 | 7.8333 | 1.9 | 1.9 | 0 | #NAME? | #NAME? | #NAME? | #NAME? | #NAME? | #NAME? | FALSE | 31.7 | FALSE | TRUE | #NAME? | #NAME? | #NAME? | #NAME? | #NAME? | #NAME? | #NAME? | #NAME? | #NAME? | #NAME? |  |  | 1: 0; 2: 0; 3: 0; 4: 0 | 0 |  | 0 | 0 | 0 | 19748 | 0 | 0 | 0 |  | 0 | 2267 | 2267 | 1974-08-14 | #NAME? | #NAME? | #NAME?
1974-08-15 | 1974 | 8 | 227 | 15 | 5 | 6.7 | 3.9111 | 9.3333 | 0 | 0 | 0 | #NAME? | #NAME? | #NAME? | #NAME? | #NAME? | #NAME? | TRUE | 13.8 | FALSE | TRUE | #NAME? | #NAME? | #NAME? | #NAME? | #NAME? | #NAME? | #NAME? | #NAME? | #NAME? | #NAME? |  |  | 1: 0; 2: 0; 3: 0; 4: 0 | 0 |  | 0 | 0 | 0 | 19748 | 0 | 0 | 0 |  | 0 | 2268 | 2268 | 1974-08-15 | #NAME? | #NAME? | #NAME?
1974-08-16 | 1974 | 8 | 228 | 16 | 6 | 9.4 | 4.2198 | 8.6667 | 0 | 0 | 0 | #NAME? | #NAME? | #NAME? | #NAME? | #NAME? | #NAME? | FALSE | 1.9 | TRUE | TRUE | #NAME? | #NAME? | #NAME? | #NAME? | #NAME? | #NAME? | #NAME? | #NAME? | #NAME? | #NAME? |  |  | 1: 0; 2: 0; 3: 0; 4: 5.7977 | 5.7977 |  | 170.0645 | 261.8453 | 269.9436 | 19748 | 5.7977 | 170.0645 | 278.1714 |  | 0 | 2269 | 2269 | 1974-08-16 | #NAME? | #NAME? | #NAME?
1974-08-17 | 1974 | 8 | 229 | 17 | 7 | 10.6 | 4.0309 | 6.8333 | 0.8 | 0.8 | 0 | #NAME? | #NAME? | #NAME? | #NAME? | #NAME? | #NAME? | FALSE | 0 | TRUE | TRUE | #NAME? | #NAME? | #NAME? | #NAME? | #NAME? | #NAME? | #NAME? | #NAME? | #NAME? | #NAME? |  |  | 1: 0; 2: 0; 3: 7.0132; 4: 0 | 7.0132 |  | 102.8608 | 158.3729 | 163.2711 | 19748 | 7.0132 | 102.8608 | 168.2475 |  | 0 | 2270 | 2270 | 1974-08-17 | #NAME? | #NAME? | #NAME?
1974-08-18 | 1974 | 8 | 230 | 18 | 1 | 11.1 | 4.978 | 8.6667 | 0 | 0 | 0 | #NAME? | #NAME? | #NAME? | #NAME? | #NAME? | #NAME? | TRUE | 0.8 | TRUE | TRUE | #NAME? | #NAME? | #NAME? | #NAME? | #NAME? | #NAME? | #NAME? | #NAME? | #NAME? | #NAME? |  |  | 1: 8.07; 2: 10.2411; 3: 0; 4: 0 | 18.3111 |  | 418.7662 | 677.7787 | 701.3879 | 19748 | 18.3111 | 418.7662 | 684.9683 |  | 0 | 2271 | 2271 | 1974-08-18 | #NAME? | #NAME? | #NAME?
1974-08-19 | 1974 | 8 | 231 | 19 | 2 | 5.6 | 2.1264 | 12.3333 | 4.1 | 4.1 | 0 | #NAME? | #NAME? | #NAME? | #NAME? | #NAME? | #NAME? | FALSE | 0.8 | TRUE | TRUE | #NAME? | #NAME? | #NAME? | #NAME? | #NAME? | #NAME? | #NAME? | #NAME? | #NAME? | #NAME? |  |  | 1: 0; 2: 0; 3: 3.6059; 4: 7.2758 | 10.8817 |  | 266.3108 | 410.0341 | 422.7156 | 19748 | 10.8817 | 266.3108 | 435.5997 |  | 0 | 2272 | 2272 | 1974-08-19 | #NAME? | #NAME? | #NAME?
1974-08-20 | 1974 | 8 | 232 | 20 | 3 | 5 | 2.7581 | 10.6667 | 0 | 0 | 0 | #NAME? | #NAME? | #NAME? | #NAME? | #NAME? | #NAME? | TRUE | 4.1 | TRUE | TRUE | #NAME? | #NAME? | #NAME? | #NAME? | #NAME? | #NAME? | #NAME? | #NAME? | #NAME? | #NAME? |  |  | 1: 3.5109; 2: 4.7202; 3: 0; 4: 0 | 8.2312 |  | 189.9533 | 307.6831 | 318.4191 | 19748 | 8.2312 | 189.9533 | 310.7032 |  | 0 | 2273 | 2273 | 1974-08-20 | #NAME? | #NAME? | #NAME?
1974-08-21 | 1974 | 8 | 233 | 21 | 4 | 8.3 | 3.2907 | 9.1667 | 7.6 | 7.6 | 1.95 | #NAME? | #NAME? | #NAME? | #NAME? | #NAME? | #NAME? | FALSE | 4.1 | TRUE | TRUE | #NAME? | #NAME? | #NAME? | #NAME? | #NAME? | #NAME? | #NAME? | #NAME? | #NAME? | #NAME? |  |  | 1: 0; 2: 0; 3: 1.0181; 4: 3.797 | 4.8151 |  | 126.3095 | 194.4766 | 200.4913 | 19748 | 4.8151 | 126.3095 | 206.6022 |  | 0 | 2274 | 2274 | 1974-08-21 | #NAME? | #NAME? | #NAME?
1974-08-22 | 1974 | 8 | 234 | 22 | 5 | 8.3 | 2.9197 | 10.3333 | 0 | 0 | 0 | #NAME? | #NAME? | #NAME? | #NAME? | #NAME? | #NAME? | TRUE | 7.6 | TRUE | TRUE | #NAME? | #NAME? | #NAME? | #NAME? | #NAME? | #NAME? | #NAME? | #NAME? | #NAME? | #NAME? |  |  | 1: 7.5506; 2: 9.3645; 3: 0; 4: 0 | 16.9151 |  | 385.4343 | 623.6324 | 645.3404 | 19748 | 16.9151 | 385.4343 | 630.4478 |  | 0 | 2275 | 2275 | 1974-08-22 | #NAME? | #NAME? | #NAME?
1974-08-23 | 1974 | 8 | 235 | 23 | 6 | 7.2 | 3.6205 | 4.1667 | 0 | 0 | 0 | #NAME? | #NAME? | #NAME? | #NAME? | #NAME? | #NAME? | FALSE | 7.6 | TRUE | TRUE | #NAME? | #NAME? | #NAME? | #NAME? | #NAME? | #NAME? | #NAME? | #NAME? | #NAME? | #NAME? |  |  | 1: 0; 2: 0; 3: 0; 4: 3.8858 | 3.8858 |  | 113.9842 | 175.4995 | 180.9273 | 19748 | 3.8858 | 113.9842 | 186.4418 |  | 0 | 2276 | 2276 | 1974-08-23 | #NAME? | #NAME? | #NAME?
1974-08-24 | 1974 | 8 | 236 | 24 | 7 | 6.1 | 3.5867 | 4.3333 | 0 | 0 | 0 | #NAME? | #NAME? | #NAME? | #NAME? | #NAME? | #NAME? | FALSE | 0 | TRUE | TRUE | #NAME? | #NAME? | #NAME? | #NAME? | #NAME? | #NAME? | #NAME? | #NAME? | #NAME? | #NAME? |  |  | 1: 0; 2: 0; 3: 0; 4: 0 | 0 |  | 0 | 0 | 0 | 19748 | 0 | 0 | 0 |  | 0 | 2277 | 2277 | 1974-08-24 | #NAME? | #NAME? | #NAME?
1974-08-25 | 1974 | 8 | 237 | 25 | 1 | 7.8 | 2.5455 | 24.5 | 0 | 0 | 0 | #NAME? | #NAME? | #NAME? | #NAME? | #NAME? | #NAME? | TRUE | 0 | TRUE | TRUE | #NAME? | #NAME? | #NAME? | #NAME? | #NAME? | #NAME? | #NAME? | #NAME? | #NAME? | #NAME? |  |  | 1: 6.7624; 2: 9.4888; 3: 0; 4: 0 | 16.2513 |  | 377.5219 | 611.8506 | 633.2263 | 19748 | 16.2513 | 377.5219 | 617.5056 |  | 0 | 2278 | 2278 | 1974-08-25 | #NAME? | #NAME? | #NAME?
1974-08-26 | 1974 | 8 | 238 | 26 | 2 | 5 | 2.7975 | 5.3333 | 0 | 0 | 0 | #NAME? | #NAME? | #NAME? | #NAME? | #NAME? | #NAME? | FALSE | 0 | TRUE | TRUE | #NAME? | #NAME? | #NAME? | #NAME? | #NAME? | #NAME? | #NAME? | #NAME? | #NAME? | #NAME? |  |  | 1: 0; 2: 0; 3: 6.1081; 4: 5.6527 | 11.7608 |  | 255.3979 | 393.2316 | 405.3934 | 19748 | 11.7608 | 255.3979 | 417.7496 |  | 0 | 2279 | 2279 | 1974-08-26 | #NAME? | #NAME? | #NAME?
1974-08-27 | 1974 | 8 | 239 | 27 | 3 | 7.2 | 3.2328 | 6.8333 | 0 | 0 | 0 | #NAME? | #NAME? | #NAME? | #NAME? | #NAME? | #NAME? | TRUE | 0 | TRUE | TRUE | #NAME? | #NAME? | #NAME? | #NAME? | #NAME? | #NAME? | #NAME? | #NAME? | #NAME? | #NAME? |  |  | 1: 1.0861; 2: 1.7549; 3: 0; 4: 0 | 2.841 |  | 67.4058 | 109.4401 | 113.2785 | 19748 | 2.841 | 67.4058 | 110.2544 |  | 0 | 2280 | 2280 | 1974-08-27 | #NAME? | #NAME? | #NAME?
1974-08-28 | 1974 | 8 | 240 | 28 | 4 | 11.1 | 2.8284 | 14.1667 | 0 | 0 | 0 | #NAME? | #NAME? | #NAME? | #NAME? | #NAME? | #NAME? | FALSE | 0 | TRUE | TRUE | #NAME? | #NAME? | #NAME? | #NAME? | #NAME? | #NAME? | #NAME? | #NAME? | #NAME? | #NAME? |  |  | 1: 0; 2: 0; 3: 1.2828; 4: 4.058 | 5.3409 |  | 137.8504 | 212.2458 | 218.8101 | 19748 | 5.3409 | 137.8504 | 225.4793 |  | 0 | 2281 | 2281 | 1974-08-28 | #NAME? | #NAME? | #NAME?
1974-08-29 | 1974 | 8 | 241 | 29 | 5 | 10 | 5.6919 | 12.8333 | 0 | 0 | 0 | #NAME? | #NAME? | #NAME? | #NAME? | #NAME? | #NAME? | TRUE | 0 | TRUE | TRUE | #NAME? | #NAME? | #NAME? | #NAME? | #NAME? | #NAME? | #NAME? | #NAME? | #NAME? | #NAME? |  |  | 1: 3.435; 2: 4.5049; 3: 0; 4: 0 | 7.9398 |  | 182.5229 | 295.5486 | 305.8536 | 19748 | 7.9398 | 182.5229 | 298.5493 |  | 0 | 2282 | 2282 | 1974-08-29 | #NAME? | #NAME? | #NAME?
1974-08-30 | 1974 | 8 | 242 | 30 | 6 | 7.8 | 2.4716 | 13.3333 | 0 | 0 | 0 | #NAME? | #NAME? | #NAME? | #NAME? | #NAME? | #NAME? | FALSE | 0 | TRUE | TRUE | #NAME? | #NAME? | #NAME? | #NAME? | #NAME? | #NAME? | #NAME? | #NAME? | #NAME? | #NAME? |  |  | 1: 0; 2: 0; 3: 0; 4: 5.4106 | 5.4106 |  | 158.71 | 244.363 | 251.9206 | 19748 | 5.4106 | 158.71 | 259.599 |  | 0 | 2283 | 2283 | 1974-08-30 | #NAME? | #NAME? | #NAME?
1974-08-31 | 1974 | 8 | 243 | 31 | 7 | 7.2 | 2.1817 | 7.3333 | 0.3 | 0.3 | 0 | #NAME? | #NAME? | #NAME? | #NAME? | #NAME? | #NAME? | FALSE | 0 | TRUE | FALSE | #NAME? | #NAME? | #NAME? | #NAME? | #NAME? | #NAME? | #NAME? | #NAME? | #NAME? | #NAME? |  |  | 1: 0; 2: 0; 3: 0; 4: 0 | 0 |  | 0 | 0 | 0 | 19748 | 0 | 0 | 0 |  | 0 | 2284 | 2284 | 1974-08-31 | #NAME? | #NAME? | #NAME?
1974-09-01 | 1974 | 9 | 244 | 1 | 1 | 2.2 | 2.6894 | 12.6667 | 0 | 0 | 0 | #NAME? | #NAME? | #NAME? | #NAME? | #NAME? | #NAME? | TRUE | 0.3 | TRUE | FALSE | #NAME? | #NAME? | #NAME? | #NAME? | #NAME? | #NAME? | #NAME? | #NAME? | #NAME? | #NAME? |  |  | 1: 0; 2: 0; 3: 0; 4: 0 | 0 |  | 0 | 0 | 0 | 19749 | 0 | 0 | 0 |  | 0 | 2285 | 2285 | 1974-09-01 | #NAME? | #NAME? | #NAME?
1974-09-02 | 1974 | 9 | 245 | 2 | 2 | 1.7 | 3.7753 | 5.1667 | 0 | 0 | 0 | #NAME? | #NAME? | #NAME? | #NAME? | #NAME? | #NAME? | FALSE | 0.3 | TRUE | TRUE | #NAME? | #NAME? | #NAME? | #NAME? | #NAME? | #NAME? | #NAME? | #NAME? | #NAME? | #NAME? |  |  | 1: 0; 2: 0; 3: 8.9087; 4: 4.9591 | 13.8679 |  | 276.1287 | 425.1505 | 438.2995 | 19749 | 13.8679 | 276.1287 | 451.6586 |  | 0 | 2286 | 2286 | 1974-09-02 | #NAME? | #NAME? | #NAME?
1974-09-03 | 1974 | 9 | 246 | 3 | 3 | 4.4 | 4.0727 | 6.1667 | 0 | 0 | 0 | #NAME? | #NAME? | #NAME? | #NAME? | #NAME? | #NAME? | TRUE | 0 | TRUE | TRUE | #NAME? | #NAME? | #NAME? | #NAME? | #NAME? | #NAME? | #NAME? | #NAME? | #NAME? | #NAME? |  |  | 1: 9.0036; 2: 11.1146; 3: 0; 4: 0 | 20.1182 |  | 458.08 | 741.1249 | 766.919 | 19749 | 20.1182 | 458.08 | 749.273 |  | 0 | 2287 | 2287 | 1974-09-03 | #NAME? | #NAME? | #NAME?
1974-09-04 | 1974 | 9 | 247 | 4 | 4 | 7.8 | 4.4827 | 8.3333 | 0 | 0 | 0 | #NAME? | #NAME? | #NAME? | #NAME? | #NAME? | #NAME? | FALSE | 0 | TRUE | TRUE | #NAME? | #NAME? | #NAME? | #NAME? | #NAME? | #NAME? | #NAME? | #NAME? | #NAME? | #NAME? |  |  | 1: 0; 2: 0; 3: 0; 4: 4.52 | 4.52 |  | 132.5863 | 204.1408 | 210.4544 | 19749 | 4.52 | 132.5863 | 216.8689 |  | 0 | 2288 | 2288 | 1974-09-04 | #NAME? | #NAME? | #NAME?
1974-09-05 | 1974 | 9 | 248 | 5 | 5 | 7.8 | 1.4858 | 23.3333 | 0 | 0 | 0 | #NAME? | #NAME? | #NAME? | #NAME? | #NAME? | #NAME? | TRUE | 0 | TRUE | TRUE | #NAME? | #NAME? | #NAME? | #NAME? | #NAME? | #NAME? | #NAME? | #NAME? | #NAME? | #NAME? |  |  | 1: 0; 2: 0; 3: 0; 4: 0 | 0 |  | 0 | 0 | 0 | 19749 | 0 | 0 | 0 |  | 0 | 2289 | 2289 | 1974-09-05 | #NAME? | #NAME? | #NAME?
1974-09-06 | 1974 | 9 | 249 | 6 | 6 | 8.3 | 3.3367 | 22.8333 | 0 | 0 | 0 | #NAME? | #NAME? | #NAME? | #NAME? | #NAME? | #NAME? | FALSE | 0 | TRUE | FALSE | #NAME? | #NAME? | #NAME? | #NAME? | #NAME? | #NAME? | #NAME? | #NAME? | #NAME? | #NAME? |  |  | 1: 0; 2: 0; 3: 0; 4: 0 | 0 |  | 0 | 0 | 0 | 19749 | 0 | 0 | 0 |  | 0 | 2290 | 2290 | 1974-09-06 | #NAME? | #NAME? | #NAME?
1974-09-07 | 1974 | 9 | 250 | 7 | 7 | 2.2 | 1.3102 | 20.8333 | 5.6 | 5.6 | 0.45 | #NAME? | #NAME? | #NAME? | #NAME? | #NAME? | #NAME? | FALSE | 0 | TRUE | TRUE | #NAME? | #NAME? | #NAME? | #NAME? | #NAME? | #NAME? | #NAME? | #NAME? | #NAME? | #NAME? |  |  | 1: 0; 2: 0; 3: 0; 4: 0 | 0 |  | 0 | 0 | 0 | 19749 | 0 | 0 | 0 |  | 0 | 2291 | 2291 | 1974-09-07 | #NAME? | #NAME? | #NAME?
1974-09-08 | 1974 | 9 | 251 | 8 | 1 | 3.9 | 1.4751 | 25.6667 | 2.4 | 2.4 | 0 | #NAME? | #NAME? | #NAME? | #NAME? | #NAME? | #NAME? | TRUE | 5.6 | TRUE | TRUE | #NAME? | #NAME? | #NAME? | #NAME? | #NAME? | #NAME? | #NAME? | #NAME? | #NAME? | #NAME? |  |  | 1: 0; 2: 0; 3: 0; 4: 0 | 0 |  | 0 | 0 | 0 | 19749 | 0 | 0 | 0 |  | 0 | 2292 | 2292 | 1974-09-08 | #NAME? | #NAME? | #NAME?
1974-09-09 | 1974 | 9 | 252 | 9 | 2 | 4.4 | 2.6952 | 22.3333 | 16 | 16 | 8.25 | #NAME? | #NAME? | #NAME? | #NAME? | #NAME? | #NAME? | FALSE | 8 | TRUE | FALSE | #NAME? | #NAME? | #NAME? | #NAME? | #NAME? | #NAME? | #NAME? | #NAME? | #NAME? | #NAME? |  |  | 1: 0; 2: 0; 3: 0; 4: 0 | 0 |  | 0 | 0 | 0 | 19749 | 0 | 0 | 0 |  | 0 | 2293 | 2293 | 1974-09-09 | #NAME? | #NAME? | #NAME?
1974-09-10 | 1974 | 9 | 253 | 10 | 3 | 1.1 | 3.0259 | 34.3333 | 0.3 | 0.3 | 0 | #NAME? | #NAME? | #NAME? | #NAME? | #NAME? | #NAME? | TRUE | 18.4 | FALSE | FALSE | #NAME? | #NAME? | #NAME? | #NAME? | #NAME? | #NAME? | #NAME? | #NAME? | #NAME? | #NAME? |  |  | 1: 0; 2: 0; 3: 0; 4: 0 | 0 |  | 0 | 0 | 0 | 19749 | 0 | 0 | 0 |  | 0 | 2294 | 2294 | 1974-09-10 | #NAME? | #NAME? | #NAME?
1974-09-11 | 1974 | 9 | 254 | 11 | 4 | 0.6 | 1.1896 | 18.1667 | 0.3 | 0.3 | 0 | #NAME? | #NAME? | #NAME? | #NAME? | #NAME? | #NAME? | FALSE | 16.3 | FALSE | FALSE | #NAME? | #NAME? | #NAME? | #NAME? | #NAME? | #NAME? | #NAME? | #NAME? | #NAME? | #NAME? |  |  | 1: 0; 2: 0; 3: 0; 4: 0 | 0 |  | 0 | 0 | 0 | 19749 | 0 | 0 | 0 |  | 0 | 2295 | 2295 | 1974-09-11 | #NAME? | #NAME? | #NAME?
1974-09-12 | 1974 | 9 | 255 | 12 | 5 | -0.6 | 2.47 | 4.3333 | 0 | 0 | 0 | #NAME? | #NAME? | #NAME? | #NAME? | #NAME? | #NAME? | TRUE | 0.6 | TRUE | TRUE | #NAME? | #NAME? | #NAME? | #NAME? | #NAME? | #NAME? | #NAME? | #NAME? | #NAME? | #NAME? |  |  | 1: 5.6879; 2: 8.9169; 3: 0; 4: 0 | 14.6047 |  | 344.9833 | 559.9078 | 579.5292 | 19749 | 14.6047 | 344.9833 | 564.2829 |  | 0 | 2296 | 2296 | 1974-09-12 | #NAME? | #NAME? | #NAME?
1974-09-13 | 1974 | 9 | 256 | 13 | 6 | 3.9 | 4.0262 | 5.3333 | 0 | 0 | 0 | #NAME? | #NAME? | #NAME? | #NAME? | #NAME? | #NAME? | FALSE | 0.3 | TRUE | TRUE | #NAME? | #NAME? | #NAME? | #NAME? | #NAME? | #NAME? | #NAME? | #NAME? | #NAME? | #NAME? |  |  | 1: 0; 2: 0; 3: 0; 4: 5.9571 | 5.9571 |  | 174.7404 | 269.0448 | 277.3658 | 19749 | 5.9571 | 174.7404 | 285.8197 |  | 0 | 2297 | 2297 | 1974-09-13 | #NAME? | #NAME? | #NAME?
1974-09-14 | 1974 | 9 | 257 | 14 | 7 | 10 | 3.4831 | 14.8333 | 0 | 0 | 0 | #NAME? | #NAME? | #NAME? | #NAME? | #NAME? | #NAME? | FALSE | 0 | TRUE | TRUE | #NAME? | #NAME? | #NAME? | #NAME? | #NAME? | #NAME? | #NAME? | #NAME? | #NAME? | #NAME? |  |  | 1: 0; 2: 0; 3: 3.5278; 4: 0 | 3.5278 |  | 51.7408 | 79.6644 | 82.1282 | 19749 | 3.5278 | 51.7408 | 84.6315 |  | 0 | 2298 | 2298 | 1974-09-14 | #NAME? | #NAME? | #NAME?
1974-09-15 | 1974 | 9 | 258 | 15 | 1 | 8.3 | 4.4425 | 7.8333 | 0 | 0 | 0 | #NAME? | #NAME? | #NAME? | #NAME? | #NAME? | #NAME? | TRUE | 0 | TRUE | TRUE | #NAME? | #NAME? | #NAME? | #NAME? | #NAME? | #NAME? | #NAME? | #NAME? | #NAME? | #NAME? |  |  | 1: 6.4665; 2: 7.7581; 3: 0; 4: 0 | 14.2245 |  | 322.411 | 521.4183 | 539.5498 | 19749 | 14.2245 | 322.411 | 527.3618 |  | 0 | 2299 | 2299 | 1974-09-15 | #NAME? | #NAME? | #NAME?
1974-09-16 | 1974 | 9 | 259 | 16 | 2 | 8.3 | 3.8165 | 4.5 | 0 | 0 | 0 | #NAME? | #NAME? | #NAME? | #NAME? | #NAME? | #NAME? | FALSE | 0 | TRUE | TRUE | #NAME? | #NAME? | #NAME? | #NAME? | #NAME? | #NAME? | #NAME? | #NAME? | #NAME? | #NAME? |  |  | 1: 0; 2: 0; 3: 9.0245; 4: 6.6391 | 15.6636 |  | 327.1067 | 503.6405 | 519.217 | 19749 | 15.6636 | 327.1067 | 535.0425 |  | 0 | 2300 | 2300 | 1974-09-16 | #NAME? | #NAME? | #NAME?
1974-09-17 | 1974 | 9 | 260 | 17 | 3 | 8.3 | 3.2415 | 1.5 | 0 | 0 | 0 | #NAME? | #NAME? | #NAME? | #NAME? | #NAME? | #NAME? | TRUE | 0 | TRUE | TRUE | #NAME? | #NAME? | #NAME? | #NAME? | #NAME? | #NAME? | #NAME? | #NAME? | #NAME? | #NAME? |  |  | 1: 9.8879; 2: 10.9533; 3: 0; 4: 0 | 20.8412 |  | 466.3202 | 753.2925 | 779.4213 | 19749 | 20.8412 | 466.3202 | 762.7514 |  | 0 | 2301 | 2301 | 1974-09-17 | #NAME? | #NAME? | #NAME?
1974-09-18 | 1974 | 9 | 261 | 18 | 4 | 5.6 | 2.0074 | 3.1667 | 0.5 | 0.5 | 0 | #NAME? | #NAME? | #NAME? | #NAME? | #NAME? | #NAME? | FALSE | 0 | TRUE | FALSE | #NAME? | #NAME? | #NAME? | #NAME? | #NAME? | #NAME? | #NAME? | #NAME? | #NAME? | #NAME? |  |  | 1: 0; 2: 0; 3: 0; 4: 0 | 0 |  | 0 | 0 | 0 | 19749 | 0 | 0 | 0 |  | 0 | 2302 | 2302 | 1974-09-18 | #NAME? | #NAME? | #NAME?
1974-09-19 | 1974 | 9 | 262 | 19 | 5 | 2.2 | 2.357 | 3 | 0 | 0 | 0 | #NAME? | #NAME? | #NAME? | #NAME? | #NAME? | #NAME? | TRUE | 0.5 | TRUE | FALSE | #NAME? | #NAME? | #NAME? | #NAME? | #NAME? | #NAME? | #NAME? | #NAME? | #NAME? | #NAME? |  |  | 1: 0; 2: 0; 3: 0; 4: 0 | 0 |  | 0 | 0 | 0 | 19749 | 0 | 0 | 0 |  | 0 | 2303 | 2303 | 1974-09-19 | #NAME? | #NAME? | #NAME?
1974-09-20 | 1974 | 9 | 263 | 20 | 6 | 2.8 | 2.5668 | 10.8333 | 0 | 0 | 0 | #NAME? | #NAME? | #NAME? | #NAME? | #NAME? | #NAME? | FALSE | 0.5 | TRUE | FALSE | #NAME? | #NAME? | #NAME? | #NAME? | #NAME? | #NAME? | #NAME? | #NAME? | #NAME? | #NAME? |  |  | 1: 0; 2: 0; 3: 0; 4: 0 | 0 |  | 0 | 0 | 0 | 19749 | 0 | 0 | 0 |  | 0 | 2304 | 2304 | 1974-09-20 | #NAME? | #NAME? | #NAME?
1974-09-21 | 1974 | 9 | 264 | 21 | 7 | 2.2 | 3.5202 | 4.1667 | 0 | 0 | 0 | #NAME? | #NAME? | #NAME? | #NAME? | #NAME? | #NAME? | FALSE | 0 | TRUE | TRUE | #NAME? | #NAME? | #NAME? | #NAME? | #NAME? | #NAME? | #NAME? | #NAME? | #NAME? | #NAME? |  |  | 1: 0; 2: 0; 3: 8.523; 4: 0 | 8.523 |  | 125.0043 | 192.4669 | 198.4195 | 19749 | 8.523 | 125.0043 | 204.4672 |  | 0 | 2305 | 2305 | 1974-09-21 | #NAME? | #NAME? | #NAME?
1974-09-22 | 1974 | 9 | 265 | 22 | 1 | 5 | 3.9435 | 5.8333 | 0 | 0 | 0 | #NAME? | #NAME? | #NAME? | #NAME? | #NAME? | #NAME? | TRUE | 0 | TRUE | TRUE | #NAME? | #NAME? | #NAME? | #NAME? | #NAME? | #NAME? | #NAME? | #NAME? | #NAME? | #NAME? |  |  | 1: 4.2896; 2: 5.6528; 3: 0; 4: 0 | 9.9424 |  | 228.73 | 370.393 | 383.3096 | 19749 | 9.9424 | 228.73 | 374.1294 |  | 0 | 2306 | 2306 | 1974-09-22 | #NAME? | #NAME? | #NAME?
1974-09-23 | 1974 | 9 | 266 | 23 | 2 | 6.7 | 3.9746 | 19.6667 | 0 | 0 | 0 | #NAME? | #NAME? | #NAME? | #NAME? | #NAME? | #NAME? | FALSE | 0 | TRUE | TRUE | #NAME? | #NAME? | #NAME? | #NAME? | #NAME? | #NAME? | #NAME? | #NAME? | #NAME? | #NAME? |  |  | 1: 0; 2: 0; 3: 2.0388; 4: 10.7735 | 12.8123 |  | 345.9256 | 532.6157 | 549.0883 | 19749 | 12.8123 | 345.9256 | 565.8242 |  | 0 | 2307 | 2307 | 1974-09-23 | #NAME? | #NAME? | #NAME?
1974-09-24 | 1974 | 9 | 267 | 24 | 3 | 5.6 | 3.7037 | 7.8333 | 0 | 0 | 0 | #NAME? | #NAME? | #NAME? | #NAME? | #NAME? | #NAME? | TRUE | 0 | TRUE | TRUE | #NAME? | #NAME? | #NAME? | #NAME? | #NAME? | #NAME? | #NAME? | #NAME? | #NAME? | #NAME? |  |  | 1: 0; 2: 0; 3: 0; 4: 0 | 0 |  | 0 | 0 | 0 | 19749 | 0 | 0 | 0 |  | 0 | 2308 | 2308 | 1974-09-24 | #NAME? | #NAME? | #NAME?
1974-09-25 | 1974 | 9 | 268 | 25 | 4 | 13.3 | 5.8736 | 18.8333 | 0 | 0 | 0 | #NAME? | #NAME? | #NAME? | #NAME? | #NAME? | #NAME? | FALSE | 0 | TRUE | FALSE | #NAME? | #NAME? | #NAME? | #NAME? | #NAME? | #NAME? | #NAME? | #NAME? | #NAME? | #NAME? |  |  | 1: 0; 2: 0; 3: 0; 4: 0 | 0 |  | 0 | 0 | 0 | 19749 | 0 | 0 | 0 |  | 0 | 2309 | 2309 | 1974-09-25 | #NAME? | #NAME? | #NAME?
1974-09-26 | 1974 | 9 | 269 | 26 | 5 | 2.2 | 2.5693 | 34.1667 | 10.2 | 10.2 | 3.9 | #NAME? | #NAME? | #NAME? | #NAME? | #NAME? | #NAME? | TRUE | 0 | TRUE | FALSE | #NAME? | #NAME? | #NAME? | #NAME? | #NAME? | #NAME? | #NAME? | #NAME? | #NAME? | #NAME? |  |  | 1: 0; 2: 0; 3: 0; 4: 0 | 0 |  | 0 | 0 | 0 | 19749 | 0 | 0 | 0 |  | 0 | 2310 | 2310 | 1974-09-26 | #NAME? | #NAME? | #NAME?
1974-09-27 | 1974 | 9 | 270 | 27 | 6 | 2.2 | 2.85 | 12.3333 | 0 | 0 | 0 | #NAME? | #NAME? | #NAME? | #NAME? | #NAME? | #NAME? | FALSE | 10.2 | FALSE | FALSE | #NAME? | #NAME? | #NAME? | #NAME? | #NAME? | #NAME? | #NAME? | #NAME? | #NAME? | #NAME? |  |  | 1: 0; 2: 0; 3: 0; 4: 0 | 0 |  | 0 | 0 | 0 | 19749 | 0 | 0 | 0 |  | 0 | 2311 | 2311 | 1974-09-27 | #NAME? | #NAME? | #NAME?
1974-09-28 | 1974 | 9 | 271 | 28 | 7 | -2.8 | 3.276 | 15.5 | 2 | 2 | 0 | #NAME? | #NAME? | #NAME? | #NAME? | #NAME? | #NAME? | FALSE | 10.2 | FALSE | FALSE | #NAME? | #NAME? | #NAME? | #NAME? | #NAME? | #NAME? | #NAME? | #NAME? | #NAME? | #NAME? |  |  | 1: 0; 2: 0; 3: 0; 4: 0 | 0 |  | 0 | 0 | 0 | 19749 | 0 | 0 | 0 |  | 0 | 2312 | 2312 | 1974-09-28 | #NAME? | #NAME? | #NAME?
1974-09-29 | 1974 | 9 | 272 | 29 | 1 | -5.6 | 2.0228 | 7.1667 | 0 | 0 | 0 | #NAME? | #NAME? | #NAME? | #NAME? | #NAME? | #NAME? | TRUE | 2 | TRUE | FALSE | #NAME? | #NAME? | #NAME? | #NAME? | #NAME? | #NAME? | #NAME? | #NAME? | #NAME? | #NAME? |  |  | 1: 0; 2: 0; 3: 0; 4: 0 | 0 |  | 0 | 0 | 0 | 19749 | 0 | 0 | 0 |  | 0 | 2313 | 2313 | 1974-09-29 | #NAME? | #NAME? | #NAME?
1974-09-30 | 1974 | 9 | 273 | 30 | 2 | -4.4 | 1.6756 | 35.1667 | 0 | 0 | 0 | #NAME? | #NAME? | #NAME? | #NAME? | #NAME? | #NAME? | FALSE | 2 | TRUE | FALSE | #NAME? | #NAME? | #NAME? | #NAME? | #NAME? | #NAME? | #NAME? | #NAME? | #NAME? | #NAME? |  |  | 1: 0; 2: 0; 3: 0; 4: 0 | 0 |  | 0 | 0 | 0 | 19749 | 0 | 0 | 0 |  | 0 | 2314 | 2314 | 1974-09-30 | #NAME? | #NAME? | #NAME?
1975-05-01 | 1975 | 5 | 121 | 1 | 5 | 0.6 | 2.1852 | 11.6667 | 0 | 0 | 0 | #NAME? | #NAME? | #NAME? | #NAME? | #NAME? | #NAME? | TRUE | 0 | TRUE | FALSE | #NAME? | #NAME? | #NAME? | #NAME? | #NAME? | #NAME? | #NAME? | #NAME? | #NAME? | #NAME? |  |  | 1: 0; 2: 0; 3: 0; 4: 0 | 0 |  | 0 | 0 | 0 | 19755 | 0 | 0 | 0 |  | 0 | 2315 | 2315 | 1975-05-01 | #NAME? | #NAME? | #NAME?
1975-05-02 | 1975 | 5 | 122 | 2 | 6 | -3.9 | 3.446 | 6.1667 | 0 | 0 | 0 | #NAME? | #NAME? | #NAME? | #NAME? | #NAME? | #NAME? | FALSE | 0 | TRUE | FALSE | #NAME? | #NAME? | #NAME? | #NAME? | #NAME? | #NAME? | #NAME? | #NAME? | #NAME? | #NAME? |  |  | 1: 0; 2: 0; 3: 0; 4: 0 | 0 |  | 0 | 0 | 0 | 19755 | 0 | 0 | 0 |  | 0 | 2316 | 2316 | 1975-05-02 | #NAME? | #NAME? | #NAME?
1975-05-03 | 1975 | 5 | 123 | 3 | 7 | 1.1 | 3.7973 | 4 | 0 | 0 | 0 | #NAME? | #NAME? | #NAME? | #NAME? | #NAME? | #NAME? | FALSE | 0 | TRUE | FALSE | #NAME? | #NAME? | #NAME? | #NAME? | #NAME? | #NAME? | #NAME? | #NAME? | #NAME? | #NAME? |  |  | 1: 0; 2: 0; 3: 0; 4: 0 | 0 |  | 0 | 0 | 0 | 19755 | 0 | 0 | 0 |  | 0 | 2317 | 2317 | 1975-05-03 | #NAME? | #NAME? | #NAME?
1975-05-04 | 1975 | 5 | 124 | 4 | 1 | 0.6 | 1.4903 | 12.1667 | 16.3 | 16.3 | 8.475 | #NAME? | #NAME? | #NAME? | #NAME? | #NAME? | #NAME? | TRUE | 0 | TRUE | FALSE | #NAME? | #NAME? | #NAME? | #NAME? | #NAME? | #NAME? | #NAME? | #NAME? | #NAME? | #NAME? |  |  | 1: 0; 2: 0; 3: 0; 4: 0 | 0 |  | 0 | 0 | 0 | 19755 | 0 | 0 | 0 |  | 0 | 2318 | 2318 | 1975-05-04 | #NAME? | #NAME? | #NAME?
1975-05-05 | 1975 | 5 | 125 | 5 | 2 | 0 | 1.4942 | 15.3333 | 14 | 14 | 6.75 | #NAME? | #NAME? | #NAME? | #NAME? | #NAME? | #NAME? | FALSE | 16.3 | FALSE | FALSE | #NAME? | #NAME? | #NAME? | #NAME? | #NAME? | #NAME? | #NAME? | #NAME? | #NAME? | #NAME? |  |  | 1: 0; 2: 0; 3: 0; 4: 0 | 0 |  | 0 | 0 | 0 | 19755 | 0 | 0 | 0 |  | 0 | 2319 | 2319 | 1975-05-05 | #NAME? | #NAME? | #NAME?
1975-05-06 | 1975 | 5 | 126 | 6 | 3 | 1.1 | 1.5262 | 9.8333 | 4.8 | 4.8 | 0 | #NAME? | #NAME? | #NAME? | #NAME? | #NAME? | #NAME? | TRUE | 30.3 | FALSE | TRUE | #NAME? | #NAME? | #NAME? | #NAME? | #NAME? | #NAME? | #NAME? | #NAME? | #NAME? | #NAME? |  |  | 1: 0; 2: 0; 3: 0; 4: 0 | 0 |  | 0 | 0 | 0 | 19755 | 0 | 0 | 0 |  | 0 | 2320 | 2320 | 1975-05-06 | #NAME? | #NAME? | #NAME?
1975-05-07 | 1975 | 5 | 127 | 7 | 4 | 3.3 | 1.7625 | 8.8333 | 6.6 | 6.6 | 1.2 | #NAME? | #NAME? | #NAME? | #NAME? | #NAME? | #NAME? | FALSE | 18.8 | FALSE | FALSE | #NAME? | #NAME? | #NAME? | #NAME? | #NAME? | #NAME? | #NAME? | #NAME? | #NAME? | #NAME? |  |  | 1: 0; 2: 0; 3: 0; 4: 0 | 0 |  | 0 | 0 | 0 | 19755 | 0 | 0 | 0 |  | 0 | 2321 | 2321 | 1975-05-07 | #NAME? | #NAME? | #NAME?
1975-05-08 | 1975 | 5 | 128 | 8 | 5 | 0 | 2.0055 | 2.3333 | 0.8 | 0.8 | 0 | #NAME? | #NAME? | #NAME? | #NAME? | #NAME? | #NAME? | TRUE | 11.4 | FALSE | TRUE | #NAME? | #NAME? | #NAME? | #NAME? | #NAME? | #NAME? | #NAME? | #NAME? | #NAME? | #NAME? |  |  | 1: 0; 2: 0; 3: 0; 4: 0 | 0 |  | 0 | 0 | 0 | 19755 | 0 | 0 | 0 |  | 0 | 2322 | 2322 | 1975-05-08 | #NAME? | #NAME? | #NAME?
1975-05-09 | 1975 | 5 | 129 | 9 | 6 | 4.4 | 2.4207 | 6 | 3.3 | 3.3 | 0 | #NAME? | #NAME? | #NAME? | #NAME? | #NAME? | #NAME? | FALSE | 7.4 | TRUE | FALSE | #NAME? | #NAME? | #NAME? | #NAME? | #NAME? | #NAME? | #NAME? | #NAME? | #NAME? | #NAME? |  |  | 1: 0; 2: 0; 3: 0; 4: 0 | 0 |  | 0 | 0 | 0 | 19755 | 0 | 0 | 0 |  | 0 | 2323 | 2323 | 1975-05-09 | #NAME? | #NAME? | #NAME?
1975-05-10 | 1975 | 5 | 130 | 10 | 7 | 0.6 | 3.1454 | 2.1667 | 0 | 0 | 0 | #NAME? | #NAME? | #NAME? | #NAME? | #NAME? | #NAME? | FALSE | 4.1 | TRUE | FALSE | #NAME? | #NAME? | #NAME? | #NAME? | #NAME? | #NAME? | #NAME? | #NAME? | #NAME? | #NAME? |  |  | 1: 0; 2: 0; 3: 0; 4: 0 | 0 |  | 0 | 0 | 0 | 19755 | 0 | 0 | 0 |  | 0 | 2324 | 2324 | 1975-05-10 | #NAME? | #NAME? | #NAME?
1975-05-11 | 1975 | 5 | 131 | 11 | 1 | 2.8 | 3.9625 | 7.5 | 0 | 0 | 0 | #NAME? | #NAME? | #NAME? | #NAME? | #NAME? | #NAME? | TRUE | 3.3 | TRUE | TRUE | #NAME? | #NAME? | #NAME? | #NAME? | #NAME? | #NAME? | #NAME? | #NAME? | #NAME? | #NAME? |  |  | 1: 1.962; 2: 2.6436; 3: 0; 4: 0 | 4.6057 |  | 106.3233 | 172.2257 | 178.2356 | 19755 | 4.6057 | 106.3233 | 173.911 |  | 0 | 2325 | 2325 | 1975-05-11 | #NAME? | #NAME? | #NAME?
1975-05-12 | 1975 | 5 | 132 | 12 | 2 | 6.1 | 4.7125 | 11 | 0 | 0 | 0 | #NAME? | #NAME? | #NAME? | #NAME? | #NAME? | #NAME? | FALSE | 0 | TRUE | FALSE | #NAME? | #NAME? | #NAME? | #NAME? | #NAME? | #NAME? | #NAME? | #NAME? | #NAME? | #NAME? |  |  | 1: 0; 2: 0; 3: 0; 4: 0 | 0 |  | 0 | 0 | 0 | 19755 | 0 | 0 | 0 |  | 0 | 2326 | 2326 | 1975-05-12 | #NAME? | #NAME? | #NAME?
1975-05-13 | 1975 | 5 | 133 | 13 | 3 | 2.2 | 4.6668 | 5.5 | 0 | 0 | 0 | #NAME? | #NAME? | #NAME? | #NAME? | #NAME? | #NAME? | TRUE | 0 | TRUE | TRUE | #NAME? | #NAME? | #NAME? | #NAME? | #NAME? | #NAME? | #NAME? | #NAME? | #NAME? | #NAME? |  |  | 1: 0; 2: 0; 3: 0; 4: 0 | 0 |  | 0 | 0 | 0 | 19755 | 0 | 0 | 0 |  | 0 | 2327 | 2327 | 1975-05-13 | #NAME? | #NAME? | #NAME?
1975-05-14 | 1975 | 5 | 134 | 14 | 4 | 4.4 | 5.3739 | 14.1667 | 0 | 0 | 0 | #NAME? | #NAME? | #NAME? | #NAME? | #NAME? | #NAME? | FALSE | 0 | TRUE | TRUE | #NAME? | #NAME? | #NAME? | #NAME? | #NAME? | #NAME? | #NAME? | #NAME? | #NAME? | #NAME? |  |  | 1: 0; 2: 0; 3: 2.2882; 4: 11.5963 | 13.8844 |  | 373.7172 | 575.4058 | 593.2019 | 19755 | 13.8844 | 373.7172 | 611.2823 |  | 0 | 2328 | 2328 | 1975-05-14 | #NAME? | #NAME? | #NAME?
1975-05-15 | 1975 | 5 | 135 | 15 | 5 | 6.1 | 4.4443 | 10.1667 | 0.5 | 0.5 | 0 | #NAME? | #NAME? | #NAME? | #NAME? | #NAME? | #NAME? | TRUE | 0 | TRUE | TRUE | #NAME? | #NAME? | #NAME? | #NAME? | #NAME? | #NAME? | #NAME? | #NAME? | #NAME? | #NAME? |  |  | 1: 0; 2: 0; 3: 0; 4: 0 | 0 |  | 0 | 0 | 0 | 19755 | 0 | 0 | 0 |  | 0 | 2329 | 2329 | 1975-05-15 | #NAME? | #NAME? | #NAME?
1975-05-16 | 1975 | 5 | 136 | 16 | 6 | 3.9 | 3.7983 | 21 | 1.3 | 1.3 | 0 | #NAME? | #NAME? | #NAME? | #NAME? | #NAME? | #NAME? | FALSE | 0.5 | TRUE | TRUE | #NAME? | #NAME? | #NAME? | #NAME? | #NAME? | #NAME? | #NAME? | #NAME? | #NAME? | #NAME? |  |  | 1: 0; 2: 0; 3: 0; 4: 4.7244 | 4.7244 |  | 138.581 | 213.3707 | 219.9698 | 19755 | 4.7244 | 138.581 | 226.6744 |  | 0 | 2330 | 2330 | 1975-05-16 | #NAME? | #NAME? | #NAME?
1975-05-17 | 1975 | 5 | 137 | 17 | 7 | 6.1 | 5.236 | 18 | 0 | 0 | 0 | #NAME? | #NAME? | #NAME? | #NAME? | #NAME? | #NAME? | FALSE | 1.8 | TRUE | FALSE | #NAME? | #NAME? | #NAME? | #NAME? | #NAME? | #NAME? | #NAME? | #NAME? | #NAME? | #NAME? |  |  | 1: 0; 2: 0; 3: 0; 4: 0 | 0 |  | 0 | 0 | 0 | 19755 | 0 | 0 | 0 |  | 0 | 2331 | 2331 | 1975-05-17 | #NAME? | #NAME? | #NAME?
1975-05-18 | 1975 | 5 | 138 | 18 | 1 | 2.2 | 4.8333 | 6.8333 | 1.8 | 1.8 | 0 | #NAME? | #NAME? | #NAME? | #NAME? | #NAME? | #NAME? | TRUE | 1.3 | TRUE | FALSE | #NAME? | #NAME? | #NAME? | #NAME? | #NAME? | #NAME? | #NAME? | #NAME? | #NAME? | #NAME? |  |  | 1: 0; 2: 0; 3: 0; 4: 0 | 0 |  | 0 | 0 | 0 | 19755 | 0 | 0 | 0 |  | 0 | 2332 | 2332 | 1975-05-18 | #NAME? | #NAME? | #NAME?
1975-05-19 | 1975 | 5 | 139 | 19 | 2 | 0 | 4.0774 | 32.1667 | 1 | 1 | 0 | #NAME? | #NAME? | #NAME? | #NAME? | #NAME? | #NAME? | FALSE | 1.8 | TRUE | TRUE | #NAME? | #NAME? | #NAME? | #NAME? | #NAME? | #NAME? | #NAME? | #NAME? | #NAME? | #NAME? |  |  | 1: 0; 2: 0; 3: 0; 4: 7.8182 | 7.8182 |  | 229.3326 | 353.0995 | 364.0201 | 19755 | 7.8182 | 229.3326 | 375.1152 |  | 0 | 2333 | 2333 | 1975-05-19 | #NAME? | #NAME? | #NAME?
1975-05-20 | 1975 | 5 | 140 | 20 | 3 | 3.3 | 4.2016 | 42 | 0 | 0 | 0 | #NAME? | #NAME? | #NAME? | #NAME? | #NAME? | #NAME? | TRUE | 2.8 | TRUE | FALSE | #NAME? | #NAME? | #NAME? | #NAME? | #NAME? | #NAME? | #NAME? | #NAME? | #NAME? | #NAME? |  |  | 1: 0; 2: 0; 3: 0; 4: 0 | 0 |  | 0 | 0 | 0 | 19755 | 0 | 0 | 0 |  | 0 | 2334 | 2334 | 1975-05-20 | #NAME? | #NAME? | #NAME?
1975-05-21 | 1975 | 5 | 141 | 21 | 4 | 1.1 | 4.8934 | 8.5 | 0 | 0 | 0 | #NAME? | #NAME? | #NAME? | #NAME? | #NAME? | #NAME? | FALSE | 1 | TRUE | FALSE | #NAME? | #NAME? | #NAME? | #NAME? | #NAME? | #NAME? | #NAME? | #NAME? | #NAME? | #NAME? |  |  | 1: 0; 2: 0; 3: 0; 4: 0 | 0 |  | 0 | 0 | 0 | 19755 | 0 | 0 | 0 |  | 0 | 2335 | 2335 | 1975-05-21 | #NAME? | #NAME? | #NAME?
1975-05-22 | 1975 | 5 | 142 | 22 | 5 | 1.1 | 4.3582 | 15.6667 | 0 | 0 | 0 | #NAME? | #NAME? | #NAME? | #NAME? | #NAME? | #NAME? | TRUE | 0 | TRUE | FALSE | #NAME? | #NAME? | #NAME? | #NAME? | #NAME? | #NAME? | #NAME? | #NAME? | #NAME? | #NAME? |  |  | 1: 0; 2: 0; 3: 0; 4: 0 | 0 |  | 0 | 0 | 0 | 19755 | 0 | 0 | 0 |  | 0 | 2336 | 2336 | 1975-05-22 | #NAME? | #NAME? | #NAME?
1975-05-23 | 1975 | 5 | 143 | 23 | 6 | 2.8 | 3.8669 | 13 | 0 | 0 | 0 | #NAME? | #NAME? | #NAME? | #NAME? | #NAME? | #NAME? | FALSE | 0 | TRUE | FALSE | #NAME? | #NAME? | #NAME? | #NAME? | #NAME? | #NAME? | #NAME? | #NAME? | #NAME? | #NAME? |  |  | 1: 0; 2: 0; 3: 0; 4: 0 | 0 |  | 0 | 0 | 0 | 19755 | 0 | 0 | 0 |  | 0 | 2337 | 2337 | 1975-05-23 | #NAME? | #NAME? | #NAME?
1975-05-24 | 1975 | 5 | 144 | 24 | 7 | 0 | 4.6756 | 28 | 2.3 | 2.3 | 0 | #NAME? | #NAME? | #NAME? | #NAME? | #NAME? | #NAME? | FALSE | 0 | TRUE | FALSE | #NAME? | #NAME? | #NAME? | #NAME? | #NAME? | #NAME? | #NAME? | #NAME? | #NAME? | #NAME? |  |  | 1: 0; 2: 0; 3: 0; 4: 0 | 0 |  | 0 | 0 | 0 | 19755 | 0 | 0 | 0 |  | 0 | 2338 | 2338 | 1975-05-24 | #NAME? | #NAME? | #NAME?
1975-05-25 | 1975 | 5 | 145 | 25 | 1 | 2.2 | 3.8162 | 34.8333 | 6.6 | 6.6 | 1.2 | #NAME? | #NAME? | #NAME? | #NAME? | #NAME? | #NAME? | TRUE | 2.3 | TRUE | FALSE | #NAME? | #NAME? | #NAME? | #NAME? | #NAME? | #NAME? | #NAME? | #NAME? | #NAME? | #NAME? |  |  | 1: 0; 2: 0; 3: 0; 4: 0 | 0 |  | 0 | 0 | 0 | 19755 | 0 | 0 | 0 |  | 0 | 2339 | 2339 | 1975-05-25 | #NAME? | #NAME? | #NAME?
1975-05-26 | 1975 | 5 | 146 | 26 | 2 | 2.2 | 2.9785 | 6.5 | 2.5 | 2.5 | 0 | #NAME? | #NAME? | #NAME? | #NAME? | #NAME? | #NAME? | FALSE | 8.9 | TRUE | FALSE | #NAME? | #NAME? | #NAME? | #NAME? | #NAME? | #NAME? | #NAME? | #NAME? | #NAME? | #NAME? |  |  | 1: 0; 2: 0; 3: 0; 4: 0 | 0 |  | 0 | 0 | 0 | 19755 | 0 | 0 | 0 |  | 0 | 2340 | 2340 | 1975-05-26 | #NAME? | #NAME? | #NAME?
1975-05-27 | 1975 | 5 | 147 | 27 | 3 | 2.8 | 3.8576 | 7 | 0 | 0 | 0 | #NAME? | #NAME? | #NAME? | #NAME? | #NAME? | #NAME? | TRUE | 9.1 | TRUE | FALSE | #NAME? | #NAME? | #NAME? | #NAME? | #NAME? | #NAME? | #NAME? | #NAME? | #NAME? | #NAME? |  |  | 1: 0; 2: 0; 3: 0; 4: 0 | 0 |  | 0 | 0 | 0 | 19755 | 0 | 0 | 0 |  | 0 | 2341 | 2341 | 1975-05-27 | #NAME? | #NAME? | #NAME?
1975-05-28 | 1975 | 5 | 148 | 28 | 4 | 2.2 | 4.8112 | 1.8333 | 0 | 0 | 0 | #NAME? | #NAME? | #NAME? | #NAME? | #NAME? | #NAME? | FALSE | 2.5 | TRUE | TRUE | #NAME? | #NAME? | #NAME? | #NAME? | #NAME? | #NAME? | #NAME? | #NAME? | #NAME? | #NAME? |  |  | 1: 0; 2: 0; 3: 11.4125; 4: 11.6934 | 23.1059 |  | 510.3908 | 785.8398 | 810.1441 | 19755 | 23.1059 | 510.3908 | 834.8369 |  | 0 | 2342 | 2342 | 1975-05-28 | #NAME? | #NAME? | #NAME?
1975-05-29 | 1975 | 5 | 149 | 29 | 5 | 4.4 | 4.5308 | 2.8333 | 6.4 | 6.4 | 1.05 | #NAME? | #NAME? | #NAME? | #NAME? | #NAME? | #NAME? | TRUE | 0 | TRUE | TRUE | #NAME? | #NAME? | #NAME? | #NAME? | #NAME? | #NAME? | #NAME? | #NAME? | #NAME? | #NAME? |  |  | 1: 6.7903; 2: 13.4013; 3: 0; 4: 0 | 20.1916 |  | 492.6967 | 801.795 | 830.0566 | 19755 | 20.1916 | 492.6967 | 805.895 |  | 0 | 2343 | 2343 | 1975-05-29 | #NAME? | #NAME? | #NAME?
1975-05-30 | 1975 | 5 | 150 | 30 | 6 | 6.1 | 4.8122 | 11.8333 | 0 | 0 | 0 | #NAME? | #NAME? | #NAME? | #NAME? | #NAME? | #NAME? | FALSE | 6.4 | TRUE | TRUE | #NAME? | #NAME? | #NAME? | #NAME? | #NAME? | #NAME? | #NAME? | #NAME? | #NAME? | #NAME? |  |  | 1: 0; 2: 0; 3: 0; 4: 3.7219 | 3.7219 |  | 109.1763 | 168.0968 | 173.2956 | 19755 | 3.7219 | 109.1763 | 178.5776 |  | 0 | 2344 | 2344 | 1975-05-30 | #NAME? | #NAME? | #NAME?
1975-05-31 | 1975 | 5 | 151 | 31 | 7 | 8.3 | 5.1348 | 8 | 0 | 0 | 0 | #NAME? | #NAME? | #NAME? | #NAME? | #NAME? | #NAME? | FALSE | 6.4 | TRUE | TRUE | #NAME? | #NAME? | #NAME? | #NAME? | #NAME? | #NAME? | #NAME? | #NAME? | #NAME? | #NAME? |  |  | 1: 0; 2: 0; 3: 2.8066; 4: 0 | 2.8066 |  | 41.1641 | 63.3797 | 65.3399 | 19755 | 2.8066 | 41.1641 | 67.3314 |  | 0 | 2345 | 2345 | 1975-05-31 | #NAME? | #NAME? | #NAME?
1975-06-01 | 1975 | 6 | 152 | 1 | 1 | 3.9 | 5.0667 | 6.1667 | 0 | 0 | 0 | #NAME? | #NAME? | #NAME? | #NAME? | #NAME? | #NAME? | TRUE | 0 | TRUE | TRUE | #NAME? | #NAME? | #NAME? | #NAME? | #NAME? | #NAME? | #NAME? | #NAME? | #NAME? | #NAME? |  |  | 1: 15.0224; 2: 25.7188; 3: 0; 4: 0 | 40.7412 |  | 974.7464 | 1583.703 | 1639.3309 | 19756 | 40.7412 | 974.7464 | 1594.3748 |  | 0 | 2346 | 2346 | 1975-06-01 | #NAME? | #NAME? | #NAME?
1975-06-02 | 1975 | 6 | 153 | 2 | 2 | 4.4 | 6.3292 | 1.8333 | 0 | 0 | 0 | #NAME? | #NAME? | #NAME? | #NAME? | #NAME? | #NAME? | FALSE | 0 | TRUE | TRUE | #NAME? | #NAME? | #NAME? | #NAME? | #NAME? | #NAME? | #NAME? | #NAME? | #NAME? | #NAME? |  |  | 1: 0; 2: 0; 3: 0; 4: 8.2575 | 8.2575 |  | 242.2198 | 372.9417 | 384.4759 | 19756 | 8.2575 | 242.2198 | 396.1946 |  | 0 | 2347 | 2347 | 1975-06-02 | #NAME? | #NAME? | #NAME?
1975-06-03 | 1975 | 6 | 154 | 3 | 3 | 9.4 | 5.6471 | 33.8333 | 0 | 0 | 0 | #NAME? | #NAME? | #NAME? | #NAME? | #NAME? | #NAME? | TRUE | 0 | TRUE | TRUE | #NAME? | #NAME? | #NAME? | #NAME? | #NAME? | #NAME? | #NAME? | #NAME? | #NAME? | #NAME? |  |  | 1: 0; 2: 0; 3: 0; 4: 0 | 0 |  | 0 | 0 | 0 | 19756 | 0 | 0 | 0 |  | 0 | 2348 | 2348 | 1975-06-03 | #NAME? | #NAME? | #NAME?
1975-06-04 | 1975 | 6 | 155 | 4 | 4 | 8.3 | 6.2027 | 17.8333 | 0 | 0 | 0 | #NAME? | #NAME? | #NAME? | #NAME? | #NAME? | #NAME? | FALSE | 0 | TRUE | TRUE | #NAME? | #NAME? | #NAME? | #NAME? | #NAME? | #NAME? | #NAME? | #NAME? | #NAME? | #NAME? |  |  | 1: 0; 2: 0; 3: 4.6716; 4: 5.9271 | 10.5988 |  | 242.3797 | 373.1878 | 384.7297 | 19756 | 10.5988 | 242.3797 | 396.456 |  | 0 | 2349 | 2349 | 1975-06-04 | #NAME? | #NAME? | #NAME?
1975-06-05 | 1975 | 6 | 156 | 5 | 5 | 7.8 | 5.4652 | 10.1667 | 0 | 0 | 0 | #NAME? | #NAME? | #NAME? | #NAME? | #NAME? | #NAME? | TRUE | 0 | TRUE | TRUE | #NAME? | #NAME? | #NAME? | #NAME? | #NAME? | #NAME? | #NAME? | #NAME? | #NAME? | #NAME? |  |  | 1: 15.2113; 2: 19.5413; 3: 0; 4: 0 | 34.7526 |  | 796.3102 | 1289.0552 | 1333.9736 | 19756 | 34.7526 | 796.3102 | 1302.51 |  | 0 | 2350 | 2350 | 1975-06-05 | #NAME? | #NAME? | #NAME?
1975-06-06 | 1975 | 6 | 157 | 6 | 6 | 4.4 | 4.2177 | 3.1667 | 5.7 | 5.7 | 0.525 | #NAME? | #NAME? | #NAME? | #NAME? | #NAME? | #NAME? | FALSE | 0 | TRUE | TRUE | #NAME? | #NAME? | #NAME? | #NAME? | #NAME? | #NAME? | #NAME? | #NAME? | #NAME? | #NAME? |  |  | 1: 0; 2: 0; 3: 0; 4: 6.4173 | 6.4173 |  | 188.2418 | 289.8327 | 298.7966 | 19756 | 6.4173 | 188.2418 | 307.9037 |  | 0 | 2351 | 2351 | 1975-06-06 | #NAME? | #NAME? | #NAME?
1975-06-07 | 1975 | 6 | 158 | 7 | 7 | 4.4 | 3.8935 | 12.1667 | 0.5 | 0.5 | 0 | #NAME? | #NAME? | #NAME? | #NAME? | #NAME? | #NAME? | FALSE | 5.7 | TRUE | TRUE | #NAME? | #NAME? | #NAME? | #NAME? | #NAME? | #NAME? | #NAME? | #NAME? | #NAME? | #NAME? |  |  | 1: 0; 2: 0; 3: 0; 4: 0 | 0 |  | 0 | 0 | 0 | 19756 | 0 | 0 | 0 |  | 0 | 2352 | 2352 | 1975-06-07 | #NAME? | #NAME? | #NAME?
1975-06-08 | 1975 | 6 | 159 | 8 | 1 | 5.6 | 3.9571 | 21.1667 | 0 | 0 | 0 | #NAME? | #NAME? | #NAME? | #NAME? | #NAME? | #NAME? | TRUE | 6.2 | TRUE | TRUE | #NAME? | #NAME? | #NAME? | #NAME? | #NAME? | #NAME? | #NAME? | #NAME? | #NAME? | #NAME? |  |  | 1: 0; 2: 0; 3: 0; 4: 0 | 0 |  | 0 | 0 | 0 | 19756 | 0 | 0 | 0 |  | 0 | 2353 | 2353 | 1975-06-08 | #NAME? | #NAME? | #NAME?
1975-06-09 | 1975 | 6 | 160 | 9 | 2 | 4.4 | 5.2709 | 17 | 0 | 0 | 0 | #NAME? | #NAME? | #NAME? | #NAME? | #NAME? | #NAME? | FALSE | 0.5 | TRUE | FALSE | #NAME? | #NAME? | #NAME? | #NAME? | #NAME? | #NAME? | #NAME? | #NAME? | #NAME? | #NAME? |  |  | 1: 0; 2: 0; 3: 0; 4: 0 | 0 |  | 0 | 0 | 0 | 19756 | 0 | 0 | 0 |  | 0 | 2354 | 2354 | 1975-06-09 | #NAME? | #NAME? | #NAME?
1975-06-10 | 1975 | 6 | 161 | 10 | 3 | 2.8 | 5.4752 | 0.83333 | 0 | 0 | 0 | #NAME? | #NAME? | #NAME? | #NAME? | #NAME? | #NAME? | TRUE | 0 | TRUE | TRUE | #NAME? | #NAME? | #NAME? | #NAME? | #NAME? | #NAME? | #NAME? | #NAME? | #NAME? | #NAME? |  |  | 1: 2.8965; 2: 3.6857; 3: 0; 4: 0 | 6.5822 |  | 150.5962 | 243.7509 | 252.2422 | 19756 | 6.5822 | 150.5962 | 246.3274 |  | 0 | 2355 | 2355 | 1975-06-10 | #NAME? | #NAME? | #NAME?
1975-06-11 | 1975 | 6 | 162 | 11 | 4 | 5.6 | 5.273 | 8.6667 | 0 | 0 | 0 | #NAME? | #NAME? | #NAME? | #NAME? | #NAME? | #NAME? | FALSE | 0 | TRUE | TRUE | #NAME? | #NAME? | #NAME? | #NAME? | #NAME? | #NAME? | #NAME? | #NAME? | #NAME? | #NAME? |  |  | 1: 0; 2: 0; 3: 0; 4: 11.1947 | 11.1947 |  | 328.3769 | 505.5962 | 521.2332 | 19756 | 11.1947 | 328.3769 | 537.1201 |  | 0 | 2356 | 2356 | 1975-06-11 | #NAME? | #NAME? | #NAME?
1975-06-12 | 1975 | 6 | 163 | 12 | 5 | 8.9 | 5.48 | 22.3333 | 0 | 0 | 0 | #NAME? | #NAME? | #NAME? | #NAME? | #NAME? | #NAME? | TRUE | 0 | TRUE | TRUE | #NAME? | #NAME? | #NAME? | #NAME? | #NAME? | #NAME? | #NAME? | #NAME? | #NAME? | #NAME? |  |  | 1: 9.189; 2: 13.3599; 3: 0; 4: 0 | 22.5489 |  | 526.6624 | 853.9577 | 883.8219 | 19756 | 22.5489 | 526.6624 | 861.452 |  | 0 | 2357 | 2357 | 1975-06-12 | #NAME? | #NAME? | #NAME?
1975-06-13 | 1975 | 6 | 164 | 13 | 6 | 6.1 | 3.2128 | 4.3333 | 8.1 | 8.1 | 2.325 | #NAME? | #NAME? | #NAME? | #NAME? | #NAME? | #NAME? | FALSE | 0 | TRUE | TRUE | #NAME? | #NAME? | #NAME? | #NAME? | #NAME? | #NAME? | #NAME? | #NAME? | #NAME? | #NAME? |  |  | 1: 0; 2: 0; 3: 0; 4: 5.294 | 5.294 |  | 155.2904 | 239.098 | 246.4928 | 19756 | 5.294 | 155.2904 | 254.0057 |  | 0 | 2358 | 2358 | 1975-06-13 | #NAME? | #NAME? | #NAME?
1975-06-14 | 1975 | 6 | 165 | 14 | 7 | 8.3 | 3.9837 | 6.1667 | 0 | 0 | 0 | #NAME? | #NAME? | #NAME? | #NAME? | #NAME? | #NAME? | FALSE | 8.1 | TRUE | TRUE | #NAME? | #NAME? | #NAME? | #NAME? | #NAME? | #NAME? | #NAME? | #NAME? | #NAME? | #NAME? |  |  | 1: 0; 2: 0; 3: 7.5843; 4: 0 | 7.5843 |  | 111.2362 | 171.2685 | 176.5655 | 19756 | 7.5843 | 111.2362 | 181.9471 |  | 0 | 2359 | 2359 | 1975-06-14 | #NAME? | #NAME? | #NAME?
1975-06-15 | 1975 | 6 | 166 | 15 | 1 | 4.4 | 2.9426 | 6 | 7.4 | 7.4 | 1.8 | #NAME? | #NAME? | #NAME? | #NAME? | #NAME? | #NAME? | TRUE | 8.1 | TRUE | TRUE | #NAME? | #NAME? | #NAME? | #NAME? | #NAME? | #NAME? | #NAME? | #NAME? | #NAME? | #NAME? |  |  | 1: 0; 2: 0; 3: 0; 4: 0 | 0 |  | 0 | 0 | 0 | 19756 | 0 | 0 | 0 |  | 0 | 2360 | 2360 | 1975-06-15 | #NAME? | #NAME? | #NAME?
1975-06-16 | 1975 | 6 | 167 | 16 | 2 | 5 | 3.7998 | 15.6667 | 0.6 | 0.6 | 0 | #NAME? | #NAME? | #NAME? | #NAME? | #NAME? | #NAME? | FALSE | 7.4 | TRUE | TRUE | #NAME? | #NAME? | #NAME? | #NAME? | #NAME? | #NAME? | #NAME? | #NAME? | #NAME? | #NAME? |  |  | 1: 0; 2: 0; 3: 0.5856; 4: 4.2894 | 4.875 |  | 134.4125 | 206.9526 | 213.3532 | 19756 | 4.875 | 134.4125 | 219.856 |  | 0 | 2361 | 2361 | 1975-06-16 | #NAME? | #NAME? | #NAME?
1975-06-17 | 1975 | 6 | 168 | 17 | 3 | 6.1 | 3.7521 | 19.5 | 2.8 | 2.8 | 0 | #NAME? | #NAME? | #NAME? | #NAME? | #NAME? | #NAME? | TRUE | 8 | TRUE | FALSE | #NAME? | #NAME? | #NAME? | #NAME? | #NAME? | #NAME? | #NAME? | #NAME? | #NAME? | #NAME? |  |  | 1: 0; 2: 0; 3: 0; 4: 0 | 0 |  | 0 | 0 | 0 | 19756 | 0 | 0 | 0 |  | 0 | 2362 | 2362 | 1975-06-17 | #NAME? | #NAME? | #NAME?
1975-06-18 | 1975 | 6 | 169 | 18 | 4 | 2.8 | 3.6969 | 9.6667 | 0 | 0 | 0 | #NAME? | #NAME? | #NAME? | #NAME? | #NAME? | #NAME? | FALSE | 3.4 | TRUE | TRUE | #NAME? | #NAME? | #NAME? | #NAME? | #NAME? | #NAME? | #NAME? | #NAME? | #NAME? | #NAME? |  |  | 1: 0; 2: 0; 3: 1.2992; 4: 4.3436 | 5.6428 |  | 146.4683 | 225.5147 | 232.4894 | 19756 | 5.6428 | 146.4683 | 239.5755 |  | 0 | 2363 | 2363 | 1975-06-18 | #NAME? | #NAME? | #NAME?
1975-06-19 | 1975 | 6 | 170 | 19 | 5 | 7.8 | 2.9819 | 12.1667 | 10.8 | 10.8 | 4.35 | #NAME? | #NAME? | #NAME? | #NAME? | #NAME? | #NAME? | TRUE | 2.8 | TRUE | TRUE | #NAME? | #NAME? | #NAME? | #NAME? | #NAME? | #NAME? | #NAME? | #NAME? | #NAME? | #NAME? |  |  | 1: 0; 2: 0; 3: 0; 4: 0 | 0 |  | 0 | 0 | 0 | 19756 | 0 | 0 | 0 |  | 0 | 2364 | 2364 | 1975-06-19 | #NAME? | #NAME? | #NAME?
1975-06-20 | 1975 | 6 | 171 | 20 | 6 | 7.8 | 3.3853 | 18.6667 | 5.6 | 5.6 | 0.45 | #NAME? | #NAME? | #NAME? | #NAME? | #NAME? | #NAME? | FALSE | 10.8 | FALSE | TRUE | #NAME? | #NAME? | #NAME? | #NAME? | #NAME? | #NAME? | #NAME? | #NAME? | #NAME? | #NAME? |  |  | 1: 0; 2: 0; 3: 0; 4: 0 | 0 |  | 0 | 0 | 0 | 19756 | 0 | 0 | 0 |  | 0 | 2365 | 2365 | 1975-06-20 | #NAME? | #NAME? | #NAME?
1975-06-21 | 1975 | 6 | 172 | 21 | 7 | 9.4 | 4.7935 | 6.5 | 0.5 | 0.5 | 0 | #NAME? | #NAME? | #NAME? | #NAME? | #NAME? | #NAME? | FALSE | 16.4 | FALSE | TRUE | #NAME? | #NAME? | #NAME? | #NAME? | #NAME? | #NAME? | #NAME? | #NAME? | #NAME? | #NAME? |  |  | 1: 0; 2: 0; 3: 0; 4: 0 | 0 |  | 0 | 0 | 0 | 19756 | 0 | 0 | 0 |  | 0 | 2366 | 2366 | 1975-06-21 | #NAME? | #NAME? | #NAME?
1975-06-22 | 1975 | 6 | 173 | 22 | 1 | 9.4 | 4.0137 | 15.5 | 4.4 | 4.4 | 0 | #NAME? | #NAME? | #NAME? | #NAME? | #NAME? | #NAME? | TRUE | 6.1 | TRUE | TRUE | #NAME? | #NAME? | #NAME? | #NAME? | #NAME? | #NAME? | #NAME? | #NAME? | #NAME? | #NAME? |  |  | 1: 12.104; 2: 20.2762; 3: 0; 4: 0 | 32.3802 |  | 772.2937 | 1254.4463 | 1298.4843 | 19756 | 32.3802 | 772.2937 | 1263.2266 |  | 0 | 2367 | 2367 | 1975-06-22 | #NAME? | #NAME? | #NAME?
1975-06-23 | 1975 | 6 | 174 | 23 | 2 | 8.9 | 4.5802 | 7 | 7.2 | 7.2 | 1.65 | #NAME? | #NAME? | #NAME? | #NAME? | #NAME? | #NAME? | FALSE | 4.9 | TRUE | TRUE | #NAME? | #NAME? | #NAME? | #NAME? | #NAME? | #NAME? | #NAME? | #NAME? | #NAME? | #NAME? |  |  | 1: 0; 2: 0; 3: 2.0358; 4: 8.5358 | 10.5716 |  | 280.2429 | 431.4851 | 444.83 | 19756 | 10.5716 | 280.2429 | 458.3881 |  | 0 | 2368 | 2368 | 1975-06-23 | #NAME? | #NAME? | #NAME?
1975-06-24 | 1975 | 6 | 175 | 24 | 3 | 8.3 | 5.0543 | 8.5 | 0 | 0 | 0 | #NAME? | #NAME? | #NAME? | #NAME? | #NAME? | #NAME? | TRUE | 11.6 | FALSE | TRUE | #NAME? | #NAME? | #NAME? | #NAME? | #NAME? | #NAME? | #NAME? | #NAME? | #NAME? | #NAME? |  |  | 1: 0; 2: 0; 3: 0; 4: 0 | 0 |  | 0 | 0 | 0 | 19756 | 0 | 0 | 0 |  | 0 | 2369 | 2369 | 1975-06-24 | #NAME? | #NAME? | #NAME?
1975-06-25 | 1975 | 6 | 176 | 25 | 4 | 11.1 | 4.1222 | 6.1667 | 6.4 | 6.4 | 1.05 | #NAME? | #NAME? | #NAME? | #NAME? | #NAME? | #NAME? | FALSE | 7.2 | TRUE | TRUE | #NAME? | #NAME? | #NAME? | #NAME? | #NAME? | #NAME? | #NAME? | #NAME? | #NAME? | #NAME? |  |  | 1: 0; 2: 0; 3: 0; 4: 5.0599 | 5.0599 |  | 148.423 | 228.5243 | 235.5921 | 19756 | 5.0599 | 148.423 | 242.7728 |  | 0 | 2370 | 2370 | 1975-06-25 | #NAME? | #NAME? | #NAME?
1975-06-26 | 1975 | 6 | 177 | 26 | 5 | 8.3 | 3.7708 | 16.8333 | 11.5 | 11.5 | 4.875 | #NAME? | #NAME? | #NAME? | #NAME? | #NAME? | #NAME? | TRUE | 6.4 | TRUE | TRUE | #NAME? | #NAME? | #NAME? | #NAME? | #NAME? | #NAME? | #NAME? | #NAME? | #NAME? | #NAME? |  |  | 1: 4.3249; 2: 5.5414; 3: 0; 4: 0 | 9.8663 |  | 225.9801 | 365.8001 | 378.5458 | 19756 | 9.8663 | 225.9801 | 369.6315 |  | 0 | 2371 | 2371 | 1975-06-26 | #NAME? | #NAME? | #NAME?
1975-06-27 | 1975 | 6 | 178 | 27 | 6 | 6.7 | 5.4375 | 15.3333 | 0 | 0 | 0 | #NAME? | #NAME? | #NAME? | #NAME? | #NAME? | #NAME? | FALSE | 17.9 | FALSE | TRUE | #NAME? | #NAME? | #NAME? | #NAME? | #NAME? | #NAME? | #NAME? | #NAME? | #NAME? | #NAME? |  |  | 1: 0; 2: 0; 3: 0; 4: 0 | 0 |  | 0 | 0 | 0 | 19756 | 0 | 0 | 0 |  | 0 | 2372 | 2372 | 1975-06-27 | #NAME? | #NAME? | #NAME?
1975-06-28 | 1975 | 6 | 179 | 28 | 7 | 8.9 | 4.7179 | 11.1667 | 0 | 0 | 0 | #NAME? | #NAME? | #NAME? | #NAME? | #NAME? | #NAME? | FALSE | 11.5 | FALSE | TRUE | #NAME? | #NAME? | #NAME? | #NAME? | #NAME? | #NAME? | #NAME? | #NAME? | #NAME? | #NAME? |  |  | 1: 0; 2: 0; 3: 0; 4: 0 | 0 |  | 0 | 0 | 0 | 19756 | 0 | 0 | 0 |  | 0 | 2373 | 2373 | 1975-06-28 | #NAME? | #NAME? | #NAME?
1975-06-29 | 1975 | 6 | 180 | 29 | 1 | 3.3 | 4.2858 | 5.5 | 0 | 0 | 0 | #NAME? | #NAME? | #NAME? | #NAME? | #NAME? | #NAME? | TRUE | 0 | TRUE | TRUE | #NAME? | #NAME? | #NAME? | #NAME? | #NAME? | #NAME? | #NAME? | #NAME? | #NAME? | #NAME? |  |  | 1: 6.7043; 2: 8.3548; 3: 0; 4: 0 | 15.0592 |  | 343.4052 | 555.6664 | 575.0114 | 19756 | 15.0592 | 343.4052 | 561.7016 |  | 0 | 2374 | 2374 | 1975-06-29 | #NAME? | #NAME? | #NAME?
1975-06-30 | 1975 | 6 | 181 | 30 | 2 | 7.2 | 4.7522 | 6.6667 | 0 | 0 | 0 | #NAME? | #NAME? | #NAME? | #NAME? | #NAME? | #NAME? | FALSE | 0 | TRUE | TRUE | #NAME? | #NAME? | #NAME? | #NAME? | #NAME? | #NAME? | #NAME? | #NAME? | #NAME? | #NAME? |  |  | 1: 0; 2: 0; 3: 11.2481; 4: 9.9597 | 21.2079 |  | 457.1248 | 703.8271 | 725.5949 | 19756 | 21.2079 | 457.1248 | 747.7106 |  | 0 | 2375 | 2375 | 1975-06-30 | #NAME? | #NAME? | #NAME?
1975-07-01 | 1975 | 7 | 182 | 1 | 3 | 6.1 | 5.0259 | 1.3333 | 0 | 0 | 0 | #NAME? | #NAME? | #NAME? | #NAME? | #NAME? | #NAME? | TRUE | 0 | TRUE | TRUE | #NAME? | #NAME? | #NAME? | #NAME? | #NAME? | #NAME? | #NAME? | #NAME? | #NAME? | #NAME? |  |  | 1: 6.2562; 2: 7.1379; 3: 0; 4: 0 | 13.3942 |  | 301.1372 | 486.6643 | 503.5607 | 19757 | 13.3942 | 301.1372 | 492.5645 |  | 0 | 2376 | 2376 | 1975-07-01 | #NAME? | #NAME? | #NAME?
1975-07-02 | 1975 | 7 | 183 | 2 | 4 | 8.9 | 5.2952 | 3.5 | 0 | 0 | 0 | #NAME? | #NAME? | #NAME? | #NAME? | #NAME? | #NAME? | FALSE | 0 | TRUE | TRUE | #NAME? | #NAME? | #NAME? | #NAME? | #NAME? | #NAME? | #NAME? | #NAME? | #NAME? | #NAME? |  |  | 1: 0; 2: 0; 3: 3.4154; 4: 5.0443 | 8.4596 |  | 198.0566 | 304.9442 | 314.3755 | 19757 | 8.4596 | 198.0566 | 323.9575 |  | 0 | 2377 | 2377 | 1975-07-02 | #NAME? | #NAME? | #NAME?
1975-07-03 | 1975 | 7 | 184 | 3 | 5 | 13.3 | 4.7918 | 5.6667 | 8.4 | 8.4 | 2.55 | #NAME? | #NAME? | #NAME? | #NAME? | #NAME? | #NAME? | TRUE | 0 | TRUE | TRUE | #NAME? | #NAME? | #NAME? | #NAME? | #NAME? | #NAME? | #NAME? | #NAME? | #NAME? | #NAME? |  |  | 1: 4.5371; 2: 4.7934; 3: 0; 4: 0 | 9.3304 |  | 207.1489 | 334.3946 | 345.9756 | 19757 | 9.3304 | 207.1489 | 338.8296 |  | 0 | 2378 | 2378 | 1975-07-03 | #NAME? | #NAME? | #NAME?
1975-07-04 | 1975 | 7 | 185 | 4 | 6 | 14.4 | 4.9069 | 9 | 0 | 0 | 0 | #NAME? | #NAME? | #NAME? | #NAME? | #NAME? | #NAME? | FALSE | 8.4 | TRUE | TRUE | #NAME? | #NAME? | #NAME? | #NAME? | #NAME? | #NAME? | #NAME? | #NAME? | #NAME? | #NAME? |  |  | 1: 0; 2: 0; 3: 0; 4: 2.9979 | 2.9979 |  | 87.9371 | 135.3953 | 139.5827 | 19757 | 2.9979 | 87.9371 | 143.8372 |  | 0 | 2379 | 2379 | 1975-07-04 | #NAME? | #NAME? | #NAME?
1975-07-05 | 1975 | 7 | 186 | 5 | 7 | 18.3 | 6.0467 | 4 | 0 | 0 | 0 | #NAME? | #NAME? | #NAME? | #NAME? | #NAME? | #NAME? | FALSE | 8.4 | TRUE | TRUE | #NAME? | #NAME? | #NAME? | #NAME? | #NAME? | #NAME? | #NAME? | #NAME? | #NAME? | #NAME? |  |  | 1: 0; 2: 0; 3: 7.9736; 4: 0 | 7.9736 |  | 116.9456 | 180.0592 | 185.628 | 19757 | 7.9736 | 116.9456 | 191.2858 |  | 0 | 2380 | 2380 | 1975-07-05 | #NAME? | #NAME? | #NAME?
1975-07-06 | 1975 | 7 | 187 | 6 | 1 | 15.6 | 7.4094 | 0.5 | 0 | 0 | 0 | #NAME? | #NAME? | #NAME? | #NAME? | #NAME? | #NAME? | TRUE | 0 | TRUE | TRUE | #NAME? | #NAME? | #NAME? | #NAME? | #NAME? | #NAME? | #NAME? | #NAME? | #NAME? | #NAME? |  |  | 1: 0; 2: 0; 3: 0; 4: 0 | 0 |  | 0 | 0 | 0 | 19757 | 0 | 0 | 0 |  | 0 | 2381 | 2381 | 1975-07-06 | #NAME? | #NAME? | #NAME?
1975-07-07 | 1975 | 7 | 188 | 7 | 2 | 14.4 | 3.3589 | 24 | 2.8 | 2.8 | 0 | #NAME? | #NAME? | #NAME? | #NAME? | #NAME? | #NAME? | FALSE | 0 | TRUE | TRUE | #NAME? | #NAME? | #NAME? | #NAME? | #NAME? | #NAME? | #NAME? | #NAME? | #NAME? | #NAME? |  |  | 1: 0; 2: 0; 3: 5.6025; 4: 10.0996 | 15.7022 |  | 378.4265 | 582.6567 | 600.677 | 19757 | 15.7022 | 378.4265 | 618.9853 |  | 0 | 2382 | 2382 | 1975-07-07 | #NAME? | #NAME? | #NAME?
1975-07-08 | 1975 | 7 | 189 | 8 | 3 | 12.2 | 4.3026 | 7 | 0 | 0 | 0 | #NAME? | #NAME? | #NAME? | #NAME? | #NAME? | #NAME? | TRUE | 2.8 | TRUE | TRUE | #NAME? | #NAME? | #NAME? | #NAME? | #NAME? | #NAME? | #NAME? | #NAME? | #NAME? | #NAME? |  |  | 1: 16.81; 2: 23.1652; 3: 0; 4: 0 | 39.9753 |  | 926.0604 | 1500.5109 | 1552.9058 | 19757 | 39.9753 | 926.0604 | 1514.7401 |  | 0 | 2383 | 2383 | 1975-07-08 | #NAME? | #NAME? | #NAME?
1975-07-09 | 1975 | 7 | 190 | 9 | 4 | 10.6 | 4.2581 | 5.5 | 1 | 1 | 0 | #NAME? | #NAME? | #NAME? | #NAME? | #NAME? | #NAME? | FALSE | 2.8 | TRUE | TRUE | #NAME? | #NAME? | #NAME? | #NAME? | #NAME? | #NAME? | #NAME? | #NAME? | #NAME? | #NAME? |  |  | 1: 0; 2: 0; 3: 5.6145; 4: 4.6464 | 10.2609 |  | 218.6406 | 336.6371 | 347.0486 | 19757 | 10.2609 | 218.6406 | 357.6264 |  | 0 | 2384 | 2384 | 1975-07-09 | #NAME? | #NAME? | #NAME?
1975-07-10 | 1975 | 7 | 191 | 10 | 5 | 13.9 | 5.4812 | 5 | 0 | 0 | 0 | #NAME? | #NAME? | #NAME? | #NAME? | #NAME? | #NAME? | TRUE | 1 | TRUE | TRUE | #NAME? | #NAME? | #NAME? | #NAME? | #NAME? | #NAME? | #NAME? | #NAME? | #NAME? | #NAME? |  |  | 1: 6.3887; 2: 9.7967; 3: 0; 4: 0 | 16.1853 |  | 381.0688 | 618.304 | 639.9589 | 19757 | 16.1853 | 381.0688 | 623.3073 |  | 0 | 2385 | 2385 | 1975-07-10 | #NAME? | #NAME? | #NAME?
1975-07-11 | 1975 | 7 | 192 | 11 | 6 | 15.6 | 6.1483 | 6.5 | 0 | 0 | 0 | #NAME? | #NAME? | #NAME? | #NAME? | #NAME? | #NAME? | FALSE | 1 | TRUE | TRUE | #NAME? | #NAME? | #NAME? | #NAME? | #NAME? | #NAME? | #NAME? | #NAME? | #NAME? | #NAME? |  |  | 1: 0; 2: 0; 3: 0; 4: 5.3566 | 5.3566 |  | 157.1266 | 241.9251 | 249.4073 | 19757 | 5.3566 | 157.1266 | 257.0091 |  | 0 | 2386 | 2386 | 1975-07-11 | #NAME? | #NAME? | #NAME?
1975-07-12 | 1975 | 7 | 193 | 12 | 7 | 11.7 | 5.7136 | 3.3333 | 0 | 0 | 0 | #NAME? | #NAME? | #NAME? | #NAME? | #NAME? | #NAME? | FALSE | 0 | TRUE | TRUE | #NAME? | #NAME? | #NAME? | #NAME? | #NAME? | #NAME? | #NAME? | #NAME? | #NAME? | #NAME? |  |  | 1: 0; 2: 0; 3: 3.7297; 4: 0 | 3.7297 |  | 54.702 | 84.2237 | 86.8286 | 19757 | 3.7297 | 54.702 | 89.4751 |  | 0 | 2387 | 2387 | 1975-07-12 | #NAME? | #NAME? | #NAME?
1975-07-13 | 1975 | 7 | 194 | 13 | 1 | 14.4 | 4.1192 | 13.3333 | 5.7 | 5.7 | 0.525 | #NAME? | #NAME? | #NAME? | #NAME? | #NAME? | #NAME? | TRUE | 0 | TRUE | TRUE | #NAME? | #NAME? | #NAME? | #NAME? | #NAME? | #NAME? | #NAME? | #NAME? | #NAME? | #NAME? |  |  | 1: 7.2841; 2: 9.0716; 3: 0; 4: 0 | 16.3557 |  | 372.9328 | 603.4398 | 624.4476 | 19757 | 16.3557 | 372.9328 | 609.9993 |  | 0 | 2388 | 2388 | 1975-07-13 | #NAME? | #NAME? | #NAME?
1975-07-14 | 1975 | 7 | 195 | 14 | 2 | 11.7 | 4.8596 | 8.6667 | 0 | 0 | 0 | #NAME? | #NAME? | #NAME? | #NAME? | #NAME? | #NAME? | FALSE | 5.7 | TRUE | TRUE | #NAME? | #NAME? | #NAME? | #NAME? | #NAME? | #NAME? | #NAME? | #NAME? | #NAME? | #NAME? |  |  | 1: 0; 2: 0; 3: 5.4558; 4: 8.2646 | 13.7204 |  | 322.4466 | 496.4654 | 511.82 | 19757 | 13.7204 | 322.4466 | 527.42 |  | 0 | 2389 | 2389 | 1975-07-14 | #NAME? | #NAME? | #NAME?
1975-07-15 | 1975 | 7 | 196 | 15 | 3 | 15 | 5.1107 | 6 | 0 | 0 | 0 | #NAME? | #NAME? | #NAME? | #NAME? | #NAME? | #NAME? | TRUE | 5.7 | TRUE | TRUE | #NAME? | #NAME? | #NAME? | #NAME? | #NAME? | #NAME? | #NAME? | #NAME? | #NAME? | #NAME? |  |  | 1: 3.9434; 2: 4.7232; 3: 0; 4: 0 | 8.6665 |  | 196.3823 | 317.5911 | 328.6343 | 19757 | 8.6665 | 196.3823 | 321.2189 |  | 0 | 2390 | 2390 | 1975-07-15 | #NAME? | #NAME? | #NAME?
1975-07-16 | 1975 | 7 | 197 | 16 | 4 | 12.8 | 5.4656 | 9 | 3.5 | 3.5 | 0 | #NAME? | #NAME? | #NAME? | #NAME? | #NAME? | #NAME? | FALSE | 0 | TRUE | TRUE | #NAME? | #NAME? | #NAME? | #NAME? | #NAME? | #NAME? | #NAME? | #NAME? | #NAME? | #NAME? |  |  | 1: 0; 2: 0; 3: 3.233; 4: 5.0909 | 8.3239 |  | 196.7501 | 302.9327 | 312.3017 | 19757 | 8.3239 | 196.7501 | 321.8205 |  | 0 | 2391 | 2391 | 1975-07-16 | #NAME? | #NAME? | #NAME?
1975-07-17 | 1975 | 7 | 198 | 17 | 5 | 7.8 | 4.0821 | 5.1667 | 1.8 | 1.8 | 0 | #NAME? | #NAME? | #NAME? | #NAME? | #NAME? | #NAME? | TRUE | 3.5 | TRUE | TRUE | #NAME? | #NAME? | #NAME? | #NAME? | #NAME? | #NAME? | #NAME? | #NAME? | #NAME? | #NAME? |  |  | 1: 7.9911; 2: 8.6929; 3: 0; 4: 0 | 16.684 |  | 372.1939 | 601.0815 | 621.9185 | 19757 | 16.684 | 372.1939 | 608.7908 |  | 0 | 2392 | 2392 | 1975-07-17 | #NAME? | #NAME? | #NAME?
1975-07-18 | 1975 | 7 | 199 | 18 | 6 | 7.2 | 5.2191 | 5.5 | 0 | 0 | 0 | #NAME? | #NAME? | #NAME? | #NAME? | #NAME? | #NAME? | FALSE | 5.3 | TRUE | TRUE | #NAME? | #NAME? | #NAME? | #NAME? | #NAME? | #NAME? | #NAME? | #NAME? | #NAME? | #NAME? |  |  | 1: 0; 2: 0; 3: 0; 4: 5.2512 | 5.2512 |  | 154.0358 | 237.1662 | 244.5012 | 19757 | 5.2512 | 154.0358 | 251.9535 |  | 0 | 2393 | 2393 | 1975-07-18 | #NAME? | #NAME? | #NAME?
1975-07-19 | 1975 | 7 | 200 | 19 | 7 | 8.3 | 5.0606 | 1.5 | 0 | 0 | 0 | #NAME? | #NAME? | #NAME? | #NAME? | #NAME? | #NAME? | FALSE | 1.8 | TRUE | TRUE | #NAME? | #NAME? | #NAME? | #NAME? | #NAME? | #NAME? | #NAME? | #NAME? | #NAME? | #NAME? |  |  | 1: 0; 2: 0; 3: 6.6197; 4: 0 | 6.6197 |  | 97.0888 | 149.4859 | 154.1091 | 19757 | 6.6197 | 97.0888 | 158.8063 |  | 0 | 2394 | 2394 | 1975-07-19 | #NAME? | #NAME? | #NAME?
1975-07-20 | 1975 | 7 | 201 | 20 | 1 | 10.6 | 6.0967 | 11.5 | 0 | 0 | 0 | #NAME? | #NAME? | #NAME? | #NAME? | #NAME? | #NAME? | TRUE | 0 | TRUE | TRUE | #NAME? | #NAME? | #NAME? | #NAME? | #NAME? | #NAME? | #NAME? | #NAME? | #NAME? | #NAME? |  |  | 1: 0; 2: 0; 3: 0; 4: 0 | 0 |  | 0 | 0 | 0 | 19757 | 0 | 0 | 0 |  | 0 | 2395 | 2395 | 1975-07-20 | #NAME? | #NAME? | #NAME?
1975-07-21 | 1975 | 7 | 202 | 21 | 2 | 9.4 | 5.0558 | 14 | 13.2 | 13.2 | 6.15 | #NAME? | #NAME? | #NAME? | #NAME? | #NAME? | #NAME? | FALSE | 0 | TRUE | TRUE | #NAME? | #NAME? | #NAME? | #NAME? | #NAME? | #NAME? | #NAME? | #NAME? | #NAME? | #NAME? |  |  | 1: 0; 2: 0; 3: 3.3009; 4: 9.007 | 12.3079 |  | 312.6183 | 481.333 | 496.2196 | 19757 | 12.3079 | 312.6183 | 511.3441 |  | 0 | 2396 | 2396 | 1975-07-21 | #NAME? | #NAME? | #NAME?
1975-07-22 | 1975 | 7 | 203 | 22 | 3 | 10 | 3.7114 | 7.8333 | 1.8 | 1.8 | 0 | #NAME? | #NAME? | #NAME? | #NAME? | #NAME? | #NAME? | TRUE | 13.2 | FALSE | TRUE | #NAME? | #NAME? | #NAME? | #NAME? | #NAME? | #NAME? | #NAME? | #NAME? | #NAME? | #NAME? |  |  | 1: 0; 2: 0; 3: 0; 4: 0 | 0 |  | 0 | 0 | 0 | 19757 | 0 | 0 | 0 |  | 0 | 2397 | 2397 | 1975-07-22 | #NAME? | #NAME? | #NAME?
1975-07-23 | 1975 | 7 | 204 | 23 | 4 | 12.2 | 4.8491 | 1 | 0 | 0 | 0 | #NAME? | #NAME? | #NAME? | #NAME? | #NAME? | #NAME? | FALSE | 15 | FALSE | TRUE | #NAME? | #NAME? | #NAME? | #NAME? | #NAME? | #NAME? | #NAME? | #NAME? | #NAME? | #NAME? |  |  | 1: 0; 2: 0; 3: 0; 4: 0 | 0 |  | 0 | 0 | 0 | 19757 | 0 | 0 | 0 |  | 0 | 2398 | 2398 | 1975-07-23 | #NAME? | #NAME? | #NAME?
1975-07-24 | 1975 | 7 | 205 | 24 | 5 | 9.4 | 6.2162 | 1 | 0 | 0 | 0 | #NAME? | #NAME? | #NAME? | #NAME? | #NAME? | #NAME? | TRUE | 1.8 | TRUE | TRUE | #NAME? | #NAME? | #NAME? | #NAME? | #NAME? | #NAME? | #NAME? | #NAME? | #NAME? | #NAME? |  |  | 1: 9.0545; 2: 14.0985; 3: 0; 4: 0 | 23.1531 |  | 546.3572 | 886.6624 | 917.729 | 19757 | 23.1531 | 546.3572 | 893.6664 |  | 0 | 2399 | 2399 | 1975-07-24 | #NAME? | #NAME? | #NAME?
1975-07-25 | 1975 | 7 | 206 | 25 | 6 | 13.3 | 5.2736 | 8.1667 | 0 | 0 | 0 | #NAME? | #NAME? | #NAME? | #NAME? | #NAME? | #NAME? | FALSE | 0 | TRUE | TRUE | #NAME? | #NAME? | #NAME? | #NAME? | #NAME? | #NAME? | #NAME? | #NAME? | #NAME? | #NAME? |  |  | 1: 0; 2: 0; 3: 0; 4: 10.4072 | 10.4072 |  | 305.2782 | 470.0316 | 484.5686 | 19757 | 10.4072 | 305.2782 | 499.338 |  | 0 | 2400 | 2400 | 1975-07-25 | #NAME? | #NAME? | #NAME?
1975-07-26 | 1975 | 7 | 207 | 26 | 7 | 12.2 | 6.2137 | 0.83333 | 0 | 0 | 0 | #NAME? | #NAME? | #NAME? | #NAME? | #NAME? | #NAME? | FALSE | 0 | TRUE | TRUE | #NAME? | #NAME? | #NAME? | #NAME? | #NAME? | #NAME? | #NAME? | #NAME? | #NAME? | #NAME? |  |  | 1: 0; 2: 0; 3: 9.1803; 4: 0 | 9.1803 |  | 134.644 | 207.3091 | 213.7207 | 19757 | 9.1803 | 134.644 | 220.2348 |  | 0 | 2401 | 2401 | 1975-07-26 | #NAME? | #NAME? | #NAME?
1975-07-27 | 1975 | 7 | 208 | 27 | 1 | 12.2 | 7.474 | 5 | 0 | 0 | 0 | #NAME? | #NAME? | #NAME? | #NAME? | #NAME? | #NAME? | TRUE | 0 | TRUE | TRUE | #NAME? | #NAME? | #NAME? | #NAME? | #NAME? | #NAME? | #NAME? | #NAME? | #NAME? | #NAME? |  |  | 1: 0; 2: 0; 3: 0; 4: 0 | 0 |  | 0 | 0 | 0 | 19757 | 0 | 0 | 0 |  | 0 | 2402 | 2402 | 1975-07-27 | #NAME? | #NAME? | #NAME?
1975-07-28 | 1975 | 7 | 209 | 28 | 2 | 11.1 | 4.2985 | 24.1667 | 9.4 | 9.4 | 3.3 | #NAME? | #NAME? | #NAME? | #NAME? | #NAME? | #NAME? | FALSE | 0 | TRUE | TRUE | #NAME? | #NAME? | #NAME? | #NAME? | #NAME? | #NAME? | #NAME? | #NAME? | #NAME? | #NAME? |  |  | 1: 0; 2: 0; 3: 4.2232; 4: 9.8083 | 14.0315 |  | 349.6499 | 538.3499 | 554.9999 | 19757 | 14.0315 | 349.6499 | 571.9159 |  | 0 | 2403 | 2403 | 1975-07-28 | #NAME? | #NAME? | #NAME?
1975-07-29 | 1975 | 7 | 210 | 29 | 3 | 10.6 | 3.1789 | 4.6667 | 3 | 3 | 0 | #NAME? | #NAME? | #NAME? | #NAME? | #NAME? | #NAME? | TRUE | 9.4 | TRUE | TRUE | #NAME? | #NAME? | #NAME? | #NAME? | #NAME? | #NAME? | #NAME? | #NAME? | #NAME? | #NAME? |  |  | 1: 5.4495; 2: 9.8277; 3: 0; 4: 0 | 15.2773 |  | 368.2062 | 598.5997 | 619.6532 | 19757 | 15.2773 | 368.2062 | 602.2681 |  | 0 | 2404 | 2404 | 1975-07-29 | #NAME? | #NAME? | #NAME?
1975-07-30 | 1975 | 7 | 211 | 30 | 4 | 10 | 2.5603 | 11.8333 | 3.4 | 3.4 | 0 | #NAME? | #NAME? | #NAME? | #NAME? | #NAME? | #NAME? | FALSE | 12.4 | FALSE | TRUE | #NAME? | #NAME? | #NAME? | #NAME? | #NAME? | #NAME? | #NAME? | #NAME? | #NAME? | #NAME? |  |  | 1: 0; 2: 0; 3: 0; 4: 0 | 0 |  | 0 | 0 | 0 | 19757 | 0 | 0 | 0 |  | 0 | 2405 | 2405 | 1975-07-30 | #NAME? | #NAME? | #NAME?
1975-07-31 | 1975 | 7 | 212 | 31 | 5 | 7.8 | 2.4107 | 1.6667 | 9.1 | 9.1 | 3.075 | #NAME? | #NAME? | #NAME? | #NAME? | #NAME? | #NAME? | TRUE | 6.4 | TRUE | TRUE | #NAME? | #NAME? | #NAME? | #NAME? | #NAME? | #NAME? | #NAME? | #NAME? | #NAME? | #NAME? |  |  | 1: 8.9036; 2: 14.5022; 3: 0; 4: 0 | 23.4058 |  | 555.9848 | 902.7871 | 934.4566 | 19757 | 23.4058 | 555.9848 | 909.4141 |  | 0 | 2406 | 2406 | 1975-07-31 | #NAME? | #NAME? | #NAME?
1975-08-01 | 1975 | 8 | 213 | 1 | 6 | 10 | 3.9571 | 7.8333 | 0.3 | 0.3 | 0 | #NAME? | #NAME? | #NAME? | #NAME? | #NAME? | #NAME? | FALSE | 12.5 | FALSE | TRUE | #NAME? | #NAME? | #NAME? | #NAME? | #NAME? | #NAME? | #NAME? | #NAME? | #NAME? | #NAME? |  |  | 1: 0; 2: 0; 3: 0; 4: 0 | 0 |  | 0 | 0 | 0 | 19758 | 0 | 0 | 0 |  | 0 | 2407 | 2407 | 1975-08-01 | #NAME? | #NAME? | #NAME?
1975-08-02 | 1975 | 8 | 214 | 2 | 7 | 10.6 | 4.0366 | 14.8333 | 0 | 0 | 0 | #NAME? | #NAME? | #NAME? | #NAME? | #NAME? | #NAME? | FALSE | 9.4 | TRUE | TRUE | #NAME? | #NAME? | #NAME? | #NAME? | #NAME? | #NAME? | #NAME? | #NAME? | #NAME? | #NAME? |  |  | 1: 0; 2: 0; 3: 6.5119; 4: 0 | 6.5119 |  | 95.5072 | 147.0508 | 151.5987 | 19758 | 6.5119 | 95.5072 | 156.2194 |  | 0 | 2408 | 2408 | 1975-08-02 | #NAME? | #NAME? | #NAME?
1975-08-03 | 1975 | 8 | 215 | 3 | 1 | 10 | 3.6153 | 3.5 | 0 | 0 | 0 | #NAME? | #NAME? | #NAME? | #NAME? | #NAME? | #NAME? | TRUE | 0.3 | TRUE | TRUE | #NAME? | #NAME? | #NAME? | #NAME? | #NAME? | #NAME? | #NAME? | #NAME? | #NAME? | #NAME? |  |  | 1: 3.6014; 2: 4.9646; 3: 0; 4: 0 | 8.5661 |  | 198.4499 | 321.5531 | 332.7812 | 19758 | 8.5661 | 198.4499 | 324.6009 |  | 0 | 2409 | 2409 | 1975-08-03 | #NAME? | #NAME? | #NAME?
1975-08-04 | 1975 | 8 | 216 | 4 | 2 | 8.3 | 4.8643 | 9.8333 | 0 | 0 | 0 | #NAME? | #NAME? | #NAME? | #NAME? | #NAME? | #NAME? | FALSE | 0 | TRUE | TRUE | #NAME? | #NAME? | #NAME? | #NAME? | #NAME? | #NAME? | #NAME? | #NAME? | #NAME? | #NAME? |  |  | 1: 0; 2: 0; 3: 1.9666; 4: 9.7641 | 11.7307 |  | 315.2577 | 485.3967 | 500.409 | 19758 | 11.7307 | 315.2577 | 515.6612 |  | 0 | 2410 | 2410 | 1975-08-04 | #NAME? | #NAME? | #NAME?
1975-08-05 | 1975 | 8 | 217 | 5 | 3 | 10.6 | 5.9254 | 7.6667 | 0 | 0 | 0 | #NAME? | #NAME? | #NAME? | #NAME? | #NAME? | #NAME? | TRUE | 0 | TRUE | TRUE | #NAME? | #NAME? | #NAME? | #NAME? | #NAME? | #NAME? | #NAME? | #NAME? | #NAME? | #NAME? |  |  | 1: 6.8027; 2: 8.0296; 3: 0; 4: 0 | 14.8323 |  | 335.3083 | 542.1513 | 560.9942 | 19758 | 14.8323 | 335.3083 | 548.4576 |  | 0 | 2411 | 2411 | 1975-08-05 | #NAME? | #NAME? | #NAME?
1975-08-06 | 1975 | 8 | 218 | 6 | 4 | 8.9 | 4.3764 | 5.3333 | 0 | 0 | 0 | #NAME? | #NAME? | #NAME? | #NAME? | #NAME? | #NAME? | FALSE | 0 | TRUE | TRUE | #NAME? | #NAME? | #NAME? | #NAME? | #NAME? | #NAME? | #NAME? | #NAME? | #NAME? | #NAME? |  |  | 1: 0; 2: 0; 3: 8.8842; 4: 5.539 | 14.4232 |  | 292.7784 | 450.7858 | 464.7276 | 19758 | 14.4232 | 292.7784 | 478.8923 |  | 0 | 2412 | 2412 | 1975-08-06 | #NAME? | #NAME? | #NAME?
1975-08-07 | 1975 | 8 | 219 | 7 | 5 | 6.1 | 4.9707 | 2.6667 | 0 | 0 | 0 | #NAME? | #NAME? | #NAME? | #NAME? | #NAME? | #NAME? | TRUE | 0 | TRUE | TRUE | #NAME? | #NAME? | #NAME? | #NAME? | #NAME? | #NAME? | #NAME? | #NAME? | #NAME? | #NAME? |  |  | 1: 0; 2: 0; 3: 0; 4: 0 | 0 |  | 0 | 0 | 0 | 19758 | 0 | 0 | 0 |  | 0 | 2413 | 2413 | 1975-08-07 | #NAME? | #NAME? | #NAME?
1975-08-08 | 1975 | 8 | 220 | 8 | 6 | 10 | 3.9986 | 12.6667 | 6.6 | 6.6 | 1.2 | #NAME? | #NAME? | #NAME? | #NAME? | #NAME? | #NAME? | FALSE | 0 | TRUE | TRUE | #NAME? | #NAME? | #NAME? | #NAME? | #NAME? | #NAME? | #NAME? | #NAME? | #NAME? | #NAME? |  |  | 1: 0; 2: 0; 3: 0; 4: 5.141 | 5.141 |  | 150.8012 | 232.186 | 239.367 | 19758 | 5.141 | 150.8012 | 246.6628 |  | 0 | 2414 | 2414 | 1975-08-08 | #NAME? | #NAME? | #NAME?
1975-08-09 | 1975 | 8 | 221 | 9 | 7 | 7.8 | 4.7042 | 13.6667 | 0 | 0 | 0 | #NAME? | #NAME? | #NAME? | #NAME? | #NAME? | #NAME? | FALSE | 6.6 | TRUE | TRUE | #NAME? | #NAME? | #NAME? | #NAME? | #NAME? | #NAME? | #NAME? | #NAME? | #NAME? | #NAME? |  |  | 1: 0; 2: 0; 3: 1.3322; 4: 0 | 1.3322 |  | 19.5393 | 30.0844 | 31.0148 | 19758 | 1.3322 | 19.5393 | 31.9601 |  | 0 | 2415 | 2415 | 1975-08-09 | #NAME? | #NAME? | #NAME?
1975-08-10 | 1975 | 8 | 222 | 10 | 1 | 11.1 | 4.3049 | 11 | 0 | 0 | 0 | #NAME? | #NAME? | #NAME? | #NAME? | #NAME? | #NAME? | TRUE | 6.6 | TRUE | TRUE | #NAME? | #NAME? | #NAME? | #NAME? | #NAME? | #NAME? | #NAME? | #NAME? | #NAME? | #NAME? |  |  | 1: 12.5316; 2: 16.7487; 3: 0; 4: 0 | 29.2803 |  | 675.0908 | 1093.4138 | 1131.5597 | 19758 | 29.2803 | 675.0908 | 1104.2336 |  | 0 | 2416 | 2416 | 1975-08-10 | #NAME? | #NAME? | #NAME?
1975-08-11 | 1975 | 8 | 223 | 11 | 2 | 9.4 | 3.9798 | 7 | 0 | 0 | 0 | #NAME? | #NAME? | #NAME? | #NAME? | #NAME? | #NAME? | FALSE | 0 | TRUE | TRUE | #NAME? | #NAME? | #NAME? | #NAME? | #NAME? | #NAME? | #NAME? | #NAME? | #NAME? | #NAME? |  |  | 1: 0; 2: 0; 3: 9.9916; 4: 7.235 | 17.2266 |  | 358.7696 | 552.3912 | 569.4755 | 19758 | 17.2266 | 358.7696 | 586.8328 |  | 0 | 2417 | 2417 | 1975-08-11 | #NAME? | #NAME? | #NAME?
1975-08-12 | 1975 | 8 | 224 | 12 | 3 | 3.9 | 4.4899 | 1 | 0 | 0 | 0 | #NAME? | #NAME? | #NAME? | #NAME? | #NAME? | #NAME? | TRUE | 0 | TRUE | TRUE | #NAME? | #NAME? | #NAME? | #NAME? | #NAME? | #NAME? | #NAME? | #NAME? | #NAME? | #NAME? |  |  | 1: 0; 2: 0; 3: 0; 4: 0 | 0 |  | 0 | 0 | 0 | 19758 | 0 | 0 | 0 |  | 0 | 2418 | 2418 | 1975-08-12 | #NAME? | #NAME? | #NAME?
1975-08-13 | 1975 | 8 | 225 | 13 | 4 | 11.7 | 4.1154 | 23 | 0 | 0 | 0 | #NAME? | #NAME? | #NAME? | #NAME? | #NAME? | #NAME? | FALSE | 0 | TRUE | TRUE | #NAME? | #NAME? | #NAME? | #NAME? | #NAME? | #NAME? | #NAME? | #NAME? | #NAME? | #NAME? |  |  | 1: 0; 2: 0; 3: 1.0795; 4: 4.7495 | 5.8289 |  | 155.1499 | 238.8815 | 246.2696 | 19758 | 5.8289 | 155.1499 | 253.7758 |  | 0 | 2419 | 2419 | 1975-08-13 | #NAME? | #NAME? | #NAME?
1975-08-14 | 1975 | 8 | 226 | 14 | 5 | 9.4 | 3.9201 | 13.8333 | 0 | 0 | 0 | #NAME? | #NAME? | #NAME? | #NAME? | #NAME? | #NAME? | TRUE | 0 | TRUE | TRUE | #NAME? | #NAME? | #NAME? | #NAME? | #NAME? | #NAME? | #NAME? | #NAME? | #NAME? | #NAME? |  |  | 1: 10.1025; 2: 12.7576; 3: 0; 4: 0 | 22.8601 |  | 522.3937 | 845.4439 | 874.889 | 19758 | 22.8601 | 522.3937 | 854.4697 |  | 0 | 2420 | 2420 | 1975-08-14 | #NAME? | #NAME? | #NAME?
1975-08-15 | 1975 | 8 | 227 | 15 | 6 | 6.7 | 4.6855 | 5.5 | 0.3 | 0.3 | 0 | #NAME? | #NAME? | #NAME? | #NAME? | #NAME? | #NAME? | FALSE | 0 | TRUE | TRUE | #NAME? | #NAME? | #NAME? | #NAME? | #NAME? | #NAME? | #NAME? | #NAME? | #NAME? | #NAME? |  |  | 1: 0; 2: 0; 3: 0; 4: 4.4361 | 4.4361 |  | 130.1249 | 200.3511 | 206.5475 | 19758 | 4.4361 | 130.1249 | 212.843 |  | 0 | 2421 | 2421 | 1975-08-15 | #NAME? | #NAME? | #NAME?
1975-08-16 | 1975 | 8 | 228 | 16 | 7 | 7.8 | 2.3884 | 16.5 | 3 | 3 | 0 | #NAME? | #NAME? | #NAME? | #NAME? | #NAME? | #NAME? | FALSE | 0.3 | TRUE | TRUE | #NAME? | #NAME? | #NAME? | #NAME? | #NAME? | #NAME? | #NAME? | #NAME? | #NAME? | #NAME? |  |  | 1: 0; 2: 0; 3: 0; 4: 0 | 0 |  | 0 | 0 | 0 | 19758 | 0 | 0 | 0 |  | 0 | 2422 | 2422 | 1975-08-16 | #NAME? | #NAME? | #NAME?
1975-08-17 | 1975 | 8 | 229 | 17 | 1 | 8.3 | 1.9189 | 17.6667 | 4.3 | 4.3 | 0 | #NAME? | #NAME? | #NAME? | #NAME? | #NAME? | #NAME? | TRUE | 3.3 | TRUE | TRUE | #NAME? | #NAME? | #NAME? | #NAME? | #NAME? | #NAME? | #NAME? | #NAME? | #NAME? | #NAME? |  |  | 1: 3.7227; 2: 4.7071; 3: 0; 4: 0 | 8.4298 |  | 192.6746 | 311.8308 | 322.6917 | 19758 | 8.4298 | 192.6746 | 315.1543 |  | 0 | 2423 | 2423 | 1975-08-17 | #NAME? | #NAME? | #NAME?
1975-08-18 | 1975 | 8 | 230 | 18 | 2 | 10 | 1.8379 | 8 | 0.3 | 0.3 | 0 | #NAME? | #NAME? | #NAME? | #NAME? | #NAME? | #NAME? | FALSE | 7.3 | TRUE | TRUE | #NAME? | #NAME? | #NAME? | #NAME? | #NAME? | #NAME? | #NAME? | #NAME? | #NAME? | #NAME? |  |  | 1: 0; 2: 0; 3: 6.6699; 4: 4.9461 | 11.616 |  | 242.9103 | 374.0048 | 385.5719 | 19758 | 11.616 | 242.9103 | 397.324 |  | 0 | 2424 | 2424 | 1975-08-18 | #NAME? | #NAME? | #NAME?
1975-08-19 | 1975 | 8 | 231 | 19 | 3 | 11.1 | 2.0035 | 8.6667 | 8.4 | 8.4 | 2.55 | #NAME? | #NAME? | #NAME? | #NAME? | #NAME? | #NAME? | TRUE | 4.6 | TRUE | TRUE | #NAME? | #NAME? | #NAME? | #NAME? | #NAME? | #NAME? | #NAME? | #NAME? | #NAME? | #NAME? |  |  | 1: 6.5711; 2: 7.7524; 3: 0; 4: 0 | 14.3235 |  | 323.7793 | 523.5067 | 541.7013 | 19758 | 14.3235 | 323.7793 | 529.5998 |  | 0 | 2425 | 2425 | 1975-08-19 | #NAME? | #NAME? | #NAME?
1975-08-20 | 1975 | 8 | 232 | 20 | 4 | 9.4 | 2.9834 | 3.8333 | 0 | 0 | 0 | #NAME? | #NAME? | #NAME? | #NAME? | #NAME? | #NAME? | FALSE | 8.7 | TRUE | TRUE | #NAME? | #NAME? | #NAME? | #NAME? | #NAME? | #NAME? | #NAME? | #NAME? | #NAME? | #NAME? |  |  | 1: 0; 2: 0; 3: 0.63119; 4: 2.28 | 2.9112 |  | 76.1374 | 117.2275 | 120.8531 | 19758 | 2.9112 | 76.1374 | 124.5366 |  | 0 | 2426 | 2426 | 1975-08-20 | #NAME? | #NAME? | #NAME?
1975-08-21 | 1975 | 8 | 233 | 21 | 5 | 11.7 | 3.6986 | 17.6667 | 0.8 | 0.8 | 0 | #NAME? | #NAME? | #NAME? | #NAME? | #NAME? | #NAME? | TRUE | 8.4 | TRUE | TRUE | #NAME? | #NAME? | #NAME? | #NAME? | #NAME? | #NAME? | #NAME? | #NAME? | #NAME? | #NAME? |  |  | 1: 3.2978; 2: 5.3426; 3: 0; 4: 0 | 8.6405 |  | 205.0851 | 332.9877 | 344.6671 | 19758 | 8.6405 | 205.0851 | 335.454 |  | 0 | 2427 | 2427 | 1975-08-21 | #NAME? | #NAME? | #NAME?
1975-08-22 | 1975 | 8 | 234 | 22 | 6 | 8.9 | 3.9205 | 4.3333 | 0.8 | 0.8 | 0 | #NAME? | #NAME? | #NAME? | #NAME? | #NAME? | #NAME? | FALSE | 0.8 | TRUE | TRUE | #NAME? | #NAME? | #NAME? | #NAME? | #NAME? | #NAME? | #NAME? | #NAME? | #NAME? | #NAME? |  |  | 1: 0; 2: 0; 3: 0; 4: 4.3142 | 4.3142 |  | 126.5511 | 194.8486 | 200.8748 | 19758 | 4.3142 | 126.5511 | 206.9974 |  | 0 | 2428 | 2428 | 1975-08-22 | #NAME? | #NAME? | #NAME?
1975-08-23 | 1975 | 8 | 235 | 23 | 7 | 7.8 | 4.2402 | 11.6667 | 0 | 0 | 0 | #NAME? | #NAME? | #NAME? | #NAME? | #NAME? | #NAME? | FALSE | 1.6 | TRUE | TRUE | #NAME? | #NAME? | #NAME? | #NAME? | #NAME? | #NAME? | #NAME? | #NAME? | #NAME? | #NAME? |  |  | 1: 0; 2: 0; 3: 0; 4: 0 | 0 |  | 0 | 0 | 0 | 19758 | 0 | 0 | 0 |  | 0 | 2429 | 2429 | 1975-08-23 | #NAME? | #NAME? | #NAME?
1975-08-24 | 1975 | 8 | 236 | 24 | 1 | 9.4 | 4.6565 | 34 | 0 | 0 | 0 | #NAME? | #NAME? | #NAME? | #NAME? | #NAME? | #NAME? | TRUE | 0.8 | TRUE | TRUE | #NAME? | #NAME? | #NAME? | #NAME? | #NAME? | #NAME? | #NAME? | #NAME? | #NAME? | #NAME? |  |  | 1: 10.5001; 2: 12.5285; 3: 0; 4: 0 | 23.0286 |  | 521.5039 | 843.3354 | 872.6561 | 19758 | 23.0286 | 521.5039 | 853.0144 |  | 0 | 2430 | 2430 | 1975-08-24 | #NAME? | #NAME? | #NAME?
1975-08-25 | 1975 | 8 | 237 | 25 | 2 | 3.3 | 2.8453 | 5.3333 | 0 | 0 | 0 | #NAME? | #NAME? | #NAME? | #NAME? | #NAME? | #NAME? | FALSE | 0 | TRUE | FALSE | #NAME? | #NAME? | #NAME? | #NAME? | #NAME? | #NAME? | #NAME? | #NAME? | #NAME? | #NAME? |  |  | 1: 0; 2: 0; 3: 0; 4: 0 | 0 |  | 0 | 0 | 0 | 19758 | 0 | 0 | 0 |  | 0 | 2431 | 2431 | 1975-08-25 | #NAME? | #NAME? | #NAME?
1975-08-26 | 1975 | 8 | 238 | 26 | 3 | 1.7 | 2.7908 | 6 | 0 | 0 | 0 | #NAME? | #NAME? | #NAME? | #NAME? | #NAME? | #NAME? | TRUE | 0 | TRUE | TRUE | #NAME? | #NAME? | #NAME? | #NAME? | #NAME? | #NAME? | #NAME? | #NAME? | #NAME? | #NAME? |  |  | 1: 4.3198; 2: 7.0462; 3: 0; 4: 0 | 11.3659 |  | 270.0443 | 438.4955 | 453.8784 | 19758 | 11.3659 | 270.0443 | 441.7066 |  | 0 | 2432 | 2432 | 1975-08-26 | #NAME? | #NAME? | #NAME?
1975-08-27 | 1975 | 8 | 239 | 27 | 4 | 7.2 | 4.6161 | 6.5 | 0 | 0 | 0 | #NAME? | #NAME? | #NAME? | #NAME? | #NAME? | #NAME? | FALSE | 0 | TRUE | TRUE | #NAME? | #NAME? | #NAME? | #NAME? | #NAME? | #NAME? | #NAME? | #NAME? | #NAME? | #NAME? |  |  | 1: 0; 2: 0; 3: 0; 4: 9.8352 | 9.8352 |  | 288.5006 | 444.1994 | 457.9375 | 19758 | 9.8352 | 288.5006 | 471.8952 |  | 0 | 2433 | 2433 | 1975-08-27 | #NAME? | #NAME? | #NAME?
1975-08-28 | 1975 | 8 | 240 | 28 | 5 | 13.3 | 4.5869 | 21.3333 | 2 | 2 | 0 | #NAME? | #NAME? | #NAME? | #NAME? | #NAME? | #NAME? | TRUE | 0 | TRUE | TRUE | #NAME? | #NAME? | #NAME? | #NAME? | #NAME? | #NAME? | #NAME? | #NAME? | #NAME? | #NAME? |  |  | 1: 1.3279; 2: 2.0095; 3: 0; 4: 0 | 3.3373 |  | 78.4195 | 127.2185 | 131.6725 | 19758 | 3.3373 | 78.4195 | 128.2693 |  | 0 | 2434 | 2434 | 1975-08-28 | #NAME? | #NAME? | #NAME?
1975-08-29 | 1975 | 8 | 241 | 29 | 6 | 7.2 | 3.8493 | 16.1667 | 1 | 1 | 0 | #NAME? | #NAME? | #NAME? | #NAME? | #NAME? | #NAME? | FALSE | 2 | TRUE | TRUE | #NAME? | #NAME? | #NAME? | #NAME? | #NAME? | #NAME? | #NAME? | #NAME? | #NAME? | #NAME? |  |  | 1: 0; 2: 0; 3: 0; 4: 4.8028 | 4.8028 |  | 140.8819 | 216.9133 | 223.622 | 19758 | 4.8028 | 140.8819 | 230.4379 |  | 0 | 2435 | 2435 | 1975-08-29 | #NAME? | #NAME? | #NAME?
1975-08-30 | 1975 | 8 | 242 | 30 | 7 | 7.8 | 4.562 | 16.6667 | 0 | 0 | 0 | #NAME? | #NAME? | #NAME? | #NAME? | #NAME? | #NAME? | FALSE | 3 | TRUE | TRUE | #NAME? | #NAME? | #NAME? | #NAME? | #NAME? | #NAME? | #NAME? | #NAME? | #NAME? | #NAME? |  |  | 1: 0; 2: 0; 3: 0; 4: 0 | 0 |  | 0 | 0 | 0 | 19758 | 0 | 0 | 0 |  | 0 | 2436 | 2436 | 1975-08-30 | #NAME? | #NAME? | #NAME?
1975-08-31 | 1975 | 8 | 243 | 31 | 1 | 5 | 2.5145 | 18.6667 | 0 | 0 | 0 | #NAME? | #NAME? | #NAME? | #NAME? | #NAME? | #NAME? | TRUE | 1 | TRUE | TRUE | #NAME? | #NAME? | #NAME? | #NAME? | #NAME? | #NAME? | #NAME? | #NAME? | #NAME? | #NAME? |  |  | 1: 11.1979; 2: 13.7092; 3: 0; 4: 0 | 24.9071 |  | 566.3734 | 916.2262 | 948.1065 | 19758 | 24.9071 | 566.3734 | 926.4066 |  | 0 | 2437 | 2437 | 1975-08-31 | #NAME? | #NAME? | #NAME?
1975-09-01 | 1975 | 9 | 244 | 1 | 2 | 5.6 | 3.0279 | 5.3333 | 0 | 0 | 0 | #NAME? | #NAME? | #NAME? | #NAME? | #NAME? | #NAME? | FALSE | 0 | TRUE | TRUE | #NAME? | #NAME? | #NAME? | #NAME? | #NAME? | #NAME? | #NAME? | #NAME? | #NAME? | #NAME? |  |  | 1: 0; 2: 0; 3: 4.7198; 4: 6.172 | 10.8918 |  | 250.2702 | 385.3366 | 397.2542 | 19759 | 10.8918 | 250.2702 | 409.3623 |  | 0 | 2438 | 2438 | 1975-09-01 | #NAME? | #NAME? | #NAME?
1975-09-02 | 1975 | 9 | 245 | 2 | 3 | 3.9 | 2.803 | 11.8333 | 1 | 1 | 0 | #NAME? | #NAME? | #NAME? | #NAME? | #NAME? | #NAME? | TRUE | 0 | TRUE | TRUE | #NAME? | #NAME? | #NAME? | #NAME? | #NAME? | #NAME? | #NAME? | #NAME? | #NAME? | #NAME? |  |  | 1: 3.4463; 2: 5.3613; 3: 0; 4: 0 | 8.8077 |  | 207.8121 | 337.2467 | 349.0627 | 19759 | 8.8077 | 207.8121 | 339.9145 |  | 0 | 2439 | 2439 | 1975-09-02 | #NAME? | #NAME? | #NAME?
1975-09-03 | 1975 | 9 | 246 | 3 | 4 | 3.3 | 2.3704 | 6.3333 | 1.5 | 1.5 | 0 | #NAME? | #NAME? | #NAME? | #NAME? | #NAME? | #NAME? | FALSE | 1 | TRUE | FALSE | #NAME? | #NAME? | #NAME? | #NAME? | #NAME? | #NAME? | #NAME? | #NAME? | #NAME? | #NAME? |  |  | 1: 0; 2: 0; 3: 0; 4: 0 | 0 |  | 0 | 0 | 0 | 19759 | 0 | 0 | 0 |  | 0 | 2440 | 2440 | 1975-09-03 | #NAME? | #NAME? | #NAME?
1975-09-04 | 1975 | 9 | 247 | 4 | 5 | 1.7 | 2.7191 | 2.1667 | 0 | 0 | 0 | #NAME? | #NAME? | #NAME? | #NAME? | #NAME? | #NAME? | TRUE | 2.5 | TRUE | TRUE | #NAME? | #NAME? | #NAME? | #NAME? | #NAME? | #NAME? | #NAME? | #NAME? | #NAME? | #NAME? |  |  | 1: 2.3676; 2: 3.3901; 3: 0; 4: 0 | 5.7577 |  | 134.1678 | 217.5036 | 225.1068 | 19759 | 5.7577 | 134.1678 | 219.4558 |  | 0 | 2441 | 2441 | 1975-09-04 | #NAME? | #NAME? | #NAME?
1975-09-05 | 1975 | 9 | 248 | 5 | 6 | 8.9 | 4.8718 | 8.8333 | 0 | 0 | 0 | #NAME? | #NAME? | #NAME? | #NAME? | #NAME? | #NAME? | FALSE | 1.5 | TRUE | TRUE | #NAME? | #NAME? | #NAME? | #NAME? | #NAME? | #NAME? | #NAME? | #NAME? | #NAME? | #NAME? |  |  | 1: 0; 2: 0; 3: 0; 4: 6.6209 | 6.6209 |  | 194.2129 | 299.0261 | 308.2744 | 19759 | 6.6209 | 194.2129 | 317.6704 |  | 0 | 2442 | 2442 | 1975-09-05 | #NAME? | #NAME? | #NAME?
1975-09-06 | 1975 | 9 | 249 | 6 | 7 | 3.3 | 3.7721 | 6.3333 | 0 | 0 | 0 | #NAME? | #NAME? | #NAME? | #NAME? | #NAME? | #NAME? | FALSE | 0 | TRUE | TRUE | #NAME? | #NAME? | #NAME? | #NAME? | #NAME? | #NAME? | #NAME? | #NAME? | #NAME? | #NAME? |  |  | 1: 0; 2: 0; 3: 0; 4: 0 | 0 |  | 0 | 0 | 0 | 19759 | 0 | 0 | 0 |  | 0 | 2443 | 2443 | 1975-09-06 | #NAME? | #NAME? | #NAME?
1975-09-07 | 1975 | 9 | 250 | 7 | 1 | 7.2 | 4.3922 | 10.5 | 0 | 0 | 0 | #NAME? | #NAME? | #NAME? | #NAME? | #NAME? | #NAME? | TRUE | 0 | TRUE | TRUE | #NAME? | #NAME? | #NAME? | #NAME? | #NAME? | #NAME? | #NAME? | #NAME? | #NAME? | #NAME? |  |  | 1: 4.6022; 2: 5.2157; 3: 0; 4: 0 | 9.8179 |  | 220.4931 | 356.3019 | 368.6697 | 19759 | 9.8179 | 220.4931 | 360.6565 |  | 0 | 2444 | 2444 | 1975-09-07 | #NAME? | #NAME? | #NAME?
1975-09-08 | 1975 | 9 | 251 | 8 | 2 | 9.4 | 4.0698 | 17.6667 | 0 | 0 | 0 | #NAME? | #NAME? | #NAME? | #NAME? | #NAME? | #NAME? | FALSE | 0 | TRUE | TRUE | #NAME? | #NAME? | #NAME? | #NAME? | #NAME? | #NAME? | #NAME? | #NAME? | #NAME? | #NAME? |  |  | 1: 0; 2: 0; 3: 11.6644; 4: 7.1699 | 18.8342 |  | 381.3933 | 587.2246 | 605.3862 | 19759 | 18.8342 | 381.3933 | 623.838 |  | 0 | 2445 | 2445 | 1975-09-08 | #NAME? | #NAME? | #NAME?
1975-09-09 | 1975 | 9 | 252 | 9 | 3 | 7.2 | 4.6808 | 4.3333 | 0 | 0 | 0 | #NAME? | #NAME? | #NAME? | #NAME? | #NAME? | #NAME? | TRUE | 0 | TRUE | FALSE | #NAME? | #NAME? | #NAME? | #NAME? | #NAME? | #NAME? | #NAME? | #NAME? | #NAME? | #NAME? |  |  | 1: 0; 2: 0; 3: 0; 4: 0 | 0 |  | 0 | 0 | 0 | 19759 | 0 | 0 | 0 |  | 0 | 2446 | 2446 | 1975-09-09 | #NAME? | #NAME? | #NAME?
1975-09-10 | 1975 | 9 | 253 | 10 | 4 | 1.1 | 1.859 | 5 | 0 | 0 | 0 | #NAME? | #NAME? | #NAME? | #NAME? | #NAME? | #NAME? | FALSE | 0 | TRUE | FALSE | #NAME? | #NAME? | #NAME? | #NAME? | #NAME? | #NAME? | #NAME? | #NAME? | #NAME? | #NAME? |  |  | 1: 0; 2: 0; 3: 0; 4: 0 | 0 |  | 0 | 0 | 0 | 19759 | 0 | 0 | 0 |  | 0 | 2447 | 2447 | 1975-09-10 | #NAME? | #NAME? | #NAME?
1975-09-11 | 1975 | 9 | 254 | 11 | 5 | -0.6 | 2.606 | 0 | 0 | 0 | 0 | #NAME? | #NAME? | #NAME? | #NAME? | #NAME? | #NAME? | TRUE | 0 | TRUE | TRUE | #NAME? | #NAME? | #NAME? | #NAME? | #NAME? | #NAME? | #NAME? | #NAME? | #NAME? | #NAME? |  |  | 1: 15.1292; 2: 18.3249; 3: 0; 4: 0 | 33.454 |  | 759.4242 | 1228.3414 | 1271.0677 | 19759 | 33.454 | 759.4242 | 1242.1762 |  | 0 | 2448 | 2448 | 1975-09-11 | #NAME? | #NAME? | #NAME?
1975-09-12 | 1975 | 9 | 255 | 12 | 6 | 3.3 | 3.9277 | 0 | 0 | 0 | 0 | #NAME? | #NAME? | #NAME? | #NAME? | #NAME? | #NAME? | FALSE | 0 | TRUE | TRUE | #NAME? | #NAME? | #NAME? | #NAME? | #NAME? | #NAME? | #NAME? | #NAME? | #NAME? | #NAME? |  |  | 1: 0; 2: 0; 3: 0; 4: 7.3102 | 7.3102 |  | 214.4336 | 330.1596 | 340.3707 | 19759 | 7.3102 | 214.4336 | 350.745 |  | 0 | 2449 | 2449 | 1975-09-12 | #NAME? | #NAME? | #NAME?
1975-09-13 | 1975 | 9 | 256 | 13 | 7 | 6.1 | 4.4374 | 2.5 | 0 | 0 | 0 | #NAME? | #NAME? | #NAME? | #NAME? | #NAME? | #NAME? | FALSE | 0 | TRUE | TRUE | #NAME? | #NAME? | #NAME? | #NAME? | #NAME? | #NAME? | #NAME? | #NAME? | #NAME? | #NAME? |  |  | 1: 0; 2: 0; 3: 7.865; 4: 0 | 7.865 |  | 115.3539 | 177.6083 | 183.1014 | 19759 | 7.865 | 115.3539 | 188.6822 |  | 0 | 2450 | 2450 | 1975-09-13 | #NAME? | #NAME? | #NAME?
1975-09-14 | 1975 | 9 | 257 | 14 | 1 | 5 | 4.6811 | 4.8333 | 0 | 0 | 0 | #NAME? | #NAME? | #NAME? | #NAME? | #NAME? | #NAME? | TRUE | 0 | TRUE | TRUE | #NAME? | #NAME? | #NAME? | #NAME? | #NAME? | #NAME? | #NAME? | #NAME? | #NAME? | #NAME? |  |  | 1: 3.7054; 2: 5.0686; 3: 0; 4: 0 | 8.774 |  | 203.0254 | 328.9331 | 340.4163 | 19759 | 8.774 | 203.0254 | 332.0849 |  | 0 | 2451 | 2451 | 1975-09-14 | #NAME? | #NAME? | #NAME?
1975-09-15 | 1975 | 9 | 258 | 15 | 2 | 11.1 | 5.4652 | 9.3333 | 0 | 0 | 0 | #NAME? | #NAME? | #NAME? | #NAME? | #NAME? | #NAME? | FALSE | 0 | TRUE | TRUE | #NAME? | #NAME? | #NAME? | #NAME? | #NAME? | #NAME? | #NAME? | #NAME? | #NAME? | #NAME? |  |  | 1: 0; 2: 0; 3: 3.3764; 4: 7.2951 | 10.6716 |  | 263.5119 | 405.7247 | 418.2729 | 19759 | 10.6716 | 263.5119 | 431.0216 |  | 0 | 2452 | 2452 | 1975-09-15 | #NAME? | #NAME? | #NAME?
1975-09-16 | 1975 | 9 | 259 | 16 | 3 | 6.7 | 3.0639 | 15.8333 | 7.1 | 7.1 | 1.575 | #NAME? | #NAME? | #NAME? | #NAME? | #NAME? | #NAME? | TRUE | 0 | TRUE | TRUE | #NAME? | #NAME? | #NAME? | #NAME? | #NAME? | #NAME? | #NAME? | #NAME? | #NAME? | #NAME? |  |  | 1: 0; 2: 0; 3: 0; 4: 0 | 0 |  | 0 | 0 | 0 | 19759 | 0 | 0 | 0 |  | 0 | 2453 | 2453 | 1975-09-16 | #NAME? | #NAME? | #NAME?
1975-09-17 | 1975 | 9 | 260 | 17 | 4 | 4.4 | 2.665 | 25.6667 | 10.2 | 10.2 | 3.9 | #NAME? | #NAME? | #NAME? | #NAME? | #NAME? | #NAME? | FALSE | 7.1 | TRUE | TRUE | #NAME? | #NAME? | #NAME? | #NAME? | #NAME? | #NAME? | #NAME? | #NAME? | #NAME? | #NAME? |  |  | 1: 0; 2: 0; 3: 0; 4: 3.116 | 3.116 |  | 91.4012 | 140.7289 | 145.0813 | 19759 | 3.116 | 91.4012 | 149.5033 |  | 0 | 2454 | 2454 | 1975-09-17 | #NAME? | #NAME? | #NAME?
1975-09-18 | 1975 | 9 | 261 | 18 | 5 | 3.3 | 2.777 | 21.8333 | 1.3 | 1.3 | 0 | #NAME? | #NAME? | #NAME? | #NAME? | #NAME? | #NAME? | TRUE | 17.3 | FALSE | FALSE | #NAME? | #NAME? | #NAME? | #NAME? | #NAME? | #NAME? | #NAME? | #NAME? | #NAME? | #NAME? |  |  | 1: 0; 2: 0; 3: 0; 4: 0 | 0 |  | 0 | 0 | 0 | 19759 | 0 | 0 | 0 |  | 0 | 2455 | 2455 | 1975-09-18 | #NAME? | #NAME? | #NAME?
1975-09-19 | 1975 | 9 | 262 | 19 | 6 | -0.6 | 2.0023 | 1 | 0 | 0 | 0 | #NAME? | #NAME? | #NAME? | #NAME? | #NAME? | #NAME? | FALSE | 11.5 | FALSE | FALSE | #NAME? | #NAME? | #NAME? | #NAME? | #NAME? | #NAME? | #NAME? | #NAME? | #NAME? | #NAME? |  |  | 1: 0; 2: 0; 3: 0; 4: 0 | 0 |  | 0 | 0 | 0 | 19759 | 0 | 0 | 0 |  | 0 | 2456 | 2456 | 1975-09-19 | #NAME? | #NAME? | #NAME?
1975-09-20 | 1975 | 9 | 263 | 20 | 7 | 1.7 | 3.3308 | 1.3333 | 0 | 0 | 0 | #NAME? | #NAME? | #NAME? | #NAME? | #NAME? | #NAME? | FALSE | 1.3 | TRUE | TRUE | #NAME? | #NAME? | #NAME? | #NAME? | #NAME? | #NAME? | #NAME? | #NAME? | #NAME? | #NAME? |  |  | 1: 0; 2: 0; 3: 5.5613; 4: 0 | 5.5613 |  | 81.5657 | 125.5852 | 129.4693 | 19759 | 5.5613 | 81.5657 | 133.4155 |  | 0 | 2457 | 2457 | 1975-09-20 | #NAME? | #NAME? | #NAME?
1975-09-21 | 1975 | 9 | 264 | 21 | 1 | 3.9 | 3.0284 | 0 | 0 | 0 | 0 | #NAME? | #NAME? | #NAME? | #NAME? | #NAME? | #NAME? | TRUE | 0 | TRUE | TRUE | #NAME? | #NAME? | #NAME? | #NAME? | #NAME? | #NAME? | #NAME? | #NAME? | #NAME? | #NAME? |  |  | 1: 14.3779; 2: 18.9176; 3: 0; 4: 0 | 33.2955 |  | 765.7918 | 1240.056 | 1283.2978 | 19759 | 33.2955 | 765.7918 | 1252.5915 |  | 0 | 2458 | 2458 | 1975-09-21 | #NAME? | #NAME? | #NAME?
1975-09-22 | 1975 | 9 | 265 | 22 | 2 | 6.7 | 3.4958 | 6.5 | 0 | 0 | 0 | #NAME? | #NAME? | #NAME? | #NAME? | #NAME? | #NAME? | FALSE | 0 | TRUE | TRUE | #NAME? | #NAME? | #NAME? | #NAME? | #NAME? | #NAME? | #NAME? | #NAME? | #NAME? | #NAME? |  |  | 1: 0; 2: 0; 3: 1.8374; 4: 8.4062 | 10.2436 |  | 273.5305 | 421.1501 | 434.1754 | 19759 | 10.2436 | 273.5305 | 447.4088 |  | 0 | 2459 | 2459 | 1975-09-22 | #NAME? | #NAME? | #NAME?
1975-09-23 | 1975 | 9 | 266 | 23 | 3 | 3.3 | 4.4039 | 8 | 0 | 0 | 0 | #NAME? | #NAME? | #NAME? | #NAME? | #NAME? | #NAME? | TRUE | 0 | TRUE | TRUE | #NAME? | #NAME? | #NAME? | #NAME? | #NAME? | #NAME? | #NAME? | #NAME? | #NAME? | #NAME? |  |  | 1: 4.6841; 2: 7.4105; 3: 0; 4: 0 | 12.0945 |  | 286.073 | 464.3489 | 480.6255 | 19759 | 12.0945 | 286.073 | 467.9244 |  | 0 | 2460 | 2460 | 1975-09-23 | #NAME? | #NAME? | #NAME?
1975-09-24 | 1975 | 9 | 267 | 24 | 4 | 9.4 | 3.9405 | 6.8333 | 0 | 0 | 0 | #NAME? | #NAME? | #NAME? | #NAME? | #NAME? | #NAME? | FALSE | 0 | TRUE | TRUE | #NAME? | #NAME? | #NAME? | #NAME? | #NAME? | #NAME? | #NAME? | #NAME? | #NAME? | #NAME? |  |  | 1: 0; 2: 0; 3: 2.8404; 4: 4.7021 | 7.5425 |  | 179.5884 | 276.5092 | 285.061 | 19759 | 7.5425 | 179.5884 | 293.7495 |  | 0 | 2461 | 2461 | 1975-09-24 | #NAME? | #NAME? | #NAME?
1975-09-25 | 1975 | 9 | 268 | 25 | 5 | 7.8 | 3.0632 | 12.8333 | 1 | 1 | 0 | #NAME? | #NAME? | #NAME? | #NAME? | #NAME? | #NAME? | TRUE | 0 | TRUE | TRUE | #NAME? | #NAME? | #NAME? | #NAME? | #NAME? | #NAME? | #NAME? | #NAME? | #NAME? | #NAME? |  |  | 1: 0; 2: 0; 3: 0; 4: 0 | 0 |  | 0 | 0 | 0 | 19759 | 0 | 0 | 0 |  | 0 | 2462 | 2462 | 1975-09-25 | #NAME? | #NAME? | #NAME?
1975-09-26 | 1975 | 9 | 269 | 26 | 6 | 5.6 | 3.2976 | 26 | 0 | 0 | 0 | #NAME? | #NAME? | #NAME? | #NAME? | #NAME? | #NAME? | FALSE | 1 | TRUE | FALSE | #NAME? | #NAME? | #NAME? | #NAME? | #NAME? | #NAME? | #NAME? | #NAME? | #NAME? | #NAME? |  |  | 1: 0; 2: 0; 3: 0; 4: 0 | 0 |  | 0 | 0 | 0 | 19759 | 0 | 0 | 0 |  | 0 | 2463 | 2463 | 1975-09-26 | #NAME? | #NAME? | #NAME?
1975-09-27 | 1975 | 9 | 270 | 27 | 7 | 2.2 | 2.8552 | 4.1667 | 0 | 0 | 0 | #NAME? | #NAME? | #NAME? | #NAME? | #NAME? | #NAME? | FALSE | 1 | TRUE | TRUE | #NAME? | #NAME? | #NAME? | #NAME? | #NAME? | #NAME? | #NAME? | #NAME? | #NAME? | #NAME? |  |  | 1: 0; 2: 0; 3: 0; 4: 0 | 0 |  | 0 | 0 | 0 | 19759 | 0 | 0 | 0 |  | 0 | 2464 | 2464 | 1975-09-27 | #NAME? | #NAME? | #NAME?
1975-09-28 | 1975 | 9 | 271 | 28 | 1 | 10 | 4.197 | 16.3333 | 0 | 0 | 0 | #NAME? | #NAME? | #NAME? | #NAME? | #NAME? | #NAME? | TRUE | 0 | TRUE | TRUE | #NAME? | #NAME? | #NAME? | #NAME? | #NAME? | #NAME? | #NAME? | #NAME? | #NAME? | #NAME? |  |  | 1: 0; 2: 0; 3: 0; 4: 0 | 0 |  | 0 | 0 | 0 | 19759 | 0 | 0 | 0 |  | 0 | 2465 | 2465 | 1975-09-28 | #NAME? | #NAME? | #NAME?
1975-09-29 | 1975 | 9 | 272 | 29 | 2 | 4.4 | 2.3766 | 18.8333 | 0.8 | 0.8 | 0 | #NAME? | #NAME? | #NAME? | #NAME? | #NAME? | #NAME? | FALSE | 0 | TRUE | FALSE | #NAME? | #NAME? | #NAME? | #NAME? | #NAME? | #NAME? | #NAME? | #NAME? | #NAME? | #NAME? |  |  | 1: 0; 2: 0; 3: 0; 4: 0 | 0 |  | 0 | 0 | 0 | 19759 | 0 | 0 | 0 |  | 0 | 2466 | 2466 | 1975-09-29 | #NAME? | #NAME? | #NAME?
1975-09-30 | 1975 | 9 | 273 | 30 | 3 | -0.6 | 2.7999 | 3.8333 | 0 | 0 | 0 | #NAME? | #NAME? | #NAME? | #NAME? | #NAME? | #NAME? | TRUE | 0.8 | TRUE | TRUE | #NAME? | #NAME? | #NAME? | #NAME? | #NAME? | #NAME? | #NAME? | #NAME? | #NAME? | #NAME? |  |  | 1: 9.2671; 2: 12.3763; 3: 0; 4: 0 | 21.6434 |  | 498.9548 | 808.1262 | 836.3186 | 19759 | 21.6434 | 498.9548 | 816.1312 |  | 0 | 2467 | 2467 | 1975-09-30 | #NAME? | #NAME? | #NAME?
1976-05-01 | 1976 | 5 | 122 | 1 | 7 | 7.2 | 6.0949 | 13.3333 | 0 | 0 | 0 | #NAME? | #NAME? | #NAME? | #NAME? | #NAME? | #NAME? | FALSE | 0.8 | TRUE | FALSE | #NAME? | #NAME? | #NAME? | #NAME? | #NAME? | #NAME? | #NAME? | #NAME? | #NAME? | #NAME? |  |  | 1: 0; 2: 0; 3: 0; 4: 0 | 0 |  | 0 | 0 | 0 | 19765 | 0 | 0 | 0 |  | 0 | 2468 | 2468 | 1976-05-01 | #NAME? | #NAME? | #NAME?
1976-05-02 | 1976 | 5 | 123 | 2 | 1 | 1.7 | 5.7705 | 18.1667 | 0 | 0 | 0 | #NAME? | #NAME? | #NAME? | #NAME? | #NAME? | #NAME? | TRUE | 0 | TRUE | TRUE | #NAME? | #NAME? | #NAME? | #NAME? | #NAME? | #NAME? | #NAME? | #NAME? | #NAME? | #NAME? |  |  | 1: 6.1395; 2: 8.8659; 3: 0; 4: 0 | 15.0055 |  | 350.1138 | 567.643 | 587.4905 | 19765 | 15.0055 | 350.1138 | 572.6748 |  | 0 | 2469 | 2469 | 1976-05-02 | #NAME? | #NAME? | #NAME?
1976-05-03 | 1976 | 5 | 124 | 3 | 2 | 6.1 | 5.8285 | 11.6667 | 0 | 0 | 0 | #NAME? | #NAME? | #NAME? | #NAME? | #NAME? | #NAME? | FALSE | 0 | TRUE | TRUE | #NAME? | #NAME? | #NAME? | #NAME? | #NAME? | #NAME? | #NAME? | #NAME? | #NAME? | #NAME? |  |  | 1: 0; 2: 0; 3: 1.8908; 4: 8.806 | 10.6968 |  | 286.0402 | 440.4111 | 454.0321 | 19765 | 10.6968 | 286.0402 | 467.8707 |  | 0 | 2470 | 2470 | 1976-05-03 | #NAME? | #NAME? | #NAME?
1976-05-04 | 1976 | 5 | 125 | 4 | 3 | 8.9 | 4.3626 | 19.8333 | 0.8 | 0.8 | 0 | #NAME? | #NAME? | #NAME? | #NAME? | #NAME? | #NAME? | TRUE | 0 | TRUE | TRUE | #NAME? | #NAME? | #NAME? | #NAME? | #NAME? | #NAME? | #NAME? | #NAME? | #NAME? | #NAME? |  |  | 1: 3.8617; 2: 4.3584; 3: 0; 4: 0 | 8.22 |  | 184.4836 | 298.0951 | 308.441 | 19765 | 8.22 | 184.4836 | 301.7564 |  | 0 | 2471 | 2471 | 1976-05-04 | #NAME? | #NAME? | #NAME?
1976-05-05 | 1976 | 5 | 126 | 5 | 4 | 3.9 | 1.9827 | 13.5 | 3.6 | 3.6 | 0 | #NAME? | #NAME? | #NAME? | #NAME? | #NAME? | #NAME? | FALSE | 0.8 | TRUE | FALSE | #NAME? | #NAME? | #NAME? | #NAME? | #NAME? | #NAME? | #NAME? | #NAME? | #NAME? | #NAME? |  |  | 1: 0; 2: 0; 3: 0; 4: 0 | 0 |  | 0 | 0 | 0 | 19765 | 0 | 0 | 0 |  | 0 | 2472 | 2472 | 1976-05-05 | #NAME? | #NAME? | #NAME?
1976-05-06 | 1976 | 5 | 127 | 6 | 5 | 0.6 | 4.4633 | 4.1667 | 0 | 0 | 0 | #NAME? | #NAME? | #NAME? | #NAME? | #NAME? | #NAME? | TRUE | 4.4 | TRUE | TRUE | #NAME? | #NAME? | #NAME? | #NAME? | #NAME? | #NAME? | #NAME? | #NAME? | #NAME? | #NAME? |  |  | 1: 0; 2: 0; 3: 0; 4: 0 | 0 |  | 0 | 0 | 0 | 19765 | 0 | 0 | 0 |  | 0 | 2473 | 2473 | 1976-05-06 | #NAME? | #NAME? | #NAME?
1976-05-07 | 1976 | 5 | 128 | 7 | 6 | 5.6 | 5.127 | 14.1667 | 0 | 0 | 0 | #NAME? | #NAME? | #NAME? | #NAME? | #NAME? | #NAME? | FALSE | 3.6 | TRUE | TRUE | #NAME? | #NAME? | #NAME? | #NAME? | #NAME? | #NAME? | #NAME? | #NAME? | #NAME? | #NAME? |  |  | 1: 0; 2: 0; 3: 0; 4: 8.2247 | 8.2247 |  | 241.2588 | 371.4619 | 382.9504 | 19765 | 8.2247 | 241.2588 | 394.6225 |  | 0 | 2474 | 2474 | 1976-05-07 | #NAME? | #NAME? | #NAME?
1976-05-08 | 1976 | 5 | 129 | 8 | 7 | 8.3 | 6.1595 | 10.1667 | 0 | 0 | 0 | #NAME? | #NAME? | #NAME? | #NAME? | #NAME? | #NAME? | FALSE | 0 | TRUE | TRUE | #NAME? | #NAME? | #NAME? | #NAME? | #NAME? | #NAME? | #NAME? | #NAME? | #NAME? | #NAME? |  |  | 1: 0; 2: 0; 3: 4.6656; 4: 0 | 4.6656 |  | 68.429 | 105.3589 | 108.6174 | 19765 | 4.6656 | 68.429 | 111.928 |  | 0 | 2475 | 2475 | 1976-05-08 | #NAME? | #NAME? | #NAME?
1976-05-09 | 1976 | 5 | 130 | 9 | 1 | 5.6 | 4.8925 | 9.3333 | 0 | 0 | 0 | #NAME? | #NAME? | #NAME? | #NAME? | #NAME? | #NAME? | TRUE | 0 | TRUE | TRUE | #NAME? | #NAME? | #NAME? | #NAME? | #NAME? | #NAME? | #NAME? | #NAME? | #NAME? | #NAME? |  |  | 1: 16.5355; 2: 22.0041; 3: 0; 4: 0 | 38.5396 |  | 887.9753 | 1438.1291 | 1488.2947 | 19765 | 38.5396 | 887.9753 | 1452.4449 |  | 0 | 2476 | 2476 | 1976-05-09 | #NAME? | #NAME? | #NAME?
1976-05-10 | 1976 | 5 | 131 | 10 | 2 | 7.2 | 6.3388 | 5.3333 | 0 | 0 | 0 | #NAME? | #NAME? | #NAME? | #NAME? | #NAME? | #NAME? | FALSE | 0 | TRUE | TRUE | #NAME? | #NAME? | #NAME? | #NAME? | #NAME? | #NAME? | #NAME? | #NAME? | #NAME? | #NAME? |  |  | 1: 0; 2: 0; 3: 1.9598; 4: 8.3824 | 10.3422 |  | 274.6265 | 422.8376 | 435.9151 | 19765 | 10.3422 | 274.6265 | 449.2016 |  | 0 | 2477 | 2477 | 1976-05-10 | #NAME? | #NAME? | #NAME?
1976-05-11 | 1976 | 5 | 132 | 11 | 3 | 3.9 | 5.1535 | 32.1667 | 2.4 | 2.4 | 0 | #NAME? | #NAME? | #NAME? | #NAME? | #NAME? | #NAME? | TRUE | 0 | TRUE | TRUE | #NAME? | #NAME? | #NAME? | #NAME? | #NAME? | #NAME? | #NAME? | #NAME? | #NAME? | #NAME? |  |  | 1: 0; 2: 0; 3: 0; 4: 0 | 0 |  | 0 | 0 | 0 | 19765 | 0 | 0 | 0 |  | 0 | 2478 | 2478 | 1976-05-11 | #NAME? | #NAME? | #NAME?
1976-05-12 | 1976 | 5 | 133 | 12 | 4 | 6.7 | 6.0218 | 21.5 | 0 | 0 | 0 | #NAME? | #NAME? | #NAME? | #NAME? | #NAME? | #NAME? | FALSE | 2.4 | TRUE | TRUE | #NAME? | #NAME? | #NAME? | #NAME? | #NAME? | #NAME? | #NAME? | #NAME? | #NAME? | #NAME? |  |  | 1: 0; 2: 0; 3: 8.7546; 4: 5.5733 | 14.3279 |  | 291.8843 | 449.4091 | 463.3084 | 19765 | 14.3279 | 291.8843 | 477.4297 |  | 0 | 2479 | 2479 | 1976-05-12 | #NAME? | #NAME? | #NAME?
1976-05-13 | 1976 | 5 | 134 | 13 | 5 | 4.4 | 5.8777 | 8.3333 | 4.4 | 4.4 | 0 | #NAME? | #NAME? | #NAME? | #NAME? | #NAME? | #NAME? | TRUE | 2.4 | TRUE | TRUE | #NAME? | #NAME? | #NAME? | #NAME? | #NAME? | #NAME? | #NAME? | #NAME? | #NAME? | #NAME? |  |  | 1: 0; 2: 0; 3: 0; 4: 0 | 0 |  | 0 | 0 | 0 | 19765 | 0 | 0 | 0 |  | 0 | 2480 | 2480 | 1976-05-13 | #NAME? | #NAME? | #NAME?
1976-05-14 | 1976 | 5 | 135 | 14 | 6 | 4.4 | 4.5684 | 34.5 | 0 | 0 | 0 | #NAME? | #NAME? | #NAME? | #NAME? | #NAME? | #NAME? | FALSE | 4.4 | TRUE | TRUE | #NAME? | #NAME? | #NAME? | #NAME? | #NAME? | #NAME? | #NAME? | #NAME? | #NAME? | #NAME? |  |  | 1: 0; 2: 0; 3: 0; 4: 6.5447 | 6.5447 |  | 191.9792 | 295.5871 | 304.7289 | 19765 | 6.5447 | 191.9792 | 314.0169 |  | 0 | 2481 | 2481 | 1976-05-14 | #NAME? | #NAME? | #NAME?
1976-05-15 | 1976 | 5 | 136 | 15 | 7 | 3.3 | 4.6765 | 11 | 0 | 0 | 0 | #NAME? | #NAME? | #NAME? | #NAME? | #NAME? | #NAME? | FALSE | 4.4 | TRUE | FALSE | #NAME? | #NAME? | #NAME? | #NAME? | #NAME? | #NAME? | #NAME? | #NAME? | #NAME? | #NAME? |  |  | 1: 0; 2: 0; 3: 0; 4: 0 | 0 |  | 0 | 0 | 0 | 19765 | 0 | 0 | 0 |  | 0 | 2482 | 2482 | 1976-05-15 | #NAME? | #NAME? | #NAME?
1976-05-16 | 1976 | 5 | 137 | 16 | 1 | 0.6 | 5.9593 | 4 | 0 | 0 | 0 | #NAME? | #NAME? | #NAME? | #NAME? | #NAME? | #NAME? | TRUE | 0 | TRUE | TRUE | #NAME? | #NAME? | #NAME? | #NAME? | #NAME? | #NAME? | #NAME? | #NAME? | #NAME? | #NAME? |  |  | 1: 0; 2: 0; 3: 0; 4: 0 | 0 |  | 0 | 0 | 0 | 19765 | 0 | 0 | 0 |  | 0 | 2483 | 2483 | 1976-05-16 | #NAME? | #NAME? | #NAME?
1976-05-17 | 1976 | 5 | 138 | 17 | 2 | 8.3 | 6.5823 | 29.1667 | 0 | 0 | 0 | #NAME? | #NAME? | #NAME? | #NAME? | #NAME? | #NAME? | FALSE | 0 | TRUE | FALSE | #NAME? | #NAME? | #NAME? | #NAME? | #NAME? | #NAME? | #NAME? | #NAME? | #NAME? | #NAME? |  |  | 1: 0; 2: 0; 3: 0; 4: 0 | 0 |  | 0 | 0 | 0 | 19765 | 0 | 0 | 0 |  | 0 | 2484 | 2484 | 1976-05-17 | #NAME? | #NAME? | #NAME?
1976-05-18 | 1976 | 5 | 139 | 18 | 3 | 2.8 | 5.6331 | 9.3333 | 0 | 0 | 0 | #NAME? | #NAME? | #NAME? | #NAME? | #NAME? | #NAME? | TRUE | 0 | TRUE | FALSE | #NAME? | #NAME? | #NAME? | #NAME? | #NAME? | #NAME? | #NAME? | #NAME? | #NAME? | #NAME? |  |  | 1: 0; 2: 0; 3: 0; 4: 0 | 0 |  | 0 | 0 | 0 | 19765 | 0 | 0 | 0 |  | 0 | 2485 | 2485 | 1976-05-18 | #NAME? | #NAME? | #NAME?
1976-05-19 | 1976 | 5 | 140 | 19 | 4 | -1.1 | 4.6959 | 10.1667 | 0 | 0 | 0 | #NAME? | #NAME? | #NAME? | #NAME? | #NAME? | #NAME? | FALSE | 0 | TRUE | TRUE | #NAME? | #NAME? | #NAME? | #NAME? | #NAME? | #NAME? | #NAME? | #NAME? | #NAME? | #NAME? |  |  | 1: 0; 2: 0; 3: 4.7155; 4: 11.9047 | 16.6202 |  | 418.3653 | 644.1497 | 664.0719 | 19765 | 16.6202 | 418.3653 | 684.3124 |  | 0 | 2486 | 2486 | 1976-05-19 | #NAME? | #NAME? | #NAME?
1976-05-20 | 1976 | 5 | 141 | 20 | 5 | 4.4 | 3.1235 | 7.3333 | 30 | 30 | 18.75 | #NAME? | #NAME? | #NAME? | #NAME? | #NAME? | #NAME? | TRUE | 0 | TRUE | TRUE | #NAME? | #NAME? | #NAME? | #NAME? | #NAME? | #NAME? | #NAME? | #NAME? | #NAME? | #NAME? |  |  | 1: 3.4461; 2: 6.559; 3: 0; 4: 0 | 10.0051 |  | 242.9409 | 395.1946 | 409.1124 | 19765 | 10.0051 | 242.9409 | 397.374 |  | 0 | 2487 | 2487 | 1976-05-20 | #NAME? | #NAME? | #NAME?
1976-05-21 | 1976 | 5 | 142 | 21 | 6 | 5 | 3.641 | 11.3333 | 0 | 0 | 0 | #NAME? | #NAME? | #NAME? | #NAME? | #NAME? | #NAME? | FALSE | 30 | FALSE | FALSE | #NAME? | #NAME? | #NAME? | #NAME? | #NAME? | #NAME? | #NAME? | #NAME? | #NAME? | #NAME? |  |  | 1: 0; 2: 0; 3: 0; 4: 0 | 0 |  | 0 | 0 | 0 | 19765 | 0 | 0 | 0 |  | 0 | 2488 | 2488 | 1976-05-21 | #NAME? | #NAME? | #NAME?
1976-05-22 | 1976 | 5 | 143 | 22 | 7 | 2.8 | 4.8258 | 3.6667 | 0 | 0 | 0 | #NAME? | #NAME? | #NAME? | #NAME? | #NAME? | #NAME? | FALSE | 30 | FALSE | TRUE | #NAME? | #NAME? | #NAME? | #NAME? | #NAME? | #NAME? | #NAME? | #NAME? | #NAME? | #NAME? |  |  | 1: 0; 2: 0; 3: 0; 4: 0 | 0 |  | 0 | 0 | 0 | 19765 | 0 | 0 | 0 |  | 0 | 2489 | 2489 | 1976-05-22 | #NAME? | #NAME? | #NAME?
1976-05-23 | 1976 | 5 | 144 | 23 | 1 | 11.7 | 4.3119 | 9.5 | 0 | 0 | 0 | #NAME? | #NAME? | #NAME? | #NAME? | #NAME? | #NAME? | TRUE | 0 | TRUE | TRUE | #NAME? | #NAME? | #NAME? | #NAME? | #NAME? | #NAME? | #NAME? | #NAME? | #NAME? | #NAME? |  |  | 1: 7.4678; 2: 10.943; 3: 0; 4: 0 | 18.4108 |  | 430.5219 | 698.141 | 722.5614 | 19765 | 18.4108 | 430.5219 | 704.1967 |  | 0 | 2490 | 2490 | 1976-05-23 | #NAME? | #NAME? | #NAME?
1976-05-24 | 1976 | 5 | 145 | 24 | 2 | 8.9 | 4.7089 | 6.6667 | 0 | 0 | 0 | #NAME? | #NAME? | #NAME? | #NAME? | #NAME? | #NAME? | FALSE | 0 | TRUE | TRUE | #NAME? | #NAME? | #NAME? | #NAME? | #NAME? | #NAME? | #NAME? | #NAME? | #NAME? | #NAME? |  |  | 1: 0; 2: 0; 3: 1.8545; 4: 7.3058 | 9.1603 |  | 241.5023 | 371.8369 | 383.337 | 19765 | 9.1603 | 241.5023 | 395.0209 |  | 0 | 2491 | 2491 | 1976-05-24 | #NAME? | #NAME? | #NAME?
1976-05-25 | 1976 | 5 | 146 | 25 | 3 | 6.7 | 4.4961 | 11.5 | 3.3 | 3.3 | 0 | #NAME? | #NAME? | #NAME? | #NAME? | #NAME? | #NAME? | TRUE | 0 | TRUE | TRUE | #NAME? | #NAME? | #NAME? | #NAME? | #NAME? | #NAME? | #NAME? | #NAME? | #NAME? | #NAME? |  |  | 1: 0; 2: 0; 3: 0; 4: 0 | 0 |  | 0 | 0 | 0 | 19765 | 0 | 0 | 0 |  | 0 | 2492 | 2492 | 1976-05-25 | #NAME? | #NAME? | #NAME?
1976-05-26 | 1976 | 5 | 147 | 26 | 4 | 5.6 | 5.7125 | 18.3333 | 0 | 0 | 0 | #NAME? | #NAME? | #NAME? | #NAME? | #NAME? | #NAME? | FALSE | 3.3 | TRUE | TRUE | #NAME? | #NAME? | #NAME? | #NAME? | #NAME? | #NAME? | #NAME? | #NAME? | #NAME? | #NAME? |  |  | 1: 0; 2: 0; 3: 4.2073; 4: 5.0624 | 9.2697 |  | 210.2031 | 323.646 | 333.6556 | 19765 | 9.2697 | 210.2031 | 343.8253 |  | 0 | 2493 | 2493 | 1976-05-26 | #NAME? | #NAME? | #NAME?
1976-05-27 | 1976 | 5 | 148 | 27 | 5 | 9.4 | 7.348 | 7.6667 | 0 | 0 | 0 | #NAME? | #NAME? | #NAME? | #NAME? | #NAME? | #NAME? | TRUE | 3.3 | TRUE | TRUE | #NAME? | #NAME? | #NAME? | #NAME? | #NAME? | #NAME? | #NAME? | #NAME? | #NAME? | #NAME? |  |  | 1: 2.9492; 2: 3.4516; 3: 0; 4: 0 | 6.4008 |  | 144.5029 | 233.6148 | 241.7321 | 19765 | 6.4008 | 144.5029 | 236.3608 |  | 0 | 2494 | 2494 | 1976-05-27 | #NAME? | #NAME? | #NAME?
1976-05-28 | 1976 | 5 | 149 | 28 | 6 | 8.3 | 3.9313 | 18.6667 | 1.1 | 1.1 | 0 | #NAME? | #NAME? | #NAME? | #NAME? | #NAME? | #NAME? | FALSE | 0 | TRUE | TRUE | #NAME? | #NAME? | #NAME? | #NAME? | #NAME? | #NAME? | #NAME? | #NAME? | #NAME? | #NAME? |  |  | 1: 0; 2: 0; 3: 0; 4: 7.1832 | 7.1832 |  | 210.7081 | 324.4236 | 334.4574 | 19765 | 7.1832 | 210.7081 | 344.6514 |  | 0 | 2495 | 2495 | 1976-05-28 | #NAME? | #NAME? | #NAME?
1976-05-29 | 1976 | 5 | 150 | 29 | 7 | 3.3 | 2.8293 | 12.8333 | 10.7 | 10.7 | 4.275 | #NAME? | #NAME? | #NAME? | #NAME? | #NAME? | #NAME? | FALSE | 1.1 | TRUE | TRUE | #NAME? | #NAME? | #NAME? | #NAME? | #NAME? | #NAME? | #NAME? | #NAME? | #NAME? | #NAME? |  |  | 1: 0; 2: 0; 3: 6.9177; 4: 0 | 6.9177 |  | 101.4589 | 156.2146 | 161.0459 | 19765 | 6.9177 | 101.4589 | 165.9545 |  | 0 | 2496 | 2496 | 1976-05-29 | #NAME? | #NAME? | #NAME?
1976-05-30 | 1976 | 5 | 151 | 30 | 1 | 5 | 4.3634 | 7.8333 | 0 | 0 | 0 | #NAME? | #NAME? | #NAME? | #NAME? | #NAME? | #NAME? | TRUE | 11.8 | FALSE | TRUE | #NAME? | #NAME? | #NAME? | #NAME? | #NAME? | #NAME? | #NAME? | #NAME? | #NAME? | #NAME? |  |  | 1: 0; 2: 0; 3: 0; 4: 0 | 0 |  | 0 | 0 | 0 | 19765 | 0 | 0 | 0 |  | 0 | 2497 | 2497 | 1976-05-30 | #NAME? | #NAME? | #NAME?
1976-05-31 | 1976 | 5 | 152 | 31 | 2 | 7.8 | 4.3765 | 2.6667 | 0 | 0 | 0 | #NAME? | #NAME? | #NAME? | #NAME? | #NAME? | #NAME? | FALSE | 10.7 | FALSE | TRUE | #NAME? | #NAME? | #NAME? | #NAME? | #NAME? | #NAME? | #NAME? | #NAME? | #NAME? | #NAME? |  |  | 1: 0; 2: 0; 3: 0; 4: 0 | 0 |  | 0 | 0 | 0 | 19765 | 0 | 0 | 0 |  | 0 | 2498 | 2498 | 1976-05-31 | #NAME? | #NAME? | #NAME?
1976-06-01 | 1976 | 6 | 153 | 1 | 3 | 3.3 | 4.3909 | 6 | 0 | 0 | 0 | #NAME? | #NAME? | #NAME? | #NAME? | #NAME? | #NAME? | TRUE | 0 | TRUE | TRUE | #NAME? | #NAME? | #NAME? | #NAME? | #NAME? | #NAME? | #NAME? | #NAME? | #NAME? | #NAME? |  |  | 1: 12.3435; 2: 20.0044; 3: 0; 4: 0 | 32.348 |  | 767.8352 | 1246.7056 | 1290.4339 | 19766 | 32.348 | 767.8352 | 1255.9339 |  | 0 | 2499 | 2499 | 1976-06-01 | #NAME? | #NAME? | #NAME?
1976-06-02 | 1976 | 6 | 154 | 2 | 4 | 5 | 4.6369 | 6 | 0 | 0 | 0 | #NAME? | #NAME? | #NAME? | #NAME? | #NAME? | #NAME? | FALSE | 0 | TRUE | TRUE | #NAME? | #NAME? | #NAME? | #NAME? | #NAME? | #NAME? | #NAME? | #NAME? | #NAME? | #NAME? |  |  | 1: 0; 2: 0; 3: 5.9702; 4: 9.502 | 15.4722 |  | 366.2878 | 563.9669 | 581.4092 | 19766 | 15.4722 | 366.2878 | 599.1302 |  | 0 | 2500 | 2500 | 1976-06-02 | #NAME? | #NAME? | #NAME?
1976-06-03 | 1976 | 6 | 155 | 3 | 5 | 4.4 | 3.6826 | 9.8333 | 0 | 0 | 0 | #NAME? | #NAME? | #NAME? | #NAME? | #NAME? | #NAME? | TRUE | 0 | TRUE | TRUE | #NAME? | #NAME? | #NAME? | #NAME? | #NAME? | #NAME? | #NAME? | #NAME? | #NAME? | #NAME? |  |  | 1: 0; 2: 0; 3: 0; 4: 0 | 0 |  | 0 | 0 | 0 | 19766 | 0 | 0 | 0 |  | 0 | 2501 | 2501 | 1976-06-03 | #NAME? | #NAME? | #NAME?
1976-06-04 | 1976 | 6 | 156 | 4 | 6 | 4.4 | 3.453 | 20.6667 | 2 | 2 | 0 | #NAME? | #NAME? | #NAME? | #NAME? | #NAME? | #NAME? | FALSE | 0 | TRUE | FALSE | #NAME? | #NAME? | #NAME? | #NAME? | #NAME? | #NAME? | #NAME? | #NAME? | #NAME? | #NAME? |  |  | 1: 0; 2: 0; 3: 0; 4: 0 | 0 |  | 0 | 0 | 0 | 19766 | 0 | 0 | 0 |  | 0 | 2502 | 2502 | 1976-06-04 | #NAME? | #NAME? | #NAME?
1976-06-05 | 1976 | 6 | 157 | 5 | 7 | 1.7 | 2.8334 | 2.1667 | 1.6 | 1.6 | 0 | #NAME? | #NAME? | #NAME? | #NAME? | #NAME? | #NAME? | FALSE | 2 | TRUE | FALSE | #NAME? | #NAME? | #NAME? | #NAME? | #NAME? | #NAME? | #NAME? | #NAME? | #NAME? | #NAME? |  |  | 1: 0; 2: 0; 3: 0; 4: 0 | 0 |  | 0 | 0 | 0 | 19766 | 0 | 0 | 0 |  | 0 | 2503 | 2503 | 1976-06-05 | #NAME? | #NAME? | #NAME?
1976-06-06 | 1976 | 6 | 158 | 6 | 1 | 1.7 | 2.4924 | 6.8333 | 0 | 0 | 0 | #NAME? | #NAME? | #NAME? | #NAME? | #NAME? | #NAME? | TRUE | 3.6 | TRUE | TRUE | #NAME? | #NAME? | #NAME? | #NAME? | #NAME? | #NAME? | #NAME? | #NAME? | #NAME? | #NAME? |  |  | 1: 8.1573; 2: 10.398; 3: 0; 4: 0 | 18.5553 |  | 424.6485 | 687.3413 | 711.2868 | 19766 | 18.5553 | 424.6485 | 694.5897 |  | 0 | 2504 | 2504 | 1976-06-06 | #NAME? | #NAME? | #NAME?
1976-06-07 | 1976 | 6 | 159 | 7 | 2 | 6.7 | 3.352 | 11.5 | 0 | 0 | 0 | #NAME? | #NAME? | #NAME? | #NAME? | #NAME? | #NAME? | FALSE | 1.6 | TRUE | TRUE | #NAME? | #NAME? | #NAME? | #NAME? | #NAME? | #NAME? | #NAME? | #NAME? | #NAME? | #NAME? |  |  | 1: 0; 2: 0; 3: 10.5356; 4: 9.0089 | 19.5445 |  | 418.7825 | 644.7921 | 664.7341 | 19766 | 19.5445 | 418.7825 | 684.9948 |  | 0 | 2505 | 2505 | 1976-06-07 | #NAME? | #NAME? | #NAME?
1976-06-08 | 1976 | 6 | 160 | 8 | 3 | 5.6 | 4.0721 | 4 | 1.6 | 1.6 | 0 | #NAME? | #NAME? | #NAME? | #NAME? | #NAME? | #NAME? | TRUE | 0 | TRUE | TRUE | #NAME? | #NAME? | #NAME? | #NAME? | #NAME? | #NAME? | #NAME? | #NAME? | #NAME? | #NAME? |  |  | 1: 0; 2: 0; 3: 0; 4: 0 | 0 |  | 0 | 0 | 0 | 19766 | 0 | 0 | 0 |  | 0 | 2506 | 2506 | 1976-06-08 | #NAME? | #NAME? | #NAME?
1976-06-09 | 1976 | 6 | 161 | 9 | 4 | 7.2 | 5.5083 | 14.5 | 1.3 | 1.3 | 0 | #NAME? | #NAME? | #NAME? | #NAME? | #NAME? | #NAME? | FALSE | 1.6 | TRUE | TRUE | #NAME? | #NAME? | #NAME? | #NAME? | #NAME? | #NAME? | #NAME? | #NAME? | #NAME? | #NAME? |  |  | 1: 0; 2: 0; 3: 1.0335; 4: 4.5196 | 5.5532 |  | 147.7347 | 227.4645 | 234.4995 | 19766 | 5.5532 | 147.7347 | 241.6469 |  | 0 | 2507 | 2507 | 1976-06-09 | #NAME? | #NAME? | #NAME?
1976-06-10 | 1976 | 6 | 162 | 10 | 5 | 9.4 | 5.4399 | 14.3333 | 0 | 0 | 0 | #NAME? | #NAME? | #NAME? | #NAME? | #NAME? | #NAME? | TRUE | 2.9 | TRUE | TRUE | #NAME? | #NAME? | #NAME? | #NAME? | #NAME? | #NAME? | #NAME? | #NAME? | #NAME? | #NAME? |  |  | 1: 5.8894; 2: 7.0918; 3: 0; 4: 0 | 12.9811 |  | 294.4023 | 476.1459 | 492.7051 | 19766 | 12.9811 | 294.4023 | 481.5484 |  | 0 | 2508 | 2508 | 1976-06-10 | #NAME? | #NAME? | #NAME?
1976-06-11 | 1976 | 6 | 163 | 11 | 6 | 3.9 | 5.7053 | 10.8333 | 0 | 0 | 0 | #NAME? | #NAME? | #NAME? | #NAME? | #NAME? | #NAME? | FALSE | 1.3 | TRUE | TRUE | #NAME? | #NAME? | #NAME? | #NAME? | #NAME? | #NAME? | #NAME? | #NAME? | #NAME? | #NAME? |  |  | 1: 0; 2: 0; 3: 0; 4: 6.0215 | 6.0215 |  | 176.6307 | 271.9552 | 280.3662 | 19766 | 6.0215 | 176.6307 | 288.9116 |  | 0 | 2509 | 2509 | 1976-06-11 | #NAME? | #NAME? | #NAME?
1976-06-12 | 1976 | 6 | 164 | 12 | 7 | 6.7 | 4.8541 | 17.5 | 0 | 0 | 0 | #NAME? | #NAME? | #NAME? | #NAME? | #NAME? | #NAME? | FALSE | 0 | TRUE | FALSE | #NAME? | #NAME? | #NAME? | #NAME? | #NAME? | #NAME? | #NAME? | #NAME? | #NAME? | #NAME? |  |  | 1: 0; 2: 0; 3: 0; 4: 0 | 0 |  | 0 | 0 | 0 | 19766 | 0 | 0 | 0 |  | 0 | 2510 | 2510 | 1976-06-12 | #NAME? | #NAME? | #NAME?
1976-06-13 | 1976 | 6 | 165 | 13 | 1 | 2.2 | 4.089 | 36.3333 | 9 | 9 | 3 | #NAME? | #NAME? | #NAME? | #NAME? | #NAME? | #NAME? | TRUE | 0 | TRUE | FALSE | #NAME? | #NAME? | #NAME? | #NAME? | #NAME? | #NAME? | #NAME? | #NAME? | #NAME? | #NAME? |  |  | 1: 0; 2: 0; 3: 0; 4: 0 | 0 |  | 0 | 0 | 0 | 19766 | 0 | 0 | 0 |  | 0 | 2511 | 2511 | 1976-06-13 | #NAME? | #NAME? | #NAME?
1976-06-14 | 1976 | 6 | 166 | 14 | 2 | 2.2 | 4.6597 | 0.5 | 0 | 0 | 0 | #NAME? | #NAME? | #NAME? | #NAME? | #NAME? | #NAME? | FALSE | 9 | TRUE | TRUE | #NAME? | #NAME? | #NAME? | #NAME? | #NAME? | #NAME? | #NAME? | #NAME? | #NAME? | #NAME? |  |  | 1: 0; 2: 0; 3: 3.4851; 4: 5.0567 | 8.5417 |  | 199.4435 | 307.0796 | 316.5769 | 19766 | 8.5417 | 199.4435 | 326.226 |  | 0 | 2512 | 2512 | 1976-06-14 | #NAME? | #NAME? | #NAME?
1976-06-15 | 1976 | 6 | 167 | 15 | 3 | 10.6 | 4.3186 | 9 | 2.3 | 2.3 | 0 | #NAME? | #NAME? | #NAME? | #NAME? | #NAME? | #NAME? | TRUE | 9 | TRUE | TRUE | #NAME? | #NAME? | #NAME? | #NAME? | #NAME? | #NAME? | #NAME? | #NAME? | #NAME? | #NAME? |  |  | 1: 0; 2: 0; 3: 0; 4: 0 | 0 |  | 0 | 0 | 0 | 19766 | 0 | 0 | 0 |  | 0 | 2513 | 2513 | 1976-06-15 | #NAME? | #NAME? | #NAME?
1976-06-16 | 1976 | 6 | 168 | 16 | 4 | 7.2 | 2.8598 | 20 | 23.1 | 23.1 | 13.575 | #NAME? | #NAME? | #NAME? | #NAME? | #NAME? | #NAME? | FALSE | 2.3 | TRUE | TRUE | #NAME? | #NAME? | #NAME? | #NAME? | #NAME? | #NAME? | #NAME? | #NAME? | #NAME? | #NAME? |  |  | 1: 0; 2: 0; 3: 9.3895; 4: 4.9381 | 14.3276 |  | 282.5642 | 435.0591 | 448.5146 | 19766 | 14.3276 | 282.5642 | 462.185 |  | 0 | 2514 | 2514 | 1976-06-16 | #NAME? | #NAME? | #NAME?
1976-06-17 | 1976 | 6 | 169 | 17 | 5 | 3.3 | 3.7905 | 1.3333 | 0 | 0 | 0 | #NAME? | #NAME? | #NAME? | #NAME? | #NAME? | #NAME? | TRUE | 25.4 | FALSE | TRUE | #NAME? | #NAME? | #NAME? | #NAME? | #NAME? | #NAME? | #NAME? | #NAME? | #NAME? | #NAME? |  |  | 1: 0; 2: 0; 3: 0; 4: 0 | 0 |  | 0 | 0 | 0 | 19766 | 0 | 0 | 0 |  | 0 | 2515 | 2515 | 1976-06-17 | #NAME? | #NAME? | #NAME?
1976-06-18 | 1976 | 6 | 170 | 18 | 6 | 8.3 | 5.486 | 8 | 0 | 0 | 0 | #NAME? | #NAME? | #NAME? | #NAME? | #NAME? | #NAME? | FALSE | 23.1 | FALSE | TRUE | #NAME? | #NAME? | #NAME? | #NAME? | #NAME? | #NAME? | #NAME? | #NAME? | #NAME? | #NAME? |  |  | 1: 0; 2: 0; 3: 0; 4: 0 | 0 |  | 0 | 0 | 0 | 19766 | 0 | 0 | 0 |  | 0 | 2516 | 2516 | 1976-06-18 | #NAME? | #NAME? | #NAME?
1976-06-19 | 1976 | 6 | 171 | 19 | 7 | 12.8 | 6.7476 | 11.6667 | 0 | 0 | 0 | #NAME? | #NAME? | #NAME? | #NAME? | #NAME? | #NAME? | FALSE | 0 | TRUE | TRUE | #NAME? | #NAME? | #NAME? | #NAME? | #NAME? | #NAME? | #NAME? | #NAME? | #NAME? | #NAME? |  |  | 1: 0; 2: 0; 3: 1.1891; 4: 0 | 1.1891 |  | 17.4395 | 26.8513 | 27.6818 | 19766 | 1.1891 | 17.4395 | 28.5255 |  | 0 | 2517 | 2517 | 1976-06-19 | #NAME? | #NAME? | #NAME?
1976-06-20 | 1976 | 6 | 172 | 20 | 1 | 5 | 5.0798 | 11.1667 | 0 | 0 | 0 | #NAME? | #NAME? | #NAME? | #NAME? | #NAME? | #NAME? | TRUE | 0 | TRUE | TRUE | #NAME? | #NAME? | #NAME? | #NAME? | #NAME? | #NAME? | #NAME? | #NAME? | #NAME? | #NAME? |  |  | 1: 0; 2: 0; 3: 0; 4: 0 | 0 |  | 0 | 0 | 0 | 19766 | 0 | 0 | 0 |  | 0 | 2518 | 2518 | 1976-06-20 | #NAME? | #NAME? | #NAME?
1976-06-21 | 1976 | 6 | 173 | 21 | 2 | 7.2 | 2.915 | 10.8333 | 4.1 | 4.1 | 0 | #NAME? | #NAME? | #NAME? | #NAME? | #NAME? | #NAME? | FALSE | 0 | TRUE | TRUE | #NAME? | #NAME? | #NAME? | #NAME? | #NAME? | #NAME? | #NAME? | #NAME? | #NAME? | #NAME? |  |  | 1: 0; 2: 0; 3: 6.3417; 4: 10.8552 | 17.1969 |  | 411.4319 | 633.4746 | 653.0666 | 19766 | 17.1969 | 411.4319 | 672.9717 |  | 0 | 2519 | 2519 | 1976-06-21 | #NAME? | #NAME? | #NAME?
1976-06-22 | 1976 | 6 | 174 | 22 | 3 | 7.2 | 2.7944 | 10.8333 | 4.8 | 4.8 | 0 | #NAME? | #NAME? | #NAME? | #NAME? | #NAME? | #NAME? | TRUE | 4.1 | TRUE | TRUE | #NAME? | #NAME? | #NAME? | #NAME? | #NAME? | #NAME? | #NAME? | #NAME? | #NAME? | #NAME? |  |  | 1: 0; 2: 0; 3: 0; 4: 0 | 0 |  | 0 | 0 | 0 | 19766 | 0 | 0 | 0 |  | 0 | 2520 | 2520 | 1976-06-22 | #NAME? | #NAME? | #NAME?
1976-06-23 | 1976 | 6 | 175 | 23 | 4 | 7.2 | 4.1278 | 21.5 | 0 | 0 | 0 | #NAME? | #NAME? | #NAME? | #NAME? | #NAME? | #NAME? | FALSE | 8.9 | TRUE | TRUE | #NAME? | #NAME? | #NAME? | #NAME? | #NAME? | #NAME? | #NAME? | #NAME? | #NAME? | #NAME? |  |  | 1: 0; 2: 0; 3: 2.4848; 4: 3.8169 | 6.3017 |  | 148.4068 | 228.4994 | 235.5664 | 19766 | 6.3017 | 148.4068 | 242.7464 |  | 0 | 2521 | 2521 | 1976-06-23 | #NAME? | #NAME? | #NAME?
1976-06-24 | 1976 | 6 | 176 | 24 | 5 | 6.1 | 3.5452 | 8.8333 | 1.8 | 1.8 | 0 | #NAME? | #NAME? | #NAME? | #NAME? | #NAME? | #NAME? | TRUE | 4.8 | TRUE | TRUE | #NAME? | #NAME? | #NAME? | #NAME? | #NAME? | #NAME? | #NAME? | #NAME? | #NAME? | #NAME? |  |  | 1: 0; 2: 0; 3: 0; 4: 0 | 0 |  | 0 | 0 | 0 | 19766 | 0 | 0 | 0 |  | 0 | 2522 | 2522 | 1976-06-24 | #NAME? | #NAME? | #NAME?
1976-06-25 | 1976 | 6 | 177 | 25 | 6 | 3.9 | 3.6429 | 16.8333 | 7.5 | 7.5 | 1.875 | #NAME? | #NAME? | #NAME? | #NAME? | #NAME? | #NAME? | FALSE | 1.8 | TRUE | TRUE | #NAME? | #NAME? | #NAME? | #NAME? | #NAME? | #NAME? | #NAME? | #NAME? | #NAME? | #NAME? |  |  | 1: 0; 2: 0; 3: 0; 4: 4.2299 | 4.2299 |  | 124.0767 | 191.0387 | 196.9471 | 19766 | 4.2299 | 124.0767 | 202.95 |  | 0 | 2523 | 2523 | 1976-06-25 | #NAME? | #NAME? | #NAME?
1976-06-26 | 1976 | 6 | 178 | 26 | 7 | 3.9 | 4.1032 | 5 | 0.8 | 0.8 | 0 | #NAME? | #NAME? | #NAME? | #NAME? | #NAME? | #NAME? | FALSE | 9.3 | TRUE | TRUE | #NAME? | #NAME? | #NAME? | #NAME? | #NAME? | #NAME? | #NAME? | #NAME? | #NAME? | #NAME? |  |  | 1: 0; 2: 0; 3: 0; 4: 0 | 0 |  | 0 | 0 | 0 | 19766 | 0 | 0 | 0 |  | 0 | 2524 | 2524 | 1976-06-26 | #NAME? | #NAME? | #NAME?
1976-06-27 | 1976 | 6 | 179 | 27 | 1 | 8.3 | 4.1446 | 25.1667 | 1.1 | 1.1 | 0 | #NAME? | #NAME? | #NAME? | #NAME? | #NAME? | #NAME? | TRUE | 8.3 | TRUE | TRUE | #NAME? | #NAME? | #NAME? | #NAME? | #NAME? | #NAME? | #NAME? | #NAME? | #NAME? | #NAME? |  |  | 1: 9.6321; 2: 18.5568; 3: 0; 4: 0 | 28.1889 |  | 685.6043 | 1115.4298 | 1154.724 | 19766 | 28.1889 | 685.6043 | 1121.4303 |  | 0 | 2525 | 2525 | 1976-06-27 | #NAME? | #NAME? | #NAME?
1976-06-28 | 1976 | 6 | 180 | 28 | 2 | 6.1 | 4.2847 | 6.8333 | 0 | 0 | 0 | #NAME? | #NAME? | #NAME? | #NAME? | #NAME? | #NAME? | FALSE | 1.9 | TRUE | TRUE | #NAME? | #NAME? | #NAME? | #NAME? | #NAME? | #NAME? | #NAME? | #NAME? | #NAME? | #NAME? |  |  | 1: 0; 2: 0; 3: 6.5115; 4: 6.8163 | 13.3278 |  | 295.4469 | 454.8945 | 468.9634 | 19766 | 13.3278 | 295.4469 | 483.2571 |  | 0 | 2526 | 2526 | 1976-06-28 | #NAME? | #NAME? | #NAME?
1976-06-29 | 1976 | 6 | 181 | 29 | 3 | 8.9 | 5.9494 | 5.8333 | 0 | 0 | 0 | #NAME? | #NAME? | #NAME? | #NAME? | #NAME? | #NAME? | TRUE | 1.1 | TRUE | TRUE | #NAME? | #NAME? | #NAME? | #NAME? | #NAME? | #NAME? | #NAME? | #NAME? | #NAME? | #NAME? |  |  | 1: 0; 2: 0; 3: 0; 4: 0 | 0 |  | 0 | 0 | 0 | 19766 | 0 | 0 | 0 |  | 0 | 2527 | 2527 | 1976-06-29 | #NAME? | #NAME? | #NAME?
1976-06-30 | 1976 | 6 | 182 | 30 | 4 | 11.7 | 4.7834 | 11.6667 | 0 | 0 | 0 | #NAME? | #NAME? | #NAME? | #NAME? | #NAME? | #NAME? | FALSE | 0 | TRUE | TRUE | #NAME? | #NAME? | #NAME? | #NAME? | #NAME? | #NAME? | #NAME? | #NAME? | #NAME? | #NAME? |  |  | 1: 0; 2: 0; 3: 0; 4: 5.6287 | 5.6287 |  | 165.1095 | 254.2163 | 262.0786 | 19766 | 5.6287 | 165.1095 | 270.0666 |  | 0 | 2528 | 2528 | 1976-06-30 | #NAME? | #NAME? | #NAME?
1976-07-01 | 1976 | 7 | 183 | 1 | 5 | 11.7 | 5.2943 | 15.5 | 0 | 0 | 0 | #NAME? | #NAME? | #NAME? | #NAME? | #NAME? | #NAME? | TRUE | 0 | TRUE | TRUE | #NAME? | #NAME? | #NAME? | #NAME? | #NAME? | #NAME? | #NAME? | #NAME? | #NAME? | #NAME? |  |  | 1: 12.4882; 2: 18.9022; 3: 0; 4: 0 | 31.3904 |  | 737.6253 | 1196.6389 | 1238.534 | 19767 | 31.3904 | 737.6253 | 1206.5202 |  | 0 | 2529 | 2529 | 1976-07-01 | #NAME? | #NAME? | #NAME?
1976-07-02 | 1976 | 7 | 184 | 2 | 6 | 7.2 | 5.2127 | 7 | 0 | 0 | 0 | #NAME? | #NAME? | #NAME? | #NAME? | #NAME? | #NAME? | FALSE | 0 | TRUE | TRUE | #NAME? | #NAME? | #NAME? | #NAME? | #NAME? | #NAME? | #NAME? | #NAME? | #NAME? | #NAME? |  |  | 1: 0; 2: 0; 3: 0; 4: 5.5428 | 5.5428 |  | 162.5876 | 250.3333 | 258.0756 | 19767 | 5.5428 | 162.5876 | 265.9416 |  | 0 | 2530 | 2530 | 1976-07-02 | #NAME? | #NAME? | #NAME?
1976-07-03 | 1976 | 7 | 185 | 3 | 7 | 5.6 | 5.4213 | 5.6667 | 0 | 0 | 0 | #NAME? | #NAME? | #NAME? | #NAME? | #NAME? | #NAME? | FALSE | 0 | TRUE | TRUE | #NAME? | #NAME? | #NAME? | #NAME? | #NAME? | #NAME? | #NAME? | #NAME? | #NAME? | #NAME? |  |  | 1: 0; 2: 0; 3: 9.2998; 4: 0 | 9.2998 |  | 136.3975 | 210.0088 | 216.5039 | 19767 | 9.2998 | 136.3975 | 223.1029 |  | 0 | 2531 | 2531 | 1976-07-03 | #NAME? | #NAME? | #NAME?
1976-07-04 | 1976 | 7 | 186 | 4 | 1 | 8.9 | 6.1122 | 5.1667 | 0 | 0 | 0 | #NAME? | #NAME? | #NAME? | #NAME? | #NAME? | #NAME? | TRUE | 0 | TRUE | TRUE | #NAME? | #NAME? | #NAME? | #NAME? | #NAME? | #NAME? | #NAME? | #NAME? | #NAME? | #NAME? |  |  | 1: 6.8629; 2: 9.0458; 3: 0; 4: 0 | 15.9088 |  | 366.0006 | 592.6835 | 613.352 | 19767 | 15.9088 | 366.0006 | 598.6605 |  | 0 | 2532 | 2532 | 1976-07-04 | #NAME? | #NAME? | #NAME?
1976-07-05 | 1976 | 7 | 187 | 5 | 2 | 7.2 | 5.241 | 5.8333 | 0 | 0 | 0 | #NAME? | #NAME? | #NAME? | #NAME? | #NAME? | #NAME? | FALSE | 0 | TRUE | TRUE | #NAME? | #NAME? | #NAME? | #NAME? | #NAME? | #NAME? | #NAME? | #NAME? | #NAME? | #NAME? |  |  | 1: 0; 2: 0; 3: 2.5159; 4: 9.2104 | 11.7263 |  | 307.0724 | 472.7941 | 487.4166 | 19767 | 11.7263 | 307.0724 | 502.2728 |  | 0 | 2533 | 2533 | 1976-07-05 | #NAME? | #NAME? | #NAME?
1976-07-06 | 1976 | 7 | 188 | 6 | 3 | 7.8 | 5.8275 | 9 | 0 | 0 | 0 | #NAME? | #NAME? | #NAME? | #NAME? | #NAME? | #NAME? | TRUE | 0 | TRUE | TRUE | #NAME? | #NAME? | #NAME? | #NAME? | #NAME? | #NAME? | #NAME? | #NAME? | #NAME? | #NAME? |  |  | 1: 7.0995; 2: 8.3867; 3: 0; 4: 0 | 15.4862 |  | 350.136 | 566.1323 | 585.8092 | 19767 | 15.4862 | 350.136 | 572.711 |  | 0 | 2534 | 2534 | 1976-07-06 | #NAME? | #NAME? | #NAME?
1976-07-07 | 1976 | 7 | 189 | 7 | 4 | 10.6 | 6.0287 | 7.8333 | 0 | 0 | 0 | #NAME? | #NAME? | #NAME? | #NAME? | #NAME? | #NAME? | FALSE | 0 | TRUE | TRUE | #NAME? | #NAME? | #NAME? | #NAME? | #NAME? | #NAME? | #NAME? | #NAME? | #NAME? | #NAME? |  |  | 1: 0; 2: 0; 3: 0; 4: 5.4851 | 5.4851 |  | 160.8969 | 247.7301 | 255.3919 | 19767 | 5.4851 | 160.8969 | 263.1761 |  | 0 | 2535 | 2535 | 1976-07-07 | #NAME? | #NAME? | #NAME?
1976-07-08 | 1976 | 7 | 190 | 8 | 5 | 14.4 | 6.3421 | 16.1667 | 0 | 0 | 0 | #NAME? | #NAME? | #NAME? | #NAME? | #NAME? | #NAME? | TRUE | 0 | TRUE | TRUE | #NAME? | #NAME? | #NAME? | #NAME? | #NAME? | #NAME? | #NAME? | #NAME? | #NAME? | #NAME? |  |  | 1: 2.4284; 2: 2.7781; 3: 0; 4: 0 | 5.2065 |  | 117.1068 | 189.2623 | 195.8338 | 19767 | 5.2065 | 117.1068 | 191.5494 |  | 0 | 2536 | 2536 | 1976-07-08 | #NAME? | #NAME? | #NAME?
1976-07-09 | 1976 | 7 | 191 | 9 | 6 | 10.6 | 5.2833 | 9.6667 | 0 | 0 | 0 | #NAME? | #NAME? | #NAME? | #NAME? | #NAME? | #NAME? | FALSE | 0 | TRUE | TRUE | #NAME? | #NAME? | #NAME? | #NAME? | #NAME? | #NAME? | #NAME? | #NAME? | #NAME? | #NAME? |  |  | 1: 0; 2: 0; 3: 0; 4: 6.804 | 6.804 |  | 199.5828 | 307.2941 | 316.798 | 19767 | 6.804 | 199.5828 | 326.4538 |  | 0 | 2537 | 2537 | 1976-07-09 | #NAME? | #NAME? | #NAME?
1976-07-10 | 1976 | 7 | 192 | 10 | 7 | 7.2 | 5.059 | 8.5 | 0 | 0 | 0 | #NAME? | #NAME? | #NAME? | #NAME? | #NAME? | #NAME? | FALSE | 0 | TRUE | TRUE | #NAME? | #NAME? | #NAME? | #NAME? | #NAME? | #NAME? | #NAME? | #NAME? | #NAME? | #NAME? |  |  | 1: 0; 2: 0; 3: 7.0629; 4: 0 | 7.0629 |  | 103.5891 | 159.4944 | 164.4272 | 19767 | 7.0629 | 103.5891 | 169.4388 |  | 0 | 2538 | 2538 | 1976-07-10 | #NAME? | #NAME? | #NAME?
1976-07-11 | 1976 | 7 | 193 | 11 | 1 | 12.2 | 5.8452 | 8 | 0 | 0 | 0 | #NAME? | #NAME? | #NAME? | #NAME? | #NAME? | #NAME? | TRUE | 0 | TRUE | TRUE | #NAME? | #NAME? | #NAME? | #NAME? | #NAME? | #NAME? | #NAME? | #NAME? | #NAME? | #NAME? |  |  | 1: 0; 2: 0; 3: 0; 4: 0 | 0 |  | 0 | 0 | 0 | 19767 | 0 | 0 | 0 |  | 0 | 2539 | 2539 | 1976-07-11 | #NAME? | #NAME? | #NAME?
1976-07-12 | 1976 | 7 | 194 | 12 | 2 | 12.2 | 3.8737 | 17.8333 | 3.8 | 3.8 | 0 | #NAME? | #NAME? | #NAME? | #NAME? | #NAME? | #NAME? | FALSE | 0 | TRUE | TRUE | #NAME? | #NAME? | #NAME? | #NAME? | #NAME? | #NAME? | #NAME? | #NAME? | #NAME? | #NAME? |  |  | 1: 0; 2: 0; 3: 1.5893; 4: 8.9031 | 10.4924 |  | 284.4668 | 437.9886 | 451.5347 | 19767 | 10.4924 | 284.4668 | 465.2972 |  | 0 | 2540 | 2540 | 1976-07-12 | #NAME? | #NAME? | #NAME?
1976-07-13 | 1976 | 7 | 195 | 13 | 3 | 9.4 | 3.9586 | 14.6667 | 10.2 | 10.2 | 3.9 | #NAME? | #NAME? | #NAME? | #NAME? | #NAME? | #NAME? | TRUE | 3.8 | TRUE | TRUE | #NAME? | #NAME? | #NAME? | #NAME? | #NAME? | #NAME? | #NAME? | #NAME? | #NAME? | #NAME? |  |  | 1: 6.7994; 2: 11.1446; 3: 0; 4: 0 | 17.944 |  | 426.6328 | 692.8031 | 717.1105 | 19767 | 17.944 | 426.6328 | 697.8354 |  | 0 | 2541 | 2541 | 1976-07-13 | #NAME? | #NAME? | #NAME?
1976-07-14 | 1976 | 7 | 196 | 14 | 4 | 6.1 | 3.5167 | 5.1667 | 3.9 | 3.9 | 0 | #NAME? | #NAME? | #NAME? | #NAME? | #NAME? | #NAME? | FALSE | 14 | FALSE | TRUE | #NAME? | #NAME? | #NAME? | #NAME? | #NAME? | #NAME? | #NAME? | #NAME? | #NAME? | #NAME? |  |  | 1: 0; 2: 0; 3: 0; 4: 0 | 0 |  | 0 | 0 | 0 | 19767 | 0 | 0 | 0 |  | 0 | 2542 | 2542 | 1976-07-14 | #NAME? | #NAME? | #NAME?
1976-07-15 | 1976 | 7 | 197 | 15 | 5 | 7.8 | 4.7843 | 6.3333 | 0 | 0 | 0 | #NAME? | #NAME? | #NAME? | #NAME? | #NAME? | #NAME? | TRUE | 14.1 | FALSE | TRUE | #NAME? | #NAME? | #NAME? | #NAME? | #NAME? | #NAME? | #NAME? | #NAME? | #NAME? | #NAME? |  |  | 1: 0; 2: 0; 3: 0; 4: 0 | 0 |  | 0 | 0 | 0 | 19767 | 0 | 0 | 0 |  | 0 | 2543 | 2543 | 1976-07-15 | #NAME? | #NAME? | #NAME?
1976-07-16 | 1976 | 7 | 198 | 16 | 6 | 10.6 | 6.3113 | 4.8333 | 0 | 0 | 0 | #NAME? | #NAME? | #NAME? | #NAME? | #NAME? | #NAME? | FALSE | 3.9 | TRUE | TRUE | #NAME? | #NAME? | #NAME? | #NAME? | #NAME? | #NAME? | #NAME? | #NAME? | #NAME? | #NAME? |  |  | 1: 0; 2: 0; 3: 0; 4: 6.8456 | 6.8456 |  | 200.8032 | 309.1732 | 318.7353 | 19767 | 6.8456 | 200.8032 | 328.4502 |  | 0 | 2544 | 2544 | 1976-07-16 | #NAME? | #NAME? | #NAME?
1976-07-17 | 1976 | 7 | 199 | 17 | 7 | 12.8 | 6.0594 | 2.1667 | 0 | 0 | 0 | #NAME? | #NAME? | #NAME? | #NAME? | #NAME? | #NAME? | FALSE | 0 | TRUE | TRUE | #NAME? | #NAME? | #NAME? | #NAME? | #NAME? | #NAME? | #NAME? | #NAME? | #NAME? | #NAME? |  |  | 1: 0; 2: 0; 3: 2.2941; 4: 0 | 2.2941 |  | 33.6462 | 51.8045 | 53.4067 | 19767 | 2.2941 | 33.6462 | 55.0346 |  | 0 | 2545 | 2545 | 1976-07-17 | #NAME? | #NAME? | #NAME?
1976-07-18 | 1976 | 7 | 200 | 18 | 1 | 13.3 | 4.3582 | 10 | 11.4 | 11.4 | 4.8 | #NAME? | #NAME? | #NAME? | #NAME? | #NAME? | #NAME? | TRUE | 0 | TRUE | TRUE | #NAME? | #NAME? | #NAME? | #NAME? | #NAME? | #NAME? | #NAME? | #NAME? | #NAME? | #NAME? |  |  | 1: 3.3071; 2: 5.494; 3: 0; 4: 0 | 8.8011 |  | 209.6616 | 340.522 | 352.4736 | 19767 | 8.8011 | 209.6616 | 342.9397 |  | 0 | 2546 | 2546 | 1976-07-18 | #NAME? | #NAME? | #NAME?
1976-07-19 | 1976 | 7 | 201 | 19 | 2 | 11.7 | 3.4529 | 10.1667 | 1.3 | 1.3 | 0 | #NAME? | #NAME? | #NAME? | #NAME? | #NAME? | #NAME? | FALSE | 11.4 | FALSE | TRUE | #NAME? | #NAME? | #NAME? | #NAME? | #NAME? | #NAME? | #NAME? | #NAME? | #NAME? | #NAME? |  |  | 1: 0; 2: 0; 3: 0; 4: 0 | 0 |  | 0 | 0 | 0 | 19767 | 0 | 0 | 0 |  | 0 | 2547 | 2547 | 1976-07-19 | #NAME? | #NAME? | #NAME?
1976-07-20 | 1976 | 7 | 202 | 20 | 3 | 11.7 | 5.4056 | 6.1667 | 0 | 0 | 0 | #NAME? | #NAME? | #NAME? | #NAME? | #NAME? | #NAME? | TRUE | 12.7 | FALSE | TRUE | #NAME? | #NAME? | #NAME? | #NAME? | #NAME? | #NAME? | #NAME? | #NAME? | #NAME? | #NAME? |  |  | 1: 0; 2: 0; 3: 0; 4: 0 | 0 |  | 0 | 0 | 0 | 19767 | 0 | 0 | 0 |  | 0 | 2548 | 2548 | 1976-07-20 | #NAME? | #NAME? | #NAME?
1976-07-21 | 1976 | 7 | 203 | 21 | 4 | 12.2 | 5.6071 | 3.6667 | 0 | 0 | 0 | #NAME? | #NAME? | #NAME? | #NAME? | #NAME? | #NAME? | FALSE | 1.3 | TRUE | TRUE | #NAME? | #NAME? | #NAME? | #NAME? | #NAME? | #NAME? | #NAME? | #NAME? | #NAME? | #NAME? |  |  | 1: 0; 2: 0; 3: 0; 4: 9.2731 | 9.2731 |  | 272.0103 | 418.8094 | 431.7623 | 19767 | 9.2731 | 272.0103 | 444.9222 |  | 0 | 2549 | 2549 | 1976-07-21 | #NAME? | #NAME? | #NAME?
1976-07-22 | 1976 | 7 | 204 | 22 | 5 | 8.9 | 5.9816 | 10.1667 | 0 | 0 | 0 | #NAME? | #NAME? | #NAME? | #NAME? | #NAME? | #NAME? | TRUE | 0 | TRUE | TRUE | #NAME? | #NAME? | #NAME? | #NAME? | #NAME? | #NAME? | #NAME? | #NAME? | #NAME? | #NAME? |  |  | 1: 16.0471; 2: 27.5372; 3: 0; 4: 0 | 43.5843 |  | 1043.116 | 1694.8321 | 1754.3671 | 19767 | 43.5843 | 1043.116 | 1706.2057 |  | 0 | 2550 | 2550 | 1976-07-22 | #NAME? | #NAME? | #NAME?
1976-07-23 | 1976 | 7 | 205 | 23 | 6 | 12.2 | 6.1524 | 1.8333 | 0 | 0 | 0 | #NAME? | #NAME? | #NAME? | #NAME? | #NAME? | #NAME? | FALSE | 0 | TRUE | TRUE | #NAME? | #NAME? | #NAME? | #NAME? | #NAME? | #NAME? | #NAME? | #NAME? | #NAME? | #NAME? |  |  | 1: 0; 2: 0; 3: 0; 4: 5.5699 | 5.5699 |  | 163.3833 | 251.5583 | 259.3385 | 19767 | 5.5699 | 163.3833 | 267.243 |  | 0 | 2551 | 2551 | 1976-07-23 | #NAME? | #NAME? | #NAME?
1976-07-24 | 1976 | 7 | 206 | 24 | 7 | 12.8 | 5.5554 | 1.3333 | 0 | 0 | 0 | #NAME? | #NAME? | #NAME? | #NAME? | #NAME? | #NAME? | FALSE | 0 | TRUE | TRUE | #NAME? | #NAME? | #NAME? | #NAME? | #NAME? | #NAME? | #NAME? | #NAME? | #NAME? | #NAME? |  |  | 1: 0; 2: 0; 3: 11.7832; 4: 0 | 11.7832 |  | 172.8197 | 266.0874 | 274.3169 | 19767 | 11.7832 | 172.8197 | 282.6779 |  | 0 | 2552 | 2552 | 1976-07-24 | #NAME? | #NAME? | #NAME?
1976-07-25 | 1976 | 7 | 207 | 25 | 1 | 9.4 | 5.323 | 1.3333 | 0 | 0 | 0 | #NAME? | #NAME? | #NAME? | #NAME? | #NAME? | #NAME? | TRUE | 0 | TRUE | TRUE | #NAME? | #NAME? | #NAME? | #NAME? | #NAME? | #NAME? | #NAME? | #NAME? | #NAME? | #NAME? |  |  | 1: 4.6414; 2: 6.0046; 3: 0; 4: 0 | 10.646 |  | 244.208 | 395.3583 | 409.1378 | 19767 | 10.646 | 244.208 | 399.4466 |  | 0 | 2553 | 2553 | 1976-07-25 | #NAME? | #NAME? | #NAME?
1976-07-26 | 1976 | 7 | 208 | 26 | 2 | 7.8 | 6.4629 | 7 | 6.8 | 6.8 | 1.35 | #NAME? | #NAME? | #NAME? | #NAME? | #NAME? | #NAME? | FALSE | 0 | TRUE | TRUE | #NAME? | #NAME? | #NAME? | #NAME? | #NAME? | #NAME? | #NAME? | #NAME? | #NAME? | #NAME? |  |  | 1: 0; 2: 0; 3: 3.5134; 4: 9.3669 | 12.8803 |  | 326.2932 | 502.3879 | 517.9256 | 19767 | 12.8803 | 326.2932 | 533.7117 |  | 0 | 2554 | 2554 | 1976-07-26 | #NAME? | #NAME? | #NAME?
1976-07-27 | 1976 | 7 | 209 | 27 | 3 | 6.7 | 4.5459 | 12.6667 | 10.6 | 10.6 | 4.2 | #NAME? | #NAME? | #NAME? | #NAME? | #NAME? | #NAME? | TRUE | 6.8 | TRUE | TRUE | #NAME? | #NAME? | #NAME? | #NAME? | #NAME? | #NAME? | #NAME? | #NAME? | #NAME? | #NAME? |  |  | 1: 0; 2: 0; 3: 0; 4: 0 | 0 |  | 0 | 0 | 0 | 19767 | 0 | 0 | 0 |  | 0 | 2555 | 2555 | 1976-07-27 | #NAME? | #NAME? | #NAME?
1976-07-28 | 1976 | 7 | 210 | 28 | 4 | 11.1 | 4.89 | 19.6667 | 2.4 | 2.4 | 0 | #NAME? | #NAME? | #NAME? | #NAME? | #NAME? | #NAME? | FALSE | 17.4 | FALSE | TRUE | #NAME? | #NAME? | #NAME? | #NAME? | #NAME? | #NAME? | #NAME? | #NAME? | #NAME? | #NAME? |  |  | 1: 0; 2: 0; 3: 0; 4: 0 | 0 |  | 0 | 0 | 0 | 19767 | 0 | 0 | 0 |  | 0 | 2556 | 2556 | 1976-07-28 | #NAME? | #NAME? | #NAME?
1976-07-29 | 1976 | 7 | 211 | 29 | 5 | 9.4 | 1.4829 | 9 | 14.5 | 14.5 | 7.125 | #NAME? | #NAME? | #NAME? | #NAME? | #NAME? | #NAME? | TRUE | 13 | FALSE | TRUE | #NAME? | #NAME? | #NAME? | #NAME? | #NAME? | #NAME? | #NAME? | #NAME? | #NAME? | #NAME? |  |  | 1: 0; 2: 0; 3: 0; 4: 0 | 0 |  | 0 | 0 | 0 | 19767 | 0 | 0 | 0 |  | 0 | 2557 | 2557 | 1976-07-29 | #NAME? | #NAME? | #NAME?
1976-07-30 | 1976 | 7 | 212 | 30 | 6 | 11.1 | 2.1863 | 6.5 | 3 | 3 | 0 | #NAME? | #NAME? | #NAME? | #NAME? | #NAME? | #NAME? | FALSE | 16.9 | FALSE | TRUE | #NAME? | #NAME? | #NAME? | #NAME? | #NAME? | #NAME? | #NAME? | #NAME? | #NAME? | #NAME? |  |  | 1: 0; 2: 0; 3: 0; 4: 0 | 0 |  | 0 | 0 | 0 | 19767 | 0 | 0 | 0 |  | 0 | 2558 | 2558 | 1976-07-30 | #NAME? | #NAME? | #NAME?
1976-07-31 | 1976 | 7 | 213 | 31 | 7 | 11.7 | 2.4961 | 14.1667 | 1.8 | 1.8 | 0 | #NAME? | #NAME? | #NAME? | #NAME? | #NAME? | #NAME? | FALSE | 17.5 | FALSE | TRUE | #NAME? | #NAME? | #NAME? | #NAME? | #NAME? | #NAME? | #NAME? | #NAME? | #NAME? | #NAME? |  |  | 1: 0; 2: 0; 3: 0; 4: 0 | 0 |  | 0 | 0 | 0 | 19767 | 0 | 0 | 0 |  | 0 | 2559 | 2559 | 1976-07-31 | #NAME? | #NAME? | #NAME?
1976-08-01 | 1976 | 8 | 214 | 1 | 1 | 11.7 | 3.1869 | 9.6667 | 0 | 0 | 0 | #NAME? | #NAME? | #NAME? | #NAME? | #NAME? | #NAME? | TRUE | 4.8 | TRUE | TRUE | #NAME? | #NAME? | #NAME? | #NAME? | #NAME? | #NAME? | #NAME? | #NAME? | #NAME? | #NAME? |  |  | 1: 0; 2: 0; 3: 0; 4: 0 | 0 |  | 0 | 0 | 0 | 19768 | 0 | 0 | 0 |  | 0 | 2560 | 2560 | 1976-08-01 | #NAME? | #NAME? | #NAME?
1976-08-02 | 1976 | 8 | 215 | 2 | 2 | 15 | 4.3563 | 12.8333 | 0 | 0 | 0 | #NAME? | #NAME? | #NAME? | #NAME? | #NAME? | #NAME? | FALSE | 1.8 | TRUE | TRUE | #NAME? | #NAME? | #NAME? | #NAME? | #NAME? | #NAME? | #NAME? | #NAME? | #NAME? | #NAME? |  |  | 1: 0; 2: 0; 3: 4.3537; 4: 6.6081 | 10.9618 |  | 257.6928 | 396.7651 | 409.0362 | 19768 | 10.9618 | 257.6928 | 421.5034 |  | 0 | 2561 | 2561 | 1976-08-02 | #NAME? | #NAME? | #NAME?
1976-08-03 | 1976 | 8 | 216 | 3 | 3 | 16.7 | 3.4246 | 6.8333 | 1.3 | 1.3 | 0 | #NAME? | #NAME? | #NAME? | #NAME? | #NAME? | #NAME? | TRUE | 0 | TRUE | TRUE | #NAME? | #NAME? | #NAME? | #NAME? | #NAME? | #NAME? | #NAME? | #NAME? | #NAME? | #NAME? |  |  | 1: 2.9484; 2: 4.1566; 3: 0; 4: 0 | 7.105 |  | 165.1702 | 267.7083 | 277.0623 | 19768 | 7.105 | 165.1702 | 270.1659 |  | 0 | 2562 | 2562 | 1976-08-03 | #NAME? | #NAME? | #NAME?
1976-08-04 | 1976 | 8 | 217 | 4 | 4 | 15 | 2.0122 | 11 | 17.5 | 17.5 | 9.375 | #NAME? | #NAME? | #NAME? | #NAME? | #NAME? | #NAME? | FALSE | 1.3 | TRUE | TRUE | #NAME? | #NAME? | #NAME? | #NAME? | #NAME? | #NAME? | #NAME? | #NAME? | #NAME? | #NAME? |  |  | 1: 0; 2: 0; 3: 0; 4: 4.2795 | 4.2795 |  | 125.5322 | 193.2797 | 199.2574 | 19768 | 4.2795 | 125.5322 | 205.3307 |  | 0 | 2563 | 2563 | 1976-08-04 | #NAME? | #NAME? | #NAME?
1976-08-05 | 1976 | 8 | 218 | 5 | 5 | 14.4 | 2.6034 | 12.5 | 7.7 | 7.7 | 2.025 | #NAME? | #NAME? | #NAME? | #NAME? | #NAME? | #NAME? | TRUE | 18.8 | FALSE | TRUE | #NAME? | #NAME? | #NAME? | #NAME? | #NAME? | #NAME? | #NAME? | #NAME? | #NAME? | #NAME? |  |  | 1: 0; 2: 0; 3: 0; 4: 0 | 0 |  | 0 | 0 | 0 | 19768 | 0 | 0 | 0 |  | 0 | 2564 | 2564 | 1976-08-05 | #NAME? | #NAME? | #NAME?
1976-08-06 | 1976 | 8 | 219 | 6 | 6 | 13.3 | 3.3519 | 3 | 0 | 0 | 0 | #NAME? | #NAME? | #NAME? | #NAME? | #NAME? | #NAME? | FALSE | 25.2 | FALSE | TRUE | #NAME? | #NAME? | #NAME? | #NAME? | #NAME? | #NAME? | #NAME? | #NAME? | #NAME? | #NAME? |  |  | 1: 0; 2: 0; 3: 0; 4: 0 | 0 |  | 0 | 0 | 0 | 19768 | 0 | 0 | 0 |  | 0 | 2565 | 2565 | 1976-08-06 | #NAME? | #NAME? | #NAME?
1976-08-07 | 1976 | 8 | 220 | 7 | 7 | 13.9 | 3.0326 | 7.1667 | 0 | 0 | 0 | #NAME? | #NAME? | #NAME? | #NAME? | #NAME? | #NAME? | FALSE | 7.7 | TRUE | TRUE | #NAME? | #NAME? | #NAME? | #NAME? | #NAME? | #NAME? | #NAME? | #NAME? | #NAME? | #NAME? |  |  | 1: 0; 2: 0; 3: 1.9086; 4: 0 | 1.9086 |  | 27.993 | 43.1004 | 44.4334 | 19768 | 1.9086 | 27.993 | 45.7877 |  | 0 | 2566 | 2566 | 1976-08-07 | #NAME? | #NAME? | #NAME?
1976-08-08 | 1976 | 8 | 221 | 8 | 1 | 10.6 | 2.687 | 8.8333 | 18.6 | 18.6 | 10.2 | #NAME? | #NAME? | #NAME? | #NAME? | #NAME? | #NAME? | TRUE | 0 | TRUE | TRUE | #NAME? | #NAME? | #NAME? | #NAME? | #NAME? | #NAME? | #NAME? | #NAME? | #NAME? | #NAME? |  |  | 1: 5.0899; 2: 9.18; 3: 0; 4: 0 | 14.2698 |  | 343.9308 | 559.1354 | 578.8009 | 19768 | 14.2698 | 343.9308 | 562.5613 |  | 0 | 2567 | 2567 | 1976-08-08 | #NAME? | #NAME? | #NAME?
1976-08-09 | 1976 | 8 | 222 | 9 | 2 | 11.7 | 3.033 | 9.6667 | 24 | 24 | 14.25 | #NAME? | #NAME? | #NAME? | #NAME? | #NAME? | #NAME? | FALSE | 18.6 | FALSE | TRUE | #NAME? | #NAME? | #NAME? | #NAME? | #NAME? | #NAME? | #NAME? | #NAME? | #NAME? | #NAME? |  |  | 1: 0; 2: 0; 3: 0; 4: 0 | 0 |  | 0 | 0 | 0 | 19768 | 0 | 0 | 0 |  | 0 | 2568 | 2568 | 1976-08-09 | #NAME? | #NAME? | #NAME?
1976-08-10 | 1976 | 8 | 223 | 10 | 3 | 13.3 | 3.6641 | 16 | 0 | 0 | 0 | #NAME? | #NAME? | #NAME? | #NAME? | #NAME? | #NAME? | TRUE | 42.6 | FALSE | TRUE | #NAME? | #NAME? | #NAME? | #NAME? | #NAME? | #NAME? | #NAME? | #NAME? | #NAME? | #NAME? |  |  | 1: 0; 2: 0; 3: 0; 4: 0 | 0 |  | 0 | 0 | 0 | 19768 | 0 | 0 | 0 |  | 0 | 2569 | 2569 | 1976-08-10 | #NAME? | #NAME? | #NAME?
1976-08-11 | 1976 | 8 | 224 | 11 | 4 | 12.2 | 3.4554 | 3.5 | 2.3 | 2.3 | 0 | #NAME? | #NAME? | #NAME? | #NAME? | #NAME? | #NAME? | FALSE | 24 | FALSE | TRUE | #NAME? | #NAME? | #NAME? | #NAME? | #NAME? | #NAME? | #NAME? | #NAME? | #NAME? | #NAME? |  |  | 1: 0; 2: 0; 3: 0; 4: 0 | 0 |  | 0 | 0 | 0 | 19768 | 0 | 0 | 0 |  | 0 | 2570 | 2570 | 1976-08-11 | #NAME? | #NAME? | #NAME?
1976-08-12 | 1976 | 8 | 225 | 12 | 5 | 12.8 | 4.0745 | 4 | 3.3 | 3.3 | 0 | #NAME? | #NAME? | #NAME? | #NAME? | #NAME? | #NAME? | TRUE | 2.3 | TRUE | TRUE | #NAME? | #NAME? | #NAME? | #NAME? | #NAME? | #NAME? | #NAME? | #NAME? | #NAME? | #NAME? |  |  | 1: 6.7134; 2: 9.4398; 3: 0; 4: 0 | 16.1531 |  | 375.362 | 608.3668 | 629.6221 | 19768 | 16.1531 | 375.362 | 613.9727 |  | 0 | 2571 | 2571 | 1976-08-12 | #NAME? | #NAME? | #NAME?
1976-08-13 | 1976 | 8 | 226 | 13 | 6 | 10.6 | 4.081 | 5.1667 | 0 | 0 | 0 | #NAME? | #NAME? | #NAME? | #NAME? | #NAME? | #NAME? | FALSE | 5.6 | TRUE | TRUE | #NAME? | #NAME? | #NAME? | #NAME? | #NAME? | #NAME? | #NAME? | #NAME? | #NAME? | #NAME? |  |  | 1: 0; 2: 0; 3: 0; 4: 8.0469 | 8.0469 |  | 236.0417 | 363.4294 | 374.6694 | 19768 | 8.0469 | 236.0417 | 386.0891 |  | 0 | 2572 | 2572 | 1976-08-13 | #NAME? | #NAME? | #NAME?
1976-08-14 | 1976 | 8 | 227 | 14 | 7 | 9.4 | 3.6694 | 0 | 1.8 | 1.8 | 0 | #NAME? | #NAME? | #NAME? | #NAME? | #NAME? | #NAME? | FALSE | 3.3 | TRUE | TRUE | #NAME? | #NAME? | #NAME? | #NAME? | #NAME? | #NAME? | #NAME? | #NAME? | #NAME? | #NAME? |  |  | 1: 0; 2: 0; 3: 8.2149; 4: 0 | 8.2149 |  | 120.4855 | 185.5094 | 191.2468 | 19768 | 8.2149 | 120.4855 | 197.0759 |  | 0 | 2573 | 2573 | 1976-08-14 | #NAME? | #NAME? | #NAME?
1976-08-15 | 1976 | 8 | 228 | 15 | 1 | 10.6 | 3.0396 | 5 | 6.7 | 6.7 | 1.275 | #NAME? | #NAME? | #NAME? | #NAME? | #NAME? | #NAME? | TRUE | 1.8 | TRUE | TRUE | #NAME? | #NAME? | #NAME? | #NAME? | #NAME? | #NAME? | #NAME? | #NAME? | #NAME? | #NAME? |  |  | 1: 9.9558; 2: 12.2413; 3: 0; 4: 0 | 22.197 |  | 505.0951 | 817.1451 | 845.5816 | 19768 | 22.197 | 505.0951 | 826.1748 |  | 0 | 2574 | 2574 | 1976-08-15 | #NAME? | #NAME? | #NAME?
1976-08-16 | 1976 | 8 | 229 | 16 | 2 | 11.1 | 2.3261 | 2.1667 | 5.1 | 5.1 | 0.075 | #NAME? | #NAME? | #NAME? | #NAME? | #NAME? | #NAME? | FALSE | 8.5 | TRUE | TRUE | #NAME? | #NAME? | #NAME? | #NAME? | #NAME? | #NAME? | #NAME? | #NAME? | #NAME? | #NAME? |  |  | 1: 0; 2: 0; 3: 3.3248; 4: 4.695 | 8.0198 |  | 186.4825 | 287.1238 | 296.004 | 19768 | 8.0198 | 186.4825 | 305.026 |  | 0 | 2575 | 2575 | 1976-08-16 | #NAME? | #NAME? | #NAME?
1976-08-17 | 1976 | 8 | 230 | 17 | 3 | 7.8 | 4.4693 | 3.1667 | 0 | 0 | 0 | #NAME? | #NAME? | #NAME? | #NAME? | #NAME? | #NAME? | TRUE | 11.8 | FALSE | TRUE | #NAME? | #NAME? | #NAME? | #NAME? | #NAME? | #NAME? | #NAME? | #NAME? | #NAME? | #NAME? |  |  | 1: 0; 2: 0; 3: 0; 4: 0 | 0 |  | 0 | 0 | 0 | 19768 | 0 | 0 | 0 |  | 0 | 2576 | 2576 | 1976-08-17 | #NAME? | #NAME? | #NAME?
1976-08-18 | 1976 | 8 | 231 | 18 | 4 | 6.7 | 4.1378 | 1.8333 | 0 | 0 | 0 | #NAME? | #NAME? | #NAME? | #NAME? | #NAME? | #NAME? | FALSE | 5.1 | TRUE | TRUE | #NAME? | #NAME? | #NAME? | #NAME? | #NAME? | #NAME? | #NAME? | #NAME? | #NAME? | #NAME? |  |  | 1: 0; 2: 0; 3: 0; 4: 4.7381 | 4.7381 |  | 138.9853 | 213.9932 | 220.6115 | 19768 | 4.7381 | 138.9853 | 227.3356 |  | 0 | 2577 | 2577 | 1976-08-18 | #NAME? | #NAME? | #NAME?
1976-08-19 | 1976 | 8 | 232 | 19 | 5 | 11.7 | 4.3252 | 23.8333 | 0 | 0 | 0 | #NAME? | #NAME? | #NAME? | #NAME? | #NAME? | #NAME? | TRUE | 0 | TRUE | TRUE | #NAME? | #NAME? | #NAME? | #NAME? | #NAME? | #NAME? | #NAME? | #NAME? | #NAME? | #NAME? |  |  | 1: 2.1973; 2: 2.8789; 3: 0; 4: 0 | 5.0761 |  | 116.673 | 188.9193 | 195.5062 | 19768 | 5.0761 | 116.673 | 190.8399 |  | 0 | 2578 | 2578 | 1976-08-19 | #NAME? | #NAME? | #NAME?
1976-08-20 | 1976 | 8 | 233 | 20 | 6 | 9.4 | 4.484 | 10.1667 | 0 | 0 | 0 | #NAME? | #NAME? | #NAME? | #NAME? | #NAME? | #NAME? | FALSE | 0 | TRUE | TRUE | #NAME? | #NAME? | #NAME? | #NAME? | #NAME? | #NAME? | #NAME? | #NAME? | #NAME? | #NAME? |  |  | 1: 0; 2: 0; 3: 0; 4: 4.6589 | 4.6589 |  | 136.6603 | 210.4135 | 216.9211 | 19768 | 4.6589 | 136.6603 | 223.5328 |  | 0 | 2579 | 2579 | 1976-08-20 | #NAME? | #NAME? | #NAME?
1976-08-21 | 1976 | 8 | 234 | 21 | 7 | 7.8 | 4.0549 | 5.1667 | 0 | 0 | 0 | #NAME? | #NAME? | #NAME? | #NAME? | #NAME? | #NAME? | FALSE | 0 | TRUE | TRUE | #NAME? | #NAME? | #NAME? | #NAME? | #NAME? | #NAME? | #NAME? | #NAME? | #NAME? | #NAME? |  |  | 1: 0; 2: 0; 3: 10.9524; 4: 0 | 10.9524 |  | 160.6348 | 247.3266 | 254.9759 | 19768 | 10.9524 | 160.6348 | 262.7474 |  | 0 | 2580 | 2580 | 1976-08-21 | #NAME? | #NAME? | #NAME?
1976-08-22 | 1976 | 8 | 235 | 22 | 1 | 5 | 5.2082 | 3.5 | 0 | 0 | 0 | #NAME? | #NAME? | #NAME? | #NAME? | #NAME? | #NAME? | TRUE | 0 | TRUE | TRUE | #NAME? | #NAME? | #NAME? | #NAME? | #NAME? | #NAME? | #NAME? | #NAME? | #NAME? | #NAME? |  |  | 1: 0; 2: 0; 3: 0; 4: 0 | 0 |  | 0 | 0 | 0 | 19768 | 0 | 0 | 0 |  | 0 | 2581 | 2581 | 1976-08-22 | #NAME? | #NAME? | #NAME?
1976-08-23 | 1976 | 8 | 236 | 23 | 2 | 11.7 | 2.7216 | 14.5 | 2.8 | 2.8 | 0 | #NAME? | #NAME? | #NAME? | #NAME? | #NAME? | #NAME? | FALSE | 0 | TRUE | TRUE | #NAME? | #NAME? | #NAME? | #NAME? | #NAME? | #NAME? | #NAME? | #NAME? | #NAME? | #NAME? |  |  | 1: 0; 2: 0; 3: 3.4755; 4: 7.5609 | 11.0364 |  | 272.7599 | 419.9637 | 432.9523 | 19768 | 11.0364 | 272.7599 | 446.1484 |  | 0 | 2582 | 2582 | 1976-08-23 | #NAME? | #NAME? | #NAME?
1976-08-24 | 1976 | 8 | 237 | 24 | 3 | 10 | 3.7171 | 6.8333 | 0.8 | 0.8 | 0 | #NAME? | #NAME? | #NAME? | #NAME? | #NAME? | #NAME? | TRUE | 2.8 | TRUE | TRUE | #NAME? | #NAME? | #NAME? | #NAME? | #NAME? | #NAME? | #NAME? | #NAME? | #NAME? | #NAME? |  |  | 1: 13.2865; 2: 20.469; 3: 0; 4: 0 | 33.7555 |  | 795.2931 | 1290.4795 | 1335.6818 | 19768 | 33.7555 | 795.2931 | 1300.8463 |  | 0 | 2583 | 2583 | 1976-08-24 | #NAME? | #NAME? | #NAME?
1976-08-25 | 1976 | 8 | 238 | 25 | 4 | 10.6 | 3.427 | 7.1667 | 1 | 1 | 0 | #NAME? | #NAME? | #NAME? | #NAME? | #NAME? | #NAME? | FALSE | 3.6 | TRUE | TRUE | #NAME? | #NAME? | #NAME? | #NAME? | #NAME? | #NAME? | #NAME? | #NAME? | #NAME? | #NAME? |  |  | 1: 0; 2: 0; 3: 3.515; 4: 4.3244 | 7.8394 |  | 178.403 | 274.684 | 283.1793 | 19768 | 7.8394 | 178.403 | 291.8105 |  | 0 | 2584 | 2584 | 1976-08-25 | #NAME? | #NAME? | #NAME?
1976-08-26 | 1976 | 8 | 239 | 26 | 5 | 8.3 | 3.6471 | 10 | 0 | 0 | 0 | #NAME? | #NAME? | #NAME? | #NAME? | #NAME? | #NAME? | TRUE | 1.8 | TRUE | TRUE | #NAME? | #NAME? | #NAME? | #NAME? | #NAME? | #NAME? | #NAME? | #NAME? | #NAME? | #NAME? |  |  | 1: 1.1915; 2: 1.843; 3: 0; 4: 0 | 3.0345 |  | 71.5363 | 116.0839 | 120.1505 | 19768 | 3.0345 | 71.5363 | 117.0106 |  | 0 | 2585 | 2585 | 1976-08-26 | #NAME? | #NAME? | #NAME?
1976-08-27 | 1976 | 8 | 240 | 27 | 6 | 3.9 | 4.0703 | 12.6667 | 0 | 0 | 0 | #NAME? | #NAME? | #NAME? | #NAME? | #NAME? | #NAME? | FALSE | 1 | TRUE | TRUE | #NAME? | #NAME? | #NAME? | #NAME? | #NAME? | #NAME? | #NAME? | #NAME? | #NAME? | #NAME? |  |  | 1: 0; 2: 0; 3: 0; 4: 4.2859 | 4.2859 |  | 125.7202 | 193.5692 | 199.5558 | 19768 | 4.2859 | 125.7202 | 205.6382 |  | 0 | 2586 | 2586 | 1976-08-27 | #NAME? | #NAME? | #NAME?
1976-08-28 | 1976 | 8 | 241 | 28 | 7 | 8.9 | 3.7233 | 4 | 0 | 0 | 0 | #NAME? | #NAME? | #NAME? | #NAME? | #NAME? | #NAME? | FALSE | 0 | TRUE | TRUE | #NAME? | #NAME? | #NAME? | #NAME? | #NAME? | #NAME? | #NAME? | #NAME? | #NAME? | #NAME? |  |  | 1: 0; 2: 0; 3: 6.7782; 4: 0 | 6.7782 |  | 99.4135 | 153.0653 | 157.7992 | 19768 | 6.7782 | 99.4135 | 162.6089 |  | 0 | 2587 | 2587 | 1976-08-28 | #NAME? | #NAME? | #NAME?
1976-08-29 | 1976 | 8 | 242 | 29 | 1 | 9.4 | 3.9646 | 5.3333 | 0 | 0 | 0 | #NAME? | #NAME? | #NAME? | #NAME? | #NAME? | #NAME? | TRUE | 0 | TRUE | TRUE | #NAME? | #NAME? | #NAME? | #NAME? | #NAME? | #NAME? | #NAME? | #NAME? | #NAME? | #NAME? |  |  | 1: 2.5549; 2: 3.0761; 3: 0; 4: 0 | 5.631 |  | 127.7035 | 206.5384 | 213.7213 | 19768 | 5.631 | 127.7035 | 208.8823 |  | 0 | 2588 | 2588 | 1976-08-29 | #NAME? | #NAME? | #NAME?
1976-08-30 | 1976 | 8 | 243 | 30 | 2 | 6.7 | 3.9691 | 10.6667 | 0 | 0 | 0 | #NAME? | #NAME? | #NAME? | #NAME? | #NAME? | #NAME? | FALSE | 0 | TRUE | TRUE | #NAME? | #NAME? | #NAME? | #NAME? | #NAME? | #NAME? | #NAME? | #NAME? | #NAME? | #NAME? |  |  | 1: 0; 2: 0; 3: 4.3307; 4: 6.5083 | 10.839 |  | 254.4269 | 391.7367 | 403.8523 | 19768 | 10.839 | 254.4269 | 416.1615 |  | 0 | 2589 | 2589 | 1976-08-30 | #NAME? | #NAME? | #NAME?
1976-08-31 | 1976 | 8 | 244 | 31 | 3 | 10.6 | 4.4216 | 3.8333 | 0 | 0 | 0 | #NAME? | #NAME? | #NAME? | #NAME? | #NAME? | #NAME? | TRUE | 0 | TRUE | TRUE | #NAME? | #NAME? | #NAME? | #NAME? | #NAME? | #NAME? | #NAME? | #NAME? | #NAME? | #NAME? |  |  | 1: 5.6444; 2: 7.1432; 3: 0; 4: 0 | 12.7876 |  | 292.3176 | 473.1019 | 489.5802 | 19768 | 12.7876 | 292.3176 | 478.1386 |  | 0 | 2590 | 2590 | 1976-08-31 | #NAME? | #NAME? | #NAME?
1976-09-01 | 1976 | 9 | 245 | 1 | 4 | 8.9 | 4.5058 | 5.6667 | 0 | 0 | 0 | #NAME? | #NAME? | #NAME? | #NAME? | #NAME? | #NAME? | FALSE | 0 | TRUE | TRUE | #NAME? | #NAME? | #NAME? | #NAME? | #NAME? | #NAME? | #NAME? | #NAME? | #NAME? | #NAME? |  |  | 1: 0; 2: 0; 3: 0; 4: 4.7119 | 4.7119 |  | 138.2152 | 212.8076 | 219.3892 | 19769 | 4.7119 | 138.2152 | 226.0761 |  | 0 | 2591 | 2591 | 1976-09-01 | #NAME? | #NAME? | #NAME?
1976-09-02 | 1976 | 9 | 246 | 2 | 5 | 8.3 | 2.864 | 23.8333 | 5.6 | 5.6 | 0.45 | #NAME? | #NAME? | #NAME? | #NAME? | #NAME? | #NAME? | TRUE | 0 | TRUE | TRUE | #NAME? | #NAME? | #NAME? | #NAME? | #NAME? | #NAME? | #NAME? | #NAME? | #NAME? | #NAME? |  |  | 1: 13.0203; 2: 16.9639; 3: 0; 4: 0 | 29.9842 |  | 688.5714 | 1114.8635 | 1153.7284 | 19769 | 29.9842 | 688.5714 | 1126.2837 |  | 0 | 2592 | 2592 | 1976-09-02 | #NAME? | #NAME? | #NAME?
1976-09-03 | 1976 | 9 | 247 | 3 | 6 | 5.6 | 3.6236 | 2.6667 | 0 | 0 | 0 | #NAME? | #NAME? | #NAME? | #NAME? | #NAME? | #NAME? | FALSE | 5.6 | TRUE | TRUE | #NAME? | #NAME? | #NAME? | #NAME? | #NAME? | #NAME? | #NAME? | #NAME? | #NAME? | #NAME? |  |  | 1: 0; 2: 0; 3: 0; 4: 3.6034 | 3.6034 |  | 105.6989 | 162.7427 | 167.776 | 19769 | 3.6034 | 105.6989 | 172.8897 |  | 0 | 2593 | 2593 | 1976-09-03 | #NAME? | #NAME? | #NAME?
1976-09-04 | 1976 | 9 | 248 | 4 | 7 | 11.7 | 4.1637 | 6.6667 | 0 | 0 | 0 | #NAME? | #NAME? | #NAME? | #NAME? | #NAME? | #NAME? | FALSE | 5.6 | TRUE | TRUE | #NAME? | #NAME? | #NAME? | #NAME? | #NAME? | #NAME? | #NAME? | #NAME? | #NAME? | #NAME? |  |  | 1: 0; 2: 0; 3: 8.2147; 4: 0 | 8.2147 |  | 120.4819 | 185.5038 | 191.241 | 19769 | 8.2147 | 120.4819 | 197.07 |  | 0 | 2594 | 2594 | 1976-09-04 | #NAME? | #NAME? | #NAME?
1976-09-05 | 1976 | 9 | 249 | 5 | 1 | 7.8 | 3.9217 | 3.3333 | 0 | 0 | 0 | #NAME? | #NAME? | #NAME? | #NAME? | #NAME? | #NAME? | TRUE | 0 | TRUE | TRUE | #NAME? | #NAME? | #NAME? | #NAME? | #NAME? | #NAME? | #NAME? | #NAME? | #NAME? | #NAME? |  |  | 1: 0; 2: 0; 3: 0; 4: 0 | 0 |  | 0 | 0 | 0 | 19769 | 0 | 0 | 0 |  | 0 | 2595 | 2595 | 1976-09-05 | #NAME? | #NAME? | #NAME?
1976-09-06 | 1976 | 9 | 250 | 6 | 2 | 5.6 | 1.7713 | 15.8333 | 10.8 | 10.8 | 4.35 | #NAME? | #NAME? | #NAME? | #NAME? | #NAME? | #NAME? | FALSE | 0 | TRUE | TRUE | #NAME? | #NAME? | #NAME? | #NAME? | #NAME? | #NAME? | #NAME? | #NAME? | #NAME? | #NAME? |  |  | 1: 0; 2: 0; 3: 0; 4: 6.7269 | 6.7269 |  | 197.3238 | 303.816 | 313.2123 | 19769 | 6.7269 | 197.3238 | 322.7589 |  | 0 | 2596 | 2596 | 1976-09-06 | #NAME? | #NAME? | #NAME?
1976-09-07 | 1976 | 9 | 251 | 7 | 3 | 3.3 | 2.2691 | 19.5 | 3.6 | 3.6 | 0 | #NAME? | #NAME? | #NAME? | #NAME? | #NAME? | #NAME? | TRUE | 10.8 | FALSE | FALSE | #NAME? | #NAME? | #NAME? | #NAME? | #NAME? | #NAME? | #NAME? | #NAME? | #NAME? | #NAME? |  |  | 1: 0; 2: 0; 3: 0; 4: 0 | 0 |  | 0 | 0 | 0 | 19769 | 0 | 0 | 0 |  | 0 | 2597 | 2597 | 1976-09-07 | #NAME? | #NAME? | #NAME?
1976-09-08 | 1976 | 9 | 252 | 8 | 4 | 0.6 | 2.608 | 3 | 0 | 0 | 0 | #NAME? | #NAME? | #NAME? | #NAME? | #NAME? | #NAME? | FALSE | 14.4 | FALSE | TRUE | #NAME? | #NAME? | #NAME? | #NAME? | #NAME? | #NAME? | #NAME? | #NAME? | #NAME? | #NAME? |  |  | 1: 0; 2: 0; 3: 0; 4: 0 | 0 |  | 0 | 0 | 0 | 19769 | 0 | 0 | 0 |  | 0 | 2598 | 2598 | 1976-09-08 | #NAME? | #NAME? | #NAME?
1976-09-09 | 1976 | 9 | 253 | 9 | 5 | 7.2 | 4.1575 | 6 | 0 | 0 | 0 | #NAME? | #NAME? | #NAME? | #NAME? | #NAME? | #NAME? | TRUE | 3.6 | TRUE | TRUE | #NAME? | #NAME? | #NAME? | #NAME? | #NAME? | #NAME? | #NAME? | #NAME? | #NAME? | #NAME? |  |  | 1: 4.6714; 2: 6.1265; 3: 0; 4: 0 | 10.7978 |  | 248.223 | 401.9329 | 415.9473 | 19769 | 10.7978 | 248.223 | 406.0138 |  | 0 | 2599 | 2599 | 1976-09-09 | #NAME? | #NAME? | #NAME?
1976-09-10 | 1976 | 9 | 254 | 10 | 6 | 10 | 3.9648 | 14.1667 | 0 | 0 | 0 | #NAME? | #NAME? | #NAME? | #NAME? | #NAME? | #NAME? | FALSE | 0 | TRUE | TRUE | #NAME? | #NAME? | #NAME? | #NAME? | #NAME? | #NAME? | #NAME? | #NAME? | #NAME? | #NAME? |  |  | 1: 0; 2: 0; 3: 0; 4: 7.249 | 7.249 |  | 212.6378 | 327.3948 | 337.5204 | 19769 | 7.249 | 212.6378 | 347.8078 |  | 0 | 2600 | 2600 | 1976-09-10 | #NAME? | #NAME? | #NAME?
1976-09-11 | 1976 | 9 | 255 | 11 | 7 | 4.4 | 2.5994 | 14.6667 | 0 | 0 | 0 | #NAME? | #NAME? | #NAME? | #NAME? | #NAME? | #NAME? | FALSE | 0 | TRUE | TRUE | #NAME? | #NAME? | #NAME? | #NAME? | #NAME? | #NAME? | #NAME? | #NAME? | #NAME? | #NAME? |  |  | 1: 0; 2: 0; 3: 5.8907; 4: 0 | 5.8907 |  | 86.3972 | 133.0242 | 137.1384 | 19769 | 5.8907 | 86.3972 | 141.3183 |  | 0 | 2601 | 2601 | 1976-09-11 | #NAME? | #NAME? | #NAME?
1976-09-12 | 1976 | 9 | 256 | 12 | 1 | 6.1 | 1.0472 | 8.3333 | 9.4 | 9.4 | 3.3 | #NAME? | #NAME? | #NAME? | #NAME? | #NAME? | #NAME? | TRUE | 0 | TRUE | TRUE | #NAME? | #NAME? | #NAME? | #NAME? | #NAME? | #NAME? | #NAME? | #NAME? | #NAME? | #NAME? |  |  | 1: 8.081; 2: 10.017; 3: 0; 4: 0 | 18.098 |  | 412.3531 | 667.182 | 690.4055 | 19769 | 18.098 | 412.3531 | 674.4784 |  | 0 | 2602 | 2602 | 1976-09-12 | #NAME? | #NAME? | #NAME?
1976-09-13 | 1976 | 9 | 257 | 13 | 2 | 3.9 | 2.7469 | 7.5 | 0 | 0 | 0 | #NAME? | #NAME? | #NAME? | #NAME? | #NAME? | #NAME? | FALSE | 9.4 | TRUE | TRUE | #NAME? | #NAME? | #NAME? | #NAME? | #NAME? | #NAME? | #NAME? | #NAME? | #NAME? | #NAME? |  |  | 1: 0; 2: 0; 3: 1.1712; 4: 2.28 | 3.4512 |  | 84.0576 | 129.422 | 133.4248 | 19769 | 3.4512 | 84.0576 | 137.4915 |  | 0 | 2603 | 2603 | 1976-09-13 | #NAME? | #NAME? | #NAME?
1976-09-14 | 1976 | 9 | 258 | 14 | 3 | 7.2 | 3.7419 | 8.6667 | 0 | 0 | 0 | #NAME? | #NAME? | #NAME? | #NAME? | #NAME? | #NAME? | TRUE | 9.4 | TRUE | TRUE | #NAME? | #NAME? | #NAME? | #NAME? | #NAME? | #NAME? | #NAME? | #NAME? | #NAME? | #NAME? |  |  | 1: 1.0662; 2: 1.7478; 3: 0; 4: 0 | 2.8139 |  | 66.9048 | 108.6459 | 112.4579 | 19769 | 2.8139 | 66.9048 | 109.4349 |  | 0 | 2604 | 2604 | 1976-09-14 | #NAME? | #NAME? | #NAME?
1976-09-15 | 1976 | 9 | 259 | 15 | 4 | 6.1 | 2.6167 | 10.8333 | 0 | 0 | 0 | #NAME? | #NAME? | #NAME? | #NAME? | #NAME? | #NAME? | FALSE | 0 | TRUE | TRUE | #NAME? | #NAME? | #NAME? | #NAME? | #NAME? | #NAME? | #NAME? | #NAME? | #NAME? | #NAME? |  |  | 1: 0; 2: 0; 3: 5.3256; 4: 4.338 | 9.6637 |  | 205.3581 | 316.1862 | 325.9652 | 19769 | 9.6637 | 205.3581 | 335.9004 |  | 0 | 2605 | 2605 | 1976-09-15 | #NAME? | #NAME? | #NAME?
1976-09-16 | 1976 | 9 | 260 | 16 | 5 | 5 | 3.3397 | 0 | 0 | 0 | 0 | #NAME? | #NAME? | #NAME? | #NAME? | #NAME? | #NAME? | TRUE | 0 | TRUE | TRUE | #NAME? | #NAME? | #NAME? | #NAME? | #NAME? | #NAME? | #NAME? | #NAME? | #NAME? | #NAME? |  |  | 1: 8.7156; 2: 11.442; 3: 0; 4: 0 | 20.1577 |  | 463.4619 | 750.4669 | 776.6346 | 19769 | 20.1577 | 463.4619 | 758.0761 |  | 0 | 2606 | 2606 | 1976-09-16 | #NAME? | #NAME? | #NAME?
1976-09-17 | 1976 | 9 | 261 | 17 | 6 | 6.7 | 2.7517 | 5.3333 | 0 | 0 | 0 | #NAME? | #NAME? | #NAME? | #NAME? | #NAME? | #NAME? | FALSE | 0 | TRUE | TRUE | #NAME? | #NAME? | #NAME? | #NAME? | #NAME? | #NAME? | #NAME? | #NAME? | #NAME? | #NAME? |  |  | 1: 0; 2: 0; 3: 0; 4: 4.1168 | 4.1168 |  | 120.7602 | 185.9323 | 191.6828 | 19769 | 4.1168 | 120.7602 | 197.5252 |  | 0 | 2607 | 2607 | 1976-09-17 | #NAME? | #NAME? | #NAME?
1976-09-18 | 1976 | 9 | 262 | 18 | 7 | 8.9 | 2.2836 | 8.1667 | 0 | 0 | 0 | #NAME? | #NAME? | #NAME? | #NAME? | #NAME? | #NAME? | FALSE | 0 | TRUE | FALSE | #NAME? | #NAME? | #NAME? | #NAME? | #NAME? | #NAME? | #NAME? | #NAME? | #NAME? | #NAME? |  |  | 1: 0; 2: 0; 3: 0; 4: 0 | 0 |  | 0 | 0 | 0 | 19769 | 0 | 0 | 0 |  | 0 | 2608 | 2608 | 1976-09-18 | #NAME? | #NAME? | #NAME?
1976-09-19 | 1976 | 9 | 263 | 19 | 1 | 2.8 | 2.7125 | 2.6667 | 0 | 0 | 0 | #NAME? | #NAME? | #NAME? | #NAME? | #NAME? | #NAME? | TRUE | 0 | TRUE | TRUE | #NAME? | #NAME? | #NAME? | #NAME? | #NAME? | #NAME? | #NAME? | #NAME? | #NAME? | #NAME? |  |  | 1: 6.9327; 2: 10.3407; 3: 0; 4: 0 | 17.2734 |  | 405.0071 | 656.915 | 679.9047 | 19769 | 17.2734 | 405.0071 | 662.4627 |  | 0 | 2609 | 2609 | 1976-09-19 | #NAME? | #NAME? | #NAME?
1976-09-20 | 1976 | 9 | 264 | 20 | 2 | 5.6 | 3.2857 | 3.5 | 0 | 0 | 0 | #NAME? | #NAME? | #NAME? | #NAME? | #NAME? | #NAME? | FALSE | 0 | TRUE | TRUE | #NAME? | #NAME? | #NAME? | #NAME? | #NAME? | #NAME? | #NAME? | #NAME? | #NAME? | #NAME? |  |  | 1: 0; 2: 0; 3: 8.9703; 4: 5.0279 | 13.9981 |  | 279.0481 | 429.6455 | 442.9335 | 19769 | 13.9981 | 279.0481 | 456.4339 |  | 0 | 2610 | 2610 | 1976-09-20 | #NAME? | #NAME? | #NAME?
1976-09-21 | 1976 | 9 | 265 | 21 | 3 | 4.4 | 3.3974 | 0 | 0 | 0 | 0 | #NAME? | #NAME? | #NAME? | #NAME? | #NAME? | #NAME? | TRUE | 0 | TRUE | TRUE | #NAME? | #NAME? | #NAME? | #NAME? | #NAME? | #NAME? | #NAME? | #NAME? | #NAME? | #NAME? |  |  | 1: 5.708; 2: 9.116; 3: 0; 4: 0 | 14.824 |  | 351.119 | 569.9967 | 589.9816 | 19769 | 14.824 | 351.119 | 574.319 |  | 0 | 2611 | 2611 | 1976-09-21 | #NAME? | #NAME? | #NAME?
1976-09-22 | 1976 | 9 | 266 | 22 | 4 | 5.6 | 2.5576 | 2.6667 | 0 | 0 | 0 | #NAME? | #NAME? | #NAME? | #NAME? | #NAME? | #NAME? | FALSE | 0 | TRUE | TRUE | #NAME? | #NAME? | #NAME? | #NAME? | #NAME? | #NAME? | #NAME? | #NAME? | #NAME? | #NAME? |  |  | 1: 0; 2: 0; 3: 1.9186; 4: 4.1486 | 6.0672 |  | 149.8316 | 230.6931 | 237.828 | 19769 | 6.0672 | 149.8316 | 245.0768 |  | 0 | 2612 | 2612 | 1976-09-22 | #NAME? | #NAME? | #NAME?
1976-09-23 | 1976 | 9 | 267 | 23 | 5 | 9.4 | 2.8543 | 8.1667 | 8.2 | 8.2 | 2.4 | #NAME? | #NAME? | #NAME? | #NAME? | #NAME? | #NAME? | TRUE | 0 | TRUE | TRUE | #NAME? | #NAME? | #NAME? | #NAME? | #NAME? | #NAME? | #NAME? | #NAME? | #NAME? | #NAME? |  |  | 1: 1.0397; 2: 1.7213; 3: 0; 4: 0 | 2.7609 |  | 65.7387 | 106.7651 | 110.512 | 19769 | 2.7609 | 65.7387 | 107.5276 |  | 0 | 2613 | 2613 | 1976-09-23 | #NAME? | #NAME? | #NAME?
1976-09-24 | 1976 | 9 | 268 | 24 | 6 | 7.2 | 1.9571 | 8.5 | 0.5 | 0.5 | 0 | #NAME? | #NAME? | #NAME? | #NAME? | #NAME? | #NAME? | FALSE | 8.2 | TRUE | TRUE | #NAME? | #NAME? | #NAME? | #NAME? | #NAME? | #NAME? | #NAME? | #NAME? | #NAME? | #NAME? |  |  | 1: 0; 2: 0; 3: 0; 4: 2.28 | 2.28 |  | 66.88 | 102.974 | 106.1587 | 19769 | 2.28 | 66.88 | 109.3944 |  | 0 | 2614 | 2614 | 1976-09-24 | #NAME? | #NAME? | #NAME?
1976-09-25 | 1976 | 9 | 269 | 25 | 7 | 8.3 | 2.1466 | 6.8333 | 0.3 | 0.3 | 0 | #NAME? | #NAME? | #NAME? | #NAME? | #NAME? | #NAME? | FALSE | 8.7 | TRUE | TRUE | #NAME? | #NAME? | #NAME? | #NAME? | #NAME? | #NAME? | #NAME? | #NAME? | #NAME? | #NAME? |  |  | 1: 0; 2: 0; 3: 4.5309; 4: 0 | 4.5309 |  | 66.4528 | 102.3161 | 105.4806 | 19769 | 4.5309 | 66.4528 | 108.6956 |  | 0 | 2615 | 2615 | 1976-09-25 | #NAME? | #NAME? | #NAME?
1976-09-26 | 1976 | 9 | 270 | 26 | 1 | 3.9 | 1.974 | 3 | 0 | 0 | 0 | #NAME? | #NAME? | #NAME? | #NAME? | #NAME? | #NAME? | TRUE | 0.8 | TRUE | FALSE | #NAME? | #NAME? | #NAME? | #NAME? | #NAME? | #NAME? | #NAME? | #NAME? | #NAME? | #NAME? |  |  | 1: 0; 2: 0; 3: 0; 4: 0 | 0 |  | 0 | 0 | 0 | 19769 | 0 | 0 | 0 |  | 0 | 2616 | 2616 | 1976-09-26 | #NAME? | #NAME? | #NAME?
1976-09-27 | 1976 | 9 | 271 | 27 | 2 | 2.8 | 2.6859 | 7.6667 | 0 | 0 | 0 | #NAME? | #NAME? | #NAME? | #NAME? | #NAME? | #NAME? | FALSE | 0.3 | TRUE | TRUE | #NAME? | #NAME? | #NAME? | #NAME? | #NAME? | #NAME? | #NAME? | #NAME? | #NAME? | #NAME? |  |  | 1: 0; 2: 0; 3: 3.211; 4: 4.5464 | 7.7573 |  | 180.4541 | 277.842 | 286.435 | 19769 | 7.7573 | 180.4541 | 295.1654 |  | 0 | 2617 | 2617 | 1976-09-27 | #NAME? | #NAME? | #NAME?
1976-09-28 | 1976 | 9 | 272 | 28 | 3 | 7.2 | 3.1712 | 5.8333 | 0 | 0 | 0 | #NAME? | #NAME? | #NAME? | #NAME? | #NAME? | #NAME? | TRUE | 0 | TRUE | TRUE | #NAME? | #NAME? | #NAME? | #NAME? | #NAME? | #NAME? | #NAME? | #NAME? | #NAME? | #NAME? |  |  | 1: 1.9782; 2: 2.5901; 3: 0; 4: 0 | 4.5683 |  | 104.9908 | 170.0015 | 175.9288 | 19769 | 4.5683 | 104.9908 | 171.7315 |  | 0 | 2618 | 2618 | 1976-09-28 | #NAME? | #NAME? | #NAME?
1976-09-29 | 1976 | 9 | 273 | 29 | 4 | 12.8 | 3.9135 | 10.3333 | 0 | 0 | 0 | #NAME? | #NAME? | #NAME? | #NAME? | #NAME? | #NAME? | FALSE | 0 | TRUE | TRUE | #NAME? | #NAME? | #NAME? | #NAME? | #NAME? | #NAME? | #NAME? | #NAME? | #NAME? | #NAME? |  |  | 1: 0; 2: 0; 3: 0; 4: 4.0241 | 4.0241 |  | 118.0417 | 181.7468 | 187.3678 | 19769 | 4.0241 | 118.0417 | 193.0787 |  | 0 | 2619 | 2619 | 1976-09-29 | #NAME? | #NAME? | #NAME?
1976-09-30 | 1976 | 9 | 274 | 30 | 5 | 8.9 | 2.1584 | 16.8333 | 0 | 0 | 0 | #NAME? | #NAME? | #NAME? | #NAME? | #NAME? | #NAME? | TRUE | 0 | TRUE | FALSE | #NAME? | #NAME? | #NAME? | #NAME? | #NAME? | #NAME? | #NAME? | #NAME? | #NAME? | #NAME? |  |  | 1: 0; 2: 0; 3: 0; 4: 0 | 0 |  | 0 | 0 | 0 | 19769 | 0 | 0 | 0 |  | 0 | 2620 | 2620 | 1976-09-30 | #NAME? | #NAME? | #NAME?
1977-05-01 | 1977 | 5 | 121 | 1 | 1 | 0.8 | 5.6471 | 14.1667 | 0 | 0 | 0 | #NAME? | #NAME? | #NAME? | #NAME? | #NAME? | #NAME? | TRUE | 0 | TRUE | TRUE | #NAME? | #NAME? | #NAME? | #NAME? | #NAME? | #NAME? | #NAME? | #NAME? | #NAME? | #NAME? |  |  | 1: 0; 2: 0; 3: 0; 4: 0 | 0 |  | 0 | 0 | 0 | 19775 | 0 | 0 | 0 |  | 0 | 2621 | 2621 | 1977-05-01 | #NAME? | #NAME? | #NAME?
1977-05-02 | 1977 | 5 | 122 | 2 | 2 | 6.2 | 5.4956 | 13 | 0 | 0 | 0 | #NAME? | #NAME? | #NAME? | #NAME? | #NAME? | #NAME? | FALSE | 0 | TRUE | TRUE | #NAME? | #NAME? | #NAME? | #NAME? | #NAME? | #NAME? | #NAME? | #NAME? | #NAME? | #NAME? |  |  | 1: 0; 2: 0; 3: 1.1712; 4: 2.28 | 3.4512 |  | 84.0576 | 129.422 | 133.4248 | 19775 | 3.4512 | 84.0576 | 137.4915 |  | 0 | 2622 | 2622 | 1977-05-02 | #NAME? | #NAME? | #NAME?
1977-05-03 | 1977 | 5 | 123 | 3 | 3 | 6.2 | 4.433 | 8.1667 | 0 | 0 | 0 | #NAME? | #NAME? | #NAME? | #NAME? | #NAME? | #NAME? | TRUE | 0 | TRUE | TRUE | #NAME? | #NAME? | #NAME? | #NAME? | #NAME? | #NAME? | #NAME? | #NAME? | #NAME? | #NAME? |  |  | 1: 0; 2: 0; 3: 0; 4: 0 | 0 |  | 0 | 0 | 0 | 19775 | 0 | 0 | 0 |  | 0 | 2623 | 2623 | 1977-05-03 | #NAME? | #NAME? | #NAME?
1977-05-04 | 1977 | 5 | 124 | 4 | 4 | 5.1 | 4.1928 | 21.8333 | 3.9 | 3.9 | 0 | #NAME? | #NAME? | #NAME? | #NAME? | #NAME? | #NAME? | FALSE | 0 | TRUE | FALSE | #NAME? | #NAME? | #NAME? | #NAME? | #NAME? | #NAME? | #NAME? | #NAME? | #NAME? | #NAME? |  |  | 1: 0; 2: 0; 3: 0; 4: 0 | 0 |  | 0 | 0 | 0 | 19775 | 0 | 0 | 0 |  | 0 | 2624 | 2624 | 1977-05-04 | #NAME? | #NAME? | #NAME?
1977-05-05 | 1977 | 5 | 125 | 5 | 5 | 2.3 | 2.981 | 31.6667 | 17.2 | 17.2 | 9.15 | #NAME? | #NAME? | #NAME? | #NAME? | #NAME? | #NAME? | TRUE | 3.9 | TRUE | FALSE | #NAME? | #NAME? | #NAME? | #NAME? | #NAME? | #NAME? | #NAME? | #NAME? | #NAME? | #NAME? |  |  | 1: 0; 2: 0; 3: 0; 4: 0 | 0 |  | 0 | 0 | 0 | 19775 | 0 | 0 | 0 |  | 0 | 2625 | 2625 | 1977-05-05 | #NAME? | #NAME? | #NAME?
1977-05-06 | 1977 | 5 | 126 | 6 | 6 | 1.9 | 2.6067 | 20.6667 | 3.4 | 3.4 | 0 | #NAME? | #NAME? | #NAME? | #NAME? | #NAME? | #NAME? | FALSE | 21.1 | FALSE | TRUE | #NAME? | #NAME? | #NAME? | #NAME? | #NAME? | #NAME? | #NAME? | #NAME? | #NAME? | #NAME? |  |  | 1: 0; 2: 0; 3: 0; 4: 0 | 0 |  | 0 | 0 | 0 | 19775 | 0 | 0 | 0 |  | 0 | 2626 | 2626 | 1977-05-06 | #NAME? | #NAME? | #NAME?
1977-05-07 | 1977 | 5 | 127 | 7 | 7 | 4.1 | 3.5403 | 2.1667 | 0 | 0 | 0 | #NAME? | #NAME? | #NAME? | #NAME? | #NAME? | #NAME? | FALSE | 20.6 | FALSE | TRUE | #NAME? | #NAME? | #NAME? | #NAME? | #NAME? | #NAME? | #NAME? | #NAME? | #NAME? | #NAME? |  |  | 1: 0; 2: 0; 3: 0; 4: 0 | 0 |  | 0 | 0 | 0 | 19775 | 0 | 0 | 0 |  | 0 | 2627 | 2627 | 1977-05-07 | #NAME? | #NAME? | #NAME?
1977-05-08 | 1977 | 5 | 128 | 8 | 1 | 6.9 | 4.7549 | 6.1667 | 0 | 0 | 0 | #NAME? | #NAME? | #NAME? | #NAME? | #NAME? | #NAME? | TRUE | 3.4 | TRUE | TRUE | #NAME? | #NAME? | #NAME? | #NAME? | #NAME? | #NAME? | #NAME? | #NAME? | #NAME? | #NAME? |  |  | 1: 0; 2: 0; 3: 0; 4: 0 | 0 |  | 0 | 0 | 0 | 19775 | 0 | 0 | 0 |  | 0 | 2628 | 2628 | 1977-05-08 | #NAME? | #NAME? | #NAME?
1977-05-09 | 1977 | 5 | 129 | 9 | 2 | 8.6 | 5.158 | 10.6667 | 0 | 0 | 0 | #NAME? | #NAME? | #NAME? | #NAME? | #NAME? | #NAME? | FALSE | 0 | TRUE | TRUE | #NAME? | #NAME? | #NAME? | #NAME? | #NAME? | #NAME? | #NAME? | #NAME? | #NAME? | #NAME? |  |  | 1: 0; 2: 0; 3: 1.7848; 4: 8.276 | 10.0608 |  | 268.9403 | 414.0827 | 426.8894 | 19775 | 10.0608 | 268.9403 | 439.9008 |  | 0 | 2629 | 2629 | 1977-05-09 | #NAME? | #NAME? | #NAME?
1977-05-10 | 1977 | 5 | 130 | 10 | 3 | 7.3 | 3.4891 | 14.8333 | 1.1 | 1.1 | 0 | #NAME? | #NAME? | #NAME? | #NAME? | #NAME? | #NAME? | TRUE | 0 | TRUE | TRUE | #NAME? | #NAME? | #NAME? | #NAME? | #NAME? | #NAME? | #NAME? | #NAME? | #NAME? | #NAME? |  |  | 1: 0; 2: 0; 3: 0; 4: 0 | 0 |  | 0 | 0 | 0 | 19775 | 0 | 0 | 0 |  | 0 | 2630 | 2630 | 1977-05-10 | #NAME? | #NAME? | #NAME?
1977-05-11 | 1977 | 5 | 131 | 11 | 4 | 8.7 | 3.8125 | 24.8333 | 11.5 | 11.5 | 4.875 | #NAME? | #NAME? | #NAME? | #NAME? | #NAME? | #NAME? | FALSE | 1.1 | TRUE | TRUE | #NAME? | #NAME? | #NAME? | #NAME? | #NAME? | #NAME? | #NAME? | #NAME? | #NAME? | #NAME? |  |  | 1: 0; 2: 0; 3: 4.0813; 4: 4.2077 | 8.2891 |  | 183.2858 | 282.2019 | 290.9298 | 19775 | 8.2891 | 183.2858 | 299.7972 |  | 0 | 2631 | 2631 | 1977-05-11 | #NAME? | #NAME? | #NAME?
1977-05-12 | 1977 | 5 | 132 | 12 | 5 | 4.2 | 5.0637 | 11.1667 | 0 | 0 | 0 | #NAME? | #NAME? | #NAME? | #NAME? | #NAME? | #NAME? | TRUE | 12.6 | FALSE | FALSE | #NAME? | #NAME? | #NAME? | #NAME? | #NAME? | #NAME? | #NAME? | #NAME? | #NAME? | #NAME? |  |  | 1: 0; 2: 0; 3: 0; 4: 0 | 0 |  | 0 | 0 | 0 | 19775 | 0 | 0 | 0 |  | 0 | 2632 | 2632 | 1977-05-12 | #NAME? | #NAME? | #NAME?
1977-05-13 | 1977 | 5 | 133 | 13 | 6 | 2.4 | 4.4968 | 3.1667 | 0 | 0 | 0 | #NAME? | #NAME? | #NAME? | #NAME? | #NAME? | #NAME? | FALSE | 11.5 | FALSE | TRUE | #NAME? | #NAME? | #NAME? | #NAME? | #NAME? | #NAME? | #NAME? | #NAME? | #NAME? | #NAME? |  |  | 1: 0; 2: 0; 3: 0; 4: 0 | 0 |  | 0 | 0 | 0 | 19775 | 0 | 0 | 0 |  | 0 | 2633 | 2633 | 1977-05-13 | #NAME? | #NAME? | #NAME?
1977-05-14 | 1977 | 5 | 134 | 14 | 7 | 5.9 | 3.7429 | 4.8333 | 0 | 0 | 0 | #NAME? | #NAME? | #NAME? | #NAME? | #NAME? | #NAME? | FALSE | 0 | TRUE | FALSE | #NAME? | #NAME? | #NAME? | #NAME? | #NAME? | #NAME? | #NAME? | #NAME? | #NAME? | #NAME? |  |  | 1: 0; 2: 0; 3: 0; 4: 0 | 0 |  | 0 | 0 | 0 | 19775 | 0 | 0 | 0 |  | 0 | 2634 | 2634 | 1977-05-14 | #NAME? | #NAME? | #NAME?
1977-05-15 | 1977 | 5 | 135 | 15 | 1 | 2 | 2.9855 | 21.1667 | 14.2 | 14.2 | 6.9 | #NAME? | #NAME? | #NAME? | #NAME? | #NAME? | #NAME? | TRUE | 0 | TRUE | FALSE | #NAME? | #NAME? | #NAME? | #NAME? | #NAME? | #NAME? | #NAME? | #NAME? | #NAME? | #NAME? |  |  | 1: 0; 2: 0; 3: 0; 4: 0 | 0 |  | 0 | 0 | 0 | 19775 | 0 | 0 | 0 |  | 0 | 2635 | 2635 | 1977-05-15 | #NAME? | #NAME? | #NAME?
1977-05-16 | 1977 | 5 | 136 | 16 | 2 | 0.4 | 3.9902 | 34.6667 | 1 | 1 | 0 | #NAME? | #NAME? | #NAME? | #NAME? | #NAME? | #NAME? | FALSE | 14.2 | FALSE | FALSE | #NAME? | #NAME? | #NAME? | #NAME? | #NAME? | #NAME? | #NAME? | #NAME? | #NAME? | #NAME? |  |  | 1: 0; 2: 0; 3: 0; 4: 0 | 0 |  | 0 | 0 | 0 | 19775 | 0 | 0 | 0 |  | 0 | 2636 | 2636 | 1977-05-16 | #NAME? | #NAME? | #NAME?
1977-05-17 | 1977 | 5 | 137 | 17 | 3 | 1.3 | 2.6453 | 18 | 0 | 0 | 0 | #NAME? | #NAME? | #NAME? | #NAME? | #NAME? | #NAME? | TRUE | 15.2 | FALSE | FALSE | #NAME? | #NAME? | #NAME? | #NAME? | #NAME? | #NAME? | #NAME? | #NAME? | #NAME? | #NAME? |  |  | 1: 0; 2: 0; 3: 0; 4: 0 | 0 |  | 0 | 0 | 0 | 19775 | 0 | 0 | 0 |  | 0 | 2637 | 2637 | 1977-05-17 | #NAME? | #NAME? | #NAME?
1977-05-18 | 1977 | 5 | 138 | 18 | 4 | 0.1 | 1.5912 | 9.5 | 5.5 | 5.5 | 0.375 | #NAME? | #NAME? | #NAME? | #NAME? | #NAME? | #NAME? | FALSE | 1 | TRUE | FALSE | #NAME? | #NAME? | #NAME? | #NAME? | #NAME? | #NAME? | #NAME? | #NAME? | #NAME? | #NAME? |  |  | 1: 0; 2: 0; 3: 0; 4: 0 | 0 |  | 0 | 0 | 0 | 19775 | 0 | 0 | 0 |  | 0 | 2638 | 2638 | 1977-05-18 | #NAME? | #NAME? | #NAME?
1977-05-19 | 1977 | 5 | 139 | 19 | 5 | 2.1 | 2.9566 | 1.6667 | 0 | 0 | 0 | #NAME? | #NAME? | #NAME? | #NAME? | #NAME? | #NAME? | TRUE | 5.5 | TRUE | TRUE | #NAME? | #NAME? | #NAME? | #NAME? | #NAME? | #NAME? | #NAME? | #NAME? | #NAME? | #NAME? |  |  | 1: 8.3629; 2: 15.729; 3: 0; 4: 0 | 24.0919 |  | 584.0395 | 949.937 | 983.3819 | 19775 | 24.0919 | 584.0395 | 955.3028 |  | 0 | 2639 | 2639 | 1977-05-19 | #NAME? | #NAME? | #NAME?
1977-05-20 | 1977 | 5 | 140 | 20 | 6 | 6.4 | 5.1968 | 10.3333 | 0 | 0 | 0 | #NAME? | #NAME? | #NAME? | #NAME? | #NAME? | #NAME? | FALSE | 5.5 | TRUE | TRUE | #NAME? | #NAME? | #NAME? | #NAME? | #NAME? | #NAME? | #NAME? | #NAME? | #NAME? | #NAME? |  |  | 1: 0; 2: 0; 3: 0; 4: 9.1817 | 9.1817 |  | 269.3286 | 414.6806 | 427.5058 | 19775 | 9.1817 | 269.3286 | 440.5359 |  | 0 | 2640 | 2640 | 1977-05-20 | #NAME? | #NAME? | #NAME?
1977-05-21 | 1977 | 5 | 141 | 21 | 7 | 10.2 | 5.0223 | 14.5 | 0.3 | 0.3 | 0 | #NAME? | #NAME? | #NAME? | #NAME? | #NAME? | #NAME? | FALSE | 0 | TRUE | TRUE | #NAME? | #NAME? | #NAME? | #NAME? | #NAME? | #NAME? | #NAME? | #NAME? | #NAME? | #NAME? |  |  | 1: 0; 2: 0; 3: 0; 4: 0 | 0 |  | 0 | 0 | 0 | 19775 | 0 | 0 | 0 |  | 0 | 2641 | 2641 | 1977-05-21 | #NAME? | #NAME? | #NAME?
1977-05-22 | 1977 | 5 | 142 | 22 | 1 | 7 | 3.8643 | 17.1667 | 0 | 0 | 0 | #NAME? | #NAME? | #NAME? | #NAME? | #NAME? | #NAME? | TRUE | 0.3 | TRUE | FALSE | #NAME? | #NAME? | #NAME? | #NAME? | #NAME? | #NAME? | #NAME? | #NAME? | #NAME? | #NAME? |  |  | 1: 0; 2: 0; 3: 0; 4: 0 | 0 |  | 0 | 0 | 0 | 19775 | 0 | 0 | 0 |  | 0 | 2642 | 2642 | 1977-05-22 | #NAME? | #NAME? | #NAME?
1977-05-23 | 1977 | 5 | 143 | 23 | 2 | 2 | 3.3381 | 3.5 | 2.1 | 2.1 | 0 | #NAME? | #NAME? | #NAME? | #NAME? | #NAME? | #NAME? | FALSE | 0.3 | TRUE | TRUE | #NAME? | #NAME? | #NAME? | #NAME? | #NAME? | #NAME? | #NAME? | #NAME? | #NAME? | #NAME? |  |  | 1: 0; 2: 0; 3: 6.9787; 4: 7.1676 | 14.1464 |  | 312.605 | 481.3124 | 496.1983 | 19775 | 14.1464 | 312.605 | 511.3222 |  | 0 | 2643 | 2643 | 1977-05-23 | #NAME? | #NAME? | #NAME?
1977-05-24 | 1977 | 5 | 144 | 24 | 3 | 8.1 | 4.2399 | 7.1667 | 1.8 | 1.8 | 0 | #NAME? | #NAME? | #NAME? | #NAME? | #NAME? | #NAME? | TRUE | 2.1 | TRUE | TRUE | #NAME? | #NAME? | #NAME? | #NAME? | #NAME? | #NAME? | #NAME? | #NAME? | #NAME? | #NAME? |  |  | 1: 6.3274; 2: 9.5037; 3: 0; 4: 0 | 15.8311 |  | 371.5776 | 602.7463 | 623.8443 | 19775 | 15.8311 | 371.5776 | 607.7827 |  | 0 | 2644 | 2644 | 1977-05-24 | #NAME? | #NAME? | #NAME?
1977-05-25 | 1977 | 5 | 145 | 25 | 4 | 6.6 | 4.7007 | 11.6667 | 0 | 0 | 0 | #NAME? | #NAME? | #NAME? | #NAME? | #NAME? | #NAME? | FALSE | 3.9 | TRUE | TRUE | #NAME? | #NAME? | #NAME? | #NAME? | #NAME? | #NAME? | #NAME? | #NAME? | #NAME? | #NAME? |  |  | 1: 0; 2: 0; 3: 4.2345; 4: 4.612 | 8.8465 |  | 197.3904 | 303.9185 | 313.3181 | 19775 | 8.8465 | 197.3904 | 322.8678 |  | 0 | 2645 | 2645 | 1977-05-25 | #NAME? | #NAME? | #NAME?
1977-05-26 | 1977 | 5 | 146 | 26 | 5 | 3.9 | 4.7517 | 4.3333 | 0 | 0 | 0 | #NAME? | #NAME? | #NAME? | #NAME? | #NAME? | #NAME? | TRUE | 1.8 | TRUE | TRUE | #NAME? | #NAME? | #NAME? | #NAME? | #NAME? | #NAME? | #NAME? | #NAME? | #NAME? | #NAME? |  |  | 1: 2.6782; 2: 3.9692; 3: 0; 4: 0 | 6.6474 |  | 155.7094 | 252.5374 | 261.3738 | 19775 | 6.6474 | 155.7094 | 254.6909 |  | 0 | 2646 | 2646 | 1977-05-26 | #NAME? | #NAME? | #NAME?
1977-05-27 | 1977 | 5 | 147 | 27 | 6 | 4.9 | 4.4596 | 19.5 | 14 | 14 | 6.75 | #NAME? | #NAME? | #NAME? | #NAME? | #NAME? | #NAME? | FALSE | 0 | TRUE | TRUE | #NAME? | #NAME? | #NAME? | #NAME? | #NAME? | #NAME? | #NAME? | #NAME? | #NAME? | #NAME? |  |  | 1: 0; 2: 0; 3: 0; 4: 5.1988 | 5.1988 |  | 152.499 | 234.8001 | 242.0619 | 19775 | 5.1988 | 152.499 | 249.4399 |  | 0 | 2647 | 2647 | 1977-05-27 | #NAME? | #NAME? | #NAME?
1977-05-28 | 1977 | 5 | 148 | 28 | 7 | 3.1 | 2.6542 | 16.8333 | 9.3 | 9.3 | 3.225 | #NAME? | #NAME? | #NAME? | #NAME? | #NAME? | #NAME? | FALSE | 14 | FALSE | FALSE | #NAME? | #NAME? | #NAME? | #NAME? | #NAME? | #NAME? | #NAME? | #NAME? | #NAME? | #NAME? |  |  | 1: 0; 2: 0; 3: 0; 4: 0 | 0 |  | 0 | 0 | 0 | 19775 | 0 | 0 | 0 |  | 0 | 2648 | 2648 | 1977-05-28 | #NAME? | #NAME? | #NAME?
1977-05-29 | 1977 | 5 | 149 | 29 | 1 | 1.9 | 3.3003 | 26.6667 | 12.2 | 12.2 | 5.4 | #NAME? | #NAME? | #NAME? | #NAME? | #NAME? | #NAME? | TRUE | 23.3 | FALSE | TRUE | #NAME? | #NAME? | #NAME? | #NAME? | #NAME? | #NAME? | #NAME? | #NAME? | #NAME? | #NAME? |  |  | 1: 0; 2: 0; 3: 0; 4: 0 | 0 |  | 0 | 0 | 0 | 19775 | 0 | 0 | 0 |  | 0 | 2649 | 2649 | 1977-05-29 | #NAME? | #NAME? | #NAME?
1977-05-30 | 1977 | 5 | 150 | 30 | 2 | 3.1 | 4.4651 | 6.8333 | 0 | 0 | 0 | #NAME? | #NAME? | #NAME? | #NAME? | #NAME? | #NAME? | FALSE | 21.5 | FALSE | TRUE | #NAME? | #NAME? | #NAME? | #NAME? | #NAME? | #NAME? | #NAME? | #NAME? | #NAME? | #NAME? |  |  | 1: 0; 2: 0; 3: 0; 4: 0 | 0 |  | 0 | 0 | 0 | 19775 | 0 | 0 | 0 |  | 0 | 2650 | 2650 | 1977-05-30 | #NAME? | #NAME? | #NAME?
1977-05-31 | 1977 | 5 | 151 | 31 | 3 | 5.6 | 5.2392 | 6.8333 | 0 | 0 | 0 | #NAME? | #NAME? | #NAME? | #NAME? | #NAME? | #NAME? | TRUE | 12.2 | FALSE | TRUE | #NAME? | #NAME? | #NAME? | #NAME? | #NAME? | #NAME? | #NAME? | #NAME? | #NAME? | #NAME? |  |  | 1: 0; 2: 0; 3: 0; 4: 0 | 0 |  | 0 | 0 | 0 | 19775 | 0 | 0 | 0 |  | 0 | 2651 | 2651 | 1977-05-31 | #NAME? | #NAME? | #NAME?
1977-06-01 | 1977 | 6 | 152 | 1 | 4 | 10.4 | 6.6523 | 6.5 | 0 | 0 | 0 | #NAME? | #NAME? | #NAME? | #NAME? | #NAME? | #NAME? | FALSE | 0 | TRUE | TRUE | #NAME? | #NAME? | #NAME? | #NAME? | #NAME? | #NAME? | #NAME? | #NAME? | #NAME? | #NAME? |  |  | 1: 0; 2: 0; 3: 3.3061; 4: 7.6173 | 10.9235 |  | 271.9318 | 418.6887 | 431.6378 | 19776 | 10.9235 | 271.9318 | 444.7939 |  | 0 | 2652 | 2652 | 1977-06-01 | #NAME? | #NAME? | #NAME?
1977-06-02 | 1977 | 6 | 153 | 2 | 5 | 7 | 5.6705 | 19.6667 | 0 | 0 | 0 | #NAME? | #NAME? | #NAME? | #NAME? | #NAME? | #NAME? | TRUE | 0 | TRUE | TRUE | #NAME? | #NAME? | #NAME? | #NAME? | #NAME? | #NAME? | #NAME? | #NAME? | #NAME? | #NAME? |  |  | 1: 8.9498; 2: 13.5404; 3: 0; 4: 0 | 22.4901 |  | 528.4477 | 857.2884 | 887.3022 | 19776 | 22.4901 | 528.4477 | 864.3722 |  | 0 | 2653 | 2653 | 1977-06-02 | #NAME? | #NAME? | #NAME?
1977-06-03 | 1977 | 6 | 154 | 3 | 6 | 3.8 | 4.5224 | 6.8333 | 0 | 0 | 0 | #NAME? | #NAME? | #NAME? | #NAME? | #NAME? | #NAME? | FALSE | 0 | TRUE | TRUE | #NAME? | #NAME? | #NAME? | #NAME? | #NAME? | #NAME? | #NAME? | #NAME? | #NAME? | #NAME? |  |  | 1: 0; 2: 0; 3: 0; 4: 6.5502 | 6.5502 |  | 192.1379 | 295.8314 | 304.9808 | 19776 | 6.5502 | 192.1379 | 314.2765 |  | 0 | 2654 | 2654 | 1977-06-03 | #NAME? | #NAME? | #NAME?
1977-06-04 | 1977 | 6 | 155 | 4 | 7 | 7.8 | 5.5729 | 5.3333 | 0 | 0 | 0 | #NAME? | #NAME? | #NAME? | #NAME? | #NAME? | #NAME? | FALSE | 0 | TRUE | TRUE | #NAME? | #NAME? | #NAME? | #NAME? | #NAME? | #NAME? | #NAME? | #NAME? | #NAME? | #NAME? |  |  | 1: 0; 2: 0; 3: 2.2588; 4: 0 | 2.2588 |  | 33.1283 | 51.0071 | 52.5847 | 19776 | 2.2588 | 33.1283 | 54.1874 |  | 0 | 2655 | 2655 | 1977-06-04 | #NAME? | #NAME? | #NAME?
1977-06-05 | 1977 | 6 | 156 | 5 | 1 | 5.9 | 6.1547 | 14.5 | 0 | 0 | 0 | #NAME? | #NAME? | #NAME? | #NAME? | #NAME? | #NAME? | TRUE | 0 | TRUE | TRUE | #NAME? | #NAME? | #NAME? | #NAME? | #NAME? | #NAME? | #NAME? | #NAME? | #NAME? | #NAME? |  |  | 1: 5.7144; 2: 7.8046; 3: 0; 4: 0 | 13.519 |  | 312.7464 | 506.688 | 524.376 | 19776 | 13.519 | 312.7464 | 511.5536 |  | 0 | 2656 | 2656 | 1977-06-05 | #NAME? | #NAME? | #NAME?
1977-06-06 | 1977 | 6 | 157 | 6 | 2 | 9.4 | 6.8312 | 11.5 | 0 | 0 | 0 | #NAME? | #NAME? | #NAME? | #NAME? | #NAME? | #NAME? | FALSE | 0 | TRUE | TRUE | #NAME? | #NAME? | #NAME? | #NAME? | #NAME? | #NAME? | #NAME? | #NAME? | #NAME? | #NAME? |  |  | 1: 0; 2: 0; 3: 11.2335; 4: 8.9375 | 20.171 |  | 426.9242 | 657.3278 | 677.6575 | 19776 | 20.171 | 426.9242 | 698.3121 |  | 0 | 2657 | 2657 | 1977-06-06 | #NAME? | #NAME? | #NAME?
1977-06-07 | 1977 | 6 | 158 | 7 | 3 | 13.6 | 7.4256 | 4.5 | 0 | 0 | 0 | #NAME? | #NAME? | #NAME? | #NAME? | #NAME? | #NAME? | TRUE | 0 | TRUE | TRUE | #NAME? | #NAME? | #NAME? | #NAME? | #NAME? | #NAME? | #NAME? | #NAME? | #NAME? | #NAME? |  |  | 1: 0; 2: 0; 3: 0; 4: 0 | 0 |  | 0 | 0 | 0 | 19776 | 0 | 0 | 0 |  | 0 | 2658 | 2658 | 1977-06-07 | #NAME? | #NAME? | #NAME?
1977-06-08 | 1977 | 6 | 159 | 8 | 4 | 14.3 | 6.9612 | 20 | 0.2 | 0.2 | 0 | #NAME? | #NAME? | #NAME? | #NAME? | #NAME? | #NAME? | FALSE | 0 | TRUE | TRUE | #NAME? | #NAME? | #NAME? | #NAME? | #NAME? | #NAME? | #NAME? | #NAME? | #NAME? | #NAME? |  |  | 1: 0; 2: 0; 3: 4.2072; 4: 6.6206 | 10.8278 |  | 255.9104 | 394.0208 | 406.207 | 19776 | 10.8278 | 255.9104 | 418.5879 |  | 0 | 2659 | 2659 | 1977-06-08 | #NAME? | #NAME? | #NAME?
1977-06-09 | 1977 | 6 | 160 | 9 | 5 | 9.3 | 5.9187 | 11.6667 | 0 | 0 | 0 | #NAME? | #NAME? | #NAME? | #NAME? | #NAME? | #NAME? | TRUE | 0.2 | TRUE | TRUE | #NAME? | #NAME? | #NAME? | #NAME? | #NAME? | #NAME? | #NAME? | #NAME? | #NAME? | #NAME? |  |  | 1: 0; 2: 0; 3: 0; 4: 0 | 0 |  | 0 | 0 | 0 | 19776 | 0 | 0 | 0 |  | 0 | 2660 | 2660 | 1977-06-09 | #NAME? | #NAME? | #NAME?
1977-06-10 | 1977 | 6 | 161 | 10 | 6 | 3.1 | 4.5289 | 30.1667 | 0 | 0 | 0 | #NAME? | #NAME? | #NAME? | #NAME? | #NAME? | #NAME? | FALSE | 0.2 | TRUE | TRUE | #NAME? | #NAME? | #NAME? | #NAME? | #NAME? | #NAME? | #NAME? | #NAME? | #NAME? | #NAME? |  |  | 1: 0; 2: 0; 3: 0; 4: 7.0839 | 7.0839 |  | 207.7954 | 319.9389 | 329.8339 | 19776 | 7.0839 | 207.7954 | 339.8871 |  | 0 | 2661 | 2661 | 1977-06-10 | #NAME? | #NAME? | #NAME?
1977-06-11 | 1977 | 6 | 162 | 11 | 7 | 4.6 | 5.3212 | 13.1667 | 0 | 0 | 0 | #NAME? | #NAME? | #NAME? | #NAME? | #NAME? | #NAME? | FALSE | 0 | TRUE | TRUE | #NAME? | #NAME? | #NAME? | #NAME? | #NAME? | #NAME? | #NAME? | #NAME? | #NAME? | #NAME? |  |  | 1: 0; 2: 0; 3: 10.9655; 4: 0 | 10.9655 |  | 160.8269 | 247.6223 | 255.2807 | 19776 | 10.9655 | 160.8269 | 263.0616 |  | 0 | 2662 | 2662 | 1977-06-11 | #NAME? | #NAME? | #NAME?
1977-06-12 | 1977 | 6 | 163 | 12 | 1 | 5.3 | 4.6819 | 4.3333 | 0 | 0 | 0 | #NAME? | #NAME? | #NAME? | #NAME? | #NAME? | #NAME? | TRUE | 0 | TRUE | TRUE | #NAME? | #NAME? | #NAME? | #NAME? | #NAME? | #NAME? | #NAME? | #NAME? | #NAME? | #NAME? |  |  | 1: 0; 2: 0; 3: 0; 4: 0 | 0 |  | 0 | 0 | 0 | 19776 | 0 | 0 | 0 |  | 0 | 2663 | 2663 | 1977-06-12 | #NAME? | #NAME? | #NAME?
1977-06-13 | 1977 | 6 | 164 | 13 | 2 | 9.1 | 4.0771 | 13.6667 | 7.2 | 7.2 | 1.65 | #NAME? | #NAME? | #NAME? | #NAME? | #NAME? | #NAME? | FALSE | 0 | TRUE | TRUE | #NAME? | #NAME? | #NAME? | #NAME? | #NAME? | #NAME? | #NAME? | #NAME? | #NAME? | #NAME? |  |  | 1: 0; 2: 0; 3: 1.1006; 4: 7.9926 | 9.0932 |  | 250.591 | 385.8306 | 397.7635 | 19776 | 9.0932 | 250.591 | 409.8871 |  | 0 | 2664 | 2664 | 1977-06-13 | #NAME? | #NAME? | #NAME?
1977-06-14 | 1977 | 6 | 165 | 14 | 3 | 6.8 | 3.8425 | 11.1667 | 8.2 | 8.2 | 2.4 | #NAME? | #NAME? | #NAME? | #NAME? | #NAME? | #NAME? | TRUE | 7.2 | TRUE | TRUE | #NAME? | #NAME? | #NAME? | #NAME? | #NAME? | #NAME? | #NAME? | #NAME? | #NAME? | #NAME? |  |  | 1: 6.2333; 2: 12.602; 3: 0; 4: 0 | 18.8353 |  | 461.0813 | 750.5408 | 777.0106 | 19776 | 18.8353 | 461.0813 | 754.1823 |  | 0 | 2665 | 2665 | 1977-06-14 | #NAME? | #NAME? | #NAME?
1977-06-15 | 1977 | 6 | 166 | 15 | 4 | 9.1 | 3.0859 | 8.3333 | 5.4 | 5.4 | 0.3 | #NAME? | #NAME? | #NAME? | #NAME? | #NAME? | #NAME? | FALSE | 15.4 | FALSE | TRUE | #NAME? | #NAME? | #NAME? | #NAME? | #NAME? | #NAME? | #NAME? | #NAME? | #NAME? | #NAME? |  |  | 1: 0; 2: 0; 3: 0; 4: 0 | 0 |  | 0 | 0 | 0 | 19776 | 0 | 0 | 0 |  | 0 | 2666 | 2666 | 1977-06-15 | #NAME? | #NAME? | #NAME?
1977-06-16 | 1977 | 6 | 167 | 16 | 5 | 7 | 3.803 | 4.5 | 0.2 | 0.2 | 0 | #NAME? | #NAME? | #NAME? | #NAME? | #NAME? | #NAME? | TRUE | 13.6 | FALSE | TRUE | #NAME? | #NAME? | #NAME? | #NAME? | #NAME? | #NAME? | #NAME? | #NAME? | #NAME? | #NAME? |  |  | 1: 0; 2: 0; 3: 0; 4: 0 | 0 |  | 0 | 0 | 0 | 19776 | 0 | 0 | 0 |  | 0 | 2667 | 2667 | 1977-06-16 | #NAME? | #NAME? | #NAME?
1977-06-17 | 1977 | 6 | 168 | 17 | 6 | 9.6 | 5.0985 | 10.8333 | 0.3 | 0.3 | 0 | #NAME? | #NAME? | #NAME? | #NAME? | #NAME? | #NAME? | FALSE | 5.6 | TRUE | TRUE | #NAME? | #NAME? | #NAME? | #NAME? | #NAME? | #NAME? | #NAME? | #NAME? | #NAME? | #NAME? |  |  | 1: 0; 2: 0; 3: 0; 4: 5.7689 | 5.7689 |  | 169.2202 | 260.5454 | 268.6035 | 19776 | 5.7689 | 169.2202 | 276.7904 |  | 0 | 2668 | 2668 | 1977-06-17 | #NAME? | #NAME? | #NAME?
1977-06-18 | 1977 | 6 | 169 | 18 | 7 | 8.3 | 5.1923 | 1.8333 | 0 | 0 | 0 | #NAME? | #NAME? | #NAME? | #NAME? | #NAME? | #NAME? | FALSE | 0.5 | TRUE | TRUE | #NAME? | #NAME? | #NAME? | #NAME? | #NAME? | #NAME? | #NAME? | #NAME? | #NAME? | #NAME? |  |  | 1: 0; 2: 0; 3: 6.2866; 4: 0 | 6.2866 |  | 92.2032 | 141.9637 | 146.3543 | 19776 | 6.2866 | 92.2032 | 150.8151 |  | 0 | 2669 | 2669 | 1977-06-18 | #NAME? | #NAME? | #NAME?
1977-06-19 | 1977 | 6 | 170 | 19 | 1 | 12.1 | 7.2017 | 7.5 | 0 | 0 | 0 | #NAME? | #NAME? | #NAME? | #NAME? | #NAME? | #NAME? | TRUE | 0.3 | TRUE | TRUE | #NAME? | #NAME? | #NAME? | #NAME? | #NAME? | #NAME? | #NAME? | #NAME? | #NAME? | #NAME? |  |  | 1: 0; 2: 0; 3: 0; 4: 0 | 0 |  | 0 | 0 | 0 | 19776 | 0 | 0 | 0 |  | 0 | 2670 | 2670 | 1977-06-19 | #NAME? | #NAME? | #NAME?
1977-06-20 | 1977 | 6 | 171 | 20 | 2 | 12.2 | 6.6187 | 16.1667 | 0 | 0 | 0 | #NAME? | #NAME? | #NAME? | #NAME? | #NAME? | #NAME? | FALSE | 0 | TRUE | TRUE | #NAME? | #NAME? | #NAME? | #NAME? | #NAME? | #NAME? | #NAME? | #NAME? | #NAME? | #NAME? |  |  | 1: 0; 2: 0; 3: 0; 4: 9.6209 | 9.6209 |  | 282.2129 | 434.5183 | 447.9571 | 19776 | 9.6209 | 282.2129 | 461.6105 |  | 0 | 2671 | 2671 | 1977-06-20 | #NAME? | #NAME? | #NAME?
1977-06-21 | 1977 | 6 | 172 | 21 | 3 | 12.4 | 6.4415 | 17.5 | 0 | 0 | 0 | #NAME? | #NAME? | #NAME? | #NAME? | #NAME? | #NAME? | TRUE | 0 | TRUE | TRUE | #NAME? | #NAME? | #NAME? | #NAME? | #NAME? | #NAME? | #NAME? | #NAME? | #NAME? | #NAME? |  |  | 1: 0; 2: 0; 3: 0; 4: 0 | 0 |  | 0 | 0 | 0 | 19776 | 0 | 0 | 0 |  | 0 | 2672 | 2672 | 1977-06-21 | #NAME? | #NAME? | #NAME?
1977-06-22 | 1977 | 6 | 173 | 22 | 4 | 10.2 | 6.3955 | 21.1667 | 2.3 | 2.3 | 0 | #NAME? | #NAME? | #NAME? | #NAME? | #NAME? | #NAME? | FALSE | 0 | TRUE | TRUE | #NAME? | #NAME? | #NAME? | #NAME? | #NAME? | #NAME? | #NAME? | #NAME? | #NAME? | #NAME? |  |  | 1: 0; 2: 0; 3: 11.7061; 4: 5.8228 | 17.5289 |  | 342.4925 | 527.3297 | 543.6388 | 19776 | 17.5289 | 342.4925 | 560.2086 |  | 0 | 2673 | 2673 | 1977-06-22 | #NAME? | #NAME? | #NAME?
1977-06-23 | 1977 | 6 | 174 | 23 | 5 | 7.2 | 5.7951 | 4.1667 | 0 | 0 | 0 | #NAME? | #NAME? | #NAME? | #NAME? | #NAME? | #NAME? | TRUE | 2.3 | TRUE | TRUE | #NAME? | #NAME? | #NAME? | #NAME? | #NAME? | #NAME? | #NAME? | #NAME? | #NAME? | #NAME? |  |  | 1: 10.3351; 2: 19.8719; 3: 0; 4: 0 | 30.2069 |  | 734.4891 | 1194.9359 | 1237.0289 | 19776 | 30.2069 | 734.4891 | 1201.3904 |  | 0 | 2674 | 2674 | 1977-06-23 | #NAME? | #NAME? | #NAME?
1977-06-24 | 1977 | 6 | 175 | 24 | 6 | 14.6 | 7.3959 | 8.3333 | 0 | 0 | 0 | #NAME? | #NAME? | #NAME? | #NAME? | #NAME? | #NAME? | FALSE | 2.3 | TRUE | TRUE | #NAME? | #NAME? | #NAME? | #NAME? | #NAME? | #NAME? | #NAME? | #NAME? | #NAME? | #NAME? |  |  | 1: 0; 2: 0; 3: 0; 4: 6.7049 | 6.7049 |  | 196.6761 | 302.8188 | 312.1843 | 19776 | 6.7049 | 196.6761 | 321.6995 |  | 0 | 2675 | 2675 | 1977-06-24 | #NAME? | #NAME? | #NAME?
1977-06-25 | 1977 | 6 | 176 | 25 | 7 | 12.4 | 6.1571 | 27.8333 | 0 | 0 | 0 | #NAME? | #NAME? | #NAME? | #NAME? | #NAME? | #NAME? | FALSE | 0 | TRUE | TRUE | #NAME? | #NAME? | #NAME? | #NAME? | #NAME? | #NAME? | #NAME? | #NAME? | #NAME? | #NAME? |  |  | 1: 0; 2: 0; 3: 6.1098; 4: 0 | 6.1098 |  | 89.6111 | 137.9726 | 142.2398 | 19776 | 6.1098 | 89.6111 | 146.5752 |  | 0 | 2676 | 2676 | 1977-06-25 | #NAME? | #NAME? | #NAME?
1977-06-26 | 1977 | 6 | 177 | 26 | 1 | 10.8 | 5.6062 | 6.6667 | 0.5 | 0.5 | 0 | #NAME? | #NAME? | #NAME? | #NAME? | #NAME? | #NAME? | TRUE | 0 | TRUE | TRUE | #NAME? | #NAME? | #NAME? | #NAME? | #NAME? | #NAME? | #NAME? | #NAME? | #NAME? | #NAME? |  |  | 1: 9.1757; 2: 13.8797; 3: 0; 4: 0 | 23.0554 |  | 541.7145 | 878.8087 | 909.5758 | 19776 | 23.0554 | 541.7145 | 886.0724 |  | 0 | 2677 | 2677 | 1977-06-26 | #NAME? | #NAME? | #NAME?
1977-06-27 | 1977 | 6 | 178 | 27 | 2 | 8.7 | 4.4497 | 9.5 | 3.4 | 3.4 | 0 | #NAME? | #NAME? | #NAME? | #NAME? | #NAME? | #NAME? | FALSE | 0.5 | TRUE | TRUE | #NAME? | #NAME? | #NAME? | #NAME? | #NAME? | #NAME? | #NAME? | #NAME? | #NAME? | #NAME? |  |  | 1: 0; 2: 0; 3: 6.7168; 4: 10.446 | 17.1628 |  | 404.9298 | 623.4634 | 642.7458 | 19776 | 17.1628 | 404.9298 | 662.3363 |  | 0 | 2678 | 2678 | 1977-06-27 | #NAME? | #NAME? | #NAME?
1977-06-28 | 1977 | 6 | 179 | 28 | 3 | 9.8 | 6.3419 | 4.8333 | 0 | 0 | 0 | #NAME? | #NAME? | #NAME? | #NAME? | #NAME? | #NAME? | TRUE | 3.9 | TRUE | TRUE | #NAME? | #NAME? | #NAME? | #NAME? | #NAME? | #NAME? | #NAME? | #NAME? | #NAME? | #NAME? |  |  | 1: 0; 2: 0; 3: 0; 4: 0 | 0 |  | 0 | 0 | 0 | 19776 | 0 | 0 | 0 |  | 0 | 2679 | 2679 | 1977-06-28 | #NAME? | #NAME? | #NAME?
1977-06-29 | 1977 | 6 | 180 | 29 | 4 | 6.2 | 5.2592 | 26 | 1.8 | 1.8 | 0 | #NAME? | #NAME? | #NAME? | #NAME? | #NAME? | #NAME? | FALSE | 3.4 | TRUE | TRUE | #NAME? | #NAME? | #NAME? | #NAME? | #NAME? | #NAME? | #NAME? | #NAME? | #NAME? | #NAME? |  |  | 1: 0; 2: 0; 3: 7.048; 4: 5.768 | 12.816 |  | 272.5661 | 419.6652 | 432.6446 | 19776 | 12.816 | 272.5661 | 445.8313 |  | 0 | 2680 | 2680 | 1977-06-29 | #NAME? | #NAME? | #NAME?
1977-06-30 | 1977 | 6 | 181 | 30 | 5 | 7 | 5.4163 | 3.8333 | 0 | 0 | 0 | #NAME? | #NAME? | #NAME? | #NAME? | #NAME? | #NAME? | TRUE | 1.8 | TRUE | TRUE | #NAME? | #NAME? | #NAME? | #NAME? | #NAME? | #NAME? | #NAME? | #NAME? | #NAME? | #NAME? |  |  | 1: 9.6495; 2: 14.2244; 3: 0; 4: 0 | 23.8739 |  | 558.7762 | 906.1897 | 937.8927 | 19776 | 23.8739 | 558.7762 | 913.98 |  | 0 | 2681 | 2681 | 1977-06-30 | #NAME? | #NAME? | #NAME?
1977-07-01 | 1977 | 7 | 182 | 1 | 6 | 10.9 | 6.8264 | 7.1667 | 0 | 0 | 0 | #NAME? | #NAME? | #NAME? | #NAME? | #NAME? | #NAME? | FALSE | 1.8 | TRUE | TRUE | #NAME? | #NAME? | #NAME? | #NAME? | #NAME? | #NAME? | #NAME? | #NAME? | #NAME? | #NAME? |  |  | 1: 0; 2: 0; 3: 0; 4: 5.8715 | 5.8715 |  | 172.2321 | 265.1828 | 273.3843 | 19777 | 5.8715 | 172.2321 | 281.7169 |  | 0 | 2682 | 2682 | 1977-07-01 | #NAME? | #NAME? | #NAME?
1977-07-02 | 1977 | 7 | 183 | 2 | 7 | 9.2 | 4.902 | 23 | 1 | 1 | 0 | #NAME? | #NAME? | #NAME? | #NAME? | #NAME? | #NAME? | FALSE | 0 | TRUE | TRUE | #NAME? | #NAME? | #NAME? | #NAME? | #NAME? | #NAME? | #NAME? | #NAME? | #NAME? | #NAME? |  |  | 1: 0; 2: 0; 3: 0; 4: 0 | 0 |  | 0 | 0 | 0 | 19777 | 0 | 0 | 0 |  | 0 | 2683 | 2683 | 1977-07-02 | #NAME? | #NAME? | #NAME?
1977-07-03 | 1977 | 7 | 184 | 3 | 1 | 7.7 | 5.2246 | 17.8333 | 0 | 0 | 0 | #NAME? | #NAME? | #NAME? | #NAME? | #NAME? | #NAME? | TRUE | 1 | TRUE | TRUE | #NAME? | #NAME? | #NAME? | #NAME? | #NAME? | #NAME? | #NAME? | #NAME? | #NAME? | #NAME? |  |  | 1: 5.8085; 2: 8.258; 3: 0; 4: 0 | 14.0665 |  | 327.426 | 530.7514 | 549.3008 | 19777 | 14.0665 | 327.426 | 535.5647 |  | 0 | 2684 | 2684 | 1977-07-03 | #NAME? | #NAME? | #NAME?
1977-07-04 | 1977 | 7 | 185 | 4 | 2 | 8.6 | 5.0956 | 15.3333 | 7.9 | 7.9 | 2.175 | #NAME? | #NAME? | #NAME? | #NAME? | #NAME? | #NAME? | FALSE | 1 | TRUE | TRUE | #NAME? | #NAME? | #NAME? | #NAME? | #NAME? | #NAME? | #NAME? | #NAME? | #NAME? | #NAME? |  |  | 1: 0; 2: 0; 3: 2.3021; 4: 9.3242 | 11.6263 |  | 307.2729 | 473.1028 | 487.7348 | 19777 | 11.6263 | 307.2729 | 502.6007 |  | 0 | 2685 | 2685 | 1977-07-04 | #NAME? | #NAME? | #NAME?
1977-07-05 | 1977 | 7 | 186 | 5 | 3 | 8.7 | 4.3124 | 10.3333 | 11.2 | 11.2 | 4.65 | #NAME? | #NAME? | #NAME? | #NAME? | #NAME? | #NAME? | TRUE | 7.9 | TRUE | TRUE | #NAME? | #NAME? | #NAME? | #NAME? | #NAME? | #NAME? | #NAME? | #NAME? | #NAME? | #NAME? |  |  | 1: 11.5415; 2: 17.4361; 3: 0; 4: 0 | 28.9776 |  | 680.7341 | 1104.3187 | 1142.9796 | 19777 | 28.9776 | 680.7341 | 1113.4643 |  | 0 | 2686 | 2686 | 1977-07-05 | #NAME? | #NAME? | #NAME?
1977-07-06 | 1977 | 7 | 187 | 6 | 4 | 8.2 | 3.6971 | 4.3333 | 3.6 | 3.6 | 0 | #NAME? | #NAME? | #NAME? | #NAME? | #NAME? | #NAME? | FALSE | 19.1 | FALSE | TRUE | #NAME? | #NAME? | #NAME? | #NAME? | #NAME? | #NAME? | #NAME? | #NAME? | #NAME? | #NAME? |  |  | 1: 0; 2: 0; 3: 0; 4: 0 | 0 |  | 0 | 0 | 0 | 19777 | 0 | 0 | 0 |  | 0 | 2687 | 2687 | 1977-07-06 | #NAME? | #NAME? | #NAME?
1977-07-07 | 1977 | 7 | 188 | 7 | 5 | 8.4 | 4.393 | 41.8333 | 0.3 | 0.3 | 0 | #NAME? | #NAME? | #NAME? | #NAME? | #NAME? | #NAME? | TRUE | 14.8 | FALSE | TRUE | #NAME? | #NAME? | #NAME? | #NAME? | #NAME? | #NAME? | #NAME? | #NAME? | #NAME? | #NAME? |  |  | 1: 0; 2: 0; 3: 0; 4: 0 | 0 |  | 0 | 0 | 0 | 19777 | 0 | 0 | 0 |  | 0 | 2688 | 2688 | 1977-07-07 | #NAME? | #NAME? | #NAME?
1977-07-08 | 1977 | 7 | 189 | 8 | 6 | 7.8 | 5.2556 | 8.3333 | 1.5 | 1.5 | 0 | #NAME? | #NAME? | #NAME? | #NAME? | #NAME? | #NAME? | FALSE | 3.9 | TRUE | TRUE | #NAME? | #NAME? | #NAME? | #NAME? | #NAME? | #NAME? | #NAME? | #NAME? | #NAME? | #NAME? |  |  | 1: 0; 2: 0; 3: 0; 4: 6.7296 | 6.7296 |  | 197.4007 | 303.9345 | 313.3345 | 19777 | 6.7296 | 197.4007 | 322.8848 |  | 0 | 2689 | 2689 | 1977-07-08 | #NAME? | #NAME? | #NAME?
1977-07-09 | 1977 | 7 | 190 | 9 | 7 | 9.1 | 4.1401 | 19.1667 | 0.5 | 0.5 | 0 | #NAME? | #NAME? | #NAME? | #NAME? | #NAME? | #NAME? | FALSE | 1.8 | TRUE | TRUE | #NAME? | #NAME? | #NAME? | #NAME? | #NAME? | #NAME? | #NAME? | #NAME? | #NAME? | #NAME? |  |  | 1: 0; 2: 0; 3: 0; 4: 0 | 0 |  | 0 | 0 | 0 | 19777 | 0 | 0 | 0 |  | 0 | 2690 | 2690 | 1977-07-09 | #NAME? | #NAME? | #NAME?
1977-07-10 | 1977 | 7 | 191 | 10 | 1 | 10 | 4.0913 | 19.5 | 0.5 | 0.5 | 0 | #NAME? | #NAME? | #NAME? | #NAME? | #NAME? | #NAME? | TRUE | 2 | TRUE | TRUE | #NAME? | #NAME? | #NAME? | #NAME? | #NAME? | #NAME? | #NAME? | #NAME? | #NAME? | #NAME? |  |  | 1: 14.6309; 2: 19.0561; 3: 0; 4: 0 | 33.687 |  | 773.5648 | 1252.4704 | 1296.1319 | 19777 | 33.687 | 773.5648 | 1265.3058 |  | 0 | 2691 | 2691 | 1977-07-10 | #NAME? | #NAME? | #NAME?
1977-07-11 | 1977 | 7 | 192 | 11 | 2 | 6.5 | 3.7791 | 1 | 1.3 | 1.3 | 0 | #NAME? | #NAME? | #NAME? | #NAME? | #NAME? | #NAME? | FALSE | 1 | TRUE | TRUE | #NAME? | #NAME? | #NAME? | #NAME? | #NAME? | #NAME? | #NAME? | #NAME? | #NAME? | #NAME? |  |  | 1: 0; 2: 0; 3: 4.6422; 4: 7.4179 | 12.0601 |  | 285.6763 | 439.8507 | 453.4544 | 19777 | 12.0601 | 285.6763 | 467.2754 |  | 0 | 2692 | 2692 | 1977-07-11 | #NAME? | #NAME? | #NAME?
1977-07-12 | 1977 | 7 | 193 | 12 | 3 | 6.8 | 4.3143 | 14 | 27.1 | 27.1 | 16.575 | #NAME? | #NAME? | #NAME? | #NAME? | #NAME? | #NAME? | TRUE | 1.8 | TRUE | TRUE | #NAME? | #NAME? | #NAME? | #NAME? | #NAME? | #NAME? | #NAME? | #NAME? | #NAME? | #NAME? |  |  | 1: 3.632; 2: 5.6768; 3: 0; 4: 0 | 9.3088 |  | 219.7895 | 356.705 | 369.2043 | 19777 | 9.3088 | 219.7895 | 359.5057 |  | 0 | 2693 | 2693 | 1977-07-12 | #NAME? | #NAME? | #NAME?
1977-07-13 | 1977 | 7 | 194 | 13 | 4 | 5.4 | 3.608 | 5.6667 | 0 | 0 | 0 | #NAME? | #NAME? | #NAME? | #NAME? | #NAME? | #NAME? | FALSE | 28.4 | FALSE | TRUE | #NAME? | #NAME? | #NAME? | #NAME? | #NAME? | #NAME? | #NAME? | #NAME? | #NAME? | #NAME? |  |  | 1: 0; 2: 0; 3: 0; 4: 0 | 0 |  | 0 | 0 | 0 | 19777 | 0 | 0 | 0 |  | 0 | 2694 | 2694 | 1977-07-13 | #NAME? | #NAME? | #NAME?
1977-07-14 | 1977 | 7 | 195 | 14 | 5 | 9.4 | 4.1625 | 11.1667 | 0 | 0 | 0 | #NAME? | #NAME? | #NAME? | #NAME? | #NAME? | #NAME? | TRUE | 27.1 | FALSE | TRUE | #NAME? | #NAME? | #NAME? | #NAME? | #NAME? | #NAME? | #NAME? | #NAME? | #NAME? | #NAME? |  |  | 1: 0; 2: 0; 3: 0; 4: 0 | 0 |  | 0 | 0 | 0 | 19777 | 0 | 0 | 0 |  | 0 | 2695 | 2695 | 1977-07-14 | #NAME? | #NAME? | #NAME?
1977-07-15 | 1977 | 7 | 196 | 15 | 6 | 10.3 | 5.047 | 9.6667 | 0 | 0 | 0 | #NAME? | #NAME? | #NAME? | #NAME? | #NAME? | #NAME? | FALSE | 0 | TRUE | TRUE | #NAME? | #NAME? | #NAME? | #NAME? | #NAME? | #NAME? | #NAME? | #NAME? | #NAME? | #NAME? |  |  | 1: 0; 2: 0; 3: 0; 4: 4.5694 | 4.5694 |  | 134.0348 | 206.371 | 212.7536 | 19777 | 4.5694 | 134.0348 | 219.2383 |  | 0 | 2696 | 2696 | 1977-07-15 | #NAME? | #NAME? | #NAME?
1977-07-16 | 1977 | 7 | 197 | 16 | 7 | 11.1 | 4.7492 | 7.1667 | 0 | 0 | 0 | #NAME? | #NAME? | #NAME? | #NAME? | #NAME? | #NAME? | FALSE | 0 | TRUE | TRUE | #NAME? | #NAME? | #NAME? | #NAME? | #NAME? | #NAME? | #NAME? | #NAME? | #NAME? | #NAME? |  |  | 1: 0; 2: 0; 3: 0; 4: 0 | 0 |  | 0 | 0 | 0 | 19777 | 0 | 0 | 0 |  | 0 | 2697 | 2697 | 1977-07-16 | #NAME? | #NAME? | #NAME?
1977-07-17 | 1977 | 7 | 198 | 17 | 1 | 12.4 | 6.1388 | 26.5 | 0 | 0 | 0 | #NAME? | #NAME? | #NAME? | #NAME? | #NAME? | #NAME? | TRUE | 0 | TRUE | TRUE | #NAME? | #NAME? | #NAME? | #NAME? | #NAME? | #NAME? | #NAME? | #NAME? | #NAME? | #NAME? |  |  | 1: 2.9431; 2: 3.8225; 3: 0; 4: 0 | 6.7657 |  | 155.2941 | 251.4254 | 260.1894 | 19777 | 6.7657 | 155.2941 | 254.0117 |  | 0 | 2698 | 2698 | 1977-07-17 | #NAME? | #NAME? | #NAME?
1977-07-18 | 1977 | 7 | 199 | 18 | 2 | 8.9 | 4.3113 | 14.6667 | 3.4 | 3.4 | 0 | #NAME? | #NAME? | #NAME? | #NAME? | #NAME? | #NAME? | FALSE | 0 | TRUE | TRUE | #NAME? | #NAME? | #NAME? | #NAME? | #NAME? | #NAME? | #NAME? | #NAME? | #NAME? | #NAME? |  |  | 1: 0; 2: 0; 3: 9.302; 4: 8.7643 | 18.0663 |  | 393.5145 | 605.8875 | 624.6263 | 19777 | 18.0663 | 393.5145 | 643.6645 |  | 0 | 2699 | 2699 | 1977-07-18 | #NAME? | #NAME? | #NAME?
1977-07-19 | 1977 | 7 | 200 | 19 | 3 | 4.8 | 4.2296 | 7.8333 | 2 | 2 | 0 | #NAME? | #NAME? | #NAME? | #NAME? | #NAME? | #NAME? | TRUE | 3.4 | TRUE | TRUE | #NAME? | #NAME? | #NAME? | #NAME? | #NAME? | #NAME? | #NAME? | #NAME? | #NAME? | #NAME? |  |  | 1: 15.0412; 2: 22.6053; 3: 0; 4: 0 | 37.6464 |  | 883.6914 | 1433.4709 | 1483.6478 | 19777 | 37.6464 | 883.6914 | 1445.4378 |  | 0 | 2700 | 2700 | 1977-07-19 | #NAME? | #NAME? | #NAME?
1977-07-20 | 1977 | 7 | 201 | 20 | 4 | 4.1 | 5.7977 | 0.66667 | 0 | 0 | 0 | #NAME? | #NAME? | #NAME? | #NAME? | #NAME? | #NAME? | FALSE | 5.4 | TRUE | TRUE | #NAME? | #NAME? | #NAME? | #NAME? | #NAME? | #NAME? | #NAME? | #NAME? | #NAME? | #NAME? |  |  | 1: 0; 2: 0; 3: 5.2543; 4: 4.6063 | 9.8605 |  | 212.1792 | 326.6886 | 336.7924 | 19777 | 9.8605 | 212.1792 | 347.0576 |  | 0 | 2701 | 2701 | 1977-07-20 | #NAME? | #NAME? | #NAME?
1977-07-21 | 1977 | 7 | 202 | 21 | 5 | 8.1 | 6.7026 | 4.1667 | 0 | 0 | 0 | #NAME? | #NAME? | #NAME? | #NAME? | #NAME? | #NAME? | TRUE | 2 | TRUE | TRUE | #NAME? | #NAME? | #NAME? | #NAME? | #NAME? | #NAME? | #NAME? | #NAME? | #NAME? | #NAME? |  |  | 1: 0; 2: 0; 3: 0; 4: 0 | 0 |  | 0 | 0 | 0 | 19777 | 0 | 0 | 0 |  | 0 | 2702 | 2702 | 1977-07-21 | #NAME? | #NAME? | #NAME?
1977-07-22 | 1977 | 7 | 203 | 22 | 6 | 11.7 | 6.1868 | 16.6667 | 0 | 0 | 0 | #NAME? | #NAME? | #NAME? | #NAME? | #NAME? | #NAME? | FALSE | 0 | TRUE | TRUE | #NAME? | #NAME? | #NAME? | #NAME? | #NAME? | #NAME? | #NAME? | #NAME? | #NAME? | #NAME? |  |  | 1: 0; 2: 0; 3: 0; 4: 6.8751 | 6.8751 |  | 201.6711 | 310.5094 | 320.1128 | 19777 | 6.8751 | 201.6711 | 329.8696 |  | 0 | 2703 | 2703 | 1977-07-22 | #NAME? | #NAME? | #NAME?
1977-07-23 | 1977 | 7 | 204 | 23 | 7 | 10.8 | 5.3004 | 21.1667 | 0 | 0 | 0 | #NAME? | #NAME? | #NAME? | #NAME? | #NAME? | #NAME? | FALSE | 0 | TRUE | TRUE | #NAME? | #NAME? | #NAME? | #NAME? | #NAME? | #NAME? | #NAME? | #NAME? | #NAME? | #NAME? |  |  | 1: 0; 2: 0; 3: 8.2223; 4: 0 | 8.2223 |  | 120.5936 | 185.6759 | 191.4184 | 19777 | 8.2223 | 120.5936 | 197.2527 |  | 0 | 2704 | 2704 | 1977-07-23 | #NAME? | #NAME? | #NAME?
1977-07-24 | 1977 | 7 | 205 | 24 | 1 | 13.6 | 5.6947 | 2.8333 | 0 | 0 | 0 | #NAME? | #NAME? | #NAME? | #NAME? | #NAME? | #NAME? | TRUE | 0 | TRUE | TRUE | #NAME? | #NAME? | #NAME? | #NAME? | #NAME? | #NAME? | #NAME? | #NAME? | #NAME? | #NAME? |  |  | 1: 0; 2: 0; 3: 0; 4: 0 | 0 |  | 0 | 0 | 0 | 19777 | 0 | 0 | 0 |  | 0 | 2705 | 2705 | 1977-07-24 | #NAME? | #NAME? | #NAME?
1977-07-25 | 1977 | 7 | 206 | 25 | 2 | 14.4 | 4.9805 | 12 | 1 | 1 | 0 | #NAME? | #NAME? | #NAME? | #NAME? | #NAME? | #NAME? | FALSE | 0 | TRUE | TRUE | #NAME? | #NAME? | #NAME? | #NAME? | #NAME? | #NAME? | #NAME? | #NAME? | #NAME? | #NAME? |  |  | 1: 0; 2: 0; 3: 3.7154; 4: 9.45 | 13.1654 |  | 331.6921 | 510.7005 | 526.4953 | 19777 | 13.1654 | 331.6921 | 542.5426 |  | 0 | 2706 | 2706 | 1977-07-25 | #NAME? | #NAME? | #NAME?
1977-07-26 | 1977 | 7 | 207 | 26 | 3 | 12.8 | 3.7182 | 3.6667 | 0 | 0 | 0 | #NAME? | #NAME? | #NAME? | #NAME? | #NAME? | #NAME? | TRUE | 1 | TRUE | TRUE | #NAME? | #NAME? | #NAME? | #NAME? | #NAME? | #NAME? | #NAME? | #NAME? | #NAME? | #NAME? |  |  | 1: 10.2319; 2: 17.2141; 3: 0; 4: 0 | 27.446 |  | 655.0144 | 1064.0028 | 1101.3594 | 19777 | 27.446 | 655.0144 | 1071.3951 |  | 0 | 2707 | 2707 | 1977-07-26 | #NAME? | #NAME? | #NAME?
1977-07-27 | 1977 | 7 | 208 | 27 | 4 | 13.9 | 5.8267 | 6.6667 | 0 | 0 | 0 | #NAME? | #NAME? | #NAME? | #NAME? | #NAME? | #NAME? | FALSE | 1 | TRUE | TRUE | #NAME? | #NAME? | #NAME? | #NAME? | #NAME? | #NAME? | #NAME? | #NAME? | #NAME? | #NAME? |  |  | 1: 0; 2: 0; 3: 2.9045; 4: 4.325 | 7.2295 |  | 169.4667 | 260.9249 | 268.9948 | 19777 | 7.2295 | 169.4667 | 277.1936 |  | 0 | 2708 | 2708 | 1977-07-27 | #NAME? | #NAME? | #NAME?
1977-07-28 | 1977 | 7 | 209 | 28 | 5 | 11.3 | 5.218 | 8.5 | 0 | 0 | 0 | #NAME? | #NAME? | #NAME? | #NAME? | #NAME? | #NAME? | TRUE | 0 | TRUE | TRUE | #NAME? | #NAME? | #NAME? | #NAME? | #NAME? | #NAME? | #NAME? | #NAME? | #NAME? | #NAME? |  |  | 1: 0; 2: 0; 3: 0; 4: 0 | 0 |  | 0 | 0 | 0 | 19777 | 0 | 0 | 0 |  | 0 | 2709 | 2709 | 1977-07-28 | #NAME? | #NAME? | #NAME?
1977-07-29 | 1977 | 7 | 210 | 29 | 6 | 10.7 | 4.8917 | 19 | 2 | 2 | 0 | #NAME? | #NAME? | #NAME? | #NAME? | #NAME? | #NAME? | FALSE | 0 | TRUE | TRUE | #NAME? | #NAME? | #NAME? | #NAME? | #NAME? | #NAME? | #NAME? | #NAME? | #NAME? | #NAME? |  |  | 1: 0; 2: 0; 3: 0; 4: 6.0746 | 6.0746 |  | 178.1887 | 274.354 | 282.8391 | 19777 | 6.0746 | 178.1887 | 291.4599 |  | 0 | 2710 | 2710 | 1977-07-29 | #NAME? | #NAME? | #NAME?
1977-07-30 | 1977 | 7 | 211 | 30 | 7 | 10.7 | 4.4913 | 23.5 | 0.2 | 0.2 | 0 | #NAME? | #NAME? | #NAME? | #NAME? | #NAME? | #NAME? | FALSE | 2 | TRUE | TRUE | #NAME? | #NAME? | #NAME? | #NAME? | #NAME? | #NAME? | #NAME? | #NAME? | #NAME? | #NAME? |  |  | 1: 0; 2: 0; 3: 8.973; 4: 0 | 8.973 |  | 131.6043 | 202.6289 | 208.8957 | 19777 | 8.973 | 131.6043 | 215.2628 |  | 0 | 2711 | 2711 | 1977-07-30 | #NAME? | #NAME? | #NAME?
1977-07-31 | 1977 | 7 | 212 | 31 | 1 | 9.8 | 4.8024 | 4.6667 | 0 | 0 | 0 | #NAME? | #NAME? | #NAME? | #NAME? | #NAME? | #NAME? | TRUE | 2.2 | TRUE | TRUE | #NAME? | #NAME? | #NAME? | #NAME? | #NAME? | #NAME? | #NAME? | #NAME? | #NAME? | #NAME? |  |  | 1: 6.5695; 2: 10.4662; 3: 0; 4: 0 | 17.0357 |  | 403.3615 | 654.7858 | 677.7421 | 19777 | 17.0357 | 403.3615 | 659.771 |  | 0 | 2712 | 2712 | 1977-07-31 | #NAME? | #NAME? | #NAME?
1977-08-01 | 1977 | 8 | 213 | 1 | 2 | 11.7 | 4.5881 | 8.3333 | 0 | 0 | 0 | #NAME? | #NAME? | #NAME? | #NAME? | #NAME? | #NAME? | FALSE | 0.2 | TRUE | TRUE | #NAME? | #NAME? | #NAME? | #NAME? | #NAME? | #NAME? | #NAME? | #NAME? | #NAME? | #NAME? |  |  | 1: 0; 2: 0; 3: 5.5693; 4: 7.802 | 13.3713 |  | 310.5424 | 478.1368 | 492.9245 | 19778 | 13.3713 | 310.5424 | 507.9486 |  | 0 | 2713 | 2713 | 1977-08-01 | #NAME? | #NAME? | #NAME?
1977-08-02 | 1977 | 8 | 214 | 2 | 3 | 7.6 | 4.2933 | 0 | 1 | 1 | 0 | #NAME? | #NAME? | #NAME? | #NAME? | #NAME? | #NAME? | TRUE | 0 | TRUE | TRUE | #NAME? | #NAME? | #NAME? | #NAME? | #NAME? | #NAME? | #NAME? | #NAME? | #NAME? | #NAME? |  |  | 1: 8.0771; 2: 12.5586; 3: 0; 4: 0 | 20.6357 |  | 486.8504 | 790.0771 | 817.7585 | 19778 | 20.6357 | 486.8504 | 796.3323 |  | 0 | 2714 | 2714 | 1977-08-02 | #NAME? | #NAME? | #NAME?
1977-08-03 | 1977 | 8 | 215 | 3 | 4 | 11.6 | 3.3753 | 10 | 13.8 | 13.8 | 6.6 | #NAME? | #NAME? | #NAME? | #NAME? | #NAME? | #NAME? | FALSE | 1 | TRUE | TRUE | #NAME? | #NAME? | #NAME? | #NAME? | #NAME? | #NAME? | #NAME? | #NAME? | #NAME? | #NAME? |  |  | 1: 0; 2: 0; 3: 0; 4: 4.6413 | 4.6413 |  | 136.1457 | 209.6212 | 216.1043 | 19778 | 4.6413 | 136.1457 | 222.6911 |  | 0 | 2715 | 2715 | 1977-08-03 | #NAME? | #NAME? | #NAME?
1977-08-04 | 1977 | 8 | 216 | 4 | 5 | 9.5 | 2.778 | 16 | 0 | 0 | 0 | #NAME? | #NAME? | #NAME? | #NAME? | #NAME? | #NAME? | TRUE | 14.8 | FALSE | TRUE | #NAME? | #NAME? | #NAME? | #NAME? | #NAME? | #NAME? | #NAME? | #NAME? | #NAME? | #NAME? |  |  | 1: 0; 2: 0; 3: 0; 4: 0 | 0 |  | 0 | 0 | 0 | 19778 | 0 | 0 | 0 |  | 0 | 2716 | 2716 | 1977-08-04 | #NAME? | #NAME? | #NAME?
1977-08-05 | 1977 | 8 | 217 | 5 | 6 | 5.9 | 3.955 | 0.66667 | 0 | 0 | 0 | #NAME? | #NAME? | #NAME? | #NAME? | #NAME? | #NAME? | FALSE | 13.8 | FALSE | TRUE | #NAME? | #NAME? | #NAME? | #NAME? | #NAME? | #NAME? | #NAME? | #NAME? | #NAME? | #NAME? |  |  | 1: 0; 2: 0; 3: 0; 4: 0 | 0 |  | 0 | 0 | 0 | 19778 | 0 | 0 | 0 |  | 0 | 2717 | 2717 | 1977-08-05 | #NAME? | #NAME? | #NAME?
1977-08-06 | 1977 | 8 | 218 | 6 | 7 | 10.2 | 2.3086 | 10.8333 | 4.5 | 4.5 | 0 | #NAME? | #NAME? | #NAME? | #NAME? | #NAME? | #NAME? | FALSE | 0 | TRUE | TRUE | #NAME? | #NAME? | #NAME? | #NAME? | #NAME? | #NAME? | #NAME? | #NAME? | #NAME? | #NAME? |  |  | 1: 0; 2: 0; 3: 5.3049; 4: 0 | 5.3049 |  | 77.8054 | 119.7956 | 123.5006 | 19778 | 5.3049 | 77.8054 | 127.2648 |  | 0 | 2718 | 2718 | 1977-08-06 | #NAME? | #NAME? | #NAME?
1977-08-07 | 1977 | 8 | 219 | 7 | 1 | 6.7 | 4.5928 | 4 | 0 | 0 | 0 | #NAME? | #NAME? | #NAME? | #NAME? | #NAME? | #NAME? | TRUE | 4.5 | TRUE | TRUE | #NAME? | #NAME? | #NAME? | #NAME? | #NAME? | #NAME? | #NAME? | #NAME? | #NAME? | #NAME? |  |  | 1: 9.7371; 2: 13.4076; 3: 0; 4: 0 | 23.1447 |  | 536.1007 | 868.6435 | 898.9741 | 19778 | 23.1447 | 536.1007 | 876.89 |  | 0 | 2719 | 2719 | 1977-08-07 | #NAME? | #NAME? | #NAME?
1977-08-08 | 1977 | 8 | 220 | 8 | 2 | 10.2 | 3.5276 | 3.3333 | 5.2 | 5.2 | 0.15 | #NAME? | #NAME? | #NAME? | #NAME? | #NAME? | #NAME? | FALSE | 4.5 | TRUE | TRUE | #NAME? | #NAME? | #NAME? | #NAME? | #NAME? | #NAME? | #NAME? | #NAME? | #NAME? | #NAME? |  |  | 1: 0; 2: 0; 3: 0; 4: 9.7789 | 9.7789 |  | 286.8479 | 441.6547 | 455.3141 | 19778 | 9.7789 | 286.8479 | 469.1918 |  | 0 | 2720 | 2720 | 1977-08-08 | #NAME? | #NAME? | #NAME?
1977-08-09 | 1977 | 8 | 221 | 9 | 3 | 7.8 | 3.5592 | 27.1667 | 4 | 4 | 0 | #NAME? | #NAME? | #NAME? | #NAME? | #NAME? | #NAME? | TRUE | 5.2 | TRUE | TRUE | #NAME? | #NAME? | #NAME? | #NAME? | #NAME? | #NAME? | #NAME? | #NAME? | #NAME? | #NAME? |  |  | 1: 5.7273; 2: 9.1353; 3: 0; 4: 0 | 14.8626 |  | 351.9689 | 571.3674 | 591.3997 | 19778 | 14.8626 | 351.9689 | 575.709 |  | 0 | 2721 | 2721 | 1977-08-09 | #NAME? | #NAME? | #NAME?
1977-08-10 | 1977 | 8 | 222 | 10 | 4 | 4.3 | 3.7511 | 1.1667 | 0 | 0 | 0 | #NAME? | #NAME? | #NAME? | #NAME? | #NAME? | #NAME? | FALSE | 9.2 | TRUE | TRUE | #NAME? | #NAME? | #NAME? | #NAME? | #NAME? | #NAME? | #NAME? | #NAME? | #NAME? | #NAME? |  |  | 1: 0; 2: 0; 3: 3.6807; 4: 4.2376 | 7.9183 |  | 178.2853 | 274.5028 | 282.9926 | 19778 | 7.9183 | 178.2853 | 291.6181 |  | 0 | 2722 | 2722 | 1977-08-10 | #NAME? | #NAME? | #NAME?
1977-08-11 | 1977 | 8 | 223 | 11 | 5 | 11.7 | 5.0135 | 5.8333 | 0 | 0 | 0 | #NAME? | #NAME? | #NAME? | #NAME? | #NAME? | #NAME? | TRUE | 4 | TRUE | TRUE | #NAME? | #NAME? | #NAME? | #NAME? | #NAME? | #NAME? | #NAME? | #NAME? | #NAME? | #NAME? |  |  | 1: 0; 2: 0; 3: 0; 4: 0 | 0 |  | 0 | 0 | 0 | 19778 | 0 | 0 | 0 |  | 0 | 2723 | 2723 | 1977-08-11 | #NAME? | #NAME? | #NAME?
1977-08-12 | 1977 | 8 | 224 | 12 | 6 | 13 | 2.5974 | 13.6667 | 12.4 | 12.4 | 5.55 | #NAME? | #NAME? | #NAME? | #NAME? | #NAME? | #NAME? | FALSE | 0 | TRUE | TRUE | #NAME? | #NAME? | #NAME? | #NAME? | #NAME? | #NAME? | #NAME? | #NAME? | #NAME? | #NAME? |  |  | 1: 0; 2: 0; 3: 0; 4: 5.0374 | 5.0374 |  | 147.765 | 227.5112 | 234.5476 | 19778 | 5.0374 | 147.765 | 241.6965 |  | 0 | 2724 | 2724 | 1977-08-12 | #NAME? | #NAME? | #NAME?
1977-08-13 | 1977 | 8 | 225 | 13 | 7 | 10 | 2.4011 | 4.5 | 5 | 5 | 0 | #NAME? | #NAME? | #NAME? | #NAME? | #NAME? | #NAME? | FALSE | 12.4 | FALSE | TRUE | #NAME? | #NAME? | #NAME? | #NAME? | #NAME? | #NAME? | #NAME? | #NAME? | #NAME? | #NAME? |  |  | 1: 0; 2: 0; 3: 0; 4: 0 | 0 |  | 0 | 0 | 0 | 19778 | 0 | 0 | 0 |  | 0 | 2725 | 2725 | 1977-08-13 | #NAME? | #NAME? | #NAME?
1977-08-14 | 1977 | 8 | 226 | 14 | 1 | 7.4 | 2.0145 | 16.1667 | 9.6 | 9.6 | 3.45 | #NAME? | #NAME? | #NAME? | #NAME? | #NAME? | #NAME? | TRUE | 17.4 | FALSE | TRUE | #NAME? | #NAME? | #NAME? | #NAME? | #NAME? | #NAME? | #NAME? | #NAME? | #NAME? | #NAME? |  |  | 1: 0; 2: 0; 3: 0; 4: 0 | 0 |  | 0 | 0 | 0 | 19778 | 0 | 0 | 0 |  | 0 | 2726 | 2726 | 1977-08-14 | #NAME? | #NAME? | #NAME?
1977-08-15 | 1977 | 8 | 227 | 15 | 2 | 3.3 | 3.0137 | 1.6667 | 0 | 0 | 0 | #NAME? | #NAME? | #NAME? | #NAME? | #NAME? | #NAME? | FALSE | 14.6 | FALSE | TRUE | #NAME? | #NAME? | #NAME? | #NAME? | #NAME? | #NAME? | #NAME? | #NAME? | #NAME? | #NAME? |  |  | 1: 0; 2: 0; 3: 0; 4: 0 | 0 |  | 0 | 0 | 0 | 19778 | 0 | 0 | 0 |  | 0 | 2727 | 2727 | 1977-08-15 | #NAME? | #NAME? | #NAME?
1977-08-16 | 1977 | 8 | 228 | 16 | 3 | 8 | 3.3745 | 4.3333 | 0 | 0 | 0 | #NAME? | #NAME? | #NAME? | #NAME? | #NAME? | #NAME? | TRUE | 9.6 | TRUE | TRUE | #NAME? | #NAME? | #NAME? | #NAME? | #NAME? | #NAME? | #NAME? | #NAME? | #NAME? | #NAME? |  |  | 1: 1.5124; 2: 2.194; 3: 0; 4: 0 | 3.7064 |  | 86.5386 | 140.3142 | 145.2209 | 19778 | 3.7064 | 86.5386 | 141.5496 |  | 0 | 2728 | 2728 | 1977-08-16 | #NAME? | #NAME? | #NAME?
1977-08-17 | 1977 | 8 | 229 | 17 | 4 | 5.8 | 4.2908 | 8.1667 | 0 | 0 | 0 | #NAME? | #NAME? | #NAME? | #NAME? | #NAME? | #NAME? | FALSE | 0 | TRUE | TRUE | #NAME? | #NAME? | #NAME? | #NAME? | #NAME? | #NAME? | #NAME? | #NAME? | #NAME? | #NAME? |  |  | 1: 0; 2: 0; 3: 7.1776; 4: 5.7935 | 12.9711 |  | 275.2148 | 423.7434 | 436.8488 | 19778 | 12.9711 | 275.2148 | 450.1637 |  | 0 | 2729 | 2729 | 1977-08-17 | #NAME? | #NAME? | #NAME?
1977-08-18 | 1977 | 8 | 230 | 18 | 5 | 8.3 | 3.8967 | 1.8333 | 0.5 | 0.5 | 0 | #NAME? | #NAME? | #NAME? | #NAME? | #NAME? | #NAME? | TRUE | 0 | TRUE | TRUE | #NAME? | #NAME? | #NAME? | #NAME? | #NAME? | #NAME? | #NAME? | #NAME? | #NAME? | #NAME? |  |  | 1: 6.8492; 2: 8.485; 3: 0; 4: 0 | 15.3342 |  | 349.3477 | 565.2354 | 584.91 | 19778 | 15.3342 | 349.3477 | 571.4216 |  | 0 | 2730 | 2730 | 1977-08-18 | #NAME? | #NAME? | #NAME?
1977-08-19 | 1977 | 8 | 231 | 19 | 6 | 9.1 | 3.0287 | 6.8333 | 23.8 | 23.8 | 14.1 | #NAME? | #NAME? | #NAME? | #NAME? | #NAME? | #NAME? | FALSE | 0.5 | TRUE | TRUE | #NAME? | #NAME? | #NAME? | #NAME? | #NAME? | #NAME? | #NAME? | #NAME? | #NAME? | #NAME? |  |  | 1: 0; 2: 0; 3: 0; 4: 4.5031 | 4.5031 |  | 132.091 | 203.3782 | 209.6682 | 19778 | 4.5031 | 132.091 | 216.0588 |  | 0 | 2731 | 2731 | 1977-08-19 | #NAME? | #NAME? | #NAME?
1977-08-20 | 1977 | 8 | 232 | 20 | 7 | 11.1 | 2.8473 | 7.8333 | 1.4 | 1.4 | 0 | #NAME? | #NAME? | #NAME? | #NAME? | #NAME? | #NAME? | FALSE | 24.3 | FALSE | TRUE | #NAME? | #NAME? | #NAME? | #NAME? | #NAME? | #NAME? | #NAME? | #NAME? | #NAME? | #NAME? |  |  | 1: 0; 2: 0; 3: 0; 4: 0 | 0 |  | 0 | 0 | 0 | 19778 | 0 | 0 | 0 |  | 0 | 2732 | 2732 | 1977-08-20 | #NAME? | #NAME? | #NAME?
1977-08-21 | 1977 | 8 | 233 | 21 | 1 | 9.6 | 2.1112 | 11.6667 | 0.3 | 0.3 | 0 | #NAME? | #NAME? | #NAME? | #NAME? | #NAME? | #NAME? | TRUE | 25.2 | FALSE | TRUE | #NAME? | #NAME? | #NAME? | #NAME? | #NAME? | #NAME? | #NAME? | #NAME? | #NAME? | #NAME? |  |  | 1: 0; 2: 0; 3: 0; 4: 0 | 0 |  | 0 | 0 | 0 | 19778 | 0 | 0 | 0 |  | 0 | 2733 | 2733 | 1977-08-21 | #NAME? | #NAME? | #NAME?
1977-08-22 | 1977 | 8 | 234 | 22 | 2 | 5 | 2.2536 | 19.5 | 7.7 | 7.7 | 2.025 | #NAME? | #NAME? | #NAME? | #NAME? | #NAME? | #NAME? | FALSE | 1.7 | TRUE | TRUE | #NAME? | #NAME? | #NAME? | #NAME? | #NAME? | #NAME? | #NAME? | #NAME? | #NAME? | #NAME? |  |  | 1: 0; 2: 0; 3: 0; 4: 3.4411 | 3.4411 |  | 100.9403 | 155.4161 | 160.2228 | 19778 | 3.4411 | 100.9403 | 165.1063 |  | 0 | 2734 | 2734 | 1977-08-22 | #NAME? | #NAME? | #NAME?
1977-08-23 | 1977 | 8 | 235 | 23 | 3 | 5 | 2.2994 | 14.3333 | 0.4 | 0.4 | 0 | #NAME? | #NAME? | #NAME? | #NAME? | #NAME? | #NAME? | TRUE | 8 | TRUE | TRUE | #NAME? | #NAME? | #NAME? | #NAME? | #NAME? | #NAME? | #NAME? | #NAME? | #NAME? | #NAME? |  |  | 1: 6.4315; 2: 9.8395; 3: 0; 4: 0 | 16.271 |  | 382.9538 | 621.3443 | 643.1043 | 19778 | 16.271 | 382.9538 | 626.3905 |  | 0 | 2735 | 2735 | 1977-08-23 | #NAME? | #NAME? | #NAME?
1977-08-24 | 1977 | 8 | 236 | 24 | 4 | 8.7 | 2.4659 | 1 | 1.6 | 1.6 | 0 | #NAME? | #NAME? | #NAME? | #NAME? | #NAME? | #NAME? | FALSE | 8.1 | TRUE | TRUE | #NAME? | #NAME? | #NAME? | #NAME? | #NAME? | #NAME? | #NAME? | #NAME? | #NAME? | #NAME? |  |  | 1: 0; 2: 0; 3: 2.4537; 4: 3.5447 | 5.9984 |  | 139.9647 | 215.5013 | 222.1662 | 19778 | 5.9984 | 139.9647 | 228.9377 |  | 0 | 2736 | 2736 | 1977-08-24 | #NAME? | #NAME? | #NAME?
1977-08-25 | 1977 | 8 | 237 | 25 | 5 | 8.4 | 3.5265 | 7 | 0 | 0 | 0 | #NAME? | #NAME? | #NAME? | #NAME? | #NAME? | #NAME? | TRUE | 2 | TRUE | TRUE | #NAME? | #NAME? | #NAME? | #NAME? | #NAME? | #NAME? | #NAME? | #NAME? | #NAME? | #NAME? |  |  | 1: 1.0268; 2: 1.7084; 3: 0; 4: 0 | 2.7352 |  | 65.1737 | 105.8538 | 109.5692 | 19778 | 2.7352 | 65.1737 | 106.6034 |  | 0 | 2737 | 2737 | 1977-08-25 | #NAME? | #NAME? | #NAME?
1977-08-26 | 1977 | 8 | 238 | 26 | 6 | 3.1 | 3.2942 | 8.8333 | 0 | 0 | 0 | #NAME? | #NAME? | #NAME? | #NAME? | #NAME? | #NAME? | FALSE | 1.6 | TRUE | TRUE | #NAME? | #NAME? | #NAME? | #NAME? | #NAME? | #NAME? | #NAME? | #NAME? | #NAME? | #NAME? |  |  | 1: 0; 2: 0; 3: 0; 4: 4.2196 | 4.2196 |  | 123.774 | 190.5727 | 196.4667 | 19778 | 4.2196 | 123.774 | 202.4549 |  | 0 | 2738 | 2738 | 1977-08-26 | #NAME? | #NAME? | #NAME?
1977-08-27 | 1977 | 8 | 239 | 27 | 7 | 5.2 | 2.5472 | 11 | 0.6 | 0.6 | 0 | #NAME? | #NAME? | #NAME? | #NAME? | #NAME? | #NAME? | FALSE | 0 | TRUE | TRUE | #NAME? | #NAME? | #NAME? | #NAME? | #NAME? | #NAME? | #NAME? | #NAME? | #NAME? | #NAME? |  |  | 1: 0; 2: 0; 3: 7.0305; 4: 0 | 7.0305 |  | 103.1146 | 158.7638 | 163.674 | 19778 | 7.0305 | 103.1146 | 168.6627 |  | 0 | 2739 | 2739 | 1977-08-27 | #NAME? | #NAME? | #NAME?
1977-08-28 | 1977 | 8 | 240 | 28 | 1 | 3.3 | 3.332 | 5.5 | 0 | 0 | 0 | #NAME? | #NAME? | #NAME? | #NAME? | #NAME? | #NAME? | TRUE | 0.6 | TRUE | TRUE | #NAME? | #NAME? | #NAME? | #NAME? | #NAME? | #NAME? | #NAME? | #NAME? | #NAME? | #NAME? |  |  | 1: 0; 2: 0; 3: 0; 4: 0 | 0 |  | 0 | 0 | 0 | 19778 | 0 | 0 | 0 |  | 0 | 2740 | 2740 | 1977-08-28 | #NAME? | #NAME? | #NAME?
1977-08-29 | 1977 | 8 | 241 | 29 | 2 | 9.4 | 3.5548 | 24.6667 | 0.2 | 0.2 | 0 | #NAME? | #NAME? | #NAME? | #NAME? | #NAME? | #NAME? | FALSE | 0.6 | TRUE | TRUE | #NAME? | #NAME? | #NAME? | #NAME? | #NAME? | #NAME? | #NAME? | #NAME? | #NAME? | #NAME? |  |  | 1: 0; 2: 0; 3: 0; 4: 5.5136 | 5.5136 |  | 161.7311 | 249.0145 | 256.716 | 19778 | 5.5136 | 161.7311 | 264.5406 |  | 0 | 2741 | 2741 | 1977-08-29 | #NAME? | #NAME? | #NAME?
1977-08-30 | 1977 | 8 | 242 | 30 | 3 | 6.8 | 2.7476 | 16.8333 | 0 | 0 | 0 | #NAME? | #NAME? | #NAME? | #NAME? | #NAME? | #NAME? | TRUE | 0.2 | TRUE | FALSE | #NAME? | #NAME? | #NAME? | #NAME? | #NAME? | #NAME? | #NAME? | #NAME? | #NAME? | #NAME? |  |  | 1: 0; 2: 0; 3: 0; 4: 0 | 0 |  | 0 | 0 | 0 | 19778 | 0 | 0 | 0 |  | 0 | 2742 | 2742 | 1977-08-30 | #NAME? | #NAME? | #NAME?
1977-08-31 | 1977 | 8 | 243 | 31 | 4 | 2.3 | 1.9807 | 1.6667 | 0.2 | 0.2 | 0 | #NAME? | #NAME? | #NAME? | #NAME? | #NAME? | #NAME? | FALSE | 0.2 | TRUE | FALSE | #NAME? | #NAME? | #NAME? | #NAME? | #NAME? | #NAME? | #NAME? | #NAME? | #NAME? | #NAME? |  |  | 1: 0; 2: 0; 3: 0; 4: 0 | 0 |  | 0 | 0 | 0 | 19778 | 0 | 0 | 0 |  | 0 | 2743 | 2743 | 1977-08-31 | #NAME? | #NAME? | #NAME?
1977-09-01 | 1977 | 9 | 244 | 1 | 5 | 1.8 | 2.0829 | 12 | 0 | 0 | 0 | #NAME? | #NAME? | #NAME? | #NAME? | #NAME? | #NAME? | TRUE | 0.2 | TRUE | FALSE | #NAME? | #NAME? | #NAME? | #NAME? | #NAME? | #NAME? | #NAME? | #NAME? | #NAME? | #NAME? |  |  | 1: 0; 2: 0; 3: 0; 4: 0 | 0 |  | 0 | 0 | 0 | 19779 | 0 | 0 | 0 |  | 0 | 2744 | 2744 | 1977-09-01 | #NAME? | #NAME? | #NAME?
1977-09-02 | 1977 | 9 | 245 | 2 | 6 | 2.7 | 2.9553 | 7.8333 | 0 | 0 | 0 | #NAME? | #NAME? | #NAME? | #NAME? | #NAME? | #NAME? | FALSE | 0.2 | TRUE | TRUE | #NAME? | #NAME? | #NAME? | #NAME? | #NAME? | #NAME? | #NAME? | #NAME? | #NAME? | #NAME? |  |  | 1: 0; 2: 0; 3: 0; 4: 6.0261 | 6.0261 |  | 176.7667 | 272.1647 | 280.5821 | 19779 | 6.0261 | 176.7667 | 289.1341 |  | 0 | 2745 | 2745 | 1977-09-02 | #NAME? | #NAME? | #NAME?
1977-09-03 | 1977 | 9 | 246 | 3 | 7 | 6.6 | 3.2019 | 12.5 | 0.2 | 0.2 | 0 | #NAME? | #NAME? | #NAME? | #NAME? | #NAME? | #NAME? | FALSE | 0 | TRUE | TRUE | #NAME? | #NAME? | #NAME? | #NAME? | #NAME? | #NAME? | #NAME? | #NAME? | #NAME? | #NAME? |  |  | 1: 0; 2: 0; 3: 4.2148; 4: 0 | 4.2148 |  | 61.8164 | 95.1776 | 98.1212 | 19779 | 4.2148 | 61.8164 | 101.1119 |  | 0 | 2746 | 2746 | 1977-09-03 | #NAME? | #NAME? | #NAME?
1977-09-04 | 1977 | 9 | 247 | 4 | 1 | 8.2 | 1.8079 | 9.3333 | 0 | 0 | 0 | #NAME? | #NAME? | #NAME? | #NAME? | #NAME? | #NAME? | TRUE | 0.2 | TRUE | TRUE | #NAME? | #NAME? | #NAME? | #NAME? | #NAME? | #NAME? | #NAME? | #NAME? | #NAME? | #NAME? |  |  | 1: 0; 2: 0; 3: 0; 4: 0 | 0 |  | 0 | 0 | 0 | 19779 | 0 | 0 | 0 |  | 0 | 2747 | 2747 | 1977-09-04 | #NAME? | #NAME? | #NAME?
1977-09-05 | 1977 | 9 | 248 | 5 | 2 | 8.4 | 2.4884 | 14.6667 | 3.7 | 3.7 | 0 | #NAME? | #NAME? | #NAME? | #NAME? | #NAME? | #NAME? | FALSE | 0.2 | TRUE | FALSE | #NAME? | #NAME? | #NAME? | #NAME? | #NAME? | #NAME? | #NAME? | #NAME? | #NAME? | #NAME? |  |  | 1: 0; 2: 0; 3: 0; 4: 0 | 0 |  | 0 | 0 | 0 | 19779 | 0 | 0 | 0 |  | 0 | 2748 | 2748 | 1977-09-05 | #NAME? | #NAME? | #NAME?
1977-09-06 | 1977 | 9 | 249 | 6 | 3 | 2.9 | 3.042 | 2.8333 | 0.8 | 0.8 | 0 | #NAME? | #NAME? | #NAME? | #NAME? | #NAME? | #NAME? | TRUE | 3.7 | TRUE | TRUE | #NAME? | #NAME? | #NAME? | #NAME? | #NAME? | #NAME? | #NAME? | #NAME? | #NAME? | #NAME? |  |  | 1: 0; 2: 0; 3: 0; 4: 0 | 0 |  | 0 | 0 | 0 | 19779 | 0 | 0 | 0 |  | 0 | 2749 | 2749 | 1977-09-06 | #NAME? | #NAME? | #NAME?
1977-09-07 | 1977 | 9 | 250 | 7 | 4 | 6 | 2.3969 | 13.1667 | 0 | 0 | 0 | #NAME? | #NAME? | #NAME? | #NAME? | #NAME? | #NAME? | FALSE | 4.5 | TRUE | TRUE | #NAME? | #NAME? | #NAME? | #NAME? | #NAME? | #NAME? | #NAME? | #NAME? | #NAME? | #NAME? |  |  | 1: 0; 2: 0; 3: 0; 4: 8.0771 | 8.0771 |  | 236.9286 | 364.7948 | 376.0771 | 19779 | 8.0771 | 236.9286 | 387.5397 |  | 0 | 2750 | 2750 | 1977-09-07 | #NAME? | #NAME? | #NAME?
1977-09-08 | 1977 | 9 | 251 | 8 | 5 | 4.3 | 4.0229 | 14.5 | 0.2 | 0.2 | 0 | #NAME? | #NAME? | #NAME? | #NAME? | #NAME? | #NAME? | TRUE | 0.8 | TRUE | FALSE | #NAME? | #NAME? | #NAME? | #NAME? | #NAME? | #NAME? | #NAME? | #NAME? | #NAME? | #NAME? |  |  | 1: 0; 2: 0; 3: 0; 4: 0 | 0 |  | 0 | 0 | 0 | 19779 | 0 | 0 | 0 |  | 0 | 2751 | 2751 | 1977-09-08 | #NAME? | #NAME? | #NAME?
1977-09-09 | 1977 | 9 | 252 | 9 | 6 | 2.1 | 3.2277 | 3.6667 | 0 | 0 | 0 | #NAME? | #NAME? | #NAME? | #NAME? | #NAME? | #NAME? | FALSE | 0.2 | TRUE | TRUE | #NAME? | #NAME? | #NAME? | #NAME? | #NAME? | #NAME? | #NAME? | #NAME? | #NAME? | #NAME? |  |  | 1: 0; 2: 0; 3: 0; 4: 4.4926 | 4.4926 |  | 131.7822 | 202.9027 | 209.1781 | 19779 | 4.4926 | 131.7822 | 215.5537 |  | 0 | 2752 | 2752 | 1977-09-09 | #NAME? | #NAME? | #NAME?
1977-09-10 | 1977 | 9 | 253 | 10 | 7 | 3.3 | 2.3727 | 0 | 0 | 0 | 0 | #NAME? | #NAME? | #NAME? | #NAME? | #NAME? | #NAME? | FALSE | 0.2 | TRUE | TRUE | #NAME? | #NAME? | #NAME? | #NAME? | #NAME? | #NAME? | #NAME? | #NAME? | #NAME? | #NAME? |  |  | 1: 0; 2: 0; 3: 11.4441; 4: 0 | 11.4441 |  | 167.8472 | 258.4315 | 266.4242 | 19779 | 11.4441 | 167.8472 | 274.5447 |  | 0 | 2753 | 2753 | 1977-09-10 | #NAME? | #NAME? | #NAME?
1977-09-11 | 1977 | 9 | 254 | 11 | 1 | 8.9 | 2.7357 | 2.6667 | 0 | 0 | 0 | #NAME? | #NAME? | #NAME? | #NAME? | #NAME? | #NAME? | TRUE | 0 | TRUE | TRUE | #NAME? | #NAME? | #NAME? | #NAME? | #NAME? | #NAME? | #NAME? | #NAME? | #NAME? | #NAME? |  |  | 1: 6.8718; 2: 12.6472; 3: 0; 4: 0 | 19.5191 |  | 471.7726 | 767.1478 | 794.1429 | 19779 | 19.5191 | 471.7726 | 771.6698 |  | 0 | 2754 | 2754 | 1977-09-11 | #NAME? | #NAME? | #NAME?
1977-09-12 | 1977 | 9 | 255 | 12 | 2 | 5 | 3.6838 | 8.8333 | 0 | 0 | 0 | #NAME? | #NAME? | #NAME? | #NAME? | #NAME? | #NAME? | FALSE | 0 | TRUE | TRUE | #NAME? | #NAME? | #NAME? | #NAME? | #NAME? | #NAME? | #NAME? | #NAME? | #NAME? | #NAME? |  |  | 1: 0; 2: 0; 3: 0.88653; 4: 5.0896 | 5.9761 |  | 162.2973 | 249.8863 | 257.6148 | 19779 | 5.9761 | 162.2973 | 265.4667 |  | 0 | 2755 | 2755 | 1977-09-12 | #NAME? | #NAME? | #NAME?
1977-09-13 | 1977 | 9 | 256 | 13 | 3 | 4.9 | 4.1 | 9 | 0 | 0 | 0 | #NAME? | #NAME? | #NAME? | #NAME? | #NAME? | #NAME? | TRUE | 0 | TRUE | FALSE | #NAME? | #NAME? | #NAME? | #NAME? | #NAME? | #NAME? | #NAME? | #NAME? | #NAME? | #NAME? |  |  | 1: 0; 2: 0; 3: 0; 4: 0 | 0 |  | 0 | 0 | 0 | 19779 | 0 | 0 | 0 |  | 0 | 2756 | 2756 | 1977-09-13 | #NAME? | #NAME? | #NAME?
1977-09-14 | 1977 | 9 | 257 | 14 | 4 | 2.3 | 2.0247 | 15.6667 | 12.4 | 12.4 | 5.55 | #NAME? | #NAME? | #NAME? | #NAME? | #NAME? | #NAME? | FALSE | 0 | TRUE | FALSE | #NAME? | #NAME? | #NAME? | #NAME? | #NAME? | #NAME? | #NAME? | #NAME? | #NAME? | #NAME? |  |  | 1: 0; 2: 0; 3: 0; 4: 0 | 0 |  | 0 | 0 | 0 | 19779 | 0 | 0 | 0 |  | 0 | 2757 | 2757 | 1977-09-14 | #NAME? | #NAME? | #NAME?
1977-09-15 | 1977 | 9 | 258 | 15 | 5 | 2.9 | 1.4253 | 11.3333 | 2 | 2 | 0 | #NAME? | #NAME? | #NAME? | #NAME? | #NAME? | #NAME? | TRUE | 12.4 | FALSE | TRUE | #NAME? | #NAME? | #NAME? | #NAME? | #NAME? | #NAME? | #NAME? | #NAME? | #NAME? | #NAME? |  |  | 1: 0; 2: 0; 3: 0; 4: 0 | 0 |  | 0 | 0 | 0 | 19779 | 0 | 0 | 0 |  | 0 | 2758 | 2758 | 1977-09-15 | #NAME? | #NAME? | #NAME?
1977-09-16 | 1977 | 9 | 259 | 16 | 6 | 5 | 0.90408 | 3.5 | 2.2 | 2.2 | 0 | #NAME? | #NAME? | #NAME? | #NAME? | #NAME? | #NAME? | FALSE | 14.4 | FALSE | TRUE | #NAME? | #NAME? | #NAME? | #NAME? | #NAME? | #NAME? | #NAME? | #NAME? | #NAME? | #NAME? |  |  | 1: 0; 2: 0; 3: 0; 4: 0 | 0 |  | 0 | 0 | 0 | 19779 | 0 | 0 | 0 |  | 0 | 2759 | 2759 | 1977-09-16 | #NAME? | #NAME? | #NAME?
1977-09-17 | 1977 | 9 | 260 | 17 | 7 | 4.1 | 0.80232 | 9.8333 | 12.1 | 12.1 | 5.325 | #NAME? | #NAME? | #NAME? | #NAME? | #NAME? | #NAME? | FALSE | 4.2 | TRUE | FALSE | #NAME? | #NAME? | #NAME? | #NAME? | #NAME? | #NAME? | #NAME? | #NAME? | #NAME? | #NAME? |  |  | 1: 0; 2: 0; 3: 0; 4: 0 | 0 |  | 0 | 0 | 0 | 19779 | 0 | 0 | 0 |  | 0 | 2760 | 2760 | 1977-09-17 | #NAME? | #NAME? | #NAME?
1977-09-18 | 1977 | 9 | 261 | 18 | 1 | 2 | 2.4847 | 7.6667 | 0 | 0 | 0 | #NAME? | #NAME? | #NAME? | #NAME? | #NAME? | #NAME? | TRUE | 14.3 | FALSE | TRUE | #NAME? | #NAME? | #NAME? | #NAME? | #NAME? | #NAME? | #NAME? | #NAME? | #NAME? | #NAME? |  |  | 1: 0; 2: 0; 3: 0; 4: 0 | 0 |  | 0 | 0 | 0 | 19779 | 0 | 0 | 0 |  | 0 | 2761 | 2761 | 1977-09-18 | #NAME? | #NAME? | #NAME?
1977-09-19 | 1977 | 9 | 262 | 19 | 2 | 8.2 | 2.7843 | 5.3333 | 1.2 | 1.2 | 0 | #NAME? | #NAME? | #NAME? | #NAME? | #NAME? | #NAME? | FALSE | 12.1 | FALSE | TRUE | #NAME? | #NAME? | #NAME? | #NAME? | #NAME? | #NAME? | #NAME? | #NAME? | #NAME? | #NAME? |  |  | 1: 0; 2: 0; 3: 0; 4: 0 | 0 |  | 0 | 0 | 0 | 19779 | 0 | 0 | 0 |  | 0 | 2762 | 2762 | 1977-09-19 | #NAME? | #NAME? | #NAME?
1977-09-20 | 1977 | 9 | 263 | 20 | 3 | 7.6 | 3.6033 | 6.1667 | 0 | 0 | 0 | #NAME? | #NAME? | #NAME? | #NAME? | #NAME? | #NAME? | TRUE | 1.2 | TRUE | TRUE | #NAME? | #NAME? | #NAME? | #NAME? | #NAME? | #NAME? | #NAME? | #NAME? | #NAME? | #NAME? |  |  | 1: 2.0237; 2: 4.1024; 3: 0; 4: 0 | 6.1261 |  | 150.0189 | 244.2055 | 252.8186 | 19779 | 6.1261 | 150.0189 | 245.3832 |  | 0 | 2763 | 2763 | 1977-09-20 | #NAME? | #NAME? | #NAME?
1977-09-21 | 1977 | 9 | 264 | 21 | 4 | 4.8 | 1.538 | 10.8333 | 18.2 | 18.2 | 9.9 | #NAME? | #NAME? | #NAME? | #NAME? | #NAME? | #NAME? | FALSE | 1.2 | TRUE | TRUE | #NAME? | #NAME? | #NAME? | #NAME? | #NAME? | #NAME? | #NAME? | #NAME? | #NAME? | #NAME? |  |  | 1: 0; 2: 0; 3: 7.8077; 4: 7.1597 | 14.9674 |  | 324.5313 | 499.6752 | 515.129 | 19779 | 14.9674 | 324.5313 | 530.8299 |  | 0 | 2764 | 2764 | 1977-09-21 | #NAME? | #NAME? | #NAME?
1977-09-22 | 1977 | 9 | 265 | 22 | 5 | 3.2 | 2.0525 | 2.5 | 0 | 0 | 0 | #NAME? | #NAME? | #NAME? | #NAME? | #NAME? | #NAME? | TRUE | 18.2 | FALSE | TRUE | #NAME? | #NAME? | #NAME? | #NAME? | #NAME? | #NAME? | #NAME? | #NAME? | #NAME? | #NAME? |  |  | 1: 0; 2: 0; 3: 0; 4: 0 | 0 |  | 0 | 0 | 0 | 19779 | 0 | 0 | 0 |  | 0 | 2765 | 2765 | 1977-09-22 | #NAME? | #NAME? | #NAME?
1977-09-23 | 1977 | 9 | 266 | 23 | 6 | 3.6 | 2.668 | 7 | 0 | 0 | 0 | #NAME? | #NAME? | #NAME? | #NAME? | #NAME? | #NAME? | FALSE | 18.2 | FALSE | TRUE | #NAME? | #NAME? | #NAME? | #NAME? | #NAME? | #NAME? | #NAME? | #NAME? | #NAME? | #NAME? |  |  | 1: 0; 2: 0; 3: 0; 4: 0 | 0 |  | 0 | 0 | 0 | 19779 | 0 | 0 | 0 |  | 0 | 2766 | 2766 | 1977-09-23 | #NAME? | #NAME? | #NAME?
1977-09-24 | 1977 | 9 | 267 | 24 | 7 | 4.9 | 0.79325 | 7.5 | 1.6 | 1.6 | 0 | #NAME? | #NAME? | #NAME? | #NAME? | #NAME? | #NAME? | FALSE | 0 | TRUE | TRUE | #NAME? | #NAME? | #NAME? | #NAME? | #NAME? | #NAME? | #NAME? | #NAME? | #NAME? | #NAME? |  |  | 1: 0; 2: 0; 3: 2.2097; 4: 0 | 2.2097 |  | 32.4093 | 49.9 | 51.4433 | 19779 | 2.2097 | 32.4093 | 53.0113 |  | 0 | 2767 | 2767 | 1977-09-24 | #NAME? | #NAME? | #NAME?
1977-09-25 | 1977 | 9 | 268 | 25 | 1 | 4.2 | 1.1153 | 8.6667 | 8.5 | 8.5 | 2.625 | #NAME? | #NAME? | #NAME? | #NAME? | #NAME? | #NAME? | TRUE | 1.6 | TRUE | TRUE | #NAME? | #NAME? | #NAME? | #NAME? | #NAME? | #NAME? | #NAME? | #NAME? | #NAME? | #NAME? |  |  | 1: 0; 2: 0; 3: 0; 4: 0 | 0 |  | 0 | 0 | 0 | 19779 | 0 | 0 | 0 |  | 0 | 2768 | 2768 | 1977-09-25 | #NAME? | #NAME? | #NAME?
1977-09-26 | 1977 | 9 | 269 | 26 | 2 | 5 | 1.2828 | 22.1667 | 7.2 | 7.2 | 1.65 | #NAME? | #NAME? | #NAME? | #NAME? | #NAME? | #NAME? | FALSE | 10.1 | FALSE | FALSE | #NAME? | #NAME? | #NAME? | #NAME? | #NAME? | #NAME? | #NAME? | #NAME? | #NAME? | #NAME? |  |  | 1: 0; 2: 0; 3: 0; 4: 0 | 0 |  | 0 | 0 | 0 | 19779 | 0 | 0 | 0 |  | 0 | 2769 | 2769 | 1977-09-26 | #NAME? | #NAME? | #NAME?
1977-09-27 | 1977 | 9 | 270 | 27 | 3 | -0.4 | 1.4151 | 2.3333 | 0 | 0 | 0 | #NAME? | #NAME? | #NAME? | #NAME? | #NAME? | #NAME? | TRUE | 15.7 | FALSE | FALSE | #NAME? | #NAME? | #NAME? | #NAME? | #NAME? | #NAME? | #NAME? | #NAME? | #NAME? | #NAME? |  |  | 1: 0; 2: 0; 3: 0; 4: 0 | 0 |  | 0 | 0 | 0 | 19779 | 0 | 0 | 0 |  | 0 | 2770 | 2770 | 1977-09-27 | #NAME? | #NAME? | #NAME?
1977-09-28 | 1977 | 9 | 271 | 28 | 4 | 0.1 | 0.9343 | 6.3333 | 1.2 | 1.2 | 0 | #NAME? | #NAME? | #NAME? | #NAME? | #NAME? | #NAME? | FALSE | 7.2 | TRUE | TRUE | #NAME? | #NAME? | #NAME? | #NAME? | #NAME? | #NAME? | #NAME? | #NAME? | #NAME? | #NAME? |  |  | 1: 0; 2: 0; 3: 0; 4: 3.1348 | 3.1348 |  | 91.9543 | 141.5804 | 145.9592 | 19779 | 3.1348 | 91.9543 | 150.408 |  | 0 | 2771 | 2771 | 1977-09-28 | #NAME? | #NAME? | #NAME?
1977-09-29 | 1977 | 9 | 272 | 29 | 5 | 4.6 | 0.87659 | 15 | 6 | 6 | 0.75 | #NAME? | #NAME? | #NAME? | #NAME? | #NAME? | #NAME? | TRUE | 1.2 | TRUE | TRUE | #NAME? | #NAME? | #NAME? | #NAME? | #NAME? | #NAME? | #NAME? | #NAME? | #NAME? | #NAME? |  |  | 1: 3.7895; 2: 7.8099; 3: 0; 4: 0 | 11.5994 |  | 284.6702 | 463.4766 | 479.8295 | 19779 | 11.5994 | 284.6702 | 465.6299 |  | 0 | 2772 | 2772 | 1977-09-29 | #NAME? | #NAME? | #NAME?
1977-09-30 | 1977 | 9 | 273 | 30 | 6 | 6 | 1.0715 | 7.6667 | 0 | 0 | 0 | #NAME? | #NAME? | #NAME? | #NAME? | #NAME? | #NAME? | FALSE | 7.2 | TRUE | TRUE | #NAME? | #NAME? | #NAME? | #NAME? | #NAME? | #NAME? | #NAME? | #NAME? | #NAME? | #NAME? |  |  | 1: 0; 2: 0; 3: 0; 4: 2.28 | 2.28 |  | 66.88 | 102.974 | 106.1587 | 19779 | 2.28 | 66.88 | 109.3944 |  | 0 | 2773 | 2773 | 1977-09-30 | #NAME? | #NAME? | #NAME?
1978-05-01 | 1978 | 5 | 121 | 1 | 2 | 4.7 | 2.9926 | 11.3333 | 5.2 | 5.2 | 0.15 | #NAME? | #NAME? | #NAME? | #NAME? | #NAME? | #NAME? | FALSE | 6 | TRUE | TRUE | #NAME? | #NAME? | #NAME? | #NAME? | #NAME? | #NAME? | #NAME? | #NAME? | #NAME? | #NAME? |  |  | 1: 0; 2: 0; 3: 1.7568; 4: 2.28 | 4.0368 |  | 92.6464 | 142.646 | 147.0578 | 19785 | 4.0368 | 92.6464 | 151.54 |  | 0 | 2774 | 2774 | 1978-05-01 | #NAME? | #NAME? | #NAME?
1978-05-02 | 1978 | 5 | 122 | 2 | 3 | 3.5 | 4.4972 | 6.6667 | 0 | 0 | 0 | #NAME? | #NAME? | #NAME? | #NAME? | #NAME? | #NAME? | TRUE | 5.2 | TRUE | FALSE | #NAME? | #NAME? | #NAME? | #NAME? | #NAME? | #NAME? | #NAME? | #NAME? | #NAME? | #NAME? |  |  | 1: 0; 2: 0; 3: 0; 4: 0 | 0 |  | 0 | 0 | 0 | 19785 | 0 | 0 | 0 |  | 0 | 2775 | 2775 | 1978-05-02 | #NAME? | #NAME? | #NAME?
1978-05-03 | 1978 | 5 | 123 | 3 | 4 | 2.4 | 3.5695 | 29 | 0 | 0 | 0 | #NAME? | #NAME? | #NAME? | #NAME? | #NAME? | #NAME? | FALSE | 5.2 | TRUE | FALSE | #NAME? | #NAME? | #NAME? | #NAME? | #NAME? | #NAME? | #NAME? | #NAME? | #NAME? | #NAME? |  |  | 1: 0; 2: 0; 3: 0; 4: 0 | 0 |  | 0 | 0 | 0 | 19785 | 0 | 0 | 0 |  | 0 | 2776 | 2776 | 1978-05-03 | #NAME? | #NAME? | #NAME?
1978-05-04 | 1978 | 5 | 124 | 4 | 5 | 1.2 | 2.8819 | 25.1667 | 0 | 0 | 0 | #NAME? | #NAME? | #NAME? | #NAME? | #NAME? | #NAME? | TRUE | 0 | TRUE | FALSE | #NAME? | #NAME? | #NAME? | #NAME? | #NAME? | #NAME? | #NAME? | #NAME? | #NAME? | #NAME? |  |  | 1: 0; 2: 0; 3: 0; 4: 0 | 0 |  | 0 | 0 | 0 | 19785 | 0 | 0 | 0 |  | 0 | 2777 | 2777 | 1978-05-04 | #NAME? | #NAME? | #NAME?
1978-05-05 | 1978 | 5 | 125 | 5 | 6 | 0.7 | 3.9286 | 27.1667 | 0 | 0 | 0 | #NAME? | #NAME? | #NAME? | #NAME? | #NAME? | #NAME? | FALSE | 0 | TRUE | FALSE | #NAME? | #NAME? | #NAME? | #NAME? | #NAME? | #NAME? | #NAME? | #NAME? | #NAME? | #NAME? |  |  | 1: 0; 2: 0; 3: 0; 4: 0 | 0 |  | 0 | 0 | 0 | 19785 | 0 | 0 | 0 |  | 0 | 2778 | 2778 | 1978-05-05 | #NAME? | #NAME? | #NAME?
1978-05-06 | 1978 | 5 | 126 | 6 | 7 | -0.5 | 3.179 | 11 | 0 | 0 | 0 | #NAME? | #NAME? | #NAME? | #NAME? | #NAME? | #NAME? | FALSE | 0 | TRUE | FALSE | #NAME? | #NAME? | #NAME? | #NAME? | #NAME? | #NAME? | #NAME? | #NAME? | #NAME? | #NAME? |  |  | 1: 0; 2: 0; 3: 0; 4: 0 | 0 |  | 0 | 0 | 0 | 19785 | 0 | 0 | 0 |  | 0 | 2779 | 2779 | 1978-05-06 | #NAME? | #NAME? | #NAME?
1978-05-07 | 1978 | 5 | 127 | 7 | 1 | 1.4 | 4.0486 | 16.5 | 0 | 0 | 0 | #NAME? | #NAME? | #NAME? | #NAME? | #NAME? | #NAME? | TRUE | 0 | TRUE | FALSE | #NAME? | #NAME? | #NAME? | #NAME? | #NAME? | #NAME? | #NAME? | #NAME? | #NAME? | #NAME? |  |  | 1: 0; 2: 0; 3: 0; 4: 0 | 0 |  | 0 | 0 | 0 | 19785 | 0 | 0 | 0 |  | 0 | 2780 | 2780 | 1978-05-07 | #NAME? | #NAME? | #NAME?
1978-05-08 | 1978 | 5 | 128 | 8 | 2 | 0.3 | 4.623 | 3.8333 | 0 | 0 | 0 | #NAME? | #NAME? | #NAME? | #NAME? | #NAME? | #NAME? | FALSE | 0 | TRUE | TRUE | #NAME? | #NAME? | #NAME? | #NAME? | #NAME? | #NAME? | #NAME? | #NAME? | #NAME? | #NAME? |  |  | 1: 0; 2: 0; 3: 0; 4: 11.4963 | 11.4963 |  | 337.2237 | 519.2175 | 535.2758 | 19785 | 11.4963 | 337.2237 | 551.5907 |  | 0 | 2781 | 2781 | 1978-05-08 | #NAME? | #NAME? | #NAME?
1978-05-09 | 1978 | 5 | 129 | 9 | 3 | 5.8 | 3.3081 | 19.5 | 1 | 1 | 0 | #NAME? | #NAME? | #NAME? | #NAME? | #NAME? | #NAME? | TRUE | 0 | TRUE | FALSE | #NAME? | #NAME? | #NAME? | #NAME? | #NAME? | #NAME? | #NAME? | #NAME? | #NAME? | #NAME? |  |  | 1: 0; 2: 0; 3: 0; 4: 0 | 0 |  | 0 | 0 | 0 | 19785 | 0 | 0 | 0 |  | 0 | 2782 | 2782 | 1978-05-09 | #NAME? | #NAME? | #NAME?
1978-05-10 | 1978 | 5 | 130 | 10 | 4 | 2.2 | 3.2762 | 16.8333 | 4 | 4 | 0 | #NAME? | #NAME? | #NAME? | #NAME? | #NAME? | #NAME? | FALSE | 1 | TRUE | TRUE | #NAME? | #NAME? | #NAME? | #NAME? | #NAME? | #NAME? | #NAME? | #NAME? | #NAME? | #NAME? |  |  | 1: 0; 2: 0; 3: 4.6785; 4: 4.0995 | 8.7779 |  | 188.869 | 290.7983 | 299.792 | 19785 | 8.7779 | 188.869 | 308.9295 |  | 0 | 2783 | 2783 | 1978-05-10 | #NAME? | #NAME? | #NAME?
1978-05-11 | 1978 | 5 | 131 | 11 | 5 | 3.1 | 2.1101 | 11.1667 | 7.2 | 7.2 | 1.65 | #NAME? | #NAME? | #NAME? | #NAME? | #NAME? | #NAME? | TRUE | 5 | TRUE | FALSE | #NAME? | #NAME? | #NAME? | #NAME? | #NAME? | #NAME? | #NAME? | #NAME? | #NAME? | #NAME? |  |  | 1: 0; 2: 0; 3: 0; 4: 0 | 0 |  | 0 | 0 | 0 | 19785 | 0 | 0 | 0 |  | 0 | 2784 | 2784 | 1978-05-11 | #NAME? | #NAME? | #NAME?
1978-05-12 | 1978 | 5 | 132 | 12 | 6 | 1.9 | 4.4512 | 11.5 | 0 | 0 | 0 | #NAME? | #NAME? | #NAME? | #NAME? | #NAME? | #NAME? | FALSE | 11.2 | FALSE | FALSE | #NAME? | #NAME? | #NAME? | #NAME? | #NAME? | #NAME? | #NAME? | #NAME? | #NAME? | #NAME? |  |  | 1: 0; 2: 0; 3: 0; 4: 0 | 0 |  | 0 | 0 | 0 | 19785 | 0 | 0 | 0 |  | 0 | 2785 | 2785 | 1978-05-12 | #NAME? | #NAME? | #NAME?
1978-05-13 | 1978 | 5 | 133 | 13 | 7 | 2.6 | 4.1759 | 6.3333 | 0 | 0 | 0 | #NAME? | #NAME? | #NAME? | #NAME? | #NAME? | #NAME? | FALSE | 7.2 | TRUE | TRUE | #NAME? | #NAME? | #NAME? | #NAME? | #NAME? | #NAME? | #NAME? | #NAME? | #NAME? | #NAME? |  |  | 1: 0; 2: 0; 3: 5.4131; 4: 0 | 5.4131 |  | 79.392 | 122.2385 | 126.0191 | 19785 | 5.4131 | 79.392 | 129.86 |  | 0 | 2786 | 2786 | 1978-05-13 | #NAME? | #NAME? | #NAME?
1978-05-14 | 1978 | 5 | 134 | 14 | 1 | 3.6 | 4.8542 | 5.1667 | 0 | 0 | 0 | #NAME? | #NAME? | #NAME? | #NAME? | #NAME? | #NAME? | TRUE | 0 | TRUE | TRUE | #NAME? | #NAME? | #NAME? | #NAME? | #NAME? | #NAME? | #NAME? | #NAME? | #NAME? | #NAME? |  |  | 1: 9.9762; 2: 17.958; 3: 0; 4: 0 | 27.9342 |  | 673.085 | 1094.2237 | 1132.7072 | 19785 | 27.9342 | 673.085 | 1100.9528 |  | 0 | 2787 | 2787 | 1978-05-14 | #NAME? | #NAME? | #NAME?
1978-05-15 | 1978 | 5 | 135 | 15 | 2 | 6.9 | 3.9306 | 7.1667 | 0.4 | 0.4 | 0 | #NAME? | #NAME? | #NAME? | #NAME? | #NAME? | #NAME? | FALSE | 0 | TRUE | TRUE | #NAME? | #NAME? | #NAME? | #NAME? | #NAME? | #NAME? | #NAME? | #NAME? | #NAME? | #NAME? |  |  | 1: 0; 2: 0; 3: 0; 4: 9.6947 | 9.6947 |  | 284.3779 | 437.8517 | 451.3935 | 19785 | 9.6947 | 284.3779 | 465.1517 |  | 0 | 2788 | 2788 | 1978-05-15 | #NAME? | #NAME? | #NAME?
1978-05-16 | 1978 | 5 | 136 | 16 | 3 | 4.3 | 3.4167 | 33.8333 | 14 | 14 | 6.75 | #NAME? | #NAME? | #NAME? | #NAME? | #NAME? | #NAME? | TRUE | 0.4 | TRUE | TRUE | #NAME? | #NAME? | #NAME? | #NAME? | #NAME? | #NAME? | #NAME? | #NAME? | #NAME? | #NAME? |  |  | 1: 5.8215; 2: 9.5042; 3: 0; 4: 0 | 15.3257 |  | 364.1721 | 591.3458 | 612.0913 | 19785 | 15.3257 | 364.1721 | 595.6697 |  | 0 | 2789 | 2789 | 1978-05-16 | #NAME? | #NAME? | #NAME?
1978-05-17 | 1978 | 5 | 137 | 17 | 4 | 4 | 3.6333 | 8 | 0 | 0 | 0 | #NAME? | #NAME? | #NAME? | #NAME? | #NAME? | #NAME? | FALSE | 14.4 | FALSE | TRUE | #NAME? | #NAME? | #NAME? | #NAME? | #NAME? | #NAME? | #NAME? | #NAME? | #NAME? | #NAME? |  |  | 1: 0; 2: 0; 3: 0; 4: 0 | 0 |  | 0 | 0 | 0 | 19785 | 0 | 0 | 0 |  | 0 | 2790 | 2790 | 1978-05-17 | #NAME? | #NAME? | #NAME?
1978-05-18 | 1978 | 5 | 138 | 18 | 5 | 5.7 | 4.1533 | 23.8333 | 0 | 0 | 0 | #NAME? | #NAME? | #NAME? | #NAME? | #NAME? | #NAME? | TRUE | 14 | FALSE | FALSE | #NAME? | #NAME? | #NAME? | #NAME? | #NAME? | #NAME? | #NAME? | #NAME? | #NAME? | #NAME? |  |  | 1: 0; 2: 0; 3: 0; 4: 0 | 0 |  | 0 | 0 | 0 | 19785 | 0 | 0 | 0 |  | 0 | 2791 | 2791 | 1978-05-18 | #NAME? | #NAME? | #NAME?
1978-05-19 | 1978 | 5 | 139 | 19 | 6 | 2.3 | 4.5604 | 1.6667 | 0 | 0 | 0 | #NAME? | #NAME? | #NAME? | #NAME? | #NAME? | #NAME? | FALSE | 0 | TRUE | TRUE | #NAME? | #NAME? | #NAME? | #NAME? | #NAME? | #NAME? | #NAME? | #NAME? | #NAME? | #NAME? |  |  | 1: 0; 2: 0; 3: 0; 4: 6.5627 | 6.5627 |  | 192.5046 | 296.3959 | 305.5628 | 19785 | 6.5627 | 192.5046 | 314.8762 |  | 0 | 2792 | 2792 | 1978-05-19 | #NAME? | #NAME? | #NAME?
1978-05-20 | 1978 | 5 | 140 | 20 | 7 | 5.7 | 5.7651 | 9.6667 | 0 | 0 | 0 | #NAME? | #NAME? | #NAME? | #NAME? | #NAME? | #NAME? | FALSE | 0 | TRUE | TRUE | #NAME? | #NAME? | #NAME? | #NAME? | #NAME? | #NAME? | #NAME? | #NAME? | #NAME? | #NAME? |  |  | 1: 0; 2: 0; 3: 4.0832; 4: 0 | 4.0832 |  | 59.8875 | 92.2077 | 95.0595 | 19785 | 4.0832 | 59.8875 | 97.9568 |  | 0 | 2793 | 2793 | 1978-05-20 | #NAME? | #NAME? | #NAME?
1978-05-21 | 1978 | 5 | 141 | 21 | 1 | 9.6 | 5.8151 | 7.8333 | 0 | 0 | 0 | #NAME? | #NAME? | #NAME? | #NAME? | #NAME? | #NAME? | TRUE | 0 | TRUE | TRUE | #NAME? | #NAME? | #NAME? | #NAME? | #NAME? | #NAME? | #NAME? | #NAME? | #NAME? | #NAME? |  |  | 1: 15.0781; 2: 19.4944; 3: 0; 4: 0 | 34.5725 |  | 792.9819 | 1283.7796 | 1328.5228 | 19785 | 34.5725 | 792.9819 | 1297.0659 |  | 0 | 2794 | 2794 | 1978-05-21 | #NAME? | #NAME? | #NAME?
1978-05-22 | 1978 | 5 | 142 | 22 | 2 | 6.2 | 5.2843 | 4.3333 | 0 | 0 | 0 | #NAME? | #NAME? | #NAME? | #NAME? | #NAME? | #NAME? | FALSE | 0 | TRUE | TRUE | #NAME? | #NAME? | #NAME? | #NAME? | #NAME? | #NAME? | #NAME? | #NAME? | #NAME? | #NAME? |  |  | 1: 0; 2: 0; 3: 0; 4: 8.8773 | 8.8773 |  | 260.3998 | 400.933 | 413.3329 | 19785 | 8.8773 | 260.3998 | 425.9311 |  | 0 | 2795 | 2795 | 1978-05-22 | #NAME? | #NAME? | #NAME?
1978-05-23 | 1978 | 5 | 143 | 23 | 3 | 4.4 | 2.6645 | 19.3333 | 0.8 | 0.8 | 0 | #NAME? | #NAME? | #NAME? | #NAME? | #NAME? | #NAME? | TRUE | 0 | TRUE | FALSE | #NAME? | #NAME? | #NAME? | #NAME? | #NAME? | #NAME? | #NAME? | #NAME? | #NAME? | #NAME? |  |  | 1: 0; 2: 0; 3: 0; 4: 0 | 0 |  | 0 | 0 | 0 | 19785 | 0 | 0 | 0 |  | 0 | 2796 | 2796 | 1978-05-23 | #NAME? | #NAME? | #NAME?
1978-05-24 | 1978 | 5 | 144 | 24 | 4 | 2.4 | 2.5219 | 22.8333 | 24.6 | 24.6 | 14.7 | #NAME? | #NAME? | #NAME? | #NAME? | #NAME? | #NAME? | FALSE | 0.8 | TRUE | FALSE | #NAME? | #NAME? | #NAME? | #NAME? | #NAME? | #NAME? | #NAME? | #NAME? | #NAME? | #NAME? |  |  | 1: 0; 2: 0; 3: 0; 4: 0 | 0 |  | 0 | 0 | 0 | 19785 | 0 | 0 | 0 |  | 0 | 2797 | 2797 | 1978-05-24 | #NAME? | #NAME? | #NAME?
1978-05-25 | 1978 | 5 | 145 | 25 | 5 | 1 | 2.8857 | 5 | 0 | 0 | 0 | #NAME? | #NAME? | #NAME? | #NAME? | #NAME? | #NAME? | TRUE | 25.4 | FALSE | TRUE | #NAME? | #NAME? | #NAME? | #NAME? | #NAME? | #NAME? | #NAME? | #NAME? | #NAME? | #NAME? |  |  | 1: 0; 2: 0; 3: 0; 4: 0 | 0 |  | 0 | 0 | 0 | 19785 | 0 | 0 | 0 |  | 0 | 2798 | 2798 | 1978-05-25 | #NAME? | #NAME? | #NAME?
1978-05-26 | 1978 | 5 | 146 | 26 | 6 | 3.9 | 4.6424 | 6.3333 | 0 | 0 | 0 | #NAME? | #NAME? | #NAME? | #NAME? | #NAME? | #NAME? | FALSE | 24.6 | FALSE | TRUE | #NAME? | #NAME? | #NAME? | #NAME? | #NAME? | #NAME? | #NAME? | #NAME? | #NAME? | #NAME? |  |  | 1: 0; 2: 0; 3: 0; 4: 0 | 0 |  | 0 | 0 | 0 | 19785 | 0 | 0 | 0 |  | 0 | 2799 | 2799 | 1978-05-26 | #NAME? | #NAME? | #NAME?
1978-05-27 | 1978 | 5 | 147 | 27 | 7 | 5.1 | 5.0716 | 10.8333 | 0 | 0 | 0 | #NAME? | #NAME? | #NAME? | #NAME? | #NAME? | #NAME? | FALSE | 0 | TRUE | TRUE | #NAME? | #NAME? | #NAME? | #NAME? | #NAME? | #NAME? | #NAME? | #NAME? | #NAME? | #NAME? |  |  | 1: 0; 2: 0; 3: 2.8274; 4: 0 | 2.8274 |  | 41.4682 | 63.8479 | 65.8226 | 19785 | 2.8274 | 41.4682 | 67.8289 |  | 0 | 2800 | 2800 | 1978-05-27 | #NAME? | #NAME? | #NAME?
1978-05-28 | 1978 | 5 | 148 | 28 | 1 | 8.3 | 5.0446 | 9.3333 | 0 | 0 | 0 | #NAME? | #NAME? | #NAME? | #NAME? | #NAME? | #NAME? | TRUE | 0 | TRUE | TRUE | #NAME? | #NAME? | #NAME? | #NAME? | #NAME? | #NAME? | #NAME? | #NAME? | #NAME? | #NAME? |  |  | 1: 0; 2: 0; 3: 0; 4: 0 | 0 |  | 0 | 0 | 0 | 19785 | 0 | 0 | 0 |  | 0 | 2801 | 2801 | 1978-05-28 | #NAME? | #NAME? | #NAME?
1978-05-29 | 1978 | 5 | 149 | 29 | 2 | 4.5 | 3.8042 | 25.8333 | 0 | 0 | 0 | #NAME? | #NAME? | #NAME? | #NAME? | #NAME? | #NAME? | FALSE | 0 | TRUE | TRUE | #NAME? | #NAME? | #NAME? | #NAME? | #NAME? | #NAME? | #NAME? | #NAME? | #NAME? | #NAME? |  |  | 1: 0; 2: 0; 3: 0; 4: 10.9326 | 10.9326 |  | 320.6901 | 493.761 | 509.032 | 19785 | 10.9326 | 320.6901 | 524.547 |  | 0 | 2802 | 2802 | 1978-05-29 | #NAME? | #NAME? | #NAME?
1978-05-30 | 1978 | 5 | 150 | 30 | 3 | 3.6 | 3.7541 | 35.1667 | 14.4 | 14.4 | 7.05 | #NAME? | #NAME? | #NAME? | #NAME? | #NAME? | #NAME? | TRUE | 0 | TRUE | TRUE | #NAME? | #NAME? | #NAME? | #NAME? | #NAME? | #NAME? | #NAME? | #NAME? | #NAME? | #NAME? |  |  | 1: 0; 2: 0; 3: 0; 4: 0 | 0 |  | 0 | 0 | 0 | 19785 | 0 | 0 | 0 |  | 0 | 2803 | 2803 | 1978-05-30 | #NAME? | #NAME? | #NAME?
1978-05-31 | 1978 | 5 | 151 | 31 | 4 | 5.3 | 3.6912 | 28.8333 | 4.2 | 4.2 | 0 | #NAME? | #NAME? | #NAME? | #NAME? | #NAME? | #NAME? | FALSE | 14.4 | FALSE | TRUE | #NAME? | #NAME? | #NAME? | #NAME? | #NAME? | #NAME? | #NAME? | #NAME? | #NAME? | #NAME? |  |  | 1: 0; 2: 0; 3: 0; 4: 0 | 0 |  | 0 | 0 | 0 | 19785 | 0 | 0 | 0 |  | 0 | 2804 | 2804 | 1978-05-31 | #NAME? | #NAME? | #NAME?
1978-06-01 | 1978 | 6 | 152 | 1 | 5 | 4 | 4.4025 | 9.1667 | 0 | 0 | 0 | #NAME? | #NAME? | #NAME? | #NAME? | #NAME? | #NAME? | TRUE | 18.6 | FALSE | TRUE | #NAME? | #NAME? | #NAME? | #NAME? | #NAME? | #NAME? | #NAME? | #NAME? | #NAME? | #NAME? |  |  | 1: 0; 2: 0; 3: 0; 4: 0 | 0 |  | 0 | 0 | 0 | 19786 | 0 | 0 | 0 |  | 0 | 2805 | 2805 | 1978-06-01 | #NAME? | #NAME? | #NAME?
1978-06-02 | 1978 | 6 | 153 | 2 | 6 | 6.7 | 4.9109 | 4.8333 | 0 | 0 | 0 | #NAME? | #NAME? | #NAME? | #NAME? | #NAME? | #NAME? | FALSE | 4.2 | TRUE | TRUE | #NAME? | #NAME? | #NAME? | #NAME? | #NAME? | #NAME? | #NAME? | #NAME? | #NAME? | #NAME? |  |  | 1: 0; 2: 0; 3: 0; 4: 6.7316 | 6.7316 |  | 197.4596 | 304.0251 | 313.428 | 19786 | 6.7316 | 197.4596 | 322.9811 |  | 0 | 2806 | 2806 | 1978-06-02 | #NAME? | #NAME? | #NAME?
1978-06-03 | 1978 | 6 | 154 | 3 | 7 | 8.9 | 5.0546 | 1.6667 | 0 | 0 | 0 | #NAME? | #NAME? | #NAME? | #NAME? | #NAME? | #NAME? | FALSE | 0 | TRUE | TRUE | #NAME? | #NAME? | #NAME? | #NAME? | #NAME? | #NAME? | #NAME? | #NAME? | #NAME? | #NAME? |  |  | 1: 0; 2: 0; 3: 8.4547; 4: 0 | 8.4547 |  | 124.002 | 190.9237 | 196.8285 | 19786 | 8.4547 | 124.002 | 202.8278 |  | 0 | 2807 | 2807 | 1978-06-03 | #NAME? | #NAME? | #NAME?
1978-06-04 | 1978 | 6 | 155 | 4 | 1 | 8.7 | 6.1606 | 1.5 | 0 | 0 | 0 | #NAME? | #NAME? | #NAME? | #NAME? | #NAME? | #NAME? | TRUE | 0 | TRUE | TRUE | #NAME? | #NAME? | #NAME? | #NAME? | #NAME? | #NAME? | #NAME? | #NAME? | #NAME? | #NAME? |  |  | 1: 3.3006; 2: 5.5948; 3: 0; 4: 0 | 8.8954 |  | 212.5221 | 345.2511 | 357.3751 | 19786 | 8.8954 | 212.5221 | 347.6186 |  | 0 | 2808 | 2808 | 1978-06-04 | #NAME? | #NAME? | #NAME?
1978-06-05 | 1978 | 6 | 156 | 5 | 2 | 14 | 8.0536 | 29.5 | 0.2 | 0.2 | 0 | #NAME? | #NAME? | #NAME? | #NAME? | #NAME? | #NAME? | FALSE | 0 | TRUE | TRUE | #NAME? | #NAME? | #NAME? | #NAME? | #NAME? | #NAME? | #NAME? | #NAME? | #NAME? | #NAME? |  |  | 1: 0; 2: 0; 3: 0; 4: 8.8693 | 8.8693 |  | 260.1667 | 400.5741 | 412.963 | 19786 | 8.8693 | 260.1667 | 425.5499 |  | 0 | 2809 | 2809 | 1978-06-05 | #NAME? | #NAME? | #NAME?
1978-06-06 | 1978 | 6 | 157 | 6 | 3 | 5.8 | 3.6377 | 28.3333 | 16 | 16 | 8.25 | #NAME? | #NAME? | #NAME? | #NAME? | #NAME? | #NAME? | TRUE | 0.2 | TRUE | TRUE | #NAME? | #NAME? | #NAME? | #NAME? | #NAME? | #NAME? | #NAME? | #NAME? | #NAME? | #NAME? |  |  | 1: 3.3154; 2: 5.7022; 3: 0; 4: 0 | 9.0177 |  | 215.8921 | 350.7862 | 363.1091 | 19786 | 9.0177 | 215.8921 | 353.1308 |  | 0 | 2810 | 2810 | 1978-06-06 | #NAME? | #NAME? | #NAME?
1978-06-07 | 1978 | 6 | 158 | 7 | 4 | 5 | 4.3851 | 7.3333 | 0 | 0 | 0 | #NAME? | #NAME? | #NAME? | #NAME? | #NAME? | #NAME? | FALSE | 16.2 | FALSE | TRUE | #NAME? | #NAME? | #NAME? | #NAME? | #NAME? | #NAME? | #NAME? | #NAME? | #NAME? | #NAME? |  |  | 1: 0; 2: 0; 3: 0; 4: 0 | 0 |  | 0 | 0 | 0 | 19786 | 0 | 0 | 0 |  | 0 | 2811 | 2811 | 1978-06-07 | #NAME? | #NAME? | #NAME?
1978-06-08 | 1978 | 6 | 159 | 8 | 5 | 12.1 | 6.4233 | 11.6667 | 0 | 0 | 0 | #NAME? | #NAME? | #NAME? | #NAME? | #NAME? | #NAME? | TRUE | 16 | FALSE | TRUE | #NAME? | #NAME? | #NAME? | #NAME? | #NAME? | #NAME? | #NAME? | #NAME? | #NAME? | #NAME? |  |  | 1: 0; 2: 0; 3: 0; 4: 0 | 0 |  | 0 | 0 | 0 | 19786 | 0 | 0 | 0 |  | 0 | 2812 | 2812 | 1978-06-08 | #NAME? | #NAME? | #NAME?
1978-06-09 | 1978 | 6 | 160 | 9 | 6 | 7.7 | 3.1141 | 9.6667 | 7.7 | 7.7 | 2.025 | #NAME? | #NAME? | #NAME? | #NAME? | #NAME? | #NAME? | FALSE | 0 | TRUE | TRUE | #NAME? | #NAME? | #NAME? | #NAME? | #NAME? | #NAME? | #NAME? | #NAME? | #NAME? | #NAME? |  |  | 1: 0; 2: 0; 3: 0; 4: 8.2246 | 8.2246 |  | 241.2551 | 371.4562 | 382.9446 | 19786 | 8.2246 | 241.2551 | 394.6165 |  | 0 | 2813 | 2813 | 1978-06-09 | #NAME? | #NAME? | #NAME?
1978-06-10 | 1978 | 6 | 161 | 10 | 7 | 7.1 | 3.3392 | 23 | 8 | 8 | 2.25 | #NAME? | #NAME? | #NAME? | #NAME? | #NAME? | #NAME? | FALSE | 7.7 | TRUE | TRUE | #NAME? | #NAME? | #NAME? | #NAME? | #NAME? | #NAME? | #NAME? | #NAME? | #NAME? | #NAME? |  |  | 1: 0; 2: 0; 3: 1.6017; 4: 0 | 1.6017 |  | 23.4916 | 36.1696 | 37.2883 | 19786 | 1.6017 | 23.4916 | 38.4248 |  | 0 | 2814 | 2814 | 1978-06-10 | #NAME? | #NAME? | #NAME?
1978-06-11 | 1978 | 6 | 162 | 11 | 1 | 4.1 | 3.4735 | 11.6667 | 1 | 1 | 0 | #NAME? | #NAME? | #NAME? | #NAME? | #NAME? | #NAME? | TRUE | 15.7 | FALSE | FALSE | #NAME? | #NAME? | #NAME? | #NAME? | #NAME? | #NAME? | #NAME? | #NAME? | #NAME? | #NAME? |  |  | 1: 0; 2: 0; 3: 0; 4: 0 | 0 |  | 0 | 0 | 0 | 19786 | 0 | 0 | 0 |  | 0 | 2815 | 2815 | 1978-06-11 | #NAME? | #NAME? | #NAME?
1978-06-12 | 1978 | 6 | 163 | 12 | 2 | 2.7 | 4.3984 | 4.1667 | 0 | 0 | 0 | #NAME? | #NAME? | #NAME? | #NAME? | #NAME? | #NAME? | FALSE | 9 | TRUE | TRUE | #NAME? | #NAME? | #NAME? | #NAME? | #NAME? | #NAME? | #NAME? | #NAME? | #NAME? | #NAME? |  |  | 1: 0; 2: 0; 3: 3.0555; 4: 4.1904 | 7.2459 |  | 167.7331 | 258.2557 | 266.243 | 19786 | 7.2459 | 167.7331 | 274.3579 |  | 0 | 2816 | 2816 | 1978-06-12 | #NAME? | #NAME? | #NAME?
1978-06-13 | 1978 | 6 | 164 | 13 | 3 | 11.1 | 5.4502 | 8 | 0 | 0 | 0 | #NAME? | #NAME? | #NAME? | #NAME? | #NAME? | #NAME? | TRUE | 1 | TRUE | TRUE | #NAME? | #NAME? | #NAME? | #NAME? | #NAME? | #NAME? | #NAME? | #NAME? | #NAME? | #NAME? |  |  | 1: 0; 2: 0; 3: 0; 4: 0 | 0 |  | 0 | 0 | 0 | 19786 | 0 | 0 | 0 |  | 0 | 2817 | 2817 | 1978-06-13 | #NAME? | #NAME? | #NAME?
1978-06-14 | 1978 | 6 | 165 | 14 | 4 | 9.4 | 6.445 | 33.8333 | 0 | 0 | 0 | #NAME? | #NAME? | #NAME? | #NAME? | #NAME? | #NAME? | FALSE | 0 | TRUE | TRUE | #NAME? | #NAME? | #NAME? | #NAME? | #NAME? | #NAME? | #NAME? | #NAME? | #NAME? | #NAME? |  |  | 1: 0; 2: 0; 3: 0; 4: 5.4167 | 5.4167 |  | 158.8907 | 244.6413 | 252.2075 | 19786 | 5.4167 | 158.8907 | 259.8947 |  | 0 | 2818 | 2818 | 1978-06-14 | #NAME? | #NAME? | #NAME?
1978-06-15 | 1978 | 6 | 166 | 15 | 5 | 3.8 | 4.0664 | 16 | 6 | 6 | 0.75 | #NAME? | #NAME? | #NAME? | #NAME? | #NAME? | #NAME? | TRUE | 0 | TRUE | TRUE | #NAME? | #NAME? | #NAME? | #NAME? | #NAME? | #NAME? | #NAME? | #NAME? | #NAME? | #NAME? |  |  | 1: 0; 2: 0; 3: 0; 4: 0 | 0 |  | 0 | 0 | 0 | 19786 | 0 | 0 | 0 |  | 0 | 2819 | 2819 | 1978-06-15 | #NAME? | #NAME? | #NAME?
1978-06-16 | 1978 | 6 | 167 | 16 | 6 | 9.1 | 4.7178 | 33.3333 | 3.6 | 3.6 | 0 | #NAME? | #NAME? | #NAME? | #NAME? | #NAME? | #NAME? | FALSE | 6 | TRUE | TRUE | #NAME? | #NAME? | #NAME? | #NAME? | #NAME? | #NAME? | #NAME? | #NAME? | #NAME? | #NAME? |  |  | 1: 0; 2: 0; 3: 0; 4: 5.0313 | 5.0313 |  | 147.5842 | 227.2328 | 234.2606 | 19786 | 5.0313 | 147.5842 | 241.4007 |  | 0 | 2820 | 2820 | 1978-06-16 | #NAME? | #NAME? | #NAME?
1978-06-17 | 1978 | 6 | 168 | 17 | 7 | 8.6 | 6.2418 | 18.5 | 0 | 0 | 0 | #NAME? | #NAME? | #NAME? | #NAME? | #NAME? | #NAME? | FALSE | 9.6 | TRUE | TRUE | #NAME? | #NAME? | #NAME? | #NAME? | #NAME? | #NAME? | #NAME? | #NAME? | #NAME? | #NAME? |  |  | 1: 0; 2: 0; 3: 2.283; 4: 0 | 2.283 |  | 33.484 | 51.5547 | 53.1492 | 19786 | 2.283 | 33.484 | 54.7691 |  | 0 | 2821 | 2821 | 1978-06-17 | #NAME? | #NAME? | #NAME?
1978-06-18 | 1978 | 6 | 169 | 18 | 1 | 5.1 | 3.5015 | 16.8333 | 5 | 5 | 0 | #NAME? | #NAME? | #NAME? | #NAME? | #NAME? | #NAME? | TRUE | 3.6 | TRUE | FALSE | #NAME? | #NAME? | #NAME? | #NAME? | #NAME? | #NAME? | #NAME? | #NAME? | #NAME? | #NAME? |  |  | 1: 0; 2: 0; 3: 0; 4: 0 | 0 |  | 0 | 0 | 0 | 19786 | 0 | 0 | 0 |  | 0 | 2822 | 2822 | 1978-06-18 | #NAME? | #NAME? | #NAME?
1978-06-19 | 1978 | 6 | 170 | 19 | 2 | 1.8 | 3.8493 | 8.5 | 0 | 0 | 0 | #NAME? | #NAME? | #NAME? | #NAME? | #NAME? | #NAME? | FALSE | 5 | TRUE | TRUE | #NAME? | #NAME? | #NAME? | #NAME? | #NAME? | #NAME? | #NAME? | #NAME? | #NAME? | #NAME? |  |  | 1: 0; 2: 0; 3: 0; 4: 7.9536 | 7.9536 |  | 233.3051 | 359.2157 | 370.3255 | 19786 | 7.9536 | 233.3051 | 381.6128 |  | 0 | 2823 | 2823 | 1978-06-19 | #NAME? | #NAME? | #NAME?
1978-06-20 | 1978 | 6 | 171 | 20 | 3 | 8.4 | 5.6178 | 13.1667 | 0 | 0 | 0 | #NAME? | #NAME? | #NAME? | #NAME? | #NAME? | #NAME? | TRUE | 5 | TRUE | TRUE | #NAME? | #NAME? | #NAME? | #NAME? | #NAME? | #NAME? | #NAME? | #NAME? | #NAME? | #NAME? |  |  | 1: 10.3003; 2: 19.9235; 3: 0; 4: 0 | 30.2238 |  | 735.4938 | 1196.6491 | 1238.8085 | 19786 | 30.2238 | 735.4938 | 1203.0336 |  | 0 | 2824 | 2824 | 1978-06-20 | #NAME? | #NAME? | #NAME?
1978-06-21 | 1978 | 6 | 172 | 21 | 4 | 9.9 | 5.1993 | 8.1667 | 0.4 | 0.4 | 0 | #NAME? | #NAME? | #NAME? | #NAME? | #NAME? | #NAME? | FALSE | 0 | TRUE | TRUE | #NAME? | #NAME? | #NAME? | #NAME? | #NAME? | #NAME? | #NAME? | #NAME? | #NAME? | #NAME? |  |  | 1: 0; 2: 0; 3: 0; 4: 5.3698 | 5.3698 |  | 157.5141 | 242.5217 | 250.0223 | 19786 | 5.3698 | 157.5141 | 257.6429 |  | 0 | 2825 | 2825 | 1978-06-21 | #NAME? | #NAME? | #NAME?
1978-06-22 | 1978 | 6 | 173 | 22 | 5 | 10.4 | 4.0422 | 14.5 | 5 | 5 | 0 | #NAME? | #NAME? | #NAME? | #NAME? | #NAME? | #NAME? | TRUE | 0.4 | TRUE | TRUE | #NAME? | #NAME? | #NAME? | #NAME? | #NAME? | #NAME? | #NAME? | #NAME? | #NAME? | #NAME? |  |  | 1: 2.1093; 2: 3.4566; 3: 0; 4: 0 | 5.5659 |  | 132.3307 | 214.8894 | 222.4289 | 19786 | 5.5659 | 132.3307 | 216.4509 |  | 0 | 2826 | 2826 | 1978-06-22 | #NAME? | #NAME? | #NAME?
1978-06-23 | 1978 | 6 | 174 | 23 | 6 | 9.2 | 3.0182 | 13.8333 | 0.2 | 0.2 | 0 | #NAME? | #NAME? | #NAME? | #NAME? | #NAME? | #NAME? | FALSE | 5.4 | TRUE | TRUE | #NAME? | #NAME? | #NAME? | #NAME? | #NAME? | #NAME? | #NAME? | #NAME? | #NAME? | #NAME? |  |  | 1: 0; 2: 0; 3: 0; 4: 5.0829 | 5.0829 |  | 149.0973 | 229.5625 | 236.6624 | 19786 | 5.0829 | 149.0973 | 243.8757 |  | 0 | 2827 | 2827 | 1978-06-23 | #NAME? | #NAME? | #NAME?
1978-06-24 | 1978 | 6 | 175 | 24 | 7 | 9.8 | 5.1099 | 6 | 0 | 0 | 0 | #NAME? | #NAME? | #NAME? | #NAME? | #NAME? | #NAME? | FALSE | 5.2 | TRUE | TRUE | #NAME? | #NAME? | #NAME? | #NAME? | #NAME? | #NAME? | #NAME? | #NAME? | #NAME? | #NAME? |  |  | 1: 0; 2: 0; 3: 9.4274; 4: 0 | 9.4274 |  | 138.2682 | 212.8891 | 219.4733 | 19786 | 9.4274 | 138.2682 | 226.1628 |  | 0 | 2828 | 2828 | 1978-06-24 | #NAME? | #NAME? | #NAME?
1978-06-25 | 1978 | 6 | 176 | 25 | 1 | 8 | 5.1572 | 7 | 2.1 | 2.1 | 0 | #NAME? | #NAME? | #NAME? | #NAME? | #NAME? | #NAME? | TRUE | 0.2 | TRUE | TRUE | #NAME? | #NAME? | #NAME? | #NAME? | #NAME? | #NAME? | #NAME? | #NAME? | #NAME? | #NAME? |  |  | 1: 6.0822; 2: 8.9383; 3: 0; 4: 0 | 15.0205 |  | 351.3956 | 569.8497 | 589.7842 | 19786 | 15.0205 | 351.3956 | 574.7714 |  | 0 | 2829 | 2829 | 1978-06-25 | #NAME? | #NAME? | #NAME?
1978-06-26 | 1978 | 6 | 177 | 26 | 2 | 11.2 | 5.5582 | 13.8333 | 0.6 | 0.6 | 0 | #NAME? | #NAME? | #NAME? | #NAME? | #NAME? | #NAME? | FALSE | 2.1 | TRUE | TRUE | #NAME? | #NAME? | #NAME? | #NAME? | #NAME? | #NAME? | #NAME? | #NAME? | #NAME? | #NAME? |  |  | 1: 0; 2: 0; 3: 1.1529; 4: 7.9269 | 9.0798 |  | 249.4326 | 384.047 | 395.9248 | 19786 | 9.0798 | 249.4326 | 407.9923 |  | 0 | 2830 | 2830 | 1978-06-26 | #NAME? | #NAME? | #NAME?
1978-06-27 | 1978 | 6 | 178 | 27 | 3 | 11.9 | 5.4638 | 12.1667 | 0 | 0 | 0 | #NAME? | #NAME? | #NAME? | #NAME? | #NAME? | #NAME? | TRUE | 2.7 | TRUE | TRUE | #NAME? | #NAME? | #NAME? | #NAME? | #NAME? | #NAME? | #NAME? | #NAME? | #NAME? | #NAME? |  |  | 1: 14.0751; 2: 20.4645; 3: 0; 4: 0 | 34.5396 |  | 806.7274 | 1308.0703 | 1353.8154 | 19786 | 34.5396 | 806.7274 | 1319.5492 |  | 0 | 2831 | 2831 | 1978-06-27 | #NAME? | #NAME? | #NAME?
1978-06-28 | 1978 | 6 | 179 | 28 | 4 | 10.6 | 6.3135 | 0 | 0 | 0 | 0 | #NAME? | #NAME? | #NAME? | #NAME? | #NAME? | #NAME? | FALSE | 0.6 | TRUE | TRUE | #NAME? | #NAME? | #NAME? | #NAME? | #NAME? | #NAME? | #NAME? | #NAME? | #NAME? | #NAME? |  |  | 1: 0; 2: 0; 3: 10.4702; 4: 5.6837 | 16.1539 |  | 320.285 | 493.1372 | 508.3889 | 19786 | 16.1539 | 320.285 | 523.8843 |  | 0 | 2832 | 2832 | 1978-06-28 | #NAME? | #NAME? | #NAME?
1978-06-29 | 1978 | 6 | 180 | 29 | 5 | 11.2 | 5.6864 | 3.3333 | 3.8 | 3.8 | 0 | #NAME? | #NAME? | #NAME? | #NAME? | #NAME? | #NAME? | TRUE | 0 | TRUE | TRUE | #NAME? | #NAME? | #NAME? | #NAME? | #NAME? | #NAME? | #NAME? | #NAME? | #NAME? | #NAME? |  |  | 1: 0; 2: 0; 3: 0; 4: 0 | 0 |  | 0 | 0 | 0 | 19786 | 0 | 0 | 0 |  | 0 | 2833 | 2833 | 1978-06-29 | #NAME? | #NAME? | #NAME?
1978-06-30 | 1978 | 6 | 181 | 30 | 6 | 11 | 5.8044 | 14.5 | 0 | 0 | 0 | #NAME? | #NAME? | #NAME? | #NAME? | #NAME? | #NAME? | FALSE | 3.8 | TRUE | TRUE | #NAME? | #NAME? | #NAME? | #NAME? | #NAME? | #NAME? | #NAME? | #NAME? | #NAME? | #NAME? |  |  | 1: 0; 2: 0; 3: 0; 4: 6.6 | 6.6 |  | 193.5997 | 298.0821 | 307.3011 | 19786 | 6.6 | 193.5997 | 316.6675 |  | 0 | 2834 | 2834 | 1978-06-30 | #NAME? | #NAME? | #NAME?
1978-07-01 | 1978 | 7 | 182 | 1 | 7 | 13.7 | 5.5207 | 23.1667 | 0.4 | 0.4 | 0 | #NAME? | #NAME? | #NAME? | #NAME? | #NAME? | #NAME? | FALSE | 3.8 | TRUE | TRUE | #NAME? | #NAME? | #NAME? | #NAME? | #NAME? | #NAME? | #NAME? | #NAME? | #NAME? | #NAME? |  |  | 1: 0; 2: 0; 3: 9.248; 4: 0 | 9.248 |  | 135.6369 | 208.8378 | 215.2967 | 19787 | 9.248 | 135.6369 | 221.8588 |  | 0 | 2835 | 2835 | 1978-07-01 | #NAME? | #NAME? | #NAME?
1978-07-02 | 1978 | 7 | 183 | 2 | 1 | 10.3 | 4.2261 | 2.1667 | 1.6 | 1.6 | 0 | #NAME? | #NAME? | #NAME? | #NAME? | #NAME? | #NAME? | TRUE | 0.4 | TRUE | TRUE | #NAME? | #NAME? | #NAME? | #NAME? | #NAME? | #NAME? | #NAME? | #NAME? | #NAME? | #NAME? |  |  | 1: 3.25; 2: 4.6287; 3: 0; 4: 0 | 7.8787 |  | 183.4424 | 297.3634 | 307.7565 | 19787 | 7.8787 | 183.4424 | 300.0533 |  | 0 | 2836 | 2836 | 1978-07-02 | #NAME? | #NAME? | #NAME?
1978-07-03 | 1978 | 7 | 184 | 3 | 2 | 11.2 | 3.7946 | 12 | 0 | 0 | 0 | #NAME? | #NAME? | #NAME? | #NAME? | #NAME? | #NAME? | FALSE | 2 | TRUE | TRUE | #NAME? | #NAME? | #NAME? | #NAME? | #NAME? | #NAME? | #NAME? | #NAME? | #NAME? | #NAME? |  |  | 1: 0; 2: 0; 3: 4.2019; 4: 8.5531 | 12.755 |  | 312.5195 | 481.1808 | 496.0627 | 19787 | 12.755 | 312.5195 | 511.1824 |  | 0 | 2837 | 2837 | 1978-07-03 | #NAME? | #NAME? | #NAME?
1978-07-04 | 1978 | 7 | 185 | 4 | 3 | 11.5 | 3.6735 | 2.6667 | 0.5 | 0.5 | 0 | #NAME? | #NAME? | #NAME? | #NAME? | #NAME? | #NAME? | TRUE | 1.6 | TRUE | TRUE | #NAME? | #NAME? | #NAME? | #NAME? | #NAME? | #NAME? | #NAME? | #NAME? | #NAME? | #NAME? |  |  | 1: 5.9553; 2: 9.4155; 3: 0; 4: 0 | 15.3708 |  | 363.5333 | 590.0763 | 610.7597 | 19787 | 15.3708 | 363.5333 | 594.6248 |  | 0 | 2838 | 2838 | 1978-07-04 | #NAME? | #NAME? | #NAME?
1978-07-05 | 1978 | 7 | 186 | 5 | 4 | 9.9 | 3.9821 | 13.6667 | 2 | 2 | 0 | #NAME? | #NAME? | #NAME? | #NAME? | #NAME? | #NAME? | FALSE | 0.5 | TRUE | TRUE | #NAME? | #NAME? | #NAME? | #NAME? | #NAME? | #NAME? | #NAME? | #NAME? | #NAME? | #NAME? |  |  | 1: 0; 2: 0; 3: 2.0632; 4: 4.3004 | 6.3636 |  | 156.4049 | 240.814 | 248.2618 | 19787 | 6.3636 | 156.4049 | 255.8287 |  | 0 | 2839 | 2839 | 1978-07-05 | #NAME? | #NAME? | #NAME?
1978-07-06 | 1978 | 7 | 187 | 6 | 5 | 9.9 | 2.775 | 7.6667 | 1.8 | 1.8 | 0 | #NAME? | #NAME? | #NAME? | #NAME? | #NAME? | #NAME? | TRUE | 2.5 | TRUE | TRUE | #NAME? | #NAME? | #NAME? | #NAME? | #NAME? | #NAME? | #NAME? | #NAME? | #NAME? | #NAME? |  |  | 1: 10.0754; 2: 15.1555; 3: 0; 4: 0 | 25.2308 |  | 592.3322 | 960.8563 | 994.4907 | 19787 | 25.2308 | 592.3322 | 968.8669 |  | 0 | 2840 | 2840 | 1978-07-06 | #NAME? | #NAME? | #NAME?
1978-07-07 | 1978 | 7 | 188 | 7 | 6 | 9.6 | 3.262 | 5.6667 | 1.7 | 1.7 | 0 | #NAME? | #NAME? | #NAME? | #NAME? | #NAME? | #NAME? | FALSE | 3.8 | TRUE | TRUE | #NAME? | #NAME? | #NAME? | #NAME? | #NAME? | #NAME? | #NAME? | #NAME? | #NAME? | #NAME? |  |  | 1: 0; 2: 0; 3: 0; 4: 3.8063 | 3.8063 |  | 111.6508 | 171.9068 | 177.2235 | 19787 | 3.8063 | 111.6508 | 182.6252 |  | 0 | 2841 | 2841 | 1978-07-07 | #NAME? | #NAME? | #NAME?
1978-07-08 | 1978 | 7 | 189 | 8 | 7 | 7.6 | 2.6052 | 12.6667 | 3.2 | 3.2 | 0 | #NAME? | #NAME? | #NAME? | #NAME? | #NAME? | #NAME? | FALSE | 3.5 | TRUE | TRUE | #NAME? | #NAME? | #NAME? | #NAME? | #NAME? | #NAME? | #NAME? | #NAME? | #NAME? | #NAME? |  |  | 1: 0; 2: 0; 3: 0; 4: 0 | 0 |  | 0 | 0 | 0 | 19787 | 0 | 0 | 0 |  | 0 | 2842 | 2842 | 1978-07-08 | #NAME? | #NAME? | #NAME?
1978-07-09 | 1978 | 7 | 190 | 9 | 1 | 9 | 4.5727 | 15 | 1.2 | 1.2 | 0 | #NAME? | #NAME? | #NAME? | #NAME? | #NAME? | #NAME? | TRUE | 4.9 | TRUE | TRUE | #NAME? | #NAME? | #NAME? | #NAME? | #NAME? | #NAME? | #NAME? | #NAME? | #NAME? | #NAME? |  |  | 1: 0; 2: 0; 3: 0; 4: 0 | 0 |  | 0 | 0 | 0 | 19787 | 0 | 0 | 0 |  | 0 | 2843 | 2843 | 1978-07-09 | #NAME? | #NAME? | #NAME?
1978-07-10 | 1978 | 7 | 191 | 10 | 2 | 12.7 | 4.6842 | 14.1667 | 0.6 | 0.6 | 0 | #NAME? | #NAME? | #NAME? | #NAME? | #NAME? | #NAME? | FALSE | 4.4 | TRUE | TRUE | #NAME? | #NAME? | #NAME? | #NAME? | #NAME? | #NAME? | #NAME? | #NAME? | #NAME? | #NAME? |  |  | 1: 0; 2: 0; 3: 2.1735; 4: 6.2279 | 8.4014 |  | 214.5624 | 330.3581 | 340.5753 | 19787 | 8.4014 | 214.5624 | 350.9559 |  | 0 | 2844 | 2844 | 1978-07-10 | #NAME? | #NAME? | #NAME?
1978-07-11 | 1978 | 7 | 192 | 11 | 3 | 8.8 | 4.8562 | 15.3333 | 1.8 | 1.8 | 0 | #NAME? | #NAME? | #NAME? | #NAME? | #NAME? | #NAME? | TRUE | 1.8 | TRUE | TRUE | #NAME? | #NAME? | #NAME? | #NAME? | #NAME? | #NAME? | #NAME? | #NAME? | #NAME? | #NAME? |  |  | 1: 0; 2: 0; 3: 0; 4: 0 | 0 |  | 0 | 0 | 0 | 19787 | 0 | 0 | 0 |  | 0 | 2845 | 2845 | 1978-07-11 | #NAME? | #NAME? | #NAME?
1978-07-12 | 1978 | 7 | 193 | 12 | 4 | 10.9 | 6.3755 | 24.8333 | 0.4 | 0.4 | 0 | #NAME? | #NAME? | #NAME? | #NAME? | #NAME? | #NAME? | FALSE | 2.4 | TRUE | TRUE | #NAME? | #NAME? | #NAME? | #NAME? | #NAME? | #NAME? | #NAME? | #NAME? | #NAME? | #NAME? |  |  | 1: 0; 2: 0; 3: 0; 4: 5.2472 | 5.2472 |  | 153.9174 | 236.9839 | 244.3133 | 19787 | 5.2472 | 153.9174 | 251.7599 |  | 0 | 2846 | 2846 | 1978-07-12 | #NAME? | #NAME? | #NAME?
1978-07-13 | 1978 | 7 | 194 | 13 | 5 | 15.2 | 7.2373 | 29.5 | 0 | 0 | 0 | #NAME? | #NAME? | #NAME? | #NAME? | #NAME? | #NAME? | TRUE | 2.2 | TRUE | TRUE | #NAME? | #NAME? | #NAME? | #NAME? | #NAME? | #NAME? | #NAME? | #NAME? | #NAME? | #NAME? |  |  | 1: 6.6636; 2: 10.0859; 3: 0; 4: 0 | 16.7495 |  | 393.5857 | 638.5083 | 660.8629 | 19787 | 16.7495 | 393.5857 | 643.781 |  | 0 | 2847 | 2847 | 1978-07-13 | #NAME? | #NAME? | #NAME?
1978-07-14 | 1978 | 7 | 195 | 14 | 6 | 10.6 | 6.0984 | 7.3333 | 0 | 0 | 0 | #NAME? | #NAME? | #NAME? | #NAME? | #NAME? | #NAME? | FALSE | 0.4 | TRUE | TRUE | #NAME? | #NAME? | #NAME? | #NAME? | #NAME? | #NAME? | #NAME? | #NAME? | #NAME? | #NAME? |  |  | 1: 0; 2: 0; 3: 0; 4: 7.487 | 7.487 |  | 219.6198 | 338.1448 | 348.6029 | 19787 | 7.487 | 219.6198 | 359.2281 |  | 0 | 2848 | 2848 | 1978-07-14 | #NAME? | #NAME? | #NAME?
1978-07-15 | 1978 | 7 | 196 | 15 | 7 | 10.5 | 5.7835 | 2.1667 | 0 | 0 | 0 | #NAME? | #NAME? | #NAME? | #NAME? | #NAME? | #NAME? | FALSE | 0 | TRUE | TRUE | #NAME? | #NAME? | #NAME? | #NAME? | #NAME? | #NAME? | #NAME? | #NAME? | #NAME? | #NAME? |  |  | 1: 0; 2: 0; 3: 0; 4: 0 | 0 |  | 0 | 0 | 0 | 19787 | 0 | 0 | 0 |  | 0 | 2849 | 2849 | 1978-07-15 | #NAME? | #NAME? | #NAME?
1978-07-16 | 1978 | 7 | 197 | 16 | 1 | 12.8 | 5.09 | 20.1667 | 0 | 0 | 0 | #NAME? | #NAME? | #NAME? | #NAME? | #NAME? | #NAME? | TRUE | 0 | TRUE | TRUE | #NAME? | #NAME? | #NAME? | #NAME? | #NAME? | #NAME? | #NAME? | #NAME? | #NAME? | #NAME? |  |  | 1: 0; 2: 0; 3: 0; 4: 0 | 0 |  | 0 | 0 | 0 | 19787 | 0 | 0 | 0 |  | 0 | 2850 | 2850 | 1978-07-16 | #NAME? | #NAME? | #NAME?
1978-07-17 | 1978 | 7 | 198 | 17 | 2 | 10.9 | 3.4189 | 20.1667 | 8 | 8 | 2.25 | #NAME? | #NAME? | #NAME? | #NAME? | #NAME? | #NAME? | FALSE | 0 | TRUE | TRUE | #NAME? | #NAME? | #NAME? | #NAME? | #NAME? | #NAME? | #NAME? | #NAME? | #NAME? | #NAME? |  |  | 1: 0; 2: 0; 3: 4.723; 4: 9.213 | 13.936 |  | 339.5184 | 522.7505 | 538.9181 | 19787 | 13.936 | 339.5184 | 555.344 |  | 0 | 2851 | 2851 | 1978-07-17 | #NAME? | #NAME? | #NAME?
1978-07-18 | 1978 | 7 | 199 | 18 | 3 | 9.3 | 2.9607 | 7.3333 | 4.3 | 4.3 | 0 | #NAME? | #NAME? | #NAME? | #NAME? | #NAME? | #NAME? | TRUE | 8 | TRUE | TRUE | #NAME? | #NAME? | #NAME? | #NAME? | #NAME? | #NAME? | #NAME? | #NAME? | #NAME? | #NAME? |  |  | 1: 14.6452; 2: 27.152; 3: 0; 4: 0 | 41.7972 |  | 1011.2551 | 1644.5349 | 1702.4147 | 19787 | 41.7972 | 1011.2551 | 1654.0914 |  | 0 | 2852 | 2852 | 1978-07-18 | #NAME? | #NAME? | #NAME?
1978-07-19 | 1978 | 7 | 200 | 19 | 4 | 4.1 | 3.2486 | 4.3333 | 5.6 | 5.6 | 0.45 | #NAME? | #NAME? | #NAME? | #NAME? | #NAME? | #NAME? | FALSE | 12.3 | FALSE | TRUE | #NAME? | #NAME? | #NAME? | #NAME? | #NAME? | #NAME? | #NAME? | #NAME? | #NAME? | #NAME? |  |  | 1: 0; 2: 0; 3: 0; 4: 0 | 0 |  | 0 | 0 | 0 | 19787 | 0 | 0 | 0 |  | 0 | 2853 | 2853 | 1978-07-19 | #NAME? | #NAME? | #NAME?
1978-07-20 | 1978 | 7 | 201 | 20 | 5 | 8.5 | 4.6914 | 10.1667 | 0 | 0 | 0 | #NAME? | #NAME? | #NAME? | #NAME? | #NAME? | #NAME? | TRUE | 9.9 | TRUE | TRUE | #NAME? | #NAME? | #NAME? | #NAME? | #NAME? | #NAME? | #NAME? | #NAME? | #NAME? | #NAME? |  |  | 1: 4.1856; 2: 6.912; 3: 0; 4: 0 | 11.0976 |  | 264.1403 | 428.9726 | 444.0264 | 19787 | 11.0976 | 264.1403 | 432.0495 |  | 0 | 2854 | 2854 | 1978-07-20 | #NAME? | #NAME? | #NAME?
1978-07-21 | 1978 | 7 | 202 | 21 | 6 | 8.6 | 4.2963 | 6 | 0.4 | 0.4 | 0 | #NAME? | #NAME? | #NAME? | #NAME? | #NAME? | #NAME? | FALSE | 5.6 | TRUE | TRUE | #NAME? | #NAME? | #NAME? | #NAME? | #NAME? | #NAME? | #NAME? | #NAME? | #NAME? | #NAME? |  |  | 1: 0; 2: 0; 3: 0; 4: 7.8254 | 7.8254 |  | 229.545 | 353.4264 | 364.3571 | 19787 | 7.8254 | 229.545 | 375.4625 |  | 0 | 2855 | 2855 | 1978-07-21 | #NAME? | #NAME? | #NAME?
1978-07-22 | 1978 | 7 | 203 | 22 | 7 | 8.2 | 4.675 | 4.6667 | 1.1 | 1.1 | 0 | #NAME? | #NAME? | #NAME? | #NAME? | #NAME? | #NAME? | FALSE | 0.4 | TRUE | TRUE | #NAME? | #NAME? | #NAME? | #NAME? | #NAME? | #NAME? | #NAME? | #NAME? | #NAME? | #NAME? |  |  | 1: 0; 2: 0; 3: 6.6136; 4: 0 | 6.6136 |  | 96.9993 | 149.3481 | 153.9671 | 19787 | 6.6136 | 96.9993 | 158.6599 |  | 0 | 2856 | 2856 | 1978-07-22 | #NAME? | #NAME? | #NAME?
1978-07-23 | 1978 | 7 | 204 | 23 | 1 | 13.4 | 5.4815 | 9.3333 | 0 | 0 | 0 | #NAME? | #NAME? | #NAME? | #NAME? | #NAME? | #NAME? | TRUE | 1.5 | TRUE | TRUE | #NAME? | #NAME? | #NAME? | #NAME? | #NAME? | #NAME? | #NAME? | #NAME? | #NAME? | #NAME? |  |  | 1: 6.3662; 2: 7.8575; 3: 0; 4: 0 | 14.2237 |  | 323.8589 | 523.9682 | 542.2044 | 19787 | 14.2237 | 323.8589 | 529.7301 |  | 0 | 2857 | 2857 | 1978-07-23 | #NAME? | #NAME? | #NAME?
1978-07-24 | 1978 | 7 | 205 | 24 | 2 | 12.1 | 6.6058 | 7.8333 | 0 | 0 | 0 | #NAME? | #NAME? | #NAME? | #NAME? | #NAME? | #NAME? | FALSE | 1.1 | TRUE | TRUE | #NAME? | #NAME? | #NAME? | #NAME? | #NAME? | #NAME? | #NAME? | #NAME? | #NAME? | #NAME? |  |  | 1: 0; 2: 0; 3: 0; 4: 7.866 | 7.866 |  | 230.7372 | 355.2621 | 366.2496 | 19787 | 7.866 | 230.7372 | 377.4127 |  | 0 | 2858 | 2858 | 1978-07-24 | #NAME? | #NAME? | #NAME?
1978-07-25 | 1978 | 7 | 206 | 25 | 3 | 11.6 | 5.4132 | 15.6667 | 0 | 0 | 0 | #NAME? | #NAME? | #NAME? | #NAME? | #NAME? | #NAME? | TRUE | 0 | TRUE | TRUE | #NAME? | #NAME? | #NAME? | #NAME? | #NAME? | #NAME? | #NAME? | #NAME? | #NAME? | #NAME? |  |  | 1: 10.0366; 2: 10.9595; 3: 0; 4: 0 | 20.9962 |  | 468.6836 | 756.9515 | 783.195 | 19787 | 20.9962 | 468.6836 | 766.6172 |  | 0 | 2859 | 2859 | 1978-07-25 | #NAME? | #NAME? | #NAME?
1978-07-26 | 1978 | 7 | 207 | 26 | 4 | 11 | 6.1968 | 2.6667 | 0 | 0 | 0 | #NAME? | #NAME? | #NAME? | #NAME? | #NAME? | #NAME? | FALSE | 0 | TRUE | TRUE | #NAME? | #NAME? | #NAME? | #NAME? | #NAME? | #NAME? | #NAME? | #NAME? | #NAME? | #NAME? |  |  | 1: 0; 2: 0; 3: 4.6291; 4: 6.2048 | 10.8339 |  | 249.9005 | 384.7674 | 396.6675 | 19787 | 10.8339 | 249.9005 | 408.7577 |  | 0 | 2860 | 2860 | 1978-07-26 | #NAME? | #NAME? | #NAME?
1978-07-27 | 1978 | 7 | 208 | 27 | 5 | 14.8 | 6.4538 | 9.5 | 0 | 0 | 0 | #NAME? | #NAME? | #NAME? | #NAME? | #NAME? | #NAME? | TRUE | 0 | TRUE | TRUE | #NAME? | #NAME? | #NAME? | #NAME? | #NAME? | #NAME? | #NAME? | #NAME? | #NAME? | #NAME? |  |  | 1: 3.7673; 2: 4.4615; 3: 0; 4: 0 | 8.2288 |  | 186.1239 | 300.9531 | 311.4141 | 19787 | 8.2288 | 186.1239 | 304.4395 |  | 0 | 2861 | 2861 | 1978-07-27 | #NAME? | #NAME? | #NAME?
1978-07-28 | 1978 | 7 | 209 | 28 | 6 | 10.1 | 4.3037 | 10.1667 | 0 | 0 | 0 | #NAME? | #NAME? | #NAME? | #NAME? | #NAME? | #NAME? | FALSE | 0 | TRUE | TRUE | #NAME? | #NAME? | #NAME? | #NAME? | #NAME? | #NAME? | #NAME? | #NAME? | #NAME? | #NAME? |  |  | 1: 0; 2: 0; 3: 0; 4: 6.9578 | 6.9578 |  | 204.0963 | 314.2435 | 323.9624 | 19787 | 6.9578 | 204.0963 | 333.8366 |  | 0 | 2862 | 2862 | 1978-07-28 | #NAME? | #NAME? | #NAME?
1978-07-29 | 1978 | 7 | 210 | 29 | 7 | 12.6 | 4.1075 | 6.1667 | 3.8 | 3.8 | 0 | #NAME? | #NAME? | #NAME? | #NAME? | #NAME? | #NAME? | FALSE | 0 | TRUE | TRUE | #NAME? | #NAME? | #NAME? | #NAME? | #NAME? | #NAME? | #NAME? | #NAME? | #NAME? | #NAME? |  |  | 1: 0; 2: 0; 3: 9.0228; 4: 0 | 9.0228 |  | 132.334 | 203.7524 | 210.054 | 19787 | 9.0228 | 132.334 | 216.4564 |  | 0 | 2863 | 2863 | 1978-07-29 | #NAME? | #NAME? | #NAME?
1978-07-30 | 1978 | 7 | 211 | 30 | 1 | 11.5 | 2.0585 | 5 | 17.4 | 17.4 | 9.3 | #NAME? | #NAME? | #NAME? | #NAME? | #NAME? | #NAME? | TRUE | 3.8 | TRUE | TRUE | #NAME? | #NAME? | #NAME? | #NAME? | #NAME? | #NAME? | #NAME? | #NAME? | #NAME? | #NAME? |  |  | 1: 11.8944; 2: 13.6782; 3: 0; 4: 0 | 25.5726 |  | 575.6788 | 930.4536 | 962.7658 | 19787 | 25.5726 | 575.6788 | 941.6273 |  | 0 | 2864 | 2864 | 1978-07-30 | #NAME? | #NAME? | #NAME?
1978-07-31 | 1978 | 7 | 212 | 31 | 2 | 10.4 | 3.675 | 4.8333 | 0 | 0 | 0 | #NAME? | #NAME? | #NAME? | #NAME? | #NAME? | #NAME? | FALSE | 21.2 | FALSE | TRUE | #NAME? | #NAME? | #NAME? | #NAME? | #NAME? | #NAME? | #NAME? | #NAME? | #NAME? | #NAME? |  |  | 1: 0; 2: 0; 3: 0; 4: 0 | 0 |  | 0 | 0 | 0 | 19787 | 0 | 0 | 0 |  | 0 | 2865 | 2865 | 1978-07-31 | #NAME? | #NAME? | #NAME?
1978-08-01 | 1978 | 8 | 213 | 1 | 3 | 9.4 | 3.082 | 6.8333 | 1 | 1 | 0 | #NAME? | #NAME? | #NAME? | #NAME? | #NAME? | #NAME? | TRUE | 17.4 | FALSE | TRUE | #NAME? | #NAME? | #NAME? | #NAME? | #NAME? | #NAME? | #NAME? | #NAME? | #NAME? | #NAME? |  |  | 1: 0; 2: 0; 3: 0; 4: 0 | 0 |  | 0 | 0 | 0 | 19788 | 0 | 0 | 0 |  | 0 | 2866 | 2866 | 1978-08-01 | #NAME? | #NAME? | #NAME?
1978-08-02 | 1978 | 8 | 214 | 2 | 4 | 8.2 | 3.5347 | 9.6667 | 0 | 0 | 0 | #NAME? | #NAME? | #NAME? | #NAME? | #NAME? | #NAME? | FALSE | 1 | TRUE | TRUE | #NAME? | #NAME? | #NAME? | #NAME? | #NAME? | #NAME? | #NAME? | #NAME? | #NAME? | #NAME? |  |  | 1: 0; 2: 0; 3: 6.6443; 4: 5.9963 | 12.6407 |  | 273.3431 | 420.8616 | 433.8779 | 19788 | 12.6407 | 273.3431 | 447.1023 |  | 0 | 2867 | 2867 | 1978-08-02 | #NAME? | #NAME? | #NAME?
1978-08-03 | 1978 | 8 | 215 | 3 | 5 | 8.4 | 4.7293 | 5.5 | 0 | 0 | 0 | #NAME? | #NAME? | #NAME? | #NAME? | #NAME? | #NAME? | TRUE | 1 | TRUE | TRUE | #NAME? | #NAME? | #NAME? | #NAME? | #NAME? | #NAME? | #NAME? | #NAME? | #NAME? | #NAME? |  |  | 1: 6.3673; 2: 8.4121; 3: 0; 4: 0 | 14.7794 |  | 340.1428 | 550.8279 | 570.0381 | 19788 | 14.7794 | 340.1428 | 556.3654 |  | 0 | 2868 | 2868 | 1978-08-03 | #NAME? | #NAME? | #NAME?
1978-08-04 | 1978 | 8 | 216 | 4 | 6 | 11.3 | 5.4351 | 8 | 0 | 0 | 0 | #NAME? | #NAME? | #NAME? | #NAME? | #NAME? | #NAME? | FALSE | 0 | TRUE | TRUE | #NAME? | #NAME? | #NAME? | #NAME? | #NAME? | #NAME? | #NAME? | #NAME? | #NAME? | #NAME? |  |  | 1: 0; 2: 0; 3: 0; 4: 4.8811 | 4.8811 |  | 143.1786 | 220.4496 | 227.2677 | 19788 | 4.8811 | 143.1786 | 234.1946 |  | 0 | 2869 | 2869 | 1978-08-04 | #NAME? | #NAME? | #NAME?
1978-08-05 | 1978 | 8 | 217 | 5 | 7 | 12.5 | 5.7812 | 3.6667 | 0 | 0 | 0 | #NAME? | #NAME? | #NAME? | #NAME? | #NAME? | #NAME? | FALSE | 0 | TRUE | TRUE | #NAME? | #NAME? | #NAME? | #NAME? | #NAME? | #NAME? | #NAME? | #NAME? | #NAME? | #NAME? |  |  | 1: 0; 2: 0; 3: 5.111; 4: 0 | 5.111 |  | 74.962 | 115.4177 | 118.9874 | 19788 | 5.111 | 74.962 | 122.614 |  | 0 | 2870 | 2870 | 1978-08-05 | #NAME? | #NAME? | #NAME?
1978-08-06 | 1978 | 8 | 218 | 6 | 1 | 11.4 | 5.703 | 5.8333 | 0 | 0 | 0 | #NAME? | #NAME? | #NAME? | #NAME? | #NAME? | #NAME? | TRUE | 0 | TRUE | TRUE | #NAME? | #NAME? | #NAME? | #NAME? | #NAME? | #NAME? | #NAME? | #NAME? | #NAME? | #NAME? |  |  | 1: 5.897; 2: 6.708; 3: 0; 4: 0 | 12.605 |  | 283.257 | 457.7486 | 473.6396 | 19788 | 12.605 | 283.257 | 463.3182 |  | 0 | 2871 | 2871 | 1978-08-06 | #NAME? | #NAME? | #NAME?
1978-08-07 | 1978 | 8 | 219 | 7 | 2 | 16 | 5.5539 | 12.5 | 1.4 | 1.4 | 0 | #NAME? | #NAME? | #NAME? | #NAME? | #NAME? | #NAME? | FALSE | 0 | TRUE | TRUE | #NAME? | #NAME? | #NAME? | #NAME? | #NAME? | #NAME? | #NAME? | #NAME? | #NAME? | #NAME? |  |  | 1: 0; 2: 0; 3: 5.3399; 4: 9.3056 | 14.6455 |  | 351.2841 | 540.8659 | 557.5937 | 19788 | 14.6455 | 351.2841 | 574.5889 |  | 0 | 2872 | 2872 | 1978-08-07 | #NAME? | #NAME? | #NAME?
1978-08-08 | 1978 | 8 | 220 | 8 | 3 | 15.6 | 4.9736 | 7 | 0 | 0 | 0 | #NAME? | #NAME? | #NAME? | #NAME? | #NAME? | #NAME? | TRUE | 1.4 | TRUE | TRUE | #NAME? | #NAME? | #NAME? | #NAME? | #NAME? | #NAME? | #NAME? | #NAME? | #NAME? | #NAME? |  |  | 1: 8.5044; 2: 10.7651; 3: 0; 4: 0 | 19.2695 |  | 440.5072 | 712.942 | 737.7741 | 19788 | 19.2695 | 440.5072 | 720.5295 |  | 0 | 2873 | 2873 | 1978-08-08 | #NAME? | #NAME? | #NAME?
1978-08-09 | 1978 | 8 | 221 | 9 | 4 | 10.6 | 5.8239 | 6 | 0 | 0 | 0 | #NAME? | #NAME? | #NAME? | #NAME? | #NAME? | #NAME? | FALSE | 1.4 | TRUE | TRUE | #NAME? | #NAME? | #NAME? | #NAME? | #NAME? | #NAME? | #NAME? | #NAME? | #NAME? | #NAME? |  |  | 1: 0; 2: 0; 3: 1.6592; 4: 5.0155 | 6.6747 |  | 171.4557 | 263.9874 | 272.1519 | 19788 | 6.6747 | 171.4557 | 280.447 |  | 0 | 2874 | 2874 | 1978-08-09 | #NAME? | #NAME? | #NAME?
1978-08-10 | 1978 | 8 | 222 | 10 | 5 | 17.1 | 7.0287 | 18.3333 | 0 | 0 | 0 | #NAME? | #NAME? | #NAME? | #NAME? | #NAME? | #NAME? | TRUE | 0 | TRUE | TRUE | #NAME? | #NAME? | #NAME? | #NAME? | #NAME? | #NAME? | #NAME? | #NAME? | #NAME? | #NAME? |  |  | 1: 9.0312; 2: 11.788; 3: 0; 4: 0 | 20.8191 |  | 478.2374 | 774.3317 | 801.3269 | 19788 | 20.8191 | 478.2374 | 782.2442 |  | 0 | 2875 | 2875 | 1978-08-10 | #NAME? | #NAME? | #NAME?
1978-08-11 | 1978 | 8 | 223 | 11 | 6 | 10.4 | 4.1269 | 6.6667 | 1.4 | 1.4 | 0 | #NAME? | #NAME? | #NAME? | #NAME? | #NAME? | #NAME? | FALSE | 0 | TRUE | TRUE | #NAME? | #NAME? | #NAME? | #NAME? | #NAME? | #NAME? | #NAME? | #NAME? | #NAME? | #NAME? |  |  | 1: 0; 2: 0; 3: 0; 4: 7.0689 | 7.0689 |  | 207.3547 | 319.2604 | 329.1345 | 19788 | 7.0689 | 207.3547 | 339.1663 |  | 0 | 2876 | 2876 | 1978-08-11 | #NAME? | #NAME? | #NAME?
1978-08-12 | 1978 | 8 | 224 | 12 | 7 | 10.5 | 3.8442 | 5.1667 | 0.8 | 0.8 | 0 | #NAME? | #NAME? | #NAME? | #NAME? | #NAME? | #NAME? | FALSE | 1.4 | TRUE | TRUE | #NAME? | #NAME? | #NAME? | #NAME? | #NAME? | #NAME? | #NAME? | #NAME? | #NAME? | #NAME? |  |  | 1: 0; 2: 0; 3: 0; 4: 0 | 0 |  | 0 | 0 | 0 | 19788 | 0 | 0 | 0 |  | 0 | 2877 | 2877 | 1978-08-12 | #NAME? | #NAME? | #NAME?
1978-08-13 | 1978 | 8 | 225 | 13 | 1 | 8.9 | 3.1199 | 21.8333 | 13.5 | 13.5 | 6.375 | #NAME? | #NAME? | #NAME? | #NAME? | #NAME? | #NAME? | TRUE | 2.2 | TRUE | TRUE | #NAME? | #NAME? | #NAME? | #NAME? | #NAME? | #NAME? | #NAME? | #NAME? | #NAME? | #NAME? |  |  | 1: 7.2422; 2: 8.0681; 3: 0; 4: 0 | 15.3104 |  | 342.8848 | 553.9409 | 573.1585 | 19788 | 15.3104 | 342.8848 | 560.8504 |  | 0 | 2878 | 2878 | 1978-08-13 | #NAME? | #NAME? | #NAME?
1978-08-14 | 1978 | 8 | 226 | 14 | 2 | 8.1 | 4.6523 | 5.3333 | 0 | 0 | 0 | #NAME? | #NAME? | #NAME? | #NAME? | #NAME? | #NAME? | FALSE | 14.3 | FALSE | TRUE | #NAME? | #NAME? | #NAME? | #NAME? | #NAME? | #NAME? | #NAME? | #NAME? | #NAME? | #NAME? |  |  | 1: 0; 2: 0; 3: 0; 4: 0 | 0 |  | 0 | 0 | 0 | 19788 | 0 | 0 | 0 |  | 0 | 2879 | 2879 | 1978-08-14 | #NAME? | #NAME? | #NAME?
1978-08-15 | 1978 | 8 | 227 | 15 | 3 | 10.3 | 3.8537 | 12.3333 | 0 | 0 | 0 | #NAME? | #NAME? | #NAME? | #NAME? | #NAME? | #NAME? | TRUE | 13.5 | FALSE | TRUE | #NAME? | #NAME? | #NAME? | #NAME? | #NAME? | #NAME? | #NAME? | #NAME? | #NAME? | #NAME? |  |  | 1: 0; 2: 0; 3: 0; 4: 0 | 0 |  | 0 | 0 | 0 | 19788 | 0 | 0 | 0 |  | 0 | 2880 | 2880 | 1978-08-15 | #NAME? | #NAME? | #NAME?
1978-08-16 | 1978 | 8 | 228 | 16 | 4 | 7.6 | 2.9262 | 22.1667 | 55.3 | 55.3 | 37.725 | #NAME? | #NAME? | #NAME? | #NAME? | #NAME? | #NAME? | FALSE | 0 | TRUE | TRUE | #NAME? | #NAME? | #NAME? | #NAME? | #NAME? | #NAME? | #NAME? | #NAME? | #NAME? | #NAME? |  |  | 1: 0; 2: 0; 3: 0; 4: 6.9583 | 6.9583 |  | 204.11 | 314.2646 | 323.9841 | 19788 | 6.9583 | 204.11 | 333.859 |  | 0 | 2881 | 2881 | 1978-08-16 | #NAME? | #NAME? | #NAME?
1978-08-17 | 1978 | 8 | 229 | 17 | 5 | 7.9 | 4.1604 | 47.5 | 14.8 | 14.8 | 7.35 | #NAME? | #NAME? | #NAME? | #NAME? | #NAME? | #NAME? | TRUE | 55.3 | FALSE | TRUE | #NAME? | #NAME? | #NAME? | #NAME? | #NAME? | #NAME? | #NAME? | #NAME? | #NAME? | #NAME? |  |  | 1: 0; 2: 0; 3: 0; 4: 0 | 0 |  | 0 | 0 | 0 | 19788 | 0 | 0 | 0 |  | 0 | 2882 | 2882 | 1978-08-17 | #NAME? | #NAME? | #NAME?
1978-08-18 | 1978 | 8 | 230 | 18 | 6 | 6.2 | 4.2988 | 9.5 | 0 | 0 | 0 | #NAME? | #NAME? | #NAME? | #NAME? | #NAME? | #NAME? | FALSE | 70.1 | FALSE | TRUE | #NAME? | #NAME? | #NAME? | #NAME? | #NAME? | #NAME? | #NAME? | #NAME? | #NAME? | #NAME? |  |  | 1: 0; 2: 0; 3: 0; 4: 0 | 0 |  | 0 | 0 | 0 | 19788 | 0 | 0 | 0 |  | 0 | 2883 | 2883 | 1978-08-18 | #NAME? | #NAME? | #NAME?
1978-08-19 | 1978 | 8 | 231 | 19 | 7 | 6.6 | 2.5033 | 7.5 | 0.5 | 0.5 | 0 | #NAME? | #NAME? | #NAME? | #NAME? | #NAME? | #NAME? | FALSE | 14.8 | FALSE | TRUE | #NAME? | #NAME? | #NAME? | #NAME? | #NAME? | #NAME? | #NAME? | #NAME? | #NAME? | #NAME? |  |  | 1: 0; 2: 0; 3: 0; 4: 0 | 0 |  | 0 | 0 | 0 | 19788 | 0 | 0 | 0 |  | 0 | 2884 | 2884 | 1978-08-19 | #NAME? | #NAME? | #NAME?
1978-08-20 | 1978 | 8 | 232 | 20 | 1 | 4.4 | 1.7621 | 9.1667 | 6.2 | 6.2 | 0.9 | #NAME? | #NAME? | #NAME? | #NAME? | #NAME? | #NAME? | TRUE | 0.5 | TRUE | TRUE | #NAME? | #NAME? | #NAME? | #NAME? | #NAME? | #NAME? | #NAME? | #NAME? | #NAME? | #NAME? |  |  | 1: 6.5356; 2: 9.262; 3: 0; 4: 0 | 15.7975 |  | 367.5391 | 595.749 | 616.5681 | 19788 | 15.7975 | 367.5391 | 601.177 |  | 0 | 2885 | 2885 | 1978-08-20 | #NAME? | #NAME? | #NAME?
1978-08-21 | 1978 | 8 | 233 | 21 | 2 | 4.2 | 3.0812 | 6.1667 | 0 | 0 | 0 | #NAME? | #NAME? | #NAME? | #NAME? | #NAME? | #NAME? | FALSE | 6.7 | TRUE | TRUE | #NAME? | #NAME? | #NAME? | #NAME? | #NAME? | #NAME? | #NAME? | #NAME? | #NAME? | #NAME? |  |  | 1: 0; 2: 0; 3: 2.6953; 4: 6.0903 | 8.7856 |  | 218.18 | 335.9279 | 346.3174 | 19788 | 8.7856 | 218.18 | 356.873 |  | 0 | 2886 | 2886 | 1978-08-21 | #NAME? | #NAME? | #NAME?
1978-08-22 | 1978 | 8 | 234 | 22 | 3 | 3.7 | 3.1377 | 8 | 0.6 | 0.6 | 0 | #NAME? | #NAME? | #NAME? | #NAME? | #NAME? | #NAME? | TRUE | 6.2 | TRUE | TRUE | #NAME? | #NAME? | #NAME? | #NAME? | #NAME? | #NAME? | #NAME? | #NAME? | #NAME? | #NAME? |  |  | 1: 1.113; 2: 1.7946; 3: 0; 4: 0 | 2.9075 |  | 68.9644 | 111.968 | 115.8947 | 19788 | 2.9075 | 68.9644 | 112.8038 |  | 0 | 2887 | 2887 | 1978-08-22 | #NAME? | #NAME? | #NAME?
1978-08-23 | 1978 | 8 | 235 | 23 | 4 | 7.7 | 2.3537 | 14.3333 | 9.2 | 9.2 | 3.15 | #NAME? | #NAME? | #NAME? | #NAME? | #NAME? | #NAME? | FALSE | 0.6 | TRUE | TRUE | #NAME? | #NAME? | #NAME? | #NAME? | #NAME? | #NAME? | #NAME? | #NAME? | #NAME? | #NAME? |  |  | 1: 0; 2: 0; 3: 7.4634; 4: 4.0057 | 11.4691 |  | 226.9647 | 349.4536 | 360.2615 | 19788 | 11.4691 | 226.9647 | 371.242 |  | 0 | 2888 | 2888 | 1978-08-23 | #NAME? | #NAME? | #NAME?
1978-08-24 | 1978 | 8 | 236 | 24 | 5 | 7 | 2.6305 | 3.5 | 0 | 0 | 0 | #NAME? | #NAME? | #NAME? | #NAME? | #NAME? | #NAME? | TRUE | 9.8 | TRUE | TRUE | #NAME? | #NAME? | #NAME? | #NAME? | #NAME? | #NAME? | #NAME? | #NAME? | #NAME? | #NAME? |  |  | 1: 0; 2: 0; 3: 0; 4: 0 | 0 |  | 0 | 0 | 0 | 19788 | 0 | 0 | 0 |  | 0 | 2889 | 2889 | 1978-08-24 | #NAME? | #NAME? | #NAME?
1978-08-25 | 1978 | 8 | 237 | 25 | 6 | 9.7 | 4.2898 | 15 | 0 | 0 | 0 | #NAME? | #NAME? | #NAME? | #NAME? | #NAME? | #NAME? | FALSE | 9.2 | TRUE | TRUE | #NAME? | #NAME? | #NAME? | #NAME? | #NAME? | #NAME? | #NAME? | #NAME? | #NAME? | #NAME? |  |  | 1: 0; 2: 0; 3: 0; 4: 3.7268 | 3.7268 |  | 109.3191 | 168.3167 | 173.5224 | 19788 | 3.7268 | 109.3191 | 178.8113 |  | 0 | 2890 | 2890 | 1978-08-25 | #NAME? | #NAME? | #NAME?
1978-08-26 | 1978 | 8 | 238 | 26 | 7 | 7.9 | 4.4714 | 13 | 0 | 0 | 0 | #NAME? | #NAME? | #NAME? | #NAME? | #NAME? | #NAME? | FALSE | 0 | TRUE | TRUE | #NAME? | #NAME? | #NAME? | #NAME? | #NAME? | #NAME? | #NAME? | #NAME? | #NAME? | #NAME? |  |  | 1: 0; 2: 0; 3: 2.6937; 4: 0 | 2.6937 |  | 39.507 | 60.8283 | 62.7096 | 19788 | 2.6937 | 39.507 | 64.6209 |  | 0 | 2891 | 2891 | 1978-08-26 | #NAME? | #NAME? | #NAME?
1978-08-27 | 1978 | 8 | 239 | 27 | 1 | 4.7 | 3.5379 | 11.1667 | 0 | 0 | 0 | #NAME? | #NAME? | #NAME? | #NAME? | #NAME? | #NAME? | TRUE | 0 | TRUE | TRUE | #NAME? | #NAME? | #NAME? | #NAME? | #NAME? | #NAME? | #NAME? | #NAME? | #NAME? | #NAME? |  |  | 1: 7.872; 2: 9.5079; 3: 0; 4: 0 | 17.3799 |  | 394.3534 | 637.8271 | 660.0112 | 19788 | 17.3799 | 394.3534 | 645.0367 |  | 0 | 2892 | 2892 | 1978-08-27 | #NAME? | #NAME? | #NAME?
1978-08-28 | 1978 | 8 | 240 | 28 | 2 | 7.9 | 3.574 | 6.8333 | 0 | 0 | 0 | #NAME? | #NAME? | #NAME? | #NAME? | #NAME? | #NAME? | FALSE | 0 | TRUE | TRUE | #NAME? | #NAME? | #NAME? | #NAME? | #NAME? | #NAME? | #NAME? | #NAME? | #NAME? | #NAME? |  |  | 1: 0; 2: 0; 3: 1.6891; 4: 6.7645 | 8.4536 |  | 223.1983 | 343.6545 | 354.283 | 19788 | 8.4536 | 223.1983 | 365.0814 |  | 0 | 2893 | 2893 | 1978-08-28 | #NAME? | #NAME? | #NAME?
1978-08-29 | 1978 | 8 | 241 | 29 | 3 | 5.5 | 3.5841 | 9 | 0 | 0 | 0 | #NAME? | #NAME? | #NAME? | #NAME? | #NAME? | #NAME? | TRUE | 0 | TRUE | TRUE | #NAME? | #NAME? | #NAME? | #NAME? | #NAME? | #NAME? | #NAME? | #NAME? | #NAME? | #NAME? |  |  | 1: 9.2246; 2: 11.3169; 3: 0; 4: 0 | 20.5414 |  | 467.2551 | 755.9038 | 782.2073 | 19788 | 20.5414 | 467.2551 | 764.2806 |  | 0 | 2894 | 2894 | 1978-08-29 | #NAME? | #NAME? | #NAME?
1978-08-30 | 1978 | 8 | 242 | 30 | 4 | 6.5 | 3.5718 | 3.5 | 0 | 0 | 0 | #NAME? | #NAME? | #NAME? | #NAME? | #NAME? | #NAME? | FALSE | 0 | TRUE | TRUE | #NAME? | #NAME? | #NAME? | #NAME? | #NAME? | #NAME? | #NAME? | #NAME? | #NAME? | #NAME? |  |  | 1: 0; 2: 0; 3: 7.8615; 4: 4.2512 | 12.1128 |  | 240.0059 | 369.5329 | 380.9618 | 19788 | 12.1128 | 240.0059 | 392.5733 |  | 0 | 2895 | 2895 | 1978-08-30 | #NAME? | #NAME? | #NAME?
1978-08-31 | 1978 | 8 | 243 | 31 | 5 | 10.6 | 3.4532 | 4.8333 | 0 | 0 | 0 | #NAME? | #NAME? | #NAME? | #NAME? | #NAME? | #NAME? | TRUE | 0 | TRUE | TRUE | #NAME? | #NAME? | #NAME? | #NAME? | #NAME? | #NAME? | #NAME? | #NAME? | #NAME? | #NAME? |  |  | 1: 0; 2: 0; 3: 0; 4: 0 | 0 |  | 0 | 0 | 0 | 19788 | 0 | 0 | 0 |  | 0 | 2896 | 2896 | 1978-08-31 | #NAME? | #NAME? | #NAME?
1978-09-01 | 1978 | 9 | 244 | 1 | 6 | 13.4 | 4.6828 | 33.1667 | 0.4 | 0.4 | 0 | #NAME? | #NAME? | #NAME? | #NAME? | #NAME? | #NAME? | FALSE | 0 | TRUE | TRUE | #NAME? | #NAME? | #NAME? | #NAME? | #NAME? | #NAME? | #NAME? | #NAME? | #NAME? | #NAME? |  |  | 1: 0; 2: 0; 3: 0; 4: 4.1793 | 4.1793 |  | 122.5924 | 188.7534 | 194.5911 | 19789 | 4.1793 | 122.5924 | 200.5221 |  | 0 | 2897 | 2897 | 1978-09-01 | #NAME? | #NAME? | #NAME?
1978-09-02 | 1978 | 9 | 245 | 2 | 7 | 10.2 | 4.6738 | 8.6667 | 0 | 0 | 0 | #NAME? | #NAME? | #NAME? | #NAME? | #NAME? | #NAME? | FALSE | 0.4 | TRUE | TRUE | #NAME? | #NAME? | #NAME? | #NAME? | #NAME? | #NAME? | #NAME? | #NAME? | #NAME? | #NAME? |  |  | 1: 0; 2: 0; 3: 2.9611; 4: 0 | 2.9611 |  | 43.4298 | 66.8681 | 68.9362 | 19789 | 2.9611 | 43.4298 | 71.0373 |  | 0 | 2898 | 2898 | 1978-09-02 | #NAME? | #NAME? | #NAME?
1978-09-03 | 1978 | 9 | 246 | 3 | 1 | 7 | 4.316 | 8.1667 | 0 | 0 | 0 | #NAME? | #NAME? | #NAME? | #NAME? | #NAME? | #NAME? | TRUE | 0.4 | TRUE | TRUE | #NAME? | #NAME? | #NAME? | #NAME? | #NAME? | #NAME? | #NAME? | #NAME? | #NAME? | #NAME? |  |  | 1: 2.8539; 2: 3.6566; 3: 0; 4: 0 | 6.5105 |  | 149.1177 | 241.3809 | 249.7914 | 19789 | 6.5105 | 149.1177 | 243.9091 |  | 0 | 2899 | 2899 | 1978-09-03 | #NAME? | #NAME? | #NAME?
1978-09-04 | 1978 | 9 | 247 | 4 | 2 | 9.8 | 3.6181 | 11.5 | 0 | 0 | 0 | #NAME? | #NAME? | #NAME? | #NAME? | #NAME? | #NAME? | FALSE | 0 | TRUE | TRUE | #NAME? | #NAME? | #NAME? | #NAME? | #NAME? | #NAME? | #NAME? | #NAME? | #NAME? | #NAME? |  |  | 1: 0; 2: 0; 3: 0; 4: 7.5199 | 7.5199 |  | 220.5841 | 339.6295 | 350.1335 | 19789 | 7.5199 | 220.5841 | 360.8054 |  | 0 | 2900 | 2900 | 1978-09-04 | #NAME? | #NAME? | #NAME?
1978-09-05 | 1978 | 9 | 248 | 5 | 3 | 7.4 | 2.0078 | 15.5 | 6.8 | 6.8 | 1.35 | #NAME? | #NAME? | #NAME? | #NAME? | #NAME? | #NAME? | TRUE | 0 | TRUE | TRUE | #NAME? | #NAME? | #NAME? | #NAME? | #NAME? | #NAME? | #NAME? | #NAME? | #NAME? | #NAME? |  |  | 1: 0; 2: 0; 3: 0; 4: 0 | 0 |  | 0 | 0 | 0 | 19789 | 0 | 0 | 0 |  | 0 | 2901 | 2901 | 1978-09-05 | #NAME? | #NAME? | #NAME?
1978-09-06 | 1978 | 9 | 249 | 6 | 4 | 11.2 | 2.4674 | 21.1667 | 1.4 | 1.4 | 0 | #NAME? | #NAME? | #NAME? | #NAME? | #NAME? | #NAME? | FALSE | 6.8 | TRUE | TRUE | #NAME? | #NAME? | #NAME? | #NAME? | #NAME? | #NAME? | #NAME? | #NAME? | #NAME? | #NAME? |  |  | 1: 0; 2: 0; 3: 5.6674; 4: 2.28 | 7.9474 |  | 150.0013 | 230.9544 | 238.0973 | 19789 | 7.9474 | 150.0013 | 245.3544 |  | 0 | 2902 | 2902 | 1978-09-06 | #NAME? | #NAME? | #NAME?
1978-09-07 | 1978 | 9 | 250 | 7 | 5 | 12.6 | 1.4904 | 6.1667 | 8.5 | 8.5 | 2.625 | #NAME? | #NAME? | #NAME? | #NAME? | #NAME? | #NAME? | TRUE | 8.2 | TRUE | TRUE | #NAME? | #NAME? | #NAME? | #NAME? | #NAME? | #NAME? | #NAME? | #NAME? | #NAME? | #NAME? |  |  | 1: 0; 2: 0; 3: 0; 4: 0 | 0 |  | 0 | 0 | 0 | 19789 | 0 | 0 | 0 |  | 0 | 2903 | 2903 | 1978-09-07 | #NAME? | #NAME? | #NAME?
1978-09-08 | 1978 | 9 | 251 | 8 | 6 | 8.3 | 1.8742 | 16.6667 | 7.9 | 7.9 | 2.175 | #NAME? | #NAME? | #NAME? | #NAME? | #NAME? | #NAME? | FALSE | 9.9 | TRUE | TRUE | #NAME? | #NAME? | #NAME? | #NAME? | #NAME? | #NAME? | #NAME? | #NAME? | #NAME? | #NAME? |  |  | 1: 0; 2: 0; 3: 0; 4: 2.28 | 2.28 |  | 66.88 | 102.974 | 106.1587 | 19789 | 2.28 | 66.88 | 109.3944 |  | 0 | 2904 | 2904 | 1978-09-08 | #NAME? | #NAME? | #NAME?
1978-09-09 | 1978 | 9 | 252 | 9 | 7 | 5.8 | 3.2013 | 10 | 0 | 0 | 0 | #NAME? | #NAME? | #NAME? | #NAME? | #NAME? | #NAME? | FALSE | 16.4 | FALSE | TRUE | #NAME? | #NAME? | #NAME? | #NAME? | #NAME? | #NAME? | #NAME? | #NAME? | #NAME? | #NAME? |  |  | 1: 0; 2: 0; 3: 0; 4: 0 | 0 |  | 0 | 0 | 0 | 19789 | 0 | 0 | 0 |  | 0 | 2905 | 2905 | 1978-09-09 | #NAME? | #NAME? | #NAME?
1978-09-10 | 1978 | 9 | 253 | 10 | 1 | 9.9 | 2.4161 | 4.3333 | 0 | 0 | 0 | #NAME? | #NAME? | #NAME? | #NAME? | #NAME? | #NAME? | TRUE | 7.9 | TRUE | TRUE | #NAME? | #NAME? | #NAME? | #NAME? | #NAME? | #NAME? | #NAME? | #NAME? | #NAME? | #NAME? |  |  | 1: 0; 2: 0; 3: 0; 4: 0 | 0 |  | 0 | 0 | 0 | 19789 | 0 | 0 | 0 |  | 0 | 2906 | 2906 | 1978-09-10 | #NAME? | #NAME? | #NAME?
1978-09-11 | 1978 | 9 | 254 | 11 | 2 | 7.1 | 2.3466 | 24.1667 | 26.2 | 26.2 | 15.9 | #NAME? | #NAME? | #NAME? | #NAME? | #NAME? | #NAME? | FALSE | 0 | TRUE | TRUE | #NAME? | #NAME? | #NAME? | #NAME? | #NAME? | #NAME? | #NAME? | #NAME? | #NAME? | #NAME? |  |  | 1: 0; 2: 0; 3: 0; 4: 5.3696 | 5.3696 |  | 157.508 | 242.5123 | 250.0127 | 19789 | 5.3696 | 157.508 | 257.633 |  | 0 | 2907 | 2907 | 1978-09-11 | #NAME? | #NAME? | #NAME?
1978-09-12 | 1978 | 9 | 255 | 12 | 3 | 5.8 | 1.9474 | 24 | 15.3 | 15.3 | 7.725 | #NAME? | #NAME? | #NAME? | #NAME? | #NAME? | #NAME? | TRUE | 26.2 | FALSE | TRUE | #NAME? | #NAME? | #NAME? | #NAME? | #NAME? | #NAME? | #NAME? | #NAME? | #NAME? | #NAME? |  |  | 1: 0; 2: 0; 3: 0; 4: 0 | 0 |  | 0 | 0 | 0 | 19789 | 0 | 0 | 0 |  | 0 | 2908 | 2908 | 1978-09-12 | #NAME? | #NAME? | #NAME?
1978-09-13 | 1978 | 9 | 256 | 13 | 4 | 5.8 | 1.3 | 12 | 0 | 0 | 0 | #NAME? | #NAME? | #NAME? | #NAME? | #NAME? | #NAME? | FALSE | 41.5 | FALSE | TRUE | #NAME? | #NAME? | #NAME? | #NAME? | #NAME? | #NAME? | #NAME? | #NAME? | #NAME? | #NAME? |  |  | 1: 0; 2: 0; 3: 0; 4: 0 | 0 |  | 0 | 0 | 0 | 19789 | 0 | 0 | 0 |  | 0 | 2909 | 2909 | 1978-09-13 | #NAME? | #NAME? | #NAME?
1978-09-14 | 1978 | 9 | 257 | 14 | 5 | 3.4 | 1.857 | 3.6667 | 0 | 0 | 0 | #NAME? | #NAME? | #NAME? | #NAME? | #NAME? | #NAME? | TRUE | 15.3 | FALSE | TRUE | #NAME? | #NAME? | #NAME? | #NAME? | #NAME? | #NAME? | #NAME? | #NAME? | #NAME? | #NAME? |  |  | 1: 0; 2: 0; 3: 0; 4: 0 | 0 |  | 0 | 0 | 0 | 19789 | 0 | 0 | 0 |  | 0 | 2910 | 2910 | 1978-09-14 | #NAME? | #NAME? | #NAME?
1978-09-15 | 1978 | 9 | 258 | 15 | 6 | 6.6 | 2.5434 | 4.5 | 6 | 6 | 0.75 | #NAME? | #NAME? | #NAME? | #NAME? | #NAME? | #NAME? | FALSE | 0 | TRUE | TRUE | #NAME? | #NAME? | #NAME? | #NAME? | #NAME? | #NAME? | #NAME? | #NAME? | #NAME? | #NAME? |  |  | 1: 0; 2: 0; 3: 0; 4: 4.0163 | 4.0163 |  | 117.8117 | 181.3926 | 187.0027 | 19789 | 4.0163 | 117.8117 | 192.7024 |  | 0 | 2911 | 2911 | 1978-09-15 | #NAME? | #NAME? | #NAME?
1978-09-16 | 1978 | 9 | 259 | 16 | 7 | 5.3 | 4.368 | 31.6667 | 0 | 0 | 0 | #NAME? | #NAME? | #NAME? | #NAME? | #NAME? | #NAME? | FALSE | 6 | TRUE | TRUE | #NAME? | #NAME? | #NAME? | #NAME? | #NAME? | #NAME? | #NAME? | #NAME? | #NAME? | #NAME? |  |  | 1: 0; 2: 0; 3: 0; 4: 0 | 0 |  | 0 | 0 | 0 | 19789 | 0 | 0 | 0 |  | 0 | 2912 | 2912 | 1978-09-16 | #NAME? | #NAME? | #NAME?
1978-09-17 | 1978 | 9 | 260 | 17 | 1 | 3.6 | 3.1846 | 32.8333 | 1.8 | 1.8 | 0 | #NAME? | #NAME? | #NAME? | #NAME? | #NAME? | #NAME? | TRUE | 6 | TRUE | FALSE | #NAME? | #NAME? | #NAME? | #NAME? | #NAME? | #NAME? | #NAME? | #NAME? | #NAME? | #NAME? |  |  | 1: 0; 2: 0; 3: 0; 4: 0 | 0 |  | 0 | 0 | 0 | 19789 | 0 | 0 | 0 |  | 0 | 2913 | 2913 | 1978-09-17 | #NAME? | #NAME? | #NAME?
1978-09-18 | 1978 | 9 | 261 | 18 | 2 | 1 | 2.402 | 21.1667 | 2.4 | 2.4 | 0 | #NAME? | #NAME? | #NAME? | #NAME? | #NAME? | #NAME? | FALSE | 1.8 | TRUE | FALSE | #NAME? | #NAME? | #NAME? | #NAME? | #NAME? | #NAME? | #NAME? | #NAME? | #NAME? | #NAME? |  |  | 1: 0; 2: 0; 3: 0; 4: 0 | 0 |  | 0 | 0 | 0 | 19789 | 0 | 0 | 0 |  | 0 | 2914 | 2914 | 1978-09-18 | #NAME? | #NAME? | #NAME?
1978-09-19 | 1978 | 9 | 262 | 19 | 3 | 0.3 | 2.3452 | 21.8333 | 0.2 | 0.2 | 0 | #NAME? | #NAME? | #NAME? | #NAME? | #NAME? | #NAME? | TRUE | 4.2 | TRUE | FALSE | #NAME? | #NAME? | #NAME? | #NAME? | #NAME? | #NAME? | #NAME? | #NAME? | #NAME? | #NAME? |  |  | 1: 0; 2: 0; 3: 0; 4: 0 | 0 |  | 0 | 0 | 0 | 19789 | 0 | 0 | 0 |  | 0 | 2915 | 2915 | 1978-09-19 | #NAME? | #NAME? | #NAME?
1978-09-20 | 1978 | 9 | 263 | 20 | 4 | 0.8 | 3.1608 | 6.8333 | 0 | 0 | 0 | #NAME? | #NAME? | #NAME? | #NAME? | #NAME? | #NAME? | FALSE | 2.6 | TRUE | TRUE | #NAME? | #NAME? | #NAME? | #NAME? | #NAME? | #NAME? | #NAME? | #NAME? | #NAME? | #NAME? |  |  | 1: 0; 2: 0; 3: 8.4584; 4: 8.9293 | 17.3877 |  | 385.9836 | 594.2923 | 612.6724 | 19789 | 17.3877 | 385.9836 | 631.3464 |  | 0 | 2916 | 2916 | 1978-09-20 | #NAME? | #NAME? | #NAME?
1978-09-21 | 1978 | 9 | 264 | 21 | 5 | 8.3 | 2.6972 | 6 | 0 | 0 | 0 | #NAME? | #NAME? | #NAME? | #NAME? | #NAME? | #NAME? | TRUE | 0.2 | TRUE | FALSE | #NAME? | #NAME? | #NAME? | #NAME? | #NAME? | #NAME? | #NAME? | #NAME? | #NAME? | #NAME? |  |  | 1: 0; 2: 0; 3: 0; 4: 0 | 0 |  | 0 | 0 | 0 | 19789 | 0 | 0 | 0 |  | 0 | 2917 | 2917 | 1978-09-21 | #NAME? | #NAME? | #NAME?
1978-09-22 | 1978 | 9 | 265 | 22 | 6 | -0.3 | 2.5804 | 7.3333 | 0 | 0 | 0 | #NAME? | #NAME? | #NAME? | #NAME? | #NAME? | #NAME? | FALSE | 0 | TRUE | TRUE | #NAME? | #NAME? | #NAME? | #NAME? | #NAME? | #NAME? | #NAME? | #NAME? | #NAME? | #NAME? |  |  | 1: 0; 2: 0; 3: 0; 4: 3.7634 | 3.7634 |  | 110.3941 | 169.9719 | 175.2287 | 19789 | 3.7634 | 110.3941 | 180.5696 |  | 0 | 2918 | 2918 | 1978-09-22 | #NAME? | #NAME? | #NAME?
1978-09-23 | 1978 | 9 | 266 | 23 | 7 | 5.4 | 3.1207 | 8.8333 | 0 | 0 | 0 | #NAME? | #NAME? | #NAME? | #NAME? | #NAME? | #NAME? | FALSE | 0 | TRUE | FALSE | #NAME? | #NAME? | #NAME? | #NAME? | #NAME? | #NAME? | #NAME? | #NAME? | #NAME? | #NAME? |  |  | 1: 0; 2: 0; 3: 0; 4: 0 | 0 |  | 0 | 0 | 0 | 19789 | 0 | 0 | 0 |  | 0 | 2919 | 2919 | 1978-09-23 | #NAME? | #NAME? | #NAME?
1978-09-24 | 1978 | 9 | 267 | 24 | 1 | 2.5 | 3.0948 | 2.5 | 0 | 0 | 0 | #NAME? | #NAME? | #NAME? | #NAME? | #NAME? | #NAME? | TRUE | 0 | TRUE | TRUE | #NAME? | #NAME? | #NAME? | #NAME? | #NAME? | #NAME? | #NAME? | #NAME? | #NAME? | #NAME? |  |  | 1: 3.2947; 2: 5.1761; 3: 0; 4: 0 | 8.4708 |  | 200.1546 | 324.8595 | 336.2445 | 19789 | 8.4708 | 200.1546 | 327.3892 |  | 0 | 2920 | 2920 | 1978-09-24 | #NAME? | #NAME? | #NAME?
1978-09-25 | 1978 | 9 | 268 | 25 | 2 | 4.1 | 2.7379 | 22.1667 | 0 | 0 | 0 | #NAME? | #NAME? | #NAME? | #NAME? | #NAME? | #NAME? | FALSE | 0 | TRUE | TRUE | #NAME? | #NAME? | #NAME? | #NAME? | #NAME? | #NAME? | #NAME? | #NAME? | #NAME? | #NAME? |  |  | 1: 0; 2: 0; 3: 9.1805; 4: 5.6985 | 14.879 |  | 301.8035 | 464.6817 | 479.0533 | 19789 | 14.879 | 301.8035 | 493.6545 |  | 0 | 2921 | 2921 | 1978-09-25 | #NAME? | #NAME? | #NAME?
1978-09-26 | 1978 | 9 | 269 | 26 | 3 | 5.6 | 2.1813 | 4.6667 | 0 | 0 | 0 | #NAME? | #NAME? | #NAME? | #NAME? | #NAME? | #NAME? | TRUE | 0 | TRUE | FALSE | #NAME? | #NAME? | #NAME? | #NAME? | #NAME? | #NAME? | #NAME? | #NAME? | #NAME? | #NAME? |  |  | 1: 0; 2: 0; 3: 0; 4: 0 | 0 |  | 0 | 0 | 0 | 19789 | 0 | 0 | 0 |  | 0 | 2922 | 2922 | 1978-09-26 | #NAME? | #NAME? | #NAME?
1978-09-27 | 1978 | 9 | 270 | 27 | 4 | 2.6 | 1.3266 | 3.1667 | 5.4 | 5.4 | 0.3 | #NAME? | #NAME? | #NAME? | #NAME? | #NAME? | #NAME? | FALSE | 0 | TRUE | TRUE | #NAME? | #NAME? | #NAME? | #NAME? | #NAME? | #NAME? | #NAME? | #NAME? | #NAME? | #NAME? |  |  | 1: 0; 2: 0; 3: 0.82554; 4: 3.4797 | 4.3052 |  | 114.1788 | 175.799 | 181.2361 | 19789 | 4.3052 | 114.1788 | 186.7601 |  | 0 | 2923 | 2923 | 1978-09-27 | #NAME? | #NAME? | #NAME?
1978-09-28 | 1978 | 9 | 271 | 28 | 5 | 3.1 | 2.2104 | 13 | 0 | 0 | 0 | #NAME? | #NAME? | #NAME? | #NAME? | #NAME? | #NAME? | TRUE | 5.4 | TRUE | TRUE | #NAME? | #NAME? | #NAME? | #NAME? | #NAME? | #NAME? | #NAME? | #NAME? | #NAME? | #NAME? |  |  | 1: 0; 2: 0; 3: 0; 4: 0 | 0 |  | 0 | 0 | 0 | 19789 | 0 | 0 | 0 |  | 0 | 2924 | 2924 | 1978-09-28 | #NAME? | #NAME? | #NAME?
1978-09-29 | 1978 | 9 | 272 | 29 | 6 | 10.2 | 4.116 | 26 | 0 | 0 | 0 | #NAME? | #NAME? | #NAME? | #NAME? | #NAME? | #NAME? | FALSE | 5.4 | TRUE | TRUE | #NAME? | #NAME? | #NAME? | #NAME? | #NAME? | #NAME? | #NAME? | #NAME? | #NAME? | #NAME? |  |  | 1: 0; 2: 0; 3: 0; 4: 3.4957 | 3.4957 |  | 102.5416 | 157.8815 | 162.7644 | 19789 | 3.4957 | 102.5416 | 167.7254 |  | 0 | 2925 | 2925 | 1978-09-29 | #NAME? | #NAME? | #NAME?
1978-09-30 | 1978 | 9 | 273 | 30 | 7 | 7.4 | 3.5526 | 6.1667 | 0 | 0 | 0 | #NAME? | #NAME? | #NAME? | #NAME? | #NAME? | #NAME? | FALSE | 0 | TRUE | FALSE | #NAME? | #NAME? | #NAME? | #NAME? | #NAME? | #NAME? | #NAME? | #NAME? | #NAME? | #NAME? |  |  | 1: 0; 2: 0; 3: 0; 4: 0 | 0 |  | 0 | 0 | 0 | 19789 | 0 | 0 | 0 |  | 0 | 2926 | 2926 | 1978-09-30 | #NAME? | #NAME? | #NAME?
1979-05-01 | 1979 | 5 | 121 | 1 | 3 | -0.9 | 1.6545 | 18.5 | 0 | 0 | 0 | #NAME? | #NAME? | #NAME? | #NAME? | #NAME? | #NAME? | TRUE | 0 | TRUE | FALSE | #NAME? | #NAME? | #NAME? | #NAME? | #NAME? | #NAME? | #NAME? | #NAME? | #NAME? | #NAME? |  |  | 1: 0; 2: 0; 3: 0; 4: 0 | 0 |  | 0 | 0 | 0 | 19795 | 0 | 0 | 0 |  | 0 | 2927 | 2927 | 1979-05-01 | #NAME? | #NAME? | #NAME?
1979-05-02 | 1979 | 5 | 122 | 2 | 4 | 0.4 | 2.1825 | 22.6667 | 1.6 | 1.6 | 0 | #NAME? | #NAME? | #NAME? | #NAME? | #NAME? | #NAME? | FALSE | 0 | TRUE | FALSE | #NAME? | #NAME? | #NAME? | #NAME? | #NAME? | #NAME? | #NAME? | #NAME? | #NAME? | #NAME? |  |  | 1: 0; 2: 0; 3: 0; 4: 0 | 0 |  | 0 | 0 | 0 | 19795 | 0 | 0 | 0 |  | 0 | 2928 | 2928 | 1979-05-02 | #NAME? | #NAME? | #NAME?
1979-05-03 | 1979 | 5 | 123 | 3 | 5 | -0.7 | 1.8385 | 16.3333 | 2.8 | 2.8 | 0 | #NAME? | #NAME? | #NAME? | #NAME? | #NAME? | #NAME? | TRUE | 1.6 | TRUE | FALSE | #NAME? | #NAME? | #NAME? | #NAME? | #NAME? | #NAME? | #NAME? | #NAME? | #NAME? | #NAME? |  |  | 1: 0; 2: 0; 3: 0; 4: 0 | 0 |  | 0 | 0 | 0 | 19795 | 0 | 0 | 0 |  | 0 | 2929 | 2929 | 1979-05-03 | #NAME? | #NAME? | #NAME?
1979-05-04 | 1979 | 5 | 124 | 4 | 6 | -0.6 | 1.3222 | 16.3333 | 1.8 | 1.8 | 0 | #NAME? | #NAME? | #NAME? | #NAME? | #NAME? | #NAME? | FALSE | 4.4 | TRUE | FALSE | #NAME? | #NAME? | #NAME? | #NAME? | #NAME? | #NAME? | #NAME? | #NAME? | #NAME? | #NAME? |  |  | 1: 0; 2: 0; 3: 0; 4: 0 | 0 |  | 0 | 0 | 0 | 19795 | 0 | 0 | 0 |  | 0 | 2930 | 2930 | 1979-05-04 | #NAME? | #NAME? | #NAME?
1979-05-05 | 1979 | 5 | 125 | 5 | 7 | -1.4 | 1.6029 | 12.6667 | 2 | 2 | 0 | #NAME? | #NAME? | #NAME? | #NAME? | #NAME? | #NAME? | FALSE | 4.6 | TRUE | FALSE | #NAME? | #NAME? | #NAME? | #NAME? | #NAME? | #NAME? | #NAME? | #NAME? | #NAME? | #NAME? |  |  | 1: 0; 2: 0; 3: 0; 4: 0 | 0 |  | 0 | 0 | 0 | 19795 | 0 | 0 | 0 |  | 0 | 2931 | 2931 | 1979-05-05 | #NAME? | #NAME? | #NAME?
1979-05-06 | 1979 | 5 | 126 | 6 | 1 | -1.6 | 0.98164 | 10 | 7.8 | 7.8 | 2.1 | #NAME? | #NAME? | #NAME? | #NAME? | #NAME? | #NAME? | TRUE | 3.8 | TRUE | FALSE | #NAME? | #NAME? | #NAME? | #NAME? | #NAME? | #NAME? | #NAME? | #NAME? | #NAME? | #NAME? |  |  | 1: 0; 2: 0; 3: 0; 4: 0 | 0 |  | 0 | 0 | 0 | 19795 | 0 | 0 | 0 |  | 0 | 2932 | 2932 | 1979-05-06 | #NAME? | #NAME? | #NAME?
1979-05-07 | 1979 | 5 | 127 | 7 | 2 | -1.3 | 1.1539 | 6.3333 | 1.6 | 1.6 | 0 | #NAME? | #NAME? | #NAME? | #NAME? | #NAME? | #NAME? | FALSE | 9.8 | TRUE | FALSE | #NAME? | #NAME? | #NAME? | #NAME? | #NAME? | #NAME? | #NAME? | #NAME? | #NAME? | #NAME? |  |  | 1: 0; 2: 0; 3: 0; 4: 0 | 0 |  | 0 | 0 | 0 | 19795 | 0 | 0 | 0 |  | 0 | 2933 | 2933 | 1979-05-07 | #NAME? | #NAME? | #NAME?
1979-05-08 | 1979 | 5 | 128 | 8 | 3 | 1 | 2.5533 | 10.6667 | 0 | 0 | 0 | #NAME? | #NAME? | #NAME? | #NAME? | #NAME? | #NAME? | TRUE | 9.4 | TRUE | FALSE | #NAME? | #NAME? | #NAME? | #NAME? | #NAME? | #NAME? | #NAME? | #NAME? | #NAME? | #NAME? |  |  | 1: 0; 2: 0; 3: 0; 4: 0 | 0 |  | 0 | 0 | 0 | 19795 | 0 | 0 | 0 |  | 0 | 2934 | 2934 | 1979-05-08 | #NAME? | #NAME? | #NAME?
1979-05-09 | 1979 | 5 | 129 | 9 | 4 | -1.1 | 3.94 | 11 | 0 | 0 | 0 | #NAME? | #NAME? | #NAME? | #NAME? | #NAME? | #NAME? | FALSE | 1.6 | TRUE | FALSE | #NAME? | #NAME? | #NAME? | #NAME? | #NAME? | #NAME? | #NAME? | #NAME? | #NAME? | #NAME? |  |  | 1: 0; 2: 0; 3: 0; 4: 0 | 0 |  | 0 | 0 | 0 | 19795 | 0 | 0 | 0 |  | 0 | 2935 | 2935 | 1979-05-09 | #NAME? | #NAME? | #NAME?
1979-05-10 | 1979 | 5 | 130 | 10 | 5 | 0.9 | 3.9763 | 20.6667 | 0 | 0 | 0 | #NAME? | #NAME? | #NAME? | #NAME? | #NAME? | #NAME? | TRUE | 0 | TRUE | FALSE | #NAME? | #NAME? | #NAME? | #NAME? | #NAME? | #NAME? | #NAME? | #NAME? | #NAME? | #NAME? |  |  | 1: 0; 2: 0; 3: 0; 4: 0 | 0 |  | 0 | 0 | 0 | 19795 | 0 | 0 | 0 |  | 0 | 2936 | 2936 | 1979-05-10 | #NAME? | #NAME? | #NAME?
1979-05-11 | 1979 | 5 | 131 | 11 | 6 | 1.2 | 3.92 | 16.5 | 0 | 0 | 0 | #NAME? | #NAME? | #NAME? | #NAME? | #NAME? | #NAME? | FALSE | 0 | TRUE | FALSE | #NAME? | #NAME? | #NAME? | #NAME? | #NAME? | #NAME? | #NAME? | #NAME? | #NAME? | #NAME? |  |  | 1: 0; 2: 0; 3: 0; 4: 0 | 0 |  | 0 | 0 | 0 | 19795 | 0 | 0 | 0 |  | 0 | 2937 | 2937 | 1979-05-11 | #NAME? | #NAME? | #NAME?
1979-05-12 | 1979 | 5 | 132 | 12 | 7 | 0.9 | 3.6045 | 8.1667 | 0.4 | 0.4 | 0 | #NAME? | #NAME? | #NAME? | #NAME? | #NAME? | #NAME? | FALSE | 0 | TRUE | TRUE | #NAME? | #NAME? | #NAME? | #NAME? | #NAME? | #NAME? | #NAME? | #NAME? | #NAME? | #NAME? |  |  | 1: 0; 2: 0; 3: 2.2356; 4: 0 | 2.2356 |  | 32.7885 | 50.4839 | 52.0452 | 19795 | 2.2356 | 32.7885 | 53.6315 |  | 0 | 2938 | 2938 | 1979-05-12 | #NAME? | #NAME? | #NAME?
1979-05-13 | 1979 | 5 | 133 | 13 | 1 | 3.6 | 3.071 | 17.5 | 3.4 | 3.4 | 0 | #NAME? | #NAME? | #NAME? | #NAME? | #NAME? | #NAME? | TRUE | 0.4 | TRUE | FALSE | #NAME? | #NAME? | #NAME? | #NAME? | #NAME? | #NAME? | #NAME? | #NAME? | #NAME? | #NAME? |  |  | 1: 0; 2: 0; 3: 0; 4: 0 | 0 |  | 0 | 0 | 0 | 19795 | 0 | 0 | 0 |  | 0 | 2939 | 2939 | 1979-05-13 | #NAME? | #NAME? | #NAME?
1979-05-14 | 1979 | 5 | 134 | 14 | 2 | 0.2 | 3.9463 | 5.8333 | 0 | 0 | 0 | #NAME? | #NAME? | #NAME? | #NAME? | #NAME? | #NAME? | FALSE | 3.8 | TRUE | FALSE | #NAME? | #NAME? | #NAME? | #NAME? | #NAME? | #NAME? | #NAME? | #NAME? | #NAME? | #NAME? |  |  | 1: 0; 2: 0; 3: 0; 4: 0 | 0 |  | 0 | 0 | 0 | 19795 | 0 | 0 | 0 |  | 0 | 2940 | 2940 | 1979-05-14 | #NAME? | #NAME? | #NAME?
1979-05-15 | 1979 | 5 | 135 | 15 | 3 | 2.7 | 4.911 | 12.3333 | 0.2 | 0.2 | 0 | #NAME? | #NAME? | #NAME? | #NAME? | #NAME? | #NAME? | TRUE | 3.4 | TRUE | TRUE | #NAME? | #NAME? | #NAME? | #NAME? | #NAME? | #NAME? | #NAME? | #NAME? | #NAME? | #NAME? |  |  | 1: 10.0571; 2: 16.2661; 3: 0; 4: 0 | 26.3232 |  | 624.6431 | 1014.185 | 1049.7558 | 19795 | 26.3232 | 624.6431 | 1021.7173 |  | 0 | 2941 | 2941 | 1979-05-15 | #NAME? | #NAME? | #NAME?
1979-05-16 | 1979 | 5 | 136 | 16 | 4 | 3.3 | 3.6591 | 7.1667 | 7.4 | 7.4 | 1.8 | #NAME? | #NAME? | #NAME? | #NAME? | #NAME? | #NAME? | FALSE | 0.2 | TRUE | TRUE | #NAME? | #NAME? | #NAME? | #NAME? | #NAME? | #NAME? | #NAME? | #NAME? | #NAME? | #NAME? |  |  | 1: 0; 2: 0; 3: 0; 4: 12.208 | 12.208 |  | 358.1002 | 551.3606 | 568.413 | 19795 | 12.208 | 358.1002 | 585.7379 |  | 0 | 2942 | 2942 | 1979-05-16 | #NAME? | #NAME? | #NAME?
1979-05-17 | 1979 | 5 | 137 | 17 | 5 | 3 | 3.7387 | 25.8333 | 0 | 0 | 0 | #NAME? | #NAME? | #NAME? | #NAME? | #NAME? | #NAME? | TRUE | 7.6 | TRUE | FALSE | #NAME? | #NAME? | #NAME? | #NAME? | #NAME? | #NAME? | #NAME? | #NAME? | #NAME? | #NAME? |  |  | 1: 0; 2: 0; 3: 0; 4: 0 | 0 |  | 0 | 0 | 0 | 19795 | 0 | 0 | 0 |  | 0 | 2943 | 2943 | 1979-05-17 | #NAME? | #NAME? | #NAME?
1979-05-18 | 1979 | 5 | 138 | 18 | 6 | 1.4 | 3.9716 | 9.6667 | 12.4 | 12.4 | 5.55 | #NAME? | #NAME? | #NAME? | #NAME? | #NAME? | #NAME? | FALSE | 7.4 | TRUE | FALSE | #NAME? | #NAME? | #NAME? | #NAME? | #NAME? | #NAME? | #NAME? | #NAME? | #NAME? | #NAME? |  |  | 1: 0; 2: 0; 3: 0; 4: 0 | 0 |  | 0 | 0 | 0 | 19795 | 0 | 0 | 0 |  | 0 | 2944 | 2944 | 1979-05-18 | #NAME? | #NAME? | #NAME?
1979-05-19 | 1979 | 5 | 139 | 19 | 7 | 0.8 | 3.8839 | 22.3333 | 0 | 0 | 0 | #NAME? | #NAME? | #NAME? | #NAME? | #NAME? | #NAME? | FALSE | 12.4 | FALSE | FALSE | #NAME? | #NAME? | #NAME? | #NAME? | #NAME? | #NAME? | #NAME? | #NAME? | #NAME? | #NAME? |  |  | 1: 0; 2: 0; 3: 0; 4: 0 | 0 |  | 0 | 0 | 0 | 19795 | 0 | 0 | 0 |  | 0 | 2945 | 2945 | 1979-05-19 | #NAME? | #NAME? | #NAME?
1979-05-20 | 1979 | 5 | 140 | 20 | 1 | -1.4 | 4.6084 | 3.5 | 0 | 0 | 0 | #NAME? | #NAME? | #NAME? | #NAME? | #NAME? | #NAME? | TRUE | 12.4 | FALSE | TRUE | #NAME? | #NAME? | #NAME? | #NAME? | #NAME? | #NAME? | #NAME? | #NAME? | #NAME? | #NAME? |  |  | 1: 0; 2: 0; 3: 0; 4: 0 | 0 |  | 0 | 0 | 0 | 19795 | 0 | 0 | 0 |  | 0 | 2946 | 2946 | 1979-05-20 | #NAME? | #NAME? | #NAME?
1979-05-21 | 1979 | 5 | 141 | 21 | 2 | 6.9 | 4.7 | 26.1667 | 0 | 0 | 0 | #NAME? | #NAME? | #NAME? | #NAME? | #NAME? | #NAME? | FALSE | 0 | TRUE | FALSE | #NAME? | #NAME? | #NAME? | #NAME? | #NAME? | #NAME? | #NAME? | #NAME? | #NAME? | #NAME? |  |  | 1: 0; 2: 0; 3: 0; 4: 0 | 0 |  | 0 | 0 | 0 | 19795 | 0 | 0 | 0 |  | 0 | 2947 | 2947 | 1979-05-21 | #NAME? | #NAME? | #NAME?
1979-05-22 | 1979 | 5 | 142 | 22 | 3 | 1.1 | 4.4525 | 1 | 0 | 0 | 0 | #NAME? | #NAME? | #NAME? | #NAME? | #NAME? | #NAME? | TRUE | 0 | TRUE | TRUE | #NAME? | #NAME? | #NAME? | #NAME? | #NAME? | #NAME? | #NAME? | #NAME? | #NAME? | #NAME? |  |  | 1: 3.0551; 2: 4.5036; 3: 0; 4: 0 | 7.5588 |  | 176.9157 | 286.9113 | 296.9489 | 19795 | 7.5588 | 176.9157 | 289.3778 |  | 0 | 2948 | 2948 | 1979-05-22 | #NAME? | #NAME? | #NAME?
1979-05-23 | 1979 | 5 | 143 | 23 | 4 | 6.6 | 6.7181 | 13.3333 | 0 | 0 | 0 | #NAME? | #NAME? | #NAME? | #NAME? | #NAME? | #NAME? | FALSE | 0 | TRUE | TRUE | #NAME? | #NAME? | #NAME? | #NAME? | #NAME? | #NAME? | #NAME? | #NAME? | #NAME? | #NAME? |  |  | 1: 0; 2: 0; 3: 0; 4: 10.8975 | 10.8975 |  | 319.6608 | 492.1762 | 507.3981 | 19795 | 10.8975 | 319.6608 | 522.8633 |  | 0 | 2949 | 2949 | 1979-05-23 | #NAME? | #NAME? | #NAME?
1979-05-24 | 1979 | 5 | 144 | 24 | 5 | 11.2 | 5.5778 | 20 | 0 | 0 | 0 | #NAME? | #NAME? | #NAME? | #NAME? | #NAME? | #NAME? | TRUE | 0 | TRUE | TRUE | #NAME? | #NAME? | #NAME? | #NAME? | #NAME? | #NAME? | #NAME? | #NAME? | #NAME? | #NAME? |  |  | 1: 12.7326; 2: 20.3124; 3: 0; 4: 0 | 33.045 |  | 782.5751 | 1270.3932 | 1314.9338 | 19795 | 33.045 | 782.5751 | 1280.0438 |  | 0 | 2950 | 2950 | 1979-05-24 | #NAME? | #NAME? | #NAME?
1979-05-25 | 1979 | 5 | 145 | 25 | 6 | 7.5 | 5.2606 | 1.8333 | 0 | 0 | 0 | #NAME? | #NAME? | #NAME? | #NAME? | #NAME? | #NAME? | FALSE | 0 | TRUE | TRUE | #NAME? | #NAME? | #NAME? | #NAME? | #NAME? | #NAME? | #NAME? | #NAME? | #NAME? | #NAME? |  |  | 1: 0; 2: 0; 3: 0; 4: 5.3478 | 5.3478 |  | 156.8677 | 241.5265 | 248.9964 | 19795 | 5.3478 | 156.8677 | 256.5857 |  | 0 | 2951 | 2951 | 1979-05-25 | #NAME? | #NAME? | #NAME?
1979-05-26 | 1979 | 5 | 146 | 26 | 7 | 11.4 | 6.5034 | 7.6667 | 0 | 0 | 0 | #NAME? | #NAME? | #NAME? | #NAME? | #NAME? | #NAME? | FALSE | 0 | TRUE | TRUE | #NAME? | #NAME? | #NAME? | #NAME? | #NAME? | #NAME? | #NAME? | #NAME? | #NAME? | #NAME? |  |  | 1: 0; 2: 0; 3: 0; 4: 0 | 0 |  | 0 | 0 | 0 | 19795 | 0 | 0 | 0 |  | 0 | 2952 | 2952 | 1979-05-26 | #NAME? | #NAME? | #NAME?
1979-05-27 | 1979 | 5 | 147 | 27 | 1 | 7.2 | 5.511 | 17.3333 | 0 | 0 | 0 | #NAME? | #NAME? | #NAME? | #NAME? | #NAME? | #NAME? | TRUE | 0 | TRUE | TRUE | #NAME? | #NAME? | #NAME? | #NAME? | #NAME? | #NAME? | #NAME? | #NAME? | #NAME? | #NAME? |  |  | 1: 7.2987; 2: 9.5267; 3: 0; 4: 0 | 16.8255 |  | 386.4989 | 625.7945 | 647.6113 | 19795 | 16.8255 | 386.4989 | 632.1892 |  | 0 | 2953 | 2953 | 1979-05-27 | #NAME? | #NAME? | #NAME?
1979-05-28 | 1979 | 5 | 148 | 28 | 2 | 3.2 | 4.2162 | 7 | 0 | 0 | 0 | #NAME? | #NAME? | #NAME? | #NAME? | #NAME? | #NAME? | FALSE | 0 | TRUE | FALSE | #NAME? | #NAME? | #NAME? | #NAME? | #NAME? | #NAME? | #NAME? | #NAME? | #NAME? | #NAME? |  |  | 1: 0; 2: 0; 3: 0; 4: 0 | 0 |  | 0 | 0 | 0 | 19795 | 0 | 0 | 0 |  | 0 | 2954 | 2954 | 1979-05-28 | #NAME? | #NAME? | #NAME?
1979-05-29 | 1979 | 5 | 149 | 29 | 3 | 2.8 | 3.8054 | 8.6667 | 0 | 0 | 0 | #NAME? | #NAME? | #NAME? | #NAME? | #NAME? | #NAME? | TRUE | 0 | TRUE | FALSE | #NAME? | #NAME? | #NAME? | #NAME? | #NAME? | #NAME? | #NAME? | #NAME? | #NAME? | #NAME? |  |  | 1: 0; 2: 0; 3: 0; 4: 0 | 0 |  | 0 | 0 | 0 | 19795 | 0 | 0 | 0 |  | 0 | 2955 | 2955 | 1979-05-29 | #NAME? | #NAME? | #NAME?
1979-05-30 | 1979 | 5 | 150 | 30 | 4 | 1.8 | 3.7713 | 19.3333 | 0 | 0 | 0 | #NAME? | #NAME? | #NAME? | #NAME? | #NAME? | #NAME? | FALSE | 0 | TRUE | FALSE | #NAME? | #NAME? | #NAME? | #NAME? | #NAME? | #NAME? | #NAME? | #NAME? | #NAME? | #NAME? |  |  | 1: 0; 2: 0; 3: 0; 4: 0 | 0 |  | 0 | 0 | 0 | 19795 | 0 | 0 | 0 |  | 0 | 2956 | 2956 | 1979-05-30 | #NAME? | #NAME? | #NAME?
1979-05-31 | 1979 | 5 | 151 | 31 | 5 | 2 | 4.5141 | 4.3333 | 0 | 0 | 0 | #NAME? | #NAME? | #NAME? | #NAME? | #NAME? | #NAME? | TRUE | 0 | TRUE | TRUE | #NAME? | #NAME? | #NAME? | #NAME? | #NAME? | #NAME? | #NAME? | #NAME? | #NAME? | #NAME? |  |  | 1: 5.8932; 2: 7.3856; 3: 0; 4: 0 | 13.2788 |  | 303.0771 | 490.4494 | 507.5269 | 19795 | 13.2788 | 303.0771 | 495.7376 |  | 0 | 2957 | 2957 | 1979-05-31 | #NAME? | #NAME? | #NAME?
1979-06-01 | 1979 | 6 | 152 | 1 | 6 | 8.8 | 5.473 | 9 | 0 | 0 | 0 | #NAME? | #NAME? | #NAME? | #NAME? | #NAME? | #NAME? | FALSE | 0 | TRUE | TRUE | #NAME? | #NAME? | #NAME? | #NAME? | #NAME? | #NAME? | #NAME? | #NAME? | #NAME? | #NAME? |  |  | 1: 0; 2: 0; 3: 0; 4: 12.0659 | 12.0659 |  | 353.934 | 544.946 | 561.8 | 19796 | 12.0659 | 353.934 | 578.9234 |  | 0 | 2958 | 2958 | 1979-06-01 | #NAME? | #NAME? | #NAME?
1979-06-02 | 1979 | 6 | 153 | 2 | 7 | 10.3 | 6.1985 | 15.6667 | 0 | 0 | 0 | #NAME? | #NAME? | #NAME? | #NAME? | #NAME? | #NAME? | FALSE | 0 | TRUE | TRUE | #NAME? | #NAME? | #NAME? | #NAME? | #NAME? | #NAME? | #NAME? | #NAME? | #NAME? | #NAME? |  |  | 1: 0; 2: 0; 3: 0; 4: 0 | 0 |  | 0 | 0 | 0 | 19796 | 0 | 0 | 0 |  | 0 | 2959 | 2959 | 1979-06-02 | #NAME? | #NAME? | #NAME?
1979-06-03 | 1979 | 6 | 154 | 3 | 1 | 10.4 | 5.9062 | 28.5 | 0.8 | 0.8 | 0 | #NAME? | #NAME? | #NAME? | #NAME? | #NAME? | #NAME? | TRUE | 0 | TRUE | TRUE | #NAME? | #NAME? | #NAME? | #NAME? | #NAME? | #NAME? | #NAME? | #NAME? | #NAME? | #NAME? |  |  | 1: 15.963; 2: 22.4083; 3: 0; 4: 0 | 38.3713 |  | 891.4334 | 1444.7562 | 1495.2312 | 19796 | 38.3713 | 891.4334 | 1458.1013 |  | 0 | 2960 | 2960 | 1979-06-03 | #NAME? | #NAME? | #NAME?
1979-06-04 | 1979 | 6 | 155 | 4 | 2 | 12.7 | 5.1517 | 6.6667 | 0 | 0 | 0 | #NAME? | #NAME? | #NAME? | #NAME? | #NAME? | #NAME? | FALSE | 0.8 | TRUE | TRUE | #NAME? | #NAME? | #NAME? | #NAME? | #NAME? | #NAME? | #NAME? | #NAME? | #NAME? | #NAME? |  |  | 1: 0; 2: 0; 3: 4.7232; 4: 8.9376 | 13.6608 |  | 331.4436 | 510.3179 | 526.1009 | 19796 | 13.6608 | 331.4436 | 542.1361 |  | 0 | 2961 | 2961 | 1979-06-04 | #NAME? | #NAME? | #NAME?
1979-06-05 | 1979 | 6 | 156 | 5 | 3 | 5.1 | 6.0574 | 11.1667 | 0.4 | 0.4 | 0 | #NAME? | #NAME? | #NAME? | #NAME? | #NAME? | #NAME? | TRUE | 0.8 | TRUE | TRUE | #NAME? | #NAME? | #NAME? | #NAME? | #NAME? | #NAME? | #NAME? | #NAME? | #NAME? | #NAME? |  |  | 1: 0; 2: 0; 3: 0; 4: 0 | 0 |  | 0 | 0 | 0 | 19796 | 0 | 0 | 0 |  | 0 | 2962 | 2962 | 1979-06-05 | #NAME? | #NAME? | #NAME?
1979-06-06 | 1979 | 6 | 157 | 6 | 4 | 3.1 | 5.2151 | 20.8333 | 0 | 0 | 0 | #NAME? | #NAME? | #NAME? | #NAME? | #NAME? | #NAME? | FALSE | 0.4 | TRUE | TRUE | #NAME? | #NAME? | #NAME? | #NAME? | #NAME? | #NAME? | #NAME? | #NAME? | #NAME? | #NAME? |  |  | 1: 0; 2: 0; 3: 0; 4: 5.6116 | 5.6116 |  | 164.6056 | 253.4404 | 261.2788 | 19796 | 5.6116 | 164.6056 | 269.2424 |  | 0 | 2963 | 2963 | 1979-06-06 | #NAME? | #NAME? | #NAME?
1979-06-07 | 1979 | 6 | 158 | 7 | 5 | 4.8 | 4.7351 | 28.3333 | 0 | 0 | 0 | #NAME? | #NAME? | #NAME? | #NAME? | #NAME? | #NAME? | TRUE | 0.4 | TRUE | FALSE | #NAME? | #NAME? | #NAME? | #NAME? | #NAME? | #NAME? | #NAME? | #NAME? | #NAME? | #NAME? |  |  | 1: 0; 2: 0; 3: 0; 4: 0 | 0 |  | 0 | 0 | 0 | 19796 | 0 | 0 | 0 |  | 0 | 2964 | 2964 | 1979-06-07 | #NAME? | #NAME? | #NAME?
1979-06-08 | 1979 | 6 | 159 | 8 | 6 | 0.4 | 4.3686 | 10.3333 | 0 | 0 | 0 | #NAME? | #NAME? | #NAME? | #NAME? | #NAME? | #NAME? | FALSE | 0 | TRUE | TRUE | #NAME? | #NAME? | #NAME? | #NAME? | #NAME? | #NAME? | #NAME? | #NAME? | #NAME? | #NAME? |  |  | 1: 0; 2: 0; 3: 0; 4: 5.4726 | 5.4726 |  | 160.5296 | 247.1646 | 254.8089 | 19796 | 5.4726 | 160.5296 | 262.5753 |  | 0 | 2965 | 2965 | 1979-06-08 | #NAME? | #NAME? | #NAME?
1979-06-09 | 1979 | 6 | 160 | 9 | 7 | 4.1 | 5.3462 | 3.3333 | 0 | 0 | 0 | #NAME? | #NAME? | #NAME? | #NAME? | #NAME? | #NAME? | FALSE | 0 | TRUE | TRUE | #NAME? | #NAME? | #NAME? | #NAME? | #NAME? | #NAME? | #NAME? | #NAME? | #NAME? | #NAME? |  |  | 1: 0; 2: 0; 3: 0; 4: 0 | 0 |  | 0 | 0 | 0 | 19796 | 0 | 0 | 0 |  | 0 | 2966 | 2966 | 1979-06-09 | #NAME? | #NAME? | #NAME?
1979-06-10 | 1979 | 6 | 161 | 10 | 1 | 8.1 | 5.4439 | 17.8333 | 0 | 0 | 0 | #NAME? | #NAME? | #NAME? | #NAME? | #NAME? | #NAME? | TRUE | 0 | TRUE | TRUE | #NAME? | #NAME? | #NAME? | #NAME? | #NAME? | #NAME? | #NAME? | #NAME? | #NAME? | #NAME? |  |  | 1: 6.7446; 2: 10.8706; 3: 0; 4: 0 | 17.6152 |  | 417.7923 | 678.3083 | 702.0966 | 19796 | 17.6152 | 417.7923 | 683.3752 |  | 0 | 2967 | 2967 | 1979-06-10 | #NAME? | #NAME? | #NAME?
1979-06-11 | 1979 | 6 | 162 | 11 | 2 | 6.4 | 5.8994 | 11 | 0 | 0 | 0 | #NAME? | #NAME? | #NAME? | #NAME? | #NAME? | #NAME? | FALSE | 0 | TRUE | TRUE | #NAME? | #NAME? | #NAME? | #NAME? | #NAME? | #NAME? | #NAME? | #NAME? | #NAME? | #NAME? |  |  | 1: 0; 2: 0; 3: 9.4382; 4: 8.3373 | 17.7755 |  | 382.9872 | 589.6787 | 607.9162 | 19796 | 17.7755 | 382.9872 | 626.4451 |  | 0 | 2968 | 2968 | 1979-06-11 | #NAME? | #NAME? | #NAME?
1979-06-12 | 1979 | 6 | 163 | 12 | 3 | 10 | 6.6626 | 6 | 0 | 0 | 0 | #NAME? | #NAME? | #NAME? | #NAME? | #NAME? | #NAME? | TRUE | 0 | TRUE | TRUE | #NAME? | #NAME? | #NAME? | #NAME? | #NAME? | #NAME? | #NAME? | #NAME? | #NAME? | #NAME? |  |  | 1: 0; 2: 0; 3: 0; 4: 0 | 0 |  | 0 | 0 | 0 | 19796 | 0 | 0 | 0 |  | 0 | 2969 | 2969 | 1979-06-12 | #NAME? | #NAME? | #NAME?
1979-06-13 | 1979 | 6 | 164 | 13 | 4 | 8.8 | 7.2211 | 22.1667 | 0 | 0 | 0 | #NAME? | #NAME? | #NAME? | #NAME? | #NAME? | #NAME? | FALSE | 0 | TRUE | TRUE | #NAME? | #NAME? | #NAME? | #NAME? | #NAME? | #NAME? | #NAME? | #NAME? | #NAME? | #NAME? |  |  | 1: 0; 2: 0; 3: 1.3185; 4: 6.2426 | 7.561 |  | 202.4529 | 311.7132 | 321.3538 | 19796 | 7.561 | 202.4529 | 331.1485 |  | 0 | 2970 | 2970 | 1979-06-13 | #NAME? | #NAME? | #NAME?
1979-06-14 | 1979 | 6 | 165 | 14 | 5 | 4.4 | 4.7559 | 18 | 2 | 2 | 0 | #NAME? | #NAME? | #NAME? | #NAME? | #NAME? | #NAME? | TRUE | 0 | TRUE | TRUE | #NAME? | #NAME? | #NAME? | #NAME? | #NAME? | #NAME? | #NAME? | #NAME? | #NAME? | #NAME? |  |  | 1: 16.9941; 2: 29.4173; 3: 0; 4: 0 | 46.4114 |  | 1112.154 | 1807.189 | 1870.6848 | 19796 | 46.4114 | 1112.154 | 1819.1298 |  | 0 | 2971 | 2971 | 1979-06-14 | #NAME? | #NAME? | #NAME?
1979-06-15 | 1979 | 6 | 166 | 15 | 6 | 7.3 | 3.4556 | 3 | 6 | 6 | 0.75 | #NAME? | #NAME? | #NAME? | #NAME? | #NAME? | #NAME? | FALSE | 2 | TRUE | FALSE | #NAME? | #NAME? | #NAME? | #NAME? | #NAME? | #NAME? | #NAME? | #NAME? | #NAME? | #NAME? |  |  | 1: 0; 2: 0; 3: 0; 4: 0 | 0 |  | 0 | 0 | 0 | 19796 | 0 | 0 | 0 |  | 0 | 2972 | 2972 | 1979-06-15 | #NAME? | #NAME? | #NAME?
1979-06-16 | 1979 | 6 | 167 | 16 | 7 | 0.7 | 4.2881 | 5 | 0 | 0 | 0 | #NAME? | #NAME? | #NAME? | #NAME? | #NAME? | #NAME? | FALSE | 8 | TRUE | TRUE | #NAME? | #NAME? | #NAME? | #NAME? | #NAME? | #NAME? | #NAME? | #NAME? | #NAME? | #NAME? |  |  | 1: 0; 2: 0; 3: 6.2735; 4: 0 | 6.2735 |  | 92.0114 | 141.6683 | 146.0498 | 19796 | 6.2735 | 92.0114 | 150.5013 |  | 0 | 2973 | 2973 | 1979-06-16 | #NAME? | #NAME? | #NAME?
1979-06-17 | 1979 | 6 | 168 | 17 | 1 | 7 | 3.7401 | 7.3333 | 1.8 | 1.8 | 0 | #NAME? | #NAME? | #NAME? | #NAME? | #NAME? | #NAME? | TRUE | 6 | TRUE | TRUE | #NAME? | #NAME? | #NAME? | #NAME? | #NAME? | #NAME? | #NAME? | #NAME? | #NAME? | #NAME? |  |  | 1: 8.0786; 2: 11.4866; 3: 0; 4: 0 | 19.5652 |  | 455.4268 | 738.2391 | 764.0402 | 19796 | 19.5652 | 455.4268 | 744.9333 |  | 0 | 2974 | 2974 | 1979-06-17 | #NAME? | #NAME? | #NAME?
1979-06-18 | 1979 | 6 | 169 | 18 | 2 | 8 | 4.3639 | 3.1667 | 3.9 | 3.9 | 0 | #NAME? | #NAME? | #NAME? | #NAME? | #NAME? | #NAME? | FALSE | 1.8 | TRUE | TRUE | #NAME? | #NAME? | #NAME? | #NAME? | #NAME? | #NAME? | #NAME? | #NAME? | #NAME? | #NAME? |  |  | 1: 0; 2: 0; 3: 2.783; 4: 10.8907 | 13.6738 |  | 360.2788 | 554.715 | 571.8711 | 19796 | 13.6738 | 360.2788 | 589.3015 |  | 0 | 2975 | 2975 | 1979-06-18 | #NAME? | #NAME? | #NAME?
1979-06-19 | 1979 | 6 | 170 | 19 | 3 | 7.1 | 3.9293 | 15.3333 | 3.2 | 3.2 | 0 | #NAME? | #NAME? | #NAME? | #NAME? | #NAME? | #NAME? | TRUE | 5.7 | TRUE | TRUE | #NAME? | #NAME? | #NAME? | #NAME? | #NAME? | #NAME? | #NAME? | #NAME? | #NAME? | #NAME? |  |  | 1: 0; 2: 0; 3: 0; 4: 0 | 0 |  | 0 | 0 | 0 | 19796 | 0 | 0 | 0 |  | 0 | 2976 | 2976 | 1979-06-19 | #NAME? | #NAME? | #NAME?
1979-06-20 | 1979 | 6 | 171 | 20 | 4 | 8.6 | 3.3795 | 18.6667 | 26 | 26 | 15.75 | #NAME? | #NAME? | #NAME? | #NAME? | #NAME? | #NAME? | FALSE | 7.1 | TRUE | TRUE | #NAME? | #NAME? | #NAME? | #NAME? | #NAME? | #NAME? | #NAME? | #NAME? | #NAME? | #NAME? |  |  | 1: 0; 2: 0; 3: 3.4943; 4: 4.4411 | 7.9354 |  | 181.5228 | 279.4875 | 288.1315 | 19796 | 7.9354 | 181.5228 | 296.9135 |  | 0 | 2977 | 2977 | 1979-06-20 | #NAME? | #NAME? | #NAME?
1979-06-21 | 1979 | 6 | 172 | 21 | 5 | 5.7 | 3.8608 | 7.8333 | 0 | 0 | 0 | #NAME? | #NAME? | #NAME? | #NAME? | #NAME? | #NAME? | TRUE | 29.2 | FALSE | TRUE | #NAME? | #NAME? | #NAME? | #NAME? | #NAME? | #NAME? | #NAME? | #NAME? | #NAME? | #NAME? |  |  | 1: 0; 2: 0; 3: 0; 4: 0 | 0 |  | 0 | 0 | 0 | 19796 | 0 | 0 | 0 |  | 0 | 2978 | 2978 | 1979-06-21 | #NAME? | #NAME? | #NAME?
1979-06-22 | 1979 | 6 | 173 | 22 | 6 | 9.4 | 4.4935 | 11 | 1 | 1 | 0 | #NAME? | #NAME? | #NAME? | #NAME? | #NAME? | #NAME? | FALSE | 26 | FALSE | TRUE | #NAME? | #NAME? | #NAME? | #NAME? | #NAME? | #NAME? | #NAME? | #NAME? | #NAME? | #NAME? |  |  | 1: 0; 2: 0; 3: 0; 4: 0 | 0 |  | 0 | 0 | 0 | 19796 | 0 | 0 | 0 |  | 0 | 2979 | 2979 | 1979-06-22 | #NAME? | #NAME? | #NAME?
1979-06-23 | 1979 | 6 | 174 | 23 | 7 | 7.5 | 5.0721 | 8.5 | 0 | 0 | 0 | #NAME? | #NAME? | #NAME? | #NAME? | #NAME? | #NAME? | FALSE | 1 | TRUE | TRUE | #NAME? | #NAME? | #NAME? | #NAME? | #NAME? | #NAME? | #NAME? | #NAME? | #NAME? | #NAME? |  |  | 1: 0; 2: 0; 3: 1.5046; 4: 0 | 1.5046 |  | 22.0672 | 33.9765 | 35.0273 | 19796 | 1.5046 | 22.0672 | 36.0949 |  | 0 | 2980 | 2980 | 1979-06-23 | #NAME? | #NAME? | #NAME?
1979-06-24 | 1979 | 6 | 175 | 24 | 1 | 7.7 | 4.625 | 21 | 0 | 0 | 0 | #NAME? | #NAME? | #NAME? | #NAME? | #NAME? | #NAME? | TRUE | 1 | TRUE | TRUE | #NAME? | #NAME? | #NAME? | #NAME? | #NAME? | #NAME? | #NAME? | #NAME? | #NAME? | #NAME? |  |  | 1: 7.6839; 2: 9.7287; 3: 0; 4: 0 | 17.4127 |  | 398.0738 | 644.2673 | 666.7076 | 19796 | 17.4127 | 398.0738 | 651.122 |  | 0 | 2981 | 2981 | 1979-06-24 | #NAME? | #NAME? | #NAME?
1979-06-25 | 1979 | 6 | 176 | 25 | 2 | 4.1 | 5.1233 | 8 | 0 | 0 | 0 | #NAME? | #NAME? | #NAME? | #NAME? | #NAME? | #NAME? | FALSE | 0 | TRUE | TRUE | #NAME? | #NAME? | #NAME? | #NAME? | #NAME? | #NAME? | #NAME? | #NAME? | #NAME? | #NAME? |  |  | 1: 0; 2: 0; 3: 0; 4: 9.9653 | 9.9653 |  | 292.316 | 450.0738 | 463.9936 | 19796 | 9.9653 | 292.316 | 478.1359 |  | 0 | 2982 | 2982 | 1979-06-25 | #NAME? | #NAME? | #NAME?
1979-06-26 | 1979 | 6 | 177 | 26 | 3 | 6.2 | 5.9923 | 14.6667 | 0 | 0 | 0 | #NAME? | #NAME? | #NAME? | #NAME? | #NAME? | #NAME? | TRUE | 0 | TRUE | TRUE | #NAME? | #NAME? | #NAME? | #NAME? | #NAME? | #NAME? | #NAME? | #NAME? | #NAME? | #NAME? |  |  | 1: 10.7837; 2: 13.3096; 3: 0; 4: 0 | 24.0933 |  | 548.5753 | 887.5345 | 918.4241 | 19796 | 24.0933 | 548.5753 | 897.2945 |  | 0 | 2983 | 2983 | 1979-06-26 | #NAME? | #NAME? | #NAME?
1979-06-27 | 1979 | 6 | 178 | 27 | 4 | 9.6 | 5.4881 | 1.8333 | 0.8 | 0.8 | 0 | #NAME? | #NAME? | #NAME? | #NAME? | #NAME? | #NAME? | FALSE | 0 | TRUE | TRUE | #NAME? | #NAME? | #NAME? | #NAME? | #NAME? | #NAME? | #NAME? | #NAME? | #NAME? | #NAME? |  |  | 1: 0; 2: 0; 3: 7.0101; 4: 5.5758 | 12.5858 |  | 266.3697 | 410.1247 | 422.809 | 19796 | 12.5858 | 266.3697 | 435.696 |  | 0 | 2984 | 2984 | 1979-06-27 | #NAME? | #NAME? | #NAME?
1979-06-28 | 1979 | 6 | 179 | 28 | 5 | 11 | 6.072 | 7 | 0 | 0 | 0 | #NAME? | #NAME? | #NAME? | #NAME? | #NAME? | #NAME? | TRUE | 0.8 | TRUE | TRUE | #NAME? | #NAME? | #NAME? | #NAME? | #NAME? | #NAME? | #NAME? | #NAME? | #NAME? | #NAME? |  |  | 1: 6.2055; 2: 8.5261; 3: 0; 4: 0 | 14.7316 |  | 341.1137 | 552.6903 | 571.9875 | 19796 | 14.7316 | 341.1137 | 557.9534 |  | 0 | 2985 | 2985 | 1979-06-28 | #NAME? | #NAME? | #NAME?
1979-06-29 | 1979 | 6 | 180 | 29 | 6 | 8.3 | 6.702 | 5.8333 | 1.6 | 1.6 | 0 | #NAME? | #NAME? | #NAME? | #NAME? | #NAME? | #NAME? | FALSE | 0.8 | TRUE | TRUE | #NAME? | #NAME? | #NAME? | #NAME? | #NAME? | #NAME? | #NAME? | #NAME? | #NAME? | #NAME? |  |  | 1: 0; 2: 0; 3: 0; 4: 6.3581 | 6.3581 |  | 186.503 | 287.1554 | 296.0365 | 19796 | 6.3581 | 186.503 | 305.0595 |  | 0 | 2986 | 2986 | 1979-06-29 | #NAME? | #NAME? | #NAME?
1979-06-30 | 1979 | 6 | 181 | 30 | 7 | 14.1 | 7.0921 | 13.6667 | 0 | 0 | 0 | #NAME? | #NAME? | #NAME? | #NAME? | #NAME? | #NAME? | FALSE | 1.6 | TRUE | TRUE | #NAME? | #NAME? | #NAME? | #NAME? | #NAME? | #NAME? | #NAME? | #NAME? | #NAME? | #NAME? |  |  | 1: 0; 2: 0; 3: 2.2356; 4: 0 | 2.2356 |  | 32.7888 | 50.4843 | 52.0457 | 19796 | 2.2356 | 32.7888 | 53.632 |  | 0 | 2987 | 2987 | 1979-06-30 | #NAME? | #NAME? | #NAME?
1979-07-01 | 1979 | 7 | 182 | 1 | 1 | 7.7 | 5.5973 | 19.3333 | 0 | 0 | 0 | #NAME? | #NAME? | #NAME? | #NAME? | #NAME? | #NAME? | TRUE | 1.6 | TRUE | TRUE | #NAME? | #NAME? | #NAME? | #NAME? | #NAME? | #NAME? | #NAME? | #NAME? | #NAME? | #NAME? |  |  | 1: 0; 2: 0; 3: 0; 4: 0 | 0 |  | 0 | 0 | 0 | 19797 | 0 | 0 | 0 |  | 0 | 2988 | 2988 | 1979-07-01 | #NAME? | #NAME? | #NAME?
1979-07-02 | 1979 | 7 | 183 | 2 | 2 | 4.9 | 5.0694 | 15.8333 | 0 | 0 | 0 | #NAME? | #NAME? | #NAME? | #NAME? | #NAME? | #NAME? | FALSE | 0 | TRUE | TRUE | #NAME? | #NAME? | #NAME? | #NAME? | #NAME? | #NAME? | #NAME? | #NAME? | #NAME? | #NAME? |  |  | 1: 0; 2: 0; 3: 6.6594; 4: 10.4927 | 17.1521 |  | 405.456 | 624.2735 | 643.5809 | 19797 | 17.1521 | 405.456 | 663.1969 |  | 0 | 2989 | 2989 | 1979-07-02 | #NAME? | #NAME? | #NAME?
1979-07-03 | 1979 | 7 | 184 | 3 | 3 | 7.4 | 5.8807 | 6.6667 | 0 | 0 | 0 | #NAME? | #NAME? | #NAME? | #NAME? | #NAME? | #NAME? | TRUE | 0 | TRUE | TRUE | #NAME? | #NAME? | #NAME? | #NAME? | #NAME? | #NAME? | #NAME? | #NAME? | #NAME? | #NAME? |  |  | 1: 3.3673; 2: 4.7877; 3: 0; 4: 0 | 8.155 |  | 189.8271 | 307.7064 | 318.4605 | 19797 | 8.155 | 189.8271 | 310.4966 |  | 0 | 2990 | 2990 | 1979-07-03 | #NAME? | #NAME? | #NAME?
1979-07-04 | 1979 | 7 | 185 | 4 | 4 | 7.3 | 5.7176 | 8.1667 | 4.6 | 4.6 | 0 | #NAME? | #NAME? | #NAME? | #NAME? | #NAME? | #NAME? | FALSE | 0 | TRUE | TRUE | #NAME? | #NAME? | #NAME? | #NAME? | #NAME? | #NAME? | #NAME? | #NAME? | #NAME? | #NAME? |  |  | 1: 0; 2: 0; 3: 0; 4: 5.5144 | 5.5144 |  | 161.756 | 249.0529 | 256.7555 | 19797 | 5.5144 | 161.756 | 264.5813 |  | 0 | 2991 | 2991 | 1979-07-04 | #NAME? | #NAME? | #NAME?
1979-07-05 | 1979 | 7 | 186 | 5 | 5 | 13.2 | 6.3002 | 13.6667 | 0 | 0 | 0 | #NAME? | #NAME? | #NAME? | #NAME? | #NAME? | #NAME? | TRUE | 4.6 | TRUE | TRUE | #NAME? | #NAME? | #NAME? | #NAME? | #NAME? | #NAME? | #NAME? | #NAME? | #NAME? | #NAME? |  |  | 1: 6.3005; 2: 10.3259; 3: 0; 4: 0 | 16.6263 |  | 395.2991 | 641.92 | 664.4421 | 19797 | 16.6263 | 395.2991 | 646.5835 |  | 0 | 2992 | 2992 | 1979-07-05 | #NAME? | #NAME? | #NAME?
1979-07-06 | 1979 | 7 | 187 | 6 | 6 | 12.8 | 5.9274 | 11.8333 | 13.2 | 13.2 | 6.15 | #NAME? | #NAME? | #NAME? | #NAME? | #NAME? | #NAME? | FALSE | 4.6 | TRUE | TRUE | #NAME? | #NAME? | #NAME? | #NAME? | #NAME? | #NAME? | #NAME? | #NAME? | #NAME? | #NAME? |  |  | 1: 0; 2: 0; 3: 0; 4: 6.6098 | 6.6098 |  | 193.8874 | 298.525 | 307.7578 | 19797 | 6.6098 | 193.8874 | 317.1381 |  | 0 | 2993 | 2993 | 1979-07-06 | #NAME? | #NAME? | #NAME?
1979-07-07 | 1979 | 7 | 188 | 7 | 7 | 11.9 | 6.444 | 10.5 | 0 | 0 | 0 | #NAME? | #NAME? | #NAME? | #NAME? | #NAME? | #NAME? | FALSE | 13.2 | FALSE | TRUE | #NAME? | #NAME? | #NAME? | #NAME? | #NAME? | #NAME? | #NAME? | #NAME? | #NAME? | #NAME? |  |  | 1: 0; 2: 0; 3: 0; 4: 0 | 0 |  | 0 | 0 | 0 | 19797 | 0 | 0 | 0 |  | 0 | 2994 | 2994 | 1979-07-07 | #NAME? | #NAME? | #NAME?
1979-07-08 | 1979 | 7 | 189 | 8 | 1 | 10.4 | 6.269 | 7.5 | 0 | 0 | 0 | #NAME? | #NAME? | #NAME? | #NAME? | #NAME? | #NAME? | TRUE | 13.2 | FALSE | TRUE | #NAME? | #NAME? | #NAME? | #NAME? | #NAME? | #NAME? | #NAME? | #NAME? | #NAME? | #NAME? |  |  | 1: 0; 2: 0; 3: 0; 4: 0 | 0 |  | 0 | 0 | 0 | 19797 | 0 | 0 | 0 |  | 0 | 2995 | 2995 | 1979-07-08 | #NAME? | #NAME? | #NAME?
1979-07-09 | 1979 | 7 | 190 | 9 | 2 | 9.6 | 5.7584 | 10.6667 | 0 | 0 | 0 | #NAME? | #NAME? | #NAME? | #NAME? | #NAME? | #NAME? | FALSE | 0 | TRUE | TRUE | #NAME? | #NAME? | #NAME? | #NAME? | #NAME? | #NAME? | #NAME? | #NAME? | #NAME? | #NAME? |  |  | 1: 0; 2: 0; 3: 11.2117; 4: 9.2721 | 20.4838 |  | 436.4206 | 671.9491 | 692.7311 | 19797 | 20.4838 | 436.4206 | 713.8451 |  | 0 | 2996 | 2996 | 1979-07-09 | #NAME? | #NAME? | #NAME?
1979-07-10 | 1979 | 7 | 191 | 10 | 3 | 13.8 | 6.2215 | 8.5 | 1 | 1 | 0 | #NAME? | #NAME? | #NAME? | #NAME? | #NAME? | #NAME? | TRUE | 0 | TRUE | TRUE | #NAME? | #NAME? | #NAME? | #NAME? | #NAME? | #NAME? | #NAME? | #NAME? | #NAME? | #NAME? |  |  | 1: 0; 2: 0; 3: 0; 4: 0 | 0 |  | 0 | 0 | 0 | 19797 | 0 | 0 | 0 |  | 0 | 2997 | 2997 | 1979-07-10 | #NAME? | #NAME? | #NAME?
1979-07-11 | 1979 | 7 | 192 | 11 | 4 | 12.5 | 5.8555 | 16.8333 | 0 | 0 | 0 | #NAME? | #NAME? | #NAME? | #NAME? | #NAME? | #NAME? | FALSE | 1 | TRUE | TRUE | #NAME? | #NAME? | #NAME? | #NAME? | #NAME? | #NAME? | #NAME? | #NAME? | #NAME? | #NAME? |  |  | 1: 0; 2: 0; 3: 5.0799; 4: 5.7018 | 10.7817 |  | 241.7584 | 372.2311 | 383.7434 | 19797 | 10.7817 | 241.7584 | 395.4397 |  | 0 | 2998 | 2998 | 1979-07-11 | #NAME? | #NAME? | #NAME?
1979-07-12 | 1979 | 7 | 193 | 12 | 5 | 3.7 | 5.4159 | 6.1667 | 0 | 0 | 0 | #NAME? | #NAME? | #NAME? | #NAME? | #NAME? | #NAME? | TRUE | 1 | TRUE | TRUE | #NAME? | #NAME? | #NAME? | #NAME? | #NAME? | #NAME? | #NAME? | #NAME? | #NAME? | #NAME? |  |  | 1: 13.71; 2: 25.0223; 3: 0; 4: 0 | 38.7323 |  | 935.0673 | 1520.3647 | 1573.8538 | 19797 | 38.7323 | 935.0673 | 1529.4724 |  | 0 | 2999 | 2999 | 1979-07-12 | #NAME? | #NAME? | #NAME?
1979-07-13 | 1979 | 7 | 194 | 13 | 6 | 8.1 | 5.4044 | 5 | 0 | 0 | 0 | #NAME? | #NAME? | #NAME? | #NAME? | #NAME? | #NAME? | FALSE | 0 | TRUE | TRUE | #NAME? | #NAME? | #NAME? | #NAME? | #NAME? | #NAME? | #NAME? | #NAME? | #NAME? | #NAME? |  |  | 1: 0; 2: 0; 3: 0; 4: 6.1993 | 6.1993 |  | 181.8456 | 279.9846 | 288.6439 | 19797 | 6.1993 | 181.8456 | 297.4416 |  | 0 | 3000 | 3000 | 1979-07-13 | #NAME? | #NAME? | #NAME?
1979-07-14 | 1979 | 7 | 195 | 14 | 7 | 8.6 | 5.1561 | 14.3333 | 1.1 | 1.1 | 0 | #NAME? | #NAME? | #NAME? | #NAME? | #NAME? | #NAME? | FALSE | 0 | TRUE | TRUE | #NAME? | #NAME? | #NAME? | #NAME? | #NAME? | #NAME? | #NAME? | #NAME? | #NAME? | #NAME? |  |  | 1: 0; 2: 0; 3: 8.2991; 4: 0 | 8.2991 |  | 121.7205 | 187.411 | 193.2072 | 19797 | 8.2991 | 121.7205 | 199.096 |  | 0 | 3001 | 3001 | 1979-07-14 | #NAME? | #NAME? | #NAME?
1979-07-15 | 1979 | 7 | 196 | 15 | 1 | 7.7 | 4.3822 | 5.6667 | 0 | 0 | 0 | #NAME? | #NAME? | #NAME? | #NAME? | #NAME? | #NAME? | TRUE | 1.1 | TRUE | TRUE | #NAME? | #NAME? | #NAME? | #NAME? | #NAME? | #NAME? | #NAME? | #NAME? | #NAME? | #NAME? |  |  | 1: 0; 2: 0; 3: 0; 4: 0 | 0 |  | 0 | 0 | 0 | 19797 | 0 | 0 | 0 |  | 0 | 3002 | 3002 | 1979-07-15 | #NAME? | #NAME? | #NAME?
1979-07-16 | 1979 | 7 | 197 | 16 | 2 | 9.9 | 6.4353 | 12 | 0 | 0 | 0 | #NAME? | #NAME? | #NAME? | #NAME? | #NAME? | #NAME? | FALSE | 1.1 | TRUE | TRUE | #NAME? | #NAME? | #NAME? | #NAME? | #NAME? | #NAME? | #NAME? | #NAME? | #NAME? | #NAME? |  |  | 1: 0; 2: 0; 3: 5.401; 4: 8.2185 | 13.6195 |  | 320.2907 | 493.1459 | 508.3979 | 19797 | 13.6195 | 320.2907 | 523.8935 |  | 0 | 3003 | 3003 | 1979-07-16 | #NAME? | #NAME? | #NAME?
1979-07-17 | 1979 | 7 | 198 | 17 | 3 | 9 | 6.4826 | 2.8333 | 0 | 0 | 0 | #NAME? | #NAME? | #NAME? | #NAME? | #NAME? | #NAME? | TRUE | 0 | TRUE | TRUE | #NAME? | #NAME? | #NAME? | #NAME? | #NAME? | #NAME? | #NAME? | #NAME? | #NAME? | #NAME? |  |  | 1: 6.4016; 2: 8.8388; 3: 0; 4: 0 | 15.2403 |  | 353.1602 | 572.2457 | 592.2286 | 19797 | 15.2403 | 353.1602 | 577.6576 |  | 0 | 3004 | 3004 | 1979-07-17 | #NAME? | #NAME? | #NAME?
1979-07-18 | 1979 | 7 | 199 | 18 | 4 | 10 | 7.0015 | 4.8333 | 0.4 | 0.4 | 0 | #NAME? | #NAME? | #NAME? | #NAME? | #NAME? | #NAME? | FALSE | 0 | TRUE | TRUE | #NAME? | #NAME? | #NAME? | #NAME? | #NAME? | #NAME? | #NAME? | #NAME? | #NAME? | #NAME? |  |  | 1: 0; 2: 0; 3: 4.2629; 4: 6.4614 | 10.7243 |  | 252.0566 | 388.0872 | 400.0899 | 19797 | 10.7243 | 252.0566 | 412.2844 |  | 0 | 3005 | 3005 | 1979-07-18 | #NAME? | #NAME? | #NAME?
1979-07-19 | 1979 | 7 | 200 | 19 | 5 | 15.2 | 6.8913 | 11.3333 | 0 | 0 | 0 | #NAME? | #NAME? | #NAME? | #NAME? | #NAME? | #NAME? | TRUE | 0.4 | TRUE | TRUE | #NAME? | #NAME? | #NAME? | #NAME? | #NAME? | #NAME? | #NAME? | #NAME? | #NAME? | #NAME? |  |  | 1: 12.2; 2: 17.7768; 3: 0; 4: 0 | 29.9768 |  | 700.3858 | 1135.6741 | 1175.3928 | 19797 | 29.9768 | 700.3858 | 1145.6081 |  | 0 | 3006 | 3006 | 1979-07-19 | #NAME? | #NAME? | #NAME?
1979-07-20 | 1979 | 7 | 201 | 20 | 6 | 12.5 | 6.9579 | 3.6667 | 0.8 | 0.8 | 0 | #NAME? | #NAME? | #NAME? | #NAME? | #NAME? | #NAME? | FALSE | 0.4 | TRUE | TRUE | #NAME? | #NAME? | #NAME? | #NAME? | #NAME? | #NAME? | #NAME? | #NAME? | #NAME? | #NAME? |  |  | 1: 0; 2: 0; 3: 0; 4: 7.641 | 7.641 |  | 224.1372 | 345.1002 | 355.7734 | 19797 | 7.641 | 224.1372 | 366.6172 |  | 0 | 3007 | 3007 | 1979-07-20 | #NAME? | #NAME? | #NAME?
1979-07-21 | 1979 | 7 | 202 | 21 | 7 | 14.9 | 7.2976 | 6 | 0 | 0 | 0 | #NAME? | #NAME? | #NAME? | #NAME? | #NAME? | #NAME? | FALSE | 0.8 | TRUE | TRUE | #NAME? | #NAME? | #NAME? | #NAME? | #NAME? | #NAME? | #NAME? | #NAME? | #NAME? | #NAME? |  |  | 1: 0; 2: 0; 3: 0; 4: 0 | 0 |  | 0 | 0 | 0 | 19797 | 0 | 0 | 0 |  | 0 | 3008 | 3008 | 1979-07-21 | #NAME? | #NAME? | #NAME?
1979-07-22 | 1979 | 7 | 203 | 22 | 1 | 12.6 | 5.7658 | 19.6667 | 0.6 | 0.6 | 0 | #NAME? | #NAME? | #NAME? | #NAME? | #NAME? | #NAME? | TRUE | 0.8 | TRUE | TRUE | #NAME? | #NAME? | #NAME? | #NAME? | #NAME? | #NAME? | #NAME? | #NAME? | #NAME? | #NAME? |  |  | 1: 0; 2: 0; 3: 0; 4: 0 | 0 |  | 0 | 0 | 0 | 19797 | 0 | 0 | 0 |  | 0 | 3009 | 3009 | 1979-07-22 | #NAME? | #NAME? | #NAME?
1979-07-23 | 1979 | 7 | 204 | 23 | 2 | 11 | 3.1813 | 19.5 | 2.4 | 2.4 | 0 | #NAME? | #NAME? | #NAME? | #NAME? | #NAME? | #NAME? | FALSE | 0.6 | TRUE | TRUE | #NAME? | #NAME? | #NAME? | #NAME? | #NAME? | #NAME? | #NAME? | #NAME? | #NAME? | #NAME? |  |  | 1: 0; 2: 0; 3: 7.0818; 4: 10.5793 | 17.6611 |  | 414.1935 | 637.7265 | 657.45 | 19797 | 17.6611 | 414.1935 | 677.4887 |  | 0 | 3010 | 3010 | 1979-07-23 | #NAME? | #NAME? | #NAME?
1979-07-24 | 1979 | 7 | 205 | 24 | 3 | 10 | 2.9831 | 8.8333 | 9.2 | 9.2 | 3.15 | #NAME? | #NAME? | #NAME? | #NAME? | #NAME? | #NAME? | TRUE | 3 | TRUE | TRUE | #NAME? | #NAME? | #NAME? | #NAME? | #NAME? | #NAME? | #NAME? | #NAME? | #NAME? | #NAME? |  |  | 1: 6.5766; 2: 9.8498; 3: 0; 4: 0 | 16.4263 |  | 385.3826 | 625.1171 | 646.9964 | 19797 | 16.4263 | 385.3826 | 630.3633 |  | 0 | 3011 | 3011 | 1979-07-24 | #NAME? | #NAME? | #NAME?
1979-07-25 | 1979 | 7 | 206 | 25 | 4 | 6.2 | 3.6754 | 7.6667 | 0 | 0 | 0 | #NAME? | #NAME? | #NAME? | #NAME? | #NAME? | #NAME? | FALSE | 11.6 | FALSE | TRUE | #NAME? | #NAME? | #NAME? | #NAME? | #NAME? | #NAME? | #NAME? | #NAME? | #NAME? | #NAME? |  |  | 1: 0; 2: 0; 3: 0; 4: 0 | 0 |  | 0 | 0 | 0 | 19797 | 0 | 0 | 0 |  | 0 | 3012 | 3012 | 1979-07-25 | #NAME? | #NAME? | #NAME?
1979-07-26 | 1979 | 7 | 207 | 26 | 5 | 7.4 | 3.7078 | 9 | 2.2 | 2.2 | 0 | #NAME? | #NAME? | #NAME? | #NAME? | #NAME? | #NAME? | TRUE | 9.2 | TRUE | TRUE | #NAME? | #NAME? | #NAME? | #NAME? | #NAME? | #NAME? | #NAME? | #NAME? | #NAME? | #NAME? |  |  | 1: 5.7169; 2: 9.4109; 3: 0; 4: 0 | 15.1278 |  | 359.9024 | 584.4711 | 604.9799 | 19797 | 15.1278 | 359.9024 | 588.6857 |  | 0 | 3013 | 3013 | 1979-07-26 | #NAME? | #NAME? | #NAME?
1979-07-27 | 1979 | 7 | 208 | 27 | 6 | 7.1 | 4.9732 | 4 | 0 | 0 | 0 | #NAME? | #NAME? | #NAME? | #NAME? | #NAME? | #NAME? | FALSE | 2.2 | TRUE | TRUE | #NAME? | #NAME? | #NAME? | #NAME? | #NAME? | #NAME? | #NAME? | #NAME? | #NAME? | #NAME? |  |  | 1: 0; 2: 0; 3: 0; 4: 6.3408 | 6.3408 |  | 185.9954 | 286.3739 | 295.2308 | 19797 | 6.3408 | 185.9954 | 304.2293 |  | 0 | 3014 | 3014 | 1979-07-27 | #NAME? | #NAME? | #NAME?
1979-07-28 | 1979 | 7 | 209 | 28 | 7 | 10.2 | 5.2241 | 2.1667 | 0.6 | 0.6 | 0 | #NAME? | #NAME? | #NAME? | #NAME? | #NAME? | #NAME? | FALSE | 2.2 | TRUE | TRUE | #NAME? | #NAME? | #NAME? | #NAME? | #NAME? | #NAME? | #NAME? | #NAME? | #NAME? | #NAME? |  |  | 1: 0; 2: 0; 3: 0; 4: 0 | 0 |  | 0 | 0 | 0 | 19797 | 0 | 0 | 0 |  | 0 | 3015 | 3015 | 1979-07-28 | #NAME? | #NAME? | #NAME?
1979-07-29 | 1979 | 7 | 210 | 29 | 1 | 11 | 4.1966 | 18.5 | 10.2 | 10.2 | 3.9 | #NAME? | #NAME? | #NAME? | #NAME? | #NAME? | #NAME? | TRUE | 0.6 | TRUE | TRUE | #NAME? | #NAME? | #NAME? | #NAME? | #NAME? | #NAME? | #NAME? | #NAME? | #NAME? | #NAME? |  |  | 1: 10.8358; 2: 12.806; 3: 0; 4: 0 | 23.6418 |  | 534.5681 | 864.3445 | 894.3868 | 19797 | 23.6418 | 534.5681 | 874.3832 |  | 0 | 3016 | 3016 | 1979-07-29 | #NAME? | #NAME? | #NAME?
1979-07-30 | 1979 | 7 | 211 | 30 | 2 | 8 | 3.5887 | 6 | 0 | 0 | 0 | #NAME? | #NAME? | #NAME? | #NAME? | #NAME? | #NAME? | FALSE | 10.8 | FALSE | TRUE | #NAME? | #NAME? | #NAME? | #NAME? | #NAME? | #NAME? | #NAME? | #NAME? | #NAME? | #NAME? |  |  | 1: 0; 2: 0; 3: 0; 4: 0 | 0 |  | 0 | 0 | 0 | 19797 | 0 | 0 | 0 |  | 0 | 3017 | 3017 | 1979-07-30 | #NAME? | #NAME? | #NAME?
1979-07-31 | 1979 | 7 | 212 | 31 | 3 | 11.3 | 6.3821 | 7.8333 | 0 | 0 | 0 | #NAME? | #NAME? | #NAME? | #NAME? | #NAME? | #NAME? | TRUE | 10.2 | FALSE | TRUE | #NAME? | #NAME? | #NAME? | #NAME? | #NAME? | #NAME? | #NAME? | #NAME? | #NAME? | #NAME? |  |  | 1: 0; 2: 0; 3: 0; 4: 0 | 0 |  | 0 | 0 | 0 | 19797 | 0 | 0 | 0 |  | 0 | 3018 | 3018 | 1979-07-31 | #NAME? | #NAME? | #NAME?
1979-08-01 | 1979 | 8 | 213 | 1 | 4 | 11.7 | 4.9536 | 5.3333 | 0 | 0 | 0 | #NAME? | #NAME? | #NAME? | #NAME? | #NAME? | #NAME? | FALSE | 0 | TRUE | TRUE | #NAME? | #NAME? | #NAME? | #NAME? | #NAME? | #NAME? | #NAME? | #NAME? | #NAME? | #NAME? |  |  | 1: 0; 2: 0; 3: 9.0551; 4: 9.5006 | 18.5557 |  | 411.493 | 633.5685 | 653.1634 | 19798 | 18.5557 | 411.493 | 673.0715 |  | 0 | 3019 | 3019 | 1979-08-01 | #NAME? | #NAME? | #NAME?
1979-08-02 | 1979 | 8 | 214 | 2 | 5 | 12 | 4.7309 | 3.6667 | 2.2 | 2.2 | 0 | #NAME? | #NAME? | #NAME? | #NAME? | #NAME? | #NAME? | TRUE | 0 | TRUE | TRUE | #NAME? | #NAME? | #NAME? | #NAME? | #NAME? | #NAME? | #NAME? | #NAME? | #NAME? | #NAME? |  |  | 1: 11.0582; 2: 13.8105; 3: 0; 4: 0 | 24.8687 |  | 567.2949 | 917.9714 | 949.9318 | 19798 | 24.8687 | 567.2949 | 927.9138 |  | 0 | 3020 | 3020 | 1979-08-02 | #NAME? | #NAME? | #NAME?
1979-08-03 | 1979 | 8 | 215 | 3 | 6 | 11 | 2.0211 | 5.5 | 13.9 | 13.9 | 6.675 | #NAME? | #NAME? | #NAME? | #NAME? | #NAME? | #NAME? | FALSE | 2.2 | TRUE | TRUE | #NAME? | #NAME? | #NAME? | #NAME? | #NAME? | #NAME? | #NAME? | #NAME? | #NAME? | #NAME? |  |  | 1: 0; 2: 0; 3: 0; 4: 4.882 | 4.882 |  | 143.205 | 220.4903 | 227.3095 | 19798 | 4.882 | 143.205 | 234.2378 |  | 0 | 3021 | 3021 | 1979-08-03 | #NAME? | #NAME? | #NAME?
1979-08-04 | 1979 | 8 | 216 | 4 | 7 | 7.4 | 2.8948 | 11.1667 | 0 | 0 | 0 | #NAME? | #NAME? | #NAME? | #NAME? | #NAME? | #NAME? | FALSE | 16.1 | FALSE | TRUE | #NAME? | #NAME? | #NAME? | #NAME? | #NAME? | #NAME? | #NAME? | #NAME? | #NAME? | #NAME? |  |  | 1: 0; 2: 0; 3: 0; 4: 0 | 0 |  | 0 | 0 | 0 | 19798 | 0 | 0 | 0 |  | 0 | 3022 | 3022 | 1979-08-04 | #NAME? | #NAME? | #NAME?
1979-08-05 | 1979 | 8 | 217 | 5 | 1 | 9.8 | 3.769 | 6.5 | 0 | 0 | 0 | #NAME? | #NAME? | #NAME? | #NAME? | #NAME? | #NAME? | TRUE | 13.9 | FALSE | TRUE | #NAME? | #NAME? | #NAME? | #NAME? | #NAME? | #NAME? | #NAME? | #NAME? | #NAME? | #NAME? |  |  | 1: 0; 2: 0; 3: 0; 4: 0 | 0 |  | 0 | 0 | 0 | 19798 | 0 | 0 | 0 |  | 0 | 3023 | 3023 | 1979-08-05 | #NAME? | #NAME? | #NAME?
1979-08-06 | 1979 | 8 | 218 | 6 | 2 | 8.7 | 4.2771 | 1.3333 | 0 | 0 | 0 | #NAME? | #NAME? | #NAME? | #NAME? | #NAME? | #NAME? | FALSE | 0 | TRUE | TRUE | #NAME? | #NAME? | #NAME? | #NAME? | #NAME? | #NAME? | #NAME? | #NAME? | #NAME? | #NAME? |  |  | 1: 0; 2: 0; 3: 5.2744; 4: 5.945 | 11.2195 |  | 251.7466 | 387.6098 | 399.5978 | 19798 | 11.2195 | 251.7466 | 411.7773 |  | 0 | 3024 | 3024 | 1979-08-06 | #NAME? | #NAME? | #NAME?
1979-08-07 | 1979 | 8 | 219 | 7 | 3 | 10.6 | 5.0398 | 5.1667 | 0 | 0 | 0 | #NAME? | #NAME? | #NAME? | #NAME? | #NAME? | #NAME? | TRUE | 0 | TRUE | TRUE | #NAME? | #NAME? | #NAME? | #NAME? | #NAME? | #NAME? | #NAME? | #NAME? | #NAME? | #NAME? |  |  | 1: 2.2133; 2: 2.8949; 3: 0; 4: 0 | 5.1082 |  | 117.3798 | 190.0592 | 196.6856 | 19798 | 5.1082 | 117.3798 | 191.9959 |  | 0 | 3025 | 3025 | 1979-08-07 | #NAME? | #NAME? | #NAME?
1979-08-08 | 1979 | 8 | 220 | 8 | 4 | 8.9 | 4.4745 | 14.3333 | 1.6 | 1.6 | 0 | #NAME? | #NAME? | #NAME? | #NAME? | #NAME? | #NAME? | FALSE | 0 | TRUE | TRUE | #NAME? | #NAME? | #NAME? | #NAME? | #NAME? | #NAME? | #NAME? | #NAME? | #NAME? | #NAME? |  |  | 1: 0; 2: 0; 3: 6.4429; 4: 5.1243 | 11.5673 |  | 244.8098 | 376.9294 | 388.5871 | 19798 | 11.5673 | 244.8098 | 400.431 |  | 0 | 3026 | 3026 | 1979-08-08 | #NAME? | #NAME? | #NAME?
1979-08-09 | 1979 | 8 | 221 | 9 | 5 | 6.2 | 3.7509 | 1.3333 | 0 | 0 | 0 | #NAME? | #NAME? | #NAME? | #NAME? | #NAME? | #NAME? | TRUE | 1.6 | TRUE | TRUE | #NAME? | #NAME? | #NAME? | #NAME? | #NAME? | #NAME? | #NAME? | #NAME? | #NAME? | #NAME? |  |  | 1: 11.4988; 2: 14.5917; 3: 0; 4: 0 | 26.0906 |  | 596.6738 | 965.7238 | 999.363 | 19798 | 26.0906 | 596.6738 | 975.9683 |  | 0 | 3027 | 3027 | 1979-08-09 | #NAME? | #NAME? | #NAME?
1979-08-10 | 1979 | 8 | 222 | 10 | 6 | 7.3 | 4.5848 | 6 | 0 | 0 | 0 | #NAME? | #NAME? | #NAME? | #NAME? | #NAME? | #NAME? | FALSE | 1.6 | TRUE | TRUE | #NAME? | #NAME? | #NAME? | #NAME? | #NAME? | #NAME? | #NAME? | #NAME? | #NAME? | #NAME? |  |  | 1: 0; 2: 0; 3: 0; 4: 4.524 | 4.524 |  | 132.7031 | 204.3207 | 210.6399 | 19798 | 4.524 | 132.7031 | 217.0601 |  | 0 | 3028 | 3028 | 1979-08-10 | #NAME? | #NAME? | #NAME?
1979-08-11 | 1979 | 8 | 223 | 11 | 7 | 8.2 | 4.2588 | 4.1667 | 0 | 0 | 0 | #NAME? | #NAME? | #NAME? | #NAME? | #NAME? | #NAME? | FALSE | 0 | TRUE | TRUE | #NAME? | #NAME? | #NAME? | #NAME? | #NAME? | #NAME? | #NAME? | #NAME? | #NAME? | #NAME? |  |  | 1: 0; 2: 0; 3: 1.5025; 4: 0 | 1.5025 |  | 22.0372 | 33.9302 | 34.9796 | 19798 | 1.5025 | 22.0372 | 36.0458 |  | 0 | 3029 | 3029 | 1979-08-11 | #NAME? | #NAME? | #NAME?
1979-08-12 | 1979 | 8 | 224 | 12 | 1 | 8.1 | 3.8407 | 9.5 | 0 | 0 | 0 | #NAME? | #NAME? | #NAME? | #NAME? | #NAME? | #NAME? | TRUE | 0 | TRUE | TRUE | #NAME? | #NAME? | #NAME? | #NAME? | #NAME? | #NAME? | #NAME? | #NAME? | #NAME? | #NAME? |  |  | 1: 4.0611; 2: 5.2026; 3: 0; 4: 0 | 9.2638 |  | 212.1732 | 343.4497 | 355.4166 | 19798 | 9.2638 | 212.1732 | 347.0479 |  | 0 | 3030 | 3030 | 1979-08-12 | #NAME? | #NAME? | #NAME?
1979-08-13 | 1979 | 8 | 225 | 13 | 2 | 8 | 4.4305 | 12.3333 | 0 | 0 | 0 | #NAME? | #NAME? | #NAME? | #NAME? | #NAME? | #NAME? | FALSE | 0 | TRUE | TRUE | #NAME? | #NAME? | #NAME? | #NAME? | #NAME? | #NAME? | #NAME? | #NAME? | #NAME? | #NAME? |  |  | 1: 0; 2: 0; 3: 3.9826; 4: 6.9763 | 10.9589 |  | 263.0507 | 405.0146 | 417.5409 | 19798 | 10.9589 | 263.0507 | 430.2673 |  | 0 | 3031 | 3031 | 1979-08-13 | #NAME? | #NAME? | #NAME?
1979-08-14 | 1979 | 8 | 226 | 14 | 3 | 8.2 | 3.7197 | 9.8333 | 0 | 0 | 0 | #NAME? | #NAME? | #NAME? | #NAME? | #NAME? | #NAME? | TRUE | 0 | TRUE | TRUE | #NAME? | #NAME? | #NAME? | #NAME? | #NAME? | #NAME? | #NAME? | #NAME? | #NAME? | #NAME? |  |  | 1: 9.5052; 2: 10.875; 3: 0; 4: 0 | 20.3802 |  | 458.4091 | 740.8594 | 766.5833 | 19798 | 20.3802 | 458.4091 | 749.8114 |  | 0 | 3032 | 3032 | 1979-08-14 | #NAME? | #NAME? | #NAME?
1979-08-15 | 1979 | 8 | 227 | 15 | 4 | 9.3 | 4.2221 | 7.5 | 0.2 | 0.2 | 0 | #NAME? | #NAME? | #NAME? | #NAME? | #NAME? | #NAME? | FALSE | 0 | TRUE | TRUE | #NAME? | #NAME? | #NAME? | #NAME? | #NAME? | #NAME? | #NAME? | #NAME? | #NAME? | #NAME? |  |  | 1: 0; 2: 0; 3: 7.2287; 4: 4.4826 | 11.7113 |  | 237.5099 | 365.6899 | 376.9999 | 19798 | 11.7113 | 237.5099 | 388.4907 |  | 0 | 3033 | 3033 | 1979-08-15 | #NAME? | #NAME? | #NAME?
1979-08-16 | 1979 | 8 | 228 | 16 | 5 | 11.5 | 4.6827 | 5.6667 | 0.4 | 0.4 | 0 | #NAME? | #NAME? | #NAME? | #NAME? | #NAME? | #NAME? | TRUE | 0.2 | TRUE | TRUE | #NAME? | #NAME? | #NAME? | #NAME? | #NAME? | #NAME? | #NAME? | #NAME? | #NAME? | #NAME? |  |  | 1: 7.3487; 2: 9.7715; 3: 0; 4: 0 | 17.1202 |  | 394.4114 | 638.7662 | 661.0475 | 19798 | 17.1202 | 394.4114 | 645.1315 |  | 0 | 3034 | 3034 | 1979-08-16 | #NAME? | #NAME? | #NAME?
1979-08-17 | 1979 | 8 | 229 | 17 | 6 | 9.1 | 4.8354 | 5.1667 | 0 | 0 | 0 | #NAME? | #NAME? | #NAME? | #NAME? | #NAME? | #NAME? | FALSE | 0.6 | TRUE | TRUE | #NAME? | #NAME? | #NAME? | #NAME? | #NAME? | #NAME? | #NAME? | #NAME? | #NAME? | #NAME? |  |  | 1: 0; 2: 0; 3: 0; 4: 4.8976 | 4.8976 |  | 143.6641 | 221.1971 | 228.0382 | 19798 | 4.8976 | 143.6641 | 234.9887 |  | 0 | 3035 | 3035 | 1979-08-17 | #NAME? | #NAME? | #NAME?
1979-08-18 | 1979 | 8 | 230 | 18 | 7 | 12.1 | 5.4378 | 9.5 | 0 | 0 | 0 | #NAME? | #NAME? | #NAME? | #NAME? | #NAME? | #NAME? | FALSE | 0.4 | TRUE | TRUE | #NAME? | #NAME? | #NAME? | #NAME? | #NAME? | #NAME? | #NAME? | #NAME? | #NAME? | #NAME? |  |  | 1: 0; 2: 0; 3: 0; 4: 0 | 0 |  | 0 | 0 | 0 | 19798 | 0 | 0 | 0 |  | 0 | 3036 | 3036 | 1979-08-18 | #NAME? | #NAME? | #NAME?
1979-08-19 | 1979 | 8 | 231 | 19 | 1 | 11.9 | 2.7859 | 18.6667 | 7 | 7 | 1.5 | #NAME? | #NAME? | #NAME? | #NAME? | #NAME? | #NAME? | TRUE | 0 | TRUE | TRUE | #NAME? | #NAME? | #NAME? | #NAME? | #NAME? | #NAME? | #NAME? | #NAME? | #NAME? | #NAME? |  |  | 1: 10.5992; 2: 14.0072; 3: 0; 4: 0 | 24.6065 |  | 566.3344 | 917.1267 | 949.1119 | 19798 | 24.6065 | 566.3344 | 926.3428 |  | 0 | 3037 | 3037 | 1979-08-19 | #NAME? | #NAME? | #NAME?
1979-08-20 | 1979 | 8 | 232 | 20 | 2 | 9.8 | 2.7841 | 3.1667 | 0 | 0 | 0 | #NAME? | #NAME? | #NAME? | #NAME? | #NAME? | #NAME? | FALSE | 7 | TRUE | TRUE | #NAME? | #NAME? | #NAME? | #NAME? | #NAME? | #NAME? | #NAME? | #NAME? | #NAME? | #NAME? |  |  | 1: 0; 2: 0; 3: 5.7595; 4: 5.6825 | 11.442 |  | 251.1602 | 386.707 | 398.667 | 19798 | 11.442 | 251.1602 | 410.8182 |  | 0 | 3038 | 3038 | 1979-08-20 | #NAME? | #NAME? | #NAME?
1979-08-21 | 1979 | 8 | 233 | 21 | 3 | 10.4 | 3.4209 | 5.6667 | 0 | 0 | 0 | #NAME? | #NAME? | #NAME? | #NAME? | #NAME? | #NAME? | TRUE | 7 | TRUE | TRUE | #NAME? | #NAME? | #NAME? | #NAME? | #NAME? | #NAME? | #NAME? | #NAME? | #NAME? | #NAME? |  |  | 1: 3.2141; 2: 5.2589; 3: 0; 4: 0 | 8.473 |  | 201.4015 | 327.0461 | 338.5202 | 19798 | 8.473 | 201.4015 | 329.4287 |  | 0 | 3039 | 3039 | 1979-08-21 | #NAME? | #NAME? | #NAME?
1979-08-22 | 1979 | 8 | 234 | 22 | 4 | 8 | 4.0449 | 6.8333 | 0 | 0 | 0 | #NAME? | #NAME? | #NAME? | #NAME? | #NAME? | #NAME? | FALSE | 0 | TRUE | TRUE | #NAME? | #NAME? | #NAME? | #NAME? | #NAME? | #NAME? | #NAME? | #NAME? | #NAME? | #NAME? |  |  | 1: 0; 2: 0; 3: 5.1863; 4: 4.1615 | 9.3478 |  | 198.1369 | 305.068 | 314.5031 | 19798 | 9.3478 | 198.1369 | 324.089 |  | 0 | 3040 | 3040 | 1979-08-22 | #NAME? | #NAME? | #NAME?
1979-08-23 | 1979 | 8 | 235 | 23 | 5 | 9.1 | 4.7016 | 2.6667 | 0 | 0 | 0 | #NAME? | #NAME? | #NAME? | #NAME? | #NAME? | #NAME? | TRUE | 0 | TRUE | TRUE | #NAME? | #NAME? | #NAME? | #NAME? | #NAME? | #NAME? | #NAME? | #NAME? | #NAME? | #NAME? |  |  | 1: 0; 2: 0; 3: 0; 4: 0 | 0 |  | 0 | 0 | 0 | 19798 | 0 | 0 | 0 |  | 0 | 3041 | 3041 | 1979-08-23 | #NAME? | #NAME? | #NAME?
1979-08-24 | 1979 | 8 | 236 | 24 | 6 | 8.6 | 3.0461 | 29.1667 | 0.4 | 0.4 | 0 | #NAME? | #NAME? | #NAME? | #NAME? | #NAME? | #NAME? | FALSE | 0 | TRUE | TRUE | #NAME? | #NAME? | #NAME? | #NAME? | #NAME? | #NAME? | #NAME? | #NAME? | #NAME? | #NAME? |  |  | 1: 0; 2: 0; 3: 0; 4: 4.8659 | 4.8659 |  | 142.7319 | 219.7617 | 226.5585 | 19798 | 4.8659 | 142.7319 | 233.4639 |  | 0 | 3042 | 3042 | 1979-08-24 | #NAME? | #NAME? | #NAME?
1979-08-25 | 1979 | 8 | 237 | 25 | 7 | 9.8 | 2.6655 | 16.3333 | 0.6 | 0.6 | 0 | #NAME? | #NAME? | #NAME? | #NAME? | #NAME? | #NAME? | FALSE | 0.4 | TRUE | TRUE | #NAME? | #NAME? | #NAME? | #NAME? | #NAME? | #NAME? | #NAME? | #NAME? | #NAME? | #NAME? |  |  | 1: 0; 2: 0; 3: 6.226; 4: 0 | 6.226 |  | 91.3147 | 140.5956 | 144.9439 | 19798 | 6.226 | 91.3147 | 149.3617 |  | 0 | 3043 | 3043 | 1979-08-25 | #NAME? | #NAME? | #NAME?
1979-08-26 | 1979 | 8 | 238 | 26 | 1 | 7.4 | 3.4079 | 5.5 | 0 | 0 | 0 | #NAME? | #NAME? | #NAME? | #NAME? | #NAME? | #NAME? | TRUE | 1 | TRUE | TRUE | #NAME? | #NAME? | #NAME? | #NAME? | #NAME? | #NAME? | #NAME? | #NAME? | #NAME? | #NAME? |  |  | 1: 13.9159; 2: 16.9366; 3: 0; 4: 0 | 30.8525 |  | 700.908 | 1133.7702 | 1173.2128 | 19798 | 30.8525 | 700.908 | 1146.4624 |  | 0 | 3044 | 3044 | 1979-08-26 | #NAME? | #NAME? | #NAME?
1979-08-27 | 1979 | 8 | 239 | 27 | 2 | 9.2 | 4.3164 | 4.5 | 0 | 0 | 0 | #NAME? | #NAME? | #NAME? | #NAME? | #NAME? | #NAME? | FALSE | 0.6 | TRUE | TRUE | #NAME? | #NAME? | #NAME? | #NAME? | #NAME? | #NAME? | #NAME? | #NAME? | #NAME? | #NAME? |  |  | 1: 0; 2: 0; 3: 0; 4: 5.6203 | 5.6203 |  | 164.8632 | 253.837 | 261.6876 | 19798 | 5.6203 | 164.8632 | 269.6637 |  | 0 | 3045 | 3045 | 1979-08-27 | #NAME? | #NAME? | #NAME?
1979-08-28 | 1979 | 8 | 240 | 28 | 3 | 12.2 | 4.7006 | 10.6667 | 0 | 0 | 0 | #NAME? | #NAME? | #NAME? | #NAME? | #NAME? | #NAME? | TRUE | 0 | TRUE | TRUE | #NAME? | #NAME? | #NAME? | #NAME? | #NAME? | #NAME? | #NAME? | #NAME? | #NAME? | #NAME? |  |  | 1: 1.2859; 2: 1.9675; 3: 0; 4: 0 | 3.2534 |  | 76.573 | 124.2402 | 128.5912 | 19798 | 3.2534 | 76.573 | 125.2491 |  | 0 | 3046 | 3046 | 1979-08-28 | #NAME? | #NAME? | #NAME?
1979-08-29 | 1979 | 8 | 241 | 29 | 4 | 9 | 4.5901 | 12 | 0 | 0 | 0 | #NAME? | #NAME? | #NAME? | #NAME? | #NAME? | #NAME? | FALSE | 0 | TRUE | TRUE | #NAME? | #NAME? | #NAME? | #NAME? | #NAME? | #NAME? | #NAME? | #NAME? | #NAME? | #NAME? |  |  | 1: 0; 2: 0; 3: 7.8093; 4: 4.9593 | 12.7687 |  | 260.0112 | 400.3347 | 412.7162 | 19798 | 12.7687 | 260.0112 | 425.2955 |  | 0 | 3047 | 3047 | 1979-08-29 | #NAME? | #NAME? | #NAME?
1979-08-30 | 1979 | 8 | 242 | 30 | 5 | 8.3 | 4.1326 | 5.6667 | 1 | 1 | 0 | #NAME? | #NAME? | #NAME? | #NAME? | #NAME? | #NAME? | TRUE | 0 | TRUE | TRUE | #NAME? | #NAME? | #NAME? | #NAME? | #NAME? | #NAME? | #NAME? | #NAME? | #NAME? | #NAME? |  |  | 1: 2.3294; 2: 2.8747; 3: 0; 4: 0 | 5.2041 |  | 118.4894 | 191.7025 | 198.3744 | 19798 | 5.2041 | 118.4894 | 193.8109 |  | 0 | 3048 | 3048 | 1979-08-30 | #NAME? | #NAME? | #NAME?
1979-08-31 | 1979 | 8 | 243 | 31 | 6 | 12.9 | 3.3928 | 13 | 1.2 | 1.2 | 0 | #NAME? | #NAME? | #NAME? | #NAME? | #NAME? | #NAME? | FALSE | 1 | TRUE | TRUE | #NAME? | #NAME? | #NAME? | #NAME? | #NAME? | #NAME? | #NAME? | #NAME? | #NAME? | #NAME? |  |  | 1: 0; 2: 0; 3: 0; 4: 4.7975 | 4.7975 |  | 140.7269 | 216.6747 | 223.376 | 19798 | 4.7975 | 140.7269 | 230.1843 |  | 0 | 3049 | 3049 | 1979-08-31 | #NAME? | #NAME? | #NAME?
1979-09-01 | 1979 | 9 | 244 | 1 | 7 | 6.2 | 3.4251 | 6.6667 | 0 | 0 | 0 | #NAME? | #NAME? | #NAME? | #NAME? | #NAME? | #NAME? | FALSE | 2.2 | TRUE | TRUE | #NAME? | #NAME? | #NAME? | #NAME? | #NAME? | #NAME? | #NAME? | #NAME? | #NAME? | #NAME? |  |  | 1: 0; 2: 0; 3: 7.2548; 4: 0 | 7.2548 |  | 106.4043 | 163.8289 | 168.8957 | 19799 | 7.2548 | 106.4043 | 174.0436 |  | 0 | 3050 | 3050 | 1979-09-01 | #NAME? | #NAME? | #NAME?
1979-09-02 | 1979 | 9 | 245 | 2 | 1 | 8.2 | 3.869 | 3 | 0 | 0 | 0 | #NAME? | #NAME? | #NAME? | #NAME? | #NAME? | #NAME? | TRUE | 1.2 | TRUE | TRUE | #NAME? | #NAME? | #NAME? | #NAME? | #NAME? | #NAME? | #NAME? | #NAME? | #NAME? | #NAME? |  |  | 1: 5.9376; 2: 7.6657; 3: 0; 4: 0 | 13.6033 |  | 311.9444 | 505.0052 | 522.6052 | 19799 | 13.6033 | 311.9444 | 510.2418 |  | 0 | 3051 | 3051 | 1979-09-02 | #NAME? | #NAME? | #NAME?
1979-09-03 | 1979 | 9 | 246 | 3 | 2 | 8.8 | 4.3204 | 8.5 | 0 | 0 | 0 | #NAME? | #NAME? | #NAME? | #NAME? | #NAME? | #NAME? | FALSE | 0 | TRUE | TRUE | #NAME? | #NAME? | #NAME? | #NAME? | #NAME? | #NAME? | #NAME? | #NAME? | #NAME? | #NAME? |  |  | 1: 0; 2: 0; 3: 0; 4: 6.2918 | 6.2918 |  | 184.558 | 284.1608 | 292.9492 | 19799 | 6.2918 | 184.558 | 301.8782 |  | 0 | 3052 | 3052 | 1979-09-03 | #NAME? | #NAME? | #NAME?
1979-09-04 | 1979 | 9 | 247 | 4 | 3 | 9.1 | 4.5131 | 27.5 | 0 | 0 | 0 | #NAME? | #NAME? | #NAME? | #NAME? | #NAME? | #NAME? | TRUE | 0 | TRUE | TRUE | #NAME? | #NAME? | #NAME? | #NAME? | #NAME? | #NAME? | #NAME? | #NAME? | #NAME? | #NAME? |  |  | 1: 5.1473; 2: 6.8924; 3: 0; 4: 0 | 12.0397 |  | 277.6718 | 449.7437 | 465.4348 | 19799 | 12.0397 | 277.6718 | 454.1826 |  | 0 | 3053 | 3053 | 1979-09-04 | #NAME? | #NAME? | #NAME?
1979-09-05 | 1979 | 9 | 248 | 5 | 4 | 4.5 | 4.0919 | 7.3333 | 0 | 0 | 0 | #NAME? | #NAME? | #NAME? | #NAME? | #NAME? | #NAME? | FALSE | 0 | TRUE | TRUE | #NAME? | #NAME? | #NAME? | #NAME? | #NAME? | #NAME? | #NAME? | #NAME? | #NAME? | #NAME? |  |  | 1: 0; 2: 0; 3: 3.9514; 4: 4.8584 | 8.8098 |  | 200.4679 | 308.6569 | 318.203 | 19799 | 8.8098 | 200.4679 | 327.9016 |  | 0 | 3054 | 3054 | 1979-09-05 | #NAME? | #NAME? | #NAME?
1979-09-06 | 1979 | 9 | 249 | 6 | 5 | 5.7 | 3.9143 | 8 | 0 | 0 | 0 | #NAME? | #NAME? | #NAME? | #NAME? | #NAME? | #NAME? | TRUE | 0 | TRUE | TRUE | #NAME? | #NAME? | #NAME? | #NAME? | #NAME? | #NAME? | #NAME? | #NAME? | #NAME? | #NAME? |  |  | 1: 2.5163; 2: 3.2724; 3: 0; 4: 0 | 5.7888 |  | 132.8976 | 215.1687 | 222.6692 | 19799 | 5.7888 | 132.8976 | 217.3782 |  | 0 | 3055 | 3055 | 1979-09-06 | #NAME? | #NAME? | #NAME?
1979-09-07 | 1979 | 9 | 250 | 7 | 6 | 6.9 | 3.761 | 20.5 | 0 | 0 | 0 | #NAME? | #NAME? | #NAME? | #NAME? | #NAME? | #NAME? | FALSE | 0 | TRUE | TRUE | #NAME? | #NAME? | #NAME? | #NAME? | #NAME? | #NAME? | #NAME? | #NAME? | #NAME? | #NAME? |  |  | 1: 0; 2: 0; 3: 0; 4: 4.4329 | 4.4329 |  | 130.031 | 200.2064 | 206.3984 | 19799 | 4.4329 | 130.031 | 212.6893 |  | 0 | 3056 | 3056 | 1979-09-07 | #NAME? | #NAME? | #NAME?
1979-09-08 | 1979 | 9 | 251 | 8 | 7 | 8.1 | 4.5538 | 7 | 0 | 0 | 0 | #NAME? | #NAME? | #NAME? | #NAME? | #NAME? | #NAME? | FALSE | 0 | TRUE | TRUE | #NAME? | #NAME? | #NAME? | #NAME? | #NAME? | #NAME? | #NAME? | #NAME? | #NAME? | #NAME? |  |  | 1: 0; 2: 0; 3: 2.0678; 4: 0 | 2.0678 |  | 30.3283 | 46.696 | 48.1402 | 19799 | 2.0678 | 30.3283 | 49.6075 |  | 0 | 3057 | 3057 | 1979-09-08 | #NAME? | #NAME? | #NAME?
1979-09-09 | 1979 | 9 | 252 | 9 | 1 | 8.2 | 2.9558 | 12.1667 | 10.4 | 10.4 | 4.05 | #NAME? | #NAME? | #NAME? | #NAME? | #NAME? | #NAME? | TRUE | 0 | TRUE | TRUE | #NAME? | #NAME? | #NAME? | #NAME? | #NAME? | #NAME? | #NAME? | #NAME? | #NAME? | #NAME? |  |  | 1: 6.1838; 2: 8.66; 3: 0; 4: 0 | 14.8439 |  | 344.7242 | 558.681 | 578.1981 | 19799 | 14.8439 | 344.7242 | 563.8591 |  | 0 | 3058 | 3058 | 1979-09-09 | #NAME? | #NAME? | #NAME?
1979-09-10 | 1979 | 9 | 253 | 10 | 2 | 7.9 | 2.1595 | 6.5 | 5.2 | 5.2 | 0.15 | #NAME? | #NAME? | #NAME? | #NAME? | #NAME? | #NAME? | FALSE | 10.4 | FALSE | TRUE | #NAME? | #NAME? | #NAME? | #NAME? | #NAME? | #NAME? | #NAME? | #NAME? | #NAME? | #NAME? |  |  | 1: 0; 2: 0; 3: 0; 4: 0 | 0 |  | 0 | 0 | 0 | 19799 | 0 | 0 | 0 |  | 0 | 3059 | 3059 | 1979-09-10 | #NAME? | #NAME? | #NAME?
1979-09-11 | 1979 | 9 | 254 | 11 | 3 | 5.7 | 2.4277 | 15.5 | 0.4 | 0.4 | 0 | #NAME? | #NAME? | #NAME? | #NAME? | #NAME? | #NAME? | TRUE | 15.6 | FALSE | FALSE | #NAME? | #NAME? | #NAME? | #NAME? | #NAME? | #NAME? | #NAME? | #NAME? | #NAME? | #NAME? |  |  | 1: 0; 2: 0; 3: 0; 4: 0 | 0 |  | 0 | 0 | 0 | 19799 | 0 | 0 | 0 |  | 0 | 3060 | 3060 | 1979-09-11 | #NAME? | #NAME? | #NAME?
1979-09-12 | 1979 | 9 | 255 | 12 | 4 | 1.6 | 2.1995 | 2.6667 | 0 | 0 | 0 | #NAME? | #NAME? | #NAME? | #NAME? | #NAME? | #NAME? | FALSE | 5.6 | TRUE | TRUE | #NAME? | #NAME? | #NAME? | #NAME? | #NAME? | #NAME? | #NAME? | #NAME? | #NAME? | #NAME? |  |  | 1: 0; 2: 0; 3: 8.4144; 4: 4.7332 | 13.1477 |  | 262.253 | 403.7864 | 416.2747 | 19799 | 13.1477 | 262.253 | 428.9625 |  | 0 | 3061 | 3061 | 1979-09-12 | #NAME? | #NAME? | #NAME?
1979-09-13 | 1979 | 9 | 256 | 13 | 5 | 6.8 | 3.3334 | 1.3333 | 0 | 0 | 0 | #NAME? | #NAME? | #NAME? | #NAME? | #NAME? | #NAME? | TRUE | 0.4 | TRUE | TRUE | #NAME? | #NAME? | #NAME? | #NAME? | #NAME? | #NAME? | #NAME? | #NAME? | #NAME? | #NAME? |  |  | 1: 6.2151; 2: 9.2757; 3: 0; 4: 0 | 15.4909 |  | 363.2436 | 589.1796 | 609.7991 | 19799 | 15.4909 | 363.2436 | 594.1508 |  | 0 | 3062 | 3062 | 1979-09-13 | #NAME? | #NAME? | #NAME?
1979-09-14 | 1979 | 9 | 257 | 14 | 6 | 11.4 | 4.4143 | 7.6667 | 0 | 0 | 0 | #NAME? | #NAME? | #NAME? | #NAME? | #NAME? | #NAME? | FALSE | 0 | TRUE | TRUE | #NAME? | #NAME? | #NAME? | #NAME? | #NAME? | #NAME? | #NAME? | #NAME? | #NAME? | #NAME? |  |  | 1: 0; 2: 0; 3: 0; 4: 4.1134 | 4.1134 |  | 120.6596 | 185.7776 | 191.5233 | 19799 | 4.1134 | 120.6596 | 197.3608 |  | 0 | 3063 | 3063 | 1979-09-14 | #NAME? | #NAME? | #NAME?
1979-09-15 | 1979 | 9 | 258 | 15 | 7 | 14.7 | 6.5261 | 25.8333 | 0 | 0 | 0 | #NAME? | #NAME? | #NAME? | #NAME? | #NAME? | #NAME? | FALSE | 0 | TRUE | TRUE | #NAME? | #NAME? | #NAME? | #NAME? | #NAME? | #NAME? | #NAME? | #NAME? | #NAME? | #NAME? |  |  | 1: 0; 2: 0; 3: 0; 4: 0 | 0 |  | 0 | 0 | 0 | 19799 | 0 | 0 | 0 |  | 0 | 3064 | 3064 | 1979-09-15 | #NAME? | #NAME? | #NAME?
1979-09-16 | 1979 | 9 | 259 | 16 | 1 | 9.2 | 4.2488 | 15.8333 | 0 | 0 | 0 | #NAME? | #NAME? | #NAME? | #NAME? | #NAME? | #NAME? | TRUE | 0 | TRUE | TRUE | #NAME? | #NAME? | #NAME? | #NAME? | #NAME? | #NAME? | #NAME? | #NAME? | #NAME? | #NAME? |  |  | 1: 5.6493; 2: 6.4702; 3: 0; 4: 0 | 12.1195 |  | 272.6487 | 440.6488 | 455.9494 | 19799 | 12.1195 | 272.6487 | 445.9664 |  | 0 | 3065 | 3065 | 1979-09-16 | #NAME? | #NAME? | #NAME?
1979-09-17 | 1979 | 9 | 260 | 17 | 2 | 5.2 | 3.6577 | 8.5 | 0 | 0 | 0 | #NAME? | #NAME? | #NAME? | #NAME? | #NAME? | #NAME? | FALSE | 0 | TRUE | TRUE | #NAME? | #NAME? | #NAME? | #NAME? | #NAME? | #NAME? | #NAME? | #NAME? | #NAME? | #NAME? |  |  | 1: 0; 2: 0; 3: 4.5282; 4: 8.3541 | 12.8822 |  | 311.4658 | 479.5584 | 494.3901 | 19799 | 12.8822 | 311.4658 | 509.4588 |  | 0 | 3066 | 3066 | 1979-09-17 | #NAME? | #NAME? | #NAME?
1979-09-18 | 1979 | 9 | 261 | 18 | 3 | 5.7 | 4.2788 | 7.1667 | 0 | 0 | 0 | #NAME? | #NAME? | #NAME? | #NAME? | #NAME? | #NAME? | TRUE | 0 | TRUE | TRUE | #NAME? | #NAME? | #NAME? | #NAME? | #NAME? | #NAME? | #NAME? | #NAME? | #NAME? | #NAME? |  |  | 1: 0; 2: 0; 3: 0; 4: 0 | 0 |  | 0 | 0 | 0 | 19799 | 0 | 0 | 0 |  | 0 | 3067 | 3067 | 1979-09-18 | #NAME? | #NAME? | #NAME?
1979-09-19 | 1979 | 9 | 262 | 19 | 4 | 10 | 2.0753 | 16.6667 | 0.3 | 0.3 | 0 | #NAME? | #NAME? | #NAME? | #NAME? | #NAME? | #NAME? | FALSE | 0 | TRUE | TRUE | #NAME? | #NAME? | #NAME? | #NAME? | #NAME? | #NAME? | #NAME? | #NAME? | #NAME? | #NAME? |  |  | 1: 0; 2: 0; 3: 1.8733; 4: 4.6333 | 6.5066 |  | 163.3864 | 251.5632 | 259.3435 | 19799 | 6.5066 | 163.3864 | 267.2482 |  | 0 | 3068 | 3068 | 1979-09-19 | #NAME? | #NAME? | #NAME?
1979-09-20 | 1979 | 9 | 263 | 20 | 5 | 6.2 | 2.8757 | 8.8333 | 0 | 0 | 0 | #NAME? | #NAME? | #NAME? | #NAME? | #NAME? | #NAME? | TRUE | 0.3 | TRUE | TRUE | #NAME? | #NAME? | #NAME? | #NAME? | #NAME? | #NAME? | #NAME? | #NAME? | #NAME? | #NAME? |  |  | 1: 15.06; 2: 19.6877; 3: 0; 4: 0 | 34.7477 |  | 798.387 | 1292.7247 | 1337.7945 | 19799 | 34.7477 | 798.387 | 1305.9069 |  | 0 | 3069 | 3069 | 1979-09-20 | #NAME? | #NAME? | #NAME?
1979-09-21 | 1979 | 9 | 264 | 21 | 6 | 5.9 | 2.1679 | 2.1667 | 3.6 | 3.6 | 0 | #NAME? | #NAME? | #NAME? | #NAME? | #NAME? | #NAME? | FALSE | 0.3 | TRUE | TRUE | #NAME? | #NAME? | #NAME? | #NAME? | #NAME? | #NAME? | #NAME? | #NAME? | #NAME? | #NAME? |  |  | 1: 0; 2: 0; 3: 0; 4: 3.8616 | 3.8616 |  | 113.2751 | 174.4076 | 179.8017 | 19799 | 3.8616 | 113.2751 | 185.2819 |  | 0 | 3070 | 3070 | 1979-09-21 | #NAME? | #NAME? | #NAME?
1979-09-22 | 1979 | 9 | 265 | 22 | 7 | 7 | 2.0098 | 4.6667 | 0 | 0 | 0 | #NAME? | #NAME? | #NAME? | #NAME? | #NAME? | #NAME? | FALSE | 3.6 | TRUE | TRUE | #NAME? | #NAME? | #NAME? | #NAME? | #NAME? | #NAME? | #NAME? | #NAME? | #NAME? | #NAME? |  |  | 1: 0; 2: 0; 3: 0; 4: 0 | 0 |  | 0 | 0 | 0 | 19799 | 0 | 0 | 0 |  | 0 | 3071 | 3071 | 1979-09-22 | #NAME? | #NAME? | #NAME?
1979-09-23 | 1979 | 9 | 266 | 23 | 1 | 8.2 | 2.4009 | 16.8333 | 0 | 0 | 0 | #NAME? | #NAME? | #NAME? | #NAME? | #NAME? | #NAME? | TRUE | 3.6 | TRUE | FALSE | #NAME? | #NAME? | #NAME? | #NAME? | #NAME? | #NAME? | #NAME? | #NAME? | #NAME? | #NAME? |  |  | 1: 0; 2: 0; 3: 0; 4: 0 | 0 |  | 0 | 0 | 0 | 19799 | 0 | 0 | 0 |  | 0 | 3072 | 3072 | 1979-09-23 | #NAME? | #NAME? | #NAME?
1979-09-24 | 1979 | 9 | 267 | 24 | 2 | 2.8 | 3.1098 | 4.1667 | 0 | 0 | 0 | #NAME? | #NAME? | #NAME? | #NAME? | #NAME? | #NAME? | FALSE | 0 | TRUE | FALSE | #NAME? | #NAME? | #NAME? | #NAME? | #NAME? | #NAME? | #NAME? | #NAME? | #NAME? | #NAME? |  |  | 1: 0; 2: 0; 3: 0; 4: 0 | 0 |  | 0 | 0 | 0 | 19799 | 0 | 0 | 0 |  | 0 | 3073 | 3073 | 1979-09-24 | #NAME? | #NAME? | #NAME?
1979-09-25 | 1979 | 9 | 268 | 25 | 3 | 2.3 | 3.7956 | 3 | 0 | 0 | 0 | #NAME? | #NAME? | #NAME? | #NAME? | #NAME? | #NAME? | TRUE | 0 | TRUE | TRUE | #NAME? | #NAME? | #NAME? | #NAME? | #NAME? | #NAME? | #NAME? | #NAME? | #NAME? | #NAME? |  |  | 1: 2.038; 2: 2.7196; 3: 0; 4: 0 | 4.7576 |  | 109.6651 | 177.6159 | 183.8121 | 19799 | 4.7576 | 109.6651 | 179.3772 |  | 0 | 3074 | 3074 | 1979-09-25 | #NAME? | #NAME? | #NAME?
1979-09-26 | 1979 | 9 | 269 | 26 | 4 | 11.3 | 4.3212 | 19.3333 | 0 | 0 | 0 | #NAME? | #NAME? | #NAME? | #NAME? | #NAME? | #NAME? | FALSE | 0 | TRUE | TRUE | #NAME? | #NAME? | #NAME? | #NAME? | #NAME? | #NAME? | #NAME? | #NAME? | #NAME? | #NAME? |  |  | 1: 0; 2: 0; 3: 0; 4: 8.5039 | 8.5039 |  | 249.4464 | 384.0682 | 395.9466 | 19799 | 8.5039 | 249.4464 | 408.0149 |  | 0 | 3075 | 3075 | 1979-09-26 | #NAME? | #NAME? | #NAME?
1979-09-27 | 1979 | 9 | 270 | 27 | 5 | 5.9 | 3.0722 | 26 | 0 | 0 | 0 | #NAME? | #NAME? | #NAME? | #NAME? | #NAME? | #NAME? | TRUE | 0 | TRUE | TRUE | #NAME? | #NAME? | #NAME? | #NAME? | #NAME? | #NAME? | #NAME? | #NAME? | #NAME? | #NAME? |  |  | 1: 2.7242; 2: 3.312; 3: 0; 4: 0 | 6.0362 |  | 137.1078 | 221.7786 | 229.4938 | 19799 | 6.0362 | 137.1078 | 224.2647 |  | 0 | 3076 | 3076 | 1979-09-27 | #NAME? | #NAME? | #NAME?
1979-09-28 | 1979 | 9 | 271 | 28 | 6 | 8.3 | 4.1859 | 22.5 | 0 | 0 | 0 | #NAME? | #NAME? | #NAME? | #NAME? | #NAME? | #NAME? | FALSE | 0 | TRUE | FALSE | #NAME? | #NAME? | #NAME? | #NAME? | #NAME? | #NAME? | #NAME? | #NAME? | #NAME? | #NAME? |  |  | 1: 0; 2: 0; 3: 0; 4: 0 | 0 |  | 0 | 0 | 0 | 19799 | 0 | 0 | 0 |  | 0 | 3077 | 3077 | 1979-09-28 | #NAME? | #NAME? | #NAME?
1979-09-29 | 1979 | 9 | 272 | 29 | 7 | 1.3 | 4.4321 | 9.3333 | 0 | 0 | 0 | #NAME? | #NAME? | #NAME? | #NAME? | #NAME? | #NAME? | FALSE | 0 | TRUE | FALSE | #NAME? | #NAME? | #NAME? | #NAME? | #NAME? | #NAME? | #NAME? | #NAME? | #NAME? | #NAME? |  |  | 1: 0; 2: 0; 3: 0; 4: 0 | 0 |  | 0 | 0 | 0 | 19799 | 0 | 0 | 0 |  | 0 | 3078 | 3078 | 1979-09-29 | #NAME? | #NAME? | #NAME?
1979-09-30 | 1979 | 9 | 273 | 30 | 1 | 2.9 | 3.0344 | 12.3333 | 0 | 0 | 0 | #NAME? | #NAME? | #NAME? | #NAME? | #NAME? | #NAME? | TRUE | 0 | TRUE | FALSE | #NAME? | #NAME? | #NAME? | #NAME? | #NAME? | #NAME? | #NAME? | #NAME? | #NAME? | #NAME? |  |  | 1: 0; 2: 0; 3: 0; 4: 0 | 0 |  | 0 | 0 | 0 | 19799 | 0 | 0 | 0 |  | 0 | 3079 | 3079 | 1979-09-30 | #NAME? | #NAME? | #NAME?
1980-05-01 | 1980 | 5 | 122 | 1 | 5 | 2.4 | 6.0394 | 3 | 0 | 0 | 0 | #NAME? | #NAME? | #NAME? | #NAME? | #NAME? | #NAME? | TRUE | 0 | TRUE | TRUE | #NAME? | #NAME? | #NAME? | #NAME? | #NAME? | #NAME? | #NAME? | #NAME? | #NAME? | #NAME? |  |  | 1: 0.6816; 2: 1.3632; 3: 0; 4: 0 | 2.0448 |  | 49.984 | 81.3537 | 84.2221 | 19805 | 2.0448 | 49.984 | 81.7579 |  | 0 | 3080 | 3080 | 1980-05-01 | #NAME? | #NAME? | #NAME?
1980-05-02 | 1980 | 5 | 123 | 2 | 6 | 7 | 5.5319 | 13 | 0.8 | 0.8 | 0 | #NAME? | #NAME? | #NAME? | #NAME? | #NAME? | #NAME? | FALSE | 0 | TRUE | TRUE | #NAME? | #NAME? | #NAME? | #NAME? | #NAME? | #NAME? | #NAME? | #NAME? | #NAME? | #NAME? |  |  | 1: 0; 2: 0; 3: 0; 4: 5.6017 | 5.6017 |  | 164.3154 | 252.9936 | 260.8181 | 19805 | 5.6017 | 164.3154 | 268.7677 |  | 0 | 3081 | 3081 | 1980-05-02 | #NAME? | #NAME? | #NAME?
1980-05-03 | 1980 | 5 | 124 | 3 | 7 | 6 | 5.5532 | 38.1667 | 0 | 0 | 0 | #NAME? | #NAME? | #NAME? | #NAME? | #NAME? | #NAME? | FALSE | 0.8 | TRUE | TRUE | #NAME? | #NAME? | #NAME? | #NAME? | #NAME? | #NAME? | #NAME? | #NAME? | #NAME? | #NAME? |  |  | 1: 0; 2: 0; 3: 5.5753; 4: 0 | 5.5753 |  | 81.7716 | 125.9023 | 129.7961 | 19805 | 5.5753 | 81.7716 | 133.7522 |  | 0 | 3082 | 3082 | 1980-05-03 | #NAME? | #NAME? | #NAME?
1980-05-04 | 1980 | 5 | 125 | 4 | 1 | 3.1 | 4.553 | 8.5 | 0 | 0 | 0 | #NAME? | #NAME? | #NAME? | #NAME? | #NAME? | #NAME? | TRUE | 0.8 | TRUE | TRUE | #NAME? | #NAME? | #NAME? | #NAME? | #NAME? | #NAME? | #NAME? | #NAME? | #NAME? | #NAME? |  |  | 1: 0; 2: 0; 3: 0; 4: 0 | 0 |  | 0 | 0 | 0 | 19805 | 0 | 0 | 0 |  | 0 | 3083 | 3083 | 1980-05-04 | #NAME? | #NAME? | #NAME?
1980-05-05 | 1980 | 5 | 126 | 5 | 2 | 3.8 | 5.6494 | 19.3333 | 0 | 0 | 0 | #NAME? | #NAME? | #NAME? | #NAME? | #NAME? | #NAME? | FALSE | 0 | TRUE | FALSE | #NAME? | #NAME? | #NAME? | #NAME? | #NAME? | #NAME? | #NAME? | #NAME? | #NAME? | #NAME? |  |  | 1: 0; 2: 0; 3: 0; 4: 0 | 0 |  | 0 | 0 | 0 | 19805 | 0 | 0 | 0 |  | 0 | 3084 | 3084 | 1980-05-05 | #NAME? | #NAME? | #NAME?
1980-05-06 | 1980 | 5 | 127 | 6 | 3 | 1.7 | 5.4743 | 13.6667 | 0 | 0 | 0 | #NAME? | #NAME? | #NAME? | #NAME? | #NAME? | #NAME? | TRUE | 0 | TRUE | TRUE | #NAME? | #NAME? | #NAME? | #NAME? | #NAME? | #NAME? | #NAME? | #NAME? | #NAME? | #NAME? |  |  | 1: 0; 2: 0; 3: 0; 4: 0 | 0 |  | 0 | 0 | 0 | 19805 | 0 | 0 | 0 |  | 0 | 3085 | 3085 | 1980-05-06 | #NAME? | #NAME? | #NAME?
1980-05-07 | 1980 | 5 | 128 | 7 | 4 | 4.6 | 4.1212 | 15.6667 | 0 | 0 | 0 | #NAME? | #NAME? | #NAME? | #NAME? | #NAME? | #NAME? | FALSE | 0 | TRUE | TRUE | #NAME? | #NAME? | #NAME? | #NAME? | #NAME? | #NAME? | #NAME? | #NAME? | #NAME? | #NAME? |  |  | 1: 0; 2: 0; 3: 2.2871; 4: 11.7595 | 14.0466 |  | 378.4901 | 582.7546 | 600.7779 | 19805 | 14.0466 | 378.4901 | 619.0893 |  | 0 | 3086 | 3086 | 1980-05-07 | #NAME? | #NAME? | #NAME?
1980-05-08 | 1980 | 5 | 129 | 8 | 5 | 4.1 | 4.709 | 13.5 | 0 | 0 | 0 | #NAME? | #NAME? | #NAME? | #NAME? | #NAME? | #NAME? | TRUE | 0 | TRUE | FALSE | #NAME? | #NAME? | #NAME? | #NAME? | #NAME? | #NAME? | #NAME? | #NAME? | #NAME? | #NAME? |  |  | 1: 0; 2: 0; 3: 0; 4: 0 | 0 |  | 0 | 0 | 0 | 19805 | 0 | 0 | 0 |  | 0 | 3087 | 3087 | 1980-05-08 | #NAME? | #NAME? | #NAME?
1980-05-09 | 1980 | 5 | 130 | 9 | 6 | 1 | 4.8206 | 12 | 0 | 0 | 0 | #NAME? | #NAME? | #NAME? | #NAME? | #NAME? | #NAME? | FALSE | 0 | TRUE | TRUE | #NAME? | #NAME? | #NAME? | #NAME? | #NAME? | #NAME? | #NAME? | #NAME? | #NAME? | #NAME? |  |  | 1: 0; 2: 0; 3: 0; 4: 4.8699 | 4.8699 |  | 142.8518 | 219.9465 | 226.7489 | 19805 | 4.8699 | 142.8518 | 233.6601 |  | 0 | 3088 | 3088 | 1980-05-09 | #NAME? | #NAME? | #NAME?
1980-05-10 | 1980 | 5 | 131 | 10 | 7 | 3.8 | 3.9087 | 1.8333 | 0 | 0 | 0 | #NAME? | #NAME? | #NAME? | #NAME? | #NAME? | #NAME? | FALSE | 0 | TRUE | FALSE | #NAME? | #NAME? | #NAME? | #NAME? | #NAME? | #NAME? | #NAME? | #NAME? | #NAME? | #NAME? |  |  | 1: 0; 2: 0; 3: 0; 4: 0 | 0 |  | 0 | 0 | 0 | 19805 | 0 | 0 | 0 |  | 0 | 3089 | 3089 | 1980-05-10 | #NAME? | #NAME? | #NAME?
1980-05-11 | 1980 | 5 | 132 | 11 | 1 | -1.2 | 4.5611 | 9.1667 | 0 | 0 | 0 | #NAME? | #NAME? | #NAME? | #NAME? | #NAME? | #NAME? | TRUE | 0 | TRUE | FALSE | #NAME? | #NAME? | #NAME? | #NAME? | #NAME? | #NAME? | #NAME? | #NAME? | #NAME? | #NAME? |  |  | 1: 0; 2: 0; 3: 0; 4: 0 | 0 |  | 0 | 0 | 0 | 19805 | 0 | 0 | 0 |  | 0 | 3090 | 3090 | 1980-05-11 | #NAME? | #NAME? | #NAME?
1980-05-12 | 1980 | 5 | 133 | 12 | 2 | 2 | 4.8184 | 2.1667 | 0 | 0 | 0 | #NAME? | #NAME? | #NAME? | #NAME? | #NAME? | #NAME? | FALSE | 0 | TRUE | FALSE | #NAME? | #NAME? | #NAME? | #NAME? | #NAME? | #NAME? | #NAME? | #NAME? | #NAME? | #NAME? |  |  | 1: 0; 2: 0; 3: 0; 4: 0 | 0 |  | 0 | 0 | 0 | 19805 | 0 | 0 | 0 |  | 0 | 3091 | 3091 | 1980-05-12 | #NAME? | #NAME? | #NAME?
1980-05-13 | 1980 | 5 | 134 | 13 | 3 | 2.4 | 5.0488 | 5 | 0 | 0 | 0 | #NAME? | #NAME? | #NAME? | #NAME? | #NAME? | #NAME? | TRUE | 0 | TRUE | FALSE | #NAME? | #NAME? | #NAME? | #NAME? | #NAME? | #NAME? | #NAME? | #NAME? | #NAME? | #NAME? |  |  | 1: 0; 2: 0; 3: 0; 4: 0 | 0 |  | 0 | 0 | 0 | 19805 | 0 | 0 | 0 |  | 0 | 3092 | 3092 | 1980-05-13 | #NAME? | #NAME? | #NAME?
1980-05-14 | 1980 | 5 | 135 | 14 | 4 | 2.7 | 5.6192 | 4.3333 | 0 | 0 | 0 | #NAME? | #NAME? | #NAME? | #NAME? | #NAME? | #NAME? | FALSE | 0 | TRUE | FALSE | #NAME? | #NAME? | #NAME? | #NAME? | #NAME? | #NAME? | #NAME? | #NAME? | #NAME? | #NAME? |  |  | 1: 0; 2: 0; 3: 0; 4: 0 | 0 |  | 0 | 0 | 0 | 19805 | 0 | 0 | 0 |  | 0 | 3093 | 3093 | 1980-05-14 | #NAME? | #NAME? | #NAME?
1980-05-15 | 1980 | 5 | 136 | 15 | 5 | 1.5 | 5.3587 | 6 | 0 | 0 | 0 | #NAME? | #NAME? | #NAME? | #NAME? | #NAME? | #NAME? | TRUE | 0 | TRUE | FALSE | #NAME? | #NAME? | #NAME? | #NAME? | #NAME? | #NAME? | #NAME? | #NAME? | #NAME? | #NAME? |  |  | 1: 0; 2: 0; 3: 0; 4: 0 | 0 |  | 0 | 0 | 0 | 19805 | 0 | 0 | 0 |  | 0 | 3094 | 3094 | 1980-05-15 | #NAME? | #NAME? | #NAME?
1980-05-16 | 1980 | 5 | 137 | 16 | 6 | 2.1 | 5.3221 | 0.66667 | 0 | 0 | 0 | #NAME? | #NAME? | #NAME? | #NAME? | #NAME? | #NAME? | FALSE | 0 | TRUE | TRUE | #NAME? | #NAME? | #NAME? | #NAME? | #NAME? | #NAME? | #NAME? | #NAME? | #NAME? | #NAME? |  |  | 1: 0; 2: 0; 3: 0; 4: 12.161 | 12.161 |  | 356.7238 | 549.2414 | 566.2282 | 19805 | 12.161 | 356.7238 | 583.4865 |  | 0 | 3095 | 3095 | 1980-05-16 | #NAME? | #NAME? | #NAME?
1980-05-17 | 1980 | 5 | 138 | 17 | 7 | 4.9 | 6.02 | 2.1667 | 0 | 0 | 0 | #NAME? | #NAME? | #NAME? | #NAME? | #NAME? | #NAME? | FALSE | 0 | TRUE | TRUE | #NAME? | #NAME? | #NAME? | #NAME? | #NAME? | #NAME? | #NAME? | #NAME? | #NAME? | #NAME? |  |  | 1: 0; 2: 0; 3: 0; 4: 0 | 0 |  | 0 | 0 | 0 | 19805 | 0 | 0 | 0 |  | 0 | 3096 | 3096 | 1980-05-17 | #NAME? | #NAME? | #NAME?
1980-05-18 | 1980 | 5 | 139 | 18 | 1 | 9.4 | 6.4708 | 19.6667 | 0 | 0 | 0 | #NAME? | #NAME? | #NAME? | #NAME? | #NAME? | #NAME? | TRUE | 0 | TRUE | TRUE | #NAME? | #NAME? | #NAME? | #NAME? | #NAME? | #NAME? | #NAME? | #NAME? | #NAME? | #NAME? |  |  | 1: 6.8951; 2: 13.6704; 3: 0; 4: 0 | 20.5656 |  | 502.1284 | 817.1842 | 845.9913 | 19805 | 20.5656 | 502.1284 | 821.3222 |  | 0 | 3097 | 3097 | 1980-05-18 | #NAME? | #NAME? | #NAME?
1980-05-19 | 1980 | 5 | 140 | 19 | 2 | 5.1 | 5.5472 | 11.5 | 0 | 0 | 0 | #NAME? | #NAME? | #NAME? | #NAME? | #NAME? | #NAME? | FALSE | 0 | TRUE | TRUE | #NAME? | #NAME? | #NAME? | #NAME? | #NAME? | #NAME? | #NAME? | #NAME? | #NAME? | #NAME? |  |  | 1: 0; 2: 0; 3: 4.7232; 4: 9.15 | 13.8731 |  | 337.6721 | 519.9079 | 535.9875 | 19805 | 13.8731 | 337.6721 | 552.3241 |  | 0 | 3098 | 3098 | 1980-05-19 | #NAME? | #NAME? | #NAME?
1980-05-20 | 1980 | 5 | 141 | 20 | 3 | 10.2 | 5.8304 | 8.5 | 0 | 0 | 0 | #NAME? | #NAME? | #NAME? | #NAME? | #NAME? | #NAME? | TRUE | 0 | TRUE | TRUE | #NAME? | #NAME? | #NAME? | #NAME? | #NAME? | #NAME? | #NAME? | #NAME? | #NAME? | #NAME? |  |  | 1: 2.8429; 2: 4.8974; 3: 0; 4: 0 | 7.7403 |  | 185.353 | 301.1713 | 311.7517 | 19805 | 7.7403 | 185.353 | 303.1786 |  | 0 | 3099 | 3099 | 1980-05-20 | #NAME? | #NAME? | #NAME?
1980-05-21 | 1980 | 5 | 142 | 21 | 4 | 7.3 | 6.4316 | 11.8333 | 0 | 0 | 0 | #NAME? | #NAME? | #NAME? | #NAME? | #NAME? | #NAME? | FALSE | 0 | TRUE | TRUE | #NAME? | #NAME? | #NAME? | #NAME? | #NAME? | #NAME? | #NAME? | #NAME? | #NAME? | #NAME? |  |  | 1: 0; 2: 0; 3: 8.2332; 4: 5.4867 | 13.7199 |  | 281.6976 | 433.7249 | 447.1391 | 19805 | 13.7199 | 281.6976 | 460.7676 |  | 0 | 3100 | 3100 | 1980-05-21 | #NAME? | #NAME? | #NAME?
1980-05-22 | 1980 | 5 | 143 | 22 | 5 | 7.4 | 4.3206 | 5 | 0.4 | 0.4 | 0 | #NAME? | #NAME? | #NAME? | #NAME? | #NAME? | #NAME? | TRUE | 0 | TRUE | TRUE | #NAME? | #NAME? | #NAME? | #NAME? | #NAME? | #NAME? | #NAME? | #NAME? | #NAME? | #NAME? |  |  | 1: 9.4882; 2: 15.8542; 3: 0; 4: 0 | 25.3425 |  | 604.2184 | 981.4097 | 1015.8604 | 19805 | 25.3425 | 604.2184 | 988.3089 |  | 0 | 3101 | 3101 | 1980-05-22 | #NAME? | #NAME? | #NAME?
1980-05-23 | 1980 | 5 | 144 | 23 | 6 | 6 | 3.3961 | 11.5 | 38.2 | 38.2 | 24.9 | #NAME? | #NAME? | #NAME? | #NAME? | #NAME? | #NAME? | FALSE | 0.4 | TRUE | TRUE | #NAME? | #NAME? | #NAME? | #NAME? | #NAME? | #NAME? | #NAME? | #NAME? | #NAME? | #NAME? |  |  | 1: 0; 2: 0; 3: 0; 4: 5.9137 | 5.9137 |  | 173.4687 | 267.0868 | 275.3472 | 19805 | 5.9137 | 173.4687 | 283.7396 |  | 0 | 3102 | 3102 | 1980-05-23 | #NAME? | #NAME? | #NAME?
1980-05-24 | 1980 | 5 | 145 | 24 | 7 | 4.6 | 3.8568 | 38.5 | 7.6 | 7.6 | 1.95 | #NAME? | #NAME? | #NAME? | #NAME? | #NAME? | #NAME? | FALSE | 38.6 | FALSE | TRUE | #NAME? | #NAME? | #NAME? | #NAME? | #NAME? | #NAME? | #NAME? | #NAME? | #NAME? | #NAME? |  |  | 1: 0; 2: 0; 3: 0; 4: 0 | 0 |  | 0 | 0 | 0 | 19805 | 0 | 0 | 0 |  | 0 | 3103 | 3103 | 1980-05-24 | #NAME? | #NAME? | #NAME?
1980-05-25 | 1980 | 5 | 146 | 25 | 1 | 3.9 | 3.9949 | 29 | 18.5 | 18.5 | 10.125 | #NAME? | #NAME? | #NAME? | #NAME? | #NAME? | #NAME? | TRUE | 45.8 | FALSE | TRUE | #NAME? | #NAME? | #NAME? | #NAME? | #NAME? | #NAME? | #NAME? | #NAME? | #NAME? | #NAME? |  |  | 1: 0; 2: 0; 3: 0; 4: 0 | 0 |  | 0 | 0 | 0 | 19805 | 0 | 0 | 0 |  | 0 | 3104 | 3104 | 1980-05-25 | #NAME? | #NAME? | #NAME?
1980-05-26 | 1980 | 5 | 147 | 26 | 2 | 4.4 | 3.9104 | 49.1667 | 18.8 | 18.8 | 10.35 | #NAME? | #NAME? | #NAME? | #NAME? | #NAME? | #NAME? | FALSE | 26.1 | FALSE | TRUE | #NAME? | #NAME? | #NAME? | #NAME? | #NAME? | #NAME? | #NAME? | #NAME? | #NAME? | #NAME? |  |  | 1: 0; 2: 0; 3: 0; 4: 0 | 0 |  | 0 | 0 | 0 | 19805 | 0 | 0 | 0 |  | 0 | 3105 | 3105 | 1980-05-26 | #NAME? | #NAME? | #NAME?
1980-05-27 | 1980 | 5 | 148 | 27 | 3 | 4.6 | 2.9771 | 25.3333 | 3.4 | 3.4 | 0 | #NAME? | #NAME? | #NAME? | #NAME? | #NAME? | #NAME? | TRUE | 37.3 | FALSE | TRUE | #NAME? | #NAME? | #NAME? | #NAME? | #NAME? | #NAME? | #NAME? | #NAME? | #NAME? | #NAME? |  |  | 1: 0; 2: 0; 3: 0; 4: 0 | 0 |  | 0 | 0 | 0 | 19805 | 0 | 0 | 0 |  | 0 | 3106 | 3106 | 1980-05-27 | #NAME? | #NAME? | #NAME?
1980-05-28 | 1980 | 5 | 149 | 28 | 4 | 5.2 | 2.6905 | 5 | 7.4 | 7.4 | 1.8 | #NAME? | #NAME? | #NAME? | #NAME? | #NAME? | #NAME? | FALSE | 22.2 | FALSE | TRUE | #NAME? | #NAME? | #NAME? | #NAME? | #NAME? | #NAME? | #NAME? | #NAME? | #NAME? | #NAME? |  |  | 1: 0; 2: 0; 3: 0; 4: 0 | 0 |  | 0 | 0 | 0 | 19805 | 0 | 0 | 0 |  | 0 | 3107 | 3107 | 1980-05-28 | #NAME? | #NAME? | #NAME?
1980-05-29 | 1980 | 5 | 150 | 29 | 5 | 5.8 | 3.8035 | 14 | 0 | 0 | 0 | #NAME? | #NAME? | #NAME? | #NAME? | #NAME? | #NAME? | TRUE | 10.8 | FALSE | TRUE | #NAME? | #NAME? | #NAME? | #NAME? | #NAME? | #NAME? | #NAME? | #NAME? | #NAME? | #NAME? |  |  | 1: 0; 2: 0; 3: 0; 4: 0 | 0 |  | 0 | 0 | 0 | 19805 | 0 | 0 | 0 |  | 0 | 3108 | 3108 | 1980-05-29 | #NAME? | #NAME? | #NAME?
1980-05-30 | 1980 | 5 | 151 | 30 | 6 | 4 | 3.3748 | 11.1667 | 0 | 0 | 0 | #NAME? | #NAME? | #NAME? | #NAME? | #NAME? | #NAME? | FALSE | 7.4 | TRUE | TRUE | #NAME? | #NAME? | #NAME? | #NAME? | #NAME? | #NAME? | #NAME? | #NAME? | #NAME? | #NAME? |  |  | 1: 0; 2: 0; 3: 0; 4: 5.6891 | 5.6891 |  | 166.8816 | 256.9447 | 264.8914 | 19805 | 5.6891 | 166.8816 | 272.9651 |  | 0 | 3109 | 3109 | 1980-05-30 | #NAME? | #NAME? | #NAME?
1980-05-31 | 1980 | 5 | 152 | 31 | 7 | 3.2 | 3.9926 | 7.8333 | 0 | 0 | 0 | #NAME? | #NAME? | #NAME? | #NAME? | #NAME? | #NAME? | FALSE | 0 | TRUE | TRUE | #NAME? | #NAME? | #NAME? | #NAME? | #NAME? | #NAME? | #NAME? | #NAME? | #NAME? | #NAME? |  |  | 1: 0; 2: 0; 3: 3.2773; 4: 0 | 3.2773 |  | 48.0672 | 74.0082 | 76.2972 | 19805 | 3.2773 | 48.0672 | 78.6226 |  | 0 | 3110 | 3110 | 1980-05-31 | #NAME? | #NAME? | #NAME?
1980-06-01 | 1980 | 6 | 153 | 1 | 1 | 8 | 4.0177 | 13 | 21.4 | 21.4 | 12.3 | #NAME? | #NAME? | #NAME? | #NAME? | #NAME? | #NAME? | TRUE | 0 | TRUE | TRUE | #NAME? | #NAME? | #NAME? | #NAME? | #NAME? | #NAME? | #NAME? | #NAME? | #NAME? | #NAME? |  |  | 1: 0; 2: 0; 3: 0; 4: 0 | 0 |  | 0 | 0 | 0 | 19806 | 0 | 0 | 0 |  | 0 | 3111 | 3111 | 1980-06-01 | #NAME? | #NAME? | #NAME?
1980-06-02 | 1980 | 6 | 154 | 2 | 2 | 7.3 | 3.32 | 15.6667 | 5.8 | 5.8 | 0.6 | #NAME? | #NAME? | #NAME? | #NAME? | #NAME? | #NAME? | FALSE | 21.4 | FALSE | TRUE | #NAME? | #NAME? | #NAME? | #NAME? | #NAME? | #NAME? | #NAME? | #NAME? | #NAME? | #NAME? |  |  | 1: 0; 2: 0; 3: 0; 4: 0 | 0 |  | 0 | 0 | 0 | 19806 | 0 | 0 | 0 |  | 0 | 3112 | 3112 | 1980-06-02 | #NAME? | #NAME? | #NAME?
1980-06-03 | 1980 | 6 | 155 | 3 | 3 | 6.5 | 1.7046 | 8.6667 | 3.4 | 3.4 | 0 | #NAME? | #NAME? | #NAME? | #NAME? | #NAME? | #NAME? | TRUE | 27.2 | FALSE | TRUE | #NAME? | #NAME? | #NAME? | #NAME? | #NAME? | #NAME? | #NAME? | #NAME? | #NAME? | #NAME? |  |  | 1: 0; 2: 0; 3: 0; 4: 0 | 0 |  | 0 | 0 | 0 | 19806 | 0 | 0 | 0 |  | 0 | 3113 | 3113 | 1980-06-03 | #NAME? | #NAME? | #NAME?
1980-06-04 | 1980 | 6 | 156 | 4 | 4 | 6.1 | 3.4765 | 0 | 2.3 | 2.3 | 0 | #NAME? | #NAME? | #NAME? | #NAME? | #NAME? | #NAME? | FALSE | 9.2 | TRUE | TRUE | #NAME? | #NAME? | #NAME? | #NAME? | #NAME? | #NAME? | #NAME? | #NAME? | #NAME? | #NAME? |  |  | 1: 0; 2: 0; 3: 0; 4: 4.4435 | 4.4435 |  | 130.3429 | 200.6867 | 206.8935 | 19806 | 4.4435 | 130.3429 | 213.1995 |  | 0 | 3114 | 3114 | 1980-06-04 | #NAME? | #NAME? | #NAME?
1980-06-05 | 1980 | 6 | 157 | 5 | 5 | 5.5 | 3.926 | 31.6667 | 0 | 0 | 0 | #NAME? | #NAME? | #NAME? | #NAME? | #NAME? | #NAME? | TRUE | 5.7 | TRUE | TRUE | #NAME? | #NAME? | #NAME? | #NAME? | #NAME? | #NAME? | #NAME? | #NAME? | #NAME? | #NAME? |  |  | 1: 0; 2: 0; 3: 0; 4: 0 | 0 |  | 0 | 0 | 0 | 19806 | 0 | 0 | 0 |  | 0 | 3115 | 3115 | 1980-06-05 | #NAME? | #NAME? | #NAME?
1980-06-06 | 1980 | 6 | 158 | 6 | 6 | 4.7 | 3.2523 | 14.6667 | 0 | 0 | 0 | #NAME? | #NAME? | #NAME? | #NAME? | #NAME? | #NAME? | FALSE | 2.3 | TRUE | TRUE | #NAME? | #NAME? | #NAME? | #NAME? | #NAME? | #NAME? | #NAME? | #NAME? | #NAME? | #NAME? |  |  | 1: 0; 2: 0; 3: 0; 4: 4.4393 | 4.4393 |  | 130.2202 | 200.4977 | 206.6987 | 19806 | 4.4393 | 130.2202 | 212.9987 |  | 0 | 3116 | 3116 | 1980-06-06 | #NAME? | #NAME? | #NAME?
1980-06-07 | 1980 | 6 | 159 | 7 | 7 | 3.8 | 3.9078 | 4.8333 | 0 | 0 | 0 | #NAME? | #NAME? | #NAME? | #NAME? | #NAME? | #NAME? | FALSE | 0 | TRUE | TRUE | #NAME? | #NAME? | #NAME? | #NAME? | #NAME? | #NAME? | #NAME? | #NAME? | #NAME? | #NAME? |  |  | 1: 0; 2: 0; 3: 4.0914; 4: 0 | 4.0914 |  | 60.0076 | 92.3926 | 95.2501 | 19806 | 4.0914 | 60.0076 | 98.1533 |  | 0 | 3117 | 3117 | 1980-06-07 | #NAME? | #NAME? | #NAME?
1980-06-08 | 1980 | 6 | 160 | 8 | 1 | 4.6 | 5.2094 | 7.6667 | 0 | 0 | 0 | #NAME? | #NAME? | #NAME? | #NAME? | #NAME? | #NAME? | TRUE | 0 | TRUE | TRUE | #NAME? | #NAME? | #NAME? | #NAME? | #NAME? | #NAME? | #NAME? | #NAME? | #NAME? | #NAME? |  |  | 1: 14.9145; 2: 20.4265; 3: 0; 4: 0 | 35.341 |  | 817.9229 | 1325.1851 | 1371.4498 | 19806 | 35.341 | 817.9229 | 1337.8614 |  | 0 | 3118 | 3118 | 1980-06-08 | #NAME? | #NAME? | #NAME?
1980-06-09 | 1980 | 6 | 161 | 9 | 2 | 8.4 | 5.4656 | 1.8333 | 0 | 0 | 0 | #NAME? | #NAME? | #NAME? | #NAME? | #NAME? | #NAME? | FALSE | 0 | TRUE | TRUE | #NAME? | #NAME? | #NAME? | #NAME? | #NAME? | #NAME? | #NAME? | #NAME? | #NAME? | #NAME? |  |  | 1: 0; 2: 0; 3: 3.9068; 4: 7.2945 | 11.2013 |  | 271.271 | 417.6712 | 430.5888 | 19806 | 11.2013 | 271.271 | 443.7129 |  | 0 | 3119 | 3119 | 1980-06-09 | #NAME? | #NAME? | #NAME?
1980-06-10 | 1980 | 6 | 162 | 10 | 3 | 10.1 | 5.5765 | 10.1667 | 0 | 0 | 0 | #NAME? | #NAME? | #NAME? | #NAME? | #NAME? | #NAME? | TRUE | 0 | TRUE | TRUE | #NAME? | #NAME? | #NAME? | #NAME? | #NAME? | #NAME? | #NAME? | #NAME? | #NAME? | #NAME? |  |  | 1: 0; 2: 0; 3: 0; 4: 0 | 0 |  | 0 | 0 | 0 | 19806 | 0 | 0 | 0 |  | 0 | 3120 | 3120 | 1980-06-10 | #NAME? | #NAME? | #NAME?
1980-06-11 | 1980 | 6 | 163 | 11 | 4 | 11.3 | 3.7455 | 22.5 | 1 | 1 | 0 | #NAME? | #NAME? | #NAME? | #NAME? | #NAME? | #NAME? | FALSE | 0 | TRUE | TRUE | #NAME? | #NAME? | #NAME? | #NAME? | #NAME? | #NAME? | #NAME? | #NAME? | #NAME? | #NAME? |  |  | 1: 0; 2: 0; 3: 2.0618; 4: 6.0732 | 8.135 |  | 208.3866 | 320.8492 | 330.7724 | 19806 | 8.135 | 208.3866 | 340.8541 |  | 0 | 3121 | 3121 | 1980-06-11 | #NAME? | #NAME? | #NAME?
1980-06-12 | 1980 | 6 | 164 | 12 | 5 | 7.3 | 4.1072 | 11 | 0 | 0 | 0 | #NAME? | #NAME? | #NAME? | #NAME? | #NAME? | #NAME? | TRUE | 1 | TRUE | TRUE | #NAME? | #NAME? | #NAME? | #NAME? | #NAME? | #NAME? | #NAME? | #NAME? | #NAME? | #NAME? |  |  | 1: 13.4505; 2: 17.1673; 3: 0; 4: 0 | 30.6179 |  | 700.8495 | 1134.4236 | 1173.9461 | 19806 | 30.6179 | 700.8495 | 1146.3666 |  | 0 | 3122 | 3122 | 1980-06-12 | #NAME? | #NAME? | #NAME?
1980-06-13 | 1980 | 6 | 165 | 13 | 6 | 7.5 | 4.559 | 6.5 | 0 | 0 | 0 | #NAME? | #NAME? | #NAME? | #NAME? | #NAME? | #NAME? | FALSE | 1 | TRUE | TRUE | #NAME? | #NAME? | #NAME? | #NAME? | #NAME? | #NAME? | #NAME? | #NAME? | #NAME? | #NAME? |  |  | 1: 0; 2: 0; 3: 0; 4: 4.539 | 4.539 |  | 133.1427 | 204.9975 | 211.3377 | 19806 | 4.539 | 133.1427 | 217.7791 |  | 0 | 3123 | 3123 | 1980-06-13 | #NAME? | #NAME? | #NAME?
1980-06-14 | 1980 | 6 | 166 | 14 | 7 | 10.3 | 4.2678 | 6.1667 | 0.6 | 0.6 | 0 | #NAME? | #NAME? | #NAME? | #NAME? | #NAME? | #NAME? | FALSE | 0 | TRUE | TRUE | #NAME? | #NAME? | #NAME? | #NAME? | #NAME? | #NAME? | #NAME? | #NAME? | #NAME? | #NAME? |  |  | 1: 0; 2: 0; 3: 11.1954; 4: 0 | 11.1954 |  | 164.1988 | 252.814 | 260.633 | 19806 | 11.1954 | 164.1988 | 268.577 |  | 0 | 3124 | 3124 | 1980-06-14 | #NAME? | #NAME? | #NAME?
1980-06-15 | 1980 | 6 | 167 | 15 | 1 | 8.2 | 4.4936 | 4 | 0 | 0 | 0 | #NAME? | #NAME? | #NAME? | #NAME? | #NAME? | #NAME? | TRUE | 0.6 | TRUE | TRUE | #NAME? | #NAME? | #NAME? | #NAME? | #NAME? | #NAME? | #NAME? | #NAME? | #NAME? | #NAME? |  |  | 1: 3.8347; 2: 5.1979; 3: 0; 4: 0 | 9.0326 |  | 208.7145 | 338.1093 | 349.9098 | 19806 | 9.0326 | 208.7145 | 341.3905 |  | 0 | 3125 | 3125 | 1980-06-15 | #NAME? | #NAME? | #NAME?
1980-06-16 | 1980 | 6 | 168 | 16 | 2 | 12.1 | 5.1392 | 7.3333 | 0.2 | 0.2 | 0 | #NAME? | #NAME? | #NAME? | #NAME? | #NAME? | #NAME? | FALSE | 0.6 | TRUE | TRUE | #NAME? | #NAME? | #NAME? | #NAME? | #NAME? | #NAME? | #NAME? | #NAME? | #NAME? | #NAME? |  |  | 1: 0; 2: 0; 3: 3.2397; 4: 7.3263 | 10.566 |  | 262.4192 | 404.0423 | 416.5384 | 19806 | 10.566 | 262.4192 | 429.2343 |  | 0 | 3126 | 3126 | 1980-06-16 | #NAME? | #NAME? | #NAME?
1980-06-17 | 1980 | 6 | 169 | 17 | 3 | 10.7 | 5.3096 | 7.5 | 0 | 0 | 0 | #NAME? | #NAME? | #NAME? | #NAME? | #NAME? | #NAME? | TRUE | 0.2 | TRUE | TRUE | #NAME? | #NAME? | #NAME? | #NAME? | #NAME? | #NAME? | #NAME? | #NAME? | #NAME? | #NAME? |  |  | 1: 0; 2: 0; 3: 0; 4: 0 | 0 |  | 0 | 0 | 0 | 19806 | 0 | 0 | 0 |  | 0 | 3127 | 3127 | 1980-06-17 | #NAME? | #NAME? | #NAME?
1980-06-18 | 1980 | 6 | 170 | 18 | 4 | 7.3 | 3.5215 | 13 | 0 | 0 | 0 | #NAME? | #NAME? | #NAME? | #NAME? | #NAME? | #NAME? | FALSE | 0.2 | TRUE | TRUE | #NAME? | #NAME? | #NAME? | #NAME? | #NAME? | #NAME? | #NAME? | #NAME? | #NAME? | #NAME? |  |  | 1: 0; 2: 0; 3: 1.5813; 4: 5.7349 | 7.3162 |  | 191.4163 | 294.7204 | 303.8354 | 19806 | 7.3162 | 191.4163 | 313.0962 |  | 0 | 3128 | 3128 | 1980-06-18 | #NAME? | #NAME? | #NAME?
1980-06-19 | 1980 | 6 | 171 | 19 | 5 | 11.2 | 4.2255 | 14.3333 | 17.8 | 17.8 | 9.6 | #NAME? | #NAME? | #NAME? | #NAME? | #NAME? | #NAME? | TRUE | 0 | TRUE | TRUE | #NAME? | #NAME? | #NAME? | #NAME? | #NAME? | #NAME? | #NAME? | #NAME? | #NAME? | #NAME? |  |  | 1: 15.8263; 2: 20.7216; 3: 0; 4: 0 | 36.548 |  | 839.9543 | 1360.058 | 1407.4775 | 19806 | 36.548 | 839.9543 | 1373.8978 |  | 0 | 3129 | 3129 | 1980-06-19 | #NAME? | #NAME? | #NAME?
1980-06-20 | 1980 | 6 | 172 | 20 | 6 | 10.2 | 5.3422 | 2.3333 | 1.8 | 1.8 | 0 | #NAME? | #NAME? | #NAME? | #NAME? | #NAME? | #NAME? | FALSE | 17.8 | FALSE | TRUE | #NAME? | #NAME? | #NAME? | #NAME? | #NAME? | #NAME? | #NAME? | #NAME? | #NAME? | #NAME? |  |  | 1: 0; 2: 0; 3: 0; 4: 0 | 0 |  | 0 | 0 | 0 | 19806 | 0 | 0 | 0 |  | 0 | 3130 | 3130 | 1980-06-20 | #NAME? | #NAME? | #NAME?
1980-06-21 | 1980 | 6 | 173 | 21 | 7 | 10.7 | 5.4258 | 12.3333 | 0 | 0 | 0 | #NAME? | #NAME? | #NAME? | #NAME? | #NAME? | #NAME? | FALSE | 19.6 | FALSE | TRUE | #NAME? | #NAME? | #NAME? | #NAME? | #NAME? | #NAME? | #NAME? | #NAME? | #NAME? | #NAME? |  |  | 1: 0; 2: 0; 3: 0; 4: 0 | 0 |  | 0 | 0 | 0 | 19806 | 0 | 0 | 0 |  | 0 | 3131 | 3131 | 1980-06-21 | #NAME? | #NAME? | #NAME?
1980-06-22 | 1980 | 6 | 174 | 22 | 1 | 11.4 | 4.3023 | 10.3333 | 3.6 | 3.6 | 0 | #NAME? | #NAME? | #NAME? | #NAME? | #NAME? | #NAME? | TRUE | 1.8 | TRUE | TRUE | #NAME? | #NAME? | #NAME? | #NAME? | #NAME? | #NAME? | #NAME? | #NAME? | #NAME? | #NAME? |  |  | 1: 4.3782; 2: 5.7414; 3: 0; 4: 0 | 10.1197 |  | 232.6295 | 376.6827 | 389.8167 | 19806 | 10.1197 | 232.6295 | 380.5078 |  | 0 | 3132 | 3132 | 1980-06-22 | #NAME? | #NAME? | #NAME?
1980-06-23 | 1980 | 6 | 175 | 23 | 2 | 9.6 | 3.4163 | 9.1667 | 13.4 | 13.4 | 6.3 | #NAME? | #NAME? | #NAME? | #NAME? | #NAME? | #NAME? | FALSE | 3.6 | TRUE | TRUE | #NAME? | #NAME? | #NAME? | #NAME? | #NAME? | #NAME? | #NAME? | #NAME? | #NAME? | #NAME? |  |  | 1: 0; 2: 0; 3: 10.4266; 4: 10.1461 | 20.5727 |  | 450.5422 | 693.692 | 715.1464 | 19806 | 20.5727 | 450.5422 | 736.9436 |  | 0 | 3133 | 3133 | 1980-06-23 | #NAME? | #NAME? | #NAME?
1980-06-24 | 1980 | 6 | 176 | 24 | 3 | 6.9 | 3.8724 | 3 | 0 | 0 | 0 | #NAME? | #NAME? | #NAME? | #NAME? | #NAME? | #NAME? | TRUE | 17 | FALSE | TRUE | #NAME? | #NAME? | #NAME? | #NAME? | #NAME? | #NAME? | #NAME? | #NAME? | #NAME? | #NAME? |  |  | 1: 0; 2: 0; 3: 0; 4: 0 | 0 |  | 0 | 0 | 0 | 19806 | 0 | 0 | 0 |  | 0 | 3134 | 3134 | 1980-06-24 | #NAME? | #NAME? | #NAME?
1980-06-25 | 1980 | 6 | 177 | 25 | 4 | 10.6 | 2.6738 | 12.1667 | 9.9 | 9.9 | 3.675 | #NAME? | #NAME? | #NAME? | #NAME? | #NAME? | #NAME? | FALSE | 13.4 | FALSE | TRUE | #NAME? | #NAME? | #NAME? | #NAME? | #NAME? | #NAME? | #NAME? | #NAME? | #NAME? | #NAME? |  |  | 1: 0; 2: 0; 3: 0; 4: 0 | 0 |  | 0 | 0 | 0 | 19806 | 0 | 0 | 0 |  | 0 | 3135 | 3135 | 1980-06-25 | #NAME? | #NAME? | #NAME?
1980-06-26 | 1980 | 6 | 178 | 26 | 5 | 8.8 | 2.7893 | 10.8333 | 9.8 | 9.8 | 3.6 | #NAME? | #NAME? | #NAME? | #NAME? | #NAME? | #NAME? | TRUE | 9.9 | TRUE | TRUE | #NAME? | #NAME? | #NAME? | #NAME? | #NAME? | #NAME? | #NAME? | #NAME? | #NAME? | #NAME? |  |  | 1: 2.5226; 2: 3.449; 3: 0; 4: 0 | 5.9716 |  | 138.1686 | 223.8534 | 231.6682 | 19806 | 5.9716 | 138.1686 | 225.9999 |  | 0 | 3136 | 3136 | 1980-06-26 | #NAME? | #NAME? | #NAME?
1980-06-27 | 1980 | 6 | 179 | 27 | 6 | 9.4 | 4.2103 | 17.8333 | 8.2 | 8.2 | 2.4 | #NAME? | #NAME? | #NAME? | #NAME? | #NAME? | #NAME? | FALSE | 19.7 | FALSE | TRUE | #NAME? | #NAME? | #NAME? | #NAME? | #NAME? | #NAME? | #NAME? | #NAME? | #NAME? | #NAME? |  |  | 1: 0; 2: 0; 3: 0; 4: 0 | 0 |  | 0 | 0 | 0 | 19806 | 0 | 0 | 0 |  | 0 | 3137 | 3137 | 1980-06-27 | #NAME? | #NAME? | #NAME?
1980-06-28 | 1980 | 6 | 180 | 28 | 7 | 10.5 | 4.5591 | 17 | 0.2 | 0.2 | 0 | #NAME? | #NAME? | #NAME? | #NAME? | #NAME? | #NAME? | FALSE | 18 | FALSE | TRUE | #NAME? | #NAME? | #NAME? | #NAME? | #NAME? | #NAME? | #NAME? | #NAME? | #NAME? | #NAME? |  |  | 1: 0; 2: 0; 3: 0; 4: 0 | 0 |  | 0 | 0 | 0 | 19806 | 0 | 0 | 0 |  | 0 | 3138 | 3138 | 1980-06-28 | #NAME? | #NAME? | #NAME?
1980-06-29 | 1980 | 6 | 181 | 29 | 1 | 5.6 | 4.0315 | 9.6667 | 4.2 | 4.2 | 0 | #NAME? | #NAME? | #NAME? | #NAME? | #NAME? | #NAME? | TRUE | 8.4 | TRUE | TRUE | #NAME? | #NAME? | #NAME? | #NAME? | #NAME? | #NAME? | #NAME? | #NAME? | #NAME? | #NAME? |  |  | 1: 1.4293; 2: 2.1109; 3: 0; 4: 0 | 3.5402 |  | 82.8833 | 134.4184 | 139.1212 | 19806 | 3.5402 | 82.8833 | 135.5707 |  | 0 | 3139 | 3139 | 1980-06-29 | #NAME? | #NAME? | #NAME?
1980-06-30 | 1980 | 6 | 182 | 30 | 2 | 5.6 | 3.8421 | 12.8333 | 0 | 0 | 0 | #NAME? | #NAME? | #NAME? | #NAME? | #NAME? | #NAME? | FALSE | 4.4 | TRUE | TRUE | #NAME? | #NAME? | #NAME? | #NAME? | #NAME? | #NAME? | #NAME? | #NAME? | #NAME? | #NAME? |  |  | 1: 0; 2: 0; 3: 6.1223; 4: 7.0048 | 13.1271 |  | 295.2679 | 454.6188 | 468.6792 | 19806 | 13.1271 | 295.2679 | 482.9643 |  | 0 | 3140 | 3140 | 1980-06-30 | #NAME? | #NAME? | #NAME?
1980-07-01 | 1980 | 7 | 183 | 1 | 3 | 6.8 | 4.7494 | 6.6667 | 0 | 0 | 0 | #NAME? | #NAME? | #NAME? | #NAME? | #NAME? | #NAME? | TRUE | 4.2 | TRUE | TRUE | #NAME? | #NAME? | #NAME? | #NAME? | #NAME? | #NAME? | #NAME? | #NAME? | #NAME? | #NAME? |  |  | 1: 11.2288; 2: 13.9552; 3: 0; 4: 0 | 25.1839 |  | 574.0399 | 928.8229 | 961.1563 | 19807 | 25.1839 | 574.0399 | 938.9465 |  | 0 | 3141 | 3141 | 1980-07-01 | #NAME? | #NAME? | #NAME?
1980-07-02 | 1980 | 7 | 184 | 2 | 4 | 8.2 | 5.8319 | 3.1667 | 0 | 0 | 0 | #NAME? | #NAME? | #NAME? | #NAME? | #NAME? | #NAME? | FALSE | 0 | TRUE | TRUE | #NAME? | #NAME? | #NAME? | #NAME? | #NAME? | #NAME? | #NAME? | #NAME? | #NAME? | #NAME? |  |  | 1: 0; 2: 0; 3: 1.2241; 4: 4.8921 | 6.1162 |  | 161.4559 | 248.5908 | 256.2791 | 19807 | 6.1162 | 161.4559 | 264.0904 |  | 0 | 3142 | 3142 | 1980-07-02 | #NAME? | #NAME? | #NAME?
1980-07-03 | 1980 | 7 | 185 | 3 | 5 | 11.2 | 5.7072 | 13.3333 | 0 | 0 | 0 | #NAME? | #NAME? | #NAME? | #NAME? | #NAME? | #NAME? | TRUE | 0 | TRUE | TRUE | #NAME? | #NAME? | #NAME? | #NAME? | #NAME? | #NAME? | #NAME? | #NAME? | #NAME? | #NAME? |  |  | 1: 4.4942; 2: 6.539; 3: 0; 4: 0 | 11.0332 |  | 257.7256 | 417.8937 | 432.5083 | 19807 | 11.0332 | 257.7256 | 421.557 |  | 0 | 3143 | 3143 | 1980-07-03 | #NAME? | #NAME? | #NAME?
1980-07-04 | 1980 | 7 | 186 | 4 | 6 | 12.2 | 4.9484 | 7.6667 | 0 | 0 | 0 | #NAME? | #NAME? | #NAME? | #NAME? | #NAME? | #NAME? | FALSE | 0 | TRUE | TRUE | #NAME? | #NAME? | #NAME? | #NAME? | #NAME? | #NAME? | #NAME? | #NAME? | #NAME? | #NAME? |  |  | 1: 0; 2: 0; 3: 0; 4: 6.3465 | 6.3465 |  | 186.1648 | 286.6346 | 295.4996 | 19807 | 6.3465 | 186.1648 | 304.5063 |  | 0 | 3144 | 3144 | 1980-07-04 | #NAME? | #NAME? | #NAME?
1980-07-05 | 1980 | 7 | 187 | 5 | 7 | 11.6 | 6.0221 | 15.5 | 0 | 0 | 0 | #NAME? | #NAME? | #NAME? | #NAME? | #NAME? | #NAME? | FALSE | 0 | TRUE | TRUE | #NAME? | #NAME? | #NAME? | #NAME? | #NAME? | #NAME? | #NAME? | #NAME? | #NAME? | #NAME? |  |  | 1: 0; 2: 0; 3: 4.5552; 4: 0 | 4.5552 |  | 66.8091 | 102.8648 | 106.0462 | 19807 | 4.5552 | 66.8091 | 109.2784 |  | 0 | 3145 | 3145 | 1980-07-05 | #NAME? | #NAME? | #NAME?
1980-07-06 | 1980 | 7 | 188 | 6 | 1 | 10.6 | 5.0784 | 12.1667 | 0 | 0 | 0 | #NAME? | #NAME? | #NAME? | #NAME? | #NAME? | #NAME? | TRUE | 0 | TRUE | TRUE | #NAME? | #NAME? | #NAME? | #NAME? | #NAME? | #NAME? | #NAME? | #NAME? | #NAME? | #NAME? |  |  | 1: 5.836; 2: 6.4135; 3: 0; 4: 0 | 12.2495 |  | 273.7239 | 442.1214 | 457.4529 | 19807 | 12.2495 | 273.7239 | 447.7251 |  | 0 | 3146 | 3146 | 1980-07-06 | #NAME? | #NAME? | #NAME?
1980-07-07 | 1980 | 7 | 189 | 7 | 2 | 10.1 | 5.8121 | 9.6667 | 0 | 0 | 0 | #NAME? | #NAME? | #NAME? | #NAME? | #NAME? | #NAME? | FALSE | 0 | TRUE | TRUE | #NAME? | #NAME? | #NAME? | #NAME? | #NAME? | #NAME? | #NAME? | #NAME? | #NAME? | #NAME? |  |  | 1: 0; 2: 0; 3: 9.9393; 4: 8.8269 | 18.7661 |  | 404.6977 | 623.106 | 642.3773 | 19807 | 18.7661 | 404.6977 | 661.9566 |  | 0 | 3147 | 3147 | 1980-07-07 | #NAME? | #NAME? | #NAME?
1980-07-08 | 1980 | 7 | 190 | 8 | 3 | 10.8 | 6.5364 | 3.5 | 0 | 0 | 0 | #NAME? | #NAME? | #NAME? | #NAME? | #NAME? | #NAME? | TRUE | 0 | TRUE | TRUE | #NAME? | #NAME? | #NAME? | #NAME? | #NAME? | #NAME? | #NAME? | #NAME? | #NAME? | #NAME? |  |  | 1: 5.6735; 2: 6.8974; 3: 0; 4: 0 | 12.5709 |  | 285.5362 | 461.8686 | 477.9359 | 19807 | 12.5709 | 285.5362 | 467.0463 |  | 0 | 3148 | 3148 | 1980-07-08 | #NAME? | #NAME? | #NAME?
1980-07-09 | 1980 | 7 | 191 | 9 | 4 | 10.8 | 6.7552 | 9.6667 | 0 | 0 | 0 | #NAME? | #NAME? | #NAME? | #NAME? | #NAME? | #NAME? | FALSE | 0 | TRUE | TRUE | #NAME? | #NAME? | #NAME? | #NAME? | #NAME? | #NAME? | #NAME? | #NAME? | #NAME? | #NAME? |  |  | 1: 0; 2: 0; 3: 1.3046; 4: 5.875 | 7.1796 |  | 191.468 | 294.7999 | 303.9174 | 19807 | 7.1796 | 191.468 | 313.1807 |  | 0 | 3149 | 3149 | 1980-07-09 | #NAME? | #NAME? | #NAME?
1980-07-10 | 1980 | 7 | 192 | 10 | 5 | 15.5 | 5.2474 | 12 | 0 | 0 | 0 | #NAME? | #NAME? | #NAME? | #NAME? | #NAME? | #NAME? | TRUE | 0 | TRUE | TRUE | #NAME? | #NAME? | #NAME? | #NAME? | #NAME? | #NAME? | #NAME? | #NAME? | #NAME? | #NAME? |  |  | 1: 3.0235; 2: 3.9301; 3: 0; 4: 0 | 6.9535 |  | 159.6261 | 258.4419 | 267.4507 | 19807 | 6.9535 | 159.6261 | 261.0976 |  | 0 | 3150 | 3150 | 1980-07-10 | #NAME? | #NAME? | #NAME?
1980-07-11 | 1980 | 7 | 193 | 11 | 6 | 10.1 | 4.6024 | 14.6667 | 0 | 0 | 0 | #NAME? | #NAME? | #NAME? | #NAME? | #NAME? | #NAME? | FALSE | 0 | TRUE | TRUE | #NAME? | #NAME? | #NAME? | #NAME? | #NAME? | #NAME? | #NAME? | #NAME? | #NAME? | #NAME? |  |  | 1: 0; 2: 0; 3: 0; 4: 6.6014 | 6.6014 |  | 193.6424 | 298.1479 | 307.3689 | 19807 | 6.6014 | 193.6424 | 316.7374 |  | 0 | 3151 | 3151 | 1980-07-11 | #NAME? | #NAME? | #NAME?
1980-07-12 | 1980 | 7 | 194 | 12 | 7 | 10.5 | 3.0171 | 11 | 12.6 | 12.6 | 5.7 | #NAME? | #NAME? | #NAME? | #NAME? | #NAME? | #NAME? | FALSE | 0 | TRUE | TRUE | #NAME? | #NAME? | #NAME? | #NAME? | #NAME? | #NAME? | #NAME? | #NAME? | #NAME? | #NAME? |  |  | 1: 0; 2: 0; 3: 9.1005; 4: 0 | 9.1005 |  | 133.4733 | 205.5065 | 211.8624 | 19807 | 9.1005 | 133.4733 | 218.3198 |  | 0 | 3152 | 3152 | 1980-07-12 | #NAME? | #NAME? | #NAME?
1980-07-13 | 1980 | 7 | 195 | 13 | 1 | 7.7 | 4.771 | 4.1667 | 0 | 0 | 0 | #NAME? | #NAME? | #NAME? | #NAME? | #NAME? | #NAME? | TRUE | 12.6 | FALSE | TRUE | #NAME? | #NAME? | #NAME? | #NAME? | #NAME? | #NAME? | #NAME? | #NAME? | #NAME? | #NAME? |  |  | 1: 0; 2: 0; 3: 0; 4: 0 | 0 |  | 0 | 0 | 0 | 19807 | 0 | 0 | 0 |  | 0 | 3153 | 3153 | 1980-07-13 | #NAME? | #NAME? | #NAME?
1980-07-14 | 1980 | 7 | 196 | 14 | 2 | 11.8 | 4.3638 | 6 | 1.2 | 1.2 | 0 | #NAME? | #NAME? | #NAME? | #NAME? | #NAME? | #NAME? | FALSE | 12.6 | FALSE | TRUE | #NAME? | #NAME? | #NAME? | #NAME? | #NAME? | #NAME? | #NAME? | #NAME? | #NAME? | #NAME? |  |  | 1: 0; 2: 0; 3: 0; 4: 0 | 0 |  | 0 | 0 | 0 | 19807 | 0 | 0 | 0 |  | 0 | 3154 | 3154 | 1980-07-14 | #NAME? | #NAME? | #NAME?
1980-07-15 | 1980 | 7 | 197 | 15 | 3 | 11.9 | 4.7706 | 9.3333 | 1.1 | 1.1 | 0 | #NAME? | #NAME? | #NAME? | #NAME? | #NAME? | #NAME? | TRUE | 1.2 | TRUE | TRUE | #NAME? | #NAME? | #NAME? | #NAME? | #NAME? | #NAME? | #NAME? | #NAME? | #NAME? | #NAME? |  |  | 1: 6.0353; 2: 9.9228; 3: 0; 4: 0 | 15.9581 |  | 379.5876 | 616.4301 | 638.0596 | 19807 | 15.9581 | 379.5876 | 620.8845 |  | 0 | 3155 | 3155 | 1980-07-15 | #NAME? | #NAME? | #NAME?
1980-07-16 | 1980 | 7 | 198 | 16 | 4 | 10.1 | 5.604 | 8.3333 | 0 | 0 | 0 | #NAME? | #NAME? | #NAME? | #NAME? | #NAME? | #NAME? | FALSE | 2.3 | TRUE | TRUE | #NAME? | #NAME? | #NAME? | #NAME? | #NAME? | #NAME? | #NAME? | #NAME? | #NAME? | #NAME? |  |  | 1: 0; 2: 0; 3: 10.2308; 4: 9.928 | 20.1587 |  | 441.2719 | 679.4187 | 700.4316 | 19807 | 20.1587 | 441.2719 | 721.7804 |  | 0 | 3156 | 3156 | 1980-07-16 | #NAME? | #NAME? | #NAME?
1980-07-17 | 1980 | 7 | 199 | 17 | 5 | 10 | 3.6267 | 2.6667 | 0.2 | 0.2 | 0 | #NAME? | #NAME? | #NAME? | #NAME? | #NAME? | #NAME? | TRUE | 1.1 | TRUE | TRUE | #NAME? | #NAME? | #NAME? | #NAME? | #NAME? | #NAME? | #NAME? | #NAME? | #NAME? | #NAME? |  |  | 1: 5.6056; 2: 8.4567; 3: 0; 4: 0 | 14.0623 |  | 330.2779 | 535.7827 | 554.5391 | 19807 | 14.0623 | 330.2779 | 540.2294 |  | 0 | 3157 | 3157 | 1980-07-17 | #NAME? | #NAME? | #NAME?
1980-07-18 | 1980 | 7 | 200 | 18 | 6 | 11.2 | 3.1741 | 7.6667 | 4 | 4 | 0 | #NAME? | #NAME? | #NAME? | #NAME? | #NAME? | #NAME? | FALSE | 0.2 | TRUE | TRUE | #NAME? | #NAME? | #NAME? | #NAME? | #NAME? | #NAME? | #NAME? | #NAME? | #NAME? | #NAME? |  |  | 1: 0; 2: 0; 3: 0; 4: 4.2747 | 4.2747 |  | 125.3905 | 193.0615 | 199.0325 | 19807 | 4.2747 | 125.3905 | 205.0989 |  | 0 | 3158 | 3158 | 1980-07-18 | #NAME? | #NAME? | #NAME?
1980-07-19 | 1980 | 7 | 201 | 19 | 7 | 6.5 | 3.2549 | 21 | 12.8 | 12.8 | 5.85 | #NAME? | #NAME? | #NAME? | #NAME? | #NAME? | #NAME? | FALSE | 4.2 | TRUE | TRUE | #NAME? | #NAME? | #NAME? | #NAME? | #NAME? | #NAME? | #NAME? | #NAME? | #NAME? | #NAME? |  |  | 1: 0; 2: 0; 3: 5.3347; 4: 0 | 5.3347 |  | 78.2428 | 120.4691 | 124.1949 | 19807 | 5.3347 | 78.2428 | 127.9803 |  | 0 | 3159 | 3159 | 1980-07-19 | #NAME? | #NAME? | #NAME?
1980-07-20 | 1980 | 7 | 202 | 20 | 1 | 5 | 4.1126 | 6.1667 | 0 | 0 | 0 | #NAME? | #NAME? | #NAME? | #NAME? | #NAME? | #NAME? | TRUE | 16.8 | FALSE | TRUE | #NAME? | #NAME? | #NAME? | #NAME? | #NAME? | #NAME? | #NAME? | #NAME? | #NAME? | #NAME? |  |  | 1: 0; 2: 0; 3: 0; 4: 0 | 0 |  | 0 | 0 | 0 | 19807 | 0 | 0 | 0 |  | 0 | 3160 | 3160 | 1980-07-20 | #NAME? | #NAME? | #NAME?
1980-07-21 | 1980 | 7 | 203 | 21 | 2 | 10.6 | 4.9539 | 5.6667 | 0 | 0 | 0 | #NAME? | #NAME? | #NAME? | #NAME? | #NAME? | #NAME? | FALSE | 12.8 | FALSE | TRUE | #NAME? | #NAME? | #NAME? | #NAME? | #NAME? | #NAME? | #NAME? | #NAME? | #NAME? | #NAME? |  |  | 1: 0; 2: 0; 3: 0; 4: 0 | 0 |  | 0 | 0 | 0 | 19807 | 0 | 0 | 0 |  | 0 | 3161 | 3161 | 1980-07-21 | #NAME? | #NAME? | #NAME?
1980-07-22 | 1980 | 7 | 204 | 22 | 3 | 11.8 | 6.1196 | 2 | 0 | 0 | 0 | #NAME? | #NAME? | #NAME? | #NAME? | #NAME? | #NAME? | TRUE | 0 | TRUE | TRUE | #NAME? | #NAME? | #NAME? | #NAME? | #NAME? | #NAME? | #NAME? | #NAME? | #NAME? | #NAME? |  |  | 1: 2.7887; 2: 4.0259; 3: 0; 4: 0 | 6.8146 |  | 158.9943 | 257.7781 | 266.7911 | 19807 | 6.8146 | 158.9943 | 260.0641 |  | 0 | 3162 | 3162 | 1980-07-22 | #NAME? | #NAME? | #NAME?
1980-07-23 | 1980 | 7 | 205 | 23 | 4 | 15.4 | 5.379 | 13 | 0 | 0 | 0 | #NAME? | #NAME? | #NAME? | #NAME? | #NAME? | #NAME? | FALSE | 0 | TRUE | TRUE | #NAME? | #NAME? | #NAME? | #NAME? | #NAME? | #NAME? | #NAME? | #NAME? | #NAME? | #NAME? |  |  | 1: 0; 2: 0; 3: 4.3464; 4: 10.6323 | 14.9788 |  | 375.6296 | 578.3503 | 596.2374 | 19807 | 14.9788 | 375.6296 | 614.4104 |  | 0 | 3163 | 3163 | 1980-07-23 | #NAME? | #NAME? | #NAME?
1980-07-24 | 1980 | 7 | 206 | 24 | 5 | 10.7 | 4.7881 | 10.3333 | 0 | 0 | 0 | #NAME? | #NAME? | #NAME? | #NAME? | #NAME? | #NAME? | TRUE | 0 | TRUE | TRUE | #NAME? | #NAME? | #NAME? | #NAME? | #NAME? | #NAME? | #NAME? | #NAME? | #NAME? | #NAME? |  |  | 1: 0; 2: 0; 3: 0; 4: 0 | 0 |  | 0 | 0 | 0 | 19807 | 0 | 0 | 0 |  | 0 | 3164 | 3164 | 1980-07-24 | #NAME? | #NAME? | #NAME?
1980-07-25 | 1980 | 7 | 207 | 25 | 6 | 11.8 | 4.9055 | 18.5 | 0 | 0 | 0 | #NAME? | #NAME? | #NAME? | #NAME? | #NAME? | #NAME? | FALSE | 0 | TRUE | TRUE | #NAME? | #NAME? | #NAME? | #NAME? | #NAME? | #NAME? | #NAME? | #NAME? | #NAME? | #NAME? |  |  | 1: 0; 2: 0; 3: 0; 4: 4.9134 | 4.9134 |  | 144.1278 | 221.911 | 228.7743 | 19807 | 4.9134 | 144.1278 | 235.7472 |  | 0 | 3165 | 3165 | 1980-07-25 | #NAME? | #NAME? | #NAME?
1980-07-26 | 1980 | 7 | 208 | 26 | 7 | 8.2 | 5.2395 | 5.6667 | 0 | 0 | 0 | #NAME? | #NAME? | #NAME? | #NAME? | #NAME? | #NAME? | FALSE | 0 | TRUE | TRUE | #NAME? | #NAME? | #NAME? | #NAME? | #NAME? | #NAME? | #NAME? | #NAME? | #NAME? | #NAME? |  |  | 1: 0; 2: 0; 3: 6.6076; 4: 0 | 6.6076 |  | 96.911 | 149.2122 | 153.827 | 19807 | 6.6076 | 96.911 | 158.5156 |  | 0 | 3166 | 3166 | 1980-07-26 | #NAME? | #NAME? | #NAME?
1980-07-27 | 1980 | 7 | 209 | 27 | 1 | 10.4 | 4.3638 | 12.3333 | 1.2 | 1.2 | 0 | #NAME? | #NAME? | #NAME? | #NAME? | #NAME? | #NAME? | TRUE | 0 | TRUE | TRUE | #NAME? | #NAME? | #NAME? | #NAME? | #NAME? | #NAME? | #NAME? | #NAME? | #NAME? | #NAME? |  |  | 1: 0; 2: 0; 3: 0; 4: 0 | 0 |  | 0 | 0 | 0 | 19807 | 0 | 0 | 0 |  | 0 | 3167 | 3167 | 1980-07-27 | #NAME? | #NAME? | #NAME?
1980-07-28 | 1980 | 7 | 210 | 28 | 2 | 12.4 | 4.8065 | 14.3333 | 0 | 0 | 0 | #NAME? | #NAME? | #NAME? | #NAME? | #NAME? | #NAME? | FALSE | 1.2 | TRUE | TRUE | #NAME? | #NAME? | #NAME? | #NAME? | #NAME? | #NAME? | #NAME? | #NAME? | #NAME? | #NAME? |  |  | 1: 0; 2: 0; 3: 0; 4: 7.9798 | 7.9798 |  | 234.0752 | 360.4016 | 371.548 | 19807 | 7.9798 | 234.0752 | 382.8726 |  | 0 | 3168 | 3168 | 1980-07-28 | #NAME? | #NAME? | #NAME?
1980-07-29 | 1980 | 7 | 211 | 29 | 3 | 8.7 | 4.2845 | 28.6667 | 16.9 | 16.9 | 8.925 | #NAME? | #NAME? | #NAME? | #NAME? | #NAME? | #NAME? | TRUE | 1.2 | TRUE | TRUE | #NAME? | #NAME? | #NAME? | #NAME? | #NAME? | #NAME? | #NAME? | #NAME? | #NAME? | #NAME? |  |  | 1: 6.8695; 2: 12.7715; 3: 0; 4: 0 | 19.641 |  | 475.3839 | 773.1086 | 800.3202 | 19807 | 19.641 | 475.3839 | 777.5767 |  | 0 | 3169 | 3169 | 1980-07-29 | #NAME? | #NAME? | #NAME?
1980-07-30 | 1980 | 7 | 212 | 30 | 4 | 7.8 | 4.7631 | 8.6667 | 0 | 0 | 0 | #NAME? | #NAME? | #NAME? | #NAME? | #NAME? | #NAME? | FALSE | 16.9 | FALSE | TRUE | #NAME? | #NAME? | #NAME? | #NAME? | #NAME? | #NAME? | #NAME? | #NAME? | #NAME? | #NAME? |  |  | 1: 0; 2: 0; 3: 0; 4: 0 | 0 |  | 0 | 0 | 0 | 19807 | 0 | 0 | 0 |  | 0 | 3170 | 3170 | 1980-07-30 | #NAME? | #NAME? | #NAME?
1980-07-31 | 1980 | 7 | 213 | 31 | 5 | 7.6 | 4.8091 | 4.6667 | 0 | 0 | 0 | #NAME? | #NAME? | #NAME? | #NAME? | #NAME? | #NAME? | TRUE | 16.9 | FALSE | TRUE | #NAME? | #NAME? | #NAME? | #NAME? | #NAME? | #NAME? | #NAME? | #NAME? | #NAME? | #NAME? |  |  | 1: 0; 2: 0; 3: 0; 4: 0 | 0 |  | 0 | 0 | 0 | 19807 | 0 | 0 | 0 |  | 0 | 3171 | 3171 | 1980-07-31 | #NAME? | #NAME? | #NAME?
1980-08-01 | 1980 | 8 | 214 | 1 | 6 | 9.6 | 5.0572 | 6.5 | 1 | 1 | 0 | #NAME? | #NAME? | #NAME? | #NAME? | #NAME? | #NAME? | FALSE | 0 | TRUE | TRUE | #NAME? | #NAME? | #NAME? | #NAME? | #NAME? | #NAME? | #NAME? | #NAME? | #NAME? | #NAME? |  |  | 1: 0; 2: 0; 3: 0; 4: 7.5447 | 7.5447 |  | 221.3115 | 340.7495 | 351.2882 | 19808 | 7.5447 | 221.3115 | 361.9952 |  | 0 | 3172 | 3172 | 1980-08-01 | #NAME? | #NAME? | #NAME?
1980-08-02 | 1980 | 8 | 215 | 2 | 7 | 10 | 3.9043 | 11.5 | 0.2 | 0.2 | 0 | #NAME? | #NAME? | #NAME? | #NAME? | #NAME? | #NAME? | FALSE | 1 | TRUE | TRUE | #NAME? | #NAME? | #NAME? | #NAME? | #NAME? | #NAME? | #NAME? | #NAME? | #NAME? | #NAME? |  |  | 1: 0; 2: 0; 3: 0; 4: 0 | 0 |  | 0 | 0 | 0 | 19808 | 0 | 0 | 0 |  | 0 | 3173 | 3173 | 1980-08-02 | #NAME? | #NAME? | #NAME?
1980-08-03 | 1980 | 8 | 216 | 3 | 1 | 8 | 4.7659 | 34.5 | 2.1 | 2.1 | 0 | #NAME? | #NAME? | #NAME? | #NAME? | #NAME? | #NAME? | TRUE | 1.2 | TRUE | TRUE | #NAME? | #NAME? | #NAME? | #NAME? | #NAME? | #NAME? | #NAME? | #NAME? | #NAME? | #NAME? |  |  | 1: 0; 2: 0; 3: 0; 4: 0 | 0 |  | 0 | 0 | 0 | 19808 | 0 | 0 | 0 |  | 0 | 3174 | 3174 | 1980-08-03 | #NAME? | #NAME? | #NAME?
1980-08-04 | 1980 | 8 | 217 | 4 | 2 | 10.3 | 5.0749 | 28 | 0.9 | 0.9 | 0 | #NAME? | #NAME? | #NAME? | #NAME? | #NAME? | #NAME? | FALSE | 2.3 | TRUE | TRUE | #NAME? | #NAME? | #NAME? | #NAME? | #NAME? | #NAME? | #NAME? | #NAME? | #NAME? | #NAME? |  |  | 1: 0; 2: 0; 3: 4.6089; 4: 7.4174 | 12.0263 |  | 285.174 | 439.0775 | 452.6572 | 19808 | 12.0263 | 285.174 | 466.4539 |  | 0 | 3175 | 3175 | 1980-08-04 | #NAME? | #NAME? | #NAME?
1980-08-05 | 1980 | 8 | 218 | 5 | 3 | 9.5 | 2.9078 | 9.1667 | 0.4 | 0.4 | 0 | #NAME? | #NAME? | #NAME? | #NAME? | #NAME? | #NAME? | TRUE | 3 | TRUE | TRUE | #NAME? | #NAME? | #NAME? | #NAME? | #NAME? | #NAME? | #NAME? | #NAME? | #NAME? | #NAME? |  |  | 1: 0; 2: 0; 3: 0; 4: 0 | 0 |  | 0 | 0 | 0 | 19808 | 0 | 0 | 0 |  | 0 | 3176 | 3176 | 1980-08-05 | #NAME? | #NAME? | #NAME?
1980-08-06 | 1980 | 8 | 219 | 6 | 4 | 8.6 | 3.1323 | 13.6667 | 1 | 1 | 0 | #NAME? | #NAME? | #NAME? | #NAME? | #NAME? | #NAME? | FALSE | 1.3 | TRUE | TRUE | #NAME? | #NAME? | #NAME? | #NAME? | #NAME? | #NAME? | #NAME? | #NAME? | #NAME? | #NAME? |  |  | 1: 0; 2: 0; 3: 0; 4: 4.328 | 4.328 |  | 126.9561 | 195.4721 | 201.5177 | 19808 | 4.328 | 126.9561 | 207.6598 |  | 0 | 3177 | 3177 | 1980-08-06 | #NAME? | #NAME? | #NAME?
1980-08-07 | 1980 | 8 | 220 | 7 | 5 | 8.2 | 3.1346 | 16.3333 | 0.4 | 0.4 | 0 | #NAME? | #NAME? | #NAME? | #NAME? | #NAME? | #NAME? | TRUE | 1.4 | TRUE | TRUE | #NAME? | #NAME? | #NAME? | #NAME? | #NAME? | #NAME? | #NAME? | #NAME? | #NAME? | #NAME? |  |  | 1: 16.9747; 2: 30.1088; 3: 0; 4: 0 | 47.0835 |  | 1132.1533 | 1840.2107 | 1904.9065 | 19808 | 47.0835 | 1132.1533 | 1851.8425 |  | 0 | 3178 | 3178 | 1980-08-07 | #NAME? | #NAME? | #NAME?
1980-08-08 | 1980 | 8 | 221 | 8 | 6 | 7.1 | 3.9286 | 4.3333 | 2.4 | 2.4 | 0 | #NAME? | #NAME? | #NAME? | #NAME? | #NAME? | #NAME? | FALSE | 1.4 | TRUE | TRUE | #NAME? | #NAME? | #NAME? | #NAME? | #NAME? | #NAME? | #NAME? | #NAME? | #NAME? | #NAME? |  |  | 1: 0; 2: 0; 3: 0; 4: 4.004 | 4.004 |  | 117.4519 | 180.8386 | 186.4316 | 19808 | 4.004 | 117.4519 | 192.1139 |  | 0 | 3179 | 3179 | 1980-08-08 | #NAME? | #NAME? | #NAME?
1980-08-09 | 1980 | 8 | 222 | 9 | 7 | 10.4 | 3.5023 | 3 | 0 | 0 | 0 | #NAME? | #NAME? | #NAME? | #NAME? | #NAME? | #NAME? | FALSE | 2.8 | TRUE | TRUE | #NAME? | #NAME? | #NAME? | #NAME? | #NAME? | #NAME? | #NAME? | #NAME? | #NAME? | #NAME? |  |  | 1: 0; 2: 0; 3: 6.7255; 4: 0 | 6.7255 |  | 98.6412 | 151.8761 | 156.5733 | 19808 | 6.7255 | 98.6412 | 161.3456 |  | 0 | 3180 | 3180 | 1980-08-09 | #NAME? | #NAME? | #NAME?
1980-08-10 | 1980 | 8 | 223 | 10 | 1 | 8.9 | 3.4193 | 5.3333 | 4 | 4 | 0 | #NAME? | #NAME? | #NAME? | #NAME? | #NAME? | #NAME? | TRUE | 2.4 | TRUE | TRUE | #NAME? | #NAME? | #NAME? | #NAME? | #NAME? | #NAME? | #NAME? | #NAME? | #NAME? | #NAME? |  |  | 1: 5.1658; 2: 7.2106; 3: 0; 4: 0 | 12.3764 |  | 287.2752 | 465.5554 | 481.8178 | 19808 | 12.3764 | 287.2752 | 469.8907 |  | 0 | 3181 | 3181 | 1980-08-10 | #NAME? | #NAME? | #NAME?
1980-08-11 | 1980 | 8 | 224 | 11 | 2 | 11.4 | 1.8419 | 7 | 2.6 | 2.6 | 0 | #NAME? | #NAME? | #NAME? | #NAME? | #NAME? | #NAME? | FALSE | 4 | TRUE | TRUE | #NAME? | #NAME? | #NAME? | #NAME? | #NAME? | #NAME? | #NAME? | #NAME? | #NAME? | #NAME? |  |  | 1: 0; 2: 0; 3: 2.6496; 4: 6.0869 | 8.7365 |  | 217.4105 | 334.7431 | 345.096 | 19808 | 8.7365 | 217.4105 | 355.6143 |  | 0 | 3182 | 3182 | 1980-08-11 | #NAME? | #NAME? | #NAME?
1980-08-12 | 1980 | 8 | 225 | 12 | 3 | 10.2 | 2.3695 | 9.1667 | 0.6 | 0.6 | 0 | #NAME? | #NAME? | #NAME? | #NAME? | #NAME? | #NAME? | TRUE | 6.6 | TRUE | TRUE | #NAME? | #NAME? | #NAME? | #NAME? | #NAME? | #NAME? | #NAME? | #NAME? | #NAME? | #NAME? |  |  | 1: 7.1267; 2: 8.4899; 3: 0; 4: 0 | 15.6165 |  | 353.5604 | 571.7374 | 591.6143 | 19808 | 15.6165 | 353.5604 | 578.3122 |  | 0 | 3183 | 3183 | 1980-08-12 | #NAME? | #NAME? | #NAME?
1980-08-13 | 1980 | 8 | 226 | 13 | 4 | 6.2 | 3.4495 | 0 | 0 | 0 | 0 | #NAME? | #NAME? | #NAME? | #NAME? | #NAME? | #NAME? | FALSE | 3.2 | TRUE | TRUE | #NAME? | #NAME? | #NAME? | #NAME? | #NAME? | #NAME? | #NAME? | #NAME? | #NAME? | #NAME? |  |  | 1: 0; 2: 0; 3: 5.0326; 4: 3.5832 | 8.6158 |  | 178.9189 | 275.4782 | 283.9982 | 19808 | 8.6158 | 178.9189 | 292.6543 |  | 0 | 3184 | 3184 | 1980-08-13 | #NAME? | #NAME? | #NAME?
1980-08-14 | 1980 | 8 | 227 | 14 | 5 | 5.8 | 4.079 | 6.5 | 0 | 0 | 0 | #NAME? | #NAME? | #NAME? | #NAME? | #NAME? | #NAME? | TRUE | 0.6 | TRUE | TRUE | #NAME? | #NAME? | #NAME? | #NAME? | #NAME? | #NAME? | #NAME? | #NAME? | #NAME? | #NAME? |  |  | 1: 4.6581; 2: 7.3845; 3: 0; 4: 0 | 12.0426 |  | 284.9307 | 462.5064 | 478.7193 | 19808 | 12.0426 | 284.9307 | 466.056 |  | 0 | 3185 | 3185 | 1980-08-14 | #NAME? | #NAME? | #NAME?
1980-08-15 | 1980 | 8 | 228 | 15 | 6 | 8.2 | 3.9634 | 5.5 | 0 | 0 | 0 | #NAME? | #NAME? | #NAME? | #NAME? | #NAME? | #NAME? | FALSE | 0 | TRUE | TRUE | #NAME? | #NAME? | #NAME? | #NAME? | #NAME? | #NAME? | #NAME? | #NAME? | #NAME? | #NAME? |  |  | 1: 0; 2: 0; 3: 0; 4: 4.5234 | 4.5234 |  | 132.6874 | 204.2964 | 210.6149 | 19808 | 4.5234 | 132.6874 | 217.0343 |  | 0 | 3186 | 3186 | 1980-08-15 | #NAME? | #NAME? | #NAME?
1980-08-16 | 1980 | 8 | 229 | 16 | 7 | 7.5 | 4.0907 | 4.6667 | 0 | 0 | 0 | #NAME? | #NAME? | #NAME? | #NAME? | #NAME? | #NAME? | FALSE | 0 | TRUE | TRUE | #NAME? | #NAME? | #NAME? | #NAME? | #NAME? | #NAME? | #NAME? | #NAME? | #NAME? | #NAME? |  |  | 1: 0; 2: 0; 3: 4.5472; 4: 0 | 4.5472 |  | 66.6919 | 102.6843 | 105.8601 | 19808 | 4.5472 | 66.6919 | 109.0867 |  | 0 | 3187 | 3187 | 1980-08-16 | #NAME? | #NAME? | #NAME?
1980-08-17 | 1980 | 8 | 230 | 17 | 1 | 8.6 | 3.5273 | 7 | 0.8 | 0.8 | 0 | #NAME? | #NAME? | #NAME? | #NAME? | #NAME? | #NAME? | TRUE | 0 | TRUE | TRUE | #NAME? | #NAME? | #NAME? | #NAME? | #NAME? | #NAME? | #NAME? | #NAME? | #NAME? | #NAME? |  |  | 1: 0; 2: 0; 3: 0; 4: 0 | 0 |  | 0 | 0 | 0 | 19808 | 0 | 0 | 0 |  | 0 | 3188 | 3188 | 1980-08-17 | #NAME? | #NAME? | #NAME?
1980-08-18 | 1980 | 8 | 231 | 18 | 2 | 9.8 | 3.7321 | 27.5 | 2.7 | 2.7 | 0 | #NAME? | #NAME? | #NAME? | #NAME? | #NAME? | #NAME? | FALSE | 0.8 | TRUE | TRUE | #NAME? | #NAME? | #NAME? | #NAME? | #NAME? | #NAME? | #NAME? | #NAME? | #NAME? | #NAME? |  |  | 1: 0; 2: 0; 3: 7.1146; 4: 6.4699 | 13.5845 |  | 294.1314 | 452.8689 | 466.8752 | 19808 | 13.5845 | 294.1314 | 481.1053 |  | 0 | 3189 | 3189 | 1980-08-18 | #NAME? | #NAME? | #NAME?
1980-08-19 | 1980 | 8 | 232 | 19 | 3 | 4.4 | 4.0696 | 4.8333 | 0 | 0 | 0 | #NAME? | #NAME? | #NAME? | #NAME? | #NAME? | #NAME? | TRUE | 3.5 | TRUE | TRUE | #NAME? | #NAME? | #NAME? | #NAME? | #NAME? | #NAME? | #NAME? | #NAME? | #NAME? | #NAME? |  |  | 1: 0; 2: 0; 3: 0; 4: 0 | 0 |  | 0 | 0 | 0 | 19808 | 0 | 0 | 0 |  | 0 | 3190 | 3190 | 1980-08-19 | #NAME? | #NAME? | #NAME?
1980-08-20 | 1980 | 8 | 233 | 20 | 4 | 7.8 | 3.5787 | 29.6667 | 5.8 | 5.8 | 0.6 | #NAME? | #NAME? | #NAME? | #NAME? | #NAME? | #NAME? | FALSE | 2.7 | TRUE | TRUE | #NAME? | #NAME? | #NAME? | #NAME? | #NAME? | #NAME? | #NAME? | #NAME? | #NAME? | #NAME? |  |  | 1: 0; 2: 0; 3: 1.0333; 4: 4.5183 | 5.5515 |  | 147.6907 | 227.3968 | 234.4297 | 19808 | 5.5515 | 147.6907 | 241.575 |  | 0 | 3191 | 3191 | 1980-08-20 | #NAME? | #NAME? | #NAME?
1980-08-21 | 1980 | 8 | 234 | 21 | 5 | 3.6 | 2.9524 | 9.5 | 0.2 | 0.2 | 0 | #NAME? | #NAME? | #NAME? | #NAME? | #NAME? | #NAME? | TRUE | 5.8 | TRUE | TRUE | #NAME? | #NAME? | #NAME? | #NAME? | #NAME? | #NAME? | #NAME? | #NAME? | #NAME? | #NAME? |  |  | 1: 15.4454; 2: 22.2892; 3: 0; 4: 0 | 37.7346 |  | 880.3487 | 1427.3055 | 1477.21 | 19808 | 37.7346 | 880.3487 | 1439.9703 |  | 0 | 3192 | 3192 | 1980-08-21 | #NAME? | #NAME? | #NAME?
1980-08-22 | 1980 | 8 | 235 | 22 | 6 | 3.6 | 3.5514 | 0.66667 | 0 | 0 | 0 | #NAME? | #NAME? | #NAME? | #NAME? | #NAME? | #NAME? | FALSE | 6 | TRUE | TRUE | #NAME? | #NAME? | #NAME? | #NAME? | #NAME? | #NAME? | #NAME? | #NAME? | #NAME? | #NAME? |  |  | 1: 0; 2: 0; 3: 0; 4: 3.9038 | 3.9038 |  | 114.5118 | 176.3119 | 181.7648 | 19808 | 3.9038 | 114.5118 | 187.3049 |  | 0 | 3193 | 3193 | 1980-08-22 | #NAME? | #NAME? | #NAME?
1980-08-23 | 1980 | 8 | 236 | 23 | 7 | 9.2 | 4.4625 | 11 | 0 | 0 | 0 | #NAME? | #NAME? | #NAME? | #NAME? | #NAME? | #NAME? | FALSE | 0.2 | TRUE | TRUE | #NAME? | #NAME? | #NAME? | #NAME? | #NAME? | #NAME? | #NAME? | #NAME? | #NAME? | #NAME? |  |  | 1: 0; 2: 0; 3: 3.6314; 4: 0 | 3.6314 |  | 53.26 | 82.0034 | 84.5396 | 19808 | 3.6314 | 53.26 | 87.1163 |  | 0 | 3194 | 3194 | 1980-08-23 | #NAME? | #NAME? | #NAME?
1980-08-24 | 1980 | 8 | 237 | 24 | 1 | 3 | 3.655 | 18.6667 | 3 | 3 | 0 | #NAME? | #NAME? | #NAME? | #NAME? | #NAME? | #NAME? | TRUE | 0 | TRUE | FALSE | #NAME? | #NAME? | #NAME? | #NAME? | #NAME? | #NAME? | #NAME? | #NAME? | #NAME? | #NAME? |  |  | 1: 0; 2: 0; 3: 0; 4: 0 | 0 |  | 0 | 0 | 0 | 19808 | 0 | 0 | 0 |  | 0 | 3195 | 3195 | 1980-08-24 | #NAME? | #NAME? | #NAME?
1980-08-25 | 1980 | 8 | 238 | 25 | 2 | -1 | 3.1321 | 6.6667 | 0 | 0 | 0 | #NAME? | #NAME? | #NAME? | #NAME? | #NAME? | #NAME? | FALSE | 3 | TRUE | FALSE | #NAME? | #NAME? | #NAME? | #NAME? | #NAME? | #NAME? | #NAME? | #NAME? | #NAME? | #NAME? |  |  | 1: 0; 2: 0; 3: 0; 4: 0 | 0 |  | 0 | 0 | 0 | 19808 | 0 | 0 | 0 |  | 0 | 3196 | 3196 | 1980-08-25 | #NAME? | #NAME? | #NAME?
1980-08-26 | 1980 | 8 | 239 | 26 | 3 | 2.9 | 4.1249 | 9.8333 | 0 | 0 | 0 | #NAME? | #NAME? | #NAME? | #NAME? | #NAME? | #NAME? | TRUE | 3 | TRUE | TRUE | #NAME? | #NAME? | #NAME? | #NAME? | #NAME? | #NAME? | #NAME? | #NAME? | #NAME? | #NAME? |  |  | 1: 5.3485; 2: 6.8707; 3: 0; 4: 0 | 12.2192 |  | 279.9843 | 453.2342 | 469.0276 | 19808 | 12.2192 | 279.9843 | 457.9653 |  | 0 | 3197 | 3197 | 1980-08-26 | #NAME? | #NAME? | #NAME?
1980-08-27 | 1980 | 8 | 240 | 27 | 4 | 9.3 | 4.277 | 11.1667 | 0 | 0 | 0 | #NAME? | #NAME? | #NAME? | #NAME? | #NAME? | #NAME? | FALSE | 0 | TRUE | TRUE | #NAME? | #NAME? | #NAME? | #NAME? | #NAME? | #NAME? | #NAME? | #NAME? | #NAME? | #NAME? |  |  | 1: 0; 2: 0; 3: 6.5745; 4: 10.2112 | 16.7857 |  | 395.9541 | 609.6437 | 628.4986 | 19808 | 16.7857 | 395.9541 | 647.6549 |  | 0 | 3198 | 3198 | 1980-08-27 | #NAME? | #NAME? | #NAME?
1980-08-28 | 1980 | 8 | 241 | 28 | 5 | 4 | 2.8689 | 11.3333 | 1.2 | 1.2 | 0 | #NAME? | #NAME? | #NAME? | #NAME? | #NAME? | #NAME? | TRUE | 0 | TRUE | TRUE | #NAME? | #NAME? | #NAME? | #NAME? | #NAME? | #NAME? | #NAME? | #NAME? | #NAME? | #NAME? |  |  | 1: 7.5788; 2: 9.7124; 3: 0; 4: 0 | 17.2912 |  | 396.0529 | 641.1031 | 663.4414 | 19808 | 17.2912 | 396.0529 | 647.8164 |  | 0 | 3199 | 3199 | 1980-08-28 | #NAME? | #NAME? | #NAME?
1980-08-29 | 1980 | 8 | 242 | 29 | 6 | 3.8 | 3.3393 | 7.5 | 0 | 0 | 0 | #NAME? | #NAME? | #NAME? | #NAME? | #NAME? | #NAME? | FALSE | 1.2 | TRUE | TRUE | #NAME? | #NAME? | #NAME? | #NAME? | #NAME? | #NAME? | #NAME? | #NAME? | #NAME? | #NAME? |  |  | 1: 0; 2: 0; 3: 0; 4: 3.8579 | 3.8579 |  | 113.1642 | 174.2369 | 179.6257 | 19808 | 3.8579 | 113.1642 | 185.1005 |  | 0 | 3200 | 3200 | 1980-08-29 | #NAME? | #NAME? | #NAME?
1980-08-30 | 1980 | 8 | 243 | 30 | 7 | 3.8 | 3.4958 | 2.8333 | 1.7 | 1.7 | 0 | #NAME? | #NAME? | #NAME? | #NAME? | #NAME? | #NAME? | FALSE | 1.2 | TRUE | TRUE | #NAME? | #NAME? | #NAME? | #NAME? | #NAME? | #NAME? | #NAME? | #NAME? | #NAME? | #NAME? |  |  | 1: 0; 2: 0; 3: 4.9489; 4: 0 | 4.9489 |  | 72.5834 | 111.7554 | 115.2118 | 19808 | 4.9489 | 72.5834 | 118.7234 |  | 0 | 3201 | 3201 | 1980-08-30 | #NAME? | #NAME? | #NAME?
1980-08-31 | 1980 | 8 | 244 | 31 | 1 | 4 | 2.061 | 5.5 | 0.4 | 0.4 | 0 | #NAME? | #NAME? | #NAME? | #NAME? | #NAME? | #NAME? | TRUE | 1.7 | TRUE | FALSE | #NAME? | #NAME? | #NAME? | #NAME? | #NAME? | #NAME? | #NAME? | #NAME? | #NAME? | #NAME? |  |  | 1: 0; 2: 0; 3: 0; 4: 0 | 0 |  | 0 | 0 | 0 | 19808 | 0 | 0 | 0 |  | 0 | 3202 | 3202 | 1980-08-31 | #NAME? | #NAME? | #NAME?
1980-09-01 | 1980 | 9 | 245 | 1 | 2 | 1.8 | 3.0173 | 0 | 0 | 0 | 0 | #NAME? | #NAME? | #NAME? | #NAME? | #NAME? | #NAME? | FALSE | 2.1 | TRUE | TRUE | #NAME? | #NAME? | #NAME? | #NAME? | #NAME? | #NAME? | #NAME? | #NAME? | #NAME? | #NAME? |  |  | 1: 0; 2: 0; 3: 0; 4: 5.3363 | 5.3363 |  | 156.531 | 241.0081 | 248.462 | 19809 | 5.3363 | 156.531 | 256.0349 |  | 0 | 3203 | 3203 | 1980-09-01 | #NAME? | #NAME? | #NAME?
1980-09-02 | 1980 | 9 | 246 | 2 | 3 | 8.1 | 3.9843 | 24.3333 | 0.4 | 0.4 | 0 | #NAME? | #NAME? | #NAME? | #NAME? | #NAME? | #NAME? | TRUE | 0.4 | TRUE | TRUE | #NAME? | #NAME? | #NAME? | #NAME? | #NAME? | #NAME? | #NAME? | #NAME? | #NAME? | #NAME? |  |  | 1: 0; 2: 0; 3: 0; 4: 0 | 0 |  | 0 | 0 | 0 | 19809 | 0 | 0 | 0 |  | 0 | 3204 | 3204 | 1980-09-02 | #NAME? | #NAME? | #NAME?
1980-09-03 | 1980 | 9 | 247 | 3 | 4 | 5.7 | 3.7794 | 24.5 | 5.2 | 5.2 | 0.15 | #NAME? | #NAME? | #NAME? | #NAME? | #NAME? | #NAME? | FALSE | 0.4 | TRUE | TRUE | #NAME? | #NAME? | #NAME? | #NAME? | #NAME? | #NAME? | #NAME? | #NAME? | #NAME? | #NAME? |  |  | 1: 0; 2: 0; 3: 5.8164; 4: 4.4714 | 10.2878 |  | 216.4684 | 333.2926 | 343.6006 | 19809 | 10.2878 | 216.4684 | 354.0734 |  | 0 | 3205 | 3205 | 1980-09-03 | #NAME? | #NAME? | #NAME?
1980-09-04 | 1980 | 9 | 248 | 4 | 5 | 6.3 | 4.239 | 8 | 0 | 0 | 0 | #NAME? | #NAME? | #NAME? | #NAME? | #NAME? | #NAME? | TRUE | 5.6 | TRUE | TRUE | #NAME? | #NAME? | #NAME? | #NAME? | #NAME? | #NAME? | #NAME? | #NAME? | #NAME? | #NAME? |  |  | 1: 9.5162; 2: 13.2644; 3: 0; 4: 0 | 22.7806 |  | 528.6587 | 856.7234 | 886.6484 | 19809 | 22.7806 | 528.6587 | 864.7173 |  | 0 | 3206 | 3206 | 1980-09-04 | #NAME? | #NAME? | #NAME?
1980-09-05 | 1980 | 9 | 249 | 5 | 6 | 9 | 5.2647 | 8.3333 | 0 | 0 | 0 | #NAME? | #NAME? | #NAME? | #NAME? | #NAME? | #NAME? | FALSE | 5.2 | TRUE | TRUE | #NAME? | #NAME? | #NAME? | #NAME? | #NAME? | #NAME? | #NAME? | #NAME? | #NAME? | #NAME? |  |  | 1: 0; 2: 0; 3: 0; 4: 4.6115 | 4.6115 |  | 135.2694 | 208.2719 | 214.7133 | 19809 | 4.6115 | 135.2694 | 221.2576 |  | 0 | 3207 | 3207 | 1980-09-05 | #NAME? | #NAME? | #NAME?
1980-09-06 | 1980 | 9 | 250 | 6 | 7 | 6.6 | 5.4161 | 4.8333 | 0 | 0 | 0 | #NAME? | #NAME? | #NAME? | #NAME? | #NAME? | #NAME? | FALSE | 0 | TRUE | TRUE | #NAME? | #NAME? | #NAME? | #NAME? | #NAME? | #NAME? | #NAME? | #NAME? | #NAME? | #NAME? |  |  | 1: 0; 2: 0; 3: 1.9889; 4: 0 | 1.9889 |  | 29.17 | 44.9126 | 46.3016 | 19809 | 1.9889 | 29.17 | 47.7129 |  | 0 | 3208 | 3208 | 1980-09-06 | #NAME? | #NAME? | #NAME?
1980-09-07 | 1980 | 9 | 251 | 7 | 1 | 7.6 | 4.0222 | 11.1667 | 0.6 | 0.6 | 0 | #NAME? | #NAME? | #NAME? | #NAME? | #NAME? | #NAME? | TRUE | 0 | TRUE | FALSE | #NAME? | #NAME? | #NAME? | #NAME? | #NAME? | #NAME? | #NAME? | #NAME? | #NAME? | #NAME? |  |  | 1: 0; 2: 0; 3: 0; 4: 0 | 0 |  | 0 | 0 | 0 | 19809 | 0 | 0 | 0 |  | 0 | 3209 | 3209 | 1980-09-07 | #NAME? | #NAME? | #NAME?
1980-09-08 | 1980 | 9 | 252 | 8 | 2 | 2.6 | 2.9892 | 3.6667 | 0 | 0 | 0 | #NAME? | #NAME? | #NAME? | #NAME? | #NAME? | #NAME? | FALSE | 0.6 | TRUE | FALSE | #NAME? | #NAME? | #NAME? | #NAME? | #NAME? | #NAME? | #NAME? | #NAME? | #NAME? | #NAME? |  |  | 1: 0; 2: 0; 3: 0; 4: 0 | 0 |  | 0 | 0 | 0 | 19809 | 0 | 0 | 0 |  | 0 | 3210 | 3210 | 1980-09-08 | #NAME? | #NAME? | #NAME?
1980-09-09 | 1980 | 9 | 253 | 9 | 3 | 2.8 | 4.1626 | 3.6667 | 0 | 0 | 0 | #NAME? | #NAME? | #NAME? | #NAME? | #NAME? | #NAME? | TRUE | 0.6 | TRUE | TRUE | #NAME? | #NAME? | #NAME? | #NAME? | #NAME? | #NAME? | #NAME? | #NAME? | #NAME? | #NAME? |  |  | 1: 3.2004; 2: 4.7417; 3: 0; 4: 0 | 7.9421 |  | 186.0282 | 301.7088 | 312.2656 | 19809 | 7.9421 | 186.0282 | 304.2829 |  | 0 | 3211 | 3211 | 1980-09-09 | #NAME? | #NAME? | #NAME?
1980-09-10 | 1980 | 9 | 254 | 10 | 4 | 6.2 | 4.7092 | 14.6667 | 0 | 0 | 0 | #NAME? | #NAME? | #NAME? | #NAME? | #NAME? | #NAME? | FALSE | 0 | TRUE | TRUE | #NAME? | #NAME? | #NAME? | #NAME? | #NAME? | #NAME? | #NAME? | #NAME? | #NAME? | #NAME? |  |  | 1: 0; 2: 0; 3: 11.4098; 4: 10.7757 | 22.1855 |  | 483.4317 | 744.3314 | 767.352 | 19809 | 22.1855 | 483.4317 | 790.7404 |  | 0 | 3212 | 3212 | 1980-09-10 | #NAME? | #NAME? | #NAME?
1980-09-11 | 1980 | 9 | 255 | 11 | 5 | 7.8 | 3.5337 | 4.6667 | 0 | 0 | 0 | #NAME? | #NAME? | #NAME? | #NAME? | #NAME? | #NAME? | TRUE | 0 | TRUE | TRUE | #NAME? | #NAME? | #NAME? | #NAME? | #NAME? | #NAME? | #NAME? | #NAME? | #NAME? | #NAME? |  |  | 1: 0; 2: 0; 3: 0; 4: 0 | 0 |  | 0 | 0 | 0 | 19809 | 0 | 0 | 0 |  | 0 | 3213 | 3213 | 1980-09-11 | #NAME? | #NAME? | #NAME?
1980-09-12 | 1980 | 9 | 256 | 12 | 6 | 6.1 | 1.4144 | 11 | 0.8 | 0.8 | 0 | #NAME? | #NAME? | #NAME? | #NAME? | #NAME? | #NAME? | FALSE | 0 | TRUE | TRUE | #NAME? | #NAME? | #NAME? | #NAME? | #NAME? | #NAME? | #NAME? | #NAME? | #NAME? | #NAME? |  |  | 1: 0; 2: 0; 3: 0; 4: 4.2236 | 4.2236 |  | 123.891 | 190.7527 | 196.6523 | 19809 | 4.2236 | 123.891 | 202.6462 |  | 0 | 3214 | 3214 | 1980-09-12 | #NAME? | #NAME? | #NAME?
1980-09-13 | 1980 | 9 | 257 | 13 | 7 | 5.7 | 1.4693 | 12 | 16 | 16 | 8.25 | #NAME? | #NAME? | #NAME? | #NAME? | #NAME? | #NAME? | FALSE | 0.8 | TRUE | TRUE | #NAME? | #NAME? | #NAME? | #NAME? | #NAME? | #NAME? | #NAME? | #NAME? | #NAME? | #NAME? |  |  | 1: 0; 2: 0; 3: 1.1299; 4: 0 | 1.1299 |  | 16.5718 | 25.5154 | 26.3045 | 19809 | 1.1299 | 16.5718 | 27.1063 |  | 0 | 3215 | 3215 | 1980-09-13 | #NAME? | #NAME? | #NAME?
1980-09-14 | 1980 | 9 | 258 | 14 | 1 | 5.8 | 2.9121 | 11.1667 | 2.2 | 2.2 | 0 | #NAME? | #NAME? | #NAME? | #NAME? | #NAME? | #NAME? | TRUE | 16.8 | FALSE | TRUE | #NAME? | #NAME? | #NAME? | #NAME? | #NAME? | #NAME? | #NAME? | #NAME? | #NAME? | #NAME? |  |  | 1: 0; 2: 0; 3: 0; 4: 0 | 0 |  | 0 | 0 | 0 | 19809 | 0 | 0 | 0 |  | 0 | 3216 | 3216 | 1980-09-14 | #NAME? | #NAME? | #NAME?
1980-09-15 | 1980 | 9 | 259 | 15 | 2 | 3.6 | 3.3335 | 39.5 | 0 | 0 | 0 | #NAME? | #NAME? | #NAME? | #NAME? | #NAME? | #NAME? | FALSE | 18.2 | FALSE | TRUE | #NAME? | #NAME? | #NAME? | #NAME? | #NAME? | #NAME? | #NAME? | #NAME? | #NAME? | #NAME? |  |  | 1: 0; 2: 0; 3: 0; 4: 0 | 0 |  | 0 | 0 | 0 | 19809 | 0 | 0 | 0 |  | 0 | 3217 | 3217 | 1980-09-15 | #NAME? | #NAME? | #NAME?
1980-09-16 | 1980 | 9 | 260 | 16 | 3 | 3.1 | 3.7737 | 8.5 | 0 | 0 | 0 | #NAME? | #NAME? | #NAME? | #NAME? | #NAME? | #NAME? | TRUE | 2.2 | TRUE | TRUE | #NAME? | #NAME? | #NAME? | #NAME? | #NAME? | #NAME? | #NAME? | #NAME? | #NAME? | #NAME? |  |  | 1: 2.48; 2: 4.6794; 3: 0; 4: 0 | 7.1594 |  | 173.6344 | 282.4255 | 292.3698 | 19809 | 7.1594 | 173.6344 | 284.0106 |  | 0 | 3218 | 3218 | 1980-09-16 | #NAME? | #NAME? | #NAME?
1980-09-17 | 1980 | 9 | 261 | 17 | 4 | 4.6 | 1.638 | 25.5 | 6.4 | 6.4 | 1.05 | #NAME? | #NAME? | #NAME? | #NAME? | #NAME? | #NAME? | FALSE | 0 | TRUE | TRUE | #NAME? | #NAME? | #NAME? | #NAME? | #NAME? | #NAME? | #NAME? | #NAME? | #NAME? | #NAME? |  |  | 1: 0; 2: 0; 3: 0; 4: 7.7906 | 7.7906 |  | 228.5243 | 351.8548 | 362.7369 | 19809 | 7.7906 | 228.5243 | 373.7929 |  | 0 | 3219 | 3219 | 1980-09-17 | #NAME? | #NAME? | #NAME?
1980-09-18 | 1980 | 9 | 262 | 18 | 5 | 3.8 | 1.971 | 20.1667 | 0.4 | 0.4 | 0 | #NAME? | #NAME? | #NAME? | #NAME? | #NAME? | #NAME? | TRUE | 6.4 | TRUE | TRUE | #NAME? | #NAME? | #NAME? | #NAME? | #NAME? | #NAME? | #NAME? | #NAME? | #NAME? | #NAME? |  |  | 1: 6.9751; 2: 12.5488; 3: 0; 4: 0 | 19.5239 |  | 470.3997 | 764.7165 | 791.611 | 19809 | 19.5239 | 470.3997 | 769.4241 |  | 0 | 3220 | 3220 | 1980-09-18 | #NAME? | #NAME? | #NAME?
1980-09-19 | 1980 | 9 | 263 | 19 | 6 | 7.1 | 2.2409 | 7.8333 | 0.4 | 0.4 | 0 | #NAME? | #NAME? | #NAME? | #NAME? | #NAME? | #NAME? | FALSE | 6.8 | TRUE | TRUE | #NAME? | #NAME? | #NAME? | #NAME? | #NAME? | #NAME? | #NAME? | #NAME? | #NAME? | #NAME? |  |  | 1: 0; 2: 0; 3: 0; 4: 3.3641 | 3.3641 |  | 98.6791 | 151.9344 | 156.6334 | 19809 | 3.3641 | 98.6791 | 161.4075 |  | 0 | 3221 | 3221 | 1980-09-19 | #NAME? | #NAME? | #NAME?
1980-09-20 | 1980 | 9 | 264 | 20 | 7 | 5 | 2.7125 | 17.5 | 0.2 | 0.2 | 0 | #NAME? | #NAME? | #NAME? | #NAME? | #NAME? | #NAME? | FALSE | 0.8 | TRUE | FALSE | #NAME? | #NAME? | #NAME? | #NAME? | #NAME? | #NAME? | #NAME? | #NAME? | #NAME? | #NAME? |  |  | 1: 0; 2: 0; 3: 0; 4: 0 | 0 |  | 0 | 0 | 0 | 19809 | 0 | 0 | 0 |  | 0 | 3222 | 3222 | 1980-09-20 | #NAME? | #NAME? | #NAME?
1980-09-21 | 1980 | 9 | 265 | 21 | 1 | 0 | 1.6477 | 5 | 0.2 | 0.2 | 0 | #NAME? | #NAME? | #NAME? | #NAME? | #NAME? | #NAME? | TRUE | 0.6 | TRUE | FALSE | #NAME? | #NAME? | #NAME? | #NAME? | #NAME? | #NAME? | #NAME? | #NAME? | #NAME? | #NAME? |  |  | 1: 0; 2: 0; 3: 0; 4: 0 | 0 |  | 0 | 0 | 0 | 19809 | 0 | 0 | 0 |  | 0 | 3223 | 3223 | 1980-09-21 | #NAME? | #NAME? | #NAME?
1980-09-22 | 1980 | 9 | 266 | 22 | 2 | 2.3 | 2.9924 | 10.6667 | 0 | 0 | 0 | #NAME? | #NAME? | #NAME? | #NAME? | #NAME? | #NAME? | FALSE | 0.4 | TRUE | FALSE | #NAME? | #NAME? | #NAME? | #NAME? | #NAME? | #NAME? | #NAME? | #NAME? | #NAME? | #NAME? |  |  | 1: 0; 2: 0; 3: 0; 4: 0 | 0 |  | 0 | 0 | 0 | 19809 | 0 | 0 | 0 |  | 0 | 3224 | 3224 | 1980-09-22 | #NAME? | #NAME? | #NAME?
1980-09-23 | 1980 | 9 | 267 | 23 | 3 | 2.9 | 2.2219 | 13.1667 | 3 | 3 | 0 | #NAME? | #NAME? | #NAME? | #NAME? | #NAME? | #NAME? | TRUE | 0.2 | TRUE | FALSE | #NAME? | #NAME? | #NAME? | #NAME? | #NAME? | #NAME? | #NAME? | #NAME? | #NAME? | #NAME? |  |  | 1: 0; 2: 0; 3: 0; 4: 0 | 0 |  | 0 | 0 | 0 | 19809 | 0 | 0 | 0 |  | 0 | 3225 | 3225 | 1980-09-23 | #NAME? | #NAME? | #NAME?
1980-09-24 | 1980 | 9 | 268 | 24 | 4 | 2.7 | 1.7096 | 16.6667 | 3.2 | 3.2 | 0 | #NAME? | #NAME? | #NAME? | #NAME? | #NAME? | #NAME? | FALSE | 3 | TRUE | FALSE | #NAME? | #NAME? | #NAME? | #NAME? | #NAME? | #NAME? | #NAME? | #NAME? | #NAME? | #NAME? |  |  | 1: 0; 2: 0; 3: 0; 4: 0 | 0 |  | 0 | 0 | 0 | 19809 | 0 | 0 | 0 |  | 0 | 3226 | 3226 | 1980-09-24 | #NAME? | #NAME? | #NAME?
1980-09-25 | 1980 | 9 | 269 | 25 | 5 | 0 | 2.7617 | 9 | 0 | 0 | 0 | #NAME? | #NAME? | #NAME? | #NAME? | #NAME? | #NAME? | TRUE | 6.2 | TRUE | FALSE | #NAME? | #NAME? | #NAME? | #NAME? | #NAME? | #NAME? | #NAME? | #NAME? | #NAME? | #NAME? |  |  | 1: 0; 2: 0; 3: 0; 4: 0 | 0 |  | 0 | 0 | 0 | 19809 | 0 | 0 | 0 |  | 0 | 3227 | 3227 | 1980-09-25 | #NAME? | #NAME? | #NAME?
1980-09-26 | 1980 | 9 | 270 | 26 | 6 | 1.6 | 2.7396 | 12.8333 | 0 | 0 | 0 | #NAME? | #NAME? | #NAME? | #NAME? | #NAME? | #NAME? | FALSE | 3.2 | TRUE | FALSE | #NAME? | #NAME? | #NAME? | #NAME? | #NAME? | #NAME? | #NAME? | #NAME? | #NAME? | #NAME? |  |  | 1: 0; 2: 0; 3: 0; 4: 0 | 0 |  | 0 | 0 | 0 | 19809 | 0 | 0 | 0 |  | 0 | 3228 | 3228 | 1980-09-26 | #NAME? | #NAME? | #NAME?
1980-09-27 | 1980 | 9 | 271 | 27 | 7 | 2.3 | 2.9917 | 1.8333 | 0 | 0 | 0 | #NAME? | #NAME? | #NAME? | #NAME? | #NAME? | #NAME? | FALSE | 0 | TRUE | TRUE | #NAME? | #NAME? | #NAME? | #NAME? | #NAME? | #NAME? | #NAME? | #NAME? | #NAME? | #NAME? |  |  | 1: 0; 2: 0; 3: 9.3116; 4: 0 | 9.3116 |  | 136.5708 | 210.2756 | 216.779 | 19809 | 9.3116 | 136.5708 | 223.3863 |  | 0 | 3229 | 3229 | 1980-09-27 | #NAME? | #NAME? | #NAME?
1980-09-28 | 1980 | 9 | 272 | 28 | 1 | 9.4 | 3.5422 | 7 | 0 | 0 | 0 | #NAME? | #NAME? | #NAME? | #NAME? | #NAME? | #NAME? | TRUE | 0 | TRUE | TRUE | #NAME? | #NAME? | #NAME? | #NAME? | #NAME? | #NAME? | #NAME? | #NAME? | #NAME? | #NAME? |  |  | 1: 12.902; 2: 19.7708; 3: 0; 4: 0 | 32.6728 |  | 769.173 | 1248.0122 | 1291.7206 | 19809 | 32.6728 | 769.173 | 1258.1221 |  | 0 | 3230 | 3230 | 1980-09-28 | #NAME? | #NAME? | #NAME?
1980-09-29 | 1980 | 9 | 273 | 29 | 2 | 11.4 | 4.4348 | 13.8333 | 0 | 0 | 0 | #NAME? | #NAME? | #NAME? | #NAME? | #NAME? | #NAME? | FALSE | 0 | TRUE | TRUE | #NAME? | #NAME? | #NAME? | #NAME? | #NAME? | #NAME? | #NAME? | #NAME? | #NAME? | #NAME? |  |  | 1: 0; 2: 0; 3: 0; 4: 11.5477 | 11.5477 |  | 338.7317 | 521.5393 | 537.6694 | 19809 | 11.5477 | 338.7317 | 554.0573 |  | 0 | 3231 | 3231 | 1980-09-29 | #NAME? | #NAME? | #NAME?
1980-09-30 | 1980 | 9 | 274 | 30 | 3 | 6 | 3.562 | 20.8333 | 2 | 2 | 0 | #NAME? | #NAME? | #NAME? | #NAME? | #NAME? | #NAME? | TRUE | 0 | TRUE | TRUE | #NAME? | #NAME? | #NAME? | #NAME? | #NAME? | #NAME? | #NAME? | #NAME? | #NAME? | #NAME? |  |  | 1: 0; 2: 0; 3: 0; 4: 0 | 0 |  | 0 | 0 | 0 | 19809 | 0 | 0 | 0 |  | 0 | 3232 | 3232 | 1980-09-30 | #NAME? | #NAME? | #NAME?
1981-05-01 | 1981 | 5 | 121 | 1 | 6 | 11.8 | 6.2034 | 21.5 | 0 | 0 | 0 | #NAME? | #NAME? | #NAME? | #NAME? | #NAME? | #NAME? | FALSE | 2 | TRUE | TRUE | #NAME? | #NAME? | #NAME? | #NAME? | #NAME? | #NAME? | #NAME? | #NAME? | #NAME? | #NAME? |  |  | 1: 0; 2: 0; 3: 0; 4: 2.28 | 2.28 |  | 66.88 | 102.974 | 106.1587 | 19815 | 2.28 | 66.88 | 109.3944 |  | 0 | 3233 | 3233 | 1981-05-01 | #NAME? | #NAME? | #NAME?
1981-05-02 | 1981 | 5 | 122 | 2 | 7 | 3.1 | 3.2294 | 21.6667 | 5.2 | 5.2 | 0.15 | #NAME? | #NAME? | #NAME? | #NAME? | #NAME? | #NAME? | FALSE | 2 | TRUE | FALSE | #NAME? | #NAME? | #NAME? | #NAME? | #NAME? | #NAME? | #NAME? | #NAME? | #NAME? | #NAME? |  |  | 1: 0; 2: 0; 3: 0; 4: 0 | 0 |  | 0 | 0 | 0 | 19815 | 0 | 0 | 0 |  | 0 | 3234 | 3234 | 1981-05-02 | #NAME? | #NAME? | #NAME?
1981-05-03 | 1981 | 5 | 123 | 3 | 1 | -2.2 | 3.3825 | 7.8333 | 0 | 0 | 0 | #NAME? | #NAME? | #NAME? | #NAME? | #NAME? | #NAME? | TRUE | 5.2 | TRUE | FALSE | #NAME? | #NAME? | #NAME? | #NAME? | #NAME? | #NAME? | #NAME? | #NAME? | #NAME? | #NAME? |  |  | 1: 0; 2: 0; 3: 0; 4: 0 | 0 |  | 0 | 0 | 0 | 19815 | 0 | 0 | 0 |  | 0 | 3235 | 3235 | 1981-05-03 | #NAME? | #NAME? | #NAME?
1981-05-04 | 1981 | 5 | 124 | 4 | 2 | 0.6 | 3.488 | 7.8333 | 0.2 | 0.2 | 0 | #NAME? | #NAME? | #NAME? | #NAME? | #NAME? | #NAME? | FALSE | 5.2 | TRUE | FALSE | #NAME? | #NAME? | #NAME? | #NAME? | #NAME? | #NAME? | #NAME? | #NAME? | #NAME? | #NAME? |  |  | 1: 0; 2: 0; 3: 0; 4: 0 | 0 |  | 0 | 0 | 0 | 19815 | 0 | 0 | 0 |  | 0 | 3236 | 3236 | 1981-05-04 | #NAME? | #NAME? | #NAME?
1981-05-05 | 1981 | 5 | 125 | 5 | 3 | 0.8 | 3.7312 | 34.6667 | 3.5 | 3.5 | 0 | #NAME? | #NAME? | #NAME? | #NAME? | #NAME? | #NAME? | TRUE | 0.2 | TRUE | FALSE | #NAME? | #NAME? | #NAME? | #NAME? | #NAME? | #NAME? | #NAME? | #NAME? | #NAME? | #NAME? |  |  | 1: 0; 2: 0; 3: 0; 4: 0 | 0 |  | 0 | 0 | 0 | 19815 | 0 | 0 | 0 |  | 0 | 3237 | 3237 | 1981-05-05 | #NAME? | #NAME? | #NAME?
1981-05-06 | 1981 | 5 | 126 | 6 | 4 | 0.7 | 2.9397 | 36.1667 | 51.8 | 51.8 | 35.1 | #NAME? | #NAME? | #NAME? | #NAME? | #NAME? | #NAME? | FALSE | 3.7 | TRUE | FALSE | #NAME? | #NAME? | #NAME? | #NAME? | #NAME? | #NAME? | #NAME? | #NAME? | #NAME? | #NAME? |  |  | 1: 0; 2: 0; 3: 0; 4: 0 | 0 |  | 0 | 0 | 0 | 19815 | 0 | 0 | 0 |  | 0 | 3238 | 3238 | 1981-05-06 | #NAME? | #NAME? | #NAME?
1981-05-07 | 1981 | 5 | 127 | 7 | 5 | 1.6 | 2.148 | 26.6667 | 18.4 | 18.4 | 10.05 | #NAME? | #NAME? | #NAME? | #NAME? | #NAME? | #NAME? | TRUE | 55.3 | FALSE | TRUE | #NAME? | #NAME? | #NAME? | #NAME? | #NAME? | #NAME? | #NAME? | #NAME? | #NAME? | #NAME? |  |  | 1: 0; 2: 0; 3: 0; 4: 0 | 0 |  | 0 | 0 | 0 | 19815 | 0 | 0 | 0 |  | 0 | 3239 | 3239 | 1981-05-07 | #NAME? | #NAME? | #NAME?
1981-05-08 | 1981 | 5 | 128 | 8 | 6 | 3.8 | 2.78 | 27.1667 | 1.6 | 1.6 | 0 | #NAME? | #NAME? | #NAME? | #NAME? | #NAME? | #NAME? | FALSE | 70.2 | FALSE | TRUE | #NAME? | #NAME? | #NAME? | #NAME? | #NAME? | #NAME? | #NAME? | #NAME? | #NAME? | #NAME? |  |  | 1: 0; 2: 0; 3: 0; 4: 0 | 0 |  | 0 | 0 | 0 | 19815 | 0 | 0 | 0 |  | 0 | 3240 | 3240 | 1981-05-08 | #NAME? | #NAME? | #NAME?
1981-05-09 | 1981 | 5 | 129 | 9 | 7 | 4 | 4.0978 | 11.6667 | 1 | 1 | 0 | #NAME? | #NAME? | #NAME? | #NAME? | #NAME? | #NAME? | FALSE | 20 | FALSE | TRUE | #NAME? | #NAME? | #NAME? | #NAME? | #NAME? | #NAME? | #NAME? | #NAME? | #NAME? | #NAME? |  |  | 1: 0; 2: 0; 3: 0; 4: 0 | 0 |  | 0 | 0 | 0 | 19815 | 0 | 0 | 0 |  | 0 | 3241 | 3241 | 1981-05-09 | #NAME? | #NAME? | #NAME?
1981-05-10 | 1981 | 5 | 130 | 10 | 1 | 4 | 2.6937 | 12.5 | 0 | 0 | 0 | #NAME? | #NAME? | #NAME? | #NAME? | #NAME? | #NAME? | TRUE | 2.6 | TRUE | FALSE | #NAME? | #NAME? | #NAME? | #NAME? | #NAME? | #NAME? | #NAME? | #NAME? | #NAME? | #NAME? |  |  | 1: 0; 2: 0; 3: 0; 4: 0 | 0 |  | 0 | 0 | 0 | 19815 | 0 | 0 | 0 |  | 0 | 3242 | 3242 | 1981-05-10 | #NAME? | #NAME? | #NAME?
1981-05-11 | 1981 | 5 | 131 | 11 | 2 | 0.6 | 2.7373 | 8.6667 | 0.2 | 0.2 | 0 | #NAME? | #NAME? | #NAME? | #NAME? | #NAME? | #NAME? | FALSE | 1 | TRUE | FALSE | #NAME? | #NAME? | #NAME? | #NAME? | #NAME? | #NAME? | #NAME? | #NAME? | #NAME? | #NAME? |  |  | 1: 0; 2: 0; 3: 0; 4: 0 | 0 |  | 0 | 0 | 0 | 19815 | 0 | 0 | 0 |  | 0 | 3243 | 3243 | 1981-05-11 | #NAME? | #NAME? | #NAME?
1981-05-12 | 1981 | 5 | 132 | 12 | 3 | 0.4 | 3.0198 | 1.1667 | 0 | 0 | 0 | #NAME? | #NAME? | #NAME? | #NAME? | #NAME? | #NAME? | TRUE | 0.2 | TRUE | TRUE | #NAME? | #NAME? | #NAME? | #NAME? | #NAME? | #NAME? | #NAME? | #NAME? | #NAME? | #NAME? |  |  | 1: 9.6193; 2: 12.3457; 3: 0; 4: 0 | 21.9651 |  | 503.2249 | 814.6023 | 842.9872 | 19815 | 21.9651 | 503.2249 | 823.1157 |  | 0 | 3244 | 3244 | 1981-05-12 | #NAME? | #NAME? | #NAME?
1981-05-13 | 1981 | 5 | 133 | 13 | 4 | 5 | 3.847 | 5.1667 | 0 | 0 | 0 | #NAME? | #NAME? | #NAME? | #NAME? | #NAME? | #NAME? | FALSE | 0.2 | TRUE | TRUE | #NAME? | #NAME? | #NAME? | #NAME? | #NAME? | #NAME? | #NAME? | #NAME? | #NAME? | #NAME? |  |  | 1: 0; 2: 0; 3: 7.6241; 4: 9.1104 | 16.7345 |  | 379.0578 | 583.6287 | 601.679 | 19815 | 16.7345 | 379.0578 | 620.0179 |  | 0 | 3245 | 3245 | 1981-05-13 | #NAME? | #NAME? | #NAME?
1981-05-14 | 1981 | 5 | 134 | 14 | 5 | 6.8 | 4.0108 | 6.8333 | 3.5 | 3.5 | 0 | #NAME? | #NAME? | #NAME? | #NAME? | #NAME? | #NAME? | TRUE | 0 | TRUE | TRUE | #NAME? | #NAME? | #NAME? | #NAME? | #NAME? | #NAME? | #NAME? | #NAME? | #NAME? | #NAME? |  |  | 1: 0; 2: 0; 3: 0; 4: 0 | 0 |  | 0 | 0 | 0 | 19815 | 0 | 0 | 0 |  | 0 | 3246 | 3246 | 1981-05-14 | #NAME? | #NAME? | #NAME?
1981-05-15 | 1981 | 5 | 135 | 15 | 6 | 3.7 | 2.4586 | 18 | 11.6 | 11.6 | 4.95 | #NAME? | #NAME? | #NAME? | #NAME? | #NAME? | #NAME? | FALSE | 3.5 | TRUE | FALSE | #NAME? | #NAME? | #NAME? | #NAME? | #NAME? | #NAME? | #NAME? | #NAME? | #NAME? | #NAME? |  |  | 1: 0; 2: 0; 3: 0; 4: 0 | 0 |  | 0 | 0 | 0 | 19815 | 0 | 0 | 0 |  | 0 | 3247 | 3247 | 1981-05-15 | #NAME? | #NAME? | #NAME?
1981-05-16 | 1981 | 5 | 136 | 16 | 7 | 0.6 | 1.7351 | 22.8333 | 10.6 | 10.6 | 4.2 | #NAME? | #NAME? | #NAME? | #NAME? | #NAME? | #NAME? | FALSE | 15.1 | FALSE | FALSE | #NAME? | #NAME? | #NAME? | #NAME? | #NAME? | #NAME? | #NAME? | #NAME? | #NAME? | #NAME? |  |  | 1: 0; 2: 0; 3: 0; 4: 0 | 0 |  | 0 | 0 | 0 | 19815 | 0 | 0 | 0 |  | 0 | 3248 | 3248 | 1981-05-16 | #NAME? | #NAME? | #NAME?
1981-05-17 | 1981 | 5 | 137 | 17 | 1 | 2.9 | 3.7749 | 10.6667 | 0 | 0 | 0 | #NAME? | #NAME? | #NAME? | #NAME? | #NAME? | #NAME? | TRUE | 22.2 | FALSE | TRUE | #NAME? | #NAME? | #NAME? | #NAME? | #NAME? | #NAME? | #NAME? | #NAME? | #NAME? | #NAME? |  |  | 1: 0; 2: 0; 3: 0; 4: 0 | 0 |  | 0 | 0 | 0 | 19815 | 0 | 0 | 0 |  | 0 | 3249 | 3249 | 1981-05-17 | #NAME? | #NAME? | #NAME?
1981-05-18 | 1981 | 5 | 138 | 18 | 2 | 4.2 | 3.8624 | 8 | 0 | 0 | 0 | #NAME? | #NAME? | #NAME? | #NAME? | #NAME? | #NAME? | FALSE | 10.6 | FALSE | TRUE | #NAME? | #NAME? | #NAME? | #NAME? | #NAME? | #NAME? | #NAME? | #NAME? | #NAME? | #NAME? |  |  | 1: 0; 2: 0; 3: 0; 4: 0 | 0 |  | 0 | 0 | 0 | 19815 | 0 | 0 | 0 |  | 0 | 3250 | 3250 | 1981-05-18 | #NAME? | #NAME? | #NAME?
1981-05-19 | 1981 | 5 | 139 | 19 | 3 | 7.9 | 3.9534 | 5 | 0.4 | 0.4 | 0 | #NAME? | #NAME? | #NAME? | #NAME? | #NAME? | #NAME? | TRUE | 0 | TRUE | TRUE | #NAME? | #NAME? | #NAME? | #NAME? | #NAME? | #NAME? | #NAME? | #NAME? | #NAME? | #NAME? |  |  | 1: 0; 2: 0; 3: 0; 4: 0 | 0 |  | 0 | 0 | 0 | 19815 | 0 | 0 | 0 |  | 0 | 3251 | 3251 | 1981-05-19 | #NAME? | #NAME? | #NAME?
1981-05-20 | 1981 | 5 | 140 | 20 | 4 | 10 | 3.3692 | 12.8333 | 4.2 | 4.2 | 0 | #NAME? | #NAME? | #NAME? | #NAME? | #NAME? | #NAME? | FALSE | 0.4 | TRUE | TRUE | #NAME? | #NAME? | #NAME? | #NAME? | #NAME? | #NAME? | #NAME? | #NAME? | #NAME? | #NAME? |  |  | 1: 0; 2: 0; 3: 0; 4: 8.6549 | 8.6549 |  | 253.8767 | 390.8895 | 402.9789 | 19815 | 8.6549 | 253.8767 | 415.2615 |  | 0 | 3252 | 3252 | 1981-05-20 | #NAME? | #NAME? | #NAME?
1981-05-21 | 1981 | 5 | 141 | 21 | 5 | 11.6 | 3.7579 | 22.3333 | 0.8 | 0.8 | 0 | #NAME? | #NAME? | #NAME? | #NAME? | #NAME? | #NAME? | TRUE | 4.6 | TRUE | TRUE | #NAME? | #NAME? | #NAME? | #NAME? | #NAME? | #NAME? | #NAME? | #NAME? | #NAME? | #NAME? |  |  | 1: 0; 2: 0; 3: 0; 4: 0 | 0 |  | 0 | 0 | 0 | 19815 | 0 | 0 | 0 |  | 0 | 3253 | 3253 | 1981-05-21 | #NAME? | #NAME? | #NAME?
1981-05-22 | 1981 | 5 | 142 | 22 | 6 | 11.2 | 3.5167 | 16.8333 | 4.4 | 4.4 | 0 | #NAME? | #NAME? | #NAME? | #NAME? | #NAME? | #NAME? | FALSE | 5 | TRUE | TRUE | #NAME? | #NAME? | #NAME? | #NAME? | #NAME? | #NAME? | #NAME? | #NAME? | #NAME? | #NAME? |  |  | 1: 0; 2: 0; 3: 0; 4: 4.3469 | 4.3469 |  | 127.5077 | 196.3213 | 202.3931 | 19815 | 4.3469 | 127.5077 | 208.5619 |  | 0 | 3254 | 3254 | 1981-05-22 | #NAME? | #NAME? | #NAME?
1981-05-23 | 1981 | 5 | 143 | 23 | 7 | 11.1 | 3.9329 | 12.3333 | 0.6 | 0.6 | 0 | #NAME? | #NAME? | #NAME? | #NAME? | #NAME? | #NAME? | FALSE | 5.2 | TRUE | TRUE | #NAME? | #NAME? | #NAME? | #NAME? | #NAME? | #NAME? | #NAME? | #NAME? | #NAME? | #NAME? |  |  | 1: 0; 2: 0; 3: 0; 4: 0 | 0 |  | 0 | 0 | 0 | 19815 | 0 | 0 | 0 |  | 0 | 3255 | 3255 | 1981-05-23 | #NAME? | #NAME? | #NAME?
1981-05-24 | 1981 | 5 | 144 | 24 | 1 | 8.2 | 5.2308 | 13.6667 | 0 | 0 | 0 | #NAME? | #NAME? | #NAME? | #NAME? | #NAME? | #NAME? | TRUE | 5 | TRUE | TRUE | #NAME? | #NAME? | #NAME? | #NAME? | #NAME? | #NAME? | #NAME? | #NAME? | #NAME? | #NAME? |  |  | 1: 6.5333; 2: 9.9152; 3: 0; 4: 0 | 16.4485 |  | 386.6683 | 627.3075 | 649.2715 | 19815 | 16.4485 | 386.6683 | 632.4662 |  | 0 | 3256 | 3256 | 1981-05-24 | #NAME? | #NAME? | #NAME?
1981-05-25 | 1981 | 5 | 145 | 25 | 2 | 8.3 | 5.6358 | 7.1667 | 0 | 0 | 0 | #NAME? | #NAME? | #NAME? | #NAME? | #NAME? | #NAME? | FALSE | 0.6 | TRUE | TRUE | #NAME? | #NAME? | #NAME? | #NAME? | #NAME? | #NAME? | #NAME? | #NAME? | #NAME? | #NAME? |  |  | 1: 0; 2: 0; 3: 7.0371; 4: 7.32 | 14.3571 |  | 317.9315 | 489.5136 | 504.6532 | 19815 | 14.3571 | 317.9315 | 520.0348 |  | 0 | 3257 | 3257 | 1981-05-25 | #NAME? | #NAME? | #NAME?
1981-05-26 | 1981 | 5 | 146 | 26 | 3 | 10 | 5.0521 | 10 | 0 | 0 | 0 | #NAME? | #NAME? | #NAME? | #NAME? | #NAME? | #NAME? | TRUE | 0 | TRUE | TRUE | #NAME? | #NAME? | #NAME? | #NAME? | #NAME? | #NAME? | #NAME? | #NAME? | #NAME? | #NAME? |  |  | 1: 11.3793; 2: 17.1062; 3: 0; 4: 0 | 28.4855 |  | 668.6783 | 1084.6932 | 1122.6618 | 19815 | 28.4855 | 668.6783 | 1093.7448 |  | 0 | 3258 | 3258 | 1981-05-26 | #NAME? | #NAME? | #NAME?
1981-05-27 | 1981 | 5 | 147 | 27 | 4 | 6.8 | 4.6649 | 4.6667 | 1.2 | 1.2 | 0 | #NAME? | #NAME? | #NAME? | #NAME? | #NAME? | #NAME? | FALSE | 0 | TRUE | TRUE | #NAME? | #NAME? | #NAME? | #NAME? | #NAME? | #NAME? | #NAME? | #NAME? | #NAME? | #NAME? |  |  | 1: 0; 2: 0; 3: 0; 4: 5.869 | 5.869 |  | 172.1588 | 265.0698 | 273.2679 | 19815 | 5.869 | 172.1588 | 281.5969 |  | 0 | 3259 | 3259 | 1981-05-27 | #NAME? | #NAME? | #NAME?
1981-05-28 | 1981 | 5 | 148 | 28 | 5 | 5.6 | 4.8673 | 17.8333 | 0 | 0 | 0 | #NAME? | #NAME? | #NAME? | #NAME? | #NAME? | #NAME? | TRUE | 1.2 | TRUE | TRUE | #NAME? | #NAME? | #NAME? | #NAME? | #NAME? | #NAME? | #NAME? | #NAME? | #NAME? | #NAME? |  |  | 1: 7.6516; 2: 10.8901; 3: 0; 4: 0 | 18.5417 |  | 431.6658 | 699.7318 | 724.1877 | 19815 | 18.5417 | 431.6658 | 706.0678 |  | 0 | 3260 | 3260 | 1981-05-28 | #NAME? | #NAME? | #NAME?
1981-05-29 | 1981 | 5 | 149 | 29 | 6 | 4.4 | 4.6219 | 4.6667 | 0 | 0 | 0 | #NAME? | #NAME? | #NAME? | #NAME? | #NAME? | #NAME? | FALSE | 1.2 | TRUE | TRUE | #NAME? | #NAME? | #NAME? | #NAME? | #NAME? | #NAME? | #NAME? | #NAME? | #NAME? | #NAME? |  |  | 1: 0; 2: 0; 3: 0; 4: 5.2427 | 5.2427 |  | 153.7868 | 236.7829 | 244.1061 | 19815 | 5.2427 | 153.7868 | 251.5463 |  | 0 | 3261 | 3261 | 1981-05-29 | #NAME? | #NAME? | #NAME?
1981-05-30 | 1981 | 5 | 150 | 30 | 7 | 6.2 | 5.0213 | 6.5 | 0.2 | 0.2 | 0 | #NAME? | #NAME? | #NAME? | #NAME? | #NAME? | #NAME? | FALSE | 0 | TRUE | TRUE | #NAME? | #NAME? | #NAME? | #NAME? | #NAME? | #NAME? | #NAME? | #NAME? | #NAME? | #NAME? |  |  | 1: 0; 2: 0; 3: 2.3002; 4: 0 | 2.3002 |  | 33.7367 | 51.9438 | 53.5503 | 19815 | 2.3002 | 33.7367 | 55.1825 |  | 0 | 3262 | 3262 | 1981-05-30 | #NAME? | #NAME? | #NAME?
1981-05-31 | 1981 | 5 | 151 | 31 | 1 | 7.6 | 3.9702 | 12.8333 | 22.7 | 22.7 | 13.275 | #NAME? | #NAME? | #NAME? | #NAME? | #NAME? | #NAME? | TRUE | 0.2 | TRUE | TRUE | #NAME? | #NAME? | #NAME? | #NAME? | #NAME? | #NAME? | #NAME? | #NAME? | #NAME? | #NAME? |  |  | 1: 0; 2: 0; 3: 0; 4: 0 | 0 |  | 0 | 0 | 0 | 19815 | 0 | 0 | 0 |  | 0 | 3263 | 3263 | 1981-05-31 | #NAME? | #NAME? | #NAME?
1981-06-01 | 1981 | 6 | 152 | 1 | 2 | 9.7 | 3.2844 | 23.6667 | 8.6 | 8.6 | 2.7 | #NAME? | #NAME? | #NAME? | #NAME? | #NAME? | #NAME? | FALSE | 22.9 | FALSE | TRUE | #NAME? | #NAME? | #NAME? | #NAME? | #NAME? | #NAME? | #NAME? | #NAME? | #NAME? | #NAME? |  |  | 1: 0; 2: 0; 3: 0; 4: 0 | 0 |  | 0 | 0 | 0 | 19816 | 0 | 0 | 0 |  | 0 | 3264 | 3264 | 1981-06-01 | #NAME? | #NAME? | #NAME?
1981-06-02 | 1981 | 6 | 153 | 2 | 3 | 8.1 | 4.2582 | 8.5 | 0 | 0 | 0 | #NAME? | #NAME? | #NAME? | #NAME? | #NAME? | #NAME? | TRUE | 31.3 | FALSE | TRUE | #NAME? | #NAME? | #NAME? | #NAME? | #NAME? | #NAME? | #NAME? | #NAME? | #NAME? | #NAME? |  |  | 1: 0; 2: 0; 3: 0; 4: 0 | 0 |  | 0 | 0 | 0 | 19816 | 0 | 0 | 0 |  | 0 | 3265 | 3265 | 1981-06-02 | #NAME? | #NAME? | #NAME?
1981-06-03 | 1981 | 6 | 154 | 3 | 4 | 10.3 | 5.1302 | 25.3333 | 1.2 | 1.2 | 0 | #NAME? | #NAME? | #NAME? | #NAME? | #NAME? | #NAME? | FALSE | 8.6 | TRUE | TRUE | #NAME? | #NAME? | #NAME? | #NAME? | #NAME? | #NAME? | #NAME? | #NAME? | #NAME? | #NAME? |  |  | 1: 0; 2: 0; 3: 0; 4: 4.622 | 4.622 |  | 135.5791 | 208.7488 | 215.2049 | 19816 | 4.622 | 135.5791 | 221.7642 |  | 0 | 3266 | 3266 | 1981-06-03 | #NAME? | #NAME? | #NAME?
1981-06-04 | 1981 | 6 | 155 | 4 | 5 | 12 | 6.0106 | 23.6667 | 0 | 0 | 0 | #NAME? | #NAME? | #NAME? | #NAME? | #NAME? | #NAME? | TRUE | 1.2 | TRUE | TRUE | #NAME? | #NAME? | #NAME? | #NAME? | #NAME? | #NAME? | #NAME? | #NAME? | #NAME? | #NAME? |  |  | 1: 1.996; 2: 2.6776; 3: 0; 4: 0 | 4.6735 |  | 107.8163 | 174.6339 | 180.727 | 19816 | 4.6735 | 107.8163 | 176.3531 |  | 0 | 3267 | 3267 | 1981-06-04 | #NAME? | #NAME? | #NAME?
1981-06-05 | 1981 | 6 | 156 | 5 | 6 | 9.2 | 5.5858 | 16 | 0 | 0 | 0 | #NAME? | #NAME? | #NAME? | #NAME? | #NAME? | #NAME? | FALSE | 1.2 | TRUE | TRUE | #NAME? | #NAME? | #NAME? | #NAME? | #NAME? | #NAME? | #NAME? | #NAME? | #NAME? | #NAME? |  |  | 1: 0; 2: 0; 3: 0; 4: 6.1274 | 6.1274 |  | 179.7369 | 276.7377 | 285.2966 | 19816 | 6.1274 | 179.7369 | 293.9923 |  | 0 | 3268 | 3268 | 1981-06-05 | #NAME? | #NAME? | #NAME?
1981-06-06 | 1981 | 6 | 157 | 6 | 7 | 9.2 | 5.4486 | 12.3333 | 1.4 | 1.4 | 0 | #NAME? | #NAME? | #NAME? | #NAME? | #NAME? | #NAME? | FALSE | 0 | TRUE | TRUE | #NAME? | #NAME? | #NAME? | #NAME? | #NAME? | #NAME? | #NAME? | #NAME? | #NAME? | #NAME? |  |  | 1: 0; 2: 0; 3: 0; 4: 0 | 0 |  | 0 | 0 | 0 | 19816 | 0 | 0 | 0 |  | 0 | 3269 | 3269 | 1981-06-06 | #NAME? | #NAME? | #NAME?
1981-06-07 | 1981 | 6 | 158 | 7 | 1 | 7 | 4.3399 | 13.3333 | 0 | 0 | 0 | #NAME? | #NAME? | #NAME? | #NAME? | #NAME? | #NAME? | TRUE | 1.4 | TRUE | TRUE | #NAME? | #NAME? | #NAME? | #NAME? | #NAME? | #NAME? | #NAME? | #NAME? | #NAME? | #NAME? |  |  | 1: 0; 2: 0; 3: 0; 4: 0 | 0 |  | 0 | 0 | 0 | 19816 | 0 | 0 | 0 |  | 0 | 3270 | 3270 | 1981-06-07 | #NAME? | #NAME? | #NAME?
1981-06-08 | 1981 | 6 | 159 | 8 | 2 | 7.2 | 4.0083 | 27.6667 | 3.8 | 3.8 | 0 | #NAME? | #NAME? | #NAME? | #NAME? | #NAME? | #NAME? | FALSE | 1.4 | TRUE | TRUE | #NAME? | #NAME? | #NAME? | #NAME? | #NAME? | #NAME? | #NAME? | #NAME? | #NAME? | #NAME? |  |  | 1: 0; 2: 0; 3: 0; 4: 8.4559 | 8.4559 |  | 248.0395 | 381.9021 | 393.7135 | 19816 | 8.4559 | 248.0395 | 405.7137 |  | 0 | 3271 | 3271 | 1981-06-08 | #NAME? | #NAME? | #NAME?
1981-06-09 | 1981 | 6 | 160 | 9 | 3 | 5.4 | 3.7825 | 12.6667 | 4 | 4 | 0 | #NAME? | #NAME? | #NAME? | #NAME? | #NAME? | #NAME? | TRUE | 3.8 | TRUE | TRUE | #NAME? | #NAME? | #NAME? | #NAME? | #NAME? | #NAME? | #NAME? | #NAME? | #NAME? | #NAME? |  |  | 1: 6.7641; 2: 10.8459; 3: 0; 4: 0 | 17.6101 |  | 417.3546 | 677.5549 | 701.3135 | 19816 | 17.6101 | 417.3546 | 682.6593 |  | 0 | 3272 | 3272 | 1981-06-09 | #NAME? | #NAME? | #NAME?
1981-06-10 | 1981 | 6 | 161 | 10 | 4 | 5.3 | 3.4701 | 10.3333 | 4.8 | 4.8 | 0 | #NAME? | #NAME? | #NAME? | #NAME? | #NAME? | #NAME? | FALSE | 7.8 | TRUE | FALSE | #NAME? | #NAME? | #NAME? | #NAME? | #NAME? | #NAME? | #NAME? | #NAME? | #NAME? | #NAME? |  |  | 1: 0; 2: 0; 3: 0; 4: 0 | 0 |  | 0 | 0 | 0 | 19816 | 0 | 0 | 0 |  | 0 | 3273 | 3273 | 1981-06-10 | #NAME? | #NAME? | #NAME?
1981-06-11 | 1981 | 6 | 162 | 11 | 5 | 2.7 | 3.5564 | 7.6667 | 0 | 0 | 0 | #NAME? | #NAME? | #NAME? | #NAME? | #NAME? | #NAME? | TRUE | 8.8 | TRUE | TRUE | #NAME? | #NAME? | #NAME? | #NAME? | #NAME? | #NAME? | #NAME? | #NAME? | #NAME? | #NAME? |  |  | 1: 10.1606; 2: 16.0858; 3: 0; 4: 0 | 26.2464 |  | 620.8717 | 1007.797 | 1043.1236 | 19816 | 26.2464 | 620.8717 | 1015.5484 |  | 0 | 3274 | 3274 | 1981-06-11 | #NAME? | #NAME? | #NAME?
1981-06-12 | 1981 | 6 | 163 | 12 | 6 | 3.7 | 3.8234 | 6.8333 | 0.2 | 0.2 | 0 | #NAME? | #NAME? | #NAME? | #NAME? | #NAME? | #NAME? | FALSE | 4.8 | TRUE | TRUE | #NAME? | #NAME? | #NAME? | #NAME? | #NAME? | #NAME? | #NAME? | #NAME? | #NAME? | #NAME? |  |  | 1: 0; 2: 0; 3: 0; 4: 8.225 | 8.225 |  | 241.2653 | 371.472 | 382.9609 | 19816 | 8.225 | 241.2653 | 394.6333 |  | 0 | 3275 | 3275 | 1981-06-12 | #NAME? | #NAME? | #NAME?
1981-06-13 | 1981 | 6 | 164 | 13 | 7 | 7.1 | 3.0007 | 18 | 12.6 | 12.6 | 5.7 | #NAME? | #NAME? | #NAME? | #NAME? | #NAME? | #NAME? | FALSE | 0.2 | TRUE | TRUE | #NAME? | #NAME? | #NAME? | #NAME? | #NAME? | #NAME? | #NAME? | #NAME? | #NAME? | #NAME? |  |  | 1: 0; 2: 0; 3: 0; 4: 0 | 0 |  | 0 | 0 | 0 | 19816 | 0 | 0 | 0 |  | 0 | 3276 | 3276 | 1981-06-13 | #NAME? | #NAME? | #NAME?
1981-06-14 | 1981 | 6 | 165 | 14 | 1 | 7 | 4.2541 | 28.5 | 0.2 | 0.2 | 0 | #NAME? | #NAME? | #NAME? | #NAME? | #NAME? | #NAME? | TRUE | 12.8 | FALSE | TRUE | #NAME? | #NAME? | #NAME? | #NAME? | #NAME? | #NAME? | #NAME? | #NAME? | #NAME? | #NAME? |  |  | 1: 0; 2: 0; 3: 0; 4: 0 | 0 |  | 0 | 0 | 0 | 19816 | 0 | 0 | 0 |  | 0 | 3277 | 3277 | 1981-06-14 | #NAME? | #NAME? | #NAME?
1981-06-15 | 1981 | 6 | 166 | 15 | 2 | 6.5 | 4.1435 | 7.5 | 0.4 | 0.4 | 0 | #NAME? | #NAME? | #NAME? | #NAME? | #NAME? | #NAME? | FALSE | 12.8 | FALSE | TRUE | #NAME? | #NAME? | #NAME? | #NAME? | #NAME? | #NAME? | #NAME? | #NAME? | #NAME? | #NAME? |  |  | 1: 0; 2: 0; 3: 0; 4: 0 | 0 |  | 0 | 0 | 0 | 19816 | 0 | 0 | 0 |  | 0 | 3278 | 3278 | 1981-06-15 | #NAME? | #NAME? | #NAME?
1981-06-16 | 1981 | 6 | 167 | 16 | 3 | 6.2 | 4.9178 | 11.1667 | 0 | 0 | 0 | #NAME? | #NAME? | #NAME? | #NAME? | #NAME? | #NAME? | TRUE | 0.6 | TRUE | TRUE | #NAME? | #NAME? | #NAME? | #NAME? | #NAME? | #NAME? | #NAME? | #NAME? | #NAME? | #NAME? |  |  | 1: 1.8573; 2: 2.5389; 3: 0; 4: 0 | 4.3961 |  | 101.7131 | 164.7897 | 170.5425 | 19816 | 4.3961 | 101.7131 | 166.3702 |  | 0 | 3279 | 3279 | 1981-06-16 | #NAME? | #NAME? | #NAME?
1981-06-17 | 1981 | 6 | 168 | 17 | 4 | 5 | 3.5172 | 14.3333 | 3.2 | 3.2 | 0 | #NAME? | #NAME? | #NAME? | #NAME? | #NAME? | #NAME? | FALSE | 0.4 | TRUE | FALSE | #NAME? | #NAME? | #NAME? | #NAME? | #NAME? | #NAME? | #NAME? | #NAME? | #NAME? | #NAME? |  |  | 1: 0; 2: 0; 3: 0; 4: 0 | 0 |  | 0 | 0 | 0 | 19816 | 0 | 0 | 0 |  | 0 | 3280 | 3280 | 1981-06-17 | #NAME? | #NAME? | #NAME?
1981-06-18 | 1981 | 6 | 169 | 18 | 5 | 2.5 | 3.9948 | 9.8333 | 0 | 0 | 0 | #NAME? | #NAME? | #NAME? | #NAME? | #NAME? | #NAME? | TRUE | 3.2 | TRUE | TRUE | #NAME? | #NAME? | #NAME? | #NAME? | #NAME? | #NAME? | #NAME? | #NAME? | #NAME? | #NAME? |  |  | 1: 0; 2: 0; 3: 0; 4: 0 | 0 |  | 0 | 0 | 0 | 19816 | 0 | 0 | 0 |  | 0 | 3281 | 3281 | 1981-06-18 | #NAME? | #NAME? | #NAME?
1981-06-19 | 1981 | 6 | 170 | 19 | 6 | 10.1 | 5.3292 | 20.6667 | 0 | 0 | 0 | #NAME? | #NAME? | #NAME? | #NAME? | #NAME? | #NAME? | FALSE | 3.2 | TRUE | TRUE | #NAME? | #NAME? | #NAME? | #NAME? | #NAME? | #NAME? | #NAME? | #NAME? | #NAME? | #NAME? |  |  | 1: 0; 2: 0; 3: 0; 4: 11.3863 | 11.3863 |  | 333.9986 | 514.2518 | 530.1565 | 19816 | 11.3863 | 333.9986 | 546.3154 |  | 0 | 3282 | 3282 | 1981-06-19 | #NAME? | #NAME? | #NAME?
1981-06-20 | 1981 | 6 | 171 | 20 | 7 | 5.4 | 4.657 | 6.1667 | 0.2 | 0.2 | 0 | #NAME? | #NAME? | #NAME? | #NAME? | #NAME? | #NAME? | FALSE | 0 | TRUE | TRUE | #NAME? | #NAME? | #NAME? | #NAME? | #NAME? | #NAME? | #NAME? | #NAME? | #NAME? | #NAME? |  |  | 1: 0; 2: 0; 3: 9.3968; 4: 0 | 9.3968 |  | 137.8204 | 212.1996 | 218.7625 | 19816 | 9.3968 | 137.8204 | 225.4303 |  | 0 | 3283 | 3283 | 1981-06-20 | #NAME? | #NAME? | #NAME?
1981-06-21 | 1981 | 6 | 172 | 21 | 1 | 5 | 3.9274 | 5.5 | 3.2 | 3.2 | 0 | #NAME? | #NAME? | #NAME? | #NAME? | #NAME? | #NAME? | TRUE | 0.2 | TRUE | TRUE | #NAME? | #NAME? | #NAME? | #NAME? | #NAME? | #NAME? | #NAME? | #NAME? | #NAME? | #NAME? |  |  | 1: 9.9862; 2: 15.2336; 3: 0; 4: 0 | 25.2197 |  | 593.3149 | 962.6211 | 996.3302 | 19816 | 25.2197 | 593.3149 | 970.4743 |  | 0 | 3284 | 3284 | 1981-06-21 | #NAME? | #NAME? | #NAME?
1981-06-22 | 1981 | 6 | 173 | 22 | 2 | 5.6 | 4.621 | 8.5 | 0 | 0 | 0 | #NAME? | #NAME? | #NAME? | #NAME? | #NAME? | #NAME? | FALSE | 3.4 | TRUE | TRUE | #NAME? | #NAME? | #NAME? | #NAME? | #NAME? | #NAME? | #NAME? | #NAME? | #NAME? | #NAME? |  |  | 1: 0; 2: 0; 3: 0; 4: 7.0015 | 7.0015 |  | 205.3761 | 316.214 | 325.9938 | 19816 | 7.0015 | 205.3761 | 335.9299 |  | 0 | 3285 | 3285 | 1981-06-22 | #NAME? | #NAME? | #NAME?
1981-06-23 | 1981 | 6 | 174 | 23 | 3 | 9 | 4.7904 | 17.5 | 1 | 1 | 0 | #NAME? | #NAME? | #NAME? | #NAME? | #NAME? | #NAME? | TRUE | 3.2 | TRUE | TRUE | #NAME? | #NAME? | #NAME? | #NAME? | #NAME? | #NAME? | #NAME? | #NAME? | #NAME? | #NAME? |  |  | 1: 4.0514; 2: 6.0787; 3: 0; 4: 0 | 10.13 |  | 237.7279 | 385.6198 | 399.1173 | 19816 | 10.13 | 237.7279 | 388.8472 |  | 0 | 3286 | 3286 | 1981-06-23 | #NAME? | #NAME? | #NAME?
1981-06-24 | 1981 | 6 | 175 | 24 | 4 | 7.2 | 5.2021 | 10 | 0 | 0 | 0 | #NAME? | #NAME? | #NAME? | #NAME? | #NAME? | #NAME? | FALSE | 1 | TRUE | TRUE | #NAME? | #NAME? | #NAME? | #NAME? | #NAME? | #NAME? | #NAME? | #NAME? | #NAME? | #NAME? |  |  | 1: 0; 2: 0; 3: 4.0436; 4: 5.1763 | 9.2199 |  | 211.1441 | 325.0948 | 335.1493 | 19816 | 9.2199 | 211.1441 | 345.3645 |  | 0 | 3287 | 3287 | 1981-06-24 | #NAME? | #NAME? | #NAME?
1981-06-25 | 1981 | 6 | 176 | 25 | 5 | 6.4 | 6.487 | 6.6667 | 0 | 0 | 0 | #NAME? | #NAME? | #NAME? | #NAME? | #NAME? | #NAME? | TRUE | 1 | TRUE | TRUE | #NAME? | #NAME? | #NAME? | #NAME? | #NAME? | #NAME? | #NAME? | #NAME? | #NAME? | #NAME? |  |  | 1: 7.8431; 2: 9.6677; 3: 0; 4: 0 | 17.5108 |  | 398.617 | 644.9069 | 667.3512 | 19816 | 17.5108 | 398.617 | 652.0106 |  | 0 | 3288 | 3288 | 1981-06-25 | #NAME? | #NAME? | #NAME?
1981-06-26 | 1981 | 6 | 177 | 26 | 6 | 9 | 5.5004 | 7.5 | 9.6 | 9.6 | 3.45 | #NAME? | #NAME? | #NAME? | #NAME? | #NAME? | #NAME? | FALSE | 0 | TRUE | TRUE | #NAME? | #NAME? | #NAME? | #NAME? | #NAME? | #NAME? | #NAME? | #NAME? | #NAME? | #NAME? |  |  | 1: 0; 2: 0; 3: 0; 4: 6.429 | 6.429 |  | 188.5839 | 290.3593 | 299.3395 | 19816 | 6.429 | 188.5839 | 308.4632 |  | 0 | 3289 | 3289 | 1981-06-26 | #NAME? | #NAME? | #NAME?
1981-06-27 | 1981 | 6 | 178 | 27 | 7 | 8.5 | 2.5331 | 13.8333 | 14.1 | 14.1 | 6.825 | #NAME? | #NAME? | #NAME? | #NAME? | #NAME? | #NAME? | FALSE | 9.6 | TRUE | TRUE | #NAME? | #NAME? | #NAME? | #NAME? | #NAME? | #NAME? | #NAME? | #NAME? | #NAME? | #NAME? |  |  | 1: 0; 2: 0; 3: 3.2056; 4: 0 | 3.2056 |  | 47.0148 | 72.3879 | 74.6267 | 19816 | 3.2056 | 47.0148 | 76.9013 |  | 0 | 3290 | 3290 | 1981-06-27 | #NAME? | #NAME? | #NAME?
1981-06-28 | 1981 | 6 | 179 | 28 | 1 | 6.6 | 4.5195 | 8.1667 | 0 | 0 | 0 | #NAME? | #NAME? | #NAME? | #NAME? | #NAME? | #NAME? | TRUE | 23.7 | FALSE | TRUE | #NAME? | #NAME? | #NAME? | #NAME? | #NAME? | #NAME? | #NAME? | #NAME? | #NAME? | #NAME? |  |  | 1: 0; 2: 0; 3: 0; 4: 0 | 0 |  | 0 | 0 | 0 | 19816 | 0 | 0 | 0 |  | 0 | 3291 | 3291 | 1981-06-28 | #NAME? | #NAME? | #NAME?
1981-06-29 | 1981 | 6 | 180 | 29 | 2 | 9.5 | 5.8599 | 11.3333 | 0 | 0 | 0 | #NAME? | #NAME? | #NAME? | #NAME? | #NAME? | #NAME? | FALSE | 14.1 | FALSE | TRUE | #NAME? | #NAME? | #NAME? | #NAME? | #NAME? | #NAME? | #NAME? | #NAME? | #NAME? | #NAME? |  |  | 1: 0; 2: 0; 3: 0; 4: 0 | 0 |  | 0 | 0 | 0 | 19816 | 0 | 0 | 0 |  | 0 | 3292 | 3292 | 1981-06-29 | #NAME? | #NAME? | #NAME?
1981-06-30 | 1981 | 6 | 181 | 30 | 3 | 11.4 | 6.1024 | 7.1667 | 0.4 | 0.4 | 0 | #NAME? | #NAME? | #NAME? | #NAME? | #NAME? | #NAME? | TRUE | 0 | TRUE | TRUE | #NAME? | #NAME? | #NAME? | #NAME? | #NAME? | #NAME? | #NAME? | #NAME? | #NAME? | #NAME? |  |  | 1: 0; 2: 0; 3: 0; 4: 0 | 0 |  | 0 | 0 | 0 | 19816 | 0 | 0 | 0 |  | 0 | 3293 | 3293 | 1981-06-30 | #NAME? | #NAME? | #NAME?
1981-07-01 | 1981 | 7 | 182 | 1 | 4 | 9.9 | 3.9457 | 17 | 13.1 | 13.1 | 6.075 | #NAME? | #NAME? | #NAME? | #NAME? | #NAME? | #NAME? | FALSE | 0.4 | TRUE | TRUE | #NAME? | #NAME? | #NAME? | #NAME? | #NAME? | #NAME? | #NAME? | #NAME? | #NAME? | #NAME? |  |  | 1: 0; 2: 0; 3: 8.8272; 4: 10.8884 | 19.7156 |  | 448.8578 | 691.0985 | 712.4727 | 19817 | 19.7156 | 448.8578 | 734.1885 |  | 0 | 3294 | 3294 | 1981-07-01 | #NAME? | #NAME? | #NAME?
1981-07-02 | 1981 | 7 | 183 | 2 | 5 | 10.8 | 5.7085 | 6.6667 | 0 | 0 | 0 | #NAME? | #NAME? | #NAME? | #NAME? | #NAME? | #NAME? | TRUE | 13.5 | FALSE | TRUE | #NAME? | #NAME? | #NAME? | #NAME? | #NAME? | #NAME? | #NAME? | #NAME? | #NAME? | #NAME? |  |  | 1: 0; 2: 0; 3: 0; 4: 0 | 0 |  | 0 | 0 | 0 | 19817 | 0 | 0 | 0 |  | 0 | 3295 | 3295 | 1981-07-02 | #NAME? | #NAME? | #NAME?
1981-07-03 | 1981 | 7 | 184 | 3 | 6 | 11.9 | 7.025 | 13.1667 | 0 | 0 | 0 | #NAME? | #NAME? | #NAME? | #NAME? | #NAME? | #NAME? | FALSE | 13.1 | FALSE | TRUE | #NAME? | #NAME? | #NAME? | #NAME? | #NAME? | #NAME? | #NAME? | #NAME? | #NAME? | #NAME? |  |  | 1: 0; 2: 0; 3: 0; 4: 0 | 0 |  | 0 | 0 | 0 | 19817 | 0 | 0 | 0 |  | 0 | 3296 | 3296 | 1981-07-03 | #NAME? | #NAME? | #NAME?
1981-07-04 | 1981 | 7 | 185 | 4 | 7 | 13.5 | 6.6205 | 15.6667 | 0 | 0 | 0 | #NAME? | #NAME? | #NAME? | #NAME? | #NAME? | #NAME? | FALSE | 0 | TRUE | TRUE | #NAME? | #NAME? | #NAME? | #NAME? | #NAME? | #NAME? | #NAME? | #NAME? | #NAME? | #NAME? |  |  | 1: 0; 2: 0; 3: 1.9863; 4: 0 | 1.9863 |  | 29.1321 | 44.8542 | 46.2414 | 19817 | 1.9863 | 29.1321 | 47.6508 |  | 0 | 3297 | 3297 | 1981-07-04 | #NAME? | #NAME? | #NAME?
1981-07-05 | 1981 | 7 | 186 | 5 | 1 | 12.2 | 5.2348 | 14.5 | 0 | 0 | 0 | #NAME? | #NAME? | #NAME? | #NAME? | #NAME? | #NAME? | TRUE | 0 | TRUE | TRUE | #NAME? | #NAME? | #NAME? | #NAME? | #NAME? | #NAME? | #NAME? | #NAME? | #NAME? | #NAME? |  |  | 1: 0; 2: 0; 3: 0; 4: 0 | 0 |  | 0 | 0 | 0 | 19817 | 0 | 0 | 0 |  | 0 | 3298 | 3298 | 1981-07-05 | #NAME? | #NAME? | #NAME?
1981-07-06 | 1981 | 7 | 187 | 6 | 2 | 15 | 5.5304 | 20.6667 | 0 | 0 | 0 | #NAME? | #NAME? | #NAME? | #NAME? | #NAME? | #NAME? | FALSE | 0 | TRUE | TRUE | #NAME? | #NAME? | #NAME? | #NAME? | #NAME? | #NAME? | #NAME? | #NAME? | #NAME? | #NAME? |  |  | 1: 0; 2: 0; 3: 0; 4: 11.9717 | 11.9717 |  | 351.1712 | 540.6922 | 557.4146 | 19817 | 11.9717 | 351.1712 | 574.4043 |  | 0 | 3299 | 3299 | 1981-07-06 | #NAME? | #NAME? | #NAME?
1981-07-07 | 1981 | 7 | 188 | 7 | 3 | 6.6 | 3.5945 | 25.5 | 15.4 | 15.4 | 7.8 | #NAME? | #NAME? | #NAME? | #NAME? | #NAME? | #NAME? | TRUE | 0 | TRUE | TRUE | #NAME? | #NAME? | #NAME? | #NAME? | #NAME? | #NAME? | #NAME? | #NAME? | #NAME? | #NAME? |  |  | 1: 0; 2: 0; 3: 0; 4: 0 | 0 |  | 0 | 0 | 0 | 19817 | 0 | 0 | 0 |  | 0 | 3300 | 3300 | 1981-07-07 | #NAME? | #NAME? | #NAME?
1981-07-08 | 1981 | 7 | 189 | 8 | 4 | 6.8 | 5.7084 | 19 | 0 | 0 | 0 | #NAME? | #NAME? | #NAME? | #NAME? | #NAME? | #NAME? | FALSE | 15.4 | FALSE | TRUE | #NAME? | #NAME? | #NAME? | #NAME? | #NAME? | #NAME? | #NAME? | #NAME? | #NAME? | #NAME? |  |  | 1: 0; 2: 0; 3: 0; 4: 0 | 0 |  | 0 | 0 | 0 | 19817 | 0 | 0 | 0 |  | 0 | 3301 | 3301 | 1981-07-08 | #NAME? | #NAME? | #NAME?
1981-07-09 | 1981 | 7 | 190 | 9 | 5 | 4.9 | 4.9146 | 13 | 0 | 0 | 0 | #NAME? | #NAME? | #NAME? | #NAME? | #NAME? | #NAME? | TRUE | 15.4 | FALSE | TRUE | #NAME? | #NAME? | #NAME? | #NAME? | #NAME? | #NAME? | #NAME? | #NAME? | #NAME? | #NAME? |  |  | 1: 0; 2: 0; 3: 0; 4: 0 | 0 |  | 0 | 0 | 0 | 19817 | 0 | 0 | 0 |  | 0 | 3302 | 3302 | 1981-07-09 | #NAME? | #NAME? | #NAME?
1981-07-10 | 1981 | 7 | 191 | 10 | 6 | 9.8 | 3.0562 | 16 | 0.2 | 0.2 | 0 | #NAME? | #NAME? | #NAME? | #NAME? | #NAME? | #NAME? | FALSE | 0 | TRUE | TRUE | #NAME? | #NAME? | #NAME? | #NAME? | #NAME? | #NAME? | #NAME? | #NAME? | #NAME? | #NAME? |  |  | 1: 0; 2: 0; 3: 0; 4: 8.1226 | 8.1226 |  | 238.2642 | 366.8512 | 378.1971 | 19817 | 8.1226 | 238.2642 | 389.7243 |  | 0 | 3303 | 3303 | 1981-07-10 | #NAME? | #NAME? | #NAME?
1981-07-11 | 1981 | 7 | 192 | 11 | 7 | 9.9 | 4.4533 | 11 | 0 | 0 | 0 | #NAME? | #NAME? | #NAME? | #NAME? | #NAME? | #NAME? | FALSE | 0.2 | TRUE | TRUE | #NAME? | #NAME? | #NAME? | #NAME? | #NAME? | #NAME? | #NAME? | #NAME? | #NAME? | #NAME? |  |  | 1: 0; 2: 0; 3: 10.503; 4: 0 | 10.503 |  | 154.0438 | 237.1786 | 244.514 | 19817 | 10.503 | 154.0438 | 251.9667 |  | 0 | 3304 | 3304 | 1981-07-11 | #NAME? | #NAME? | #NAME?
1981-07-12 | 1981 | 7 | 193 | 12 | 1 | 7.2 | 5.2109 | 4.1667 | 0 | 0 | 0 | #NAME? | #NAME? | #NAME? | #NAME? | #NAME? | #NAME? | TRUE | 0.2 | TRUE | TRUE | #NAME? | #NAME? | #NAME? | #NAME? | #NAME? | #NAME? | #NAME? | #NAME? | #NAME? | #NAME? |  |  | 1: 3.3009; 2: 6.1376; 3: 0; 4: 0 | 9.4385 |  | 228.4501 | 371.525 | 384.6018 | 19817 | 9.4385 | 228.4501 | 373.6717 |  | 0 | 3305 | 3305 | 1981-07-12 | #NAME? | #NAME? | #NAME?
1981-07-13 | 1981 | 7 | 194 | 13 | 2 | 13.1 | 4.1741 | 18.8333 | 12.4 | 12.4 | 5.55 | #NAME? | #NAME? | #NAME? | #NAME? | #NAME? | #NAME? | FALSE | 0 | TRUE | TRUE | #NAME? | #NAME? | #NAME? | #NAME? | #NAME? | #NAME? | #NAME? | #NAME? | #NAME? | #NAME? |  |  | 1: 0; 2: 0; 3: 0; 4: 7.5954 | 7.5954 |  | 222.7972 | 343.0369 | 353.6463 | 19817 | 7.5954 | 222.7972 | 364.4252 |  | 0 | 3306 | 3306 | 1981-07-13 | #NAME? | #NAME? | #NAME?
1981-07-14 | 1981 | 7 | 195 | 14 | 3 | 8.2 | 4.0819 | 24.5 | 21.8 | 21.8 | 12.6 | #NAME? | #NAME? | #NAME? | #NAME? | #NAME? | #NAME? | TRUE | 12.4 | FALSE | TRUE | #NAME? | #NAME? | #NAME? | #NAME? | #NAME? | #NAME? | #NAME? | #NAME? | #NAME? | #NAME? |  |  | 1: 0; 2: 0; 3: 0; 4: 0 | 0 |  | 0 | 0 | 0 | 19817 | 0 | 0 | 0 |  | 0 | 3307 | 3307 | 1981-07-14 | #NAME? | #NAME? | #NAME?
1981-07-15 | 1981 | 7 | 196 | 15 | 4 | 11.9 | 3.8309 | 29.6667 | 3.7 | 3.7 | 0 | #NAME? | #NAME? | #NAME? | #NAME? | #NAME? | #NAME? | FALSE | 34.2 | FALSE | TRUE | #NAME? | #NAME? | #NAME? | #NAME? | #NAME? | #NAME? | #NAME? | #NAME? | #NAME? | #NAME? |  |  | 1: 0; 2: 0; 3: 0; 4: 0 | 0 |  | 0 | 0 | 0 | 19817 | 0 | 0 | 0 |  | 0 | 3308 | 3308 | 1981-07-15 | #NAME? | #NAME? | #NAME?
1981-07-16 | 1981 | 7 | 197 | 16 | 5 | 11.8 | 2.6779 | 13.6667 | 4.9 | 4.9 | 0 | #NAME? | #NAME? | #NAME? | #NAME? | #NAME? | #NAME? | TRUE | 25.5 | FALSE | TRUE | #NAME? | #NAME? | #NAME? | #NAME? | #NAME? | #NAME? | #NAME? | #NAME? | #NAME? | #NAME? |  |  | 1: 0; 2: 0; 3: 0; 4: 0 | 0 |  | 0 | 0 | 0 | 19817 | 0 | 0 | 0 |  | 0 | 3309 | 3309 | 1981-07-16 | #NAME? | #NAME? | #NAME?
1981-07-17 | 1981 | 7 | 198 | 17 | 6 | 8.5 | 3.6864 | 5.5 | 0 | 0 | 0 | #NAME? | #NAME? | #NAME? | #NAME? | #NAME? | #NAME? | FALSE | 8.6 | TRUE | TRUE | #NAME? | #NAME? | #NAME? | #NAME? | #NAME? | #NAME? | #NAME? | #NAME? | #NAME? | #NAME? |  |  | 1: 0; 2: 0; 3: 0; 4: 5.8598 | 5.8598 |  | 171.8884 | 264.6535 | 272.8387 | 19817 | 5.8598 | 171.8884 | 281.1546 |  | 0 | 3310 | 3310 | 1981-07-17 | #NAME? | #NAME? | #NAME?
1981-07-18 | 1981 | 7 | 199 | 18 | 7 | 11.5 | 4.2998 | 6.3333 | 0 | 0 | 0 | #NAME? | #NAME? | #NAME? | #NAME? | #NAME? | #NAME? | FALSE | 4.9 | TRUE | TRUE | #NAME? | #NAME? | #NAME? | #NAME? | #NAME? | #NAME? | #NAME? | #NAME? | #NAME? | #NAME? |  |  | 1: 0; 2: 0; 3: 6.8283; 4: 0 | 6.8283 |  | 100.148 | 154.1961 | 158.965 | 19817 | 6.8283 | 100.148 | 163.8102 |  | 0 | 3311 | 3311 | 1981-07-18 | #NAME? | #NAME? | #NAME?
1981-07-19 | 1981 | 7 | 200 | 19 | 1 | 13.6 | 4.5568 | 5.3333 | 6.1 | 6.1 | 0.825 | #NAME? | #NAME? | #NAME? | #NAME? | #NAME? | #NAME? | TRUE | 0 | TRUE | TRUE | #NAME? | #NAME? | #NAME? | #NAME? | #NAME? | #NAME? | #NAME? | #NAME? | #NAME? | #NAME? |  |  | 1: 10.7664; 2: 17.6266; 3: 0; 4: 0 | 28.393 |  | 674.9538 | 1096.0328 | 1134.4866 | 19817 | 28.393 | 674.9538 | 1104.0095 |  | 0 | 3312 | 3312 | 1981-07-19 | #NAME? | #NAME? | #NAME?
1981-07-20 | 1981 | 7 | 201 | 20 | 2 | 11.5 | 4.13 | 7.5 | 0.4 | 0.4 | 0 | #NAME? | #NAME? | #NAME? | #NAME? | #NAME? | #NAME? | FALSE | 6.1 | TRUE | TRUE | #NAME? | #NAME? | #NAME? | #NAME? | #NAME? | #NAME? | #NAME? | #NAME? | #NAME? | #NAME? |  |  | 1: 0; 2: 0; 3: 2.0526; 4: 6.3262 | 8.3788 |  | 215.6722 | 332.0668 | 342.3369 | 19817 | 8.3788 | 215.6722 | 352.7711 |  | 0 | 3313 | 3313 | 1981-07-20 | #NAME? | #NAME? | #NAME?
1981-07-21 | 1981 | 7 | 202 | 21 | 3 | 14.4 | 3.6537 | 9.1667 | 2.3 | 2.3 | 0 | #NAME? | #NAME? | #NAME? | #NAME? | #NAME? | #NAME? | TRUE | 6.5 | TRUE | TRUE | #NAME? | #NAME? | #NAME? | #NAME? | #NAME? | #NAME? | #NAME? | #NAME? | #NAME? | #NAME? |  |  | 1: 0; 2: 0; 3: 0; 4: 0 | 0 |  | 0 | 0 | 0 | 19817 | 0 | 0 | 0 |  | 0 | 3314 | 3314 | 1981-07-21 | #NAME? | #NAME? | #NAME?
1981-07-22 | 1981 | 7 | 203 | 22 | 4 | 13.7 | 4.1148 | 15.3333 | 2.1 | 2.1 | 0 | #NAME? | #NAME? | #NAME? | #NAME? | #NAME? | #NAME? | FALSE | 2.7 | TRUE | TRUE | #NAME? | #NAME? | #NAME? | #NAME? | #NAME? | #NAME? | #NAME? | #NAME? | #NAME? | #NAME? |  |  | 1: 0; 2: 0; 3: 0; 4: 4.2895 | 4.2895 |  | 125.8258 | 193.7317 | 199.7234 | 19817 | 4.2895 | 125.8258 | 205.8109 |  | 0 | 3315 | 3315 | 1981-07-22 | #NAME? | #NAME? | #NAME?
1981-07-23 | 1981 | 7 | 204 | 23 | 5 | 12.6 | 3.1844 | 21.3333 | 3.2 | 3.2 | 0 | #NAME? | #NAME? | #NAME? | #NAME? | #NAME? | #NAME? | TRUE | 4.4 | TRUE | TRUE | #NAME? | #NAME? | #NAME? | #NAME? | #NAME? | #NAME? | #NAME? | #NAME? | #NAME? | #NAME? |  |  | 1: 0; 2: 0; 3: 0; 4: 0 | 0 |  | 0 | 0 | 0 | 19817 | 0 | 0 | 0 |  | 0 | 3316 | 3316 | 1981-07-23 | #NAME? | #NAME? | #NAME?
1981-07-24 | 1981 | 7 | 205 | 24 | 6 | 11 | 2.6998 | 17.6667 | 19.8 | 19.8 | 11.1 | #NAME? | #NAME? | #NAME? | #NAME? | #NAME? | #NAME? | FALSE | 5.3 | TRUE | TRUE | #NAME? | #NAME? | #NAME? | #NAME? | #NAME? | #NAME? | #NAME? | #NAME? | #NAME? | #NAME? |  |  | 1: 0; 2: 0; 3: 0; 4: 4.0314 | 4.0314 |  | 118.2554 | 182.0757 | 187.7069 | 19817 | 4.0314 | 118.2554 | 193.4281 |  | 0 | 3317 | 3317 | 1981-07-24 | #NAME? | #NAME? | #NAME?
1981-07-25 | 1981 | 7 | 206 | 25 | 7 | 5.1 | 3.5965 | 6 | 0 | 0 | 0 | #NAME? | #NAME? | #NAME? | #NAME? | #NAME? | #NAME? | FALSE | 23 | FALSE | TRUE | #NAME? | #NAME? | #NAME? | #NAME? | #NAME? | #NAME? | #NAME? | #NAME? | #NAME? | #NAME? |  |  | 1: 0; 2: 0; 3: 0; 4: 0 | 0 |  | 0 | 0 | 0 | 19817 | 0 | 0 | 0 |  | 0 | 3318 | 3318 | 1981-07-25 | #NAME? | #NAME? | #NAME?
1981-07-26 | 1981 | 7 | 207 | 26 | 1 | 6.4 | 4.7032 | 8.8333 | 0 | 0 | 0 | #NAME? | #NAME? | #NAME? | #NAME? | #NAME? | #NAME? | TRUE | 19.8 | FALSE | TRUE | #NAME? | #NAME? | #NAME? | #NAME? | #NAME? | #NAME? | #NAME? | #NAME? | #NAME? | #NAME? |  |  | 1: 0; 2: 0; 3: 0; 4: 0 | 0 |  | 0 | 0 | 0 | 19817 | 0 | 0 | 0 |  | 0 | 3319 | 3319 | 1981-07-26 | #NAME? | #NAME? | #NAME?
1981-07-27 | 1981 | 7 | 208 | 27 | 2 | 11.7 | 5.0417 | 9.8333 | 0 | 0 | 0 | #NAME? | #NAME? | #NAME? | #NAME? | #NAME? | #NAME? | FALSE | 0 | TRUE | TRUE | #NAME? | #NAME? | #NAME? | #NAME? | #NAME? | #NAME? | #NAME? | #NAME? | #NAME? | #NAME? |  |  | 1: 0; 2: 0; 3: 1.4986; 4: 6.8448 | 8.3434 |  | 222.7599 | 342.9796 | 353.5872 | 19817 | 8.3434 | 222.7599 | 364.3644 |  | 0 | 3320 | 3320 | 1981-07-27 | #NAME? | #NAME? | #NAME?
1981-07-28 | 1981 | 7 | 209 | 28 | 3 | 12.6 | 4.2746 | 13 | 9.4 | 9.4 | 3.3 | #NAME? | #NAME? | #NAME? | #NAME? | #NAME? | #NAME? | TRUE | 0 | TRUE | TRUE | #NAME? | #NAME? | #NAME? | #NAME? | #NAME? | #NAME? | #NAME? | #NAME? | #NAME? | #NAME? |  |  | 1: 5.147; 2: 7.0011; 3: 0; 4: 0 | 12.1481 |  | 280.8555 | 454.996 | 470.8775 | 19817 | 12.1481 | 280.8555 | 459.3901 |  | 0 | 3321 | 3321 | 1981-07-28 | #NAME? | #NAME? | #NAME?
1981-07-29 | 1981 | 7 | 210 | 29 | 4 | 11.8 | 3.013 | 10.1667 | 10 | 10 | 3.75 | #NAME? | #NAME? | #NAME? | #NAME? | #NAME? | #NAME? | FALSE | 9.4 | TRUE | TRUE | #NAME? | #NAME? | #NAME? | #NAME? | #NAME? | #NAME? | #NAME? | #NAME? | #NAME? | #NAME? |  |  | 1: 0; 2: 0; 3: 2.8163; 4: 2.28 | 5.0963 |  | 108.1853 | 166.571 | 171.7226 | 19817 | 5.0963 | 108.1853 | 176.9566 |  | 0 | 3322 | 3322 | 1981-07-29 | #NAME? | #NAME? | #NAME?
1981-07-30 | 1981 | 7 | 211 | 30 | 5 | 10.1 | 3.6574 | 15.1667 | 2.2 | 2.2 | 0 | #NAME? | #NAME? | #NAME? | #NAME? | #NAME? | #NAME? | TRUE | 19.4 | FALSE | TRUE | #NAME? | #NAME? | #NAME? | #NAME? | #NAME? | #NAME? | #NAME? | #NAME? | #NAME? | #NAME? |  |  | 1: 0; 2: 0; 3: 0; 4: 0 | 0 |  | 0 | 0 | 0 | 19817 | 0 | 0 | 0 |  | 0 | 3323 | 3323 | 1981-07-30 | #NAME? | #NAME? | #NAME?
1981-07-31 | 1981 | 7 | 212 | 31 | 6 | 8.8 | 3.562 | 5.6667 | 0 | 0 | 0 | #NAME? | #NAME? | #NAME? | #NAME? | #NAME? | #NAME? | FALSE | 12.2 | FALSE | TRUE | #NAME? | #NAME? | #NAME? | #NAME? | #NAME? | #NAME? | #NAME? | #NAME? | #NAME? | #NAME? |  |  | 1: 0; 2: 0; 3: 0; 4: 0 | 0 |  | 0 | 0 | 0 | 19817 | 0 | 0 | 0 |  | 0 | 3324 | 3324 | 1981-07-31 | #NAME? | #NAME? | #NAME?
1981-08-01 | 1981 | 8 | 213 | 1 | 7 | 8.4 | 3.5856 | 7.5 | 10.2 | 10.2 | 3.9 | #NAME? | #NAME? | #NAME? | #NAME? | #NAME? | #NAME? | FALSE | 2.2 | TRUE | TRUE | #NAME? | #NAME? | #NAME? | #NAME? | #NAME? | #NAME? | #NAME? | #NAME? | #NAME? | #NAME? |  |  | 1: 0; 2: 0; 3: 4.1392; 4: 0 | 4.1392 |  | 60.7084 | 93.4717 | 96.3626 | 19818 | 4.1392 | 60.7084 | 99.2996 |  | 0 | 3325 | 3325 | 1981-08-01 | #NAME? | #NAME? | #NAME?
1981-08-02 | 1981 | 8 | 214 | 2 | 1 | 8.7 | 3.7752 | 6 | 0 | 0 | 0 | #NAME? | #NAME? | #NAME? | #NAME? | #NAME? | #NAME? | TRUE | 10.2 | FALSE | TRUE | #NAME? | #NAME? | #NAME? | #NAME? | #NAME? | #NAME? | #NAME? | #NAME? | #NAME? | #NAME? |  |  | 1: 0; 2: 0; 3: 0; 4: 0 | 0 |  | 0 | 0 | 0 | 19818 | 0 | 0 | 0 |  | 0 | 3326 | 3326 | 1981-08-02 | #NAME? | #NAME? | #NAME?
1981-08-03 | 1981 | 8 | 215 | 3 | 2 | 10.3 | 3.3881 | 13.8333 | 7.6 | 7.6 | 1.95 | #NAME? | #NAME? | #NAME? | #NAME? | #NAME? | #NAME? | FALSE | 10.2 | FALSE | TRUE | #NAME? | #NAME? | #NAME? | #NAME? | #NAME? | #NAME? | #NAME? | #NAME? | #NAME? | #NAME? |  |  | 1: 0; 2: 0; 3: 0; 4: 0 | 0 |  | 0 | 0 | 0 | 19818 | 0 | 0 | 0 |  | 0 | 3327 | 3327 | 1981-08-03 | #NAME? | #NAME? | #NAME?
1981-08-04 | 1981 | 8 | 216 | 4 | 3 | 8.4 | 3.1523 | 9 | 0 | 0 | 0 | #NAME? | #NAME? | #NAME? | #NAME? | #NAME? | #NAME? | TRUE | 7.6 | TRUE | TRUE | #NAME? | #NAME? | #NAME? | #NAME? | #NAME? | #NAME? | #NAME? | #NAME? | #NAME? | #NAME? |  |  | 1: 11.1743; 2: 15.2808; 3: 0; 4: 0 | 26.4552 |  | 612.1283 | 991.7401 | 1026.3621 | 19818 | 26.4552 | 612.1283 | 1001.247 |  | 0 | 3328 | 3328 | 1981-08-04 | #NAME? | #NAME? | #NAME?
1981-08-05 | 1981 | 8 | 217 | 5 | 4 | 8.9 | 3.9921 | 5.1667 | 0 | 0 | 0 | #NAME? | #NAME? | #NAME? | #NAME? | #NAME? | #NAME? | FALSE | 7.6 | TRUE | TRUE | #NAME? | #NAME? | #NAME? | #NAME? | #NAME? | #NAME? | #NAME? | #NAME? | #NAME? | #NAME? |  |  | 1: 0; 2: 0; 3: 2.6606; 4: 8.0463 | 10.707 |  | 275.0489 | 423.488 | 436.5856 | 19818 | 10.707 | 275.0489 | 449.8925 |  | 0 | 3329 | 3329 | 1981-08-05 | #NAME? | #NAME? | #NAME?
1981-08-06 | 1981 | 8 | 218 | 6 | 5 | 11.2 | 4.3942 | 8.1667 | 0 | 0 | 0 | #NAME? | #NAME? | #NAME? | #NAME? | #NAME? | #NAME? | TRUE | 0 | TRUE | TRUE | #NAME? | #NAME? | #NAME? | #NAME? | #NAME? | #NAME? | #NAME? | #NAME? | #NAME? | #NAME? |  |  | 1: 4.9619; 2: 7.6883; 3: 0; 4: 0 | 12.6503 |  | 298.3002 | 484.0706 | 501.029 | 19818 | 12.6503 | 298.3002 | 487.9242 |  | 0 | 3330 | 3330 | 1981-08-06 | #NAME? | #NAME? | #NAME?
1981-08-07 | 1981 | 8 | 219 | 7 | 6 | 13 | 3.9032 | 6.5 | 0 | 0 | 0 | #NAME? | #NAME? | #NAME? | #NAME? | #NAME? | #NAME? | FALSE | 0 | TRUE | TRUE | #NAME? | #NAME? | #NAME? | #NAME? | #NAME? | #NAME? | #NAME? | #NAME? | #NAME? | #NAME? |  |  | 1: 0; 2: 0; 3: 0; 4: 4.6968 | 4.6968 |  | 137.7732 | 212.127 | 218.6877 | 19818 | 4.6968 | 137.7732 | 225.3531 |  | 0 | 3331 | 3331 | 1981-08-07 | #NAME? | #NAME? | #NAME?
1981-08-08 | 1981 | 8 | 220 | 8 | 7 | 11.5 | 3.7432 | 3.8333 | 0 | 0 | 0 | #NAME? | #NAME? | #NAME? | #NAME? | #NAME? | #NAME? | FALSE | 0 | TRUE | TRUE | #NAME? | #NAME? | #NAME? | #NAME? | #NAME? | #NAME? | #NAME? | #NAME? | #NAME? | #NAME? |  |  | 1: 0; 2: 0; 3: 10.1528; 4: 0 | 10.1528 |  | 148.9082 | 229.2713 | 236.3622 | 19818 | 10.1528 | 148.9082 | 243.5664 |  | 0 | 3332 | 3332 | 1981-08-08 | #NAME? | #NAME? | #NAME?
1981-08-09 | 1981 | 8 | 221 | 9 | 1 | 10.1 | 4.7411 | 3.3333 | 0 | 0 | 0 | #NAME? | #NAME? | #NAME? | #NAME? | #NAME? | #NAME? | TRUE | 0 | TRUE | TRUE | #NAME? | #NAME? | #NAME? | #NAME? | #NAME? | #NAME? | #NAME? | #NAME? | #NAME? | #NAME? |  |  | 1: 7.7351; 2: 9.7348; 3: 0; 4: 0 | 17.4699 |  | 399.0028 | 645.7173 | 668.204 | 19818 | 17.4699 | 399.0028 | 652.6416 |  | 0 | 3333 | 3333 | 1981-08-09 | #NAME? | #NAME? | #NAME?
1981-08-10 | 1981 | 8 | 222 | 10 | 2 | 13.4 | 4.9184 | 6.1667 | 0 | 0 | 0 | #NAME? | #NAME? | #NAME? | #NAME? | #NAME? | #NAME? | FALSE | 0 | TRUE | TRUE | #NAME? | #NAME? | #NAME? | #NAME? | #NAME? | #NAME? | #NAME? | #NAME? | #NAME? | #NAME? |  |  | 1: 0; 2: 0; 3: 3.3214; 4: 6.9464 | 10.2677 |  | 252.4736 | 388.7292 | 400.7517 | 19818 | 10.2677 | 252.4736 | 412.9664 |  | 0 | 3334 | 3334 | 1981-08-10 | #NAME? | #NAME? | #NAME?
1981-08-11 | 1981 | 8 | 223 | 11 | 3 | 13.8 | 5.0561 | 5.5 | 0 | 0 | 0 | #NAME? | #NAME? | #NAME? | #NAME? | #NAME? | #NAME? | TRUE | 0 | TRUE | TRUE | #NAME? | #NAME? | #NAME? | #NAME? | #NAME? | #NAME? | #NAME? | #NAME? | #NAME? | #NAME? |  |  | 1: 0; 2: 0; 3: 0; 4: 0 | 0 |  | 0 | 0 | 0 | 19818 | 0 | 0 | 0 |  | 0 | 3335 | 3335 | 1981-08-11 | #NAME? | #NAME? | #NAME?
1981-08-12 | 1981 | 8 | 224 | 12 | 4 | 13.7 | 5.0382 | 13 | 0.2 | 0.2 | 0 | #NAME? | #NAME? | #NAME? | #NAME? | #NAME? | #NAME? | FALSE | 0 | TRUE | TRUE | #NAME? | #NAME? | #NAME? | #NAME? | #NAME? | #NAME? | #NAME? | #NAME? | #NAME? | #NAME? |  |  | 1: 0; 2: 0; 3: 3.0801; 4: 5.4859 | 8.566 |  | 206.0951 | 317.3211 | 327.1351 | 19818 | 8.566 | 206.0951 | 337.106 |  | 0 | 3336 | 3336 | 1981-08-12 | #NAME? | #NAME? | #NAME?
1981-08-13 | 1981 | 8 | 225 | 13 | 5 | 10 | 4.754 | 7.8333 | 0 | 0 | 0 | #NAME? | #NAME? | #NAME? | #NAME? | #NAME? | #NAME? | TRUE | 0.2 | TRUE | TRUE | #NAME? | #NAME? | #NAME? | #NAME? | #NAME? | #NAME? | #NAME? | #NAME? | #NAME? | #NAME? |  |  | 1: 11.8291; 2: 13.8599; 3: 0; 4: 0 | 25.689 |  | 580.0498 | 937.769 | 970.3545 | 19818 | 25.689 | 580.0498 | 948.7768 |  | 0 | 3337 | 3337 | 1981-08-13 | #NAME? | #NAME? | #NAME?
1981-08-14 | 1981 | 8 | 226 | 14 | 6 | 11.6 | 4.3507 | 7.3333 | 0 | 0 | 0 | #NAME? | #NAME? | #NAME? | #NAME? | #NAME? | #NAME? | FALSE | 0.2 | TRUE | TRUE | #NAME? | #NAME? | #NAME? | #NAME? | #NAME? | #NAME? | #NAME? | #NAME? | #NAME? | #NAME? |  |  | 1: 0; 2: 0; 3: 0; 4: 5.3857 | 5.3857 |  | 157.9801 | 243.2392 | 250.762 | 19818 | 5.3857 | 157.9801 | 258.4051 |  | 0 | 3338 | 3338 | 1981-08-14 | #NAME? | #NAME? | #NAME?
1981-08-15 | 1981 | 8 | 227 | 15 | 7 | 11.4 | 4.7175 | 7.5 | 5.8 | 5.8 | 0.6 | #NAME? | #NAME? | #NAME? | #NAME? | #NAME? | #NAME? | FALSE | 0 | TRUE | TRUE | #NAME? | #NAME? | #NAME? | #NAME? | #NAME? | #NAME? | #NAME? | #NAME? | #NAME? | #NAME? |  |  | 1: 0; 2: 0; 3: 6.5289; 4: 0 | 6.5289 |  | 95.757 | 147.4354 | 151.9953 | 19818 | 6.5289 | 95.757 | 156.628 |  | 0 | 3339 | 3339 | 1981-08-15 | #NAME? | #NAME? | #NAME?
1981-08-16 | 1981 | 8 | 228 | 16 | 1 | 13.6 | 4.2173 | 8.1667 | 1.2 | 1.2 | 0 | #NAME? | #NAME? | #NAME? | #NAME? | #NAME? | #NAME? | TRUE | 5.8 | TRUE | TRUE | #NAME? | #NAME? | #NAME? | #NAME? | #NAME? | #NAME? | #NAME? | #NAME? | #NAME? | #NAME? |  |  | 1: 9.8848; 2: 12.5637; 3: 0; 4: 0 | 22.4485 |  | 513.5126 | 831.1447 | 860.0975 | 19818 | 22.4485 | 513.5126 | 839.9431 |  | 0 | 3340 | 3340 | 1981-08-16 | #NAME? | #NAME? | #NAME?
1981-08-17 | 1981 | 8 | 229 | 17 | 2 | 12.2 | 3.5532 | 6 | 1.4 | 1.4 | 0 | #NAME? | #NAME? | #NAME? | #NAME? | #NAME? | #NAME? | FALSE | 7 | TRUE | TRUE | #NAME? | #NAME? | #NAME? | #NAME? | #NAME? | #NAME? | #NAME? | #NAME? | #NAME? | #NAME? |  |  | 1: 0; 2: 0; 3: 5.2908; 4: 6.707 | 11.9978 |  | 274.3375 | 422.3927 | 435.4564 | 19818 | 11.9978 | 274.3375 | 448.7288 |  | 0 | 3341 | 3341 | 1981-08-17 | #NAME? | #NAME? | #NAME?
1981-08-18 | 1981 | 8 | 230 | 18 | 3 | 10 | 4.036 | 5.8333 | 0 | 0 | 0 | #NAME? | #NAME? | #NAME? | #NAME? | #NAME? | #NAME? | TRUE | 2.6 | TRUE | TRUE | #NAME? | #NAME? | #NAME? | #NAME? | #NAME? | #NAME? | #NAME? | #NAME? | #NAME? | #NAME? |  |  | 1: 4.7162; 2: 7.4426; 3: 0; 4: 0 | 12.1588 |  | 287.4862 | 466.6282 | 482.9837 | 19818 | 12.1588 | 287.4862 | 470.2359 |  | 0 | 3342 | 3342 | 1981-08-18 | #NAME? | #NAME? | #NAME?
1981-08-19 | 1981 | 8 | 231 | 19 | 4 | 12 | 5.323 | 7 | 0 | 0 | 0 | #NAME? | #NAME? | #NAME? | #NAME? | #NAME? | #NAME? | FALSE | 1.4 | TRUE | TRUE | #NAME? | #NAME? | #NAME? | #NAME? | #NAME? | #NAME? | #NAME? | #NAME? | #NAME? | #NAME? |  |  | 1: 0; 2: 0; 3: 3.298; 4: 4.4998 | 7.7978 |  | 180.365 | 277.7048 | 286.2936 | 19818 | 7.7978 | 180.365 | 295.0197 |  | 0 | 3343 | 3343 | 1981-08-19 | #NAME? | #NAME? | #NAME?
1981-08-20 | 1981 | 8 | 232 | 20 | 5 | 13.1 | 4.9891 | 8.1667 | 0 | 0 | 0 | #NAME? | #NAME? | #NAME? | #NAME? | #NAME? | #NAME? | TRUE | 0 | TRUE | TRUE | #NAME? | #NAME? | #NAME? | #NAME? | #NAME? | #NAME? | #NAME? | #NAME? | #NAME? | #NAME? |  |  | 1: 4.6382; 2: 6.3252; 3: 0; 4: 0 | 10.9634 |  | 253.5673 | 410.8022 | 425.1423 | 19818 | 10.9634 | 253.5673 | 414.7554 |  | 0 | 3344 | 3344 | 1981-08-20 | #NAME? | #NAME? | #NAME?
1981-08-21 | 1981 | 8 | 233 | 21 | 6 | 10.4 | 3.8949 | 8.3333 | 0 | 0 | 0 | #NAME? | #NAME? | #NAME? | #NAME? | #NAME? | #NAME? | FALSE | 0 | TRUE | TRUE | #NAME? | #NAME? | #NAME? | #NAME? | #NAME? | #NAME? | #NAME? | #NAME? | #NAME? | #NAME? |  |  | 1: 0; 2: 0; 3: 0; 4: 5.6717 | 5.6717 |  | 166.3684 | 256.1545 | 264.0768 | 19818 | 5.6717 | 166.3684 | 272.1257 |  | 0 | 3345 | 3345 | 1981-08-21 | #NAME? | #NAME? | #NAME?
1981-08-22 | 1981 | 8 | 234 | 22 | 7 | 8.9 | 3.7958 | 5.8333 | 0 | 0 | 0 | #NAME? | #NAME? | #NAME? | #NAME? | #NAME? | #NAME? | FALSE | 0 | TRUE | TRUE | #NAME? | #NAME? | #NAME? | #NAME? | #NAME? | #NAME? | #NAME? | #NAME? | #NAME? | #NAME? |  |  | 1: 0; 2: 0; 3: 7.8161; 4: 0 | 7.8161 |  | 114.6367 | 176.5041 | 181.963 | 19818 | 7.8161 | 114.6367 | 187.5091 |  | 0 | 3346 | 3346 | 1981-08-22 | #NAME? | #NAME? | #NAME?
1981-08-23 | 1981 | 8 | 235 | 23 | 1 | 8.7 | 4.6041 | 5.3333 | 0 | 0 | 0 | #NAME? | #NAME? | #NAME? | #NAME? | #NAME? | #NAME? | TRUE | 0 | TRUE | TRUE | #NAME? | #NAME? | #NAME? | #NAME? | #NAME? | #NAME? | #NAME? | #NAME? | #NAME? | #NAME? |  |  | 1: 7.1808; 2: 7.8556; 3: 0; 4: 0 | 15.0364 |  | 335.75 | 542.2706 | 561.0723 | 19818 | 15.0364 | 335.75 | 549.1801 |  | 0 | 3347 | 3347 | 1981-08-23 | #NAME? | #NAME? | #NAME?
1981-08-24 | 1981 | 8 | 236 | 24 | 2 | 9.9 | 5.369 | 6.1667 | 0 | 0 | 0 | #NAME? | #NAME? | #NAME? | #NAME? | #NAME? | #NAME? | FALSE | 0 | TRUE | TRUE | #NAME? | #NAME? | #NAME? | #NAME? | #NAME? | #NAME? | #NAME? | #NAME? | #NAME? | #NAME? |  |  | 1: 0; 2: 0; 3: 0; 4: 6.9 | 6.9 |  | 202.3989 | 311.6301 | 321.2681 | 19818 | 6.9 | 202.3989 | 331.0602 |  | 0 | 3348 | 3348 | 1981-08-24 | #NAME? | #NAME? | #NAME?
1981-08-25 | 1981 | 8 | 237 | 25 | 3 | 14.4 | 5.2985 | 10.1667 | 0 | 0 | 0 | #NAME? | #NAME? | #NAME? | #NAME? | #NAME? | #NAME? | TRUE | 0 | TRUE | TRUE | #NAME? | #NAME? | #NAME? | #NAME? | #NAME? | #NAME? | #NAME? | #NAME? | #NAME? | #NAME? |  |  | 1: 0; 2: 0; 3: 0; 4: 0 | 0 |  | 0 | 0 | 0 | 19818 | 0 | 0 | 0 |  | 0 | 3349 | 3349 | 1981-08-25 | #NAME? | #NAME? | #NAME?
1981-08-26 | 1981 | 8 | 238 | 26 | 4 | 14.9 | 5.3941 | 12.6667 | 0 | 0 | 0 | #NAME? | #NAME? | #NAME? | #NAME? | #NAME? | #NAME? | FALSE | 0 | TRUE | TRUE | #NAME? | #NAME? | #NAME? | #NAME? | #NAME? | #NAME? | #NAME? | #NAME? | #NAME? | #NAME? |  |  | 1: 0; 2: 0; 3: 0; 4: 5.8671 | 5.8671 |  | 172.1024 | 264.983 | 273.1784 | 19818 | 5.8671 | 172.1024 | 281.5047 |  | 0 | 3350 | 3350 | 1981-08-26 | #NAME? | #NAME? | #NAME?
1981-08-27 | 1981 | 8 | 239 | 27 | 5 | 16.2 | 6.2009 | 18.8333 | 0 | 0 | 0 | #NAME? | #NAME? | #NAME? | #NAME? | #NAME? | #NAME? | TRUE | 0 | TRUE | TRUE | #NAME? | #NAME? | #NAME? | #NAME? | #NAME? | #NAME? | #NAME? | #NAME? | #NAME? | #NAME? |  |  | 1: 6.3702; 2: 7.8813; 3: 0; 4: 0 | 14.2514 |  | 324.6127 | 525.2053 | 543.4858 | 19818 | 14.2514 | 324.6127 | 530.9631 |  | 0 | 3351 | 3351 | 1981-08-27 | #NAME? | #NAME? | #NAME?
1981-08-28 | 1981 | 8 | 240 | 28 | 6 | 9.2 | 4.4779 | 13.8333 | 0 | 0 | 0 | #NAME? | #NAME? | #NAME? | #NAME? | #NAME? | #NAME? | FALSE | 0 | TRUE | TRUE | #NAME? | #NAME? | #NAME? | #NAME? | #NAME? | #NAME? | #NAME? | #NAME? | #NAME? | #NAME? |  |  | 1: 0; 2: 0; 3: 0; 4: 6.3773 | 6.3773 |  | 187.0672 | 288.0241 | 296.9321 | 19818 | 6.3773 | 187.0672 | 305.9824 |  | 0 | 3352 | 3352 | 1981-08-28 | #NAME? | #NAME? | #NAME?
1981-08-29 | 1981 | 8 | 241 | 29 | 7 | 9.8 | 3.8048 | 23.8333 | 0 | 0 | 0 | #NAME? | #NAME? | #NAME? | #NAME? | #NAME? | #NAME? | FALSE | 0 | TRUE | TRUE | #NAME? | #NAME? | #NAME? | #NAME? | #NAME? | #NAME? | #NAME? | #NAME? | #NAME? | #NAME? |  |  | 1: 0; 2: 0; 3: 0; 4: 0 | 0 |  | 0 | 0 | 0 | 19818 | 0 | 0 | 0 |  | 0 | 3353 | 3353 | 1981-08-29 | #NAME? | #NAME? | #NAME?
1981-08-30 | 1981 | 8 | 242 | 30 | 1 | 7.1 | 3.0925 | 30.8333 | 2 | 2 | 0 | #NAME? | #NAME? | #NAME? | #NAME? | #NAME? | #NAME? | TRUE | 0 | TRUE | TRUE | #NAME? | #NAME? | #NAME? | #NAME? | #NAME? | #NAME? | #NAME? | #NAME? | #NAME? | #NAME? |  |  | 1: 5.973; 2: 8.7842; 3: 0; 4: 0 | 14.7572 |  | 345.2734 | 559.9267 | 579.5144 | 19818 | 14.7572 | 345.2734 | 564.7573 |  | 0 | 3354 | 3354 | 1981-08-30 | #NAME? | #NAME? | #NAME?
1981-08-31 | 1981 | 8 | 243 | 31 | 2 | 4.2 | 3.8863 | 10.8333 | 0 | 0 | 0 | #NAME? | #NAME? | #NAME? | #NAME? | #NAME? | #NAME? | FALSE | 2 | TRUE | TRUE | #NAME? | #NAME? | #NAME? | #NAME? | #NAME? | #NAME? | #NAME? | #NAME? | #NAME? | #NAME? |  |  | 1: 0; 2: 0; 3: 0; 4: 6.2564 | 6.2564 |  | 183.5212 | 282.5644 | 291.3035 | 19818 | 6.2564 | 183.5212 | 300.1822 |  | 0 | 3355 | 3355 | 1981-08-31 | #NAME? | #NAME? | #NAME?
1981-09-01 | 1981 | 9 | 244 | 1 | 3 | 8.8 | 3.5556 | 13.6667 | 3.4 | 3.4 | 0 | #NAME? | #NAME? | #NAME? | #NAME? | #NAME? | #NAME? | TRUE | 2 | TRUE | TRUE | #NAME? | #NAME? | #NAME? | #NAME? | #NAME? | #NAME? | #NAME? | #NAME? | #NAME? | #NAME? |  |  | 1: 2.4803; 2: 3.5711; 3: 0; 4: 0 | 6.0515 |  | 141.1316 | 228.8092 | 236.8088 | 19819 | 6.0515 | 141.1316 | 230.8464 |  | 0 | 3356 | 3356 | 1981-09-01 | #NAME? | #NAME? | #NAME?
1981-09-02 | 1981 | 9 | 245 | 2 | 4 | 5.9 | 2.0181 | 13.5 | 1.3 | 1.3 | 0 | #NAME? | #NAME? | #NAME? | #NAME? | #NAME? | #NAME? | FALSE | 3.4 | TRUE | TRUE | #NAME? | #NAME? | #NAME? | #NAME? | #NAME? | #NAME? | #NAME? | #NAME? | #NAME? | #NAME? |  |  | 1: 0; 2: 0; 3: 0; 4: 4.2356 | 4.2356 |  | 124.2432 | 191.2951 | 197.2114 | 19819 | 4.2356 | 124.2432 | 203.2223 |  | 0 | 3357 | 3357 | 1981-09-02 | #NAME? | #NAME? | #NAME?
1981-09-03 | 1981 | 9 | 246 | 3 | 5 | 6.7 | 3.4476 | 20.3333 | 0 | 0 | 0 | #NAME? | #NAME? | #NAME? | #NAME? | #NAME? | #NAME? | TRUE | 4.7 | TRUE | TRUE | #NAME? | #NAME? | #NAME? | #NAME? | #NAME? | #NAME? | #NAME? | #NAME? | #NAME? | #NAME? |  |  | 1: 7.6807; 2: 10.9117; 3: 0; 4: 0 | 18.5924 |  | 432.7261 | 701.4339 | 725.9481 | 19819 | 18.5924 | 432.7261 | 707.8021 |  | 0 | 3358 | 3358 | 1981-09-03 | #NAME? | #NAME? | #NAME?
1981-09-04 | 1981 | 9 | 247 | 4 | 6 | 6.7 | 2.5041 | 7.6667 | 4 | 4 | 0 | #NAME? | #NAME? | #NAME? | #NAME? | #NAME? | #NAME? | FALSE | 1.3 | TRUE | TRUE | #NAME? | #NAME? | #NAME? | #NAME? | #NAME? | #NAME? | #NAME? | #NAME? | #NAME? | #NAME? |  |  | 1: 0; 2: 0; 3: 0; 4: 4.1762 | 4.1762 |  | 122.5019 | 188.614 | 194.4474 | 19819 | 4.1762 | 122.5019 | 200.3741 |  | 0 | 3359 | 3359 | 1981-09-04 | #NAME? | #NAME? | #NAME?
1981-09-05 | 1981 | 9 | 248 | 5 | 7 | 7.2 | 2.6401 | 14.5 | 0 | 0 | 0 | #NAME? | #NAME? | #NAME? | #NAME? | #NAME? | #NAME? | FALSE | 4 | TRUE | TRUE | #NAME? | #NAME? | #NAME? | #NAME? | #NAME? | #NAME? | #NAME? | #NAME? | #NAME? | #NAME? |  |  | 1: 0; 2: 0; 3: 9.4455; 4: 0 | 9.4455 |  | 138.534 | 213.2984 | 219.8953 | 19819 | 9.4455 | 138.534 | 226.5976 |  | 0 | 3360 | 3360 | 1981-09-05 | #NAME? | #NAME? | #NAME?
1981-09-06 | 1981 | 9 | 249 | 6 | 1 | 7 | 3.5208 | 6.1667 | 0 | 0 | 0 | #NAME? | #NAME? | #NAME? | #NAME? | #NAME? | #NAME? | TRUE | 4 | TRUE | TRUE | #NAME? | #NAME? | #NAME? | #NAME? | #NAME? | #NAME? | #NAME? | #NAME? | #NAME? | #NAME? |  |  | 1: 8.2159; 2: 10.631; 3: 0; 4: 0 | 18.8469 |  | 432.3427 | 699.9389 | 724.3342 | 19819 | 18.8469 | 432.3427 | 707.175 |  | 0 | 3361 | 3361 | 1981-09-06 | #NAME? | #NAME? | #NAME?
1981-09-07 | 1981 | 9 | 250 | 7 | 2 | 8.1 | 4.3431 | 3.5 | 0 | 0 | 0 | #NAME? | #NAME? | #NAME? | #NAME? | #NAME? | #NAME? | FALSE | 0 | TRUE | TRUE | #NAME? | #NAME? | #NAME? | #NAME? | #NAME? | #NAME? | #NAME? | #NAME? | #NAME? | #NAME? |  |  | 1: 0; 2: 0; 3: 2.9187; 4: 5.6685 | 8.5872 |  | 209.084 | 321.923 | 331.8794 | 19819 | 8.5872 | 209.084 | 341.9949 |  | 0 | 3362 | 3362 | 1981-09-07 | #NAME? | #NAME? | #NAME?
1981-09-08 | 1981 | 9 | 251 | 8 | 3 | 12.3 | 5.7005 | 11 | 0 | 0 | 0 | #NAME? | #NAME? | #NAME? | #NAME? | #NAME? | #NAME? | TRUE | 0 | TRUE | TRUE | #NAME? | #NAME? | #NAME? | #NAME? | #NAME? | #NAME? | #NAME? | #NAME? | #NAME? | #NAME? |  |  | 1: 1.5117; 2: 1.9712; 3: 0; 4: 0 | 3.483 |  | 79.9949 | 129.5209 | 134.0362 | 19819 | 3.483 | 79.9949 | 130.8462 |  | 0 | 3363 | 3363 | 1981-09-08 | #NAME? | #NAME? | #NAME?
1981-09-09 | 1981 | 9 | 252 | 9 | 4 | 13.8 | 5.941 | 13 | 0 | 0 | 0 | #NAME? | #NAME? | #NAME? | #NAME? | #NAME? | #NAME? | FALSE | 0 | TRUE | TRUE | #NAME? | #NAME? | #NAME? | #NAME? | #NAME? | #NAME? | #NAME? | #NAME? | #NAME? | #NAME? |  |  | 1: 0; 2: 0; 3: 1.494; 4: 5.524 | 7.0179 |  | 183.9476 | 283.221 | 291.9804 | 19819 | 7.0179 | 183.9476 | 300.8798 |  | 0 | 3364 | 3364 | 1981-09-09 | #NAME? | #NAME? | #NAME?
1981-09-10 | 1981 | 9 | 253 | 10 | 5 | 8.7 | 4.2757 | 14.1667 | 0.2 | 0.2 | 0 | #NAME? | #NAME? | #NAME? | #NAME? | #NAME? | #NAME? | TRUE | 0 | TRUE | TRUE | #NAME? | #NAME? | #NAME? | #NAME? | #NAME? | #NAME? | #NAME? | #NAME? | #NAME? | #NAME? |  |  | 1: 8.5176; 2: 9.6204; 3: 0; 4: 0 | 18.138 |  | 407.1234 | 657.8515 | 680.684 | 19819 | 18.138 | 407.1234 | 665.9242 |  | 0 | 3365 | 3365 | 1981-09-10 | #NAME? | #NAME? | #NAME?
1981-09-11 | 1981 | 9 | 254 | 11 | 6 | 9.9 | 5.0547 | 10 | 0 | 0 | 0 | #NAME? | #NAME? | #NAME? | #NAME? | #NAME? | #NAME? | FALSE | 0.2 | TRUE | TRUE | #NAME? | #NAME? | #NAME? | #NAME? | #NAME? | #NAME? | #NAME? | #NAME? | #NAME? | #NAME? |  |  | 1: 0; 2: 0; 3: 0; 4: 5.6192 | 5.6192 |  | 164.8295 | 253.7851 | 261.6341 | 19819 | 5.6192 | 164.8295 | 269.6086 |  | 0 | 3366 | 3366 | 1981-09-11 | #NAME? | #NAME? | #NAME?
1981-09-12 | 1981 | 9 | 255 | 12 | 7 | 8.6 | 3.9961 | 24.6667 | 0 | 0 | 0 | #NAME? | #NAME? | #NAME? | #NAME? | #NAME? | #NAME? | FALSE | 0.2 | TRUE | FALSE | #NAME? | #NAME? | #NAME? | #NAME? | #NAME? | #NAME? | #NAME? | #NAME? | #NAME? | #NAME? |  |  | 1: 0; 2: 0; 3: 0; 4: 0 | 0 |  | 0 | 0 | 0 | 19819 | 0 | 0 | 0 |  | 0 | 3367 | 3367 | 1981-09-12 | #NAME? | #NAME? | #NAME?
1981-09-13 | 1981 | 9 | 256 | 13 | 1 | 1.6 | 3.5726 | 8.8333 | 0 | 0 | 0 | #NAME? | #NAME? | #NAME? | #NAME? | #NAME? | #NAME? | TRUE | 0 | TRUE | FALSE | #NAME? | #NAME? | #NAME? | #NAME? | #NAME? | #NAME? | #NAME? | #NAME? | #NAME? | #NAME? |  |  | 1: 0; 2: 0; 3: 0; 4: 0 | 0 |  | 0 | 0 | 0 | 19819 | 0 | 0 | 0 |  | 0 | 3368 | 3368 | 1981-09-13 | #NAME? | #NAME? | #NAME?
1981-09-14 | 1981 | 9 | 257 | 14 | 2 | 0.4 | 3.5527 | 14 | 0 | 0 | 0 | #NAME? | #NAME? | #NAME? | #NAME? | #NAME? | #NAME? | FALSE | 0 | TRUE | FALSE | #NAME? | #NAME? | #NAME? | #NAME? | #NAME? | #NAME? | #NAME? | #NAME? | #NAME? | #NAME? |  |  | 1: 0; 2: 0; 3: 0; 4: 0 | 0 |  | 0 | 0 | 0 | 19819 | 0 | 0 | 0 |  | 0 | 3369 | 3369 | 1981-09-14 | #NAME? | #NAME? | #NAME?
1981-09-15 | 1981 | 9 | 258 | 15 | 3 | 2.2 | 4.0466 | 1.3333 | 0 | 0 | 0 | #NAME? | #NAME? | #NAME? | #NAME? | #NAME? | #NAME? | TRUE | 0 | TRUE | TRUE | #NAME? | #NAME? | #NAME? | #NAME? | #NAME? | #NAME? | #NAME? | #NAME? | #NAME? | #NAME? |  |  | 1: 0; 2: 0; 3: 0; 4: 0 | 0 |  | 0 | 0 | 0 | 19819 | 0 | 0 | 0 |  | 0 | 3370 | 3370 | 1981-09-15 | #NAME? | #NAME? | #NAME?
1981-09-16 | 1981 | 9 | 259 | 16 | 4 | 7.6 | 4.6839 | 11.3333 | 0 | 0 | 0 | #NAME? | #NAME? | #NAME? | #NAME? | #NAME? | #NAME? | FALSE | 0 | TRUE | TRUE | #NAME? | #NAME? | #NAME? | #NAME? | #NAME? | #NAME? | #NAME? | #NAME? | #NAME? | #NAME? |  |  | 1: 0; 2: 0; 3: 7.0629; 4: 10.4174 | 17.4803 |  | 409.167 | 629.9873 | 649.4714 | 19819 | 17.4803 | 409.167 | 669.2669 |  | 0 | 3371 | 3371 | 1981-09-16 | #NAME? | #NAME? | #NAME?
1981-09-17 | 1981 | 9 | 260 | 17 | 5 | 10 | 5.1344 | 7 | 0 | 0 | 0 | #NAME? | #NAME? | #NAME? | #NAME? | #NAME? | #NAME? | TRUE | 0 | TRUE | TRUE | #NAME? | #NAME? | #NAME? | #NAME? | #NAME? | #NAME? | #NAME? | #NAME? | #NAME? | #NAME? |  |  | 1: 6.6925; 2: 10.4547; 3: 0; 4: 0 | 17.1472 |  | 404.827 | 657.0051 | 680.027 | 19819 | 17.1472 | 404.827 | 662.1682 |  | 0 | 3372 | 3372 | 1981-09-17 | #NAME? | #NAME? | #NAME?
1981-09-18 | 1981 | 9 | 261 | 18 | 6 | 10.2 | 5.4502 | 8.6667 | 0 | 0 | 0 | #NAME? | #NAME? | #NAME? | #NAME? | #NAME? | #NAME? | FALSE | 0 | TRUE | TRUE | #NAME? | #NAME? | #NAME? | #NAME? | #NAME? | #NAME? | #NAME? | #NAME? | #NAME? | #NAME? |  |  | 1: 0; 2: 0; 3: 0; 4: 5.1039 | 5.1039 |  | 149.7144 | 230.5127 | 237.642 | 19819 | 5.1039 | 149.7144 | 244.8852 |  | 0 | 3373 | 3373 | 1981-09-18 | #NAME? | #NAME? | #NAME?
1981-09-19 | 1981 | 9 | 262 | 19 | 7 | 6 | 3.9424 | 13.3333 | 26.4 | 26.4 | 16.05 | #NAME? | #NAME? | #NAME? | #NAME? | #NAME? | #NAME? | FALSE | 0 | TRUE | TRUE | #NAME? | #NAME? | #NAME? | #NAME? | #NAME? | #NAME? | #NAME? | #NAME? | #NAME? | #NAME? |  |  | 1: 0; 2: 0; 3: 0; 4: 0 | 0 |  | 0 | 0 | 0 | 19819 | 0 | 0 | 0 |  | 0 | 3374 | 3374 | 1981-09-19 | #NAME? | #NAME? | #NAME?
1981-09-20 | 1981 | 9 | 263 | 20 | 1 | 6.6 | 2.8241 | 20.6667 | 0.8 | 0.8 | 0 | #NAME? | #NAME? | #NAME? | #NAME? | #NAME? | #NAME? | TRUE | 26.4 | FALSE | TRUE | #NAME? | #NAME? | #NAME? | #NAME? | #NAME? | #NAME? | #NAME? | #NAME? | #NAME? | #NAME? |  |  | 1: 0; 2: 0; 3: 0; 4: 0 | 0 |  | 0 | 0 | 0 | 19819 | 0 | 0 | 0 |  | 0 | 3375 | 3375 | 1981-09-20 | #NAME? | #NAME? | #NAME?
1981-09-21 | 1981 | 9 | 264 | 21 | 2 | 4.3 | 2.7282 | 10 | 0 | 0 | 0 | #NAME? | #NAME? | #NAME? | #NAME? | #NAME? | #NAME? | FALSE | 27.2 | FALSE | TRUE | #NAME? | #NAME? | #NAME? | #NAME? | #NAME? | #NAME? | #NAME? | #NAME? | #NAME? | #NAME? |  |  | 1: 0; 2: 0; 3: 0; 4: 0 | 0 |  | 0 | 0 | 0 | 19819 | 0 | 0 | 0 |  | 0 | 3376 | 3376 | 1981-09-21 | #NAME? | #NAME? | #NAME?
1981-09-22 | 1981 | 9 | 265 | 22 | 3 | 5.8 | 2.4576 | 22.5 | 1 | 1 | 0 | #NAME? | #NAME? | #NAME? | #NAME? | #NAME? | #NAME? | TRUE | 0.8 | TRUE | TRUE | #NAME? | #NAME? | #NAME? | #NAME? | #NAME? | #NAME? | #NAME? | #NAME? | #NAME? | #NAME? |  |  | 1: 7.2947; 2: 12.0574; 3: 0; 4: 0 | 19.3521 |  | 460.6729 | 748.1564 | 774.4117 | 19819 | 19.3521 | 460.6729 | 753.5142 |  | 0 | 3377 | 3377 | 1981-09-22 | #NAME? | #NAME? | #NAME?
1981-09-23 | 1981 | 9 | 266 | 23 | 4 | 3.8 | 1.5238 | 4.3333 | 0.4 | 0.4 | 0 | #NAME? | #NAME? | #NAME? | #NAME? | #NAME? | #NAME? | FALSE | 1 | TRUE | FALSE | #NAME? | #NAME? | #NAME? | #NAME? | #NAME? | #NAME? | #NAME? | #NAME? | #NAME? | #NAME? |  |  | 1: 0; 2: 0; 3: 0; 4: 0 | 0 |  | 0 | 0 | 0 | 19819 | 0 | 0 | 0 |  | 0 | 3378 | 3378 | 1981-09-23 | #NAME? | #NAME? | #NAME?
1981-09-24 | 1981 | 9 | 267 | 24 | 5 | -1 | 2.1392 | 7.5 | 0 | 0 | 0 | #NAME? | #NAME? | #NAME? | #NAME? | #NAME? | #NAME? | TRUE | 1.4 | TRUE | FALSE | #NAME? | #NAME? | #NAME? | #NAME? | #NAME? | #NAME? | #NAME? | #NAME? | #NAME? | #NAME? |  |  | 1: 0; 2: 0; 3: 0; 4: 0 | 0 |  | 0 | 0 | 0 | 19819 | 0 | 0 | 0 |  | 0 | 3379 | 3379 | 1981-09-24 | #NAME? | #NAME? | #NAME?
1981-09-25 | 1981 | 9 | 268 | 25 | 6 | 0.1 | 1.4617 | 11.5 | 2.6 | 2.6 | 0 | #NAME? | #NAME? | #NAME? | #NAME? | #NAME? | #NAME? | FALSE | 0.4 | TRUE | FALSE | #NAME? | #NAME? | #NAME? | #NAME? | #NAME? | #NAME? | #NAME? | #NAME? | #NAME? | #NAME? |  |  | 1: 0; 2: 0; 3: 0; 4: 0 | 0 |  | 0 | 0 | 0 | 19819 | 0 | 0 | 0 |  | 0 | 3380 | 3380 | 1981-09-25 | #NAME? | #NAME? | #NAME?
1981-09-26 | 1981 | 9 | 269 | 26 | 7 | -1 | 1.693 | 13.1667 | 0 | 0 | 0 | #NAME? | #NAME? | #NAME? | #NAME? | #NAME? | #NAME? | FALSE | 2.6 | TRUE | FALSE | #NAME? | #NAME? | #NAME? | #NAME? | #NAME? | #NAME? | #NAME? | #NAME? | #NAME? | #NAME? |  |  | 1: 0; 2: 0; 3: 0; 4: 0 | 0 |  | 0 | 0 | 0 | 19819 | 0 | 0 | 0 |  | 0 | 3381 | 3381 | 1981-09-26 | #NAME? | #NAME? | #NAME?
1981-09-27 | 1981 | 9 | 270 | 27 | 1 | 0.4 | 2.2332 | 17.8333 | 0 | 0 | 0 | #NAME? | #NAME? | #NAME? | #NAME? | #NAME? | #NAME? | TRUE | 2.6 | TRUE | FALSE | #NAME? | #NAME? | #NAME? | #NAME? | #NAME? | #NAME? | #NAME? | #NAME? | #NAME? | #NAME? |  |  | 1: 0; 2: 0; 3: 0; 4: 0 | 0 |  | 0 | 0 | 0 | 19819 | 0 | 0 | 0 |  | 0 | 3382 | 3382 | 1981-09-27 | #NAME? | #NAME? | #NAME?
1981-09-28 | 1981 | 9 | 271 | 28 | 2 | 0.9 | 3.2771 | 9 | 0 | 0 | 0 | #NAME? | #NAME? | #NAME? | #NAME? | #NAME? | #NAME? | FALSE | 0 | TRUE | TRUE | #NAME? | #NAME? | #NAME? | #NAME? | #NAME? | #NAME? | #NAME? | #NAME? | #NAME? | #NAME? |  |  | 1: 0; 2: 0; 3: 2.1113; 4: 9.9504 | 12.0618 |  | 322.8457 | 497.0798 | 512.4534 | 19819 | 12.0618 | 322.8457 | 528.0727 |  | 0 | 3383 | 3383 | 1981-09-28 | #NAME? | #NAME? | #NAME?
1981-09-29 | 1981 | 9 | 272 | 29 | 3 | 3.2 | 2.9658 | 16.1667 | 0 | 0 | 0 | #NAME? | #NAME? | #NAME? | #NAME? | #NAME? | #NAME? | TRUE | 0 | TRUE | FALSE | #NAME? | #NAME? | #NAME? | #NAME? | #NAME? | #NAME? | #NAME? | #NAME? | #NAME? | #NAME? |  |  | 1: 0; 2: 0; 3: 0; 4: 0 | 0 |  | 0 | 0 | 0 | 19819 | 0 | 0 | 0 |  | 0 | 3384 | 3384 | 1981-09-29 | #NAME? | #NAME? | #NAME?
1981-09-30 | 1981 | 9 | 273 | 30 | 4 | 1.5 | 3.0289 | 4.1667 | 0 | 0 | 0 | #NAME? | #NAME? | #NAME? | #NAME? | #NAME? | #NAME? | FALSE | 0 | TRUE | FALSE | #NAME? | #NAME? | #NAME? | #NAME? | #NAME? | #NAME? | #NAME? | #NAME? | #NAME? | #NAME? |  |  | 1: 0; 2: 0; 3: 0; 4: 0 | 0 |  | 0 | 0 | 0 | 19819 | 0 | 0 | 0 |  | 0 | 3385 | 3385 | 1981-09-30 | #NAME? | #NAME? | #NAME?
1982-05-01 | 1982 | 5 | 121 | 1 | 7 | 2.3 | 5.1353 | 4.3333 | 0 | 0 | 0 | #NAME? | #NAME? | #NAME? | #NAME? | #NAME? | #NAME? | FALSE | 0 | TRUE | FALSE | #NAME? | #NAME? | #NAME? | #NAME? | #NAME? | #NAME? | #NAME? | #NAME? | #NAME? | #NAME? |  |  | 1: 0; 2: 0; 3: 0; 4: 0 | 0 |  | 0 | 0 | 0 | 19825 | 0 | 0 | 0 |  | 0 | 3386 | 3386 | 1982-05-01 | #NAME? | #NAME? | #NAME?
1982-05-02 | 1982 | 5 | 122 | 2 | 1 | 0.4 | 5.3465 | 10.3333 | 0 | 0 | 0 | #NAME? | #NAME? | #NAME? | #NAME? | #NAME? | #NAME? | TRUE | 0 | TRUE | FALSE | #NAME? | #NAME? | #NAME? | #NAME? | #NAME? | #NAME? | #NAME? | #NAME? | #NAME? | #NAME? |  |  | 1: 0; 2: 0; 3: 0; 4: 0 | 0 |  | 0 | 0 | 0 | 19825 | 0 | 0 | 0 |  | 0 | 3387 | 3387 | 1982-05-02 | #NAME? | #NAME? | #NAME?
1982-05-03 | 1982 | 5 | 123 | 3 | 2 | -0.3 | 3.029 | 11.5 | 5.6 | 5.6 | 0.45 | #NAME? | #NAME? | #NAME? | #NAME? | #NAME? | #NAME? | FALSE | 0 | TRUE | FALSE | #NAME? | #NAME? | #NAME? | #NAME? | #NAME? | #NAME? | #NAME? | #NAME? | #NAME? | #NAME? |  |  | 1: 0; 2: 0; 3: 0; 4: 0 | 0 |  | 0 | 0 | 0 | 19825 | 0 | 0 | 0 |  | 0 | 3388 | 3388 | 1982-05-03 | #NAME? | #NAME? | #NAME?
1982-05-04 | 1982 | 5 | 124 | 4 | 3 | -0.3 | 3.768 | 27.8333 | 0 | 0 | 0 | #NAME? | #NAME? | #NAME? | #NAME? | #NAME? | #NAME? | TRUE | 5.6 | TRUE | FALSE | #NAME? | #NAME? | #NAME? | #NAME? | #NAME? | #NAME? | #NAME? | #NAME? | #NAME? | #NAME? |  |  | 1: 0; 2: 0; 3: 0; 4: 0 | 0 |  | 0 | 0 | 0 | 19825 | 0 | 0 | 0 |  | 0 | 3389 | 3389 | 1982-05-04 | #NAME? | #NAME? | #NAME?
1982-05-05 | 1982 | 5 | 125 | 5 | 4 | 0.9 | 5.5095 | 35.1667 | 0 | 0 | 0 | #NAME? | #NAME? | #NAME? | #NAME? | #NAME? | #NAME? | FALSE | 5.6 | TRUE | FALSE | #NAME? | #NAME? | #NAME? | #NAME? | #NAME? | #NAME? | #NAME? | #NAME? | #NAME? | #NAME? |  |  | 1: 0; 2: 0; 3: 0; 4: 0 | 0 |  | 0 | 0 | 0 | 19825 | 0 | 0 | 0 |  | 0 | 3390 | 3390 | 1982-05-05 | #NAME? | #NAME? | #NAME?
1982-05-06 | 1982 | 5 | 126 | 6 | 5 | 1.3 | 3.5426 | 20.8333 | 6.2 | 6.2 | 0.9 | #NAME? | #NAME? | #NAME? | #NAME? | #NAME? | #NAME? | TRUE | 0 | TRUE | FALSE | #NAME? | #NAME? | #NAME? | #NAME? | #NAME? | #NAME? | #NAME? | #NAME? | #NAME? | #NAME? |  |  | 1: 0; 2: 0; 3: 0; 4: 0 | 0 |  | 0 | 0 | 0 | 19825 | 0 | 0 | 0 |  | 0 | 3391 | 3391 | 1982-05-06 | #NAME? | #NAME? | #NAME?
1982-05-07 | 1982 | 5 | 127 | 7 | 6 | -1.7 | 1.2409 | 11.6667 | 18.2 | 18.2 | 9.9 | #NAME? | #NAME? | #NAME? | #NAME? | #NAME? | #NAME? | FALSE | 6.2 | TRUE | FALSE | #NAME? | #NAME? | #NAME? | #NAME? | #NAME? | #NAME? | #NAME? | #NAME? | #NAME? | #NAME? |  |  | 1: 0; 2: 0; 3: 0; 4: 0 | 0 |  | 0 | 0 | 0 | 19825 | 0 | 0 | 0 |  | 0 | 3392 | 3392 | 1982-05-07 | #NAME? | #NAME? | #NAME?
1982-05-08 | 1982 | 5 | 128 | 8 | 7 | -1.6 | 1.5256 | 14 | 1 | 1 | 0 | #NAME? | #NAME? | #NAME? | #NAME? | #NAME? | #NAME? | FALSE | 24.4 | FALSE | FALSE | #NAME? | #NAME? | #NAME? | #NAME? | #NAME? | #NAME? | #NAME? | #NAME? | #NAME? | #NAME? |  |  | 1: 0; 2: 0; 3: 0; 4: 0 | 0 |  | 0 | 0 | 0 | 19825 | 0 | 0 | 0 |  | 0 | 3393 | 3393 | 1982-05-08 | #NAME? | #NAME? | #NAME?
1982-05-09 | 1982 | 5 | 129 | 9 | 1 | 0.2 | 1.6521 | 5.6667 | 0 | 0 | 0 | #NAME? | #NAME? | #NAME? | #NAME? | #NAME? | #NAME? | TRUE | 19.2 | FALSE | FALSE | #NAME? | #NAME? | #NAME? | #NAME? | #NAME? | #NAME? | #NAME? | #NAME? | #NAME? | #NAME? |  |  | 1: 0; 2: 0; 3: 0; 4: 0 | 0 |  | 0 | 0 | 0 | 19825 | 0 | 0 | 0 |  | 0 | 3394 | 3394 | 1982-05-09 | #NAME? | #NAME? | #NAME?
1982-05-10 | 1982 | 5 | 130 | 10 | 2 | -2.6 | 2.7987 | 2.5 | 0 | 0 | 0 | #NAME? | #NAME? | #NAME? | #NAME? | #NAME? | #NAME? | FALSE | 1 | TRUE | FALSE | #NAME? | #NAME? | #NAME? | #NAME? | #NAME? | #NAME? | #NAME? | #NAME? | #NAME? | #NAME? |  |  | 1: 0; 2: 0; 3: 0; 4: 0 | 0 |  | 0 | 0 | 0 | 19825 | 0 | 0 | 0 |  | 0 | 3395 | 3395 | 1982-05-10 | #NAME? | #NAME? | #NAME?
1982-05-11 | 1982 | 5 | 131 | 11 | 3 | 0.5 | 4.4098 | 9 | 0 | 0 | 0 | #NAME? | #NAME? | #NAME? | #NAME? | #NAME? | #NAME? | TRUE | 0 | TRUE | TRUE | #NAME? | #NAME? | #NAME? | #NAME? | #NAME? | #NAME? | #NAME? | #NAME? | #NAME? | #NAME? |  |  | 1: 0; 2: 0; 3: 0; 4: 0 | 0 |  | 0 | 0 | 0 | 19825 | 0 | 0 | 0 |  | 0 | 3396 | 3396 | 1982-05-11 | #NAME? | #NAME? | #NAME?
1982-05-12 | 1982 | 5 | 132 | 12 | 4 | 4.3 | 4.2328 | 23.1667 | 3.2 | 3.2 | 0 | #NAME? | #NAME? | #NAME? | #NAME? | #NAME? | #NAME? | FALSE | 0 | TRUE | FALSE | #NAME? | #NAME? | #NAME? | #NAME? | #NAME? | #NAME? | #NAME? | #NAME? | #NAME? | #NAME? |  |  | 1: 0; 2: 0; 3: 0; 4: 0 | 0 |  | 0 | 0 | 0 | 19825 | 0 | 0 | 0 |  | 0 | 3397 | 3397 | 1982-05-12 | #NAME? | #NAME? | #NAME?
1982-05-13 | 1982 | 5 | 133 | 13 | 5 | 0.3 | 3.7102 | 5.1667 | 0 | 0 | 0 | #NAME? | #NAME? | #NAME? | #NAME? | #NAME? | #NAME? | TRUE | 3.2 | TRUE | TRUE | #NAME? | #NAME? | #NAME? | #NAME? | #NAME? | #NAME? | #NAME? | #NAME? | #NAME? | #NAME? |  |  | 1: 2.8932; 2: 4.301; 3: 0; 4: 0 | 7.1942 |  | 168.5962 | 273.4486 | 283.0174 | 19825 | 7.1942 | 168.5962 | 275.7697 |  | 0 | 3398 | 3398 | 1982-05-13 | #NAME? | #NAME? | #NAME?
1982-05-14 | 1982 | 5 | 134 | 14 | 6 | 4.6 | 5.4224 | 13.3333 | 0 | 0 | 0 | #NAME? | #NAME? | #NAME? | #NAME? | #NAME? | #NAME? | FALSE | 3.2 | TRUE | TRUE | #NAME? | #NAME? | #NAME? | #NAME? | #NAME? | #NAME? | #NAME? | #NAME? | #NAME? | #NAME? |  |  | 1: 0; 2: 0; 3: 0; 4: 10.9474 | 10.9474 |  | 321.1232 | 494.4278 | 509.7193 | 19825 | 10.9474 | 321.1232 | 525.2553 |  | 0 | 3399 | 3399 | 1982-05-14 | #NAME? | #NAME? | #NAME?
1982-05-15 | 1982 | 5 | 135 | 15 | 7 | 6.4 | 5.2169 | 5.6667 | 10.4 | 10.4 | 4.05 | #NAME? | #NAME? | #NAME? | #NAME? | #NAME? | #NAME? | FALSE | 0 | TRUE | TRUE | #NAME? | #NAME? | #NAME? | #NAME? | #NAME? | #NAME? | #NAME? | #NAME? | #NAME? | #NAME? |  |  | 1: 0; 2: 0; 3: 0; 4: 0 | 0 |  | 0 | 0 | 0 | 19825 | 0 | 0 | 0 |  | 0 | 3400 | 3400 | 1982-05-15 | #NAME? | #NAME? | #NAME?
1982-05-16 | 1982 | 5 | 136 | 16 | 1 | 7.1 | 2.9206 | 18.5 | 2.4 | 2.4 | 0 | #NAME? | #NAME? | #NAME? | #NAME? | #NAME? | #NAME? | TRUE | 10.4 | FALSE | TRUE | #NAME? | #NAME? | #NAME? | #NAME? | #NAME? | #NAME? | #NAME? | #NAME? | #NAME? | #NAME? |  |  | 1: 0; 2: 0; 3: 0; 4: 0 | 0 |  | 0 | 0 | 0 | 19825 | 0 | 0 | 0 |  | 0 | 3401 | 3401 | 1982-05-16 | #NAME? | #NAME? | #NAME?
1982-05-17 | 1982 | 5 | 137 | 17 | 2 | 3.7 | 4.4576 | 2.5 | 0 | 0 | 0 | #NAME? | #NAME? | #NAME? | #NAME? | #NAME? | #NAME? | FALSE | 12.8 | FALSE | TRUE | #NAME? | #NAME? | #NAME? | #NAME? | #NAME? | #NAME? | #NAME? | #NAME? | #NAME? | #NAME? |  |  | 1: 0; 2: 0; 3: 0; 4: 0 | 0 |  | 0 | 0 | 0 | 19825 | 0 | 0 | 0 |  | 0 | 3402 | 3402 | 1982-05-17 | #NAME? | #NAME? | #NAME?
1982-05-18 | 1982 | 5 | 138 | 18 | 3 | 5.8 | 3.4408 | 16.3333 | 5.4 | 5.4 | 0.3 | #NAME? | #NAME? | #NAME? | #NAME? | #NAME? | #NAME? | TRUE | 2.4 | TRUE | TRUE | #NAME? | #NAME? | #NAME? | #NAME? | #NAME? | #NAME? | #NAME? | #NAME? | #NAME? | #NAME? |  |  | 1: 0; 2: 0; 3: 0; 4: 0 | 0 |  | 0 | 0 | 0 | 19825 | 0 | 0 | 0 |  | 0 | 3403 | 3403 | 1982-05-18 | #NAME? | #NAME? | #NAME?
1982-05-19 | 1982 | 5 | 139 | 19 | 4 | 3.4 | 3.788 | 12.3333 | 0 | 0 | 0 | #NAME? | #NAME? | #NAME? | #NAME? | #NAME? | #NAME? | FALSE | 5.4 | TRUE | FALSE | #NAME? | #NAME? | #NAME? | #NAME? | #NAME? | #NAME? | #NAME? | #NAME? | #NAME? | #NAME? |  |  | 1: 0; 2: 0; 3: 0; 4: 0 | 0 |  | 0 | 0 | 0 | 19825 | 0 | 0 | 0 |  | 0 | 3404 | 3404 | 1982-05-19 | #NAME? | #NAME? | #NAME?
1982-05-20 | 1982 | 5 | 140 | 20 | 5 | 0.7 | 4.4638 | 3.3333 | 0 | 0 | 0 | #NAME? | #NAME? | #NAME? | #NAME? | #NAME? | #NAME? | TRUE | 5.4 | TRUE | TRUE | #NAME? | #NAME? | #NAME? | #NAME? | #NAME? | #NAME? | #NAME? | #NAME? | #NAME? | #NAME? |  |  | 1: 9.7627; 2: 17.3222; 3: 0; 4: 0 | 27.0849 |  | 651.3054 | 1058.6407 | 1095.8594 | 19825 | 27.0849 | 651.3054 | 1065.3282 |  | 0 | 3405 | 3405 | 1982-05-20 | #NAME? | #NAME? | #NAME?
1982-05-21 | 1982 | 5 | 141 | 21 | 6 | 5.5 | 4.8837 | 6 | 0 | 0 | 0 | #NAME? | #NAME? | #NAME? | #NAME? | #NAME? | #NAME? | FALSE | 0 | TRUE | TRUE | #NAME? | #NAME? | #NAME? | #NAME? | #NAME? | #NAME? | #NAME? | #NAME? | #NAME? | #NAME? |  |  | 1: 0; 2: 0; 3: 0; 4: 11.0128 | 11.0128 |  | 323.0432 | 497.384 | 512.767 | 19825 | 11.0128 | 323.0432 | 528.3959 |  | 0 | 3406 | 3406 | 1982-05-21 | #NAME? | #NAME? | #NAME?
1982-05-22 | 1982 | 5 | 142 | 22 | 7 | 4.8 | 4.7586 | 0.66667 | 0.6 | 0.6 | 0 | #NAME? | #NAME? | #NAME? | #NAME? | #NAME? | #NAME? | FALSE | 0 | TRUE | TRUE | #NAME? | #NAME? | #NAME? | #NAME? | #NAME? | #NAME? | #NAME? | #NAME? | #NAME? | #NAME? |  |  | 1: 0; 2: 0; 3: 0; 4: 0 | 0 |  | 0 | 0 | 0 | 19825 | 0 | 0 | 0 |  | 0 | 3407 | 3407 | 1982-05-22 | #NAME? | #NAME? | #NAME?
1982-05-23 | 1982 | 5 | 143 | 23 | 1 | 4.2 | 5.4688 | 33.3333 | 0 | 0 | 0 | #NAME? | #NAME? | #NAME? | #NAME? | #NAME? | #NAME? | TRUE | 0.6 | TRUE | TRUE | #NAME? | #NAME? | #NAME? | #NAME? | #NAME? | #NAME? | #NAME? | #NAME? | #NAME? | #NAME? |  |  | 1: 8.2052; 2: 11.7386; 3: 0; 4: 0 | 19.9437 |  | 464.6738 | 753.2887 | 779.6204 | 19825 | 19.9437 | 464.6738 | 760.0584 |  | 0 | 3408 | 3408 | 1982-05-23 | #NAME? | #NAME? | #NAME?
1982-05-24 | 1982 | 5 | 144 | 24 | 2 | 4.7 | 5.7814 | 5.3333 | 0 | 0 | 0 | #NAME? | #NAME? | #NAME? | #NAME? | #NAME? | #NAME? | FALSE | 0.6 | TRUE | TRUE | #NAME? | #NAME? | #NAME? | #NAME? | #NAME? | #NAME? | #NAME? | #NAME? | #NAME? | #NAME? |  |  | 1: 0; 2: 0; 3: 11.7958; 4: 7.9051 | 19.7009 |  | 404.8878 | 623.3987 | 642.6791 | 19825 | 19.7009 | 404.8878 | 662.2676 |  | 0 | 3409 | 3409 | 1982-05-24 | #NAME? | #NAME? | #NAME?
1982-05-25 | 1982 | 5 | 145 | 25 | 3 | 4.9 | 4.8121 | 2.8333 | 0.6 | 0.6 | 0 | #NAME? | #NAME? | #NAME? | #NAME? | #NAME? | #NAME? | TRUE | 0 | TRUE | FALSE | #NAME? | #NAME? | #NAME? | #NAME? | #NAME? | #NAME? | #NAME? | #NAME? | #NAME? | #NAME? |  |  | 1: 0; 2: 0; 3: 0; 4: 0 | 0 |  | 0 | 0 | 0 | 19825 | 0 | 0 | 0 |  | 0 | 3410 | 3410 | 1982-05-25 | #NAME? | #NAME? | #NAME?
1982-05-26 | 1982 | 5 | 146 | 26 | 4 | 2.3 | 2.4381 | 14.3333 | 15.2 | 15.2 | 7.65 | #NAME? | #NAME? | #NAME? | #NAME? | #NAME? | #NAME? | FALSE | 0.6 | TRUE | FALSE | #NAME? | #NAME? | #NAME? | #NAME? | #NAME? | #NAME? | #NAME? | #NAME? | #NAME? | #NAME? |  |  | 1: 0; 2: 0; 3: 0; 4: 0 | 0 |  | 0 | 0 | 0 | 19825 | 0 | 0 | 0 |  | 0 | 3411 | 3411 | 1982-05-26 | #NAME? | #NAME? | #NAME?
1982-05-27 | 1982 | 5 | 147 | 27 | 5 | 2.1 | 3.2865 | 23.8333 | 13 | 13 | 6 | #NAME? | #NAME? | #NAME? | #NAME? | #NAME? | #NAME? | TRUE | 15.8 | FALSE | FALSE | #NAME? | #NAME? | #NAME? | #NAME? | #NAME? | #NAME? | #NAME? | #NAME? | #NAME? | #NAME? |  |  | 1: 0; 2: 0; 3: 0; 4: 0 | 0 |  | 0 | 0 | 0 | 19825 | 0 | 0 | 0 |  | 0 | 3412 | 3412 | 1982-05-27 | #NAME? | #NAME? | #NAME?
1982-05-28 | 1982 | 5 | 148 | 28 | 6 | 1.2 | 4.0144 | 18.6667 | 0 | 0 | 0 | #NAME? | #NAME? | #NAME? | #NAME? | #NAME? | #NAME? | FALSE | 28.2 | FALSE | TRUE | #NAME? | #NAME? | #NAME? | #NAME? | #NAME? | #NAME? | #NAME? | #NAME? | #NAME? | #NAME? |  |  | 1: 0; 2: 0; 3: 0; 4: 0 | 0 |  | 0 | 0 | 0 | 19825 | 0 | 0 | 0 |  | 0 | 3413 | 3413 | 1982-05-28 | #NAME? | #NAME? | #NAME?
1982-05-29 | 1982 | 5 | 149 | 29 | 7 | 3.6 | 4.4156 | 20 | 0 | 0 | 0 | #NAME? | #NAME? | #NAME? | #NAME? | #NAME? | #NAME? | FALSE | 13 | FALSE | FALSE | #NAME? | #NAME? | #NAME? | #NAME? | #NAME? | #NAME? | #NAME? | #NAME? | #NAME? | #NAME? |  |  | 1: 0; 2: 0; 3: 0; 4: 0 | 0 |  | 0 | 0 | 0 | 19825 | 0 | 0 | 0 |  | 0 | 3414 | 3414 | 1982-05-29 | #NAME? | #NAME? | #NAME?
1982-05-30 | 1982 | 5 | 150 | 30 | 1 | -0.2 | 3.8465 | 0.66667 | 0 | 0 | 0 | #NAME? | #NAME? | #NAME? | #NAME? | #NAME? | #NAME? | TRUE | 0 | TRUE | TRUE | #NAME? | #NAME? | #NAME? | #NAME? | #NAME? | #NAME? | #NAME? | #NAME? | #NAME? | #NAME? |  |  | 1: 3.8276; 2: 6.131; 3: 0; 4: 0 | 9.9585 |  | 235.9799 | 383.097 | 396.53 | 19825 | 9.9585 | 235.9799 | 385.9879 |  | 0 | 3415 | 3415 | 1982-05-30 | #NAME? | #NAME? | #NAME?
1982-05-31 | 1982 | 5 | 151 | 31 | 2 | 3.8 | 5.232 | 9.8333 | 0 | 0 | 0 | #NAME? | #NAME? | #NAME? | #NAME? | #NAME? | #NAME? | FALSE | 0 | TRUE | FALSE | #NAME? | #NAME? | #NAME? | #NAME? | #NAME? | #NAME? | #NAME? | #NAME? | #NAME? | #NAME? |  |  | 1: 0; 2: 0; 3: 0; 4: 0 | 0 |  | 0 | 0 | 0 | 19825 | 0 | 0 | 0 |  | 0 | 3416 | 3416 | 1982-05-31 | #NAME? | #NAME? | #NAME?
1982-06-01 | 1982 | 6 | 152 | 1 | 3 | 1.1 | 4.5738 | 7.8333 | 0 | 0 | 0 | #NAME? | #NAME? | #NAME? | #NAME? | #NAME? | #NAME? | TRUE | 0 | TRUE | TRUE | #NAME? | #NAME? | #NAME? | #NAME? | #NAME? | #NAME? | #NAME? | #NAME? | #NAME? | #NAME? |  |  | 1: 12.0963; 2: 15.5515; 3: 0; 4: 0 | 27.6478 |  | 633.59 | 1025.6569 | 1061.3978 | 19826 | 27.6478 | 633.59 | 1036.3516 |  | 0 | 3417 | 3417 | 1982-06-01 | #NAME? | #NAME? | #NAME?
1982-06-02 | 1982 | 6 | 153 | 2 | 4 | 7.1 | 4.9933 | 3.5 | 0 | 0 | 0 | #NAME? | #NAME? | #NAME? | #NAME? | #NAME? | #NAME? | FALSE | 0 | TRUE | TRUE | #NAME? | #NAME? | #NAME? | #NAME? | #NAME? | #NAME? | #NAME? | #NAME? | #NAME? | #NAME? |  |  | 1: 0; 2: 0; 3: 0; 4: 11.6262 | 11.6262 |  | 341.0354 | 525.0863 | 541.3261 | 19826 | 11.6262 | 341.0354 | 557.8254 |  | 0 | 3418 | 3418 | 1982-06-02 | #NAME? | #NAME? | #NAME?
1982-06-03 | 1982 | 6 | 154 | 3 | 5 | 7.8 | 4.678 | 21 | 4 | 4 | 0 | #NAME? | #NAME? | #NAME? | #NAME? | #NAME? | #NAME? | TRUE | 0 | TRUE | TRUE | #NAME? | #NAME? | #NAME? | #NAME? | #NAME? | #NAME? | #NAME? | #NAME? | #NAME? | #NAME? |  |  | 1: 6.9033; 2: 10.3113; 3: 0; 4: 0 | 17.2146 |  | 403.7141 | 654.8295 | 677.7471 | 19826 | 17.2146 | 403.7141 | 660.3477 |  | 0 | 3419 | 3419 | 1982-06-03 | #NAME? | #NAME? | #NAME?
1982-06-04 | 1982 | 6 | 155 | 4 | 6 | 5.9 | 4.3669 | 1.3333 | 2.8 | 2.8 | 0 | #NAME? | #NAME? | #NAME? | #NAME? | #NAME? | #NAME? | FALSE | 4 | TRUE | FALSE | #NAME? | #NAME? | #NAME? | #NAME? | #NAME? | #NAME? | #NAME? | #NAME? | #NAME? | #NAME? |  |  | 1: 0; 2: 0; 3: 0; 4: 0 | 0 |  | 0 | 0 | 0 | 19826 | 0 | 0 | 0 |  | 0 | 3420 | 3420 | 1982-06-04 | #NAME? | #NAME? | #NAME?
1982-06-05 | 1982 | 6 | 156 | 5 | 7 | 1.8 | 4.1892 | 21.6667 | 7.6 | 7.6 | 1.95 | #NAME? | #NAME? | #NAME? | #NAME? | #NAME? | #NAME? | FALSE | 6.8 | TRUE | FALSE | #NAME? | #NAME? | #NAME? | #NAME? | #NAME? | #NAME? | #NAME? | #NAME? | #NAME? | #NAME? |  |  | 1: 0; 2: 0; 3: 0; 4: 0 | 0 |  | 0 | 0 | 0 | 19826 | 0 | 0 | 0 |  | 0 | 3421 | 3421 | 1982-06-05 | #NAME? | #NAME? | #NAME?
1982-06-06 | 1982 | 6 | 157 | 6 | 1 | 1.8 | 2.3796 | 25 | 7.8 | 7.8 | 2.1 | #NAME? | #NAME? | #NAME? | #NAME? | #NAME? | #NAME? | TRUE | 10.4 | FALSE | FALSE | #NAME? | #NAME? | #NAME? | #NAME? | #NAME? | #NAME? | #NAME? | #NAME? | #NAME? | #NAME? |  |  | 1: 0; 2: 0; 3: 0; 4: 0 | 0 |  | 0 | 0 | 0 | 19826 | 0 | 0 | 0 |  | 0 | 3422 | 3422 | 1982-06-06 | #NAME? | #NAME? | #NAME?
1982-06-07 | 1982 | 6 | 158 | 7 | 2 | 2.4 | 2.2208 | 10 | 1.6 | 1.6 | 0 | #NAME? | #NAME? | #NAME? | #NAME? | #NAME? | #NAME? | FALSE | 15.4 | FALSE | FALSE | #NAME? | #NAME? | #NAME? | #NAME? | #NAME? | #NAME? | #NAME? | #NAME? | #NAME? | #NAME? |  |  | 1: 0; 2: 0; 3: 0; 4: 0 | 0 |  | 0 | 0 | 0 | 19826 | 0 | 0 | 0 |  | 0 | 3423 | 3423 | 1982-06-07 | #NAME? | #NAME? | #NAME?
1982-06-08 | 1982 | 6 | 159 | 8 | 3 | 1.9 | 4.5569 | 4.8333 | 0.2 | 0.2 | 0 | #NAME? | #NAME? | #NAME? | #NAME? | #NAME? | #NAME? | TRUE | 9.4 | TRUE | TRUE | #NAME? | #NAME? | #NAME? | #NAME? | #NAME? | #NAME? | #NAME? | #NAME? | #NAME? | #NAME? |  |  | 1: 3.427; 2: 4.7902; 3: 0; 4: 0 | 8.2173 |  | 190.7766 | 309.1764 | 319.9767 | 19826 | 8.2173 | 190.7766 | 312.0498 |  | 0 | 3424 | 3424 | 1982-06-08 | #NAME? | #NAME? | #NAME?
1982-06-09 | 1982 | 6 | 160 | 9 | 4 | 8 | 3.5889 | 10.3333 | 0.6 | 0.6 | 0 | #NAME? | #NAME? | #NAME? | #NAME? | #NAME? | #NAME? | FALSE | 1.8 | TRUE | TRUE | #NAME? | #NAME? | #NAME? | #NAME? | #NAME? | #NAME? | #NAME? | #NAME? | #NAME? | #NAME? |  |  | 1: 0; 2: 0; 3: 6.4249; 4: 10.1395 | 16.5645 |  | 391.6586 | 603.0299 | 621.6803 | 19826 | 16.5645 | 391.6586 | 640.6287 |  | 0 | 3425 | 3425 | 1982-06-09 | #NAME? | #NAME? | #NAME?
1982-06-10 | 1982 | 6 | 161 | 10 | 5 | 7 | 4.4129 | 7.3333 | 0 | 0 | 0 | #NAME? | #NAME? | #NAME? | #NAME? | #NAME? | #NAME? | TRUE | 0.8 | TRUE | TRUE | #NAME? | #NAME? | #NAME? | #NAME? | #NAME? | #NAME? | #NAME? | #NAME? | #NAME? | #NAME? |  |  | 1: 8.6741; 2: 10.3099; 3: 0; 4: 0 | 18.984 |  | 429.6448 | 694.7501 | 718.902 | 19826 | 18.984 | 429.6448 | 702.7621 |  | 0 | 3426 | 3426 | 1982-06-10 | #NAME? | #NAME? | #NAME?
1982-06-11 | 1982 | 6 | 162 | 11 | 6 | 6.2 | 4.5955 | 3.5 | 0 | 0 | 0 | #NAME? | #NAME? | #NAME? | #NAME? | #NAME? | #NAME? | FALSE | 0.6 | TRUE | TRUE | #NAME? | #NAME? | #NAME? | #NAME? | #NAME? | #NAME? | #NAME? | #NAME? | #NAME? | #NAME? |  |  | 1: 0; 2: 0; 3: 0; 4: 4.7071 | 4.7071 |  | 138.0755 | 212.5924 | 219.1674 | 19826 | 4.7071 | 138.0755 | 225.8475 |  | 0 | 3427 | 3427 | 1982-06-11 | #NAME? | #NAME? | #NAME?
1982-06-12 | 1982 | 6 | 163 | 12 | 7 | 7.4 | 5.2542 | 0 | 0 | 0 | 0 | #NAME? | #NAME? | #NAME? | #NAME? | #NAME? | #NAME? | FALSE | 0 | TRUE | TRUE | #NAME? | #NAME? | #NAME? | #NAME? | #NAME? | #NAME? | #NAME? | #NAME? | #NAME? | #NAME? |  |  | 1: 0; 2: 0; 3: 5.8361; 4: 0 | 5.8361 |  | 85.5963 | 131.7911 | 135.8671 | 19826 | 5.8361 | 85.5963 | 140.0083 |  | 0 | 3428 | 3428 | 1982-06-12 | #NAME? | #NAME? | #NAME?
1982-06-13 | 1982 | 6 | 164 | 13 | 1 | 9.8 | 5.8663 | 6.5 | 0 | 0 | 0 | #NAME? | #NAME? | #NAME? | #NAME? | #NAME? | #NAME? | TRUE | 0 | TRUE | TRUE | #NAME? | #NAME? | #NAME? | #NAME? | #NAME? | #NAME? | #NAME? | #NAME? | #NAME? | #NAME? |  |  | 1: 11.9203; 2: 13.7108; 3: 0; 4: 0 | 25.6311 |  | 577.0141 | 932.6145 | 965.0021 | 19826 | 25.6311 | 577.0141 | 943.8114 |  | 0 | 3429 | 3429 | 1982-06-13 | #NAME? | #NAME? | #NAME?
1982-06-14 | 1982 | 6 | 165 | 14 | 2 | 10 | 5.4209 | 2.8333 | 0 | 0 | 0 | #NAME? | #NAME? | #NAME? | #NAME? | #NAME? | #NAME? | FALSE | 0 | TRUE | TRUE | #NAME? | #NAME? | #NAME? | #NAME? | #NAME? | #NAME? | #NAME? | #NAME? | #NAME? | #NAME? |  |  | 1: 0; 2: 0; 3: 3.3887; 4: 8.6438 | 12.0325 |  | 303.2527 | 466.9129 | 481.3535 | 19826 | 12.0325 | 303.2527 | 496.0249 |  | 0 | 3430 | 3430 | 1982-06-14 | #NAME? | #NAME? | #NAME?
1982-06-15 | 1982 | 6 | 166 | 15 | 3 | 12.4 | 4.8549 | 15.1667 | 1.4 | 1.4 | 0 | #NAME? | #NAME? | #NAME? | #NAME? | #NAME? | #NAME? | TRUE | 0 | TRUE | TRUE | #NAME? | #NAME? | #NAME? | #NAME? | #NAME? | #NAME? | #NAME? | #NAME? | #NAME? | #NAME? |  |  | 1: 0; 2: 0; 3: 0; 4: 0 | 0 |  | 0 | 0 | 0 | 19826 | 0 | 0 | 0 |  | 0 | 3431 | 3431 | 1982-06-15 | #NAME? | #NAME? | #NAME?
1982-06-16 | 1982 | 6 | 167 | 16 | 4 | 10.7 | 4.2367 | 14.8333 | 4.8 | 4.8 | 0 | #NAME? | #NAME? | #NAME? | #NAME? | #NAME? | #NAME? | FALSE | 1.4 | TRUE | TRUE | #NAME? | #NAME? | #NAME? | #NAME? | #NAME? | #NAME? | #NAME? | #NAME? | #NAME? | #NAME? |  |  | 1: 0; 2: 0; 3: 7.9949; 4: 4.9502 | 12.9451 |  | 262.4643 | 404.1117 | 416.61 | 19826 | 12.9451 | 262.4643 | 429.308 |  | 0 | 3432 | 3432 | 1982-06-16 | #NAME? | #NAME? | #NAME?
1982-06-17 | 1982 | 6 | 168 | 17 | 5 | 9.5 | 5.0919 | 6.1667 | 0 | 0 | 0 | #NAME? | #NAME? | #NAME? | #NAME? | #NAME? | #NAME? | TRUE | 6.2 | TRUE | TRUE | #NAME? | #NAME? | #NAME? | #NAME? | #NAME? | #NAME? | #NAME? | #NAME? | #NAME? | #NAME? |  |  | 1: 13.4475; 2: 16.9748; 3: 0; 4: 0 | 30.4223 |  | 695.1563 | 1125.0372 | 1164.2196 | 19826 | 30.4223 | 695.1563 | 1137.0545 |  | 0 | 3433 | 3433 | 1982-06-17 | #NAME? | #NAME? | #NAME?
1982-06-18 | 1982 | 6 | 169 | 18 | 6 | 8 | 5.2777 | 0.66667 | 0 | 0 | 0 | #NAME? | #NAME? | #NAME? | #NAME? | #NAME? | #NAME? | FALSE | 4.8 | TRUE | TRUE | #NAME? | #NAME? | #NAME? | #NAME? | #NAME? | #NAME? | #NAME? | #NAME? | #NAME? | #NAME? |  |  | 1: 0; 2: 0; 3: 0; 4: 5.1308 | 5.1308 |  | 150.5021 | 231.7255 | 238.8922 | 19826 | 5.1308 | 150.5021 | 246.1735 |  | 0 | 3434 | 3434 | 1982-06-18 | #NAME? | #NAME? | #NAME?
1982-06-19 | 1982 | 6 | 170 | 19 | 7 | 9.2 | 5.6525 | 2.6667 | 0 | 0 | 0 | #NAME? | #NAME? | #NAME? | #NAME? | #NAME? | #NAME? | FALSE | 0 | TRUE | TRUE | #NAME? | #NAME? | #NAME? | #NAME? | #NAME? | #NAME? | #NAME? | #NAME? | #NAME? | #NAME? |  |  | 1: 0; 2: 0; 3: 8.6542; 4: 0 | 8.6542 |  | 126.929 | 195.4303 | 201.4746 | 19826 | 8.6542 | 126.929 | 207.6154 |  | 0 | 3435 | 3435 | 1982-06-19 | #NAME? | #NAME? | #NAME?
1982-06-20 | 1982 | 6 | 171 | 20 | 1 | 9.9 | 5.8779 | 6 | 0 | 0 | 0 | #NAME? | #NAME? | #NAME? | #NAME? | #NAME? | #NAME? | TRUE | 0 | TRUE | TRUE | #NAME? | #NAME? | #NAME? | #NAME? | #NAME? | #NAME? | #NAME? | #NAME? | #NAME? | #NAME? |  |  | 1: 8.8473; 2: 11.5737; 3: 0; 4: 0 | 20.421 |  | 469.2561 | 759.8127 | 786.3035 | 19826 | 20.421 | 469.2561 | 767.5537 |  | 0 | 3436 | 3436 | 1982-06-20 | #NAME? | #NAME? | #NAME?
1982-06-21 | 1982 | 6 | 172 | 21 | 2 | 11.6 | 6.3401 | 2.1667 | 0 | 0 | 0 | #NAME? | #NAME? | #NAME? | #NAME? | #NAME? | #NAME? | FALSE | 0 | TRUE | TRUE | #NAME? | #NAME? | #NAME? | #NAME? | #NAME? | #NAME? | #NAME? | #NAME? | #NAME? | #NAME? |  |  | 1: 0; 2: 0; 3: 0; 4: 9.2444 | 9.2444 |  | 271.1705 | 417.5165 | 430.4293 | 19826 | 9.2444 | 271.1705 | 443.5486 |  | 0 | 3437 | 3437 | 1982-06-21 | #NAME? | #NAME? | #NAME?
1982-06-22 | 1982 | 6 | 173 | 22 | 3 | 12 | 4.4 | 17.3333 | 7.6 | 7.6 | 1.95 | #NAME? | #NAME? | #NAME? | #NAME? | #NAME? | #NAME? | TRUE | 0 | TRUE | TRUE | #NAME? | #NAME? | #NAME? | #NAME? | #NAME? | #NAME? | #NAME? | #NAME? | #NAME? | #NAME? |  |  | 1: 4.1306; 2: 4.5784; 3: 0; 4: 0 | 8.709 |  | 194.8815 | 314.8139 | 325.7337 | 19826 | 8.709 | 194.8815 | 318.7641 |  | 0 | 3438 | 3438 | 1982-06-22 | #NAME? | #NAME? | #NAME?
1982-06-23 | 1982 | 6 | 174 | 23 | 4 | 9.6 | 3.8915 | 8 | 6.4 | 6.4 | 1.05 | #NAME? | #NAME? | #NAME? | #NAME? | #NAME? | #NAME? | FALSE | 7.6 | TRUE | TRUE | #NAME? | #NAME? | #NAME? | #NAME? | #NAME? | #NAME? | #NAME? | #NAME? | #NAME? | #NAME? |  |  | 1: 0; 2: 0; 3: 7.1002; 4: 2.75 | 9.8502 |  | 184.8021 | 284.5366 | 293.3367 | 19826 | 9.8502 | 184.8021 | 302.2775 |  | 0 | 3439 | 3439 | 1982-06-23 | #NAME? | #NAME? | #NAME?
1982-06-24 | 1982 | 6 | 175 | 24 | 5 | 10 | 3.8834 | 8.1667 | 1 | 1 | 0 | #NAME? | #NAME? | #NAME? | #NAME? | #NAME? | #NAME? | TRUE | 14 | FALSE | TRUE | #NAME? | #NAME? | #NAME? | #NAME? | #NAME? | #NAME? | #NAME? | #NAME? | #NAME? | #NAME? |  |  | 1: 0; 2: 0; 3: 0; 4: 0 | 0 |  | 0 | 0 | 0 | 19826 | 0 | 0 | 0 |  | 0 | 3440 | 3440 | 1982-06-24 | #NAME? | #NAME? | #NAME?
1982-06-25 | 1982 | 6 | 176 | 25 | 6 | 8.9 | 2.9527 | 7.3333 | 0 | 0 | 0 | #NAME? | #NAME? | #NAME? | #NAME? | #NAME? | #NAME? | FALSE | 7.4 | TRUE | TRUE | #NAME? | #NAME? | #NAME? | #NAME? | #NAME? | #NAME? | #NAME? | #NAME? | #NAME? | #NAME? |  |  | 1: 0; 2: 0; 3: 0; 4: 4.4159 | 4.4159 |  | 129.5319 | 199.4381 | 205.6062 | 19826 | 4.4159 | 129.5319 | 211.873 |  | 0 | 3441 | 3441 | 1982-06-25 | #NAME? | #NAME? | #NAME?
1982-06-26 | 1982 | 6 | 177 | 26 | 7 | 9.4 | 4.1528 | 2.3333 | 0.2 | 0.2 | 0 | #NAME? | #NAME? | #NAME? | #NAME? | #NAME? | #NAME? | FALSE | 1 | TRUE | TRUE | #NAME? | #NAME? | #NAME? | #NAME? | #NAME? | #NAME? | #NAME? | #NAME? | #NAME? | #NAME? |  |  | 1: 0; 2: 0; 3: 4.0127; 4: 0 | 4.0127 |  | 58.8531 | 90.615 | 93.4176 | 19826 | 4.0127 | 58.8531 | 96.2649 |  | 0 | 3442 | 3442 | 1982-06-26 | #NAME? | #NAME? | #NAME?
1982-06-27 | 1982 | 6 | 178 | 27 | 1 | 13 | 3.1588 | 8 | 6.2 | 6.2 | 0.9 | #NAME? | #NAME? | #NAME? | #NAME? | #NAME? | #NAME? | TRUE | 0.2 | TRUE | TRUE | #NAME? | #NAME? | #NAME? | #NAME? | #NAME? | #NAME? | #NAME? | #NAME? | #NAME? | #NAME? |  |  | 1: 5.9977; 2: 6.9455; 3: 0; 4: 0 | 12.9433 |  | 291.7026 | 471.5179 | 487.8961 | 19826 | 12.9433 | 291.7026 | 477.1325 |  | 0 | 3443 | 3443 | 1982-06-27 | #NAME? | #NAME? | #NAME?
1982-06-28 | 1982 | 6 | 179 | 28 | 2 | 10.6 | 2.2461 | 11.6667 | 9.6 | 9.6 | 3.45 | #NAME? | #NAME? | #NAME? | #NAME? | #NAME? | #NAME? | FALSE | 6.4 | TRUE | TRUE | #NAME? | #NAME? | #NAME? | #NAME? | #NAME? | #NAME? | #NAME? | #NAME? | #NAME? | #NAME? |  |  | 1: 0; 2: 0; 3: 3.4779; 4: 5.4014 | 8.8793 |  | 209.4501 | 322.4866 | 332.4604 | 19826 | 8.8793 | 209.4501 | 342.5936 |  | 0 | 3444 | 3444 | 1982-06-28 | #NAME? | #NAME? | #NAME?
1982-06-29 | 1982 | 6 | 180 | 29 | 3 | 11.2 | 2.2761 | 8.3333 | 7.2 | 7.2 | 1.65 | #NAME? | #NAME? | #NAME? | #NAME? | #NAME? | #NAME? | TRUE | 15.8 | FALSE | TRUE | #NAME? | #NAME? | #NAME? | #NAME? | #NAME? | #NAME? | #NAME? | #NAME? | #NAME? | #NAME? |  |  | 1: 0; 2: 0; 3: 0; 4: 0 | 0 |  | 0 | 0 | 0 | 19826 | 0 | 0 | 0 |  | 0 | 3445 | 3445 | 1982-06-29 | #NAME? | #NAME? | #NAME?
1982-06-30 | 1982 | 6 | 181 | 30 | 4 | 13.6 | 4.8052 | 14.8333 | 17.8 | 17.8 | 9.6 | #NAME? | #NAME? | #NAME? | #NAME? | #NAME? | #NAME? | FALSE | 16.8 | FALSE | TRUE | #NAME? | #NAME? | #NAME? | #NAME? | #NAME? | #NAME? | #NAME? | #NAME? | #NAME? | #NAME? |  |  | 1: 0; 2: 0; 3: 0; 4: 0 | 0 |  | 0 | 0 | 0 | 19826 | 0 | 0 | 0 |  | 0 | 3446 | 3446 | 1982-06-30 | #NAME? | #NAME? | #NAME?
1982-07-01 | 1982 | 7 | 182 | 1 | 5 | 11.1 | 4.0306 | 4.1667 | 0 | 0 | 0 | #NAME? | #NAME? | #NAME? | #NAME? | #NAME? | #NAME? | TRUE | 25 | FALSE | TRUE | #NAME? | #NAME? | #NAME? | #NAME? | #NAME? | #NAME? | #NAME? | #NAME? | #NAME? | #NAME? |  |  | 1: 0; 2: 0; 3: 0; 4: 0 | 0 |  | 0 | 0 | 0 | 19827 | 0 | 0 | 0 |  | 0 | 3447 | 3447 | 1982-07-01 | #NAME? | #NAME? | #NAME?
1982-07-02 | 1982 | 7 | 183 | 2 | 6 | 14.2 | 3.375 | 13.6667 | 20.7 | 20.7 | 11.775 | #NAME? | #NAME? | #NAME? | #NAME? | #NAME? | #NAME? | FALSE | 17.8 | FALSE | TRUE | #NAME? | #NAME? | #NAME? | #NAME? | #NAME? | #NAME? | #NAME? | #NAME? | #NAME? | #NAME? |  |  | 1: 0; 2: 0; 3: 0; 4: 0 | 0 |  | 0 | 0 | 0 | 19827 | 0 | 0 | 0 |  | 0 | 3448 | 3448 | 1982-07-02 | #NAME? | #NAME? | #NAME?
1982-07-03 | 1982 | 7 | 184 | 3 | 7 | 12.7 | 4.0552 | 8.6667 | 5.8 | 5.8 | 0.6 | #NAME? | #NAME? | #NAME? | #NAME? | #NAME? | #NAME? | FALSE | 20.7 | FALSE | TRUE | #NAME? | #NAME? | #NAME? | #NAME? | #NAME? | #NAME? | #NAME? | #NAME? | #NAME? | #NAME? |  |  | 1: 0; 2: 0; 3: 0; 4: 0 | 0 |  | 0 | 0 | 0 | 19827 | 0 | 0 | 0 |  | 0 | 3449 | 3449 | 1982-07-03 | #NAME? | #NAME? | #NAME?
1982-07-04 | 1982 | 7 | 185 | 4 | 1 | 8.5 | 4.093 | 8.6667 | 15.4 | 15.4 | 7.8 | #NAME? | #NAME? | #NAME? | #NAME? | #NAME? | #NAME? | TRUE | 26.5 | FALSE | TRUE | #NAME? | #NAME? | #NAME? | #NAME? | #NAME? | #NAME? | #NAME? | #NAME? | #NAME? | #NAME? |  |  | 1: 0; 2: 0; 3: 0; 4: 0 | 0 |  | 0 | 0 | 0 | 19827 | 0 | 0 | 0 |  | 0 | 3450 | 3450 | 1982-07-04 | #NAME? | #NAME? | #NAME?
1982-07-05 | 1982 | 7 | 186 | 5 | 2 | 11 | 4.4609 | 25.3333 | 0.4 | 0.4 | 0 | #NAME? | #NAME? | #NAME? | #NAME? | #NAME? | #NAME? | FALSE | 21.2 | FALSE | TRUE | #NAME? | #NAME? | #NAME? | #NAME? | #NAME? | #NAME? | #NAME? | #NAME? | #NAME? | #NAME? |  |  | 1: 0; 2: 0; 3: 0; 4: 0 | 0 |  | 0 | 0 | 0 | 19827 | 0 | 0 | 0 |  | 0 | 3451 | 3451 | 1982-07-05 | #NAME? | #NAME? | #NAME?
1982-07-06 | 1982 | 7 | 187 | 6 | 3 | 10.8 | 3.533 | 17 | 1.8 | 1.8 | 0 | #NAME? | #NAME? | #NAME? | #NAME? | #NAME? | #NAME? | TRUE | 15.8 | FALSE | TRUE | #NAME? | #NAME? | #NAME? | #NAME? | #NAME? | #NAME? | #NAME? | #NAME? | #NAME? | #NAME? |  |  | 1: 0; 2: 0; 3: 0; 4: 0 | 0 |  | 0 | 0 | 0 | 19827 | 0 | 0 | 0 |  | 0 | 3452 | 3452 | 1982-07-06 | #NAME? | #NAME? | #NAME?
1982-07-07 | 1982 | 7 | 188 | 7 | 4 | 8.2 | 3.3141 | 1.6667 | 12.2 | 12.2 | 5.4 | #NAME? | #NAME? | #NAME? | #NAME? | #NAME? | #NAME? | FALSE | 2.2 | TRUE | TRUE | #NAME? | #NAME? | #NAME? | #NAME? | #NAME? | #NAME? | #NAME? | #NAME? | #NAME? | #NAME? |  |  | 1: 0; 2: 0; 3: 0; 4: 6.6767 | 6.6767 |  | 195.8484 | 301.5444 | 310.8705 | 19827 | 6.6767 | 195.8484 | 320.3456 |  | 0 | 3453 | 3453 | 1982-07-07 | #NAME? | #NAME? | #NAME?
1982-07-08 | 1982 | 7 | 189 | 8 | 5 | 8.2 | 3.235 | 11.6667 | 0.4 | 0.4 | 0 | #NAME? | #NAME? | #NAME? | #NAME? | #NAME? | #NAME? | TRUE | 14 | FALSE | TRUE | #NAME? | #NAME? | #NAME? | #NAME? | #NAME? | #NAME? | #NAME? | #NAME? | #NAME? | #NAME? |  |  | 1: 0; 2: 0; 3: 0; 4: 0 | 0 |  | 0 | 0 | 0 | 19827 | 0 | 0 | 0 |  | 0 | 3454 | 3454 | 1982-07-08 | #NAME? | #NAME? | #NAME?
1982-07-09 | 1982 | 7 | 190 | 9 | 6 | 10.8 | 3.9916 | 7.5 | 0 | 0 | 0 | #NAME? | #NAME? | #NAME? | #NAME? | #NAME? | #NAME? | FALSE | 12.6 | FALSE | TRUE | #NAME? | #NAME? | #NAME? | #NAME? | #NAME? | #NAME? | #NAME? | #NAME? | #NAME? | #NAME? |  |  | 1: 0; 2: 0; 3: 0; 4: 0 | 0 |  | 0 | 0 | 0 | 19827 | 0 | 0 | 0 |  | 0 | 3455 | 3455 | 1982-07-09 | #NAME? | #NAME? | #NAME?
1982-07-10 | 1982 | 7 | 191 | 10 | 7 | 12.2 | 5.0656 | 5.6667 | 0 | 0 | 0 | #NAME? | #NAME? | #NAME? | #NAME? | #NAME? | #NAME? | FALSE | 0.4 | TRUE | TRUE | #NAME? | #NAME? | #NAME? | #NAME? | #NAME? | #NAME? | #NAME? | #NAME? | #NAME? | #NAME? |  |  | 1: 0; 2: 0; 3: 7.722; 4: 0 | 7.722 |  | 113.2557 | 174.3778 | 179.7709 | 19827 | 7.722 | 113.2557 | 185.2502 |  | 0 | 3456 | 3456 | 1982-07-10 | #NAME? | #NAME? | #NAME?
1982-07-11 | 1982 | 7 | 192 | 11 | 1 | 13.4 | 4.9025 | 6 | 0 | 0 | 0 | #NAME? | #NAME? | #NAME? | #NAME? | #NAME? | #NAME? | TRUE | 0 | TRUE | TRUE | #NAME? | #NAME? | #NAME? | #NAME? | #NAME? | #NAME? | #NAME? | #NAME? | #NAME? | #NAME? |  |  | 1: 0; 2: 0; 3: 0; 4: 0 | 0 |  | 0 | 0 | 0 | 19827 | 0 | 0 | 0 |  | 0 | 3457 | 3457 | 1982-07-11 | #NAME? | #NAME? | #NAME?
1982-07-12 | 1982 | 7 | 193 | 12 | 2 | 11.7 | 3.9221 | 14.6667 | 0.4 | 0.4 | 0 | #NAME? | #NAME? | #NAME? | #NAME? | #NAME? | #NAME? | FALSE | 0 | TRUE | TRUE | #NAME? | #NAME? | #NAME? | #NAME? | #NAME? | #NAME? | #NAME? | #NAME? | #NAME? | #NAME? |  |  | 1: 0; 2: 0; 3: 4.4995; 4: 10.8057 | 15.3052 |  | 382.9594 | 589.636 | 607.8721 | 19827 | 15.3052 | 382.9594 | 626.3997 |  | 0 | 3458 | 3458 | 1982-07-12 | #NAME? | #NAME? | #NAME?
1982-07-13 | 1982 | 7 | 194 | 13 | 3 | 11.3 | 3.9144 | 5.3333 | 0 | 0 | 0 | #NAME? | #NAME? | #NAME? | #NAME? | #NAME? | #NAME? | TRUE | 0.4 | TRUE | TRUE | #NAME? | #NAME? | #NAME? | #NAME? | #NAME? | #NAME? | #NAME? | #NAME? | #NAME? | #NAME? |  |  | 1: 3.2625; 2: 4.794; 3: 0; 4: 0 | 8.0565 |  | 188.4733 | 305.6423 | 316.3342 | 19827 | 8.0565 | 188.4733 | 308.2824 |  | 0 | 3459 | 3459 | 1982-07-13 | #NAME? | #NAME? | #NAME?
1982-07-14 | 1982 | 7 | 195 | 14 | 4 | 11.1 | 5.2843 | 10.6667 | 0.6 | 0.6 | 0 | #NAME? | #NAME? | #NAME? | #NAME? | #NAME? | #NAME? | FALSE | 0.4 | TRUE | TRUE | #NAME? | #NAME? | #NAME? | #NAME? | #NAME? | #NAME? | #NAME? | #NAME? | #NAME? | #NAME? |  |  | 1: 0; 2: 0; 3: 3.261; 4: 4.4329 | 7.6939 |  | 177.8598 | 273.8477 | 282.3172 | 19827 | 7.6939 | 177.8598 | 290.9221 |  | 0 | 3460 | 3460 | 1982-07-14 | #NAME? | #NAME? | #NAME?
1982-07-15 | 1982 | 7 | 196 | 15 | 5 | 5.6 | 4.1048 | 8.5 | 0 | 0 | 0 | #NAME? | #NAME? | #NAME? | #NAME? | #NAME? | #NAME? | TRUE | 0.6 | TRUE | TRUE | #NAME? | #NAME? | #NAME? | #NAME? | #NAME? | #NAME? | #NAME? | #NAME? | #NAME? | #NAME? |  |  | 1: 0; 2: 0; 3: 0; 4: 0 | 0 |  | 0 | 0 | 0 | 19827 | 0 | 0 | 0 |  | 0 | 3461 | 3461 | 1982-07-15 | #NAME? | #NAME? | #NAME?
1982-07-16 | 1982 | 7 | 197 | 16 | 6 | 8 | 4.2665 | 23.8333 | 0 | 0 | 0 | #NAME? | #NAME? | #NAME? | #NAME? | #NAME? | #NAME? | FALSE | 0.6 | TRUE | TRUE | #NAME? | #NAME? | #NAME? | #NAME? | #NAME? | #NAME? | #NAME? | #NAME? | #NAME? | #NAME? |  |  | 1: 0; 2: 0; 3: 0; 4: 5.164 | 5.164 |  | 151.4778 | 233.2277 | 240.4409 | 19827 | 5.164 | 151.4778 | 247.7694 |  | 0 | 3462 | 3462 | 1982-07-16 | #NAME? | #NAME? | #NAME?
1982-07-17 | 1982 | 7 | 198 | 17 | 7 | 7.6 | 4.5598 | 2 | 0 | 0 | 0 | #NAME? | #NAME? | #NAME? | #NAME? | #NAME? | #NAME? | FALSE | 0 | TRUE | TRUE | #NAME? | #NAME? | #NAME? | #NAME? | #NAME? | #NAME? | #NAME? | #NAME? | #NAME? | #NAME? |  |  | 1: 0; 2: 0; 3: 0; 4: 0 | 0 |  | 0 | 0 | 0 | 19827 | 0 | 0 | 0 |  | 0 | 3463 | 3463 | 1982-07-17 | #NAME? | #NAME? | #NAME?
1982-07-18 | 1982 | 7 | 199 | 18 | 1 | 15.2 | 5.9884 | 18.5 | 0 | 0 | 0 | #NAME? | #NAME? | #NAME? | #NAME? | #NAME? | #NAME? | TRUE | 0 | TRUE | TRUE | #NAME? | #NAME? | #NAME? | #NAME? | #NAME? | #NAME? | #NAME? | #NAME? | #NAME? | #NAME? |  |  | 1: 3.3841; 2: 5.9699; 3: 0; 4: 0 | 9.3539 |  | 224.7496 | 365.2867 | 378.1273 | 19827 | 9.3539 | 224.7496 | 367.6189 |  | 0 | 3464 | 3464 | 1982-07-18 | #NAME? | #NAME? | #NAME?
1982-07-19 | 1982 | 7 | 200 | 19 | 2 | 10.8 | 4.763 | 12.1667 | 0.2 | 0.2 | 0 | #NAME? | #NAME? | #NAME? | #NAME? | #NAME? | #NAME? | FALSE | 0 | TRUE | TRUE | #NAME? | #NAME? | #NAME? | #NAME? | #NAME? | #NAME? | #NAME? | #NAME? | #NAME? | #NAME? |  |  | 1: 0; 2: 0; 3: 2.3139; 4: 8.1481 | 10.462 |  | 272.9473 | 420.2523 | 433.2498 | 19827 | 10.462 | 272.9473 | 446.455 |  | 0 | 3465 | 3465 | 1982-07-19 | #NAME? | #NAME? | #NAME?
1982-07-20 | 1982 | 7 | 201 | 20 | 3 | 11.1 | 2.9058 | 9.5 | 8.4 | 8.4 | 2.55 | #NAME? | #NAME? | #NAME? | #NAME? | #NAME? | #NAME? | TRUE | 0.2 | TRUE | TRUE | #NAME? | #NAME? | #NAME? | #NAME? | #NAME? | #NAME? | #NAME? | #NAME? | #NAME? | #NAME? |  |  | 1: 3.0842; 2: 5.4997; 3: 0; 4: 0 | 8.5838 |  | 206.5581 | 335.7618 | 347.5677 | 19827 | 8.5838 | 206.5581 | 337.8633 |  | 0 | 3466 | 3466 | 1982-07-20 | #NAME? | #NAME? | #NAME?
1982-07-21 | 1982 | 7 | 202 | 21 | 4 | 10.2 | 5.0277 | 12.6667 | 0 | 0 | 0 | #NAME? | #NAME? | #NAME? | #NAME? | #NAME? | #NAME? | FALSE | 8.6 | TRUE | TRUE | #NAME? | #NAME? | #NAME? | #NAME? | #NAME? | #NAME? | #NAME? | #NAME? | #NAME? | #NAME? |  |  | 1: 0; 2: 0; 3: 0; 4: 2.28 | 2.28 |  | 66.88 | 102.974 | 106.1587 | 19827 | 2.28 | 66.88 | 109.3944 |  | 0 | 3467 | 3467 | 1982-07-21 | #NAME? | #NAME? | #NAME?
1982-07-22 | 1982 | 7 | 203 | 22 | 5 | 8.9 | 5.8289 | 20 | 0 | 0 | 0 | #NAME? | #NAME? | #NAME? | #NAME? | #NAME? | #NAME? | TRUE | 8.4 | TRUE | TRUE | #NAME? | #NAME? | #NAME? | #NAME? | #NAME? | #NAME? | #NAME? | #NAME? | #NAME? | #NAME? |  |  | 1: 11.0724; 2: 19.1954; 3: 0; 4: 0 | 30.2679 |  | 725.4618 | 1178.8563 | 1220.2771 | 19827 | 30.2679 | 725.4618 | 1186.6245 |  | 0 | 3468 | 3468 | 1982-07-22 | #NAME? | #NAME? | #NAME?
1982-07-23 | 1982 | 7 | 204 | 23 | 6 | 6.2 | 4.727 | 5.1667 | 0 | 0 | 0 | #NAME? | #NAME? | #NAME? | #NAME? | #NAME? | #NAME? | FALSE | 0 | TRUE | TRUE | #NAME? | #NAME? | #NAME? | #NAME? | #NAME? | #NAME? | #NAME? | #NAME? | #NAME? | #NAME? |  |  | 1: 0; 2: 0; 3: 0; 4: 5.9711 | 5.9711 |  | 175.1531 | 269.6802 | 278.0208 | 19827 | 5.9711 | 175.1531 | 286.4947 |  | 0 | 3469 | 3469 | 1982-07-23 | #NAME? | #NAME? | #NAME?
1982-07-24 | 1982 | 7 | 205 | 24 | 7 | 7.3 | 4.1722 | 2.1667 | 2.6 | 2.6 | 0 | #NAME? | #NAME? | #NAME? | #NAME? | #NAME? | #NAME? | FALSE | 0 | TRUE | TRUE | #NAME? | #NAME? | #NAME? | #NAME? | #NAME? | #NAME? | #NAME? | #NAME? | #NAME? | #NAME? |  |  | 1: 0; 2: 0; 3: 2.326; 4: 0 | 2.326 |  | 34.115 | 52.5263 | 54.1509 | 19827 | 2.326 | 34.115 | 55.8013 |  | 0 | 3470 | 3470 | 1982-07-24 | #NAME? | #NAME? | #NAME?
1982-07-25 | 1982 | 7 | 206 | 25 | 1 | 9.9 | 3.6226 | 13.6667 | 5.2 | 5.2 | 0.15 | #NAME? | #NAME? | #NAME? | #NAME? | #NAME? | #NAME? | TRUE | 2.6 | TRUE | TRUE | #NAME? | #NAME? | #NAME? | #NAME? | #NAME? | #NAME? | #NAME? | #NAME? | #NAME? | #NAME? |  |  | 1: 11.0022; 2: 14.1207; 3: 0; 4: 0 | 25.123 |  | 575.5736 | 931.718 | 964.1837 | 19827 | 25.123 | 575.5736 | 941.4552 |  | 0 | 3471 | 3471 | 1982-07-25 | #NAME? | #NAME? | #NAME?
1982-07-26 | 1982 | 7 | 207 | 26 | 2 | 8.2 | 4.0087 | 5.5 | 0 | 0 | 0 | #NAME? | #NAME? | #NAME? | #NAME? | #NAME? | #NAME? | FALSE | 7.8 | TRUE | TRUE | #NAME? | #NAME? | #NAME? | #NAME? | #NAME? | #NAME? | #NAME? | #NAME? | #NAME? | #NAME? |  |  | 1: 0; 2: 0; 3: 10.3284; 4: 6.737 | 17.0654 |  | 349.1017 | 537.5058 | 554.1297 | 19827 | 17.0654 | 349.1017 | 571.0193 |  | 0 | 3472 | 3472 | 1982-07-26 | #NAME? | #NAME? | #NAME?
1982-07-27 | 1982 | 7 | 208 | 27 | 3 | 11.8 | 4.6318 | 2.8333 | 0 | 0 | 0 | #NAME? | #NAME? | #NAME? | #NAME? | #NAME? | #NAME? | TRUE | 5.2 | TRUE | TRUE | #NAME? | #NAME? | #NAME? | #NAME? | #NAME? | #NAME? | #NAME? | #NAME? | #NAME? | #NAME? |  |  | 1: 6.2141; 2: 9.6221; 3: 0; 4: 0 | 15.8362 |  | 373.3878 | 605.915 | 627.1416 | 19827 | 15.8362 | 373.3878 | 610.7436 |  | 0 | 3473 | 3473 | 1982-07-27 | #NAME? | #NAME? | #NAME?
1982-07-28 | 1982 | 7 | 209 | 28 | 4 | 14.5 | 4.149 | 0 | 0.2 | 0.2 | 0 | #NAME? | #NAME? | #NAME? | #NAME? | #NAME? | #NAME? | FALSE | 0 | TRUE | TRUE | #NAME? | #NAME? | #NAME? | #NAME? | #NAME? | #NAME? | #NAME? | #NAME? | #NAME? | #NAME? |  |  | 1: 0; 2: 0; 3: 5.4755; 4: 4.8275 | 10.303 |  | 221.914 | 341.677 | 352.2444 | 19827 | 10.303 | 221.914 | 362.9806 |  | 0 | 3474 | 3474 | 1982-07-28 | #NAME? | #NAME? | #NAME?
1982-07-29 | 1982 | 7 | 210 | 29 | 5 | 12.3 | 5.0245 | 1.8333 | 0 | 0 | 0 | #NAME? | #NAME? | #NAME? | #NAME? | #NAME? | #NAME? | TRUE | 0.2 | TRUE | TRUE | #NAME? | #NAME? | #NAME? | #NAME? | #NAME? | #NAME? | #NAME? | #NAME? | #NAME? | #NAME? |  |  | 1: 2.5249; 2: 3.8881; 3: 0; 4: 0 | 6.413 |  | 151.0833 | 245.1535 | 253.7405 | 19827 | 6.413 | 151.0833 | 247.1242 |  | 0 | 3475 | 3475 | 1982-07-29 | #NAME? | #NAME? | #NAME?
1982-07-30 | 1982 | 7 | 211 | 30 | 6 | 15.8 | 5.9941 | 6.8333 | 0 | 0 | 0 | #NAME? | #NAME? | #NAME? | #NAME? | #NAME? | #NAME? | FALSE | 0.2 | TRUE | TRUE | #NAME? | #NAME? | #NAME? | #NAME? | #NAME? | #NAME? | #NAME? | #NAME? | #NAME? | #NAME? |  |  | 1: 0; 2: 0; 3: 0; 4: 5.0454 | 5.0454 |  | 147.9991 | 227.8716 | 234.9192 | 19827 | 5.0454 | 147.9991 | 242.0794 |  | 0 | 3476 | 3476 | 1982-07-30 | #NAME? | #NAME? | #NAME?
1982-07-31 | 1982 | 7 | 212 | 31 | 7 | 13.4 | 5.325 | 7.5 | 0.8 | 0.8 | 0 | #NAME? | #NAME? | #NAME? | #NAME? | #NAME? | #NAME? | FALSE | 0 | TRUE | TRUE | #NAME? | #NAME? | #NAME? | #NAME? | #NAME? | #NAME? | #NAME? | #NAME? | #NAME? | #NAME? |  |  | 1: 0; 2: 0; 3: 3.5953; 4: 0 | 3.5953 |  | 52.7309 | 81.1888 | 83.6998 | 19827 | 3.5953 | 52.7309 | 86.2509 |  | 0 | 3477 | 3477 | 1982-07-31 | #NAME? | #NAME? | #NAME?
1982-08-01 | 1982 | 8 | 213 | 1 | 1 | 11.8 | 5.3378 | 5.5 | 0.2 | 0.2 | 0 | #NAME? | #NAME? | #NAME? | #NAME? | #NAME? | #NAME? | TRUE | 0.8 | TRUE | TRUE | #NAME? | #NAME? | #NAME? | #NAME? | #NAME? | #NAME? | #NAME? | #NAME? | #NAME? | #NAME? |  |  | 1: 2.9186; 2: 3.4545; 3: 0; 4: 0 | 6.3732 |  | 144.14 | 233.0654 | 241.1665 | 19828 | 6.3732 | 144.14 | 235.7672 |  | 0 | 3478 | 3478 | 1982-08-01 | #NAME? | #NAME? | #NAME?
1982-08-02 | 1982 | 8 | 214 | 2 | 2 | 10 | 4.4117 | 17 | 0.4 | 0.4 | 0 | #NAME? | #NAME? | #NAME? | #NAME? | #NAME? | #NAME? | FALSE | 1 | TRUE | TRUE | #NAME? | #NAME? | #NAME? | #NAME? | #NAME? | #NAME? | #NAME? | #NAME? | #NAME? | #NAME? |  |  | 1: 0; 2: 0; 3: 10.1887; 4: 9.1613 | 19.35 |  | 418.1654 | 643.842 | 663.7546 | 19828 | 19.35 | 418.1654 | 683.9855 |  | 0 | 3479 | 3479 | 1982-08-02 | #NAME? | #NAME? | #NAME?
1982-08-03 | 1982 | 8 | 215 | 3 | 3 | 6.1 | 3.8293 | 1.1667 | 0 | 0 | 0 | #NAME? | #NAME? | #NAME? | #NAME? | #NAME? | #NAME? | TRUE | 0.6 | TRUE | TRUE | #NAME? | #NAME? | #NAME? | #NAME? | #NAME? | #NAME? | #NAME? | #NAME? | #NAME? | #NAME? |  |  | 1: 11.96; 2: 16.5142; 3: 0; 4: 0 | 28.4743 |  | 659.8317 | 1069.1641 | 1106.4994 | 19828 | 28.4743 | 659.8317 | 1079.2746 |  | 0 | 3480 | 3480 | 1982-08-03 | #NAME? | #NAME? | #NAME?
1982-08-04 | 1982 | 8 | 216 | 4 | 4 | 7.6 | 4.3983 | 3.1667 | 0 | 0 | 0 | #NAME? | #NAME? | #NAME? | #NAME? | #NAME? | #NAME? | FALSE | 0.4 | TRUE | TRUE | #NAME? | #NAME? | #NAME? | #NAME? | #NAME? | #NAME? | #NAME? | #NAME? | #NAME? | #NAME? |  |  | 1: 0; 2: 0; 3: 5.0341; 4: 4.3861 | 9.4203 |  | 202.4939 | 311.7764 | 321.4189 | 19828 | 9.4203 | 202.4939 | 331.2156 |  | 0 | 3481 | 3481 | 1982-08-04 | #NAME? | #NAME? | #NAME?
1982-08-05 | 1982 | 8 | 217 | 5 | 5 | 7 | 4.6319 | 5.1667 | 0 | 0 | 0 | #NAME? | #NAME? | #NAME? | #NAME? | #NAME? | #NAME? | TRUE | 0 | TRUE | TRUE | #NAME? | #NAME? | #NAME? | #NAME? | #NAME? | #NAME? | #NAME? | #NAME? | #NAME? | #NAME? |  |  | 1: 5.5646; 2: 7.9158; 3: 0; 4: 0 | 13.4804 |  | 313.8111 | 508.6858 | 526.4643 | 19828 | 13.4804 | 313.8111 | 513.2951 |  | 0 | 3482 | 3482 | 1982-08-05 | #NAME? | #NAME? | #NAME?
1982-08-06 | 1982 | 8 | 218 | 6 | 6 | 10.5 | 5.3704 | 3.6667 | 0 | 0 | 0 | #NAME? | #NAME? | #NAME? | #NAME? | #NAME? | #NAME? | FALSE | 0 | TRUE | TRUE | #NAME? | #NAME? | #NAME? | #NAME? | #NAME? | #NAME? | #NAME? | #NAME? | #NAME? | #NAME? |  |  | 1: 0; 2: 0; 3: 0; 4: 4.9666 | 4.9666 |  | 145.6867 | 224.3113 | 231.2488 | 19828 | 4.9666 | 145.6867 | 238.2971 |  | 0 | 3483 | 3483 | 1982-08-06 | #NAME? | #NAME? | #NAME?
1982-08-07 | 1982 | 8 | 219 | 7 | 7 | 11.2 | 5.1174 | 9.8333 | 0 | 0 | 0 | #NAME? | #NAME? | #NAME? | #NAME? | #NAME? | #NAME? | FALSE | 0 | TRUE | TRUE | #NAME? | #NAME? | #NAME? | #NAME? | #NAME? | #NAME? | #NAME? | #NAME? | #NAME? | #NAME? |  |  | 1: 0; 2: 0; 3: 0; 4: 0 | 0 |  | 0 | 0 | 0 | 19828 | 0 | 0 | 0 |  | 0 | 3484 | 3484 | 1982-08-07 | #NAME? | #NAME? | #NAME?
1982-08-08 | 1982 | 8 | 220 | 8 | 1 | 11.2 | 5.7021 | 15.5 | 0 | 0 | 0 | #NAME? | #NAME? | #NAME? | #NAME? | #NAME? | #NAME? | TRUE | 0 | TRUE | TRUE | #NAME? | #NAME? | #NAME? | #NAME? | #NAME? | #NAME? | #NAME? | #NAME? | #NAME? | #NAME? |  |  | 1: 0; 2: 0; 3: 0; 4: 0 | 0 |  | 0 | 0 | 0 | 19828 | 0 | 0 | 0 |  | 0 | 3485 | 3485 | 1982-08-08 | #NAME? | #NAME? | #NAME?
1982-08-09 | 1982 | 8 | 221 | 9 | 2 | 12.6 | 3.9075 | 12.6667 | 0 | 0 | 0 | #NAME? | #NAME? | #NAME? | #NAME? | #NAME? | #NAME? | FALSE | 0 | TRUE | TRUE | #NAME? | #NAME? | #NAME? | #NAME? | #NAME? | #NAME? | #NAME? | #NAME? | #NAME? | #NAME? |  |  | 1: 0; 2: 0; 3: 0; 4: 8.9045 | 8.9045 |  | 261.1978 | 402.1618 | 414.5998 | 19828 | 8.9045 | 261.1978 | 427.2365 |  | 0 | 3486 | 3486 | 1982-08-09 | #NAME? | #NAME? | #NAME?
1982-08-10 | 1982 | 8 | 222 | 10 | 3 | 12.3 | 5.1145 | 19.8333 | 0 | 0 | 0 | #NAME? | #NAME? | #NAME? | #NAME? | #NAME? | #NAME? | TRUE | 0 | TRUE | TRUE | #NAME? | #NAME? | #NAME? | #NAME? | #NAME? | #NAME? | #NAME? | #NAME? | #NAME? | #NAME? |  |  | 1: 12.7144; 2: 16.7074; 3: 0; 4: 0 | 29.4218 |  | 676.5608 | 1095.544 | 1133.7451 | 19828 | 29.4218 | 676.5608 | 1106.638 |  | 0 | 3487 | 3487 | 1982-08-10 | #NAME? | #NAME? | #NAME?
1982-08-11 | 1982 | 8 | 223 | 11 | 4 | 10.1 | 4.5856 | 6.3333 | 0 | 0 | 0 | #NAME? | #NAME? | #NAME? | #NAME? | #NAME? | #NAME? | FALSE | 0 | TRUE | TRUE | #NAME? | #NAME? | #NAME? | #NAME? | #NAME? | #NAME? | #NAME? | #NAME? | #NAME? | #NAME? |  |  | 1: 0; 2: 0; 3: 4.6957; 4: 5.093 | 9.7887 |  | 218.265 | 336.0588 | 346.4524 | 19828 | 9.7887 | 218.265 | 357.0121 |  | 0 | 3488 | 3488 | 1982-08-11 | #NAME? | #NAME? | #NAME?
1982-08-12 | 1982 | 8 | 224 | 12 | 5 | 11 | 4.6921 | 10.6667 | 0 | 0 | 0 | #NAME? | #NAME? | #NAME? | #NAME? | #NAME? | #NAME? | TRUE | 0 | TRUE | TRUE | #NAME? | #NAME? | #NAME? | #NAME? | #NAME? | #NAME? | #NAME? | #NAME? | #NAME? | #NAME? |  |  | 1: 4.2509; 2: 6.5431; 3: 0; 4: 0 | 10.7941 |  | 254.2789 | 412.6002 | 427.0522 | 19828 | 10.7941 | 254.2789 | 415.9193 |  | 0 | 3489 | 3489 | 1982-08-12 | #NAME? | #NAME? | #NAME?
1982-08-13 | 1982 | 8 | 225 | 13 | 6 | 7.7 | 4.2904 | 7.5 | 0 | 0 | 0 | #NAME? | #NAME? | #NAME? | #NAME? | #NAME? | #NAME? | FALSE | 0 | TRUE | TRUE | #NAME? | #NAME? | #NAME? | #NAME? | #NAME? | #NAME? | #NAME? | #NAME? | #NAME? | #NAME? |  |  | 1: 0; 2: 0; 3: 0; 4: 5.1027 | 5.1027 |  | 149.6804 | 230.4603 | 237.588 | 19828 | 5.1027 | 149.6804 | 244.8295 |  | 0 | 3490 | 3490 | 1982-08-13 | #NAME? | #NAME? | #NAME?
1982-08-14 | 1982 | 8 | 226 | 14 | 7 | 7.8 | 3.1297 | 13.3333 | 2.4 | 2.4 | 0 | #NAME? | #NAME? | #NAME? | #NAME? | #NAME? | #NAME? | FALSE | 0 | TRUE | TRUE | #NAME? | #NAME? | #NAME? | #NAME? | #NAME? | #NAME? | #NAME? | #NAME? | #NAME? | #NAME? |  |  | 1: 0; 2: 0; 3: 4.3213; 4: 0 | 4.3213 |  | 63.3784 | 97.5826 | 100.6006 | 19828 | 4.3213 | 63.3784 | 103.6668 |  | 0 | 3491 | 3491 | 1982-08-14 | #NAME? | #NAME? | #NAME?
1982-08-15 | 1982 | 8 | 227 | 15 | 1 | 5.3 | 4.2542 | 7.8333 | 0 | 0 | 0 | #NAME? | #NAME? | #NAME? | #NAME? | #NAME? | #NAME? | TRUE | 2.4 | TRUE | TRUE | #NAME? | #NAME? | #NAME? | #NAME? | #NAME? | #NAME? | #NAME? | #NAME? | #NAME? | #NAME? |  |  | 1: 4.525; 2: 5.1363; 3: 0; 4: 0 | 9.6613 |  | 217.0303 | 350.7142 | 362.8886 | 19828 | 9.6613 | 217.0303 | 354.9925 |  | 0 | 3492 | 3492 | 1982-08-15 | #NAME? | #NAME? | #NAME?
1982-08-16 | 1982 | 8 | 228 | 16 | 2 | 7.3 | 4.106 | 6.8333 | 0 | 0 | 0 | #NAME? | #NAME? | #NAME? | #NAME? | #NAME? | #NAME? | FALSE | 2.4 | TRUE | TRUE | #NAME? | #NAME? | #NAME? | #NAME? | #NAME? | #NAME? | #NAME? | #NAME? | #NAME? | #NAME? |  |  | 1: 0; 2: 0; 3: 5.5268; 4: 6.4209 | 11.9476 |  | 269.4043 | 414.7971 | 427.6258 | 19828 | 11.9476 | 269.4043 | 440.6596 |  | 0 | 3493 | 3493 | 1982-08-16 | #NAME? | #NAME? | #NAME?
1982-08-17 | 1982 | 8 | 229 | 17 | 3 | 6.6 | 4.8107 | 3.6667 | 0 | 0 | 0 | #NAME? | #NAME? | #NAME? | #NAME? | #NAME? | #NAME? | TRUE | 0 | TRUE | TRUE | #NAME? | #NAME? | #NAME? | #NAME? | #NAME? | #NAME? | #NAME? | #NAME? | #NAME? | #NAME? |  |  | 1: 2.4427; 2: 2.7113; 3: 0; 4: 0 | 5.154 |  | 115.3581 | 186.3546 | 192.819 | 19828 | 5.154 | 115.3581 | 188.6892 |  | 0 | 3494 | 3494 | 1982-08-17 | #NAME? | #NAME? | #NAME?
1982-08-18 | 1982 | 8 | 230 | 18 | 4 | 9.8 | 4.6384 | 13.6667 | 0 | 0 | 0 | #NAME? | #NAME? | #NAME? | #NAME? | #NAME? | #NAME? | FALSE | 0 | TRUE | TRUE | #NAME? | #NAME? | #NAME? | #NAME? | #NAME? | #NAME? | #NAME? | #NAME? | #NAME? | #NAME? |  |  | 1: 0; 2: 0; 3: 0; 4: 4.9259 | 4.9259 |  | 144.4934 | 222.4739 | 229.3545 | 19828 | 4.9259 | 144.4934 | 236.3451 |  | 0 | 3495 | 3495 | 1982-08-18 | #NAME? | #NAME? | #NAME?
1982-08-19 | 1982 | 8 | 231 | 19 | 5 | 9.3 | 4.5902 | 14.6667 | 0 | 0 | 0 | #NAME? | #NAME? | #NAME? | #NAME? | #NAME? | #NAME? | TRUE | 0 | TRUE | TRUE | #NAME? | #NAME? | #NAME? | #NAME? | #NAME? | #NAME? | #NAME? | #NAME? | #NAME? | #NAME? |  |  | 1: 8.745; 2: 10.4758; 3: 0; 4: 0 | 19.2208 |  | 435.5496 | 704.3762 | 728.8687 | 19828 | 19.2208 | 435.5496 | 712.4205 |  | 0 | 3496 | 3496 | 1982-08-19 | #NAME? | #NAME? | #NAME?
1982-08-20 | 1982 | 8 | 232 | 20 | 6 | 6.8 | 3.3483 | 5.5 | 0 | 0 | 0 | #NAME? | #NAME? | #NAME? | #NAME? | #NAME? | #NAME? | FALSE | 0 | TRUE | TRUE | #NAME? | #NAME? | #NAME? | #NAME? | #NAME? | #NAME? | #NAME? | #NAME? | #NAME? | #NAME? |  |  | 1: 0; 2: 0; 3: 0; 4: 5.0758 | 5.0758 |  | 148.8892 | 229.2421 | 236.3321 | 19828 | 5.0758 | 148.8892 | 243.5354 |  | 0 | 3497 | 3497 | 1982-08-20 | #NAME? | #NAME? | #NAME?
1982-08-21 | 1982 | 8 | 233 | 21 | 7 | 9 | 4.2657 | 11.6667 | 0.2 | 0.2 | 0 | #NAME? | #NAME? | #NAME? | #NAME? | #NAME? | #NAME? | FALSE | 0 | TRUE | TRUE | #NAME? | #NAME? | #NAME? | #NAME? | #NAME? | #NAME? | #NAME? | #NAME? | #NAME? | #NAME? |  |  | 1: 0; 2: 0; 3: 2.2723; 4: 0 | 2.2723 |  | 33.3272 | 51.3133 | 52.9003 | 19828 | 2.2723 | 33.3272 | 54.5127 |  | 0 | 3498 | 3498 | 1982-08-21 | #NAME? | #NAME? | #NAME?
1982-08-22 | 1982 | 8 | 234 | 22 | 1 | 10.7 | 3.6838 | 14.6667 | 0 | 0 | 0 | #NAME? | #NAME? | #NAME? | #NAME? | #NAME? | #NAME? | TRUE | 0.2 | TRUE | TRUE | #NAME? | #NAME? | #NAME? | #NAME? | #NAME? | #NAME? | #NAME? | #NAME? | #NAME? | #NAME? |  |  | 1: 9.9178; 2: 12.4215; 3: 0; 4: 0 | 22.3393 |  | 509.8259 | 825.01 | 853.7363 | 19828 | 22.3393 | 509.8259 | 833.9128 |  | 0 | 3499 | 3499 | 1982-08-22 | #NAME? | #NAME? | #NAME?
1982-08-23 | 1982 | 8 | 235 | 23 | 2 | 9.4 | 3.1017 | 3.6667 | 2.6 | 2.6 | 0 | #NAME? | #NAME? | #NAME? | #NAME? | #NAME? | #NAME? | FALSE | 0.2 | TRUE | TRUE | #NAME? | #NAME? | #NAME? | #NAME? | #NAME? | #NAME? | #NAME? | #NAME? | #NAME? | #NAME? |  |  | 1: 0; 2: 0; 3: 10.4581; 4: 6.6523 | 17.1104 |  | 348.5188 | 536.6083 | 553.2044 | 19828 | 17.1104 | 348.5188 | 570.0658 |  | 0 | 3500 | 3500 | 1982-08-23 | #NAME? | #NAME? | #NAME?
1982-08-24 | 1982 | 8 | 236 | 24 | 3 | 7.7 | 4.1867 | 7 | 0 | 0 | 0 | #NAME? | #NAME? | #NAME? | #NAME? | #NAME? | #NAME? | TRUE | 2.6 | TRUE | TRUE | #NAME? | #NAME? | #NAME? | #NAME? | #NAME? | #NAME? | #NAME? | #NAME? | #NAME? | #NAME? |  |  | 1: 0; 2: 0; 3: 0; 4: 0 | 0 |  | 0 | 0 | 0 | 19828 | 0 | 0 | 0 |  | 0 | 3501 | 3501 | 1982-08-24 | #NAME? | #NAME? | #NAME?
1982-08-25 | 1982 | 8 | 237 | 25 | 4 | 8.1 | 2.3873 | 18.6667 | 2.2 | 2.2 | 0 | #NAME? | #NAME? | #NAME? | #NAME? | #NAME? | #NAME? | FALSE | 2.6 | TRUE | TRUE | #NAME? | #NAME? | #NAME? | #NAME? | #NAME? | #NAME? | #NAME? | #NAME? | #NAME? | #NAME? |  |  | 1: 0; 2: 0; 3: 0; 4: 4.5827 | 4.5827 |  | 134.4253 | 206.9722 | 213.3735 | 19828 | 4.5827 | 134.4253 | 219.877 |  | 0 | 3502 | 3502 | 1982-08-25 | #NAME? | #NAME? | #NAME?
1982-08-26 | 1982 | 8 | 238 | 26 | 5 | 4 | 1.9297 | 23 | 4.2 | 4.2 | 0 | #NAME? | #NAME? | #NAME? | #NAME? | #NAME? | #NAME? | TRUE | 2.2 | TRUE | TRUE | #NAME? | #NAME? | #NAME? | #NAME? | #NAME? | #NAME? | #NAME? | #NAME? | #NAME? | #NAME? |  |  | 1: 6.6345; 2: 8.1534; 3: 0; 4: 0 | 14.7879 |  | 336.4728 | 544.3433 | 563.286 | 19828 | 14.7879 | 336.4728 | 550.3624 |  | 0 | 3503 | 3503 | 1982-08-26 | #NAME? | #NAME? | #NAME?
1982-08-27 | 1982 | 8 | 239 | 27 | 6 | 7.3 | 2.8982 | 10.5 | 5 | 5 | 0 | #NAME? | #NAME? | #NAME? | #NAME? | #NAME? | #NAME? | FALSE | 6.4 | TRUE | TRUE | #NAME? | #NAME? | #NAME? | #NAME? | #NAME? | #NAME? | #NAME? | #NAME? | #NAME? | #NAME? |  |  | 1: 0; 2: 0; 3: 0; 4: 3.3413 | 3.3413 |  | 98.0122 | 150.9077 | 155.575 | 19828 | 3.3413 | 98.0122 | 160.3168 |  | 0 | 3504 | 3504 | 1982-08-27 | #NAME? | #NAME? | #NAME?
1982-08-28 | 1982 | 8 | 240 | 28 | 7 | 9.9 | 1.8631 | 14.6667 | 0.4 | 0.4 | 0 | #NAME? | #NAME? | #NAME? | #NAME? | #NAME? | #NAME? | FALSE | 9.2 | TRUE | TRUE | #NAME? | #NAME? | #NAME? | #NAME? | #NAME? | #NAME? | #NAME? | #NAME? | #NAME? | #NAME? |  |  | 1: 0; 2: 0; 3: 3.6456; 4: 0 | 3.6456 |  | 53.4683 | 82.3242 | 84.8703 | 19828 | 3.6456 | 53.4683 | 87.4571 |  | 0 | 3505 | 3505 | 1982-08-28 | #NAME? | #NAME? | #NAME?
1982-08-29 | 1982 | 8 | 241 | 29 | 1 | 7.5 | 3.0489 | 9.5 | 0 | 0 | 0 | #NAME? | #NAME? | #NAME? | #NAME? | #NAME? | #NAME? | TRUE | 5.4 | TRUE | TRUE | #NAME? | #NAME? | #NAME? | #NAME? | #NAME? | #NAME? | #NAME? | #NAME? | #NAME? | #NAME? |  |  | 1: 0; 2: 0; 3: 0; 4: 0 | 0 |  | 0 | 0 | 0 | 19828 | 0 | 0 | 0 |  | 0 | 3506 | 3506 | 1982-08-29 | #NAME? | #NAME? | #NAME?
1982-08-30 | 1982 | 8 | 242 | 30 | 2 | 6.6 | 2.5758 | 20.6667 | 6.4 | 6.4 | 1.05 | #NAME? | #NAME? | #NAME? | #NAME? | #NAME? | #NAME? | FALSE | 0.4 | TRUE | TRUE | #NAME? | #NAME? | #NAME? | #NAME? | #NAME? | #NAME? | #NAME? | #NAME? | #NAME? | #NAME? |  |  | 1: 0; 2: 0; 3: 7.767; 4: 4.9816 | 12.7486 |  | 260.0428 | 400.3833 | 412.7663 | 19828 | 12.7486 | 260.0428 | 425.3472 |  | 0 | 3507 | 3507 | 1982-08-30 | #NAME? | #NAME? | #NAME?
1982-08-31 | 1982 | 8 | 243 | 31 | 3 | 6.2 | 3.575 | 2.5 | 0 | 0 | 0 | #NAME? | #NAME? | #NAME? | #NAME? | #NAME? | #NAME? | TRUE | 6.4 | TRUE | TRUE | #NAME? | #NAME? | #NAME? | #NAME? | #NAME? | #NAME? | #NAME? | #NAME? | #NAME? | #NAME? |  |  | 1: 11.6486; 2: 13.0362; 3: 0; 4: 0 | 24.6847 |  | 553.2395 | 893.8345 | 924.8483 | 19828 | 24.6847 | 553.2395 | 904.9237 |  | 0 | 3508 | 3508 | 1982-08-31 | #NAME? | #NAME? | #NAME?
1982-09-01 | 1982 | 9 | 244 | 1 | 4 | 10.2 | 3.6763 | 4.1667 | 0 | 0 | 0 | #NAME? | #NAME? | #NAME? | #NAME? | #NAME? | #NAME? | FALSE | 6.4 | TRUE | TRUE | #NAME? | #NAME? | #NAME? | #NAME? | #NAME? | #NAME? | #NAME? | #NAME? | #NAME? | #NAME? |  |  | 1: 0; 2: 0; 3: 0; 4: 4.2462 | 4.2462 |  | 124.5565 | 191.7774 | 197.7087 | 19829 | 4.2462 | 124.5565 | 203.7348 |  | 0 | 3509 | 3509 | 1982-09-01 | #NAME? | #NAME? | #NAME?
1982-09-02 | 1982 | 9 | 245 | 2 | 5 | 13.8 | 4.6894 | 18.6667 | 0 | 0 | 0 | #NAME? | #NAME? | #NAME? | #NAME? | #NAME? | #NAME? | TRUE | 0 | TRUE | TRUE | #NAME? | #NAME? | #NAME? | #NAME? | #NAME? | #NAME? | #NAME? | #NAME? | #NAME? | #NAME? |  |  | 1: 5.9814; 2: 9.3894; 3: 0; 4: 0 | 15.3708 |  | 363.1505 | 589.4027 | 610.0585 | 19829 | 15.3708 | 363.1505 | 593.9986 |  | 0 | 3510 | 3510 | 1982-09-02 | #NAME? | #NAME? | #NAME?
1982-09-03 | 1982 | 9 | 246 | 3 | 6 | 12.2 | 4.4269 | 1.8333 | 0 | 0 | 0 | #NAME? | #NAME? | #NAME? | #NAME? | #NAME? | #NAME? | FALSE | 0 | TRUE | TRUE | #NAME? | #NAME? | #NAME? | #NAME? | #NAME? | #NAME? | #NAME? | #NAME? | #NAME? | #NAME? |  |  | 1: 0; 2: 0; 3: 0; 4: 4.8592 | 4.8592 |  | 142.5363 | 219.4606 | 226.248 | 19829 | 4.8592 | 142.5363 | 233.1439 |  | 0 | 3511 | 3511 | 1982-09-03 | #NAME? | #NAME? | #NAME?
1982-09-04 | 1982 | 9 | 247 | 4 | 7 | 8.7 | 1.6345 | 19 | 12.2 | 12.2 | 5.4 | #NAME? | #NAME? | #NAME? | #NAME? | #NAME? | #NAME? | FALSE | 0 | TRUE | TRUE | #NAME? | #NAME? | #NAME? | #NAME? | #NAME? | #NAME? | #NAME? | #NAME? | #NAME? | #NAME? |  |  | 1: 0; 2: 0; 3: 6.4581; 4: 0 | 6.4581 |  | 94.7195 | 145.8379 | 150.3483 | 19829 | 6.4581 | 94.7195 | 154.9309 |  | 0 | 3512 | 3512 | 1982-09-04 | #NAME? | #NAME? | #NAME?
1982-09-05 | 1982 | 9 | 248 | 5 | 1 | 7.8 | 1.6355 | 7.1667 | 0 | 0 | 0 | #NAME? | #NAME? | #NAME? | #NAME? | #NAME? | #NAME? | TRUE | 12.2 | FALSE | TRUE | #NAME? | #NAME? | #NAME? | #NAME? | #NAME? | #NAME? | #NAME? | #NAME? | #NAME? | #NAME? |  |  | 1: 0; 2: 0; 3: 0; 4: 0 | 0 |  | 0 | 0 | 0 | 19829 | 0 | 0 | 0 |  | 0 | 3513 | 3513 | 1982-09-05 | #NAME? | #NAME? | #NAME?
1982-09-06 | 1982 | 9 | 249 | 6 | 2 | 6.6 | 3.3912 | 7.5 | 0 | 0 | 0 | #NAME? | #NAME? | #NAME? | #NAME? | #NAME? | #NAME? | FALSE | 12.2 | FALSE | TRUE | #NAME? | #NAME? | #NAME? | #NAME? | #NAME? | #NAME? | #NAME? | #NAME? | #NAME? | #NAME? |  |  | 1: 0; 2: 0; 3: 0; 4: 0 | 0 |  | 0 | 0 | 0 | 19829 | 0 | 0 | 0 |  | 0 | 3514 | 3514 | 1982-09-06 | #NAME? | #NAME? | #NAME?
1982-09-07 | 1982 | 9 | 250 | 7 | 3 | 11 | 4.785 | 7.1667 | 0 | 0 | 0 | #NAME? | #NAME? | #NAME? | #NAME? | #NAME? | #NAME? | TRUE | 0 | TRUE | TRUE | #NAME? | #NAME? | #NAME? | #NAME? | #NAME? | #NAME? | #NAME? | #NAME? | #NAME? | #NAME? |  |  | 1: 2.7707; 2: 4.1339; 3: 0; 4: 0 | 6.9046 |  | 161.8973 | 262.5957 | 271.7857 | 19829 | 6.9046 | 161.8973 | 264.8124 |  | 0 | 3515 | 3515 | 1982-09-07 | #NAME? | #NAME? | #NAME?
1982-09-08 | 1982 | 9 | 251 | 8 | 4 | 12.8 | 3.7147 | 10.8333 | 0 | 0 | 0 | #NAME? | #NAME? | #NAME? | #NAME? | #NAME? | #NAME? | FALSE | 0 | TRUE | TRUE | #NAME? | #NAME? | #NAME? | #NAME? | #NAME? | #NAME? | #NAME? | #NAME? | #NAME? | #NAME? |  |  | 1: 0; 2: 0; 3: 6.6596; 4: 7.6765 | 14.336 |  | 322.8495 | 497.0858 | 512.4595 | 19829 | 14.336 | 322.8495 | 528.079 |  | 0 | 3516 | 3516 | 1982-09-08 | #NAME? | #NAME? | #NAME?
1982-09-09 | 1982 | 9 | 252 | 9 | 5 | 11 | 3.8174 | 5 | 0 | 0 | 0 | #NAME? | #NAME? | #NAME? | #NAME? | #NAME? | #NAME? | TRUE | 0 | TRUE | TRUE | #NAME? | #NAME? | #NAME? | #NAME? | #NAME? | #NAME? | #NAME? | #NAME? | #NAME? | #NAME? |  |  | 1: 0; 2: 0; 3: 0; 4: 0 | 0 |  | 0 | 0 | 0 | 19829 | 0 | 0 | 0 |  | 0 | 3517 | 3517 | 1982-09-09 | #NAME? | #NAME? | #NAME?
1982-09-10 | 1982 | 9 | 253 | 10 | 6 | 5.1 | 2.265 | 21.5 | 10 | 10 | 3.75 | #NAME? | #NAME? | #NAME? | #NAME? | #NAME? | #NAME? | FALSE | 0 | TRUE | FALSE | #NAME? | #NAME? | #NAME? | #NAME? | #NAME? | #NAME? | #NAME? | #NAME? | #NAME? | #NAME? |  |  | 1: 0; 2: 0; 3: 0; 4: 0 | 0 |  | 0 | 0 | 0 | 19829 | 0 | 0 | 0 |  | 0 | 3518 | 3518 | 1982-09-10 | #NAME? | #NAME? | #NAME?
1982-09-11 | 1982 | 9 | 254 | 11 | 7 | 2.4 | 3.5384 | 8.6667 | 0 | 0 | 0 | #NAME? | #NAME? | #NAME? | #NAME? | #NAME? | #NAME? | FALSE | 10 | FALSE | TRUE | #NAME? | #NAME? | #NAME? | #NAME? | #NAME? | #NAME? | #NAME? | #NAME? | #NAME? | #NAME? |  |  | 1: 0; 2: 0; 3: 0; 4: 0 | 0 |  | 0 | 0 | 0 | 19829 | 0 | 0 | 0 |  | 0 | 3519 | 3519 | 1982-09-11 | #NAME? | #NAME? | #NAME?
1982-09-12 | 1982 | 9 | 255 | 12 | 1 | 4.1 | 2.1696 | 23.8333 | 0.8 | 0.8 | 0 | #NAME? | #NAME? | #NAME? | #NAME? | #NAME? | #NAME? | TRUE | 10 | FALSE | FALSE | #NAME? | #NAME? | #NAME? | #NAME? | #NAME? | #NAME? | #NAME? | #NAME? | #NAME? | #NAME? |  |  | 1: 0; 2: 0; 3: 0; 4: 0 | 0 |  | 0 | 0 | 0 | 19829 | 0 | 0 | 0 |  | 0 | 3520 | 3520 | 1982-09-12 | #NAME? | #NAME? | #NAME?
1982-09-13 | 1982 | 9 | 256 | 13 | 2 | -1.4 | 1.4573 | 6.1667 | 0 | 0 | 0 | #NAME? | #NAME? | #NAME? | #NAME? | #NAME? | #NAME? | FALSE | 0.8 | TRUE | FALSE | #NAME? | #NAME? | #NAME? | #NAME? | #NAME? | #NAME? | #NAME? | #NAME? | #NAME? | #NAME? |  |  | 1: 0; 2: 0; 3: 0; 4: 0 | 0 |  | 0 | 0 | 0 | 19829 | 0 | 0 | 0 |  | 0 | 3521 | 3521 | 1982-09-13 | #NAME? | #NAME? | #NAME?
1982-09-14 | 1982 | 9 | 257 | 14 | 3 | -2.5 | 2.5972 | 0.66667 | 0 | 0 | 0 | #NAME? | #NAME? | #NAME? | #NAME? | #NAME? | #NAME? | TRUE | 0.8 | TRUE | FALSE | #NAME? | #NAME? | #NAME? | #NAME? | #NAME? | #NAME? | #NAME? | #NAME? | #NAME? | #NAME? |  |  | 1: 0; 2: 0; 3: 0; 4: 0 | 0 |  | 0 | 0 | 0 | 19829 | 0 | 0 | 0 |  | 0 | 3522 | 3522 | 1982-09-14 | #NAME? | #NAME? | #NAME?
1982-09-15 | 1982 | 9 | 258 | 15 | 4 | -0.3 | 2.8101 | 6.8333 | 1.3 | 1.3 | 0 | #NAME? | #NAME? | #NAME? | #NAME? | #NAME? | #NAME? | FALSE | 0 | TRUE | FALSE | #NAME? | #NAME? | #NAME? | #NAME? | #NAME? | #NAME? | #NAME? | #NAME? | #NAME? | #NAME? |  |  | 1: 0; 2: 0; 3: 0; 4: 0 | 0 |  | 0 | 0 | 0 | 19829 | 0 | 0 | 0 |  | 0 | 3523 | 3523 | 1982-09-15 | #NAME? | #NAME? | #NAME?
1982-09-16 | 1982 | 9 | 259 | 16 | 5 | 2.5 | 2.1321 | 7.5 | 0.2 | 0.2 | 0 | #NAME? | #NAME? | #NAME? | #NAME? | #NAME? | #NAME? | TRUE | 1.3 | TRUE | TRUE | #NAME? | #NAME? | #NAME? | #NAME? | #NAME? | #NAME? | #NAME? | #NAME? | #NAME? | #NAME? |  |  | 1: 15.5852; 2: 21.4591; 3: 0; 4: 0 | 37.0443 |  | 858.0492 | 1390.2953 | 1438.8406 | 19829 | 37.0443 | 858.0492 | 1403.4953 |  | 0 | 3524 | 3524 | 1982-09-16 | #NAME? | #NAME? | #NAME?
1982-09-17 | 1982 | 9 | 260 | 17 | 6 | 4.1 | 3.2286 | 2.8333 | 0 | 0 | 0 | #NAME? | #NAME? | #NAME? | #NAME? | #NAME? | #NAME? | FALSE | 1.5 | TRUE | TRUE | #NAME? | #NAME? | #NAME? | #NAME? | #NAME? | #NAME? | #NAME? | #NAME? | #NAME? | #NAME? |  |  | 1: 0; 2: 0; 3: 0; 4: 9.8453 | 9.8453 |  | 288.7962 | 444.6544 | 458.4066 | 19829 | 9.8453 | 288.7962 | 472.3786 |  | 0 | 3525 | 3525 | 1982-09-17 | #NAME? | #NAME? | #NAME?
1982-09-18 | 1982 | 9 | 261 | 18 | 7 | 9.4 | 3.2384 | 19.6667 | 0 | 0 | 0 | #NAME? | #NAME? | #NAME? | #NAME? | #NAME? | #NAME? | FALSE | 0.2 | TRUE | TRUE | #NAME? | #NAME? | #NAME? | #NAME? | #NAME? | #NAME? | #NAME? | #NAME? | #NAME? | #NAME? |  |  | 1: 0; 2: 0; 3: 10.7974; 4: 0 | 10.7974 |  | 158.362 | 243.8273 | 251.3683 | 19829 | 10.7974 | 158.362 | 259.0299 |  | 0 | 3526 | 3526 | 1982-09-18 | #NAME? | #NAME? | #NAME?
1982-09-19 | 1982 | 9 | 262 | 19 | 1 | 3.8 | 3.5565 | 2.3333 | 0 | 0 | 0 | #NAME? | #NAME? | #NAME? | #NAME? | #NAME? | #NAME? | TRUE | 0 | TRUE | TRUE | #NAME? | #NAME? | #NAME? | #NAME? | #NAME? | #NAME? | #NAME? | #NAME? | #NAME? | #NAME? |  |  | 1: 1.587; 2: 2.2686; 3: 0; 4: 0 | 3.8556 |  | 89.8211 | 145.6086 | 150.6983 | 19829 | 3.8556 | 89.8211 | 146.9187 |  | 0 | 3527 | 3527 | 1982-09-19 | #NAME? | #NAME? | #NAME?
1982-09-20 | 1982 | 9 | 263 | 20 | 2 | 4.4 | 4.3557 | 10 | 0 | 0 | 0 | #NAME? | #NAME? | #NAME? | #NAME? | #NAME? | #NAME? | FALSE | 0 | TRUE | FALSE | #NAME? | #NAME? | #NAME? | #NAME? | #NAME? | #NAME? | #NAME? | #NAME? | #NAME? | #NAME? |  |  | 1: 0; 2: 0; 3: 0; 4: 0 | 0 |  | 0 | 0 | 0 | 19829 | 0 | 0 | 0 |  | 0 | 3528 | 3528 | 1982-09-20 | #NAME? | #NAME? | #NAME?
1982-09-21 | 1982 | 9 | 264 | 21 | 3 | 2.3 | 3.4486 | 4.3333 | 0 | 0 | 0 | #NAME? | #NAME? | #NAME? | #NAME? | #NAME? | #NAME? | TRUE | 0 | TRUE | TRUE | #NAME? | #NAME? | #NAME? | #NAME? | #NAME? | #NAME? | #NAME? | #NAME? | #NAME? | #NAME? |  |  | 1: 0; 2: 0; 3: 0; 4: 0 | 0 |  | 0 | 0 | 0 | 19829 | 0 | 0 | 0 |  | 0 | 3529 | 3529 | 1982-09-21 | #NAME? | #NAME? | #NAME?
1982-09-22 | 1982 | 9 | 265 | 22 | 4 | 12.5 | 3.4739 | 26 | 0.8 | 0.8 | 0 | #NAME? | #NAME? | #NAME? | #NAME? | #NAME? | #NAME? | FALSE | 0 | TRUE | TRUE | #NAME? | #NAME? | #NAME? | #NAME? | #NAME? | #NAME? | #NAME? | #NAME? | #NAME? | #NAME? |  |  | 1: 0; 2: 0; 3: 9.1765; 4: 9.8914 | 19.0679 |  | 424.7361 | 653.9587 | 674.1842 | 19829 | 19.0679 | 424.7361 | 694.733 |  | 0 | 3530 | 3530 | 1982-09-22 | #NAME? | #NAME? | #NAME?
1982-09-23 | 1982 | 9 | 266 | 23 | 5 | 6.7 | 2.7026 | 3.6667 | 0 | 0 | 0 | #NAME? | #NAME? | #NAME? | #NAME? | #NAME? | #NAME? | TRUE | 0.8 | TRUE | TRUE | #NAME? | #NAME? | #NAME? | #NAME? | #NAME? | #NAME? | #NAME? | #NAME? | #NAME? | #NAME? |  |  | 1: 14.9797; 2: 19.4587; 3: 0; 4: 0 | 34.4383 |  | 790.4893 | 1279.8265 | 1324.4382 | 19829 | 34.4383 | 790.4893 | 1292.9888 |  | 0 | 3531 | 3531 | 1982-09-23 | #NAME? | #NAME? | #NAME?
1982-09-24 | 1982 | 9 | 267 | 24 | 6 | 5.1 | 3.5746 | 3.1667 | 0 | 0 | 0 | #NAME? | #NAME? | #NAME? | #NAME? | #NAME? | #NAME? | FALSE | 0.8 | TRUE | TRUE | #NAME? | #NAME? | #NAME? | #NAME? | #NAME? | #NAME? | #NAME? | #NAME? | #NAME? | #NAME? |  |  | 1: 0; 2: 0; 3: 0; 4: 3.7664 | 3.7664 |  | 110.4824 | 170.1078 | 175.3689 | 19829 | 3.7664 | 110.4824 | 180.7141 |  | 0 | 3532 | 3532 | 1982-09-24 | #NAME? | #NAME? | #NAME?
1982-09-25 | 1982 | 9 | 268 | 25 | 7 | 11.4 | 3.5358 | 20 | 0.2 | 0.2 | 0 | #NAME? | #NAME? | #NAME? | #NAME? | #NAME? | #NAME? | FALSE | 0 | TRUE | FALSE | #NAME? | #NAME? | #NAME? | #NAME? | #NAME? | #NAME? | #NAME? | #NAME? | #NAME? | #NAME? |  |  | 1: 0; 2: 0; 3: 0; 4: 0 | 0 |  | 0 | 0 | 0 | 19829 | 0 | 0 | 0 |  | 0 | 3533 | 3533 | 1982-09-25 | #NAME? | #NAME? | #NAME?
1982-09-26 | 1982 | 9 | 269 | 26 | 1 | 2.9 | 1.121 | 10.5 | 24.8 | 24.8 | 14.85 | #NAME? | #NAME? | #NAME? | #NAME? | #NAME? | #NAME? | TRUE | 0.2 | TRUE | FALSE | #NAME? | #NAME? | #NAME? | #NAME? | #NAME? | #NAME? | #NAME? | #NAME? | #NAME? | #NAME? |  |  | 1: 0; 2: 0; 3: 0; 4: 0 | 0 |  | 0 | 0 | 0 | 19829 | 0 | 0 | 0 |  | 0 | 3534 | 3534 | 1982-09-26 | #NAME? | #NAME? | #NAME?
1982-09-27 | 1982 | 9 | 270 | 27 | 2 | 2.2 | 0.95166 | 7 | 1.4 | 1.4 | 0 | #NAME? | #NAME? | #NAME? | #NAME? | #NAME? | #NAME? | FALSE | 25 | FALSE | FALSE | #NAME? | #NAME? | #NAME? | #NAME? | #NAME? | #NAME? | #NAME? | #NAME? | #NAME? | #NAME? |  |  | 1: 0; 2: 0; 3: 0; 4: 0 | 0 |  | 0 | 0 | 0 | 19829 | 0 | 0 | 0 |  | 0 | 3535 | 3535 | 1982-09-27 | #NAME? | #NAME? | #NAME?
1982-09-28 | 1982 | 9 | 271 | 28 | 3 | 0.3 | 0.89771 | 16 | 7.6 | 7.6 | 1.95 | #NAME? | #NAME? | #NAME? | #NAME? | #NAME? | #NAME? | TRUE | 26.2 | FALSE | FALSE | #NAME? | #NAME? | #NAME? | #NAME? | #NAME? | #NAME? | #NAME? | #NAME? | #NAME? | #NAME? |  |  | 1: 0; 2: 0; 3: 0; 4: 0 | 0 |  | 0 | 0 | 0 | 19829 | 0 | 0 | 0 |  | 0 | 3536 | 3536 | 1982-09-28 | #NAME? | #NAME? | #NAME?
1982-09-29 | 1982 | 9 | 272 | 29 | 4 | 0.7 | 2.0198 | 31.5 | 3.6 | 3.6 | 0 | #NAME? | #NAME? | #NAME? | #NAME? | #NAME? | #NAME? | FALSE | 9 | TRUE | FALSE | #NAME? | #NAME? | #NAME? | #NAME? | #NAME? | #NAME? | #NAME? | #NAME? | #NAME? | #NAME? |  |  | 1: 0; 2: 0; 3: 0; 4: 0 | 0 |  | 0 | 0 | 0 | 19829 | 0 | 0 | 0 |  | 0 | 3537 | 3537 | 1982-09-29 | #NAME? | #NAME? | #NAME?
1982-09-30 | 1982 | 9 | 273 | 30 | 5 | -1 | 2.2502 | 3.3333 | 0 | 0 | 0 | #NAME? | #NAME? | #NAME? | #NAME? | #NAME? | #NAME? | TRUE | 11.2 | FALSE | FALSE | #NAME? | #NAME? | #NAME? | #NAME? | #NAME? | #NAME? | #NAME? | #NAME? | #NAME? | #NAME? |  |  | 1: 0; 2: 0; 3: 0; 4: 0 | 0 |  | 0 | 0 | 0 | 19829 | 0 | 0 | 0 |  | 0 | 3538 | 3538 | 1982-09-30 | #NAME? | #NAME? | #NAME?
1983-05-01 | 1983 | 5 | 121 | 1 | 1 | 1.8 | 3.1027 | 4 | 0 | 0 | 0 | #NAME? | #NAME? | #NAME? | #NAME? | #NAME? | #NAME? | TRUE | 3.6 | TRUE | FALSE | #NAME? | #NAME? | #NAME? | #NAME? | #NAME? | #NAME? | #NAME? | #NAME? | #NAME? | #NAME? |  |  | 1: 0; 2: 0; 3: 0; 4: 0 | 0 |  | 0 | 0 | 0 | 19835 | 0 | 0 | 0 |  | 0 | 3539 | 3539 | 1983-05-01 | #NAME? | #NAME? | #NAME?
1983-05-02 | 1983 | 5 | 122 | 2 | 2 | 2.6 | 3.2039 | 12.6667 | 1.6 | 1.6 | 0 | #NAME? | #NAME? | #NAME? | #NAME? | #NAME? | #NAME? | FALSE | 0 | TRUE | FALSE | #NAME? | #NAME? | #NAME? | #NAME? | #NAME? | #NAME? | #NAME? | #NAME? | #NAME? | #NAME? |  |  | 1: 0; 2: 0; 3: 0; 4: 0 | 0 |  | 0 | 0 | 0 | 19835 | 0 | 0 | 0 |  | 0 | 3540 | 3540 | 1983-05-02 | #NAME? | #NAME? | #NAME?
1983-05-03 | 1983 | 5 | 123 | 3 | 3 | 2.3 | 4.4869 | 14.3333 | 0 | 0 | 0 | #NAME? | #NAME? | #NAME? | #NAME? | #NAME? | #NAME? | TRUE | 1.6 | TRUE | TRUE | #NAME? | #NAME? | #NAME? | #NAME? | #NAME? | #NAME? | #NAME? | #NAME? | #NAME? | #NAME? |  |  | 1: 0; 2: 0; 3: 0; 4: 0 | 0 |  | 0 | 0 | 0 | 19835 | 0 | 0 | 0 |  | 0 | 3541 | 3541 | 1983-05-03 | #NAME? | #NAME? | #NAME?
1983-05-04 | 1983 | 5 | 124 | 4 | 4 | 3.7 | 3.5108 | 15.8333 | 0 | 0 | 0 | #NAME? | #NAME? | #NAME? | #NAME? | #NAME? | #NAME? | FALSE | 1.6 | TRUE | TRUE | #NAME? | #NAME? | #NAME? | #NAME? | #NAME? | #NAME? | #NAME? | #NAME? | #NAME? | #NAME? |  |  | 1: 0; 2: 0; 3: 5.7263; 4: 6.5099 | 12.2363 |  | 274.9444 | 423.3271 | 436.4197 | 19835 | 12.2363 | 274.9444 | 449.7216 |  | 0 | 3542 | 3542 | 1983-05-04 | #NAME? | #NAME? | #NAME?
1983-05-05 | 1983 | 5 | 125 | 5 | 5 | 4.1 | 3.2532 | 6 | 2.4 | 2.4 | 0 | #NAME? | #NAME? | #NAME? | #NAME? | #NAME? | #NAME? | TRUE | 0 | TRUE | TRUE | #NAME? | #NAME? | #NAME? | #NAME? | #NAME? | #NAME? | #NAME? | #NAME? | #NAME? | #NAME? |  |  | 1: 0; 2: 0; 3: 0; 4: 0 | 0 |  | 0 | 0 | 0 | 19835 | 0 | 0 | 0 |  | 0 | 3543 | 3543 | 1983-05-05 | #NAME? | #NAME? | #NAME?
1983-05-06 | 1983 | 5 | 126 | 6 | 6 | 5 | 3.5991 | 13 | 0.2 | 0.2 | 0 | #NAME? | #NAME? | #NAME? | #NAME? | #NAME? | #NAME? | FALSE | 2.4 | TRUE | TRUE | #NAME? | #NAME? | #NAME? | #NAME? | #NAME? | #NAME? | #NAME? | #NAME? | #NAME? | #NAME? |  |  | 1: 0; 2: 0; 3: 0; 4: 4.0692 | 4.0692 |  | 119.3644 | 183.7833 | 189.4673 | 19835 | 4.0692 | 119.3644 | 195.2422 |  | 0 | 3544 | 3544 | 1983-05-06 | #NAME? | #NAME? | #NAME?
1983-05-07 | 1983 | 5 | 127 | 7 | 7 | 5.5 | 4.5086 | 13 | 0 | 0 | 0 | #NAME? | #NAME? | #NAME? | #NAME? | #NAME? | #NAME? | FALSE | 2.6 | TRUE | FALSE | #NAME? | #NAME? | #NAME? | #NAME? | #NAME? | #NAME? | #NAME? | #NAME? | #NAME? | #NAME? |  |  | 1: 0; 2: 0; 3: 0; 4: 0 | 0 |  | 0 | 0 | 0 | 19835 | 0 | 0 | 0 |  | 0 | 3545 | 3545 | 1983-05-07 | #NAME? | #NAME? | #NAME?
1983-05-08 | 1983 | 5 | 128 | 8 | 1 | 2.6 | 3.4133 | 6.3333 | 0.2 | 0.2 | 0 | #NAME? | #NAME? | #NAME? | #NAME? | #NAME? | #NAME? | TRUE | 0.2 | TRUE | FALSE | #NAME? | #NAME? | #NAME? | #NAME? | #NAME? | #NAME? | #NAME? | #NAME? | #NAME? | #NAME? |  |  | 1: 0; 2: 0; 3: 0; 4: 0 | 0 |  | 0 | 0 | 0 | 19835 | 0 | 0 | 0 |  | 0 | 3546 | 3546 | 1983-05-08 | #NAME? | #NAME? | #NAME?
1983-05-09 | 1983 | 5 | 129 | 9 | 2 | 1.6 | 3.6874 | 37.5 | 0.4 | 0.4 | 0 | #NAME? | #NAME? | #NAME? | #NAME? | #NAME? | #NAME? | FALSE | 0.2 | TRUE | FALSE | #NAME? | #NAME? | #NAME? | #NAME? | #NAME? | #NAME? | #NAME? | #NAME? | #NAME? | #NAME? |  |  | 1: 0; 2: 0; 3: 0; 4: 0 | 0 |  | 0 | 0 | 0 | 19835 | 0 | 0 | 0 |  | 0 | 3547 | 3547 | 1983-05-09 | #NAME? | #NAME? | #NAME?
1983-05-10 | 1983 | 5 | 130 | 10 | 3 | -0.7 | 4.4468 | 32.6667 | 0 | 0 | 0 | #NAME? | #NAME? | #NAME? | #NAME? | #NAME? | #NAME? | TRUE | 0.6 | TRUE | FALSE | #NAME? | #NAME? | #NAME? | #NAME? | #NAME? | #NAME? | #NAME? | #NAME? | #NAME? | #NAME? |  |  | 1: 0; 2: 0; 3: 0; 4: 0 | 0 |  | 0 | 0 | 0 | 19835 | 0 | 0 | 0 |  | 0 | 3548 | 3548 | 1983-05-10 | #NAME? | #NAME? | #NAME?
1983-05-11 | 1983 | 5 | 131 | 11 | 4 | -5.4 | 3.8488 | 3.3333 | 0 | 0 | 0 | #NAME? | #NAME? | #NAME? | #NAME? | #NAME? | #NAME? | FALSE | 0.4 | TRUE | FALSE | #NAME? | #NAME? | #NAME? | #NAME? | #NAME? | #NAME? | #NAME? | #NAME? | #NAME? | #NAME? |  |  | 1: 0; 2: 0; 3: 0; 4: 0 | 0 |  | 0 | 0 | 0 | 19835 | 0 | 0 | 0 |  | 0 | 3549 | 3549 | 1983-05-11 | #NAME? | #NAME? | #NAME?
1983-05-12 | 1983 | 5 | 132 | 12 | 5 | -3.9 | 3.539 | 9.8333 | 0 | 0 | 0 | #NAME? | #NAME? | #NAME? | #NAME? | #NAME? | #NAME? | TRUE | 0 | TRUE | FALSE | #NAME? | #NAME? | #NAME? | #NAME? | #NAME? | #NAME? | #NAME? | #NAME? | #NAME? | #NAME? |  |  | 1: 0; 2: 0; 3: 0; 4: 0 | 0 |  | 0 | 0 | 0 | 19835 | 0 | 0 | 0 |  | 0 | 3550 | 3550 | 1983-05-12 | #NAME? | #NAME? | #NAME?
1983-05-13 | 1983 | 5 | 133 | 13 | 6 | 1.3 | 3.3902 | 21.1667 | 0.2 | 0.2 | 0 | #NAME? | #NAME? | #NAME? | #NAME? | #NAME? | #NAME? | FALSE | 0 | TRUE | FALSE | #NAME? | #NAME? | #NAME? | #NAME? | #NAME? | #NAME? | #NAME? | #NAME? | #NAME? | #NAME? |  |  | 1: 0; 2: 0; 3: 0; 4: 0 | 0 |  | 0 | 0 | 0 | 19835 | 0 | 0 | 0 |  | 0 | 3551 | 3551 | 1983-05-13 | #NAME? | #NAME? | #NAME?
1983-05-14 | 1983 | 5 | 134 | 14 | 7 | 0.6 | 2.0727 | 13.1667 | 2.4 | 2.4 | 0 | #NAME? | #NAME? | #NAME? | #NAME? | #NAME? | #NAME? | FALSE | 0.2 | TRUE | TRUE | #NAME? | #NAME? | #NAME? | #NAME? | #NAME? | #NAME? | #NAME? | #NAME? | #NAME? | #NAME? |  |  | 1: 0; 2: 0; 3: 0; 4: 0 | 0 |  | 0 | 0 | 0 | 19835 | 0 | 0 | 0 |  | 0 | 3552 | 3552 | 1983-05-14 | #NAME? | #NAME? | #NAME?
1983-05-15 | 1983 | 5 | 135 | 15 | 1 | 3.7 | 2.7991 | 18.8333 | 0 | 0 | 0 | #NAME? | #NAME? | #NAME? | #NAME? | #NAME? | #NAME? | TRUE | 2.6 | TRUE | TRUE | #NAME? | #NAME? | #NAME? | #NAME? | #NAME? | #NAME? | #NAME? | #NAME? | #NAME? | #NAME? |  |  | 1: 6.8697; 2: 12.5775; 3: 0; 4: 0 | 19.4472 |  | 469.6951 | 763.724 | 790.5952 | 19835 | 19.4472 | 469.6951 | 768.2716 |  | 0 | 3553 | 3553 | 1983-05-15 | #NAME? | #NAME? | #NAME?
1983-05-16 | 1983 | 5 | 136 | 16 | 2 | 4.9 | 3.9867 | 11.6667 | 0.2 | 0.2 | 0 | #NAME? | #NAME? | #NAME? | #NAME? | #NAME? | #NAME? | FALSE | 2.4 | TRUE | TRUE | #NAME? | #NAME? | #NAME? | #NAME? | #NAME? | #NAME? | #NAME? | #NAME? | #NAME? | #NAME? |  |  | 1: 0; 2: 0; 3: 0; 4: 12.105 | 12.105 |  | 355.0813 | 546.7125 | 563.6211 | 19835 | 12.105 | 355.0813 | 580.8 |  | 0 | 3554 | 3554 | 1983-05-16 | #NAME? | #NAME? | #NAME?
1983-05-17 | 1983 | 5 | 137 | 17 | 3 | 4.1 | 4.546 | 12.3333 | 0 | 0 | 0 | #NAME? | #NAME? | #NAME? | #NAME? | #NAME? | #NAME? | TRUE | 0.2 | TRUE | FALSE | #NAME? | #NAME? | #NAME? | #NAME? | #NAME? | #NAME? | #NAME? | #NAME? | #NAME? | #NAME? |  |  | 1: 0; 2: 0; 3: 0; 4: 0 | 0 |  | 0 | 0 | 0 | 19835 | 0 | 0 | 0 |  | 0 | 3555 | 3555 | 1983-05-17 | #NAME? | #NAME? | #NAME?
1983-05-18 | 1983 | 5 | 138 | 18 | 4 | 2.4 | 4.3895 | 29.1667 | 1.2 | 1.2 | 0 | #NAME? | #NAME? | #NAME? | #NAME? | #NAME? | #NAME? | FALSE | 0.2 | TRUE | FALSE | #NAME? | #NAME? | #NAME? | #NAME? | #NAME? | #NAME? | #NAME? | #NAME? | #NAME? | #NAME? |  |  | 1: 0; 2: 0; 3: 0; 4: 0 | 0 |  | 0 | 0 | 0 | 19835 | 0 | 0 | 0 |  | 0 | 3556 | 3556 | 1983-05-18 | #NAME? | #NAME? | #NAME?
1983-05-19 | 1983 | 5 | 139 | 19 | 5 | 1.9 | 4.1459 | 9.5 | 0 | 0 | 0 | #NAME? | #NAME? | #NAME? | #NAME? | #NAME? | #NAME? | TRUE | 1.2 | TRUE | TRUE | #NAME? | #NAME? | #NAME? | #NAME? | #NAME? | #NAME? | #NAME? | #NAME? | #NAME? | #NAME? |  |  | 1: 6.4003; 2: 10.8226; 3: 0; 4: 0 | 17.2229 |  | 411.334 | 668.2098 | 691.6734 | 19835 | 17.2229 | 411.334 | 672.8115 |  | 0 | 3557 | 3557 | 1983-05-19 | #NAME? | #NAME? | #NAME?
1983-05-20 | 1983 | 5 | 140 | 20 | 6 | 8.6 | 6.2472 | 13.1667 | 0.2 | 0.2 | 0 | #NAME? | #NAME? | #NAME? | #NAME? | #NAME? | #NAME? | FALSE | 1.2 | TRUE | TRUE | #NAME? | #NAME? | #NAME? | #NAME? | #NAME? | #NAME? | #NAME? | #NAME? | #NAME? | #NAME? |  |  | 1: 0; 2: 0; 3: 0; 4: 9.4747 | 9.4747 |  | 277.9258 | 427.9174 | 441.152 | 19835 | 9.4747 | 277.9258 | 454.5981 |  | 0 | 3558 | 3558 | 1983-05-20 | #NAME? | #NAME? | #NAME?
1983-05-21 | 1983 | 5 | 141 | 21 | 7 | 4.8 | 4.6802 | 18 | 0.6 | 0.6 | 0 | #NAME? | #NAME? | #NAME? | #NAME? | #NAME? | #NAME? | FALSE | 0.2 | TRUE | TRUE | #NAME? | #NAME? | #NAME? | #NAME? | #NAME? | #NAME? | #NAME? | #NAME? | #NAME? | #NAME? |  |  | 1: 0; 2: 0; 3: 0; 4: 0 | 0 |  | 0 | 0 | 0 | 19835 | 0 | 0 | 0 |  | 0 | 3559 | 3559 | 1983-05-21 | #NAME? | #NAME? | #NAME?
1983-05-22 | 1983 | 5 | 142 | 22 | 1 | 7.7 | 6.1962 | 25.5 | 0 | 0 | 0 | #NAME? | #NAME? | #NAME? | #NAME? | #NAME? | #NAME? | TRUE | 0.8 | TRUE | TRUE | #NAME? | #NAME? | #NAME? | #NAME? | #NAME? | #NAME? | #NAME? | #NAME? | #NAME? | #NAME? |  |  | 1: 3.1587; 2: 5.0161; 3: 0; 4: 0 | 8.1748 |  | 193.4662 | 314.0456 | 325.0548 | 19835 | 8.1748 | 193.4662 | 316.449 |  | 0 | 3560 | 3560 | 1983-05-22 | #NAME? | #NAME? | #NAME?
1983-05-23 | 1983 | 5 | 143 | 23 | 2 | 6.8 | 5.6365 | 10.6667 | 0 | 0 | 0 | #NAME? | #NAME? | #NAME? | #NAME? | #NAME? | #NAME? | FALSE | 0.6 | TRUE | FALSE | #NAME? | #NAME? | #NAME? | #NAME? | #NAME? | #NAME? | #NAME? | #NAME? | #NAME? | #NAME? |  |  | 1: 0; 2: 0; 3: 0; 4: 0 | 0 |  | 0 | 0 | 0 | 19835 | 0 | 0 | 0 |  | 0 | 3561 | 3561 | 1983-05-23 | #NAME? | #NAME? | #NAME?
1983-05-24 | 1983 | 5 | 144 | 24 | 3 | 2.7 | 5.6334 | 8.3333 | 0 | 0 | 0 | #NAME? | #NAME? | #NAME? | #NAME? | #NAME? | #NAME? | TRUE | 0 | TRUE | TRUE | #NAME? | #NAME? | #NAME? | #NAME? | #NAME? | #NAME? | #NAME? | #NAME? | #NAME? | #NAME? |  |  | 1: 3.1301; 2: 5.2564; 3: 0; 4: 0 | 8.3864 |  | 200.0944 | 325.0254 | 336.4363 | 19835 | 8.3864 | 200.0944 | 327.2907 |  | 0 | 3562 | 3562 | 1983-05-24 | #NAME? | #NAME? | #NAME?
1983-05-25 | 1983 | 5 | 145 | 25 | 4 | 11.4 | 6.9637 | 10.8333 | 0 | 0 | 0 | #NAME? | #NAME? | #NAME? | #NAME? | #NAME? | #NAME? | FALSE | 0 | TRUE | TRUE | #NAME? | #NAME? | #NAME? | #NAME? | #NAME? | #NAME? | #NAME? | #NAME? | #NAME? | #NAME? |  |  | 1: 0; 2: 0; 3: 2.3616; 4: 11.7325 | 14.0941 |  | 378.7908 | 583.2176 | 601.2552 | 19835 | 14.0941 | 378.7908 | 619.5812 |  | 0 | 3563 | 3563 | 1983-05-25 | #NAME? | #NAME? | #NAME?
1983-05-26 | 1983 | 5 | 146 | 26 | 5 | 8.1 | 6.1287 | 11.3333 | 0 | 0 | 0 | #NAME? | #NAME? | #NAME? | #NAME? | #NAME? | #NAME? | TRUE | 0 | TRUE | TRUE | #NAME? | #NAME? | #NAME? | #NAME? | #NAME? | #NAME? | #NAME? | #NAME? | #NAME? | #NAME? |  |  | 1: 12.8905; 2: 21.8234; 3: 0; 4: 0 | 34.7139 |  | 829.2127 | 1347.0708 | 1394.3734 | 19835 | 34.7139 | 829.2127 | 1356.3281 |  | 0 | 3564 | 3564 | 1983-05-26 | #NAME? | #NAME? | #NAME?
1983-05-27 | 1983 | 5 | 147 | 27 | 6 | 7 | 5.7537 | 6.8333 | 0 | 0 | 0 | #NAME? | #NAME? | #NAME? | #NAME? | #NAME? | #NAME? | FALSE | 0 | TRUE | TRUE | #NAME? | #NAME? | #NAME? | #NAME? | #NAME? | #NAME? | #NAME? | #NAME? | #NAME? | #NAME? |  |  | 1: 0; 2: 0; 3: 0; 4: 5.6508 | 5.6508 |  | 165.7558 | 255.2114 | 263.1045 | 19835 | 5.6508 | 165.7558 | 271.1238 |  | 0 | 3565 | 3565 | 1983-05-27 | #NAME? | #NAME? | #NAME?
1983-05-28 | 1983 | 5 | 148 | 28 | 7 | 6 | 6.4834 | 10.5 | 0 | 0 | 0 | #NAME? | #NAME? | #NAME? | #NAME? | #NAME? | #NAME? | FALSE | 0 | TRUE | TRUE | #NAME? | #NAME? | #NAME? | #NAME? | #NAME? | #NAME? | #NAME? | #NAME? | #NAME? | #NAME? |  |  | 1: 0; 2: 0; 3: 4.6578; 4: 0 | 4.6578 |  | 68.3151 | 105.1836 | 108.4367 | 19835 | 4.6578 | 68.3151 | 111.7418 |  | 0 | 3566 | 3566 | 1983-05-28 | #NAME? | #NAME? | #NAME?
1983-05-29 | 1983 | 5 | 149 | 29 | 1 | 11.2 | 6.8391 | 9.1667 | 0 | 0 | 0 | #NAME? | #NAME? | #NAME? | #NAME? | #NAME? | #NAME? | TRUE | 0 | TRUE | TRUE | #NAME? | #NAME? | #NAME? | #NAME? | #NAME? | #NAME? | #NAME? | #NAME? | #NAME? | #NAME? |  |  | 1: 12.4865; 2: 16.2543; 3: 0; 4: 0 | 28.7407 |  | 659.9265 | 1068.472 | 1105.7187 | 19835 | 28.7407 | 659.9265 | 1079.4297 |  | 0 | 3567 | 3567 | 1983-05-29 | #NAME? | #NAME? | #NAME?
1983-05-30 | 1983 | 5 | 150 | 30 | 2 | 6 | 5.366 | 5.5 | 0 | 0 | 0 | #NAME? | #NAME? | #NAME? | #NAME? | #NAME? | #NAME? | FALSE | 0 | TRUE | TRUE | #NAME? | #NAME? | #NAME? | #NAME? | #NAME? | #NAME? | #NAME? | #NAME? | #NAME? | #NAME? |  |  | 1: 0; 2: 0; 3: 2.1759; 4: 10.4919 | 12.6678 |  | 339.6761 | 522.9933 | 539.1684 | 19835 | 12.6678 | 339.6761 | 555.6019 |  | 0 | 3568 | 3568 | 1983-05-30 | #NAME? | #NAME? | #NAME?
1983-05-31 | 1983 | 5 | 151 | 31 | 3 | 5.4 | 5.4041 | 14.1667 | 0 | 0 | 0 | #NAME? | #NAME? | #NAME? | #NAME? | #NAME? | #NAME? | TRUE | 0 | TRUE | TRUE | #NAME? | #NAME? | #NAME? | #NAME? | #NAME? | #NAME? | #NAME? | #NAME? | #NAME? | #NAME? |  |  | 1: 0; 2: 0; 3: 0; 4: 0 | 0 |  | 0 | 0 | 0 | 19835 | 0 | 0 | 0 |  | 0 | 3569 | 3569 | 1983-05-31 | #NAME? | #NAME? | #NAME?
1983-06-01 | 1983 | 6 | 152 | 1 | 4 | 10 | 5.1039 | 26.6667 | 0.8 | 0.8 | 0 | #NAME? | #NAME? | #NAME? | #NAME? | #NAME? | #NAME? | FALSE | 0 | TRUE | TRUE | #NAME? | #NAME? | #NAME? | #NAME? | #NAME? | #NAME? | #NAME? | #NAME? | #NAME? | #NAME? |  |  | 1: 0; 2: 0; 3: 6.5915; 4: 5.2523 | 11.8438 |  | 250.7417 | 386.0626 | 398.0027 | 19836 | 11.8438 | 250.7417 | 410.1336 |  | 0 | 3570 | 3570 | 1983-06-01 | #NAME? | #NAME? | #NAME?
1983-06-02 | 1983 | 6 | 153 | 2 | 5 | 6.7 | 2.5958 | 7.5 | 4.2 | 4.2 | 0 | #NAME? | #NAME? | #NAME? | #NAME? | #NAME? | #NAME? | TRUE | 0.8 | TRUE | TRUE | #NAME? | #NAME? | #NAME? | #NAME? | #NAME? | #NAME? | #NAME? | #NAME? | #NAME? | #NAME? |  |  | 1: 0; 2: 0; 3: 0; 4: 0 | 0 |  | 0 | 0 | 0 | 19836 | 0 | 0 | 0 |  | 0 | 3571 | 3571 | 1983-06-02 | #NAME? | #NAME? | #NAME?
1983-06-03 | 1983 | 6 | 154 | 3 | 6 | 4.3 | 2.2927 | 14.3333 | 6.2 | 6.2 | 0.9 | #NAME? | #NAME? | #NAME? | #NAME? | #NAME? | #NAME? | FALSE | 5 | TRUE | TRUE | #NAME? | #NAME? | #NAME? | #NAME? | #NAME? | #NAME? | #NAME? | #NAME? | #NAME? | #NAME? |  |  | 1: 0; 2: 0; 3: 0; 4: 4.2348 | 4.2348 |  | 124.222 | 191.2624 | 197.1778 | 19836 | 4.2348 | 124.222 | 203.1876 |  | 0 | 3572 | 3572 | 1983-06-03 | #NAME? | #NAME? | #NAME?
1983-06-04 | 1983 | 6 | 155 | 4 | 7 | 7.3 | 4.1415 | 13.3333 | 0.6 | 0.6 | 0 | #NAME? | #NAME? | #NAME? | #NAME? | #NAME? | #NAME? | FALSE | 10.4 | FALSE | TRUE | #NAME? | #NAME? | #NAME? | #NAME? | #NAME? | #NAME? | #NAME? | #NAME? | #NAME? | #NAME? |  |  | 1: 0; 2: 0; 3: 0; 4: 0 | 0 |  | 0 | 0 | 0 | 19836 | 0 | 0 | 0 |  | 0 | 3573 | 3573 | 1983-06-04 | #NAME? | #NAME? | #NAME?
1983-06-05 | 1983 | 6 | 156 | 5 | 1 | 8 | 3.5028 | 8.8333 | 4.8 | 4.8 | 0 | #NAME? | #NAME? | #NAME? | #NAME? | #NAME? | #NAME? | TRUE | 6.8 | TRUE | TRUE | #NAME? | #NAME? | #NAME? | #NAME? | #NAME? | #NAME? | #NAME? | #NAME? | #NAME? | #NAME? |  |  | 1: 15.7156; 2: 23.3488; 3: 0; 4: 0 | 39.0644 |  | 915.3947 | 1484.6808 | 1536.6336 | 19836 | 39.0644 | 915.3947 | 1497.2942 |  | 0 | 3574 | 3574 | 1983-06-05 | #NAME? | #NAME? | #NAME?
1983-06-06 | 1983 | 6 | 157 | 6 | 2 | 6.3 | 5.0968 | 3.6667 | 0 | 0 | 0 | #NAME? | #NAME? | #NAME? | #NAME? | #NAME? | #NAME? | FALSE | 5.4 | TRUE | TRUE | #NAME? | #NAME? | #NAME? | #NAME? | #NAME? | #NAME? | #NAME? | #NAME? | #NAME? | #NAME? |  |  | 1: 0; 2: 0; 3: 0; 4: 6.4844 | 6.4844 |  | 190.2087 | 292.861 | 301.9185 | 19836 | 6.4844 | 190.2087 | 311.1209 |  | 0 | 3575 | 3575 | 1983-06-06 | #NAME? | #NAME? | #NAME?
1983-06-07 | 1983 | 6 | 158 | 7 | 3 | 7.8 | 5.2605 | 38.1667 | 0.4 | 0.4 | 0 | #NAME? | #NAME? | #NAME? | #NAME? | #NAME? | #NAME? | TRUE | 4.8 | TRUE | TRUE | #NAME? | #NAME? | #NAME? | #NAME? | #NAME? | #NAME? | #NAME? | #NAME? | #NAME? | #NAME? |  |  | 1: 5.5806; 2: 8.307; 3: 0; 4: 0 | 13.8876 |  | 325.5208 | 527.9758 | 546.4521 | 19836 | 13.8876 | 325.5208 | 532.4484 |  | 0 | 3576 | 3576 | 1983-06-07 | #NAME? | #NAME? | #NAME?
1983-06-08 | 1983 | 6 | 159 | 8 | 4 | 6.7 | 5.4463 | 5.1667 | 0.8 | 0.8 | 0 | #NAME? | #NAME? | #NAME? | #NAME? | #NAME? | #NAME? | FALSE | 0.4 | TRUE | TRUE | #NAME? | #NAME? | #NAME? | #NAME? | #NAME? | #NAME? | #NAME? | #NAME? | #NAME? | #NAME? |  |  | 1: 0; 2: 0; 3: 2.3205; 4: 5.6965 | 8.017 |  | 201.1321 | 309.6796 | 319.2573 | 19836 | 8.017 | 201.1321 | 328.9881 |  | 0 | 3577 | 3577 | 1983-06-08 | #NAME? | #NAME? | #NAME?
1983-06-09 | 1983 | 6 | 160 | 9 | 5 | 13.5 | 6.2425 | 21 | 0 | 0 | 0 | #NAME? | #NAME? | #NAME? | #NAME? | #NAME? | #NAME? | TRUE | 1.2 | TRUE | TRUE | #NAME? | #NAME? | #NAME? | #NAME? | #NAME? | #NAME? | #NAME? | #NAME? | #NAME? | #NAME? |  |  | 1: 1.778; 2: 2.1257; 3: 0; 4: 0 | 3.9037 |  | 88.4303 | 143.0065 | 147.9788 | 19836 | 3.9037 | 88.4303 | 144.6438 |  | 0 | 3578 | 3578 | 1983-06-09 | #NAME? | #NAME? | #NAME?
1983-06-10 | 1983 | 6 | 161 | 10 | 6 | 12.3 | 6.8345 | 16.1667 | 0 | 0 | 0 | #NAME? | #NAME? | #NAME? | #NAME? | #NAME? | #NAME? | FALSE | 0.8 | TRUE | TRUE | #NAME? | #NAME? | #NAME? | #NAME? | #NAME? | #NAME? | #NAME? | #NAME? | #NAME? | #NAME? |  |  | 1: 0; 2: 0; 3: 0; 4: 6.4288 | 6.4288 |  | 188.5784 | 290.3509 | 299.3308 | 19836 | 6.4288 | 188.5784 | 308.4542 |  | 0 | 3579 | 3579 | 1983-06-10 | #NAME? | #NAME? | #NAME?
1983-06-11 | 1983 | 6 | 162 | 11 | 7 | 5.6 | 5.1097 | 17.1667 | 0 | 0 | 0 | #NAME? | #NAME? | #NAME? | #NAME? | #NAME? | #NAME? | FALSE | 0 | TRUE | TRUE | #NAME? | #NAME? | #NAME? | #NAME? | #NAME? | #NAME? | #NAME? | #NAME? | #NAME? | #NAME? |  |  | 1: 0; 2: 0; 3: 0; 4: 0 | 0 |  | 0 | 0 | 0 | 19836 | 0 | 0 | 0 |  | 0 | 3580 | 3580 | 1983-06-11 | #NAME? | #NAME? | #NAME?
1983-06-12 | 1983 | 6 | 163 | 12 | 1 | 9.6 | 4.9455 | 14.3333 | 0 | 0 | 0 | #NAME? | #NAME? | #NAME? | #NAME? | #NAME? | #NAME? | TRUE | 0 | TRUE | TRUE | #NAME? | #NAME? | #NAME? | #NAME? | #NAME? | #NAME? | #NAME? | #NAME? | #NAME? | #NAME? |  |  | 1: 6.5527; 2: 8.4934; 3: 0; 4: 0 | 15.046 |  | 345.2446 | 558.9449 | 578.4271 | 19836 | 15.046 | 345.2446 | 564.7102 |  | 0 | 3581 | 3581 | 1983-06-12 | #NAME? | #NAME? | #NAME?
1983-06-13 | 1983 | 6 | 164 | 13 | 2 | 7.7 | 5.4235 | 8 | 0 | 0 | 0 | #NAME? | #NAME? | #NAME? | #NAME? | #NAME? | #NAME? | FALSE | 0 | TRUE | TRUE | #NAME? | #NAME? | #NAME? | #NAME? | #NAME? | #NAME? | #NAME? | #NAME? | #NAME? | #NAME? |  |  | 1: 0; 2: 0; 3: 2.3592; 4: 9.2893 | 11.6486 |  | 307.0893 | 472.82 | 487.4433 | 19836 | 11.6486 | 307.0893 | 502.3003 |  | 0 | 3582 | 3582 | 1983-06-13 | #NAME? | #NAME? | #NAME?
1983-06-14 | 1983 | 6 | 165 | 14 | 3 | 9.9 | 6.0679 | 12.6667 | 0 | 0 | 0 | #NAME? | #NAME? | #NAME? | #NAME? | #NAME? | #NAME? | TRUE | 0 | TRUE | TRUE | #NAME? | #NAME? | #NAME? | #NAME? | #NAME? | #NAME? | #NAME? | #NAME? | #NAME? | #NAME? |  |  | 1: 0; 2: 0; 3: 0; 4: 0 | 0 |  | 0 | 0 | 0 | 19836 | 0 | 0 | 0 |  | 0 | 3583 | 3583 | 1983-06-14 | #NAME? | #NAME? | #NAME?
1983-06-15 | 1983 | 6 | 166 | 15 | 4 | 11.6 | 6.9768 | 17.5 | 0 | 0 | 0 | #NAME? | #NAME? | #NAME? | #NAME? | #NAME? | #NAME? | FALSE | 0 | TRUE | TRUE | #NAME? | #NAME? | #NAME? | #NAME? | #NAME? | #NAME? | #NAME? | #NAME? | #NAME? | #NAME? |  |  | 1: 0; 2: 0; 3: 0; 4: 5.6173 | 5.6173 |  | 164.775 | 253.7012 | 261.5477 | 19836 | 5.6173 | 164.775 | 269.5195 |  | 0 | 3584 | 3584 | 1983-06-15 | #NAME? | #NAME? | #NAME?
1983-06-16 | 1983 | 6 | 167 | 16 | 5 | 13.2 | 5.0571 | 22.5 | 0 | 0 | 0 | #NAME? | #NAME? | #NAME? | #NAME? | #NAME? | #NAME? | TRUE | 0 | TRUE | TRUE | #NAME? | #NAME? | #NAME? | #NAME? | #NAME? | #NAME? | #NAME? | #NAME? | #NAME? | #NAME? |  |  | 1: 6.7509; 2: 11.1053; 3: 0; 4: 0 | 17.8562 |  | 424.7693 | 689.8073 | 714.0119 | 19836 | 17.8562 | 424.7693 | 694.7874 |  | 0 | 3585 | 3585 | 1983-06-16 | #NAME? | #NAME? | #NAME?
1983-06-17 | 1983 | 6 | 168 | 17 | 6 | 11.7 | 5.9661 | 7.5 | 0 | 0 | 0 | #NAME? | #NAME? | #NAME? | #NAME? | #NAME? | #NAME? | FALSE | 0 | TRUE | TRUE | #NAME? | #NAME? | #NAME? | #NAME? | #NAME? | #NAME? | #NAME? | #NAME? | #NAME? | #NAME? |  |  | 1: 0; 2: 0; 3: 0; 4: 6.6187 | 6.6187 |  | 194.1472 | 298.925 | 308.1702 | 19836 | 6.6187 | 194.1472 | 317.563 |  | 0 | 3586 | 3586 | 1983-06-17 | #NAME? | #NAME? | #NAME?
1983-06-18 | 1983 | 6 | 169 | 18 | 7 | 9.6 | 4.4203 | 14.6667 | 4 | 4 | 0 | #NAME? | #NAME? | #NAME? | #NAME? | #NAME? | #NAME? | FALSE | 0 | TRUE | TRUE | #NAME? | #NAME? | #NAME? | #NAME? | #NAME? | #NAME? | #NAME? | #NAME? | #NAME? | #NAME? |  |  | 1: 0; 2: 0; 3: 0; 4: 0 | 0 |  | 0 | 0 | 0 | 19836 | 0 | 0 | 0 |  | 0 | 3587 | 3587 | 1983-06-18 | #NAME? | #NAME? | #NAME?
1983-06-19 | 1983 | 6 | 170 | 19 | 1 | 10.6 | 6.4943 | 29.1667 | 0 | 0 | 0 | #NAME? | #NAME? | #NAME? | #NAME? | #NAME? | #NAME? | TRUE | 4 | TRUE | TRUE | #NAME? | #NAME? | #NAME? | #NAME? | #NAME? | #NAME? | #NAME? | #NAME? | #NAME? | #NAME? |  |  | 1: 0; 2: 0; 3: 0; 4: 0 | 0 |  | 0 | 0 | 0 | 19836 | 0 | 0 | 0 |  | 0 | 3588 | 3588 | 1983-06-19 | #NAME? | #NAME? | #NAME?
1983-06-20 | 1983 | 6 | 171 | 20 | 2 | 8.5 | 4.5857 | 17.5 | 1 | 1 | 0 | #NAME? | #NAME? | #NAME? | #NAME? | #NAME? | #NAME? | FALSE | 4 | TRUE | TRUE | #NAME? | #NAME? | #NAME? | #NAME? | #NAME? | #NAME? | #NAME? | #NAME? | #NAME? | #NAME? |  |  | 1: 0; 2: 0; 3: 0; 4: 9.2844 | 9.2844 |  | 272.3421 | 419.3203 | 432.289 | 19836 | 9.2844 | 272.3421 | 445.4649 |  | 0 | 3589 | 3589 | 1983-06-20 | #NAME? | #NAME? | #NAME?
1983-06-21 | 1983 | 6 | 172 | 21 | 3 | 8.8 | 4.5268 | 21.8333 | 0.2 | 0.2 | 0 | #NAME? | #NAME? | #NAME? | #NAME? | #NAME? | #NAME? | TRUE | 1 | TRUE | TRUE | #NAME? | #NAME? | #NAME? | #NAME? | #NAME? | #NAME? | #NAME? | #NAME? | #NAME? | #NAME? |  |  | 1: 16.959; 2: 29.7047; 3: 0; 4: 0 | 46.6638 |  | 1120.0716 | 1820.3062 | 1884.282 | 19836 | 46.6638 | 1120.0716 | 1832.0805 |  | 0 | 3590 | 3590 | 1983-06-21 | #NAME? | #NAME? | #NAME?
1983-06-22 | 1983 | 6 | 173 | 22 | 4 | 6.8 | 3.8804 | 3.6667 | 1.4 | 1.4 | 0 | #NAME? | #NAME? | #NAME? | #NAME? | #NAME? | #NAME? | FALSE | 1.2 | TRUE | TRUE | #NAME? | #NAME? | #NAME? | #NAME? | #NAME? | #NAME? | #NAME? | #NAME? | #NAME? | #NAME? |  |  | 1: 0; 2: 0; 3: 2.3616; 4: 4.7697 | 7.1313 |  | 174.5482 | 268.7488 | 277.0606 | 19836 | 7.1313 | 174.5482 | 285.5052 |  | 0 | 3591 | 3591 | 1983-06-22 | #NAME? | #NAME? | #NAME?
1983-06-23 | 1983 | 6 | 174 | 23 | 5 | 10.1 | 3.9186 | 11 | 14.6 | 14.6 | 7.2 | #NAME? | #NAME? | #NAME? | #NAME? | #NAME? | #NAME? | TRUE | 1.6 | TRUE | TRUE | #NAME? | #NAME? | #NAME? | #NAME? | #NAME? | #NAME? | #NAME? | #NAME? | #NAME? | #NAME? |  |  | 1: 0; 2: 0; 3: 0; 4: 0 | 0 |  | 0 | 0 | 0 | 19836 | 0 | 0 | 0 |  | 0 | 3592 | 3592 | 1983-06-23 | #NAME? | #NAME? | #NAME?
1983-06-24 | 1983 | 6 | 175 | 24 | 6 | 12.8 | 5.2859 | 14.6667 | 0.4 | 0.4 | 0 | #NAME? | #NAME? | #NAME? | #NAME? | #NAME? | #NAME? | FALSE | 16 | FALSE | TRUE | #NAME? | #NAME? | #NAME? | #NAME? | #NAME? | #NAME? | #NAME? | #NAME? | #NAME? | #NAME? |  |  | 1: 0; 2: 0; 3: 0; 4: 0 | 0 |  | 0 | 0 | 0 | 19836 | 0 | 0 | 0 |  | 0 | 3593 | 3593 | 1983-06-24 | #NAME? | #NAME? | #NAME?
1983-06-25 | 1983 | 6 | 176 | 25 | 7 | 10.4 | 6.881 | 36 | 0 | 0 | 0 | #NAME? | #NAME? | #NAME? | #NAME? | #NAME? | #NAME? | FALSE | 15 | FALSE | TRUE | #NAME? | #NAME? | #NAME? | #NAME? | #NAME? | #NAME? | #NAME? | #NAME? | #NAME? | #NAME? |  |  | 1: 0; 2: 0; 3: 0; 4: 0 | 0 |  | 0 | 0 | 0 | 19836 | 0 | 0 | 0 |  | 0 | 3594 | 3594 | 1983-06-25 | #NAME? | #NAME? | #NAME?
1983-06-26 | 1983 | 6 | 177 | 26 | 1 | 7 | 3.9859 | 15.5 | 0 | 0 | 0 | #NAME? | #NAME? | #NAME? | #NAME? | #NAME? | #NAME? | TRUE | 0.4 | TRUE | TRUE | #NAME? | #NAME? | #NAME? | #NAME? | #NAME? | #NAME? | #NAME? | #NAME? | #NAME? | #NAME? |  |  | 1: 0; 2: 0; 3: 0; 4: 0 | 0 |  | 0 | 0 | 0 | 19836 | 0 | 0 | 0 |  | 0 | 3595 | 3595 | 1983-06-26 | #NAME? | #NAME? | #NAME?
1983-06-27 | 1983 | 6 | 178 | 27 | 2 | 10.2 | 2.5439 | 11.3333 | 5.4 | 5.4 | 0.3 | #NAME? | #NAME? | #NAME? | #NAME? | #NAME? | #NAME? | FALSE | 0 | TRUE | TRUE | #NAME? | #NAME? | #NAME? | #NAME? | #NAME? | #NAME? | #NAME? | #NAME? | #NAME? | #NAME? |  |  | 1: 0; 2: 0; 3: 0; 4: 10.4369 | 10.4369 |  | 306.1478 | 471.3704 | 485.9489 | 19836 | 10.4369 | 306.1478 | 500.7603 |  | 0 | 3596 | 3596 | 1983-06-27 | #NAME? | #NAME? | #NAME?
1983-06-28 | 1983 | 6 | 179 | 28 | 3 | 7.5 | 4.5355 | 11.3333 | 0 | 0 | 0 | #NAME? | #NAME? | #NAME? | #NAME? | #NAME? | #NAME? | TRUE | 5.4 | TRUE | TRUE | #NAME? | #NAME? | #NAME? | #NAME? | #NAME? | #NAME? | #NAME? | #NAME? | #NAME? | #NAME? |  |  | 1: 14.5848; 2: 19.6037; 3: 0; 4: 0 | 34.1885 |  | 788.9519 | 1277.9268 | 1322.5172 | 19836 | 34.1885 | 788.9519 | 1290.4741 |  | 0 | 3597 | 3597 | 1983-06-28 | #NAME? | #NAME? | #NAME?
1983-06-29 | 1983 | 6 | 180 | 29 | 4 | 9.6 | 3.9414 | 2.3333 | 0 | 0 | 0 | #NAME? | #NAME? | #NAME? | #NAME? | #NAME? | #NAME? | FALSE | 5.4 | TRUE | TRUE | #NAME? | #NAME? | #NAME? | #NAME? | #NAME? | #NAME? | #NAME? | #NAME? | #NAME? | #NAME? |  |  | 1: 0; 2: 0; 3: 6.8488; 4: 4.7745 | 11.6234 |  | 240.5026 | 370.2976 | 381.7501 | 19836 | 11.6234 | 240.5026 | 393.3856 |  | 0 | 3598 | 3598 | 1983-06-29 | #NAME? | #NAME? | #NAME?
1983-06-30 | 1983 | 6 | 181 | 30 | 5 | 11.2 | 3.6254 | 7.8333 | 3 | 3 | 0 | #NAME? | #NAME? | #NAME? | #NAME? | #NAME? | #NAME? | TRUE | 0 | TRUE | TRUE | #NAME? | #NAME? | #NAME? | #NAME? | #NAME? | #NAME? | #NAME? | #NAME? | #NAME? | #NAME? |  |  | 1: 0; 2: 0; 3: 0; 4: 0 | 0 |  | 0 | 0 | 0 | 19836 | 0 | 0 | 0 |  | 0 | 3599 | 3599 | 1983-06-30 | #NAME? | #NAME? | #NAME?
1983-07-01 | 1983 | 7 | 182 | 1 | 6 | 11.2 | 4.2806 | 15 | 0.2 | 0.2 | 0 | #NAME? | #NAME? | #NAME? | #NAME? | #NAME? | #NAME? | FALSE | 3 | TRUE | TRUE | #NAME? | #NAME? | #NAME? | #NAME? | #NAME? | #NAME? | #NAME? | #NAME? | #NAME? | #NAME? |  |  | 1: 0; 2: 0; 3: 0; 4: 4.274 | 4.274 |  | 125.3702 | 193.0302 | 199.0003 | 19837 | 4.274 | 125.3702 | 205.0657 |  | 0 | 3600 | 3600 | 1983-07-01 | #NAME? | #NAME? | #NAME?
1983-07-02 | 1983 | 7 | 183 | 2 | 7 | 10.1 | 3.3563 | 10.3333 | 16.2 | 16.2 | 8.4 | #NAME? | #NAME? | #NAME? | #NAME? | #NAME? | #NAME? | FALSE | 3.2 | TRUE | TRUE | #NAME? | #NAME? | #NAME? | #NAME? | #NAME? | #NAME? | #NAME? | #NAME? | #NAME? | #NAME? |  |  | 1: 0; 2: 0; 3: 0; 4: 0 | 0 |  | 0 | 0 | 0 | 19837 | 0 | 0 | 0 |  | 0 | 3601 | 3601 | 1983-07-02 | #NAME? | #NAME? | #NAME?
1983-07-03 | 1983 | 7 | 184 | 3 | 1 | 9.6 | 4.7766 | 26 | 11 | 11 | 4.5 | #NAME? | #NAME? | #NAME? | #NAME? | #NAME? | #NAME? | TRUE | 16.4 | FALSE | TRUE | #NAME? | #NAME? | #NAME? | #NAME? | #NAME? | #NAME? | #NAME? | #NAME? | #NAME? | #NAME? |  |  | 1: 0; 2: 0; 3: 0; 4: 0 | 0 |  | 0 | 0 | 0 | 19837 | 0 | 0 | 0 |  | 0 | 3602 | 3602 | 1983-07-03 | #NAME? | #NAME? | #NAME?
1983-07-04 | 1983 | 7 | 185 | 4 | 2 | 11.1 | 5.0774 | 8.6667 | 0 | 0 | 0 | #NAME? | #NAME? | #NAME? | #NAME? | #NAME? | #NAME? | FALSE | 27.2 | FALSE | TRUE | #NAME? | #NAME? | #NAME? | #NAME? | #NAME? | #NAME? | #NAME? | #NAME? | #NAME? | #NAME? |  |  | 1: 0; 2: 0; 3: 0; 4: 0 | 0 |  | 0 | 0 | 0 | 19837 | 0 | 0 | 0 |  | 0 | 3603 | 3603 | 1983-07-04 | #NAME? | #NAME? | #NAME?
1983-07-05 | 1983 | 7 | 186 | 5 | 3 | 9.4 | 6.437 | 9.1667 | 0 | 0 | 0 | #NAME? | #NAME? | #NAME? | #NAME? | #NAME? | #NAME? | TRUE | 11 | FALSE | TRUE | #NAME? | #NAME? | #NAME? | #NAME? | #NAME? | #NAME? | #NAME? | #NAME? | #NAME? | #NAME? |  |  | 1: 0; 2: 0; 3: 0; 4: 0 | 0 |  | 0 | 0 | 0 | 19837 | 0 | 0 | 0 |  | 0 | 3604 | 3604 | 1983-07-05 | #NAME? | #NAME? | #NAME?
1983-07-06 | 1983 | 7 | 187 | 6 | 4 | 10.7 | 4.577 | 11.5 | 3.4 | 3.4 | 0 | #NAME? | #NAME? | #NAME? | #NAME? | #NAME? | #NAME? | FALSE | 0 | TRUE | TRUE | #NAME? | #NAME? | #NAME? | #NAME? | #NAME? | #NAME? | #NAME? | #NAME? | #NAME? | #NAME? |  |  | 1: 0; 2: 0; 3: 5.5566; 4: 8.6129 | 14.1695 |  | 334.1425 | 514.4733 | 530.3849 | 19837 | 14.1695 | 334.1425 | 546.5507 |  | 0 | 3605 | 3605 | 1983-07-06 | #NAME? | #NAME? | #NAME?
1983-07-07 | 1983 | 7 | 188 | 7 | 5 | 10.2 | 4.0519 | 7.8333 | 0.8 | 0.8 | 0 | #NAME? | #NAME? | #NAME? | #NAME? | #NAME? | #NAME? | TRUE | 3.4 | TRUE | TRUE | #NAME? | #NAME? | #NAME? | #NAME? | #NAME? | #NAME? | #NAME? | #NAME? | #NAME? | #NAME? |  |  | 1: 5.7892; 2: 7.6665; 3: 0; 4: 0 | 13.4557 |  | 309.792 | 501.6937 | 519.1915 | 19837 | 13.4557 | 309.792 | 506.721 |  | 0 | 3606 | 3606 | 1983-07-07 | #NAME? | #NAME? | #NAME?
1983-07-08 | 1983 | 7 | 189 | 8 | 6 | 14.3 | 3.9197 | 5.5 | 11 | 11 | 4.5 | #NAME? | #NAME? | #NAME? | #NAME? | #NAME? | #NAME? | FALSE | 4.2 | TRUE | TRUE | #NAME? | #NAME? | #NAME? | #NAME? | #NAME? | #NAME? | #NAME? | #NAME? | #NAME? | #NAME? |  |  | 1: 0; 2: 0; 3: 0; 4: 4.5086 | 4.5086 |  | 132.2511 | 203.6247 | 209.9223 | 19837 | 4.5086 | 132.2511 | 216.3206 |  | 0 | 3607 | 3607 | 1983-07-08 | #NAME? | #NAME? | #NAME?
1983-07-09 | 1983 | 7 | 190 | 9 | 7 | 11 | 5.0748 | 14.1667 | 0 | 0 | 0 | #NAME? | #NAME? | #NAME? | #NAME? | #NAME? | #NAME? | FALSE | 11.8 | FALSE | TRUE | #NAME? | #NAME? | #NAME? | #NAME? | #NAME? | #NAME? | #NAME? | #NAME? | #NAME? | #NAME? |  |  | 1: 0; 2: 0; 3: 0; 4: 0 | 0 |  | 0 | 0 | 0 | 19837 | 0 | 0 | 0 |  | 0 | 3608 | 3608 | 1983-07-09 | #NAME? | #NAME? | #NAME?
1983-07-10 | 1983 | 7 | 191 | 10 | 1 | 11 | 4.5726 | 10.5 | 0 | 0 | 0 | #NAME? | #NAME? | #NAME? | #NAME? | #NAME? | #NAME? | TRUE | 11 | FALSE | TRUE | #NAME? | #NAME? | #NAME? | #NAME? | #NAME? | #NAME? | #NAME? | #NAME? | #NAME? | #NAME? |  |  | 1: 0; 2: 0; 3: 0; 4: 0 | 0 |  | 0 | 0 | 0 | 19837 | 0 | 0 | 0 |  | 0 | 3609 | 3609 | 1983-07-10 | #NAME? | #NAME? | #NAME?
1983-07-11 | 1983 | 7 | 192 | 11 | 2 | 11.8 | 5.6789 | 13.8333 | 0 | 0 | 0 | #NAME? | #NAME? | #NAME? | #NAME? | #NAME? | #NAME? | FALSE | 0 | TRUE | TRUE | #NAME? | #NAME? | #NAME? | #NAME? | #NAME? | #NAME? | #NAME? | #NAME? | #NAME? | #NAME? |  |  | 1: 0; 2: 0; 3: 4.0315; 4: 7.5861 | 11.6176 |  | 281.6536 | 433.6571 | 447.0692 | 19837 | 11.6176 | 281.6536 | 460.6956 |  | 0 | 3610 | 3610 | 1983-07-11 | #NAME? | #NAME? | #NAME?
1983-07-12 | 1983 | 7 | 193 | 12 | 3 | 12.5 | 5.103 | 10.1667 | 1.6 | 1.6 | 0 | #NAME? | #NAME? | #NAME? | #NAME? | #NAME? | #NAME? | TRUE | 0 | TRUE | TRUE | #NAME? | #NAME? | #NAME? | #NAME? | #NAME? | #NAME? | #NAME? | #NAME? | #NAME? | #NAME? |  |  | 1: 15.9538; 2: 23.3083; 3: 0; 4: 0 | 39.2621 |  | 917.6988 | 1488.0977 | 1540.1458 | 19837 | 39.2621 | 917.6988 | 1501.0631 |  | 0 | 3611 | 3611 | 1983-07-12 | #NAME? | #NAME? | #NAME?
1983-07-13 | 1983 | 7 | 194 | 13 | 4 | 12 | 5.3394 | 4.3333 | 0 | 0 | 0 | #NAME? | #NAME? | #NAME? | #NAME? | #NAME? | #NAME? | FALSE | 1.6 | TRUE | TRUE | #NAME? | #NAME? | #NAME? | #NAME? | #NAME? | #NAME? | #NAME? | #NAME? | #NAME? | #NAME? |  |  | 1: 0; 2: 0; 3: 2.0141; 4: 5.7554 | 7.7695 |  | 198.3641 | 305.4177 | 314.8636 | 19837 | 7.7695 | 198.3641 | 324.4605 |  | 0 | 3612 | 3612 | 1983-07-13 | #NAME? | #NAME? | #NAME?
1983-07-14 | 1983 | 7 | 195 | 14 | 5 | 12.2 | 4.8985 | 10.8333 | 0.4 | 0.4 | 0 | #NAME? | #NAME? | #NAME? | #NAME? | #NAME? | #NAME? | TRUE | 1.6 | TRUE | TRUE | #NAME? | #NAME? | #NAME? | #NAME? | #NAME? | #NAME? | #NAME? | #NAME? | #NAME? | #NAME? |  |  | 1: 2.8582; 2: 4.2214; 3: 0; 4: 0 | 7.0796 |  | 165.749 | 268.8084 | 278.2132 | 19837 | 7.0796 | 165.749 | 271.1127 |  | 0 | 3613 | 3613 | 1983-07-14 | #NAME? | #NAME? | #NAME?
1983-07-15 | 1983 | 7 | 196 | 15 | 6 | 6.2 | 4.4989 | 11 | 4.2 | 4.2 | 0 | #NAME? | #NAME? | #NAME? | #NAME? | #NAME? | #NAME? | FALSE | 0.4 | TRUE | TRUE | #NAME? | #NAME? | #NAME? | #NAME? | #NAME? | #NAME? | #NAME? | #NAME? | #NAME? | #NAME? |  |  | 1: 0; 2: 0; 3: 0; 4: 5.6308 | 5.6308 |  | 165.1706 | 254.3103 | 262.1755 | 19837 | 5.6308 | 165.1706 | 270.1665 |  | 0 | 3614 | 3614 | 1983-07-15 | #NAME? | #NAME? | #NAME?
1983-07-16 | 1983 | 7 | 197 | 16 | 7 | 9.1 | 4.6914 | 26.1667 | 1.6 | 1.6 | 0 | #NAME? | #NAME? | #NAME? | #NAME? | #NAME? | #NAME? | FALSE | 4.6 | TRUE | TRUE | #NAME? | #NAME? | #NAME? | #NAME? | #NAME? | #NAME? | #NAME? | #NAME? | #NAME? | #NAME? |  |  | 1: 0; 2: 0; 3: 6.813; 4: 0 | 6.813 |  | 99.9239 | 153.8511 | 158.6094 | 19837 | 6.813 | 99.9239 | 163.4437 |  | 0 | 3615 | 3615 | 1983-07-16 | #NAME? | #NAME? | #NAME?
1983-07-17 | 1983 | 7 | 198 | 17 | 1 | 8.7 | 3.6892 | 5.1667 | 2.6 | 2.6 | 0 | #NAME? | #NAME? | #NAME? | #NAME? | #NAME? | #NAME? | TRUE | 5.8 | TRUE | TRUE | #NAME? | #NAME? | #NAME? | #NAME? | #NAME? | #NAME? | #NAME? | #NAME? | #NAME? | #NAME? |  |  | 1: 11.1135; 2: 12.9554; 3: 0; 4: 0 | 24.0689 |  | 543.0244 | 877.8464 | 908.3448 | 19837 | 24.0689 | 543.0244 | 888.2151 |  | 0 | 3616 | 3616 | 1983-07-17 | #NAME? | #NAME? | #NAME?
1983-07-18 | 1983 | 7 | 199 | 18 | 2 | 7.7 | 4.7427 | 4.5 | 0 | 0 | 0 | #NAME? | #NAME? | #NAME? | #NAME? | #NAME? | #NAME? | FALSE | 4.2 | TRUE | TRUE | #NAME? | #NAME? | #NAME? | #NAME? | #NAME? | #NAME? | #NAME? | #NAME? | #NAME? | #NAME? |  |  | 1: 0; 2: 0; 3: 6.8343; 4: 7.0838 | 13.9181 |  | 308.027 | 474.2639 | 488.9318 | 19837 | 13.9181 | 308.027 | 503.8342 |  | 0 | 3617 | 3617 | 1983-07-18 | #NAME? | #NAME? | #NAME?
1983-07-19 | 1983 | 7 | 200 | 19 | 3 | 9.2 | 5.0803 | 0 | 2.2 | 2.2 | 0 | #NAME? | #NAME? | #NAME? | #NAME? | #NAME? | #NAME? | TRUE | 2.6 | TRUE | TRUE | #NAME? | #NAME? | #NAME? | #NAME? | #NAME? | #NAME? | #NAME? | #NAME? | #NAME? | #NAME? |  |  | 1: 4.4087; 2: 6.0815; 3: 0; 4: 0 | 10.4903 |  | 243.0531 | 393.8281 | 407.5803 | 19837 | 10.4903 | 243.0531 | 397.5576 |  | 0 | 3618 | 3618 | 1983-07-19 | #NAME? | #NAME? | #NAME?
1983-07-20 | 1983 | 7 | 201 | 20 | 4 | 13.6 | 3.9649 | 8.3333 | 1.8 | 1.8 | 0 | #NAME? | #NAME? | #NAME? | #NAME? | #NAME? | #NAME? | FALSE | 2.2 | TRUE | TRUE | #NAME? | #NAME? | #NAME? | #NAME? | #NAME? | #NAME? | #NAME? | #NAME? | #NAME? | #NAME? |  |  | 1: 0; 2: 0; 3: 2.2889; 4: 5.4027 | 7.6915 |  | 192.048 | 295.6929 | 304.838 | 19837 | 7.6915 | 192.048 | 314.1293 |  | 0 | 3619 | 3619 | 1983-07-20 | #NAME? | #NAME? | #NAME?
1983-07-21 | 1983 | 7 | 202 | 21 | 5 | 10.3 | 6.1336 | 15.8333 | 0 | 0 | 0 | #NAME? | #NAME? | #NAME? | #NAME? | #NAME? | #NAME? | TRUE | 4 | TRUE | TRUE | #NAME? | #NAME? | #NAME? | #NAME? | #NAME? | #NAME? | #NAME? | #NAME? | #NAME? | #NAME? |  |  | 1: 3.7083; 2: 4.1544; 3: 0; 4: 0 | 7.8627 |  | 176.2512 | 284.7624 | 294.6432 | 19837 | 7.8627 | 176.2512 | 288.2908 |  | 0 | 3620 | 3620 | 1983-07-21 | #NAME? | #NAME? | #NAME?
1983-07-22 | 1983 | 7 | 203 | 22 | 6 | 8.7 | 5.5184 | 7.8333 | 0 | 0 | 0 | #NAME? | #NAME? | #NAME? | #NAME? | #NAME? | #NAME? | FALSE | 1.8 | TRUE | TRUE | #NAME? | #NAME? | #NAME? | #NAME? | #NAME? | #NAME? | #NAME? | #NAME? | #NAME? | #NAME? |  |  | 1: 0; 2: 0; 3: 0; 4: 5.6535 | 5.6535 |  | 165.8354 | 255.3339 | 263.2308 | 19837 | 5.6535 | 165.8354 | 271.254 |  | 0 | 3621 | 3621 | 1983-07-22 | #NAME? | #NAME? | #NAME?
1983-07-23 | 1983 | 7 | 204 | 23 | 7 | 11.8 | 6.0403 | 8.8333 | 0 | 0 | 0 | #NAME? | #NAME? | #NAME? | #NAME? | #NAME? | #NAME? | FALSE | 0 | TRUE | TRUE | #NAME? | #NAME? | #NAME? | #NAME? | #NAME? | #NAME? | #NAME? | #NAME? | #NAME? | #NAME? |  |  | 1: 0; 2: 0; 3: 10.9155; 4: 0 | 10.9155 |  | 160.0945 | 246.4947 | 254.1183 | 19837 | 10.9155 | 160.0945 | 261.8637 |  | 0 | 3622 | 3622 | 1983-07-23 | #NAME? | #NAME? | #NAME?
1983-07-24 | 1983 | 7 | 205 | 24 | 1 | 14.2 | 4.4092 | 3.6667 | 0 | 0 | 0 | #NAME? | #NAME? | #NAME? | #NAME? | #NAME? | #NAME? | TRUE | 0 | TRUE | TRUE | #NAME? | #NAME? | #NAME? | #NAME? | #NAME? | #NAME? | #NAME? | #NAME? | #NAME? | #NAME? |  |  | 1: 3.1741; 2: 3.7232; 3: 0; 4: 0 | 6.8974 |  | 155.7691 | 251.8367 | 260.5878 | 19837 | 6.8974 | 155.7691 | 254.7887 |  | 0 | 3623 | 3623 | 1983-07-24 | #NAME? | #NAME? | #NAME?
1983-07-25 | 1983 | 7 | 206 | 25 | 2 | 12.7 | 4.617 | 10.6667 | 2 | 2 | 0 | #NAME? | #NAME? | #NAME? | #NAME? | #NAME? | #NAME? | FALSE | 0 | TRUE | TRUE | #NAME? | #NAME? | #NAME? | #NAME? | #NAME? | #NAME? | #NAME? | #NAME? | #NAME? | #NAME? |  |  | 1: 0; 2: 0; 3: 4.2825; 4: 8.7824 | 13.0648 |  | 320.4258 | 493.354 | 508.6124 | 19837 | 13.0648 | 320.4258 | 524.1146 |  | 0 | 3624 | 3624 | 1983-07-25 | #NAME? | #NAME? | #NAME?
1983-07-26 | 1983 | 7 | 207 | 26 | 3 | 11.6 | 5.8704 | 8.5 | 0 | 0 | 0 | #NAME? | #NAME? | #NAME? | #NAME? | #NAME? | #NAME? | TRUE | 2 | TRUE | TRUE | #NAME? | #NAME? | #NAME? | #NAME? | #NAME? | #NAME? | #NAME? | #NAME? | #NAME? | #NAME? |  |  | 1: 3.0288; 2: 4.2423; 3: 0; 4: 0 | 7.2711 |  | 168.8628 | 273.6698 | 283.2303 | 19837 | 7.2711 | 168.8628 | 276.2058 |  | 0 | 3625 | 3625 | 1983-07-26 | #NAME? | #NAME? | #NAME?
1983-07-27 | 1983 | 7 | 208 | 27 | 4 | 9.4 | 6.2015 | 17.5 | 0 | 0 | 0 | #NAME? | #NAME? | #NAME? | #NAME? | #NAME? | #NAME? | FALSE | 2 | TRUE | TRUE | #NAME? | #NAME? | #NAME? | #NAME? | #NAME? | #NAME? | #NAME? | #NAME? | #NAME? | #NAME? |  |  | 1: 0; 2: 0; 3: 1.3677; 4: 5.5087 | 6.8765 |  | 181.6494 | 279.6824 | 288.3324 | 19837 | 6.8765 | 181.6494 | 297.1206 |  | 0 | 3626 | 3626 | 1983-07-27 | #NAME? | #NAME? | #NAME?
1983-07-28 | 1983 | 7 | 209 | 28 | 5 | 10.2 | 5.1384 | 13 | 0 | 0 | 0 | #NAME? | #NAME? | #NAME? | #NAME? | #NAME? | #NAME? | TRUE | 0 | TRUE | TRUE | #NAME? | #NAME? | #NAME? | #NAME? | #NAME? | #NAME? | #NAME? | #NAME? | #NAME? | #NAME? |  |  | 1: 0; 2: 0; 3: 0; 4: 0 | 0 |  | 0 | 0 | 0 | 19837 | 0 | 0 | 0 |  | 0 | 3627 | 3627 | 1983-07-28 | #NAME? | #NAME? | #NAME?
1983-07-29 | 1983 | 7 | 210 | 29 | 6 | 10.3 | 4.8729 | 10.3333 | 0 | 0 | 0 | #NAME? | #NAME? | #NAME? | #NAME? | #NAME? | #NAME? | FALSE | 0 | TRUE | TRUE | #NAME? | #NAME? | #NAME? | #NAME? | #NAME? | #NAME? | #NAME? | #NAME? | #NAME? | #NAME? |  |  | 1: 0; 2: 0; 3: 0; 4: 6.237 | 6.237 |  | 182.9507 | 281.686 | 290.3979 | 19837 | 6.237 | 182.9507 | 299.2491 |  | 0 | 3628 | 3628 | 1983-07-29 | #NAME? | #NAME? | #NAME?
1983-07-30 | 1983 | 7 | 211 | 30 | 7 | 9.8 | 5.6174 | 9.1667 | 0 | 0 | 0 | #NAME? | #NAME? | #NAME? | #NAME? | #NAME? | #NAME? | FALSE | 0 | TRUE | TRUE | #NAME? | #NAME? | #NAME? | #NAME? | #NAME? | #NAME? | #NAME? | #NAME? | #NAME? | #NAME? |  |  | 1: 0; 2: 0; 3: 0; 4: 0 | 0 |  | 0 | 0 | 0 | 19837 | 0 | 0 | 0 |  | 0 | 3629 | 3629 | 1983-07-30 | #NAME? | #NAME? | #NAME?
1983-07-31 | 1983 | 7 | 212 | 31 | 1 | 14.3 | 6.3851 | 12.5 | 0 | 0 | 0 | #NAME? | #NAME? | #NAME? | #NAME? | #NAME? | #NAME? | TRUE | 0 | TRUE | TRUE | #NAME? | #NAME? | #NAME? | #NAME? | #NAME? | #NAME? | #NAME? | #NAME? | #NAME? | #NAME? |  |  | 1: 6.8346; 2: 12.3051; 3: 0; 4: 0 | 19.1398 |  | 461.1922 | 749.7545 | 776.1233 | 19837 | 19.1398 | 461.1922 | 754.3637 |  | 0 | 3630 | 3630 | 1983-07-31 | #NAME? | #NAME? | #NAME?
1983-08-01 | 1983 | 8 | 213 | 1 | 2 | 16.6 | 6.1505 | 8.1667 | 3.6 | 3.6 | 0 | #NAME? | #NAME? | #NAME? | #NAME? | #NAME? | #NAME? | FALSE | 0 | TRUE | TRUE | #NAME? | #NAME? | #NAME? | #NAME? | #NAME? | #NAME? | #NAME? | #NAME? | #NAME? | #NAME? |  |  | 1: 0; 2: 0; 3: 7.0687; 4: 9.2815 | 16.3502 |  | 375.9306 | 578.8138 | 596.7153 | 19838 | 16.3502 | 375.9306 | 614.9028 |  | 0 | 3631 | 3631 | 1983-08-01 | #NAME? | #NAME? | #NAME?
1983-08-02 | 1983 | 8 | 214 | 2 | 3 | 13.1 | 6.2277 | 5.3333 | 0 | 0 | 0 | #NAME? | #NAME? | #NAME? | #NAME? | #NAME? | #NAME? | TRUE | 3.6 | TRUE | TRUE | #NAME? | #NAME? | #NAME? | #NAME? | #NAME? | #NAME? | #NAME? | #NAME? | #NAME? | #NAME? |  |  | 1: 2.9277; 2: 4.7926; 3: 0; 4: 0 | 7.7203 |  | 183.5228 | 298.0156 | 308.4713 | 19838 | 7.7203 | 183.5228 | 300.1849 |  | 0 | 3632 | 3632 | 1983-08-02 | #NAME? | #NAME? | #NAME?
1983-08-03 | 1983 | 8 | 215 | 3 | 4 | 13.8 | 6.7516 | 9.8333 | 0 | 0 | 0 | #NAME? | #NAME? | #NAME? | #NAME? | #NAME? | #NAME? | FALSE | 3.6 | TRUE | TRUE | #NAME? | #NAME? | #NAME? | #NAME? | #NAME? | #NAME? | #NAME? | #NAME? | #NAME? | #NAME? |  |  | 1: 0; 2: 0; 3: 0; 4: 5.7052 | 5.7052 |  | 167.3535 | 257.6712 | 265.6405 | 19838 | 5.7052 | 167.3535 | 273.737 |  | 0 | 3633 | 3633 | 1983-08-03 | #NAME? | #NAME? | #NAME?
1983-08-04 | 1983 | 8 | 216 | 4 | 5 | 12.3 | 5.2519 | 18.8333 | 0 | 0 | 0 | #NAME? | #NAME? | #NAME? | #NAME? | #NAME? | #NAME? | TRUE | 0 | TRUE | TRUE | #NAME? | #NAME? | #NAME? | #NAME? | #NAME? | #NAME? | #NAME? | #NAME? | #NAME? | #NAME? |  |  | 1: 9.6043; 2: 15.9493; 3: 0; 4: 0 | 25.5536 |  | 608.7091 | 988.6304 | 1023.3289 | 19838 | 25.5536 | 608.7091 | 995.6542 |  | 0 | 3634 | 3634 | 1983-08-04 | #NAME? | #NAME? | #NAME?
1983-08-05 | 1983 | 8 | 217 | 5 | 6 | 10 | 6.1121 | 7.1667 | 0 | 0 | 0 | #NAME? | #NAME? | #NAME? | #NAME? | #NAME? | #NAME? | FALSE | 0 | TRUE | TRUE | #NAME? | #NAME? | #NAME? | #NAME? | #NAME? | #NAME? | #NAME? | #NAME? | #NAME? | #NAME? |  |  | 1: 0; 2: 0; 3: 0; 4: 6.6019 | 6.6019 |  | 193.6557 | 298.1683 | 307.39 | 19838 | 6.6019 | 193.6557 | 316.7591 |  | 0 | 3635 | 3635 | 1983-08-05 | #NAME? | #NAME? | #NAME?
1983-08-06 | 1983 | 8 | 218 | 6 | 7 | 16.4 | 7.3247 | 11.8333 | 0 | 0 | 0 | #NAME? | #NAME? | #NAME? | #NAME? | #NAME? | #NAME? | FALSE | 0 | TRUE | TRUE | #NAME? | #NAME? | #NAME? | #NAME? | #NAME? | #NAME? | #NAME? | #NAME? | #NAME? | #NAME? |  |  | 1: 0; 2: 0; 3: 2.3515; 4: 0 | 2.3515 |  | 34.4881 | 53.1007 | 54.743 | 19838 | 2.3515 | 34.4881 | 56.4116 |  | 0 | 3636 | 3636 | 1983-08-06 | #NAME? | #NAME? | #NAME?
1983-08-07 | 1983 | 8 | 219 | 7 | 1 | 13.5 | 5.2144 | 9.8333 | 0 | 0 | 0 | #NAME? | #NAME? | #NAME? | #NAME? | #NAME? | #NAME? | TRUE | 0 | TRUE | TRUE | #NAME? | #NAME? | #NAME? | #NAME? | #NAME? | #NAME? | #NAME? | #NAME? | #NAME? | #NAME? |  |  | 1: 0; 2: 0; 3: 0; 4: 0 | 0 |  | 0 | 0 | 0 | 19838 | 0 | 0 | 0 |  | 0 | 3637 | 3637 | 1983-08-07 | #NAME? | #NAME? | #NAME?
1983-08-08 | 1983 | 8 | 220 | 8 | 2 | 18.1 | 5.7593 | 27.3333 | 0.4 | 0.4 | 0 | #NAME? | #NAME? | #NAME? | #NAME? | #NAME? | #NAME? | FALSE | 0 | TRUE | TRUE | #NAME? | #NAME? | #NAME? | #NAME? | #NAME? | #NAME? | #NAME? | #NAME? | #NAME? | #NAME? |  |  | 1: 0; 2: 0; 3: 10.9737; 4: 10.2095 | 21.1833 |  | 460.4271 | 708.9116 | 730.8367 | 19838 | 21.1833 | 460.4271 | 753.1122 |  | 0 | 3638 | 3638 | 1983-08-08 | #NAME? | #NAME? | #NAME?
1983-08-09 | 1983 | 8 | 221 | 9 | 3 | 12.8 | 5.4161 | 2.6667 | 0 | 0 | 0 | #NAME? | #NAME? | #NAME? | #NAME? | #NAME? | #NAME? | TRUE | 0.4 | TRUE | TRUE | #NAME? | #NAME? | #NAME? | #NAME? | #NAME? | #NAME? | #NAME? | #NAME? | #NAME? | #NAME? |  |  | 1: 16.9376; 2: 28.0411; 3: 0; 4: 0 | 44.9787 |  | 1070.9579 | 1739.3242 | 1800.3654 | 19838 | 44.9787 | 1070.9579 | 1751.7462 |  | 0 | 3639 | 3639 | 1983-08-09 | #NAME? | #NAME? | #NAME?
1983-08-10 | 1983 | 8 | 222 | 10 | 4 | 13.9 | 6.0352 | 3.8333 | 0 | 0 | 0 | #NAME? | #NAME? | #NAME? | #NAME? | #NAME? | #NAME? | FALSE | 0.4 | TRUE | TRUE | #NAME? | #NAME? | #NAME? | #NAME? | #NAME? | #NAME? | #NAME? | #NAME? | #NAME? | #NAME? |  |  | 1: 0; 2: 0; 3: 5.9069; 4: 5.2589 | 11.1657 |  | 240.8939 | 370.9001 | 382.3712 | 19838 | 11.1657 | 240.8939 | 394.0257 |  | 0 | 3640 | 3640 | 1983-08-10 | #NAME? | #NAME? | #NAME?
1983-08-11 | 1983 | 8 | 223 | 11 | 5 | 15.4 | 4.2122 | 4.6667 | 0 | 0 | 0 | #NAME? | #NAME? | #NAME? | #NAME? | #NAME? | #NAME? | TRUE | 0 | TRUE | TRUE | #NAME? | #NAME? | #NAME? | #NAME? | #NAME? | #NAME? | #NAME? | #NAME? | #NAME? | #NAME? |  |  | 1: 0; 2: 0; 3: 0; 4: 0 | 0 |  | 0 | 0 | 0 | 19838 | 0 | 0 | 0 |  | 0 | 3641 | 3641 | 1983-08-11 | #NAME? | #NAME? | #NAME?
1983-08-12 | 1983 | 8 | 224 | 12 | 6 | 13.9 | 5.8418 | 32.1667 | 0 | 0 | 0 | #NAME? | #NAME? | #NAME? | #NAME? | #NAME? | #NAME? | FALSE | 0 | TRUE | TRUE | #NAME? | #NAME? | #NAME? | #NAME? | #NAME? | #NAME? | #NAME? | #NAME? | #NAME? | #NAME? |  |  | 1: 0; 2: 0; 3: 0; 4: 5.6361 | 5.6361 |  | 165.325 | 254.548 | 262.4206 | 19838 | 5.6361 | 165.325 | 270.4191 |  | 0 | 3642 | 3642 | 1983-08-12 | #NAME? | #NAME? | #NAME?
1983-08-13 | 1983 | 8 | 225 | 13 | 7 | 10.2 | 5.7715 | 11.1667 | 0 | 0 | 0 | #NAME? | #NAME? | #NAME? | #NAME? | #NAME? | #NAME? | FALSE | 0 | TRUE | TRUE | #NAME? | #NAME? | #NAME? | #NAME? | #NAME? | #NAME? | #NAME? | #NAME? | #NAME? | #NAME? |  |  | 1: 0; 2: 0; 3: 5.3094; 4: 0 | 5.3094 |  | 77.8718 | 119.8978 | 123.606 | 19838 | 5.3094 | 77.8718 | 127.3734 |  | 0 | 3643 | 3643 | 1983-08-13 | #NAME? | #NAME? | #NAME?
1983-08-14 | 1983 | 8 | 226 | 14 | 1 | 12.8 | 4.9518 | 11.6667 | 1 | 1 | 0 | #NAME? | #NAME? | #NAME? | #NAME? | #NAME? | #NAME? | TRUE | 0 | TRUE | TRUE | #NAME? | #NAME? | #NAME? | #NAME? | #NAME? | #NAME? | #NAME? | #NAME? | #NAME? | #NAME? |  |  | 1: 16.107; 2: 22.1185; 3: 0; 4: 0 | 38.2255 |  | 885.0459 | 1433.9875 | 1484.0545 | 19838 | 38.2255 | 885.0459 | 1447.6534 |  | 0 | 3644 | 3644 | 1983-08-14 | #NAME? | #NAME? | #NAME?
1983-08-15 | 1983 | 8 | 227 | 15 | 2 | 7.5 | 5.3843 | 4.8333 | 0 | 0 | 0 | #NAME? | #NAME? | #NAME? | #NAME? | #NAME? | #NAME? | FALSE | 1 | TRUE | TRUE | #NAME? | #NAME? | #NAME? | #NAME? | #NAME? | #NAME? | #NAME? | #NAME? | #NAME? | #NAME? |  |  | 1: 0; 2: 0; 3: 6.7028; 4: 9.1108 | 15.8136 |  | 365.5581 | 562.8434 | 580.2509 | 19838 | 15.8136 | 365.5581 | 597.9366 |  | 0 | 3645 | 3645 | 1983-08-15 | #NAME? | #NAME? | #NAME?
1983-08-16 | 1983 | 8 | 228 | 16 | 3 | 9.2 | 5.288 | 5.5 | 0 | 0 | 0 | #NAME? | #NAME? | #NAME? | #NAME? | #NAME? | #NAME? | TRUE | 1 | TRUE | TRUE | #NAME? | #NAME? | #NAME? | #NAME? | #NAME? | #NAME? | #NAME? | #NAME? | #NAME? | #NAME? |  |  | 1: 5.7416; 2: 8.468; 3: 0; 4: 0 | 14.2097 |  | 332.606 | 539.4038 | 558.2751 | 19838 | 14.2097 | 332.606 | 544.0375 |  | 0 | 3646 | 3646 | 1983-08-16 | #NAME? | #NAME? | #NAME?
1983-08-17 | 1983 | 8 | 229 | 17 | 4 | 9.6 | 4.9279 | 3.1667 | 0.2 | 0.2 | 0 | #NAME? | #NAME? | #NAME? | #NAME? | #NAME? | #NAME? | FALSE | 0 | TRUE | TRUE | #NAME? | #NAME? | #NAME? | #NAME? | #NAME? | #NAME? | #NAME? | #NAME? | #NAME? | #NAME? |  |  | 1: 0; 2: 0; 3: 1.3743; 4: 5.1884 | 6.5627 |  | 172.3487 | 265.3623 | 273.5694 | 19838 | 6.5627 | 172.3487 | 281.9076 |  | 0 | 3647 | 3647 | 1983-08-17 | #NAME? | #NAME? | #NAME?
1983-08-18 | 1983 | 8 | 230 | 18 | 5 | 8.1 | 2.8569 | 17.5 | 32.4 | 32.4 | 20.55 | #NAME? | #NAME? | #NAME? | #NAME? | #NAME? | #NAME? | TRUE | 0.2 | TRUE | TRUE | #NAME? | #NAME? | #NAME? | #NAME? | #NAME? | #NAME? | #NAME? | #NAME? | #NAME? | #NAME? |  |  | 1: 3.4346; 2: 4.1062; 3: 0; 4: 0 | 7.5408 |  | 170.8227 | 276.2488 | 285.8539 | 19838 | 7.5408 | 170.8227 | 279.4115 |  | 0 | 3648 | 3648 | 1983-08-18 | #NAME? | #NAME? | #NAME?
1983-08-19 | 1983 | 8 | 231 | 19 | 6 | 6.5 | 5.0912 | 9.1667 | 0 | 0 | 0 | #NAME? | #NAME? | #NAME? | #NAME? | #NAME? | #NAME? | FALSE | 32.6 | FALSE | TRUE | #NAME? | #NAME? | #NAME? | #NAME? | #NAME? | #NAME? | #NAME? | #NAME? | #NAME? | #NAME? |  |  | 1: 0; 2: 0; 3: 0; 4: 0 | 0 |  | 0 | 0 | 0 | 19838 | 0 | 0 | 0 |  | 0 | 3649 | 3649 | 1983-08-19 | #NAME? | #NAME? | #NAME?
1983-08-20 | 1983 | 8 | 232 | 20 | 7 | 8.8 | 4.7719 | 14.3333 | 0 | 0 | 0 | #NAME? | #NAME? | #NAME? | #NAME? | #NAME? | #NAME? | FALSE | 32.4 | FALSE | TRUE | #NAME? | #NAME? | #NAME? | #NAME? | #NAME? | #NAME? | #NAME? | #NAME? | #NAME? | #NAME? |  |  | 1: 0; 2: 0; 3: 0; 4: 0 | 0 |  | 0 | 0 | 0 | 19838 | 0 | 0 | 0 |  | 0 | 3650 | 3650 | 1983-08-20 | #NAME? | #NAME? | #NAME?
1983-08-21 | 1983 | 8 | 233 | 21 | 1 | 11 | 4.3581 | 1 | 0 | 0 | 0 | #NAME? | #NAME? | #NAME? | #NAME? | #NAME? | #NAME? | TRUE | 0 | TRUE | TRUE | #NAME? | #NAME? | #NAME? | #NAME? | #NAME? | #NAME? | #NAME? | #NAME? | #NAME? | #NAME? |  |  | 1: 10.3121; 2: 13.7201; 3: 0; 4: 0 | 24.0323 |  | 553.7023 | 896.7518 | 928.0326 | 19838 | 24.0323 | 553.7023 | 905.6806 |  | 0 | 3651 | 3651 | 1983-08-21 | #NAME? | #NAME? | #NAME?
1983-08-22 | 1983 | 8 | 234 | 22 | 2 | 8.1 | 4.7983 | 3.6667 | 0 | 0 | 0 | #NAME? | #NAME? | #NAME? | #NAME? | #NAME? | #NAME? | FALSE | 0 | TRUE | TRUE | #NAME? | #NAME? | #NAME? | #NAME? | #NAME? | #NAME? | #NAME? | #NAME? | #NAME? | #NAME? |  |  | 1: 0; 2: 0; 3: 7.1562; 4: 7.3015 | 14.4577 |  | 319.1342 | 491.3653 | 506.5622 | 19838 | 14.4577 | 319.1342 | 522.0019 |  | 0 | 3652 | 3652 | 1983-08-22 | #NAME? | #NAME? | #NAME?
1983-08-23 | 1983 | 8 | 235 | 23 | 3 | 7 | 4.1394 | 4 | 0 | 0 | 0 | #NAME? | #NAME? | #NAME? | #NAME? | #NAME? | #NAME? | TRUE | 0 | TRUE | TRUE | #NAME? | #NAME? | #NAME? | #NAME? | #NAME? | #NAME? | #NAME? | #NAME? | #NAME? | #NAME? |  |  | 1: 4.0601; 2: 6.1049; 3: 0; 4: 0 | 10.1649 |  | 238.624 | 387.084 | 400.6336 | 19838 | 10.1649 | 238.624 | 390.313 |  | 0 | 3653 | 3653 | 1983-08-23 | #NAME? | #NAME? | #NAME?
1983-08-24 | 1983 | 8 | 236 | 24 | 4 | 13.2 | 3.1897 | 11 | 0 | 0 | 0 | #NAME? | #NAME? | #NAME? | #NAME? | #NAME? | #NAME? | FALSE | 0 | TRUE | TRUE | #NAME? | #NAME? | #NAME? | #NAME? | #NAME? | #NAME? | #NAME? | #NAME? | #NAME? | #NAME? |  |  | 1: 0; 2: 0; 3: 5.7673; 4: 4.9157 | 10.683 |  | 228.7813 | 352.2505 | 363.1448 | 19838 | 10.683 | 228.7813 | 374.2133 |  | 0 | 3654 | 3654 | 1983-08-24 | #NAME? | #NAME? | #NAME?
1983-08-25 | 1983 | 8 | 237 | 25 | 5 | 11.2 | 3.0269 | 3.6667 | 0 | 0 | 0 | #NAME? | #NAME? | #NAME? | #NAME? | #NAME? | #NAME? | TRUE | 0 | TRUE | TRUE | #NAME? | #NAME? | #NAME? | #NAME? | #NAME? | #NAME? | #NAME? | #NAME? | #NAME? | #NAME? |  |  | 1: 7.8371; 2: 9.2003; 3: 0; 4: 0 | 17.0374 |  | 384.8194 | 622.1563 | 643.7763 | 19838 | 17.0374 | 384.8194 | 629.442 |  | 0 | 3655 | 3655 | 1983-08-25 | #NAME? | #NAME? | #NAME?
1983-08-26 | 1983 | 8 | 238 | 26 | 6 | 7.9 | 3.5858 | 2.3333 | 0 | 0 | 0 | #NAME? | #NAME? | #NAME? | #NAME? | #NAME? | #NAME? | FALSE | 0 | TRUE | TRUE | #NAME? | #NAME? | #NAME? | #NAME? | #NAME? | #NAME? | #NAME? | #NAME? | #NAME? | #NAME? |  |  | 1: 0; 2: 0; 3: 0; 4: 3.9448 | 3.9448 |  | 115.7141 | 178.163 | 183.6732 | 19838 | 3.9448 | 115.7141 | 189.2715 |  | 0 | 3656 | 3656 | 1983-08-26 | #NAME? | #NAME? | #NAME?
1983-08-27 | 1983 | 8 | 239 | 27 | 7 | 12.2 | 4.6135 | 11.5 | 0 | 0 | 0 | #NAME? | #NAME? | #NAME? | #NAME? | #NAME? | #NAME? | FALSE | 0 | TRUE | TRUE | #NAME? | #NAME? | #NAME? | #NAME? | #NAME? | #NAME? | #NAME? | #NAME? | #NAME? | #NAME? |  |  | 1: 0; 2: 0; 3: 5.252; 4: 0 | 5.252 |  | 77.0291 | 118.6003 | 122.2683 | 19838 | 5.252 | 77.0291 | 125.995 |  | 0 | 3657 | 3657 | 1983-08-27 | #NAME? | #NAME? | #NAME?
1983-08-28 | 1983 | 8 | 240 | 28 | 1 | 11.3 | 3.5984 | 2.1667 | 4.4 | 4.4 | 0 | #NAME? | #NAME? | #NAME? | #NAME? | #NAME? | #NAME? | TRUE | 0 | TRUE | TRUE | #NAME? | #NAME? | #NAME? | #NAME? | #NAME? | #NAME? | #NAME? | #NAME? | #NAME? | #NAME? |  |  | 1: 1.8295; 2: 2.5111; 3: 0; 4: 0 | 4.3406 |  | 100.4913 | 162.8191 | 168.5038 | 19838 | 4.3406 | 100.4913 | 164.3718 |  | 0 | 3658 | 3658 | 1983-08-28 | #NAME? | #NAME? | #NAME?
1983-08-29 | 1983 | 8 | 241 | 29 | 2 | 10.6 | 4.7595 | 10.6667 | 0 | 0 | 0 | #NAME? | #NAME? | #NAME? | #NAME? | #NAME? | #NAME? | FALSE | 4.4 | TRUE | TRUE | #NAME? | #NAME? | #NAME? | #NAME? | #NAME? | #NAME? | #NAME? | #NAME? | #NAME? | #NAME? |  |  | 1: 0; 2: 0; 3: 5.8295; 4: 6.7965 | 12.626 |  | 284.8634 | 438.5992 | 452.1642 | 19838 | 12.626 | 284.8634 | 465.9459 |  | 0 | 3659 | 3659 | 1983-08-29 | #NAME? | #NAME? | #NAME?
1983-08-30 | 1983 | 8 | 242 | 30 | 3 | 11.1 | 5.1797 | 6.1667 | 0 | 0 | 0 | #NAME? | #NAME? | #NAME? | #NAME? | #NAME? | #NAME? | TRUE | 4.4 | TRUE | TRUE | #NAME? | #NAME? | #NAME? | #NAME? | #NAME? | #NAME? | #NAME? | #NAME? | #NAME? | #NAME? |  |  | 1: 5.2674; 2: 6.3579; 3: 0; 4: 0 | 11.6253 |  | 263.7544 | 426.5925 | 441.4294 | 19838 | 11.6253 | 263.7544 | 431.4182 |  | 0 | 3660 | 3660 | 1983-08-30 | #NAME? | #NAME? | #NAME?
1983-08-31 | 1983 | 8 | 243 | 31 | 4 | 14.1 | 5.866 | 11.1667 | 0 | 0 | 0 | #NAME? | #NAME? | #NAME? | #NAME? | #NAME? | #NAME? | FALSE | 0 | TRUE | TRUE | #NAME? | #NAME? | #NAME? | #NAME? | #NAME? | #NAME? | #NAME? | #NAME? | #NAME? | #NAME? |  |  | 1: 0; 2: 0; 3: 3.4661; 4: 5.4665 | 8.9326 |  | 211.1873 | 325.1614 | 335.2179 | 19838 | 8.9326 | 211.1873 | 345.4352 |  | 0 | 3661 | 3661 | 1983-08-31 | #NAME? | #NAME? | #NAME?
1983-09-01 | 1983 | 9 | 244 | 1 | 5 | 12 | 5.0715 | 7.6667 | 0.3 | 0.3 | 0 | #NAME? | #NAME? | #NAME? | #NAME? | #NAME? | #NAME? | TRUE | 0 | TRUE | TRUE | #NAME? | #NAME? | #NAME? | #NAME? | #NAME? | #NAME? | #NAME? | #NAME? | #NAME? | #NAME? |  |  | 1: 0; 2: 0; 3: 0; 4: 0 | 0 |  | 0 | 0 | 0 | 19839 | 0 | 0 | 0 |  | 0 | 3662 | 3662 | 1983-09-01 | #NAME? | #NAME? | #NAME?
1983-09-02 | 1983 | 9 | 245 | 2 | 6 | 13.1 | 5.0494 | 24.1667 | 0.2 | 0.2 | 0 | #NAME? | #NAME? | #NAME? | #NAME? | #NAME? | #NAME? | FALSE | 0.3 | TRUE | TRUE | #NAME? | #NAME? | #NAME? | #NAME? | #NAME? | #NAME? | #NAME? | #NAME? | #NAME? | #NAME? |  |  | 1: 0; 2: 0; 3: 0; 4: 6.0156 | 6.0156 |  | 176.4577 | 271.6888 | 280.0916 | 19839 | 6.0156 | 176.4577 | 288.6286 |  | 0 | 3663 | 3663 | 1983-09-02 | #NAME? | #NAME? | #NAME?
1983-09-03 | 1983 | 9 | 246 | 3 | 7 | 10.4 | 5.0648 | 24.8333 | 0.2 | 0.2 | 0 | #NAME? | #NAME? | #NAME? | #NAME? | #NAME? | #NAME? | FALSE | 0.5 | TRUE | TRUE | #NAME? | #NAME? | #NAME? | #NAME? | #NAME? | #NAME? | #NAME? | #NAME? | #NAME? | #NAME? |  |  | 1: 0; 2: 0; 3: 6.3024; 4: 0 | 6.3024 |  | 92.4358 | 142.3218 | 146.7235 | 19839 | 6.3024 | 92.4358 | 151.1956 |  | 0 | 3664 | 3664 | 1983-09-03 | #NAME? | #NAME? | #NAME?
1983-09-04 | 1983 | 9 | 247 | 4 | 1 | 4.3 | 4.0466 | 6.3333 | 0 | 0 | 0 | #NAME? | #NAME? | #NAME? | #NAME? | #NAME? | #NAME? | TRUE | 0.4 | TRUE | TRUE | #NAME? | #NAME? | #NAME? | #NAME? | #NAME? | #NAME? | #NAME? | #NAME? | #NAME? | #NAME? |  |  | 1: 6.7516; 2: 10.7662; 3: 0; 4: 0 | 17.5178 |  | 414.8324 | 673.4145 | 697.0244 | 19839 | 17.5178 | 414.8324 | 678.5338 |  | 0 | 3665 | 3665 | 1983-09-04 | #NAME? | #NAME? | #NAME?
1983-09-05 | 1983 | 9 | 248 | 5 | 2 | 4.2 | 4.0296 | 8 | 0 | 0 | 0 | #NAME? | #NAME? | #NAME? | #NAME? | #NAME? | #NAME? | FALSE | 0.2 | TRUE | FALSE | #NAME? | #NAME? | #NAME? | #NAME? | #NAME? | #NAME? | #NAME? | #NAME? | #NAME? | #NAME? |  |  | 1: 0; 2: 0; 3: 0; 4: 0 | 0 |  | 0 | 0 | 0 | 19839 | 0 | 0 | 0 |  | 0 | 3666 | 3666 | 1983-09-05 | #NAME? | #NAME? | #NAME?
1983-09-06 | 1983 | 9 | 249 | 6 | 3 | 0.4 | 4.9246 | 9 | 0 | 0 | 0 | #NAME? | #NAME? | #NAME? | #NAME? | #NAME? | #NAME? | TRUE | 0 | TRUE | TRUE | #NAME? | #NAME? | #NAME? | #NAME? | #NAME? | #NAME? | #NAME? | #NAME? | #NAME? | #NAME? |  |  | 1: 0; 2: 0; 3: 0; 4: 0 | 0 |  | 0 | 0 | 0 | 19839 | 0 | 0 | 0 |  | 0 | 3667 | 3667 | 1983-09-06 | #NAME? | #NAME? | #NAME?
1983-09-07 | 1983 | 9 | 250 | 7 | 4 | 4.4 | 3.5331 | 14.8333 | 0 | 0 | 0 | #NAME? | #NAME? | #NAME? | #NAME? | #NAME? | #NAME? | FALSE | 0 | TRUE | FALSE | #NAME? | #NAME? | #NAME? | #NAME? | #NAME? | #NAME? | #NAME? | #NAME? | #NAME? | #NAME? |  |  | 1: 0; 2: 0; 3: 0; 4: 0 | 0 |  | 0 | 0 | 0 | 19839 | 0 | 0 | 0 |  | 0 | 3668 | 3668 | 1983-09-07 | #NAME? | #NAME? | #NAME?
1983-09-08 | 1983 | 9 | 251 | 8 | 5 | 2.4 | 2.5148 | 12.6667 | 0 | 0 | 0 | #NAME? | #NAME? | #NAME? | #NAME? | #NAME? | #NAME? | TRUE | 0 | TRUE | TRUE | #NAME? | #NAME? | #NAME? | #NAME? | #NAME? | #NAME? | #NAME? | #NAME? | #NAME? | #NAME? |  |  | 1: 0; 2: 0; 3: 0; 4: 0 | 0 |  | 0 | 0 | 0 | 19839 | 0 | 0 | 0 |  | 0 | 3669 | 3669 | 1983-09-08 | #NAME? | #NAME? | #NAME?
1983-09-09 | 1983 | 9 | 252 | 9 | 6 | 4.7 | 3.0706 | 29 | 6 | 6 | 0.75 | #NAME? | #NAME? | #NAME? | #NAME? | #NAME? | #NAME? | FALSE | 0 | TRUE | FALSE | #NAME? | #NAME? | #NAME? | #NAME? | #NAME? | #NAME? | #NAME? | #NAME? | #NAME? | #NAME? |  |  | 1: 0; 2: 0; 3: 0; 4: 0 | 0 |  | 0 | 0 | 0 | 19839 | 0 | 0 | 0 |  | 0 | 3670 | 3670 | 1983-09-09 | #NAME? | #NAME? | #NAME?
1983-09-10 | 1983 | 9 | 253 | 10 | 7 | 0.7 | 2.5159 | 3.3333 | 0 | 0 | 0 | #NAME? | #NAME? | #NAME? | #NAME? | #NAME? | #NAME? | FALSE | 6 | TRUE | TRUE | #NAME? | #NAME? | #NAME? | #NAME? | #NAME? | #NAME? | #NAME? | #NAME? | #NAME? | #NAME? |  |  | 1: 0; 2: 0; 3: 0; 4: 0 | 0 |  | 0 | 0 | 0 | 19839 | 0 | 0 | 0 |  | 0 | 3671 | 3671 | 1983-09-10 | #NAME? | #NAME? | #NAME?
1983-09-11 | 1983 | 9 | 254 | 11 | 1 | 3.9 | 2.1646 | 12.3333 | 0.6 | 0.6 | 0 | #NAME? | #NAME? | #NAME? | #NAME? | #NAME? | #NAME? | TRUE | 6 | TRUE | FALSE | #NAME? | #NAME? | #NAME? | #NAME? | #NAME? | #NAME? | #NAME? | #NAME? | #NAME? | #NAME? |  |  | 1: 0; 2: 0; 3: 0; 4: 0 | 0 |  | 0 | 0 | 0 | 19839 | 0 | 0 | 0 |  | 0 | 3672 | 3672 | 1983-09-11 | #NAME? | #NAME? | #NAME?
1983-09-12 | 1983 | 9 | 255 | 12 | 2 | 0 | 2.6472 | 4 | 0 | 0 | 0 | #NAME? | #NAME? | #NAME? | #NAME? | #NAME? | #NAME? | FALSE | 0.6 | TRUE | TRUE | #NAME? | #NAME? | #NAME? | #NAME? | #NAME? | #NAME? | #NAME? | #NAME? | #NAME? | #NAME? |  |  | 1: 0; 2: 0; 3: 0; 4: 11.7243 | 11.7243 |  | 343.9138 | 529.5181 | 545.895 | 19839 | 11.7243 | 343.9138 | 562.5335 |  | 0 | 3673 | 3673 | 1983-09-12 | #NAME? | #NAME? | #NAME?
1983-09-13 | 1983 | 9 | 256 | 13 | 3 | 4.7 | 3.9661 | 13.3333 | 0 | 0 | 0 | #NAME? | #NAME? | #NAME? | #NAME? | #NAME? | #NAME? | TRUE | 0.6 | TRUE | TRUE | #NAME? | #NAME? | #NAME? | #NAME? | #NAME? | #NAME? | #NAME? | #NAME? | #NAME? | #NAME? |  |  | 1: 0; 2: 0; 3: 0; 4: 0 | 0 |  | 0 | 0 | 0 | 19839 | 0 | 0 | 0 |  | 0 | 3674 | 3674 | 1983-09-13 | #NAME? | #NAME? | #NAME?
1983-09-14 | 1983 | 9 | 257 | 14 | 4 | 7.9 | 3.8273 | 24.6667 | 0 | 0 | 0 | #NAME? | #NAME? | #NAME? | #NAME? | #NAME? | #NAME? | FALSE | 0 | TRUE | FALSE | #NAME? | #NAME? | #NAME? | #NAME? | #NAME? | #NAME? | #NAME? | #NAME? | #NAME? | #NAME? |  |  | 1: 0; 2: 0; 3: 0; 4: 0 | 0 |  | 0 | 0 | 0 | 19839 | 0 | 0 | 0 |  | 0 | 3675 | 3675 | 1983-09-14 | #NAME? | #NAME? | #NAME?
1983-09-15 | 1983 | 9 | 258 | 15 | 5 | 1.9 | 2.9741 | 5 | 0 | 0 | 0 | #NAME? | #NAME? | #NAME? | #NAME? | #NAME? | #NAME? | TRUE | 0 | TRUE | TRUE | #NAME? | #NAME? | #NAME? | #NAME? | #NAME? | #NAME? | #NAME? | #NAME? | #NAME? | #NAME? |  |  | 1: 10.2083; 2: 18.8352; 3: 0; 4: 0 | 29.0435 |  | 702.2206 | 1141.911 | 1182.0961 | 19839 | 29.0435 | 702.2206 | 1148.6094 |  | 0 | 3676 | 3676 | 1983-09-15 | #NAME? | #NAME? | #NAME?
1983-09-16 | 1983 | 9 | 259 | 16 | 6 | 4.1 | 3.7379 | 7.1667 | 1.6 | 1.6 | 0 | #NAME? | #NAME? | #NAME? | #NAME? | #NAME? | #NAME? | FALSE | 0 | TRUE | FALSE | #NAME? | #NAME? | #NAME? | #NAME? | #NAME? | #NAME? | #NAME? | #NAME? | #NAME? | #NAME? |  |  | 1: 0; 2: 0; 3: 0; 4: 0 | 0 |  | 0 | 0 | 0 | 19839 | 0 | 0 | 0 |  | 0 | 3677 | 3677 | 1983-09-16 | #NAME? | #NAME? | #NAME?
1983-09-17 | 1983 | 9 | 260 | 17 | 7 | 1.6 | 3.9836 | 33.3333 | 0 | 0 | 0 | #NAME? | #NAME? | #NAME? | #NAME? | #NAME? | #NAME? | FALSE | 1.6 | TRUE | FALSE | #NAME? | #NAME? | #NAME? | #NAME? | #NAME? | #NAME? | #NAME? | #NAME? | #NAME? | #NAME? |  |  | 1: 0; 2: 0; 3: 0; 4: 0 | 0 |  | 0 | 0 | 0 | 19839 | 0 | 0 | 0 |  | 0 | 3678 | 3678 | 1983-09-17 | #NAME? | #NAME? | #NAME?
1983-09-18 | 1983 | 9 | 261 | 18 | 1 | -1.2 | 3.0756 | 17.5 | 0 | 0 | 0 | #NAME? | #NAME? | #NAME? | #NAME? | #NAME? | #NAME? | TRUE | 1.6 | TRUE | FALSE | #NAME? | #NAME? | #NAME? | #NAME? | #NAME? | #NAME? | #NAME? | #NAME? | #NAME? | #NAME? |  |  | 1: 0; 2: 0; 3: 0; 4: 0 | 0 |  | 0 | 0 | 0 | 19839 | 0 | 0 | 0 |  | 0 | 3679 | 3679 | 1983-09-18 | #NAME? | #NAME? | #NAME?
1983-09-19 | 1983 | 9 | 262 | 19 | 2 | -3.6 | 2.9505 | 28.6667 | 0 | 0 | 0 | #NAME? | #NAME? | #NAME? | #NAME? | #NAME? | #NAME? | FALSE | 0 | TRUE | FALSE | #NAME? | #NAME? | #NAME? | #NAME? | #NAME? | #NAME? | #NAME? | #NAME? | #NAME? | #NAME? |  |  | 1: 0; 2: 0; 3: 0; 4: 0 | 0 |  | 0 | 0 | 0 | 19839 | 0 | 0 | 0 |  | 0 | 3680 | 3680 | 1983-09-19 | #NAME? | #NAME? | #NAME?
1983-09-20 | 1983 | 9 | 263 | 20 | 3 | -3.7 | 2.8658 | 2.6667 | 0 | 0 | 0 | #NAME? | #NAME? | #NAME? | #NAME? | #NAME? | #NAME? | TRUE | 0 | TRUE | TRUE | #NAME? | #NAME? | #NAME? | #NAME? | #NAME? | #NAME? | #NAME? | #NAME? | #NAME? | #NAME? |  |  | 1: 8.9055; 2: 13.5866; 3: 0; 4: 0 | 22.4921 |  | 529.1542 | 858.5251 | 888.5891 | 19839 | 22.4921 | 529.1542 | 865.5277 |  | 0 | 3681 | 3681 | 1983-09-20 | #NAME? | #NAME? | #NAME?
1983-09-21 | 1983 | 9 | 264 | 21 | 4 | 5.7 | 2.2738 | 8.8333 | 0.6 | 0.6 | 0 | #NAME? | #NAME? | #NAME? | #NAME? | #NAME? | #NAME? | FALSE | 0 | TRUE | FALSE | #NAME? | #NAME? | #NAME? | #NAME? | #NAME? | #NAME? | #NAME? | #NAME? | #NAME? | #NAME? |  |  | 1: 0; 2: 0; 3: 0; 4: 0 | 0 |  | 0 | 0 | 0 | 19839 | 0 | 0 | 0 |  | 0 | 3682 | 3682 | 1983-09-21 | #NAME? | #NAME? | #NAME?
1983-09-22 | 1983 | 9 | 265 | 22 | 5 | 2.7 | 2.9885 | 12.1667 | 0 | 0 | 0 | #NAME? | #NAME? | #NAME? | #NAME? | #NAME? | #NAME? | TRUE | 0.6 | TRUE | TRUE | #NAME? | #NAME? | #NAME? | #NAME? | #NAME? | #NAME? | #NAME? | #NAME? | #NAME? | #NAME? |  |  | 1: 3.2894; 2: 4.9462; 3: 0; 4: 0 | 8.2357 |  | 193.3344 | 313.6176 | 324.5955 | 19839 | 8.2357 | 193.3344 | 316.2336 |  | 0 | 3683 | 3683 | 1983-09-22 | #NAME? | #NAME? | #NAME?
1983-09-23 | 1983 | 9 | 266 | 23 | 6 | 6.6 | 4.4499 | 11.5 | 0 | 0 | 0 | #NAME? | #NAME? | #NAME? | #NAME? | #NAME? | #NAME? | FALSE | 0.6 | TRUE | TRUE | #NAME? | #NAME? | #NAME? | #NAME? | #NAME? | #NAME? | #NAME? | #NAME? | #NAME? | #NAME? |  |  | 1: 0; 2: 0; 3: 0; 4: 12.1157 | 12.1157 |  | 355.3932 | 547.1927 | 564.1162 | 19839 | 12.1157 | 355.3932 | 581.3101 |  | 0 | 3684 | 3684 | 1983-09-23 | #NAME? | #NAME? | #NAME?
1983-09-24 | 1983 | 9 | 267 | 24 | 7 | 9.6 | 4.0515 | 10.1667 | 0 | 0 | 0 | #NAME? | #NAME? | #NAME? | #NAME? | #NAME? | #NAME? | FALSE | 0 | TRUE | TRUE | #NAME? | #NAME? | #NAME? | #NAME? | #NAME? | #NAME? | #NAME? | #NAME? | #NAME? | #NAME? |  |  | 1: 0; 2: 0; 3: 0; 4: 0 | 0 |  | 0 | 0 | 0 | 19839 | 0 | 0 | 0 |  | 0 | 3685 | 3685 | 1983-09-24 | #NAME? | #NAME? | #NAME?
1983-09-25 | 1983 | 9 | 268 | 25 | 1 | 10.7 | 4.8664 | 20.5 | 0 | 0 | 0 | #NAME? | #NAME? | #NAME? | #NAME? | #NAME? | #NAME? | TRUE | 0 | TRUE | TRUE | #NAME? | #NAME? | #NAME? | #NAME? | #NAME? | #NAME? | #NAME? | #NAME? | #NAME? | #NAME? |  |  | 1: 0; 2: 0; 3: 0; 4: 0 | 0 |  | 0 | 0 | 0 | 19839 | 0 | 0 | 0 |  | 0 | 3686 | 3686 | 1983-09-25 | #NAME? | #NAME? | #NAME?
1983-09-26 | 1983 | 9 | 269 | 26 | 2 | 11.2 | 5.0033 | 10.6667 | 0 | 0 | 0 | #NAME? | #NAME? | #NAME? | #NAME? | #NAME? | #NAME? | FALSE | 0 | TRUE | FALSE | #NAME? | #NAME? | #NAME? | #NAME? | #NAME? | #NAME? | #NAME? | #NAME? | #NAME? | #NAME? |  |  | 1: 0; 2: 0; 3: 0; 4: 0 | 0 |  | 0 | 0 | 0 | 19839 | 0 | 0 | 0 |  | 0 | 3687 | 3687 | 1983-09-26 | #NAME? | #NAME? | #NAME?
1983-09-27 | 1983 | 9 | 270 | 27 | 3 | 0.9 | 2.6131 | 40.5 | 6.5 | 6.5 | 1.125 | #NAME? | #NAME? | #NAME? | #NAME? | #NAME? | #NAME? | TRUE | 0 | TRUE | FALSE | #NAME? | #NAME? | #NAME? | #NAME? | #NAME? | #NAME? | #NAME? | #NAME? | #NAME? | #NAME? |  |  | 1: 0; 2: 0; 3: 0; 4: 0 | 0 |  | 0 | 0 | 0 | 19839 | 0 | 0 | 0 |  | 0 | 3688 | 3688 | 1983-09-27 | #NAME? | #NAME? | #NAME?
1983-09-28 | 1983 | 9 | 271 | 28 | 4 | -2.9 | 1.7391 | 7.3333 | 0 | 0 | 0 | #NAME? | #NAME? | #NAME? | #NAME? | #NAME? | #NAME? | FALSE | 6.5 | TRUE | FALSE | #NAME? | #NAME? | #NAME? | #NAME? | #NAME? | #NAME? | #NAME? | #NAME? | #NAME? | #NAME? |  |  | 1: 0; 2: 0; 3: 0; 4: 0 | 0 |  | 0 | 0 | 0 | 19839 | 0 | 0 | 0 |  | 0 | 3689 | 3689 | 1983-09-28 | #NAME? | #NAME? | #NAME?
1983-09-29 | 1983 | 9 | 272 | 29 | 5 | -7.5 | 1.8664 | 3.8333 | 0 | 0 | 0 | #NAME? | #NAME? | #NAME? | #NAME? | #NAME? | #NAME? | TRUE | 6.5 | TRUE | FALSE | #NAME? | #NAME? | #NAME? | #NAME? | #NAME? | #NAME? | #NAME? | #NAME? | #NAME? | #NAME? |  |  | 1: 0; 2: 0; 3: 0; 4: 0 | 0 |  | 0 | 0 | 0 | 19839 | 0 | 0 | 0 |  | 0 | 3690 | 3690 | 1983-09-29 | #NAME? | #NAME? | #NAME?
1983-09-30 | 1983 | 9 | 273 | 30 | 6 | -8 | 1.6767 | 3.5 | 0 | 0 | 0 | #NAME? | #NAME? | #NAME? | #NAME? | #NAME? | #NAME? | FALSE | 0 | TRUE | FALSE | #NAME? | #NAME? | #NAME? | #NAME? | #NAME? | #NAME? | #NAME? | #NAME? | #NAME? | #NAME? |  |  | 1: 0; 2: 0; 3: 0; 4: 0 | 0 |  | 0 | 0 | 0 | 19839 | 0 | 0 | 0 |  | 0 | 3691 | 3691 | 1983-09-30 | #NAME? | #NAME? | #NAME?
1984-05-01 | 1984 | 5 | 122 | 1 | 3 | -0.4 | 4.518 | 17.8333 | 0 | 0 | 0 | #NAME? | #NAME? | #NAME? | #NAME? | #NAME? | #NAME? | TRUE | 0 | TRUE | FALSE | #NAME? | #NAME? | #NAME? | #NAME? | #NAME? | #NAME? | #NAME? | #NAME? | #NAME? | #NAME? |  |  | 1: 0; 2: 0; 3: 0; 4: 0 | 0 |  | 0 | 0 | 0 | 19845 | 0 | 0 | 0 |  | 0 | 3692 | 3692 | 1984-05-01 | #NAME? | #NAME? | #NAME?
1984-05-02 | 1984 | 5 | 123 | 2 | 4 | -0.2 | 4.1349 | 9.6667 | 0.6 | 0.6 | 0 | #NAME? | #NAME? | #NAME? | #NAME? | #NAME? | #NAME? | FALSE | 0 | TRUE | FALSE | #NAME? | #NAME? | #NAME? | #NAME? | #NAME? | #NAME? | #NAME? | #NAME? | #NAME? | #NAME? |  |  | 1: 0; 2: 0; 3: 0; 4: 0 | 0 |  | 0 | 0 | 0 | 19845 | 0 | 0 | 0 |  | 0 | 3693 | 3693 | 1984-05-02 | #NAME? | #NAME? | #NAME?
1984-05-03 | 1984 | 5 | 124 | 3 | 5 | 0.6 | 3.717 | 19.6667 | 0.4 | 0.4 | 0 | #NAME? | #NAME? | #NAME? | #NAME? | #NAME? | #NAME? | TRUE | 0.6 | TRUE | FALSE | #NAME? | #NAME? | #NAME? | #NAME? | #NAME? | #NAME? | #NAME? | #NAME? | #NAME? | #NAME? |  |  | 1: 0; 2: 0; 3: 0; 4: 0 | 0 |  | 0 | 0 | 0 | 19845 | 0 | 0 | 0 |  | 0 | 3694 | 3694 | 1984-05-03 | #NAME? | #NAME? | #NAME?
1984-05-04 | 1984 | 5 | 125 | 4 | 6 | 0.8 | 3.4345 | 45.6667 | 2.3 | 2.3 | 0 | #NAME? | #NAME? | #NAME? | #NAME? | #NAME? | #NAME? | FALSE | 1 | TRUE | FALSE | #NAME? | #NAME? | #NAME? | #NAME? | #NAME? | #NAME? | #NAME? | #NAME? | #NAME? | #NAME? |  |  | 1: 0; 2: 0; 3: 0; 4: 0 | 0 |  | 0 | 0 | 0 | 19845 | 0 | 0 | 0 |  | 0 | 3695 | 3695 | 1984-05-04 | #NAME? | #NAME? | #NAME?
1984-05-05 | 1984 | 5 | 126 | 5 | 7 | -0.6 | 2.4049 | 8.5 | 7 | 7 | 1.5 | #NAME? | #NAME? | #NAME? | #NAME? | #NAME? | #NAME? | FALSE | 2.7 | TRUE | FALSE | #NAME? | #NAME? | #NAME? | #NAME? | #NAME? | #NAME? | #NAME? | #NAME? | #NAME? | #NAME? |  |  | 1: 0; 2: 0; 3: 0; 4: 0 | 0 |  | 0 | 0 | 0 | 19845 | 0 | 0 | 0 |  | 0 | 3696 | 3696 | 1984-05-05 | #NAME? | #NAME? | #NAME?
1984-05-06 | 1984 | 5 | 127 | 6 | 1 | -0.6 | 1.8655 | 12.8333 | 6.8 | 6.8 | 1.35 | #NAME? | #NAME? | #NAME? | #NAME? | #NAME? | #NAME? | TRUE | 9.3 | TRUE | FALSE | #NAME? | #NAME? | #NAME? | #NAME? | #NAME? | #NAME? | #NAME? | #NAME? | #NAME? | #NAME? |  |  | 1: 0; 2: 0; 3: 0; 4: 0 | 0 |  | 0 | 0 | 0 | 19845 | 0 | 0 | 0 |  | 0 | 3697 | 3697 | 1984-05-06 | #NAME? | #NAME? | #NAME?
1984-05-07 | 1984 | 5 | 128 | 7 | 2 | 1.4 | 2.0116 | 7.1667 | 0 | 0 | 0 | #NAME? | #NAME? | #NAME? | #NAME? | #NAME? | #NAME? | FALSE | 13.8 | FALSE | FALSE | #NAME? | #NAME? | #NAME? | #NAME? | #NAME? | #NAME? | #NAME? | #NAME? | #NAME? | #NAME? |  |  | 1: 0; 2: 0; 3: 0; 4: 0 | 0 |  | 0 | 0 | 0 | 19845 | 0 | 0 | 0 |  | 0 | 3698 | 3698 | 1984-05-07 | #NAME? | #NAME? | #NAME?
1984-05-08 | 1984 | 5 | 129 | 8 | 3 | -0.4 | 3.8541 | 8.8333 | 0 | 0 | 0 | #NAME? | #NAME? | #NAME? | #NAME? | #NAME? | #NAME? | TRUE | 6.8 | TRUE | TRUE | #NAME? | #NAME? | #NAME? | #NAME? | #NAME? | #NAME? | #NAME? | #NAME? | #NAME? | #NAME? |  |  | 1: 0; 2: 0; 3: 0; 4: 0 | 0 |  | 0 | 0 | 0 | 19845 | 0 | 0 | 0 |  | 0 | 3699 | 3699 | 1984-05-08 | #NAME? | #NAME? | #NAME?
1984-05-09 | 1984 | 5 | 130 | 9 | 4 | 3.3 | 3.9188 | 21 | 0.6 | 0.6 | 0 | #NAME? | #NAME? | #NAME? | #NAME? | #NAME? | #NAME? | FALSE | 0 | TRUE | FALSE | #NAME? | #NAME? | #NAME? | #NAME? | #NAME? | #NAME? | #NAME? | #NAME? | #NAME? | #NAME? |  |  | 1: 0; 2: 0; 3: 0; 4: 0 | 0 |  | 0 | 0 | 0 | 19845 | 0 | 0 | 0 |  | 0 | 3700 | 3700 | 1984-05-09 | #NAME? | #NAME? | #NAME?
1984-05-10 | 1984 | 5 | 131 | 10 | 5 | -2.9 | 3.6476 | 2.1667 | 0 | 0 | 0 | #NAME? | #NAME? | #NAME? | #NAME? | #NAME? | #NAME? | TRUE | 0.6 | TRUE | FALSE | #NAME? | #NAME? | #NAME? | #NAME? | #NAME? | #NAME? | #NAME? | #NAME? | #NAME? | #NAME? |  |  | 1: 0; 2: 0; 3: 0; 4: 0 | 0 |  | 0 | 0 | 0 | 19845 | 0 | 0 | 0 |  | 0 | 3701 | 3701 | 1984-05-10 | #NAME? | #NAME? | #NAME?
1984-05-11 | 1984 | 5 | 132 | 11 | 6 | -1.9 | 3.082 | 14 | 0 | 0 | 0 | #NAME? | #NAME? | #NAME? | #NAME? | #NAME? | #NAME? | FALSE | 0.6 | TRUE | TRUE | #NAME? | #NAME? | #NAME? | #NAME? | #NAME? | #NAME? | #NAME? | #NAME? | #NAME? | #NAME? |  |  | 1: 0; 2: 0; 3: 0; 4: 11.7528 | 11.7528 |  | 344.7481 | 530.8026 | 547.2192 | 19845 | 11.7528 | 344.7481 | 563.8982 |  | 0 | 3702 | 3702 | 1984-05-11 | #NAME? | #NAME? | #NAME?
1984-05-12 | 1984 | 5 | 133 | 12 | 7 | 3.7 | 4.5345 | 10.5 | 0 | 0 | 0 | #NAME? | #NAME? | #NAME? | #NAME? | #NAME? | #NAME? | FALSE | 0 | TRUE | FALSE | #NAME? | #NAME? | #NAME? | #NAME? | #NAME? | #NAME? | #NAME? | #NAME? | #NAME? | #NAME? |  |  | 1: 0; 2: 0; 3: 0; 4: 0 | 0 |  | 0 | 0 | 0 | 19845 | 0 | 0 | 0 |  | 0 | 3703 | 3703 | 1984-05-12 | #NAME? | #NAME? | #NAME?
1984-05-13 | 1984 | 5 | 134 | 13 | 1 | 2 | 5.3037 | 11.6667 | 0 | 0 | 0 | #NAME? | #NAME? | #NAME? | #NAME? | #NAME? | #NAME? | TRUE | 0 | TRUE | TRUE | #NAME? | #NAME? | #NAME? | #NAME? | #NAME? | #NAME? | #NAME? | #NAME? | #NAME? | #NAME? |  |  | 1: 13.5352; 2: 23.3806; 3: 0; 4: 0 | 36.9158 |  | 884.347 | 1436.9795 | 1487.4653 | 19845 | 36.9158 | 884.347 | 1446.5101 |  | 0 | 3704 | 3704 | 1984-05-13 | #NAME? | #NAME? | #NAME?
1984-05-14 | 1984 | 5 | 135 | 14 | 2 | 11 | 5.3786 | 8.8333 | 0 | 0 | 0 | #NAME? | #NAME? | #NAME? | #NAME? | #NAME? | #NAME? | FALSE | 0 | TRUE | TRUE | #NAME? | #NAME? | #NAME? | #NAME? | #NAME? | #NAME? | #NAME? | #NAME? | #NAME? | #NAME? |  |  | 1: 0; 2: 0; 3: 0; 4: 7.691 | 7.691 |  | 225.6025 | 347.3563 | 358.0992 | 19845 | 7.691 | 225.6025 | 369.0139 |  | 0 | 3705 | 3705 | 1984-05-14 | #NAME? | #NAME? | #NAME?
1984-05-15 | 1984 | 5 | 136 | 15 | 3 | 7 | 3.783 | 20.5 | 1.6 | 1.6 | 0 | #NAME? | #NAME? | #NAME? | #NAME? | #NAME? | #NAME? | TRUE | 0 | TRUE | TRUE | #NAME? | #NAME? | #NAME? | #NAME? | #NAME? | #NAME? | #NAME? | #NAME? | #NAME? | #NAME? |  |  | 1: 0; 2: 0; 3: 0; 4: 0 | 0 |  | 0 | 0 | 0 | 19845 | 0 | 0 | 0 |  | 0 | 3706 | 3706 | 1984-05-15 | #NAME? | #NAME? | #NAME?
1984-05-16 | 1984 | 5 | 137 | 16 | 4 | 5.2 | 2.9715 | 24.6667 | 12.4 | 12.4 | 5.55 | #NAME? | #NAME? | #NAME? | #NAME? | #NAME? | #NAME? | FALSE | 1.6 | TRUE | TRUE | #NAME? | #NAME? | #NAME? | #NAME? | #NAME? | #NAME? | #NAME? | #NAME? | #NAME? | #NAME? |  |  | 1: 0; 2: 0; 3: 0; 4: 4.8117 | 4.8117 |  | 141.1423 | 217.3143 | 224.0354 | 19845 | 4.8117 | 141.1423 | 230.8639 |  | 0 | 3707 | 3707 | 1984-05-16 | #NAME? | #NAME? | #NAME?
1984-05-17 | 1984 | 5 | 138 | 17 | 5 | 5 | 5.5795 | 21.3333 | 0 | 0 | 0 | #NAME? | #NAME? | #NAME? | #NAME? | #NAME? | #NAME? | TRUE | 14 | FALSE | TRUE | #NAME? | #NAME? | #NAME? | #NAME? | #NAME? | #NAME? | #NAME? | #NAME? | #NAME? | #NAME? |  |  | 1: 0; 2: 0; 3: 0; 4: 0 | 0 |  | 0 | 0 | 0 | 19845 | 0 | 0 | 0 |  | 0 | 3708 | 3708 | 1984-05-17 | #NAME? | #NAME? | #NAME?
1984-05-18 | 1984 | 5 | 139 | 18 | 6 | 6.6 | 5.3359 | 28 | 0 | 0 | 0 | #NAME? | #NAME? | #NAME? | #NAME? | #NAME? | #NAME? | FALSE | 12.4 | FALSE | TRUE | #NAME? | #NAME? | #NAME? | #NAME? | #NAME? | #NAME? | #NAME? | #NAME? | #NAME? | #NAME? |  |  | 1: 0; 2: 0; 3: 0; 4: 0 | 0 |  | 0 | 0 | 0 | 19845 | 0 | 0 | 0 |  | 0 | 3709 | 3709 | 1984-05-18 | #NAME? | #NAME? | #NAME?
1984-05-19 | 1984 | 5 | 140 | 19 | 7 | 4.1 | 4.421 | 4 | 0 | 0 | 0 | #NAME? | #NAME? | #NAME? | #NAME? | #NAME? | #NAME? | FALSE | 0 | TRUE | TRUE | #NAME? | #NAME? | #NAME? | #NAME? | #NAME? | #NAME? | #NAME? | #NAME? | #NAME? | #NAME? |  |  | 1: 0; 2: 0; 3: 0; 4: 0 | 0 |  | 0 | 0 | 0 | 19845 | 0 | 0 | 0 |  | 0 | 3710 | 3710 | 1984-05-19 | #NAME? | #NAME? | #NAME?
1984-05-20 | 1984 | 5 | 141 | 20 | 1 | 4.7 | 5.3633 | 25.3333 | 0 | 0 | 0 | #NAME? | #NAME? | #NAME? | #NAME? | #NAME? | #NAME? | TRUE | 0 | TRUE | TRUE | #NAME? | #NAME? | #NAME? | #NAME? | #NAME? | #NAME? | #NAME? | #NAME? | #NAME? | #NAME? |  |  | 1: 0; 2: 0; 3: 0; 4: 0 | 0 |  | 0 | 0 | 0 | 19845 | 0 | 0 | 0 |  | 0 | 3711 | 3711 | 1984-05-20 | #NAME? | #NAME? | #NAME?
1984-05-21 | 1984 | 5 | 142 | 21 | 2 | 4.3 | 5.1551 | 29.5 | 0 | 0 | 0 | #NAME? | #NAME? | #NAME? | #NAME? | #NAME? | #NAME? | FALSE | 0 | TRUE | FALSE | #NAME? | #NAME? | #NAME? | #NAME? | #NAME? | #NAME? | #NAME? | #NAME? | #NAME? | #NAME? |  |  | 1: 0; 2: 0; 3: 0; 4: 0 | 0 |  | 0 | 0 | 0 | 19845 | 0 | 0 | 0 |  | 0 | 3712 | 3712 | 1984-05-21 | #NAME? | #NAME? | #NAME?
1984-05-22 | 1984 | 5 | 143 | 22 | 3 | -0.9 | 4.1423 | 3.1667 | 0 | 0 | 0 | #NAME? | #NAME? | #NAME? | #NAME? | #NAME? | #NAME? | TRUE | 0 | TRUE | TRUE | #NAME? | #NAME? | #NAME? | #NAME? | #NAME? | #NAME? | #NAME? | #NAME? | #NAME? | #NAME? |  |  | 1: 0; 2: 0; 3: 0; 4: 0 | 0 |  | 0 | 0 | 0 | 19845 | 0 | 0 | 0 |  | 0 | 3713 | 3713 | 1984-05-22 | #NAME? | #NAME? | #NAME?
1984-05-23 | 1984 | 5 | 144 | 23 | 4 | 4.5 | 3.9728 | 11.8333 | 9.3 | 9.3 | 3.225 | #NAME? | #NAME? | #NAME? | #NAME? | #NAME? | #NAME? | FALSE | 0 | TRUE | TRUE | #NAME? | #NAME? | #NAME? | #NAME? | #NAME? | #NAME? | #NAME? | #NAME? | #NAME? | #NAME? |  |  | 1: 0; 2: 0; 3: 0; 4: 12.1246 | 12.1246 |  | 355.654 | 547.5943 | 564.5302 | 19845 | 12.1246 | 355.654 | 581.7368 |  | 0 | 3714 | 3714 | 1984-05-23 | #NAME? | #NAME? | #NAME?
1984-05-24 | 1984 | 5 | 145 | 24 | 5 | 3.6 | 3.3428 | 21.5 | 1.6 | 1.6 | 0 | #NAME? | #NAME? | #NAME? | #NAME? | #NAME? | #NAME? | TRUE | 9.3 | TRUE | FALSE | #NAME? | #NAME? | #NAME? | #NAME? | #NAME? | #NAME? | #NAME? | #NAME? | #NAME? | #NAME? |  |  | 1: 0; 2: 0; 3: 0; 4: 0 | 0 |  | 0 | 0 | 0 | 19845 | 0 | 0 | 0 |  | 0 | 3715 | 3715 | 1984-05-24 | #NAME? | #NAME? | #NAME?
1984-05-25 | 1984 | 5 | 146 | 25 | 6 | 2.1 | 2.8923 | 4.3333 | 0.8 | 0.8 | 0 | #NAME? | #NAME? | #NAME? | #NAME? | #NAME? | #NAME? | FALSE | 10.9 | FALSE | FALSE | #NAME? | #NAME? | #NAME? | #NAME? | #NAME? | #NAME? | #NAME? | #NAME? | #NAME? | #NAME? |  |  | 1: 0; 2: 0; 3: 0; 4: 0 | 0 |  | 0 | 0 | 0 | 19845 | 0 | 0 | 0 |  | 0 | 3716 | 3716 | 1984-05-25 | #NAME? | #NAME? | #NAME?
1984-05-26 | 1984 | 5 | 147 | 26 | 7 | 0 | 2.8324 | 0 | 10.6 | 10.6 | 4.2 | #NAME? | #NAME? | #NAME? | #NAME? | #NAME? | #NAME? | FALSE | 2.4 | TRUE | TRUE | #NAME? | #NAME? | #NAME? | #NAME? | #NAME? | #NAME? | #NAME? | #NAME? | #NAME? | #NAME? |  |  | 1: 0; 2: 0; 3: 0; 4: 0 | 0 |  | 0 | 0 | 0 | 19845 | 0 | 0 | 0 |  | 0 | 3717 | 3717 | 1984-05-26 | #NAME? | #NAME? | #NAME?
1984-05-27 | 1984 | 5 | 148 | 27 | 1 | 4.3 | 3.6143 | 14.8333 | 11.4 | 11.4 | 4.8 | #NAME? | #NAME? | #NAME? | #NAME? | #NAME? | #NAME? | TRUE | 11.4 | FALSE | FALSE | #NAME? | #NAME? | #NAME? | #NAME? | #NAME? | #NAME? | #NAME? | #NAME? | #NAME? | #NAME? |  |  | 1: 0; 2: 0; 3: 0; 4: 0 | 0 |  | 0 | 0 | 0 | 19845 | 0 | 0 | 0 |  | 0 | 3718 | 3718 | 1984-05-27 | #NAME? | #NAME? | #NAME?
1984-05-28 | 1984 | 5 | 149 | 28 | 2 | 2.4 | 4.6897 | 0.66667 | 0 | 0 | 0 | #NAME? | #NAME? | #NAME? | #NAME? | #NAME? | #NAME? | FALSE | 22 | FALSE | TRUE | #NAME? | #NAME? | #NAME? | #NAME? | #NAME? | #NAME? | #NAME? | #NAME? | #NAME? | #NAME? |  |  | 1: 0; 2: 0; 3: 0; 4: 0 | 0 |  | 0 | 0 | 0 | 19845 | 0 | 0 | 0 |  | 0 | 3719 | 3719 | 1984-05-28 | #NAME? | #NAME? | #NAME?
1984-05-29 | 1984 | 5 | 150 | 29 | 3 | 11.9 | 6.3961 | 6 | 0 | 0 | 0 | #NAME? | #NAME? | #NAME? | #NAME? | #NAME? | #NAME? | TRUE | 11.4 | FALSE | TRUE | #NAME? | #NAME? | #NAME? | #NAME? | #NAME? | #NAME? | #NAME? | #NAME? | #NAME? | #NAME? |  |  | 1: 0; 2: 0; 3: 0; 4: 0 | 0 |  | 0 | 0 | 0 | 19845 | 0 | 0 | 0 |  | 0 | 3720 | 3720 | 1984-05-29 | #NAME? | #NAME? | #NAME?
1984-05-30 | 1984 | 5 | 151 | 30 | 4 | 7.4 | 6.1658 | 2.1667 | 0 | 0 | 0 | #NAME? | #NAME? | #NAME? | #NAME? | #NAME? | #NAME? | FALSE | 0 | TRUE | TRUE | #NAME? | #NAME? | #NAME? | #NAME? | #NAME? | #NAME? | #NAME? | #NAME? | #NAME? | #NAME? |  |  | 1: 0; 2: 0; 3: 0; 4: 8.3772 | 8.3772 |  | 245.7298 | 378.3459 | 390.0473 | 19845 | 8.3772 | 245.7298 | 401.9357 |  | 0 | 3721 | 3721 | 1984-05-30 | #NAME? | #NAME? | #NAME?
1984-05-31 | 1984 | 5 | 152 | 31 | 5 | 3.7 | 5.4695 | 25.8333 | 0.4 | 0.4 | 0 | #NAME? | #NAME? | #NAME? | #NAME? | #NAME? | #NAME? | TRUE | 0 | TRUE | TRUE | #NAME? | #NAME? | #NAME? | #NAME? | #NAME? | #NAME? | #NAME? | #NAME? | #NAME? | #NAME? |  |  | 1: 0; 2: 0; 3: 0; 4: 0 | 0 |  | 0 | 0 | 0 | 19845 | 0 | 0 | 0 |  | 0 | 3722 | 3722 | 1984-05-31 | #NAME? | #NAME? | #NAME?
1984-06-01 | 1984 | 6 | 153 | 1 | 6 | 6.2 | 6.3764 | 27.3333 | 0 | 0 | 0 | #NAME? | #NAME? | #NAME? | #NAME? | #NAME? | #NAME? | FALSE | 0.4 | TRUE | TRUE | #NAME? | #NAME? | #NAME? | #NAME? | #NAME? | #NAME? | #NAME? | #NAME? | #NAME? | #NAME? |  |  | 1: 0; 2: 0; 3: 0; 4: 5.6759 | 5.6759 |  | 166.4918 | 256.3445 | 264.2727 | 19846 | 5.6759 | 166.4918 | 272.3276 |  | 0 | 3723 | 3723 | 1984-06-01 | #NAME? | #NAME? | #NAME?
1984-06-02 | 1984 | 6 | 154 | 2 | 7 | 7 | 5.658 | 31.1667 | 0 | 0 | 0 | #NAME? | #NAME? | #NAME? | #NAME? | #NAME? | #NAME? | FALSE | 0.4 | TRUE | TRUE | #NAME? | #NAME? | #NAME? | #NAME? | #NAME? | #NAME? | #NAME? | #NAME? | #NAME? | #NAME? |  |  | 1: 0; 2: 0; 3: 2.3561; 4: 0 | 2.3561 |  | 34.5568 | 53.2064 | 54.852 | 19846 | 2.3561 | 34.5568 | 56.5238 |  | 0 | 3724 | 3724 | 1984-06-02 | #NAME? | #NAME? | #NAME?
1984-06-03 | 1984 | 6 | 155 | 3 | 1 | 6.2 | 5.3859 | 14.8333 | 0 | 0 | 0 | #NAME? | #NAME? | #NAME? | #NAME? | #NAME? | #NAME? | TRUE | 0 | TRUE | TRUE | #NAME? | #NAME? | #NAME? | #NAME? | #NAME? | #NAME? | #NAME? | #NAME? | #NAME? | #NAME? |  |  | 1: 13.7554; 2: 26.3787; 3: 0; 4: 0 | 40.134 |  | 975.5196 | 1587.0207 | 1642.9218 | 19846 | 40.134 | 975.5196 | 1595.6395 |  | 0 | 3725 | 3725 | 1984-06-03 | #NAME? | #NAME? | #NAME?
1984-06-04 | 1984 | 6 | 156 | 4 | 2 | 7 | 4.7103 | 7.5 | 1.4 | 1.4 | 0 | #NAME? | #NAME? | #NAME? | #NAME? | #NAME? | #NAME? | FALSE | 0 | TRUE | TRUE | #NAME? | #NAME? | #NAME? | #NAME? | #NAME? | #NAME? | #NAME? | #NAME? | #NAME? | #NAME? |  |  | 1: 0; 2: 0; 3: 0; 4: 9.5812 | 9.5812 |  | 281.0483 | 432.7252 | 446.1084 | 19846 | 9.5812 | 281.0483 | 459.7056 |  | 0 | 3726 | 3726 | 1984-06-04 | #NAME? | #NAME? | #NAME?
1984-06-05 | 1984 | 6 | 157 | 5 | 3 | 8 | 3.2223 | 22.1667 | 17.4 | 17.4 | 9.3 | #NAME? | #NAME? | #NAME? | #NAME? | #NAME? | #NAME? | TRUE | 1.4 | TRUE | TRUE | #NAME? | #NAME? | #NAME? | #NAME? | #NAME? | #NAME? | #NAME? | #NAME? | #NAME? | #NAME? |  |  | 1: 2.704; 2: 4.1206; 3: 0; 4: 0 | 6.8246 |  | 160.5293 | 260.4466 | 269.5667 | 19846 | 6.8246 | 160.5293 | 262.5748 |  | 0 | 3727 | 3727 | 1984-06-05 | #NAME? | #NAME? | #NAME?
1984-06-06 | 1984 | 6 | 158 | 6 | 4 | 8.7 | 3.7924 | 6.6667 | 1.6 | 1.6 | 0 | #NAME? | #NAME? | #NAME? | #NAME? | #NAME? | #NAME? | FALSE | 18.8 | FALSE | TRUE | #NAME? | #NAME? | #NAME? | #NAME? | #NAME? | #NAME? | #NAME? | #NAME? | #NAME? | #NAME? |  |  | 1: 0; 2: 0; 3: 0; 4: 0 | 0 |  | 0 | 0 | 0 | 19846 | 0 | 0 | 0 |  | 0 | 3728 | 3728 | 1984-06-06 | #NAME? | #NAME? | #NAME?
1984-06-07 | 1984 | 6 | 159 | 7 | 5 | 7.6 | 4.1495 | 15.6667 | 12.3 | 12.3 | 5.475 | #NAME? | #NAME? | #NAME? | #NAME? | #NAME? | #NAME? | TRUE | 19 | FALSE | TRUE | #NAME? | #NAME? | #NAME? | #NAME? | #NAME? | #NAME? | #NAME? | #NAME? | #NAME? | #NAME? |  |  | 1: 0; 2: 0; 3: 0; 4: 0 | 0 |  | 0 | 0 | 0 | 19846 | 0 | 0 | 0 |  | 0 | 3729 | 3729 | 1984-06-07 | #NAME? | #NAME? | #NAME?
1984-06-08 | 1984 | 6 | 160 | 8 | 6 | 3.4 | 3.1168 | 18.3333 | 24.9 | 24.9 | 14.925 | #NAME? | #NAME? | #NAME? | #NAME? | #NAME? | #NAME? | FALSE | 13.9 | FALSE | TRUE | #NAME? | #NAME? | #NAME? | #NAME? | #NAME? | #NAME? | #NAME? | #NAME? | #NAME? | #NAME? |  |  | 1: 0; 2: 0; 3: 0; 4: 0 | 0 |  | 0 | 0 | 0 | 19846 | 0 | 0 | 0 |  | 0 | 3730 | 3730 | 1984-06-08 | #NAME? | #NAME? | #NAME?
1984-06-09 | 1984 | 6 | 161 | 9 | 7 | 3 | 2.511 | 14.1667 | 2.4 | 2.4 | 0 | #NAME? | #NAME? | #NAME? | #NAME? | #NAME? | #NAME? | FALSE | 37.2 | FALSE | TRUE | #NAME? | #NAME? | #NAME? | #NAME? | #NAME? | #NAME? | #NAME? | #NAME? | #NAME? | #NAME? |  |  | 1: 0; 2: 0; 3: 0; 4: 0 | 0 |  | 0 | 0 | 0 | 19846 | 0 | 0 | 0 |  | 0 | 3731 | 3731 | 1984-06-09 | #NAME? | #NAME? | #NAME?
1984-06-10 | 1984 | 6 | 162 | 10 | 1 | 6.3 | 3.8064 | 3 | 0 | 0 | 0 | #NAME? | #NAME? | #NAME? | #NAME? | #NAME? | #NAME? | TRUE | 27.3 | FALSE | TRUE | #NAME? | #NAME? | #NAME? | #NAME? | #NAME? | #NAME? | #NAME? | #NAME? | #NAME? | #NAME? |  |  | 1: 0; 2: 0; 3: 0; 4: 0 | 0 |  | 0 | 0 | 0 | 19846 | 0 | 0 | 0 |  | 0 | 3732 | 3732 | 1984-06-10 | #NAME? | #NAME? | #NAME?
1984-06-11 | 1984 | 6 | 163 | 11 | 2 | 4 | 4.0706 | 3.1667 | 0 | 0 | 0 | #NAME? | #NAME? | #NAME? | #NAME? | #NAME? | #NAME? | FALSE | 2.4 | TRUE | TRUE | #NAME? | #NAME? | #NAME? | #NAME? | #NAME? | #NAME? | #NAME? | #NAME? | #NAME? | #NAME? |  |  | 1: 0; 2: 0; 3: 1.0768; 4: 4.7359 | 5.8126 |  | 154.7116 | 238.2067 | 245.5739 | 19846 | 5.8126 | 154.7116 | 253.0589 |  | 0 | 3733 | 3733 | 1984-06-11 | #NAME? | #NAME? | #NAME?
1984-06-12 | 1984 | 6 | 164 | 12 | 3 | 7.5 | 4.9248 | 12.3333 | 0 | 0 | 0 | #NAME? | #NAME? | #NAME? | #NAME? | #NAME? | #NAME? | TRUE | 0 | TRUE | TRUE | #NAME? | #NAME? | #NAME? | #NAME? | #NAME? | #NAME? | #NAME? | #NAME? | #NAME? | #NAME? |  |  | 1: 8.5437; 2: 11.2701; 3: 0; 4: 0 | 19.8139 |  | 455.8987 | 738.2679 | 764.0139 | 19846 | 19.8139 | 455.8987 | 745.7051 |  | 0 | 3734 | 3734 | 1984-06-12 | #NAME? | #NAME? | #NAME?
1984-06-13 | 1984 | 6 | 165 | 13 | 4 | 8.7 | 5.3092 | 3.5 | 0 | 0 | 0 | #NAME? | #NAME? | #NAME? | #NAME? | #NAME? | #NAME? | FALSE | 0 | TRUE | TRUE | #NAME? | #NAME? | #NAME? | #NAME? | #NAME? | #NAME? | #NAME? | #NAME? | #NAME? | #NAME? |  |  | 1: 0; 2: 0; 3: 9.2546; 4: 4.9886 | 14.2432 |  | 282.067 | 434.2937 | 447.7255 | 19846 | 14.2432 | 282.067 | 461.3719 |  | 0 | 3735 | 3735 | 1984-06-13 | #NAME? | #NAME? | #NAME?
1984-06-14 | 1984 | 6 | 166 | 14 | 5 | 6.6 | 5.2565 | 1.6667 | 0 | 0 | 0 | #NAME? | #NAME? | #NAME? | #NAME? | #NAME? | #NAME? | TRUE | 0 | TRUE | TRUE | #NAME? | #NAME? | #NAME? | #NAME? | #NAME? | #NAME? | #NAME? | #NAME? | #NAME? | #NAME? |  |  | 1: 1.8244; 2: 2.1065; 3: 0; 4: 0 | 3.9309 |  | 88.5479 | 143.1258 | 148.0968 | 19846 | 3.9309 | 88.5479 | 144.8361 |  | 0 | 3736 | 3736 | 1984-06-14 | #NAME? | #NAME? | #NAME?
1984-06-15 | 1984 | 6 | 167 | 15 | 6 | 12.2 | 4.9356 | 20.6667 | 0 | 0 | 0 | #NAME? | #NAME? | #NAME? | #NAME? | #NAME? | #NAME? | FALSE | 0 | TRUE | TRUE | #NAME? | #NAME? | #NAME? | #NAME? | #NAME? | #NAME? | #NAME? | #NAME? | #NAME? | #NAME? |  |  | 1: 0; 2: 0; 3: 0; 4: 5.8111 | 5.8111 |  | 170.459 | 262.4528 | 270.5699 | 19846 | 5.8111 | 170.459 | 278.8167 |  | 0 | 3737 | 3737 | 1984-06-15 | #NAME? | #NAME? | #NAME?
1984-06-16 | 1984 | 6 | 168 | 16 | 7 | 8.2 | 4.5751 | 12.5 | 0.8 | 0.8 | 0 | #NAME? | #NAME? | #NAME? | #NAME? | #NAME? | #NAME? | FALSE | 0 | TRUE | TRUE | #NAME? | #NAME? | #NAME? | #NAME? | #NAME? | #NAME? | #NAME? | #NAME? | #NAME? | #NAME? |  |  | 1: 0; 2: 0; 3: 8.5336; 4: 0 | 8.5336 |  | 125.1599 | 192.7065 | 198.6665 | 19846 | 8.5336 | 125.1599 | 204.7217 |  | 0 | 3738 | 3738 | 1984-06-16 | #NAME? | #NAME? | #NAME?
1984-06-17 | 1984 | 6 | 169 | 17 | 1 | 4.2 | 4.6817 | 1 | 0 | 0 | 0 | #NAME? | #NAME? | #NAME? | #NAME? | #NAME? | #NAME? | TRUE | 0.8 | TRUE | TRUE | #NAME? | #NAME? | #NAME? | #NAME? | #NAME? | #NAME? | #NAME? | #NAME? | #NAME? | #NAME? |  |  | 1: 3.1112; 2: 3.7526; 3: 0; 4: 0 | 6.8638 |  | 155.7073 | 251.8361 | 260.5948 | 19846 | 6.8638 | 155.7073 | 254.6876 |  | 0 | 3739 | 3739 | 1984-06-17 | #NAME? | #NAME? | #NAME?
1984-06-18 | 1984 | 6 | 170 | 18 | 2 | 6.8 | 5.8076 | 10.6667 | 0 | 0 | 0 | #NAME? | #NAME? | #NAME? | #NAME? | #NAME? | #NAME? | FALSE | 0.8 | TRUE | TRUE | #NAME? | #NAME? | #NAME? | #NAME? | #NAME? | #NAME? | #NAME? | #NAME? | #NAME? | #NAME? |  |  | 1: 0; 2: 0; 3: 1.1006; 4: 7.8059 | 8.9064 |  | 245.1136 | 377.3971 | 389.0692 | 19846 | 8.9064 | 245.1136 | 400.9278 |  | 0 | 3740 | 3740 | 1984-06-18 | #NAME? | #NAME? | #NAME?
1984-06-19 | 1984 | 6 | 171 | 19 | 3 | 6.7 | 4.3834 | 12 | 1.8 | 1.8 | 0 | #NAME? | #NAME? | #NAME? | #NAME? | #NAME? | #NAME? | TRUE | 0 | TRUE | TRUE | #NAME? | #NAME? | #NAME? | #NAME? | #NAME? | #NAME? | #NAME? | #NAME? | #NAME? | #NAME? |  |  | 1: 12.473; 2: 17.8823; 3: 0; 4: 0 | 30.3553 |  | 707.4849 | 1146.9448 | 1187.0393 | 19846 | 30.3553 | 707.4849 | 1157.2201 |  | 0 | 3741 | 3741 | 1984-06-19 | #NAME? | #NAME? | #NAME?
1984-06-20 | 1984 | 6 | 172 | 20 | 4 | 8.2 | 3.6842 | 6.5 | 1 | 1 | 0 | #NAME? | #NAME? | #NAME? | #NAME? | #NAME? | #NAME? | FALSE | 1.8 | TRUE | TRUE | #NAME? | #NAME? | #NAME? | #NAME? | #NAME? | #NAME? | #NAME? | #NAME? | #NAME? | #NAME? |  |  | 1: 0; 2: 0; 3: 3.9533; 4: 5.2867 | 9.24 |  | 213.0583 | 328.0422 | 338.1878 | 19846 | 9.24 | 213.0583 | 348.4956 |  | 0 | 3742 | 3742 | 1984-06-20 | #NAME? | #NAME? | #NAME?
1984-06-21 | 1984 | 6 | 173 | 21 | 5 | 6.5 | 2.9791 | 7 | 5 | 5 | 0 | #NAME? | #NAME? | #NAME? | #NAME? | #NAME? | #NAME? | TRUE | 2.8 | TRUE | TRUE | #NAME? | #NAME? | #NAME? | #NAME? | #NAME? | #NAME? | #NAME? | #NAME? | #NAME? | #NAME? |  |  | 1: 6.4279; 2: 9.7392; 3: 0; 4: 0 | 16.1672 |  | 379.9605 | 616.4124 | 637.9939 | 19846 | 16.1672 | 379.9605 | 621.4944 |  | 0 | 3743 | 3743 | 1984-06-21 | #NAME? | #NAME? | #NAME?
1984-06-22 | 1984 | 6 | 174 | 22 | 6 | 7.8 | 3.7416 | 5.1667 | 4.4 | 4.4 | 0 | #NAME? | #NAME? | #NAME? | #NAME? | #NAME? | #NAME? | FALSE | 6 | TRUE | TRUE | #NAME? | #NAME? | #NAME? | #NAME? | #NAME? | #NAME? | #NAME? | #NAME? | #NAME? | #NAME? |  |  | 1: 0; 2: 0; 3: 0; 4: 3.9185 | 3.9185 |  | 114.9426 | 176.9751 | 182.4486 | 19846 | 3.9185 | 114.9426 | 188.0095 |  | 0 | 3744 | 3744 | 1984-06-22 | #NAME? | #NAME? | #NAME?
1984-06-23 | 1984 | 6 | 175 | 23 | 7 | 8.3 | 5.3022 | 5 | 0 | 0 | 0 | #NAME? | #NAME? | #NAME? | #NAME? | #NAME? | #NAME? | FALSE | 9.4 | TRUE | TRUE | #NAME? | #NAME? | #NAME? | #NAME? | #NAME? | #NAME? | #NAME? | #NAME? | #NAME? | #NAME? |  |  | 1: 0; 2: 0; 3: 8.0038; 4: 0 | 8.0038 |  | 117.3884 | 180.7409 | 186.3309 | 19846 | 8.0038 | 117.3884 | 192.0101 |  | 0 | 3745 | 3745 | 1984-06-23 | #NAME? | #NAME? | #NAME?
1984-06-24 | 1984 | 6 | 176 | 24 | 1 | 14.3 | 6.1396 | 6 | 0 | 0 | 0 | #NAME? | #NAME? | #NAME? | #NAME? | #NAME? | #NAME? | TRUE | 4.4 | TRUE | TRUE | #NAME? | #NAME? | #NAME? | #NAME? | #NAME? | #NAME? | #NAME? | #NAME? | #NAME? | #NAME? |  |  | 1: 3.8955; 2: 5.2587; 3: 0; 4: 0 | 9.1541 |  | 211.3876 | 342.4209 | 354.3704 | 19846 | 9.1541 | 211.3876 | 345.7629 |  | 0 | 3746 | 3746 | 1984-06-24 | #NAME? | #NAME? | #NAME?
1984-06-25 | 1984 | 6 | 177 | 25 | 2 | 9.5 | 5.5476 | 9.3333 | 0 | 0 | 0 | #NAME? | #NAME? | #NAME? | #NAME? | #NAME? | #NAME? | FALSE | 0 | TRUE | TRUE | #NAME? | #NAME? | #NAME? | #NAME? | #NAME? | #NAME? | #NAME? | #NAME? | #NAME? | #NAME? |  |  | 1: 0; 2: 0; 3: 6.5622; 4: 8.573 | 15.1352 |  | 347.7206 | 535.3794 | 551.9375 | 19846 | 15.1352 | 347.7206 | 568.7602 |  | 0 | 3747 | 3747 | 1984-06-25 | #NAME? | #NAME? | #NAME?
1984-06-26 | 1984 | 6 | 178 | 26 | 3 | 9 | 6.2806 | 2.8333 | 0 | 0 | 0 | #NAME? | #NAME? | #NAME? | #NAME? | #NAME? | #NAME? | TRUE | 0 | TRUE | TRUE | #NAME? | #NAME? | #NAME? | #NAME? | #NAME? | #NAME? | #NAME? | #NAME? | #NAME? | #NAME? |  |  | 1: 2.8048; 2: 3.2138; 3: 0; 4: 0 | 6.0187 |  | 135.4094 | 218.847 | 226.4461 | 19846 | 6.0187 | 135.4094 | 221.4867 |  | 0 | 3748 | 3748 | 1984-06-26 | #NAME? | #NAME? | #NAME?
1984-06-27 | 1984 | 6 | 179 | 27 | 4 | 16.3 | 7.2574 | 21.3333 | 0 | 0 | 0 | #NAME? | #NAME? | #NAME? | #NAME? | #NAME? | #NAME? | FALSE | 0 | TRUE | TRUE | #NAME? | #NAME? | #NAME? | #NAME? | #NAME? | #NAME? | #NAME? | #NAME? | #NAME? | #NAME? |  |  | 1: 0; 2: 0; 3: 2.6022; 4: 5.7356 | 8.3378 |  | 206.4088 | 317.8041 | 327.6331 | 19846 | 8.3378 | 206.4088 | 337.6191 |  | 0 | 3749 | 3749 | 1984-06-27 | #NAME? | #NAME? | #NAME?
1984-06-28 | 1984 | 6 | 180 | 28 | 5 | 16.2 | 7.411 | 9.1667 | 0 | 0 | 0 | #NAME? | #NAME? | #NAME? | #NAME? | #NAME? | #NAME? | TRUE | 0 | TRUE | TRUE | #NAME? | #NAME? | #NAME? | #NAME? | #NAME? | #NAME? | #NAME? | #NAME? | #NAME? | #NAME? |  |  | 1: 6.4733; 2: 8.9327; 3: 0; 4: 0 | 15.406 |  | 356.9684 | 578.4123 | 598.6101 | 19846 | 15.406 | 356.9684 | 583.8867 |  | 0 | 3750 | 3750 | 1984-06-28 | #NAME? | #NAME? | #NAME?
1984-06-29 | 1984 | 6 | 181 | 29 | 6 | 12.3 | 7.5831 | 12.1667 | 0 | 0 | 0 | #NAME? | #NAME? | #NAME? | #NAME? | #NAME? | #NAME? | FALSE | 0 | TRUE | TRUE | #NAME? | #NAME? | #NAME? | #NAME? | #NAME? | #NAME? | #NAME? | #NAME? | #NAME? | #NAME? |  |  | 1: 0; 2: 0; 3: 0; 4: 8.0676 | 8.0676 |  | 236.6508 | 364.3671 | 375.6361 | 19846 | 8.0676 | 236.6508 | 387.0853 |  | 0 | 3751 | 3751 | 1984-06-29 | #NAME? | #NAME? | #NAME?
1984-06-30 | 1984 | 6 | 182 | 30 | 7 | 10.8 | 6.5957 | 19.5 | 0 | 0 | 0 | #NAME? | #NAME? | #NAME? | #NAME? | #NAME? | #NAME? | FALSE | 0 | TRUE | TRUE | #NAME? | #NAME? | #NAME? | #NAME? | #NAME? | #NAME? | #NAME? | #NAME? | #NAME? | #NAME? |  |  | 1: 0; 2: 0; 3: 4.7154; 4: 0 | 4.7154 |  | 69.1595 | 106.4836 | 109.7769 | 19846 | 4.7154 | 69.1595 | 113.1229 |  | 0 | 3752 | 3752 | 1984-06-30 | #NAME? | #NAME? | #NAME?
1984-07-01 | 1984 | 7 | 183 | 1 | 1 | 11.1 | 6.0985 | 9.1667 | 0 | 0 | 0 | #NAME? | #NAME? | #NAME? | #NAME? | #NAME? | #NAME? | TRUE | 0 | TRUE | TRUE | #NAME? | #NAME? | #NAME? | #NAME? | #NAME? | #NAME? | #NAME? | #NAME? | #NAME? | #NAME? |  |  | 1: 0; 2: 0; 3: 0; 4: 0 | 0 |  | 0 | 0 | 0 | 19847 | 0 | 0 | 0 |  | 0 | 3753 | 3753 | 1984-07-01 | #NAME? | #NAME? | #NAME?
1984-07-02 | 1984 | 7 | 184 | 2 | 2 | 12.5 | 6.4112 | 19 | 0 | 0 | 0 | #NAME? | #NAME? | #NAME? | #NAME? | #NAME? | #NAME? | FALSE | 0 | TRUE | TRUE | #NAME? | #NAME? | #NAME? | #NAME? | #NAME? | #NAME? | #NAME? | #NAME? | #NAME? | #NAME? |  |  | 1: 0; 2: 0; 3: 6.2659; 4: 10.5195 | 16.7855 |  | 400.4734 | 616.6018 | 635.672 | 19847 | 16.7855 | 400.4734 | 655.0469 |  | 0 | 3754 | 3754 | 1984-07-02 | #NAME? | #NAME? | #NAME?
1984-07-03 | 1984 | 7 | 185 | 3 | 3 | 5.9 | 5.6097 | 9.8333 | 0 | 0 | 0 | #NAME? | #NAME? | #NAME? | #NAME? | #NAME? | #NAME? | TRUE | 0 | TRUE | TRUE | #NAME? | #NAME? | #NAME? | #NAME? | #NAME? | #NAME? | #NAME? | #NAME? | #NAME? | #NAME? |  |  | 1: 3.4336; 2: 6.1975; 3: 0; 4: 0 | 9.6311 |  | 232.1539 | 377.4206 | 390.6953 | 19847 | 9.6311 | 232.1539 | 379.7298 |  | 0 | 3755 | 3755 | 1984-07-03 | #NAME? | #NAME? | #NAME?
1984-07-04 | 1984 | 7 | 186 | 4 | 4 | 12.5 | 5.0662 | 10.8333 | 1.7 | 1.7 | 0 | #NAME? | #NAME? | #NAME? | #NAME? | #NAME? | #NAME? | FALSE | 0 | TRUE | TRUE | #NAME? | #NAME? | #NAME? | #NAME? | #NAME? | #NAME? | #NAME? | #NAME? | #NAME? | #NAME? |  |  | 1: 0; 2: 0; 3: 1.6693; 4: 5.3653 | 7.0346 |  | 181.8654 | 280.015 | 288.6753 | 19847 | 7.0346 | 181.8654 | 297.4739 |  | 0 | 3756 | 3756 | 1984-07-04 | #NAME? | #NAME? | #NAME?
1984-07-05 | 1984 | 7 | 187 | 5 | 5 | 10.3 | 6.2916 | 8.8333 | 0 | 0 | 0 | #NAME? | #NAME? | #NAME? | #NAME? | #NAME? | #NAME? | TRUE | 1.7 | TRUE | TRUE | #NAME? | #NAME? | #NAME? | #NAME? | #NAME? | #NAME? | #NAME? | #NAME? | #NAME? | #NAME? |  |  | 1: 12.4405; 2: 22.4082; 3: 0; 4: 0 | 34.8487 |  | 839.7679 | 1365.2076 | 1413.2223 | 19847 | 34.8487 | 839.7679 | 1373.593 |  | 0 | 3757 | 3757 | 1984-07-05 | #NAME? | #NAME? | #NAME?
1984-07-06 | 1984 | 7 | 188 | 6 | 6 | 8.4 | 5.6203 | 6.5 | 0 | 0 | 0 | #NAME? | #NAME? | #NAME? | #NAME? | #NAME? | #NAME? | FALSE | 1.7 | TRUE | TRUE | #NAME? | #NAME? | #NAME? | #NAME? | #NAME? | #NAME? | #NAME? | #NAME? | #NAME? | #NAME? |  |  | 1: 0; 2: 0; 3: 0; 4: 6.2468 | 6.2468 |  | 183.2392 | 282.1302 | 290.8558 | 19847 | 6.2468 | 183.2392 | 299.721 |  | 0 | 3758 | 3758 | 1984-07-06 | #NAME? | #NAME? | #NAME?
1984-07-07 | 1984 | 7 | 189 | 7 | 7 | 4.3 | 6.2519 | 11 | 0 | 0 | 0 | #NAME? | #NAME? | #NAME? | #NAME? | #NAME? | #NAME? | FALSE | 0 | TRUE | TRUE | #NAME? | #NAME? | #NAME? | #NAME? | #NAME? | #NAME? | #NAME? | #NAME? | #NAME? | #NAME? |  |  | 1: 0; 2: 0; 3: 6.9658; 4: 0 | 6.9658 |  | 102.1654 | 157.3023 | 162.1673 | 19847 | 6.9658 | 102.1654 | 167.1101 |  | 0 | 3759 | 3759 | 1984-07-07 | #NAME? | #NAME? | #NAME?
1984-07-08 | 1984 | 7 | 190 | 8 | 1 | 9.8 | 6.4603 | 10.8333 | 0 | 0 | 0 | #NAME? | #NAME? | #NAME? | #NAME? | #NAME? | #NAME? | TRUE | 0 | TRUE | TRUE | #NAME? | #NAME? | #NAME? | #NAME? | #NAME? | #NAME? | #NAME? | #NAME? | #NAME? | #NAME? |  |  | 1: 7.4972; 2: 9.583; 3: 0; 4: 0 | 17.0802 |  | 391.0591 | 632.997 | 655.0511 | 19847 | 17.0802 | 391.0591 | 639.6482 |  | 0 | 3760 | 3760 | 1984-07-08 | #NAME? | #NAME? | #NAME?
1984-07-09 | 1984 | 7 | 191 | 9 | 2 | 6.2 | 5.3049 | 4.6667 | 0 | 0 | 0 | #NAME? | #NAME? | #NAME? | #NAME? | #NAME? | #NAME? | FALSE | 0 | TRUE | TRUE | #NAME? | #NAME? | #NAME? | #NAME? | #NAME? | #NAME? | #NAME? | #NAME? | #NAME? | #NAME? |  |  | 1: 0; 2: 0; 3: 6.6805; 4: 10.0829 | 16.7634 |  | 393.7448 | 606.242 | 624.9917 | 19847 | 16.7634 | 393.7448 | 644.0411 |  | 0 | 3761 | 3761 | 1984-07-09 | #NAME? | #NAME? | #NAME?
1984-07-10 | 1984 | 7 | 192 | 10 | 3 | 6.9 | 6.1986 | 4 | 0 | 0 | 0 | #NAME? | #NAME? | #NAME? | #NAME? | #NAME? | #NAME? | TRUE | 0 | TRUE | TRUE | #NAME? | #NAME? | #NAME? | #NAME? | #NAME? | #NAME? | #NAME? | #NAME? | #NAME? | #NAME? |  |  | 1: 4.7253; 2: 5.8497; 3: 0; 4: 0 | 10.575 |  | 240.8954 | 389.7587 | 403.325 | 19847 | 10.575 | 240.8954 | 394.0282 |  | 0 | 3762 | 3762 | 1984-07-10 | #NAME? | #NAME? | #NAME?
1984-07-11 | 1984 | 7 | 193 | 11 | 4 | 12.9 | 6.884 | 15.1667 | 0 | 0 | 0 | #NAME? | #NAME? | #NAME? | #NAME? | #NAME? | #NAME? | FALSE | 0 | TRUE | TRUE | #NAME? | #NAME? | #NAME? | #NAME? | #NAME? | #NAME? | #NAME? | #NAME? | #NAME? | #NAME? |  |  | 1: 0; 2: 0; 3: 4.4108; 4: 5.6892 | 10.1 |  | 231.5752 | 356.5523 | 367.5797 | 19847 | 10.1 | 231.5752 | 378.7833 |  | 0 | 3763 | 3763 | 1984-07-11 | #NAME? | #NAME? | #NAME?
1984-07-12 | 1984 | 7 | 194 | 12 | 5 | 13.4 | 5.5428 | 8.1667 | 3.3 | 3.3 | 0 | #NAME? | #NAME? | #NAME? | #NAME? | #NAME? | #NAME? | TRUE | 0 | TRUE | TRUE | #NAME? | #NAME? | #NAME? | #NAME? | #NAME? | #NAME? | #NAME? | #NAME? | #NAME? | #NAME? |  |  | 1: 6.0772; 2: 7.173; 3: 0; 4: 0 | 13.2502 |  | 299.5392 | 484.3169 | 501.1498 | 19847 | 13.2502 | 299.5392 | 489.9508 |  | 0 | 3764 | 3764 | 1984-07-12 | #NAME? | #NAME? | #NAME?
1984-07-13 | 1984 | 7 | 195 | 13 | 6 | 10.1 | 5.0234 | 11.8333 | 2 | 2 | 0 | #NAME? | #NAME? | #NAME? | #NAME? | #NAME? | #NAME? | FALSE | 3.3 | TRUE | TRUE | #NAME? | #NAME? | #NAME? | #NAME? | #NAME? | #NAME? | #NAME? | #NAME? | #NAME? | #NAME? |  |  | 1: 0; 2: 0; 3: 0; 4: 6.8348 | 6.8348 |  | 200.4863 | 308.6853 | 318.2323 | 19847 | 6.8348 | 200.4863 | 327.9318 |  | 0 | 3765 | 3765 | 1984-07-13 | #NAME? | #NAME? | #NAME?
1984-07-14 | 1984 | 7 | 196 | 14 | 7 | 11.9 | 4.8958 | 8.6667 | 0 | 0 | 0 | #NAME? | #NAME? | #NAME? | #NAME? | #NAME? | #NAME? | FALSE | 5.3 | TRUE | TRUE | #NAME? | #NAME? | #NAME? | #NAME? | #NAME? | #NAME? | #NAME? | #NAME? | #NAME? | #NAME? |  |  | 1: 0; 2: 0; 3: 6.6241; 4: 0 | 6.6241 |  | 97.1535 | 149.5856 | 154.212 | 19847 | 6.6241 | 97.1535 | 158.9123 |  | 0 | 3766 | 3766 | 1984-07-14 | #NAME? | #NAME? | #NAME?
1984-07-15 | 1984 | 7 | 197 | 15 | 1 | 8.3 | 6.1242 | 4.5 | 0 | 0 | 0 | #NAME? | #NAME? | #NAME? | #NAME? | #NAME? | #NAME? | TRUE | 2 | TRUE | TRUE | #NAME? | #NAME? | #NAME? | #NAME? | #NAME? | #NAME? | #NAME? | #NAME? | #NAME? | #NAME? |  |  | 1: 0; 2: 0; 3: 0; 4: 0 | 0 |  | 0 | 0 | 0 | 19847 | 0 | 0 | 0 |  | 0 | 3767 | 3767 | 1984-07-15 | #NAME? | #NAME? | #NAME?
1984-07-16 | 1984 | 7 | 198 | 16 | 2 | 10.9 | 6.2138 | 14.6667 | 0 | 0 | 0 | #NAME? | #NAME? | #NAME? | #NAME? | #NAME? | #NAME? | FALSE | 0 | TRUE | TRUE | #NAME? | #NAME? | #NAME? | #NAME? | #NAME? | #NAME? | #NAME? | #NAME? | #NAME? | #NAME? |  |  | 1: 0; 2: 0; 3: 4.95; 4: 8.8239 | 13.7739 |  | 331.434 | 510.3031 | 526.0857 | 19847 | 13.7739 | 331.434 | 542.1205 |  | 0 | 3768 | 3768 | 1984-07-16 | #NAME? | #NAME? | #NAME?
1984-07-17 | 1984 | 7 | 199 | 17 | 3 | 11.9 | 6.9412 | 6 | 0 | 0 | 0 | #NAME? | #NAME? | #NAME? | #NAME? | #NAME? | #NAME? | TRUE | 0 | TRUE | TRUE | #NAME? | #NAME? | #NAME? | #NAME? | #NAME? | #NAME? | #NAME? | #NAME? | #NAME? | #NAME? |  |  | 1: 13.5936; 2: 22.702; 3: 0; 4: 0 | 36.2956 |  | 865.2981 | 1405.4628 | 1454.7985 | 19847 | 36.2956 | 865.2981 | 1415.3522 |  | 0 | 3769 | 3769 | 1984-07-17 | #NAME? | #NAME? | #NAME?
1984-07-18 | 1984 | 7 | 200 | 18 | 4 | 9.6 | 7.4536 | 1.5 | 0 | 0 | 0 | #NAME? | #NAME? | #NAME? | #NAME? | #NAME? | #NAME? | FALSE | 0 | TRUE | TRUE | #NAME? | #NAME? | #NAME? | #NAME? | #NAME? | #NAME? | #NAME? | #NAME? | #NAME? | #NAME? |  |  | 1: 0; 2: 0; 3: 0; 4: 6.2023 | 6.2023 |  | 181.933 | 280.1191 | 288.7826 | 19847 | 6.2023 | 181.933 | 297.5845 |  | 0 | 3770 | 3770 | 1984-07-18 | #NAME? | #NAME? | #NAME?
1984-07-19 | 1984 | 7 | 201 | 19 | 5 | 9.4 | 6.7837 | 22.3333 | 0.8 | 0.8 | 0 | #NAME? | #NAME? | #NAME? | #NAME? | #NAME? | #NAME? | TRUE | 0 | TRUE | TRUE | #NAME? | #NAME? | #NAME? | #NAME? | #NAME? | #NAME? | #NAME? | #NAME? | #NAME? | #NAME? |  |  | 1: 0; 2: 0; 3: 0; 4: 0 | 0 |  | 0 | 0 | 0 | 19847 | 0 | 0 | 0 |  | 0 | 3771 | 3771 | 1984-07-19 | #NAME? | #NAME? | #NAME?
1984-07-20 | 1984 | 7 | 202 | 20 | 6 | 9.1 | 4.1283 | 15.1667 | 2.8 | 2.8 | 0 | #NAME? | #NAME? | #NAME? | #NAME? | #NAME? | #NAME? | FALSE | 0.8 | TRUE | TRUE | #NAME? | #NAME? | #NAME? | #NAME? | #NAME? | #NAME? | #NAME? | #NAME? | #NAME? | #NAME? |  |  | 1: 0; 2: 0; 3: 0; 4: 7.8305 | 7.8305 |  | 229.6945 | 353.6566 | 364.5944 | 19847 | 7.8305 | 229.6945 | 375.7071 |  | 0 | 3772 | 3772 | 1984-07-20 | #NAME? | #NAME? | #NAME?
1984-07-21 | 1984 | 7 | 203 | 21 | 7 | 6.2 | 3.3708 | 9 | 8.5 | 8.5 | 2.625 | #NAME? | #NAME? | #NAME? | #NAME? | #NAME? | #NAME? | FALSE | 3.6 | TRUE | TRUE | #NAME? | #NAME? | #NAME? | #NAME? | #NAME? | #NAME? | #NAME? | #NAME? | #NAME? | #NAME? |  |  | 1: 0; 2: 0; 3: 7.0778; 4: 0 | 7.0778 |  | 103.8076 | 159.8308 | 164.774 | 19847 | 7.0778 | 103.8076 | 169.7962 |  | 0 | 3773 | 3773 | 1984-07-21 | #NAME? | #NAME? | #NAME?
1984-07-22 | 1984 | 7 | 204 | 22 | 1 | 5 | 4.4908 | 7.3333 | 0 | 0 | 0 | #NAME? | #NAME? | #NAME? | #NAME? | #NAME? | #NAME? | TRUE | 11.3 | FALSE | TRUE | #NAME? | #NAME? | #NAME? | #NAME? | #NAME? | #NAME? | #NAME? | #NAME? | #NAME? | #NAME? |  |  | 1: 0; 2: 0; 3: 0; 4: 0 | 0 |  | 0 | 0 | 0 | 19847 | 0 | 0 | 0 |  | 0 | 3774 | 3774 | 1984-07-22 | #NAME? | #NAME? | #NAME?
1984-07-23 | 1984 | 7 | 205 | 23 | 2 | 7.4 | 6.1258 | 0.66667 | 0 | 0 | 0 | #NAME? | #NAME? | #NAME? | #NAME? | #NAME? | #NAME? | FALSE | 8.5 | TRUE | TRUE | #NAME? | #NAME? | #NAME? | #NAME? | #NAME? | #NAME? | #NAME? | #NAME? | #NAME? | #NAME? |  |  | 1: 0; 2: 0; 3: 3.2388; 4: 4.7499 | 7.9887 |  | 186.8333 | 287.6639 | 296.5607 | 19847 | 7.9887 | 186.8333 | 305.5998 |  | 0 | 3775 | 3775 | 1984-07-23 | #NAME? | #NAME? | #NAME?
1984-07-24 | 1984 | 7 | 206 | 24 | 3 | 11 | 6.1889 | 6.1667 | 0 | 0 | 0 | #NAME? | #NAME? | #NAME? | #NAME? | #NAME? | #NAME? | TRUE | 0 | TRUE | TRUE | #NAME? | #NAME? | #NAME? | #NAME? | #NAME? | #NAME? | #NAME? | #NAME? | #NAME? | #NAME? |  |  | 1: 16.4001; 2: 26.9358; 3: 0; 4: 0 | 43.3359 |  | 1030.6529 | 1673.7044 | 1732.4305 | 19847 | 43.3359 | 1030.6529 | 1685.82 |  | 0 | 3776 | 3776 | 1984-07-24 | #NAME? | #NAME? | #NAME?
1984-07-25 | 1984 | 7 | 207 | 25 | 4 | 10.1 | 6.5203 | 0 | 0 | 0 | 0 | #NAME? | #NAME? | #NAME? | #NAME? | #NAME? | #NAME? | FALSE | 0 | TRUE | TRUE | #NAME? | #NAME? | #NAME? | #NAME? | #NAME? | #NAME? | #NAME? | #NAME? | #NAME? | #NAME? |  |  | 1: 0; 2: 0; 3: 3.5729; 4: 6.7731 | 10.346 |  | 251.0805 | 386.5842 | 398.5404 | 19847 | 10.346 | 251.0805 | 410.6877 |  | 0 | 3777 | 3777 | 1984-07-25 | #NAME? | #NAME? | #NAME?
1984-07-26 | 1984 | 7 | 208 | 26 | 5 | 16.2 | 8.0049 | 8.8333 | 0 | 0 | 0 | #NAME? | #NAME? | #NAME? | #NAME? | #NAME? | #NAME? | TRUE | 0 | TRUE | TRUE | #NAME? | #NAME? | #NAME? | #NAME? | #NAME? | #NAME? | #NAME? | #NAME? | #NAME? | #NAME? |  |  | 1: 4.7833; 2: 6.8281; 3: 0; 4: 0 | 11.6115 |  | 270.4472 | 438.413 | 453.737 | 19847 | 11.6115 | 270.4472 | 442.3656 |  | 0 | 3778 | 3778 | 1984-07-26 | #NAME? | #NAME? | #NAME?
1984-07-27 | 1984 | 7 | 209 | 27 | 6 | 18.2 | 6.274 | 6.6667 | 0.6 | 0.6 | 0 | #NAME? | #NAME? | #NAME? | #NAME? | #NAME? | #NAME? | FALSE | 0 | TRUE | TRUE | #NAME? | #NAME? | #NAME? | #NAME? | #NAME? | #NAME? | #NAME? | #NAME? | #NAME? | #NAME? |  |  | 1: 0; 2: 0; 3: 0; 4: 7.9889 | 7.9889 |  | 234.3404 | 360.8099 | 371.9689 | 19847 | 7.9889 | 234.3404 | 383.3063 |  | 0 | 3779 | 3779 | 1984-07-27 | #NAME? | #NAME? | #NAME?
1984-07-28 | 1984 | 7 | 210 | 28 | 7 | 12.7 | 6.4852 | 15.8333 | 0 | 0 | 0 | #NAME? | #NAME? | #NAME? | #NAME? | #NAME? | #NAME? | FALSE | 0.6 | TRUE | TRUE | #NAME? | #NAME? | #NAME? | #NAME? | #NAME? | #NAME? | #NAME? | #NAME? | #NAME? | #NAME? |  |  | 1: 0; 2: 0; 3: 7.0802; 4: 0 | 7.0802 |  | 103.8425 | 159.8844 | 164.8293 | 19847 | 7.0802 | 103.8425 | 169.8532 |  | 0 | 3780 | 3780 | 1984-07-28 | #NAME? | #NAME? | #NAME?
1984-07-29 | 1984 | 7 | 211 | 29 | 1 | 16.1 | 3.4439 | 4.3333 | 2.4 | 2.4 | 0 | #NAME? | #NAME? | #NAME? | #NAME? | #NAME? | #NAME? | TRUE | 0.6 | TRUE | TRUE | #NAME? | #NAME? | #NAME? | #NAME? | #NAME? | #NAME? | #NAME? | #NAME? | #NAME? | #NAME? |  |  | 1: 15.8455; 2: 19.087; 3: 0; 4: 0 | 34.9324 |  | 792.2846 | 1281.3926 | 1325.9566 | 19847 | 34.9324 | 792.2846 | 1295.9255 |  | 0 | 3781 | 3781 | 1984-07-29 | #NAME? | #NAME? | #NAME?
1984-07-30 | 1984 | 7 | 212 | 30 | 2 | 14.2 | 4.1142 | 4.1667 | 2.5 | 2.5 | 0 | #NAME? | #NAME? | #NAME? | #NAME? | #NAME? | #NAME? | FALSE | 2.4 | TRUE | TRUE | #NAME? | #NAME? | #NAME? | #NAME? | #NAME? | #NAME? | #NAME? | #NAME? | #NAME? | #NAME? |  |  | 1: 0; 2: 0; 3: 3.9723; 4: 8.4421 | 12.4144 |  | 305.8951 | 470.9813 | 485.5478 | 19847 | 12.4144 | 305.8951 | 500.347 |  | 0 | 3782 | 3782 | 1984-07-30 | #NAME? | #NAME? | #NAME?
1984-07-31 | 1984 | 7 | 213 | 31 | 3 | 10.7 | 5.6979 | 6.8333 | 0 | 0 | 0 | #NAME? | #NAME? | #NAME? | #NAME? | #NAME? | #NAME? | TRUE | 4.9 | TRUE | TRUE | #NAME? | #NAME? | #NAME? | #NAME? | #NAME? | #NAME? | #NAME? | #NAME? | #NAME? | #NAME? |  |  | 1: 0; 2: 0; 3: 0; 4: 0 | 0 |  | 0 | 0 | 0 | 19847 | 0 | 0 | 0 |  | 0 | 3783 | 3783 | 1984-07-31 | #NAME? | #NAME? | #NAME?
1984-08-01 | 1984 | 8 | 214 | 1 | 4 | 13.5 | 5.622 | 15.5 | 0 | 0 | 0 | #NAME? | #NAME? | #NAME? | #NAME? | #NAME? | #NAME? | FALSE | 2.5 | TRUE | TRUE | #NAME? | #NAME? | #NAME? | #NAME? | #NAME? | #NAME? | #NAME? | #NAME? | #NAME? | #NAME? |  |  | 1: 0; 2: 0; 3: 4.8269; 4: 5.4138 | 10.2407 |  | 229.5997 | 353.5106 | 364.4439 | 19848 | 10.2407 | 229.5997 | 375.552 |  | 0 | 3784 | 3784 | 1984-08-01 | #NAME? | #NAME? | #NAME?
1984-08-02 | 1984 | 8 | 215 | 2 | 5 | 12.8 | 5.0696 | 6.8333 | 0 | 0 | 0 | #NAME? | #NAME? | #NAME? | #NAME? | #NAME? | #NAME? | TRUE | 0 | TRUE | TRUE | #NAME? | #NAME? | #NAME? | #NAME? | #NAME? | #NAME? | #NAME? | #NAME? | #NAME? | #NAME? |  |  | 1: 11.3694; 2: 14.0958; 3: 0; 4: 0 | 25.4653 |  | 580.2298 | 938.8068 | 971.4853 | 19848 | 25.4653 | 580.2298 | 949.0712 |  | 0 | 3785 | 3785 | 1984-08-02 | #NAME? | #NAME? | #NAME?
1984-08-03 | 1984 | 8 | 216 | 3 | 6 | 13.6 | 4.9891 | 3.6667 | 9.4 | 9.4 | 3.3 | #NAME? | #NAME? | #NAME? | #NAME? | #NAME? | #NAME? | FALSE | 0 | TRUE | TRUE | #NAME? | #NAME? | #NAME? | #NAME? | #NAME? | #NAME? | #NAME? | #NAME? | #NAME? | #NAME? |  |  | 1: 0; 2: 0; 3: 0; 4: 5.8804 | 5.8804 |  | 172.4905 | 265.5806 | 273.7944 | 19848 | 5.8804 | 172.4905 | 282.1395 |  | 0 | 3786 | 3786 | 1984-08-03 | #NAME? | #NAME? | #NAME?
1984-08-04 | 1984 | 8 | 217 | 4 | 7 | 14.2 | 4.7111 | 5.8333 | 4.2 | 4.2 | 0 | #NAME? | #NAME? | #NAME? | #NAME? | #NAME? | #NAME? | FALSE | 9.4 | TRUE | TRUE | #NAME? | #NAME? | #NAME? | #NAME? | #NAME? | #NAME? | #NAME? | #NAME? | #NAME? | #NAME? |  |  | 1: 0; 2: 0; 3: 4.3757; 4: 0 | 4.3757 |  | 64.1775 | 98.813 | 101.8691 | 19848 | 4.3757 | 64.1775 | 104.974 |  | 0 | 3787 | 3787 | 1984-08-04 | #NAME? | #NAME? | #NAME?
1984-08-05 | 1984 | 8 | 218 | 5 | 1 | 13 | 4.8736 | 5.5 | 0.6 | 0.6 | 0 | #NAME? | #NAME? | #NAME? | #NAME? | #NAME? | #NAME? | TRUE | 13.6 | FALSE | TRUE | #NAME? | #NAME? | #NAME? | #NAME? | #NAME? | #NAME? | #NAME? | #NAME? | #NAME? | #NAME? |  |  | 1: 0; 2: 0; 3: 0; 4: 0 | 0 |  | 0 | 0 | 0 | 19848 | 0 | 0 | 0 |  | 0 | 3788 | 3788 | 1984-08-05 | #NAME? | #NAME? | #NAME?
1984-08-06 | 1984 | 8 | 219 | 6 | 2 | 13 | 5.9036 | 12.8333 | 0 | 0 | 0 | #NAME? | #NAME? | #NAME? | #NAME? | #NAME? | #NAME? | FALSE | 4.8 | TRUE | TRUE | #NAME? | #NAME? | #NAME? | #NAME? | #NAME? | #NAME? | #NAME? | #NAME? | #NAME? | #NAME? |  |  | 1: 0; 2: 0; 3: 3.2755; 4: 7.5516 | 10.827 |  | 269.5527 | 415.0256 | 427.8614 | 19848 | 10.827 | 269.5527 | 440.9024 |  | 0 | 3789 | 3789 | 1984-08-06 | #NAME? | #NAME? | #NAME?
1984-08-07 | 1984 | 8 | 220 | 7 | 3 | 8.1 | 6.0335 | 8.1667 | 0 | 0 | 0 | #NAME? | #NAME? | #NAME? | #NAME? | #NAME? | #NAME? | TRUE | 0.6 | TRUE | TRUE | #NAME? | #NAME? | #NAME? | #NAME? | #NAME? | #NAME? | #NAME? | #NAME? | #NAME? | #NAME? |  |  | 1: 11.878; 2: 14.4855; 3: 0; 4: 0 | 26.3634 |  | 599.1173 | 969.1436 | 1002.8611 | 19848 | 26.3634 | 599.1173 | 979.9652 |  | 0 | 3790 | 3790 | 1984-08-07 | #NAME? | #NAME? | #NAME?
1984-08-08 | 1984 | 8 | 221 | 8 | 4 | 9.7 | 5.7461 | 6.1667 | 0 | 0 | 0 | #NAME? | #NAME? | #NAME? | #NAME? | #NAME? | #NAME? | FALSE | 0 | TRUE | TRUE | #NAME? | #NAME? | #NAME? | #NAME? | #NAME? | #NAME? | #NAME? | #NAME? | #NAME? | #NAME? |  |  | 1: 0; 2: 0; 3: 6.441; 4: 6.4061 | 12.8471 |  | 282.3796 | 434.7749 | 448.2215 | 19848 | 12.8471 | 282.3796 | 461.8831 |  | 0 | 3791 | 3791 | 1984-08-08 | #NAME? | #NAME? | #NAME?
1984-08-09 | 1984 | 8 | 222 | 9 | 5 | 9.7 | 6.2931 | 6.3333 | 0 | 0 | 0 | #NAME? | #NAME? | #NAME? | #NAME? | #NAME? | #NAME? | TRUE | 0 | TRUE | TRUE | #NAME? | #NAME? | #NAME? | #NAME? | #NAME? | #NAME? | #NAME? | #NAME? | #NAME? | #NAME? |  |  | 1: 1.6904; 2: 2.3734; 3: 0; 4: 0 | 4.0638 |  | 94.4119 | 153.015 | 158.3608 | 19848 | 4.0638 | 94.4119 | 154.4279 |  | 0 | 3792 | 3792 | 1984-08-09 | #NAME? | #NAME? | #NAME?
1984-08-10 | 1984 | 8 | 223 | 10 | 6 | 15.9 | 6.3225 | 17.1667 | 0.2 | 0.2 | 0 | #NAME? | #NAME? | #NAME? | #NAME? | #NAME? | #NAME? | FALSE | 0 | TRUE | TRUE | #NAME? | #NAME? | #NAME? | #NAME? | #NAME? | #NAME? | #NAME? | #NAME? | #NAME? | #NAME? |  |  | 1: 0; 2: 0; 3: 0; 4: 6.6216 | 6.6216 |  | 194.2325 | 299.0564 | 308.3055 | 19848 | 6.6216 | 194.2325 | 317.7025 |  | 0 | 3793 | 3793 | 1984-08-10 | #NAME? | #NAME? | #NAME?
1984-08-11 | 1984 | 8 | 224 | 11 | 7 | 13.6 | 5.7895 | 18.8333 | 0 | 0 | 0 | #NAME? | #NAME? | #NAME? | #NAME? | #NAME? | #NAME? | FALSE | 0.2 | TRUE | TRUE | #NAME? | #NAME? | #NAME? | #NAME? | #NAME? | #NAME? | #NAME? | #NAME? | #NAME? | #NAME? |  |  | 1: 0; 2: 0; 3: 11.0949; 4: 0 | 11.0949 |  | 162.7253 | 250.5454 | 258.2942 | 19848 | 11.0949 | 162.7253 | 266.1668 |  | 0 | 3794 | 3794 | 1984-08-11 | #NAME? | #NAME? | #NAME?
1984-08-12 | 1984 | 8 | 225 | 12 | 1 | 11.7 | 4.9798 | 1.3333 | 0.6 | 0.6 | 0 | #NAME? | #NAME? | #NAME? | #NAME? | #NAME? | #NAME? | TRUE | 0.2 | TRUE | TRUE | #NAME? | #NAME? | #NAME? | #NAME? | #NAME? | #NAME? | #NAME? | #NAME? | #NAME? | #NAME? |  |  | 1: 6.5333; 2: 8.9509; 3: 0; 4: 0 | 15.4842 |  | 358.3816 | 580.6466 | 600.9182 | 19848 | 15.4842 | 358.3816 | 586.1982 |  | 0 | 3795 | 3795 | 1984-08-12 | #NAME? | #NAME? | #NAME?
1984-08-13 | 1984 | 8 | 226 | 13 | 2 | 12 | 5.503 | 12.1667 | 0.2 | 0.2 | 0 | #NAME? | #NAME? | #NAME? | #NAME? | #NAME? | #NAME? | FALSE | 0.6 | TRUE | TRUE | #NAME? | #NAME? | #NAME? | #NAME? | #NAME? | #NAME? | #NAME? | #NAME? | #NAME? | #NAME? |  |  | 1: 0; 2: 0; 3: 1.1334; 4: 9.4005 | 10.5338 |  | 292.37 | 450.157 | 464.0794 | 19848 | 10.5338 | 292.37 | 478.2243 |  | 0 | 3796 | 3796 | 1984-08-13 | #NAME? | #NAME? | #NAME?
1984-08-14 | 1984 | 8 | 227 | 14 | 3 | 8.7 | 4.5094 | 10.1667 | 0 | 0 | 0 | #NAME? | #NAME? | #NAME? | #NAME? | #NAME? | #NAME? | TRUE | 0.8 | TRUE | TRUE | #NAME? | #NAME? | #NAME? | #NAME? | #NAME? | #NAME? | #NAME? | #NAME? | #NAME? | #NAME? |  |  | 1: 8.4649; 2: 12.1967; 3: 0; 4: 0 | 20.6616 |  | 481.9228 | 781.3236 | 808.6407 | 19848 | 20.6616 | 481.9228 | 788.2722 |  | 0 | 3797 | 3797 | 1984-08-14 | #NAME? | #NAME? | #NAME?
1984-08-15 | 1984 | 8 | 228 | 15 | 4 | 6.2 | 5.407 | 6.8333 | 0 | 0 | 0 | #NAME? | #NAME? | #NAME? | #NAME? | #NAME? | #NAME? | FALSE | 0.2 | TRUE | TRUE | #NAME? | #NAME? | #NAME? | #NAME? | #NAME? | #NAME? | #NAME? | #NAME? | #NAME? | #NAME? |  |  | 1: 0; 2: 0; 3: 5.9598; 4: 4.7602 | 10.72 |  | 227.0421 | 349.5728 | 360.3844 | 19848 | 10.72 | 227.0421 | 371.3687 |  | 0 | 3798 | 3798 | 1984-08-15 | #NAME? | #NAME? | #NAME?
1984-08-16 | 1984 | 8 | 229 | 16 | 5 | 8.1 | 5.4415 | 6.3333 | 0 | 0 | 0 | #NAME? | #NAME? | #NAME? | #NAME? | #NAME? | #NAME? | TRUE | 0 | TRUE | TRUE | #NAME? | #NAME? | #NAME? | #NAME? | #NAME? | #NAME? | #NAME? | #NAME? | #NAME? | #NAME? |  |  | 1: 8.6855; 2: 12.0581; 3: 0; 4: 0 | 20.7436 |  | 481.0923 | 779.5981 | 806.826 | 19848 | 20.7436 | 481.0923 | 786.9139 |  | 0 | 3799 | 3799 | 1984-08-16 | #NAME? | #NAME? | #NAME?
1984-08-17 | 1984 | 8 | 230 | 17 | 6 | 10.6 | 5.6022 | 2.6667 | 0.2 | 0.2 | 0 | #NAME? | #NAME? | #NAME? | #NAME? | #NAME? | #NAME? | FALSE | 0 | TRUE | TRUE | #NAME? | #NAME? | #NAME? | #NAME? | #NAME? | #NAME? | #NAME? | #NAME? | #NAME? | #NAME? |  |  | 1: 0; 2: 0; 3: 0; 4: 5.9666 | 5.9666 |  | 175.0216 | 269.4777 | 277.8121 | 19848 | 5.9666 | 175.0216 | 286.2797 |  | 0 | 3800 | 3800 | 1984-08-17 | #NAME? | #NAME? | #NAME?
1984-08-18 | 1984 | 8 | 231 | 18 | 7 | 10.5 | 4.9125 | 3.6667 | 0 | 0 | 0 | #NAME? | #NAME? | #NAME? | #NAME? | #NAME? | #NAME? | FALSE | 0.2 | TRUE | TRUE | #NAME? | #NAME? | #NAME? | #NAME? | #NAME? | #NAME? | #NAME? | #NAME? | #NAME? | #NAME? |  |  | 1: 0; 2: 0; 3: 6.4263; 4: 0 | 6.4263 |  | 94.2525 | 145.1189 | 149.6071 | 19848 | 6.4263 | 94.2525 | 154.167 |  | 0 | 3801 | 3801 | 1984-08-18 | #NAME? | #NAME? | #NAME?
1984-08-19 | 1984 | 8 | 232 | 19 | 1 | 7.5 | 4.5396 | 6.1667 | 0 | 0 | 0 | #NAME? | #NAME? | #NAME? | #NAME? | #NAME? | #NAME? | TRUE | 0.2 | TRUE | TRUE | #NAME? | #NAME? | #NAME? | #NAME? | #NAME? | #NAME? | #NAME? | #NAME? | #NAME? | #NAME? |  |  | 1: 2.6093; 2: 2.8368; 3: 0; 4: 0 | 5.4461 |  | 121.4819 | 196.1877 | 202.9886 | 19848 | 5.4461 | 121.4819 | 198.7057 |  | 0 | 3802 | 3802 | 1984-08-19 | #NAME? | #NAME? | #NAME?
1984-08-20 | 1984 | 8 | 233 | 20 | 2 | 8.9 | 5.0298 | 16.3333 | 0 | 0 | 0 | #NAME? | #NAME? | #NAME? | #NAME? | #NAME? | #NAME? | FALSE | 0 | TRUE | TRUE | #NAME? | #NAME? | #NAME? | #NAME? | #NAME? | #NAME? | #NAME? | #NAME? | #NAME? | #NAME? |  |  | 1: 0; 2: 0; 3: 0; 4: 8.2799 | 8.2799 |  | 242.8765 | 373.9528 | 385.5183 | 19848 | 8.2799 | 242.8765 | 397.2687 |  | 0 | 3803 | 3803 | 1984-08-20 | #NAME? | #NAME? | #NAME?
1984-08-21 | 1984 | 8 | 234 | 21 | 3 | 8.3 | 4.986 | 9.1667 | 0 | 0 | 0 | #NAME? | #NAME? | #NAME? | #NAME? | #NAME? | #NAME? | TRUE | 0 | TRUE | TRUE | #NAME? | #NAME? | #NAME? | #NAME? | #NAME? | #NAME? | #NAME? | #NAME? | #NAME? | #NAME? |  |  | 1: 2.9691; 2: 3.6091; 3: 0; 4: 0 | 6.5782 |  | 149.4144 | 241.6846 | 250.0922 | 19848 | 6.5782 | 149.4144 | 244.3944 |  | 0 | 3804 | 3804 | 1984-08-21 | #NAME? | #NAME? | #NAME?
1984-08-22 | 1984 | 8 | 235 | 22 | 4 | 8.3 | 6.3271 | 11.8333 | 0 | 0 | 0 | #NAME? | #NAME? | #NAME? | #NAME? | #NAME? | #NAME? | FALSE | 0 | TRUE | TRUE | #NAME? | #NAME? | #NAME? | #NAME? | #NAME? | #NAME? | #NAME? | #NAME? | #NAME? | #NAME? |  |  | 1: 0; 2: 0; 3: 6.7078; 4: 5.0223 | 11.7301 |  | 245.7024 | 378.3037 | 390.0038 | 19848 | 11.7301 | 245.7024 | 401.8909 |  | 0 | 3805 | 3805 | 1984-08-22 | #NAME? | #NAME? | #NAME?
1984-08-23 | 1984 | 8 | 236 | 23 | 5 | 10.4 | 5.4947 | 7 | 0.4 | 0.4 | 0 | #NAME? | #NAME? | #NAME? | #NAME? | #NAME? | #NAME? | TRUE | 0 | TRUE | TRUE | #NAME? | #NAME? | #NAME? | #NAME? | #NAME? | #NAME? | #NAME? | #NAME? | #NAME? | #NAME? |  |  | 1: 3.1489; 2: 4.4711; 3: 0; 4: 0 | 7.6201 |  | 177.3378 | 287.4564 | 297.5025 | 19848 | 7.6201 | 177.3378 | 290.0682 |  | 0 | 3806 | 3806 | 1984-08-23 | #NAME? | #NAME? | #NAME?
1984-08-24 | 1984 | 8 | 237 | 24 | 6 | 8.7 | 4.5359 | 10 | 0 | 0 | 0 | #NAME? | #NAME? | #NAME? | #NAME? | #NAME? | #NAME? | FALSE | 0.4 | TRUE | TRUE | #NAME? | #NAME? | #NAME? | #NAME? | #NAME? | #NAME? | #NAME? | #NAME? | #NAME? | #NAME? |  |  | 1: 0; 2: 0; 3: 0; 4: 6.502 | 6.502 |  | 190.7261 | 293.6576 | 302.7398 | 19848 | 6.502 | 190.7261 | 311.9672 |  | 0 | 3807 | 3807 | 1984-08-24 | #NAME? | #NAME? | #NAME?
1984-08-25 | 1984 | 8 | 238 | 25 | 7 | 7.7 | 5.3609 | 5.1667 | 0 | 0 | 0 | #NAME? | #NAME? | #NAME? | #NAME? | #NAME? | #NAME? | FALSE | 0.4 | TRUE | TRUE | #NAME? | #NAME? | #NAME? | #NAME? | #NAME? | #NAME? | #NAME? | #NAME? | #NAME? | #NAME? |  |  | 1: 0; 2: 0; 3: 0; 4: 0 | 0 |  | 0 | 0 | 0 | 19848 | 0 | 0 | 0 |  | 0 | 3808 | 3808 | 1984-08-25 | #NAME? | #NAME? | #NAME?
1984-08-26 | 1984 | 8 | 239 | 26 | 1 | 15.4 | 6.4617 | 26.6667 | 0 | 0 | 0 | #NAME? | #NAME? | #NAME? | #NAME? | #NAME? | #NAME? | TRUE | 0 | TRUE | TRUE | #NAME? | #NAME? | #NAME? | #NAME? | #NAME? | #NAME? | #NAME? | #NAME? | #NAME? | #NAME? |  |  | 1: 9.7771; 2: 16.2326; 3: 0; 4: 0 | 26.0097 |  | 619.5543 | 1006.2418 | 1041.5582 | 19848 | 26.0097 | 619.5543 | 1013.3936 |  | 0 | 3809 | 3809 | 1984-08-26 | #NAME? | #NAME? | #NAME?
1984-08-27 | 1984 | 8 | 240 | 27 | 2 | 8 | 5.1152 | 7.1667 | 0.6 | 0.6 | 0 | #NAME? | #NAME? | #NAME? | #NAME? | #NAME? | #NAME? | FALSE | 0 | TRUE | TRUE | #NAME? | #NAME? | #NAME? | #NAME? | #NAME? | #NAME? | #NAME? | #NAME? | #NAME? | #NAME? |  |  | 1: 0; 2: 0; 3: 2.3392; 4: 8.9972 | 11.3363 |  | 298.2252 | 459.1722 | 473.3734 | 19848 | 11.3363 | 298.2252 | 487.8016 |  | 0 | 3810 | 3810 | 1984-08-27 | #NAME? | #NAME? | #NAME?
1984-08-28 | 1984 | 8 | 241 | 28 | 3 | 5.9 | 4.9223 | 14.1667 | 0 | 0 | 0 | #NAME? | #NAME? | #NAME? | #NAME? | #NAME? | #NAME? | TRUE | 0.6 | TRUE | TRUE | #NAME? | #NAME? | #NAME? | #NAME? | #NAME? | #NAME? | #NAME? | #NAME? | #NAME? | #NAME? |  |  | 1: 0; 2: 0; 3: 0; 4: 0 | 0 |  | 0 | 0 | 0 | 19848 | 0 | 0 | 0 |  | 0 | 3811 | 3811 | 1984-08-28 | #NAME? | #NAME? | #NAME?
1984-08-29 | 1984 | 8 | 242 | 29 | 4 | 7.2 | 4.9318 | 20.5 | 0 | 0 | 0 | #NAME? | #NAME? | #NAME? | #NAME? | #NAME? | #NAME? | FALSE | 0.6 | TRUE | FALSE | #NAME? | #NAME? | #NAME? | #NAME? | #NAME? | #NAME? | #NAME? | #NAME? | #NAME? | #NAME? |  |  | 1: 0; 2: 0; 3: 0; 4: 0 | 0 |  | 0 | 0 | 0 | 19848 | 0 | 0 | 0 |  | 0 | 3812 | 3812 | 1984-08-29 | #NAME? | #NAME? | #NAME?
1984-08-30 | 1984 | 8 | 243 | 30 | 5 | 0.9 | 4.3499 | 1.1667 | 0 | 0 | 0 | #NAME? | #NAME? | #NAME? | #NAME? | #NAME? | #NAME? | TRUE | 0 | TRUE | TRUE | #NAME? | #NAME? | #NAME? | #NAME? | #NAME? | #NAME? | #NAME? | #NAME? | #NAME? | #NAME? |  |  | 1: 12.4794; 2: 18.982; 3: 0; 4: 0 | 31.4615 |  | 739.8381 | 1200.3034 | 1242.3324 | 19848 | 31.4615 | 739.8381 | 1210.1396 |  | 0 | 3813 | 3813 | 1984-08-30 | #NAME? | #NAME? | #NAME?
1984-08-31 | 1984 | 8 | 244 | 31 | 6 | 8.5 | 3.7124 | 6.8333 | 0 | 0 | 0 | #NAME? | #NAME? | #NAME? | #NAME? | #NAME? | #NAME? | FALSE | 0 | TRUE | TRUE | #NAME? | #NAME? | #NAME? | #NAME? | #NAME? | #NAME? | #NAME? | #NAME? | #NAME? | #NAME? |  |  | 1: 0; 2: 0; 3: 0; 4: 9.9043 | 9.9043 |  | 290.5247 | 447.3159 | 461.1504 | 19848 | 9.9043 | 290.5247 | 475.206 |  | 0 | 3814 | 3814 | 1984-08-31 | #NAME? | #NAME? | #NAME?
1984-09-01 | 1984 | 9 | 245 | 1 | 7 | 8.4 | 4.3449 | 21 | 0 | 0 | 0 | #NAME? | #NAME? | #NAME? | #NAME? | #NAME? | #NAME? | FALSE | 0 | TRUE | FALSE | #NAME? | #NAME? | #NAME? | #NAME? | #NAME? | #NAME? | #NAME? | #NAME? | #NAME? | #NAME? |  |  | 1: 0; 2: 0; 3: 0; 4: 0 | 0 |  | 0 | 0 | 0 | 19849 | 0 | 0 | 0 |  | 0 | 3815 | 3815 | 1984-09-01 | #NAME? | #NAME? | #NAME?
1984-09-02 | 1984 | 9 | 246 | 2 | 1 | 2.1 | 3.4155 | 3.3333 | 0 | 0 | 0 | #NAME? | #NAME? | #NAME? | #NAME? | #NAME? | #NAME? | TRUE | 0 | TRUE | FALSE | #NAME? | #NAME? | #NAME? | #NAME? | #NAME? | #NAME? | #NAME? | #NAME? | #NAME? | #NAME? |  |  | 1: 0; 2: 0; 3: 0; 4: 0 | 0 |  | 0 | 0 | 0 | 19849 | 0 | 0 | 0 |  | 0 | 3816 | 3816 | 1984-09-02 | #NAME? | #NAME? | #NAME?
1984-09-03 | 1984 | 9 | 247 | 3 | 2 | -0.4 | 3.9748 | 2.8333 | 0 | 0 | 0 | #NAME? | #NAME? | #NAME? | #NAME? | #NAME? | #NAME? | FALSE | 0 | TRUE | TRUE | #NAME? | #NAME? | #NAME? | #NAME? | #NAME? | #NAME? | #NAME? | #NAME? | #NAME? | #NAME? |  |  | 1: 0; 2: 0; 3: 7.0704; 4: 6.5482 | 13.6186 |  | 295.7808 | 455.4086 | 469.4934 | 19849 | 13.6186 | 295.7808 | 483.8033 |  | 0 | 3817 | 3817 | 1984-09-03 | #NAME? | #NAME? | #NAME?
1984-09-04 | 1984 | 9 | 248 | 4 | 3 | 3.5 | 4.3997 | 6 | 0 | 0 | 0 | #NAME? | #NAME? | #NAME? | #NAME? | #NAME? | #NAME? | TRUE | 0 | TRUE | TRUE | #NAME? | #NAME? | #NAME? | #NAME? | #NAME? | #NAME? | #NAME? | #NAME? | #NAME? | #NAME? |  |  | 1: 14.0314; 2: 17.9253; 3: 0; 4: 0 | 31.9567 |  | 731.6021 | 1184.2161 | 1225.4745 | 19849 | 31.9567 | 731.6021 | 1196.6681 |  | 0 | 3818 | 3818 | 1984-09-04 | #NAME? | #NAME? | #NAME?
1984-09-05 | 1984 | 9 | 249 | 5 | 4 | 9.3 | 5.3942 | 5.3333 | 0 | 0 | 0 | #NAME? | #NAME? | #NAME? | #NAME? | #NAME? | #NAME? | FALSE | 0 | TRUE | TRUE | #NAME? | #NAME? | #NAME? | #NAME? | #NAME? | #NAME? | #NAME? | #NAME? | #NAME? | #NAME? |  |  | 1: 0; 2: 0; 3: 0; 4: 4.6998 | 4.6998 |  | 137.8618 | 212.2634 | 218.8282 | 19849 | 4.6998 | 137.8618 | 225.498 |  | 0 | 3819 | 3819 | 1984-09-05 | #NAME? | #NAME? | #NAME?
1984-09-06 | 1984 | 9 | 250 | 6 | 5 | 5.6 | 4.8482 | 22.3333 | 40.8 | 40.8 | 26.85 | #NAME? | #NAME? | #NAME? | #NAME? | #NAME? | #NAME? | TRUE | 0 | TRUE | TRUE | #NAME? | #NAME? | #NAME? | #NAME? | #NAME? | #NAME? | #NAME? | #NAME? | #NAME? | #NAME? |  |  | 1: 0; 2: 0; 3: 0; 4: 0 | 0 |  | 0 | 0 | 0 | 19849 | 0 | 0 | 0 |  | 0 | 3820 | 3820 | 1984-09-06 | #NAME? | #NAME? | #NAME?
1984-09-07 | 1984 | 9 | 251 | 7 | 6 | 4.1 | 4.4033 | 49.3333 | 2.8 | 2.8 | 0 | #NAME? | #NAME? | #NAME? | #NAME? | #NAME? | #NAME? | FALSE | 40.8 | FALSE | FALSE | #NAME? | #NAME? | #NAME? | #NAME? | #NAME? | #NAME? | #NAME? | #NAME? | #NAME? | #NAME? |  |  | 1: 0; 2: 0; 3: 0; 4: 0 | 0 |  | 0 | 0 | 0 | 19849 | 0 | 0 | 0 |  | 0 | 3821 | 3821 | 1984-09-07 | #NAME? | #NAME? | #NAME?
1984-09-08 | 1984 | 9 | 252 | 8 | 7 | 1.2 | 2.2976 | 0.66667 | 0 | 0 | 0 | #NAME? | #NAME? | #NAME? | #NAME? | #NAME? | #NAME? | FALSE | 43.6 | FALSE | TRUE | #NAME? | #NAME? | #NAME? | #NAME? | #NAME? | #NAME? | #NAME? | #NAME? | #NAME? | #NAME? |  |  | 1: 0; 2: 0; 3: 0; 4: 0 | 0 |  | 0 | 0 | 0 | 19849 | 0 | 0 | 0 |  | 0 | 3822 | 3822 | 1984-09-08 | #NAME? | #NAME? | #NAME?
1984-09-09 | 1984 | 9 | 253 | 9 | 1 | 5.6 | 1.8304 | 7 | 2.6 | 2.6 | 0 | #NAME? | #NAME? | #NAME? | #NAME? | #NAME? | #NAME? | TRUE | 2.8 | TRUE | TRUE | #NAME? | #NAME? | #NAME? | #NAME? | #NAME? | #NAME? | #NAME? | #NAME? | #NAME? | #NAME? |  |  | 1: 3.2395; 2: 4.6027; 3: 0; 4: 0 | 7.8421 |  | 182.5236 | 295.8649 | 306.2049 | 19849 | 7.8421 | 182.5236 | 298.5505 |  | 0 | 3823 | 3823 | 1984-09-09 | #NAME? | #NAME? | #NAME?
1984-09-10 | 1984 | 9 | 254 | 10 | 2 | 3 | 1.5556 | 7.8333 | 0 | 0 | 0 | #NAME? | #NAME? | #NAME? | #NAME? | #NAME? | #NAME? | FALSE | 2.6 | TRUE | TRUE | #NAME? | #NAME? | #NAME? | #NAME? | #NAME? | #NAME? | #NAME? | #NAME? | #NAME? | #NAME? |  |  | 1: 0; 2: 0; 3: 2.0794; 4: 4.5504 | 6.6298 |  | 163.9756 | 252.4704 | 260.2788 | 19849 | 6.6298 | 163.9756 | 268.2119 |  | 0 | 3824 | 3824 | 1984-09-10 | #NAME? | #NAME? | #NAME?
1984-09-11 | 1984 | 9 | 255 | 11 | 3 | 6.5 | 1.2452 | 8.6667 | 5 | 5 | 0 | #NAME? | #NAME? | #NAME? | #NAME? | #NAME? | #NAME? | TRUE | 2.6 | TRUE | TRUE | #NAME? | #NAME? | #NAME? | #NAME? | #NAME? | #NAME? | #NAME? | #NAME? | #NAME? | #NAME? |  |  | 1: 0; 2: 0; 3: 0; 4: 0 | 0 |  | 0 | 0 | 0 | 19849 | 0 | 0 | 0 |  | 0 | 3825 | 3825 | 1984-09-11 | #NAME? | #NAME? | #NAME?
1984-09-12 | 1984 | 9 | 256 | 12 | 4 | 4 | 2.0768 | 20.5 | 16.2 | 16.2 | 8.4 | #NAME? | #NAME? | #NAME? | #NAME? | #NAME? | #NAME? | FALSE | 5 | TRUE | FALSE | #NAME? | #NAME? | #NAME? | #NAME? | #NAME? | #NAME? | #NAME? | #NAME? | #NAME? | #NAME? |  |  | 1: 0; 2: 0; 3: 0; 4: 0 | 0 |  | 0 | 0 | 0 | 19849 | 0 | 0 | 0 |  | 0 | 3826 | 3826 | 1984-09-12 | #NAME? | #NAME? | #NAME?
1984-09-13 | 1984 | 9 | 257 | 13 | 5 | 2.3 | 1.554 | 4 | 1.4 | 1.4 | 0 | #NAME? | #NAME? | #NAME? | #NAME? | #NAME? | #NAME? | TRUE | 21.2 | FALSE | FALSE | #NAME? | #NAME? | #NAME? | #NAME? | #NAME? | #NAME? | #NAME? | #NAME? | #NAME? | #NAME? |  |  | 1: 0; 2: 0; 3: 0; 4: 0 | 0 |  | 0 | 0 | 0 | 19849 | 0 | 0 | 0 |  | 0 | 3827 | 3827 | 1984-09-13 | #NAME? | #NAME? | #NAME?
1984-09-14 | 1984 | 9 | 258 | 14 | 6 | 1.4 | 2.1433 | 4.6667 | 3.8 | 3.8 | 0 | #NAME? | #NAME? | #NAME? | #NAME? | #NAME? | #NAME? | FALSE | 17.6 | FALSE | FALSE | #NAME? | #NAME? | #NAME? | #NAME? | #NAME? | #NAME? | #NAME? | #NAME? | #NAME? | #NAME? |  |  | 1: 0; 2: 0; 3: 0; 4: 0 | 0 |  | 0 | 0 | 0 | 19849 | 0 | 0 | 0 |  | 0 | 3828 | 3828 | 1984-09-14 | #NAME? | #NAME? | #NAME?
1984-09-15 | 1984 | 9 | 259 | 15 | 7 | 2.6 | 3.7619 | 19.1667 | 0 | 0 | 0 | #NAME? | #NAME? | #NAME? | #NAME? | #NAME? | #NAME? | FALSE | 5.2 | TRUE | TRUE | #NAME? | #NAME? | #NAME? | #NAME? | #NAME? | #NAME? | #NAME? | #NAME? | #NAME? | #NAME? |  |  | 1: 0; 2: 0; 3: 0; 4: 0 | 0 |  | 0 | 0 | 0 | 19849 | 0 | 0 | 0 |  | 0 | 3829 | 3829 | 1984-09-15 | #NAME? | #NAME? | #NAME?
1984-09-16 | 1984 | 9 | 260 | 16 | 1 | 13.8 | 4.4981 | 22.8333 | 0 | 0 | 0 | #NAME? | #NAME? | #NAME? | #NAME? | #NAME? | #NAME? | TRUE | 3.8 | TRUE | TRUE | #NAME? | #NAME? | #NAME? | #NAME? | #NAME? | #NAME? | #NAME? | #NAME? | #NAME? | #NAME? |  |  | 1: 1.7259; 2: 2.4075; 3: 0; 4: 0 | 4.1334 |  | 95.9327 | 155.4663 | 160.8968 | 19849 | 4.1334 | 95.9327 | 156.9154 |  | 0 | 3830 | 3830 | 1984-09-16 | #NAME? | #NAME? | #NAME?
1984-09-17 | 1984 | 9 | 261 | 17 | 2 | 10.6 | 4.28 | 12.6667 | 0 | 0 | 0 | #NAME? | #NAME? | #NAME? | #NAME? | #NAME? | #NAME? | FALSE | 0 | TRUE | TRUE | #NAME? | #NAME? | #NAME? | #NAME? | #NAME? | #NAME? | #NAME? | #NAME? | #NAME? | #NAME? |  |  | 1: 0; 2: 0; 3: 0; 4: 8.8565 | 8.8565 |  | 259.7913 | 399.9962 | 412.3672 | 19849 | 8.8565 | 259.7913 | 424.9359 |  | 0 | 3831 | 3831 | 1984-09-17 | #NAME? | #NAME? | #NAME?
1984-09-18 | 1984 | 9 | 262 | 18 | 3 | 9 | 3.9013 | 13 | 0 | 0 | 0 | #NAME? | #NAME? | #NAME? | #NAME? | #NAME? | #NAME? | TRUE | 0 | TRUE | TRUE | #NAME? | #NAME? | #NAME? | #NAME? | #NAME? | #NAME? | #NAME? | #NAME? | #NAME? | #NAME? |  |  | 1: 2.6096; 2: 3.1549; 3: 0; 4: 0 | 5.7646 |  | 130.8194 | 211.5901 | 218.9495 | 19849 | 5.7646 | 130.8194 | 213.9789 |  | 0 | 3832 | 3832 | 1984-09-18 | #NAME? | #NAME? | #NAME?
1984-09-19 | 1984 | 9 | 263 | 19 | 4 | 9.2 | 2.4784 | 10.1667 | 0 | 0 | 0 | #NAME? | #NAME? | #NAME? | #NAME? | #NAME? | #NAME? | FALSE | 0 | TRUE | FALSE | #NAME? | #NAME? | #NAME? | #NAME? | #NAME? | #NAME? | #NAME? | #NAME? | #NAME? | #NAME? |  |  | 1: 0; 2: 0; 3: 0; 4: 0 | 0 |  | 0 | 0 | 0 | 19849 | 0 | 0 | 0 |  | 0 | 3833 | 3833 | 1984-09-19 | #NAME? | #NAME? | #NAME?
1984-09-20 | 1984 | 9 | 264 | 20 | 5 | 2.5 | 2.0139 | 16 | 11.4 | 11.4 | 4.8 | #NAME? | #NAME? | #NAME? | #NAME? | #NAME? | #NAME? | TRUE | 0 | TRUE | FALSE | #NAME? | #NAME? | #NAME? | #NAME? | #NAME? | #NAME? | #NAME? | #NAME? | #NAME? | #NAME? |  |  | 1: 0; 2: 0; 3: 0; 4: 0 | 0 |  | 0 | 0 | 0 | 19849 | 0 | 0 | 0 |  | 0 | 3834 | 3834 | 1984-09-20 | #NAME? | #NAME? | #NAME?
1984-09-21 | 1984 | 9 | 265 | 21 | 6 | 0.7 | 2.3262 | 35.5 | 14.6 | 14.6 | 7.2 | #NAME? | #NAME? | #NAME? | #NAME? | #NAME? | #NAME? | FALSE | 11.4 | FALSE | FALSE | #NAME? | #NAME? | #NAME? | #NAME? | #NAME? | #NAME? | #NAME? | #NAME? | #NAME? | #NAME? |  |  | 1: 0; 2: 0; 3: 0; 4: 0 | 0 |  | 0 | 0 | 0 | 19849 | 0 | 0 | 0 |  | 0 | 3835 | 3835 | 1984-09-21 | #NAME? | #NAME? | #NAME?
1984-09-22 | 1984 | 9 | 266 | 22 | 7 | -1 | 2.1575 | 41.6667 | 5 | 5 | 0 | #NAME? | #NAME? | #NAME? | #NAME? | #NAME? | #NAME? | FALSE | 26 | FALSE | FALSE | #NAME? | #NAME? | #NAME? | #NAME? | #NAME? | #NAME? | #NAME? | #NAME? | #NAME? | #NAME? |  |  | 1: 0; 2: 0; 3: 0; 4: 0 | 0 |  | 0 | 0 | 0 | 19849 | 0 | 0 | 0 |  | 0 | 3836 | 3836 | 1984-09-22 | #NAME? | #NAME? | #NAME?
1984-09-23 | 1984 | 9 | 267 | 23 | 1 | -1.8 | 0.56681 | 18.1667 | 3 | 3 | 0 | #NAME? | #NAME? | #NAME? | #NAME? | #NAME? | #NAME? | TRUE | 19.6 | FALSE | FALSE | #NAME? | #NAME? | #NAME? | #NAME? | #NAME? | #NAME? | #NAME? | #NAME? | #NAME? | #NAME? |  |  | 1: 0; 2: 0; 3: 0; 4: 0 | 0 |  | 0 | 0 | 0 | 19849 | 0 | 0 | 0 |  | 0 | 3837 | 3837 | 1984-09-23 | #NAME? | #NAME? | #NAME?
1984-09-24 | 1984 | 9 | 268 | 24 | 2 | -2.2 | 0.71311 | 2.1667 | 0.2 | 0.2 | 0 | #NAME? | #NAME? | #NAME? | #NAME? | #NAME? | #NAME? | FALSE | 8 | TRUE | FALSE | #NAME? | #NAME? | #NAME? | #NAME? | #NAME? | #NAME? | #NAME? | #NAME? | #NAME? | #NAME? |  |  | 1: 0; 2: 0; 3: 0; 4: 0 | 0 |  | 0 | 0 | 0 | 19849 | 0 | 0 | 0 |  | 0 | 3838 | 3838 | 1984-09-24 | #NAME? | #NAME? | #NAME?
1984-09-25 | 1984 | 9 | 269 | 25 | 3 | -2.6 | 1.1726 | 17.8333 | 1.4 | 1.4 | 0 | #NAME? | #NAME? | #NAME? | #NAME? | #NAME? | #NAME? | TRUE | 3.2 | TRUE | FALSE | #NAME? | #NAME? | #NAME? | #NAME? | #NAME? | #NAME? | #NAME? | #NAME? | #NAME? | #NAME? |  |  | 1: 0; 2: 0; 3: 0; 4: 0 | 0 |  | 0 | 0 | 0 | 19849 | 0 | 0 | 0 |  | 0 | 3839 | 3839 | 1984-09-25 | #NAME? | #NAME? | #NAME?
1984-09-26 | 1984 | 9 | 270 | 26 | 4 | -3.6 | 0.33548 | 6.3333 | 0 | 0 | 0 | #NAME? | #NAME? | #NAME? | #NAME? | #NAME? | #NAME? | FALSE | 1.6 | TRUE | FALSE | #NAME? | #NAME? | #NAME? | #NAME? | #NAME? | #NAME? | #NAME? | #NAME? | #NAME? | #NAME? |  |  | 1: 0; 2: 0; 3: 0; 4: 0 | 0 |  | 0 | 0 | 0 | 19849 | 0 | 0 | 0 |  | 0 | 3840 | 3840 | 1984-09-26 | #NAME? | #NAME? | #NAME?
1984-09-27 | 1984 | 9 | 271 | 27 | 5 | -7 | 1.3841 | 0 | 0 | 0 | 0 | #NAME? | #NAME? | #NAME? | #NAME? | #NAME? | #NAME? | TRUE | 1.4 | TRUE | FALSE | #NAME? | #NAME? | #NAME? | #NAME? | #NAME? | #NAME? | #NAME? | #NAME? | #NAME? | #NAME? |  |  | 1: 0; 2: 0; 3: 0; 4: 0 | 0 |  | 0 | 0 | 0 | 19849 | 0 | 0 | 0 |  | 0 | 3841 | 3841 | 1984-09-27 | #NAME? | #NAME? | #NAME?
1984-09-28 | 1984 | 9 | 272 | 28 | 6 | -3.8 | 1.7497 | 0 | 0 | 0 | 0 | #NAME? | #NAME? | #NAME? | #NAME? | #NAME? | #NAME? | FALSE | 0 | TRUE | FALSE | #NAME? | #NAME? | #NAME? | #NAME? | #NAME? | #NAME? | #NAME? | #NAME? | #NAME? | #NAME? |  |  | 1: 0; 2: 0; 3: 0; 4: 0 | 0 |  | 0 | 0 | 0 | 19849 | 0 | 0 | 0 |  | 0 | 3842 | 3842 | 1984-09-28 | #NAME? | #NAME? | #NAME?
1984-09-29 | 1984 | 9 | 273 | 29 | 7 | -1.5 | 2.4629 | 1.8333 | 0 | 0 | 0 | #NAME? | #NAME? | #NAME? | #NAME? | #NAME? | #NAME? | FALSE | 0 | TRUE | FALSE | #NAME? | #NAME? | #NAME? | #NAME? | #NAME? | #NAME? | #NAME? | #NAME? | #NAME? | #NAME? |  |  | 1: 0; 2: 0; 3: 0; 4: 0 | 0 |  | 0 | 0 | 0 | 19849 | 0 | 0 | 0 |  | 0 | 3843 | 3843 | 1984-09-29 | #NAME? | #NAME? | #NAME?
1984-09-30 | 1984 | 9 | 274 | 30 | 1 | -3.2 | 2.5343 | 1.6667 | 0 | 0 | 0 | #NAME? | #NAME? | #NAME? | #NAME? | #NAME? | #NAME? | TRUE | 0 | TRUE | FALSE | #NAME? | #NAME? | #NAME? | #NAME? | #NAME? | #NAME? | #NAME? | #NAME? | #NAME? | #NAME? |  |  | 1: 0; 2: 0; 3: 0; 4: 0 | 0 |  | 0 | 0 | 0 | 19849 | 0 | 0 | 0 |  | 0 | 3844 | 3844 | 1984-09-30 | #NAME? | #NAME? | #NAME?
1985-05-01 | 1985 | 5 | 121 | 1 | 4 | 1.9 | 4.7522 | 5.3333 | 0 | 0 | 0 | #NAME? | #NAME? | #NAME? | #NAME? | #NAME? | #NAME? | FALSE | 0 | TRUE | TRUE | #NAME? | #NAME? | #NAME? | #NAME? | #NAME? | #NAME? | #NAME? | #NAME? | #NAME? | #NAME? |  |  | 1: 0; 2: 0; 3: 2.3424; 4: 2.28 | 4.6224 |  | 101.2352 | 155.8701 | 160.6908 | 19855 | 4.6224 | 101.2352 | 165.5886 |  | 0 | 3845 | 3845 | 1985-05-01 | #NAME? | #NAME? | #NAME?
1985-05-02 | 1985 | 5 | 122 | 2 | 5 | 4.9 | 5.4232 | 1.5 | 0 | 0 | 0 | #NAME? | #NAME? | #NAME? | #NAME? | #NAME? | #NAME? | TRUE | 0 | TRUE | TRUE | #NAME? | #NAME? | #NAME? | #NAME? | #NAME? | #NAME? | #NAME? | #NAME? | #NAME? | #NAME? |  |  | 1: 2.0448; 2: 4.0896; 3: 0; 4: 0 | 6.1344 |  | 149.952 | 244.0611 | 252.6664 | 19855 | 6.1344 | 149.952 | 245.2737 |  | 0 | 3846 | 3846 | 1985-05-02 | #NAME? | #NAME? | #NAME?
1985-05-03 | 1985 | 5 | 123 | 3 | 6 | 8 | 5.5517 | 5.8333 | 0 | 0 | 0 | #NAME? | #NAME? | #NAME? | #NAME? | #NAME? | #NAME? | FALSE | 0 | TRUE | TRUE | #NAME? | #NAME? | #NAME? | #NAME? | #NAME? | #NAME? | #NAME? | #NAME? | #NAME? | #NAME? |  |  | 1: 0; 2: 0; 3: 0; 4: 5.2628 | 5.2628 |  | 154.3746 | 237.6879 | 245.0391 | 19855 | 5.2628 | 154.3746 | 252.5077 |  | 0 | 3847 | 3847 | 1985-05-03 | #NAME? | #NAME? | #NAME?
1985-05-04 | 1985 | 5 | 124 | 4 | 7 | 4.4 | 5.1039 | 21.6667 | 0 | 0 | 0 | #NAME? | #NAME? | #NAME? | #NAME? | #NAME? | #NAME? | FALSE | 0 | TRUE | TRUE | #NAME? | #NAME? | #NAME? | #NAME? | #NAME? | #NAME? | #NAME? | #NAME? | #NAME? | #NAME? |  |  | 1: 0; 2: 0; 3: 0; 4: 0 | 0 |  | 0 | 0 | 0 | 19855 | 0 | 0 | 0 |  | 0 | 3848 | 3848 | 1985-05-04 | #NAME? | #NAME? | #NAME?
1985-05-05 | 1985 | 5 | 125 | 5 | 1 | 4.6 | 4.8666 | 29 | 0 | 0 | 0 | #NAME? | #NAME? | #NAME? | #NAME? | #NAME? | #NAME? | TRUE | 0 | TRUE | FALSE | #NAME? | #NAME? | #NAME? | #NAME? | #NAME? | #NAME? | #NAME? | #NAME? | #NAME? | #NAME? |  |  | 1: 0; 2: 0; 3: 0; 4: 0 | 0 |  | 0 | 0 | 0 | 19855 | 0 | 0 | 0 |  | 0 | 3849 | 3849 | 1985-05-05 | #NAME? | #NAME? | #NAME?
1985-05-06 | 1985 | 5 | 126 | 6 | 2 | 2.8 | 5.6797 | 6.3333 | 0 | 0 | 0 | #NAME? | #NAME? | #NAME? | #NAME? | #NAME? | #NAME? | FALSE | 0 | TRUE | FALSE | #NAME? | #NAME? | #NAME? | #NAME? | #NAME? | #NAME? | #NAME? | #NAME? | #NAME? | #NAME? |  |  | 1: 0; 2: 0; 3: 0; 4: 0 | 0 |  | 0 | 0 | 0 | 19855 | 0 | 0 | 0 |  | 0 | 3850 | 3850 | 1985-05-06 | #NAME? | #NAME? | #NAME?
1985-05-07 | 1985 | 5 | 127 | 7 | 3 | 2.4 | 5.3113 | 2.8333 | 0 | 0 | 0 | #NAME? | #NAME? | #NAME? | #NAME? | #NAME? | #NAME? | TRUE | 0 | TRUE | TRUE | #NAME? | #NAME? | #NAME? | #NAME? | #NAME? | #NAME? | #NAME? | #NAME? | #NAME? | #NAME? |  |  | 1: 0; 2: 0; 3: 0; 4: 0 | 0 |  | 0 | 0 | 0 | 19855 | 0 | 0 | 0 |  | 0 | 3851 | 3851 | 1985-05-07 | #NAME? | #NAME? | #NAME?
1985-05-08 | 1985 | 5 | 128 | 8 | 4 | 5.9 | 4.9475 | 17.1667 | 0 | 0 | 0 | #NAME? | #NAME? | #NAME? | #NAME? | #NAME? | #NAME? | FALSE | 0 | TRUE | TRUE | #NAME? | #NAME? | #NAME? | #NAME? | #NAME? | #NAME? | #NAME? | #NAME? | #NAME? | #NAME? |  |  | 1: 0; 2: 0; 3: 0; 4: 11.7292 | 11.7292 |  | 344.0572 | 529.7389 | 546.1225 | 19855 | 11.7292 | 344.0572 | 562.768 |  | 0 | 3852 | 3852 | 1985-05-08 | #NAME? | #NAME? | #NAME?
1985-05-09 | 1985 | 5 | 129 | 9 | 5 | 4.9 | 4.6228 | 21.8333 | 0 | 0 | 0 | #NAME? | #NAME? | #NAME? | #NAME? | #NAME? | #NAME? | TRUE | 0 | TRUE | TRUE | #NAME? | #NAME? | #NAME? | #NAME? | #NAME? | #NAME? | #NAME? | #NAME? | #NAME? | #NAME? |  |  | 1: 3.4016; 2: 5.4901; 3: 0; 4: 0 | 8.8917 |  | 210.9326 | 342.4662 | 354.4769 | 19855 | 8.8917 | 210.9326 | 345.0186 |  | 0 | 3853 | 3853 | 1985-05-09 | #NAME? | #NAME? | #NAME?
1985-05-10 | 1985 | 5 | 130 | 10 | 6 | 3.8 | 4.5347 | 14.5 | 0 | 0 | 0 | #NAME? | #NAME? | #NAME? | #NAME? | #NAME? | #NAME? | FALSE | 0 | TRUE | FALSE | #NAME? | #NAME? | #NAME? | #NAME? | #NAME? | #NAME? | #NAME? | #NAME? | #NAME? | #NAME? |  |  | 1: 0; 2: 0; 3: 0; 4: 0 | 0 |  | 0 | 0 | 0 | 19855 | 0 | 0 | 0 |  | 0 | 3854 | 3854 | 1985-05-10 | #NAME? | #NAME? | #NAME?
1985-05-11 | 1985 | 5 | 131 | 11 | 7 | 1.6 | 3.3894 | 9 | 0.8 | 0.8 | 0 | #NAME? | #NAME? | #NAME? | #NAME? | #NAME? | #NAME? | FALSE | 0 | TRUE | TRUE | #NAME? | #NAME? | #NAME? | #NAME? | #NAME? | #NAME? | #NAME? | #NAME? | #NAME? | #NAME? |  |  | 1: 0; 2: 0; 3: 0; 4: 0 | 0 |  | 0 | 0 | 0 | 19855 | 0 | 0 | 0 |  | 0 | 3855 | 3855 | 1985-05-11 | #NAME? | #NAME? | #NAME?
1985-05-12 | 1985 | 5 | 132 | 12 | 1 | 3 | 5.0733 | 29.5 | 0 | 0 | 0 | #NAME? | #NAME? | #NAME? | #NAME? | #NAME? | #NAME? | TRUE | 0.8 | TRUE | FALSE | #NAME? | #NAME? | #NAME? | #NAME? | #NAME? | #NAME? | #NAME? | #NAME? | #NAME? | #NAME? |  |  | 1: 0; 2: 0; 3: 0; 4: 0 | 0 |  | 0 | 0 | 0 | 19855 | 0 | 0 | 0 |  | 0 | 3856 | 3856 | 1985-05-12 | #NAME? | #NAME? | #NAME?
1985-05-13 | 1985 | 5 | 133 | 13 | 2 | 1.3 | 4.9565 | 5.6667 | 0 | 0 | 0 | #NAME? | #NAME? | #NAME? | #NAME? | #NAME? | #NAME? | FALSE | 0.8 | TRUE | TRUE | #NAME? | #NAME? | #NAME? | #NAME? | #NAME? | #NAME? | #NAME? | #NAME? | #NAME? | #NAME? |  |  | 1: 0; 2: 0; 3: 2.3615; 4: 10.9276 | 13.2891 |  | 355.1776 | 546.8608 | 563.774 | 19855 | 13.2891 | 355.1776 | 580.9576 |  | 0 | 3857 | 3857 | 1985-05-13 | #NAME? | #NAME? | #NAME?
1985-05-14 | 1985 | 5 | 134 | 14 | 3 | 8.6 | 4.6317 | 14 | 0 | 0 | 0 | #NAME? | #NAME? | #NAME? | #NAME? | #NAME? | #NAME? | TRUE | 0 | TRUE | TRUE | #NAME? | #NAME? | #NAME? | #NAME? | #NAME? | #NAME? | #NAME? | #NAME? | #NAME? | #NAME? |  |  | 1: 10.1607; 2: 18.3674; 3: 0; 4: 0 | 28.5281 |  | 687.8007 | 1118.201 | 1157.5319 | 19855 | 28.5281 | 687.8007 | 1125.023 |  | 0 | 3858 | 3858 | 1985-05-14 | #NAME? | #NAME? | #NAME?
1985-05-15 | 1985 | 5 | 135 | 15 | 4 | 4.6 | 4.6297 | 12.1667 | 0 | 0 | 0 | #NAME? | #NAME? | #NAME? | #NAME? | #NAME? | #NAME? | FALSE | 0 | TRUE | TRUE | #NAME? | #NAME? | #NAME? | #NAME? | #NAME? | #NAME? | #NAME? | #NAME? | #NAME? | #NAME? |  |  | 1: 0; 2: 0; 3: 8.6411; 4: 4.8274 | 13.4685 |  | 268.3406 | 413.1593 | 425.9375 | 19855 | 13.4685 | 268.3406 | 438.9198 |  | 0 | 3859 | 3859 | 1985-05-15 | #NAME? | #NAME? | #NAME?
1985-05-16 | 1985 | 5 | 136 | 16 | 5 | 3.8 | 5.1072 | 6.8333 | 0 | 0 | 0 | #NAME? | #NAME? | #NAME? | #NAME? | #NAME? | #NAME? | TRUE | 0 | TRUE | TRUE | #NAME? | #NAME? | #NAME? | #NAME? | #NAME? | #NAME? | #NAME? | #NAME? | #NAME? | #NAME? |  |  | 1: 8.1255; 2: 13.1132; 3: 0; 4: 0 | 21.2388 |  | 503.829 | 818.0064 | 846.6948 | 19855 | 21.2388 | 503.829 | 824.1038 |  | 0 | 3860 | 3860 | 1985-05-16 | #NAME? | #NAME? | #NAME?
1985-05-17 | 1985 | 5 | 137 | 17 | 6 | 6.7 | 6.2058 | 5.1667 | 0 | 0 | 0 | #NAME? | #NAME? | #NAME? | #NAME? | #NAME? | #NAME? | FALSE | 0 | TRUE | TRUE | #NAME? | #NAME? | #NAME? | #NAME? | #NAME? | #NAME? | #NAME? | #NAME? | #NAME? | #NAME? |  |  | 1: 0; 2: 0; 3: 0; 4: 5.3553 | 5.3553 |  | 157.0888 | 241.8668 | 249.3473 | 19855 | 5.3553 | 157.0888 | 256.9472 |  | 0 | 3861 | 3861 | 1985-05-17 | #NAME? | #NAME? | #NAME?
1985-05-18 | 1985 | 5 | 138 | 18 | 7 | 10.8 | 6.3336 | 19.8333 | 0 | 0 | 0 | #NAME? | #NAME? | #NAME? | #NAME? | #NAME? | #NAME? | FALSE | 0 | TRUE | TRUE | #NAME? | #NAME? | #NAME? | #NAME? | #NAME? | #NAME? | #NAME? | #NAME? | #NAME? | #NAME? |  |  | 1: 0; 2: 0; 3: 3.6601; 4: 0 | 3.6601 |  | 53.6809 | 82.6516 | 85.2078 | 19855 | 3.6601 | 53.6809 | 87.8049 |  | 0 | 3862 | 3862 | 1985-05-18 | #NAME? | #NAME? | #NAME?
1985-05-19 | 1985 | 5 | 139 | 19 | 1 | 5.2 | 5.5961 | 10.1667 | 0 | 0 | 0 | #NAME? | #NAME? | #NAME? | #NAME? | #NAME? | #NAME? | TRUE | 0 | TRUE | TRUE | #NAME? | #NAME? | #NAME? | #NAME? | #NAME? | #NAME? | #NAME? | #NAME? | #NAME? | #NAME? |  |  | 1: 8.6304; 2: 9.3786; 3: 0; 4: 0 | 18.009 |  | 401.6837 | 648.6966 | 671.1834 | 19855 | 18.009 | 401.6837 | 657.0266 |  | 0 | 3863 | 3863 | 1985-05-19 | #NAME? | #NAME? | #NAME?
1985-05-20 | 1985 | 5 | 140 | 20 | 2 | 7.2 | 6.0384 | 6.1667 | 0 | 0 | 0 | #NAME? | #NAME? | #NAME? | #NAME? | #NAME? | #NAME? | FALSE | 0 | TRUE | TRUE | #NAME? | #NAME? | #NAME? | #NAME? | #NAME? | #NAME? | #NAME? | #NAME? | #NAME? | #NAME? |  |  | 1: 0; 2: 0; 3: 0; 4: 9.9746 | 9.9746 |  | 292.5871 | 450.4912 | 464.424 | 19855 | 9.9746 | 292.5871 | 478.5793 |  | 0 | 3864 | 3864 | 1985-05-20 | #NAME? | #NAME? | #NAME?
1985-05-21 | 1985 | 5 | 141 | 21 | 3 | 8.9 | 6.1617 | 10.5 | 0 | 0 | 0 | #NAME? | #NAME? | #NAME? | #NAME? | #NAME? | #NAME? | TRUE | 0 | TRUE | TRUE | #NAME? | #NAME? | #NAME? | #NAME? | #NAME? | #NAME? | #NAME? | #NAME? | #NAME? | #NAME? |  |  | 1: 4.6389; 2: 5.7586; 3: 0; 4: 0 | 10.3975 |  | 236.9563 | 383.4 | 396.7461 | 19855 | 10.3975 | 236.9563 | 387.585 |  | 0 | 3865 | 3865 | 1985-05-21 | #NAME? | #NAME? | #NAME?
1985-05-22 | 1985 | 5 | 142 | 22 | 4 | 8.3 | 5.9753 | 6 | 0 | 0 | 0 | #NAME? | #NAME? | #NAME? | #NAME? | #NAME? | #NAME? | FALSE | 0 | TRUE | TRUE | #NAME? | #NAME? | #NAME? | #NAME? | #NAME? | #NAME? | #NAME? | #NAME? | #NAME? | #NAME? |  |  | 1: 0; 2: 0; 3: 0; 4: 5.6689 | 5.6689 |  | 166.289 | 256.0323 | 263.9508 | 19855 | 5.6689 | 166.289 | 271.9959 |  | 0 | 3866 | 3866 | 1985-05-22 | #NAME? | #NAME? | #NAME?
1985-05-23 | 1985 | 5 | 143 | 23 | 5 | 11 | 5.6154 | 33.5 | 0 | 0 | 0 | #NAME? | #NAME? | #NAME? | #NAME? | #NAME? | #NAME? | TRUE | 0 | TRUE | TRUE | #NAME? | #NAME? | #NAME? | #NAME? | #NAME? | #NAME? | #NAME? | #NAME? | #NAME? | #NAME? |  |  | 1: 14.5664; 2: 17.1338; 3: 0; 4: 0 | 31.7003 |  | 716.2332 | 1158.0016 | 1198.2446 | 19855 | 31.7003 | 716.2332 | 1171.5294 |  | 0 | 3867 | 3867 | 1985-05-23 | #NAME? | #NAME? | #NAME?
1985-05-24 | 1985 | 5 | 144 | 24 | 6 | 8.7 | 3.7219 | 2.8333 | 9.2 | 9.2 | 3.15 | #NAME? | #NAME? | #NAME? | #NAME? | #NAME? | #NAME? | FALSE | 0 | TRUE | TRUE | #NAME? | #NAME? | #NAME? | #NAME? | #NAME? | #NAME? | #NAME? | #NAME? | #NAME? | #NAME? |  |  | 1: 0; 2: 0; 3: 0; 4: 6.3749 | 6.3749 |  | 186.9964 | 287.915 | 296.8196 | 19855 | 6.3749 | 186.9964 | 305.8665 |  | 0 | 3868 | 3868 | 1985-05-24 | #NAME? | #NAME? | #NAME?
1985-05-25 | 1985 | 5 | 145 | 25 | 7 | 5.7 | 2.1317 | 15 | 7.6 | 7.6 | 1.95 | #NAME? | #NAME? | #NAME? | #NAME? | #NAME? | #NAME? | FALSE | 9.2 | TRUE | TRUE | #NAME? | #NAME? | #NAME? | #NAME? | #NAME? | #NAME? | #NAME? | #NAME? | #NAME? | #NAME? |  |  | 1: 0; 2: 0; 3: 8.6547; 4: 0 | 8.6547 |  | 126.9356 | 195.4405 | 201.485 | 19855 | 8.6547 | 126.9356 | 207.6262 |  | 0 | 3869 | 3869 | 1985-05-25 | #NAME? | #NAME? | #NAME?
1985-05-26 | 1985 | 5 | 146 | 26 | 1 | 5 | 2.845 | 1.8333 | 0 | 0 | 0 | #NAME? | #NAME? | #NAME? | #NAME? | #NAME? | #NAME? | TRUE | 16.8 | FALSE | TRUE | #NAME? | #NAME? | #NAME? | #NAME? | #NAME? | #NAME? | #NAME? | #NAME? | #NAME? | #NAME? |  |  | 1: 0; 2: 0; 3: 0; 4: 0 | 0 |  | 0 | 0 | 0 | 19855 | 0 | 0 | 0 |  | 0 | 3870 | 3870 | 1985-05-26 | #NAME? | #NAME? | #NAME?
1985-05-27 | 1985 | 5 | 147 | 27 | 2 | 4.3 | 3.531 | 9 | 0 | 0 | 0 | #NAME? | #NAME? | #NAME? | #NAME? | #NAME? | #NAME? | FALSE | 7.6 | TRUE | TRUE | #NAME? | #NAME? | #NAME? | #NAME? | #NAME? | #NAME? | #NAME? | #NAME? | #NAME? | #NAME? |  |  | 1: 0; 2: 0; 3: 0; 4: 3.8447 | 3.8447 |  | 112.779 | 173.6439 | 179.0144 | 19855 | 3.8447 | 112.779 | 184.4706 |  | 0 | 3871 | 3871 | 1985-05-27 | #NAME? | #NAME? | #NAME?
1985-05-28 | 1985 | 5 | 148 | 28 | 3 | 9.2 | 2.7121 | 18.5 | 4.1 | 4.1 | 0 | #NAME? | #NAME? | #NAME? | #NAME? | #NAME? | #NAME? | TRUE | 0 | TRUE | TRUE | #NAME? | #NAME? | #NAME? | #NAME? | #NAME? | #NAME? | #NAME? | #NAME? | #NAME? | #NAME? |  |  | 1: 1.5742; 2: 2.2558; 3: 0; 4: 0 | 3.8301 |  | 89.26 | 144.7037 | 149.7621 | 19855 | 3.8301 | 89.26 | 146.001 |  | 0 | 3872 | 3872 | 1985-05-28 | #NAME? | #NAME? | #NAME?
1985-05-29 | 1985 | 5 | 149 | 29 | 4 | 7.8 | 3.2622 | 13 | 0.2 | 0.2 | 0 | #NAME? | #NAME? | #NAME? | #NAME? | #NAME? | #NAME? | FALSE | 4.1 | TRUE | TRUE | #NAME? | #NAME? | #NAME? | #NAME? | #NAME? | #NAME? | #NAME? | #NAME? | #NAME? | #NAME? |  |  | 1: 0; 2: 0; 3: 6.3411; 4: 3.7716 | 10.1128 |  | 203.6382 | 313.5382 | 323.2352 | 19855 | 10.1128 | 203.6382 | 333.0872 |  | 0 | 3873 | 3873 | 1985-05-29 | #NAME? | #NAME? | #NAME?
1985-05-30 | 1985 | 5 | 150 | 30 | 5 | 8.5 | 3.7129 | 7.6667 | 0 | 0 | 0 | #NAME? | #NAME? | #NAME? | #NAME? | #NAME? | #NAME? | TRUE | 4.3 | TRUE | TRUE | #NAME? | #NAME? | #NAME? | #NAME? | #NAME? | #NAME? | #NAME? | #NAME? | #NAME? | #NAME? |  |  | 1: 2.0958; 2: 2.6411; 3: 0; 4: 0 | 4.7369 |  | 108.2095 | 175.1217 | 181.2204 | 19855 | 4.7369 | 108.2095 | 176.9964 |  | 0 | 3874 | 3874 | 1985-05-30 | #NAME? | #NAME? | #NAME?
1985-05-31 | 1985 | 5 | 151 | 31 | 6 | 6.8 | 5.0276 | 16.1667 | 0 | 0 | 0 | #NAME? | #NAME? | #NAME? | #NAME? | #NAME? | #NAME? | FALSE | 0.2 | TRUE | TRUE | #NAME? | #NAME? | #NAME? | #NAME? | #NAME? | #NAME? | #NAME? | #NAME? | #NAME? | #NAME? |  |  | 1: 0; 2: 0; 3: 0; 4: 4.3221 | 4.3221 |  | 126.7822 | 195.2044 | 201.2416 | 19855 | 4.3221 | 126.7822 | 207.3753 |  | 0 | 3875 | 3875 | 1985-05-31 | #NAME? | #NAME? | #NAME?
1985-06-01 | 1985 | 6 | 152 | 1 | 7 | 3.3 | 3.8262 | 16 | 0 | 0 | 0 | #NAME? | #NAME? | #NAME? | #NAME? | #NAME? | #NAME? | FALSE | 0 | TRUE | FALSE | #NAME? | #NAME? | #NAME? | #NAME? | #NAME? | #NAME? | #NAME? | #NAME? | #NAME? | #NAME? |  |  | 1: 0; 2: 0; 3: 0; 4: 0 | 0 |  | 0 | 0 | 0 | 19856 | 0 | 0 | 0 |  | 0 | 3876 | 3876 | 1985-06-01 | #NAME? | #NAME? | #NAME?
1985-06-02 | 1985 | 6 | 153 | 2 | 1 | 1.5 | 3.8654 | 0 | 0.4 | 0.4 | 0 | #NAME? | #NAME? | #NAME? | #NAME? | #NAME? | #NAME? | TRUE | 0 | TRUE | TRUE | #NAME? | #NAME? | #NAME? | #NAME? | #NAME? | #NAME? | #NAME? | #NAME? | #NAME? | #NAME? |  |  | 1: 3.0677; 2: 3.8722; 3: 0; 4: 0 | 6.9399 |  | 158.5769 | 256.6399 | 265.5781 | 19856 | 6.9399 | 158.5769 | 259.3813 |  | 0 | 3877 | 3877 | 1985-06-02 | #NAME? | #NAME? | #NAME?
1985-06-03 | 1985 | 6 | 154 | 3 | 2 | 3.8 | 3.7478 | 11.1667 | 0 | 0 | 0 | #NAME? | #NAME? | #NAME? | #NAME? | #NAME? | #NAME? | FALSE | 0.4 | TRUE | TRUE | #NAME? | #NAME? | #NAME? | #NAME? | #NAME? | #NAME? | #NAME? | #NAME? | #NAME? | #NAME? |  |  | 1: 0; 2: 0; 3: 0; 4: 6.9956 | 6.9956 |  | 205.2037 | 315.9486 | 325.7202 | 19856 | 6.9956 | 205.2037 | 335.648 |  | 0 | 3878 | 3878 | 1985-06-03 | #NAME? | #NAME? | #NAME?
1985-06-04 | 1985 | 6 | 155 | 4 | 3 | 4.8 | 5.3936 | 17 | 0 | 0 | 0 | #NAME? | #NAME? | #NAME? | #NAME? | #NAME? | #NAME? | TRUE | 0.4 | TRUE | TRUE | #NAME? | #NAME? | #NAME? | #NAME? | #NAME? | #NAME? | #NAME? | #NAME? | #NAME? | #NAME? |  |  | 1: 5.8466; 2: 8.3272; 3: 0; 4: 0 | 14.1738 |  | 330.0153 | 534.9612 | 553.6587 | 19856 | 14.1738 | 330.0153 | 539.8 |  | 0 | 3879 | 3879 | 1985-06-04 | #NAME? | #NAME? | #NAME?
1985-06-05 | 1985 | 6 | 156 | 5 | 4 | 9.2 | 4.3546 | 8.8333 | 3 | 3 | 0 | #NAME? | #NAME? | #NAME? | #NAME? | #NAME? | #NAME? | FALSE | 0 | TRUE | TRUE | #NAME? | #NAME? | #NAME? | #NAME? | #NAME? | #NAME? | #NAME? | #NAME? | #NAME? | #NAME? |  |  | 1: 0; 2: 0; 3: 2.3241; 4: 5.2465 | 7.5706 |  | 187.983 | 289.4341 | 298.3857 | 19856 | 7.5706 | 187.983 | 307.4803 |  | 0 | 3880 | 3880 | 1985-06-05 | #NAME? | #NAME? | #NAME?
1985-06-06 | 1985 | 6 | 157 | 6 | 5 | 6.4 | 5.182 | 17.5 | 0 | 0 | 0 | #NAME? | #NAME? | #NAME? | #NAME? | #NAME? | #NAME? | TRUE | 3 | TRUE | TRUE | #NAME? | #NAME? | #NAME? | #NAME? | #NAME? | #NAME? | #NAME? | #NAME? | #NAME? | #NAME? |  |  | 1: 13.2494; 2: 19.2676; 3: 0; 4: 0 | 32.517 |  | 759.5066 | 1231.507 | 1274.5748 | 19856 | 32.517 | 759.5066 | 1242.311 |  | 0 | 3881 | 3881 | 1985-06-06 | #NAME? | #NAME? | #NAME?
1985-06-07 | 1985 | 6 | 158 | 7 | 6 | 9.2 | 5.1765 | 3.5 | 3.2 | 3.2 | 0 | #NAME? | #NAME? | #NAME? | #NAME? | #NAME? | #NAME? | FALSE | 3 | TRUE | TRUE | #NAME? | #NAME? | #NAME? | #NAME? | #NAME? | #NAME? | #NAME? | #NAME? | #NAME? | #NAME? |  |  | 1: 0; 2: 0; 3: 0; 4: 5.2451 | 5.2451 |  | 153.8564 | 236.89 | 244.2165 | 19856 | 5.2451 | 153.8564 | 251.6601 |  | 0 | 3882 | 3882 | 1985-06-07 | #NAME? | #NAME? | #NAME?
1985-06-08 | 1985 | 6 | 159 | 8 | 7 | 6.7 | 3.7565 | 19.1667 | 4 | 4 | 0 | #NAME? | #NAME? | #NAME? | #NAME? | #NAME? | #NAME? | FALSE | 3.2 | TRUE | FALSE | #NAME? | #NAME? | #NAME? | #NAME? | #NAME? | #NAME? | #NAME? | #NAME? | #NAME? | #NAME? |  |  | 1: 0; 2: 0; 3: 0; 4: 0 | 0 |  | 0 | 0 | 0 | 19856 | 0 | 0 | 0 |  | 0 | 3883 | 3883 | 1985-06-08 | #NAME? | #NAME? | #NAME?
1985-06-09 | 1985 | 6 | 160 | 9 | 1 | 1.4 | 3.8673 | 6 | 0 | 0 | 0 | #NAME? | #NAME? | #NAME? | #NAME? | #NAME? | #NAME? | TRUE | 7.2 | TRUE | FALSE | #NAME? | #NAME? | #NAME? | #NAME? | #NAME? | #NAME? | #NAME? | #NAME? | #NAME? | #NAME? |  |  | 1: 0; 2: 0; 3: 0; 4: 0 | 0 |  | 0 | 0 | 0 | 19856 | 0 | 0 | 0 |  | 0 | 3884 | 3884 | 1985-06-09 | #NAME? | #NAME? | #NAME?
1985-06-10 | 1985 | 6 | 161 | 10 | 2 | 2.8 | 3.8159 | 14.8333 | 1.2 | 1.2 | 0 | #NAME? | #NAME? | #NAME? | #NAME? | #NAME? | #NAME? | FALSE | 4 | TRUE | FALSE | #NAME? | #NAME? | #NAME? | #NAME? | #NAME? | #NAME? | #NAME? | #NAME? | #NAME? | #NAME? |  |  | 1: 0; 2: 0; 3: 0; 4: 0 | 0 |  | 0 | 0 | 0 | 19856 | 0 | 0 | 0 |  | 0 | 3885 | 3885 | 1985-06-10 | #NAME? | #NAME? | #NAME?
1985-06-11 | 1985 | 6 | 162 | 11 | 3 | 1.7 | 5.3746 | 1 | 0 | 0 | 0 | #NAME? | #NAME? | #NAME? | #NAME? | #NAME? | #NAME? | TRUE | 1.2 | TRUE | TRUE | #NAME? | #NAME? | #NAME? | #NAME? | #NAME? | #NAME? | #NAME? | #NAME? | #NAME? | #NAME? |  |  | 1: 2.8499; 2: 3.6895; 3: 0; 4: 0 | 6.5393 |  | 150.0221 | 242.8791 | 251.3445 | 19856 | 6.5393 | 150.0221 | 245.3884 |  | 0 | 3886 | 3886 | 1985-06-11 | #NAME? | #NAME? | #NAME?
1985-06-12 | 1985 | 6 | 163 | 12 | 4 | 14.3 | 5.431 | 10.6667 | 0 | 0 | 0 | #NAME? | #NAME? | #NAME? | #NAME? | #NAME? | #NAME? | FALSE | 1.2 | TRUE | TRUE | #NAME? | #NAME? | #NAME? | #NAME? | #NAME? | #NAME? | #NAME? | #NAME? | #NAME? | #NAME? |  |  | 1: 0; 2: 0; 3: 0; 4: 11.0161 | 11.0161 |  | 323.1392 | 497.5317 | 512.9193 | 19856 | 11.0161 | 323.1392 | 528.5528 |  | 0 | 3887 | 3887 | 1985-06-12 | #NAME? | #NAME? | #NAME?
1985-06-13 | 1985 | 6 | 164 | 13 | 5 | 10 | 4.1315 | 8.5 | 1.8 | 1.8 | 0 | #NAME? | #NAME? | #NAME? | #NAME? | #NAME? | #NAME? | TRUE | 0 | TRUE | TRUE | #NAME? | #NAME? | #NAME? | #NAME? | #NAME? | #NAME? | #NAME? | #NAME? | #NAME? | #NAME? |  |  | 1: 15.3414; 2: 22.3218; 3: 0; 4: 0 | 37.6632 |  | 879.779 | 1426.5333 | 1476.4223 | 19856 | 37.6632 | 879.779 | 1439.0384 |  | 0 | 3888 | 3888 | 1985-06-13 | #NAME? | #NAME? | #NAME?
1985-06-14 | 1985 | 6 | 165 | 14 | 6 | 8.4 | 5.169 | 4.6667 | 0 | 0 | 0 | #NAME? | #NAME? | #NAME? | #NAME? | #NAME? | #NAME? | FALSE | 1.8 | TRUE | TRUE | #NAME? | #NAME? | #NAME? | #NAME? | #NAME? | #NAME? | #NAME? | #NAME? | #NAME? | #NAME? |  |  | 1: 0; 2: 0; 3: 0; 4: 4.5523 | 4.5523 |  | 133.5345 | 205.6007 | 211.9595 | 19856 | 4.5523 | 133.5345 | 218.4199 |  | 0 | 3889 | 3889 | 1985-06-14 | #NAME? | #NAME? | #NAME?
1985-06-15 | 1985 | 6 | 166 | 15 | 7 | 8.2 | 5.3539 | 10 | 0 | 0 | 0 | #NAME? | #NAME? | #NAME? | #NAME? | #NAME? | #NAME? | FALSE | 1.8 | TRUE | FALSE | #NAME? | #NAME? | #NAME? | #NAME? | #NAME? | #NAME? | #NAME? | #NAME? | #NAME? | #NAME? |  |  | 1: 0; 2: 0; 3: 0; 4: 0 | 0 |  | 0 | 0 | 0 | 19856 | 0 | 0 | 0 |  | 0 | 3890 | 3890 | 1985-06-15 | #NAME? | #NAME? | #NAME?
1985-06-16 | 1985 | 6 | 167 | 16 | 1 | 0.9 | 5.2676 | 5.3333 | 0 | 0 | 0 | #NAME? | #NAME? | #NAME? | #NAME? | #NAME? | #NAME? | TRUE | 0 | TRUE | FALSE | #NAME? | #NAME? | #NAME? | #NAME? | #NAME? | #NAME? | #NAME? | #NAME? | #NAME? | #NAME? |  |  | 1: 0; 2: 0; 3: 0; 4: 0 | 0 |  | 0 | 0 | 0 | 19856 | 0 | 0 | 0 |  | 0 | 3891 | 3891 | 1985-06-16 | #NAME? | #NAME? | #NAME?
1985-06-17 | 1985 | 6 | 168 | 17 | 2 | 2.3 | 4.9125 | 0 | 0 | 0 | 0 | #NAME? | #NAME? | #NAME? | #NAME? | #NAME? | #NAME? | FALSE | 0 | TRUE | TRUE | #NAME? | #NAME? | #NAME? | #NAME? | #NAME? | #NAME? | #NAME? | #NAME? | #NAME? | #NAME? |  |  | 1: 0; 2: 0; 3: 4.7232; 4: 8.6848 | 13.4079 |  | 324.026 | 498.8971 | 514.3269 | 19856 | 13.4079 | 324.026 | 530.0033 |  | 0 | 3892 | 3892 | 1985-06-17 | #NAME? | #NAME? | #NAME?
1985-06-18 | 1985 | 6 | 169 | 18 | 3 | 9 | 7.1916 | 9 | 0 | 0 | 0 | #NAME? | #NAME? | #NAME? | #NAME? | #NAME? | #NAME? | TRUE | 0 | TRUE | TRUE | #NAME? | #NAME? | #NAME? | #NAME? | #NAME? | #NAME? | #NAME? | #NAME? | #NAME? | #NAME? |  |  | 1: 12.577; 2: 17.0465; 3: 0; 4: 0 | 29.6235 |  | 684.4931 | 1108.8504 | 1147.5507 | 19856 | 29.6235 | 684.4931 | 1119.6127 |  | 0 | 3893 | 3893 | 1985-06-18 | #NAME? | #NAME? | #NAME?
1985-06-19 | 1985 | 6 | 170 | 19 | 4 | 11.4 | 7.8434 | 4.5 | 0 | 0 | 0 | #NAME? | #NAME? | #NAME? | #NAME? | #NAME? | #NAME? | FALSE | 0 | TRUE | TRUE | #NAME? | #NAME? | #NAME? | #NAME? | #NAME? | #NAME? | #NAME? | #NAME? | #NAME? | #NAME? |  |  | 1: 0; 2: 0; 3: 0; 4: 6.2354 | 6.2354 |  | 182.9049 | 281.6155 | 290.3253 | 19856 | 6.2354 | 182.9049 | 299.1742 |  | 0 | 3894 | 3894 | 1985-06-19 | #NAME? | #NAME? | #NAME?
1985-06-20 | 1985 | 6 | 171 | 20 | 5 | 7.7 | 3.905 | 20.6667 | 23.1 | 23.1 | 13.575 | #NAME? | #NAME? | #NAME? | #NAME? | #NAME? | #NAME? | TRUE | 0 | TRUE | TRUE | #NAME? | #NAME? | #NAME? | #NAME? | #NAME? | #NAME? | #NAME? | #NAME? | #NAME? | #NAME? |  |  | 1: 5.8433; 2: 8.7271; 3: 0; 4: 0 | 14.5704 |  | 341.6966 | 554.2355 | 573.6325 | 19856 | 14.5704 | 341.6966 | 558.9068 |  | 0 | 3895 | 3895 | 1985-06-20 | #NAME? | #NAME? | #NAME?
1985-06-21 | 1985 | 6 | 172 | 21 | 6 | 6.5 | 4.9363 | 5.5 | 0 | 0 | 0 | #NAME? | #NAME? | #NAME? | #NAME? | #NAME? | #NAME? | FALSE | 23.1 | FALSE | TRUE | #NAME? | #NAME? | #NAME? | #NAME? | #NAME? | #NAME? | #NAME? | #NAME? | #NAME? | #NAME? |  |  | 1: 0; 2: 0; 3: 0; 4: 0 | 0 |  | 0 | 0 | 0 | 19856 | 0 | 0 | 0 |  | 0 | 3896 | 3896 | 1985-06-21 | #NAME? | #NAME? | #NAME?
1985-06-22 | 1985 | 6 | 173 | 22 | 7 | 8.7 | 3.5196 | 9.6667 | 3.2 | 3.2 | 0 | #NAME? | #NAME? | #NAME? | #NAME? | #NAME? | #NAME? | FALSE | 23.1 | FALSE | TRUE | #NAME? | #NAME? | #NAME? | #NAME? | #NAME? | #NAME? | #NAME? | #NAME? | #NAME? | #NAME? |  |  | 1: 0; 2: 0; 3: 0; 4: 0 | 0 |  | 0 | 0 | 0 | 19856 | 0 | 0 | 0 |  | 0 | 3897 | 3897 | 1985-06-22 | #NAME? | #NAME? | #NAME?
1985-06-23 | 1985 | 6 | 174 | 23 | 1 | 6.3 | 5.3907 | 8 | 0 | 0 | 0 | #NAME? | #NAME? | #NAME? | #NAME? | #NAME? | #NAME? | TRUE | 3.2 | TRUE | TRUE | #NAME? | #NAME? | #NAME? | #NAME? | #NAME? | #NAME? | #NAME? | #NAME? | #NAME? | #NAME? |  |  | 1: 5.5963; 2: 7.6411; 3: 0; 4: 0 | 13.2373 |  | 306.2165 | 496.1067 | 513.4251 | 19856 | 13.2373 | 306.2165 | 500.8727 |  | 0 | 3898 | 3898 | 1985-06-23 | #NAME? | #NAME? | #NAME?
1985-06-24 | 1985 | 6 | 175 | 24 | 2 | 4.5 | 4.7798 | 9 | 0.4 | 0.4 | 0 | #NAME? | #NAME? | #NAME? | #NAME? | #NAME? | #NAME? | FALSE | 3.2 | TRUE | TRUE | #NAME? | #NAME? | #NAME? | #NAME? | #NAME? | #NAME? | #NAME? | #NAME? | #NAME? | #NAME? |  |  | 1: 0; 2: 0; 3: 0; 4: 9.8956 | 9.8956 |  | 290.2721 | 446.9269 | 460.7494 | 19856 | 9.8956 | 290.2721 | 474.7928 |  | 0 | 3899 | 3899 | 1985-06-24 | #NAME? | #NAME? | #NAME?
1985-06-25 | 1985 | 6 | 176 | 25 | 3 | 4.8 | 5.5844 | 27.1667 | 0 | 0 | 0 | #NAME? | #NAME? | #NAME? | #NAME? | #NAME? | #NAME? | TRUE | 0.4 | TRUE | TRUE | #NAME? | #NAME? | #NAME? | #NAME? | #NAME? | #NAME? | #NAME? | #NAME? | #NAME? | #NAME? |  |  | 1: 8.6802; 2: 9.7707; 3: 0; 4: 0 | 18.4509 |  | 413.9173 | 668.7966 | 692.0065 | 19856 | 18.4509 | 413.9173 | 677.0369 |  | 0 | 3900 | 3900 | 1985-06-25 | #NAME? | #NAME? | #NAME?
1985-06-26 | 1985 | 6 | 177 | 26 | 4 | 4.8 | 5.3815 | 1.5 | 0 | 0 | 0 | #NAME? | #NAME? | #NAME? | #NAME? | #NAME? | #NAME? | FALSE | 0.4 | TRUE | TRUE | #NAME? | #NAME? | #NAME? | #NAME? | #NAME? | #NAME? | #NAME? | #NAME? | #NAME? | #NAME? |  |  | 1: 0; 2: 0; 3: 9.3051; 4: 5.3514 | 14.6565 |  | 293.4496 | 451.8193 | 465.7931 | 19856 | 14.6565 | 293.4496 | 479.9902 |  | 0 | 3901 | 3901 | 1985-06-26 | #NAME? | #NAME? | #NAME?
1985-06-27 | 1985 | 6 | 178 | 27 | 5 | 5.1 | 6.701 | 4.6667 | 0 | 0 | 0 | #NAME? | #NAME? | #NAME? | #NAME? | #NAME? | #NAME? | TRUE | 0 | TRUE | TRUE | #NAME? | #NAME? | #NAME? | #NAME? | #NAME? | #NAME? | #NAME? | #NAME? | #NAME? | #NAME? |  |  | 1: 0; 2: 0; 3: 0; 4: 0 | 0 |  | 0 | 0 | 0 | 19856 | 0 | 0 | 0 |  | 0 | 3902 | 3902 | 1985-06-27 | #NAME? | #NAME? | #NAME?
1985-06-28 | 1985 | 6 | 179 | 28 | 6 | 11.4 | 6.1886 | 16.3333 | 0.6 | 0.6 | 0 | #NAME? | #NAME? | #NAME? | #NAME? | #NAME? | #NAME? | FALSE | 0 | TRUE | TRUE | #NAME? | #NAME? | #NAME? | #NAME? | #NAME? | #NAME? | #NAME? | #NAME? | #NAME? | #NAME? |  |  | 1: 0; 2: 0; 3: 0; 4: 6.6454 | 6.6454 |  | 194.9311 | 300.1321 | 309.4145 | 19856 | 6.6454 | 194.9311 | 318.8453 |  | 0 | 3903 | 3903 | 1985-06-28 | #NAME? | #NAME? | #NAME?
1985-06-29 | 1985 | 6 | 180 | 29 | 7 | 9.1 | 5.8174 | 11.1667 | 0 | 0 | 0 | #NAME? | #NAME? | #NAME? | #NAME? | #NAME? | #NAME? | FALSE | 0.6 | TRUE | TRUE | #NAME? | #NAME? | #NAME? | #NAME? | #NAME? | #NAME? | #NAME? | #NAME? | #NAME? | #NAME? |  |  | 1: 0; 2: 0; 3: 0; 4: 0 | 0 |  | 0 | 0 | 0 | 19856 | 0 | 0 | 0 |  | 0 | 3904 | 3904 | 1985-06-29 | #NAME? | #NAME? | #NAME?
1985-06-30 | 1985 | 6 | 181 | 30 | 1 | 9.6 | 6.1567 | 14.3333 | 0 | 0 | 0 | #NAME? | #NAME? | #NAME? | #NAME? | #NAME? | #NAME? | TRUE | 0.6 | TRUE | TRUE | #NAME? | #NAME? | #NAME? | #NAME? | #NAME? | #NAME? | #NAME? | #NAME? | #NAME? | #NAME? |  |  | 1: 6.711; 2: 9.4712; 3: 0; 4: 0 | 16.1822 |  | 376.2491 | 609.8339 | 631.1428 | 19856 | 16.1822 | 376.2491 | 615.4237 |  | 0 | 3905 | 3905 | 1985-06-30 | #NAME? | #NAME? | #NAME?
1985-07-01 | 1985 | 7 | 182 | 1 | 2 | 12.2 | 6.7401 | 15.6667 | 0 | 0 | 0 | #NAME? | #NAME? | #NAME? | #NAME? | #NAME? | #NAME? | FALSE | 0 | TRUE | TRUE | #NAME? | #NAME? | #NAME? | #NAME? | #NAME? | #NAME? | #NAME? | #NAME? | #NAME? | #NAME? |  |  | 1: 0; 2: 0; 3: 7.0136; 4: 9.9895 | 17.003 |  | 395.8897 | 609.5444 | 628.3963 | 19857 | 17.003 | 395.8897 | 647.5495 |  | 0 | 3906 | 3906 | 1985-07-01 | #NAME? | #NAME? | #NAME?
1985-07-02 | 1985 | 7 | 183 | 2 | 3 | 9.1 | 7.6449 | 6.5 | 0 | 0 | 0 | #NAME? | #NAME? | #NAME? | #NAME? | #NAME? | #NAME? | TRUE | 0 | TRUE | TRUE | #NAME? | #NAME? | #NAME? | #NAME? | #NAME? | #NAME? | #NAME? | #NAME? | #NAME? | #NAME? |  |  | 1: 15.0507; 2: 22.2897; 3: 0; 4: 0 | 37.3404 |  | 874.5747 | 1418.4168 | 1468.0465 | 19857 | 37.3404 | 874.5747 | 1430.5257 |  | 0 | 3907 | 3907 | 1985-07-02 | #NAME? | #NAME? | #NAME?
1985-07-03 | 1985 | 7 | 184 | 3 | 4 | 14.1 | 7.3555 | 2.6667 | 0 | 0 | 0 | #NAME? | #NAME? | #NAME? | #NAME? | #NAME? | #NAME? | FALSE | 0 | TRUE | TRUE | #NAME? | #NAME? | #NAME? | #NAME? | #NAME? | #NAME? | #NAME? | #NAME? | #NAME? | #NAME? |  |  | 1: 0; 2: 0; 3: 1.7959; 4: 6.4847 | 8.2806 |  | 216.5575 | 333.4298 | 343.742 | 19857 | 8.2806 | 216.5575 | 354.2191 |  | 0 | 3908 | 3908 | 1985-07-03 | #NAME? | #NAME? | #NAME?
1985-07-04 | 1985 | 7 | 185 | 4 | 5 | 16.9 | 8.2489 | 10 | 0 | 0 | 0 | #NAME? | #NAME? | #NAME? | #NAME? | #NAME? | #NAME? | TRUE | 0 | TRUE | TRUE | #NAME? | #NAME? | #NAME? | #NAME? | #NAME? | #NAME? | #NAME? | #NAME? | #NAME? | #NAME? |  |  | 1: 0; 2: 0; 3: 0; 4: 0 | 0 |  | 0 | 0 | 0 | 19857 | 0 | 0 | 0 |  | 0 | 3909 | 3909 | 1985-07-04 | #NAME? | #NAME? | #NAME?
1985-07-05 | 1985 | 7 | 186 | 5 | 6 | 19.3 | 8.4693 | 12.3333 | 0 | 0 | 0 | #NAME? | #NAME? | #NAME? | #NAME? | #NAME? | #NAME? | FALSE | 0 | TRUE | TRUE | #NAME? | #NAME? | #NAME? | #NAME? | #NAME? | #NAME? | #NAME? | #NAME? | #NAME? | #NAME? |  |  | 1: 0; 2: 0; 3: 0; 4: 8.5825 | 8.5825 |  | 251.7519 | 387.618 | 399.6062 | 19857 | 8.5825 | 251.7519 | 411.786 |  | 0 | 3910 | 3910 | 1985-07-05 | #NAME? | #NAME? | #NAME?
1985-07-06 | 1985 | 7 | 187 | 6 | 7 | 10.3 | 6.923 | 9 | 0 | 0 | 0 | #NAME? | #NAME? | #NAME? | #NAME? | #NAME? | #NAME? | FALSE | 0 | TRUE | TRUE | #NAME? | #NAME? | #NAME? | #NAME? | #NAME? | #NAME? | #NAME? | #NAME? | #NAME? | #NAME? |  |  | 1: 0; 2: 0; 3: 2.3705; 4: 0 | 2.3705 |  | 34.7679 | 53.5315 | 55.1871 | 19857 | 2.3705 | 34.7679 | 56.8692 |  | 0 | 3911 | 3911 | 1985-07-06 | #NAME? | #NAME? | #NAME?
1985-07-07 | 1985 | 7 | 188 | 7 | 1 | 12 | 7.0416 | 10.5 | 0 | 0 | 0 | #NAME? | #NAME? | #NAME? | #NAME? | #NAME? | #NAME? | TRUE | 0 | TRUE | TRUE | #NAME? | #NAME? | #NAME? | #NAME? | #NAME? | #NAME? | #NAME? | #NAME? | #NAME? | #NAME? |  |  | 1: 3.4228; 2: 5.491; 3: 0; 4: 0 | 8.9138 |  | 211.27 | 342.9887 | 355.0158 | 19857 | 8.9138 | 211.27 | 345.5705 |  | 0 | 3912 | 3912 | 1985-07-07 | #NAME? | #NAME? | #NAME?
1985-07-08 | 1985 | 7 | 189 | 8 | 2 | 16.2 | 7.8549 | 15.3333 | 0 | 0 | 0 | #NAME? | #NAME? | #NAME? | #NAME? | #NAME? | #NAME? | FALSE | 0 | TRUE | TRUE | #NAME? | #NAME? | #NAME? | #NAME? | #NAME? | #NAME? | #NAME? | #NAME? | #NAME? | #NAME? |  |  | 1: 0; 2: 0; 3: 11.5109; 4: 11.1545 | 22.6654 |  | 496.026 | 763.7225 | 787.3428 | 19857 | 22.6654 | 496.026 | 811.3406 |  | 0 | 3913 | 3913 | 1985-07-08 | #NAME? | #NAME? | #NAME?
1985-07-09 | 1985 | 7 | 190 | 9 | 3 | 10.7 | 7.0214 | 1.3333 | 0 | 0 | 0 | #NAME? | #NAME? | #NAME? | #NAME? | #NAME? | #NAME? | TRUE | 0 | TRUE | TRUE | #NAME? | #NAME? | #NAME? | #NAME? | #NAME? | #NAME? | #NAME? | #NAME? | #NAME? | #NAME? |  |  | 1: 9.9177; 2: 17.0676; 3: 0; 4: 0 | 26.9853 |  | 646.1081 | 1049.8176 | 1086.6976 | 19857 | 26.9853 | 646.1081 | 1056.8271 |  | 0 | 3914 | 3914 | 1985-07-09 | #NAME? | #NAME? | #NAME?
1985-07-10 | 1985 | 7 | 191 | 10 | 4 | 17.1 | 8.705 | 11.3333 | 0 | 0 | 0 | #NAME? | #NAME? | #NAME? | #NAME? | #NAME? | #NAME? | FALSE | 0 | TRUE | TRUE | #NAME? | #NAME? | #NAME? | #NAME? | #NAME? | #NAME? | #NAME? | #NAME? | #NAME? | #NAME? |  |  | 1: 0; 2: 0; 3: 2.7159; 4: 6.1418 | 8.8577 |  | 219.9925 | 338.7185 | 349.1944 | 19857 | 8.8577 | 219.9925 | 359.8376 |  | 0 | 3915 | 3915 | 1985-07-10 | #NAME? | #NAME? | #NAME?
1985-07-11 | 1985 | 7 | 192 | 11 | 5 | 13.7 | 7.3547 | 7.5 | 0 | 0 | 0 | #NAME? | #NAME? | #NAME? | #NAME? | #NAME? | #NAME? | TRUE | 0 | TRUE | TRUE | #NAME? | #NAME? | #NAME? | #NAME? | #NAME? | #NAME? | #NAME? | #NAME? | #NAME? | #NAME? |  |  | 1: 5.2835; 2: 7.8459; 3: 0; 4: 0 | 13.1295 |  | 307.6396 | 498.9583 | 516.418 | 19857 | 13.1295 | 307.6396 | 503.2005 |  | 0 | 3916 | 3916 | 1985-07-11 | #NAME? | #NAME? | #NAME?
1985-07-12 | 1985 | 7 | 193 | 12 | 6 | 11.4 | 4.1737 | 10 | 6.2 | 6.2 | 0.9 | #NAME? | #NAME? | #NAME? | #NAME? | #NAME? | #NAME? | FALSE | 0 | TRUE | TRUE | #NAME? | #NAME? | #NAME? | #NAME? | #NAME? | #NAME? | #NAME? | #NAME? | #NAME? | #NAME? |  |  | 1: 0; 2: 0; 3: 0; 4: 8.8328 | 8.8328 |  | 259.0957 | 398.9252 | 411.263 | 19857 | 8.8328 | 259.0957 | 423.7981 |  | 0 | 3917 | 3917 | 1985-07-12 | #NAME? | #NAME? | #NAME?
1985-07-13 | 1985 | 7 | 194 | 13 | 7 | 9.8 | 3.9641 | 8.8333 | 0.8 | 0.8 | 0 | #NAME? | #NAME? | #NAME? | #NAME? | #NAME? | #NAME? | FALSE | 6.2 | TRUE | TRUE | #NAME? | #NAME? | #NAME? | #NAME? | #NAME? | #NAME? | #NAME? | #NAME? | #NAME? | #NAME? |  |  | 1: 0; 2: 0; 3: 10.7814; 4: 0 | 10.7814 |  | 158.1275 | 243.4662 | 250.996 | 19857 | 10.7814 | 158.1275 | 258.6463 |  | 0 | 3918 | 3918 | 1985-07-13 | #NAME? | #NAME? | #NAME?
1985-07-14 | 1985 | 7 | 195 | 14 | 1 | 6.4 | 5.83 | 2.6667 | 0 | 0 | 0 | #NAME? | #NAME? | #NAME? | #NAME? | #NAME? | #NAME? | TRUE | 7 | TRUE | TRUE | #NAME? | #NAME? | #NAME? | #NAME? | #NAME? | #NAME? | #NAME? | #NAME? | #NAME? | #NAME? |  |  | 1: 2.9033; 2: 4.3427; 3: 0; 4: 0 | 7.246 |  | 169.9681 | 275.6954 | 285.3445 | 19857 | 7.246 | 169.9681 | 278.0137 |  | 0 | 3919 | 3919 | 1985-07-14 | #NAME? | #NAME? | #NAME?
1985-07-15 | 1985 | 7 | 196 | 15 | 2 | 12.5 | 5.4258 | 21.1667 | 0.2 | 0.2 | 0 | #NAME? | #NAME? | #NAME? | #NAME? | #NAME? | #NAME? | FALSE | 0.8 | TRUE | TRUE | #NAME? | #NAME? | #NAME? | #NAME? | #NAME? | #NAME? | #NAME? | #NAME? | #NAME? | #NAME? |  |  | 1: 0; 2: 0; 3: 6.1345; 4: 7.6667 | 13.8012 |  | 314.8637 | 484.7901 | 499.7836 | 19857 | 13.8012 | 314.8637 | 515.0167 |  | 0 | 3920 | 3920 | 1985-07-15 | #NAME? | #NAME? | #NAME?
1985-07-16 | 1985 | 7 | 197 | 16 | 3 | 9.8 | 4.832 | 1.6667 | 10.8 | 10.8 | 4.35 | #NAME? | #NAME? | #NAME? | #NAME? | #NAME? | #NAME? | TRUE | 0.2 | TRUE | TRUE | #NAME? | #NAME? | #NAME? | #NAME? | #NAME? | #NAME? | #NAME? | #NAME? | #NAME? | #NAME? |  |  | 1: 0; 2: 0; 3: 0; 4: 0 | 0 |  | 0 | 0 | 0 | 19857 | 0 | 0 | 0 |  | 0 | 3921 | 3921 | 1985-07-16 | #NAME? | #NAME? | #NAME?
1985-07-17 | 1985 | 7 | 198 | 17 | 4 | 9.5 | 3.0317 | 19.6667 | 13.2 | 13.2 | 6.15 | #NAME? | #NAME? | #NAME? | #NAME? | #NAME? | #NAME? | FALSE | 11 | FALSE | TRUE | #NAME? | #NAME? | #NAME? | #NAME? | #NAME? | #NAME? | #NAME? | #NAME? | #NAME? | #NAME? |  |  | 1: 0; 2: 0; 3: 0; 4: 0 | 0 |  | 0 | 0 | 0 | 19857 | 0 | 0 | 0 |  | 0 | 3922 | 3922 | 1985-07-17 | #NAME? | #NAME? | #NAME?
1985-07-18 | 1985 | 7 | 199 | 18 | 5 | 7.4 | 5.0355 | 1.1667 | 0 | 0 | 0 | #NAME? | #NAME? | #NAME? | #NAME? | #NAME? | #NAME? | TRUE | 24 | FALSE | TRUE | #NAME? | #NAME? | #NAME? | #NAME? | #NAME? | #NAME? | #NAME? | #NAME? | #NAME? | #NAME? |  |  | 1: 0; 2: 0; 3: 0; 4: 0 | 0 |  | 0 | 0 | 0 | 19857 | 0 | 0 | 0 |  | 0 | 3923 | 3923 | 1985-07-18 | #NAME? | #NAME? | #NAME?
1985-07-19 | 1985 | 7 | 200 | 19 | 6 | 9.9 | 4.4041 | 17.6667 | 0 | 0 | 0 | #NAME? | #NAME? | #NAME? | #NAME? | #NAME? | #NAME? | FALSE | 13.2 | FALSE | TRUE | #NAME? | #NAME? | #NAME? | #NAME? | #NAME? | #NAME? | #NAME? | #NAME? | #NAME? | #NAME? |  |  | 1: 0; 2: 0; 3: 0; 4: 0 | 0 |  | 0 | 0 | 0 | 19857 | 0 | 0 | 0 |  | 0 | 3924 | 3924 | 1985-07-19 | #NAME? | #NAME? | #NAME?
1985-07-20 | 1985 | 7 | 201 | 20 | 7 | 10.4 | 5.1346 | 8.8333 | 0 | 0 | 0 | #NAME? | #NAME? | #NAME? | #NAME? | #NAME? | #NAME? | FALSE | 0 | TRUE | TRUE | #NAME? | #NAME? | #NAME? | #NAME? | #NAME? | #NAME? | #NAME? | #NAME? | #NAME? | #NAME? |  |  | 1: 0; 2: 0; 3: 0; 4: 0 | 0 |  | 0 | 0 | 0 | 19857 | 0 | 0 | 0 |  | 0 | 3925 | 3925 | 1985-07-20 | #NAME? | #NAME? | #NAME?
1985-07-21 | 1985 | 7 | 202 | 21 | 1 | 14.2 | 6.9367 | 13.3333 | 0 | 0 | 0 | #NAME? | #NAME? | #NAME? | #NAME? | #NAME? | #NAME? | TRUE | 0 | TRUE | TRUE | #NAME? | #NAME? | #NAME? | #NAME? | #NAME? | #NAME? | #NAME? | #NAME? | #NAME? | #NAME? |  |  | 1: 12.453; 2: 21.8315; 3: 0; 4: 0 | 34.2845 |  | 823.0347 | 1337.5847 | 1384.596 | 19857 | 34.2845 | 823.0347 | 1346.2227 |  | 0 | 3926 | 3926 | 1985-07-21 | #NAME? | #NAME? | #NAME?
1985-07-22 | 1985 | 7 | 203 | 22 | 2 | 12.8 | 7.1075 | 3 | 3.8 | 3.8 | 0 | #NAME? | #NAME? | #NAME? | #NAME? | #NAME? | #NAME? | FALSE | 0 | TRUE | TRUE | #NAME? | #NAME? | #NAME? | #NAME? | #NAME? | #NAME? | #NAME? | #NAME? | #NAME? | #NAME? |  |  | 1: 0; 2: 0; 3: 11.6191; 4: 11.8177 | 23.4368 |  | 517.0655 | 796.1167 | 820.7388 | 19857 | 23.4368 | 517.0655 | 845.7545 |  | 0 | 3927 | 3927 | 1985-07-22 | #NAME? | #NAME? | #NAME?
1985-07-23 | 1985 | 7 | 204 | 23 | 3 | 12 | 3.7996 | 3.1667 | 13.2 | 13.2 | 6.15 | #NAME? | #NAME? | #NAME? | #NAME? | #NAME? | #NAME? | TRUE | 3.8 | TRUE | TRUE | #NAME? | #NAME? | #NAME? | #NAME? | #NAME? | #NAME? | #NAME? | #NAME? | #NAME? | #NAME? |  |  | 1: 0; 2: 0; 3: 0; 4: 0 | 0 |  | 0 | 0 | 0 | 19857 | 0 | 0 | 0 |  | 0 | 3928 | 3928 | 1985-07-23 | #NAME? | #NAME? | #NAME?
1985-07-24 | 1985 | 7 | 205 | 24 | 4 | 10.3 | 4.4846 | 15.6667 | 0.6 | 0.6 | 0 | #NAME? | #NAME? | #NAME? | #NAME? | #NAME? | #NAME? | FALSE | 17 | FALSE | TRUE | #NAME? | #NAME? | #NAME? | #NAME? | #NAME? | #NAME? | #NAME? | #NAME? | #NAME? | #NAME? |  |  | 1: 0; 2: 0; 3: 0; 4: 0 | 0 |  | 0 | 0 | 0 | 19857 | 0 | 0 | 0 |  | 0 | 3929 | 3929 | 1985-07-24 | #NAME? | #NAME? | #NAME?
1985-07-25 | 1985 | 7 | 206 | 25 | 5 | 12 | 5.2842 | 2.5 | 0.4 | 0.4 | 0 | #NAME? | #NAME? | #NAME? | #NAME? | #NAME? | #NAME? | TRUE | 13.8 | FALSE | TRUE | #NAME? | #NAME? | #NAME? | #NAME? | #NAME? | #NAME? | #NAME? | #NAME? | #NAME? | #NAME? |  |  | 1: 0; 2: 0; 3: 0; 4: 0 | 0 |  | 0 | 0 | 0 | 19857 | 0 | 0 | 0 |  | 0 | 3930 | 3930 | 1985-07-25 | #NAME? | #NAME? | #NAME?
1985-07-26 | 1985 | 7 | 207 | 26 | 6 | 11.7 | 5.1134 | 12 | 0 | 0 | 0 | #NAME? | #NAME? | #NAME? | #NAME? | #NAME? | #NAME? | FALSE | 1 | TRUE | TRUE | #NAME? | #NAME? | #NAME? | #NAME? | #NAME? | #NAME? | #NAME? | #NAME? | #NAME? | #NAME? |  |  | 1: 0; 2: 0; 3: 0; 4: 7.6528 | 7.6528 |  | 224.4834 | 345.6332 | 356.3229 | 19857 | 7.6528 | 224.4834 | 367.1834 |  | 0 | 3931 | 3931 | 1985-07-26 | #NAME? | #NAME? | #NAME?
1985-07-27 | 1985 | 7 | 208 | 27 | 7 | 8.7 | 4.5866 | 4.6667 | 0 | 0 | 0 | #NAME? | #NAME? | #NAME? | #NAME? | #NAME? | #NAME? | FALSE | 0.4 | TRUE | TRUE | #NAME? | #NAME? | #NAME? | #NAME? | #NAME? | #NAME? | #NAME? | #NAME? | #NAME? | #NAME? |  |  | 1: 0; 2: 0; 3: 10.5223; 4: 0 | 10.5223 |  | 154.3274 | 237.6152 | 244.9641 | 19857 | 10.5223 | 154.3274 | 252.4305 |  | 0 | 3932 | 3932 | 1985-07-27 | #NAME? | #NAME? | #NAME?
1985-07-28 | 1985 | 7 | 209 | 28 | 1 | 12.6 | 4.9772 | 2.5 | 2.2 | 2.2 | 0 | #NAME? | #NAME? | #NAME? | #NAME? | #NAME? | #NAME? | TRUE | 0 | TRUE | TRUE | #NAME? | #NAME? | #NAME? | #NAME? | #NAME? | #NAME? | #NAME? | #NAME? | #NAME? | #NAME? |  |  | 1: 0; 2: 0; 3: 0; 4: 0 | 0 |  | 0 | 0 | 0 | 19857 | 0 | 0 | 0 |  | 0 | 3933 | 3933 | 1985-07-28 | #NAME? | #NAME? | #NAME?
1985-07-29 | 1985 | 7 | 210 | 29 | 2 | 11.1 | 3.3594 | 17.1667 | 1.8 | 1.8 | 0 | #NAME? | #NAME? | #NAME? | #NAME? | #NAME? | #NAME? | FALSE | 2.2 | TRUE | TRUE | #NAME? | #NAME? | #NAME? | #NAME? | #NAME? | #NAME? | #NAME? | #NAME? | #NAME? | #NAME? |  |  | 1: 0; 2: 0; 3: 4.5323; 4: 7.8778 | 12.4101 |  | 297.5554 | 458.1408 | 472.3101 | 19857 | 12.4101 | 297.5554 | 486.7059 |  | 0 | 3934 | 3934 | 1985-07-29 | #NAME? | #NAME? | #NAME?
1985-07-30 | 1985 | 7 | 211 | 30 | 3 | 8.8 | 5.1037 | 3.6667 | 0 | 0 | 0 | #NAME? | #NAME? | #NAME? | #NAME? | #NAME? | #NAME? | TRUE | 4 | TRUE | TRUE | #NAME? | #NAME? | #NAME? | #NAME? | #NAME? | #NAME? | #NAME? | #NAME? | #NAME? | #NAME? |  |  | 1: 0; 2: 0; 3: 0; 4: 0 | 0 |  | 0 | 0 | 0 | 19857 | 0 | 0 | 0 |  | 0 | 3935 | 3935 | 1985-07-30 | #NAME? | #NAME? | #NAME?
1985-07-31 | 1985 | 7 | 212 | 31 | 4 | 11.5 | 6.1614 | 17.3333 | 0 | 0 | 0 | #NAME? | #NAME? | #NAME? | #NAME? | #NAME? | #NAME? | FALSE | 1.8 | TRUE | TRUE | #NAME? | #NAME? | #NAME? | #NAME? | #NAME? | #NAME? | #NAME? | #NAME? | #NAME? | #NAME? |  |  | 1: 0; 2: 0; 3: 1.1576; 4: 5.087 | 6.2446 |  | 166.1972 | 255.8909 | 263.805 | 19857 | 6.2446 | 166.1972 | 271.8457 |  | 0 | 3936 | 3936 | 1985-07-31 | #NAME? | #NAME? | #NAME?
1985-08-01 | 1985 | 8 | 213 | 1 | 5 | 9.6 | 5.4452 | 7.3333 | 0 | 0 | 0 | #NAME? | #NAME? | #NAME? | #NAME? | #NAME? | #NAME? | TRUE | 0 | TRUE | TRUE | #NAME? | #NAME? | #NAME? | #NAME? | #NAME? | #NAME? | #NAME? | #NAME? | #NAME? | #NAME? |  |  | 1: 0; 2: 0; 3: 0; 4: 0 | 0 |  | 0 | 0 | 0 | 19858 | 0 | 0 | 0 |  | 0 | 3937 | 3937 | 1985-08-01 | #NAME? | #NAME? | #NAME?
1985-08-02 | 1985 | 8 | 214 | 2 | 6 | 12.7 | 5.6228 | 15.3333 | 0 | 0 | 0 | #NAME? | #NAME? | #NAME? | #NAME? | #NAME? | #NAME? | FALSE | 0 | TRUE | TRUE | #NAME? | #NAME? | #NAME? | #NAME? | #NAME? | #NAME? | #NAME? | #NAME? | #NAME? | #NAME? |  |  | 1: 0; 2: 0; 3: 0; 4: 6.3836 | 6.3836 |  | 187.2525 | 288.3093 | 297.2261 | 19858 | 6.3836 | 187.2525 | 306.2854 |  | 0 | 3938 | 3938 | 1985-08-02 | #NAME? | #NAME? | #NAME?
1985-08-03 | 1985 | 8 | 215 | 3 | 7 | 12.2 | 5.1359 | 3.1667 | 0 | 0 | 0 | #NAME? | #NAME? | #NAME? | #NAME? | #NAME? | #NAME? | FALSE | 0 | TRUE | TRUE | #NAME? | #NAME? | #NAME? | #NAME? | #NAME? | #NAME? | #NAME? | #NAME? | #NAME? | #NAME? |  |  | 1: 0; 2: 0; 3: 6.8602; 4: 0 | 6.8602 |  | 100.6168 | 154.9179 | 159.7091 | 19858 | 6.8602 | 100.6168 | 164.577 |  | 0 | 3939 | 3939 | 1985-08-03 | #NAME? | #NAME? | #NAME?
1985-08-04 | 1985 | 8 | 216 | 4 | 1 | 13.6 | 5.3446 | 3.3333 | 1 | 1 | 0 | #NAME? | #NAME? | #NAME? | #NAME? | #NAME? | #NAME? | TRUE | 0 | TRUE | TRUE | #NAME? | #NAME? | #NAME? | #NAME? | #NAME? | #NAME? | #NAME? | #NAME? | #NAME? | #NAME? |  |  | 1: 0; 2: 0; 3: 0; 4: 0 | 0 |  | 0 | 0 | 0 | 19858 | 0 | 0 | 0 |  | 0 | 3940 | 3940 | 1985-08-04 | #NAME? | #NAME? | #NAME?
1985-08-05 | 1985 | 8 | 217 | 5 | 2 | 10.6 | 4.5419 | 14.1667 | 0 | 0 | 0 | #NAME? | #NAME? | #NAME? | #NAME? | #NAME? | #NAME? | FALSE | 1 | TRUE | TRUE | #NAME? | #NAME? | #NAME? | #NAME? | #NAME? | #NAME? | #NAME? | #NAME? | #NAME? | #NAME? |  |  | 1: 0; 2: 0; 3: 6.2009; 4: 8.8568 | 15.0578 |  | 350.7477 | 540.0402 | 556.7424 | 19858 | 15.0578 | 350.7477 | 573.7116 |  | 0 | 3941 | 3941 | 1985-08-05 | #NAME? | #NAME? | #NAME?
1985-08-06 | 1985 | 8 | 218 | 6 | 3 | 9.5 | 5.0928 | 5.6667 | 0 | 0 | 0 | #NAME? | #NAME? | #NAME? | #NAME? | #NAME? | #NAME? | TRUE | 1 | TRUE | TRUE | #NAME? | #NAME? | #NAME? | #NAME? | #NAME? | #NAME? | #NAME? | #NAME? | #NAME? | #NAME? |  |  | 1: 3.4473; 2: 6.7398; 3: 0; 4: 0 | 10.1871 |  | 248.2603 | 403.9673 | 418.2032 | 19858 | 10.1871 | 248.2603 | 406.0748 |  | 0 | 3942 | 3942 | 1985-08-06 | #NAME? | #NAME? | #NAME?
1985-08-07 | 1985 | 8 | 219 | 7 | 4 | 11.7 | 5.3909 | 8.3333 | 0 | 0 | 0 | #NAME? | #NAME? | #NAME? | #NAME? | #NAME? | #NAME? | FALSE | 0 | TRUE | TRUE | #NAME? | #NAME? | #NAME? | #NAME? | #NAME? | #NAME? | #NAME? | #NAME? | #NAME? | #NAME? |  |  | 1: 0; 2: 0; 3: 0; 4: 5.0811 | 5.0811 |  | 149.0444 | 229.4811 | 236.5784 | 19858 | 5.0811 | 149.0444 | 243.7892 |  | 0 | 3943 | 3943 | 1985-08-07 | #NAME? | #NAME? | #NAME?
1985-08-08 | 1985 | 8 | 220 | 8 | 5 | 4.5 | 3.8106 | 27.8333 | 5.6 | 5.6 | 0.45 | #NAME? | #NAME? | #NAME? | #NAME? | #NAME? | #NAME? | TRUE | 0 | TRUE | TRUE | #NAME? | #NAME? | #NAME? | #NAME? | #NAME? | #NAME? | #NAME? | #NAME? | #NAME? | #NAME? |  |  | 1: 9.403; 2: 17.4935; 3: 0; 4: 0 | 26.8965 |  | 651.053 | 1058.8043 | 1096.0723 | 19858 | 26.8965 | 651.053 | 1064.9155 |  | 0 | 3944 | 3944 | 1985-08-08 | #NAME? | #NAME? | #NAME?
1985-08-09 | 1985 | 8 | 221 | 9 | 6 | 3.6 | 3.9143 | 5.8333 | 5.2 | 5.2 | 0.15 | #NAME? | #NAME? | #NAME? | #NAME? | #NAME? | #NAME? | FALSE | 5.6 | TRUE | TRUE | #NAME? | #NAME? | #NAME? | #NAME? | #NAME? | #NAME? | #NAME? | #NAME? | #NAME? | #NAME? |  |  | 1: 0; 2: 0; 3: 0; 4: 4.6109 | 4.6109 |  | 135.2518 | 208.2448 | 214.6854 | 19858 | 4.6109 | 135.2518 | 221.2289 |  | 0 | 3945 | 3945 | 1985-08-09 | #NAME? | #NAME? | #NAME?
1985-08-10 | 1985 | 8 | 222 | 10 | 7 | 8 | 2.0411 | 24 | 1 | 1 | 0 | #NAME? | #NAME? | #NAME? | #NAME? | #NAME? | #NAME? | FALSE | 10.8 | FALSE | TRUE | #NAME? | #NAME? | #NAME? | #NAME? | #NAME? | #NAME? | #NAME? | #NAME? | #NAME? | #NAME? |  |  | 1: 0; 2: 0; 3: 0; 4: 0 | 0 |  | 0 | 0 | 0 | 19858 | 0 | 0 | 0 |  | 0 | 3946 | 3946 | 1985-08-10 | #NAME? | #NAME? | #NAME?
1985-08-11 | 1985 | 8 | 223 | 11 | 1 | 4.3 | 3.8251 | 11 | 2.8 | 2.8 | 0 | #NAME? | #NAME? | #NAME? | #NAME? | #NAME? | #NAME? | TRUE | 6.2 | TRUE | TRUE | #NAME? | #NAME? | #NAME? | #NAME? | #NAME? | #NAME? | #NAME? | #NAME? | #NAME? | #NAME? |  |  | 1: 0; 2: 0; 3: 0; 4: 0 | 0 |  | 0 | 0 | 0 | 19858 | 0 | 0 | 0 |  | 0 | 3947 | 3947 | 1985-08-11 | #NAME? | #NAME? | #NAME?
1985-08-12 | 1985 | 8 | 224 | 12 | 2 | 8.1 | 3.5469 | 18.6667 | 1 | 1 | 0 | #NAME? | #NAME? | #NAME? | #NAME? | #NAME? | #NAME? | FALSE | 3.8 | TRUE | FALSE | #NAME? | #NAME? | #NAME? | #NAME? | #NAME? | #NAME? | #NAME? | #NAME? | #NAME? | #NAME? |  |  | 1: 0; 2: 0; 3: 0; 4: 0 | 0 |  | 0 | 0 | 0 | 19858 | 0 | 0 | 0 |  | 0 | 3948 | 3948 | 1985-08-12 | #NAME? | #NAME? | #NAME?
1985-08-13 | 1985 | 8 | 225 | 13 | 3 | 2.6 | 3.7007 | 6.8333 | 0 | 0 | 0 | #NAME? | #NAME? | #NAME? | #NAME? | #NAME? | #NAME? | TRUE | 3.8 | TRUE | TRUE | #NAME? | #NAME? | #NAME? | #NAME? | #NAME? | #NAME? | #NAME? | #NAME? | #NAME? | #NAME? |  |  | 1: 5.8275; 2: 8.5671; 3: 0; 4: 0 | 14.3945 |  | 336.7698 | 546.134 | 565.239 | 19858 | 14.3945 | 336.7698 | 550.8482 |  | 0 | 3949 | 3949 | 1985-08-13 | #NAME? | #NAME? | #NAME?
1985-08-14 | 1985 | 8 | 226 | 14 | 4 | 9 | 3.8011 | 10 | 1.4 | 1.4 | 0 | #NAME? | #NAME? | #NAME? | #NAME? | #NAME? | #NAME? | FALSE | 1 | TRUE | TRUE | #NAME? | #NAME? | #NAME? | #NAME? | #NAME? | #NAME? | #NAME? | #NAME? | #NAME? | #NAME? |  |  | 1: 0; 2: 0; 3: 0; 4: 9.4309 | 9.4309 |  | 276.6411 | 425.9394 | 439.1128 | 19858 | 9.4309 | 276.6411 | 452.4967 |  | 0 | 3950 | 3950 | 1985-08-14 | #NAME? | #NAME? | #NAME?
1985-08-15 | 1985 | 8 | 227 | 15 | 5 | 6 | 3.1054 | 38.6667 | 21.8 | 21.8 | 12.6 | #NAME? | #NAME? | #NAME? | #NAME? | #NAME? | #NAME? | TRUE | 1.4 | TRUE | TRUE | #NAME? | #NAME? | #NAME? | #NAME? | #NAME? | #NAME? | #NAME? | #NAME? | #NAME? | #NAME? |  |  | 1: 0; 2: 0; 3: 0; 4: 0 | 0 |  | 0 | 0 | 0 | 19858 | 0 | 0 | 0 |  | 0 | 3951 | 3951 | 1985-08-15 | #NAME? | #NAME? | #NAME?
1985-08-16 | 1985 | 8 | 228 | 16 | 6 | 7.7 | 3.3116 | 18.3333 | 0 | 0 | 0 | #NAME? | #NAME? | #NAME? | #NAME? | #NAME? | #NAME? | FALSE | 23.2 | FALSE | TRUE | #NAME? | #NAME? | #NAME? | #NAME? | #NAME? | #NAME? | #NAME? | #NAME? | #NAME? | #NAME? |  |  | 1: 0; 2: 0; 3: 0; 4: 0 | 0 |  | 0 | 0 | 0 | 19858 | 0 | 0 | 0 |  | 0 | 3952 | 3952 | 1985-08-16 | #NAME? | #NAME? | #NAME?
1985-08-17 | 1985 | 8 | 229 | 17 | 7 | 6.6 | 4.1719 | 10 | 0 | 0 | 0 | #NAME? | #NAME? | #NAME? | #NAME? | #NAME? | #NAME? | FALSE | 21.8 | FALSE | TRUE | #NAME? | #NAME? | #NAME? | #NAME? | #NAME? | #NAME? | #NAME? | #NAME? | #NAME? | #NAME? |  |  | 1: 0; 2: 0; 3: 0; 4: 0 | 0 |  | 0 | 0 | 0 | 19858 | 0 | 0 | 0 |  | 0 | 3953 | 3953 | 1985-08-17 | #NAME? | #NAME? | #NAME?
1985-08-18 | 1985 | 8 | 230 | 18 | 1 | 8 | 4.5735 | 1.8333 | 0 | 0 | 0 | #NAME? | #NAME? | #NAME? | #NAME? | #NAME? | #NAME? | TRUE | 0 | TRUE | TRUE | #NAME? | #NAME? | #NAME? | #NAME? | #NAME? | #NAME? | #NAME? | #NAME? | #NAME? | #NAME? |  |  | 1: 1.7293; 2: 2.5539; 3: 0; 4: 0 | 4.2832 |  | 100.2775 | 162.6278 | 168.3177 | 19858 | 4.2832 | 100.2775 | 164.022 |  | 0 | 3954 | 3954 | 1985-08-18 | #NAME? | #NAME? | #NAME?
1985-08-19 | 1985 | 8 | 231 | 19 | 2 | 11 | 4.4087 | 8.5 | 0.5 | 0.5 | 0 | #NAME? | #NAME? | #NAME? | #NAME? | #NAME? | #NAME? | FALSE | 0 | TRUE | TRUE | #NAME? | #NAME? | #NAME? | #NAME? | #NAME? | #NAME? | #NAME? | #NAME? | #NAME? | #NAME? |  |  | 1: 0; 2: 0; 3: 0; 4: 8.9113 | 8.9113 |  | 261.3989 | 402.4713 | 414.9189 | 19858 | 8.9113 | 261.3989 | 427.5654 |  | 0 | 3955 | 3955 | 1985-08-19 | #NAME? | #NAME? | #NAME?
1985-08-20 | 1985 | 8 | 232 | 20 | 3 | 9.4 | 3.1088 | 36.8333 | 0.2 | 0.2 | 0 | #NAME? | #NAME? | #NAME? | #NAME? | #NAME? | #NAME? | TRUE | 0.5 | TRUE | TRUE | #NAME? | #NAME? | #NAME? | #NAME? | #NAME? | #NAME? | #NAME? | #NAME? | #NAME? | #NAME? |  |  | 1: 0; 2: 0; 3: 0; 4: 0 | 0 |  | 0 | 0 | 0 | 19858 | 0 | 0 | 0 |  | 0 | 3956 | 3956 | 1985-08-20 | #NAME? | #NAME? | #NAME?
1985-08-21 | 1985 | 8 | 233 | 21 | 4 | 6.5 | 2.5366 | 22.6667 | 21.9 | 21.9 | 12.675 | #NAME? | #NAME? | #NAME? | #NAME? | #NAME? | #NAME? | FALSE | 0.7 | TRUE | TRUE | #NAME? | #NAME? | #NAME? | #NAME? | #NAME? | #NAME? | #NAME? | #NAME? | #NAME? | #NAME? |  |  | 1: 0; 2: 0; 3: 0; 4: 3.9899 | 3.9899 |  | 117.036 | 180.1983 | 185.7715 | 19858 | 3.9899 | 117.036 | 191.4337 |  | 0 | 3957 | 3957 | 1985-08-21 | #NAME? | #NAME? | #NAME?
1985-08-22 | 1985 | 8 | 234 | 22 | 5 | 6.6 | 4.476 | 19.8333 | 3.8 | 3.8 | 0 | #NAME? | #NAME? | #NAME? | #NAME? | #NAME? | #NAME? | TRUE | 22.1 | FALSE | TRUE | #NAME? | #NAME? | #NAME? | #NAME? | #NAME? | #NAME? | #NAME? | #NAME? | #NAME? | #NAME? |  |  | 1: 0; 2: 0; 3: 0; 4: 0 | 0 |  | 0 | 0 | 0 | 19858 | 0 | 0 | 0 |  | 0 | 3958 | 3958 | 1985-08-22 | #NAME? | #NAME? | #NAME?
1985-08-23 | 1985 | 8 | 235 | 23 | 6 | 12.3 | 4.5345 | 16.6667 | 0 | 0 | 0 | #NAME? | #NAME? | #NAME? | #NAME? | #NAME? | #NAME? | FALSE | 25.7 | FALSE | TRUE | #NAME? | #NAME? | #NAME? | #NAME? | #NAME? | #NAME? | #NAME? | #NAME? | #NAME? | #NAME? |  |  | 1: 0; 2: 0; 3: 0; 4: 0 | 0 |  | 0 | 0 | 0 | 19858 | 0 | 0 | 0 |  | 0 | 3959 | 3959 | 1985-08-23 | #NAME? | #NAME? | #NAME?
1985-08-24 | 1985 | 8 | 236 | 24 | 7 | 10.5 | 4.4461 | 7 | 0 | 0 | 0 | #NAME? | #NAME? | #NAME? | #NAME? | #NAME? | #NAME? | FALSE | 3.8 | TRUE | TRUE | #NAME? | #NAME? | #NAME? | #NAME? | #NAME? | #NAME? | #NAME? | #NAME? | #NAME? | #NAME? |  |  | 1: 0; 2: 0; 3: 3.1535; 4: 0 | 3.1535 |  | 46.2512 | 71.2122 | 73.4146 | 19858 | 3.1535 | 46.2512 | 75.6523 |  | 0 | 3960 | 3960 | 1985-08-24 | #NAME? | #NAME? | #NAME?
1985-08-25 | 1985 | 8 | 237 | 25 | 1 | 11.2 | 3.969 | 6.1667 | 0 | 0 | 0 | #NAME? | #NAME? | #NAME? | #NAME? | #NAME? | #NAME? | TRUE | 0 | TRUE | TRUE | #NAME? | #NAME? | #NAME? | #NAME? | #NAME? | #NAME? | #NAME? | #NAME? | #NAME? | #NAME? |  |  | 1: 2.5655; 2: 3.4399; 3: 0; 4: 0 | 6.0054 |  | 138.5312 | 224.3824 | 232.2111 | 19858 | 6.0054 | 138.5312 | 226.5929 |  | 0 | 3961 | 3961 | 1985-08-25 | #NAME? | #NAME? | #NAME?
1985-08-26 | 1985 | 8 | 238 | 26 | 2 | 8.9 | 3.5211 | 10.5 | 0 | 0 | 0 | #NAME? | #NAME? | #NAME? | #NAME? | #NAME? | #NAME? | FALSE | 0 | TRUE | TRUE | #NAME? | #NAME? | #NAME? | #NAME? | #NAME? | #NAME? | #NAME? | #NAME? | #NAME? | #NAME? |  |  | 1: 0; 2: 0; 3: 5.4447; 4: 10.0582 | 15.5029 |  | 374.8954 | 577.2198 | 595.072 | 19858 | 15.5029 | 374.8954 | 613.2095 |  | 0 | 3962 | 3962 | 1985-08-26 | #NAME? | #NAME? | #NAME?
1985-08-27 | 1985 | 8 | 239 | 27 | 3 | 8.5 | 4.446 | 11.6667 | 0 | 0 | 0 | #NAME? | #NAME? | #NAME? | #NAME? | #NAME? | #NAME? | TRUE | 0 | TRUE | TRUE | #NAME? | #NAME? | #NAME? | #NAME? | #NAME? | #NAME? | #NAME? | #NAME? | #NAME? | #NAME? |  |  | 1: 5.5556; 2: 7.6011; 3: 0; 4: 0 | 13.1567 |  | 304.4469 | 493.2533 | 510.4731 | 19858 | 13.1567 | 304.4469 | 497.9783 |  | 0 | 3963 | 3963 | 1985-08-27 | #NAME? | #NAME? | #NAME?
1985-08-28 | 1985 | 8 | 240 | 28 | 4 | 9 | 2.5354 | 8.8333 | 0 | 0 | 0 | #NAME? | #NAME? | #NAME? | #NAME? | #NAME? | #NAME? | FALSE | 0 | TRUE | TRUE | #NAME? | #NAME? | #NAME? | #NAME? | #NAME? | #NAME? | #NAME? | #NAME? | #NAME? | #NAME? |  |  | 1: 0; 2: 0; 3: 7.2674; 4: 4.7253 | 11.9927 |  | 245.1977 | 377.5266 | 389.2027 | 19858 | 11.9927 | 245.1977 | 401.0654 |  | 0 | 3964 | 3964 | 1985-08-28 | #NAME? | #NAME? | #NAME?
1985-08-29 | 1985 | 8 | 241 | 29 | 5 | 6 | 3.3821 | 1.1667 | 0 | 0 | 0 | #NAME? | #NAME? | #NAME? | #NAME? | #NAME? | #NAME? | TRUE | 0 | TRUE | TRUE | #NAME? | #NAME? | #NAME? | #NAME? | #NAME? | #NAME? | #NAME? | #NAME? | #NAME? | #NAME? |  |  | 1: 11.6155; 2: 16.2886; 3: 0; 4: 0 | 27.9041 |  | 648.16 | 1050.4662 | 1087.1649 | 19858 | 27.9041 | 648.16 | 1060.1835 |  | 0 | 3965 | 3965 | 1985-08-29 | #NAME? | #NAME? | #NAME?
1985-08-30 | 1985 | 8 | 242 | 30 | 6 | 8 | 4.5617 | 2.8333 | 0 | 0 | 0 | #NAME? | #NAME? | #NAME? | #NAME? | #NAME? | #NAME? | FALSE | 0 | TRUE | TRUE | #NAME? | #NAME? | #NAME? | #NAME? | #NAME? | #NAME? | #NAME? | #NAME? | #NAME? | #NAME? |  |  | 1: 0; 2: 0; 3: 0; 4: 4.1402 | 4.1402 |  | 121.4451 | 186.9869 | 192.77 | 19858 | 4.1402 | 121.4451 | 198.6455 |  | 0 | 3966 | 3966 | 1985-08-30 | #NAME? | #NAME? | #NAME?
1985-08-31 | 1985 | 8 | 243 | 31 | 7 | 3.6 | 2.8552 | 2.1667 | 0 | 0 | 0 | #NAME? | #NAME? | #NAME? | #NAME? | #NAME? | #NAME? | FALSE | 0 | TRUE | TRUE | #NAME? | #NAME? | #NAME? | #NAME? | #NAME? | #NAME? | #NAME? | #NAME? | #NAME? | #NAME? |  |  | 1: 0; 2: 0; 3: 7.2971; 4: 0 | 7.2971 |  | 107.024 | 164.783 | 169.8794 | 19858 | 7.2971 | 107.024 | 175.0572 |  | 0 | 3967 | 3967 | 1985-08-31 | #NAME? | #NAME? | #NAME?
1985-09-01 | 1985 | 9 | 244 | 1 | 1 | 3 | 3.155 | 0 | 0 | 0 | 0 | #NAME? | #NAME? | #NAME? | #NAME? | #NAME? | #NAME? | TRUE | 0 | TRUE | TRUE | #NAME? | #NAME? | #NAME? | #NAME? | #NAME? | #NAME? | #NAME? | #NAME? | #NAME? | #NAME? |  |  | 1: 5.1599; 2: 7.2047; 3: 0; 4: 0 | 12.3646 |  | 287.0165 | 465.1383 | 481.3861 | 19859 | 12.3646 | 287.0165 | 469.4676 |  | 0 | 3968 | 3968 | 1985-09-01 | #NAME? | #NAME? | #NAME?
1985-09-02 | 1985 | 9 | 245 | 2 | 2 | 5.2 | 3.2161 | 5.3333 | 0 | 0 | 0 | #NAME? | #NAME? | #NAME? | #NAME? | #NAME? | #NAME? | FALSE | 0 | TRUE | TRUE | #NAME? | #NAME? | #NAME? | #NAME? | #NAME? | #NAME? | #NAME? | #NAME? | #NAME? | #NAME? |  |  | 1: 0; 2: 0; 3: 2.798; 4: 5.8146 | 8.6125 |  | 211.5973 | 325.7926 | 335.8687 | 19859 | 8.6125 | 211.5973 | 346.1057 |  | 0 | 3969 | 3969 | 1985-09-02 | #NAME? | #NAME? | #NAME?
1985-09-03 | 1985 | 9 | 246 | 3 | 3 | 8.5 | 2.7885 | 7.3333 | 3.4 | 3.4 | 0 | #NAME? | #NAME? | #NAME? | #NAME? | #NAME? | #NAME? | TRUE | 0 | TRUE | TRUE | #NAME? | #NAME? | #NAME? | #NAME? | #NAME? | #NAME? | #NAME? | #NAME? | #NAME? | #NAME? |  |  | 1: 4.7398; 2: 5.5578; 3: 0; 4: 0 | 10.2976 |  | 232.5451 | 375.9607 | 389.0248 | 19859 | 10.2976 | 232.5451 | 380.3697 |  | 0 | 3970 | 3970 | 1985-09-03 | #NAME? | #NAME? | #NAME?
1985-09-04 | 1985 | 9 | 247 | 4 | 4 | 5.3 | 3.1977 | 9.5 | 0.2 | 0.2 | 0 | #NAME? | #NAME? | #NAME? | #NAME? | #NAME? | #NAME? | FALSE | 3.4 | TRUE | TRUE | #NAME? | #NAME? | #NAME? | #NAME? | #NAME? | #NAME? | #NAME? | #NAME? | #NAME? | #NAME? |  |  | 1: 0; 2: 0; 3: 1.0336; 4: 3.8137 | 4.8472 |  | 127.0263 | 195.5802 | 201.6291 | 19859 | 4.8472 | 127.0263 | 207.7746 |  | 0 | 3971 | 3971 | 1985-09-04 | #NAME? | #NAME? | #NAME?
1985-09-05 | 1985 | 9 | 248 | 5 | 5 | 3 | 2.2713 | 12.6667 | 7.6 | 7.6 | 1.95 | #NAME? | #NAME? | #NAME? | #NAME? | #NAME? | #NAME? | TRUE | 3.6 | TRUE | FALSE | #NAME? | #NAME? | #NAME? | #NAME? | #NAME? | #NAME? | #NAME? | #NAME? | #NAME? | #NAME? |  |  | 1: 0; 2: 0; 3: 0; 4: 0 | 0 |  | 0 | 0 | 0 | 19859 | 0 | 0 | 0 |  | 0 | 3972 | 3972 | 1985-09-05 | #NAME? | #NAME? | #NAME?
1985-09-06 | 1985 | 9 | 249 | 6 | 6 | -0.4 | 1.0317 | 14.8333 | 5.8 | 5.8 | 0.6 | #NAME? | #NAME? | #NAME? | #NAME? | #NAME? | #NAME? | FALSE | 7.8 | TRUE | FALSE | #NAME? | #NAME? | #NAME? | #NAME? | #NAME? | #NAME? | #NAME? | #NAME? | #NAME? | #NAME? |  |  | 1: 0; 2: 0; 3: 0; 4: 0 | 0 |  | 0 | 0 | 0 | 19859 | 0 | 0 | 0 |  | 0 | 3973 | 3973 | 1985-09-06 | #NAME? | #NAME? | #NAME?
1985-09-07 | 1985 | 9 | 250 | 7 | 7 | -0.1 | 0.68691 | 4 | 1 | 1 | 0 | #NAME? | #NAME? | #NAME? | #NAME? | #NAME? | #NAME? | FALSE | 13.4 | FALSE | FALSE | #NAME? | #NAME? | #NAME? | #NAME? | #NAME? | #NAME? | #NAME? | #NAME? | #NAME? | #NAME? |  |  | 1: 0; 2: 0; 3: 0; 4: 0 | 0 |  | 0 | 0 | 0 | 19859 | 0 | 0 | 0 |  | 0 | 3974 | 3974 | 1985-09-07 | #NAME? | #NAME? | #NAME?
1985-09-08 | 1985 | 9 | 251 | 8 | 1 | 2.6 | 0.81557 | 13.6667 | 0.5 | 0.5 | 0 | #NAME? | #NAME? | #NAME? | #NAME? | #NAME? | #NAME? | TRUE | 6.8 | TRUE | TRUE | #NAME? | #NAME? | #NAME? | #NAME? | #NAME? | #NAME? | #NAME? | #NAME? | #NAME? | #NAME? |  |  | 1: 1.5186; 2: 1.8595; 3: 0; 4: 0 | 3.3781 |  | 76.8173 | 124.2682 | 128.5921 | 19859 | 3.3781 | 76.8173 | 125.6487 |  | 0 | 3975 | 3975 | 1985-09-08 | #NAME? | #NAME? | #NAME?
1985-09-09 | 1985 | 9 | 252 | 9 | 2 | 4.3 | 1.5709 | 13.1667 | 0 | 0 | 0 | #NAME? | #NAME? | #NAME? | #NAME? | #NAME? | #NAME? | FALSE | 1.5 | TRUE | TRUE | #NAME? | #NAME? | #NAME? | #NAME? | #NAME? | #NAME? | #NAME? | #NAME? | #NAME? | #NAME? |  |  | 1: 0; 2: 0; 3: 0; 4: 3.1064 | 3.1064 |  | 91.12 | 140.2959 | 144.635 | 19859 | 3.1064 | 91.12 | 149.0434 |  | 0 | 3976 | 3976 | 1985-09-09 | #NAME? | #NAME? | #NAME?
1985-09-10 | 1985 | 9 | 253 | 10 | 3 | 5.3 | 3.1294 | 23.6667 | 0 | 0 | 0 | #NAME? | #NAME? | #NAME? | #NAME? | #NAME? | #NAME? | TRUE | 0.5 | TRUE | TRUE | #NAME? | #NAME? | #NAME? | #NAME? | #NAME? | #NAME? | #NAME? | #NAME? | #NAME? | #NAME? |  |  | 1: 3.098; 2: 3.6433; 3: 0; 4: 0 | 6.7413 |  | 152.3087 | 246.2511 | 254.8088 | 19859 | 6.7413 | 152.3087 | 249.1285 |  | 0 | 3977 | 3977 | 1985-09-10 | #NAME? | #NAME? | #NAME?
1985-09-11 | 1985 | 9 | 254 | 11 | 4 | 6.5 | 1.7752 | 9 | 0.2 | 0.2 | 0 | #NAME? | #NAME? | #NAME? | #NAME? | #NAME? | #NAME? | FALSE | 0 | TRUE | TRUE | #NAME? | #NAME? | #NAME? | #NAME? | #NAME? | #NAME? | #NAME? | #NAME? | #NAME? | #NAME? |  |  | 1: 0; 2: 0; 3: 5.1427; 4: 4.0012 | 9.1439 |  | 192.7946 | 296.8424 | 306.0231 | 19859 | 9.1439 | 192.7946 | 315.3506 |  | 0 | 3978 | 3978 | 1985-09-11 | #NAME? | #NAME? | #NAME?
1985-09-12 | 1985 | 9 | 255 | 12 | 5 | 9 | 1.9505 | 11.6667 | 92.6 | 92.6 | 65.7 | #NAME? | #NAME? | #NAME? | #NAME? | #NAME? | #NAME? | TRUE | 0.2 | TRUE | TRUE | #NAME? | #NAME? | #NAME? | #NAME? | #NAME? | #NAME? | #NAME? | #NAME? | #NAME? | #NAME? |  |  | 1: 0; 2: 0; 3: 0; 4: 0 | 0 |  | 0 | 0 | 0 | 19859 | 0 | 0 | 0 |  | 0 | 3979 | 3979 | 1985-09-12 | #NAME? | #NAME? | #NAME?
1985-09-13 | 1985 | 9 | 256 | 13 | 6 | 9 | 3.6112 | 22 | 0.2 | 0.2 | 0 | #NAME? | #NAME? | #NAME? | #NAME? | #NAME? | #NAME? | FALSE | 92.8 | FALSE | FALSE | #NAME? | #NAME? | #NAME? | #NAME? | #NAME? | #NAME? | #NAME? | #NAME? | #NAME? | #NAME? |  |  | 1: 0; 2: 0; 3: 0; 4: 0 | 0 |  | 0 | 0 | 0 | 19859 | 0 | 0 | 0 |  | 0 | 3980 | 3980 | 1985-09-13 | #NAME? | #NAME? | #NAME?
1985-09-14 | 1985 | 9 | 257 | 14 | 7 | 2.6 | 3.0201 | 3.5 | 0 | 0 | 0 | #NAME? | #NAME? | #NAME? | #NAME? | #NAME? | #NAME? | FALSE | 92.8 | FALSE | TRUE | #NAME? | #NAME? | #NAME? | #NAME? | #NAME? | #NAME? | #NAME? | #NAME? | #NAME? | #NAME? |  |  | 1: 0; 2: 0; 3: 0; 4: 0 | 0 |  | 0 | 0 | 0 | 19859 | 0 | 0 | 0 |  | 0 | 3981 | 3981 | 1985-09-14 | #NAME? | #NAME? | #NAME?
1985-09-15 | 1985 | 9 | 258 | 15 | 1 | 5.2 | 3.5246 | 6.1667 | 0 | 0 | 0 | #NAME? | #NAME? | #NAME? | #NAME? | #NAME? | #NAME? | TRUE | 0.2 | TRUE | TRUE | #NAME? | #NAME? | #NAME? | #NAME? | #NAME? | #NAME? | #NAME? | #NAME? | #NAME? | #NAME? |  |  | 1: 0; 2: 0; 3: 0; 4: 0 | 0 |  | 0 | 0 | 0 | 19859 | 0 | 0 | 0 |  | 0 | 3982 | 3982 | 1985-09-15 | #NAME? | #NAME? | #NAME?
1985-09-16 | 1985 | 9 | 259 | 16 | 2 | 6.9 | 4.7438 | 32.8333 | 0.2 | 0.2 | 0 | #NAME? | #NAME? | #NAME? | #NAME? | #NAME? | #NAME? | FALSE | 0 | TRUE | FALSE | #NAME? | #NAME? | #NAME? | #NAME? | #NAME? | #NAME? | #NAME? | #NAME? | #NAME? | #NAME? |  |  | 1: 0; 2: 0; 3: 0; 4: 0 | 0 |  | 0 | 0 | 0 | 19859 | 0 | 0 | 0 |  | 0 | 3983 | 3983 | 1985-09-16 | #NAME? | #NAME? | #NAME?
1985-09-17 | 1985 | 9 | 260 | 17 | 3 | 0.9 | 2.2839 | 15.5 | 0 | 0 | 0 | #NAME? | #NAME? | #NAME? | #NAME? | #NAME? | #NAME? | TRUE | 0.2 | TRUE | FALSE | #NAME? | #NAME? | #NAME? | #NAME? | #NAME? | #NAME? | #NAME? | #NAME? | #NAME? | #NAME? |  |  | 1: 0; 2: 0; 3: 0; 4: 0 | 0 |  | 0 | 0 | 0 | 19859 | 0 | 0 | 0 |  | 0 | 3984 | 3984 | 1985-09-17 | #NAME? | #NAME? | #NAME?
1985-09-18 | 1985 | 9 | 261 | 18 | 4 | -0.1 | 1.5344 | 8.6667 | 0.5 | 0.5 | 0 | #NAME? | #NAME? | #NAME? | #NAME? | #NAME? | #NAME? | FALSE | 0.2 | TRUE | FALSE | #NAME? | #NAME? | #NAME? | #NAME? | #NAME? | #NAME? | #NAME? | #NAME? | #NAME? | #NAME? |  |  | 1: 0; 2: 0; 3: 0; 4: 0 | 0 |  | 0 | 0 | 0 | 19859 | 0 | 0 | 0 |  | 0 | 3985 | 3985 | 1985-09-18 | #NAME? | #NAME? | #NAME?
1985-09-19 | 1985 | 9 | 262 | 19 | 5 | 0.4 | 0.85182 | 5.1667 | 9.4 | 9.4 | 3.3 | #NAME? | #NAME? | #NAME? | #NAME? | #NAME? | #NAME? | TRUE | 0.5 | TRUE | FALSE | #NAME? | #NAME? | #NAME? | #NAME? | #NAME? | #NAME? | #NAME? | #NAME? | #NAME? | #NAME? |  |  | 1: 0; 2: 0; 3: 0; 4: 0 | 0 |  | 0 | 0 | 0 | 19859 | 0 | 0 | 0 |  | 0 | 3986 | 3986 | 1985-09-19 | #NAME? | #NAME? | #NAME?
1985-09-20 | 1985 | 9 | 263 | 20 | 6 | 0.7 | 3.1682 | 7.6667 | 0 | 0 | 0 | #NAME? | #NAME? | #NAME? | #NAME? | #NAME? | #NAME? | FALSE | 9.9 | TRUE | TRUE | #NAME? | #NAME? | #NAME? | #NAME? | #NAME? | #NAME? | #NAME? | #NAME? | #NAME? | #NAME? |  |  | 1: 0; 2: 0; 3: 0; 4: 6.8563 | 6.8563 |  | 201.1184 | 309.6585 | 319.2355 | 19859 | 6.8563 | 201.1184 | 328.9657 |  | 0 | 3987 | 3987 | 1985-09-20 | #NAME? | #NAME? | #NAME?
1985-09-21 | 1985 | 9 | 264 | 21 | 7 | 3.1 | 3.7545 | 26.3333 | 0.2 | 0.2 | 0 | #NAME? | #NAME? | #NAME? | #NAME? | #NAME? | #NAME? | FALSE | 9.4 | TRUE | FALSE | #NAME? | #NAME? | #NAME? | #NAME? | #NAME? | #NAME? | #NAME? | #NAME? | #NAME? | #NAME? |  |  | 1: 0; 2: 0; 3: 0; 4: 0 | 0 |  | 0 | 0 | 0 | 19859 | 0 | 0 | 0 |  | 0 | 3988 | 3988 | 1985-09-21 | #NAME? | #NAME? | #NAME?
1985-09-22 | 1985 | 9 | 265 | 22 | 1 | -1.5 | 1.9094 | 10.6667 | 0.4 | 0.4 | 0 | #NAME? | #NAME? | #NAME? | #NAME? | #NAME? | #NAME? | TRUE | 0.2 | TRUE | FALSE | #NAME? | #NAME? | #NAME? | #NAME? | #NAME? | #NAME? | #NAME? | #NAME? | #NAME? | #NAME? |  |  | 1: 0; 2: 0; 3: 0; 4: 0 | 0 |  | 0 | 0 | 0 | 19859 | 0 | 0 | 0 |  | 0 | 3989 | 3989 | 1985-09-22 | #NAME? | #NAME? | #NAME?
1985-09-23 | 1985 | 9 | 266 | 23 | 2 | -2.8 | 2.4372 | 12.3333 | 0.4 | 0.4 | 0 | #NAME? | #NAME? | #NAME? | #NAME? | #NAME? | #NAME? | FALSE | 0.6 | TRUE | TRUE | #NAME? | #NAME? | #NAME? | #NAME? | #NAME? | #NAME? | #NAME? | #NAME? | #NAME? | #NAME? |  |  | 1: 0; 2: 0; 3: 0; 4: 5.3952 | 5.3952 |  | 158.2582 | 243.6674 | 251.2035 | 19859 | 5.3952 | 158.2582 | 258.86 |  | 0 | 3990 | 3990 | 1985-09-23 | #NAME? | #NAME? | #NAME?
1985-09-24 | 1985 | 9 | 267 | 24 | 3 | 5 | 4.0105 | 27.1667 | 0 | 0 | 0 | #NAME? | #NAME? | #NAME? | #NAME? | #NAME? | #NAME? | TRUE | 0.8 | TRUE | FALSE | #NAME? | #NAME? | #NAME? | #NAME? | #NAME? | #NAME? | #NAME? | #NAME? | #NAME? | #NAME? |  |  | 1: 0; 2: 0; 3: 0; 4: 0 | 0 |  | 0 | 0 | 0 | 19859 | 0 | 0 | 0 |  | 0 | 3991 | 3991 | 1985-09-24 | #NAME? | #NAME? | #NAME?
1985-09-25 | 1985 | 9 | 268 | 25 | 4 | 0.6 | 2.9194 | 6.5 | 0 | 0 | 0 | #NAME? | #NAME? | #NAME? | #NAME? | #NAME? | #NAME? | FALSE | 0.4 | TRUE | FALSE | #NAME? | #NAME? | #NAME? | #NAME? | #NAME? | #NAME? | #NAME? | #NAME? | #NAME? | #NAME? |  |  | 1: 0; 2: 0; 3: 0; 4: 0 | 0 |  | 0 | 0 | 0 | 19859 | 0 | 0 | 0 |  | 0 | 3992 | 3992 | 1985-09-25 | #NAME? | #NAME? | #NAME?
1985-09-26 | 1985 | 9 | 269 | 26 | 5 | 0.2 | 3.6681 | 21 | 1.2 | 1.2 | 0 | #NAME? | #NAME? | #NAME? | #NAME? | #NAME? | #NAME? | TRUE | 0 | TRUE | FALSE | #NAME? | #NAME? | #NAME? | #NAME? | #NAME? | #NAME? | #NAME? | #NAME? | #NAME? | #NAME? |  |  | 1: 0; 2: 0; 3: 0; 4: 0 | 0 |  | 0 | 0 | 0 | 19859 | 0 | 0 | 0 |  | 0 | 3993 | 3993 | 1985-09-26 | #NAME? | #NAME? | #NAME?
1985-09-27 | 1985 | 9 | 270 | 27 | 6 | -4.5 | 1.9492 | 27.5 | 0 | 0 | 0 | #NAME? | #NAME? | #NAME? | #NAME? | #NAME? | #NAME? | FALSE | 1.2 | TRUE | FALSE | #NAME? | #NAME? | #NAME? | #NAME? | #NAME? | #NAME? | #NAME? | #NAME? | #NAME? | #NAME? |  |  | 1: 0; 2: 0; 3: 0; 4: 0 | 0 |  | 0 | 0 | 0 | 19859 | 0 | 0 | 0 |  | 0 | 3994 | 3994 | 1985-09-27 | #NAME? | #NAME? | #NAME?
1985-09-28 | 1985 | 9 | 271 | 28 | 7 | -8.2 | 1.7646 | 2.1667 | 0 | 0 | 0 | #NAME? | #NAME? | #NAME? | #NAME? | #NAME? | #NAME? | FALSE | 1.2 | TRUE | FALSE | #NAME? | #NAME? | #NAME? | #NAME? | #NAME? | #NAME? | #NAME? | #NAME? | #NAME? | #NAME? |  |  | 1: 0; 2: 0; 3: 0; 4: 0 | 0 |  | 0 | 0 | 0 | 19859 | 0 | 0 | 0 |  | 0 | 3995 | 3995 | 1985-09-28 | #NAME? | #NAME? | #NAME?
1985-09-29 | 1985 | 9 | 272 | 29 | 1 | -6.4 | 2.6457 | 11.3333 | 0 | 0 | 0 | #NAME? | #NAME? | #NAME? | #NAME? | #NAME? | #NAME? | TRUE | 0 | TRUE | FALSE | #NAME? | #NAME? | #NAME? | #NAME? | #NAME? | #NAME? | #NAME? | #NAME? | #NAME? | #NAME? |  |  | 1: 0; 2: 0; 3: 0; 4: 0 | 0 |  | 0 | 0 | 0 | 19859 | 0 | 0 | 0 |  | 0 | 3996 | 3996 | 1985-09-29 | #NAME? | #NAME? | #NAME?
1985-09-30 | 1985 | 9 | 273 | 30 | 2 | -1.2 | 2.802 | 0 | 0 | 0 | 0 | #NAME? | #NAME? | #NAME? | #NAME? | #NAME? | #NAME? | FALSE | 0 | TRUE | FALSE | #NAME? | #NAME? | #NAME? | #NAME? | #NAME? | #NAME? | #NAME? | #NAME? | #NAME? | #NAME? |  |  | 1: 0; 2: 0; 3: 0; 4: 0 | 0 |  | 0 | 0 | 0 | 19859 | 0 | 0 | 0 |  | 0 | 3997 | 3997 | 1985-09-30 | #NAME? | #NAME? | #NAME?
1986-05-01 | 1986 | 5 | 121 | 1 | 5 | -2.6 | 3.4508 | 14.6667 | 0 | 0 | 0 | #NAME? | #NAME? | #NAME? | #NAME? | #NAME? | #NAME? | TRUE | 0 | TRUE | FALSE | #NAME? | #NAME? | #NAME? | #NAME? | #NAME? | #NAME? | #NAME? | #NAME? | #NAME? | #NAME? |  |  | 1: 0; 2: 0; 3: 0; 4: 0 | 0 |  | 0 | 0 | 0 | 19865 | 0 | 0 | 0 |  | 0 | 3998 | 3998 | 1986-05-01 | #NAME? | #NAME? | #NAME?
1986-05-02 | 1986 | 5 | 122 | 2 | 6 | 0 | 4.8073 | 17.3333 | 0 | 0 | 0 | #NAME? | #NAME? | #NAME? | #NAME? | #NAME? | #NAME? | FALSE | 0 | TRUE | TRUE | #NAME? | #NAME? | #NAME? | #NAME? | #NAME? | #NAME? | #NAME? | #NAME? | #NAME? | #NAME? |  |  | 1: 0; 2: 0; 3: 0; 4: 2.28 | 2.28 |  | 66.88 | 102.974 | 106.1587 | 19865 | 2.28 | 66.88 | 109.3944 |  | 0 | 3999 | 3999 | 1986-05-02 | #NAME? | #NAME? | #NAME?
1986-05-03 | 1986 | 5 | 123 | 3 | 7 | 8.2 | 4.3188 | 12.3333 | 0.2 | 0.2 | 0 | #NAME? | #NAME? | #NAME? | #NAME? | #NAME? | #NAME? | FALSE | 0 | TRUE | FALSE | #NAME? | #NAME? | #NAME? | #NAME? | #NAME? | #NAME? | #NAME? | #NAME? | #NAME? | #NAME? |  |  | 1: 0; 2: 0; 3: 0; 4: 0 | 0 |  | 0 | 0 | 0 | 19865 | 0 | 0 | 0 |  | 0 | 4000 | 4000 | 1986-05-03 | #NAME? | #NAME? | #NAME?
1986-05-04 | 1986 | 5 | 124 | 4 | 1 | 2.1 | 1.4867 | 13.3333 | 19.4 | 19.4 | 10.8 | #NAME? | #NAME? | #NAME? | #NAME? | #NAME? | #NAME? | TRUE | 0.2 | TRUE | FALSE | #NAME? | #NAME? | #NAME? | #NAME? | #NAME? | #NAME? | #NAME? | #NAME? | #NAME? | #NAME? |  |  | 1: 0; 2: 0; 3: 0; 4: 0 | 0 |  | 0 | 0 | 0 | 19865 | 0 | 0 | 0 |  | 0 | 4001 | 4001 | 1986-05-04 | #NAME? | #NAME? | #NAME?
1986-05-05 | 1986 | 5 | 125 | 5 | 2 | 2.1 | 1.8932 | 8.6667 | 1.2 | 1.2 | 0 | #NAME? | #NAME? | #NAME? | #NAME? | #NAME? | #NAME? | FALSE | 19.6 | FALSE | FALSE | #NAME? | #NAME? | #NAME? | #NAME? | #NAME? | #NAME? | #NAME? | #NAME? | #NAME? | #NAME? |  |  | 1: 0; 2: 0; 3: 0; 4: 0 | 0 |  | 0 | 0 | 0 | 19865 | 0 | 0 | 0 |  | 0 | 4002 | 4002 | 1986-05-05 | #NAME? | #NAME? | #NAME?
1986-05-06 | 1986 | 5 | 126 | 6 | 3 | 2.7 | 1.8095 | 5.6667 | 5.7 | 5.7 | 0.525 | #NAME? | #NAME? | #NAME? | #NAME? | #NAME? | #NAME? | TRUE | 20.6 | FALSE | FALSE | #NAME? | #NAME? | #NAME? | #NAME? | #NAME? | #NAME? | #NAME? | #NAME? | #NAME? | #NAME? |  |  | 1: 0; 2: 0; 3: 0; 4: 0 | 0 |  | 0 | 0 | 0 | 19865 | 0 | 0 | 0 |  | 0 | 4003 | 4003 | 1986-05-06 | #NAME? | #NAME? | #NAME?
1986-05-07 | 1986 | 5 | 127 | 7 | 4 | 1.2 | 3.4162 | 6.8333 | 0 | 0 | 0 | #NAME? | #NAME? | #NAME? | #NAME? | #NAME? | #NAME? | FALSE | 6.9 | TRUE | FALSE | #NAME? | #NAME? | #NAME? | #NAME? | #NAME? | #NAME? | #NAME? | #NAME? | #NAME? | #NAME? |  |  | 1: 0; 2: 0; 3: 0; 4: 0 | 0 |  | 0 | 0 | 0 | 19865 | 0 | 0 | 0 |  | 0 | 4004 | 4004 | 1986-05-07 | #NAME? | #NAME? | #NAME?
1986-05-08 | 1986 | 5 | 128 | 8 | 5 | 1.6 | 3.4617 | 6 | 0 | 0 | 0 | #NAME? | #NAME? | #NAME? | #NAME? | #NAME? | #NAME? | TRUE | 5.7 | TRUE | FALSE | #NAME? | #NAME? | #NAME? | #NAME? | #NAME? | #NAME? | #NAME? | #NAME? | #NAME? | #NAME? |  |  | 1: 0; 2: 0; 3: 0; 4: 0 | 0 |  | 0 | 0 | 0 | 19865 | 0 | 0 | 0 |  | 0 | 4005 | 4005 | 1986-05-08 | #NAME? | #NAME? | #NAME?
1986-05-09 | 1986 | 5 | 129 | 9 | 6 | 1.7 | 2.482 | 4.5 | 0 | 0 | 0 | #NAME? | #NAME? | #NAME? | #NAME? | #NAME? | #NAME? | FALSE | 0 | TRUE | FALSE | #NAME? | #NAME? | #NAME? | #NAME? | #NAME? | #NAME? | #NAME? | #NAME? | #NAME? | #NAME? |  |  | 1: 0; 2: 0; 3: 0; 4: 0 | 0 |  | 0 | 0 | 0 | 19865 | 0 | 0 | 0 |  | 0 | 4006 | 4006 | 1986-05-09 | #NAME? | #NAME? | #NAME?
1986-05-10 | 1986 | 5 | 130 | 10 | 7 | 0.9 | 2.3413 | 28.8333 | 5.3 | 5.3 | 0.225 | #NAME? | #NAME? | #NAME? | #NAME? | #NAME? | #NAME? | FALSE | 0 | TRUE | FALSE | #NAME? | #NAME? | #NAME? | #NAME? | #NAME? | #NAME? | #NAME? | #NAME? | #NAME? | #NAME? |  |  | 1: 0; 2: 0; 3: 0; 4: 0 | 0 |  | 0 | 0 | 0 | 19865 | 0 | 0 | 0 |  | 0 | 4007 | 4007 | 1986-05-10 | #NAME? | #NAME? | #NAME?
1986-05-11 | 1986 | 5 | 131 | 11 | 1 | 1.1 | 2.3943 | 5.6667 | 0.2 | 0.2 | 0 | #NAME? | #NAME? | #NAME? | #NAME? | #NAME? | #NAME? | TRUE | 5.3 | TRUE | FALSE | #NAME? | #NAME? | #NAME? | #NAME? | #NAME? | #NAME? | #NAME? | #NAME? | #NAME? | #NAME? |  |  | 1: 0; 2: 0; 3: 0; 4: 0 | 0 |  | 0 | 0 | 0 | 19865 | 0 | 0 | 0 |  | 0 | 4008 | 4008 | 1986-05-11 | #NAME? | #NAME? | #NAME?
1986-05-12 | 1986 | 5 | 132 | 12 | 2 | 1.5 | 3.7482 | 13.1667 | 0 | 0 | 0 | #NAME? | #NAME? | #NAME? | #NAME? | #NAME? | #NAME? | FALSE | 5.5 | TRUE | FALSE | #NAME? | #NAME? | #NAME? | #NAME? | #NAME? | #NAME? | #NAME? | #NAME? | #NAME? | #NAME? |  |  | 1: 0; 2: 0; 3: 0; 4: 0 | 0 |  | 0 | 0 | 0 | 19865 | 0 | 0 | 0 |  | 0 | 4009 | 4009 | 1986-05-12 | #NAME? | #NAME? | #NAME?
1986-05-13 | 1986 | 5 | 133 | 13 | 3 | 0.3 | 3.3367 | 10.5 | 17.2 | 17.2 | 9.15 | #NAME? | #NAME? | #NAME? | #NAME? | #NAME? | #NAME? | TRUE | 0.2 | TRUE | FALSE | #NAME? | #NAME? | #NAME? | #NAME? | #NAME? | #NAME? | #NAME? | #NAME? | #NAME? | #NAME? |  |  | 1: 0; 2: 0; 3: 0; 4: 0 | 0 |  | 0 | 0 | 0 | 19865 | 0 | 0 | 0 |  | 0 | 4010 | 4010 | 1986-05-13 | #NAME? | #NAME? | #NAME?
1986-05-14 | 1986 | 5 | 134 | 14 | 4 | -0.3 | 3.5554 | 45.1667 | 11.8 | 11.8 | 5.1 | #NAME? | #NAME? | #NAME? | #NAME? | #NAME? | #NAME? | FALSE | 17.2 | FALSE | FALSE | #NAME? | #NAME? | #NAME? | #NAME? | #NAME? | #NAME? | #NAME? | #NAME? | #NAME? | #NAME? |  |  | 1: 0; 2: 0; 3: 0; 4: 0 | 0 |  | 0 | 0 | 0 | 19865 | 0 | 0 | 0 |  | 0 | 4011 | 4011 | 1986-05-14 | #NAME? | #NAME? | #NAME?
1986-05-15 | 1986 | 5 | 135 | 15 | 5 | 0.5 | 3.0109 | 38 | 1.6 | 1.6 | 0 | #NAME? | #NAME? | #NAME? | #NAME? | #NAME? | #NAME? | TRUE | 29 | FALSE | FALSE | #NAME? | #NAME? | #NAME? | #NAME? | #NAME? | #NAME? | #NAME? | #NAME? | #NAME? | #NAME? |  |  | 1: 0; 2: 0; 3: 0; 4: 0 | 0 |  | 0 | 0 | 0 | 19865 | 0 | 0 | 0 |  | 0 | 4012 | 4012 | 1986-05-15 | #NAME? | #NAME? | #NAME?
1986-05-16 | 1986 | 5 | 136 | 16 | 6 | -1.7 | 3.0185 | 3.8333 | 0 | 0 | 0 | #NAME? | #NAME? | #NAME? | #NAME? | #NAME? | #NAME? | FALSE | 13.4 | FALSE | TRUE | #NAME? | #NAME? | #NAME? | #NAME? | #NAME? | #NAME? | #NAME? | #NAME? | #NAME? | #NAME? |  |  | 1: 0; 2: 0; 3: 0; 4: 0 | 0 |  | 0 | 0 | 0 | 19865 | 0 | 0 | 0 |  | 0 | 4013 | 4013 | 1986-05-16 | #NAME? | #NAME? | #NAME?
1986-05-17 | 1986 | 5 | 137 | 17 | 7 | 4.6 | 4.2709 | 10.3333 | 0 | 0 | 0 | #NAME? | #NAME? | #NAME? | #NAME? | #NAME? | #NAME? | FALSE | 1.6 | TRUE | TRUE | #NAME? | #NAME? | #NAME? | #NAME? | #NAME? | #NAME? | #NAME? | #NAME? | #NAME? | #NAME? |  |  | 1: 0; 2: 0; 3: 6.2442; 4: 0 | 6.2442 |  | 91.5813 | 141.0061 | 145.3672 | 19865 | 6.2442 | 91.5813 | 149.7979 |  | 0 | 4014 | 4014 | 1986-05-17 | #NAME? | #NAME? | #NAME?
1986-05-18 | 1986 | 5 | 138 | 18 | 1 | 6.1 | 4.3879 | 2.3333 | 0 | 0 | 0 | #NAME? | #NAME? | #NAME? | #NAME? | #NAME? | #NAME? | TRUE | 0 | TRUE | TRUE | #NAME? | #NAME? | #NAME? | #NAME? | #NAME? | #NAME? | #NAME? | #NAME? | #NAME? | #NAME? |  |  | 1: 6.8274; 2: 11.309; 3: 0; 4: 0 | 18.1364 |  | 431.8648 | 701.3886 | 726.004 | 19865 | 18.1364 | 431.8648 | 706.3934 |  | 0 | 4015 | 4015 | 1986-05-18 | #NAME? | #NAME? | #NAME?
1986-05-19 | 1986 | 5 | 139 | 19 | 2 | 7.8 | 4.6827 | 7.5 | 0 | 0 | 0 | #NAME? | #NAME? | #NAME? | #NAME? | #NAME? | #NAME? | FALSE | 0 | TRUE | TRUE | #NAME? | #NAME? | #NAME? | #NAME? | #NAME? | #NAME? | #NAME? | #NAME? | #NAME? | #NAME? |  |  | 1: 0; 2: 0; 3: 4.2731; 4: 10.0511 | 14.3242 |  | 357.5033 | 550.4415 | 567.4655 | 19865 | 14.3242 | 357.5033 | 584.7615 |  | 0 | 4016 | 4016 | 1986-05-19 | #NAME? | #NAME? | #NAME?
1986-05-20 | 1986 | 5 | 140 | 20 | 3 | 8.4 | 5.4003 | 4.8333 | 0 | 0 | 0 | #NAME? | #NAME? | #NAME? | #NAME? | #NAME? | #NAME? | TRUE | 0 | TRUE | TRUE | #NAME? | #NAME? | #NAME? | #NAME? | #NAME? | #NAME? | #NAME? | #NAME? | #NAME? | #NAME? |  |  | 1: 4.1728; 2: 5.5555; 3: 0; 4: 0 | 9.7283 |  | 224.1624 | 363.0468 | 375.711 | 19865 | 9.7283 | 224.1624 | 366.6584 |  | 0 | 4017 | 4017 | 1986-05-20 | #NAME? | #NAME? | #NAME?
1986-05-21 | 1986 | 5 | 141 | 21 | 4 | 3.7 | 3.7302 | 12.3333 | 4.9 | 4.9 | 0 | #NAME? | #NAME? | #NAME? | #NAME? | #NAME? | #NAME? | FALSE | 0 | TRUE | FALSE | #NAME? | #NAME? | #NAME? | #NAME? | #NAME? | #NAME? | #NAME? | #NAME? | #NAME? | #NAME? |  |  | 1: 0; 2: 0; 3: 0; 4: 0 | 0 |  | 0 | 0 | 0 | 19865 | 0 | 0 | 0 |  | 0 | 4018 | 4018 | 1986-05-21 | #NAME? | #NAME? | #NAME?
1986-05-22 | 1986 | 5 | 142 | 22 | 5 | 2.8 | 3.5846 | 26.5 | 0 | 0 | 0 | #NAME? | #NAME? | #NAME? | #NAME? | #NAME? | #NAME? | TRUE | 4.9 | TRUE | FALSE | #NAME? | #NAME? | #NAME? | #NAME? | #NAME? | #NAME? | #NAME? | #NAME? | #NAME? | #NAME? |  |  | 1: 0; 2: 0; 3: 0; 4: 0 | 0 |  | 0 | 0 | 0 | 19865 | 0 | 0 | 0 |  | 0 | 4019 | 4019 | 1986-05-22 | #NAME? | #NAME? | #NAME?
1986-05-23 | 1986 | 5 | 143 | 23 | 6 | 2.5 | 3.4919 | 1.1667 | 0 | 0 | 0 | #NAME? | #NAME? | #NAME? | #NAME? | #NAME? | #NAME? | FALSE | 4.9 | TRUE | TRUE | #NAME? | #NAME? | #NAME? | #NAME? | #NAME? | #NAME? | #NAME? | #NAME? | #NAME? | #NAME? |  |  | 1: 0; 2: 0; 3: 0; 4: 9.2733 | 9.2733 |  | 272.0179 | 418.8211 | 431.7744 | 19865 | 9.2733 | 272.0179 | 444.9346 |  | 0 | 4020 | 4020 | 1986-05-23 | #NAME? | #NAME? | #NAME?
1986-05-24 | 1986 | 5 | 144 | 24 | 7 | 5.8 | 5.2316 | 6.3333 | 0 | 0 | 0 | #NAME? | #NAME? | #NAME? | #NAME? | #NAME? | #NAME? | FALSE | 0 | TRUE | TRUE | #NAME? | #NAME? | #NAME? | #NAME? | #NAME? | #NAME? | #NAME? | #NAME? | #NAME? | #NAME? |  |  | 1: 0; 2: 0; 3: 6.49; 4: 0 | 6.49 |  | 95.1863 | 146.5567 | 151.0894 | 19865 | 6.49 | 95.1863 | 155.6945 |  | 0 | 4021 | 4021 | 1986-05-24 | #NAME? | #NAME? | #NAME?
1986-05-25 | 1986 | 5 | 145 | 25 | 1 | 11.8 | 6.1717 | 4.6667 | 0 | 0 | 0 | #NAME? | #NAME? | #NAME? | #NAME? | #NAME? | #NAME? | TRUE | 0 | TRUE | TRUE | #NAME? | #NAME? | #NAME? | #NAME? | #NAME? | #NAME? | #NAME? | #NAME? | #NAME? | #NAME? |  |  | 1: 9.8025; 2: 14.0042; 3: 0; 4: 0 | 23.8067 |  | 554.5602 | 898.9884 | 930.4118 | 19865 | 23.8067 | 554.5602 | 907.084 |  | 0 | 4022 | 4022 | 1986-05-25 | #NAME? | #NAME? | #NAME?
1986-05-26 | 1986 | 5 | 146 | 26 | 2 | 10.6 | 6.9988 | 3.6667 | 0 | 0 | 0 | #NAME? | #NAME? | #NAME? | #NAME? | #NAME? | #NAME? | FALSE | 0 | TRUE | TRUE | #NAME? | #NAME? | #NAME? | #NAME? | #NAME? | #NAME? | #NAME? | #NAME? | #NAME? | #NAME? |  |  | 1: 0; 2: 0; 3: 8.3636; 4: 8.5519 | 16.9154 |  | 373.5202 | 575.1025 | 592.8892 | 19865 | 16.9154 | 373.5202 | 610.9601 |  | 0 | 4023 | 4023 | 1986-05-26 | #NAME? | #NAME? | #NAME?
1986-05-27 | 1986 | 5 | 147 | 27 | 3 | 13 | 6.0368 | 6 | 0 | 0 | 0 | #NAME? | #NAME? | #NAME? | #NAME? | #NAME? | #NAME? | TRUE | 0 | TRUE | TRUE | #NAME? | #NAME? | #NAME? | #NAME? | #NAME? | #NAME? | #NAME? | #NAME? | #NAME? | #NAME? |  |  | 1: 11.9967; 2: 17.7138; 3: 0; 4: 0 | 29.7106 |  | 695.5581 | 1128.0382 | 1167.5044 | 19865 | 29.7106 | 695.5581 | 1137.7116 |  | 0 | 4024 | 4024 | 1986-05-27 | #NAME? | #NAME? | #NAME?
1986-05-28 | 1986 | 5 | 148 | 28 | 4 | 13.9 | 6.4261 | 4.5 | 0 | 0 | 0 | #NAME? | #NAME? | #NAME? | #NAME? | #NAME? | #NAME? | FALSE | 0 | TRUE | TRUE | #NAME? | #NAME? | #NAME? | #NAME? | #NAME? | #NAME? | #NAME? | #NAME? | #NAME? | #NAME? |  |  | 1: 0; 2: 0; 3: 3.7839; 4: 6.2144 | 9.9983 |  | 237.7867 | 366.116 | 377.4392 | 19865 | 9.9983 | 237.7867 | 388.9433 |  | 0 | 4025 | 4025 | 1986-05-28 | #NAME? | #NAME? | #NAME?
1986-05-29 | 1986 | 5 | 149 | 29 | 5 | 13.6 | 6.7319 | 6.8333 | 0 | 0 | 0 | #NAME? | #NAME? | #NAME? | #NAME? | #NAME? | #NAME? | TRUE | 0 | TRUE | TRUE | #NAME? | #NAME? | #NAME? | #NAME? | #NAME? | #NAME? | #NAME? | #NAME? | #NAME? | #NAME? |  |  | 1: 7.9063; 2: 11.3143; 3: 0; 4: 0 | 19.2206 |  | 447.8451 | 726.0103 | 751.3886 | 19865 | 19.2206 | 447.8451 | 732.5321 |  | 0 | 4026 | 4026 | 1986-05-29 | #NAME? | #NAME? | #NAME?
1986-05-30 | 1986 | 5 | 150 | 30 | 6 | 12.8 | 7.0822 | 0.33333 | 0 | 0 | 0 | #NAME? | #NAME? | #NAME? | #NAME? | #NAME? | #NAME? | FALSE | 0 | TRUE | TRUE | #NAME? | #NAME? | #NAME? | #NAME? | #NAME? | #NAME? | #NAME? | #NAME? | #NAME? | #NAME? |  |  | 1: 0; 2: 0; 3: 0; 4: 7.2369 | 7.2369 |  | 212.283 | 326.8484 | 336.9571 | 19865 | 7.2369 | 212.283 | 347.2273 |  | 0 | 4027 | 4027 | 1986-05-30 | #NAME? | #NAME? | #NAME?
1986-05-31 | 1986 | 5 | 151 | 31 | 7 | 14.1 | 7.7388 | 21.6667 | 0 | 0 | 0 | #NAME? | #NAME? | #NAME? | #NAME? | #NAME? | #NAME? | FALSE | 0 | TRUE | TRUE | #NAME? | #NAME? | #NAME? | #NAME? | #NAME? | #NAME? | #NAME? | #NAME? | #NAME? | #NAME? |  |  | 1: 0; 2: 0; 3: 0; 4: 0 | 0 |  | 0 | 0 | 0 | 19865 | 0 | 0 | 0 |  | 0 | 4028 | 4028 | 1986-05-31 | #NAME? | #NAME? | #NAME?
1986-06-01 | 1986 | 6 | 152 | 1 | 1 | 14 | 7.6952 | 12.3333 | 0 | 0 | 0 | #NAME? | #NAME? | #NAME? | #NAME? | #NAME? | #NAME? | TRUE | 0 | TRUE | TRUE | #NAME? | #NAME? | #NAME? | #NAME? | #NAME? | #NAME? | #NAME? | #NAME? | #NAME? | #NAME? |  |  | 1: 6.0348; 2: 6.8763; 3: 0; 4: 0 | 12.9111 |  | 290.2145 | 469.0035 | 485.2861 | 19866 | 12.9111 | 290.2145 | 474.6986 |  | 0 | 4029 | 4029 | 1986-06-01 | #NAME? | #NAME? | #NAME?
1986-06-02 | 1986 | 6 | 153 | 2 | 2 | 13.5 | 6.1305 | 18 | 0 | 0 | 0 | #NAME? | #NAME? | #NAME? | #NAME? | #NAME? | #NAME? | FALSE | 0 | TRUE | TRUE | #NAME? | #NAME? | #NAME? | #NAME? | #NAME? | #NAME? | #NAME? | #NAME? | #NAME? | #NAME? |  |  | 1: 0; 2: 0; 3: 0; 4: 11.6709 | 11.6709 |  | 342.3456 | 527.1036 | 543.4058 | 19866 | 11.6709 | 342.3456 | 559.9685 |  | 0 | 4030 | 4030 | 1986-06-02 | #NAME? | #NAME? | #NAME?
1986-06-03 | 1986 | 6 | 154 | 3 | 3 | 10.4 | 5.7206 | 21.5 | 0 | 0 | 0 | #NAME? | #NAME? | #NAME? | #NAME? | #NAME? | #NAME? | TRUE | 0 | TRUE | TRUE | #NAME? | #NAME? | #NAME? | #NAME? | #NAME? | #NAME? | #NAME? | #NAME? | #NAME? | #NAME? |  |  | 1: 5.9072; 2: 7.9969; 3: 0; 4: 0 | 13.9041 |  | 321.2157 | 520.3479 | 538.508 | 19866 | 13.9041 | 321.2157 | 525.4066 |  | 0 | 4031 | 4031 | 1986-06-03 | #NAME? | #NAME? | #NAME?
1986-06-04 | 1986 | 6 | 155 | 4 | 4 | 8.4 | 4.7322 | 11.8333 | 2.4 | 2.4 | 0 | #NAME? | #NAME? | #NAME? | #NAME? | #NAME? | #NAME? | FALSE | 0 | TRUE | TRUE | #NAME? | #NAME? | #NAME? | #NAME? | #NAME? | #NAME? | #NAME? | #NAME? | #NAME? | #NAME? |  |  | 1: 0; 2: 0; 3: 0; 4: 5.4263 | 5.4263 |  | 159.1724 | 245.075 | 252.6546 | 19866 | 5.4263 | 159.1724 | 260.3554 |  | 0 | 4032 | 4032 | 1986-06-04 | #NAME? | #NAME? | #NAME?
1986-06-05 | 1986 | 6 | 156 | 5 | 5 | 9.8 | 2.6977 | 18.3333 | 0.4 | 0.4 | 0 | #NAME? | #NAME? | #NAME? | #NAME? | #NAME? | #NAME? | TRUE | 2.4 | TRUE | TRUE | #NAME? | #NAME? | #NAME? | #NAME? | #NAME? | #NAME? | #NAME? | #NAME? | #NAME? | #NAME? |  |  | 1: 13.6037; 2: 19.3124; 3: 0; 4: 0 | 32.916 |  | 766.0165 | 1241.6745 | 1285.0684 | 19866 | 32.916 | 766.0165 | 1252.9591 |  | 0 | 4033 | 4033 | 1986-06-05 | #NAME? | #NAME? | #NAME?
1986-06-06 | 1986 | 6 | 157 | 6 | 6 | 7.4 | 3.8498 | 1.6667 | 6.5 | 6.5 | 1.125 | #NAME? | #NAME? | #NAME? | #NAME? | #NAME? | #NAME? | FALSE | 2.8 | TRUE | TRUE | #NAME? | #NAME? | #NAME? | #NAME? | #NAME? | #NAME? | #NAME? | #NAME? | #NAME? | #NAME? |  |  | 1: 0; 2: 0; 3: 0; 4: 4.0864 | 4.0864 |  | 119.8683 | 184.5591 | 190.2671 | 19866 | 4.0864 | 119.8683 | 196.0663 |  | 0 | 4034 | 4034 | 1986-06-06 | #NAME? | #NAME? | #NAME?
1986-06-07 | 1986 | 6 | 158 | 7 | 7 | 9.4 | 4.0928 | 2.3333 | 0 | 0 | 0 | #NAME? | #NAME? | #NAME? | #NAME? | #NAME? | #NAME? | FALSE | 6.9 | TRUE | TRUE | #NAME? | #NAME? | #NAME? | #NAME? | #NAME? | #NAME? | #NAME? | #NAME? | #NAME? | #NAME? |  |  | 1: 0; 2: 0; 3: 6.4098; 4: 0 | 6.4098 |  | 94.0104 | 144.7461 | 149.2228 | 19866 | 6.4098 | 94.0104 | 153.771 |  | 0 | 4035 | 4035 | 1986-06-07 | #NAME? | #NAME? | #NAME?
1986-06-08 | 1986 | 6 | 159 | 8 | 1 | 10.3 | 3.6109 | 12.5 | 0 | 0 | 0 | #NAME? | #NAME? | #NAME? | #NAME? | #NAME? | #NAME? | TRUE | 6.5 | TRUE | TRUE | #NAME? | #NAME? | #NAME? | #NAME? | #NAME? | #NAME? | #NAME? | #NAME? | #NAME? | #NAME? |  |  | 1: 3.1371; 2: 4.5003; 3: 0; 4: 0 | 7.6375 |  | 178.0214 | 288.603 | 298.692 | 19866 | 7.6375 | 178.0214 | 291.1863 |  | 0 | 4036 | 4036 | 1986-06-08 | #NAME? | #NAME? | #NAME?
1986-06-09 | 1986 | 6 | 160 | 9 | 2 | 8.6 | 4.8467 | 15 | 0 | 0 | 0 | #NAME? | #NAME? | #NAME? | #NAME? | #NAME? | #NAME? | FALSE | 0 | TRUE | TRUE | #NAME? | #NAME? | #NAME? | #NAME? | #NAME? | #NAME? | #NAME? | #NAME? | #NAME? | #NAME? |  |  | 1: 0; 2: 0; 3: 6.8296; 4: 6.5171 | 13.3466 |  | 291.3339 | 448.5616 | 462.4347 | 19866 | 13.3466 | 291.3339 | 476.5294 |  | 0 | 4037 | 4037 | 1986-06-09 | #NAME? | #NAME? | #NAME?
1986-06-10 | 1986 | 6 | 161 | 10 | 3 | 8.4 | 5.7768 | 1.6667 | 0 | 0 | 0 | #NAME? | #NAME? | #NAME? | #NAME? | #NAME? | #NAME? | TRUE | 0 | TRUE | TRUE | #NAME? | #NAME? | #NAME? | #NAME? | #NAME? | #NAME? | #NAME? | #NAME? | #NAME? | #NAME? |  |  | 1: 4.2504; 2: 5.0684; 3: 0; 4: 0 | 9.3188 |  | 211.0112 | 341.2279 | 353.0913 | 19866 | 9.3188 | 211.0112 | 345.1472 |  | 0 | 4038 | 4038 | 1986-06-10 | #NAME? | #NAME? | #NAME?
1986-06-11 | 1986 | 6 | 162 | 11 | 4 | 9 | 5.1093 | 11.5 | 0 | 0 | 0 | #NAME? | #NAME? | #NAME? | #NAME? | #NAME? | #NAME? | FALSE | 0 | TRUE | TRUE | #NAME? | #NAME? | #NAME? | #NAME? | #NAME? | #NAME? | #NAME? | #NAME? | #NAME? | #NAME? |  |  | 1: 0; 2: 0; 3: 6.1052; 4: 5.8429 | 11.9482 |  | 260.9366 | 401.7595 | 414.1851 | 19866 | 11.9482 | 260.9366 | 426.8092 |  | 0 | 4039 | 4039 | 1986-06-11 | #NAME? | #NAME? | #NAME?
1986-06-12 | 1986 | 6 | 163 | 12 | 5 | 8.2 | 4.508 | 1.6667 | 0 | 0 | 0 | #NAME? | #NAME? | #NAME? | #NAME? | #NAME? | #NAME? | TRUE | 0 | TRUE | TRUE | #NAME? | #NAME? | #NAME? | #NAME? | #NAME? | #NAME? | #NAME? | #NAME? | #NAME? | #NAME? |  |  | 1: 2.7637; 2: 3.0446; 3: 0; 4: 0 | 5.8083 |  | 129.842 | 209.7295 | 217.0029 | 19866 | 5.8083 | 129.842 | 212.3802 |  | 0 | 4040 | 4040 | 1986-06-12 | #NAME? | #NAME? | #NAME?
1986-06-13 | 1986 | 6 | 164 | 13 | 6 | 8.3 | 5.3974 | 10.8333 | 0 | 0 | 0 | #NAME? | #NAME? | #NAME? | #NAME? | #NAME? | #NAME? | FALSE | 0 | TRUE | TRUE | #NAME? | #NAME? | #NAME? | #NAME? | #NAME? | #NAME? | #NAME? | #NAME? | #NAME? | #NAME? |  |  | 1: 0; 2: 0; 3: 0; 4: 5.2895 | 5.2895 |  | 155.159 | 238.8955 | 246.2841 | 19866 | 5.2895 | 155.159 | 253.7907 |  | 0 | 4041 | 4041 | 1986-06-13 | #NAME? | #NAME? | #NAME?
1986-06-14 | 1986 | 6 | 165 | 14 | 7 | 7 | 4.9915 | 16.5 | 2 | 2 | 0 | #NAME? | #NAME? | #NAME? | #NAME? | #NAME? | #NAME? | FALSE | 0 | TRUE | TRUE | #NAME? | #NAME? | #NAME? | #NAME? | #NAME? | #NAME? | #NAME? | #NAME? | #NAME? | #NAME? |  |  | 1: 0; 2: 0; 3: 1.6752; 4: 0 | 1.6752 |  | 24.5695 | 37.8293 | 38.9992 | 19866 | 1.6752 | 24.5695 | 40.1879 |  | 0 | 4042 | 4042 | 1986-06-14 | #NAME? | #NAME? | #NAME?
1986-06-15 | 1986 | 6 | 166 | 15 | 1 | 9 | 4.5159 | 13 | 2 | 2 | 0 | #NAME? | #NAME? | #NAME? | #NAME? | #NAME? | #NAME? | TRUE | 2 | TRUE | TRUE | #NAME? | #NAME? | #NAME? | #NAME? | #NAME? | #NAME? | #NAME? | #NAME? | #NAME? | #NAME? |  |  | 1: 3.2401; 2: 4.5212; 3: 0; 4: 0 | 7.7613 |  | 180.1439 | 291.9384 | 302.136 | 19866 | 7.7613 | 180.1439 | 294.6582 |  | 0 | 4043 | 4043 | 1986-06-15 | #NAME? | #NAME? | #NAME?
1986-06-16 | 1986 | 6 | 167 | 16 | 2 | 7.4 | 4.6032 | 12.6667 | 0 | 0 | 0 | #NAME? | #NAME? | #NAME? | #NAME? | #NAME? | #NAME? | FALSE | 4 | TRUE | TRUE | #NAME? | #NAME? | #NAME? | #NAME? | #NAME? | #NAME? | #NAME? | #NAME? | #NAME? | #NAME? |  |  | 1: 0; 2: 0; 3: 6.2957; 4: 8.1977 | 14.4933 |  | 332.8008 | 512.4076 | 528.2552 | 19866 | 14.4933 | 332.8008 | 544.3561 |  | 0 | 4044 | 4044 | 1986-06-16 | #NAME? | #NAME? | #NAME?
1986-06-17 | 1986 | 6 | 168 | 17 | 3 | 7.8 | 6.6022 | 8.1667 | 0 | 0 | 0 | #NAME? | #NAME? | #NAME? | #NAME? | #NAME? | #NAME? | TRUE | 2 | TRUE | TRUE | #NAME? | #NAME? | #NAME? | #NAME? | #NAME? | #NAME? | #NAME? | #NAME? | #NAME? | #NAME? |  |  | 1: 0; 2: 0; 3: 0; 4: 0 | 0 |  | 0 | 0 | 0 | 19866 | 0 | 0 | 0 |  | 0 | 4045 | 4045 | 1986-06-17 | #NAME? | #NAME? | #NAME?
1986-06-18 | 1986 | 6 | 169 | 18 | 4 | 14.8 | 4.595 | 13.6667 | 1.9 | 1.9 | 0 | #NAME? | #NAME? | #NAME? | #NAME? | #NAME? | #NAME? | FALSE | 0 | TRUE | TRUE | #NAME? | #NAME? | #NAME? | #NAME? | #NAME? | #NAME? | #NAME? | #NAME? | #NAME? | #NAME? |  |  | 1: 0; 2: 0; 3: 1.7157; 4: 5.9112 | 7.6269 |  | 198.5587 | 305.7174 | 315.1725 | 19866 | 7.6269 | 198.5587 | 324.7788 |  | 0 | 4046 | 4046 | 1986-06-18 | #NAME? | #NAME? | #NAME?
1986-06-19 | 1986 | 6 | 170 | 19 | 5 | 11.5 | 5.6743 | 17.8333 | 0 | 0 | 0 | #NAME? | #NAME? | #NAME? | #NAME? | #NAME? | #NAME? | TRUE | 1.9 | TRUE | TRUE | #NAME? | #NAME? | #NAME? | #NAME? | #NAME? | #NAME? | #NAME? | #NAME? | #NAME? | #NAME? |  |  | 1: 3.3755; 2: 5.8231; 3: 0; 4: 0 | 9.1986 |  | 220.3175 | 357.9893 | 370.5662 | 19866 | 9.1986 | 220.3175 | 360.3693 |  | 0 | 4047 | 4047 | 1986-06-19 | #NAME? | #NAME? | #NAME?
1986-06-20 | 1986 | 6 | 171 | 20 | 6 | 8.8 | 5.5308 | 10.1667 | 0 | 0 | 0 | #NAME? | #NAME? | #NAME? | #NAME? | #NAME? | #NAME? | FALSE | 1.9 | TRUE | TRUE | #NAME? | #NAME? | #NAME? | #NAME? | #NAME? | #NAME? | #NAME? | #NAME? | #NAME? | #NAME? |  |  | 1: 0; 2: 0; 3: 0; 4: 5.6482 | 5.6482 |  | 165.6794 | 255.0936 | 262.9831 | 19866 | 5.6482 | 165.6794 | 270.9987 |  | 0 | 4048 | 4048 | 1986-06-20 | #NAME? | #NAME? | #NAME?
1986-06-21 | 1986 | 6 | 172 | 21 | 7 | 10.1 | 6.994 | 34.1667 | 0 | 0 | 0 | #NAME? | #NAME? | #NAME? | #NAME? | #NAME? | #NAME? | FALSE | 0 | TRUE | TRUE | #NAME? | #NAME? | #NAME? | #NAME? | #NAME? | #NAME? | #NAME? | #NAME? | #NAME? | #NAME? |  |  | 1: 0; 2: 0; 3: 0; 4: 0 | 0 |  | 0 | 0 | 0 | 19866 | 0 | 0 | 0 |  | 0 | 4049 | 4049 | 1986-06-21 | #NAME? | #NAME? | #NAME?
1986-06-22 | 1986 | 6 | 173 | 22 | 1 | 12.5 | 6.81 | 24.1667 | 0 | 0 | 0 | #NAME? | #NAME? | #NAME? | #NAME? | #NAME? | #NAME? | TRUE | 0 | TRUE | TRUE | #NAME? | #NAME? | #NAME? | #NAME? | #NAME? | #NAME? | #NAME? | #NAME? | #NAME? | #NAME? |  |  | 1: 13.4276; 2: 23.9919; 3: 0; 4: 0 | 37.4195 |  | 900.7006 | 1464.1296 | 1515.6131 | 19866 | 37.4195 | 900.7006 | 1473.2595 |  | 0 | 4050 | 4050 | 1986-06-22 | #NAME? | #NAME? | #NAME?
1986-06-23 | 1986 | 6 | 174 | 23 | 2 | 9.3 | 5.8611 | 4.5 | 0 | 0 | 0 | #NAME? | #NAME? | #NAME? | #NAME? | #NAME? | #NAME? | FALSE | 0 | TRUE | TRUE | #NAME? | #NAME? | #NAME? | #NAME? | #NAME? | #NAME? | #NAME? | #NAME? | #NAME? | #NAME? |  |  | 1: 0; 2: 0; 3: 2.3604; 4: 10.6341 | 12.9945 |  | 346.5531 | 533.5818 | 550.0843 | 19866 | 12.9945 | 346.5531 | 566.8506 |  | 0 | 4051 | 4051 | 1986-06-23 | #NAME? | #NAME? | #NAME?
1986-06-24 | 1986 | 6 | 175 | 24 | 3 | 12.9 | 4.2114 | 24.1667 | 0 | 0 | 0 | #NAME? | #NAME? | #NAME? | #NAME? | #NAME? | #NAME? | TRUE | 0 | TRUE | TRUE | #NAME? | #NAME? | #NAME? | #NAME? | #NAME? | #NAME? | #NAME? | #NAME? | #NAME? | #NAME? |  |  | 1: 4.6634; 2: 6.9882; 3: 0; 4: 0 | 11.6516 |  | 273.3842 | 443.451 | 458.9722 | 19866 | 11.6516 | 273.3842 | 447.1695 |  | 0 | 4052 | 4052 | 1986-06-24 | #NAME? | #NAME? | #NAME?
1986-06-25 | 1986 | 6 | 176 | 25 | 4 | 8.3 | 5.3397 | 6.6667 | 0 | 0 | 0 | #NAME? | #NAME? | #NAME? | #NAME? | #NAME? | #NAME? | FALSE | 0 | TRUE | TRUE | #NAME? | #NAME? | #NAME? | #NAME? | #NAME? | #NAME? | #NAME? | #NAME? | #NAME? | #NAME? |  |  | 1: 0; 2: 0; 3: 2.1356; 4: 4.5963 | 6.7319 |  | 166.1462 | 255.8124 | 263.7241 | 19866 | 6.7319 | 166.1462 | 271.7623 |  | 0 | 4053 | 4053 | 1986-06-25 | #NAME? | #NAME? | #NAME?
1986-06-26 | 1986 | 6 | 177 | 26 | 5 | 7.8 | 4.6673 | 22.1667 | 0 | 0 | 0 | #NAME? | #NAME? | #NAME? | #NAME? | #NAME? | #NAME? | TRUE | 0 | TRUE | TRUE | #NAME? | #NAME? | #NAME? | #NAME? | #NAME? | #NAME? | #NAME? | #NAME? | #NAME? | #NAME? |  |  | 1: 5.8768; 2: 6.8067; 3: 0; 4: 0 | 12.6835 |  | 285.8574 | 462.0708 | 478.1209 | 19866 | 12.6835 | 285.8574 | 467.5717 |  | 0 | 4054 | 4054 | 1986-06-26 | #NAME? | #NAME? | #NAME?
1986-06-27 | 1986 | 6 | 178 | 27 | 6 | 10.8 | 4.1705 | 7.5 | 10 | 10 | 3.75 | #NAME? | #NAME? | #NAME? | #NAME? | #NAME? | #NAME? | FALSE | 0 | TRUE | TRUE | #NAME? | #NAME? | #NAME? | #NAME? | #NAME? | #NAME? | #NAME? | #NAME? | #NAME? | #NAME? |  |  | 1: 0; 2: 0; 3: 0; 4: 5.5038 | 5.5038 |  | 161.4456 | 248.575 | 256.2629 | 19866 | 5.5038 | 161.4456 | 264.0737 |  | 0 | 4055 | 4055 | 1986-06-27 | #NAME? | #NAME? | #NAME?
1986-06-28 | 1986 | 6 | 179 | 28 | 7 | 10.9 | 4.6461 | 5.1667 | 0.6 | 0.6 | 0 | #NAME? | #NAME? | #NAME? | #NAME? | #NAME? | #NAME? | FALSE | 10 | FALSE | TRUE | #NAME? | #NAME? | #NAME? | #NAME? | #NAME? | #NAME? | #NAME? | #NAME? | #NAME? | #NAME? |  |  | 1: 0; 2: 0; 3: 0; 4: 0 | 0 |  | 0 | 0 | 0 | 19866 | 0 | 0 | 0 |  | 0 | 4056 | 4056 | 1986-06-28 | #NAME? | #NAME? | #NAME?
1986-06-29 | 1986 | 6 | 180 | 29 | 1 | 11.4 | 3.4972 | 22.5 | 55.1 | 55.1 | 37.575 | #NAME? | #NAME? | #NAME? | #NAME? | #NAME? | #NAME? | TRUE | 10.6 | FALSE | TRUE | #NAME? | #NAME? | #NAME? | #NAME? | #NAME? | #NAME? | #NAME? | #NAME? | #NAME? | #NAME? |  |  | 1: 0; 2: 0; 3: 0; 4: 0 | 0 |  | 0 | 0 | 0 | 19866 | 0 | 0 | 0 |  | 0 | 4057 | 4057 | 1986-06-29 | #NAME? | #NAME? | #NAME?
1986-06-30 | 1986 | 6 | 181 | 30 | 2 | 10.1 | 2.9659 | 8.1667 | 0.2 | 0.2 | 0 | #NAME? | #NAME? | #NAME? | #NAME? | #NAME? | #NAME? | FALSE | 55.7 | FALSE | TRUE | #NAME? | #NAME? | #NAME? | #NAME? | #NAME? | #NAME? | #NAME? | #NAME? | #NAME? | #NAME? |  |  | 1: 0; 2: 0; 3: 0; 4: 0 | 0 |  | 0 | 0 | 0 | 19866 | 0 | 0 | 0 |  | 0 | 4058 | 4058 | 1986-06-30 | #NAME? | #NAME? | #NAME?
1986-07-01 | 1986 | 7 | 182 | 1 | 3 | 10.5 | 5.1196 | 6.8333 | 0 | 0 | 0 | #NAME? | #NAME? | #NAME? | #NAME? | #NAME? | #NAME? | TRUE | 55.3 | FALSE | TRUE | #NAME? | #NAME? | #NAME? | #NAME? | #NAME? | #NAME? | #NAME? | #NAME? | #NAME? | #NAME? |  |  | 1: 0; 2: 0; 3: 0; 4: 0 | 0 |  | 0 | 0 | 0 | 19867 | 0 | 0 | 0 |  | 0 | 4059 | 4059 | 1986-07-01 | #NAME? | #NAME? | #NAME?
1986-07-02 | 1986 | 7 | 183 | 2 | 4 | 15 | 5.1511 | 7 | 0 | 0 | 0 | #NAME? | #NAME? | #NAME? | #NAME? | #NAME? | #NAME? | FALSE | 0.2 | TRUE | TRUE | #NAME? | #NAME? | #NAME? | #NAME? | #NAME? | #NAME? | #NAME? | #NAME? | #NAME? | #NAME? |  |  | 1: 0; 2: 0; 3: 0; 4: 5.0958 | 5.0958 |  | 149.4761 | 230.1458 | 237.2637 | 19867 | 5.0958 | 149.4761 | 244.4954 |  | 0 | 4060 | 4060 | 1986-07-02 | #NAME? | #NAME? | #NAME?
1986-07-03 | 1986 | 7 | 184 | 3 | 5 | 7.8 | 4.5442 | 16.5 | 0 | 0 | 0 | #NAME? | #NAME? | #NAME? | #NAME? | #NAME? | #NAME? | TRUE | 0 | TRUE | TRUE | #NAME? | #NAME? | #NAME? | #NAME? | #NAME? | #NAME? | #NAME? | #NAME? | #NAME? | #NAME? |  |  | 1: 11.0176; 2: 14.0055; 3: 0; 4: 0 | 25.0231 |  | 572.4201 | 926.4912 | 958.7655 | 19867 | 25.0231 | 572.4201 | 936.297 |  | 0 | 4061 | 4061 | 1986-07-03 | #NAME? | #NAME? | #NAME?
1986-07-04 | 1986 | 7 | 185 | 4 | 6 | 3.7 | 3.8205 | 4.5 | 0 | 0 | 0 | #NAME? | #NAME? | #NAME? | #NAME? | #NAME? | #NAME? | FALSE | 0 | TRUE | TRUE | #NAME? | #NAME? | #NAME? | #NAME? | #NAME? | #NAME? | #NAME? | #NAME? | #NAME? | #NAME? |  |  | 1: 0; 2: 0; 3: 0; 4: 5.3324 | 5.3324 |  | 156.417 | 240.8326 | 248.281 | 19867 | 5.3324 | 156.417 | 255.8485 |  | 0 | 4062 | 4062 | 1986-07-04 | #NAME? | #NAME? | #NAME?
1986-07-05 | 1986 | 7 | 186 | 5 | 7 | 7.7 | 5.3904 | 26.5 | 5.8 | 5.8 | 0.6 | #NAME? | #NAME? | #NAME? | #NAME? | #NAME? | #NAME? | FALSE | 0 | TRUE | TRUE | #NAME? | #NAME? | #NAME? | #NAME? | #NAME? | #NAME? | #NAME? | #NAME? | #NAME? | #NAME? |  |  | 1: 0; 2: 0; 3: 6.6384; 4: 0 | 6.6384 |  | 97.3639 | 149.9095 | 154.5459 | 19867 | 6.6384 | 97.3639 | 159.2564 |  | 0 | 4063 | 4063 | 1986-07-05 | #NAME? | #NAME? | #NAME?
1986-07-06 | 1986 | 7 | 187 | 6 | 1 | 9.7 | 4.5818 | 5.3333 | 0 | 0 | 0 | #NAME? | #NAME? | #NAME? | #NAME? | #NAME? | #NAME? | TRUE | 5.8 | TRUE | TRUE | #NAME? | #NAME? | #NAME? | #NAME? | #NAME? | #NAME? | #NAME? | #NAME? | #NAME? | #NAME? |  |  | 1: 7.4045; 2: 10.1309; 3: 0; 4: 0 | 17.5355 |  | 405.7743 | 657.4201 | 680.3712 | 19867 | 17.5355 | 405.7743 | 663.7176 |  | 0 | 4064 | 4064 | 1986-07-06 | #NAME? | #NAME? | #NAME?
1986-07-07 | 1986 | 7 | 188 | 7 | 2 | 7.8 | 3.8603 | 1.8333 | 2.8 | 2.8 | 0 | #NAME? | #NAME? | #NAME? | #NAME? | #NAME? | #NAME? | FALSE | 5.8 | TRUE | TRUE | #NAME? | #NAME? | #NAME? | #NAME? | #NAME? | #NAME? | #NAME? | #NAME? | #NAME? | #NAME? |  |  | 1: 0; 2: 0; 3: 6.8424; 4: 7.1647 | 14.0071 |  | 310.5207 | 478.1034 | 492.8901 | 19867 | 14.0071 | 310.5207 | 507.9131 |  | 0 | 4065 | 4065 | 1986-07-07 | #NAME? | #NAME? | #NAME?
1986-07-08 | 1986 | 7 | 189 | 8 | 3 | 8.4 | 4.6794 | 1.1667 | 0.6 | 0.6 | 0 | #NAME? | #NAME? | #NAME? | #NAME? | #NAME? | #NAME? | TRUE | 2.8 | TRUE | TRUE | #NAME? | #NAME? | #NAME? | #NAME? | #NAME? | #NAME? | #NAME? | #NAME? | #NAME? | #NAME? |  |  | 1: 7.7606; 2: 9.5182; 3: 0; 4: 0 | 17.2788 |  | 393.0218 | 635.81 | 657.9344 | 19867 | 17.2788 | 393.0218 | 642.8585 |  | 0 | 4066 | 4066 | 1986-07-08 | #NAME? | #NAME? | #NAME?
1986-07-09 | 1986 | 7 | 190 | 9 | 4 | 10.3 | 3.4194 | 2.6667 | 8.4 | 8.4 | 2.55 | #NAME? | #NAME? | #NAME? | #NAME? | #NAME? | #NAME? | FALSE | 3.4 | TRUE | TRUE | #NAME? | #NAME? | #NAME? | #NAME? | #NAME? | #NAME? | #NAME? | #NAME? | #NAME? | #NAME? |  |  | 1: 0; 2: 0; 3: 5.5016; 4: 4.8536 | 10.3553 |  | 223.0646 | 343.4486 | 354.0707 | 19867 | 10.3553 | 223.0646 | 364.8626 |  | 0 | 4067 | 4067 | 1986-07-09 | #NAME? | #NAME? | #NAME?
1986-07-10 | 1986 | 7 | 191 | 10 | 5 | 11.3 | 4.0085 | 2.3333 | 0.4 | 0.4 | 0 | #NAME? | #NAME? | #NAME? | #NAME? | #NAME? | #NAME? | TRUE | 9 | TRUE | TRUE | #NAME? | #NAME? | #NAME? | #NAME? | #NAME? | #NAME? | #NAME? | #NAME? | #NAME? | #NAME? |  |  | 1: 0; 2: 0; 3: 0; 4: 0 | 0 |  | 0 | 0 | 0 | 19867 | 0 | 0 | 0 |  | 0 | 4068 | 4068 | 1986-07-10 | #NAME? | #NAME? | #NAME?
1986-07-11 | 1986 | 7 | 192 | 11 | 6 | 9.5 | 4.7953 | 14 | 0.9 | 0.9 | 0 | #NAME? | #NAME? | #NAME? | #NAME? | #NAME? | #NAME? | FALSE | 8.8 | TRUE | TRUE | #NAME? | #NAME? | #NAME? | #NAME? | #NAME? | #NAME? | #NAME? | #NAME? | #NAME? | #NAME? |  |  | 1: 0; 2: 0; 3: 0; 4: 4.4847 | 4.4847 |  | 131.5498 | 202.5449 | 208.8091 | 19867 | 4.4847 | 131.5498 | 215.1735 |  | 0 | 4069 | 4069 | 1986-07-11 | #NAME? | #NAME? | #NAME?
1986-07-12 | 1986 | 7 | 193 | 12 | 7 | 8 | 3.5481 | 2.8333 | 6.2 | 6.2 | 0.9 | #NAME? | #NAME? | #NAME? | #NAME? | #NAME? | #NAME? | FALSE | 1.3 | TRUE | TRUE | #NAME? | #NAME? | #NAME? | #NAME? | #NAME? | #NAME? | #NAME? | #NAME? | #NAME? | #NAME? |  |  | 1: 0; 2: 0; 3: 6.216; 4: 0 | 6.216 |  | 91.1685 | 140.3706 | 144.712 | 19867 | 6.216 | 91.1685 | 149.1227 |  | 0 | 4070 | 4070 | 1986-07-12 | #NAME? | #NAME? | #NAME?
1986-07-13 | 1986 | 7 | 194 | 13 | 1 | 10.2 | 3.2721 | 2.5 | 1.4 | 1.4 | 0 | #NAME? | #NAME? | #NAME? | #NAME? | #NAME? | #NAME? | TRUE | 7.1 | TRUE | TRUE | #NAME? | #NAME? | #NAME? | #NAME? | #NAME? | #NAME? | #NAME? | #NAME? | #NAME? | #NAME? |  |  | 1: 8.9234; 2: 11.6498; 3: 0; 4: 0 | 20.5732 |  | 472.6038 | 765.2122 | 791.8897 | 19867 | 20.5732 | 472.6038 | 773.0293 |  | 0 | 4071 | 4071 | 1986-07-13 | #NAME? | #NAME? | #NAME?
1986-07-14 | 1986 | 7 | 195 | 14 | 2 | 6.3 | 4.3176 | 1.8333 | 0 | 0 | 0 | #NAME? | #NAME? | #NAME? | #NAME? | #NAME? | #NAME? | FALSE | 7.6 | TRUE | TRUE | #NAME? | #NAME? | #NAME? | #NAME? | #NAME? | #NAME? | #NAME? | #NAME? | #NAME? | #NAME? |  |  | 1: 0; 2: 0; 3: 1.8911; 4: 5.4885 | 7.3795 |  | 188.7301 | 290.5844 | 299.5715 | 19867 | 7.3795 | 188.7301 | 308.7023 |  | 0 | 4072 | 4072 | 1986-07-14 | #NAME? | #NAME? | #NAME?
1986-07-15 | 1986 | 7 | 196 | 15 | 3 | 9.5 | 3.1509 | 10.8333 | 2.1 | 2.1 | 0 | #NAME? | #NAME? | #NAME? | #NAME? | #NAME? | #NAME? | TRUE | 1.4 | TRUE | TRUE | #NAME? | #NAME? | #NAME? | #NAME? | #NAME? | #NAME? | #NAME? | #NAME? | #NAME? | #NAME? |  |  | 1: 7.2683; 2: 9.8384; 3: 0; 4: 0 | 17.1067 |  | 395.1935 | 640.1858 | 662.5283 | 19867 | 17.1067 | 395.1935 | 646.4107 |  | 0 | 4073 | 4073 | 1986-07-15 | #NAME? | #NAME? | #NAME?
1986-07-16 | 1986 | 7 | 197 | 16 | 4 | 8.3 | 2.9582 | 1.6667 | 12.6 | 12.6 | 5.7 | #NAME? | #NAME? | #NAME? | #NAME? | #NAME? | #NAME? | FALSE | 2.1 | TRUE | TRUE | #NAME? | #NAME? | #NAME? | #NAME? | #NAME? | #NAME? | #NAME? | #NAME? | #NAME? | #NAME? |  |  | 1: 0; 2: 0; 3: 0; 4: 4.1077 | 4.1077 |  | 120.4925 | 185.5201 | 191.2579 | 19867 | 4.1077 | 120.4925 | 197.0873 |  | 0 | 4074 | 4074 | 1986-07-16 | #NAME? | #NAME? | #NAME?
1986-07-17 | 1986 | 7 | 198 | 17 | 5 | 7 | 4.0839 | 26.8333 | 26 | 26 | 15.75 | #NAME? | #NAME? | #NAME? | #NAME? | #NAME? | #NAME? | TRUE | 14.7 | FALSE | TRUE | #NAME? | #NAME? | #NAME? | #NAME? | #NAME? | #NAME? | #NAME? | #NAME? | #NAME? | #NAME? |  |  | 1: 0; 2: 0; 3: 0; 4: 0 | 0 |  | 0 | 0 | 0 | 19867 | 0 | 0 | 0 |  | 0 | 4075 | 4075 | 1986-07-17 | #NAME? | #NAME? | #NAME?
1986-07-18 | 1986 | 7 | 199 | 18 | 6 | 9.7 | 4.614 | 15.1667 | 0 | 0 | 0 | #NAME? | #NAME? | #NAME? | #NAME? | #NAME? | #NAME? | FALSE | 38.6 | FALSE | TRUE | #NAME? | #NAME? | #NAME? | #NAME? | #NAME? | #NAME? | #NAME? | #NAME? | #NAME? | #NAME? |  |  | 1: 0; 2: 0; 3: 0; 4: 0 | 0 |  | 0 | 0 | 0 | 19867 | 0 | 0 | 0 |  | 0 | 4076 | 4076 | 1986-07-18 | #NAME? | #NAME? | #NAME?
1986-07-19 | 1986 | 7 | 200 | 19 | 7 | 7.5 | 3.6379 | 0 | 0 | 0 | 0 | #NAME? | #NAME? | #NAME? | #NAME? | #NAME? | #NAME? | FALSE | 26 | FALSE | TRUE | #NAME? | #NAME? | #NAME? | #NAME? | #NAME? | #NAME? | #NAME? | #NAME? | #NAME? | #NAME? |  |  | 1: 0; 2: 0; 3: 0; 4: 0 | 0 |  | 0 | 0 | 0 | 19867 | 0 | 0 | 0 |  | 0 | 4077 | 4077 | 1986-07-19 | #NAME? | #NAME? | #NAME?
1986-07-20 | 1986 | 7 | 201 | 20 | 1 | 12.5 | 4.5856 | 11.3333 | 0 | 0 | 0 | #NAME? | #NAME? | #NAME? | #NAME? | #NAME? | #NAME? | TRUE | 0 | TRUE | TRUE | #NAME? | #NAME? | #NAME? | #NAME? | #NAME? | #NAME? | #NAME? | #NAME? | #NAME? | #NAME? |  |  | 1: 9.1844; 2: 12.5924; 3: 0; 4: 0 | 21.7767 |  | 504.0795 | 816.7132 | 845.2271 | 19867 | 21.7767 | 504.0795 | 824.5136 |  | 0 | 4078 | 4078 | 1986-07-20 | #NAME? | #NAME? | #NAME?
1986-07-21 | 1986 | 7 | 202 | 21 | 2 | 10.1 | 5.0499 | 3.1667 | 0 | 0 | 0 | #NAME? | #NAME? | #NAME? | #NAME? | #NAME? | #NAME? | FALSE | 0 | TRUE | TRUE | #NAME? | #NAME? | #NAME? | #NAME? | #NAME? | #NAME? | #NAME? | #NAME? | #NAME? | #NAME? |  |  | 1: 0; 2: 0; 3: 6.9414; 4: 8.0288 | 14.9702 |  | 337.3182 | 519.3629 | 535.4257 | 19867 | 14.9702 | 337.3182 | 551.7451 |  | 0 | 4079 | 4079 | 1986-07-21 | #NAME? | #NAME? | #NAME?
1986-07-22 | 1986 | 7 | 203 | 22 | 3 | 12.5 | 4.8357 | 2.8333 | 0.5 | 0.5 | 0 | #NAME? | #NAME? | #NAME? | #NAME? | #NAME? | #NAME? | TRUE | 0 | TRUE | TRUE | #NAME? | #NAME? | #NAME? | #NAME? | #NAME? | #NAME? | #NAME? | #NAME? | #NAME? | #NAME? |  |  | 1: 0; 2: 0; 3: 0; 4: 0 | 0 |  | 0 | 0 | 0 | 19867 | 0 | 0 | 0 |  | 0 | 4080 | 4080 | 1986-07-22 | #NAME? | #NAME? | #NAME?
1986-07-23 | 1986 | 7 | 204 | 23 | 4 | 12.2 | 3.6025 | 16.8333 | 2.3 | 2.3 | 0 | #NAME? | #NAME? | #NAME? | #NAME? | #NAME? | #NAME? | FALSE | 0.5 | TRUE | TRUE | #NAME? | #NAME? | #NAME? | #NAME? | #NAME? | #NAME? | #NAME? | #NAME? | #NAME? | #NAME? |  |  | 1: 0; 2: 0; 3: 5.083; 4: 5.0371 | 10.1201 |  | 222.3052 | 342.2795 | 352.8654 | 19867 | 10.1201 | 222.3052 | 363.6206 |  | 0 | 4081 | 4081 | 1986-07-23 | #NAME? | #NAME? | #NAME?
1986-07-24 | 1986 | 7 | 205 | 24 | 5 | 11.1 | 4.2672 | 4.5 | 0 | 0 | 0 | #NAME? | #NAME? | #NAME? | #NAME? | #NAME? | #NAME? | TRUE | 2.8 | TRUE | TRUE | #NAME? | #NAME? | #NAME? | #NAME? | #NAME? | #NAME? | #NAME? | #NAME? | #NAME? | #NAME? |  |  | 1: 5.1392; 2: 6.5031; 3: 0; 4: 0 | 11.6423 |  | 266.1321 | 430.7212 | 445.7234 | 19867 | 11.6423 | 266.1321 | 435.3073 |  | 0 | 4082 | 4082 | 1986-07-24 | #NAME? | #NAME? | #NAME?
1986-07-25 | 1986 | 7 | 206 | 25 | 6 | 10.9 | 3.3001 | 8.5 | 8.7 | 8.7 | 2.775 | #NAME? | #NAME? | #NAME? | #NAME? | #NAME? | #NAME? | FALSE | 2.3 | TRUE | TRUE | #NAME? | #NAME? | #NAME? | #NAME? | #NAME? | #NAME? | #NAME? | #NAME? | #NAME? | #NAME? |  |  | 1: 0; 2: 0; 3: 0; 4: 4.627 | 4.627 |  | 135.7248 | 208.973 | 215.4361 | 19867 | 4.627 | 135.7248 | 222.0025 |  | 0 | 4083 | 4083 | 1986-07-25 | #NAME? | #NAME? | #NAME?
1986-07-26 | 1986 | 7 | 207 | 26 | 7 | 7.7 | 2.5564 | 2.8333 | 0 | 0 | 0 | #NAME? | #NAME? | #NAME? | #NAME? | #NAME? | #NAME? | FALSE | 8.7 | TRUE | TRUE | #NAME? | #NAME? | #NAME? | #NAME? | #NAME? | #NAME? | #NAME? | #NAME? | #NAME? | #NAME? |  |  | 1: 0; 2: 0; 3: 1.8557; 4: 0 | 1.8557 |  | 27.2164 | 41.9046 | 43.2006 | 19867 | 1.8557 | 27.2164 | 44.5173 |  | 0 | 4084 | 4084 | 1986-07-26 | #NAME? | #NAME? | #NAME?
1986-07-27 | 1986 | 7 | 208 | 27 | 1 | 9.3 | 3.0276 | 10.6667 | 6.4 | 6.4 | 1.05 | #NAME? | #NAME? | #NAME? | #NAME? | #NAME? | #NAME? | TRUE | 8.7 | TRUE | TRUE | #NAME? | #NAME? | #NAME? | #NAME? | #NAME? | #NAME? | #NAME? | #NAME? | #NAME? | #NAME? |  |  | 1: 6.5578; 2: 8.4398; 3: 0; 4: 0 | 14.9976 |  | 343.7472 | 556.4667 | 575.8584 | 19867 | 14.9976 | 343.7472 | 562.2611 |  | 0 | 4085 | 4085 | 1986-07-27 | #NAME? | #NAME? | #NAME?
1986-07-28 | 1986 | 7 | 209 | 28 | 2 | 9.1 | 4.157 | 6.8333 | 3 | 3 | 0 | #NAME? | #NAME? | #NAME? | #NAME? | #NAME? | #NAME? | FALSE | 6.4 | TRUE | TRUE | #NAME? | #NAME? | #NAME? | #NAME? | #NAME? | #NAME? | #NAME? | #NAME? | #NAME? | #NAME? |  |  | 1: 0; 2: 0; 3: 0.96094; 4: 4.3012 | 5.2621 |  | 140.262 | 215.9589 | 222.6381 | 19867 | 5.2621 | 140.262 | 229.424 |  | 0 | 4086 | 4086 | 1986-07-28 | #NAME? | #NAME? | #NAME?
1986-07-29 | 1986 | 7 | 210 | 29 | 3 | 8 | 3.493 | 9.6667 | 5.6 | 5.6 | 0.45 | #NAME? | #NAME? | #NAME? | #NAME? | #NAME? | #NAME? | TRUE | 9.4 | TRUE | TRUE | #NAME? | #NAME? | #NAME? | #NAME? | #NAME? | #NAME? | #NAME? | #NAME? | #NAME? | #NAME? |  |  | 1: 1.633; 2: 1.9452; 3: 0; 4: 0 | 3.5782 |  | 81.0098 | 130.9995 | 135.5538 | 19867 | 3.5782 | 81.0098 | 132.5062 |  | 0 | 4087 | 4087 | 1986-07-29 | #NAME? | #NAME? | #NAME?
1986-07-30 | 1986 | 7 | 211 | 30 | 4 | 9.1 | 4.3344 | 20.6667 | 0 | 0 | 0 | #NAME? | #NAME? | #NAME? | #NAME? | #NAME? | #NAME? | FALSE | 8.6 | TRUE | TRUE | #NAME? | #NAME? | #NAME? | #NAME? | #NAME? | #NAME? | #NAME? | #NAME? | #NAME? | #NAME? |  |  | 1: 0; 2: 0; 3: 7.6013; 4: 3.7575 | 11.3588 |  | 221.706 | 341.3568 | 351.9142 | 19867 | 11.3588 | 221.706 | 362.6404 |  | 0 | 4088 | 4088 | 1986-07-30 | #NAME? | #NAME? | #NAME?
1986-07-31 | 1986 | 7 | 212 | 31 | 5 | 5.5 | 3.4689 | 0 | 0 | 0 | 0 | #NAME? | #NAME? | #NAME? | #NAME? | #NAME? | #NAME? | TRUE | 5.6 | TRUE | TRUE | #NAME? | #NAME? | #NAME? | #NAME? | #NAME? | #NAME? | #NAME? | #NAME? | #NAME? | #NAME? |  |  | 1: 9.2491; 2: 10.248; 3: 0; 4: 0 | 19.497 |  | 436.2594 | 704.7347 | 729.1794 | 19867 | 19.497 | 436.2594 | 713.5816 |  | 0 | 4089 | 4089 | 1986-07-31 | #NAME? | #NAME? | #NAME?
1986-08-01 | 1986 | 8 | 213 | 1 | 6 | 10.4 | 4.3925 | 2.8333 | 0 | 0 | 0 | #NAME? | #NAME? | #NAME? | #NAME? | #NAME? | #NAME? | FALSE | 0 | TRUE | TRUE | #NAME? | #NAME? | #NAME? | #NAME? | #NAME? | #NAME? | #NAME? | #NAME? | #NAME? | #NAME? |  |  | 1: 0; 2: 0; 3: 0; 4: 4.2918 | 4.2918 |  | 125.8938 | 193.8365 | 199.8314 | 19868 | 4.2918 | 125.8938 | 205.9222 |  | 0 | 4090 | 4090 | 1986-08-01 | #NAME? | #NAME? | #NAME?
1986-08-02 | 1986 | 8 | 214 | 2 | 7 | 8.3 | 4.1211 | 1.3333 | 0 | 0 | 0 | #NAME? | #NAME? | #NAME? | #NAME? | #NAME? | #NAME? | FALSE | 0 | TRUE | TRUE | #NAME? | #NAME? | #NAME? | #NAME? | #NAME? | #NAME? | #NAME? | #NAME? | #NAME? | #NAME? |  |  | 1: 0; 2: 0; 3: 7.2518; 4: 0 | 7.2518 |  | 106.3592 | 163.7594 | 168.8241 | 19868 | 7.2518 | 106.3592 | 173.9698 |  | 0 | 4091 | 4091 | 1986-08-02 | #NAME? | #NAME? | #NAME?
1986-08-03 | 1986 | 8 | 215 | 3 | 1 | 10.7 | 4.7312 | 1 | 0.4 | 0.4 | 0 | #NAME? | #NAME? | #NAME? | #NAME? | #NAME? | #NAME? | TRUE | 0 | TRUE | TRUE | #NAME? | #NAME? | #NAME? | #NAME? | #NAME? | #NAME? | #NAME? | #NAME? | #NAME? | #NAME? |  |  | 1: 2.053; 2: 2.5551; 3: 0; 4: 0 | 4.6081 |  | 105.0606 | 169.9962 | 175.9142 | 19868 | 4.6081 | 105.0606 | 171.8457 |  | 0 | 4092 | 4092 | 1986-08-03 | #NAME? | #NAME? | #NAME?
1986-08-04 | 1986 | 8 | 216 | 4 | 2 | 11.1 | 4.0613 | 12.1667 | 0.6 | 0.6 | 0 | #NAME? | #NAME? | #NAME? | #NAME? | #NAME? | #NAME? | FALSE | 0.4 | TRUE | TRUE | #NAME? | #NAME? | #NAME? | #NAME? | #NAME? | #NAME? | #NAME? | #NAME? | #NAME? | #NAME? |  |  | 1: 0; 2: 0; 3: 2.2121; 4: 7.2846 | 9.4967 |  | 246.1266 | 378.9568 | 390.6771 | 19868 | 9.4967 | 246.1266 | 402.5847 |  | 0 | 4093 | 4093 | 1986-08-04 | #NAME? | #NAME? | #NAME?
1986-08-05 | 1986 | 8 | 217 | 5 | 3 | 11.3 | 2.5592 | 11.5 | 3.4 | 3.4 | 0 | #NAME? | #NAME? | #NAME? | #NAME? | #NAME? | #NAME? | TRUE | 1 | TRUE | TRUE | #NAME? | #NAME? | #NAME? | #NAME? | #NAME? | #NAME? | #NAME? | #NAME? | #NAME? | #NAME? |  |  | 1: 13.8731; 2: 16.3752; 3: 0; 4: 0 | 30.2483 |  | 683.8104 | 1105.6352 | 1144.0626 | 19868 | 30.2483 | 683.8104 | 1118.496 |  | 0 | 4094 | 4094 | 1986-08-05 | #NAME? | #NAME? | #NAME?
1986-08-06 | 1986 | 8 | 218 | 6 | 4 | 8.9 | 3.779 | 2.6667 | 0 | 0 | 0 | #NAME? | #NAME? | #NAME? | #NAME? | #NAME? | #NAME? | FALSE | 4 | TRUE | TRUE | #NAME? | #NAME? | #NAME? | #NAME? | #NAME? | #NAME? | #NAME? | #NAME? | #NAME? | #NAME? |  |  | 1: 0; 2: 0; 3: 6.9594; 4: 3.6876 | 10.647 |  | 210.24 | 323.7029 | 333.7143 | 19868 | 10.647 | 210.24 | 343.8857 |  | 0 | 4095 | 4095 | 1986-08-06 | #NAME? | #NAME? | #NAME?
1986-08-07 | 1986 | 8 | 219 | 7 | 5 | 9.8 | 4.5074 | 5.6667 | 0 | 0 | 0 | #NAME? | #NAME? | #NAME? | #NAME? | #NAME? | #NAME? | TRUE | 3.4 | TRUE | TRUE | #NAME? | #NAME? | #NAME? | #NAME? | #NAME? | #NAME? | #NAME? | #NAME? | #NAME? | #NAME? |  |  | 1: 3.632; 2: 5.6768; 3: 0; 4: 0 | 9.3087 |  | 219.7875 | 356.7017 | 369.2009 | 19868 | 9.3087 | 219.7875 | 359.5023 |  | 0 | 4096 | 4096 | 1986-08-07 | #NAME? | #NAME? | #NAME?
1986-08-08 | 1986 | 8 | 220 | 8 | 6 | 10 | 3.5601 | 6.1667 | 0.3 | 0.3 | 0 | #NAME? | #NAME? | #NAME? | #NAME? | #NAME? | #NAME? | FALSE | 0 | TRUE | TRUE | #NAME? | #NAME? | #NAME? | #NAME? | #NAME? | #NAME? | #NAME? | #NAME? | #NAME? | #NAME? |  |  | 1: 0; 2: 0; 3: 0; 4: 4.7591 | 4.7591 |  | 139.5999 | 214.9396 | 221.5872 | 19868 | 4.7591 | 139.5999 | 228.3411 |  | 0 | 4097 | 4097 | 1986-08-08 | #NAME? | #NAME? | #NAME?
1986-08-09 | 1986 | 8 | 221 | 9 | 7 | 7.5 | 3.5005 | 7.6667 | 0 | 0 | 0 | #NAME? | #NAME? | #NAME? | #NAME? | #NAME? | #NAME? | FALSE | 0.3 | TRUE | TRUE | #NAME? | #NAME? | #NAME? | #NAME? | #NAME? | #NAME? | #NAME? | #NAME? | #NAME? | #NAME? |  |  | 1: 0; 2: 0; 3: 2.9461; 4: 0 | 2.9461 |  | 43.2089 | 66.528 | 68.5856 | 19868 | 2.9461 | 43.2089 | 70.676 |  | 0 | 4098 | 4098 | 1986-08-09 | #NAME? | #NAME? | #NAME?
1986-08-10 | 1986 | 8 | 222 | 10 | 1 | 8.2 | 4.155 | 5.8333 | 0 | 0 | 0 | #NAME? | #NAME? | #NAME? | #NAME? | #NAME? | #NAME? | TRUE | 0.3 | TRUE | TRUE | #NAME? | #NAME? | #NAME? | #NAME? | #NAME? | #NAME? | #NAME? | #NAME? | #NAME? | #NAME? |  |  | 1: 6.3114; 2: 7.1293; 3: 0; 4: 0 | 13.4407 |  | 301.6925 | 487.4915 | 504.4113 | 19868 | 13.4407 | 301.6925 | 493.4729 |  | 0 | 4099 | 4099 | 1986-08-10 | #NAME? | #NAME? | #NAME?
1986-08-11 | 1986 | 8 | 223 | 11 | 2 | 14.2 | 5.027 | 10.3333 | 0 | 0 | 0 | #NAME? | #NAME? | #NAME? | #NAME? | #NAME? | #NAME? | FALSE | 0 | TRUE | TRUE | #NAME? | #NAME? | #NAME? | #NAME? | #NAME? | #NAME? | #NAME? | #NAME? | #NAME? | #NAME? |  |  | 1: 0; 2: 0; 3: 6.9037; 4: 6.4905 | 13.3942 |  | 291.6417 | 449.0356 | 462.9233 | 19868 | 13.3942 | 291.6417 | 477.033 |  | 0 | 4100 | 4100 | 1986-08-11 | #NAME? | #NAME? | #NAME?
1986-08-12 | 1986 | 8 | 224 | 12 | 3 | 13.1 | 4.142 | 3.3333 | 0 | 0 | 0 | #NAME? | #NAME? | #NAME? | #NAME? | #NAME? | #NAME? | TRUE | 0 | TRUE | TRUE | #NAME? | #NAME? | #NAME? | #NAME? | #NAME? | #NAME? | #NAME? | #NAME? | #NAME? | #NAME? |  |  | 1: 6.3315; 2: 6.7081; 3: 0; 4: 0 | 13.0396 |  | 289.6337 | 467.5672 | 483.7619 | 19868 | 13.0396 | 289.6337 | 473.7485 |  | 0 | 4101 | 4101 | 1986-08-12 | #NAME? | #NAME? | #NAME?
1986-08-13 | 1986 | 8 | 225 | 13 | 4 | 13.3 | 3.118 | 10.3333 | 1.3 | 1.3 | 0 | #NAME? | #NAME? | #NAME? | #NAME? | #NAME? | #NAME? | FALSE | 0 | TRUE | TRUE | #NAME? | #NAME? | #NAME? | #NAME? | #NAME? | #NAME? | #NAME? | #NAME? | #NAME? | #NAME? |  |  | 1: 0; 2: 0; 3: 4.7866; 4: 5.0429 | 9.8295 |  | 218.1294 | 335.8501 | 346.2372 | 19868 | 9.8295 | 218.1294 | 356.7903 |  | 0 | 4102 | 4102 | 1986-08-13 | #NAME? | #NAME? | #NAME?
1986-08-14 | 1986 | 8 | 226 | 14 | 5 | 10.5 | 5.5293 | 6.3333 | 0 | 0 | 0 | #NAME? | #NAME? | #NAME? | #NAME? | #NAME? | #NAME? | TRUE | 1.3 | TRUE | TRUE | #NAME? | #NAME? | #NAME? | #NAME? | #NAME? | #NAME? | #NAME? | #NAME? | #NAME? | #NAME? |  |  | 1: 7.3654; 2: 7.6433; 3: 0; 4: 0 | 15.0087 |  | 332.2291 | 536.165 | 554.723 | 19868 | 15.0087 | 332.2291 | 543.4211 |  | 0 | 4103 | 4103 | 1986-08-14 | #NAME? | #NAME? | #NAME?
1986-08-15 | 1986 | 8 | 227 | 15 | 6 | 9.8 | 4.3555 | 6.1667 | 0 | 0 | 0 | #NAME? | #NAME? | #NAME? | #NAME? | #NAME? | #NAME? | FALSE | 1.3 | TRUE | TRUE | #NAME? | #NAME? | #NAME? | #NAME? | #NAME? | #NAME? | #NAME? | #NAME? | #NAME? | #NAME? |  |  | 1: 0; 2: 0; 3: 0; 4: 5.3211 | 5.3211 |  | 156.0861 | 240.323 | 247.7557 | 19868 | 5.3211 | 156.0861 | 255.3071 |  | 0 | 4104 | 4104 | 1986-08-15 | #NAME? | #NAME? | #NAME?
1986-08-16 | 1986 | 8 | 228 | 16 | 7 | 8.6 | 4.0232 | 5.3333 | 0 | 0 | 0 | #NAME? | #NAME? | #NAME? | #NAME? | #NAME? | #NAME? | FALSE | 0 | TRUE | TRUE | #NAME? | #NAME? | #NAME? | #NAME? | #NAME? | #NAME? | #NAME? | #NAME? | #NAME? | #NAME? |  |  | 1: 0; 2: 0; 3: 5.0188; 4: 0 | 5.0188 |  | 73.609 | 113.3346 | 116.8398 | 19868 | 5.0188 | 73.609 | 120.401 |  | 0 | 4105 | 4105 | 1986-08-16 | #NAME? | #NAME? | #NAME?
1986-08-17 | 1986 | 8 | 229 | 17 | 1 | 6.9 | 4.7313 | 6.3333 | 0 | 0 | 0 | #NAME? | #NAME? | #NAME? | #NAME? | #NAME? | #NAME? | TRUE | 0 | TRUE | TRUE | #NAME? | #NAME? | #NAME? | #NAME? | #NAME? | #NAME? | #NAME? | #NAME? | #NAME? | #NAME? |  |  | 1: 9.2616; 2: 10.1449; 3: 0; 4: 0 | 19.4065 |  | 433.4206 | 700.0317 | 724.3042 | 19868 | 19.4065 | 433.4206 | 708.9381 |  | 0 | 4106 | 4106 | 1986-08-17 | #NAME? | #NAME? | #NAME?
1986-08-18 | 1986 | 8 | 230 | 18 | 2 | 10.1 | 5.6954 | 4.1667 | 0 | 0 | 0 | #NAME? | #NAME? | #NAME? | #NAME? | #NAME? | #NAME? | FALSE | 0 | TRUE | TRUE | #NAME? | #NAME? | #NAME? | #NAME? | #NAME? | #NAME? | #NAME? | #NAME? | #NAME? | #NAME? |  |  | 1: 0; 2: 0; 3: 1.5328; 4: 7.2105 | 8.7433 |  | 233.99 | 360.2703 | 371.4127 | 19868 | 8.7433 | 233.99 | 382.7331 |  | 0 | 4107 | 4107 | 1986-08-18 | #NAME? | #NAME? | #NAME?
1986-08-19 | 1986 | 8 | 231 | 19 | 3 | 7 | 3.8028 | 31 | 0 | 0 | 0 | #NAME? | #NAME? | #NAME? | #NAME? | #NAME? | #NAME? | TRUE | 0 | TRUE | TRUE | #NAME? | #NAME? | #NAME? | #NAME? | #NAME? | #NAME? | #NAME? | #NAME? | #NAME? | #NAME? |  |  | 1: 5.4081; 2: 6.4817; 3: 0; 4: 0 | 11.8898 |  | 269.4479 | 435.7576 | 450.9099 | 19868 | 11.8898 | 269.4479 | 440.731 |  | 0 | 4108 | 4108 | 1986-08-19 | #NAME? | #NAME? | #NAME?
1986-08-20 | 1986 | 8 | 232 | 20 | 4 | 6.6 | 4.8064 | 6 | 0 | 0 | 0 | #NAME? | #NAME? | #NAME? | #NAME? | #NAME? | #NAME? | FALSE | 0 | TRUE | TRUE | #NAME? | #NAME? | #NAME? | #NAME? | #NAME? | #NAME? | #NAME? | #NAME? | #NAME? | #NAME? |  |  | 1: 0; 2: 0; 3: 2.0704; 4: 5.224 | 7.2944 |  | 183.6025 | 282.6895 | 291.4325 | 19868 | 7.2944 | 183.6025 | 300.3152 |  | 0 | 4109 | 4109 | 1986-08-20 | #NAME? | #NAME? | #NAME?
1986-08-21 | 1986 | 8 | 233 | 21 | 5 | 8.4 | 4.4371 | 28.6667 | 0 | 0 | 0 | #NAME? | #NAME? | #NAME? | #NAME? | #NAME? | #NAME? | TRUE | 0 | TRUE | TRUE | #NAME? | #NAME? | #NAME? | #NAME? | #NAME? | #NAME? | #NAME? | #NAME? | #NAME? | #NAME? |  |  | 1: 1.9264; 2: 2.0695; 3: 0; 4: 0 | 3.9959 |  | 88.9588 | 143.6392 | 148.6166 | 19868 | 3.9959 | 88.9588 | 145.5083 |  | 0 | 4110 | 4110 | 1986-08-21 | #NAME? | #NAME? | #NAME?
1986-08-22 | 1986 | 8 | 234 | 22 | 6 | 7.5 | 4.9219 | 11 | 0 | 0 | 0 | #NAME? | #NAME? | #NAME? | #NAME? | #NAME? | #NAME? | FALSE | 0 | TRUE | TRUE | #NAME? | #NAME? | #NAME? | #NAME? | #NAME? | #NAME? | #NAME? | #NAME? | #NAME? | #NAME? |  |  | 1: 0; 2: 0; 3: 0; 4: 5.0839 | 5.0839 |  | 149.1284 | 229.6104 | 236.7117 | 19868 | 5.0839 | 149.1284 | 243.9265 |  | 0 | 4111 | 4111 | 1986-08-22 | #NAME? | #NAME? | #NAME?
1986-08-23 | 1986 | 8 | 235 | 23 | 7 | 7.3 | 4.705 | 3 | 0 | 0 | 0 | #NAME? | #NAME? | #NAME? | #NAME? | #NAME? | #NAME? | FALSE | 0 | TRUE | TRUE | #NAME? | #NAME? | #NAME? | #NAME? | #NAME? | #NAME? | #NAME? | #NAME? | #NAME? | #NAME? |  |  | 1: 0; 2: 0; 3: 11.3405; 4: 0 | 11.3405 |  | 166.3274 | 256.0914 | 264.0117 | 19868 | 11.3405 | 166.3274 | 272.0587 |  | 0 | 4112 | 4112 | 1986-08-23 | #NAME? | #NAME? | #NAME?
1986-08-24 | 1986 | 8 | 236 | 24 | 1 | 10.8 | 3.7388 | 6 | 0 | 0 | 0 | #NAME? | #NAME? | #NAME? | #NAME? | #NAME? | #NAME? | TRUE | 0 | TRUE | TRUE | #NAME? | #NAME? | #NAME? | #NAME? | #NAME? | #NAME? | #NAME? | #NAME? | #NAME? | #NAME? |  |  | 1: 3.1098; 2: 3.6246; 3: 0; 4: 0 | 6.7344 |  | 151.9315 | 245.6098 | 254.1428 | 19868 | 6.7344 | 151.9315 | 248.5116 |  | 0 | 4113 | 4113 | 1986-08-24 | #NAME? | #NAME? | #NAME?
1986-08-25 | 1986 | 8 | 237 | 25 | 2 | 8.8 | 2.4359 | 9.3333 | 0 | 0 | 0 | #NAME? | #NAME? | #NAME? | #NAME? | #NAME? | #NAME? | FALSE | 0 | TRUE | TRUE | #NAME? | #NAME? | #NAME? | #NAME? | #NAME? | #NAME? | #NAME? | #NAME? | #NAME? | #NAME? |  |  | 1: 0; 2: 0; 3: 1.9937; 4: 7.3511 | 9.3448 |  | 244.8735 | 377.0275 | 388.6881 | 19868 | 9.3448 | 244.8735 | 400.5351 |  | 0 | 4114 | 4114 | 1986-08-25 | #NAME? | #NAME? | #NAME?
1986-08-26 | 1986 | 8 | 238 | 26 | 3 | 7.6 | 3.3884 | 10.1667 | 0 | 0 | 0 | #NAME? | #NAME? | #NAME? | #NAME? | #NAME? | #NAME? | TRUE | 0 | TRUE | TRUE | #NAME? | #NAME? | #NAME? | #NAME? | #NAME? | #NAME? | #NAME? | #NAME? | #NAME? | #NAME? |  |  | 1: 14.1042; 2: 18.8205; 3: 0; 4: 0 | 32.9247 |  | 758.929 | 1229.1764 | 1272.0567 | 19868 | 32.9247 | 758.929 | 1241.3662 |  | 0 | 4115 | 4115 | 1986-08-26 | #NAME? | #NAME? | #NAME?
1986-08-27 | 1986 | 8 | 239 | 27 | 4 | 5.3 | 3.653 | 1.3333 | 0 | 0 | 0 | #NAME? | #NAME? | #NAME? | #NAME? | #NAME? | #NAME? | FALSE | 0 | TRUE | TRUE | #NAME? | #NAME? | #NAME? | #NAME? | #NAME? | #NAME? | #NAME? | #NAME? | #NAME? | #NAME? |  |  | 1: 0; 2: 0; 3: 6.1939; 4: 4.1436 | 10.3375 |  | 212.39 | 327.0132 | 337.127 | 19868 | 10.3375 | 212.39 | 347.4025 |  | 0 | 4116 | 4116 | 1986-08-27 | #NAME? | #NAME? | #NAME?
1986-08-28 | 1986 | 8 | 240 | 28 | 5 | 8.5 | 4.5602 | 1.3333 | 0 | 0 | 0 | #NAME? | #NAME? | #NAME? | #NAME? | #NAME? | #NAME? | TRUE | 0 | TRUE | TRUE | #NAME? | #NAME? | #NAME? | #NAME? | #NAME? | #NAME? | #NAME? | #NAME? | #NAME? | #NAME? |  |  | 1: 5.9651; 2: 9.3731; 3: 0; 4: 0 | 15.3382 |  | 362.4324 | 588.2446 | 608.8603 | 19868 | 15.3382 | 362.4324 | 592.8241 |  | 0 | 4117 | 4117 | 1986-08-28 | #NAME? | #NAME? | #NAME?
1986-08-29 | 1986 | 8 | 241 | 29 | 6 | 11.4 | 4.1793 | 3.1667 | 0 | 0 | 0 | #NAME? | #NAME? | #NAME? | #NAME? | #NAME? | #NAME? | FALSE | 0 | TRUE | TRUE | #NAME? | #NAME? | #NAME? | #NAME? | #NAME? | #NAME? | #NAME? | #NAME? | #NAME? | #NAME? |  |  | 1: 0; 2: 0; 3: 0; 4: 4.7881 | 4.7881 |  | 140.4509 | 216.2498 | 222.938 | 19868 | 4.7881 | 140.4509 | 229.733 |  | 0 | 4118 | 4118 | 1986-08-29 | #NAME? | #NAME? | #NAME?
1986-08-30 | 1986 | 8 | 242 | 30 | 7 | 13.2 | 1.056 | 3.1667 | 15.7 | 15.7 | 8.025 | #NAME? | #NAME? | #NAME? | #NAME? | #NAME? | #NAME? | FALSE | 0 | TRUE | TRUE | #NAME? | #NAME? | #NAME? | #NAME? | #NAME? | #NAME? | #NAME? | #NAME? | #NAME? | #NAME? |  |  | 1: 0; 2: 0; 3: 6.1878; 4: 0 | 6.1878 |  | 90.7538 | 139.732 | 144.0536 | 19868 | 6.1878 | 90.7538 | 148.4443 |  | 0 | 4119 | 4119 | 1986-08-30 | #NAME? | #NAME? | #NAME?
1986-08-31 | 1986 | 8 | 243 | 31 | 1 | 8.5 | 2.9052 | 5.6667 | 0 | 0 | 0 | #NAME? | #NAME? | #NAME? | #NAME? | #NAME? | #NAME? | TRUE | 15.7 | FALSE | TRUE | #NAME? | #NAME? | #NAME? | #NAME? | #NAME? | #NAME? | #NAME? | #NAME? | #NAME? | #NAME? |  |  | 1: 0; 2: 0; 3: 0; 4: 0 | 0 |  | 0 | 0 | 0 | 19868 | 0 | 0 | 0 |  | 0 | 4120 | 4120 | 1986-08-31 | #NAME? | #NAME? | #NAME?
1986-09-01 | 1986 | 9 | 244 | 1 | 2 | 8.2 | 2.9744 | 8.3333 | 0 | 0 | 0 | #NAME? | #NAME? | #NAME? | #NAME? | #NAME? | #NAME? | FALSE | 15.7 | FALSE | TRUE | #NAME? | #NAME? | #NAME? | #NAME? | #NAME? | #NAME? | #NAME? | #NAME? | #NAME? | #NAME? |  |  | 1: 0; 2: 0; 3: 0; 4: 0 | 0 |  | 0 | 0 | 0 | 19869 | 0 | 0 | 0 |  | 0 | 4121 | 4121 | 1986-09-01 | #NAME? | #NAME? | #NAME?
1986-09-02 | 1986 | 9 | 245 | 2 | 3 | 8.1 | 2.9044 | 1 | 0 | 0 | 0 | #NAME? | #NAME? | #NAME? | #NAME? | #NAME? | #NAME? | TRUE | 0 | TRUE | TRUE | #NAME? | #NAME? | #NAME? | #NAME? | #NAME? | #NAME? | #NAME? | #NAME? | #NAME? | #NAME? |  |  | 1: 1.5047; 2: 2.1863; 3: 0; 4: 0 | 3.6911 |  | 86.2021 | 139.7715 | 144.6594 | 19869 | 3.6911 | 86.2021 | 140.9993 |  | 0 | 4122 | 4122 | 1986-09-02 | #NAME? | #NAME? | #NAME?
1986-09-03 | 1986 | 9 | 246 | 3 | 4 | 7 | 2.3972 | 12 | 12.2 | 12.2 | 5.4 | #NAME? | #NAME? | #NAME? | #NAME? | #NAME? | #NAME? | FALSE | 0 | TRUE | TRUE | #NAME? | #NAME? | #NAME? | #NAME? | #NAME? | #NAME? | #NAME? | #NAME? | #NAME? | #NAME? |  |  | 1: 0; 2: 0; 3: 6.2074; 4: 7.1112 | 13.3186 |  | 299.6366 | 461.3453 | 475.6137 | 19869 | 13.3186 | 299.6366 | 490.1101 |  | 0 | 4123 | 4123 | 1986-09-03 | #NAME? | #NAME? | #NAME?
1986-09-04 | 1986 | 9 | 247 | 4 | 5 | 4.8 | 1.3303 | 6.6667 | 5.4 | 5.4 | 0.3 | #NAME? | #NAME? | #NAME? | #NAME? | #NAME? | #NAME? | TRUE | 12.2 | FALSE | FALSE | #NAME? | #NAME? | #NAME? | #NAME? | #NAME? | #NAME? | #NAME? | #NAME? | #NAME? | #NAME? |  |  | 1: 0; 2: 0; 3: 0; 4: 0 | 0 |  | 0 | 0 | 0 | 19869 | 0 | 0 | 0 |  | 0 | 4124 | 4124 | 1986-09-04 | #NAME? | #NAME? | #NAME?
1986-09-05 | 1986 | 9 | 248 | 5 | 6 | 2.4 | 1.8376 | 14.3333 | 2.1 | 2.1 | 0 | #NAME? | #NAME? | #NAME? | #NAME? | #NAME? | #NAME? | FALSE | 17.6 | FALSE | FALSE | #NAME? | #NAME? | #NAME? | #NAME? | #NAME? | #NAME? | #NAME? | #NAME? | #NAME? | #NAME? |  |  | 1: 0; 2: 0; 3: 0; 4: 0 | 0 |  | 0 | 0 | 0 | 19869 | 0 | 0 | 0 |  | 0 | 4125 | 4125 | 1986-09-05 | #NAME? | #NAME? | #NAME?
1986-09-06 | 1986 | 9 | 249 | 6 | 7 | -1.6 | 2.4429 | 0 | 0 | 0 | 0 | #NAME? | #NAME? | #NAME? | #NAME? | #NAME? | #NAME? | FALSE | 7.5 | TRUE | FALSE | #NAME? | #NAME? | #NAME? | #NAME? | #NAME? | #NAME? | #NAME? | #NAME? | #NAME? | #NAME? |  |  | 1: 0; 2: 0; 3: 0; 4: 0 | 0 |  | 0 | 0 | 0 | 19869 | 0 | 0 | 0 |  | 0 | 4126 | 4126 | 1986-09-06 | #NAME? | #NAME? | #NAME?
1986-09-07 | 1986 | 9 | 250 | 7 | 1 | 1.1 | 3.1453 | 13 | 0 | 0 | 0 | #NAME? | #NAME? | #NAME? | #NAME? | #NAME? | #NAME? | TRUE | 2.1 | TRUE | FALSE | #NAME? | #NAME? | #NAME? | #NAME? | #NAME? | #NAME? | #NAME? | #NAME? | #NAME? | #NAME? |  |  | 1: 0; 2: 0; 3: 0; 4: 0 | 0 |  | 0 | 0 | 0 | 19869 | 0 | 0 | 0 |  | 0 | 4127 | 4127 | 1986-09-07 | #NAME? | #NAME? | #NAME?
1986-09-08 | 1986 | 9 | 251 | 8 | 2 | 2 | 1.5161 | 5.1667 | 0 | 0 | 0 | #NAME? | #NAME? | #NAME? | #NAME? | #NAME? | #NAME? | FALSE | 0 | TRUE | TRUE | #NAME? | #NAME? | #NAME? | #NAME? | #NAME? | #NAME? | #NAME? | #NAME? | #NAME? | #NAME? |  |  | 1: 0; 2: 0; 3: 4.4663; 4: 6.7959 | 11.2622 |  | 264.8514 | 407.7871 | 420.3991 | 19869 | 11.2622 | 264.8514 | 433.2126 |  | 0 | 4128 | 4128 | 1986-09-08 | #NAME? | #NAME? | #NAME?
1986-09-09 | 1986 | 9 | 252 | 9 | 3 | 7.4 | 1.8542 | 7.5 | 3 | 3 | 0 | #NAME? | #NAME? | #NAME? | #NAME? | #NAME? | #NAME? | TRUE | 0 | TRUE | TRUE | #NAME? | #NAME? | #NAME? | #NAME? | #NAME? | #NAME? | #NAME? | #NAME? | #NAME? | #NAME? |  |  | 1: 6.7324; 2: 8.3682; 3: 0; 4: 0 | 15.1006 |  | 344.2091 | 556.9472 | 576.3352 | 19869 | 15.1006 | 344.2091 | 563.0165 |  | 0 | 4129 | 4129 | 1986-09-09 | #NAME? | #NAME? | #NAME?
1986-09-10 | 1986 | 9 | 253 | 10 | 4 | 3.7 | 2.7512 | 7.3333 | 0.4 | 0.4 | 0 | #NAME? | #NAME? | #NAME? | #NAME? | #NAME? | #NAME? | FALSE | 3 | TRUE | FALSE | #NAME? | #NAME? | #NAME? | #NAME? | #NAME? | #NAME? | #NAME? | #NAME? | #NAME? | #NAME? |  |  | 1: 0; 2: 0; 3: 0; 4: 0 | 0 |  | 0 | 0 | 0 | 19869 | 0 | 0 | 0 |  | 0 | 4130 | 4130 | 1986-09-10 | #NAME? | #NAME? | #NAME?
1986-09-11 | 1986 | 9 | 254 | 11 | 5 | 2.6 | 3.1326 | 22.5 | 2 | 2 | 0 | #NAME? | #NAME? | #NAME? | #NAME? | #NAME? | #NAME? | TRUE | 3.4 | TRUE | FALSE | #NAME? | #NAME? | #NAME? | #NAME? | #NAME? | #NAME? | #NAME? | #NAME? | #NAME? | #NAME? |  |  | 1: 0; 2: 0; 3: 0; 4: 0 | 0 |  | 0 | 0 | 0 | 19869 | 0 | 0 | 0 |  | 0 | 4131 | 4131 | 1986-09-11 | #NAME? | #NAME? | #NAME?
1986-09-12 | 1986 | 9 | 255 | 12 | 6 | 2.3 | 1.3405 | 21.5 | 0 | 0 | 0 | #NAME? | #NAME? | #NAME? | #NAME? | #NAME? | #NAME? | FALSE | 2.4 | TRUE | FALSE | #NAME? | #NAME? | #NAME? | #NAME? | #NAME? | #NAME? | #NAME? | #NAME? | #NAME? | #NAME? |  |  | 1: 0; 2: 0; 3: 0; 4: 0 | 0 |  | 0 | 0 | 0 | 19869 | 0 | 0 | 0 |  | 0 | 4132 | 4132 | 1986-09-12 | #NAME? | #NAME? | #NAME?
1986-09-13 | 1986 | 9 | 256 | 13 | 7 | 1.8 | 1.3977 | 17.5 | 2.9 | 2.9 | 0 | #NAME? | #NAME? | #NAME? | #NAME? | #NAME? | #NAME? | FALSE | 2 | TRUE | FALSE | #NAME? | #NAME? | #NAME? | #NAME? | #NAME? | #NAME? | #NAME? | #NAME? | #NAME? | #NAME? |  |  | 1: 0; 2: 0; 3: 0; 4: 0 | 0 |  | 0 | 0 | 0 | 19869 | 0 | 0 | 0 |  | 0 | 4133 | 4133 | 1986-09-13 | #NAME? | #NAME? | #NAME?
1986-09-14 | 1986 | 9 | 257 | 14 | 1 | 1.3 | 1.5805 | 17.6667 | 0 | 0 | 0 | #NAME? | #NAME? | #NAME? | #NAME? | #NAME? | #NAME? | TRUE | 2.9 | TRUE | TRUE | #NAME? | #NAME? | #NAME? | #NAME? | #NAME? | #NAME? | #NAME? | #NAME? | #NAME? | #NAME? |  |  | 1: 0; 2: 0; 3: 0; 4: 0 | 0 |  | 0 | 0 | 0 | 19869 | 0 | 0 | 0 |  | 0 | 4134 | 4134 | 1986-09-14 | #NAME? | #NAME? | #NAME?
1986-09-15 | 1986 | 9 | 258 | 15 | 2 | 3.6 | 1.3092 | 13.6667 | 0.6 | 0.6 | 0 | #NAME? | #NAME? | #NAME? | #NAME? | #NAME? | #NAME? | FALSE | 2.9 | TRUE | TRUE | #NAME? | #NAME? | #NAME? | #NAME? | #NAME? | #NAME? | #NAME? | #NAME? | #NAME? | #NAME? |  |  | 1: 0; 2: 0; 3: 1.9451; 4: 8.7837 | 10.7289 |  | 286.1852 | 440.6344 | 454.2623 | 19869 | 10.7289 | 286.1852 | 468.1079 |  | 0 | 4135 | 4135 | 1986-09-15 | #NAME? | #NAME? | #NAME?
1986-09-16 | 1986 | 9 | 259 | 16 | 3 | 5.8 | 1.2792 | 9.8333 | 21.3 | 21.3 | 12.225 | #NAME? | #NAME? | #NAME? | #NAME? | #NAME? | #NAME? | TRUE | 0.6 | TRUE | TRUE | #NAME? | #NAME? | #NAME? | #NAME? | #NAME? | #NAME? | #NAME? | #NAME? | #NAME? | #NAME? |  |  | 1: 0; 2: 0; 3: 0; 4: 0 | 0 |  | 0 | 0 | 0 | 19869 | 0 | 0 | 0 |  | 0 | 4136 | 4136 | 1986-09-16 | #NAME? | #NAME? | #NAME?
1986-09-17 | 1986 | 9 | 260 | 17 | 4 | 3.2 | 0.82254 | 23.6667 | 9 | 9 | 3 | #NAME? | #NAME? | #NAME? | #NAME? | #NAME? | #NAME? | FALSE | 21.9 | FALSE | TRUE | #NAME? | #NAME? | #NAME? | #NAME? | #NAME? | #NAME? | #NAME? | #NAME? | #NAME? | #NAME? |  |  | 1: 0; 2: 0; 3: 0; 4: 0 | 0 |  | 0 | 0 | 0 | 19869 | 0 | 0 | 0 |  | 0 | 4137 | 4137 | 1986-09-17 | #NAME? | #NAME? | #NAME?
1986-09-18 | 1986 | 9 | 261 | 18 | 5 | 3.5 | 0.90941 | 3 | 0.2 | 0.2 | 0 | #NAME? | #NAME? | #NAME? | #NAME? | #NAME? | #NAME? | TRUE | 30.3 | FALSE | TRUE | #NAME? | #NAME? | #NAME? | #NAME? | #NAME? | #NAME? | #NAME? | #NAME? | #NAME? | #NAME? |  |  | 1: 0; 2: 0; 3: 0; 4: 0 | 0 |  | 0 | 0 | 0 | 19869 | 0 | 0 | 0 |  | 0 | 4138 | 4138 | 1986-09-18 | #NAME? | #NAME? | #NAME?
1986-09-19 | 1986 | 9 | 262 | 19 | 6 | 3.5 | 0.69746 | 8.3333 | 2.2 | 2.2 | 0 | #NAME? | #NAME? | #NAME? | #NAME? | #NAME? | #NAME? | FALSE | 9.2 | TRUE | FALSE | #NAME? | #NAME? | #NAME? | #NAME? | #NAME? | #NAME? | #NAME? | #NAME? | #NAME? | #NAME? |  |  | 1: 0; 2: 0; 3: 0; 4: 0 | 0 |  | 0 | 0 | 0 | 19869 | 0 | 0 | 0 |  | 0 | 4139 | 4139 | 1986-09-19 | #NAME? | #NAME? | #NAME?
1986-09-20 | 1986 | 9 | 263 | 20 | 7 | 2.2 | 0.57282 | 3.6667 | 1.2 | 1.2 | 0 | #NAME? | #NAME? | #NAME? | #NAME? | #NAME? | #NAME? | FALSE | 2.4 | TRUE | FALSE | #NAME? | #NAME? | #NAME? | #NAME? | #NAME? | #NAME? | #NAME? | #NAME? | #NAME? | #NAME? |  |  | 1: 0; 2: 0; 3: 0; 4: 0 | 0 |  | 0 | 0 | 0 | 19869 | 0 | 0 | 0 |  | 0 | 4140 | 4140 | 1986-09-20 | #NAME? | #NAME? | #NAME?
1986-09-21 | 1986 | 9 | 264 | 21 | 1 | -0.5 | 1.8158 | 3 | 0 | 0 | 0 | #NAME? | #NAME? | #NAME? | #NAME? | #NAME? | #NAME? | TRUE | 3.4 | TRUE | TRUE | #NAME? | #NAME? | #NAME? | #NAME? | #NAME? | #NAME? | #NAME? | #NAME? | #NAME? | #NAME? |  |  | 1: 0; 2: 0; 3: 0; 4: 0 | 0 |  | 0 | 0 | 0 | 19869 | 0 | 0 | 0 |  | 0 | 4141 | 4141 | 1986-09-21 | #NAME? | #NAME? | #NAME?
1986-09-22 | 1986 | 9 | 265 | 22 | 2 | 8.1 | 4.0211 | 31.3333 | 0 | 0 | 0 | #NAME? | #NAME? | #NAME? | #NAME? | #NAME? | #NAME? | FALSE | 1.2 | TRUE | TRUE | #NAME? | #NAME? | #NAME? | #NAME? | #NAME? | #NAME? | #NAME? | #NAME? | #NAME? | #NAME? |  |  | 1: 0; 2: 0; 3: 3.0753; 4: 4.4775 | 7.5528 |  | 176.4447 | 271.6689 | 280.071 | 19869 | 7.5528 | 176.4447 | 288.6074 |  | 0 | 4142 | 4142 | 1986-09-22 | #NAME? | #NAME? | #NAME?
1986-09-23 | 1986 | 9 | 266 | 23 | 3 | 8.5 | 2.172 | 7.3333 | 0 | 0 | 0 | #NAME? | #NAME? | #NAME? | #NAME? | #NAME? | #NAME? | TRUE | 0 | TRUE | TRUE | #NAME? | #NAME? | #NAME? | #NAME? | #NAME? | #NAME? | #NAME? | #NAME? | #NAME? | #NAME? |  |  | 1: 7.2157; 2: 9.9421; 3: 0; 4: 0 | 17.1577 |  | 397.4631 | 644.0146 | 666.5023 | 19869 | 17.1577 | 397.4631 | 650.1231 |  | 0 | 4143 | 4143 | 1986-09-23 | #NAME? | #NAME? | #NAME?
1986-09-24 | 1986 | 9 | 267 | 24 | 4 | 4.4 | 1.9353 | 6.3333 | 0 | 0 | 0 | #NAME? | #NAME? | #NAME? | #NAME? | #NAME? | #NAME? | FALSE | 0 | TRUE | FALSE | #NAME? | #NAME? | #NAME? | #NAME? | #NAME? | #NAME? | #NAME? | #NAME? | #NAME? | #NAME? |  |  | 1: 0; 2: 0; 3: 0; 4: 0 | 0 |  | 0 | 0 | 0 | 19869 | 0 | 0 | 0 |  | 0 | 4144 | 4144 | 1986-09-24 | #NAME? | #NAME? | #NAME?
1986-09-25 | 1986 | 9 | 268 | 25 | 5 | 0.8 | 1.2975 | 13.5 | 60.7 | 60.7 | 41.775 | #NAME? | #NAME? | #NAME? | #NAME? | #NAME? | #NAME? | TRUE | 0 | TRUE | FALSE | #NAME? | #NAME? | #NAME? | #NAME? | #NAME? | #NAME? | #NAME? | #NAME? | #NAME? | #NAME? |  |  | 1: 0; 2: 0; 3: 0; 4: 0 | 0 |  | 0 | 0 | 0 | 19869 | 0 | 0 | 0 |  | 0 | 4145 | 4145 | 1986-09-25 | #NAME? | #NAME? | #NAME?
1986-09-26 | 1986 | 9 | 269 | 26 | 6 | 0.8 | 1.1461 | 23.6667 | 18.2 | 18.2 | 9.9 | #NAME? | #NAME? | #NAME? | #NAME? | #NAME? | #NAME? | FALSE | 60.7 | FALSE | FALSE | #NAME? | #NAME? | #NAME? | #NAME? | #NAME? | #NAME? | #NAME? | #NAME? | #NAME? | #NAME? |  |  | 1: 0; 2: 0; 3: 0; 4: 0 | 0 |  | 0 | 0 | 0 | 19869 | 0 | 0 | 0 |  | 0 | 4146 | 4146 | 1986-09-26 | #NAME? | #NAME? | #NAME?
1986-09-27 | 1986 | 9 | 270 | 27 | 7 | 2.4 | 0.24008 | 6.1667 | 1.5 | 1.5 | 0 | #NAME? | #NAME? | #NAME? | #NAME? | #NAME? | #NAME? | FALSE | 78.9 | FALSE | FALSE | #NAME? | #NAME? | #NAME? | #NAME? | #NAME? | #NAME? | #NAME? | #NAME? | #NAME? | #NAME? |  |  | 1: 0; 2: 0; 3: 0; 4: 0 | 0 |  | 0 | 0 | 0 | 19869 | 0 | 0 | 0 |  | 0 | 4147 | 4147 | 1986-09-27 | #NAME? | #NAME? | #NAME?
1986-09-28 | 1986 | 9 | 271 | 28 | 1 | 2.7 | 1.1662 | 7.3333 | 0.7 | 0.7 | 0 | #NAME? | #NAME? | #NAME? | #NAME? | #NAME? | #NAME? | TRUE | 19.7 | FALSE | FALSE | #NAME? | #NAME? | #NAME? | #NAME? | #NAME? | #NAME? | #NAME? | #NAME? | #NAME? | #NAME? |  |  | 1: 0; 2: 0; 3: 0; 4: 0 | 0 |  | 0 | 0 | 0 | 19869 | 0 | 0 | 0 |  | 0 | 4148 | 4148 | 1986-09-28 | #NAME? | #NAME? | #NAME?
1986-09-29 | 1986 | 9 | 272 | 29 | 2 | 1.2 | 1.8604 | 6.1667 | 0 | 0 | 0 | #NAME? | #NAME? | #NAME? | #NAME? | #NAME? | #NAME? | FALSE | 2.2 | TRUE | FALSE | #NAME? | #NAME? | #NAME? | #NAME? | #NAME? | #NAME? | #NAME? | #NAME? | #NAME? | #NAME? |  |  | 1: 0; 2: 0; 3: 0; 4: 0 | 0 |  | 0 | 0 | 0 | 19869 | 0 | 0 | 0 |  | 0 | 4149 | 4149 | 1986-09-29 | #NAME? | #NAME? | #NAME?
1986-09-30 | 1986 | 9 | 273 | 30 | 3 | 0.7 | 1.2134 | 3.6667 | 2 | 2 | 0 | #NAME? | #NAME? | #NAME? | #NAME? | #NAME? | #NAME? | TRUE | 0.7 | TRUE | TRUE | #NAME? | #NAME? | #NAME? | #NAME? | #NAME? | #NAME? | #NAME? | #NAME? | #NAME? | #NAME? |  |  | 1: 3.4168; 2: 5.4616; 3: 0; 4: 0 | 8.8784 |  | 210.3201 | 341.4313 | 353.4027 | 19869 | 8.8784 | 210.3201 | 344.0167 |  | 0 | 4150 | 4150 | 1986-09-30 | #NAME? | #NAME? | #NAME?
1987-05-01 | 1987 | 5 | 121 | 1 | 6 | 10.1 | 4.5979 | 6.6667 | 2.7 | 2.7 | 0 | #NAME? | #NAME? | #NAME? | #NAME? | #NAME? | #NAME? | FALSE | 2 | TRUE | TRUE | #NAME? | #NAME? | #NAME? | #NAME? | #NAME? | #NAME? | #NAME? | #NAME? | #NAME? | #NAME? |  |  | 1: 0; 2: 0; 3: 0; 4: 2.28 | 2.28 |  | 66.88 | 102.974 | 106.1587 | 19875 | 2.28 | 66.88 | 109.3944 |  | 0 | 4151 | 4151 | 1987-05-01 | #NAME? | #NAME? | #NAME?
1987-05-02 | 1987 | 5 | 122 | 2 | 7 | 7 | 4.1022 | 18.3333 | 2.4 | 2.4 | 0 | #NAME? | #NAME? | #NAME? | #NAME? | #NAME? | #NAME? | FALSE | 4.7 | TRUE | TRUE | #NAME? | #NAME? | #NAME? | #NAME? | #NAME? | #NAME? | #NAME? | #NAME? | #NAME? | #NAME? |  |  | 1: 0; 2: 0; 3: 0; 4: 0 | 0 |  | 0 | 0 | 0 | 19875 | 0 | 0 | 0 |  | 0 | 4152 | 4152 | 1987-05-02 | #NAME? | #NAME? | #NAME?
1987-05-03 | 1987 | 5 | 123 | 3 | 1 | 4.4 | 4.8213 | 15.3333 | 0 | 0 | 0 | #NAME? | #NAME? | #NAME? | #NAME? | #NAME? | #NAME? | TRUE | 5.1 | TRUE | TRUE | #NAME? | #NAME? | #NAME? | #NAME? | #NAME? | #NAME? | #NAME? | #NAME? | #NAME? | #NAME? |  |  | 1: 6.2795; 2: 9.6875; 3: 0; 4: 0 | 15.967 |  | 376.2667 | 610.5584 | 631.9456 | 19875 | 15.967 | 376.2667 | 615.4525 |  | 0 | 4153 | 4153 | 1987-05-03 | #NAME? | #NAME? | #NAME?
1987-05-04 | 1987 | 5 | 124 | 4 | 2 | 4.8 | 5.6855 | 4.6667 | 0 | 0 | 0 | #NAME? | #NAME? | #NAME? | #NAME? | #NAME? | #NAME? | FALSE | 2.4 | TRUE | FALSE | #NAME? | #NAME? | #NAME? | #NAME? | #NAME? | #NAME? | #NAME? | #NAME? | #NAME? | #NAME? |  |  | 1: 0; 2: 0; 3: 0; 4: 0 | 0 |  | 0 | 0 | 0 | 19875 | 0 | 0 | 0 |  | 0 | 4154 | 4154 | 1987-05-04 | #NAME? | #NAME? | #NAME?
1987-05-05 | 1987 | 5 | 125 | 5 | 3 | 2.2 | 4.7126 | 7.6667 | 0 | 0 | 0 | #NAME? | #NAME? | #NAME? | #NAME? | #NAME? | #NAME? | TRUE | 0 | TRUE | TRUE | #NAME? | #NAME? | #NAME? | #NAME? | #NAME? | #NAME? | #NAME? | #NAME? | #NAME? | #NAME? |  |  | 1: 2.9551; 2: 4.3183; 3: 0; 4: 0 | 7.2735 |  | 170.0133 | 275.6865 | 285.329 | 19875 | 7.2735 | 170.0133 | 278.0877 |  | 0 | 4155 | 4155 | 1987-05-05 | #NAME? | #NAME? | #NAME?
1987-05-06 | 1987 | 5 | 126 | 6 | 4 | 4.1 | 5.2875 | 11.1667 | 0 | 0 | 0 | #NAME? | #NAME? | #NAME? | #NAME? | #NAME? | #NAME? | FALSE | 0 | TRUE | TRUE | #NAME? | #NAME? | #NAME? | #NAME? | #NAME? | #NAME? | #NAME? | #NAME? | #NAME? | #NAME? |  |  | 1: 0; 2: 0; 3: 11.3191; 4: 11.3543 | 22.6734 |  | 499.0735 | 768.4148 | 792.1802 | 19875 | 22.6734 | 499.0735 | 816.3254 |  | 0 | 4156 | 4156 | 1987-05-06 | #NAME? | #NAME? | #NAME?
1987-05-07 | 1987 | 5 | 127 | 7 | 5 | 3.9 | 6.5223 | 3.5 | 0 | 0 | 0 | #NAME? | #NAME? | #NAME? | #NAME? | #NAME? | #NAME? | TRUE | 0 | TRUE | TRUE | #NAME? | #NAME? | #NAME? | #NAME? | #NAME? | #NAME? | #NAME? | #NAME? | #NAME? | #NAME? |  |  | 1: 0; 2: 0; 3: 0; 4: 0 | 0 |  | 0 | 0 | 0 | 19875 | 0 | 0 | 0 |  | 0 | 4157 | 4157 | 1987-05-07 | #NAME? | #NAME? | #NAME?
1987-05-08 | 1987 | 5 | 128 | 8 | 6 | 8.8 | 7.1481 | 15.1667 | 0 | 0 | 0 | #NAME? | #NAME? | #NAME? | #NAME? | #NAME? | #NAME? | FALSE | 0 | TRUE | TRUE | #NAME? | #NAME? | #NAME? | #NAME? | #NAME? | #NAME? | #NAME? | #NAME? | #NAME? | #NAME? |  |  | 1: 0; 2: 0; 3: 0; 4: 5.8673 | 5.8673 |  | 172.1065 | 264.9894 | 273.1849 | 19875 | 5.8673 | 172.1065 | 281.5114 |  | 0 | 4158 | 4158 | 1987-05-08 | #NAME? | #NAME? | #NAME?
1987-05-09 | 1987 | 5 | 129 | 9 | 7 | 7 | 7.0384 | 6.8333 | 0 | 0 | 0 | #NAME? | #NAME? | #NAME? | #NAME? | #NAME? | #NAME? | FALSE | 0 | TRUE | TRUE | #NAME? | #NAME? | #NAME? | #NAME? | #NAME? | #NAME? | #NAME? | #NAME? | #NAME? | #NAME? |  |  | 1: 0; 2: 0; 3: 0; 4: 0 | 0 |  | 0 | 0 | 0 | 19875 | 0 | 0 | 0 |  | 0 | 4159 | 4159 | 1987-05-09 | #NAME? | #NAME? | #NAME?
1987-05-10 | 1987 | 5 | 130 | 10 | 1 | 4.2 | 4.2613 | 26 | 0 | 0 | 0 | #NAME? | #NAME? | #NAME? | #NAME? | #NAME? | #NAME? | TRUE | 0 | TRUE | TRUE | #NAME? | #NAME? | #NAME? | #NAME? | #NAME? | #NAME? | #NAME? | #NAME? | #NAME? | #NAME? |  |  | 1: 3.4163; 2: 5.4237; 3: 0; 4: 0 | 8.8399 |  | 209.1999 | 339.5843 | 351.4888 | 19875 | 8.8399 | 209.1999 | 342.1844 |  | 0 | 4160 | 4160 | 1987-05-10 | #NAME? | #NAME? | #NAME?
1987-05-11 | 1987 | 5 | 131 | 11 | 2 | 6 | 5.4147 | 14.1667 | 0 | 0 | 0 | #NAME? | #NAME? | #NAME? | #NAME? | #NAME? | #NAME? | FALSE | 0 | TRUE | TRUE | #NAME? | #NAME? | #NAME? | #NAME? | #NAME? | #NAME? | #NAME? | #NAME? | #NAME? | #NAME? |  |  | 1: 0; 2: 0; 3: 2.3451; 4: 9.9142 | 12.2593 |  | 325.2121 | 500.7234 | 516.2097 | 19875 | 12.2593 | 325.2121 | 531.9435 |  | 0 | 4161 | 4161 | 1987-05-11 | #NAME? | #NAME? | #NAME?
1987-05-12 | 1987 | 5 | 132 | 12 | 3 | 10.3 | 4.2145 | 14.5 | 1.4 | 1.4 | 0 | #NAME? | #NAME? | #NAME? | #NAME? | #NAME? | #NAME? | TRUE | 0 | TRUE | FALSE | #NAME? | #NAME? | #NAME? | #NAME? | #NAME? | #NAME? | #NAME? | #NAME? | #NAME? | #NAME? |  |  | 1: 0; 2: 0; 3: 0; 4: 0 | 0 |  | 0 | 0 | 0 | 19875 | 0 | 0 | 0 |  | 0 | 4162 | 4162 | 1987-05-12 | #NAME? | #NAME? | #NAME?
1987-05-13 | 1987 | 5 | 133 | 13 | 4 | 1.6 | 4.2363 | 19.5 | 0 | 0 | 0 | #NAME? | #NAME? | #NAME? | #NAME? | #NAME? | #NAME? | FALSE | 1.4 | TRUE | TRUE | #NAME? | #NAME? | #NAME? | #NAME? | #NAME? | #NAME? | #NAME? | #NAME? | #NAME? | #NAME? |  |  | 1: 0; 2: 0; 3: 10.6742; 4: 4.598 | 15.2722 |  | 291.4302 | 448.71 | 462.5877 | 19875 | 15.2722 | 291.4302 | 476.6871 |  | 0 | 4163 | 4163 | 1987-05-13 | #NAME? | #NAME? | #NAME?
1987-05-14 | 1987 | 5 | 134 | 14 | 5 | 3.5 | 5.4573 | 2 | 0 | 0 | 0 | #NAME? | #NAME? | #NAME? | #NAME? | #NAME? | #NAME? | TRUE | 1.4 | TRUE | TRUE | #NAME? | #NAME? | #NAME? | #NAME? | #NAME? | #NAME? | #NAME? | #NAME? | #NAME? | #NAME? |  |  | 1: 10.0316; 2: 17.6723; 3: 0; 4: 0 | 27.7039 |  | 665.5179 | 1081.652 | 1119.6729 | 19875 | 27.7039 | 665.5179 | 1088.5754 |  | 0 | 4164 | 4164 | 1987-05-14 | #NAME? | #NAME? | #NAME?
1987-05-15 | 1987 | 5 | 135 | 15 | 6 | 4.7 | 5.2914 | 13 | 0 | 0 | 0 | #NAME? | #NAME? | #NAME? | #NAME? | #NAME? | #NAME? | FALSE | 0 | TRUE | FALSE | #NAME? | #NAME? | #NAME? | #NAME? | #NAME? | #NAME? | #NAME? | #NAME? | #NAME? | #NAME? |  |  | 1: 0; 2: 0; 3: 0; 4: 0 | 0 |  | 0 | 0 | 0 | 19875 | 0 | 0 | 0 |  | 0 | 4165 | 4165 | 1987-05-15 | #NAME? | #NAME? | #NAME?
1987-05-16 | 1987 | 5 | 136 | 16 | 7 | 2.3 | 2.8631 | 25.5 | 5.6 | 5.6 | 0.45 | #NAME? | #NAME? | #NAME? | #NAME? | #NAME? | #NAME? | FALSE | 0 | TRUE | TRUE | #NAME? | #NAME? | #NAME? | #NAME? | #NAME? | #NAME? | #NAME? | #NAME? | #NAME? | #NAME? |  |  | 1: 0; 2: 0; 3: 0; 4: 0 | 0 |  | 0 | 0 | 0 | 19875 | 0 | 0 | 0 |  | 0 | 4166 | 4166 | 1987-05-16 | #NAME? | #NAME? | #NAME?
1987-05-17 | 1987 | 5 | 137 | 17 | 1 | 4 | 4.8768 | 13 | 0 | 0 | 0 | #NAME? | #NAME? | #NAME? | #NAME? | #NAME? | #NAME? | TRUE | 5.6 | TRUE | TRUE | #NAME? | #NAME? | #NAME? | #NAME? | #NAME? | #NAME? | #NAME? | #NAME? | #NAME? | #NAME? |  |  | 1: 0; 2: 0; 3: 0; 4: 0 | 0 |  | 0 | 0 | 0 | 19875 | 0 | 0 | 0 |  | 0 | 4167 | 4167 | 1987-05-17 | #NAME? | #NAME? | #NAME?
1987-05-18 | 1987 | 5 | 138 | 18 | 2 | 4.7 | 4.1052 | 18.8333 | 0 | 0 | 0 | #NAME? | #NAME? | #NAME? | #NAME? | #NAME? | #NAME? | FALSE | 5.6 | TRUE | FALSE | #NAME? | #NAME? | #NAME? | #NAME? | #NAME? | #NAME? | #NAME? | #NAME? | #NAME? | #NAME? |  |  | 1: 0; 2: 0; 3: 0; 4: 0 | 0 |  | 0 | 0 | 0 | 19875 | 0 | 0 | 0 |  | 0 | 4168 | 4168 | 1987-05-18 | #NAME? | #NAME? | #NAME?
1987-05-19 | 1987 | 5 | 139 | 19 | 3 | -0.6 | 3.657 | 30.6667 | 0 | 0 | 0 | #NAME? | #NAME? | #NAME? | #NAME? | #NAME? | #NAME? | TRUE | 0 | TRUE | FALSE | #NAME? | #NAME? | #NAME? | #NAME? | #NAME? | #NAME? | #NAME? | #NAME? | #NAME? | #NAME? |  |  | 1: 0; 2: 0; 3: 0; 4: 0 | 0 |  | 0 | 0 | 0 | 19875 | 0 | 0 | 0 |  | 0 | 4169 | 4169 | 1987-05-19 | #NAME? | #NAME? | #NAME?
1987-05-20 | 1987 | 5 | 140 | 20 | 4 | -4.5 | 2.568 | 0 | 0 | 0 | 0 | #NAME? | #NAME? | #NAME? | #NAME? | #NAME? | #NAME? | FALSE | 0 | TRUE | TRUE | #NAME? | #NAME? | #NAME? | #NAME? | #NAME? | #NAME? | #NAME? | #NAME? | #NAME? | #NAME? |  |  | 1: 0; 2: 0; 3: 0; 4: 11.8285 | 11.8285 |  | 346.9693 | 534.2225 | 550.7449 | 19875 | 11.8285 | 346.9693 | 567.5313 |  | 0 | 4170 | 4170 | 1987-05-20 | #NAME? | #NAME? | #NAME?
1987-05-21 | 1987 | 5 | 141 | 21 | 5 | 3 | 3.2943 | 14.8333 | 0.2 | 0.2 | 0 | #NAME? | #NAME? | #NAME? | #NAME? | #NAME? | #NAME? | TRUE | 0 | TRUE | FALSE | #NAME? | #NAME? | #NAME? | #NAME? | #NAME? | #NAME? | #NAME? | #NAME? | #NAME? | #NAME? |  |  | 1: 0; 2: 0; 3: 0; 4: 0 | 0 |  | 0 | 0 | 0 | 19875 | 0 | 0 | 0 |  | 0 | 4171 | 4171 | 1987-05-21 | #NAME? | #NAME? | #NAME?
1987-05-22 | 1987 | 5 | 142 | 22 | 6 | 0.7 | 3.9223 | 16.1667 | 0 | 0 | 0 | #NAME? | #NAME? | #NAME? | #NAME? | #NAME? | #NAME? | FALSE | 0.2 | TRUE | TRUE | #NAME? | #NAME? | #NAME? | #NAME? | #NAME? | #NAME? | #NAME? | #NAME? | #NAME? | #NAME? |  |  | 1: 0; 2: 0; 3: 0; 4: 4.0919 | 4.0919 |  | 120.0279 | 184.8049 | 190.5205 | 19875 | 4.0919 | 120.0279 | 196.3275 |  | 0 | 4172 | 4172 | 1987-05-22 | #NAME? | #NAME? | #NAME?
1987-05-23 | 1987 | 5 | 143 | 23 | 7 | 3.6 | 4.4936 | 12.3333 | 0 | 0 | 0 | #NAME? | #NAME? | #NAME? | #NAME? | #NAME? | #NAME? | FALSE | 0.2 | TRUE | FALSE | #NAME? | #NAME? | #NAME? | #NAME? | #NAME? | #NAME? | #NAME? | #NAME? | #NAME? | #NAME? |  |  | 1: 0; 2: 0; 3: 0; 4: 0 | 0 |  | 0 | 0 | 0 | 19875 | 0 | 0 | 0 |  | 0 | 4173 | 4173 | 1987-05-23 | #NAME? | #NAME? | #NAME?
1987-05-24 | 1987 | 5 | 144 | 24 | 1 | 1.6 | 4.4625 | 9.3333 | 0 | 0 | 0 | #NAME? | #NAME? | #NAME? | #NAME? | #NAME? | #NAME? | TRUE | 0 | TRUE | TRUE | #NAME? | #NAME? | #NAME? | #NAME? | #NAME? | #NAME? | #NAME? | #NAME? | #NAME? | #NAME? |  |  | 1: 3.4167; 2: 6.1629; 3: 0; 4: 0 | 9.5796 |  | 230.8899 | 375.3629 | 388.5649 | 19875 | 9.5796 | 230.8899 | 377.6624 |  | 0 | 4174 | 4174 | 1987-05-24 | #NAME? | #NAME? | #NAME?
1987-05-25 | 1987 | 5 | 145 | 25 | 2 | 8 | 5.2119 | 8.3333 | 0 | 0 | 0 | #NAME? | #NAME? | #NAME? | #NAME? | #NAME? | #NAME? | FALSE | 0 | TRUE | TRUE | #NAME? | #NAME? | #NAME? | #NAME? | #NAME? | #NAME? | #NAME? | #NAME? | #NAME? | #NAME? |  |  | 1: 0; 2: 0; 3: 0; 4: 7.2058 | 7.2058 |  | 211.3716 | 325.4451 | 335.5104 | 19875 | 7.2058 | 211.3716 | 345.7366 |  | 0 | 4175 | 4175 | 1987-05-25 | #NAME? | #NAME? | #NAME?
1987-05-26 | 1987 | 5 | 146 | 26 | 3 | 7.8 | 4.8985 | 12.6667 | 0 | 0 | 0 | #NAME? | #NAME? | #NAME? | #NAME? | #NAME? | #NAME? | TRUE | 0 | TRUE | TRUE | #NAME? | #NAME? | #NAME? | #NAME? | #NAME? | #NAME? | #NAME? | #NAME? | #NAME? | #NAME? |  |  | 1: 9.3504; 2: 16.7112; 3: 0; 4: 0 | 26.0616 |  | 627.3353 | 1019.765 | 1055.6234 | 19875 | 26.0616 | 627.3353 | 1026.1209 |  | 0 | 4176 | 4176 | 1987-05-26 | #NAME? | #NAME? | #NAME?
1987-05-27 | 1987 | 5 | 147 | 27 | 4 | 5.7 | 4.6082 | 7.6667 | 0 | 0 | 0 | #NAME? | #NAME? | #NAME? | #NAME? | #NAME? | #NAME? | FALSE | 0 | TRUE | TRUE | #NAME? | #NAME? | #NAME? | #NAME? | #NAME? | #NAME? | #NAME? | #NAME? | #NAME? | #NAME? |  |  | 1: 0; 2: 0; 3: 11.8066; 4: 5.5607 | 17.3673 |  | 336.2767 | 517.7594 | 533.7726 | 19875 | 17.3673 | 336.2767 | 550.0416 |  | 0 | 4177 | 4177 | 1987-05-27 | #NAME? | #NAME? | #NAME?
1987-05-28 | 1987 | 5 | 148 | 28 | 5 | 4.9 | 4.9168 | 3.1667 | 0 | 0 | 0 | #NAME? | #NAME? | #NAME? | #NAME? | #NAME? | #NAME? | TRUE | 0 | TRUE | TRUE | #NAME? | #NAME? | #NAME? | #NAME? | #NAME? | #NAME? | #NAME? | #NAME? | #NAME? | #NAME? |  |  | 1: 6.1677; 2: 9.6053; 3: 0; 4: 0 | 15.773 |  | 372.2151 | 604.0553 | 625.22 | 19875 | 15.773 | 372.2151 | 608.8254 |  | 0 | 4178 | 4178 | 1987-05-28 | #NAME? | #NAME? | #NAME?
1987-05-29 | 1987 | 5 | 149 | 29 | 6 | 7.8 | 4.9605 | 5.6667 | 0 | 0 | 0 | #NAME? | #NAME? | #NAME? | #NAME? | #NAME? | #NAME? | FALSE | 0 | TRUE | TRUE | #NAME? | #NAME? | #NAME? | #NAME? | #NAME? | #NAME? | #NAME? | #NAME? | #NAME? | #NAME? |  |  | 1: 0; 2: 0; 3: 0; 4: 5.2387 | 5.2387 |  | 153.6689 | 236.6013 | 243.9189 | 19875 | 5.2387 | 153.6689 | 251.3534 |  | 0 | 4179 | 4179 | 1987-05-29 | #NAME? | #NAME? | #NAME?
1987-05-30 | 1987 | 5 | 150 | 30 | 7 | 11.1 | 5.7637 | 10.1667 | 0 | 0 | 0 | #NAME? | #NAME? | #NAME? | #NAME? | #NAME? | #NAME? | FALSE | 0 | TRUE | TRUE | #NAME? | #NAME? | #NAME? | #NAME? | #NAME? | #NAME? | #NAME? | #NAME? | #NAME? | #NAME? |  |  | 1: 0; 2: 0; 3: 5.0163; 4: 0 | 5.0163 |  | 73.5722 | 113.2779 | 116.7813 | 19875 | 5.0163 | 73.5722 | 120.3408 |  | 0 | 4180 | 4180 | 1987-05-30 | #NAME? | #NAME? | #NAME?
1987-05-31 | 1987 | 5 | 151 | 31 | 1 | 6.8 | 4.7057 | 8.8333 | 0.4 | 0.4 | 0 | #NAME? | #NAME? | #NAME? | #NAME? | #NAME? | #NAME? | TRUE | 0 | TRUE | TRUE | #NAME? | #NAME? | #NAME? | #NAME? | #NAME? | #NAME? | #NAME? | #NAME? | #NAME? | #NAME? |  |  | 1: 0; 2: 0; 3: 0; 4: 0 | 0 |  | 0 | 0 | 0 | 19875 | 0 | 0 | 0 |  | 0 | 4181 | 4181 | 1987-05-31 | #NAME? | #NAME? | #NAME?
1987-06-01 | 1987 | 6 | 152 | 1 | 2 | 9 | 6.6488 | 30.1667 | 0 | 0 | 0 | #NAME? | #NAME? | #NAME? | #NAME? | #NAME? | #NAME? | FALSE | 0.4 | TRUE | TRUE | #NAME? | #NAME? | #NAME? | #NAME? | #NAME? | #NAME? | #NAME? | #NAME? | #NAME? | #NAME? |  |  | 1: 0; 2: 0; 3: 0; 4: 8.4865 | 8.4865 |  | 248.9364 | 383.2831 | 395.1372 | 19876 | 8.4865 | 248.9364 | 407.1808 |  | 0 | 4182 | 4182 | 1987-06-01 | #NAME? | #NAME? | #NAME?
1987-06-02 | 1987 | 6 | 153 | 2 | 3 | 8.3 | 6.4573 | 31.3333 | 0 | 0 | 0 | #NAME? | #NAME? | #NAME? | #NAME? | #NAME? | #NAME? | TRUE | 0.4 | TRUE | TRUE | #NAME? | #NAME? | #NAME? | #NAME? | #NAME? | #NAME? | #NAME? | #NAME? | #NAME? | #NAME? |  |  | 1: 13.436; 2: 20.2403; 3: 0; 4: 0 | 33.6763 |  | 790.7758 | 1282.7871 | 1327.6923 | 19876 | 33.6763 | 790.7758 | 1293.4575 |  | 0 | 4183 | 4183 | 1987-06-02 | #NAME? | #NAME? | #NAME?
1987-06-03 | 1987 | 6 | 154 | 3 | 4 | 5.7 | 6.1407 | 5.1667 | 0 | 0 | 0 | #NAME? | #NAME? | #NAME? | #NAME? | #NAME? | #NAME? | FALSE | 0 | TRUE | TRUE | #NAME? | #NAME? | #NAME? | #NAME? | #NAME? | #NAME? | #NAME? | #NAME? | #NAME? | #NAME? |  |  | 1: 0; 2: 0; 3: 2.3375; 4: 6.3486 | 8.6861 |  | 220.5083 | 339.5128 | 350.0132 | 19876 | 8.6861 | 220.5083 | 360.6814 |  | 0 | 4184 | 4184 | 1987-06-03 | #NAME? | #NAME? | #NAME?
1987-06-04 | 1987 | 6 | 155 | 4 | 5 | 5.5 | 6.5086 | 9.5 | 0 | 0 | 0 | #NAME? | #NAME? | #NAME? | #NAME? | #NAME? | #NAME? | TRUE | 0 | TRUE | TRUE | #NAME? | #NAME? | #NAME? | #NAME? | #NAME? | #NAME? | #NAME? | #NAME? | #NAME? | #NAME? |  |  | 1: 1.5894; 2: 2.4715; 3: 0; 4: 0 | 4.0609 |  | 95.8087 | 155.4816 | 160.9291 | 19876 | 4.0609 | 95.8087 | 156.7125 |  | 0 | 4185 | 4185 | 1987-06-04 | #NAME? | #NAME? | #NAME?
1987-06-05 | 1987 | 6 | 156 | 5 | 6 | 13.7 | 6.4157 | 11.1667 | 0.2 | 0.2 | 0 | #NAME? | #NAME? | #NAME? | #NAME? | #NAME? | #NAME? | FALSE | 0 | TRUE | TRUE | #NAME? | #NAME? | #NAME? | #NAME? | #NAME? | #NAME? | #NAME? | #NAME? | #NAME? | #NAME? |  |  | 1: 0; 2: 0; 3: 0; 4: 6.9571 | 6.9571 |  | 204.0754 | 314.2113 | 323.9292 | 19876 | 6.9571 | 204.0754 | 333.8023 |  | 0 | 4186 | 4186 | 1987-06-05 | #NAME? | #NAME? | #NAME?
1987-06-06 | 1987 | 6 | 157 | 6 | 7 | 12.6 | 4.9515 | 15 | 2 | 2 | 0 | #NAME? | #NAME? | #NAME? | #NAME? | #NAME? | #NAME? | FALSE | 0.2 | TRUE | TRUE | #NAME? | #NAME? | #NAME? | #NAME? | #NAME? | #NAME? | #NAME? | #NAME? | #NAME? | #NAME? |  |  | 1: 0; 2: 0; 3: 2.3428; 4: 0 | 2.3428 |  | 34.3607 | 52.9046 | 54.5409 | 19876 | 2.3428 | 34.3607 | 56.2032 |  | 0 | 4187 | 4187 | 1987-06-06 | #NAME? | #NAME? | #NAME?
1987-06-07 | 1987 | 6 | 158 | 7 | 1 | 7.3 | 5.4859 | 13.3333 | 0 | 0 | 0 | #NAME? | #NAME? | #NAME? | #NAME? | #NAME? | #NAME? | TRUE | 2.2 | TRUE | TRUE | #NAME? | #NAME? | #NAME? | #NAME? | #NAME? | #NAME? | #NAME? | #NAME? | #NAME? | #NAME? |  |  | 1: 12.9058; 2: 17.9192; 3: 0; 4: 0 | 30.825 |  | 714.9159 | 1158.5051 | 1198.9667 | 19876 | 30.825 | 714.9159 | 1169.3748 |  | 0 | 4188 | 4188 | 1987-06-07 | #NAME? | #NAME? | #NAME?
1987-06-08 | 1987 | 6 | 159 | 8 | 2 | 9.2 | 5.7888 | 7.8333 | 0 | 0 | 0 | #NAME? | #NAME? | #NAME? | #NAME? | #NAME? | #NAME? | FALSE | 2 | TRUE | TRUE | #NAME? | #NAME? | #NAME? | #NAME? | #NAME? | #NAME? | #NAME? | #NAME? | #NAME? | #NAME? |  |  | 1: 0; 2: 0; 3: 0; 4: 9.2692 | 9.2692 |  | 271.8958 | 418.6333 | 431.5807 | 19876 | 9.2692 | 271.8958 | 444.735 |  | 0 | 4189 | 4189 | 1987-06-08 | #NAME? | #NAME? | #NAME?
1987-06-09 | 1987 | 6 | 160 | 9 | 3 | 11.7 | 6.0945 | 14.1667 | 0 | 0 | 0 | #NAME? | #NAME? | #NAME? | #NAME? | #NAME? | #NAME? | TRUE | 0 | TRUE | TRUE | #NAME? | #NAME? | #NAME? | #NAME? | #NAME? | #NAME? | #NAME? | #NAME? | #NAME? | #NAME? |  |  | 1: 1.5785; 2: 2.3771; 3: 0; 4: 0 | 3.9556 |  | 92.8788 | 150.6661 | 155.9403 | 19876 | 3.9556 | 92.8788 | 151.9201 |  | 0 | 4190 | 4190 | 1987-06-09 | #NAME? | #NAME? | #NAME?
1987-06-10 | 1987 | 6 | 161 | 10 | 4 | 12.2 | 6.2432 | 9.8333 | 0 | 0 | 0 | #NAME? | #NAME? | #NAME? | #NAME? | #NAME? | #NAME? | FALSE | 0 | TRUE | TRUE | #NAME? | #NAME? | #NAME? | #NAME? | #NAME? | #NAME? | #NAME? | #NAME? | #NAME? | #NAME? |  |  | 1: 0; 2: 0; 3: 7.0531; 4: 5.632 | 12.6851 |  | 268.6498 | 413.6354 | 426.4282 | 19876 | 12.6851 | 268.6498 | 439.4255 |  | 0 | 4191 | 4191 | 1987-06-10 | #NAME? | #NAME? | #NAME?
1987-06-11 | 1987 | 6 | 162 | 11 | 5 | 10 | 6.7409 | 7.8333 | 0 | 0 | 0 | #NAME? | #NAME? | #NAME? | #NAME? | #NAME? | #NAME? | TRUE | 0 | TRUE | TRUE | #NAME? | #NAME? | #NAME? | #NAME? | #NAME? | #NAME? | #NAME? | #NAME? | #NAME? | #NAME? |  |  | 1: 2.9576; 2: 3.6289; 3: 0; 4: 0 | 6.5865 |  | 149.8264 | 242.3827 | 250.817 | 19876 | 6.5865 | 149.8264 | 245.0682 |  | 0 | 4192 | 4192 | 1987-06-11 | #NAME? | #NAME? | #NAME?
1987-06-12 | 1987 | 6 | 163 | 12 | 6 | 16.4 | 7.7379 | 12.5 | 0 | 0 | 0 | #NAME? | #NAME? | #NAME? | #NAME? | #NAME? | #NAME? | FALSE | 0 | TRUE | TRUE | #NAME? | #NAME? | #NAME? | #NAME? | #NAME? | #NAME? | #NAME? | #NAME? | #NAME? | #NAME? |  |  | 1: 0; 2: 0; 3: 0; 4: 7.1413 | 7.1413 |  | 209.4777 | 322.5291 | 332.5042 | 19876 | 7.1413 | 209.4777 | 342.6388 |  | 0 | 4193 | 4193 | 1987-06-12 | #NAME? | #NAME? | #NAME?
1987-06-13 | 1987 | 6 | 164 | 13 | 7 | 17.4 | 7.8047 | 11 | 0 | 0 | 0 | #NAME? | #NAME? | #NAME? | #NAME? | #NAME? | #NAME? | FALSE | 0 | TRUE | TRUE | #NAME? | #NAME? | #NAME? | #NAME? | #NAME? | #NAME? | #NAME? | #NAME? | #NAME? | #NAME? |  |  | 1: 0; 2: 0; 3: 4.6675; 4: 0 | 4.6675 |  | 68.4566 | 105.4015 | 108.6613 | 19876 | 4.6675 | 68.4566 | 111.9732 |  | 0 | 4194 | 4194 | 1987-06-13 | #NAME? | #NAME? | #NAME?
1987-06-14 | 1987 | 6 | 165 | 14 | 1 | 8.1 | 7.1655 | 7.8333 | 0 | 0 | 0 | #NAME? | #NAME? | #NAME? | #NAME? | #NAME? | #NAME? | TRUE | 0 | TRUE | TRUE | #NAME? | #NAME? | #NAME? | #NAME? | #NAME? | #NAME? | #NAME? | #NAME? | #NAME? | #NAME? |  |  | 1: 6.8272; 2: 11.4128; 3: 0; 4: 0 | 18.2401 |  | 434.9092 | 706.4108 | 731.2083 | 19876 | 18.2401 | 434.9092 | 711.373 |  | 0 | 4195 | 4195 | 1987-06-14 | #NAME? | #NAME? | #NAME?
1987-06-15 | 1987 | 6 | 166 | 15 | 2 | 16 | 6.7518 | 10 | 0 | 0 | 0 | #NAME? | #NAME? | #NAME? | #NAME? | #NAME? | #NAME? | FALSE | 0 | TRUE | TRUE | #NAME? | #NAME? | #NAME? | #NAME? | #NAME? | #NAME? | #NAME? | #NAME? | #NAME? | #NAME? |  |  | 1: 0; 2: 0; 3: 2.2154; 4: 11.5142 | 13.7296 |  | 370.2432 | 570.0569 | 587.6876 | 19876 | 13.7296 | 370.2432 | 605.5999 |  | 0 | 4196 | 4196 | 1987-06-15 | #NAME? | #NAME? | #NAME?
1987-06-16 | 1987 | 6 | 167 | 16 | 3 | 11.5 | 3.458 | 18.6667 | 11.4 | 11.4 | 4.8 | #NAME? | #NAME? | #NAME? | #NAME? | #NAME? | #NAME? | TRUE | 0 | TRUE | TRUE | #NAME? | #NAME? | #NAME? | #NAME? | #NAME? | #NAME? | #NAME? | #NAME? | #NAME? | #NAME? |  |  | 1: 15.0623; 2: 24.0012; 3: 0; 4: 0 | 39.0635 |  | 924.9488 | 1501.494 | 1554.1355 | 19876 | 39.0635 | 924.9488 | 1512.9217 |  | 0 | 4197 | 4197 | 1987-06-16 | #NAME? | #NAME? | #NAME?
1987-06-17 | 1987 | 6 | 168 | 17 | 4 | 7.1 | 4.2871 | 2.5 | 0 | 0 | 0 | #NAME? | #NAME? | #NAME? | #NAME? | #NAME? | #NAME? | FALSE | 11.4 | FALSE | TRUE | #NAME? | #NAME? | #NAME? | #NAME? | #NAME? | #NAME? | #NAME? | #NAME? | #NAME? | #NAME? |  |  | 1: 0; 2: 0; 3: 0; 4: 0 | 0 |  | 0 | 0 | 0 | 19876 | 0 | 0 | 0 |  | 0 | 4198 | 4198 | 1987-06-17 | #NAME? | #NAME? | #NAME?
1987-06-18 | 1987 | 6 | 169 | 18 | 5 | 10.4 | 5.4952 | 3.8333 | 0 | 0 | 0 | #NAME? | #NAME? | #NAME? | #NAME? | #NAME? | #NAME? | TRUE | 11.4 | FALSE | TRUE | #NAME? | #NAME? | #NAME? | #NAME? | #NAME? | #NAME? | #NAME? | #NAME? | #NAME? | #NAME? |  |  | 1: 0; 2: 0; 3: 0; 4: 0 | 0 |  | 0 | 0 | 0 | 19876 | 0 | 0 | 0 |  | 0 | 4199 | 4199 | 1987-06-18 | #NAME? | #NAME? | #NAME?
1987-06-19 | 1987 | 6 | 170 | 19 | 6 | 15.2 | 4.6139 | 9 | 0 | 0 | 0 | #NAME? | #NAME? | #NAME? | #NAME? | #NAME? | #NAME? | FALSE | 0 | TRUE | TRUE | #NAME? | #NAME? | #NAME? | #NAME? | #NAME? | #NAME? | #NAME? | #NAME? | #NAME? | #NAME? |  |  | 1: 0; 2: 0; 3: 0; 4: 7.6603 | 7.6603 |  | 224.7011 | 345.9683 | 356.6684 | 19876 | 7.6603 | 224.7011 | 367.5394 |  | 0 | 4200 | 4200 | 1987-06-19 | #NAME? | #NAME? | #NAME?
1987-06-20 | 1987 | 6 | 171 | 20 | 7 | 14.2 | 3.4931 | 12.3333 | 2.9 | 2.9 | 0 | #NAME? | #NAME? | #NAME? | #NAME? | #NAME? | #NAME? | FALSE | 0 | TRUE | TRUE | #NAME? | #NAME? | #NAME? | #NAME? | #NAME? | #NAME? | #NAME? | #NAME? | #NAME? | #NAME? |  |  | 1: 0; 2: 0; 3: 6.7748; 4: 0 | 6.7748 |  | 99.3635 | 152.9883 | 157.7199 | 19876 | 6.7748 | 99.3635 | 162.5271 |  | 0 | 4201 | 4201 | 1987-06-20 | #NAME? | #NAME? | #NAME?
1987-06-21 | 1987 | 6 | 172 | 21 | 1 | 12.8 | 6.1144 | 5.8333 | 0 | 0 | 0 | #NAME? | #NAME? | #NAME? | #NAME? | #NAME? | #NAME? | TRUE | 2.9 | TRUE | TRUE | #NAME? | #NAME? | #NAME? | #NAME? | #NAME? | #NAME? | #NAME? | #NAME? | #NAME? | #NAME? |  |  | 1: 0; 2: 0; 3: 0; 4: 0 | 0 |  | 0 | 0 | 0 | 19876 | 0 | 0 | 0 |  | 0 | 4202 | 4202 | 1987-06-21 | #NAME? | #NAME? | #NAME?
1987-06-22 | 1987 | 6 | 173 | 22 | 2 | 10.6 | 6.2029 | 22 | 0 | 0 | 0 | #NAME? | #NAME? | #NAME? | #NAME? | #NAME? | #NAME? | FALSE | 2.9 | TRUE | TRUE | #NAME? | #NAME? | #NAME? | #NAME? | #NAME? | #NAME? | #NAME? | #NAME? | #NAME? | #NAME? |  |  | 1: 0; 2: 0; 3: 0; 4: 7.6423 | 7.6423 |  | 224.1752 | 345.1586 | 355.8336 | 19876 | 7.6423 | 224.1752 | 366.6792 |  | 0 | 4203 | 4203 | 1987-06-22 | #NAME? | #NAME? | #NAME?
1987-06-23 | 1987 | 6 | 174 | 23 | 3 | 9.6 | 5.7587 | 17.5 | 0 | 0 | 0 | #NAME? | #NAME? | #NAME? | #NAME? | #NAME? | #NAME? | TRUE | 0 | TRUE | TRUE | #NAME? | #NAME? | #NAME? | #NAME? | #NAME? | #NAME? | #NAME? | #NAME? | #NAME? | #NAME? |  |  | 1: 3.3788; 2: 5.4055; 3: 0; 4: 0 | 8.7843 |  | 208.1164 | 337.8574 | 349.7038 | 19876 | 8.7843 | 208.1164 | 340.4122 |  | 0 | 4204 | 4204 | 1987-06-23 | #NAME? | #NAME? | #NAME?
1987-06-24 | 1987 | 6 | 175 | 24 | 4 | 6.6 | 5.0736 | 11 | 0 | 0 | 0 | #NAME? | #NAME? | #NAME? | #NAME? | #NAME? | #NAME? | FALSE | 0 | TRUE | TRUE | #NAME? | #NAME? | #NAME? | #NAME? | #NAME? | #NAME? | #NAME? | #NAME? | #NAME? | #NAME? |  |  | 1: 0; 2: 0; 3: 11.562; 4: 6.3499 | 17.9119 |  | 355.8385 | 547.8784 | 564.8231 | 19876 | 17.9119 | 355.8385 | 582.0386 |  | 0 | 4205 | 4205 | 1987-06-24 | #NAME? | #NAME? | #NAME?
1987-06-25 | 1987 | 6 | 176 | 25 | 5 | 6.9 | 5.7178 | 4.1667 | 0 | 0 | 0 | #NAME? | #NAME? | #NAME? | #NAME? | #NAME? | #NAME? | TRUE | 0 | TRUE | TRUE | #NAME? | #NAME? | #NAME? | #NAME? | #NAME? | #NAME? | #NAME? | #NAME? | #NAME? | #NAME? |  |  | 1: 12.4198; 2: 21.2291; 3: 0; 4: 0 | 33.6489 |  | 804.877 | 1307.6858 | 1353.6167 | 19876 | 33.6489 | 804.877 | 1316.5225 |  | 0 | 4206 | 4206 | 1987-06-25 | #NAME? | #NAME? | #NAME?
1987-06-26 | 1987 | 6 | 177 | 26 | 6 | 9.7 | 6.3528 | 3.3333 | 0 | 0 | 0 | #NAME? | #NAME? | #NAME? | #NAME? | #NAME? | #NAME? | FALSE | 0 | TRUE | TRUE | #NAME? | #NAME? | #NAME? | #NAME? | #NAME? | #NAME? | #NAME? | #NAME? | #NAME? | #NAME? |  |  | 1: 0; 2: 0; 3: 0; 4: 5.9353 | 5.9353 |  | 174.1011 | 268.0604 | 276.3509 | 19876 | 5.9353 | 174.1011 | 284.7739 |  | 0 | 4207 | 4207 | 1987-06-26 | #NAME? | #NAME? | #NAME?
1987-06-27 | 1987 | 6 | 178 | 27 | 7 | 10 | 5.0416 | 4.5 | 2.6 | 2.6 | 0 | #NAME? | #NAME? | #NAME? | #NAME? | #NAME? | #NAME? | FALSE | 0 | TRUE | TRUE | #NAME? | #NAME? | #NAME? | #NAME? | #NAME? | #NAME? | #NAME? | #NAME? | #NAME? | #NAME? |  |  | 1: 0; 2: 0; 3: 0; 4: 0 | 0 |  | 0 | 0 | 0 | 19876 | 0 | 0 | 0 |  | 0 | 4208 | 4208 | 1987-06-27 | #NAME? | #NAME? | #NAME?
1987-06-28 | 1987 | 6 | 179 | 28 | 1 | 9.3 | 4.9281 | 13 | 0 | 0 | 0 | #NAME? | #NAME? | #NAME? | #NAME? | #NAME? | #NAME? | TRUE | 2.6 | TRUE | TRUE | #NAME? | #NAME? | #NAME? | #NAME? | #NAME? | #NAME? | #NAME? | #NAME? | #NAME? | #NAME? |  |  | 1: 12.0726; 2: 15.5811; 3: 0; 4: 0 | 27.6537 |  | 634.1109 | 1026.5542 | 1062.3305 | 19876 | 27.6537 | 634.1109 | 1037.2035 |  | 0 | 4209 | 4209 | 1987-06-28 | #NAME? | #NAME? | #NAME?
1987-06-29 | 1987 | 6 | 180 | 29 | 2 | 6.4 | 5.1965 | 2.8333 | 0.2 | 0.2 | 0 | #NAME? | #NAME? | #NAME? | #NAME? | #NAME? | #NAME? | FALSE | 2.6 | TRUE | TRUE | #NAME? | #NAME? | #NAME? | #NAME? | #NAME? | #NAME? | #NAME? | #NAME? | #NAME? | #NAME? |  |  | 1: 0; 2: 0; 3: 6.8881; 4: 8.9774 | 15.8655 |  | 364.3625 | 561.0026 | 578.3532 | 19876 | 15.8655 | 364.3625 | 595.9811 |  | 0 | 4210 | 4210 | 1987-06-29 | #NAME? | #NAME? | #NAME?
1987-06-30 | 1987 | 6 | 181 | 30 | 3 | 12.6 | 3.3727 | 7.8333 | 2.4 | 2.4 | 0 | #NAME? | #NAME? | #NAME? | #NAME? | #NAME? | #NAME? | TRUE | 0.2 | TRUE | TRUE | #NAME? | #NAME? | #NAME? | #NAME? | #NAME? | #NAME? | #NAME? | #NAME? | #NAME? | #NAME? |  |  | 1: 7.0455; 2: 10.4535; 3: 0; 4: 0 | 17.499 |  | 409.9708 | 664.9212 | 688.1877 | 19876 | 17.499 | 409.9708 | 670.5818 |  | 0 | 4211 | 4211 | 1987-06-30 | #NAME? | #NAME? | #NAME?
1987-07-01 | 1987 | 7 | 182 | 1 | 4 | 9.8 | 4.706 | 2.3333 | 0 | 0 | 0 | #NAME? | #NAME? | #NAME? | #NAME? | #NAME? | #NAME? | FALSE | 2.6 | TRUE | TRUE | #NAME? | #NAME? | #NAME? | #NAME? | #NAME? | #NAME? | #NAME? | #NAME? | #NAME? | #NAME? |  |  | 1: 0; 2: 0; 3: 2.6632; 4: 4.135 | 6.7982 |  | 160.3534 | 246.8933 | 254.5291 | 19877 | 6.7982 | 160.3534 | 262.287 |  | 0 | 4212 | 4212 | 1987-07-01 | #NAME? | #NAME? | #NAME?
1987-07-02 | 1987 | 7 | 183 | 2 | 5 | 13.8 | 6.2417 | 12.6667 | 3.8 | 3.8 | 0 | #NAME? | #NAME? | #NAME? | #NAME? | #NAME? | #NAME? | TRUE | 2.4 | TRUE | TRUE | #NAME? | #NAME? | #NAME? | #NAME? | #NAME? | #NAME? | #NAME? | #NAME? | #NAME? | #NAME? |  |  | 1: 5.3617; 2: 8.0881; 3: 0; 4: 0 | 13.4499 |  | 315.8909 | 512.4434 | 530.3826 | 19877 | 13.4499 | 315.8909 | 516.6969 |  | 0 | 4213 | 4213 | 1987-07-02 | #NAME? | #NAME? | #NAME?
1987-07-03 | 1987 | 7 | 184 | 3 | 6 | 11.4 | 5.2139 | 9.8333 | 19.4 | 19.4 | 10.8 | #NAME? | #NAME? | #NAME? | #NAME? | #NAME? | #NAME? | FALSE | 3.8 | TRUE | TRUE | #NAME? | #NAME? | #NAME? | #NAME? | #NAME? | #NAME? | #NAME? | #NAME? | #NAME? | #NAME? |  |  | 1: 0; 2: 0; 3: 0; 4: 6.0212 | 6.0212 |  | 176.6228 | 271.9431 | 280.3537 | 19877 | 6.0212 | 176.6228 | 288.8987 |  | 0 | 4214 | 4214 | 1987-07-03 | #NAME? | #NAME? | #NAME?
1987-07-04 | 1987 | 7 | 185 | 4 | 7 | 9.6 | 2.6998 | 17.5 | 10.8 | 10.8 | 4.35 | #NAME? | #NAME? | #NAME? | #NAME? | #NAME? | #NAME? | FALSE | 23.2 | FALSE | TRUE | #NAME? | #NAME? | #NAME? | #NAME? | #NAME? | #NAME? | #NAME? | #NAME? | #NAME? | #NAME? |  |  | 1: 0; 2: 0; 3: 0; 4: 0 | 0 |  | 0 | 0 | 0 | 19877 | 0 | 0 | 0 |  | 0 | 4215 | 4215 | 1987-07-04 | #NAME? | #NAME? | #NAME?
1987-07-05 | 1987 | 7 | 186 | 5 | 1 | 8.2 | 2.5824 | 6.3333 | 15.1 | 15.1 | 7.575 | #NAME? | #NAME? | #NAME? | #NAME? | #NAME? | #NAME? | TRUE | 30.2 | FALSE | TRUE | #NAME? | #NAME? | #NAME? | #NAME? | #NAME? | #NAME? | #NAME? | #NAME? | #NAME? | #NAME? |  |  | 1: 0; 2: 0; 3: 0; 4: 0 | 0 |  | 0 | 0 | 0 | 19877 | 0 | 0 | 0 |  | 0 | 4216 | 4216 | 1987-07-05 | #NAME? | #NAME? | #NAME?
1987-07-06 | 1987 | 7 | 187 | 6 | 2 | 8.8 | 3.8097 | 13.3333 | 0.6 | 0.6 | 0 | #NAME? | #NAME? | #NAME? | #NAME? | #NAME? | #NAME? | FALSE | 25.9 | FALSE | TRUE | #NAME? | #NAME? | #NAME? | #NAME? | #NAME? | #NAME? | #NAME? | #NAME? | #NAME? | #NAME? |  |  | 1: 0; 2: 0; 3: 0; 4: 0 | 0 |  | 0 | 0 | 0 | 19877 | 0 | 0 | 0 |  | 0 | 4217 | 4217 | 1987-07-06 | #NAME? | #NAME? | #NAME?
1987-07-07 | 1987 | 7 | 188 | 7 | 3 | 8.9 | 3.8552 | 3.3333 | 0 | 0 | 0 | #NAME? | #NAME? | #NAME? | #NAME? | #NAME? | #NAME? | TRUE | 15.7 | FALSE | TRUE | #NAME? | #NAME? | #NAME? | #NAME? | #NAME? | #NAME? | #NAME? | #NAME? | #NAME? | #NAME? |  |  | 1: 0; 2: 0; 3: 0; 4: 0 | 0 |  | 0 | 0 | 0 | 19877 | 0 | 0 | 0 |  | 0 | 4218 | 4218 | 1987-07-07 | #NAME? | #NAME? | #NAME?
1987-07-08 | 1987 | 7 | 189 | 8 | 4 | 9.4 | 4.2933 | 1.6667 | 0.6 | 0.6 | 0 | #NAME? | #NAME? | #NAME? | #NAME? | #NAME? | #NAME? | FALSE | 0.6 | TRUE | TRUE | #NAME? | #NAME? | #NAME? | #NAME? | #NAME? | #NAME? | #NAME? | #NAME? | #NAME? | #NAME? |  |  | 1: 0; 2: 0; 3: 2.8575; 4: 6.4957 | 9.3531 |  | 232.4492 | 357.8979 | 368.9669 | 19877 | 9.3531 | 232.4492 | 380.2128 |  | 0 | 4219 | 4219 | 1987-07-08 | #NAME? | #NAME? | #NAME?
1987-07-09 | 1987 | 7 | 190 | 9 | 5 | 7.4 | 4.1834 | 12.5 | 0 | 0 | 0 | #NAME? | #NAME? | #NAME? | #NAME? | #NAME? | #NAME? | TRUE | 0.6 | TRUE | TRUE | #NAME? | #NAME? | #NAME? | #NAME? | #NAME? | #NAME? | #NAME? | #NAME? | #NAME? | #NAME? |  |  | 1: 0; 2: 0; 3: 0; 4: 0 | 0 |  | 0 | 0 | 0 | 19877 | 0 | 0 | 0 |  | 0 | 4220 | 4220 | 1987-07-09 | #NAME? | #NAME? | #NAME?
1987-07-10 | 1987 | 7 | 191 | 10 | 6 | 8.1 | 3.5088 | 16 | 0.2 | 0.2 | 0 | #NAME? | #NAME? | #NAME? | #NAME? | #NAME? | #NAME? | FALSE | 0.6 | TRUE | TRUE | #NAME? | #NAME? | #NAME? | #NAME? | #NAME? | #NAME? | #NAME? | #NAME? | #NAME? | #NAME? |  |  | 1: 0; 2: 0; 3: 0; 4: 4.6622 | 4.6622 |  | 136.7581 | 210.564 | 217.0763 | 19877 | 4.6622 | 136.7581 | 223.6927 |  | 0 | 4221 | 4221 | 1987-07-10 | #NAME? | #NAME? | #NAME?
1987-07-11 | 1987 | 7 | 192 | 11 | 7 | 4.3 | 4.3247 | 4.5 | 0 | 0 | 0 | #NAME? | #NAME? | #NAME? | #NAME? | #NAME? | #NAME? | FALSE | 0.2 | TRUE | TRUE | #NAME? | #NAME? | #NAME? | #NAME? | #NAME? | #NAME? | #NAME? | #NAME? | #NAME? | #NAME? |  |  | 1: 0; 2: 0; 3: 8.1531; 4: 0 | 8.1531 |  | 119.5781 | 184.1123 | 189.8065 | 19877 | 8.1531 | 119.5781 | 195.5917 |  | 0 | 4222 | 4222 | 1987-07-11 | #NAME? | #NAME? | #NAME?
1987-07-12 | 1987 | 7 | 193 | 12 | 1 | 6.4 | 4.5937 | 5.3333 | 0.2 | 0.2 | 0 | #NAME? | #NAME? | #NAME? | #NAME? | #NAME? | #NAME? | TRUE | 0.2 | TRUE | TRUE | #NAME? | #NAME? | #NAME? | #NAME? | #NAME? | #NAME? | #NAME? | #NAME? | #NAME? | #NAME? |  |  | 1: 6.4388; 2: 9.4394; 3: 0; 4: 0 | 15.8782 |  | 371.3255 | 602.1508 | 623.2138 | 19877 | 15.8782 | 371.3255 | 607.3703 |  | 0 | 4223 | 4223 | 1987-07-12 | #NAME? | #NAME? | #NAME?
1987-07-13 | 1987 | 7 | 194 | 13 | 2 | 9.6 | 4.929 | 10.5 | 0 | 0 | 0 | #NAME? | #NAME? | #NAME? | #NAME? | #NAME? | #NAME? | FALSE | 0.2 | TRUE | TRUE | #NAME? | #NAME? | #NAME? | #NAME? | #NAME? | #NAME? | #NAME? | #NAME? | #NAME? | #NAME? |  |  | 1: 0; 2: 0; 3: 5.4545; 4: 7.1851 | 12.6396 |  | 290.7632 | 447.683 | 461.5289 | 19877 | 12.6396 | 290.7632 | 475.596 |  | 0 | 4224 | 4224 | 1987-07-13 | #NAME? | #NAME? | #NAME?
1987-07-14 | 1987 | 7 | 195 | 14 | 3 | 10 | 6.5245 | 1.3333 | 0 | 0 | 0 | #NAME? | #NAME? | #NAME? | #NAME? | #NAME? | #NAME? | TRUE | 0.2 | TRUE | TRUE | #NAME? | #NAME? | #NAME? | #NAME? | #NAME? | #NAME? | #NAME? | #NAME? | #NAME? | #NAME? |  |  | 1: 5.4556; 2: 8.0554; 3: 0; 4: 0 | 13.511 |  | 316.3081 | 512.9802 | 530.9276 | 19877 | 13.511 | 316.3081 | 517.3793 |  | 0 | 4225 | 4225 | 1987-07-14 | #NAME? | #NAME? | #NAME?
1987-07-15 | 1987 | 7 | 196 | 15 | 4 | 10 | 4.6864 | 8.8333 | 3.5 | 3.5 | 0 | #NAME? | #NAME? | #NAME? | #NAME? | #NAME? | #NAME? | FALSE | 0 | TRUE | TRUE | #NAME? | #NAME? | #NAME? | #NAME? | #NAME? | #NAME? | #NAME? | #NAME? | #NAME? | #NAME? |  |  | 1: 0; 2: 0; 3: 0; 4: 6.2994 | 6.2994 |  | 184.7836 | 284.5081 | 293.3073 | 19877 | 6.2994 | 184.7836 | 302.2472 |  | 0 | 4226 | 4226 | 1987-07-15 | #NAME? | #NAME? | #NAME?
1987-07-16 | 1987 | 7 | 197 | 16 | 5 | 7.4 | 3.3205 | 19.1667 | 5.6 | 5.6 | 0.45 | #NAME? | #NAME? | #NAME? | #NAME? | #NAME? | #NAME? | TRUE | 3.5 | TRUE | TRUE | #NAME? | #NAME? | #NAME? | #NAME? | #NAME? | #NAME? | #NAME? | #NAME? | #NAME? | #NAME? |  |  | 1: 2.7457; 2: 3.9862; 3: 0; 4: 0 | 6.7318 |  | 157.1967 | 254.8822 | 263.7954 | 19877 | 6.7318 | 157.1967 | 257.1238 |  | 0 | 4227 | 4227 | 1987-07-16 | #NAME? | #NAME? | #NAME?
1987-07-17 | 1987 | 7 | 198 | 17 | 6 | 6 | 3.1314 | 11.8333 | 0 | 0 | 0 | #NAME? | #NAME? | #NAME? | #NAME? | #NAME? | #NAME? | FALSE | 9.1 | TRUE | TRUE | #NAME? | #NAME? | #NAME? | #NAME? | #NAME? | #NAME? | #NAME? | #NAME? | #NAME? | #NAME? |  |  | 1: 0; 2: 0; 3: 0; 4: 3.9538 | 3.9538 |  | 115.9787 | 178.5704 | 184.0932 | 19877 | 3.9538 | 115.9787 | 189.7042 |  | 0 | 4228 | 4228 | 1987-07-17 | #NAME? | #NAME? | #NAME?
1987-07-18 | 1987 | 7 | 199 | 18 | 7 | 9.1 | 1.9543 | 11.6667 | 19.6 | 19.6 | 10.95 | #NAME? | #NAME? | #NAME? | #NAME? | #NAME? | #NAME? | FALSE | 5.6 | TRUE | TRUE | #NAME? | #NAME? | #NAME? | #NAME? | #NAME? | #NAME? | #NAME? | #NAME? | #NAME? | #NAME? |  |  | 1: 0; 2: 0; 3: 2.1109; 4: 0 | 2.1109 |  | 30.9602 | 47.6689 | 49.1432 | 19877 | 2.1109 | 30.9602 | 50.6411 |  | 0 | 4229 | 4229 | 1987-07-18 | #NAME? | #NAME? | #NAME?
1987-07-19 | 1987 | 7 | 200 | 19 | 1 | 8.7 | 2.6043 | 11.3333 | 14.7 | 14.7 | 7.275 | #NAME? | #NAME? | #NAME? | #NAME? | #NAME? | #NAME? | TRUE | 19.6 | FALSE | TRUE | #NAME? | #NAME? | #NAME? | #NAME? | #NAME? | #NAME? | #NAME? | #NAME? | #NAME? | #NAME? |  |  | 1: 0; 2: 0; 3: 0; 4: 0 | 0 |  | 0 | 0 | 0 | 19877 | 0 | 0 | 0 |  | 0 | 4230 | 4230 | 1987-07-19 | #NAME? | #NAME? | #NAME?
1987-07-20 | 1987 | 7 | 201 | 20 | 2 | 9.2 | 3.3612 | 3.6667 | 7 | 7 | 1.5 | #NAME? | #NAME? | #NAME? | #NAME? | #NAME? | #NAME? | FALSE | 34.3 | FALSE | TRUE | #NAME? | #NAME? | #NAME? | #NAME? | #NAME? | #NAME? | #NAME? | #NAME? | #NAME? | #NAME? |  |  | 1: 0; 2: 0; 3: 0; 4: 0 | 0 |  | 0 | 0 | 0 | 19877 | 0 | 0 | 0 |  | 0 | 4231 | 4231 | 1987-07-20 | #NAME? | #NAME? | #NAME?
1987-07-21 | 1987 | 7 | 202 | 21 | 3 | 7.8 | 3.6327 | 5.5 | 0 | 0 | 0 | #NAME? | #NAME? | #NAME? | #NAME? | #NAME? | #NAME? | TRUE | 21.7 | FALSE | TRUE | #NAME? | #NAME? | #NAME? | #NAME? | #NAME? | #NAME? | #NAME? | #NAME? | #NAME? | #NAME? |  |  | 1: 0; 2: 0; 3: 0; 4: 0 | 0 |  | 0 | 0 | 0 | 19877 | 0 | 0 | 0 |  | 0 | 4232 | 4232 | 1987-07-21 | #NAME? | #NAME? | #NAME?
1987-07-22 | 1987 | 7 | 203 | 22 | 4 | 11.8 | 2.6439 | 14.6667 | 21.6 | 21.6 | 12.45 | #NAME? | #NAME? | #NAME? | #NAME? | #NAME? | #NAME? | FALSE | 7 | TRUE | TRUE | #NAME? | #NAME? | #NAME? | #NAME? | #NAME? | #NAME? | #NAME? | #NAME? | #NAME? | #NAME? |  |  | 1: 0; 2: 0; 3: 3.1648; 4: 4.6266 | 7.7914 |  | 182.1318 | 280.4251 | 289.0981 | 19877 | 7.7914 | 182.1318 | 297.9096 |  | 0 | 4233 | 4233 | 1987-07-22 | #NAME? | #NAME? | #NAME?
1987-07-23 | 1987 | 7 | 204 | 23 | 5 | 11.2 | 3.8869 | 6.8333 | 0 | 0 | 0 | #NAME? | #NAME? | #NAME? | #NAME? | #NAME? | #NAME? | TRUE | 21.6 | FALSE | TRUE | #NAME? | #NAME? | #NAME? | #NAME? | #NAME? | #NAME? | #NAME? | #NAME? | #NAME? | #NAME? |  |  | 1: 0; 2: 0; 3: 0; 4: 0 | 0 |  | 0 | 0 | 0 | 19877 | 0 | 0 | 0 |  | 0 | 4234 | 4234 | 1987-07-23 | #NAME? | #NAME? | #NAME?
1987-07-24 | 1987 | 7 | 205 | 24 | 6 | 10.2 | 4.4125 | 2.8333 | 0 | 0 | 0 | #NAME? | #NAME? | #NAME? | #NAME? | #NAME? | #NAME? | FALSE | 21.6 | FALSE | TRUE | #NAME? | #NAME? | #NAME? | #NAME? | #NAME? | #NAME? | #NAME? | #NAME? | #NAME? | #NAME? |  |  | 1: 0; 2: 0; 3: 0; 4: 0 | 0 |  | 0 | 0 | 0 | 19877 | 0 | 0 | 0 |  | 0 | 4235 | 4235 | 1987-07-24 | #NAME? | #NAME? | #NAME?
1987-07-25 | 1987 | 7 | 206 | 25 | 7 | 10.9 | 4.0921 | 2.8333 | 2 | 2 | 0 | #NAME? | #NAME? | #NAME? | #NAME? | #NAME? | #NAME? | FALSE | 0 | TRUE | TRUE | #NAME? | #NAME? | #NAME? | #NAME? | #NAME? | #NAME? | #NAME? | #NAME? | #NAME? | #NAME? |  |  | 1: 0; 2: 0; 3: 1.4985; 4: 0 | 1.4985 |  | 21.9784 | 33.8397 | 34.8863 | 19877 | 1.4985 | 21.9784 | 35.9496 |  | 0 | 4236 | 4236 | 1987-07-25 | #NAME? | #NAME? | #NAME?
1987-07-26 | 1987 | 7 | 207 | 26 | 1 | 12.8 | 5.5535 | 12 | 0 | 0 | 0 | #NAME? | #NAME? | #NAME? | #NAME? | #NAME? | #NAME? | TRUE | 2 | TRUE | TRUE | #NAME? | #NAME? | #NAME? | #NAME? | #NAME? | #NAME? | #NAME? | #NAME? | #NAME? | #NAME? |  |  | 1: 9.6656; 2: 12.392; 3: 0; 4: 0 | 22.0576 |  | 505.2611 | 817.8867 | 846.3851 | 19877 | 22.0576 | 505.2611 | 826.4464 |  | 0 | 4237 | 4237 | 1987-07-26 | #NAME? | #NAME? | #NAME?
1987-07-27 | 1987 | 7 | 208 | 27 | 2 | 13.9 | 5.6042 | 3.5 | 0 | 0 | 0 | #NAME? | #NAME? | #NAME? | #NAME? | #NAME? | #NAME? | FALSE | 2 | TRUE | TRUE | #NAME? | #NAME? | #NAME? | #NAME? | #NAME? | #NAME? | #NAME? | #NAME? | #NAME? | #NAME? |  |  | 1: 0; 2: 0; 3: 6.4058; 4: 10.6365 | 17.0422 |  | 405.9544 | 625.0409 | 644.3721 | 19877 | 17.0422 | 405.9544 | 664.0122 |  | 0 | 4238 | 4238 | 1987-07-27 | #NAME? | #NAME? | #NAME?
1987-07-28 | 1987 | 7 | 209 | 28 | 3 | 14.7 | 5.1869 | 9.3333 | 0 | 0 | 0 | #NAME? | #NAME? | #NAME? | #NAME? | #NAME? | #NAME? | TRUE | 0 | TRUE | TRUE | #NAME? | #NAME? | #NAME? | #NAME? | #NAME? | #NAME? | #NAME? | #NAME? | #NAME? | #NAME? |  |  | 1: 3.6952; 2: 4.3634; 3: 0; 4: 0 | 8.0585 |  | 182.1878 | 294.5765 | 304.8149 | 19877 | 8.0585 | 182.1878 | 298.0013 |  | 0 | 4239 | 4239 | 1987-07-28 | #NAME? | #NAME? | #NAME?
1987-07-29 | 1987 | 7 | 210 | 29 | 4 | 16 | 4.6944 | 6.1667 | 0 | 0 | 0 | #NAME? | #NAME? | #NAME? | #NAME? | #NAME? | #NAME? | FALSE | 0 | TRUE | TRUE | #NAME? | #NAME? | #NAME? | #NAME? | #NAME? | #NAME? | #NAME? | #NAME? | #NAME? | #NAME? |  |  | 1: 0; 2: 0; 3: 6.3271; 4: 5.1328 | 11.4599 |  | 243.3594 | 374.6962 | 386.2847 | 19877 | 11.4599 | 243.3594 | 398.0584 |  | 0 | 4240 | 4240 | 1987-07-29 | #NAME? | #NAME? | #NAME?
1987-07-30 | 1987 | 7 | 211 | 30 | 5 | 13.8 | 4.1327 | 5.3333 | 1.6 | 1.6 | 0 | #NAME? | #NAME? | #NAME? | #NAME? | #NAME? | #NAME? | TRUE | 0 | TRUE | TRUE | #NAME? | #NAME? | #NAME? | #NAME? | #NAME? | #NAME? | #NAME? | #NAME? | #NAME? | #NAME? |  |  | 1: 12.4597; 2: 13.4619; 3: 0; 4: 0 | 25.9216 |  | 577.6251 | 932.7531 | 965.0806 | 19877 | 25.9216 | 577.6251 | 944.8109 |  | 0 | 4241 | 4241 | 1987-07-30 | #NAME? | #NAME? | #NAME?
1987-07-31 | 1987 | 7 | 212 | 31 | 6 | 12.1 | 5.4108 | 5.1667 | 0 | 0 | 0 | #NAME? | #NAME? | #NAME? | #NAME? | #NAME? | #NAME? | FALSE | 1.6 | TRUE | TRUE | #NAME? | #NAME? | #NAME? | #NAME? | #NAME? | #NAME? | #NAME? | #NAME? | #NAME? | #NAME? |  |  | 1: 0; 2: 0; 3: 0; 4: 4.8549 | 4.8549 |  | 142.4106 | 219.2671 | 226.0485 | 19877 | 4.8549 | 142.4106 | 232.9383 |  | 0 | 4242 | 4242 | 1987-07-31 | #NAME? | #NAME? | #NAME?
1987-08-01 | 1987 | 8 | 213 | 1 | 7 | 9.3 | 6.3294 | 12.3333 | 0 | 0 | 0 | #NAME? | #NAME? | #NAME? | #NAME? | #NAME? | #NAME? | FALSE | 1.6 | TRUE | TRUE | #NAME? | #NAME? | #NAME? | #NAME? | #NAME? | #NAME? | #NAME? | #NAME? | #NAME? | #NAME? |  |  | 1: 0; 2: 0; 3: 0; 4: 0 | 0 |  | 0 | 0 | 0 | 19878 | 0 | 0 | 0 |  | 0 | 4243 | 4243 | 1987-08-01 | #NAME? | #NAME? | #NAME?
1987-08-02 | 1987 | 8 | 214 | 2 | 1 | 10.2 | 4.6862 | 12.6667 | 1.6 | 1.6 | 0 | #NAME? | #NAME? | #NAME? | #NAME? | #NAME? | #NAME? | TRUE | 0 | TRUE | TRUE | #NAME? | #NAME? | #NAME? | #NAME? | #NAME? | #NAME? | #NAME? | #NAME? | #NAME? | #NAME? |  |  | 1: 2.3252; 2: 3.0068; 3: 0; 4: 0 | 5.3321 |  | 122.3035 | 198.001 | 204.9019 | 19878 | 5.3321 | 122.3035 | 200.0497 |  | 0 | 4244 | 4244 | 1987-08-02 | #NAME? | #NAME? | #NAME?
1987-08-03 | 1987 | 8 | 215 | 3 | 2 | 8.9 | 3.4845 | 15.1667 | 1.2 | 1.2 | 0 | #NAME? | #NAME? | #NAME? | #NAME? | #NAME? | #NAME? | FALSE | 1.6 | TRUE | TRUE | #NAME? | #NAME? | #NAME? | #NAME? | #NAME? | #NAME? | #NAME? | #NAME? | #NAME? | #NAME? |  |  | 1: 0; 2: 0; 3: 9.25; 4: 9.0345 | 18.2845 |  | 400.6796 | 616.9194 | 635.9994 | 19878 | 18.2845 | 400.6796 | 655.3843 |  | 0 | 4245 | 4245 | 1987-08-03 | #NAME? | #NAME? | #NAME?
1987-08-04 | 1987 | 8 | 216 | 4 | 3 | 6.5 | 4.3061 | 4.6667 | 23 | 23 | 13.5 | #NAME? | #NAME? | #NAME? | #NAME? | #NAME? | #NAME? | TRUE | 2.8 | TRUE | TRUE | #NAME? | #NAME? | #NAME? | #NAME? | #NAME? | #NAME? | #NAME? | #NAME? | #NAME? | #NAME? |  |  | 1: 0; 2: 0; 3: 0; 4: 0 | 0 |  | 0 | 0 | 0 | 19878 | 0 | 0 | 0 |  | 0 | 4246 | 4246 | 1987-08-04 | #NAME? | #NAME? | #NAME?
1987-08-05 | 1987 | 8 | 217 | 5 | 4 | 9.9 | 4.1124 | 24 | 0 | 0 | 0 | #NAME? | #NAME? | #NAME? | #NAME? | #NAME? | #NAME? | FALSE | 24.2 | FALSE | TRUE | #NAME? | #NAME? | #NAME? | #NAME? | #NAME? | #NAME? | #NAME? | #NAME? | #NAME? | #NAME? |  |  | 1: 0; 2: 0; 3: 0; 4: 0 | 0 |  | 0 | 0 | 0 | 19878 | 0 | 0 | 0 |  | 0 | 4247 | 4247 | 1987-08-05 | #NAME? | #NAME? | #NAME?
1987-08-06 | 1987 | 8 | 218 | 6 | 5 | 7.5 | 4.0795 | 3 | 0 | 0 | 0 | #NAME? | #NAME? | #NAME? | #NAME? | #NAME? | #NAME? | TRUE | 23 | FALSE | TRUE | #NAME? | #NAME? | #NAME? | #NAME? | #NAME? | #NAME? | #NAME? | #NAME? | #NAME? | #NAME? |  |  | 1: 0; 2: 0; 3: 0; 4: 0 | 0 |  | 0 | 0 | 0 | 19878 | 0 | 0 | 0 |  | 0 | 4248 | 4248 | 1987-08-06 | #NAME? | #NAME? | #NAME?
1987-08-07 | 1987 | 8 | 219 | 7 | 6 | 11 | 4.5162 | 11.1667 | 0 | 0 | 0 | #NAME? | #NAME? | #NAME? | #NAME? | #NAME? | #NAME? | FALSE | 0 | TRUE | TRUE | #NAME? | #NAME? | #NAME? | #NAME? | #NAME? | #NAME? | #NAME? | #NAME? | #NAME? | #NAME? |  |  | 1: 0; 2: 0; 3: 0; 4: 6.7856 | 6.7856 |  | 199.0434 | 306.4636 | 315.9418 | 19878 | 6.7856 | 199.0434 | 325.5716 |  | 0 | 4249 | 4249 | 1987-08-07 | #NAME? | #NAME? | #NAME?
1987-08-08 | 1987 | 8 | 220 | 8 | 7 | 12.2 | 2.5881 | 11.6667 | 0.3 | 0.3 | 0 | #NAME? | #NAME? | #NAME? | #NAME? | #NAME? | #NAME? | FALSE | 0 | TRUE | TRUE | #NAME? | #NAME? | #NAME? | #NAME? | #NAME? | #NAME? | #NAME? | #NAME? | #NAME? | #NAME? |  |  | 1: 0; 2: 0; 3: 0; 4: 0 | 0 |  | 0 | 0 | 0 | 19878 | 0 | 0 | 0 |  | 0 | 4250 | 4250 | 1987-08-08 | #NAME? | #NAME? | #NAME?
1987-08-09 | 1987 | 8 | 221 | 9 | 1 | 12 | 3.91 | 15.6667 | 2.8 | 2.8 | 0 | #NAME? | #NAME? | #NAME? | #NAME? | #NAME? | #NAME? | TRUE | 0.3 | TRUE | TRUE | #NAME? | #NAME? | #NAME? | #NAME? | #NAME? | #NAME? | #NAME? | #NAME? | #NAME? | #NAME? |  |  | 1: 0; 2: 0; 3: 0; 4: 0 | 0 |  | 0 | 0 | 0 | 19878 | 0 | 0 | 0 |  | 0 | 4251 | 4251 | 1987-08-09 | #NAME? | #NAME? | #NAME?
1987-08-10 | 1987 | 8 | 222 | 10 | 2 | 7.7 | 2.7147 | 24.1667 | 13.2 | 13.2 | 6.15 | #NAME? | #NAME? | #NAME? | #NAME? | #NAME? | #NAME? | FALSE | 3.1 | TRUE | TRUE | #NAME? | #NAME? | #NAME? | #NAME? | #NAME? | #NAME? | #NAME? | #NAME? | #NAME? | #NAME? |  |  | 1: 0; 2: 0; 3: 0; 4: 6.0579 | 6.0579 |  | 177.6977 | 273.5981 | 282.0599 | 19878 | 6.0579 | 177.6977 | 290.6569 |  | 0 | 4252 | 4252 | 1987-08-10 | #NAME? | #NAME? | #NAME?
1987-08-11 | 1987 | 8 | 223 | 11 | 3 | 4.1 | 3.1288 | 20 | 0.2 | 0.2 | 0 | #NAME? | #NAME? | #NAME? | #NAME? | #NAME? | #NAME? | TRUE | 16 | FALSE | TRUE | #NAME? | #NAME? | #NAME? | #NAME? | #NAME? | #NAME? | #NAME? | #NAME? | #NAME? | #NAME? |  |  | 1: 0; 2: 0; 3: 0; 4: 0 | 0 |  | 0 | 0 | 0 | 19878 | 0 | 0 | 0 |  | 0 | 4253 | 4253 | 1987-08-11 | #NAME? | #NAME? | #NAME?
1987-08-12 | 1987 | 8 | 224 | 12 | 4 | 3.5 | 3.7915 | 13.3333 | 2.2 | 2.2 | 0 | #NAME? | #NAME? | #NAME? | #NAME? | #NAME? | #NAME? | FALSE | 13.4 | FALSE | TRUE | #NAME? | #NAME? | #NAME? | #NAME? | #NAME? | #NAME? | #NAME? | #NAME? | #NAME? | #NAME? |  |  | 1: 0; 2: 0; 3: 0; 4: 0 | 0 |  | 0 | 0 | 0 | 19878 | 0 | 0 | 0 |  | 0 | 4254 | 4254 | 1987-08-12 | #NAME? | #NAME? | #NAME?
1987-08-13 | 1987 | 8 | 225 | 13 | 5 | 6.5 | 1.4284 | 8.3333 | 12.2 | 12.2 | 5.4 | #NAME? | #NAME? | #NAME? | #NAME? | #NAME? | #NAME? | TRUE | 2.4 | TRUE | TRUE | #NAME? | #NAME? | #NAME? | #NAME? | #NAME? | #NAME? | #NAME? | #NAME? | #NAME? | #NAME? |  |  | 1: 0; 2: 0; 3: 0; 4: 0 | 0 |  | 0 | 0 | 0 | 19878 | 0 | 0 | 0 |  | 0 | 4255 | 4255 | 1987-08-13 | #NAME? | #NAME? | #NAME?
1987-08-14 | 1987 | 8 | 226 | 14 | 6 | 7.4 | 1.4077 | 15.3333 | 17.8 | 17.8 | 9.6 | #NAME? | #NAME? | #NAME? | #NAME? | #NAME? | #NAME? | FALSE | 14.4 | FALSE | TRUE | #NAME? | #NAME? | #NAME? | #NAME? | #NAME? | #NAME? | #NAME? | #NAME? | #NAME? | #NAME? |  |  | 1: 0; 2: 0; 3: 0; 4: 0 | 0 |  | 0 | 0 | 0 | 19878 | 0 | 0 | 0 |  | 0 | 4256 | 4256 | 1987-08-14 | #NAME? | #NAME? | #NAME?
1987-08-15 | 1987 | 8 | 227 | 15 | 7 | 5.7 | 2.6235 | 6.6667 | 1.6 | 1.6 | 0 | #NAME? | #NAME? | #NAME? | #NAME? | #NAME? | #NAME? | FALSE | 30 | FALSE | TRUE | #NAME? | #NAME? | #NAME? | #NAME? | #NAME? | #NAME? | #NAME? | #NAME? | #NAME? | #NAME? |  |  | 1: 0; 2: 0; 3: 0; 4: 0 | 0 |  | 0 | 0 | 0 | 19878 | 0 | 0 | 0 |  | 0 | 4257 | 4257 | 1987-08-15 | #NAME? | #NAME? | #NAME?
1987-08-16 | 1987 | 8 | 228 | 16 | 1 | 7.6 | 3.1244 | 9.1667 | 2.8 | 2.8 | 0 | #NAME? | #NAME? | #NAME? | #NAME? | #NAME? | #NAME? | TRUE | 19.4 | FALSE | TRUE | #NAME? | #NAME? | #NAME? | #NAME? | #NAME? | #NAME? | #NAME? | #NAME? | #NAME? | #NAME? |  |  | 1: 0; 2: 0; 3: 0; 4: 0 | 0 |  | 0 | 0 | 0 | 19878 | 0 | 0 | 0 |  | 0 | 4258 | 4258 | 1987-08-16 | #NAME? | #NAME? | #NAME?
1987-08-17 | 1987 | 8 | 229 | 17 | 2 | 7.8 | 3.2352 | 20.5 | 6.4 | 6.4 | 1.05 | #NAME? | #NAME? | #NAME? | #NAME? | #NAME? | #NAME? | FALSE | 4.4 | TRUE | TRUE | #NAME? | #NAME? | #NAME? | #NAME? | #NAME? | #NAME? | #NAME? | #NAME? | #NAME? | #NAME? |  |  | 1: 0; 2: 0; 3: 2.4357; 4: 5.4414 | 7.8771 |  | 195.3373 | 300.7574 | 310.0592 | 19878 | 7.8771 | 195.3373 | 319.5096 |  | 0 | 4259 | 4259 | 1987-08-17 | #NAME? | #NAME? | #NAME?
1987-08-18 | 1987 | 8 | 230 | 18 | 3 | 7.3 | 3.4202 | 11.3333 | 0.2 | 0.2 | 0 | #NAME? | #NAME? | #NAME? | #NAME? | #NAME? | #NAME? | TRUE | 9.2 | TRUE | TRUE | #NAME? | #NAME? | #NAME? | #NAME? | #NAME? | #NAME? | #NAME? | #NAME? | #NAME? | #NAME? |  |  | 1: 5.1877; 2: 8.0811; 3: 0; 4: 0 | 13.2688 |  | 313.133 | 508.1746 | 525.98 | 19878 | 13.2688 | 313.133 | 512.186 |  | 0 | 4260 | 4260 | 1987-08-18 | #NAME? | #NAME? | #NAME?
1987-08-19 | 1987 | 8 | 231 | 19 | 4 | 6.1 | 3.0387 | 7.6667 | 0 | 0 | 0 | #NAME? | #NAME? | #NAME? | #NAME? | #NAME? | #NAME? | FALSE | 6.6 | TRUE | TRUE | #NAME? | #NAME? | #NAME? | #NAME? | #NAME? | #NAME? | #NAME? | #NAME? | #NAME? | #NAME? |  |  | 1: 0; 2: 0; 3: 2.5056; 4: 4.1611 | 6.6667 |  | 158.8085 | 244.5147 | 252.077 | 19878 | 6.6667 | 158.8085 | 259.7602 |  | 0 | 4261 | 4261 | 1987-08-19 | #NAME? | #NAME? | #NAME?
1987-08-20 | 1987 | 8 | 232 | 20 | 5 | 7 | 4.3318 | 10.1667 | 0 | 0 | 0 | #NAME? | #NAME? | #NAME? | #NAME? | #NAME? | #NAME? | TRUE | 0.2 | TRUE | TRUE | #NAME? | #NAME? | #NAME? | #NAME? | #NAME? | #NAME? | #NAME? | #NAME? | #NAME? | #NAME? |  |  | 1: 3.1919; 2: 3.9635; 3: 0; 4: 0 | 7.1554 |  | 163.0763 | 263.8618 | 273.0469 | 19878 | 7.1554 | 163.0763 | 266.7409 |  | 0 | 4262 | 4262 | 1987-08-20 | #NAME? | #NAME? | #NAME?
1987-08-21 | 1987 | 8 | 233 | 21 | 6 | 5.3 | 2.97 | 11.3333 | 0 | 0 | 0 | #NAME? | #NAME? | #NAME? | #NAME? | #NAME? | #NAME? | FALSE | 0 | TRUE | TRUE | #NAME? | #NAME? | #NAME? | #NAME? | #NAME? | #NAME? | #NAME? | #NAME? | #NAME? | #NAME? |  |  | 1: 0; 2: 0; 3: 0; 4: 4.6625 | 4.6625 |  | 136.7658 | 210.5759 | 217.0886 | 19878 | 4.6625 | 136.7658 | 223.7053 |  | 0 | 4263 | 4263 | 1987-08-21 | #NAME? | #NAME? | #NAME?
1987-08-22 | 1987 | 8 | 234 | 22 | 7 | 3.2 | 3.7114 | 3.3333 | 0 | 0 | 0 | #NAME? | #NAME? | #NAME? | #NAME? | #NAME? | #NAME? | FALSE | 0 | TRUE | TRUE | #NAME? | #NAME? | #NAME? | #NAME? | #NAME? | #NAME? | #NAME? | #NAME? | #NAME? | #NAME? |  |  | 1: 0; 2: 0; 3: 5.5694; 4: 0 | 5.5694 |  | 81.6841 | 125.7676 | 129.6573 | 19878 | 5.5694 | 81.6841 | 133.6092 |  | 0 | 4264 | 4264 | 1987-08-22 | #NAME? | #NAME? | #NAME?
1987-08-23 | 1987 | 8 | 235 | 23 | 1 | 4.4 | 3.2328 | 3.6667 | 0 | 0 | 0 | #NAME? | #NAME? | #NAME? | #NAME? | #NAME? | #NAME? | TRUE | 0 | TRUE | TRUE | #NAME? | #NAME? | #NAME? | #NAME? | #NAME? | #NAME? | #NAME? | #NAME? | #NAME? | #NAME? |  |  | 1: 0; 2: 0; 3: 0; 4: 0 | 0 |  | 0 | 0 | 0 | 19878 | 0 | 0 | 0 |  | 0 | 4265 | 4265 | 1987-08-23 | #NAME? | #NAME? | #NAME?
1987-08-24 | 1987 | 8 | 236 | 24 | 2 | 10.2 | 2.7596 | 16.3333 | 13 | 13 | 6 | #NAME? | #NAME? | #NAME? | #NAME? | #NAME? | #NAME? | FALSE | 0 | TRUE | TRUE | #NAME? | #NAME? | #NAME? | #NAME? | #NAME? | #NAME? | #NAME? | #NAME? | #NAME? | #NAME? |  |  | 1: 0; 2: 0; 3: 1.3304; 4: 6.0993 | 7.4297 |  | 198.4257 | 305.5126 | 314.9615 | 19878 | 7.4297 | 198.4257 | 324.5613 |  | 0 | 4266 | 4266 | 1987-08-24 | #NAME? | #NAME? | #NAME?
1987-08-25 | 1987 | 8 | 237 | 25 | 3 | 8.4 | 2.6996 | 14.6667 | 0.4 | 0.4 | 0 | #NAME? | #NAME? | #NAME? | #NAME? | #NAME? | #NAME? | TRUE | 13 | FALSE | TRUE | #NAME? | #NAME? | #NAME? | #NAME? | #NAME? | #NAME? | #NAME? | #NAME? | #NAME? | #NAME? |  |  | 1: 0; 2: 0; 3: 0; 4: 0 | 0 |  | 0 | 0 | 0 | 19878 | 0 | 0 | 0 |  | 0 | 4267 | 4267 | 1987-08-25 | #NAME? | #NAME? | #NAME?
1987-08-26 | 1987 | 8 | 238 | 26 | 4 | 4 | 3.445 | 2 | 0 | 0 | 0 | #NAME? | #NAME? | #NAME? | #NAME? | #NAME? | #NAME? | FALSE | 13.4 | FALSE | TRUE | #NAME? | #NAME? | #NAME? | #NAME? | #NAME? | #NAME? | #NAME? | #NAME? | #NAME? | #NAME? |  |  | 1: 0; 2: 0; 3: 0; 4: 0 | 0 |  | 0 | 0 | 0 | 19878 | 0 | 0 | 0 |  | 0 | 4268 | 4268 | 1987-08-26 | #NAME? | #NAME? | #NAME?
1987-08-27 | 1987 | 8 | 239 | 27 | 5 | 9.9 | 3.7534 | 3.6667 | 0 | 0 | 0 | #NAME? | #NAME? | #NAME? | #NAME? | #NAME? | #NAME? | TRUE | 0.4 | TRUE | TRUE | #NAME? | #NAME? | #NAME? | #NAME? | #NAME? | #NAME? | #NAME? | #NAME? | #NAME? | #NAME? |  |  | 1: 13.0642; 2: 16.1503; 3: 0; 4: 0 | 29.2145 |  | 665.3511 | 1076.4891 | 1113.9569 | 19878 | 29.2145 | 665.3511 | 1088.3026 |  | 0 | 4269 | 4269 | 1987-08-27 | #NAME? | #NAME? | #NAME?
1987-08-28 | 1987 | 8 | 240 | 28 | 6 | 13.1 | 3.078 | 5 | 0 | 0 | 0 | #NAME? | #NAME? | #NAME? | #NAME? | #NAME? | #NAME? | FALSE | 0 | TRUE | TRUE | #NAME? | #NAME? | #NAME? | #NAME? | #NAME? | #NAME? | #NAME? | #NAME? | #NAME? | #NAME? |  |  | 1: 0; 2: 0; 3: 0; 4: 7.7239 | 7.7239 |  | 226.5677 | 348.8424 | 359.6313 | 19878 | 7.7239 | 226.5677 | 370.5927 |  | 0 | 4270 | 4270 | 1987-08-28 | #NAME? | #NAME? | #NAME?
1987-08-29 | 1987 | 8 | 241 | 29 | 7 | 6.2 | 3.2247 | 22.6667 | 4 | 4 | 0 | #NAME? | #NAME? | #NAME? | #NAME? | #NAME? | #NAME? | FALSE | 0 | TRUE | TRUE | #NAME? | #NAME? | #NAME? | #NAME? | #NAME? | #NAME? | #NAME? | #NAME? | #NAME? | #NAME? |  |  | 1: 0; 2: 0; 3: 3.8728; 4: 0 | 3.8728 |  | 56.8013 | 87.456 | 90.1608 | 19878 | 3.8728 | 56.8013 | 92.9088 |  | 0 | 4271 | 4271 | 1987-08-29 | #NAME? | #NAME? | #NAME?
1987-08-30 | 1987 | 8 | 242 | 30 | 1 | 5.5 | 3.3244 | 8.8333 | 0 | 0 | 0 | #NAME? | #NAME? | #NAME? | #NAME? | #NAME? | #NAME? | TRUE | 4 | TRUE | TRUE | #NAME? | #NAME? | #NAME? | #NAME? | #NAME? | #NAME? | #NAME? | #NAME? | #NAME? | #NAME? |  |  | 1: 3.128; 2: 4.4912; 3: 0; 4: 0 | 7.6191 |  | 177.6177 | 287.9519 | 298.0184 | 19878 | 7.6191 | 177.6177 | 290.526 |  | 0 | 4272 | 4272 | 1987-08-30 | #NAME? | #NAME? | #NAME?
1987-08-31 | 1987 | 8 | 243 | 31 | 2 | 9.7 | 3.8545 | 6.1667 | 0 | 0 | 0 | #NAME? | #NAME? | #NAME? | #NAME? | #NAME? | #NAME? | FALSE | 4 | TRUE | TRUE | #NAME? | #NAME? | #NAME? | #NAME? | #NAME? | #NAME? | #NAME? | #NAME? | #NAME? | #NAME? |  |  | 1: 0; 2: 0; 3: 6.7895; 4: 5.882 | 12.6715 |  | 272.119 | 418.9768 | 431.9349 | 19878 | 12.6715 | 272.119 | 445.1 |  | 0 | 4273 | 4273 | 1987-08-31 | #NAME? | #NAME? | #NAME?
1987-09-01 | 1987 | 9 | 244 | 1 | 3 | 9.9 | 4.4838 | 6.6667 | 0 | 0 | 0 | #NAME? | #NAME? | #NAME? | #NAME? | #NAME? | #NAME? | TRUE | 0 | TRUE | TRUE | #NAME? | #NAME? | #NAME? | #NAME? | #NAME? | #NAME? | #NAME? | #NAME? | #NAME? | #NAME? |  |  | 1: 1.9434; 2: 2.3524; 3: 0; 4: 0 | 4.2958 |  | 97.5076 | 157.7135 | 163.1993 | 19879 | 4.2958 | 97.5076 | 159.4913 |  | 0 | 4274 | 4274 | 1987-09-01 | #NAME? | #NAME? | #NAME?
1987-09-02 | 1987 | 9 | 245 | 2 | 4 | 10.2 | 3.8598 | 12.3333 | 13.8 | 13.8 | 6.6 | #NAME? | #NAME? | #NAME? | #NAME? | #NAME? | #NAME? | FALSE | 0 | TRUE | TRUE | #NAME? | #NAME? | #NAME? | #NAME? | #NAME? | #NAME? | #NAME? | #NAME? | #NAME? | #NAME? |  |  | 1: 0; 2: 0; 3: 0; 4: 4.7461 | 4.7461 |  | 139.2192 | 214.3534 | 220.9829 | 19879 | 4.7461 | 139.2192 | 227.7183 |  | 0 | 4275 | 4275 | 1987-09-02 | #NAME? | #NAME? | #NAME?
1987-09-03 | 1987 | 9 | 246 | 3 | 5 | 7.7 | 3.2811 | 24.1667 | 6.2 | 6.2 | 0.9 | #NAME? | #NAME? | #NAME? | #NAME? | #NAME? | #NAME? | TRUE | 13.8 | FALSE | TRUE | #NAME? | #NAME? | #NAME? | #NAME? | #NAME? | #NAME? | #NAME? | #NAME? | #NAME? | #NAME? |  |  | 1: 0; 2: 0; 3: 0; 4: 0 | 0 |  | 0 | 0 | 0 | 19879 | 0 | 0 | 0 |  | 0 | 4276 | 4276 | 1987-09-03 | #NAME? | #NAME? | #NAME?
1987-09-04 | 1987 | 9 | 247 | 4 | 6 | 10.2 | 2.3238 | 9.3333 | 0 | 0 | 0 | #NAME? | #NAME? | #NAME? | #NAME? | #NAME? | #NAME? | FALSE | 20 | FALSE | TRUE | #NAME? | #NAME? | #NAME? | #NAME? | #NAME? | #NAME? | #NAME? | #NAME? | #NAME? | #NAME? |  |  | 1: 0; 2: 0; 3: 0; 4: 0 | 0 |  | 0 | 0 | 0 | 19879 | 0 | 0 | 0 |  | 0 | 4277 | 4277 | 1987-09-04 | #NAME? | #NAME? | #NAME?
1987-09-05 | 1987 | 9 | 248 | 5 | 7 | 8.7 | 3.3861 | 1.3333 | 0 | 0 | 0 | #NAME? | #NAME? | #NAME? | #NAME? | #NAME? | #NAME? | FALSE | 6.2 | TRUE | TRUE | #NAME? | #NAME? | #NAME? | #NAME? | #NAME? | #NAME? | #NAME? | #NAME? | #NAME? | #NAME? |  |  | 1: 0; 2: 0; 3: 0; 4: 0 | 0 |  | 0 | 0 | 0 | 19879 | 0 | 0 | 0 |  | 0 | 4278 | 4278 | 1987-09-05 | #NAME? | #NAME? | #NAME?
1987-09-06 | 1987 | 9 | 249 | 6 | 1 | 9.5 | 2.8116 | 19.6667 | 2.4 | 2.4 | 0 | #NAME? | #NAME? | #NAME? | #NAME? | #NAME? | #NAME? | TRUE | 0 | TRUE | FALSE | #NAME? | #NAME? | #NAME? | #NAME? | #NAME? | #NAME? | #NAME? | #NAME? | #NAME? | #NAME? |  |  | 1: 0; 2: 0; 3: 0; 4: 0 | 0 |  | 0 | 0 | 0 | 19879 | 0 | 0 | 0 |  | 0 | 4279 | 4279 | 1987-09-06 | #NAME? | #NAME? | #NAME?
1987-09-07 | 1987 | 9 | 250 | 7 | 2 | 2.9 | 2.6021 | 4.1667 | 0 | 0 | 0 | #NAME? | #NAME? | #NAME? | #NAME? | #NAME? | #NAME? | FALSE | 2.4 | TRUE | TRUE | #NAME? | #NAME? | #NAME? | #NAME? | #NAME? | #NAME? | #NAME? | #NAME? | #NAME? | #NAME? |  |  | 1: 0; 2: 0; 3: 3.4078; 4: 7.8715 | 11.2793 |  | 280.8772 | 432.4617 | 445.8368 | 19879 | 11.2793 | 280.8772 | 459.4256 |  | 0 | 4280 | 4280 | 1987-09-07 | #NAME? | #NAME? | #NAME?
1987-09-08 | 1987 | 9 | 251 | 8 | 3 | 4.5 | 3.1234 | 7.5 | 0 | 0 | 0 | #NAME? | #NAME? | #NAME? | #NAME? | #NAME? | #NAME? | TRUE | 2.4 | TRUE | TRUE | #NAME? | #NAME? | #NAME? | #NAME? | #NAME? | #NAME? | #NAME? | #NAME? | #NAME? | #NAME? |  |  | 1: 5.8286; 2: 7.1334; 3: 0; 4: 0 | 12.962 |  | 294.7325 | 476.7886 | 493.3784 | 19879 | 12.962 | 294.7325 | 482.0886 |  | 0 | 4281 | 4281 | 1987-09-08 | #NAME? | #NAME? | #NAME?
1987-09-09 | 1987 | 9 | 252 | 9 | 4 | 10.2 | 3.7128 | 12 | 0 | 0 | 0 | #NAME? | #NAME? | #NAME? | #NAME? | #NAME? | #NAME? | FALSE | 0 | TRUE | TRUE | #NAME? | #NAME? | #NAME? | #NAME? | #NAME? | #NAME? | #NAME? | #NAME? | #NAME? | #NAME? |  |  | 1: 0; 2: 0; 3: 7.8896; 4: 3.9979 | 11.8875 |  | 232.9848 | 358.7227 | 369.8172 | 19879 | 11.8875 | 232.9848 | 381.089 |  | 0 | 4282 | 4282 | 1987-09-09 | #NAME? | #NAME? | #NAME?
1987-09-10 | 1987 | 9 | 253 | 10 | 5 | 6.9 | 2.7143 | 0.33333 | 0 | 0 | 0 | #NAME? | #NAME? | #NAME? | #NAME? | #NAME? | #NAME? | TRUE | 0 | TRUE | TRUE | #NAME? | #NAME? | #NAME? | #NAME? | #NAME? | #NAME? | #NAME? | #NAME? | #NAME? | #NAME? |  |  | 1: 12.1849; 2: 15.4854; 3: 0; 4: 0 | 27.6704 |  | 632.9517 | 1024.4611 | 1060.1479 | 19879 | 27.6704 | 632.9517 | 1035.3075 |  | 0 | 4283 | 4283 | 1987-09-10 | #NAME? | #NAME? | #NAME?
1987-09-11 | 1987 | 9 | 254 | 11 | 6 | 5.3 | 3.2288 | 2.5 | 0 | 0 | 0 | #NAME? | #NAME? | #NAME? | #NAME? | #NAME? | #NAME? | FALSE | 0 | TRUE | TRUE | #NAME? | #NAME? | #NAME? | #NAME? | #NAME? | #NAME? | #NAME? | #NAME? | #NAME? | #NAME? |  |  | 1: 0; 2: 0; 3: 0; 4: 3.7729 | 3.7729 |  | 110.6713 | 170.3987 | 175.6688 | 19879 | 3.7729 | 110.6713 | 181.023 |  | 0 | 4284 | 4284 | 1987-09-11 | #NAME? | #NAME? | #NAME?
1987-09-12 | 1987 | 9 | 255 | 12 | 7 | 7.2 | 3.7856 | 2.5 | 0 | 0 | 0 | #NAME? | #NAME? | #NAME? | #NAME? | #NAME? | #NAME? | FALSE | 0 | TRUE | TRUE | #NAME? | #NAME? | #NAME? | #NAME? | #NAME? | #NAME? | #NAME? | #NAME? | #NAME? | #NAME? |  |  | 1: 0; 2: 0; 3: 1.2393; 4: 0 | 1.2393 |  | 18.177 | 27.9868 | 28.8524 | 19879 | 1.2393 | 18.177 | 29.7318 |  | 0 | 4285 | 4285 | 1987-09-12 | #NAME? | #NAME? | #NAME?
1987-09-13 | 1987 | 9 | 256 | 13 | 1 | 11.1 | 3.0289 | 11.8333 | 0 | 0 | 0 | #NAME? | #NAME? | #NAME? | #NAME? | #NAME? | #NAME? | TRUE | 0 | TRUE | TRUE | #NAME? | #NAME? | #NAME? | #NAME? | #NAME? | #NAME? | #NAME? | #NAME? | #NAME? | #NAME? |  |  | 1: 8.318; 2: 11.726; 3: 0; 4: 0 | 20.0441 |  | 465.9617 | 755.2314 | 781.6198 | 19879 | 20.0441 | 465.9617 | 762.1651 |  | 0 | 4286 | 4286 | 1987-09-13 | #NAME? | #NAME? | #NAME?
1987-09-14 | 1987 | 9 | 257 | 14 | 2 | 9.8 | 3.2741 | 6.3333 | 0 | 0 | 0 | #NAME? | #NAME? | #NAME? | #NAME? | #NAME? | #NAME? | FALSE | 0 | TRUE | TRUE | #NAME? | #NAME? | #NAME? | #NAME? | #NAME? | #NAME? | #NAME? | #NAME? | #NAME? | #NAME? |  |  | 1: 0; 2: 0; 3: 0; 4: 6.028 | 6.028 |  | 176.8207 | 272.2477 | 280.6678 | 19879 | 6.028 | 176.8207 | 289.2224 |  | 0 | 4287 | 4287 | 1987-09-14 | #NAME? | #NAME? | #NAME?
1987-09-15 | 1987 | 9 | 258 | 15 | 3 | 9.7 | 4.4443 | 24 | 0 | 0 | 0 | #NAME? | #NAME? | #NAME? | #NAME? | #NAME? | #NAME? | TRUE | 0 | TRUE | TRUE | #NAME? | #NAME? | #NAME? | #NAME? | #NAME? | #NAME? | #NAME? | #NAME? | #NAME? | #NAME? |  |  | 1: 5.6999; 2: 9.1079; 3: 0; 4: 0 | 14.8077 |  | 350.7622 | 569.4211 | 589.3861 | 19879 | 14.8077 | 350.7622 | 573.7352 |  | 0 | 4288 | 4288 | 1987-09-15 | #NAME? | #NAME? | #NAME?
1987-09-16 | 1987 | 9 | 259 | 16 | 4 | 3.1 | 2.9128 | 5 | 0 | 0 | 0 | #NAME? | #NAME? | #NAME? | #NAME? | #NAME? | #NAME? | FALSE | 0 | TRUE | FALSE | #NAME? | #NAME? | #NAME? | #NAME? | #NAME? | #NAME? | #NAME? | #NAME? | #NAME? | #NAME? |  |  | 1: 0; 2: 0; 3: 0; 4: 0 | 0 |  | 0 | 0 | 0 | 19879 | 0 | 0 | 0 |  | 0 | 4289 | 4289 | 1987-09-16 | #NAME? | #NAME? | #NAME?
1987-09-17 | 1987 | 9 | 260 | 17 | 5 | 1.6 | 2.7922 | 11.8333 | 0 | 0 | 0 | #NAME? | #NAME? | #NAME? | #NAME? | #NAME? | #NAME? | TRUE | 0 | TRUE | FALSE | #NAME? | #NAME? | #NAME? | #NAME? | #NAME? | #NAME? | #NAME? | #NAME? | #NAME? | #NAME? |  |  | 1: 0; 2: 0; 3: 0; 4: 0 | 0 |  | 0 | 0 | 0 | 19879 | 0 | 0 | 0 |  | 0 | 4290 | 4290 | 1987-09-17 | #NAME? | #NAME? | #NAME?
1987-09-18 | 1987 | 9 | 261 | 18 | 6 | 2.6 | 3.3984 | 2 | 0 | 0 | 0 | #NAME? | #NAME? | #NAME? | #NAME? | #NAME? | #NAME? | FALSE | 0 | TRUE | FALSE | #NAME? | #NAME? | #NAME? | #NAME? | #NAME? | #NAME? | #NAME? | #NAME? | #NAME? | #NAME? |  |  | 1: 0; 2: 0; 3: 0; 4: 0 | 0 |  | 0 | 0 | 0 | 19879 | 0 | 0 | 0 |  | 0 | 4291 | 4291 | 1987-09-18 | #NAME? | #NAME? | #NAME?
1987-09-19 | 1987 | 9 | 262 | 19 | 7 | 1.4 | 3.2788 | 0.33333 | 0 | 0 | 0 | #NAME? | #NAME? | #NAME? | #NAME? | #NAME? | #NAME? | FALSE | 0 | TRUE | TRUE | #NAME? | #NAME? | #NAME? | #NAME? | #NAME? | #NAME? | #NAME? | #NAME? | #NAME? | #NAME? |  |  | 1: 0; 2: 0; 3: 4.6429; 4: 0 | 4.6429 |  | 68.0963 | 104.8466 | 108.0893 | 19879 | 4.6429 | 68.0963 | 111.3838 |  | 0 | 4292 | 4292 | 1987-09-19 | #NAME? | #NAME? | #NAME?
1987-09-20 | 1987 | 9 | 263 | 20 | 1 | 6.5 | 4.9511 | 7 | 0 | 0 | 0 | #NAME? | #NAME? | #NAME? | #NAME? | #NAME? | #NAME? | TRUE | 0 | TRUE | TRUE | #NAME? | #NAME? | #NAME? | #NAME? | #NAME? | #NAME? | #NAME? | #NAME? | #NAME? | #NAME? |  |  | 1: 9.6604; 2: 12.3868; 3: 0; 4: 0 | 22.0472 |  | 505.0322 | 817.5174 | 846.0031 | 19879 | 22.0472 | 505.0322 | 826.0719 |  | 0 | 4293 | 4293 | 1987-09-20 | #NAME? | #NAME? | #NAME?
1987-09-21 | 1987 | 9 | 264 | 21 | 2 | 10 | 4.0822 | 2.8333 | 0 | 0 | 0 | #NAME? | #NAME? | #NAME? | #NAME? | #NAME? | #NAME? | FALSE | 0 | TRUE | TRUE | #NAME? | #NAME? | #NAME? | #NAME? | #NAME? | #NAME? | #NAME? | #NAME? | #NAME? | #NAME? |  |  | 1: 0; 2: 0; 3: 9.769; 4: 11.5059 | 21.2749 |  | 480.7847 | 740.2559 | 763.1504 | 19879 | 21.2749 | 480.7847 | 786.4108 |  | 0 | 4294 | 4294 | 1987-09-21 | #NAME? | #NAME? | #NAME?
1987-09-22 | 1987 | 9 | 265 | 22 | 3 | 7.8 | 4.255 | 1 | 0 | 0 | 0 | #NAME? | #NAME? | #NAME? | #NAME? | #NAME? | #NAME? | TRUE | 0 | TRUE | TRUE | #NAME? | #NAME? | #NAME? | #NAME? | #NAME? | #NAME? | #NAME? | #NAME? | #NAME? | #NAME? |  |  | 1: 7.8601; 2: 9.6736; 3: 0; 4: 0 | 17.5336 |  | 399.039 | 645.5756 | 668.0421 | 19879 | 17.5336 | 399.039 | 652.7008 |  | 0 | 4295 | 4295 | 1987-09-22 | #NAME? | #NAME? | #NAME?
1987-09-23 | 1987 | 9 | 266 | 23 | 4 | 5.7 | 3.8552 | 5 | 0 | 0 | 0 | #NAME? | #NAME? | #NAME? | #NAME? | #NAME? | #NAME? | FALSE | 0 | TRUE | FALSE | #NAME? | #NAME? | #NAME? | #NAME? | #NAME? | #NAME? | #NAME? | #NAME? | #NAME? | #NAME? |  |  | 1: 0; 2: 0; 3: 0; 4: 0 | 0 |  | 0 | 0 | 0 | 19879 | 0 | 0 | 0 |  | 0 | 4296 | 4296 | 1987-09-23 | #NAME? | #NAME? | #NAME?
1987-09-24 | 1987 | 9 | 267 | 24 | 5 | 1.3 | 3.0537 | 5.8333 | 0 | 0 | 0 | #NAME? | #NAME? | #NAME? | #NAME? | #NAME? | #NAME? | TRUE | 0 | TRUE | TRUE | #NAME? | #NAME? | #NAME? | #NAME? | #NAME? | #NAME? | #NAME? | #NAME? | #NAME? | #NAME? |  |  | 1: 6.1066; 2: 9.5146; 3: 0; 4: 0 | 15.6212 |  | 368.6587 | 598.2872 | 619.2501 | 19879 | 15.6212 | 368.6587 | 603.0083 |  | 0 | 4297 | 4297 | 1987-09-24 | #NAME? | #NAME? | #NAME?
1987-09-25 | 1987 | 9 | 268 | 25 | 6 | 3.9 | 3.0274 | 1 | 0 | 0 | 0 | #NAME? | #NAME? | #NAME? | #NAME? | #NAME? | #NAME? | FALSE | 0 | TRUE | TRUE | #NAME? | #NAME? | #NAME? | #NAME? | #NAME? | #NAME? | #NAME? | #NAME? | #NAME? | #NAME? |  |  | 1: 0; 2: 0; 3: 0; 4: 8.4201 | 8.4201 |  | 246.9905 | 380.287 | 392.0485 | 19879 | 8.4201 | 246.9905 | 403.9979 |  | 0 | 4298 | 4298 | 1987-09-25 | #NAME? | #NAME? | #NAME?
1987-09-26 | 1987 | 9 | 269 | 26 | 7 | 7 | 2.7142 | 26.1667 | 6.8 | 6.8 | 1.35 | #NAME? | #NAME? | #NAME? | #NAME? | #NAME? | #NAME? | FALSE | 0 | TRUE | TRUE | #NAME? | #NAME? | #NAME? | #NAME? | #NAME? | #NAME? | #NAME? | #NAME? | #NAME? | #NAME? |  |  | 1: 0; 2: 0; 3: 4.0363; 4: 0 | 4.0363 |  | 59.1992 | 91.148 | 93.967 | 19879 | 4.0363 | 59.1992 | 96.8311 |  | 0 | 4299 | 4299 | 1987-09-26 | #NAME? | #NAME? | #NAME?
1987-09-27 | 1987 | 9 | 270 | 27 | 1 | 3.8 | 2.2149 | 12 | 0 | 0 | 0 | #NAME? | #NAME? | #NAME? | #NAME? | #NAME? | #NAME? | TRUE | 6.8 | TRUE | TRUE | #NAME? | #NAME? | #NAME? | #NAME? | #NAME? | #NAME? | #NAME? | #NAME? | #NAME? | #NAME? |  |  | 1: 1.2154; 2: 1.897; 3: 0; 4: 0 | 3.1124 |  | 73.4722 | 119.2388 | 123.4169 | 19879 | 3.1124 | 73.4722 | 120.1771 |  | 0 | 4300 | 4300 | 1987-09-27 | #NAME? | #NAME? | #NAME?
1987-09-28 | 1987 | 9 | 271 | 28 | 2 | 4.8 | 2.5646 | 12.3333 | 0 | 0 | 0 | #NAME? | #NAME? | #NAME? | #NAME? | #NAME? | #NAME? | FALSE | 6.8 | TRUE | TRUE | #NAME? | #NAME? | #NAME? | #NAME? | #NAME? | #NAME? | #NAME? | #NAME? | #NAME? | #NAME? |  |  | 1: 0; 2: 0; 3: 0; 4: 3.641 | 3.641 |  | 106.8028 | 164.4424 | 169.5282 | 19879 | 3.641 | 106.8028 | 174.6954 |  | 0 | 4301 | 4301 | 1987-09-28 | #NAME? | #NAME? | #NAME?
1987-09-29 | 1987 | 9 | 272 | 29 | 3 | 3.3 | 2.8194 | 13 | 0 | 0 | 0 | #NAME? | #NAME? | #NAME? | #NAME? | #NAME? | #NAME? | TRUE | 0 | TRUE | TRUE | #NAME? | #NAME? | #NAME? | #NAME? | #NAME? | #NAME? | #NAME? | #NAME? | #NAME? | #NAME? |  |  | 1: 0; 2: 0; 3: 0; 4: 0 | 0 |  | 0 | 0 | 0 | 19879 | 0 | 0 | 0 |  | 0 | 4302 | 4302 | 1987-09-29 | #NAME? | #NAME? | #NAME?
1987-09-30 | 1987 | 9 | 273 | 30 | 4 | 11 | 5.8088 | 22.3333 | 0 | 0 | 0 | #NAME? | #NAME? | #NAME? | #NAME? | #NAME? | #NAME? | FALSE | 0 | TRUE | FALSE | #NAME? | #NAME? | #NAME? | #NAME? | #NAME? | #NAME? | #NAME? | #NAME? | #NAME? | #NAME? |  |  | 1: 0; 2: 0; 3: 0; 4: 0 | 0 |  | 0 | 0 | 0 | 19879 | 0 | 0 | 0 |  | 0 | 4303 | 4303 | 1987-09-30 | #NAME? | #NAME? | #NAME?
1988-05-01 | 1988 | 5 | 122 | 1 | 1 | 2.2 | 3.8905 | 18.3333 | 0 | 0 | 0 | #NAME? | #NAME? | #NAME? | #NAME? | #NAME? | #NAME? | TRUE | 0 | TRUE | FALSE | #NAME? | #NAME? | #NAME? | #NAME? | #NAME? | #NAME? | #NAME? | #NAME? | #NAME? | #NAME? |  |  | 1: 0; 2: 0; 3: 0; 4: 0 | 0 |  | 0 | 0 | 0 | 19885 | 0 | 0 | 0 |  | 0 | 4304 | 4304 | 1988-05-01 | #NAME? | #NAME? | #NAME?
1988-05-02 | 1988 | 5 | 123 | 2 | 2 | -0.6 | 3.7416 | 10.1667 | 0 | 0 | 0 | #NAME? | #NAME? | #NAME? | #NAME? | #NAME? | #NAME? | FALSE | 0 | TRUE | FALSE | #NAME? | #NAME? | #NAME? | #NAME? | #NAME? | #NAME? | #NAME? | #NAME? | #NAME? | #NAME? |  |  | 1: 0; 2: 0; 3: 0; 4: 0 | 0 |  | 0 | 0 | 0 | 19885 | 0 | 0 | 0 |  | 0 | 4305 | 4305 | 1988-05-02 | #NAME? | #NAME? | #NAME?
1988-05-03 | 1988 | 5 | 124 | 3 | 3 | -1.5 | 3.7685 | 9.6667 | 0 | 0 | 0 | #NAME? | #NAME? | #NAME? | #NAME? | #NAME? | #NAME? | TRUE | 0 | TRUE | FALSE | #NAME? | #NAME? | #NAME? | #NAME? | #NAME? | #NAME? | #NAME? | #NAME? | #NAME? | #NAME? |  |  | 1: 0; 2: 0; 3: 0; 4: 0 | 0 |  | 0 | 0 | 0 | 19885 | 0 | 0 | 0 |  | 0 | 4306 | 4306 | 1988-05-03 | #NAME? | #NAME? | #NAME?
1988-05-04 | 1988 | 5 | 125 | 4 | 4 | 2.3 | 3.1494 | 21.8333 | 0.2 | 0.2 | 0 | #NAME? | #NAME? | #NAME? | #NAME? | #NAME? | #NAME? | FALSE | 0 | TRUE | TRUE | #NAME? | #NAME? | #NAME? | #NAME? | #NAME? | #NAME? | #NAME? | #NAME? | #NAME? | #NAME? |  |  | 1: 0; 2: 0; 3: 1.8397; 4: 8.5503 | 10.39 |  | 277.7912 | 427.7103 | 440.9384 | 19885 | 10.39 | 277.7912 | 454.378 |  | 0 | 4307 | 4307 | 1988-05-04 | #NAME? | #NAME? | #NAME?
1988-05-05 | 1988 | 5 | 126 | 5 | 5 | 3.1 | 2.0265 | 11.3333 | 2.4 | 2.4 | 0 | #NAME? | #NAME? | #NAME? | #NAME? | #NAME? | #NAME? | TRUE | 0.2 | TRUE | TRUE | #NAME? | #NAME? | #NAME? | #NAME? | #NAME? | #NAME? | #NAME? | #NAME? | #NAME? | #NAME? |  |  | 1: 0; 2: 0; 3: 0; 4: 0 | 0 |  | 0 | 0 | 0 | 19885 | 0 | 0 | 0 |  | 0 | 4308 | 4308 | 1988-05-05 | #NAME? | #NAME? | #NAME?
1988-05-06 | 1988 | 5 | 127 | 6 | 6 | 5.2 | 3.5809 | 15.8333 | 0 | 0 | 0 | #NAME? | #NAME? | #NAME? | #NAME? | #NAME? | #NAME? | FALSE | 2.6 | TRUE | TRUE | #NAME? | #NAME? | #NAME? | #NAME? | #NAME? | #NAME? | #NAME? | #NAME? | #NAME? | #NAME? |  |  | 1: 0; 2: 0; 3: 0; 4: 3.3946 | 3.3946 |  | 99.5742 | 153.3127 | 158.0544 | 19885 | 3.3946 | 99.5742 | 162.8718 |  | 0 | 4309 | 4309 | 1988-05-06 | #NAME? | #NAME? | #NAME?
1988-05-07 | 1988 | 5 | 128 | 7 | 7 | 4.6 | 4.4941 | 25.6667 | 0 | 0 | 0 | #NAME? | #NAME? | #NAME? | #NAME? | #NAME? | #NAME? | FALSE | 2.4 | TRUE | FALSE | #NAME? | #NAME? | #NAME? | #NAME? | #NAME? | #NAME? | #NAME? | #NAME? | #NAME? | #NAME? |  |  | 1: 0; 2: 0; 3: 0; 4: 0 | 0 |  | 0 | 0 | 0 | 19885 | 0 | 0 | 0 |  | 0 | 4310 | 4310 | 1988-05-07 | #NAME? | #NAME? | #NAME?
1988-05-08 | 1988 | 5 | 129 | 8 | 1 | 2.2 | 5.1256 | 8.5 | 0 | 0 | 0 | #NAME? | #NAME? | #NAME? | #NAME? | #NAME? | #NAME? | TRUE | 0 | TRUE | TRUE | #NAME? | #NAME? | #NAME? | #NAME? | #NAME? | #NAME? | #NAME? | #NAME? | #NAME? | #NAME? |  |  | 1: 0; 2: 0; 3: 0; 4: 0 | 0 |  | 0 | 0 | 0 | 19885 | 0 | 0 | 0 |  | 0 | 4311 | 4311 | 1988-05-08 | #NAME? | #NAME? | #NAME?
1988-05-09 | 1988 | 5 | 130 | 9 | 2 | 12.2 | 6.1703 | 19.8333 | 0 | 0 | 0 | #NAME? | #NAME? | #NAME? | #NAME? | #NAME? | #NAME? | FALSE | 0 | TRUE | TRUE | #NAME? | #NAME? | #NAME? | #NAME? | #NAME? | #NAME? | #NAME? | #NAME? | #NAME? | #NAME? |  |  | 1: 0; 2: 0; 3: 0; 4: 7.5708 | 7.5708 |  | 222.0782 | 341.9299 | 352.5051 | 19885 | 7.5708 | 222.0782 | 363.2493 |  | 0 | 4312 | 4312 | 1988-05-09 | #NAME? | #NAME? | #NAME?
1988-05-10 | 1988 | 5 | 131 | 10 | 3 | 11.4 | 6.7659 | 25 | 0 | 0 | 0 | #NAME? | #NAME? | #NAME? | #NAME? | #NAME? | #NAME? | TRUE | 0 | TRUE | TRUE | #NAME? | #NAME? | #NAME? | #NAME? | #NAME? | #NAME? | #NAME? | #NAME? | #NAME? | #NAME? |  |  | 1: 0; 2: 0; 3: 0; 4: 0 | 0 |  | 0 | 0 | 0 | 19885 | 0 | 0 | 0 |  | 0 | 4313 | 4313 | 1988-05-10 | #NAME? | #NAME? | #NAME?
1988-05-11 | 1988 | 5 | 132 | 11 | 4 | 10.8 | 6.2649 | 15.8333 | 0 | 0 | 0 | #NAME? | #NAME? | #NAME? | #NAME? | #NAME? | #NAME? | FALSE | 0 | TRUE | TRUE | #NAME? | #NAME? | #NAME? | #NAME? | #NAME? | #NAME? | #NAME? | #NAME? | #NAME? | #NAME? |  |  | 1: 0; 2: 0; 3: 0; 4: 6.9353 | 6.9353 |  | 203.4367 | 313.2279 | 322.9153 | 19885 | 6.9353 | 203.4367 | 332.7576 |  | 0 | 4314 | 4314 | 1988-05-11 | #NAME? | #NAME? | #NAME?
1988-05-12 | 1988 | 5 | 133 | 12 | 5 | 11.4 | 6.2529 | 14.6667 | 0 | 0 | 0 | #NAME? | #NAME? | #NAME? | #NAME? | #NAME? | #NAME? | TRUE | 0 | TRUE | TRUE | #NAME? | #NAME? | #NAME? | #NAME? | #NAME? | #NAME? | #NAME? | #NAME? | #NAME? | #NAME? |  |  | 1: 0; 2: 0; 3: 0; 4: 0 | 0 |  | 0 | 0 | 0 | 19885 | 0 | 0 | 0 |  | 0 | 4315 | 4315 | 1988-05-12 | #NAME? | #NAME? | #NAME?
1988-05-13 | 1988 | 5 | 134 | 13 | 6 | 11.6 | 7.2201 | 21.5 | 0 | 0 | 0 | #NAME? | #NAME? | #NAME? | #NAME? | #NAME? | #NAME? | FALSE | 0 | TRUE | TRUE | #NAME? | #NAME? | #NAME? | #NAME? | #NAME? | #NAME? | #NAME? | #NAME? | #NAME? | #NAME? |  |  | 1: 0; 2: 0; 3: 0; 4: 6.8848 | 6.8848 |  | 201.9545 | 310.9459 | 320.5627 | 19885 | 6.8848 | 201.9545 | 330.3333 |  | 0 | 4316 | 4316 | 1988-05-13 | #NAME? | #NAME? | #NAME?
1988-05-14 | 1988 | 5 | 135 | 14 | 7 | 7.9 | 6.5616 | 24 | 0 | 0 | 0 | #NAME? | #NAME? | #NAME? | #NAME? | #NAME? | #NAME? | FALSE | 0 | TRUE | TRUE | #NAME? | #NAME? | #NAME? | #NAME? | #NAME? | #NAME? | #NAME? | #NAME? | #NAME? | #NAME? |  |  | 1: 0; 2: 0; 3: 2.3616; 4: 0 | 2.3616 |  | 34.6367 | 53.3295 | 54.9788 | 19885 | 2.3616 | 34.6367 | 56.6546 |  | 0 | 4317 | 4317 | 1988-05-14 | #NAME? | #NAME? | #NAME?
1988-05-15 | 1988 | 5 | 136 | 15 | 1 | 6.4 | 5.4096 | 17.6667 | 0 | 0 | 0 | #NAME? | #NAME? | #NAME? | #NAME? | #NAME? | #NAME? | TRUE | 0 | TRUE | TRUE | #NAME? | #NAME? | #NAME? | #NAME? | #NAME? | #NAME? | #NAME? | #NAME? | #NAME? | #NAME? |  |  | 1: 10.3423; 2: 20.2695; 3: 0; 4: 0 | 30.6119 |  | 746.2605 | 1214.342 | 1257.1379 | 19885 | 30.6119 | 746.2605 | 1220.6447 |  | 0 | 4318 | 4318 | 1988-05-15 | #NAME? | #NAME? | #NAME?
1988-05-16 | 1988 | 5 | 137 | 16 | 2 | 10.3 | 7.2504 | 7.5 | 0 | 0 | 0 | #NAME? | #NAME? | #NAME? | #NAME? | #NAME? | #NAME? | FALSE | 0 | TRUE | TRUE | #NAME? | #NAME? | #NAME? | #NAME? | #NAME? | #NAME? | #NAME? | #NAME? | #NAME? | #NAME? |  |  | 1: 0; 2: 0; 3: 0; 4: 10.3924 | 10.3924 |  | 304.8449 | 469.3644 | 483.8809 | 19885 | 10.3924 | 304.8449 | 498.6293 |  | 0 | 4319 | 4319 | 1988-05-16 | #NAME? | #NAME? | #NAME?
1988-05-17 | 1988 | 5 | 138 | 17 | 3 | 10.3 | 5.6661 | 18.3333 | 0 | 0 | 0 | #NAME? | #NAME? | #NAME? | #NAME? | #NAME? | #NAME? | TRUE | 0 | TRUE | TRUE | #NAME? | #NAME? | #NAME? | #NAME? | #NAME? | #NAME? | #NAME? | #NAME? | #NAME? | #NAME? |  |  | 1: 0; 2: 0; 3: 0; 4: 0 | 0 |  | 0 | 0 | 0 | 19885 | 0 | 0 | 0 |  | 0 | 4320 | 4320 | 1988-05-17 | #NAME? | #NAME? | #NAME?
1988-05-18 | 1988 | 5 | 139 | 18 | 4 | 4.3 | 4.8049 | 16.5 | 0 | 0 | 0 | #NAME? | #NAME? | #NAME? | #NAME? | #NAME? | #NAME? | FALSE | 0 | TRUE | TRUE | #NAME? | #NAME? | #NAME? | #NAME? | #NAME? | #NAME? | #NAME? | #NAME? | #NAME? | #NAME? |  |  | 1: 0; 2: 0; 3: 0; 4: 5.3964 | 5.3964 |  | 158.2931 | 243.7211 | 251.2589 | 19885 | 5.3964 | 158.2931 | 258.9171 |  | 0 | 4321 | 4321 | 1988-05-18 | #NAME? | #NAME? | #NAME?
1988-05-19 | 1988 | 5 | 140 | 19 | 5 | 6.6 | 4.8471 | 20 | 0 | 0 | 0 | #NAME? | #NAME? | #NAME? | #NAME? | #NAME? | #NAME? | TRUE | 0 | TRUE | TRUE | #NAME? | #NAME? | #NAME? | #NAME? | #NAME? | #NAME? | #NAME? | #NAME? | #NAME? | #NAME? |  |  | 1: 12.8675; 2: 20.478; 3: 0; 4: 0 | 33.3455 |  | 789.412 | 1281.4537 | 1326.3791 | 19885 | 33.3455 | 789.412 | 1291.2268 |  | 0 | 4322 | 4322 | 1988-05-19 | #NAME? | #NAME? | #NAME?
1988-05-20 | 1988 | 5 | 141 | 20 | 6 | 7.3 | 4.4575 | 8.8333 | 0 | 0 | 0 | #NAME? | #NAME? | #NAME? | #NAME? | #NAME? | #NAME? | FALSE | 0 | TRUE | FALSE | #NAME? | #NAME? | #NAME? | #NAME? | #NAME? | #NAME? | #NAME? | #NAME? | #NAME? | #NAME? |  |  | 1: 0; 2: 0; 3: 0; 4: 0 | 0 |  | 0 | 0 | 0 | 19885 | 0 | 0 | 0 |  | 0 | 4323 | 4323 | 1988-05-20 | #NAME? | #NAME? | #NAME?
1988-05-21 | 1988 | 5 | 142 | 21 | 7 | 2.2 | 5.5321 | 2.1667 | 0 | 0 | 0 | #NAME? | #NAME? | #NAME? | #NAME? | #NAME? | #NAME? | FALSE | 0 | TRUE | TRUE | #NAME? | #NAME? | #NAME? | #NAME? | #NAME? | #NAME? | #NAME? | #NAME? | #NAME? | #NAME? |  |  | 1: 0; 2: 0; 3: 11.8063; 4: 0 | 11.8063 |  | 173.1589 | 266.6097 | 274.8553 | 19885 | 11.8063 | 173.1589 | 283.2328 |  | 0 | 4324 | 4324 | 1988-05-21 | #NAME? | #NAME? | #NAME?
1988-05-22 | 1988 | 5 | 143 | 22 | 1 | 7.7 | 7.4013 | 1.5 | 0 | 0 | 0 | #NAME? | #NAME? | #NAME? | #NAME? | #NAME? | #NAME? | TRUE | 0 | TRUE | TRUE | #NAME? | #NAME? | #NAME? | #NAME? | #NAME? | #NAME? | #NAME? | #NAME? | #NAME? | #NAME? |  |  | 1: 0; 2: 0; 3: 0; 4: 0 | 0 |  | 0 | 0 | 0 | 19885 | 0 | 0 | 0 |  | 0 | 4325 | 4325 | 1988-05-22 | #NAME? | #NAME? | #NAME?
1988-05-23 | 1988 | 5 | 144 | 23 | 2 | 12.6 | 7.4125 | 16.8333 | 0 | 0 | 0 | #NAME? | #NAME? | #NAME? | #NAME? | #NAME? | #NAME? | FALSE | 0 | TRUE | FALSE | #NAME? | #NAME? | #NAME? | #NAME? | #NAME? | #NAME? | #NAME? | #NAME? | #NAME? | #NAME? |  |  | 1: 0; 2: 0; 3: 0; 4: 0 | 0 |  | 0 | 0 | 0 | 19885 | 0 | 0 | 0 |  | 0 | 4326 | 4326 | 1988-05-23 | #NAME? | #NAME? | #NAME?
1988-05-24 | 1988 | 5 | 145 | 24 | 3 | 2.1 | 3.3148 | 4.6667 | 3 | 3 | 0 | #NAME? | #NAME? | #NAME? | #NAME? | #NAME? | #NAME? | TRUE | 0 | TRUE | TRUE | #NAME? | #NAME? | #NAME? | #NAME? | #NAME? | #NAME? | #NAME? | #NAME? | #NAME? | #NAME? |  |  | 1: 16.8334; 2: 24.66; 3: 0; 4: 0 | 41.4935 |  | 970.251 | 1573.3687 | 1628.4034 | 19885 | 41.4935 | 970.251 | 1587.0217 |  | 0 | 4327 | 4327 | 1988-05-24 | #NAME? | #NAME? | #NAME?
1988-05-25 | 1988 | 5 | 146 | 25 | 4 | 3.7 | 5.5569 | 4 | 0 | 0 | 0 | #NAME? | #NAME? | #NAME? | #NAME? | #NAME? | #NAME? | FALSE | 3 | TRUE | TRUE | #NAME? | #NAME? | #NAME? | #NAME? | #NAME? | #NAME? | #NAME? | #NAME? | #NAME? | #NAME? |  |  | 1: 0; 2: 0; 3: 0; 4: 12.2888 | 12.2888 |  | 360.4726 | 555.0134 | 572.1787 | 19885 | 12.2888 | 360.4726 | 589.6184 |  | 0 | 4328 | 4328 | 1988-05-25 | #NAME? | #NAME? | #NAME?
1988-05-26 | 1988 | 5 | 147 | 26 | 5 | 8.8 | 5.9814 | 15.6667 | 0 | 0 | 0 | #NAME? | #NAME? | #NAME? | #NAME? | #NAME? | #NAME? | TRUE | 3 | TRUE | TRUE | #NAME? | #NAME? | #NAME? | #NAME? | #NAME? | #NAME? | #NAME? | #NAME? | #NAME? | #NAME? |  |  | 1: 7.2979; 2: 10.7059; 3: 0; 4: 0 | 18.0037 |  | 421.0737 | 682.8296 | 706.7151 | 19885 | 18.0037 | 421.0737 | 688.7426 |  | 0 | 4329 | 4329 | 1988-05-26 | #NAME? | #NAME? | #NAME?
1988-05-27 | 1988 | 5 | 148 | 27 | 6 | 9 | 5.7721 | 4.5 | 0 | 0 | 0 | #NAME? | #NAME? | #NAME? | #NAME? | #NAME? | #NAME? | FALSE | 0 | TRUE | TRUE | #NAME? | #NAME? | #NAME? | #NAME? | #NAME? | #NAME? | #NAME? | #NAME? | #NAME? | #NAME? |  |  | 1: 0; 2: 0; 3: 0; 4: 5.5698 | 5.5698 |  | 163.3798 | 251.5531 | 259.333 | 19885 | 5.5698 | 163.3798 | 267.2374 |  | 0 | 4330 | 4330 | 1988-05-27 | #NAME? | #NAME? | #NAME?
1988-05-28 | 1988 | 5 | 149 | 28 | 7 | 5.4 | 5.8469 | 6.5 | 0.4 | 0.4 | 0 | #NAME? | #NAME? | #NAME? | #NAME? | #NAME? | #NAME? | FALSE | 0 | TRUE | TRUE | #NAME? | #NAME? | #NAME? | #NAME? | #NAME? | #NAME? | #NAME? | #NAME? | #NAME? | #NAME? |  |  | 1: 0; 2: 0; 3: 4.7192; 4: 0 | 4.7192 |  | 69.2153 | 106.5696 | 109.8656 | 19885 | 4.7192 | 69.2153 | 113.2142 |  | 0 | 4331 | 4331 | 1988-05-28 | #NAME? | #NAME? | #NAME?
1988-05-29 | 1988 | 5 | 150 | 29 | 1 | 6.1 | 3.8996 | 13.1667 | 2 | 2 | 0 | #NAME? | #NAME? | #NAME? | #NAME? | #NAME? | #NAME? | TRUE | 0.4 | TRUE | TRUE | #NAME? | #NAME? | #NAME? | #NAME? | #NAME? | #NAME? | #NAME? | #NAME? | #NAME? | #NAME? |  |  | 1: 0; 2: 0; 3: 0; 4: 0 | 0 |  | 0 | 0 | 0 | 19885 | 0 | 0 | 0 |  | 0 | 4332 | 4332 | 1988-05-29 | #NAME? | #NAME? | #NAME?
1988-05-30 | 1988 | 5 | 151 | 30 | 2 | 6.9 | 4.7151 | 31.6667 | 7.8 | 7.8 | 2.1 | #NAME? | #NAME? | #NAME? | #NAME? | #NAME? | #NAME? | FALSE | 2.4 | TRUE | TRUE | #NAME? | #NAME? | #NAME? | #NAME? | #NAME? | #NAME? | #NAME? | #NAME? | #NAME? | #NAME? |  |  | 1: 0; 2: 0; 3: 0; 4: 8.5352 | 8.5352 |  | 250.3664 | 385.4848 | 397.407 | 19885 | 8.5352 | 250.3664 | 409.5197 |  | 0 | 4333 | 4333 | 1988-05-30 | #NAME? | #NAME? | #NAME?
1988-05-31 | 1988 | 5 | 152 | 31 | 3 | 6.7 | 4.0454 | 21.3333 | 0.2 | 0.2 | 0 | #NAME? | #NAME? | #NAME? | #NAME? | #NAME? | #NAME? | TRUE | 9.8 | TRUE | TRUE | #NAME? | #NAME? | #NAME? | #NAME? | #NAME? | #NAME? | #NAME? | #NAME? | #NAME? | #NAME? |  |  | 1: 10.8658; 2: 15.1036; 3: 0; 4: 0 | 25.9694 |  | 602.4045 | 976.1975 | 1010.2929 | 19885 | 25.9694 | 602.4045 | 985.3421 |  | 0 | 4334 | 4334 | 1988-05-31 | #NAME? | #NAME? | #NAME?
1988-06-01 | 1988 | 6 | 153 | 1 | 4 | 8.3 | 4.7721 | 4.8333 | 0 | 0 | 0 | #NAME? | #NAME? | #NAME? | #NAME? | #NAME? | #NAME? | FALSE | 8 | TRUE | TRUE | #NAME? | #NAME? | #NAME? | #NAME? | #NAME? | #NAME? | #NAME? | #NAME? | #NAME? | #NAME? |  |  | 1: 0; 2: 0; 3: 2.0451; 4: 4.5049 | 6.5501 |  | 162.1401 | 249.6443 | 257.3652 | 19886 | 6.5501 | 162.1401 | 265.2096 |  | 0 | 4335 | 4335 | 1988-06-01 | #NAME? | #NAME? | #NAME?
1988-06-02 | 1988 | 6 | 154 | 2 | 5 | 6.7 | 5.4757 | 16.8333 | 0 | 0 | 0 | #NAME? | #NAME? | #NAME? | #NAME? | #NAME? | #NAME? | TRUE | 0.2 | TRUE | TRUE | #NAME? | #NAME? | #NAME? | #NAME? | #NAME? | #NAME? | #NAME? | #NAME? | #NAME? | #NAME? |  |  | 1: 0; 2: 0; 3: 0; 4: 0 | 0 |  | 0 | 0 | 0 | 19886 | 0 | 0 | 0 |  | 0 | 4336 | 4336 | 1988-06-02 | #NAME? | #NAME? | #NAME?
1988-06-03 | 1988 | 6 | 155 | 3 | 6 | 10.5 | 6.5406 | 17.5 | 0 | 0 | 0 | #NAME? | #NAME? | #NAME? | #NAME? | #NAME? | #NAME? | FALSE | 0 | TRUE | TRUE | #NAME? | #NAME? | #NAME? | #NAME? | #NAME? | #NAME? | #NAME? | #NAME? | #NAME? | #NAME? |  |  | 1: 0; 2: 0; 3: 0; 4: 5.6363 | 5.6363 |  | 165.3326 | 254.5597 | 262.4327 | 19886 | 5.6363 | 165.3326 | 270.4315 |  | 0 | 4337 | 4337 | 1988-06-03 | #NAME? | #NAME? | #NAME?
1988-06-04 | 1988 | 6 | 156 | 4 | 7 | 8.2 | 5.3692 | 16.8333 | 8 | 8 | 2.25 | #NAME? | #NAME? | #NAME? | #NAME? | #NAME? | #NAME? | FALSE | 0 | TRUE | TRUE | #NAME? | #NAME? | #NAME? | #NAME? | #NAME? | #NAME? | #NAME? | #NAME? | #NAME? | #NAME? |  |  | 1: 0; 2: 0; 3: 0; 4: 0 | 0 |  | 0 | 0 | 0 | 19886 | 0 | 0 | 0 |  | 0 | 4338 | 4338 | 1988-06-04 | #NAME? | #NAME? | #NAME?
1988-06-05 | 1988 | 6 | 157 | 5 | 1 | 10.2 | 4.469 | 27.3333 | 7.6 | 7.6 | 1.95 | #NAME? | #NAME? | #NAME? | #NAME? | #NAME? | #NAME? | TRUE | 8 | TRUE | TRUE | #NAME? | #NAME? | #NAME? | #NAME? | #NAME? | #NAME? | #NAME? | #NAME? | #NAME? | #NAME? |  |  | 1: 0; 2: 0; 3: 0; 4: 0 | 0 |  | 0 | 0 | 0 | 19886 | 0 | 0 | 0 |  | 0 | 4339 | 4339 | 1988-06-05 | #NAME? | #NAME? | #NAME?
1988-06-06 | 1988 | 6 | 158 | 6 | 2 | 12.6 | 3.9675 | 24.1667 | 0 | 0 | 0 | #NAME? | #NAME? | #NAME? | #NAME? | #NAME? | #NAME? | FALSE | 15.6 | FALSE | TRUE | #NAME? | #NAME? | #NAME? | #NAME? | #NAME? | #NAME? | #NAME? | #NAME? | #NAME? | #NAME? |  |  | 1: 0; 2: 0; 3: 0; 4: 0 | 0 |  | 0 | 0 | 0 | 19886 | 0 | 0 | 0 |  | 0 | 4340 | 4340 | 1988-06-06 | #NAME? | #NAME? | #NAME?
1988-06-07 | 1988 | 6 | 159 | 7 | 3 | 12 | 2.945 | 22.6667 | 11.5 | 11.5 | 4.875 | #NAME? | #NAME? | #NAME? | #NAME? | #NAME? | #NAME? | TRUE | 7.6 | TRUE | TRUE | #NAME? | #NAME? | #NAME? | #NAME? | #NAME? | #NAME? | #NAME? | #NAME? | #NAME? | #NAME? |  |  | 1: 3.0076; 2: 4.7819; 3: 0; 4: 0 | 7.7896 |  | 184.3822 | 299.3044 | 309.7972 | 19886 | 7.7896 | 184.3822 | 301.5906 |  | 0 | 4341 | 4341 | 1988-06-07 | #NAME? | #NAME? | #NAME?
1988-06-08 | 1988 | 6 | 160 | 8 | 4 | 8 | 3.6182 | 14.5 | 11.8 | 11.8 | 5.1 | #NAME? | #NAME? | #NAME? | #NAME? | #NAME? | #NAME? | FALSE | 11.5 | FALSE | TRUE | #NAME? | #NAME? | #NAME? | #NAME? | #NAME? | #NAME? | #NAME? | #NAME? | #NAME? | #NAME? |  |  | 1: 0; 2: 0; 3: 0; 4: 0 | 0 |  | 0 | 0 | 0 | 19886 | 0 | 0 | 0 |  | 0 | 4342 | 4342 | 1988-06-08 | #NAME? | #NAME? | #NAME?
1988-06-09 | 1988 | 6 | 161 | 9 | 5 | 7.2 | 5.0669 | 14.5 | 0.8 | 0.8 | 0 | #NAME? | #NAME? | #NAME? | #NAME? | #NAME? | #NAME? | TRUE | 23.3 | FALSE | TRUE | #NAME? | #NAME? | #NAME? | #NAME? | #NAME? | #NAME? | #NAME? | #NAME? | #NAME? | #NAME? |  |  | 1: 0; 2: 0; 3: 0; 4: 0 | 0 |  | 0 | 0 | 0 | 19886 | 0 | 0 | 0 |  | 0 | 4343 | 4343 | 1988-06-09 | #NAME? | #NAME? | #NAME?
1988-06-10 | 1988 | 6 | 162 | 10 | 6 | 10.3 | 5.245 | 10.1667 | 1.3 | 1.3 | 0 | #NAME? | #NAME? | #NAME? | #NAME? | #NAME? | #NAME? | FALSE | 12.6 | FALSE | TRUE | #NAME? | #NAME? | #NAME? | #NAME? | #NAME? | #NAME? | #NAME? | #NAME? | #NAME? | #NAME? |  |  | 1: 0; 2: 0; 3: 0; 4: 0 | 0 |  | 0 | 0 | 0 | 19886 | 0 | 0 | 0 |  | 0 | 4344 | 4344 | 1988-06-10 | #NAME? | #NAME? | #NAME?
1988-06-11 | 1988 | 6 | 163 | 11 | 7 | 8.9 | 5.6248 | 18.5 | 0 | 0 | 0 | #NAME? | #NAME? | #NAME? | #NAME? | #NAME? | #NAME? | FALSE | 2.1 | TRUE | TRUE | #NAME? | #NAME? | #NAME? | #NAME? | #NAME? | #NAME? | #NAME? | #NAME? | #NAME? | #NAME? |  |  | 1: 0; 2: 0; 3: 8.5996; 4: 0 | 8.5996 |  | 126.1272 | 194.1958 | 200.2019 | 19886 | 8.5996 | 126.1272 | 206.3039 |  | 0 | 4345 | 4345 | 1988-06-11 | #NAME? | #NAME? | #NAME?
1988-06-12 | 1988 | 6 | 164 | 12 | 1 | 6.6 | 4.0911 | 1.8333 | 3.8 | 3.8 | 0 | #NAME? | #NAME? | #NAME? | #NAME? | #NAME? | #NAME? | TRUE | 1.3 | TRUE | TRUE | #NAME? | #NAME? | #NAME? | #NAME? | #NAME? | #NAME? | #NAME? | #NAME? | #NAME? | #NAME? |  |  | 1: 15.1816; 2: 24.4163; 3: 0; 4: 0 | 39.5979 |  | 938.8751 | 1524.2741 | 1577.7274 | 19886 | 39.5979 | 938.8751 | 1535.7008 |  | 0 | 4346 | 4346 | 1988-06-12 | #NAME? | #NAME? | #NAME?
1988-06-13 | 1988 | 6 | 165 | 13 | 2 | 4.8 | 3.7757 | 2.1667 | 0 | 0 | 0 | #NAME? | #NAME? | #NAME? | #NAME? | #NAME? | #NAME? | FALSE | 3.8 | TRUE | TRUE | #NAME? | #NAME? | #NAME? | #NAME? | #NAME? | #NAME? | #NAME? | #NAME? | #NAME? | #NAME? |  |  | 1: 0; 2: 0; 3: 3.1069; 4: 11.4007 | 14.5076 |  | 379.9885 | 585.0616 | 603.1563 | 19886 | 14.5076 | 379.9885 | 621.5402 |  | 0 | 4347 | 4347 | 1988-06-13 | #NAME? | #NAME? | #NAME?
1988-06-14 | 1988 | 6 | 166 | 14 | 3 | 7.8 | 4.4358 | 10.1667 | 0 | 0 | 0 | #NAME? | #NAME? | #NAME? | #NAME? | #NAME? | #NAME? | TRUE | 3.8 | TRUE | TRUE | #NAME? | #NAME? | #NAME? | #NAME? | #NAME? | #NAME? | #NAME? | #NAME? | #NAME? | #NAME? |  |  | 1: 0; 2: 0; 3: 0; 4: 0 | 0 |  | 0 | 0 | 0 | 19886 | 0 | 0 | 0 |  | 0 | 4348 | 4348 | 1988-06-14 | #NAME? | #NAME? | #NAME?
1988-06-15 | 1988 | 6 | 167 | 15 | 4 | 9.8 | 6.495 | 16 | 0 | 0 | 0 | #NAME? | #NAME? | #NAME? | #NAME? | #NAME? | #NAME? | FALSE | 0 | TRUE | TRUE | #NAME? | #NAME? | #NAME? | #NAME? | #NAME? | #NAME? | #NAME? | #NAME? | #NAME? | #NAME? |  |  | 1: 0; 2: 0; 3: 5.27; 4: 4.7197 | 9.9897 |  | 215.7378 | 332.1677 | 342.4409 | 19886 | 9.9897 | 215.7378 | 352.8784 |  | 0 | 4349 | 4349 | 1988-06-15 | #NAME? | #NAME? | #NAME?
1988-06-16 | 1988 | 6 | 168 | 16 | 5 | 13.4 | 6.9227 | 9.3333 | 0 | 0 | 0 | #NAME? | #NAME? | #NAME? | #NAME? | #NAME? | #NAME? | TRUE | 0 | TRUE | TRUE | #NAME? | #NAME? | #NAME? | #NAME? | #NAME? | #NAME? | #NAME? | #NAME? | #NAME? | #NAME? |  |  | 1: 0; 2: 0; 3: 0; 4: 0 | 0 |  | 0 | 0 | 0 | 19886 | 0 | 0 | 0 |  | 0 | 4350 | 4350 | 1988-06-16 | #NAME? | #NAME? | #NAME?
1988-06-17 | 1988 | 6 | 169 | 17 | 6 | 16 | 6.0468 | 13.8333 | 1 | 1 | 0 | #NAME? | #NAME? | #NAME? | #NAME? | #NAME? | #NAME? | FALSE | 0 | TRUE | TRUE | #NAME? | #NAME? | #NAME? | #NAME? | #NAME? | #NAME? | #NAME? | #NAME? | #NAME? | #NAME? |  |  | 1: 0; 2: 0; 3: 0; 4: 7.3797 | 7.3797 |  | 216.4722 | 333.2984 | 343.6066 | 19886 | 7.3797 | 216.4722 | 354.0796 |  | 0 | 4351 | 4351 | 1988-06-17 | #NAME? | #NAME? | #NAME?
1988-06-18 | 1988 | 6 | 170 | 18 | 7 | 14.1 | 6.9542 | 11.8333 | 0 | 0 | 0 | #NAME? | #NAME? | #NAME? | #NAME? | #NAME? | #NAME? | FALSE | 1 | TRUE | TRUE | #NAME? | #NAME? | #NAME? | #NAME? | #NAME? | #NAME? | #NAME? | #NAME? | #NAME? | #NAME? |  |  | 1: 0; 2: 0; 3: 4.4109; 4: 0 | 4.4109 |  | 64.6938 | 99.6079 | 102.6885 | 19886 | 4.4109 | 64.6938 | 105.8184 |  | 0 | 4352 | 4352 | 1988-06-18 | #NAME? | #NAME? | #NAME?
1988-06-19 | 1988 | 6 | 171 | 19 | 1 | 7.3 | 6.1072 | 5.1667 | 0 | 0 | 0 | #NAME? | #NAME? | #NAME? | #NAME? | #NAME? | #NAME? | TRUE | 1 | TRUE | TRUE | #NAME? | #NAME? | #NAME? | #NAME? | #NAME? | #NAME? | #NAME? | #NAME? | #NAME? | #NAME? |  |  | 1: 0; 2: 0; 3: 0; 4: 0 | 0 |  | 0 | 0 | 0 | 19886 | 0 | 0 | 0 |  | 0 | 4353 | 4353 | 1988-06-19 | #NAME? | #NAME? | #NAME?
1988-06-20 | 1988 | 6 | 172 | 20 | 2 | 10.7 | 6.3459 | 16 | 0 | 0 | 0 | #NAME? | #NAME? | #NAME? | #NAME? | #NAME? | #NAME? | FALSE | 0 | TRUE | TRUE | #NAME? | #NAME? | #NAME? | #NAME? | #NAME? | #NAME? | #NAME? | #NAME? | #NAME? | #NAME? |  |  | 1: 0; 2: 0; 3: 8.5183; 4: 10.4601 | 18.9784 |  | 431.7646 | 664.7804 | 685.3406 | 19886 | 18.9784 | 431.7646 | 706.2294 |  | 0 | 4354 | 4354 | 1988-06-20 | #NAME? | #NAME? | #NAME?
1988-06-21 | 1988 | 6 | 173 | 21 | 3 | 10.9 | 4.9536 | 7 | 0 | 0 | 0 | #NAME? | #NAME? | #NAME? | #NAME? | #NAME? | #NAME? | TRUE | 0 | TRUE | TRUE | #NAME? | #NAME? | #NAME? | #NAME? | #NAME? | #NAME? | #NAME? | #NAME? | #NAME? | #NAME? |  |  | 1: 6.8886; 2: 12.7343; 3: 0; 4: 0 | 19.6229 |  | 474.5715 | 771.7377 | 798.8972 | 19886 | 19.6229 | 474.5715 | 776.2478 |  | 0 | 4355 | 4355 | 1988-06-21 | #NAME? | #NAME? | #NAME?
1988-06-22 | 1988 | 6 | 174 | 22 | 4 | 16.9 | 5.7158 | 10.1667 | 0 | 0 | 0 | #NAME? | #NAME? | #NAME? | #NAME? | #NAME? | #NAME? | FALSE | 0 | TRUE | TRUE | #NAME? | #NAME? | #NAME? | #NAME? | #NAME? | #NAME? | #NAME? | #NAME? | #NAME? | #NAME? |  |  | 1: 0; 2: 0; 3: 1.1532; 4: 5.0045 | 6.1577 |  | 163.712 | 252.0645 | 259.8603 | 19886 | 6.1577 | 163.712 | 267.7807 |  | 0 | 4356 | 4356 | 1988-06-22 | #NAME? | #NAME? | #NAME?
1988-06-23 | 1988 | 6 | 175 | 23 | 5 | 12.6 | 6.0081 | 12.8333 | 0 | 0 | 0 | #NAME? | #NAME? | #NAME? | #NAME? | #NAME? | #NAME? | TRUE | 0 | TRUE | TRUE | #NAME? | #NAME? | #NAME? | #NAME? | #NAME? | #NAME? | #NAME? | #NAME? | #NAME? | #NAME? |  |  | 1: 0; 2: 0; 3: 0; 4: 0 | 0 |  | 0 | 0 | 0 | 19886 | 0 | 0 | 0 |  | 0 | 4357 | 4357 | 1988-06-23 | #NAME? | #NAME? | #NAME?
1988-06-24 | 1988 | 6 | 176 | 24 | 6 | 12.6 | 6.2199 | 25.1667 | 0 | 0 | 0 | #NAME? | #NAME? | #NAME? | #NAME? | #NAME? | #NAME? | FALSE | 0 | TRUE | TRUE | #NAME? | #NAME? | #NAME? | #NAME? | #NAME? | #NAME? | #NAME? | #NAME? | #NAME? | #NAME? |  |  | 1: 0; 2: 0; 3: 0; 4: 6.4481 | 6.4481 |  | 189.1454 | 291.2238 | 300.2307 | 19886 | 6.4481 | 189.1454 | 309.3816 |  | 0 | 4358 | 4358 | 1988-06-24 | #NAME? | #NAME? | #NAME?
1988-06-25 | 1988 | 6 | 177 | 25 | 7 | 10.1 | 6.999 | 13.3333 | 0 | 0 | 0 | #NAME? | #NAME? | #NAME? | #NAME? | #NAME? | #NAME? | FALSE | 0 | TRUE | TRUE | #NAME? | #NAME? | #NAME? | #NAME? | #NAME? | #NAME? | #NAME? | #NAME? | #NAME? | #NAME? |  |  | 1: 0; 2: 0; 3: 2.314; 4: 0 | 2.314 |  | 33.9392 | 52.2556 | 53.8717 | 19886 | 2.314 | 33.9392 | 55.5137 |  | 0 | 4359 | 4359 | 1988-06-25 | #NAME? | #NAME? | #NAME?
1988-06-26 | 1988 | 6 | 178 | 26 | 1 | 19.4 | 6.3728 | 9.5 | 0.4 | 0.4 | 0 | #NAME? | #NAME? | #NAME? | #NAME? | #NAME? | #NAME? | TRUE | 0 | TRUE | TRUE | #NAME? | #NAME? | #NAME? | #NAME? | #NAME? | #NAME? | #NAME? | #NAME? | #NAME? | #NAME? |  |  | 1: 13.6921; 2: 24.9423; 3: 0; 4: 0 | 38.6343 |  | 932.4574 | 1516.0885 | 1569.4245 | 19886 | 38.6343 | 932.4574 | 1525.2035 |  | 0 | 4360 | 4360 | 1988-06-26 | #NAME? | #NAME? | #NAME?
1988-06-27 | 1988 | 6 | 179 | 27 | 2 | 15.1 | 4.3339 | 5.5 | 4.7 | 4.7 | 0 | #NAME? | #NAME? | #NAME? | #NAME? | #NAME? | #NAME? | FALSE | 0.4 | TRUE | TRUE | #NAME? | #NAME? | #NAME? | #NAME? | #NAME? | #NAME? | #NAME? | #NAME? | #NAME? | #NAME? |  |  | 1: 0; 2: 0; 3: 4.5256; 4: 10.7755 | 15.3011 |  | 382.456 | 588.8607 | 607.0729 | 19886 | 15.3011 | 382.456 | 625.5762 |  | 0 | 4361 | 4361 | 1988-06-27 | #NAME? | #NAME? | #NAME?
1988-06-28 | 1988 | 6 | 180 | 28 | 3 | 10.1 | 3.8594 | 7.6667 | 6.9 | 6.9 | 1.425 | #NAME? | #NAME? | #NAME? | #NAME? | #NAME? | #NAME? | TRUE | 5.1 | TRUE | TRUE | #NAME? | #NAME? | #NAME? | #NAME? | #NAME? | #NAME? | #NAME? | #NAME? | #NAME? | #NAME? |  |  | 1: 5.2288; 2: 8.2665; 3: 0; 4: 0 | 13.4953 |  | 319.1734 | 518.0723 | 536.2318 | 19886 | 13.4953 | 319.1734 | 522.0661 |  | 0 | 4362 | 4362 | 1988-06-28 | #NAME? | #NAME? | #NAME?
1988-06-29 | 1988 | 6 | 181 | 29 | 4 | 8.7 | 3.8917 | 5.1667 | 22 | 22 | 12.75 | #NAME? | #NAME? | #NAME? | #NAME? | #NAME? | #NAME? | FALSE | 11.6 | FALSE | TRUE | #NAME? | #NAME? | #NAME? | #NAME? | #NAME? | #NAME? | #NAME? | #NAME? | #NAME? | #NAME? |  |  | 1: 0; 2: 0; 3: 0; 4: 0 | 0 |  | 0 | 0 | 0 | 19886 | 0 | 0 | 0 |  | 0 | 4363 | 4363 | 1988-06-29 | #NAME? | #NAME? | #NAME?
1988-06-30 | 1988 | 6 | 182 | 30 | 5 | 8.3 | 4.8398 | 13.3333 | 4.8 | 4.8 | 0 | #NAME? | #NAME? | #NAME? | #NAME? | #NAME? | #NAME? | TRUE | 28.9 | FALSE | TRUE | #NAME? | #NAME? | #NAME? | #NAME? | #NAME? | #NAME? | #NAME? | #NAME? | #NAME? | #NAME? |  |  | 1: 0; 2: 0; 3: 0; 4: 0 | 0 |  | 0 | 0 | 0 | 19886 | 0 | 0 | 0 |  | 0 | 4364 | 4364 | 1988-06-30 | #NAME? | #NAME? | #NAME?
1988-07-01 | 1988 | 7 | 183 | 1 | 6 | 11.9 | 5.3587 | 12 | 0 | 0 | 0 | #NAME? | #NAME? | #NAME? | #NAME? | #NAME? | #NAME? | FALSE | 26.8 | FALSE | TRUE | #NAME? | #NAME? | #NAME? | #NAME? | #NAME? | #NAME? | #NAME? | #NAME? | #NAME? | #NAME? |  |  | 1: 0; 2: 0; 3: 0; 4: 0 | 0 |  | 0 | 0 | 0 | 19887 | 0 | 0 | 0 |  | 0 | 4365 | 4365 | 1988-07-01 | #NAME? | #NAME? | #NAME?
1988-07-02 | 1988 | 7 | 184 | 2 | 7 | 12.4 | 4.6295 | 9.1667 | 2.4 | 2.4 | 0 | #NAME? | #NAME? | #NAME? | #NAME? | #NAME? | #NAME? | FALSE | 4.8 | TRUE | TRUE | #NAME? | #NAME? | #NAME? | #NAME? | #NAME? | #NAME? | #NAME? | #NAME? | #NAME? | #NAME? |  |  | 1: 0; 2: 0; 3: 0; 4: 0 | 0 |  | 0 | 0 | 0 | 19887 | 0 | 0 | 0 |  | 0 | 4366 | 4366 | 1988-07-02 | #NAME? | #NAME? | #NAME?
1988-07-03 | 1988 | 7 | 185 | 3 | 1 | 8.3 | 4.0381 | 12.5 | 9.2 | 9.2 | 3.15 | #NAME? | #NAME? | #NAME? | #NAME? | #NAME? | #NAME? | TRUE | 2.4 | TRUE | TRUE | #NAME? | #NAME? | #NAME? | #NAME? | #NAME? | #NAME? | #NAME? | #NAME? | #NAME? | #NAME? |  |  | 1: 0; 2: 0; 3: 0; 4: 0 | 0 |  | 0 | 0 | 0 | 19887 | 0 | 0 | 0 |  | 0 | 4367 | 4367 | 1988-07-03 | #NAME? | #NAME? | #NAME?
1988-07-04 | 1988 | 7 | 186 | 4 | 2 | 9.5 | 3.1066 | 13.8333 | 0 | 0 | 0 | #NAME? | #NAME? | #NAME? | #NAME? | #NAME? | #NAME? | FALSE | 11.6 | FALSE | TRUE | #NAME? | #NAME? | #NAME? | #NAME? | #NAME? | #NAME? | #NAME? | #NAME? | #NAME? | #NAME? |  |  | 1: 0; 2: 0; 3: 0; 4: 0 | 0 |  | 0 | 0 | 0 | 19887 | 0 | 0 | 0 |  | 0 | 4368 | 4368 | 1988-07-04 | #NAME? | #NAME? | #NAME?
1988-07-05 | 1988 | 7 | 187 | 5 | 3 | 10.8 | 2.2194 | 5.5 | 20 | 20 | 11.25 | #NAME? | #NAME? | #NAME? | #NAME? | #NAME? | #NAME? | TRUE | 9.2 | TRUE | TRUE | #NAME? | #NAME? | #NAME? | #NAME? | #NAME? | #NAME? | #NAME? | #NAME? | #NAME? | #NAME? |  |  | 1: 10.9101; 2: 15.2376; 3: 0; 4: 0 | 26.1477 |  | 606.9849 | 983.6816 | 1018.0432 | 19887 | 26.1477 | 606.9849 | 992.8341 |  | 0 | 4369 | 4369 | 1988-07-05 | #NAME? | #NAME? | #NAME?
1988-07-06 | 1988 | 7 | 188 | 6 | 4 | 5.6 | 4.5941 | 4.6667 | 0 | 0 | 0 | #NAME? | #NAME? | #NAME? | #NAME? | #NAME? | #NAME? | FALSE | 20 | FALSE | TRUE | #NAME? | #NAME? | #NAME? | #NAME? | #NAME? | #NAME? | #NAME? | #NAME? | #NAME? | #NAME? |  |  | 1: 0; 2: 0; 3: 0; 4: 0 | 0 |  | 0 | 0 | 0 | 19887 | 0 | 0 | 0 |  | 0 | 4370 | 4370 | 1988-07-06 | #NAME? | #NAME? | #NAME?
1988-07-07 | 1988 | 7 | 189 | 7 | 5 | 12.1 | 6.1148 | 26.1667 | 0 | 0 | 0 | #NAME? | #NAME? | #NAME? | #NAME? | #NAME? | #NAME? | TRUE | 20 | FALSE | TRUE | #NAME? | #NAME? | #NAME? | #NAME? | #NAME? | #NAME? | #NAME? | #NAME? | #NAME? | #NAME? |  |  | 1: 0; 2: 0; 3: 0; 4: 0 | 0 |  | 0 | 0 | 0 | 19887 | 0 | 0 | 0 |  | 0 | 4371 | 4371 | 1988-07-07 | #NAME? | #NAME? | #NAME?
1988-07-08 | 1988 | 7 | 190 | 8 | 6 | 11.7 | 5.3066 | 7.6667 | 0 | 0 | 0 | #NAME? | #NAME? | #NAME? | #NAME? | #NAME? | #NAME? | FALSE | 0 | TRUE | TRUE | #NAME? | #NAME? | #NAME? | #NAME? | #NAME? | #NAME? | #NAME? | #NAME? | #NAME? | #NAME? |  |  | 1: 0; 2: 0; 3: 0; 4: 8.1699 | 8.1699 |  | 239.6508 | 368.9862 | 380.3981 | 19887 | 8.1699 | 239.6508 | 391.9924 |  | 0 | 4372 | 4372 | 1988-07-08 | #NAME? | #NAME? | #NAME?
1988-07-09 | 1988 | 7 | 191 | 9 | 7 | 9.1 | 4.65 | 0.66667 | 2 | 2 | 0 | #NAME? | #NAME? | #NAME? | #NAME? | #NAME? | #NAME? | FALSE | 0 | TRUE | TRUE | #NAME? | #NAME? | #NAME? | #NAME? | #NAME? | #NAME? | #NAME? | #NAME? | #NAME? | #NAME? |  |  | 1: 0; 2: 0; 3: 2.1567; 4: 0 | 2.1567 |  | 31.6315 | 48.7024 | 50.2087 | 19887 | 2.1567 | 31.6315 | 51.739 |  | 0 | 4373 | 4373 | 1988-07-09 | #NAME? | #NAME? | #NAME?
1988-07-10 | 1988 | 7 | 192 | 10 | 1 | 12.9 | 5.1259 | 11.5 | 1 | 1 | 0 | #NAME? | #NAME? | #NAME? | #NAME? | #NAME? | #NAME? | TRUE | 2 | TRUE | TRUE | #NAME? | #NAME? | #NAME? | #NAME? | #NAME? | #NAME? | #NAME? | #NAME? | #NAME? | #NAME? |  |  | 1: 0; 2: 0; 3: 0; 4: 0 | 0 |  | 0 | 0 | 0 | 19887 | 0 | 0 | 0 |  | 0 | 4374 | 4374 | 1988-07-10 | #NAME? | #NAME? | #NAME?
1988-07-11 | 1988 | 7 | 193 | 11 | 2 | 12.7 | 4.8003 | 11.3333 | 0 | 0 | 0 | #NAME? | #NAME? | #NAME? | #NAME? | #NAME? | #NAME? | FALSE | 3 | TRUE | TRUE | #NAME? | #NAME? | #NAME? | #NAME? | #NAME? | #NAME? | #NAME? | #NAME? | #NAME? | #NAME? |  |  | 1: 0; 2: 0; 3: 0; 4: 7.7931 | 7.7931 |  | 228.5963 | 351.9657 | 362.8513 | 19887 | 7.7931 | 228.5963 | 373.9108 |  | 0 | 4375 | 4375 | 1988-07-11 | #NAME? | #NAME? | #NAME?
1988-07-12 | 1988 | 7 | 194 | 12 | 3 | 12.2 | 5.9542 | 22.1667 | 0.2 | 0.2 | 0 | #NAME? | #NAME? | #NAME? | #NAME? | #NAME? | #NAME? | TRUE | 1 | TRUE | TRUE | #NAME? | #NAME? | #NAME? | #NAME? | #NAME? | #NAME? | #NAME? | #NAME? | #NAME? | #NAME? |  |  | 1: 3.3709; 2: 5.4158; 3: 0; 4: 0 | 8.7867 |  | 208.3032 | 338.1783 | 350.0373 | 19887 | 8.7867 | 208.3032 | 340.7177 |  | 0 | 4376 | 4376 | 1988-07-12 | #NAME? | #NAME? | #NAME?
1988-07-13 | 1988 | 7 | 195 | 13 | 4 | 10.3 | 4.7676 | 10.1667 | 0 | 0 | 0 | #NAME? | #NAME? | #NAME? | #NAME? | #NAME? | #NAME? | FALSE | 0.2 | TRUE | TRUE | #NAME? | #NAME? | #NAME? | #NAME? | #NAME? | #NAME? | #NAME? | #NAME? | #NAME? | #NAME? |  |  | 1: 0; 2: 0; 3: 2.3415; 4: 5.6585 | 8 |  | 200.3255 | 308.4377 | 317.977 | 19887 | 8 | 200.3255 | 327.6688 |  | 0 | 4377 | 4377 | 1988-07-13 | #NAME? | #NAME? | #NAME?
1988-07-14 | 1988 | 7 | 196 | 14 | 5 | 10.5 | 4.1512 | 11.5 | 0.2 | 0.2 | 0 | #NAME? | #NAME? | #NAME? | #NAME? | #NAME? | #NAME? | TRUE | 0.2 | TRUE | TRUE | #NAME? | #NAME? | #NAME? | #NAME? | #NAME? | #NAME? | #NAME? | #NAME? | #NAME? | #NAME? |  |  | 1: 6.1661; 2: 10.5786; 3: 0; 4: 0 | 16.7446 |  | 400.7398 | 651.1115 | 673.9832 | 19887 | 16.7446 | 400.7398 | 655.4828 |  | 0 | 4378 | 4378 | 1988-07-14 | #NAME? | #NAME? | #NAME?
1988-07-15 | 1988 | 7 | 197 | 15 | 6 | 6.1 | 4.9038 | 8.5 | 0 | 0 | 0 | #NAME? | #NAME? | #NAME? | #NAME? | #NAME? | #NAME? | FALSE | 0.2 | TRUE | TRUE | #NAME? | #NAME? | #NAME? | #NAME? | #NAME? | #NAME? | #NAME? | #NAME? | #NAME? | #NAME? |  |  | 1: 0; 2: 0; 3: 0; 4: 4.9054 | 4.9054 |  | 143.8907 | 221.546 | 228.3979 | 19887 | 4.9054 | 143.8907 | 235.3594 |  | 0 | 4379 | 4379 | 1988-07-15 | #NAME? | #NAME? | #NAME?
1988-07-16 | 1988 | 7 | 198 | 16 | 7 | 9 | 5.4524 | 11.1667 | 0 | 0 | 0 | #NAME? | #NAME? | #NAME? | #NAME? | #NAME? | #NAME? | FALSE | 0.2 | TRUE | TRUE | #NAME? | #NAME? | #NAME? | #NAME? | #NAME? | #NAME? | #NAME? | #NAME? | #NAME? | #NAME? |  |  | 1: 0; 2: 0; 3: 2.2707; 4: 0 | 2.2707 |  | 33.3041 | 51.2777 | 52.8636 | 19887 | 2.2707 | 33.3041 | 54.4748 |  | 0 | 4380 | 4380 | 1988-07-16 | #NAME? | #NAME? | #NAME?
1988-07-17 | 1988 | 7 | 199 | 17 | 1 | 9.5 | 4.3654 | 11 | 1.2 | 1.2 | 0 | #NAME? | #NAME? | #NAME? | #NAME? | #NAME? | #NAME? | TRUE | 0 | TRUE | TRUE | #NAME? | #NAME? | #NAME? | #NAME? | #NAME? | #NAME? | #NAME? | #NAME? | #NAME? | #NAME? |  |  | 1: 0; 2: 0; 3: 0; 4: 0 | 0 |  | 0 | 0 | 0 | 19887 | 0 | 0 | 0 |  | 0 | 4381 | 4381 | 1988-07-17 | #NAME? | #NAME? | #NAME?
1988-07-18 | 1988 | 7 | 200 | 18 | 2 | 10.1 | 4.4117 | 13.5 | 0.8 | 0.8 | 0 | #NAME? | #NAME? | #NAME? | #NAME? | #NAME? | #NAME? | FALSE | 1.2 | TRUE | TRUE | #NAME? | #NAME? | #NAME? | #NAME? | #NAME? | #NAME? | #NAME? | #NAME? | #NAME? | #NAME? |  |  | 1: 0; 2: 0; 3: 0; 4: 8.0969 | 8.0969 |  | 237.5084 | 365.6876 | 376.9975 | 19887 | 8.0969 | 237.5084 | 388.4882 |  | 0 | 4382 | 4382 | 1988-07-18 | #NAME? | #NAME? | #NAME?
1988-07-19 | 1988 | 7 | 201 | 19 | 3 | 8.9 | 4.5744 | 13.3333 | 0 | 0 | 0 | #NAME? | #NAME? | #NAME? | #NAME? | #NAME? | #NAME? | TRUE | 2 | TRUE | TRUE | #NAME? | #NAME? | #NAME? | #NAME? | #NAME? | #NAME? | #NAME? | #NAME? | #NAME? | #NAME? |  |  | 1: 10.0281; 2: 17.14; 3: 0; 4: 0 | 27.1681 |  | 649.8525 | 1055.8164 | 1092.9007 | 19887 | 27.1681 | 649.8525 | 1062.9518 |  | 0 | 4383 | 4383 | 1988-07-19 | #NAME? | #NAME? | #NAME?
1988-07-20 | 1988 | 7 | 202 | 20 | 4 | 10.8 | 6.1298 | 7 | 0 | 0 | 0 | #NAME? | #NAME? | #NAME? | #NAME? | #NAME? | #NAME? | FALSE | 0.8 | TRUE | TRUE | #NAME? | #NAME? | #NAME? | #NAME? | #NAME? | #NAME? | #NAME? | #NAME? | #NAME? | #NAME? |  |  | 1: 0; 2: 0; 3: 11.5897; 4: 4.7959 | 16.3857 |  | 310.6634 | 478.323 | 493.1165 | 19887 | 16.3857 | 310.6634 | 508.1464 |  | 0 | 4384 | 4384 | 1988-07-20 | #NAME? | #NAME? | #NAME?
1988-07-21 | 1988 | 7 | 203 | 21 | 5 | 13 | 7.2412 | 2.1667 | 0 | 0 | 0 | #NAME? | #NAME? | #NAME? | #NAME? | #NAME? | #NAME? | TRUE | 0 | TRUE | TRUE | #NAME? | #NAME? | #NAME? | #NAME? | #NAME? | #NAME? | #NAME? | #NAME? | #NAME? | #NAME? |  |  | 1: 6.7315; 2: 10.2514; 3: 0; 4: 0 | 16.9829 |  | 399.4373 | 648.0515 | 670.744 | 19887 | 16.9829 | 399.4373 | 653.3522 |  | 0 | 4385 | 4385 | 1988-07-21 | #NAME? | #NAME? | #NAME?
1988-07-22 | 1988 | 7 | 204 | 22 | 6 | 11.9 | 6.4791 | 5.1667 | 0 | 0 | 0 | #NAME? | #NAME? | #NAME? | #NAME? | #NAME? | #NAME? | FALSE | 0 | TRUE | TRUE | #NAME? | #NAME? | #NAME? | #NAME? | #NAME? | #NAME? | #NAME? | #NAME? | #NAME? | #NAME? |  |  | 1: 0; 2: 0; 3: 0; 4: 7.354 | 7.354 |  | 215.7188 | 332.1384 | 342.4107 | 19887 | 7.354 | 215.7188 | 352.8472 |  | 0 | 4386 | 4386 | 1988-07-22 | #NAME? | #NAME? | #NAME?
1988-07-23 | 1988 | 7 | 205 | 23 | 7 | 5.3 | 5.5683 | 4.1667 | 0 | 0 | 0 | #NAME? | #NAME? | #NAME? | #NAME? | #NAME? | #NAME? | FALSE | 0 | TRUE | TRUE | #NAME? | #NAME? | #NAME? | #NAME? | #NAME? | #NAME? | #NAME? | #NAME? | #NAME? | #NAME? |  |  | 1: 0; 2: 0; 3: 0; 4: 0 | 0 |  | 0 | 0 | 0 | 19887 | 0 | 0 | 0 |  | 0 | 4387 | 4387 | 1988-07-23 | #NAME? | #NAME? | #NAME?
1988-07-24 | 1988 | 7 | 206 | 24 | 1 | 8.4 | 6.334 | 12.1667 | 0 | 0 | 0 | #NAME? | #NAME? | #NAME? | #NAME? | #NAME? | #NAME? | TRUE | 0 | TRUE | TRUE | #NAME? | #NAME? | #NAME? | #NAME? | #NAME? | #NAME? | #NAME? | #NAME? | #NAME? | #NAME? |  |  | 1: 6.2315; 2: 8.1345; 3: 0; 4: 0 | 14.366 |  | 330.0076 | 534.3281 | 552.9562 | 19887 | 14.366 | 330.0076 | 539.7874 |  | 0 | 4388 | 4388 | 1988-07-24 | #NAME? | #NAME? | #NAME?
1988-07-25 | 1988 | 7 | 207 | 25 | 2 | 14.3 | 5.8372 | 5.8333 | 0 | 0 | 0 | #NAME? | #NAME? | #NAME? | #NAME? | #NAME? | #NAME? | FALSE | 0 | TRUE | TRUE | #NAME? | #NAME? | #NAME? | #NAME? | #NAME? | #NAME? | #NAME? | #NAME? | #NAME? | #NAME? |  |  | 1: 0; 2: 0; 3: 11.7189; 4: 10.075 | 21.7938 |  | 467.4095 | 719.6622 | 741.9198 | 19887 | 21.7938 | 467.4095 | 764.5331 |  | 0 | 4389 | 4389 | 1988-07-25 | #NAME? | #NAME? | #NAME?
1988-07-26 | 1988 | 7 | 208 | 26 | 3 | 13.4 | 6.7397 | 1.6667 | 0 | 0 | 0 | #NAME? | #NAME? | #NAME? | #NAME? | #NAME? | #NAME? | TRUE | 0 | TRUE | TRUE | #NAME? | #NAME? | #NAME? | #NAME? | #NAME? | #NAME? | #NAME? | #NAME? | #NAME? | #NAME? |  |  | 1: 0; 2: 0; 3: 0; 4: 0 | 0 |  | 0 | 0 | 0 | 19887 | 0 | 0 | 0 |  | 0 | 4390 | 4390 | 1988-07-26 | #NAME? | #NAME? | #NAME?
1988-07-27 | 1988 | 7 | 209 | 27 | 4 | 14.9 | 5.4862 | 19.5 | 0 | 0 | 0 | #NAME? | #NAME? | #NAME? | #NAME? | #NAME? | #NAME? | FALSE | 0 | TRUE | TRUE | #NAME? | #NAME? | #NAME? | #NAME? | #NAME? | #NAME? | #NAME? | #NAME? | #NAME? | #NAME? |  |  | 1: 0; 2: 0; 3: 2.6539; 4: 5.9868 | 8.6408 |  | 214.5386 | 330.3214 | 340.5375 | 19887 | 8.6408 | 214.5386 | 350.9169 |  | 0 | 4391 | 4391 | 1988-07-27 | #NAME? | #NAME? | #NAME?
1988-07-28 | 1988 | 7 | 210 | 28 | 5 | 11 | 2.9114 | 8 | 0.4 | 0.4 | 0 | #NAME? | #NAME? | #NAME? | #NAME? | #NAME? | #NAME? | TRUE | 0 | TRUE | TRUE | #NAME? | #NAME? | #NAME? | #NAME? | #NAME? | #NAME? | #NAME? | #NAME? | #NAME? | #NAME? |  |  | 1: 3.3687; 2: 5.586; 3: 0; 4: 0 | 8.9547 |  | 213.2638 | 346.3647 | 358.5208 | 19887 | 8.9547 | 213.2638 | 348.8317 |  | 0 | 4392 | 4392 | 1988-07-28 | #NAME? | #NAME? | #NAME?
1988-07-29 | 1988 | 7 | 211 | 29 | 6 | 11.7 | 5.5347 | 9.3333 | 0 | 0 | 0 | #NAME? | #NAME? | #NAME? | #NAME? | #NAME? | #NAME? | FALSE | 0.4 | TRUE | TRUE | #NAME? | #NAME? | #NAME? | #NAME? | #NAME? | #NAME? | #NAME? | #NAME? | #NAME? | #NAME? |  |  | 1: 0; 2: 0; 3: 0; 4: 4.6187 | 4.6187 |  | 135.4815 | 208.5985 | 215.05 | 19887 | 4.6187 | 135.4815 | 221.6046 |  | 0 | 4393 | 4393 | 1988-07-29 | #NAME? | #NAME? | #NAME?
1988-07-30 | 1988 | 7 | 212 | 30 | 7 | 13.4 | 4.6664 | 6.6667 | 0 | 0 | 0 | #NAME? | #NAME? | #NAME? | #NAME? | #NAME? | #NAME? | FALSE | 0.4 | TRUE | TRUE | #NAME? | #NAME? | #NAME? | #NAME? | #NAME? | #NAME? | #NAME? | #NAME? | #NAME? | #NAME? |  |  | 1: 0; 2: 0; 3: 10.7993; 4: 0 | 10.7993 |  | 158.3894 | 243.8695 | 251.4118 | 19887 | 10.7993 | 158.3894 | 259.0747 |  | 0 | 4394 | 4394 | 1988-07-30 | #NAME? | #NAME? | #NAME?
1988-07-31 | 1988 | 7 | 213 | 31 | 1 | 6.4 | 3.9779 | 2.8333 | 9.4 | 9.4 | 3.3 | #NAME? | #NAME? | #NAME? | #NAME? | #NAME? | #NAME? | TRUE | 0 | TRUE | TRUE | #NAME? | #NAME? | #NAME? | #NAME? | #NAME? | #NAME? | #NAME? | #NAME? | #NAME? | #NAME? |  |  | 1: 0; 2: 0; 3: 0; 4: 0 | 0 |  | 0 | 0 | 0 | 19887 | 0 | 0 | 0 |  | 0 | 4395 | 4395 | 1988-07-31 | #NAME? | #NAME? | #NAME?
1988-08-01 | 1988 | 8 | 214 | 1 | 2 | 8.5 | 2.2611 | 19 | 65 | 65 | 45 | #NAME? | #NAME? | #NAME? | #NAME? | #NAME? | #NAME? | FALSE | 9.4 | TRUE | TRUE | #NAME? | #NAME? | #NAME? | #NAME? | #NAME? | #NAME? | #NAME? | #NAME? | #NAME? | #NAME? |  |  | 1: 0; 2: 0; 3: 0; 4: 4.4984 | 4.4984 |  | 131.9539 | 203.1672 | 209.4507 | 19888 | 4.4984 | 131.9539 | 215.8347 |  | 0 | 4396 | 4396 | 1988-08-01 | #NAME? | #NAME? | #NAME?
1988-08-02 | 1988 | 8 | 215 | 2 | 3 | 8.6 | 3.6298 | 24.6667 | 6.5 | 6.5 | 1.125 | #NAME? | #NAME? | #NAME? | #NAME? | #NAME? | #NAME? | TRUE | 74.4 | FALSE | TRUE | #NAME? | #NAME? | #NAME? | #NAME? | #NAME? | #NAME? | #NAME? | #NAME? | #NAME? | #NAME? |  |  | 1: 0; 2: 0; 3: 0; 4: 0 | 0 |  | 0 | 0 | 0 | 19888 | 0 | 0 | 0 |  | 0 | 4397 | 4397 | 1988-08-02 | #NAME? | #NAME? | #NAME?
1988-08-03 | 1988 | 8 | 216 | 3 | 4 | 8.7 | 4.7119 | 5.3333 | 0 | 0 | 0 | #NAME? | #NAME? | #NAME? | #NAME? | #NAME? | #NAME? | FALSE | 71.5 | FALSE | TRUE | #NAME? | #NAME? | #NAME? | #NAME? | #NAME? | #NAME? | #NAME? | #NAME? | #NAME? | #NAME? |  |  | 1: 0; 2: 0; 3: 0; 4: 0 | 0 |  | 0 | 0 | 0 | 19888 | 0 | 0 | 0 |  | 0 | 4398 | 4398 | 1988-08-03 | #NAME? | #NAME? | #NAME?
1988-08-04 | 1988 | 8 | 217 | 4 | 5 | 12.4 | 5.8205 | 4.8333 | 0 | 0 | 0 | #NAME? | #NAME? | #NAME? | #NAME? | #NAME? | #NAME? | TRUE | 6.5 | TRUE | TRUE | #NAME? | #NAME? | #NAME? | #NAME? | #NAME? | #NAME? | #NAME? | #NAME? | #NAME? | #NAME? |  |  | 1: 1.3413; 2: 2.2618; 3: 0; 4: 0 | 3.6031 |  | 86.0183 | 139.7317 | 144.6379 | 19888 | 3.6031 | 86.0183 | 140.6986 |  | 0 | 4399 | 4399 | 1988-08-04 | #NAME? | #NAME? | #NAME?
1988-08-05 | 1988 | 8 | 218 | 5 | 6 | 9.7 | 3.9617 | 13.8333 | 0 | 0 | 0 | #NAME? | #NAME? | #NAME? | #NAME? | #NAME? | #NAME? | FALSE | 0 | TRUE | TRUE | #NAME? | #NAME? | #NAME? | #NAME? | #NAME? | #NAME? | #NAME? | #NAME? | #NAME? | #NAME? |  |  | 1: 0; 2: 0; 3: 0; 4: 8.0728 | 8.0728 |  | 236.8014 | 364.599 | 375.8752 | 19888 | 8.0728 | 236.8014 | 387.3317 |  | 0 | 4400 | 4400 | 1988-08-05 | #NAME? | #NAME? | #NAME?
1988-08-06 | 1988 | 8 | 219 | 6 | 7 | 8.4 | 2.873 | 21.3333 | 3.6 | 3.6 | 0 | #NAME? | #NAME? | #NAME? | #NAME? | #NAME? | #NAME? | FALSE | 0 | TRUE | TRUE | #NAME? | #NAME? | #NAME? | #NAME? | #NAME? | #NAME? | #NAME? | #NAME? | #NAME? | #NAME? |  |  | 1: 0; 2: 0; 3: 10.2358; 4: 0 | 10.2358 |  | 150.1253 | 231.1453 | 238.2941 | 19888 | 10.2358 | 150.1253 | 245.5572 |  | 0 | 4401 | 4401 | 1988-08-06 | #NAME? | #NAME? | #NAME?
1988-08-07 | 1988 | 8 | 220 | 7 | 1 | 6.3 | 3.0284 | 1.3333 | 0 | 0 | 0 | #NAME? | #NAME? | #NAME? | #NAME? | #NAME? | #NAME? | TRUE | 3.6 | TRUE | TRUE | #NAME? | #NAME? | #NAME? | #NAME? | #NAME? | #NAME? | #NAME? | #NAME? | #NAME? | #NAME? |  |  | 1: 13.6741; 2: 17.9058; 3: 0; 4: 0 | 31.5799 |  | 725.7903 | 1175.2051 | 1216.1797 | 19888 | 31.5799 | 725.7903 | 1187.1619 |  | 0 | 4402 | 4402 | 1988-08-07 | #NAME? | #NAME? | #NAME?
1988-08-08 | 1988 | 8 | 221 | 8 | 2 | 9.3 | 5.0435 | 6.8333 | 0 | 0 | 0 | #NAME? | #NAME? | #NAME? | #NAME? | #NAME? | #NAME? | FALSE | 3.6 | TRUE | TRUE | #NAME? | #NAME? | #NAME? | #NAME? | #NAME? | #NAME? | #NAME? | #NAME? | #NAME? | #NAME? |  |  | 1: 0; 2: 0; 3: 2.7562; 4: 5.5258 | 8.282 |  | 202.5137 | 311.8067 | 321.4502 | 19888 | 8.282 | 202.5137 | 331.2479 |  | 0 | 4403 | 4403 | 1988-08-08 | #NAME? | #NAME? | #NAME?
1988-08-09 | 1988 | 8 | 222 | 9 | 3 | 12.2 | 5.1357 | 5.5 | 0 | 0 | 0 | #NAME? | #NAME? | #NAME? | #NAME? | #NAME? | #NAME? | TRUE | 0 | TRUE | TRUE | #NAME? | #NAME? | #NAME? | #NAME? | #NAME? | #NAME? | #NAME? | #NAME? | #NAME? | #NAME? |  |  | 1: 5.5508; 2: 8.2772; 3: 0; 4: 0 | 13.828 |  | 324.2088 | 525.8596 | 544.2627 | 19888 | 13.828 | 324.2088 | 530.3023 |  | 0 | 4404 | 4404 | 1988-08-09 | #NAME? | #NAME? | #NAME?
1988-08-10 | 1988 | 8 | 223 | 10 | 4 | 11 | 3.0585 | 5.3333 | 4.4 | 4.4 | 0 | #NAME? | #NAME? | #NAME? | #NAME? | #NAME? | #NAME? | FALSE | 0 | TRUE | TRUE | #NAME? | #NAME? | #NAME? | #NAME? | #NAME? | #NAME? | #NAME? | #NAME? | #NAME? | #NAME? |  |  | 1: 0; 2: 0; 3: 1.4872; 4: 5.5986 | 7.0858 |  | 186.0373 | 286.4385 | 295.2974 | 19888 | 7.0858 | 186.0373 | 304.2979 |  | 0 | 4405 | 4405 | 1988-08-10 | #NAME? | #NAME? | #NAME?
1988-08-11 | 1988 | 8 | 224 | 11 | 5 | 9.6 | 1.9235 | 12.6667 | 24.8 | 24.8 | 14.85 | #NAME? | #NAME? | #NAME? | #NAME? | #NAME? | #NAME? | TRUE | 4.4 | TRUE | TRUE | #NAME? | #NAME? | #NAME? | #NAME? | #NAME? | #NAME? | #NAME? | #NAME? | #NAME? | #NAME? |  |  | 1: 4.2742; 2: 5.3742; 3: 0; 4: 0 | 9.6484 |  | 220.3307 | 356.5627 | 368.9794 | 19888 | 9.6484 | 220.3307 | 360.3909 |  | 0 | 4406 | 4406 | 1988-08-11 | #NAME? | #NAME? | #NAME?
1988-08-12 | 1988 | 8 | 225 | 12 | 6 | 7.7 | 3.8688 | 4.1667 | 0 | 0 | 0 | #NAME? | #NAME? | #NAME? | #NAME? | #NAME? | #NAME? | FALSE | 29.2 | FALSE | TRUE | #NAME? | #NAME? | #NAME? | #NAME? | #NAME? | #NAME? | #NAME? | #NAME? | #NAME? | #NAME? |  |  | 1: 0; 2: 0; 3: 0; 4: 0 | 0 |  | 0 | 0 | 0 | 19888 | 0 | 0 | 0 |  | 0 | 4407 | 4407 | 1988-08-12 | #NAME? | #NAME? | #NAME?
1988-08-13 | 1988 | 8 | 226 | 13 | 7 | 10.1 | 4.0844 | 5.6667 | 0 | 0 | 0 | #NAME? | #NAME? | #NAME? | #NAME? | #NAME? | #NAME? | FALSE | 24.8 | FALSE | TRUE | #NAME? | #NAME? | #NAME? | #NAME? | #NAME? | #NAME? | #NAME? | #NAME? | #NAME? | #NAME? |  |  | 1: 0; 2: 0; 3: 0; 4: 0 | 0 |  | 0 | 0 | 0 | 19888 | 0 | 0 | 0 |  | 0 | 4408 | 4408 | 1988-08-13 | #NAME? | #NAME? | #NAME?
1988-08-14 | 1988 | 8 | 227 | 14 | 1 | 13.2 | 3.9669 | 21.1667 | 0 | 0 | 0 | #NAME? | #NAME? | #NAME? | #NAME? | #NAME? | #NAME? | TRUE | 0 | TRUE | TRUE | #NAME? | #NAME? | #NAME? | #NAME? | #NAME? | #NAME? | #NAME? | #NAME? | #NAME? | #NAME? |  |  | 1: 3.5901; 2: 4.9533; 3: 0; 4: 0 | 8.5434 |  | 197.9525 | 320.7507 | 331.9511 | 19888 | 8.5434 | 197.9525 | 323.7872 |  | 0 | 4409 | 4409 | 1988-08-14 | #NAME? | #NAME? | #NAME?
1988-08-15 | 1988 | 8 | 228 | 15 | 2 | 10.1 | 2.5744 | 7.1667 | 0 | 0 | 0 | #NAME? | #NAME? | #NAME? | #NAME? | #NAME? | #NAME? | FALSE | 0 | TRUE | TRUE | #NAME? | #NAME? | #NAME? | #NAME? | #NAME? | #NAME? | #NAME? | #NAME? | #NAME? | #NAME? |  |  | 1: 0; 2: 0; 3: 3.7937; 4: 7.2361 | 11.0297 |  | 267.8985 | 412.4786 | 425.2357 | 19888 | 11.0297 | 267.8985 | 438.1966 |  | 0 | 4410 | 4410 | 1988-08-15 | #NAME? | #NAME? | #NAME?
1988-08-16 | 1988 | 8 | 229 | 16 | 3 | 11.8 | 2.5777 | 11 | 13.2 | 13.2 | 6.15 | #NAME? | #NAME? | #NAME? | #NAME? | #NAME? | #NAME? | TRUE | 0 | TRUE | TRUE | #NAME? | #NAME? | #NAME? | #NAME? | #NAME? | #NAME? | #NAME? | #NAME? | #NAME? | #NAME? |  |  | 1: 0; 2: 0; 3: 0; 4: 0 | 0 |  | 0 | 0 | 0 | 19888 | 0 | 0 | 0 |  | 0 | 4411 | 4411 | 1988-08-16 | #NAME? | #NAME? | #NAME?
1988-08-17 | 1988 | 8 | 230 | 17 | 4 | 11.6 | 2.8999 | 21.6667 | 1.8 | 1.8 | 0 | #NAME? | #NAME? | #NAME? | #NAME? | #NAME? | #NAME? | FALSE | 13.2 | FALSE | TRUE | #NAME? | #NAME? | #NAME? | #NAME? | #NAME? | #NAME? | #NAME? | #NAME? | #NAME? | #NAME? |  |  | 1: 0; 2: 0; 3: 0; 4: 0 | 0 |  | 0 | 0 | 0 | 19888 | 0 | 0 | 0 |  | 0 | 4412 | 4412 | 1988-08-17 | #NAME? | #NAME? | #NAME?
1988-08-18 | 1988 | 8 | 231 | 18 | 5 | 11.8 | 2.7252 | 3.3333 | 4.2 | 4.2 | 0 | #NAME? | #NAME? | #NAME? | #NAME? | #NAME? | #NAME? | TRUE | 15 | FALSE | TRUE | #NAME? | #NAME? | #NAME? | #NAME? | #NAME? | #NAME? | #NAME? | #NAME? | #NAME? | #NAME? |  |  | 1: 0; 2: 0; 3: 0; 4: 0 | 0 |  | 0 | 0 | 0 | 19888 | 0 | 0 | 0 |  | 0 | 4413 | 4413 | 1988-08-18 | #NAME? | #NAME? | #NAME?
1988-08-19 | 1988 | 8 | 232 | 19 | 6 | 7.6 | 3.1417 | 1.8333 | 1.6 | 1.6 | 0 | #NAME? | #NAME? | #NAME? | #NAME? | #NAME? | #NAME? | FALSE | 6 | TRUE | TRUE | #NAME? | #NAME? | #NAME? | #NAME? | #NAME? | #NAME? | #NAME? | #NAME? | #NAME? | #NAME? |  |  | 1: 0; 2: 0; 3: 0; 4: 5.3738 | 5.3738 |  | 157.6319 | 242.7032 | 250.2094 | 19888 | 5.3738 | 157.6319 | 257.8357 |  | 0 | 4414 | 4414 | 1988-08-19 | #NAME? | #NAME? | #NAME?
1988-08-20 | 1988 | 8 | 233 | 20 | 7 | 8.6 | 2.4391 | 13.8333 | 29.4 | 29.4 | 18.3 | #NAME? | #NAME? | #NAME? | #NAME? | #NAME? | #NAME? | FALSE | 5.8 | TRUE | TRUE | #NAME? | #NAME? | #NAME? | #NAME? | #NAME? | #NAME? | #NAME? | #NAME? | #NAME? | #NAME? |  |  | 1: 0; 2: 0; 3: 0; 4: 0 | 0 |  | 0 | 0 | 0 | 19888 | 0 | 0 | 0 |  | 0 | 4415 | 4415 | 1988-08-20 | #NAME? | #NAME? | #NAME?
1988-08-21 | 1988 | 8 | 234 | 21 | 1 | 9.9 | 4.0107 | 27.6667 | 8.1 | 8.1 | 2.325 | #NAME? | #NAME? | #NAME? | #NAME? | #NAME? | #NAME? | TRUE | 31 | FALSE | TRUE | #NAME? | #NAME? | #NAME? | #NAME? | #NAME? | #NAME? | #NAME? | #NAME? | #NAME? | #NAME? |  |  | 1: 0; 2: 0; 3: 0; 4: 0 | 0 |  | 0 | 0 | 0 | 19888 | 0 | 0 | 0 |  | 0 | 4416 | 4416 | 1988-08-21 | #NAME? | #NAME? | #NAME?
1988-08-22 | 1988 | 8 | 235 | 22 | 2 | 9.9 | 3.7344 | 17.5 | 0 | 0 | 0 | #NAME? | #NAME? | #NAME? | #NAME? | #NAME? | #NAME? | FALSE | 37.5 | FALSE | TRUE | #NAME? | #NAME? | #NAME? | #NAME? | #NAME? | #NAME? | #NAME? | #NAME? | #NAME? | #NAME? |  |  | 1: 0; 2: 0; 3: 0; 4: 0 | 0 |  | 0 | 0 | 0 | 19888 | 0 | 0 | 0 |  | 0 | 4417 | 4417 | 1988-08-22 | #NAME? | #NAME? | #NAME?
1988-08-23 | 1988 | 8 | 236 | 23 | 3 | 8.9 | 4.6387 | 9.1667 | 0 | 0 | 0 | #NAME? | #NAME? | #NAME? | #NAME? | #NAME? | #NAME? | TRUE | 8.1 | TRUE | TRUE | #NAME? | #NAME? | #NAME? | #NAME? | #NAME? | #NAME? | #NAME? | #NAME? | #NAME? | #NAME? |  |  | 1: 0; 2: 0; 3: 0; 4: 0 | 0 |  | 0 | 0 | 0 | 19888 | 0 | 0 | 0 |  | 0 | 4418 | 4418 | 1988-08-23 | #NAME? | #NAME? | #NAME?
1988-08-24 | 1988 | 8 | 237 | 24 | 4 | 11.6 | 3.9809 | 17.1667 | 0 | 0 | 0 | #NAME? | #NAME? | #NAME? | #NAME? | #NAME? | #NAME? | FALSE | 0 | TRUE | TRUE | #NAME? | #NAME? | #NAME? | #NAME? | #NAME? | #NAME? | #NAME? | #NAME? | #NAME? | #NAME? |  |  | 1: 0; 2: 0; 3: 6.0266; 4: 6.8852 | 12.9118 |  | 290.3554 | 447.0552 | 460.8816 | 19888 | 12.9118 | 290.3554 | 474.929 |  | 0 | 4419 | 4419 | 1988-08-24 | #NAME? | #NAME? | #NAME?
1988-08-25 | 1988 | 8 | 238 | 25 | 5 | 7 | 3.5829 | 3.1667 | 0.9 | 0.9 | 0 | #NAME? | #NAME? | #NAME? | #NAME? | #NAME? | #NAME? | TRUE | 0 | TRUE | TRUE | #NAME? | #NAME? | #NAME? | #NAME? | #NAME? | #NAME? | #NAME? | #NAME? | #NAME? | #NAME? |  |  | 1: 0; 2: 0; 3: 0; 4: 0 | 0 |  | 0 | 0 | 0 | 19888 | 0 | 0 | 0 |  | 0 | 4420 | 4420 | 1988-08-25 | #NAME? | #NAME? | #NAME?
1988-08-26 | 1988 | 8 | 239 | 26 | 6 | 11.2 | 2.3267 | 19.3333 | 0 | 0 | 0 | #NAME? | #NAME? | #NAME? | #NAME? | #NAME? | #NAME? | FALSE | 0.9 | TRUE | TRUE | #NAME? | #NAME? | #NAME? | #NAME? | #NAME? | #NAME? | #NAME? | #NAME? | #NAME? | #NAME? |  |  | 1: 0; 2: 0; 3: 0; 4: 4.2506 | 4.2506 |  | 124.6834 | 191.9728 | 197.9101 | 19888 | 4.2506 | 124.6834 | 203.9423 |  | 0 | 4421 | 4421 | 1988-08-26 | #NAME? | #NAME? | #NAME?
1988-08-27 | 1988 | 8 | 240 | 27 | 7 | 6.9 | 3.0297 | 4.6667 | 0 | 0 | 0 | #NAME? | #NAME? | #NAME? | #NAME? | #NAME? | #NAME? | FALSE | 0.9 | TRUE | TRUE | #NAME? | #NAME? | #NAME? | #NAME? | #NAME? | #NAME? | #NAME? | #NAME? | #NAME? | #NAME? |  |  | 1: 0; 2: 0; 3: 2.746; 4: 0 | 2.746 |  | 40.2742 | 62.0095 | 63.9273 | 19888 | 2.746 | 40.2742 | 65.8758 |  | 0 | 4422 | 4422 | 1988-08-27 | #NAME? | #NAME? | #NAME?
1988-08-28 | 1988 | 8 | 241 | 28 | 1 | 9.9 | 4.1571 | 9.8333 | 0 | 0 | 0 | #NAME? | #NAME? | #NAME? | #NAME? | #NAME? | #NAME? | TRUE | 0 | TRUE | TRUE | #NAME? | #NAME? | #NAME? | #NAME? | #NAME? | #NAME? | #NAME? | #NAME? | #NAME? | #NAME? |  |  | 1: 15.6505; 2: 22.2037; 3: 0; 4: 0 | 37.8543 |  | 880.8506 | 1427.8028 | 1477.7005 | 19888 | 37.8543 | 880.8506 | 1440.7911 |  | 0 | 4423 | 4423 | 1988-08-28 | #NAME? | #NAME? | #NAME?
1988-08-29 | 1988 | 8 | 242 | 29 | 2 | 10.7 | 5.1221 | 3 | 0 | 0 | 0 | #NAME? | #NAME? | #NAME? | #NAME? | #NAME? | #NAME? | FALSE | 0 | TRUE | TRUE | #NAME? | #NAME? | #NAME? | #NAME? | #NAME? | #NAME? | #NAME? | #NAME? | #NAME? | #NAME? |  |  | 1: 0; 2: 0; 3: 1.6143; 4: 6.2327 | 7.8471 |  | 206.5035 | 317.9498 | 327.7833 | 19888 | 7.8471 | 206.5035 | 337.774 |  | 0 | 4424 | 4424 | 1988-08-29 | #NAME? | #NAME? | #NAME?
1988-08-30 | 1988 | 8 | 243 | 30 | 3 | 7.7 | 4.4278 | 21.3333 | 0.4 | 0.4 | 0 | #NAME? | #NAME? | #NAME? | #NAME? | #NAME? | #NAME? | TRUE | 0 | TRUE | TRUE | #NAME? | #NAME? | #NAME? | #NAME? | #NAME? | #NAME? | #NAME? | #NAME? | #NAME? | #NAME? |  |  | 1: 4.1961; 2: 6.2409; 3: 0; 4: 0 | 10.437 |  | 244.6086 | 396.7368 | 410.6201 | 19888 | 10.437 | 244.6086 | 400.1019 |  | 0 | 4425 | 4425 | 1988-08-30 | #NAME? | #NAME? | #NAME?
1988-08-31 | 1988 | 8 | 244 | 31 | 4 | 5.3 | 3.7475 | 8 | 0 | 0 | 0 | #NAME? | #NAME? | #NAME? | #NAME? | #NAME? | #NAME? | FALSE | 0.4 | TRUE | TRUE | #NAME? | #NAME? | #NAME? | #NAME? | #NAME? | #NAME? | #NAME? | #NAME? | #NAME? | #NAME? |  |  | 1: 0; 2: 0; 3: 4.185; 4: 5.2525 | 9.4375 |  | 215.4528 | 331.7289 | 341.9886 | 19888 | 9.4375 | 215.4528 | 352.4122 |  | 0 | 4426 | 4426 | 1988-08-31 | #NAME? | #NAME? | #NAME?
1988-09-01 | 1988 | 9 | 245 | 1 | 5 | 7.5 | 3.807 | 10 | 0 | 0 | 0 | #NAME? | #NAME? | #NAME? | #NAME? | #NAME? | #NAME? | TRUE | 0.4 | TRUE | TRUE | #NAME? | #NAME? | #NAME? | #NAME? | #NAME? | #NAME? | #NAME? | #NAME? | #NAME? | #NAME? |  |  | 1: 8.5201; 2: 9.8833; 3: 0; 4: 0 | 18.4034 |  | 414.8722 | 670.6299 | 693.9255 | 19889 | 18.4034 | 414.8722 | 678.5989 |  | 0 | 4427 | 4427 | 1988-09-01 | #NAME? | #NAME? | #NAME?
1988-09-02 | 1988 | 9 | 246 | 2 | 6 | 9 | 4.1322 | 1.1667 | 0 | 0 | 0 | #NAME? | #NAME? | #NAME? | #NAME? | #NAME? | #NAME? | FALSE | 0 | TRUE | TRUE | #NAME? | #NAME? | #NAME? | #NAME? | #NAME? | #NAME? | #NAME? | #NAME? | #NAME? | #NAME? |  |  | 1: 0; 2: 0; 3: 0; 4: 4.3738 | 4.3738 |  | 128.2989 | 197.5395 | 203.649 | 19889 | 4.3738 | 128.2989 | 209.8561 |  | 0 | 4428 | 4428 | 1988-09-02 | #NAME? | #NAME? | #NAME?
1988-09-03 | 1988 | 9 | 247 | 3 | 7 | 8.5 | 4.6894 | 4.5 | 0 | 0 | 0 | #NAME? | #NAME? | #NAME? | #NAME? | #NAME? | #NAME? | FALSE | 0 | TRUE | TRUE | #NAME? | #NAME? | #NAME? | #NAME? | #NAME? | #NAME? | #NAME? | #NAME? | #NAME? | #NAME? |  |  | 1: 0; 2: 0; 3: 4.1741; 4: 0 | 4.1741 |  | 61.2208 | 94.2606 | 97.1759 | 19889 | 4.1741 | 61.2208 | 100.1377 |  | 0 | 4429 | 4429 | 1988-09-03 | #NAME? | #NAME? | #NAME?
1988-09-04 | 1988 | 9 | 248 | 4 | 1 | 10 | 4.1433 | 9.1667 | 0 | 0 | 0 | #NAME? | #NAME? | #NAME? | #NAME? | #NAME? | #NAME? | TRUE | 0 | TRUE | TRUE | #NAME? | #NAME? | #NAME? | #NAME? | #NAME? | #NAME? | #NAME? | #NAME? | #NAME? | #NAME? |  |  | 1: 7.6665; 2: 10.3929; 3: 0; 4: 0 | 18.0594 |  | 417.3009 | 676.0119 | 699.6057 | 19889 | 18.0594 | 417.3009 | 682.5715 |  | 0 | 4430 | 4430 | 1988-09-04 | #NAME? | #NAME? | #NAME?
1988-09-05 | 1988 | 9 | 249 | 5 | 2 | 8.7 | 4.4836 | 6.6667 | 0 | 0 | 0 | #NAME? | #NAME? | #NAME? | #NAME? | #NAME? | #NAME? | FALSE | 0 | TRUE | TRUE | #NAME? | #NAME? | #NAME? | #NAME? | #NAME? | #NAME? | #NAME? | #NAME? | #NAME? | #NAME? |  |  | 1: 0; 2: 0; 3: 0; 4: 7.138 | 7.138 |  | 209.3805 | 322.3795 | 332.35 | 19889 | 7.138 | 209.3805 | 342.4799 |  | 0 | 4431 | 4431 | 1988-09-05 | #NAME? | #NAME? | #NAME?
1988-09-06 | 1988 | 9 | 250 | 6 | 3 | 12.8 | 4.732 | 17.3333 | 0 | 0 | 0 | #NAME? | #NAME? | #NAME? | #NAME? | #NAME? | #NAME? | TRUE | 0 | TRUE | TRUE | #NAME? | #NAME? | #NAME? | #NAME? | #NAME? | #NAME? | #NAME? | #NAME? | #NAME? | #NAME? |  |  | 1: 1.5911; 2: 1.9909; 3: 0; 4: 0 | 3.582 |  | 81.7361 | 132.2652 | 136.8705 | 19889 | 3.582 | 81.7361 | 133.6942 |  | 0 | 4432 | 4432 | 1988-09-06 | #NAME? | #NAME? | #NAME?
1988-09-07 | 1988 | 9 | 251 | 7 | 4 | 5.9 | 2.615 | 13.1667 | 0 | 0 | 0 | #NAME? | #NAME? | #NAME? | #NAME? | #NAME? | #NAME? | FALSE | 0 | TRUE | TRUE | #NAME? | #NAME? | #NAME? | #NAME? | #NAME? | #NAME? | #NAME? | #NAME? | #NAME? | #NAME? |  |  | 1: 0; 2: 0; 3: 6.8121; 4: 5.0686 | 11.8807 |  | 248.5898 | 382.7493 | 394.5869 | 19889 | 11.8807 | 248.5898 | 406.6137 |  | 0 | 4433 | 4433 | 1988-09-07 | #NAME? | #NAME? | #NAME?
1988-09-08 | 1988 | 9 | 252 | 8 | 5 | 4.9 | 3.7213 | 7.1667 | 0 | 0 | 0 | #NAME? | #NAME? | #NAME? | #NAME? | #NAME? | #NAME? | TRUE | 0 | TRUE | TRUE | #NAME? | #NAME? | #NAME? | #NAME? | #NAME? | #NAME? | #NAME? | #NAME? | #NAME? | #NAME? |  |  | 1: 0; 2: 0; 3: 0; 4: 0 | 0 |  | 0 | 0 | 0 | 19889 | 0 | 0 | 0 |  | 0 | 4434 | 4434 | 1988-09-08 | #NAME? | #NAME? | #NAME?
1988-09-09 | 1988 | 9 | 253 | 9 | 6 | 3.4 | 2.767 | 8.5 | 0 | 0 | 0 | #NAME? | #NAME? | #NAME? | #NAME? | #NAME? | #NAME? | FALSE | 0 | TRUE | FALSE | #NAME? | #NAME? | #NAME? | #NAME? | #NAME? | #NAME? | #NAME? | #NAME? | #NAME? | #NAME? |  |  | 1: 0; 2: 0; 3: 0; 4: 0 | 0 |  | 0 | 0 | 0 | 19889 | 0 | 0 | 0 |  | 0 | 4435 | 4435 | 1988-09-09 | #NAME? | #NAME? | #NAME?
1988-09-10 | 1988 | 9 | 254 | 10 | 7 | 2.8 | 1.7804 | 25.3333 | 9.2 | 9.2 | 3.15 | #NAME? | #NAME? | #NAME? | #NAME? | #NAME? | #NAME? | FALSE | 0 | TRUE | FALSE | #NAME? | #NAME? | #NAME? | #NAME? | #NAME? | #NAME? | #NAME? | #NAME? | #NAME? | #NAME? |  |  | 1: 0; 2: 0; 3: 0; 4: 0 | 0 |  | 0 | 0 | 0 | 19889 | 0 | 0 | 0 |  | 0 | 4436 | 4436 | 1988-09-10 | #NAME? | #NAME? | #NAME?
1988-09-11 | 1988 | 9 | 255 | 11 | 1 | 1.5 | 2.2007 | 2.1667 | 0 | 0 | 0 | #NAME? | #NAME? | #NAME? | #NAME? | #NAME? | #NAME? | TRUE | 9.2 | TRUE | TRUE | #NAME? | #NAME? | #NAME? | #NAME? | #NAME? | #NAME? | #NAME? | #NAME? | #NAME? | #NAME? |  |  | 1: 9.584; 2: 12.5957; 3: 0; 4: 0 | 22.1797 |  | 510.0388 | 825.8994 | 854.6982 | 19889 | 22.1797 | 510.0388 | 834.2612 |  | 0 | 4437 | 4437 | 1988-09-11 | #NAME? | #NAME? | #NAME?
1988-09-12 | 1988 | 9 | 256 | 12 | 2 | 6.2 | 3.4028 | 4 | 0 | 0 | 0 | #NAME? | #NAME? | #NAME? | #NAME? | #NAME? | #NAME? | FALSE | 9.2 | TRUE | TRUE | #NAME? | #NAME? | #NAME? | #NAME? | #NAME? | #NAME? | #NAME? | #NAME? | #NAME? | #NAME? |  |  | 1: 0; 2: 0; 3: 7.1007; 4: 4.8881 | 11.9888 |  | 247.5282 | 381.1148 | 392.9019 | 19889 | 11.9888 | 247.5282 | 404.8773 |  | 0 | 4438 | 4438 | 1988-09-12 | #NAME? | #NAME? | #NAME?
1988-09-13 | 1988 | 9 | 257 | 13 | 3 | 5.7 | 3.7507 | 3.3333 | 0 | 0 | 0 | #NAME? | #NAME? | #NAME? | #NAME? | #NAME? | #NAME? | TRUE | 0 | TRUE | TRUE | #NAME? | #NAME? | #NAME? | #NAME? | #NAME? | #NAME? | #NAME? | #NAME? | #NAME? | #NAME? |  |  | 1: 3.5696; 2: 5.5188; 3: 0; 4: 0 | 9.0883 |  | 214.2374 | 347.647 | 359.8254 | 19889 | 9.0883 | 214.2374 | 350.4242 |  | 0 | 4439 | 4439 | 1988-09-13 | #NAME? | #NAME? | #NAME?
1988-09-14 | 1988 | 9 | 258 | 14 | 4 | 8.4 | 3.3426 | 5.8333 | 0 | 0 | 0 | #NAME? | #NAME? | #NAME? | #NAME? | #NAME? | #NAME? | FALSE | 0 | TRUE | TRUE | #NAME? | #NAME? | #NAME? | #NAME? | #NAME? | #NAME? | #NAME? | #NAME? | #NAME? | #NAME? |  |  | 1: 0; 2: 0; 3: 4.9909; 4: 4.3429 | 9.3337 |  | 200.59 | 308.8449 | 318.3968 | 19889 | 9.3337 | 200.59 | 328.1014 |  | 0 | 4440 | 4440 | 1988-09-14 | #NAME? | #NAME? | #NAME?
1988-09-15 | 1988 | 9 | 259 | 15 | 5 | 10.9 | 3.6884 | 4.6667 | 0 | 0 | 0 | #NAME? | #NAME? | #NAME? | #NAME? | #NAME? | #NAME? | TRUE | 0 | TRUE | TRUE | #NAME? | #NAME? | #NAME? | #NAME? | #NAME? | #NAME? | #NAME? | #NAME? | #NAME? | #NAME? |  |  | 1: 0; 2: 0; 3: 0; 4: 0 | 0 |  | 0 | 0 | 0 | 19889 | 0 | 0 | 0 |  | 0 | 4441 | 4441 | 1988-09-15 | #NAME? | #NAME? | #NAME?
1988-09-16 | 1988 | 9 | 260 | 16 | 6 | 3 | 2.5088 | 26 | 5 | 5 | 0 | #NAME? | #NAME? | #NAME? | #NAME? | #NAME? | #NAME? | FALSE | 0 | TRUE | FALSE | #NAME? | #NAME? | #NAME? | #NAME? | #NAME? | #NAME? | #NAME? | #NAME? | #NAME? | #NAME? |  |  | 1: 0; 2: 0; 3: 0; 4: 0 | 0 |  | 0 | 0 | 0 | 19889 | 0 | 0 | 0 |  | 0 | 4442 | 4442 | 1988-09-16 | #NAME? | #NAME? | #NAME?
1988-09-17 | 1988 | 9 | 261 | 17 | 7 | 0.7 | 1.3224 | 18.1667 | 4.5 | 4.5 | 0 | #NAME? | #NAME? | #NAME? | #NAME? | #NAME? | #NAME? | FALSE | 5 | TRUE | FALSE | #NAME? | #NAME? | #NAME? | #NAME? | #NAME? | #NAME? | #NAME? | #NAME? | #NAME? | #NAME? |  |  | 1: 0; 2: 0; 3: 0; 4: 0 | 0 |  | 0 | 0 | 0 | 19889 | 0 | 0 | 0 |  | 0 | 4443 | 4443 | 1988-09-17 | #NAME? | #NAME? | #NAME?
1988-09-18 | 1988 | 9 | 262 | 18 | 1 | -1.6 | 2.0331 | 1.6667 | 0 | 0 | 0 | #NAME? | #NAME? | #NAME? | #NAME? | #NAME? | #NAME? | TRUE | 9.5 | TRUE | FALSE | #NAME? | #NAME? | #NAME? | #NAME? | #NAME? | #NAME? | #NAME? | #NAME? | #NAME? | #NAME? |  |  | 1: 0; 2: 0; 3: 0; 4: 0 | 0 |  | 0 | 0 | 0 | 19889 | 0 | 0 | 0 |  | 0 | 4444 | 4444 | 1988-09-18 | #NAME? | #NAME? | #NAME?
1988-09-19 | 1988 | 9 | 263 | 19 | 2 | 2.1 | 1.0491 | 6.1667 | 5.1 | 5.1 | 0.075 | #NAME? | #NAME? | #NAME? | #NAME? | #NAME? | #NAME? | FALSE | 4.5 | TRUE | FALSE | #NAME? | #NAME? | #NAME? | #NAME? | #NAME? | #NAME? | #NAME? | #NAME? | #NAME? | #NAME? |  |  | 1: 0; 2: 0; 3: 0; 4: 0 | 0 |  | 0 | 0 | 0 | 19889 | 0 | 0 | 0 |  | 0 | 4445 | 4445 | 1988-09-19 | #NAME? | #NAME? | #NAME?
1988-09-20 | 1988 | 9 | 264 | 20 | 3 | 1.5 | 1.3222 | 13.3333 | 0.8 | 0.8 | 0 | #NAME? | #NAME? | #NAME? | #NAME? | #NAME? | #NAME? | TRUE | 5.1 | TRUE | FALSE | #NAME? | #NAME? | #NAME? | #NAME? | #NAME? | #NAME? | #NAME? | #NAME? | #NAME? | #NAME? |  |  | 1: 0; 2: 0; 3: 0; 4: 0 | 0 |  | 0 | 0 | 0 | 19889 | 0 | 0 | 0 |  | 0 | 4446 | 4446 | 1988-09-20 | #NAME? | #NAME? | #NAME?
1988-09-21 | 1988 | 9 | 265 | 21 | 4 | 1.7 | 2.9004 | 12.1667 | 0 | 0 | 0 | #NAME? | #NAME? | #NAME? | #NAME? | #NAME? | #NAME? | FALSE | 5.9 | TRUE | FALSE | #NAME? | #NAME? | #NAME? | #NAME? | #NAME? | #NAME? | #NAME? | #NAME? | #NAME? | #NAME? |  |  | 1: 0; 2: 0; 3: 0; 4: 0 | 0 |  | 0 | 0 | 0 | 19889 | 0 | 0 | 0 |  | 0 | 4447 | 4447 | 1988-09-21 | #NAME? | #NAME? | #NAME?
1988-09-22 | 1988 | 9 | 266 | 22 | 5 | 1.6 | 2.9377 | 7.8333 | 0 | 0 | 0 | #NAME? | #NAME? | #NAME? | #NAME? | #NAME? | #NAME? | TRUE | 0.8 | TRUE | TRUE | #NAME? | #NAME? | #NAME? | #NAME? | #NAME? | #NAME? | #NAME? | #NAME? | #NAME? | #NAME? |  |  | 1: 15.1024; 2: 19.4579; 3: 0; 4: 0 | 34.5603 |  | 792.2668 | 1282.5608 | 1327.2568 | 19889 | 34.5603 | 792.2668 | 1295.8964 |  | 0 | 4448 | 4448 | 1988-09-22 | #NAME? | #NAME? | #NAME?
1988-09-23 | 1988 | 9 | 267 | 23 | 6 | 3.3 | 1.0041 | 5.6667 | 6.7 | 6.7 | 1.275 | #NAME? | #NAME? | #NAME? | #NAME? | #NAME? | #NAME? | FALSE | 0 | TRUE | FALSE | #NAME? | #NAME? | #NAME? | #NAME? | #NAME? | #NAME? | #NAME? | #NAME? | #NAME? | #NAME? |  |  | 1: 0; 2: 0; 3: 0; 4: 0 | 0 |  | 0 | 0 | 0 | 19889 | 0 | 0 | 0 |  | 0 | 4449 | 4449 | 1988-09-23 | #NAME? | #NAME? | #NAME?
1988-09-24 | 1988 | 9 | 268 | 24 | 7 | 0.8 | 0.50318 | 5.5 | 6.2 | 6.2 | 0.9 | #NAME? | #NAME? | #NAME? | #NAME? | #NAME? | #NAME? | FALSE | 6.7 | TRUE | TRUE | #NAME? | #NAME? | #NAME? | #NAME? | #NAME? | #NAME? | #NAME? | #NAME? | #NAME? | #NAME? |  |  | 1: 0; 2: 0; 3: 0; 4: 0 | 0 |  | 0 | 0 | 0 | 19889 | 0 | 0 | 0 |  | 0 | 4450 | 4450 | 1988-09-24 | #NAME? | #NAME? | #NAME?
1988-09-25 | 1988 | 9 | 269 | 25 | 1 | 3.6 | 1.2113 | 16.1667 | 4.2 | 4.2 | 0 | #NAME? | #NAME? | #NAME? | #NAME? | #NAME? | #NAME? | TRUE | 12.9 | FALSE | FALSE | #NAME? | #NAME? | #NAME? | #NAME? | #NAME? | #NAME? | #NAME? | #NAME? | #NAME? | #NAME? |  |  | 1: 0; 2: 0; 3: 0; 4: 0 | 0 |  | 0 | 0 | 0 | 19889 | 0 | 0 | 0 |  | 0 | 4451 | 4451 | 1988-09-25 | #NAME? | #NAME? | #NAME?
1988-09-26 | 1988 | 9 | 270 | 26 | 2 | -1.7 | 1.7877 | 5.3333 | 0 | 0 | 0 | #NAME? | #NAME? | #NAME? | #NAME? | #NAME? | #NAME? | FALSE | 10.4 | FALSE | FALSE | #NAME? | #NAME? | #NAME? | #NAME? | #NAME? | #NAME? | #NAME? | #NAME? | #NAME? | #NAME? |  |  | 1: 0; 2: 0; 3: 0; 4: 0 | 0 |  | 0 | 0 | 0 | 19889 | 0 | 0 | 0 |  | 0 | 4452 | 4452 | 1988-09-26 | #NAME? | #NAME? | #NAME?
1988-09-27 | 1988 | 9 | 271 | 27 | 3 | 2.1 | 2.0505 | 3.8333 | 1.8 | 1.8 | 0 | #NAME? | #NAME? | #NAME? | #NAME? | #NAME? | #NAME? | TRUE | 4.2 | TRUE | FALSE | #NAME? | #NAME? | #NAME? | #NAME? | #NAME? | #NAME? | #NAME? | #NAME? | #NAME? | #NAME? |  |  | 1: 0; 2: 0; 3: 0; 4: 0 | 0 |  | 0 | 0 | 0 | 19889 | 0 | 0 | 0 |  | 0 | 4453 | 4453 | 1988-09-27 | #NAME? | #NAME? | #NAME?
1988-09-28 | 1988 | 9 | 272 | 28 | 4 | 1.6 | 3.0069 | 10 | 0 | 0 | 0 | #NAME? | #NAME? | #NAME? | #NAME? | #NAME? | #NAME? | FALSE | 1.8 | TRUE | TRUE | #NAME? | #NAME? | #NAME? | #NAME? | #NAME? | #NAME? | #NAME? | #NAME? | #NAME? | #NAME? |  |  | 1: 0; 2: 0; 3: 0; 4: 10.4123 | 10.4123 |  | 305.4289 | 470.2635 | 484.8078 | 19889 | 10.4123 | 305.4289 | 499.5844 |  | 0 | 4454 | 4454 | 1988-09-28 | #NAME? | #NAME? | #NAME?
1988-09-29 | 1988 | 9 | 273 | 29 | 5 | 13 | 4.3358 | 26.8333 | 0 | 0 | 0 | #NAME? | #NAME? | #NAME? | #NAME? | #NAME? | #NAME? | TRUE | 1.8 | TRUE | TRUE | #NAME? | #NAME? | #NAME? | #NAME? | #NAME? | #NAME? | #NAME? | #NAME? | #NAME? | #NAME? |  |  | 1: 0; 2: 0; 3: 0; 4: 0 | 0 |  | 0 | 0 | 0 | 19889 | 0 | 0 | 0 |  | 0 | 4455 | 4455 | 1988-09-29 | #NAME? | #NAME? | #NAME?
1988-09-30 | 1988 | 9 | 274 | 30 | 6 | 8.8 | 2.1862 | 16 | 0 | 0 | 0 | #NAME? | #NAME? | #NAME? | #NAME? | #NAME? | #NAME? | FALSE | 0 | TRUE | FALSE | #NAME? | #NAME? | #NAME? | #NAME? | #NAME? | #NAME? | #NAME? | #NAME? | #NAME? | #NAME? |  |  | 1: 0; 2: 0; 3: 0; 4: 0 | 0 |  | 0 | 0 | 0 | 19889 | 0 | 0 | 0 |  | 0 | 4456 | 4456 | 1988-09-30 | #NAME? | #NAME? | #NAME?
1989-05-01 | 1989 | 5 | 121 | 1 | 2 | 1.6 | 3.6238 | 10.5 | 6.2 | 6.2 | 0.9 | #NAME? | #NAME? | #NAME? | #NAME? | #NAME? | #NAME? | FALSE | 0 | TRUE | FALSE | #NAME? | #NAME? | #NAME? | #NAME? | #NAME? | #NAME? | #NAME? | #NAME? | #NAME? | #NAME? |  |  | 1: 0; 2: 0; 3: 0; 4: 0 | 0 |  | 0 | 0 | 0 | 19895 | 0 | 0 | 0 |  | 0 | 4457 | 4457 | 1989-05-01 | #NAME? | #NAME? | #NAME?
1989-05-02 | 1989 | 5 | 122 | 2 | 3 | 1.6 | 2.7173 | 26.6667 | 0 | 0 | 0 | #NAME? | #NAME? | #NAME? | #NAME? | #NAME? | #NAME? | TRUE | 6.2 | TRUE | FALSE | #NAME? | #NAME? | #NAME? | #NAME? | #NAME? | #NAME? | #NAME? | #NAME? | #NAME? | #NAME? |  |  | 1: 0; 2: 0; 3: 0; 4: 0 | 0 |  | 0 | 0 | 0 | 19895 | 0 | 0 | 0 |  | 0 | 4458 | 4458 | 1989-05-02 | #NAME? | #NAME? | #NAME?
1989-05-03 | 1989 | 5 | 123 | 3 | 4 | -1 | 3.4493 | 4.1667 | 1.3 | 1.3 | 0 | #NAME? | #NAME? | #NAME? | #NAME? | #NAME? | #NAME? | FALSE | 6.2 | TRUE | TRUE | #NAME? | #NAME? | #NAME? | #NAME? | #NAME? | #NAME? | #NAME? | #NAME? | #NAME? | #NAME? |  |  | 1: 0; 2: 0; 3: 1.769; 4: 3.7745 | 5.5435 |  | 136.6641 | 210.4194 | 216.9272 | 19895 | 5.5435 | 136.6641 | 223.539 |  | 0 | 4459 | 4459 | 1989-05-03 | #NAME? | #NAME? | #NAME?
1989-05-04 | 1989 | 5 | 124 | 4 | 5 | 5.3 | 3.2448 | 10.3333 | 0 | 0 | 0 | #NAME? | #NAME? | #NAME? | #NAME? | #NAME? | #NAME? | TRUE | 1.3 | TRUE | FALSE | #NAME? | #NAME? | #NAME? | #NAME? | #NAME? | #NAME? | #NAME? | #NAME? | #NAME? | #NAME? |  |  | 1: 0; 2: 0; 3: 0; 4: 0 | 0 |  | 0 | 0 | 0 | 19895 | 0 | 0 | 0 |  | 0 | 4460 | 4460 | 1989-05-04 | #NAME? | #NAME? | #NAME?
1989-05-05 | 1989 | 5 | 125 | 5 | 6 | 2.4 | 5.3473 | 9 | 0 | 0 | 0 | #NAME? | #NAME? | #NAME? | #NAME? | #NAME? | #NAME? | FALSE | 1.3 | TRUE | TRUE | #NAME? | #NAME? | #NAME? | #NAME? | #NAME? | #NAME? | #NAME? | #NAME? | #NAME? | #NAME? |  |  | 1: 0; 2: 0; 3: 0; 4: 4.0646 | 4.0646 |  | 119.229 | 183.5749 | 189.2525 | 19895 | 4.0646 | 119.229 | 195.0208 |  | 0 | 4461 | 4461 | 1989-05-05 | #NAME? | #NAME? | #NAME?
1989-05-06 | 1989 | 5 | 126 | 6 | 7 | 9.7 | 5.9616 | 10.1667 | 0 | 0 | 0 | #NAME? | #NAME? | #NAME? | #NAME? | #NAME? | #NAME? | FALSE | 0 | TRUE | TRUE | #NAME? | #NAME? | #NAME? | #NAME? | #NAME? | #NAME? | #NAME? | #NAME? | #NAME? | #NAME? |  |  | 1: 0; 2: 0; 3: 3.7105; 4: 0 | 3.7105 |  | 54.4206 | 83.7905 | 86.3819 | 19895 | 3.7105 | 54.4206 | 89.0148 |  | 0 | 4462 | 4462 | 1989-05-06 | #NAME? | #NAME? | #NAME?
1989-05-07 | 1989 | 5 | 127 | 7 | 1 | 5.5 | 3.5693 | 9.3333 | 4.8 | 4.8 | 0 | #NAME? | #NAME? | #NAME? | #NAME? | #NAME? | #NAME? | TRUE | 0 | TRUE | TRUE | #NAME? | #NAME? | #NAME? | #NAME? | #NAME? | #NAME? | #NAME? | #NAME? | #NAME? | #NAME? |  |  | 1: 12.6805; 2: 17.0561; 3: 0; 4: 0 | 29.7366 |  | 686.2941 | 1111.6546 | 1150.4441 | 19895 | 29.7366 | 686.2941 | 1122.5587 |  | 0 | 4463 | 4463 | 1989-05-07 | #NAME? | #NAME? | #NAME?
1989-05-08 | 1989 | 5 | 128 | 8 | 2 | 4 | 4.4082 | 4.5 | 0 | 0 | 0 | #NAME? | #NAME? | #NAME? | #NAME? | #NAME? | #NAME? | FALSE | 4.8 | TRUE | TRUE | #NAME? | #NAME? | #NAME? | #NAME? | #NAME? | #NAME? | #NAME? | #NAME? | #NAME? | #NAME? |  |  | 1: 0; 2: 0; 3: 5.6212; 4: 8.183 | 13.8043 |  | 322.4801 | 496.517 | 511.8732 | 19895 | 13.8043 | 322.4801 | 527.4748 |  | 0 | 4464 | 4464 | 1989-05-08 | #NAME? | #NAME? | #NAME?
1989-05-09 | 1989 | 5 | 129 | 9 | 3 | 5 | 5.6277 | 5.6667 | 0 | 0 | 0 | #NAME? | #NAME? | #NAME? | #NAME? | #NAME? | #NAME? | TRUE | 4.8 | TRUE | TRUE | #NAME? | #NAME? | #NAME? | #NAME? | #NAME? | #NAME? | #NAME? | #NAME? | #NAME? | #NAME? |  |  | 1: 1.3514; 2: 1.9803; 3: 0; 4: 0 | 3.3318 |  | 77.9111 | 126.3419 | 130.7613 | 19895 | 3.3318 | 77.9111 | 127.4378 |  | 0 | 4465 | 4465 | 1989-05-09 | #NAME? | #NAME? | #NAME?
1989-05-10 | 1989 | 5 | 130 | 10 | 4 | 8.5 | 5.633 | 10.6667 | 0 | 0 | 0 | #NAME? | #NAME? | #NAME? | #NAME? | #NAME? | #NAME? | FALSE | 0 | TRUE | TRUE | #NAME? | #NAME? | #NAME? | #NAME? | #NAME? | #NAME? | #NAME? | #NAME? | #NAME? | #NAME? |  |  | 1: 0; 2: 0; 3: 0; 4: 5.3752 | 5.3752 |  | 157.6737 | 242.7675 | 250.2757 | 19895 | 5.3752 | 157.6737 | 257.904 |  | 0 | 4466 | 4466 | 1989-05-10 | #NAME? | #NAME? | #NAME?
1989-05-11 | 1989 | 5 | 131 | 11 | 5 | 3.2 | 2.9298 | 19.1667 | 9.3 | 9.3 | 3.225 | #NAME? | #NAME? | #NAME? | #NAME? | #NAME? | #NAME? | TRUE | 0 | TRUE | FALSE | #NAME? | #NAME? | #NAME? | #NAME? | #NAME? | #NAME? | #NAME? | #NAME? | #NAME? | #NAME? |  |  | 1: 0; 2: 0; 3: 0; 4: 0 | 0 |  | 0 | 0 | 0 | 19895 | 0 | 0 | 0 |  | 0 | 4467 | 4467 | 1989-05-11 | #NAME? | #NAME? | #NAME?
1989-05-12 | 1989 | 5 | 132 | 12 | 6 | 1.2 | 3.1321 | 7.3333 | 0 | 0 | 0 | #NAME? | #NAME? | #NAME? | #NAME? | #NAME? | #NAME? | FALSE | 9.3 | TRUE | FALSE | #NAME? | #NAME? | #NAME? | #NAME? | #NAME? | #NAME? | #NAME? | #NAME? | #NAME? | #NAME? |  |  | 1: 0; 2: 0; 3: 0; 4: 0 | 0 |  | 0 | 0 | 0 | 19895 | 0 | 0 | 0 |  | 0 | 4468 | 4468 | 1989-05-12 | #NAME? | #NAME? | #NAME?
1989-05-13 | 1989 | 5 | 133 | 13 | 7 | 0.7 | 3.4399 | 9.5 | 0 | 0 | 0 | #NAME? | #NAME? | #NAME? | #NAME? | #NAME? | #NAME? | FALSE | 9.3 | TRUE | FALSE | #NAME? | #NAME? | #NAME? | #NAME? | #NAME? | #NAME? | #NAME? | #NAME? | #NAME? | #NAME? |  |  | 1: 0; 2: 0; 3: 0; 4: 0 | 0 |  | 0 | 0 | 0 | 19895 | 0 | 0 | 0 |  | 0 | 4469 | 4469 | 1989-05-13 | #NAME? | #NAME? | #NAME?
1989-05-14 | 1989 | 5 | 134 | 14 | 1 | 2.8 | 3.6119 | 5.5 | 0 | 0 | 0 | #NAME? | #NAME? | #NAME? | #NAME? | #NAME? | #NAME? | TRUE | 0 | TRUE | FALSE | #NAME? | #NAME? | #NAME? | #NAME? | #NAME? | #NAME? | #NAME? | #NAME? | #NAME? | #NAME? |  |  | 1: 0; 2: 0; 3: 0; 4: 0 | 0 |  | 0 | 0 | 0 | 19895 | 0 | 0 | 0 |  | 0 | 4470 | 4470 | 1989-05-14 | #NAME? | #NAME? | #NAME?
1989-05-15 | 1989 | 5 | 135 | 15 | 2 | 2.1 | 4.6532 | 6.3333 | 0 | 0 | 0 | #NAME? | #NAME? | #NAME? | #NAME? | #NAME? | #NAME? | FALSE | 0 | TRUE | TRUE | #NAME? | #NAME? | #NAME? | #NAME? | #NAME? | #NAME? | #NAME? | #NAME? | #NAME? | #NAME? |  |  | 1: 0; 2: 0; 3: 4.4185; 4: 7.8811 | 12.2996 |  | 295.9844 | 455.7219 | 469.8164 | 19895 | 12.2996 | 295.9844 | 484.1362 |  | 0 | 4471 | 4471 | 1989-05-15 | #NAME? | #NAME? | #NAME?
1989-05-16 | 1989 | 5 | 136 | 16 | 3 | 6.5 | 4.6615 | 9.3333 | 0.3 | 0.3 | 0 | #NAME? | #NAME? | #NAME? | #NAME? | #NAME? | #NAME? | TRUE | 0 | TRUE | TRUE | #NAME? | #NAME? | #NAME? | #NAME? | #NAME? | #NAME? | #NAME? | #NAME? | #NAME? | #NAME? |  |  | 1: 6.5365; 2: 9.9015; 3: 0; 4: 0 | 16.438 |  | 386.3123 | 626.7151 | 648.6572 | 19895 | 16.438 | 386.3123 | 631.8839 |  | 0 | 4472 | 4472 | 1989-05-16 | #NAME? | #NAME? | #NAME?
1989-05-17 | 1989 | 5 | 137 | 17 | 4 | 7 | 3.6909 | 8.1667 | 0 | 0 | 0 | #NAME? | #NAME? | #NAME? | #NAME? | #NAME? | #NAME? | FALSE | 0.3 | TRUE | TRUE | #NAME? | #NAME? | #NAME? | #NAME? | #NAME? | #NAME? | #NAME? | #NAME? | #NAME? | #NAME? |  |  | 1: 0; 2: 0; 3: 0; 4: 4.8438 | 4.8438 |  | 142.086 | 218.7674 | 225.5334 | 19895 | 4.8438 | 142.086 | 232.4075 |  | 0 | 4473 | 4473 | 1989-05-17 | #NAME? | #NAME? | #NAME?
1989-05-18 | 1989 | 5 | 138 | 18 | 5 | 6.1 | 4.8295 | 22.8333 | 0 | 0 | 0 | #NAME? | #NAME? | #NAME? | #NAME? | #NAME? | #NAME? | TRUE | 0.3 | TRUE | TRUE | #NAME? | #NAME? | #NAME? | #NAME? | #NAME? | #NAME? | #NAME? | #NAME? | #NAME? | #NAME? |  |  | 1: 0; 2: 0; 3: 0; 4: 0 | 0 |  | 0 | 0 | 0 | 19895 | 0 | 0 | 0 |  | 0 | 4474 | 4474 | 1989-05-18 | #NAME? | #NAME? | #NAME?
1989-05-19 | 1989 | 5 | 139 | 19 | 6 | 6.5 | 4.8466 | 34.1667 | 0 | 0 | 0 | #NAME? | #NAME? | #NAME? | #NAME? | #NAME? | #NAME? | FALSE | 0 | TRUE | TRUE | #NAME? | #NAME? | #NAME? | #NAME? | #NAME? | #NAME? | #NAME? | #NAME? | #NAME? | #NAME? |  |  | 1: 0; 2: 0; 3: 0; 4: 4.9362 | 4.9362 |  | 144.7956 | 222.9393 | 229.8343 | 19895 | 4.9362 | 144.7956 | 236.8395 |  | 0 | 4475 | 4475 | 1989-05-19 | #NAME? | #NAME? | #NAME?
1989-05-20 | 1989 | 5 | 140 | 20 | 7 | 5.5 | 6.0828 | 38 | 0 | 0 | 0 | #NAME? | #NAME? | #NAME? | #NAME? | #NAME? | #NAME? | FALSE | 0 | TRUE | FALSE | #NAME? | #NAME? | #NAME? | #NAME? | #NAME? | #NAME? | #NAME? | #NAME? | #NAME? | #NAME? |  |  | 1: 0; 2: 0; 3: 0; 4: 0 | 0 |  | 0 | 0 | 0 | 19895 | 0 | 0 | 0 |  | 0 | 4476 | 4476 | 1989-05-20 | #NAME? | #NAME? | #NAME?
1989-05-21 | 1989 | 5 | 141 | 21 | 1 | -0.4 | 3.7938 | 15.8333 | 0 | 0 | 0 | #NAME? | #NAME? | #NAME? | #NAME? | #NAME? | #NAME? | TRUE | 0 | TRUE | FALSE | #NAME? | #NAME? | #NAME? | #NAME? | #NAME? | #NAME? | #NAME? | #NAME? | #NAME? | #NAME? |  |  | 1: 0; 2: 0; 3: 0; 4: 0 | 0 |  | 0 | 0 | 0 | 19895 | 0 | 0 | 0 |  | 0 | 4477 | 4477 | 1989-05-21 | #NAME? | #NAME? | #NAME?
1989-05-22 | 1989 | 5 | 142 | 22 | 2 | -1 | 4.3596 | 6.8333 | 0 | 0 | 0 | #NAME? | #NAME? | #NAME? | #NAME? | #NAME? | #NAME? | FALSE | 0 | TRUE | FALSE | #NAME? | #NAME? | #NAME? | #NAME? | #NAME? | #NAME? | #NAME? | #NAME? | #NAME? | #NAME? |  |  | 1: 0; 2: 0; 3: 0; 4: 0 | 0 |  | 0 | 0 | 0 | 19895 | 0 | 0 | 0 |  | 0 | 4478 | 4478 | 1989-05-22 | #NAME? | #NAME? | #NAME?
1989-05-23 | 1989 | 5 | 143 | 23 | 3 | 0.2 | 1.8137 | 16.1667 | 4.4 | 4.4 | 0 | #NAME? | #NAME? | #NAME? | #NAME? | #NAME? | #NAME? | TRUE | 0 | TRUE | FALSE | #NAME? | #NAME? | #NAME? | #NAME? | #NAME? | #NAME? | #NAME? | #NAME? | #NAME? | #NAME? |  |  | 1: 0; 2: 0; 3: 0; 4: 0 | 0 |  | 0 | 0 | 0 | 19895 | 0 | 0 | 0 |  | 0 | 4479 | 4479 | 1989-05-23 | #NAME? | #NAME? | #NAME?
1989-05-24 | 1989 | 5 | 144 | 24 | 4 | 1.1 | 2.7077 | 14.6667 | 3.8 | 3.8 | 0 | #NAME? | #NAME? | #NAME? | #NAME? | #NAME? | #NAME? | FALSE | 4.4 | TRUE | FALSE | #NAME? | #NAME? | #NAME? | #NAME? | #NAME? | #NAME? | #NAME? | #NAME? | #NAME? | #NAME? |  |  | 1: 0; 2: 0; 3: 0; 4: 0 | 0 |  | 0 | 0 | 0 | 19895 | 0 | 0 | 0 |  | 0 | 4480 | 4480 | 1989-05-24 | #NAME? | #NAME? | #NAME?
1989-05-25 | 1989 | 5 | 145 | 25 | 5 | 2.1 | 3.2088 | 21.8333 | 0 | 0 | 0 | #NAME? | #NAME? | #NAME? | #NAME? | #NAME? | #NAME? | TRUE | 8.2 | TRUE | TRUE | #NAME? | #NAME? | #NAME? | #NAME? | #NAME? | #NAME? | #NAME? | #NAME? | #NAME? | #NAME? |  |  | 1: 3.4295; 2: 6.3092; 3: 0; 4: 0 | 9.7388 |  | 235.3709 | 382.734 | 396.2018 | 19895 | 9.7388 | 235.3709 | 384.9919 |  | 0 | 4481 | 4481 | 1989-05-25 | #NAME? | #NAME? | #NAME?
1989-05-26 | 1989 | 5 | 146 | 26 | 6 | 3.5 | 4.2457 | 10.8333 | 0 | 0 | 0 | #NAME? | #NAME? | #NAME? | #NAME? | #NAME? | #NAME? | FALSE | 3.8 | TRUE | FALSE | #NAME? | #NAME? | #NAME? | #NAME? | #NAME? | #NAME? | #NAME? | #NAME? | #NAME? | #NAME? |  |  | 1: 0; 2: 0; 3: 0; 4: 0 | 0 |  | 0 | 0 | 0 | 19895 | 0 | 0 | 0 |  | 0 | 4482 | 4482 | 1989-05-26 | #NAME? | #NAME? | #NAME?
1989-05-27 | 1989 | 5 | 147 | 27 | 7 | 2.6 | 2.615 | 24.5 | 7 | 7 | 1.5 | #NAME? | #NAME? | #NAME? | #NAME? | #NAME? | #NAME? | FALSE | 0 | TRUE | FALSE | #NAME? | #NAME? | #NAME? | #NAME? | #NAME? | #NAME? | #NAME? | #NAME? | #NAME? | #NAME? |  |  | 1: 0; 2: 0; 3: 0; 4: 0 | 0 |  | 0 | 0 | 0 | 19895 | 0 | 0 | 0 |  | 0 | 4483 | 4483 | 1989-05-27 | #NAME? | #NAME? | #NAME?
1989-05-28 | 1989 | 5 | 148 | 28 | 1 | 0.5 | 2.1054 | 7.1667 | 0 | 0 | 0 | #NAME? | #NAME? | #NAME? | #NAME? | #NAME? | #NAME? | TRUE | 7 | TRUE | FALSE | #NAME? | #NAME? | #NAME? | #NAME? | #NAME? | #NAME? | #NAME? | #NAME? | #NAME? | #NAME? |  |  | 1: 0; 2: 0; 3: 0; 4: 0 | 0 |  | 0 | 0 | 0 | 19895 | 0 | 0 | 0 |  | 0 | 4484 | 4484 | 1989-05-28 | #NAME? | #NAME? | #NAME?
1989-05-29 | 1989 | 5 | 149 | 29 | 2 | -0.9 | 3.4998 | 4.6667 | 0 | 0 | 0 | #NAME? | #NAME? | #NAME? | #NAME? | #NAME? | #NAME? | FALSE | 7 | TRUE | TRUE | #NAME? | #NAME? | #NAME? | #NAME? | #NAME? | #NAME? | #NAME? | #NAME? | #NAME? | #NAME? |  |  | 1: 0; 2: 0; 3: 10.6984; 4: 10.9376 | 21.636 |  | 477.7463 | 735.5776 | 758.3275 | 19895 | 21.636 | 477.7463 | 781.4409 |  | 0 | 4485 | 4485 | 1989-05-29 | #NAME? | #NAME? | #NAME?
1989-05-30 | 1989 | 5 | 150 | 30 | 3 | 4.4 | 3.9406 | 5 | 2.7 | 2.7 | 0 | #NAME? | #NAME? | #NAME? | #NAME? | #NAME? | #NAME? | TRUE | 0 | TRUE | TRUE | #NAME? | #NAME? | #NAME? | #NAME? | #NAME? | #NAME? | #NAME? | #NAME? | #NAME? | #NAME? |  |  | 1: 15.7323; 2: 28.9847; 3: 0; 4: 0 | 44.717 |  | 1080.9585 | 1757.7634 | 1819.6188 | 19895 | 44.717 | 1080.9585 | 1768.1039 |  | 0 | 4486 | 4486 | 1989-05-30 | #NAME? | #NAME? | #NAME?
1989-05-31 | 1989 | 5 | 151 | 31 | 4 | 4.9 | 4.1107 | 2.3333 | 1.4 | 1.4 | 0 | #NAME? | #NAME? | #NAME? | #NAME? | #NAME? | #NAME? | FALSE | 2.7 | TRUE | TRUE | #NAME? | #NAME? | #NAME? | #NAME? | #NAME? | #NAME? | #NAME? | #NAME? | #NAME? | #NAME? |  |  | 1: 0; 2: 0; 3: 0; 4: 4.4473 | 4.4473 |  | 130.455 | 200.8593 | 207.0715 | 19895 | 4.4473 | 130.455 | 213.3829 |  | 0 | 4487 | 4487 | 1989-05-31 | #NAME? | #NAME? | #NAME?
1989-06-01 | 1989 | 6 | 152 | 1 | 5 | 11.8 | 4.8566 | 21.1667 | 2.2 | 2.2 | 0 | #NAME? | #NAME? | #NAME? | #NAME? | #NAME? | #NAME? | TRUE | 4.1 | TRUE | TRUE | #NAME? | #NAME? | #NAME? | #NAME? | #NAME? | #NAME? | #NAME? | #NAME? | #NAME? | #NAME? |  |  | 1: 5.0284; 2: 7.7548; 3: 0; 4: 0 | 12.7832 |  | 301.223 | 488.7848 | 505.9062 | 19896 | 12.7832 | 301.223 | 492.7049 |  | 0 | 4488 | 4488 | 1989-06-01 | #NAME? | #NAME? | #NAME?
1989-06-02 | 1989 | 6 | 153 | 2 | 6 | 6 | 4.9438 | 8 | 0 | 0 | 0 | #NAME? | #NAME? | #NAME? | #NAME? | #NAME? | #NAME? | FALSE | 3.6 | TRUE | TRUE | #NAME? | #NAME? | #NAME? | #NAME? | #NAME? | #NAME? | #NAME? | #NAME? | #NAME? | #NAME? |  |  | 1: 0; 2: 0; 3: 0; 4: 4.9511 | 4.9511 |  | 145.2332 | 223.6131 | 230.5289 | 19896 | 4.9511 | 145.2332 | 237.5553 |  | 0 | 4489 | 4489 | 1989-06-02 | #NAME? | #NAME? | #NAME?
1989-06-03 | 1989 | 6 | 154 | 3 | 7 | 8.2 | 4.7146 | 15.5 | 0.4 | 0.4 | 0 | #NAME? | #NAME? | #NAME? | #NAME? | #NAME? | #NAME? | FALSE | 2.2 | TRUE | TRUE | #NAME? | #NAME? | #NAME? | #NAME? | #NAME? | #NAME? | #NAME? | #NAME? | #NAME? | #NAME? |  |  | 1: 0; 2: 0; 3: 8.8943; 4: 0 | 8.8943 |  | 130.449 | 200.8501 | 207.062 | 19896 | 8.8943 | 130.449 | 213.3731 |  | 0 | 4490 | 4490 | 1989-06-03 | #NAME? | #NAME? | #NAME?
1989-06-04 | 1989 | 6 | 155 | 4 | 1 | 7.8 | 5.6814 | 2.8333 | 0 | 0 | 0 | #NAME? | #NAME? | #NAME? | #NAME? | #NAME? | #NAME? | TRUE | 0.4 | TRUE | TRUE | #NAME? | #NAME? | #NAME? | #NAME? | #NAME? | #NAME? | #NAME? | #NAME? | #NAME? | #NAME? |  |  | 1: 11.4176; 2: 13.5769; 3: 0; 4: 0 | 24.9945 |  | 565.7131 | 914.7828 | 946.5843 | 19896 | 24.9945 | 565.7131 | 925.3265 |  | 0 | 4491 | 4491 | 1989-06-04 | #NAME? | #NAME? | #NAME?
1989-06-05 | 1989 | 6 | 156 | 5 | 2 | 11.8 | 6.8276 | 5.5 | 0 | 0 | 0 | #NAME? | #NAME? | #NAME? | #NAME? | #NAME? | #NAME? | FALSE | 0.4 | TRUE | TRUE | #NAME? | #NAME? | #NAME? | #NAME? | #NAME? | #NAME? | #NAME? | #NAME? | #NAME? | #NAME? |  |  | 1: 0; 2: 0; 3: 4.8422; 4: 8.4369 | 13.2791 |  | 318.5004 | 490.3895 | 505.5562 | 19896 | 13.2791 | 318.5004 | 520.9652 |  | 0 | 4492 | 4492 | 1989-06-05 | #NAME? | #NAME? | #NAME?
1989-06-06 | 1989 | 6 | 157 | 6 | 3 | 12.6 | 5.8878 | 7.1667 | 12.8 | 12.8 | 5.85 | #NAME? | #NAME? | #NAME? | #NAME? | #NAME? | #NAME? | TRUE | 0 | TRUE | TRUE | #NAME? | #NAME? | #NAME? | #NAME? | #NAME? | #NAME? | #NAME? | #NAME? | #NAME? | #NAME? |  |  | 1: 4.9124; 2: 6.9572; 3: 0; 4: 0 | 11.8695 |  | 276.1252 | 447.5712 | 463.2118 | 19896 | 11.8695 | 276.1252 | 451.653 |  | 0 | 4493 | 4493 | 1989-06-06 | #NAME? | #NAME? | #NAME?
1989-06-07 | 1989 | 6 | 158 | 7 | 4 | 9 | 4.1467 | 7 | 2.2 | 2.2 | 0 | #NAME? | #NAME? | #NAME? | #NAME? | #NAME? | #NAME? | FALSE | 12.8 | FALSE | TRUE | #NAME? | #NAME? | #NAME? | #NAME? | #NAME? | #NAME? | #NAME? | #NAME? | #NAME? | #NAME? |  |  | 1: 0; 2: 0; 3: 0; 4: 0 | 0 |  | 0 | 0 | 0 | 19896 | 0 | 0 | 0 |  | 0 | 4494 | 4494 | 1989-06-07 | #NAME? | #NAME? | #NAME?
1989-06-08 | 1989 | 6 | 159 | 8 | 5 | 11.7 | 4.8912 | 12.3333 | 1.8 | 1.8 | 0 | #NAME? | #NAME? | #NAME? | #NAME? | #NAME? | #NAME? | TRUE | 15 | FALSE | TRUE | #NAME? | #NAME? | #NAME? | #NAME? | #NAME? | #NAME? | #NAME? | #NAME? | #NAME? | #NAME? |  |  | 1: 0; 2: 0; 3: 0; 4: 0 | 0 |  | 0 | 0 | 0 | 19896 | 0 | 0 | 0 |  | 0 | 4495 | 4495 | 1989-06-08 | #NAME? | #NAME? | #NAME?
1989-06-09 | 1989 | 6 | 160 | 9 | 6 | 10.4 | 3.6293 | 11.1667 | 12.8 | 12.8 | 5.85 | #NAME? | #NAME? | #NAME? | #NAME? | #NAME? | #NAME? | FALSE | 4 | TRUE | TRUE | #NAME? | #NAME? | #NAME? | #NAME? | #NAME? | #NAME? | #NAME? | #NAME? | #NAME? | #NAME? |  |  | 1: 0; 2: 0; 3: 0; 4: 7.2508 | 7.2508 |  | 212.6907 | 327.4762 | 337.6043 | 19896 | 7.2508 | 212.6907 | 347.8943 |  | 0 | 4496 | 4496 | 1989-06-09 | #NAME? | #NAME? | #NAME?
1989-06-10 | 1989 | 6 | 161 | 10 | 7 | 8.2 | 4.0585 | 13.6667 | 0 | 0 | 0 | #NAME? | #NAME? | #NAME? | #NAME? | #NAME? | #NAME? | FALSE | 14.6 | FALSE | TRUE | #NAME? | #NAME? | #NAME? | #NAME? | #NAME? | #NAME? | #NAME? | #NAME? | #NAME? | #NAME? |  |  | 1: 0; 2: 0; 3: 0; 4: 0 | 0 |  | 0 | 0 | 0 | 19896 | 0 | 0 | 0 |  | 0 | 4497 | 4497 | 1989-06-10 | #NAME? | #NAME? | #NAME?
1989-06-11 | 1989 | 6 | 162 | 11 | 1 | 11.4 | 4.3462 | 21.8333 | 0.4 | 0.4 | 0 | #NAME? | #NAME? | #NAME? | #NAME? | #NAME? | #NAME? | TRUE | 12.8 | FALSE | TRUE | #NAME? | #NAME? | #NAME? | #NAME? | #NAME? | #NAME? | #NAME? | #NAME? | #NAME? | #NAME? |  |  | 1: 0; 2: 0; 3: 0; 4: 0 | 0 |  | 0 | 0 | 0 | 19896 | 0 | 0 | 0 |  | 0 | 4498 | 4498 | 1989-06-11 | #NAME? | #NAME? | #NAME?
1989-06-12 | 1989 | 6 | 163 | 12 | 2 | 8.4 | 4.7933 | 1 | 0 | 0 | 0 | #NAME? | #NAME? | #NAME? | #NAME? | #NAME? | #NAME? | FALSE | 0.4 | TRUE | TRUE | #NAME? | #NAME? | #NAME? | #NAME? | #NAME? | #NAME? | #NAME? | #NAME? | #NAME? | #NAME? |  |  | 1: 0; 2: 0; 3: 0; 4: 6.9026 | 6.9026 |  | 202.4765 | 311.7496 | 321.3913 | 19896 | 6.9026 | 202.4765 | 331.1871 |  | 0 | 4499 | 4499 | 1989-06-12 | #NAME? | #NAME? | #NAME?
1989-06-13 | 1989 | 6 | 164 | 13 | 3 | 10.2 | 6.3596 | 14 | 0 | 0 | 0 | #NAME? | #NAME? | #NAME? | #NAME? | #NAME? | #NAME? | TRUE | 0.4 | TRUE | TRUE | #NAME? | #NAME? | #NAME? | #NAME? | #NAME? | #NAME? | #NAME? | #NAME? | #NAME? | #NAME? |  |  | 1: 0; 2: 0; 3: 0; 4: 0 | 0 |  | 0 | 0 | 0 | 19896 | 0 | 0 | 0 |  | 0 | 4500 | 4500 | 1989-06-13 | #NAME? | #NAME? | #NAME?
1989-06-14 | 1989 | 6 | 165 | 14 | 4 | 11.9 | 6.1767 | 23.5 | 0 | 0 | 0 | #NAME? | #NAME? | #NAME? | #NAME? | #NAME? | #NAME? | FALSE | 0 | TRUE | TRUE | #NAME? | #NAME? | #NAME? | #NAME? | #NAME? | #NAME? | #NAME? | #NAME? | #NAME? | #NAME? |  |  | 1: 0; 2: 0; 3: 11.5167; 4: 6.1341 | 17.6508 |  | 348.8457 | 537.1117 | 553.7234 | 19896 | 17.6508 | 348.8457 | 570.6006 |  | 0 | 4501 | 4501 | 1989-06-14 | #NAME? | #NAME? | #NAME?
1989-06-15 | 1989 | 6 | 166 | 15 | 5 | 9.7 | 4.5147 | 1 | 2.4 | 2.4 | 0 | #NAME? | #NAME? | #NAME? | #NAME? | #NAME? | #NAME? | TRUE | 0 | TRUE | TRUE | #NAME? | #NAME? | #NAME? | #NAME? | #NAME? | #NAME? | #NAME? | #NAME? | #NAME? | #NAME? |  |  | 1: 0; 2: 0; 3: 0; 4: 0 | 0 |  | 0 | 0 | 0 | 19896 | 0 | 0 | 0 |  | 0 | 4502 | 4502 | 1989-06-15 | #NAME? | #NAME? | #NAME?
1989-06-16 | 1989 | 6 | 167 | 16 | 6 | 9.1 | 3.2598 | 19.6667 | 9.2 | 9.2 | 3.15 | #NAME? | #NAME? | #NAME? | #NAME? | #NAME? | #NAME? | FALSE | 2.4 | TRUE | TRUE | #NAME? | #NAME? | #NAME? | #NAME? | #NAME? | #NAME? | #NAME? | #NAME? | #NAME? | #NAME? |  |  | 1: 0; 2: 0; 3: 0; 4: 5.8803 | 5.8803 |  | 172.4876 | 265.5761 | 273.7898 | 19896 | 5.8803 | 172.4876 | 282.1348 |  | 0 | 4503 | 4503 | 1989-06-16 | #NAME? | #NAME? | #NAME?
1989-06-17 | 1989 | 6 | 168 | 17 | 7 | 4.2 | 4.6011 | 5.1667 | 0 | 0 | 0 | #NAME? | #NAME? | #NAME? | #NAME? | #NAME? | #NAME? | FALSE | 11.6 | FALSE | TRUE | #NAME? | #NAME? | #NAME? | #NAME? | #NAME? | #NAME? | #NAME? | #NAME? | #NAME? | #NAME? |  |  | 1: 0; 2: 0; 3: 0; 4: 0 | 0 |  | 0 | 0 | 0 | 19896 | 0 | 0 | 0 |  | 0 | 4504 | 4504 | 1989-06-17 | #NAME? | #NAME? | #NAME?
1989-06-18 | 1989 | 6 | 169 | 18 | 1 | 6.6 | 4.9885 | 3.1667 | 0 | 0 | 0 | #NAME? | #NAME? | #NAME? | #NAME? | #NAME? | #NAME? | TRUE | 9.2 | TRUE | TRUE | #NAME? | #NAME? | #NAME? | #NAME? | #NAME? | #NAME? | #NAME? | #NAME? | #NAME? | #NAME? |  |  | 1: 0; 2: 0; 3: 0; 4: 0 | 0 |  | 0 | 0 | 0 | 19896 | 0 | 0 | 0 |  | 0 | 4505 | 4505 | 1989-06-18 | #NAME? | #NAME? | #NAME?
1989-06-19 | 1989 | 6 | 170 | 19 | 2 | 6.8 | 4.3659 | 12.3333 | 4.6 | 4.6 | 0 | #NAME? | #NAME? | #NAME? | #NAME? | #NAME? | #NAME? | FALSE | 0 | TRUE | TRUE | #NAME? | #NAME? | #NAME? | #NAME? | #NAME? | #NAME? | #NAME? | #NAME? | #NAME? | #NAME? |  |  | 1: 0; 2: 0; 3: 5.597; 4: 7.5543 | 13.1512 |  | 303.6809 | 467.5722 | 482.0332 | 19896 | 13.1512 | 303.6809 | 496.7253 |  | 0 | 4506 | 4506 | 1989-06-19 | #NAME? | #NAME? | #NAME?
1989-06-20 | 1989 | 6 | 171 | 20 | 3 | 5.6 | 4.2752 | 7.6667 | 1.3 | 1.3 | 0 | #NAME? | #NAME? | #NAME? | #NAME? | #NAME? | #NAME? | TRUE | 4.6 | TRUE | TRUE | #NAME? | #NAME? | #NAME? | #NAME? | #NAME? | #NAME? | #NAME? | #NAME? | #NAME? | #NAME? |  |  | 1: 3.351; 2: 6.1805; 3: 0; 4: 0 | 9.5315 |  | 230.4418 | 374.7296 | 387.9166 | 19896 | 9.5315 | 230.4418 | 376.9294 |  | 0 | 4507 | 4507 | 1989-06-20 | #NAME? | #NAME? | #NAME?
1989-06-21 | 1989 | 6 | 172 | 21 | 4 | 9.4 | 4.2397 | 12.6667 | 2 | 2 | 0 | #NAME? | #NAME? | #NAME? | #NAME? | #NAME? | #NAME? | FALSE | 5.9 | TRUE | TRUE | #NAME? | #NAME? | #NAME? | #NAME? | #NAME? | #NAME? | #NAME? | #NAME? | #NAME? | #NAME? |  |  | 1: 0; 2: 0; 3: 4.4543; 4: 4.6335 | 9.0878 |  | 201.245 | 309.8534 | 319.4365 | 19896 | 9.0878 | 201.245 | 329.1727 |  | 0 | 4508 | 4508 | 1989-06-21 | #NAME? | #NAME? | #NAME?
1989-06-22 | 1989 | 6 | 173 | 22 | 5 | 10.3 | 3.8997 | 10.5 | 2.6 | 2.6 | 0 | #NAME? | #NAME? | #NAME? | #NAME? | #NAME? | #NAME? | TRUE | 3.3 | TRUE | TRUE | #NAME? | #NAME? | #NAME? | #NAME? | #NAME? | #NAME? | #NAME? | #NAME? | #NAME? | #NAME? |  |  | 1: 3.0338; 2: 5.4845; 3: 0; 4: 0 | 8.5182 |  | 205.3732 | 333.8884 | 345.6324 | 19896 | 8.5182 | 205.3732 | 335.9251 |  | 0 | 4509 | 4509 | 1989-06-22 | #NAME? | #NAME? | #NAME?
1989-06-23 | 1989 | 6 | 174 | 23 | 6 | 9 | 4.1068 | 13.1667 | 9.8 | 9.8 | 3.6 | #NAME? | #NAME? | #NAME? | #NAME? | #NAME? | #NAME? | FALSE | 4.6 | TRUE | TRUE | #NAME? | #NAME? | #NAME? | #NAME? | #NAME? | #NAME? | #NAME? | #NAME? | #NAME? | #NAME? |  |  | 1: 0; 2: 0; 3: 0; 4: 4.4767 | 4.4767 |  | 131.3156 | 202.1843 | 208.4374 | 19896 | 4.4767 | 131.3156 | 214.7905 |  | 0 | 4510 | 4510 | 1989-06-23 | #NAME? | #NAME? | #NAME?
1989-06-24 | 1989 | 6 | 175 | 24 | 7 | 8.6 | 3.0366 | 15.3333 | 1.2 | 1.2 | 0 | #NAME? | #NAME? | #NAME? | #NAME? | #NAME? | #NAME? | FALSE | 12.4 | FALSE | TRUE | #NAME? | #NAME? | #NAME? | #NAME? | #NAME? | #NAME? | #NAME? | #NAME? | #NAME? | #NAME? |  |  | 1: 0; 2: 0; 3: 0; 4: 0 | 0 |  | 0 | 0 | 0 | 19896 | 0 | 0 | 0 |  | 0 | 4511 | 4511 | 1989-06-24 | #NAME? | #NAME? | #NAME?
1989-06-25 | 1989 | 6 | 176 | 25 | 1 | 3.8 | 3.9753 | 18 | 3.4 | 3.4 | 0 | #NAME? | #NAME? | #NAME? | #NAME? | #NAME? | #NAME? | TRUE | 11 | FALSE | TRUE | #NAME? | #NAME? | #NAME? | #NAME? | #NAME? | #NAME? | #NAME? | #NAME? | #NAME? | #NAME? |  |  | 1: 0; 2: 0; 3: 0; 4: 0 | 0 |  | 0 | 0 | 0 | 19896 | 0 | 0 | 0 |  | 0 | 4512 | 4512 | 1989-06-25 | #NAME? | #NAME? | #NAME?
1989-06-26 | 1989 | 6 | 177 | 26 | 2 | 8.8 | 4.8618 | 16.1667 | 3.4 | 3.4 | 0 | #NAME? | #NAME? | #NAME? | #NAME? | #NAME? | #NAME? | FALSE | 4.6 | TRUE | TRUE | #NAME? | #NAME? | #NAME? | #NAME? | #NAME? | #NAME? | #NAME? | #NAME? | #NAME? | #NAME? |  |  | 1: 0; 2: 0; 3: 9.7336; 4: 6.1366 | 15.8701 |  | 322.7645 | 496.9548 | 512.3245 | 19896 | 15.8701 | 322.7645 | 527.9399 |  | 0 | 4513 | 4513 | 1989-06-26 | #NAME? | #NAME? | #NAME?
1989-06-27 | 1989 | 6 | 178 | 27 | 3 | 6.6 | 4.2975 | 2.8333 | 0 | 0 | 0 | #NAME? | #NAME? | #NAME? | #NAME? | #NAME? | #NAME? | TRUE | 6.8 | TRUE | TRUE | #NAME? | #NAME? | #NAME? | #NAME? | #NAME? | #NAME? | #NAME? | #NAME? | #NAME? | #NAME? |  |  | 1: 0; 2: 0; 3: 0; 4: 0 | 0 |  | 0 | 0 | 0 | 19896 | 0 | 0 | 0 |  | 0 | 4514 | 4514 | 1989-06-27 | #NAME? | #NAME? | #NAME?
1989-06-28 | 1989 | 6 | 179 | 28 | 4 | 6 | 4.1149 | 15.5 | 0 | 0 | 0 | #NAME? | #NAME? | #NAME? | #NAME? | #NAME? | #NAME? | FALSE | 3.4 | TRUE | TRUE | #NAME? | #NAME? | #NAME? | #NAME? | #NAME? | #NAME? | #NAME? | #NAME? | #NAME? | #NAME? |  |  | 1: 0; 2: 0; 3: 4.2333; 4: 5.0376 | 9.2709 |  | 209.8577 | 323.1142 | 333.1075 | 19896 | 9.2709 | 209.8577 | 343.2604 |  | 0 | 4515 | 4515 | 1989-06-28 | #NAME? | #NAME? | #NAME?
1989-06-29 | 1989 | 6 | 180 | 29 | 5 | 11.2 | 4.3617 | 3.8333 | 0 | 0 | 0 | #NAME? | #NAME? | #NAME? | #NAME? | #NAME? | #NAME? | TRUE | 0 | TRUE | TRUE | #NAME? | #NAME? | #NAME? | #NAME? | #NAME? | #NAME? | #NAME? | #NAME? | #NAME? | #NAME? |  |  | 1: 6.726; 2: 12.2206; 3: 0; 4: 0 | 18.9467 |  | 457.1204 | 743.2129 | 769.3574 | 19896 | 18.9467 | 457.1204 | 747.7035 |  | 0 | 4516 | 4516 | 1989-06-29 | #NAME? | #NAME? | #NAME?
1989-06-30 | 1989 | 6 | 181 | 30 | 6 | 9.2 | 4.1551 | 11.5 | 8.2 | 8.2 | 2.4 | #NAME? | #NAME? | #NAME? | #NAME? | #NAME? | #NAME? | FALSE | 0 | TRUE | TRUE | #NAME? | #NAME? | #NAME? | #NAME? | #NAME? | #NAME? | #NAME? | #NAME? | #NAME? | #NAME? |  |  | 1: 0; 2: 0; 3: 0; 4: 4.679 | 4.679 |  | 137.2493 | 211.3204 | 217.8561 | 19896 | 4.679 | 137.2493 | 224.4962 |  | 0 | 4517 | 4517 | 1989-06-30 | #NAME? | #NAME? | #NAME?
1989-07-01 | 1989 | 7 | 182 | 1 | 7 | 10.6 | 5.3976 | 9.8333 | 0 | 0 | 0 | #NAME? | #NAME? | #NAME? | #NAME? | #NAME? | #NAME? | FALSE | 8.2 | TRUE | TRUE | #NAME? | #NAME? | #NAME? | #NAME? | #NAME? | #NAME? | #NAME? | #NAME? | #NAME? | #NAME? |  |  | 1: 0; 2: 0; 3: 0; 4: 0 | 0 |  | 0 | 0 | 0 | 19897 | 0 | 0 | 0 |  | 0 | 4518 | 4518 | 1989-07-01 | #NAME? | #NAME? | #NAME?
1989-07-02 | 1989 | 7 | 183 | 2 | 1 | 10.9 | 5.9499 | 23 | 0 | 0 | 0 | #NAME? | #NAME? | #NAME? | #NAME? | #NAME? | #NAME? | TRUE | 8.2 | TRUE | TRUE | #NAME? | #NAME? | #NAME? | #NAME? | #NAME? | #NAME? | #NAME? | #NAME? | #NAME? | #NAME? |  |  | 1: 11.4485; 2: 18.7874; 3: 0; 4: 0 | 30.2358 |  | 719.0073 | 1167.6031 | 1208.5704 | 19897 | 30.2358 | 719.0073 | 1176.0671 |  | 0 | 4519 | 4519 | 1989-07-02 | #NAME? | #NAME? | #NAME?
1989-07-03 | 1989 | 7 | 184 | 3 | 2 | 5.2 | 5.4847 | 2.8333 | 0 | 0 | 0 | #NAME? | #NAME? | #NAME? | #NAME? | #NAME? | #NAME? | FALSE | 0 | TRUE | TRUE | #NAME? | #NAME? | #NAME? | #NAME? | #NAME? | #NAME? | #NAME? | #NAME? | #NAME? | #NAME? |  |  | 1: 0; 2: 0; 3: 4.3831; 4: 8.5211 | 12.9042 |  | 314.238 | 483.8268 | 498.7905 | 19897 | 12.9042 | 314.238 | 513.9933 |  | 0 | 4520 | 4520 | 1989-07-03 | #NAME? | #NAME? | #NAME?
1989-07-04 | 1989 | 7 | 185 | 4 | 3 | 6.8 | 5.2209 | 9 | 0 | 0 | 0 | #NAME? | #NAME? | #NAME? | #NAME? | #NAME? | #NAME? | TRUE | 0 | TRUE | TRUE | #NAME? | #NAME? | #NAME? | #NAME? | #NAME? | #NAME? | #NAME? | #NAME? | #NAME? | #NAME? |  |  | 1: 6.7717; 2: 9.477; 3: 0; 4: 0 | 16.2487 |  | 377.311 | 611.4879 | 632.8494 | 19897 | 16.2487 | 377.311 | 617.1607 |  | 0 | 4521 | 4521 | 1989-07-04 | #NAME? | #NAME? | #NAME?
1989-07-05 | 1989 | 7 | 186 | 5 | 4 | 7.5 | 4.3845 | 2.6667 | 0 | 0 | 0 | #NAME? | #NAME? | #NAME? | #NAME? | #NAME? | #NAME? | FALSE | 0 | TRUE | TRUE | #NAME? | #NAME? | #NAME? | #NAME? | #NAME? | #NAME? | #NAME? | #NAME? | #NAME? | #NAME? |  |  | 1: 0; 2: 0; 3: 0; 4: 5.158 | 5.158 |  | 151.3026 | 232.958 | 240.1628 | 19897 | 5.158 | 151.3026 | 247.4829 |  | 0 | 4522 | 4522 | 1989-07-05 | #NAME? | #NAME? | #NAME?
1989-07-06 | 1989 | 7 | 187 | 6 | 5 | 7.9 | 5.0946 | 13.3333 | 0 | 0 | 0 | #NAME? | #NAME? | #NAME? | #NAME? | #NAME? | #NAME? | TRUE | 0 | TRUE | TRUE | #NAME? | #NAME? | #NAME? | #NAME? | #NAME? | #NAME? | #NAME? | #NAME? | #NAME? | #NAME? |  |  | 1: 6.7334; 2: 7.9081; 3: 0; 4: 0 | 14.6415 |  | 330.728 | 534.7075 | 553.2888 | 19897 | 14.6415 | 330.728 | 540.9657 |  | 0 | 4523 | 4523 | 1989-07-06 | #NAME? | #NAME? | #NAME?
1989-07-07 | 1989 | 7 | 188 | 7 | 6 | 10.6 | 5.4787 | 7 | 0 | 0 | 0 | #NAME? | #NAME? | #NAME? | #NAME? | #NAME? | #NAME? | FALSE | 0 | TRUE | TRUE | #NAME? | #NAME? | #NAME? | #NAME? | #NAME? | #NAME? | #NAME? | #NAME? | #NAME? | #NAME? |  |  | 1: 0; 2: 0; 3: 0; 4: 5.2135 | 5.2135 |  | 152.9296 | 235.4631 | 242.7454 | 19897 | 5.2135 | 152.9296 | 250.1442 |  | 0 | 4524 | 4524 | 1989-07-07 | #NAME? | #NAME? | #NAME?
1989-07-08 | 1989 | 7 | 189 | 8 | 7 | 9.6 | 4.9764 | 15.8333 | 0 | 0 | 0 | #NAME? | #NAME? | #NAME? | #NAME? | #NAME? | #NAME? | FALSE | 0 | TRUE | TRUE | #NAME? | #NAME? | #NAME? | #NAME? | #NAME? | #NAME? | #NAME? | #NAME? | #NAME? | #NAME? |  |  | 1: 0; 2: 0; 3: 0; 4: 0 | 0 |  | 0 | 0 | 0 | 19897 | 0 | 0 | 0 |  | 0 | 4525 | 4525 | 1989-07-08 | #NAME? | #NAME? | #NAME?
1989-07-09 | 1989 | 7 | 190 | 9 | 1 | 9.8 | 3.6894 | 20 | 0 | 0 | 0 | #NAME? | #NAME? | #NAME? | #NAME? | #NAME? | #NAME? | TRUE | 0 | TRUE | TRUE | #NAME? | #NAME? | #NAME? | #NAME? | #NAME? | #NAME? | #NAME? | #NAME? | #NAME? | #NAME? |  |  | 1: 7.5409; 2: 8.4807; 3: 0; 4: 0 | 16.0216 |  | 359.3677 | 580.6493 | 600.7995 | 19897 | 16.0216 | 359.3677 | 587.8112 |  | 0 | 4526 | 4526 | 1989-07-09 | #NAME? | #NAME? | #NAME?
1989-07-10 | 1989 | 7 | 191 | 10 | 2 | 10.2 | 2.2653 | 10.3333 | 21.4 | 21.4 | 12.3 | #NAME? | #NAME? | #NAME? | #NAME? | #NAME? | #NAME? | FALSE | 0 | TRUE | TRUE | #NAME? | #NAME? | #NAME? | #NAME? | #NAME? | #NAME? | #NAME? | #NAME? | #NAME? | #NAME? |  |  | 1: 0; 2: 0; 3: 11.7879; 4: 7.7795 | 19.5673 |  | 401.0861 | 617.5452 | 636.6445 | 19897 | 19.5673 | 401.0861 | 656.0491 |  | 0 | 4527 | 4527 | 1989-07-10 | #NAME? | #NAME? | #NAME?
1989-07-11 | 1989 | 7 | 192 | 11 | 3 | 10.7 | 3.6436 | 4.5 | 0.2 | 0.2 | 0 | #NAME? | #NAME? | #NAME? | #NAME? | #NAME? | #NAME? | TRUE | 21.4 | FALSE | TRUE | #NAME? | #NAME? | #NAME? | #NAME? | #NAME? | #NAME? | #NAME? | #NAME? | #NAME? | #NAME? |  |  | 1: 0; 2: 0; 3: 0; 4: 0 | 0 |  | 0 | 0 | 0 | 19897 | 0 | 0 | 0 |  | 0 | 4528 | 4528 | 1989-07-11 | #NAME? | #NAME? | #NAME?
1989-07-12 | 1989 | 7 | 193 | 12 | 4 | 6.9 | 4.5092 | 1 | 0 | 0 | 0 | #NAME? | #NAME? | #NAME? | #NAME? | #NAME? | #NAME? | FALSE | 21.6 | FALSE | TRUE | #NAME? | #NAME? | #NAME? | #NAME? | #NAME? | #NAME? | #NAME? | #NAME? | #NAME? | #NAME? |  |  | 1: 0; 2: 0; 3: 0; 4: 0 | 0 |  | 0 | 0 | 0 | 19897 | 0 | 0 | 0 |  | 0 | 4529 | 4529 | 1989-07-12 | #NAME? | #NAME? | #NAME?
1989-07-13 | 1989 | 7 | 194 | 13 | 5 | 13.7 | 3.6843 | 5.6667 | 0 | 0 | 0 | #NAME? | #NAME? | #NAME? | #NAME? | #NAME? | #NAME? | TRUE | 0.2 | TRUE | TRUE | #NAME? | #NAME? | #NAME? | #NAME? | #NAME? | #NAME? | #NAME? | #NAME? | #NAME? | #NAME? |  |  | 1: 7.292; 2: 10.0184; 3: 0; 4: 0 | 17.3103 |  | 400.8209 | 649.4305 | 672.1054 | 19897 | 17.3103 | 400.8209 | 655.6153 |  | 0 | 4530 | 4530 | 1989-07-13 | #NAME? | #NAME? | #NAME?
1989-07-14 | 1989 | 7 | 195 | 14 | 6 | 14.4 | 4.2484 | 7.3333 | 0 | 0 | 0 | #NAME? | #NAME? | #NAME? | #NAME? | #NAME? | #NAME? | FALSE | 0 | TRUE | TRUE | #NAME? | #NAME? | #NAME? | #NAME? | #NAME? | #NAME? | #NAME? | #NAME? | #NAME? | #NAME? |  |  | 1: 0; 2: 0; 3: 0; 4: 7.5307 | 7.5307 |  | 220.9011 | 340.1176 | 350.6367 | 19897 | 7.5307 | 220.9011 | 361.3239 |  | 0 | 4531 | 4531 | 1989-07-14 | #NAME? | #NAME? | #NAME?
1989-07-15 | 1989 | 7 | 196 | 15 | 7 | 15 | 4.6825 | 14 | 0 | 0 | 0 | #NAME? | #NAME? | #NAME? | #NAME? | #NAME? | #NAME? | FALSE | 0 | TRUE | TRUE | #NAME? | #NAME? | #NAME? | #NAME? | #NAME? | #NAME? | #NAME? | #NAME? | #NAME? | #NAME? |  |  | 1: 0; 2: 0; 3: 5.8417; 4: 0 | 5.8417 |  | 85.6779 | 131.9168 | 135.9967 | 19897 | 5.8417 | 85.6779 | 140.1418 |  | 0 | 4532 | 4532 | 1989-07-15 | #NAME? | #NAME? | #NAME?
1989-07-16 | 1989 | 7 | 197 | 16 | 1 | 12.8 | 3.4579 | 7 | 5.6 | 5.6 | 0.45 | #NAME? | #NAME? | #NAME? | #NAME? | #NAME? | #NAME? | TRUE | 0 | TRUE | TRUE | #NAME? | #NAME? | #NAME? | #NAME? | #NAME? | #NAME? | #NAME? | #NAME? | #NAME? | #NAME? |  |  | 1: 8.523; 2: 10.4541; 3: 0; 4: 0 | 18.9771 |  | 431.6582 | 698.3149 | 722.6144 | 19897 | 18.9771 | 431.6582 | 706.0554 |  | 0 | 4533 | 4533 | 1989-07-16 | #NAME? | #NAME? | #NAME?
1989-07-17 | 1989 | 7 | 198 | 17 | 2 | 11.4 | 3.2755 | 6.5 | 0 | 0 | 0 | #NAME? | #NAME? | #NAME? | #NAME? | #NAME? | #NAME? | FALSE | 5.6 | TRUE | TRUE | #NAME? | #NAME? | #NAME? | #NAME? | #NAME? | #NAME? | #NAME? | #NAME? | #NAME? | #NAME? |  |  | 1: 0; 2: 0; 3: 6.5481; 4: 6.3072 | 12.8553 |  | 281.0508 | 432.729 | 446.1123 | 19897 | 12.8553 | 281.0508 | 459.7096 |  | 0 | 4534 | 4534 | 1989-07-17 | #NAME? | #NAME? | #NAME?
1989-07-18 | 1989 | 7 | 199 | 18 | 3 | 13.5 | 5.1327 | 5.8333 | 0 | 0 | 0 | #NAME? | #NAME? | #NAME? | #NAME? | #NAME? | #NAME? | TRUE | 5.6 | TRUE | TRUE | #NAME? | #NAME? | #NAME? | #NAME? | #NAME? | #NAME? | #NAME? | #NAME? | #NAME? | #NAME? |  |  | 1: 5.0227; 2: 7.2871; 3: 0; 4: 0 | 12.3098 |  | 287.4211 | 466.0267 | 482.3234 | 19897 | 12.3098 | 287.4211 | 470.1294 |  | 0 | 4535 | 4535 | 1989-07-18 | #NAME? | #NAME? | #NAME?
1989-07-19 | 1989 | 7 | 200 | 19 | 4 | 9.9 | 5.8717 | 6.1667 | 0 | 0 | 0 | #NAME? | #NAME? | #NAME? | #NAME? | #NAME? | #NAME? | FALSE | 0 | TRUE | TRUE | #NAME? | #NAME? | #NAME? | #NAME? | #NAME? | #NAME? | #NAME? | #NAME? | #NAME? | #NAME? |  |  | 1: 0; 2: 0; 3: 4.6008; 4: 5.103 | 9.7038 |  | 217.1666 | 334.3676 | 344.7088 | 19897 | 9.7038 | 217.1666 | 355.2154 |  | 0 | 4536 | 4536 | 1989-07-19 | #NAME? | #NAME? | #NAME?
1989-07-20 | 1989 | 7 | 201 | 20 | 5 | 14.5 | 4.6801 | 4 | 12.6 | 12.6 | 5.7 | #NAME? | #NAME? | #NAME? | #NAME? | #NAME? | #NAME? | TRUE | 0 | TRUE | TRUE | #NAME? | #NAME? | #NAME? | #NAME? | #NAME? | #NAME? | #NAME? | #NAME? | #NAME? | #NAME? |  |  | 1: 5.3752; 2: 6.5557; 3: 0; 4: 0 | 11.9309 |  | 271.1374 | 438.5974 | 453.8567 | 19897 | 11.9309 | 271.1374 | 443.4944 |  | 0 | 4537 | 4537 | 1989-07-20 | #NAME? | #NAME? | #NAME?
1989-07-21 | 1989 | 7 | 202 | 21 | 6 | 12.2 | 5.0372 | 7.3333 | 0 | 0 | 0 | #NAME? | #NAME? | #NAME? | #NAME? | #NAME? | #NAME? | FALSE | 12.6 | FALSE | TRUE | #NAME? | #NAME? | #NAME? | #NAME? | #NAME? | #NAME? | #NAME? | #NAME? | #NAME? | #NAME? |  |  | 1: 0; 2: 0; 3: 0; 4: 0 | 0 |  | 0 | 0 | 0 | 19897 | 0 | 0 | 0 |  | 0 | 4538 | 4538 | 1989-07-21 | #NAME? | #NAME? | #NAME?
1989-07-22 | 1989 | 7 | 203 | 22 | 7 | 9.7 | 5.2492 | 11.1667 | 0 | 0 | 0 | #NAME? | #NAME? | #NAME? | #NAME? | #NAME? | #NAME? | FALSE | 12.6 | FALSE | TRUE | #NAME? | #NAME? | #NAME? | #NAME? | #NAME? | #NAME? | #NAME? | #NAME? | #NAME? | #NAME? |  |  | 1: 0; 2: 0; 3: 0; 4: 0 | 0 |  | 0 | 0 | 0 | 19897 | 0 | 0 | 0 |  | 0 | 4539 | 4539 | 1989-07-22 | #NAME? | #NAME? | #NAME?
1989-07-23 | 1989 | 7 | 204 | 23 | 1 | 7.3 | 4.9954 | 7.8333 | 0 | 0 | 0 | #NAME? | #NAME? | #NAME? | #NAME? | #NAME? | #NAME? | TRUE | 0 | TRUE | TRUE | #NAME? | #NAME? | #NAME? | #NAME? | #NAME? | #NAME? | #NAME? | #NAME? | #NAME? | #NAME? |  |  | 1: 0; 2: 0; 3: 0; 4: 0 | 0 |  | 0 | 0 | 0 | 19897 | 0 | 0 | 0 |  | 0 | 4540 | 4540 | 1989-07-23 | #NAME? | #NAME? | #NAME?
1989-07-24 | 1989 | 7 | 205 | 24 | 2 | 12 | 4.7621 | 22 | 0 | 0 | 0 | #NAME? | #NAME? | #NAME? | #NAME? | #NAME? | #NAME? | FALSE | 0 | TRUE | TRUE | #NAME? | #NAME? | #NAME? | #NAME? | #NAME? | #NAME? | #NAME? | #NAME? | #NAME? | #NAME? |  |  | 1: 0; 2: 0; 3: 10.5796; 4: 10.3392 | 20.9188 |  | 458.4494 | 705.8666 | 727.6975 | 19897 | 20.9188 | 458.4494 | 749.8773 |  | 0 | 4541 | 4541 | 1989-07-24 | #NAME? | #NAME? | #NAME?
1989-07-25 | 1989 | 7 | 206 | 25 | 3 | 13 | 4.7434 | 3.8333 | 0 | 0 | 0 | #NAME? | #NAME? | #NAME? | #NAME? | #NAME? | #NAME? | TRUE | 0 | TRUE | TRUE | #NAME? | #NAME? | #NAME? | #NAME? | #NAME? | #NAME? | #NAME? | #NAME? | #NAME? | #NAME? |  |  | 1: 6.2163; 2: 8.3387; 3: 0; 4: 0 | 14.555 |  | 335.7739 | 543.8645 | 562.8403 | 19897 | 14.555 | 335.7739 | 549.2192 |  | 0 | 4542 | 4542 | 1989-07-25 | #NAME? | #NAME? | #NAME?
1989-07-26 | 1989 | 7 | 207 | 26 | 4 | 12.4 | 5.2478 | 8 | 0 | 0 | 0 | #NAME? | #NAME? | #NAME? | #NAME? | #NAME? | #NAME? | FALSE | 0 | TRUE | TRUE | #NAME? | #NAME? | #NAME? | #NAME? | #NAME? | #NAME? | #NAME? | #NAME? | #NAME? | #NAME? |  |  | 1: 0; 2: 0; 3: 0; 4: 4.8889 | 4.8889 |  | 143.4075 | 220.8021 | 227.631 | 19897 | 4.8889 | 143.4075 | 234.5691 |  | 0 | 4543 | 4543 | 1989-07-26 | #NAME? | #NAME? | #NAME?
1989-07-27 | 1989 | 7 | 208 | 27 | 5 | 13.7 | 6.2365 | 10.5 | 0 | 0 | 0 | #NAME? | #NAME? | #NAME? | #NAME? | #NAME? | #NAME? | TRUE | 0 | TRUE | TRUE | #NAME? | #NAME? | #NAME? | #NAME? | #NAME? | #NAME? | #NAME? | #NAME? | #NAME? | #NAME? |  |  | 1: 0; 2: 0; 3: 0; 4: 0 | 0 |  | 0 | 0 | 0 | 19897 | 0 | 0 | 0 |  | 0 | 4544 | 4544 | 1989-07-27 | #NAME? | #NAME? | #NAME?
1989-07-28 | 1989 | 7 | 209 | 28 | 6 | 13.8 | 4.9499 | 26 | 4.4 | 4.4 | 0 | #NAME? | #NAME? | #NAME? | #NAME? | #NAME? | #NAME? | FALSE | 0 | TRUE | TRUE | #NAME? | #NAME? | #NAME? | #NAME? | #NAME? | #NAME? | #NAME? | #NAME? | #NAME? | #NAME? |  |  | 1: 0; 2: 0; 3: 0; 4: 6.3163 | 6.3163 |  | 185.2795 | 285.2716 | 294.0944 | 19897 | 6.3163 | 185.2795 | 303.0582 |  | 0 | 4545 | 4545 | 1989-07-28 | #NAME? | #NAME? | #NAME?
1989-07-29 | 1989 | 7 | 210 | 29 | 7 | 11.1 | 5.5209 | 4.3333 | 0 | 0 | 0 | #NAME? | #NAME? | #NAME? | #NAME? | #NAME? | #NAME? | FALSE | 4.4 | TRUE | TRUE | #NAME? | #NAME? | #NAME? | #NAME? | #NAME? | #NAME? | #NAME? | #NAME? | #NAME? | #NAME? |  |  | 1: 0; 2: 0; 3: 4.6041; 4: 0 | 4.6041 |  | 67.5263 | 103.969 | 107.1846 | 19897 | 4.6041 | 67.5263 | 110.4515 |  | 0 | 4546 | 4546 | 1989-07-29 | #NAME? | #NAME? | #NAME?
1989-07-30 | 1989 | 7 | 211 | 30 | 1 | 15.9 | 4.8272 | 13.8333 | 2.8 | 2.8 | 0 | #NAME? | #NAME? | #NAME? | #NAME? | #NAME? | #NAME? | TRUE | 4.4 | TRUE | TRUE | #NAME? | #NAME? | #NAME? | #NAME? | #NAME? | #NAME? | #NAME? | #NAME? | #NAME? | #NAME? |  |  | 1: 10.176; 2: 17.2326; 3: 0; 4: 0 | 27.4086 |  | 654.7381 | 1063.637 | 1100.9871 | 19897 | 27.4086 | 654.7381 | 1070.943 |  | 0 | 4547 | 4547 | 1989-07-30 | #NAME? | #NAME? | #NAME?
1989-07-31 | 1989 | 7 | 212 | 31 | 2 | 12 | 4.929 | 9.8333 | 3.6 | 3.6 | 0 | #NAME? | #NAME? | #NAME? | #NAME? | #NAME? | #NAME? | FALSE | 2.8 | TRUE | TRUE | #NAME? | #NAME? | #NAME? | #NAME? | #NAME? | #NAME? | #NAME? | #NAME? | #NAME? | #NAME? |  |  | 1: 0; 2: 0; 3: 3.9059; 4: 8.4139 | 12.3198 |  | 304.0938 | 468.2078 | 482.6885 | 19897 | 12.3198 | 304.0938 | 497.4006 |  | 0 | 4548 | 4548 | 1989-07-31 | #NAME? | #NAME? | #NAME?
1989-08-01 | 1989 | 8 | 213 | 1 | 3 | 15.8 | 4.7563 | 8 | 8.8 | 8.8 | 2.85 | #NAME? | #NAME? | #NAME? | #NAME? | #NAME? | #NAME? | TRUE | 6.4 | TRUE | TRUE | #NAME? | #NAME? | #NAME? | #NAME? | #NAME? | #NAME? | #NAME? | #NAME? | #NAME? | #NAME? |  |  | 1: 4.1481; 2: 6.5379; 3: 0; 4: 0 | 10.686 |  | 252.6169 | 410.0245 | 424.3955 | 19898 | 10.686 | 252.6169 | 413.2009 |  | 0 | 4549 | 4549 | 1989-08-01 | #NAME? | #NAME? | #NAME?
1989-08-02 | 1989 | 8 | 214 | 2 | 4 | 11.5 | 4.6075 | 9.6667 | 2 | 2 | 0 | #NAME? | #NAME? | #NAME? | #NAME? | #NAME? | #NAME? | FALSE | 12.4 | FALSE | TRUE | #NAME? | #NAME? | #NAME? | #NAME? | #NAME? | #NAME? | #NAME? | #NAME? | #NAME? | #NAME? |  |  | 1: 0; 2: 0; 3: 0; 4: 0 | 0 |  | 0 | 0 | 0 | 19898 | 0 | 0 | 0 |  | 0 | 4550 | 4550 | 1989-08-02 | #NAME? | #NAME? | #NAME?
1989-08-03 | 1989 | 8 | 215 | 3 | 5 | 12.1 | 4.9688 | 29.6667 | 1 | 1 | 0 | #NAME? | #NAME? | #NAME? | #NAME? | #NAME? | #NAME? | TRUE | 10.8 | FALSE | TRUE | #NAME? | #NAME? | #NAME? | #NAME? | #NAME? | #NAME? | #NAME? | #NAME? | #NAME? | #NAME? |  |  | 1: 0; 2: 0; 3: 0; 4: 0 | 0 |  | 0 | 0 | 0 | 19898 | 0 | 0 | 0 |  | 0 | 4551 | 4551 | 1989-08-03 | #NAME? | #NAME? | #NAME?
1989-08-04 | 1989 | 8 | 216 | 4 | 6 | 13.1 | 3.6918 | 13.1667 | 1 | 1 | 0 | #NAME? | #NAME? | #NAME? | #NAME? | #NAME? | #NAME? | FALSE | 3 | TRUE | TRUE | #NAME? | #NAME? | #NAME? | #NAME? | #NAME? | #NAME? | #NAME? | #NAME? | #NAME? | #NAME? |  |  | 1: 0; 2: 0; 3: 0; 4: 7.547 | 7.547 |  | 221.3777 | 340.8513 | 351.3931 | 19898 | 7.547 | 221.3777 | 362.1034 |  | 0 | 4552 | 4552 | 1989-08-04 | #NAME? | #NAME? | #NAME?
1989-08-05 | 1989 | 8 | 217 | 5 | 7 | 12.2 | 3.0262 | 1.6667 | 0 | 0 | 0 | #NAME? | #NAME? | #NAME? | #NAME? | #NAME? | #NAME? | FALSE | 2 | TRUE | TRUE | #NAME? | #NAME? | #NAME? | #NAME? | #NAME? | #NAME? | #NAME? | #NAME? | #NAME? | #NAME? |  |  | 1: 0; 2: 0; 3: 4.5228; 4: 0 | 4.5228 |  | 66.3339 | 102.1331 | 105.2919 | 19898 | 4.5228 | 66.3339 | 108.5011 |  | 0 | 4553 | 4553 | 1989-08-05 | #NAME? | #NAME? | #NAME?
1989-08-06 | 1989 | 8 | 218 | 6 | 1 | 12.3 | 3.4941 | 8.6667 | 0 | 0 | 0 | #NAME? | #NAME? | #NAME? | #NAME? | #NAME? | #NAME? | TRUE | 1 | TRUE | TRUE | #NAME? | #NAME? | #NAME? | #NAME? | #NAME? | #NAME? | #NAME? | #NAME? | #NAME? | #NAME? |  |  | 1: 15.5629; 2: 21.6923; 3: 0; 4: 0 | 37.2552 |  | 864.5639 | 1401.0779 | 1450.0169 | 19898 | 37.2552 | 864.5639 | 1414.1514 |  | 0 | 4554 | 4554 | 1989-08-06 | #NAME? | #NAME? | #NAME?
1989-08-07 | 1989 | 8 | 219 | 7 | 2 | 10.8 | 4.5762 | 3.1667 | 0.2 | 0.2 | 0 | #NAME? | #NAME? | #NAME? | #NAME? | #NAME? | #NAME? | FALSE | 0 | TRUE | TRUE | #NAME? | #NAME? | #NAME? | #NAME? | #NAME? | #NAME? | #NAME? | #NAME? | #NAME? | #NAME? |  |  | 1: 0; 2: 0; 3: 8.8938; 4: 5.8662 | 14.7599 |  | 302.5155 | 465.7779 | 480.1834 | 19898 | 14.7599 | 302.5155 | 494.8191 |  | 0 | 4555 | 4555 | 1989-08-07 | #NAME? | #NAME? | #NAME?
1989-08-08 | 1989 | 8 | 220 | 8 | 3 | 12.4 | 4.1259 | 1.8333 | 0 | 0 | 0 | #NAME? | #NAME? | #NAME? | #NAME? | #NAME? | #NAME? | TRUE | 0.2 | TRUE | TRUE | #NAME? | #NAME? | #NAME? | #NAME? | #NAME? | #NAME? | #NAME? | #NAME? | #NAME? | #NAME? |  |  | 1: 5.2891; 2: 8.0155; 3: 0; 4: 0 | 13.3046 |  | 312.6941 | 507.2871 | 525.0481 | 19898 | 13.3046 | 312.6941 | 511.468 |  | 0 | 4556 | 4556 | 1989-08-08 | #NAME? | #NAME? | #NAME?
1989-08-09 | 1989 | 8 | 221 | 9 | 4 | 10.4 | 2.0365 | 3.3333 | 2.6 | 2.6 | 0 | #NAME? | #NAME? | #NAME? | #NAME? | #NAME? | #NAME? | FALSE | 0.2 | TRUE | TRUE | #NAME? | #NAME? | #NAME? | #NAME? | #NAME? | #NAME? | #NAME? | #NAME? | #NAME? | #NAME? |  |  | 1: 0; 2: 0; 3: 3.1184; 4: 4.7862 | 7.9045 |  | 186.1305 | 286.5819 | 295.4452 | 19898 | 7.9045 | 186.1305 | 304.4502 |  | 0 | 4557 | 4557 | 1989-08-09 | #NAME? | #NAME? | #NAME?
1989-08-10 | 1989 | 8 | 222 | 10 | 5 | 11.3 | 4.4832 | 7.3333 | 0 | 0 | 0 | #NAME? | #NAME? | #NAME? | #NAME? | #NAME? | #NAME? | TRUE | 2.6 | TRUE | TRUE | #NAME? | #NAME? | #NAME? | #NAME? | #NAME? | #NAME? | #NAME? | #NAME? | #NAME? | #NAME? |  |  | 1: 2.2544; 2: 3.2966; 3: 0; 4: 0 | 5.551 |  | 129.7657 | 210.4246 | 217.7846 | 19898 | 5.551 | 129.7657 | 212.2554 |  | 0 | 4558 | 4558 | 1989-08-10 | #NAME? | #NAME? | #NAME?
1989-08-11 | 1989 | 8 | 223 | 11 | 6 | 9.2 | 4.3677 | 9.5 | 0 | 0 | 0 | #NAME? | #NAME? | #NAME? | #NAME? | #NAME? | #NAME? | FALSE | 2.6 | TRUE | TRUE | #NAME? | #NAME? | #NAME? | #NAME? | #NAME? | #NAME? | #NAME? | #NAME? | #NAME? | #NAME? |  |  | 1: 0; 2: 0; 3: 0; 4: 4.7457 | 4.7457 |  | 139.2084 | 214.3368 | 220.9657 | 19898 | 4.7457 | 139.2084 | 227.7006 |  | 0 | 4559 | 4559 | 1989-08-11 | #NAME? | #NAME? | #NAME?
1989-08-12 | 1989 | 8 | 224 | 12 | 7 | 11.2 | 4.1259 | 7.1667 | 0 | 0 | 0 | #NAME? | #NAME? | #NAME? | #NAME? | #NAME? | #NAME? | FALSE | 0 | TRUE | TRUE | #NAME? | #NAME? | #NAME? | #NAME? | #NAME? | #NAME? | #NAME? | #NAME? | #NAME? | #NAME? |  |  | 1: 0; 2: 0; 3: 6.4536; 4: 0 | 6.4536 |  | 94.6528 | 145.7352 | 150.2425 | 19898 | 6.4536 | 94.6528 | 154.8218 |  | 0 | 4560 | 4560 | 1989-08-12 | #NAME? | #NAME? | #NAME?
1989-08-13 | 1989 | 8 | 225 | 13 | 1 | 13.5 | 3.7598 | 4.5 | 0 | 0 | 0 | #NAME? | #NAME? | #NAME? | #NAME? | #NAME? | #NAME? | TRUE | 0 | TRUE | TRUE | #NAME? | #NAME? | #NAME? | #NAME? | #NAME? | #NAME? | #NAME? | #NAME? | #NAME? | #NAME? |  |  | 1: 12.4653; 2: 14.0287; 3: 0; 4: 0 | 26.494 |  | 594.3328 | 960.3045 | 993.6306 | 19898 | 26.494 | 594.3328 | 972.1393 |  | 0 | 4561 | 4561 | 1989-08-13 | #NAME? | #NAME? | #NAME?
1989-08-14 | 1989 | 8 | 226 | 14 | 2 | 10.3 | 4.8631 | 1.6667 | 0 | 0 | 0 | #NAME? | #NAME? | #NAME? | #NAME? | #NAME? | #NAME? | FALSE | 0 | TRUE | TRUE | #NAME? | #NAME? | #NAME? | #NAME? | #NAME? | #NAME? | #NAME? | #NAME? | #NAME? | #NAME? |  |  | 1: 0; 2: 0; 3: 2.2373; 4: 6.7394 | 8.9767 |  | 230.5023 | 354.9004 | 365.8767 | 19898 | 8.9767 | 230.5023 | 377.0284 |  | 0 | 4562 | 4562 | 1989-08-14 | #NAME? | #NAME? | #NAME?
1989-08-15 | 1989 | 8 | 227 | 15 | 3 | 13.2 | 4.921 | 14.3333 | 2 | 2 | 0 | #NAME? | #NAME? | #NAME? | #NAME? | #NAME? | #NAME? | TRUE | 0 | TRUE | TRUE | #NAME? | #NAME? | #NAME? | #NAME? | #NAME? | #NAME? | #NAME? | #NAME? | #NAME? | #NAME? |  |  | 1: 0; 2: 0; 3: 0; 4: 0 | 0 |  | 0 | 0 | 0 | 19898 | 0 | 0 | 0 |  | 0 | 4563 | 4563 | 1989-08-15 | #NAME? | #NAME? | #NAME?
1989-08-16 | 1989 | 8 | 228 | 16 | 4 | 9.4 | 2.2822 | 16.8333 | 6.4 | 6.4 | 1.05 | #NAME? | #NAME? | #NAME? | #NAME? | #NAME? | #NAME? | FALSE | 2 | TRUE | TRUE | #NAME? | #NAME? | #NAME? | #NAME? | #NAME? | #NAME? | #NAME? | #NAME? | #NAME? | #NAME? |  |  | 1: 0; 2: 0; 3: 0; 4: 5.3813 | 5.3813 |  | 157.8511 | 243.0406 | 250.5573 | 19898 | 5.3813 | 157.8511 | 258.1942 |  | 0 | 4564 | 4564 | 1989-08-16 | #NAME? | #NAME? | #NAME?
1989-08-17 | 1989 | 8 | 229 | 17 | 5 | 6.9 | 2.9015 | 13.1667 | 0 | 0 | 0 | #NAME? | #NAME? | #NAME? | #NAME? | #NAME? | #NAME? | TRUE | 8.4 | TRUE | TRUE | #NAME? | #NAME? | #NAME? | #NAME? | #NAME? | #NAME? | #NAME? | #NAME? | #NAME? | #NAME? |  |  | 1: 0; 2: 0; 3: 0; 4: 0 | 0 |  | 0 | 0 | 0 | 19898 | 0 | 0 | 0 |  | 0 | 4565 | 4565 | 1989-08-17 | #NAME? | #NAME? | #NAME?
1989-08-18 | 1989 | 8 | 230 | 18 | 6 | 12.3 | 3.2344 | 15.5 | 0 | 0 | 0 | #NAME? | #NAME? | #NAME? | #NAME? | #NAME? | #NAME? | FALSE | 6.4 | TRUE | TRUE | #NAME? | #NAME? | #NAME? | #NAME? | #NAME? | #NAME? | #NAME? | #NAME? | #NAME? | #NAME? |  |  | 1: 0; 2: 0; 3: 0; 4: 3.8759 | 3.8759 |  | 113.6917 | 175.0491 | 180.463 | 19898 | 3.8759 | 113.6917 | 185.9634 |  | 0 | 4566 | 4566 | 1989-08-18 | #NAME? | #NAME? | #NAME?
1989-08-19 | 1989 | 8 | 231 | 19 | 7 | 6.5 | 1.8289 | 5.5 | 15.8 | 15.8 | 8.1 | #NAME? | #NAME? | #NAME? | #NAME? | #NAME? | #NAME? | FALSE | 0 | TRUE | TRUE | #NAME? | #NAME? | #NAME? | #NAME? | #NAME? | #NAME? | #NAME? | #NAME? | #NAME? | #NAME? |  |  | 1: 0; 2: 0; 3: 10.5592; 4: 0 | 10.5592 |  | 154.8689 | 238.449 | 245.8237 | 19898 | 10.5592 | 154.8689 | 253.3163 |  | 0 | 4567 | 4567 | 1989-08-19 | #NAME? | #NAME? | #NAME?
1989-08-20 | 1989 | 8 | 232 | 20 | 1 | 9.3 | 2.994 | 3.8333 | 0 | 0 | 0 | #NAME? | #NAME? | #NAME? | #NAME? | #NAME? | #NAME? | TRUE | 15.8 | FALSE | TRUE | #NAME? | #NAME? | #NAME? | #NAME? | #NAME? | #NAME? | #NAME? | #NAME? | #NAME? | #NAME? |  |  | 1: 0; 2: 0; 3: 0; 4: 0 | 0 |  | 0 | 0 | 0 | 19898 | 0 | 0 | 0 |  | 0 | 4568 | 4568 | 1989-08-20 | #NAME? | #NAME? | #NAME?
1989-08-21 | 1989 | 8 | 233 | 21 | 2 | 11 | 3.3344 | 5 | 0.2 | 0.2 | 0 | #NAME? | #NAME? | #NAME? | #NAME? | #NAME? | #NAME? | FALSE | 15.8 | FALSE | TRUE | #NAME? | #NAME? | #NAME? | #NAME? | #NAME? | #NAME? | #NAME? | #NAME? | #NAME? | #NAME? |  |  | 1: 0; 2: 0; 3: 0; 4: 0 | 0 |  | 0 | 0 | 0 | 19898 | 0 | 0 | 0 |  | 0 | 4569 | 4569 | 1989-08-21 | #NAME? | #NAME? | #NAME?
1989-08-22 | 1989 | 8 | 234 | 22 | 3 | 11.9 | 3.4329 | 6.5 | 0 | 0 | 0 | #NAME? | #NAME? | #NAME? | #NAME? | #NAME? | #NAME? | TRUE | 0.2 | TRUE | TRUE | #NAME? | #NAME? | #NAME? | #NAME? | #NAME? | #NAME? | #NAME? | #NAME? | #NAME? | #NAME? |  |  | 1: 0; 2: 0; 3: 0; 4: 0 | 0 |  | 0 | 0 | 0 | 19898 | 0 | 0 | 0 |  | 0 | 4570 | 4570 | 1989-08-22 | #NAME? | #NAME? | #NAME?
1989-08-23 | 1989 | 8 | 235 | 23 | 4 | 9.9 | 2.8662 | 13.6667 | 0 | 0 | 0 | #NAME? | #NAME? | #NAME? | #NAME? | #NAME? | #NAME? | FALSE | 0.2 | TRUE | TRUE | #NAME? | #NAME? | #NAME? | #NAME? | #NAME? | #NAME? | #NAME? | #NAME? | #NAME? | #NAME? |  |  | 1: 0; 2: 0; 3: 4.978; 4: 7.6487 | 12.6267 |  | 297.3716 | 457.8578 | 472.0184 | 19898 | 12.6267 | 297.3716 | 486.4052 |  | 0 | 4571 | 4571 | 1989-08-23 | #NAME? | #NAME? | #NAME?
1989-08-24 | 1989 | 8 | 236 | 24 | 5 | 9.4 | 2.9321 | 7.8333 | 0 | 0 | 0 | #NAME? | #NAME? | #NAME? | #NAME? | #NAME? | #NAME? | TRUE | 0 | TRUE | TRUE | #NAME? | #NAME? | #NAME? | #NAME? | #NAME? | #NAME? | #NAME? | #NAME? | #NAME? | #NAME? |  |  | 1: 5.7539; 2: 8.2108; 3: 0; 4: 0 | 13.9647 |  | 325.2414 | 527.2357 | 545.6642 | 19898 | 13.9647 | 325.2414 | 531.9914 |  | 0 | 4572 | 4572 | 1989-08-24 | #NAME? | #NAME? | #NAME?
1989-08-25 | 1989 | 8 | 237 | 25 | 6 | 8.4 | 2.4822 | 9.8333 | 3.9 | 3.9 | 0 | #NAME? | #NAME? | #NAME? | #NAME? | #NAME? | #NAME? | FALSE | 0 | TRUE | TRUE | #NAME? | #NAME? | #NAME? | #NAME? | #NAME? | #NAME? | #NAME? | #NAME? | #NAME? | #NAME? |  |  | 1: 0; 2: 0; 3: 0; 4: 3.8926 | 3.8926 |  | 114.1844 | 175.8077 | 181.245 | 19898 | 3.8926 | 114.1844 | 186.7693 |  | 0 | 4573 | 4573 | 1989-08-25 | #NAME? | #NAME? | #NAME?
1989-08-26 | 1989 | 8 | 238 | 26 | 7 | 8.2 | 1.6223 | 9.5 | 3.9 | 3.9 | 0 | #NAME? | #NAME? | #NAME? | #NAME? | #NAME? | #NAME? | FALSE | 3.9 | TRUE | TRUE | #NAME? | #NAME? | #NAME? | #NAME? | #NAME? | #NAME? | #NAME? | #NAME? | #NAME? | #NAME? |  |  | 1: 0; 2: 0; 3: 1.5087; 4: 0 | 1.5087 |  | 22.1269 | 34.0684 | 35.122 | 19898 | 1.5087 | 22.1269 | 36.1925 |  | 0 | 4574 | 4574 | 1989-08-26 | #NAME? | #NAME? | #NAME?
1989-08-27 | 1989 | 8 | 239 | 27 | 1 | 8.1 | 1.5998 | 14 | 0.4 | 0.4 | 0 | #NAME? | #NAME? | #NAME? | #NAME? | #NAME? | #NAME? | TRUE | 7.8 | TRUE | TRUE | #NAME? | #NAME? | #NAME? | #NAME? | #NAME? | #NAME? | #NAME? | #NAME? | #NAME? | #NAME? |  |  | 1: 7.3226; 2: 10.3451; 3: 0; 4: 0 | 17.6678 |  | 410.856 | 665.9348 | 689.2046 | 19898 | 17.6678 | 410.856 | 672.0296 |  | 0 | 4575 | 4575 | 1989-08-27 | #NAME? | #NAME? | #NAME?
1989-08-28 | 1989 | 8 | 240 | 28 | 2 | 5.8 | 1.6921 | 7.5 | 10.4 | 10.4 | 4.05 | #NAME? | #NAME? | #NAME? | #NAME? | #NAME? | #NAME? | FALSE | 4.3 | TRUE | TRUE | #NAME? | #NAME? | #NAME? | #NAME? | #NAME? | #NAME? | #NAME? | #NAME? | #NAME? | #NAME? |  |  | 1: 0; 2: 0; 3: 7.7716; 4: 4.0522 | 11.8237 |  | 232.8468 | 358.5102 | 369.5981 | 19898 | 11.8237 | 232.8468 | 380.8633 |  | 0 | 4576 | 4576 | 1989-08-28 | #NAME? | #NAME? | #NAME?
1989-08-29 | 1989 | 8 | 241 | 29 | 3 | 6.4 | 1.756 | 2.8333 | 0.4 | 0.4 | 0 | #NAME? | #NAME? | #NAME? | #NAME? | #NAME? | #NAME? | TRUE | 10.8 | FALSE | TRUE | #NAME? | #NAME? | #NAME? | #NAME? | #NAME? | #NAME? | #NAME? | #NAME? | #NAME? | #NAME? |  |  | 1: 0; 2: 0; 3: 0; 4: 0 | 0 |  | 0 | 0 | 0 | 19898 | 0 | 0 | 0 |  | 0 | 4577 | 4577 | 1989-08-29 | #NAME? | #NAME? | #NAME?
1989-08-30 | 1989 | 8 | 242 | 30 | 4 | 6.6 | 0.93617 | 7.1667 | 2.6 | 2.6 | 0 | #NAME? | #NAME? | #NAME? | #NAME? | #NAME? | #NAME? | FALSE | 10.8 | FALSE | TRUE | #NAME? | #NAME? | #NAME? | #NAME? | #NAME? | #NAME? | #NAME? | #NAME? | #NAME? | #NAME? |  |  | 1: 0; 2: 0; 3: 0; 4: 0 | 0 |  | 0 | 0 | 0 | 19898 | 0 | 0 | 0 |  | 0 | 4578 | 4578 | 1989-08-30 | #NAME? | #NAME? | #NAME?
1989-08-31 | 1989 | 8 | 243 | 31 | 5 | 6.6 | 1.7897 | 2.3333 | 0 | 0 | 0 | #NAME? | #NAME? | #NAME? | #NAME? | #NAME? | #NAME? | TRUE | 3 | TRUE | TRUE | #NAME? | #NAME? | #NAME? | #NAME? | #NAME? | #NAME? | #NAME? | #NAME? | #NAME? | #NAME? |  |  | 1: 4.234; 2: 6.9604; 3: 0; 4: 0 | 11.1944 |  | 266.2699 | 432.4075 | 447.58 | 19898 | 11.1944 | 266.2699 | 435.5328 |  | 0 | 4579 | 4579 | 1989-08-31 | #NAME? | #NAME? | #NAME?
1989-09-01 | 1989 | 9 | 244 | 1 | 6 | 5.2 | 2.7211 | 6 | 0 | 0 | 0 | #NAME? | #NAME? | #NAME? | #NAME? | #NAME? | #NAME? | FALSE | 2.6 | TRUE | TRUE | #NAME? | #NAME? | #NAME? | #NAME? | #NAME? | #NAME? | #NAME? | #NAME? | #NAME? | #NAME? |  |  | 1: 0; 2: 0; 3: 0; 4: 4.745 | 4.745 |  | 139.1867 | 214.3034 | 220.9313 | 19899 | 4.745 | 139.1867 | 227.6652 |  | 0 | 4580 | 4580 | 1989-09-01 | #NAME? | #NAME? | #NAME?
1989-09-02 | 1989 | 9 | 245 | 2 | 7 | 8.5 | 2.1273 | 12.5 | 11.1 | 11.1 | 4.575 | #NAME? | #NAME? | #NAME? | #NAME? | #NAME? | #NAME? | FALSE | 0 | TRUE | TRUE | #NAME? | #NAME? | #NAME? | #NAME? | #NAME? | #NAME? | #NAME? | #NAME? | #NAME? | #NAME? |  |  | 1: 0; 2: 0; 3: 1.3779; 4: 0 | 1.3779 |  | 20.2096 | 31.1163 | 32.0787 | 19899 | 1.3779 | 20.2096 | 33.0564 |  | 0 | 4581 | 4581 | 1989-09-02 | #NAME? | #NAME? | #NAME?
1989-09-03 | 1989 | 9 | 246 | 3 | 1 | 8.5 | 3.6429 | 17.3333 | 5.4 | 5.4 | 0.3 | #NAME? | #NAME? | #NAME? | #NAME? | #NAME? | #NAME? | TRUE | 11.1 | FALSE | TRUE | #NAME? | #NAME? | #NAME? | #NAME? | #NAME? | #NAME? | #NAME? | #NAME? | #NAME? | #NAME? |  |  | 1: 0; 2: 0; 3: 0; 4: 0 | 0 |  | 0 | 0 | 0 | 19899 | 0 | 0 | 0 |  | 0 | 4582 | 4582 | 1989-09-03 | #NAME? | #NAME? | #NAME?
1989-09-04 | 1989 | 9 | 247 | 4 | 2 | 9.1 | 3.9867 | 16.3333 | 0 | 0 | 0 | #NAME? | #NAME? | #NAME? | #NAME? | #NAME? | #NAME? | FALSE | 16.5 | FALSE | TRUE | #NAME? | #NAME? | #NAME? | #NAME? | #NAME? | #NAME? | #NAME? | #NAME? | #NAME? | #NAME? |  |  | 1: 0; 2: 0; 3: 0; 4: 0 | 0 |  | 0 | 0 | 0 | 19899 | 0 | 0 | 0 |  | 0 | 4583 | 4583 | 1989-09-04 | #NAME? | #NAME? | #NAME?
1989-09-05 | 1989 | 9 | 248 | 5 | 3 | 7 | 2.0011 | 10 | 7.3 | 7.3 | 1.725 | #NAME? | #NAME? | #NAME? | #NAME? | #NAME? | #NAME? | TRUE | 5.4 | TRUE | TRUE | #NAME? | #NAME? | #NAME? | #NAME? | #NAME? | #NAME? | #NAME? | #NAME? | #NAME? | #NAME? |  |  | 1: 0; 2: 0; 3: 0; 4: 0 | 0 |  | 0 | 0 | 0 | 19899 | 0 | 0 | 0 |  | 0 | 4584 | 4584 | 1989-09-05 | #NAME? | #NAME? | #NAME?
1989-09-06 | 1989 | 9 | 249 | 6 | 4 | 7.7 | 3.198 | 27.1667 | 0.8 | 0.8 | 0 | #NAME? | #NAME? | #NAME? | #NAME? | #NAME? | #NAME? | FALSE | 7.3 | TRUE | TRUE | #NAME? | #NAME? | #NAME? | #NAME? | #NAME? | #NAME? | #NAME? | #NAME? | #NAME? | #NAME? |  |  | 1: 0; 2: 0; 3: 0; 4: 5.5519 | 5.5519 |  | 162.8556 | 250.7459 | 258.5009 | 19899 | 5.5519 | 162.8556 | 266.3799 |  | 0 | 4585 | 4585 | 1989-09-06 | #NAME? | #NAME? | #NAME?
1989-09-07 | 1989 | 9 | 250 | 7 | 5 | 9.1 | 2.5518 | 20.6667 | 3.4 | 3.4 | 0 | #NAME? | #NAME? | #NAME? | #NAME? | #NAME? | #NAME? | TRUE | 8.1 | TRUE | TRUE | #NAME? | #NAME? | #NAME? | #NAME? | #NAME? | #NAME? | #NAME? | #NAME? | #NAME? | #NAME? |  |  | 1: 0; 2: 0; 3: 0; 4: 0 | 0 |  | 0 | 0 | 0 | 19899 | 0 | 0 | 0 |  | 0 | 4586 | 4586 | 1989-09-07 | #NAME? | #NAME? | #NAME?
1989-09-08 | 1989 | 9 | 251 | 8 | 6 | 4.3 | 2.4727 | 16.5 | 0.4 | 0.4 | 0 | #NAME? | #NAME? | #NAME? | #NAME? | #NAME? | #NAME? | FALSE | 4.2 | TRUE | FALSE | #NAME? | #NAME? | #NAME? | #NAME? | #NAME? | #NAME? | #NAME? | #NAME? | #NAME? | #NAME? |  |  | 1: 0; 2: 0; 3: 0; 4: 0 | 0 |  | 0 | 0 | 0 | 19899 | 0 | 0 | 0 |  | 0 | 4587 | 4587 | 1989-09-08 | #NAME? | #NAME? | #NAME?
1989-09-09 | 1989 | 9 | 252 | 9 | 7 | 1.6 | 2.0276 | 11.3333 | 4.2 | 4.2 | 0 | #NAME? | #NAME? | #NAME? | #NAME? | #NAME? | #NAME? | FALSE | 3.8 | TRUE | FALSE | #NAME? | #NAME? | #NAME? | #NAME? | #NAME? | #NAME? | #NAME? | #NAME? | #NAME? | #NAME? |  |  | 1: 0; 2: 0; 3: 0; 4: 0 | 0 |  | 0 | 0 | 0 | 19899 | 0 | 0 | 0 |  | 0 | 4588 | 4588 | 1989-09-09 | #NAME? | #NAME? | #NAME?
1989-09-10 | 1989 | 9 | 253 | 10 | 1 | -0.7 | 1.6652 | 7.6667 | 0 | 0 | 0 | #NAME? | #NAME? | #NAME? | #NAME? | #NAME? | #NAME? | TRUE | 4.6 | TRUE | FALSE | #NAME? | #NAME? | #NAME? | #NAME? | #NAME? | #NAME? | #NAME? | #NAME? | #NAME? | #NAME? |  |  | 1: 0; 2: 0; 3: 0; 4: 0 | 0 |  | 0 | 0 | 0 | 19899 | 0 | 0 | 0 |  | 0 | 4589 | 4589 | 1989-09-10 | #NAME? | #NAME? | #NAME?
1989-09-11 | 1989 | 9 | 254 | 11 | 2 | -1.3 | 2.978 | 7.3333 | 0 | 0 | 0 | #NAME? | #NAME? | #NAME? | #NAME? | #NAME? | #NAME? | FALSE | 4.2 | TRUE | TRUE | #NAME? | #NAME? | #NAME? | #NAME? | #NAME? | #NAME? | #NAME? | #NAME? | #NAME? | #NAME? |  |  | 1: 0; 2: 0; 3: 4.289; 4: 7.0745 | 11.3635 |  | 270.4247 | 416.3682 | 429.2456 | 19899 | 11.3635 | 270.4247 | 442.3287 |  | 0 | 4590 | 4590 | 1989-09-11 | #NAME? | #NAME? | #NAME?
1989-09-12 | 1989 | 9 | 255 | 12 | 3 | 4.8 | 3.5012 | 9.6667 | 0 | 0 | 0 | #NAME? | #NAME? | #NAME? | #NAME? | #NAME? | #NAME? | TRUE | 0 | TRUE | TRUE | #NAME? | #NAME? | #NAME? | #NAME? | #NAME? | #NAME? | #NAME? | #NAME? | #NAME? | #NAME? |  |  | 1: 12.3788; 2: 17.5662; 3: 0; 4: 0 | 29.9451 |  | 696.8323 | 1129.5242 | 1168.9982 | 19899 | 29.9451 | 696.8323 | 1139.7957 |  | 0 | 4591 | 4591 | 1989-09-12 | #NAME? | #NAME? | #NAME?
1989-09-13 | 1989 | 9 | 256 | 13 | 4 | 7 | 3.1542 | 4 | 0 | 0 | 0 | #NAME? | #NAME? | #NAME? | #NAME? | #NAME? | #NAME? | FALSE | 0 | TRUE | TRUE | #NAME? | #NAME? | #NAME? | #NAME? | #NAME? | #NAME? | #NAME? | #NAME? | #NAME? | #NAME? |  |  | 1: 0; 2: 0; 3: 7.0077; 4: 4.2056 | 11.2133 |  | 226.1446 | 348.1909 | 358.9596 | 19899 | 11.2133 | 226.1446 | 369.9005 |  | 0 | 4592 | 4592 | 1989-09-13 | #NAME? | #NAME? | #NAME?
1989-09-14 | 1989 | 9 | 257 | 14 | 5 | 6.6 | 3.9454 | 5.3333 | 0 | 0 | 0 | #NAME? | #NAME? | #NAME? | #NAME? | #NAME? | #NAME? | TRUE | 0 | TRUE | TRUE | #NAME? | #NAME? | #NAME? | #NAME? | #NAME? | #NAME? | #NAME? | #NAME? | #NAME? | #NAME? |  |  | 1: 0; 2: 0; 3: 0; 4: 0 | 0 |  | 0 | 0 | 0 | 19899 | 0 | 0 | 0 |  | 0 | 4593 | 4593 | 1989-09-14 | #NAME? | #NAME? | #NAME?
1989-09-15 | 1989 | 9 | 258 | 15 | 6 | 5.1 | 2.8437 | 12.5 | 0 | 0 | 0 | #NAME? | #NAME? | #NAME? | #NAME? | #NAME? | #NAME? | FALSE | 0 | TRUE | TRUE | #NAME? | #NAME? | #NAME? | #NAME? | #NAME? | #NAME? | #NAME? | #NAME? | #NAME? | #NAME? |  |  | 1: 0; 2: 0; 3: 0; 4: 4.4499 | 4.4499 |  | 130.5317 | 200.9774 | 207.1932 | 19899 | 4.4499 | 130.5317 | 213.5083 |  | 0 | 4594 | 4594 | 1989-09-15 | #NAME? | #NAME? | #NAME?
1989-09-16 | 1989 | 9 | 259 | 16 | 7 | 6.1 | 2.2592 | 15.8333 | 0 | 0 | 0 | #NAME? | #NAME? | #NAME? | #NAME? | #NAME? | #NAME? | FALSE | 0 | TRUE | TRUE | #NAME? | #NAME? | #NAME? | #NAME? | #NAME? | #NAME? | #NAME? | #NAME? | #NAME? | #NAME? |  |  | 1: 0; 2: 0; 3: 0; 4: 0 | 0 |  | 0 | 0 | 0 | 19899 | 0 | 0 | 0 |  | 0 | 4595 | 4595 | 1989-09-16 | #NAME? | #NAME? | #NAME?
1989-09-17 | 1989 | 9 | 260 | 17 | 1 | 4.1 | 0.55176 | 15.6667 | 6 | 6 | 0.75 | #NAME? | #NAME? | #NAME? | #NAME? | #NAME? | #NAME? | TRUE | 0 | TRUE | TRUE | #NAME? | #NAME? | #NAME? | #NAME? | #NAME? | #NAME? | #NAME? | #NAME? | #NAME? | #NAME? |  |  | 1: 12.1801; 2: 15.3577; 3: 0; 4: 0 | 27.5378 |  | 629.1338 | 1018.171 | 1053.6303 | 19899 | 27.5378 | 629.1338 | 1029.0626 |  | 0 | 4596 | 4596 | 1989-09-17 | #NAME? | #NAME? | #NAME?
1989-09-18 | 1989 | 9 | 261 | 18 | 2 | 3.4 | 1.5019 | 3.5 | 0 | 0 | 0 | #NAME? | #NAME? | #NAME? | #NAME? | #NAME? | #NAME? | FALSE | 6 | TRUE | FALSE | #NAME? | #NAME? | #NAME? | #NAME? | #NAME? | #NAME? | #NAME? | #NAME? | #NAME? | #NAME? |  |  | 1: 0; 2: 0; 3: 0; 4: 0 | 0 |  | 0 | 0 | 0 | 19899 | 0 | 0 | 0 |  | 0 | 4597 | 4597 | 1989-09-18 | #NAME? | #NAME? | #NAME?
1989-09-19 | 1989 | 9 | 262 | 19 | 3 | 2.8 | 2.9652 | 8.6667 | 0 | 0 | 0 | #NAME? | #NAME? | #NAME? | #NAME? | #NAME? | #NAME? | TRUE | 6 | TRUE | TRUE | #NAME? | #NAME? | #NAME? | #NAME? | #NAME? | #NAME? | #NAME? | #NAME? | #NAME? | #NAME? |  |  | 1: 2.6756; 2: 4.7204; 3: 0; 4: 0 | 7.396 |  | 177.7069 | 288.8281 | 298.981 | 19899 | 7.396 | 177.7069 | 290.6718 |  | 0 | 4598 | 4598 | 1989-09-19 | #NAME? | #NAME? | #NAME?
1989-09-20 | 1989 | 9 | 263 | 20 | 4 | 4.3 | 2.6292 | 6.3333 | 0 | 0 | 0 | #NAME? | #NAME? | #NAME? | #NAME? | #NAME? | #NAME? | FALSE | 0 | TRUE | TRUE | #NAME? | #NAME? | #NAME? | #NAME? | #NAME? | #NAME? | #NAME? | #NAME? | #NAME? | #NAME? |  |  | 1: 0; 2: 0; 3: 1.9112; 4: 5.533 | 7.4442 |  | 190.3315 | 293.0501 | 302.1135 | 19899 | 7.4442 | 190.3315 | 311.3217 |  | 0 | 4599 | 4599 | 1989-09-20 | #NAME? | #NAME? | #NAME?
1989-09-21 | 1989 | 9 | 264 | 21 | 5 | 10.4 | 3.1384 | 14.5 | 0 | 0 | 0 | #NAME? | #NAME? | #NAME? | #NAME? | #NAME? | #NAME? | TRUE | 0 | TRUE | TRUE | #NAME? | #NAME? | #NAME? | #NAME? | #NAME? | #NAME? | #NAME? | #NAME? | #NAME? | #NAME? |  |  | 1: 1.14; 2: 1.7313; 3: 0; 4: 0 | 2.8713 |  | 67.5042 | 109.5157 | 113.3503 | 19899 | 2.8713 | 67.5042 | 110.4153 |  | 0 | 4600 | 4600 | 1989-09-21 | #NAME? | #NAME? | #NAME?
1989-09-22 | 1989 | 9 | 265 | 22 | 6 | 5.5 | 3.0826 | 13.6667 | 0 | 0 | 0 | #NAME? | #NAME? | #NAME? | #NAME? | #NAME? | #NAME? | FALSE | 0 | TRUE | TRUE | #NAME? | #NAME? | #NAME? | #NAME? | #NAME? | #NAME? | #NAME? | #NAME? | #NAME? | #NAME? |  |  | 1: 0; 2: 0; 3: 0; 4: 4.0061 | 4.0061 |  | 117.5133 | 180.9332 | 186.5291 | 19899 | 4.0061 | 117.5133 | 192.2144 |  | 0 | 4601 | 4601 | 1989-09-22 | #NAME? | #NAME? | #NAME?
1989-09-23 | 1989 | 9 | 266 | 23 | 7 | 6.6 | 2.9279 | 5 | 0 | 0 | 0 | #NAME? | #NAME? | #NAME? | #NAME? | #NAME? | #NAME? | FALSE | 0 | TRUE | TRUE | #NAME? | #NAME? | #NAME? | #NAME? | #NAME? | #NAME? | #NAME? | #NAME? | #NAME? | #NAME? |  |  | 1: 0; 2: 0; 3: 0; 4: 0 | 0 |  | 0 | 0 | 0 | 19899 | 0 | 0 | 0 |  | 0 | 4602 | 4602 | 1989-09-23 | #NAME? | #NAME? | #NAME?
1989-09-24 | 1989 | 9 | 267 | 24 | 1 | 6.8 | 2.5796 | 13.1667 | 0 | 0 | 0 | #NAME? | #NAME? | #NAME? | #NAME? | #NAME? | #NAME? | TRUE | 0 | TRUE | TRUE | #NAME? | #NAME? | #NAME? | #NAME? | #NAME? | #NAME? | #NAME? | #NAME? | #NAME? | #NAME? |  |  | 1: 10.9641; 2: 13.3294; 3: 0; 4: 0 | 24.2936 |  | 551.8047 | 892.5707 | 923.6212 | 19899 | 24.2936 | 551.8047 | 902.5768 |  | 0 | 4603 | 4603 | 1989-09-24 | #NAME? | #NAME? | #NAME?
1989-09-25 | 1989 | 9 | 268 | 25 | 2 | 3.2 | 2.8845 | 5.5 | 0 | 0 | 0 | #NAME? | #NAME? | #NAME? | #NAME? | #NAME? | #NAME? | FALSE | 0 | TRUE | TRUE | #NAME? | #NAME? | #NAME? | #NAME? | #NAME? | #NAME? | #NAME? | #NAME? | #NAME? | #NAME? |  |  | 1: 0; 2: 0; 3: 11.2461; 4: 5.3092 | 16.5552 |  | 320.6775 | 493.7415 | 509.0119 | 19899 | 16.5552 | 320.6775 | 524.5263 |  | 0 | 4604 | 4604 | 1989-09-25 | #NAME? | #NAME? | #NAME?
1989-09-26 | 1989 | 9 | 269 | 26 | 3 | 6.2 | 3.5401 | 3 | 0 | 0 | 0 | #NAME? | #NAME? | #NAME? | #NAME? | #NAME? | #NAME? | TRUE | 0 | TRUE | TRUE | #NAME? | #NAME? | #NAME? | #NAME? | #NAME? | #NAME? | #NAME? | #NAME? | #NAME? | #NAME? |  |  | 1: 3.2563; 2: 5.3011; 3: 0; 4: 0 | 8.5574 |  | 203.2575 | 330.0397 | 341.6173 | 19899 | 8.5574 | 203.2575 | 332.4645 |  | 0 | 4605 | 4605 | 1989-09-26 | #NAME? | #NAME? | #NAME?
1989-09-27 | 1989 | 9 | 270 | 27 | 4 | 11 | 3.6758 | 6.5 | 0 | 0 | 0 | #NAME? | #NAME? | #NAME? | #NAME? | #NAME? | #NAME? | FALSE | 0 | TRUE | TRUE | #NAME? | #NAME? | #NAME? | #NAME? | #NAME? | #NAME? | #NAME? | #NAME? | #NAME? | #NAME? |  |  | 1: 0; 2: 0; 3: 0.97501; 4: 4.227 | 5.202 |  | 138.2931 | 212.9274 | 219.5128 | 19899 | 5.202 | 138.2931 | 226.2034 |  | 0 | 4606 | 4606 | 1989-09-27 | #NAME? | #NAME? | #NAME?
1989-09-28 | 1989 | 9 | 271 | 28 | 5 | 3.2 | 3.0298 | 10.5 | 0 | 0 | 0 | #NAME? | #NAME? | #NAME? | #NAME? | #NAME? | #NAME? | TRUE | 0 | TRUE | TRUE | #NAME? | #NAME? | #NAME? | #NAME? | #NAME? | #NAME? | #NAME? | #NAME? | #NAME? | #NAME? |  |  | 1: 7.222; 2: 9.3891; 3: 0; 4: 0 | 16.611 |  | 381.335 | 617.4 | 638.9216 | 19899 | 16.611 | 381.335 | 623.7426 |  | 0 | 4607 | 4607 | 1989-09-28 | #NAME? | #NAME? | #NAME?
1989-09-29 | 1989 | 9 | 272 | 29 | 6 | 5.5 | 3.5097 | 4.6667 | 0 | 0 | 0 | #NAME? | #NAME? | #NAME? | #NAME? | #NAME? | #NAME? | FALSE | 0 | TRUE | FALSE | #NAME? | #NAME? | #NAME? | #NAME? | #NAME? | #NAME? | #NAME? | #NAME? | #NAME? | #NAME? |  |  | 1: 0; 2: 0; 3: 0; 4: 0 | 0 |  | 0 | 0 | 0 | 19899 | 0 | 0 | 0 |  | 0 | 4608 | 4608 | 1989-09-29 | #NAME? | #NAME? | #NAME?
1989-09-30 | 1989 | 9 | 273 | 30 | 7 | 2.5 | 3.001 | 17.3333 | 2.8 | 2.8 | 0 | #NAME? | #NAME? | #NAME? | #NAME? | #NAME? | #NAME? | FALSE | 0 | TRUE | FALSE | #NAME? | #NAME? | #NAME? | #NAME? | #NAME? | #NAME? | #NAME? | #NAME? | #NAME? | #NAME? |  |  | 1: 0; 2: 0; 3: 0; 4: 0 | 0 |  | 0 | 0 | 0 | 19899 | 0 | 0 | 0 |  | 0 | 4609 | 4609 | 1989-09-30 | #NAME? | #NAME? | #NAME?
1990-05-01 | 1990 | 5 | 121 | 1 | 3 | 0.1 | 3.4218 | 10.3333 | 0 | 0 | 0 | #NAME? | #NAME? | #NAME? | #NAME? | #NAME? | #NAME? | TRUE | 2.8 | TRUE | TRUE | #NAME? | #NAME? | #NAME? | #NAME? | #NAME? | #NAME? | #NAME? | #NAME? | #NAME? | #NAME? |  |  | 1: 2.7264; 2: 5.4528; 3: 0; 4: 0 | 8.1792 |  | 199.936 | 325.4148 | 336.8885 | 19905 | 8.1792 | 199.936 | 327.0316 |  | 0 | 4610 | 4610 | 1990-05-01 | #NAME? | #NAME? | #NAME?
1990-05-02 | 1990 | 5 | 122 | 2 | 4 | 4.2 | 2.4043 | 6.1667 | 2.2 | 2.2 | 0 | #NAME? | #NAME? | #NAME? | #NAME? | #NAME? | #NAME? | FALSE | 2.8 | TRUE | FALSE | #NAME? | #NAME? | #NAME? | #NAME? | #NAME? | #NAME? | #NAME? | #NAME? | #NAME? | #NAME? |  |  | 1: 0; 2: 0; 3: 0; 4: 0 | 0 |  | 0 | 0 | 0 | 19905 | 0 | 0 | 0 |  | 0 | 4611 | 4611 | 1990-05-02 | #NAME? | #NAME? | #NAME?
1990-05-03 | 1990 | 5 | 123 | 3 | 5 | 2.2 | 3.5906 | 1.5 | 0 | 0 | 0 | #NAME? | #NAME? | #NAME? | #NAME? | #NAME? | #NAME? | TRUE | 2.2 | TRUE | FALSE | #NAME? | #NAME? | #NAME? | #NAME? | #NAME? | #NAME? | #NAME? | #NAME? | #NAME? | #NAME? |  |  | 1: 0; 2: 0; 3: 0; 4: 0 | 0 |  | 0 | 0 | 0 | 19905 | 0 | 0 | 0 |  | 0 | 4612 | 4612 | 1990-05-03 | #NAME? | #NAME? | #NAME?
1990-05-04 | 1990 | 5 | 124 | 4 | 6 | 2 | 4.2757 | 1.6667 | 0 | 0 | 0 | #NAME? | #NAME? | #NAME? | #NAME? | #NAME? | #NAME? | FALSE | 2.2 | TRUE | TRUE | #NAME? | #NAME? | #NAME? | #NAME? | #NAME? | #NAME? | #NAME? | #NAME? | #NAME? | #NAME? |  |  | 1: 0; 2: 0; 3: 0; 4: 5.5772 | 5.5772 |  | 163.5971 | 251.8876 | 259.6779 | 19905 | 5.5772 | 163.5971 | 267.5928 |  | 0 | 4613 | 4613 | 1990-05-04 | #NAME? | #NAME? | #NAME?
1990-05-05 | 1990 | 5 | 125 | 5 | 7 | 7.1 | 5.9264 | 5.6667 | 0 | 0 | 0 | #NAME? | #NAME? | #NAME? | #NAME? | #NAME? | #NAME? | FALSE | 0 | TRUE | TRUE | #NAME? | #NAME? | #NAME? | #NAME? | #NAME? | #NAME? | #NAME? | #NAME? | #NAME? | #NAME? |  |  | 1: 0; 2: 0; 3: 0; 4: 0 | 0 |  | 0 | 0 | 0 | 19905 | 0 | 0 | 0 |  | 0 | 4614 | 4614 | 1990-05-05 | #NAME? | #NAME? | #NAME?
1990-05-06 | 1990 | 5 | 126 | 6 | 1 | 3.3 | 5.0986 | 18.5 | 0.4 | 0.4 | 0 | #NAME? | #NAME? | #NAME? | #NAME? | #NAME? | #NAME? | TRUE | 0 | TRUE | FALSE | #NAME? | #NAME? | #NAME? | #NAME? | #NAME? | #NAME? | #NAME? | #NAME? | #NAME? | #NAME? |  |  | 1: 0; 2: 0; 3: 0; 4: 0 | 0 |  | 0 | 0 | 0 | 19905 | 0 | 0 | 0 |  | 0 | 4615 | 4615 | 1990-05-06 | #NAME? | #NAME? | #NAME?
1990-05-07 | 1990 | 5 | 127 | 7 | 2 | -1.9 | 3.8881 | 10.5 | 0 | 0 | 0 | #NAME? | #NAME? | #NAME? | #NAME? | #NAME? | #NAME? | FALSE | 0.4 | TRUE | FALSE | #NAME? | #NAME? | #NAME? | #NAME? | #NAME? | #NAME? | #NAME? | #NAME? | #NAME? | #NAME? |  |  | 1: 0; 2: 0; 3: 0; 4: 0 | 0 |  | 0 | 0 | 0 | 19905 | 0 | 0 | 0 |  | 0 | 4616 | 4616 | 1990-05-07 | #NAME? | #NAME? | #NAME?
1990-05-08 | 1990 | 5 | 128 | 8 | 3 | -3 | 3.0874 | 35 | 3.6 | 3.6 | 0 | #NAME? | #NAME? | #NAME? | #NAME? | #NAME? | #NAME? | TRUE | 0.4 | TRUE | FALSE | #NAME? | #NAME? | #NAME? | #NAME? | #NAME? | #NAME? | #NAME? | #NAME? | #NAME? | #NAME? |  |  | 1: 0; 2: 0; 3: 0; 4: 0 | 0 |  | 0 | 0 | 0 | 19905 | 0 | 0 | 0 |  | 0 | 4617 | 4617 | 1990-05-08 | #NAME? | #NAME? | #NAME?
1990-05-09 | 1990 | 5 | 129 | 9 | 4 | -1 | 3.0153 | 6.5 | 0 | 0 | 0 | #NAME? | #NAME? | #NAME? | #NAME? | #NAME? | #NAME? | FALSE | 3.6 | TRUE | TRUE | #NAME? | #NAME? | #NAME? | #NAME? | #NAME? | #NAME? | #NAME? | #NAME? | #NAME? | #NAME? |  |  | 1: 0; 2: 0; 3: 2.3413; 4: 10.8412 | 13.1825 |  | 352.3477 | 542.5036 | 559.2821 | 19905 | 13.1825 | 352.3477 | 576.3287 |  | 0 | 4618 | 4618 | 1990-05-09 | #NAME? | #NAME? | #NAME?
1990-05-10 | 1990 | 5 | 130 | 10 | 5 | 3 | 2.9676 | 9.6667 | 3 | 3 | 0 | #NAME? | #NAME? | #NAME? | #NAME? | #NAME? | #NAME? | TRUE | 3.6 | TRUE | FALSE | #NAME? | #NAME? | #NAME? | #NAME? | #NAME? | #NAME? | #NAME? | #NAME? | #NAME? | #NAME? |  |  | 1: 0; 2: 0; 3: 0; 4: 0 | 0 |  | 0 | 0 | 0 | 19905 | 0 | 0 | 0 |  | 0 | 4619 | 4619 | 1990-05-10 | #NAME? | #NAME? | #NAME?
1990-05-11 | 1990 | 5 | 131 | 11 | 6 | 1.4 | 2.7563 | 7.1667 | 5.8 | 5.8 | 0.6 | #NAME? | #NAME? | #NAME? | #NAME? | #NAME? | #NAME? | FALSE | 3 | TRUE | FALSE | #NAME? | #NAME? | #NAME? | #NAME? | #NAME? | #NAME? | #NAME? | #NAME? | #NAME? | #NAME? |  |  | 1: 0; 2: 0; 3: 0; 4: 0 | 0 |  | 0 | 0 | 0 | 19905 | 0 | 0 | 0 |  | 0 | 4620 | 4620 | 1990-05-11 | #NAME? | #NAME? | #NAME?
1990-05-12 | 1990 | 5 | 132 | 12 | 7 | 0.2 | 1.6433 | 6.1667 | 3.4 | 3.4 | 0 | #NAME? | #NAME? | #NAME? | #NAME? | #NAME? | #NAME? | FALSE | 8.8 | TRUE | FALSE | #NAME? | #NAME? | #NAME? | #NAME? | #NAME? | #NAME? | #NAME? | #NAME? | #NAME? | #NAME? |  |  | 1: 0; 2: 0; 3: 0; 4: 0 | 0 |  | 0 | 0 | 0 | 19905 | 0 | 0 | 0 |  | 0 | 4621 | 4621 | 1990-05-12 | #NAME? | #NAME? | #NAME?
1990-05-13 | 1990 | 5 | 133 | 13 | 1 | 0.9 | 3.0552 | 0.66667 | 1 | 1 | 0 | #NAME? | #NAME? | #NAME? | #NAME? | #NAME? | #NAME? | TRUE | 9.2 | TRUE | FALSE | #NAME? | #NAME? | #NAME? | #NAME? | #NAME? | #NAME? | #NAME? | #NAME? | #NAME? | #NAME? |  |  | 1: 0; 2: 0; 3: 0; 4: 0 | 0 |  | 0 | 0 | 0 | 19905 | 0 | 0 | 0 |  | 0 | 4622 | 4622 | 1990-05-13 | #NAME? | #NAME? | #NAME?
1990-05-14 | 1990 | 5 | 134 | 14 | 2 | 2.4 | 3.4599 | 20.3333 | 1.2 | 1.2 | 0 | #NAME? | #NAME? | #NAME? | #NAME? | #NAME? | #NAME? | FALSE | 4.4 | TRUE | FALSE | #NAME? | #NAME? | #NAME? | #NAME? | #NAME? | #NAME? | #NAME? | #NAME? | #NAME? | #NAME? |  |  | 1: 0; 2: 0; 3: 0; 4: 0 | 0 |  | 0 | 0 | 0 | 19905 | 0 | 0 | 0 |  | 0 | 4623 | 4623 | 1990-05-14 | #NAME? | #NAME? | #NAME?
1990-05-15 | 1990 | 5 | 135 | 15 | 3 | 1.4 | 3.458 | 19.3333 | 0 | 0 | 0 | #NAME? | #NAME? | #NAME? | #NAME? | #NAME? | #NAME? | TRUE | 2.2 | TRUE | FALSE | #NAME? | #NAME? | #NAME? | #NAME? | #NAME? | #NAME? | #NAME? | #NAME? | #NAME? | #NAME? |  |  | 1: 0; 2: 0; 3: 0; 4: 0 | 0 |  | 0 | 0 | 0 | 19905 | 0 | 0 | 0 |  | 0 | 4624 | 4624 | 1990-05-15 | #NAME? | #NAME? | #NAME?
1990-05-16 | 1990 | 5 | 136 | 16 | 4 | 0 | 3.0399 | 3.6667 | 0.2 | 0.2 | 0 | #NAME? | #NAME? | #NAME? | #NAME? | #NAME? | #NAME? | FALSE | 1.2 | TRUE | FALSE | #NAME? | #NAME? | #NAME? | #NAME? | #NAME? | #NAME? | #NAME? | #NAME? | #NAME? | #NAME? |  |  | 1: 0; 2: 0; 3: 0; 4: 0 | 0 |  | 0 | 0 | 0 | 19905 | 0 | 0 | 0 |  | 0 | 4625 | 4625 | 1990-05-16 | #NAME? | #NAME? | #NAME?
1990-05-17 | 1990 | 5 | 137 | 17 | 5 | -0.2 | 3.3501 | 0.66667 | 0 | 0 | 0 | #NAME? | #NAME? | #NAME? | #NAME? | #NAME? | #NAME? | TRUE | 0.2 | TRUE | TRUE | #NAME? | #NAME? | #NAME? | #NAME? | #NAME? | #NAME? | #NAME? | #NAME? | #NAME? | #NAME? |  |  | 1: 0; 2: 0; 3: 0; 4: 0 | 0 |  | 0 | 0 | 0 | 19905 | 0 | 0 | 0 |  | 0 | 4626 | 4626 | 1990-05-17 | #NAME? | #NAME? | #NAME?
1990-05-18 | 1990 | 5 | 138 | 18 | 6 | 3.2 | 3.4527 | 21.6667 | 0.2 | 0.2 | 0 | #NAME? | #NAME? | #NAME? | #NAME? | #NAME? | #NAME? | FALSE | 0.2 | TRUE | FALSE | #NAME? | #NAME? | #NAME? | #NAME? | #NAME? | #NAME? | #NAME? | #NAME? | #NAME? | #NAME? |  |  | 1: 0; 2: 0; 3: 0; 4: 0 | 0 |  | 0 | 0 | 0 | 19905 | 0 | 0 | 0 |  | 0 | 4627 | 4627 | 1990-05-18 | #NAME? | #NAME? | #NAME?
1990-05-19 | 1990 | 5 | 139 | 19 | 7 | -0.4 | 2.91 | 4.1667 | 1 | 1 | 0 | #NAME? | #NAME? | #NAME? | #NAME? | #NAME? | #NAME? | FALSE | 0.2 | TRUE | FALSE | #NAME? | #NAME? | #NAME? | #NAME? | #NAME? | #NAME? | #NAME? | #NAME? | #NAME? | #NAME? |  |  | 1: 0; 2: 0; 3: 0; 4: 0 | 0 |  | 0 | 0 | 0 | 19905 | 0 | 0 | 0 |  | 0 | 4628 | 4628 | 1990-05-19 | #NAME? | #NAME? | #NAME?
1990-05-20 | 1990 | 5 | 140 | 20 | 1 | 2 | 3.5312 | 8 | 0.4 | 0.4 | 0 | #NAME? | #NAME? | #NAME? | #NAME? | #NAME? | #NAME? | TRUE | 1.2 | TRUE | TRUE | #NAME? | #NAME? | #NAME? | #NAME? | #NAME? | #NAME? | #NAME? | #NAME? | #NAME? | #NAME? |  |  | 1: 6.8791; 2: 13.1692; 3: 0; 4: 0 | 20.0483 |  | 487.1893 | 792.5669 | 820.483 | 19905 | 20.0483 | 487.1893 | 796.8865 |  | 0 | 4629 | 4629 | 1990-05-20 | #NAME? | #NAME? | #NAME?
1990-05-21 | 1990 | 5 | 141 | 21 | 2 | 4.8 | 3.7509 | 15.8333 | 4.2 | 4.2 | 0 | #NAME? | #NAME? | #NAME? | #NAME? | #NAME? | #NAME? | FALSE | 1.4 | TRUE | FALSE | #NAME? | #NAME? | #NAME? | #NAME? | #NAME? | #NAME? | #NAME? | #NAME? | #NAME? | #NAME? |  |  | 1: 0; 2: 0; 3: 0; 4: 0 | 0 |  | 0 | 0 | 0 | 19905 | 0 | 0 | 0 |  | 0 | 4630 | 4630 | 1990-05-21 | #NAME? | #NAME? | #NAME?
1990-05-22 | 1990 | 5 | 142 | 22 | 3 | 0.4 | 4.8379 | 3.5 | 0 | 0 | 0 | #NAME? | #NAME? | #NAME? | #NAME? | #NAME? | #NAME? | TRUE | 4.6 | TRUE | TRUE | #NAME? | #NAME? | #NAME? | #NAME? | #NAME? | #NAME? | #NAME? | #NAME? | #NAME? | #NAME? |  |  | 1: 2.591; 2: 4.5314; 3: 0; 4: 0 | 7.1224 |  | 170.9221 | 277.7724 | 287.5345 | 19905 | 7.1224 | 170.9221 | 279.5741 |  | 0 | 4631 | 4631 | 1990-05-22 | #NAME? | #NAME? | #NAME?
1990-05-23 | 1990 | 5 | 143 | 23 | 4 | 7.1 | 5.0124 | 8.8333 | 1.4 | 1.4 | 0 | #NAME? | #NAME? | #NAME? | #NAME? | #NAME? | #NAME? | FALSE | 4.2 | TRUE | TRUE | #NAME? | #NAME? | #NAME? | #NAME? | #NAME? | #NAME? | #NAME? | #NAME? | #NAME? | #NAME? |  |  | 1: 0; 2: 0; 3: 0; 4: 12.2721 | 12.2721 |  | 359.9821 | 554.2582 | 571.4002 | 19905 | 12.2721 | 359.9821 | 588.8161 |  | 0 | 4632 | 4632 | 1990-05-23 | #NAME? | #NAME? | #NAME?
1990-05-24 | 1990 | 5 | 144 | 24 | 5 | 9.5 | 3.0427 | 20.1667 | 29.4 | 29.4 | 18.3 | #NAME? | #NAME? | #NAME? | #NAME? | #NAME? | #NAME? | TRUE | 1.4 | TRUE | TRUE | #NAME? | #NAME? | #NAME? | #NAME? | #NAME? | #NAME? | #NAME? | #NAME? | #NAME? | #NAME? |  |  | 1: 0; 2: 0; 3: 0; 4: 0 | 0 |  | 0 | 0 | 0 | 19905 | 0 | 0 | 0 |  | 0 | 4633 | 4633 | 1990-05-24 | #NAME? | #NAME? | #NAME?
1990-05-25 | 1990 | 5 | 145 | 25 | 6 | 9.1 | 3.0125 | 20.3333 | 8.8 | 8.8 | 2.85 | #NAME? | #NAME? | #NAME? | #NAME? | #NAME? | #NAME? | FALSE | 30.8 | FALSE | TRUE | #NAME? | #NAME? | #NAME? | #NAME? | #NAME? | #NAME? | #NAME? | #NAME? | #NAME? | #NAME? |  |  | 1: 0; 2: 0; 3: 0; 4: 0 | 0 |  | 0 | 0 | 0 | 19905 | 0 | 0 | 0 |  | 0 | 4634 | 4634 | 1990-05-25 | #NAME? | #NAME? | #NAME?
1990-05-26 | 1990 | 5 | 146 | 26 | 7 | 4.4 | 2.5717 | 6.6667 | 1.6 | 1.6 | 0 | #NAME? | #NAME? | #NAME? | #NAME? | #NAME? | #NAME? | FALSE | 38.2 | FALSE | TRUE | #NAME? | #NAME? | #NAME? | #NAME? | #NAME? | #NAME? | #NAME? | #NAME? | #NAME? | #NAME? |  |  | 1: 0; 2: 0; 3: 0; 4: 0 | 0 |  | 0 | 0 | 0 | 19905 | 0 | 0 | 0 |  | 0 | 4635 | 4635 | 1990-05-26 | #NAME? | #NAME? | #NAME?
1990-05-27 | 1990 | 5 | 147 | 27 | 1 | 4.2 | 2.7074 | 9.6667 | 0 | 0 | 0 | #NAME? | #NAME? | #NAME? | #NAME? | #NAME? | #NAME? | TRUE | 10.4 | FALSE | TRUE | #NAME? | #NAME? | #NAME? | #NAME? | #NAME? | #NAME? | #NAME? | #NAME? | #NAME? | #NAME? |  |  | 1: 0; 2: 0; 3: 0; 4: 0 | 0 |  | 0 | 0 | 0 | 19905 | 0 | 0 | 0 |  | 0 | 4636 | 4636 | 1990-05-27 | #NAME? | #NAME? | #NAME?
1990-05-28 | 1990 | 5 | 148 | 28 | 2 | 3.8 | 2.3056 | 3.5 | 8 | 8 | 2.25 | #NAME? | #NAME? | #NAME? | #NAME? | #NAME? | #NAME? | FALSE | 1.6 | TRUE | TRUE | #NAME? | #NAME? | #NAME? | #NAME? | #NAME? | #NAME? | #NAME? | #NAME? | #NAME? | #NAME? |  |  | 1: 0; 2: 0; 3: 4.6652; 4: 5.1835 | 9.8487 |  | 220.4719 | 339.4568 | 349.9555 | 19905 | 9.8487 | 220.4719 | 360.6219 |  | 0 | 4637 | 4637 | 1990-05-28 | #NAME? | #NAME? | #NAME?
1990-05-29 | 1990 | 5 | 149 | 29 | 3 | 11 | 2.3595 | 5.5 | 8.2 | 8.2 | 2.4 | #NAME? | #NAME? | #NAME? | #NAME? | #NAME? | #NAME? | TRUE | 8 | TRUE | TRUE | #NAME? | #NAME? | #NAME? | #NAME? | #NAME? | #NAME? | #NAME? | #NAME? | #NAME? | #NAME? |  |  | 1: 5.1738; 2: 7.9985; 3: 0; 4: 0 | 13.1723 |  | 310.5064 | 503.8642 | 521.5149 | 19905 | 13.1723 | 310.5064 | 507.8896 |  | 0 | 4638 | 4638 | 1990-05-29 | #NAME? | #NAME? | #NAME?
1990-05-30 | 1990 | 5 | 150 | 30 | 4 | 12.3 | 2.9814 | 2.5 | 16.2 | 16.2 | 8.4 | #NAME? | #NAME? | #NAME? | #NAME? | #NAME? | #NAME? | FALSE | 16.2 | FALSE | TRUE | #NAME? | #NAME? | #NAME? | #NAME? | #NAME? | #NAME? | #NAME? | #NAME? | #NAME? | #NAME? |  |  | 1: 0; 2: 0; 3: 0; 4: 0 | 0 |  | 0 | 0 | 0 | 19905 | 0 | 0 | 0 |  | 0 | 4639 | 4639 | 1990-05-30 | #NAME? | #NAME? | #NAME?
1990-05-31 | 1990 | 5 | 151 | 31 | 5 | 5.5 | 3.5775 | 1.6667 | 0 | 0 | 0 | #NAME? | #NAME? | #NAME? | #NAME? | #NAME? | #NAME? | TRUE | 24.4 | FALSE | TRUE | #NAME? | #NAME? | #NAME? | #NAME? | #NAME? | #NAME? | #NAME? | #NAME? | #NAME? | #NAME? |  |  | 1: 0; 2: 0; 3: 0; 4: 0 | 0 |  | 0 | 0 | 0 | 19905 | 0 | 0 | 0 |  | 0 | 4640 | 4640 | 1990-05-31 | #NAME? | #NAME? | #NAME?
1990-06-01 | 1990 | 6 | 152 | 1 | 6 | 8.8 | 3.7139 | 10.3333 | 0.7 | 0.7 | 0 | #NAME? | #NAME? | #NAME? | #NAME? | #NAME? | #NAME? | FALSE | 16.2 | FALSE | TRUE | #NAME? | #NAME? | #NAME? | #NAME? | #NAME? | #NAME? | #NAME? | #NAME? | #NAME? | #NAME? |  |  | 1: 0; 2: 0; 3: 0; 4: 0 | 0 |  | 0 | 0 | 0 | 19906 | 0 | 0 | 0 |  | 0 | 4641 | 4641 | 1990-06-01 | #NAME? | #NAME? | #NAME?
1990-06-02 | 1990 | 6 | 153 | 2 | 7 | 4.4 | 2.8233 | 33.3333 | 16.9 | 16.9 | 8.925 | #NAME? | #NAME? | #NAME? | #NAME? | #NAME? | #NAME? | FALSE | 0.7 | TRUE | TRUE | #NAME? | #NAME? | #NAME? | #NAME? | #NAME? | #NAME? | #NAME? | #NAME? | #NAME? | #NAME? |  |  | 1: 0; 2: 0; 3: 0; 4: 0 | 0 |  | 0 | 0 | 0 | 19906 | 0 | 0 | 0 |  | 0 | 4642 | 4642 | 1990-06-02 | #NAME? | #NAME? | #NAME?
1990-06-03 | 1990 | 6 | 154 | 3 | 1 | 5.7 | 3.9033 | 17.5 | 0 | 0 | 0 | #NAME? | #NAME? | #NAME? | #NAME? | #NAME? | #NAME? | TRUE | 17.6 | FALSE | TRUE | #NAME? | #NAME? | #NAME? | #NAME? | #NAME? | #NAME? | #NAME? | #NAME? | #NAME? | #NAME? |  |  | 1: 0; 2: 0; 3: 0; 4: 0 | 0 |  | 0 | 0 | 0 | 19906 | 0 | 0 | 0 |  | 0 | 4643 | 4643 | 1990-06-03 | #NAME? | #NAME? | #NAME?
1990-06-04 | 1990 | 6 | 155 | 4 | 2 | 8.2 | 4.4115 | 24 | 0.4 | 0.4 | 0 | #NAME? | #NAME? | #NAME? | #NAME? | #NAME? | #NAME? | FALSE | 16.9 | FALSE | TRUE | #NAME? | #NAME? | #NAME? | #NAME? | #NAME? | #NAME? | #NAME? | #NAME? | #NAME? | #NAME? |  |  | 1: 0; 2: 0; 3: 0; 4: 0 | 0 |  | 0 | 0 | 0 | 19906 | 0 | 0 | 0 |  | 0 | 4644 | 4644 | 1990-06-04 | #NAME? | #NAME? | #NAME?
1990-06-05 | 1990 | 6 | 156 | 5 | 3 | 6.6 | 4.2946 | 23.3333 | 0.4 | 0.4 | 0 | #NAME? | #NAME? | #NAME? | #NAME? | #NAME? | #NAME? | TRUE | 0.4 | TRUE | TRUE | #NAME? | #NAME? | #NAME? | #NAME? | #NAME? | #NAME? | #NAME? | #NAME? | #NAME? | #NAME? |  |  | 1: 0; 2: 0; 3: 0; 4: 0 | 0 |  | 0 | 0 | 0 | 19906 | 0 | 0 | 0 |  | 0 | 4645 | 4645 | 1990-06-05 | #NAME? | #NAME? | #NAME?
1990-06-06 | 1990 | 6 | 157 | 6 | 4 | 7.5 | 4.8141 | 19.6667 | 0 | 0 | 0 | #NAME? | #NAME? | #NAME? | #NAME? | #NAME? | #NAME? | FALSE | 0.8 | TRUE | TRUE | #NAME? | #NAME? | #NAME? | #NAME? | #NAME? | #NAME? | #NAME? | #NAME? | #NAME? | #NAME? |  |  | 1: 0; 2: 0; 3: 9.7924; 4: 9.2152 | 19.0076 |  | 413.9345 | 637.3277 | 657.0388 | 19906 | 19.0076 | 413.9345 | 677.065 |  | 0 | 4646 | 4646 | 1990-06-06 | #NAME? | #NAME? | #NAME?
1990-06-07 | 1990 | 6 | 158 | 7 | 5 | 6.1 | 3.7196 | 1 | 0 | 0 | 0 | #NAME? | #NAME? | #NAME? | #NAME? | #NAME? | #NAME? | TRUE | 0.4 | TRUE | TRUE | #NAME? | #NAME? | #NAME? | #NAME? | #NAME? | #NAME? | #NAME? | #NAME? | #NAME? | #NAME? |  |  | 1: 0; 2: 0; 3: 0; 4: 0 | 0 |  | 0 | 0 | 0 | 19906 | 0 | 0 | 0 |  | 0 | 4647 | 4647 | 1990-06-07 | #NAME? | #NAME? | #NAME?
1990-06-08 | 1990 | 6 | 159 | 8 | 6 | 10.2 | 5.5496 | 30.1667 | 0 | 0 | 0 | #NAME? | #NAME? | #NAME? | #NAME? | #NAME? | #NAME? | FALSE | 0 | TRUE | TRUE | #NAME? | #NAME? | #NAME? | #NAME? | #NAME? | #NAME? | #NAME? | #NAME? | #NAME? | #NAME? |  |  | 1: 0; 2: 0; 3: 0; 4: 4.3258 | 4.3258 |  | 126.8897 | 195.3698 | 201.4122 | 19906 | 4.3258 | 126.8897 | 207.5511 |  | 0 | 4648 | 4648 | 1990-06-08 | #NAME? | #NAME? | #NAME?
1990-06-09 | 1990 | 6 | 160 | 9 | 7 | 8.5 | 5.1364 | 10 | 0 | 0 | 0 | #NAME? | #NAME? | #NAME? | #NAME? | #NAME? | #NAME? | FALSE | 0 | TRUE | TRUE | #NAME? | #NAME? | #NAME? | #NAME? | #NAME? | #NAME? | #NAME? | #NAME? | #NAME? | #NAME? |  |  | 1: 0; 2: 0; 3: 6.4208; 4: 0 | 6.4208 |  | 94.1725 | 144.9957 | 149.4801 | 19906 | 6.4208 | 94.1725 | 154.0362 |  | 0 | 4649 | 4649 | 1990-06-09 | #NAME? | #NAME? | #NAME?
1990-06-10 | 1990 | 6 | 161 | 10 | 1 | 11.4 | 3.0413 | 4.8333 | 7.3 | 7.3 | 1.725 | #NAME? | #NAME? | #NAME? | #NAME? | #NAME? | #NAME? | TRUE | 0 | TRUE | TRUE | #NAME? | #NAME? | #NAME? | #NAME? | #NAME? | #NAME? | #NAME? | #NAME? | #NAME? | #NAME? |  |  | 1: 0; 2: 0; 3: 0; 4: 0 | 0 |  | 0 | 0 | 0 | 19906 | 0 | 0 | 0 |  | 0 | 4650 | 4650 | 1990-06-10 | #NAME? | #NAME? | #NAME?
1990-06-11 | 1990 | 6 | 162 | 11 | 2 | 6.4 | 4.9432 | 21.3333 | 4.5 | 4.5 | 0 | #NAME? | #NAME? | #NAME? | #NAME? | #NAME? | #NAME? | FALSE | 7.3 | TRUE | TRUE | #NAME? | #NAME? | #NAME? | #NAME? | #NAME? | #NAME? | #NAME? | #NAME? | #NAME? | #NAME? |  |  | 1: 0; 2: 0; 3: 0; 4: 5.825 | 5.825 |  | 170.8672 | 263.0812 | 271.2178 | 19906 | 5.825 | 170.8672 | 279.4843 |  | 0 | 4651 | 4651 | 1990-06-11 | #NAME? | #NAME? | #NAME?
1990-06-12 | 1990 | 6 | 163 | 12 | 3 | 5.9 | 4.6634 | 21.8333 | 1.4 | 1.4 | 0 | #NAME? | #NAME? | #NAME? | #NAME? | #NAME? | #NAME? | TRUE | 11.8 | FALSE | TRUE | #NAME? | #NAME? | #NAME? | #NAME? | #NAME? | #NAME? | #NAME? | #NAME? | #NAME? | #NAME? |  |  | 1: 0; 2: 0; 3: 0; 4: 0 | 0 |  | 0 | 0 | 0 | 19906 | 0 | 0 | 0 |  | 0 | 4652 | 4652 | 1990-06-12 | #NAME? | #NAME? | #NAME?
1990-06-13 | 1990 | 6 | 164 | 13 | 4 | 4.6 | 4.602 | 42.6667 | 4 | 4 | 0 | #NAME? | #NAME? | #NAME? | #NAME? | #NAME? | #NAME? | FALSE | 5.9 | TRUE | TRUE | #NAME? | #NAME? | #NAME? | #NAME? | #NAME? | #NAME? | #NAME? | #NAME? | #NAME? | #NAME? |  |  | 1: 0; 2: 0; 3: 7.3943; 4: 5.2836 | 12.6779 |  | 263.4364 | 405.6084 | 418.153 | 19906 | 12.6779 | 263.4364 | 430.8981 |  | 0 | 4653 | 4653 | 1990-06-13 | #NAME? | #NAME? | #NAME?
1990-06-14 | 1990 | 6 | 165 | 14 | 5 | 3.6 | 3.5663 | 4.6667 | 0 | 0 | 0 | #NAME? | #NAME? | #NAME? | #NAME? | #NAME? | #NAME? | TRUE | 5.4 | TRUE | TRUE | #NAME? | #NAME? | #NAME? | #NAME? | #NAME? | #NAME? | #NAME? | #NAME? | #NAME? | #NAME? |  |  | 1: 3.3924; 2: 6.2348; 3: 0; 4: 0 | 9.6272 |  | 232.6429 | 378.2938 | 391.605 | 19906 | 9.6272 | 232.6429 | 380.5298 |  | 0 | 4654 | 4654 | 1990-06-14 | #NAME? | #NAME? | #NAME?
1990-06-15 | 1990 | 6 | 166 | 15 | 6 | 5.9 | 5.1399 | 11.5 | 0 | 0 | 0 | #NAME? | #NAME? | #NAME? | #NAME? | #NAME? | #NAME? | FALSE | 4 | TRUE | TRUE | #NAME? | #NAME? | #NAME? | #NAME? | #NAME? | #NAME? | #NAME? | #NAME? | #NAME? | #NAME? |  |  | 1: 0; 2: 0; 3: 0; 4: 4.4926 | 4.4926 |  | 131.7822 | 202.9028 | 209.1781 | 19906 | 4.4926 | 131.7822 | 215.5538 |  | 0 | 4655 | 4655 | 1990-06-15 | #NAME? | #NAME? | #NAME?
1990-06-16 | 1990 | 6 | 167 | 16 | 7 | 8 | 4.428 | 9 | 5.2 | 5.2 | 0.15 | #NAME? | #NAME? | #NAME? | #NAME? | #NAME? | #NAME? | FALSE | 0 | TRUE | TRUE | #NAME? | #NAME? | #NAME? | #NAME? | #NAME? | #NAME? | #NAME? | #NAME? | #NAME? | #NAME? |  |  | 1: 0; 2: 0; 3: 1.6199; 4: 0 | 1.6199 |  | 23.7578 | 36.5795 | 37.7108 | 19906 | 1.6199 | 23.7578 | 38.8602 |  | 0 | 4656 | 4656 | 1990-06-16 | #NAME? | #NAME? | #NAME?
1990-06-17 | 1990 | 6 | 168 | 17 | 1 | 9.8 | 4.5699 | 16.1667 | 0 | 0 | 0 | #NAME? | #NAME? | #NAME? | #NAME? | #NAME? | #NAME? | TRUE | 5.2 | TRUE | TRUE | #NAME? | #NAME? | #NAME? | #NAME? | #NAME? | #NAME? | #NAME? | #NAME? | #NAME? | #NAME? |  |  | 1: 12.9148; 2: 23.355; 3: 0; 4: 0 | 36.2697 |  | 874.4955 | 1421.7289 | 1471.7364 | 19906 | 36.2697 | 874.4955 | 1430.3963 |  | 0 | 4657 | 4657 | 1990-06-17 | #NAME? | #NAME? | #NAME?
1990-06-18 | 1990 | 6 | 169 | 18 | 2 | 7.1 | 5.1457 | 6.8333 | 0.2 | 0.2 | 0 | #NAME? | #NAME? | #NAME? | #NAME? | #NAME? | #NAME? | FALSE | 5.2 | TRUE | TRUE | #NAME? | #NAME? | #NAME? | #NAME? | #NAME? | #NAME? | #NAME? | #NAME? | #NAME? | #NAME? |  |  | 1: 0; 2: 0; 3: 0; 4: 7.6258 | 7.6258 |  | 223.6892 | 344.4104 | 355.0622 | 19906 | 7.6258 | 223.6892 | 365.8843 |  | 0 | 4658 | 4658 | 1990-06-18 | #NAME? | #NAME? | #NAME?
1990-06-19 | 1990 | 6 | 170 | 19 | 3 | 9.8 | 5.1574 | 17.8333 | 0.9 | 0.9 | 0 | #NAME? | #NAME? | #NAME? | #NAME? | #NAME? | #NAME? | TRUE | 0.2 | TRUE | TRUE | #NAME? | #NAME? | #NAME? | #NAME? | #NAME? | #NAME? | #NAME? | #NAME? | #NAME? | #NAME? |  |  | 1: 4.4022; 2: 6.3975; 3: 0; 4: 0 | 10.7997 |  | 252.2257 | 408.9696 | 423.2716 | 19906 | 10.7997 | 252.2257 | 412.561 |  | 0 | 4659 | 4659 | 1990-06-19 | #NAME? | #NAME? | #NAME?
1990-06-20 | 1990 | 6 | 171 | 20 | 4 | 9.1 | 3.7121 | 7.5 | 1 | 1 | 0 | #NAME? | #NAME? | #NAME? | #NAME? | #NAME? | #NAME? | FALSE | 1.1 | TRUE | TRUE | #NAME? | #NAME? | #NAME? | #NAME? | #NAME? | #NAME? | #NAME? | #NAME? | #NAME? | #NAME? |  |  | 1: 0; 2: 0; 3: 11.6123; 4: 5.486 | 17.0983 |  | 331.2365 | 509.9991 | 525.7722 | 19906 | 17.0983 | 331.2365 | 541.7975 |  | 0 | 4660 | 4660 | 1990-06-20 | #NAME? | #NAME? | #NAME?
1990-06-21 | 1990 | 6 | 172 | 21 | 5 | 7 | 4.9266 | 0.66667 | 0 | 0 | 0 | #NAME? | #NAME? | #NAME? | #NAME? | #NAME? | #NAME? | TRUE | 1.9 | TRUE | TRUE | #NAME? | #NAME? | #NAME? | #NAME? | #NAME? | #NAME? | #NAME? | #NAME? | #NAME? | #NAME? |  |  | 1: 7.3147; 2: 8.3789; 3: 0; 4: 0 | 15.6937 |  | 353.0645 | 570.6162 | 590.4298 | 19906 | 15.6937 | 353.0645 | 577.5011 |  | 0 | 4661 | 4661 | 1990-06-21 | #NAME? | #NAME? | #NAME?
1990-06-22 | 1990 | 6 | 173 | 22 | 6 | 11.9 | 6.3972 | 6.8333 | 0 | 0 | 0 | #NAME? | #NAME? | #NAME? | #NAME? | #NAME? | #NAME? | FALSE | 1 | TRUE | TRUE | #NAME? | #NAME? | #NAME? | #NAME? | #NAME? | #NAME? | #NAME? | #NAME? | #NAME? | #NAME? |  |  | 1: 0; 2: 0; 3: 0; 4: 4.9897 | 4.9897 |  | 146.3631 | 225.3528 | 232.3224 | 19906 | 4.9897 | 146.3631 | 239.4035 |  | 0 | 4662 | 4662 | 1990-06-22 | #NAME? | #NAME? | #NAME?
1990-06-23 | 1990 | 6 | 174 | 23 | 7 | 14.6 | 6.4655 | 5 | 0 | 0 | 0 | #NAME? | #NAME? | #NAME? | #NAME? | #NAME? | #NAME? | FALSE | 0 | TRUE | TRUE | #NAME? | #NAME? | #NAME? | #NAME? | #NAME? | #NAME? | #NAME? | #NAME? | #NAME? | #NAME? |  |  | 1: 0; 2: 0; 3: 7.3249; 4: 0 | 7.3249 |  | 107.4318 | 165.4108 | 170.5266 | 19906 | 7.3249 | 107.4318 | 175.7242 |  | 0 | 4663 | 4663 | 1990-06-23 | #NAME? | #NAME? | #NAME?
1990-06-24 | 1990 | 6 | 175 | 24 | 1 | 10.1 | 4.3074 | 4.6667 | 8.2 | 8.2 | 2.4 | #NAME? | #NAME? | #NAME? | #NAME? | #NAME? | #NAME? | TRUE | 0 | TRUE | TRUE | #NAME? | #NAME? | #NAME? | #NAME? | #NAME? | #NAME? | #NAME? | #NAME? | #NAME? | #NAME? |  |  | 1: 8.5688; 2: 9.492; 3: 0; 4: 0 | 18.0607 |  | 404.1058 | 652.7914 | 675.4342 | 19906 | 18.0607 | 404.1058 | 660.9884 |  | 0 | 4664 | 4664 | 1990-06-24 | #NAME? | #NAME? | #NAME?
1990-06-25 | 1990 | 6 | 176 | 25 | 2 | 10.2 | 5.6188 | 4.3333 | 0 | 0 | 0 | #NAME? | #NAME? | #NAME? | #NAME? | #NAME? | #NAME? | FALSE | 8.2 | TRUE | TRUE | #NAME? | #NAME? | #NAME? | #NAME? | #NAME? | #NAME? | #NAME? | #NAME? | #NAME? | #NAME? |  |  | 1: 0; 2: 0; 3: 0; 4: 7.0436 | 7.0436 |  | 206.6111 | 318.1155 | 327.9541 | 19906 | 7.0436 | 206.6111 | 337.95 |  | 0 | 4665 | 4665 | 1990-06-25 | #NAME? | #NAME? | #NAME?
1990-06-26 | 1990 | 6 | 177 | 26 | 3 | 11.6 | 6.5221 | 15 | 0 | 0 | 0 | #NAME? | #NAME? | #NAME? | #NAME? | #NAME? | #NAME? | TRUE | 8.2 | TRUE | TRUE | #NAME? | #NAME? | #NAME? | #NAME? | #NAME? | #NAME? | #NAME? | #NAME? | #NAME? | #NAME? |  |  | 1: 1.707; 2: 2.1753; 3: 0; 4: 0 | 3.8822 |  | 88.843 | 143.8019 | 148.8116 | 19906 | 3.8822 | 88.843 | 145.3189 |  | 0 | 4666 | 4666 | 1990-06-26 | #NAME? | #NAME? | #NAME?
1990-06-27 | 1990 | 6 | 178 | 27 | 4 | 9.9 | 4.8478 | 14 | 6.2 | 6.2 | 0.9 | #NAME? | #NAME? | #NAME? | #NAME? | #NAME? | #NAME? | FALSE | 0 | TRUE | TRUE | #NAME? | #NAME? | #NAME? | #NAME? | #NAME? | #NAME? | #NAME? | #NAME? | #NAME? | #NAME? |  |  | 1: 0; 2: 0; 3: 10.6017; 4: 6.6775 | 17.2791 |  | 351.3637 | 540.9886 | 557.7202 | 19906 | 17.2791 | 351.3637 | 574.7192 |  | 0 | 4667 | 4667 | 1990-06-27 | #NAME? | #NAME? | #NAME?
1990-06-28 | 1990 | 6 | 179 | 28 | 5 | 8.1 | 4.0026 | 2.1667 | 1.2 | 1.2 | 0 | #NAME? | #NAME? | #NAME? | #NAME? | #NAME? | #NAME? | TRUE | 6.2 | TRUE | TRUE | #NAME? | #NAME? | #NAME? | #NAME? | #NAME? | #NAME? | #NAME? | #NAME? | #NAME? | #NAME? |  |  | 1: 13.3616; 2: 15.7599; 3: 0; 4: 0 | 29.1215 |  | 658.261 | 1064.3142 | 1101.3045 | 19906 | 29.1215 | 658.261 | 1076.7054 |  | 0 | 4668 | 4668 | 1990-06-28 | #NAME? | #NAME? | #NAME?
1990-06-29 | 1990 | 6 | 180 | 29 | 6 | 7.1 | 4.9793 | 4.3333 | 0 | 0 | 0 | #NAME? | #NAME? | #NAME? | #NAME? | #NAME? | #NAME? | FALSE | 7.4 | TRUE | TRUE | #NAME? | #NAME? | #NAME? | #NAME? | #NAME? | #NAME? | #NAME? | #NAME? | #NAME? | #NAME? |  |  | 1: 0; 2: 0; 3: 0; 4: 4.4814 | 4.4814 |  | 131.4548 | 202.3986 | 208.6583 | 19906 | 4.4814 | 131.4548 | 215.0181 |  | 0 | 4669 | 4669 | 1990-06-29 | #NAME? | #NAME? | #NAME?
1990-06-30 | 1990 | 6 | 181 | 30 | 7 | 14.3 | 5.352 | 11.6667 | 2.8 | 2.8 | 0 | #NAME? | #NAME? | #NAME? | #NAME? | #NAME? | #NAME? | FALSE | 1.2 | TRUE | TRUE | #NAME? | #NAME? | #NAME? | #NAME? | #NAME? | #NAME? | #NAME? | #NAME? | #NAME? | #NAME? |  |  | 1: 0; 2: 0; 3: 4.7208; 4: 0 | 4.7208 |  | 69.2387 | 106.6057 | 109.9028 | 19906 | 4.7208 | 69.2387 | 113.2525 |  | 0 | 4670 | 4670 | 1990-06-30 | #NAME? | #NAME? | #NAME?
1990-07-01 | 1990 | 7 | 182 | 1 | 1 | 9.9 | 4.6046 | 4.3333 | 0 | 0 | 0 | #NAME? | #NAME? | #NAME? | #NAME? | #NAME? | #NAME? | TRUE | 2.8 | TRUE | TRUE | #NAME? | #NAME? | #NAME? | #NAME? | #NAME? | #NAME? | #NAME? | #NAME? | #NAME? | #NAME? |  |  | 1: 2.128; 2: 2.8096; 3: 0; 4: 0 | 4.9376 |  | 113.6251 | 184.0032 | 190.4202 | 19907 | 4.9376 | 113.6251 | 185.8546 |  | 0 | 4671 | 4671 | 1990-07-01 | #NAME? | #NAME? | #NAME?
1990-07-02 | 1990 | 7 | 183 | 2 | 2 | 12.1 | 3.6633 | 12.6667 | 8.2 | 8.2 | 2.4 | #NAME? | #NAME? | #NAME? | #NAME? | #NAME? | #NAME? | FALSE | 2.8 | TRUE | TRUE | #NAME? | #NAME? | #NAME? | #NAME? | #NAME? | #NAME? | #NAME? | #NAME? | #NAME? | #NAME? |  |  | 1: 0; 2: 0; 3: 3.3167; 4: 8.2147 | 11.5315 |  | 289.6113 | 445.9095 | 459.7005 | 19907 | 11.5315 | 289.6113 | 473.7119 |  | 0 | 4672 | 4672 | 1990-07-02 | #NAME? | #NAME? | #NAME?
1990-07-03 | 1990 | 7 | 184 | 3 | 3 | 7.8 | 4.8504 | 8.6667 | 2.4 | 2.4 | 0 | #NAME? | #NAME? | #NAME? | #NAME? | #NAME? | #NAME? | TRUE | 8.2 | TRUE | TRUE | #NAME? | #NAME? | #NAME? | #NAME? | #NAME? | #NAME? | #NAME? | #NAME? | #NAME? | #NAME? |  |  | 1: 11.2829; 2: 14.6259; 3: 0; 4: 0 | 25.9087 |  | 594.5079 | 962.4991 | 996.0474 | 19907 | 25.9087 | 594.5079 | 972.4256 |  | 0 | 4673 | 4673 | 1990-07-03 | #NAME? | #NAME? | #NAME?
1990-07-04 | 1990 | 7 | 185 | 4 | 4 | 7.2 | 4.0961 | 3.3333 | 0 | 0 | 0 | #NAME? | #NAME? | #NAME? | #NAME? | #NAME? | #NAME? | FALSE | 10.6 | FALSE | TRUE | #NAME? | #NAME? | #NAME? | #NAME? | #NAME? | #NAME? | #NAME? | #NAME? | #NAME? | #NAME? |  |  | 1: 0; 2: 0; 3: 0; 4: 0 | 0 |  | 0 | 0 | 0 | 19907 | 0 | 0 | 0 |  | 0 | 4674 | 4674 | 1990-07-04 | #NAME? | #NAME? | #NAME?
1990-07-05 | 1990 | 7 | 186 | 5 | 5 | 7.7 | 5.1523 | 16.3333 | 0 | 0 | 0 | #NAME? | #NAME? | #NAME? | #NAME? | #NAME? | #NAME? | TRUE | 2.4 | TRUE | TRUE | #NAME? | #NAME? | #NAME? | #NAME? | #NAME? | #NAME? | #NAME? | #NAME? | #NAME? | #NAME? |  |  | 1: 2.5101; 2: 3.8733; 3: 0; 4: 0 | 6.3834 |  | 150.4326 | 244.1038 | 252.6545 | 19907 | 6.3834 | 150.4326 | 246.0598 |  | 0 | 4675 | 4675 | 1990-07-05 | #NAME? | #NAME? | #NAME?
1990-07-06 | 1990 | 7 | 187 | 6 | 6 | 9.4 | 3.7709 | 8.6667 | 4.2 | 4.2 | 0 | #NAME? | #NAME? | #NAME? | #NAME? | #NAME? | #NAME? | FALSE | 0 | TRUE | TRUE | #NAME? | #NAME? | #NAME? | #NAME? | #NAME? | #NAME? | #NAME? | #NAME? | #NAME? | #NAME? |  |  | 1: 0; 2: 0; 3: 0; 4: 10.0344 | 10.0344 |  | 294.3416 | 453.1927 | 467.2089 | 19907 | 10.0344 | 294.3416 | 481.4492 |  | 0 | 4676 | 4676 | 1990-07-06 | #NAME? | #NAME? | #NAME?
1990-07-07 | 1990 | 7 | 188 | 7 | 7 | 10.2 | 4.175 | 27.8333 | 14.9 | 14.9 | 7.425 | #NAME? | #NAME? | #NAME? | #NAME? | #NAME? | #NAME? | FALSE | 4.2 | TRUE | TRUE | #NAME? | #NAME? | #NAME? | #NAME? | #NAME? | #NAME? | #NAME? | #NAME? | #NAME? | #NAME? |  |  | 1: 0; 2: 0; 3: 9.0274; 4: 0 | 9.0274 |  | 132.4023 | 203.8574 | 210.1623 | 19907 | 9.0274 | 132.4023 | 216.5679 |  | 0 | 4677 | 4677 | 1990-07-07 | #NAME? | #NAME? | #NAME?
1990-07-08 | 1990 | 7 | 189 | 8 | 1 | 9.2 | 4.4419 | 2.1667 | 0 | 0 | 0 | #NAME? | #NAME? | #NAME? | #NAME? | #NAME? | #NAME? | TRUE | 19.1 | FALSE | TRUE | #NAME? | #NAME? | #NAME? | #NAME? | #NAME? | #NAME? | #NAME? | #NAME? | #NAME? | #NAME? |  |  | 1: 0; 2: 0; 3: 0; 4: 0 | 0 |  | 0 | 0 | 0 | 19907 | 0 | 0 | 0 |  | 0 | 4678 | 4678 | 1990-07-08 | #NAME? | #NAME? | #NAME?
1990-07-09 | 1990 | 7 | 190 | 9 | 2 | 11.6 | 4.7171 | 2.3333 | 10.2 | 10.2 | 3.9 | #NAME? | #NAME? | #NAME? | #NAME? | #NAME? | #NAME? | FALSE | 14.9 | FALSE | TRUE | #NAME? | #NAME? | #NAME? | #NAME? | #NAME? | #NAME? | #NAME? | #NAME? | #NAME? | #NAME? |  |  | 1: 0; 2: 0; 3: 0; 4: 0 | 0 |  | 0 | 0 | 0 | 19907 | 0 | 0 | 0 |  | 0 | 4679 | 4679 | 1990-07-09 | #NAME? | #NAME? | #NAME?
1990-07-10 | 1990 | 7 | 191 | 10 | 3 | 10.7 | 4.4704 | 0.66667 | 0 | 0 | 0 | #NAME? | #NAME? | #NAME? | #NAME? | #NAME? | #NAME? | TRUE | 10.2 | FALSE | TRUE | #NAME? | #NAME? | #NAME? | #NAME? | #NAME? | #NAME? | #NAME? | #NAME? | #NAME? | #NAME? |  |  | 1: 0; 2: 0; 3: 0; 4: 0 | 0 |  | 0 | 0 | 0 | 19907 | 0 | 0 | 0 |  | 0 | 4680 | 4680 | 1990-07-10 | #NAME? | #NAME? | #NAME?
1990-07-11 | 1990 | 7 | 192 | 11 | 4 | 11 | 5.5934 | 0 | 0 | 0 | 0 | #NAME? | #NAME? | #NAME? | #NAME? | #NAME? | #NAME? | FALSE | 10.2 | FALSE | TRUE | #NAME? | #NAME? | #NAME? | #NAME? | #NAME? | #NAME? | #NAME? | #NAME? | #NAME? | #NAME? |  |  | 1: 0; 2: 0; 3: 0; 4: 0 | 0 |  | 0 | 0 | 0 | 19907 | 0 | 0 | 0 |  | 0 | 4681 | 4681 | 1990-07-11 | #NAME? | #NAME? | #NAME?
1990-07-12 | 1990 | 7 | 193 | 12 | 5 | 15.3 | 6.5973 | 13.5 | 0 | 0 | 0 | #NAME? | #NAME? | #NAME? | #NAME? | #NAME? | #NAME? | TRUE | 0 | TRUE | TRUE | #NAME? | #NAME? | #NAME? | #NAME? | #NAME? | #NAME? | #NAME? | #NAME? | #NAME? | #NAME? |  |  | 1: 5.8388; 2: 6.8439; 3: 0; 4: 0 | 12.6826 |  | 286.3888 | 463.0087 | 479.0974 | 19907 | 12.6826 | 286.3888 | 468.4409 |  | 0 | 4682 | 4682 | 1990-07-12 | #NAME? | #NAME? | #NAME?
1990-07-13 | 1990 | 7 | 194 | 13 | 6 | 16 | 5.8279 | 9.6667 | 0 | 0 | 0 | #NAME? | #NAME? | #NAME? | #NAME? | #NAME? | #NAME? | FALSE | 0 | TRUE | TRUE | #NAME? | #NAME? | #NAME? | #NAME? | #NAME? | #NAME? | #NAME? | #NAME? | #NAME? | #NAME? |  |  | 1: 0; 2: 0; 3: 0; 4: 11.3914 | 11.3914 |  | 334.1466 | 514.4797 | 530.3915 | 19907 | 11.3914 | 334.1466 | 546.5575 |  | 0 | 4683 | 4683 | 1990-07-13 | #NAME? | #NAME? | #NAME?
1990-07-14 | 1990 | 7 | 195 | 14 | 7 | 14.2 | 5.3881 | 25 | 0 | 0 | 0 | #NAME? | #NAME? | #NAME? | #NAME? | #NAME? | #NAME? | FALSE | 0 | TRUE | TRUE | #NAME? | #NAME? | #NAME? | #NAME? | #NAME? | #NAME? | #NAME? | #NAME? | #NAME? | #NAME? |  |  | 1: 0; 2: 0; 3: 11.6958; 4: 0 | 11.6958 |  | 171.5385 | 264.1149 | 272.2834 | 19907 | 11.6958 | 171.5385 | 280.5824 |  | 0 | 4684 | 4684 | 1990-07-14 | #NAME? | #NAME? | #NAME?
1990-07-15 | 1990 | 7 | 196 | 15 | 1 | 12.7 | 5.1872 | 0 | 0 | 0 | 0 | #NAME? | #NAME? | #NAME? | #NAME? | #NAME? | #NAME? | TRUE | 0 | TRUE | TRUE | #NAME? | #NAME? | #NAME? | #NAME? | #NAME? | #NAME? | #NAME? | #NAME? | #NAME? | #NAME? |  |  | 1: 9.5917; 2: 13.6411; 3: 0; 4: 0 | 23.2328 |  | 540.8162 | 876.6565 | 907.2953 | 19907 | 23.2328 | 540.8162 | 884.6032 |  | 0 | 4685 | 4685 | 1990-07-15 | #NAME? | #NAME? | #NAME?
1990-07-16 | 1990 | 7 | 197 | 16 | 2 | 10.6 | 4.3703 | 8.5 | 0 | 0 | 0 | #NAME? | #NAME? | #NAME? | #NAME? | #NAME? | #NAME? | FALSE | 0 | TRUE | TRUE | #NAME? | #NAME? | #NAME? | #NAME? | #NAME? | #NAME? | #NAME? | #NAME? | #NAME? | #NAME? |  |  | 1: 0; 2: 0; 3: 5.781; 4: 8.0964 | 13.8774 |  | 322.2825 | 496.2127 | 511.5595 | 19907 | 13.8774 | 322.2825 | 527.1515 |  | 0 | 4686 | 4686 | 1990-07-16 | #NAME? | #NAME? | #NAME?
1990-07-17 | 1990 | 7 | 198 | 17 | 3 | 8.6 | 2.7772 | 0 | 0.4 | 0.4 | 0 | #NAME? | #NAME? | #NAME? | #NAME? | #NAME? | #NAME? | TRUE | 0 | TRUE | TRUE | #NAME? | #NAME? | #NAME? | #NAME? | #NAME? | #NAME? | #NAME? | #NAME? | #NAME? | #NAME? |  |  | 1: 4.0444; 2: 6.0943; 3: 0; 4: 0 | 10.1387 |  | 238.0842 | 386.2188 | 399.7389 | 19907 | 10.1387 | 238.0842 | 389.43 |  | 0 | 4687 | 4687 | 1990-07-17 | #NAME? | #NAME? | #NAME?
1990-07-18 | 1990 | 7 | 199 | 18 | 4 | 9.8 | 2.4726 | 7.6667 | 17.5 | 17.5 | 9.375 | #NAME? | #NAME? | #NAME? | #NAME? | #NAME? | #NAME? | FALSE | 0.4 | TRUE | TRUE | #NAME? | #NAME? | #NAME? | #NAME? | #NAME? | #NAME? | #NAME? | #NAME? | #NAME? | #NAME? |  |  | 1: 0; 2: 0; 3: 2.6733; 4: 3.8074 | 6.4807 |  | 150.8925 | 232.3266 | 239.5119 | 19907 | 6.4807 | 150.8925 | 246.8121 |  | 0 | 4688 | 4688 | 1990-07-18 | #NAME? | #NAME? | #NAME?
1990-07-19 | 1990 | 7 | 200 | 19 | 5 | 8.6 | 2.5457 | 6.6667 | 4.8 | 4.8 | 0 | #NAME? | #NAME? | #NAME? | #NAME? | #NAME? | #NAME? | TRUE | 17.9 | FALSE | TRUE | #NAME? | #NAME? | #NAME? | #NAME? | #NAME? | #NAME? | #NAME? | #NAME? | #NAME? | #NAME? |  |  | 1: 0; 2: 0; 3: 0; 4: 0 | 0 |  | 0 | 0 | 0 | 19907 | 0 | 0 | 0 |  | 0 | 4689 | 4689 | 1990-07-19 | #NAME? | #NAME? | #NAME?
1990-07-20 | 1990 | 7 | 201 | 20 | 6 | 8.9 | 2.5528 | 5.3333 | 1.4 | 1.4 | 0 | #NAME? | #NAME? | #NAME? | #NAME? | #NAME? | #NAME? | FALSE | 22.3 | FALSE | TRUE | #NAME? | #NAME? | #NAME? | #NAME? | #NAME? | #NAME? | #NAME? | #NAME? | #NAME? | #NAME? |  |  | 1: 0; 2: 0; 3: 0; 4: 0 | 0 |  | 0 | 0 | 0 | 19907 | 0 | 0 | 0 |  | 0 | 4690 | 4690 | 1990-07-20 | #NAME? | #NAME? | #NAME?
1990-07-21 | 1990 | 7 | 202 | 21 | 7 | 4.5 | 3.3077 | 0.66667 | 0 | 0 | 0 | #NAME? | #NAME? | #NAME? | #NAME? | #NAME? | #NAME? | FALSE | 6.2 | TRUE | TRUE | #NAME? | #NAME? | #NAME? | #NAME? | #NAME? | #NAME? | #NAME? | #NAME? | #NAME? | #NAME? |  |  | 1: 0; 2: 0; 3: 3.4393; 4: 0 | 3.4393 |  | 50.4432 | 77.6666 | 80.0686 | 19907 | 3.4393 | 50.4432 | 82.5091 |  | 0 | 4691 | 4691 | 1990-07-21 | #NAME? | #NAME? | #NAME?
1990-07-22 | 1990 | 7 | 203 | 22 | 1 | 10.2 | 5.0287 | 7.6667 | 0 | 0 | 0 | #NAME? | #NAME? | #NAME? | #NAME? | #NAME? | #NAME? | TRUE | 1.4 | TRUE | TRUE | #NAME? | #NAME? | #NAME? | #NAME? | #NAME? | #NAME? | #NAME? | #NAME? | #NAME? | #NAME? |  |  | 1: 5.5754; 2: 7.6202; 3: 0; 4: 0 | 13.1956 |  | 305.2984 | 494.6259 | 511.8932 | 19907 | 13.1956 | 305.2984 | 499.371 |  | 0 | 4692 | 4692 | 1990-07-22 | #NAME? | #NAME? | #NAME?
1990-07-23 | 1990 | 7 | 204 | 23 | 2 | 10.9 | 4.7787 | 3.6667 | 0.6 | 0.6 | 0 | #NAME? | #NAME? | #NAME? | #NAME? | #NAME? | #NAME? | FALSE | 0 | TRUE | TRUE | #NAME? | #NAME? | #NAME? | #NAME? | #NAME? | #NAME? | #NAME? | #NAME? | #NAME? | #NAME? |  |  | 1: 0; 2: 0; 3: 1.3756; 4: 9.6692 | 11.0447 |  | 303.804 | 467.7617 | 482.2286 | 19907 | 11.0447 | 303.804 | 496.9266 |  | 0 | 4693 | 4693 | 1990-07-23 | #NAME? | #NAME? | #NAME?
1990-07-24 | 1990 | 7 | 205 | 24 | 3 | 13.1 | 3.759 | 16 | 1.2 | 1.2 | 0 | #NAME? | #NAME? | #NAME? | #NAME? | #NAME? | #NAME? | TRUE | 0.6 | TRUE | TRUE | #NAME? | #NAME? | #NAME? | #NAME? | #NAME? | #NAME? | #NAME? | #NAME? | #NAME? | #NAME? |  |  | 1: 0; 2: 0; 3: 0; 4: 0 | 0 |  | 0 | 0 | 0 | 19907 | 0 | 0 | 0 |  | 0 | 4694 | 4694 | 1990-07-24 | #NAME? | #NAME? | #NAME?
1990-07-25 | 1990 | 7 | 206 | 25 | 4 | 12.6 | 3.3232 | 21.5 | 4 | 4 | 0 | #NAME? | #NAME? | #NAME? | #NAME? | #NAME? | #NAME? | FALSE | 1.8 | TRUE | TRUE | #NAME? | #NAME? | #NAME? | #NAME? | #NAME? | #NAME? | #NAME? | #NAME? | #NAME? | #NAME? |  |  | 1: 0; 2: 0; 3: 7.8744; 4: 4.3475 | 12.2218 |  | 243.016 | 374.1675 | 385.7397 | 19907 | 12.2218 | 243.016 | 397.4968 |  | 0 | 4695 | 4695 | 1990-07-25 | #NAME? | #NAME? | #NAME?
1990-07-26 | 1990 | 7 | 207 | 26 | 5 | 12.4 | 2.6057 | 6 | 4.3 | 4.3 | 0 | #NAME? | #NAME? | #NAME? | #NAME? | #NAME? | #NAME? | TRUE | 5.2 | TRUE | TRUE | #NAME? | #NAME? | #NAME? | #NAME? | #NAME? | #NAME? | #NAME? | #NAME? | #NAME? | #NAME? |  |  | 1: 0; 2: 0; 3: 0; 4: 0 | 0 |  | 0 | 0 | 0 | 19907 | 0 | 0 | 0 |  | 0 | 4696 | 4696 | 1990-07-26 | #NAME? | #NAME? | #NAME?
1990-07-27 | 1990 | 7 | 208 | 27 | 6 | 13.4 | 4.2713 | 13 | 0.8 | 0.8 | 0 | #NAME? | #NAME? | #NAME? | #NAME? | #NAME? | #NAME? | FALSE | 8.3 | TRUE | TRUE | #NAME? | #NAME? | #NAME? | #NAME? | #NAME? | #NAME? | #NAME? | #NAME? | #NAME? | #NAME? |  |  | 1: 0; 2: 0; 3: 0; 4: 3.7131 | 3.7131 |  | 108.9183 | 167.6996 | 172.8862 | 19907 | 3.7131 | 108.9183 | 178.1557 |  | 0 | 4697 | 4697 | 1990-07-27 | #NAME? | #NAME? | #NAME?
1990-07-28 | 1990 | 7 | 209 | 28 | 7 | 12.7 | 3.3089 | 4.1667 | 0 | 0 | 0 | #NAME? | #NAME? | #NAME? | #NAME? | #NAME? | #NAME? | FALSE | 5.1 | TRUE | TRUE | #NAME? | #NAME? | #NAME? | #NAME? | #NAME? | #NAME? | #NAME? | #NAME? | #NAME? | #NAME? |  |  | 1: 0; 2: 0; 3: 5.3683; 4: 0 | 5.3683 |  | 78.7348 | 121.2266 | 124.9759 | 19907 | 5.3683 | 78.7348 | 128.7851 |  | 0 | 4698 | 4698 | 1990-07-28 | #NAME? | #NAME? | #NAME?
1990-07-29 | 1990 | 7 | 210 | 29 | 1 | 14.9 | 4.5561 | 8 | 0 | 0 | 0 | #NAME? | #NAME? | #NAME? | #NAME? | #NAME? | #NAME? | TRUE | 0.8 | TRUE | TRUE | #NAME? | #NAME? | #NAME? | #NAME? | #NAME? | #NAME? | #NAME? | #NAME? | #NAME? | #NAME? |  |  | 1: 0; 2: 0; 3: 0; 4: 0 | 0 |  | 0 | 0 | 0 | 19907 | 0 | 0 | 0 |  | 0 | 4699 | 4699 | 1990-07-29 | #NAME? | #NAME? | #NAME?
1990-07-30 | 1990 | 7 | 211 | 30 | 2 | 12.8 | 5.0499 | 11 | 2.2 | 2.2 | 0 | #NAME? | #NAME? | #NAME? | #NAME? | #NAME? | #NAME? | FALSE | 0 | TRUE | TRUE | #NAME? | #NAME? | #NAME? | #NAME? | #NAME? | #NAME? | #NAME? | #NAME? | #NAME? | #NAME? |  |  | 1: 0; 2: 0; 3: 4.5343; 4: 6.675 | 11.2092 |  | 262.3017 | 403.8613 | 416.3519 | 19907 | 11.2092 | 262.3017 | 429.042 |  | 0 | 4700 | 4700 | 1990-07-30 | #NAME? | #NAME? | #NAME?
1990-07-31 | 1990 | 7 | 212 | 31 | 3 | 11.4 | 3.9649 | 7.6667 | 6.6 | 6.6 | 1.2 | #NAME? | #NAME? | #NAME? | #NAME? | #NAME? | #NAME? | TRUE | 2.2 | TRUE | TRUE | #NAME? | #NAME? | #NAME? | #NAME? | #NAME? | #NAME? | #NAME? | #NAME? | #NAME? | #NAME? |  |  | 1: 13.6302; 2: 22.7138; 3: 0; 4: 0 | 36.3439 |  | 866.1797 | 1406.8582 | 1456.24 | 19907 | 36.3439 | 866.1797 | 1416.7942 |  | 0 | 4701 | 4701 | 1990-07-31 | #NAME? | #NAME? | #NAME?
1990-08-01 | 1990 | 8 | 213 | 1 | 4 | 14.5 | 3.7649 | 4 | 0.4 | 0.4 | 0 | #NAME? | #NAME? | #NAME? | #NAME? | #NAME? | #NAME? | FALSE | 8.8 | TRUE | TRUE | #NAME? | #NAME? | #NAME? | #NAME? | #NAME? | #NAME? | #NAME? | #NAME? | #NAME? | #NAME? |  |  | 1: 0; 2: 0; 3: 0.97834; 4: 3.7582 | 4.7365 |  | 124.5883 | 191.8264 | 197.7591 | 19908 | 4.7365 | 124.5883 | 203.7867 |  | 0 | 4702 | 4702 | 1990-08-01 | #NAME? | #NAME? | #NAME?
1990-08-02 | 1990 | 8 | 214 | 2 | 5 | 12 | 3.4489 | 17.5 | 2.1 | 2.1 | 0 | #NAME? | #NAME? | #NAME? | #NAME? | #NAME? | #NAME? | TRUE | 7 | TRUE | TRUE | #NAME? | #NAME? | #NAME? | #NAME? | #NAME? | #NAME? | #NAME? | #NAME? | #NAME? | #NAME? |  |  | 1: 6.0434; 2: 9.4514; 3: 0; 4: 0 | 15.4948 |  | 365.8779 | 593.8019 | 614.6098 | 19908 | 15.4948 | 365.8779 | 598.4598 |  | 0 | 4703 | 4703 | 1990-08-02 | #NAME? | #NAME? | #NAME?
1990-08-03 | 1990 | 8 | 215 | 3 | 6 | 8.8 | 3.8487 | 5.8333 | 0 | 0 | 0 | #NAME? | #NAME? | #NAME? | #NAME? | #NAME? | #NAME? | FALSE | 2.5 | TRUE | TRUE | #NAME? | #NAME? | #NAME? | #NAME? | #NAME? | #NAME? | #NAME? | #NAME? | #NAME? | #NAME? |  |  | 1: 0; 2: 0; 3: 0; 4: 4.1769 | 4.1769 |  | 122.5222 | 188.6454 | 194.4798 | 19908 | 4.1769 | 122.5222 | 200.4074 |  | 0 | 4704 | 4704 | 1990-08-03 | #NAME? | #NAME? | #NAME?
1990-08-04 | 1990 | 8 | 216 | 4 | 7 | 9.7 | 4.2053 | 6.3333 | 0 | 0 | 0 | #NAME? | #NAME? | #NAME? | #NAME? | #NAME? | #NAME? | FALSE | 2.1 | TRUE | TRUE | #NAME? | #NAME? | #NAME? | #NAME? | #NAME? | #NAME? | #NAME? | #NAME? | #NAME? | #NAME? |  |  | 1: 0; 2: 0; 3: 7.8025; 4: 0 | 7.8025 |  | 114.4374 | 176.1972 | 181.6466 | 19908 | 7.8025 | 114.4374 | 187.1831 |  | 0 | 4705 | 4705 | 1990-08-04 | #NAME? | #NAME? | #NAME?
1990-08-05 | 1990 | 8 | 217 | 5 | 1 | 10.9 | 4.7502 | 3.6667 | 0 | 0 | 0 | #NAME? | #NAME? | #NAME? | #NAME? | #NAME? | #NAME? | TRUE | 0 | TRUE | TRUE | #NAME? | #NAME? | #NAME? | #NAME? | #NAME? | #NAME? | #NAME? | #NAME? | #NAME? | #NAME? |  |  | 1: 9.0458; 2: 12.4538; 3: 0; 4: 0 | 21.4997 |  | 497.9844 | 806.8821 | 835.0561 | 19908 | 21.4997 | 497.9844 | 814.544 |  | 0 | 4706 | 4706 | 1990-08-05 | #NAME? | #NAME? | #NAME?
1990-08-06 | 1990 | 8 | 218 | 6 | 2 | 12.9 | 6.3966 | 3.5 | 0 | 0 | 0 | #NAME? | #NAME? | #NAME? | #NAME? | #NAME? | #NAME? | FALSE | 0 | TRUE | TRUE | #NAME? | #NAME? | #NAME? | #NAME? | #NAME? | #NAME? | #NAME? | #NAME? | #NAME? | #NAME? |  |  | 1: 0; 2: 0; 3: 1.1267; 4: 7.2055 | 8.3323 |  | 227.8881 | 350.8753 | 361.7271 | 19908 | 8.3323 | 227.8881 | 372.7524 |  | 0 | 4707 | 4707 | 1990-08-06 | #NAME? | #NAME? | #NAME?
1990-08-07 | 1990 | 8 | 219 | 7 | 3 | 11.4 | 5.3733 | 9.3333 | 0 | 0 | 0 | #NAME? | #NAME? | #NAME? | #NAME? | #NAME? | #NAME? | TRUE | 0 | TRUE | TRUE | #NAME? | #NAME? | #NAME? | #NAME? | #NAME? | #NAME? | #NAME? | #NAME? | #NAME? | #NAME? |  |  | 1: 4.7314; 2: 6.7762; 3: 0; 4: 0 | 11.5075 |  | 268.1607 | 434.7249 | 449.9214 | 19908 | 11.5075 | 268.1607 | 438.6255 |  | 0 | 4708 | 4708 | 1990-08-07 | #NAME? | #NAME? | #NAME?
1990-08-08 | 1990 | 8 | 220 | 8 | 4 | 10.9 | 4.6399 | 7.1667 | 0 | 0 | 0 | #NAME? | #NAME? | #NAME? | #NAME? | #NAME? | #NAME? | FALSE | 0 | TRUE | TRUE | #NAME? | #NAME? | #NAME? | #NAME? | #NAME? | #NAME? | #NAME? | #NAME? | #NAME? | #NAME? |  |  | 1: 0; 2: 0; 3: 2.1086; 4: 6.4734 | 8.582 |  | 220.8128 | 339.9816 | 350.4965 | 19908 | 8.582 | 220.8128 | 361.1795 |  | 0 | 4709 | 4709 | 1990-08-08 | #NAME? | #NAME? | #NAME?
1990-08-09 | 1990 | 8 | 221 | 9 | 5 | 12 | 4.2317 | 15.1667 | 0 | 0 | 0 | #NAME? | #NAME? | #NAME? | #NAME? | #NAME? | #NAME? | TRUE | 0 | TRUE | TRUE | #NAME? | #NAME? | #NAME? | #NAME? | #NAME? | #NAME? | #NAME? | #NAME? | #NAME? | #NAME? |  |  | 1: 6.0981; 2: 6.916; 3: 0; 4: 0 | 13.0141 |  | 292.3078 | 472.3546 | 488.7511 | 19908 | 13.0141 | 292.3078 | 478.1226 |  | 0 | 4710 | 4710 | 1990-08-09 | #NAME? | #NAME? | #NAME?
1990-08-10 | 1990 | 8 | 222 | 10 | 6 | 11 | 4.2022 | 6.6667 | 0 | 0 | 0 | #NAME? | #NAME? | #NAME? | #NAME? | #NAME? | #NAME? | FALSE | 0 | TRUE | TRUE | #NAME? | #NAME? | #NAME? | #NAME? | #NAME? | #NAME? | #NAME? | #NAME? | #NAME? | #NAME? |  |  | 1: 0; 2: 0; 3: 0; 4: 4.8794 | 4.8794 |  | 143.1292 | 220.3735 | 227.1892 | 19908 | 4.8794 | 143.1292 | 234.1138 |  | 0 | 4711 | 4711 | 1990-08-10 | #NAME? | #NAME? | #NAME?
1990-08-11 | 1990 | 8 | 223 | 11 | 7 | 13.6 | 4.0988 | 3.3333 | 0 | 0 | 0 | #NAME? | #NAME? | #NAME? | #NAME? | #NAME? | #NAME? | FALSE | 0 | TRUE | TRUE | #NAME? | #NAME? | #NAME? | #NAME? | #NAME? | #NAME? | #NAME? | #NAME? | #NAME? | #NAME? |  |  | 1: 0; 2: 0; 3: 11.2043; 4: 0 | 11.2043 |  | 164.3291 | 253.0146 | 260.8398 | 19908 | 11.2043 | 164.3291 | 268.79 |  | 0 | 4712 | 4712 | 1990-08-11 | #NAME? | #NAME? | #NAME?
1990-08-12 | 1990 | 8 | 224 | 12 | 1 | 12.8 | 3.9887 | 2 | 0 | 0 | 0 | #NAME? | #NAME? | #NAME? | #NAME? | #NAME? | #NAME? | TRUE | 0 | TRUE | TRUE | #NAME? | #NAME? | #NAME? | #NAME? | #NAME? | #NAME? | #NAME? | #NAME? | #NAME? | #NAME? |  |  | 1: 10.2706; 2: 10.7069; 3: 0; 4: 0 | 20.9775 |  | 464.7036 | 750.0089 | 775.9724 | 19908 | 20.9775 | 464.7036 | 760.1071 |  | 0 | 4713 | 4713 | 1990-08-12 | #NAME? | #NAME? | #NAME?
1990-08-13 | 1990 | 8 | 225 | 13 | 2 | 13.9 | 4.2945 | 4.1667 | 0 | 0 | 0 | #NAME? | #NAME? | #NAME? | #NAME? | #NAME? | #NAME? | FALSE | 0 | TRUE | TRUE | #NAME? | #NAME? | #NAME? | #NAME? | #NAME? | #NAME? | #NAME? | #NAME? | #NAME? | #NAME? |  |  | 1: 0; 2: 0; 3: 5.1218; 4: 6.7593 | 11.8811 |  | 273.3931 | 420.9386 | 433.9574 | 19908 | 11.8811 | 273.3931 | 447.1841 |  | 0 | 4714 | 4714 | 1990-08-13 | #NAME? | #NAME? | #NAME?
1990-08-14 | 1990 | 8 | 226 | 14 | 3 | 9.8 | 4.0218 | 4.1667 | 0 | 0 | 0 | #NAME? | #NAME? | #NAME? | #NAME? | #NAME? | #NAME? | TRUE | 0 | TRUE | TRUE | #NAME? | #NAME? | #NAME? | #NAME? | #NAME? | #NAME? | #NAME? | #NAME? | #NAME? | #NAME? |  |  | 1: 0; 2: 0; 3: 0; 4: 0 | 0 |  | 0 | 0 | 0 | 19908 | 0 | 0 | 0 |  | 0 | 4715 | 4715 | 1990-08-14 | #NAME? | #NAME? | #NAME?
1990-08-15 | 1990 | 8 | 227 | 15 | 4 | 10.8 | 3.9465 | 15 | 0 | 0 | 0 | #NAME? | #NAME? | #NAME? | #NAME? | #NAME? | #NAME? | FALSE | 0 | TRUE | TRUE | #NAME? | #NAME? | #NAME? | #NAME? | #NAME? | #NAME? | #NAME? | #NAME? | #NAME? | #NAME? |  |  | 1: 0; 2: 0; 3: 4.112; 4: 4.5739 | 8.6859 |  | 194.4774 | 299.4334 | 308.6943 | 19908 | 8.6859 | 194.4774 | 318.1031 |  | 0 | 4716 | 4716 | 1990-08-15 | #NAME? | #NAME? | #NAME?
1990-08-16 | 1990 | 8 | 228 | 16 | 5 | 12 | 3.443 | 6.5 | 0.8 | 0.8 | 0 | #NAME? | #NAME? | #NAME? | #NAME? | #NAME? | #NAME? | TRUE | 0 | TRUE | TRUE | #NAME? | #NAME? | #NAME? | #NAME? | #NAME? | #NAME? | #NAME? | #NAME? | #NAME? | #NAME? |  |  | 1: 7.7568; 2: 9.2399; 3: 0; 4: 0 | 16.9968 |  | 384.8051 | 622.2621 | 643.8955 | 19908 | 16.9968 | 384.8051 | 629.4186 |  | 0 | 4717 | 4717 | 1990-08-16 | #NAME? | #NAME? | #NAME?
1990-08-17 | 1990 | 8 | 229 | 17 | 6 | 13.2 | 1.856 | 9.8333 | 13.4 | 13.4 | 6.3 | #NAME? | #NAME? | #NAME? | #NAME? | #NAME? | #NAME? | FALSE | 0.8 | TRUE | TRUE | #NAME? | #NAME? | #NAME? | #NAME? | #NAME? | #NAME? | #NAME? | #NAME? | #NAME? | #NAME? |  |  | 1: 0; 2: 0; 3: 0; 4: 4.1736 | 4.1736 |  | 122.4264 | 188.4978 | 194.3276 | 19908 | 4.1736 | 122.4264 | 200.2506 |  | 0 | 4718 | 4718 | 1990-08-17 | #NAME? | #NAME? | #NAME?
1990-08-18 | 1990 | 8 | 230 | 18 | 7 | 12.4 | 2.5106 | 14.5 | 18.4 | 18.4 | 10.05 | #NAME? | #NAME? | #NAME? | #NAME? | #NAME? | #NAME? | FALSE | 14.2 | FALSE | TRUE | #NAME? | #NAME? | #NAME? | #NAME? | #NAME? | #NAME? | #NAME? | #NAME? | #NAME? | #NAME? |  |  | 1: 0; 2: 0; 3: 0; 4: 0 | 0 |  | 0 | 0 | 0 | 19908 | 0 | 0 | 0 |  | 0 | 4719 | 4719 | 1990-08-18 | #NAME? | #NAME? | #NAME?
1990-08-19 | 1990 | 8 | 231 | 19 | 1 | 13.5 | 1.7439 | 6 | 4 | 4 | 0 | #NAME? | #NAME? | #NAME? | #NAME? | #NAME? | #NAME? | TRUE | 31.8 | FALSE | TRUE | #NAME? | #NAME? | #NAME? | #NAME? | #NAME? | #NAME? | #NAME? | #NAME? | #NAME? | #NAME? |  |  | 1: 0; 2: 0; 3: 0; 4: 0 | 0 |  | 0 | 0 | 0 | 19908 | 0 | 0 | 0 |  | 0 | 4720 | 4720 | 1990-08-19 | #NAME? | #NAME? | #NAME?
1990-08-20 | 1990 | 8 | 232 | 20 | 2 | 13.9 | 3.4659 | 8.3333 | 0 | 0 | 0 | #NAME? | #NAME? | #NAME? | #NAME? | #NAME? | #NAME? | FALSE | 22.4 | FALSE | TRUE | #NAME? | #NAME? | #NAME? | #NAME? | #NAME? | #NAME? | #NAME? | #NAME? | #NAME? | #NAME? |  |  | 1: 0; 2: 0; 3: 0; 4: 0 | 0 |  | 0 | 0 | 0 | 19908 | 0 | 0 | 0 |  | 0 | 4721 | 4721 | 1990-08-20 | #NAME? | #NAME? | #NAME?
1990-08-21 | 1990 | 8 | 233 | 21 | 3 | 12.6 | 3.759 | 8.5 | 0 | 0 | 0 | #NAME? | #NAME? | #NAME? | #NAME? | #NAME? | #NAME? | TRUE | 4 | TRUE | TRUE | #NAME? | #NAME? | #NAME? | #NAME? | #NAME? | #NAME? | #NAME? | #NAME? | #NAME? | #NAME? |  |  | 1: 0; 2: 0; 3: 0; 4: 0 | 0 |  | 0 | 0 | 0 | 19908 | 0 | 0 | 0 |  | 0 | 4722 | 4722 | 1990-08-21 | #NAME? | #NAME? | #NAME?
1990-08-22 | 1990 | 8 | 234 | 22 | 4 | 11.7 | 4.267 | 25.6667 | 0 | 0 | 0 | #NAME? | #NAME? | #NAME? | #NAME? | #NAME? | #NAME? | FALSE | 0 | TRUE | TRUE | #NAME? | #NAME? | #NAME? | #NAME? | #NAME? | #NAME? | #NAME? | #NAME? | #NAME? | #NAME? |  |  | 1: 0; 2: 0; 3: 6.2887; 4: 7.2129 | 13.5016 |  | 303.8116 | 467.7734 | 482.2407 | 19908 | 13.5016 | 303.8116 | 496.9391 |  | 0 | 4723 | 4723 | 1990-08-22 | #NAME? | #NAME? | #NAME?
1990-08-23 | 1990 | 8 | 235 | 23 | 5 | 8.4 | 2.4111 | 5.1667 | 4.4 | 4.4 | 0 | #NAME? | #NAME? | #NAME? | #NAME? | #NAME? | #NAME? | TRUE | 0 | TRUE | TRUE | #NAME? | #NAME? | #NAME? | #NAME? | #NAME? | #NAME? | #NAME? | #NAME? | #NAME? | #NAME? |  |  | 1: 7.6039; 2: 9.6487; 3: 0; 4: 0 | 17.2525 |  | 394.5507 | 638.5847 | 660.8286 | 19908 | 17.2525 | 394.5507 | 645.3593 |  | 0 | 4724 | 4724 | 1990-08-23 | #NAME? | #NAME? | #NAME?
1990-08-24 | 1990 | 8 | 236 | 24 | 6 | 5.5 | 1.758 | 7.1667 | 3 | 3 | 0 | #NAME? | #NAME? | #NAME? | #NAME? | #NAME? | #NAME? | FALSE | 4.4 | TRUE | TRUE | #NAME? | #NAME? | #NAME? | #NAME? | #NAME? | #NAME? | #NAME? | #NAME? | #NAME? | #NAME? |  |  | 1: 0; 2: 0; 3: 0; 4: 3.6729 | 3.6729 |  | 107.7397 | 165.8849 | 171.0153 | 19908 | 3.6729 | 107.7397 | 176.2278 |  | 0 | 4725 | 4725 | 1990-08-24 | #NAME? | #NAME? | #NAME?
1990-08-25 | 1990 | 8 | 237 | 25 | 7 | 5.6 | 1.3773 | 6 | 9.2 | 9.2 | 3.15 | #NAME? | #NAME? | #NAME? | #NAME? | #NAME? | #NAME? | FALSE | 7.4 | TRUE | TRUE | #NAME? | #NAME? | #NAME? | #NAME? | #NAME? | #NAME? | #NAME? | #NAME? | #NAME? | #NAME? |  |  | 1: 0; 2: 0; 3: 2.3806; 4: 0 | 2.3806 |  | 34.9154 | 53.7586 | 55.4212 | 19908 | 2.3806 | 34.9154 | 57.1104 |  | 0 | 4726 | 4726 | 1990-08-25 | #NAME? | #NAME? | #NAME?
1990-08-26 | 1990 | 8 | 238 | 26 | 1 | 7.7 | 1.9458 | 8.5 | 2.6 | 2.6 | 0 | #NAME? | #NAME? | #NAME? | #NAME? | #NAME? | #NAME? | TRUE | 12.2 | FALSE | TRUE | #NAME? | #NAME? | #NAME? | #NAME? | #NAME? | #NAME? | #NAME? | #NAME? | #NAME? | #NAME? |  |  | 1: 0; 2: 0; 3: 0; 4: 0 | 0 |  | 0 | 0 | 0 | 19908 | 0 | 0 | 0 |  | 0 | 4727 | 4727 | 1990-08-26 | #NAME? | #NAME? | #NAME?
1990-08-27 | 1990 | 8 | 239 | 27 | 2 | 4.2 | 4.0373 | 1 | 0 | 0 | 0 | #NAME? | #NAME? | #NAME? | #NAME? | #NAME? | #NAME? | FALSE | 11.8 | FALSE | TRUE | #NAME? | #NAME? | #NAME? | #NAME? | #NAME? | #NAME? | #NAME? | #NAME? | #NAME? | #NAME? |  |  | 1: 0; 2: 0; 3: 0; 4: 0 | 0 |  | 0 | 0 | 0 | 19908 | 0 | 0 | 0 |  | 0 | 4728 | 4728 | 1990-08-27 | #NAME? | #NAME? | #NAME?
1990-08-28 | 1990 | 8 | 240 | 28 | 3 | 6.5 | 5.0831 | 2.8333 | 0 | 0 | 0 | #NAME? | #NAME? | #NAME? | #NAME? | #NAME? | #NAME? | TRUE | 2.6 | TRUE | TRUE | #NAME? | #NAME? | #NAME? | #NAME? | #NAME? | #NAME? | #NAME? | #NAME? | #NAME? | #NAME? |  |  | 1: 0; 2: 0; 3: 0; 4: 0 | 0 |  | 0 | 0 | 0 | 19908 | 0 | 0 | 0 |  | 0 | 4729 | 4729 | 1990-08-28 | #NAME? | #NAME? | #NAME?
1990-08-29 | 1990 | 8 | 241 | 29 | 4 | 5.8 | 4.5849 | 13.8333 | 0 | 0 | 0 | #NAME? | #NAME? | #NAME? | #NAME? | #NAME? | #NAME? | FALSE | 0 | TRUE | TRUE | #NAME? | #NAME? | #NAME? | #NAME? | #NAME? | #NAME? | #NAME? | #NAME? | #NAME? | #NAME? |  |  | 1: 0; 2: 0; 3: 0; 4: 8.3664 | 8.3664 |  | 245.4133 | 377.8586 | 389.545 | 19908 | 8.3664 | 245.4133 | 401.4181 |  | 0 | 4730 | 4730 | 1990-08-29 | #NAME? | #NAME? | #NAME?
1990-08-30 | 1990 | 8 | 242 | 30 | 5 | 9.8 | 5.175 | 21.8333 | 0 | 0 | 0 | #NAME? | #NAME? | #NAME? | #NAME? | #NAME? | #NAME? | TRUE | 0 | TRUE | TRUE | #NAME? | #NAME? | #NAME? | #NAME? | #NAME? | #NAME? | #NAME? | #NAME? | #NAME? | #NAME? |  |  | 1: 2.9906; 2: 3.6241; 3: 0; 4: 0 | 6.6148 |  | 150.1702 | 242.8965 | 251.3455 | 19908 | 6.6148 | 150.1702 | 245.6306 |  | 0 | 4731 | 4731 | 1990-08-30 | #NAME? | #NAME? | #NAME?
1990-08-31 | 1990 | 8 | 243 | 31 | 6 | 6.5 | 3.3786 | 7.6667 | 0 | 0 | 0 | #NAME? | #NAME? | #NAME? | #NAME? | #NAME? | #NAME? | FALSE | 0 | TRUE | TRUE | #NAME? | #NAME? | #NAME? | #NAME? | #NAME? | #NAME? | #NAME? | #NAME? | #NAME? | #NAME? |  |  | 1: 0; 2: 0; 3: 0; 4: 5.1262 | 5.1262 |  | 150.3692 | 231.5209 | 238.6813 | 19908 | 5.1262 | 150.3692 | 245.9562 |  | 0 | 4732 | 4732 | 1990-08-31 | #NAME? | #NAME? | #NAME?
1990-09-01 | 1990 | 9 | 244 | 1 | 7 | 6.3 | 3.1269 | 5.3333 | 0 | 0 | 0 | #NAME? | #NAME? | #NAME? | #NAME? | #NAME? | #NAME? | FALSE | 0 | TRUE | TRUE | #NAME? | #NAME? | #NAME? | #NAME? | #NAME? | #NAME? | #NAME? | #NAME? | #NAME? | #NAME? |  |  | 1: 0; 2: 0; 3: 11.5561; 4: 0 | 11.5561 |  | 169.489 | 260.9592 | 269.0301 | 19909 | 11.5561 | 169.489 | 277.23 |  | 0 | 4733 | 4733 | 1990-09-01 | #NAME? | #NAME? | #NAME?
1990-09-02 | 1990 | 9 | 245 | 2 | 1 | 6.5 | 2.7549 | 2.3333 | 0.2 | 0.2 | 0 | #NAME? | #NAME? | #NAME? | #NAME? | #NAME? | #NAME? | TRUE | 0 | TRUE | TRUE | #NAME? | #NAME? | #NAME? | #NAME? | #NAME? | #NAME? | #NAME? | #NAME? | #NAME? | #NAME? |  |  | 1: 12.3231; 2: 18.1383; 3: 0; 4: 0 | 30.4613 |  | 712.7943 | 1155.9445 | 1196.3835 | 19909 | 30.4613 | 712.7943 | 1165.9045 |  | 0 | 4734 | 4734 | 1990-09-02 | #NAME? | #NAME? | #NAME?
1990-09-03 | 1990 | 9 | 246 | 3 | 2 | 9.2 | 2.0819 | 4 | 1.3 | 1.3 | 0 | #NAME? | #NAME? | #NAME? | #NAME? | #NAME? | #NAME? | FALSE | 0.2 | TRUE | TRUE | #NAME? | #NAME? | #NAME? | #NAME? | #NAME? | #NAME? | #NAME? | #NAME? | #NAME? | #NAME? |  |  | 1: 0; 2: 0; 3: 2.6659; 4: 5.515 | 8.1809 |  | 200.8731 | 309.2808 | 318.8461 | 19909 | 8.1809 | 200.8731 | 328.5644 |  | 0 | 4735 | 4735 | 1990-09-03 | #NAME? | #NAME? | #NAME?
1990-09-04 | 1990 | 9 | 247 | 4 | 3 | 6.9 | 3.9606 | 8.3333 | 0 | 0 | 0 | #NAME? | #NAME? | #NAME? | #NAME? | #NAME? | #NAME? | TRUE | 1.5 | TRUE | TRUE | #NAME? | #NAME? | #NAME? | #NAME? | #NAME? | #NAME? | #NAME? | #NAME? | #NAME? | #NAME? |  |  | 1: 3.0297; 2: 4.964; 3: 0; 4: 0 | 7.9937 |  | 190.0464 | 308.6123 | 319.44 | 19909 | 7.9937 | 190.0464 | 310.8554 |  | 0 | 4736 | 4736 | 1990-09-04 | #NAME? | #NAME? | #NAME?
1990-09-05 | 1990 | 9 | 248 | 5 | 4 | 8.2 | 4.388 | 6.5 | 0 | 0 | 0 | #NAME? | #NAME? | #NAME? | #NAME? | #NAME? | #NAME? | FALSE | 1.3 | TRUE | TRUE | #NAME? | #NAME? | #NAME? | #NAME? | #NAME? | #NAME? | #NAME? | #NAME? | #NAME? | #NAME? |  |  | 1: 0; 2: 0; 3: 2.0425; 4: 4.4584 | 6.5009 |  | 160.7357 | 247.4819 | 255.136 | 19909 | 6.5009 | 160.7357 | 262.9124 |  | 0 | 4737 | 4737 | 1990-09-05 | #NAME? | #NAME? | #NAME?
1990-09-06 | 1990 | 9 | 249 | 6 | 5 | 5.8 | 4.0744 | 9.6667 | 0 | 0 | 0 | #NAME? | #NAME? | #NAME? | #NAME? | #NAME? | #NAME? | TRUE | 0 | TRUE | TRUE | #NAME? | #NAME? | #NAME? | #NAME? | #NAME? | #NAME? | #NAME? | #NAME? | #NAME? | #NAME? |  |  | 1: 4.7183; 2: 5.9326; 3: 0; 4: 0 | 10.6509 |  | 243.2243 | 393.6115 | 407.3185 | 19909 | 10.6509 | 243.2243 | 397.8376 |  | 0 | 4738 | 4738 | 1990-09-06 | #NAME? | #NAME? | #NAME?
1990-09-07 | 1990 | 9 | 250 | 7 | 6 | 13.1 | 6.0688 | 12.5 | 0 | 0 | 0 | #NAME? | #NAME? | #NAME? | #NAME? | #NAME? | #NAME? | FALSE | 0 | TRUE | TRUE | #NAME? | #NAME? | #NAME? | #NAME? | #NAME? | #NAME? | #NAME? | #NAME? | #NAME? | #NAME? |  |  | 1: 0; 2: 0; 3: 0; 4: 4.6543 | 4.6543 |  | 136.5268 | 210.2079 | 216.7092 | 19909 | 4.6543 | 136.5268 | 223.3144 |  | 0 | 4739 | 4739 | 1990-09-07 | #NAME? | #NAME? | #NAME?
1990-09-08 | 1990 | 9 | 251 | 8 | 7 | 7.7 | 3.5952 | 4 | 0 | 0 | 0 | #NAME? | #NAME? | #NAME? | #NAME? | #NAME? | #NAME? | FALSE | 0 | TRUE | TRUE | #NAME? | #NAME? | #NAME? | #NAME? | #NAME? | #NAME? | #NAME? | #NAME? | #NAME? | #NAME? |  |  | 1: 0; 2: 0; 3: 6.4756; 4: 0 | 6.4756 |  | 94.9761 | 146.233 | 150.7557 | 19909 | 6.4756 | 94.9761 | 155.3506 |  | 0 | 4740 | 4740 | 1990-09-08 | #NAME? | #NAME? | #NAME?
1990-09-09 | 1990 | 9 | 252 | 9 | 1 | 8.4 | 3.7379 | 7.6667 | 0 | 0 | 0 | #NAME? | #NAME? | #NAME? | #NAME? | #NAME? | #NAME? | TRUE | 0 | TRUE | TRUE | #NAME? | #NAME? | #NAME? | #NAME? | #NAME? | #NAME? | #NAME? | #NAME? | #NAME? | #NAME? |  |  | 1: 10.2099; 2: 10.8646; 3: 0; 4: 0 | 21.0746 |  | 468.442 | 756.2735 | 782.4716 | 19909 | 21.0746 | 468.442 | 766.222 |  | 0 | 4741 | 4741 | 1990-09-09 | #NAME? | #NAME? | #NAME?
1990-09-10 | 1990 | 9 | 253 | 10 | 2 | 6.6 | 3.81 | 5.5 | 0 | 0 | 0 | #NAME? | #NAME? | #NAME? | #NAME? | #NAME? | #NAME? | FALSE | 0 | TRUE | TRUE | #NAME? | #NAME? | #NAME? | #NAME? | #NAME? | #NAME? | #NAME? | #NAME? | #NAME? | #NAME? |  |  | 1: 0; 2: 0; 3: 5.4601; 4: 7.3711 | 12.8312 |  | 296.2992 | 456.2067 | 470.3162 | 19909 | 12.8312 | 296.2992 | 484.6512 |  | 0 | 4742 | 4742 | 1990-09-10 | #NAME? | #NAME? | #NAME?
1990-09-11 | 1990 | 9 | 254 | 11 | 3 | 6 | 3.6995 | 4.6667 | 0 | 0 | 0 | #NAME? | #NAME? | #NAME? | #NAME? | #NAME? | #NAME? | TRUE | 0 | TRUE | TRUE | #NAME? | #NAME? | #NAME? | #NAME? | #NAME? | #NAME? | #NAME? | #NAME? | #NAME? | #NAME? |  |  | 1: 2.7652; 2: 3.7932; 3: 0; 4: 0 | 6.5584 |  | 151.824 | 245.9879 | 254.5762 | 19909 | 6.5584 | 151.824 | 248.3357 |  | 0 | 4743 | 4743 | 1990-09-11 | #NAME? | #NAME? | #NAME?
1990-09-12 | 1990 | 9 | 255 | 12 | 4 | 7.1 | 3.3114 | 19.6667 | 6 | 6 | 0.75 | #NAME? | #NAME? | #NAME? | #NAME? | #NAME? | #NAME? | FALSE | 0 | TRUE | TRUE | #NAME? | #NAME? | #NAME? | #NAME? | #NAME? | #NAME? | #NAME? | #NAME? | #NAME? | #NAME? |  |  | 1: 0; 2: 0; 3: 5.4953; 4: 4.3147 | 9.81 |  | 207.1618 | 318.9634 | 328.8282 | 19909 | 9.81 | 207.1618 | 338.8507 |  | 0 | 4744 | 4744 | 1990-09-12 | #NAME? | #NAME? | #NAME?
1990-09-13 | 1990 | 9 | 256 | 13 | 5 | 3.7 | 2.9545 | 5.5 | 0 | 0 | 0 | #NAME? | #NAME? | #NAME? | #NAME? | #NAME? | #NAME? | TRUE | 6 | TRUE | TRUE | #NAME? | #NAME? | #NAME? | #NAME? | #NAME? | #NAME? | #NAME? | #NAME? | #NAME? | #NAME? |  |  | 1: 6.6443; 2: 7.8779; 3: 0; 4: 0 | 14.5223 |  | 328.536 | 531.2352 | 549.7013 | 19909 | 14.5223 | 328.536 | 537.3803 |  | 0 | 4745 | 4745 | 1990-09-13 | #NAME? | #NAME? | #NAME?
1990-09-14 | 1990 | 9 | 257 | 14 | 6 | 8.3 | 3.1716 | 4.6667 | 0 | 0 | 0 | #NAME? | #NAME? | #NAME? | #NAME? | #NAME? | #NAME? | FALSE | 6 | TRUE | TRUE | #NAME? | #NAME? | #NAME? | #NAME? | #NAME? | #NAME? | #NAME? | #NAME? | #NAME? | #NAME? |  |  | 1: 0; 2: 0; 3: 0; 4: 3.9049 | 3.9049 |  | 114.5451 | 176.3631 | 181.8177 | 19909 | 3.9049 | 114.5451 | 187.3594 |  | 0 | 4746 | 4746 | 1990-09-14 | #NAME? | #NAME? | #NAME?
1990-09-15 | 1990 | 9 | 258 | 15 | 7 | 7 | 4.1687 | 5.1667 | 0 | 0 | 0 | #NAME? | #NAME? | #NAME? | #NAME? | #NAME? | #NAME? | FALSE | 0 | TRUE | TRUE | #NAME? | #NAME? | #NAME? | #NAME? | #NAME? | #NAME? | #NAME? | #NAME? | #NAME? | #NAME? |  |  | 1: 0; 2: 0; 3: 3.7784; 4: 0 | 3.7784 |  | 55.4165 | 85.3238 | 87.9627 | 19909 | 3.7784 | 55.4165 | 90.6438 |  | 0 | 4747 | 4747 | 1990-09-15 | #NAME? | #NAME? | #NAME?
1990-09-16 | 1990 | 9 | 259 | 16 | 1 | 11.7 | 3.798 | 9.3333 | 0 | 0 | 0 | #NAME? | #NAME? | #NAME? | #NAME? | #NAME? | #NAME? | TRUE | 0 | TRUE | TRUE | #NAME? | #NAME? | #NAME? | #NAME? | #NAME? | #NAME? | #NAME? | #NAME? | #NAME? | #NAME? |  |  | 1: 1.7735; 2: 2.3908; 3: 0; 4: 0 | 4.1643 |  | 96.1426 | 155.7358 | 161.1703 | 19909 | 4.1643 | 96.1426 | 157.2587 |  | 0 | 4748 | 4748 | 1990-09-16 | #NAME? | #NAME? | #NAME?
1990-09-17 | 1990 | 9 | 260 | 17 | 2 | 4.9 | 2.3038 | 12.6667 | 0 | 0 | 0 | #NAME? | #NAME? | #NAME? | #NAME? | #NAME? | #NAME? | FALSE | 0 | TRUE | FALSE | #NAME? | #NAME? | #NAME? | #NAME? | #NAME? | #NAME? | #NAME? | #NAME? | #NAME? | #NAME? |  |  | 1: 0; 2: 0; 3: 0; 4: 0 | 0 |  | 0 | 0 | 0 | 19909 | 0 | 0 | 0 |  | 0 | 4749 | 4749 | 1990-09-17 | #NAME? | #NAME? | #NAME?
1990-09-18 | 1990 | 9 | 261 | 18 | 3 | 1.3 | 2.6628 | 0.66667 | 0 | 0 | 0 | #NAME? | #NAME? | #NAME? | #NAME? | #NAME? | #NAME? | TRUE | 0 | TRUE | TRUE | #NAME? | #NAME? | #NAME? | #NAME? | #NAME? | #NAME? | #NAME? | #NAME? | #NAME? | #NAME? |  |  | 1: 4.5461; 2: 5.5338; 3: 0; 4: 0 | 10.0799 |  | 229.0015 | 370.4276 | 383.3144 | 19909 | 10.0799 | 229.0015 | 374.5735 |  | 0 | 4750 | 4750 | 1990-09-18 | #NAME? | #NAME? | #NAME?
1990-09-19 | 1990 | 9 | 262 | 19 | 4 | 4.4 | 2.9865 | 17 | 0 | 0 | 0 | #NAME? | #NAME? | #NAME? | #NAME? | #NAME? | #NAME? | FALSE | 0 | TRUE | TRUE | #NAME? | #NAME? | #NAME? | #NAME? | #NAME? | #NAME? | #NAME? | #NAME? | #NAME? | #NAME? |  |  | 1: 0; 2: 0; 3: 5.6211; 4: 9.2115 | 14.8326 |  | 352.6467 | 542.964 | 559.7567 | 19909 | 14.8326 | 352.6467 | 576.8178 |  | 0 | 4751 | 4751 | 1990-09-19 | #NAME? | #NAME? | #NAME?
1990-09-20 | 1990 | 9 | 263 | 20 | 5 | 5.7 | 2.299 | 5.6667 | 0 | 0 | 0 | #NAME? | #NAME? | #NAME? | #NAME? | #NAME? | #NAME? | TRUE | 0 | TRUE | TRUE | #NAME? | #NAME? | #NAME? | #NAME? | #NAME? | #NAME? | #NAME? | #NAME? | #NAME? | #NAME? |  |  | 1: 4.1971; 2: 4.9021; 3: 0; 4: 0 | 9.0992 |  | 205.3528 | 331.9799 | 343.5143 | 19909 | 9.0992 | 205.3528 | 335.8918 |  | 0 | 4752 | 4752 | 1990-09-20 | #NAME? | #NAME? | #NAME?
1990-09-21 | 1990 | 9 | 264 | 21 | 6 | 5.9 | 3.3228 | 14.1667 | 0 | 0 | 0 | #NAME? | #NAME? | #NAME? | #NAME? | #NAME? | #NAME? | FALSE | 0 | TRUE | TRUE | #NAME? | #NAME? | #NAME? | #NAME? | #NAME? | #NAME? | #NAME? | #NAME? | #NAME? | #NAME? |  |  | 1: 0; 2: 0; 3: 0; 4: 3.5445 | 3.5445 |  | 103.971 | 160.0824 | 165.0334 | 19909 | 3.5445 | 103.971 | 170.0635 |  | 0 | 4753 | 4753 | 1990-09-21 | #NAME? | #NAME? | #NAME?
1990-09-22 | 1990 | 9 | 265 | 22 | 7 | 5.1 | 3.8177 | 12 | 0 | 0 | 0 | #NAME? | #NAME? | #NAME? | #NAME? | #NAME? | #NAME? | FALSE | 0 | TRUE | TRUE | #NAME? | #NAME? | #NAME? | #NAME? | #NAME? | #NAME? | #NAME? | #NAME? | #NAME? | #NAME? |  |  | 1: 0; 2: 0; 3: 7.7419; 4: 0 | 7.7419 |  | 113.548 | 174.8279 | 180.2349 | 19909 | 7.7419 | 113.548 | 185.7284 |  | 0 | 4754 | 4754 | 1990-09-22 | #NAME? | #NAME? | #NAME?
1990-09-23 | 1990 | 9 | 266 | 23 | 1 | 8.4 | 5.1346 | 6.1667 | 0 | 0 | 0 | #NAME? | #NAME? | #NAME? | #NAME? | #NAME? | #NAME? | TRUE | 0 | TRUE | TRUE | #NAME? | #NAME? | #NAME? | #NAME? | #NAME? | #NAME? | #NAME? | #NAME? | #NAME? | #NAME? |  |  | 1: 2.5728; 2: 2.7922; 3: 0; 4: 0 | 5.3649 |  | 119.6374 | 193.2041 | 199.9011 | 19909 | 5.3649 | 119.6374 | 195.6888 |  | 0 | 4755 | 4755 | 1990-09-23 | #NAME? | #NAME? | #NAME?
1990-09-24 | 1990 | 9 | 267 | 24 | 2 | 11.3 | 4.9068 | 13.1667 | 0 | 0 | 0 | #NAME? | #NAME? | #NAME? | #NAME? | #NAME? | #NAME? | FALSE | 0 | TRUE | TRUE | #NAME? | #NAME? | #NAME? | #NAME? | #NAME? | #NAME? | #NAME? | #NAME? | #NAME? | #NAME? |  |  | 1: 0; 2: 0; 3: 0; 4: 7.2037 | 7.2037 |  | 211.3095 | 325.3495 | 335.4119 | 19909 | 7.2037 | 211.3095 | 345.6351 |  | 0 | 4756 | 4756 | 1990-09-24 | #NAME? | #NAME? | #NAME?
1990-09-25 | 1990 | 9 | 268 | 25 | 3 | 9.5 | 4.2718 | 10.5 | 0 | 0 | 0 | #NAME? | #NAME? | #NAME? | #NAME? | #NAME? | #NAME? | TRUE | 0 | TRUE | TRUE | #NAME? | #NAME? | #NAME? | #NAME? | #NAME? | #NAME? | #NAME? | #NAME? | #NAME? | #NAME? |  |  | 1: 8.9316; 2: 10.9186; 3: 0; 4: 0 | 19.8501 |  | 451.2745 | 730.0148 | 755.4147 | 19909 | 19.8501 | 451.2745 | 738.1413 |  | 0 | 4757 | 4757 | 1990-09-25 | #NAME? | #NAME? | #NAME?
1990-09-26 | 1990 | 9 | 269 | 26 | 4 | 7.3 | 2.9494 | 7.3333 | 0 | 0 | 0 | #NAME? | #NAME? | #NAME? | #NAME? | #NAME? | #NAME? | FALSE | 0 | TRUE | FALSE | #NAME? | #NAME? | #NAME? | #NAME? | #NAME? | #NAME? | #NAME? | #NAME? | #NAME? | #NAME? |  |  | 1: 0; 2: 0; 3: 0; 4: 0 | 0 |  | 0 | 0 | 0 | 19909 | 0 | 0 | 0 |  | 0 | 4758 | 4758 | 1990-09-26 | #NAME? | #NAME? | #NAME?
1990-09-27 | 1990 | 9 | 270 | 27 | 5 | -1.4 | 2.6457 | 5.5 | 0 | 0 | 0 | #NAME? | #NAME? | #NAME? | #NAME? | #NAME? | #NAME? | TRUE | 0 | TRUE | FALSE | #NAME? | #NAME? | #NAME? | #NAME? | #NAME? | #NAME? | #NAME? | #NAME? | #NAME? | #NAME? |  |  | 1: 0; 2: 0; 3: 0; 4: 0 | 0 |  | 0 | 0 | 0 | 19909 | 0 | 0 | 0 |  | 0 | 4759 | 4759 | 1990-09-27 | #NAME? | #NAME? | #NAME?
1990-09-28 | 1990 | 9 | 271 | 28 | 6 | 2.9 | 3.6673 | 11.6667 | 0 | 0 | 0 | #NAME? | #NAME? | #NAME? | #NAME? | #NAME? | #NAME? | FALSE | 0 | TRUE | TRUE | #NAME? | #NAME? | #NAME? | #NAME? | #NAME? | #NAME? | #NAME? | #NAME? | #NAME? | #NAME? |  |  | 1: 0; 2: 0; 3: 0; 4: 8.1255 | 8.1255 |  | 238.3491 | 366.9819 | 378.3318 | 19909 | 8.1255 | 238.3491 | 389.8632 |  | 0 | 4760 | 4760 | 1990-09-28 | #NAME? | #NAME? | #NAME?
1990-09-29 | 1990 | 9 | 272 | 29 | 7 | 5.8 | 3.7269 | 5.6667 | 0 | 0 | 0 | #NAME? | #NAME? | #NAME? | #NAME? | #NAME? | #NAME? | FALSE | 0 | TRUE | FALSE | #NAME? | #NAME? | #NAME? | #NAME? | #NAME? | #NAME? | #NAME? | #NAME? | #NAME? | #NAME? |  |  | 1: 0; 2: 0; 3: 0; 4: 0 | 0 |  | 0 | 0 | 0 | 19909 | 0 | 0 | 0 |  | 0 | 4761 | 4761 | 1990-09-29 | #NAME? | #NAME? | #NAME?
1990-09-30 | 1990 | 9 | 273 | 30 | 1 | 1.1 | 2.7364 | 3.6667 | 0 | 0 | 0 | #NAME? | #NAME? | #NAME? | #NAME? | #NAME? | #NAME? | TRUE | 0 | TRUE | FALSE | #NAME? | #NAME? | #NAME? | #NAME? | #NAME? | #NAME? | #NAME? | #NAME? | #NAME? | #NAME? |  |  | 1: 0; 2: 0; 3: 0; 4: 0 | 0 |  | 0 | 0 | 0 | 19909 | 0 | 0 | 0 |  | 0 | 4762 | 4762 | 1990-09-30 | #NAME? | #NAME? | #NAME?
1991-05-01 | 1991 | 5 | 121 | 1 | 4 | -2.8 | 3.0551 | 10.5 | 0 | 0 | 0 | #NAME? | #NAME? | #NAME? | #NAME? | #NAME? | #NAME? | FALSE | 0 | TRUE | FALSE | #NAME? | #NAME? | #NAME? | #NAME? | #NAME? | #NAME? | #NAME? | #NAME? | #NAME? | #NAME? |  |  | 1: 0; 2: 0; 3: 0; 4: 0 | 0 |  | 0 | 0 | 0 | 19915 | 0 | 0 | 0 |  | 0 | 4763 | 4763 | 1991-05-01 | #NAME? | #NAME? | #NAME?
1991-05-02 | 1991 | 5 | 122 | 2 | 5 | -7.6 | 2.2372 | 5.6667 | 0 | 0 | 0 | #NAME? | #NAME? | #NAME? | #NAME? | #NAME? | #NAME? | TRUE | 0 | TRUE | FALSE | #NAME? | #NAME? | #NAME? | #NAME? | #NAME? | #NAME? | #NAME? | #NAME? | #NAME? | #NAME? |  |  | 1: 0; 2: 0; 3: 0; 4: 0 | 0 |  | 0 | 0 | 0 | 19915 | 0 | 0 | 0 |  | 0 | 4764 | 4764 | 1991-05-02 | #NAME? | #NAME? | #NAME?
1991-05-03 | 1991 | 5 | 123 | 3 | 6 | -0.8 | 1.2619 | 11.5 | 0.6 | 0.6 | 0 | #NAME? | #NAME? | #NAME? | #NAME? | #NAME? | #NAME? | FALSE | 0 | TRUE | FALSE | #NAME? | #NAME? | #NAME? | #NAME? | #NAME? | #NAME? | #NAME? | #NAME? | #NAME? | #NAME? |  |  | 1: 0; 2: 0; 3: 0; 4: 0 | 0 |  | 0 | 0 | 0 | 19915 | 0 | 0 | 0 |  | 0 | 4765 | 4765 | 1991-05-03 | #NAME? | #NAME? | #NAME?
1991-05-04 | 1991 | 5 | 124 | 4 | 7 | -0.7 | 2.9887 | 3 | 0 | 0 | 0 | #NAME? | #NAME? | #NAME? | #NAME? | #NAME? | #NAME? | FALSE | 0.6 | TRUE | FALSE | #NAME? | #NAME? | #NAME? | #NAME? | #NAME? | #NAME? | #NAME? | #NAME? | #NAME? | #NAME? |  |  | 1: 0; 2: 0; 3: 0; 4: 0 | 0 |  | 0 | 0 | 0 | 19915 | 0 | 0 | 0 |  | 0 | 4766 | 4766 | 1991-05-04 | #NAME? | #NAME? | #NAME?
1991-05-05 | 1991 | 5 | 125 | 5 | 1 | 2.1 | 4.0248 | 15.8333 | 0 | 0 | 0 | #NAME? | #NAME? | #NAME? | #NAME? | #NAME? | #NAME? | TRUE | 0.6 | TRUE | FALSE | #NAME? | #NAME? | #NAME? | #NAME? | #NAME? | #NAME? | #NAME? | #NAME? | #NAME? | #NAME? |  |  | 1: 0; 2: 0; 3: 0; 4: 0 | 0 |  | 0 | 0 | 0 | 19915 | 0 | 0 | 0 |  | 0 | 4767 | 4767 | 1991-05-05 | #NAME? | #NAME? | #NAME?
1991-05-06 | 1991 | 5 | 126 | 6 | 2 | -0.3 | 3.723 | 7.1667 | 0 | 0 | 0 | #NAME? | #NAME? | #NAME? | #NAME? | #NAME? | #NAME? | FALSE | 0 | TRUE | TRUE | #NAME? | #NAME? | #NAME? | #NAME? | #NAME? | #NAME? | #NAME? | #NAME? | #NAME? | #NAME? |  |  | 1: 0; 2: 0; 3: 6.968; 4: 8.0619 | 15.0299 |  | 338.6806 | 521.4606 | 537.5882 | 19915 | 15.0299 | 338.6806 | 553.9736 |  | 0 | 4768 | 4768 | 1991-05-06 | #NAME? | #NAME? | #NAME?
1991-05-07 | 1991 | 5 | 127 | 7 | 3 | 3.6 | 3.631 | 3.8333 | 0 | 0 | 0 | #NAME? | #NAME? | #NAME? | #NAME? | #NAME? | #NAME? | TRUE | 0 | TRUE | TRUE | #NAME? | #NAME? | #NAME? | #NAME? | #NAME? | #NAME? | #NAME? | #NAME? | #NAME? | #NAME? |  |  | 1: 5.2823; 2: 6.7124; 3: 0; 4: 0 | 11.9946 |  | 274.3693 | 444.0785 | 459.5478 | 19915 | 11.9946 | 274.3693 | 448.7808 |  | 0 | 4769 | 4769 | 1991-05-07 | #NAME? | #NAME? | #NAME?
1991-05-08 | 1991 | 5 | 128 | 8 | 4 | 3.2 | 2.8508 | 6.6667 | 2.9 | 2.9 | 0 | #NAME? | #NAME? | #NAME? | #NAME? | #NAME? | #NAME? | FALSE | 0 | TRUE | TRUE | #NAME? | #NAME? | #NAME? | #NAME? | #NAME? | #NAME? | #NAME? | #NAME? | #NAME? | #NAME? |  |  | 1: 0; 2: 0; 3: 0; 4: 4.2771 | 4.2771 |  | 125.4609 | 193.17 | 199.1443 | 19915 | 4.2771 | 125.4609 | 205.2141 |  | 0 | 4770 | 4770 | 1991-05-08 | #NAME? | #NAME? | #NAME?
1991-05-09 | 1991 | 5 | 129 | 9 | 5 | 4.2 | 4.0699 | 12.3333 | 0 | 0 | 0 | #NAME? | #NAME? | #NAME? | #NAME? | #NAME? | #NAME? | TRUE | 2.9 | TRUE | TRUE | #NAME? | #NAME? | #NAME? | #NAME? | #NAME? | #NAME? | #NAME? | #NAME? | #NAME? | #NAME? |  |  | 1: 2.2802; 2: 2.9212; 3: 0; 4: 0 | 5.2014 |  | 119.1309 | 192.84 | 199.5592 | 19915 | 5.2014 | 119.1309 | 194.8602 |  | 0 | 4771 | 4771 | 1991-05-09 | #NAME? | #NAME? | #NAME?
1991-05-10 | 1991 | 5 | 130 | 10 | 6 | 6 | 4.5767 | 16 | 0 | 0 | 0 | #NAME? | #NAME? | #NAME? | #NAME? | #NAME? | #NAME? | FALSE | 2.9 | TRUE | TRUE | #NAME? | #NAME? | #NAME? | #NAME? | #NAME? | #NAME? | #NAME? | #NAME? | #NAME? | #NAME? |  |  | 1: 0; 2: 0; 3: 0; 4: 4.5185 | 4.5185 |  | 132.5414 | 204.0717 | 210.3832 | 19915 | 4.5185 | 132.5414 | 216.7955 |  | 0 | 4772 | 4772 | 1991-05-10 | #NAME? | #NAME? | #NAME?
1991-05-11 | 1991 | 5 | 131 | 11 | 7 | 3.1 | 4.7599 | 5 | 1 | 1 | 0 | #NAME? | #NAME? | #NAME? | #NAME? | #NAME? | #NAME? | FALSE | 0 | TRUE | TRUE | #NAME? | #NAME? | #NAME? | #NAME? | #NAME? | #NAME? | #NAME? | #NAME? | #NAME? | #NAME? |  |  | 1: 0; 2: 0; 3: 6.3485; 4: 0 | 6.3485 |  | 93.1109 | 143.3613 | 147.7952 | 19915 | 6.3485 | 93.1109 | 152.2999 |  | 0 | 4773 | 4773 | 1991-05-11 | #NAME? | #NAME? | #NAME?
1991-05-12 | 1991 | 5 | 132 | 12 | 1 | 8.5 | 2.15 | 4.6667 | 28.2 | 28.2 | 17.4 | #NAME? | #NAME? | #NAME? | #NAME? | #NAME? | #NAME? | TRUE | 1 | TRUE | TRUE | #NAME? | #NAME? | #NAME? | #NAME? | #NAME? | #NAME? | #NAME? | #NAME? | #NAME? | #NAME? |  |  | 1: 0; 2: 0; 3: 0; 4: 0 | 0 |  | 0 | 0 | 0 | 19915 | 0 | 0 | 0 |  | 0 | 4774 | 4774 | 1991-05-12 | #NAME? | #NAME? | #NAME?
1991-05-13 | 1991 | 5 | 133 | 13 | 2 | 7.2 | 3.7396 | 27.6667 | 8.8 | 8.8 | 2.85 | #NAME? | #NAME? | #NAME? | #NAME? | #NAME? | #NAME? | FALSE | 29.2 | FALSE | TRUE | #NAME? | #NAME? | #NAME? | #NAME? | #NAME? | #NAME? | #NAME? | #NAME? | #NAME? | #NAME? |  |  | 1: 0; 2: 0; 3: 0; 4: 0 | 0 |  | 0 | 0 | 0 | 19915 | 0 | 0 | 0 |  | 0 | 4775 | 4775 | 1991-05-13 | #NAME? | #NAME? | #NAME?
1991-05-14 | 1991 | 5 | 134 | 14 | 3 | 5.4 | 3.8958 | 10.8333 | 0.4 | 0.4 | 0 | #NAME? | #NAME? | #NAME? | #NAME? | #NAME? | #NAME? | TRUE | 37 | FALSE | TRUE | #NAME? | #NAME? | #NAME? | #NAME? | #NAME? | #NAME? | #NAME? | #NAME? | #NAME? | #NAME? |  |  | 1: 0; 2: 0; 3: 0; 4: 0 | 0 |  | 0 | 0 | 0 | 19915 | 0 | 0 | 0 |  | 0 | 4776 | 4776 | 1991-05-14 | #NAME? | #NAME? | #NAME?
1991-05-15 | 1991 | 5 | 135 | 15 | 4 | 5.6 | 4.2986 | 11.6667 | 0 | 0 | 0 | #NAME? | #NAME? | #NAME? | #NAME? | #NAME? | #NAME? | FALSE | 9.2 | TRUE | TRUE | #NAME? | #NAME? | #NAME? | #NAME? | #NAME? | #NAME? | #NAME? | #NAME? | #NAME? | #NAME? |  |  | 1: 0; 2: 0; 3: 2.0283; 4: 4.4227 | 6.451 |  | 159.48 | 245.5485 | 253.1428 | 19915 | 6.451 | 159.48 | 260.8584 |  | 0 | 4777 | 4777 | 1991-05-15 | #NAME? | #NAME? | #NAME?
1991-05-16 | 1991 | 5 | 136 | 16 | 5 | 4.5 | 4.2218 | 6.5 | 0.4 | 0.4 | 0 | #NAME? | #NAME? | #NAME? | #NAME? | #NAME? | #NAME? | TRUE | 0.4 | TRUE | TRUE | #NAME? | #NAME? | #NAME? | #NAME? | #NAME? | #NAME? | #NAME? | #NAME? | #NAME? | #NAME? |  |  | 1: 0; 2: 0; 3: 0; 4: 0 | 0 |  | 0 | 0 | 0 | 19915 | 0 | 0 | 0 |  | 0 | 4778 | 4778 | 1991-05-16 | #NAME? | #NAME? | #NAME?
1991-05-17 | 1991 | 5 | 137 | 17 | 6 | 9 | 3.9508 | 10 | 1.5 | 1.5 | 0 | #NAME? | #NAME? | #NAME? | #NAME? | #NAME? | #NAME? | FALSE | 0.4 | TRUE | TRUE | #NAME? | #NAME? | #NAME? | #NAME? | #NAME? | #NAME? | #NAME? | #NAME? | #NAME? | #NAME? |  |  | 1: 0; 2: 0; 3: 0; 4: 4.6862 | 4.6862 |  | 137.4627 | 211.6489 | 218.1947 | 19915 | 4.6862 | 137.4627 | 224.8451 |  | 0 | 4779 | 4779 | 1991-05-17 | #NAME? | #NAME? | #NAME?
1991-05-18 | 1991 | 5 | 138 | 18 | 7 | 9 | 2.2436 | 11.1667 | 0.7 | 0.7 | 0 | #NAME? | #NAME? | #NAME? | #NAME? | #NAME? | #NAME? | FALSE | 1.9 | TRUE | TRUE | #NAME? | #NAME? | #NAME? | #NAME? | #NAME? | #NAME? | #NAME? | #NAME? | #NAME? | #NAME? |  |  | 1: 0; 2: 0; 3: 1.945; 4: 0 | 1.945 |  | 28.5269 | 43.9224 | 45.2808 | 19915 | 1.945 | 28.5269 | 46.661 |  | 0 | 4780 | 4780 | 1991-05-18 | #NAME? | #NAME? | #NAME?
1991-05-19 | 1991 | 5 | 139 | 19 | 1 | 7.7 | 2.91 | 9.8333 | 17.4 | 17.4 | 9.3 | #NAME? | #NAME? | #NAME? | #NAME? | #NAME? | #NAME? | TRUE | 2.2 | TRUE | TRUE | #NAME? | #NAME? | #NAME? | #NAME? | #NAME? | #NAME? | #NAME? | #NAME? | #NAME? | #NAME? |  |  | 1: 2.971; 2: 3.9687; 3: 0; 4: 0 | 6.9396 |  | 159.9886 | 259.1245 | 268.1644 | 19915 | 6.9396 | 159.9886 | 261.6904 |  | 0 | 4781 | 4781 | 1991-05-19 | #NAME? | #NAME? | #NAME?
1991-05-20 | 1991 | 5 | 140 | 20 | 2 | 11.8 | 5.279 | 19.3333 | 0 | 0 | 0 | #NAME? | #NAME? | #NAME? | #NAME? | #NAME? | #NAME? | FALSE | 18.1 | FALSE | TRUE | #NAME? | #NAME? | #NAME? | #NAME? | #NAME? | #NAME? | #NAME? | #NAME? | #NAME? | #NAME? |  |  | 1: 0; 2: 0; 3: 0; 4: 0 | 0 |  | 0 | 0 | 0 | 19915 | 0 | 0 | 0 |  | 0 | 4782 | 4782 | 1991-05-20 | #NAME? | #NAME? | #NAME?
1991-05-21 | 1991 | 5 | 141 | 21 | 3 | 7.7 | 3.1783 | 17.3333 | 3.4 | 3.4 | 0 | #NAME? | #NAME? | #NAME? | #NAME? | #NAME? | #NAME? | TRUE | 17.4 | FALSE | TRUE | #NAME? | #NAME? | #NAME? | #NAME? | #NAME? | #NAME? | #NAME? | #NAME? | #NAME? | #NAME? |  |  | 1: 0; 2: 0; 3: 0; 4: 0 | 0 |  | 0 | 0 | 0 | 19915 | 0 | 0 | 0 |  | 0 | 4783 | 4783 | 1991-05-21 | #NAME? | #NAME? | #NAME?
1991-05-22 | 1991 | 5 | 142 | 22 | 4 | 4.8 | 2.9021 | 11.3333 | 3.2 | 3.2 | 0 | #NAME? | #NAME? | #NAME? | #NAME? | #NAME? | #NAME? | FALSE | 3.4 | TRUE | TRUE | #NAME? | #NAME? | #NAME? | #NAME? | #NAME? | #NAME? | #NAME? | #NAME? | #NAME? | #NAME? |  |  | 1: 0; 2: 0; 3: 0; 4: 6.9315 | 6.9315 |  | 203.3231 | 313.053 | 322.735 | 19915 | 6.9315 | 203.3231 | 332.5718 |  | 0 | 4784 | 4784 | 1991-05-22 | #NAME? | #NAME? | #NAME?
1991-05-23 | 1991 | 5 | 143 | 23 | 5 | 3.4 | 2.9316 | 17.5 | 5.8 | 5.8 | 0.6 | #NAME? | #NAME? | #NAME? | #NAME? | #NAME? | #NAME? | TRUE | 6.6 | TRUE | TRUE | #NAME? | #NAME? | #NAME? | #NAME? | #NAME? | #NAME? | #NAME? | #NAME? | #NAME? | #NAME? |  |  | 1: 2.2719; 2: 3.3126; 3: 0; 4: 0 | 5.5846 |  | 130.4924 | 211.5949 | 218.9953 | 19915 | 5.5846 | 130.4924 | 213.4439 |  | 0 | 4785 | 4785 | 1991-05-23 | #NAME? | #NAME? | #NAME?
1991-05-24 | 1991 | 5 | 144 | 24 | 6 | 4.2 | 1.938 | 12.5 | 17.4 | 17.4 | 9.3 | #NAME? | #NAME? | #NAME? | #NAME? | #NAME? | #NAME? | FALSE | 9 | TRUE | TRUE | #NAME? | #NAME? | #NAME? | #NAME? | #NAME? | #NAME? | #NAME? | #NAME? | #NAME? | #NAME? |  |  | 1: 0; 2: 0; 3: 0; 4: 3.2924 | 3.2924 |  | 96.5768 | 148.6976 | 153.2965 | 19915 | 3.2924 | 96.5768 | 157.9689 |  | 0 | 4786 | 4786 | 1991-05-24 | #NAME? | #NAME? | #NAME?
1991-05-25 | 1991 | 5 | 145 | 25 | 7 | 4.2 | 2.2613 | 21 | 2 | 2 | 0 | #NAME? | #NAME? | #NAME? | #NAME? | #NAME? | #NAME? | FALSE | 23.2 | FALSE | FALSE | #NAME? | #NAME? | #NAME? | #NAME? | #NAME? | #NAME? | #NAME? | #NAME? | #NAME? | #NAME? |  |  | 1: 0; 2: 0; 3: 0; 4: 0 | 0 |  | 0 | 0 | 0 | 19915 | 0 | 0 | 0 |  | 0 | 4787 | 4787 | 1991-05-25 | #NAME? | #NAME? | #NAME?
1991-05-26 | 1991 | 5 | 146 | 26 | 1 | 0.2 | 3.085 | 4.8333 | 0.8 | 0.8 | 0 | #NAME? | #NAME? | #NAME? | #NAME? | #NAME? | #NAME? | TRUE | 19.4 | FALSE | FALSE | #NAME? | #NAME? | #NAME? | #NAME? | #NAME? | #NAME? | #NAME? | #NAME? | #NAME? | #NAME? |  |  | 1: 0; 2: 0; 3: 0; 4: 0 | 0 |  | 0 | 0 | 0 | 19915 | 0 | 0 | 0 |  | 0 | 4788 | 4788 | 1991-05-26 | #NAME? | #NAME? | #NAME?
1991-05-27 | 1991 | 5 | 147 | 27 | 2 | 2.8 | 3.2055 | 5.6667 | 1.6 | 1.6 | 0 | #NAME? | #NAME? | #NAME? | #NAME? | #NAME? | #NAME? | FALSE | 2.8 | TRUE | TRUE | #NAME? | #NAME? | #NAME? | #NAME? | #NAME? | #NAME? | #NAME? | #NAME? | #NAME? | #NAME? |  |  | 1: 0; 2: 0; 3: 5.8684; 4: 5.2204 | 11.0888 |  | 239.2022 | 368.2955 | 379.6861 | 19915 | 11.0888 | 239.2022 | 391.2587 |  | 0 | 4789 | 4789 | 1991-05-27 | #NAME? | #NAME? | #NAME?
1991-05-28 | 1991 | 5 | 148 | 28 | 3 | 4.6 | 3.5626 | 6.5 | 0 | 0 | 0 | #NAME? | #NAME? | #NAME? | #NAME? | #NAME? | #NAME? | TRUE | 2.4 | TRUE | TRUE | #NAME? | #NAME? | #NAME? | #NAME? | #NAME? | #NAME? | #NAME? | #NAME? | #NAME? | #NAME? |  |  | 1: 7.5153; 2: 10.2417; 3: 0; 4: 0 | 17.7571 |  | 410.6491 | 665.2829 | 688.5058 | 19915 | 17.7571 | 410.6491 | 671.6912 |  | 0 | 4790 | 4790 | 1991-05-28 | #NAME? | #NAME? | #NAME?
1991-05-29 | 1991 | 5 | 149 | 29 | 4 | 5 | 4.293 | 5.6667 | 0 | 0 | 0 | #NAME? | #NAME? | #NAME? | #NAME? | #NAME? | #NAME? | FALSE | 1.6 | TRUE | TRUE | #NAME? | #NAME? | #NAME? | #NAME? | #NAME? | #NAME? | #NAME? | #NAME? | #NAME? | #NAME? |  |  | 1: 0; 2: 0; 3: 0.97749; 4: 4.2394 | 5.2169 |  | 138.6933 | 213.5437 | 220.1481 | 19915 | 5.2169 | 138.6933 | 226.8581 |  | 0 | 4791 | 4791 | 1991-05-29 | #NAME? | #NAME? | #NAME?
1991-05-30 | 1991 | 5 | 150 | 30 | 5 | 5.3 | 4.3927 | 13 | 0 | 0 | 0 | #NAME? | #NAME? | #NAME? | #NAME? | #NAME? | #NAME? | TRUE | 0 | TRUE | TRUE | #NAME? | #NAME? | #NAME? | #NAME? | #NAME? | #NAME? | #NAME? | #NAME? | #NAME? | #NAME? |  |  | 1: 7.3777; 2: 9.8211; 3: 0; 4: 0 | 17.1988 |  | 396.2921 | 641.8218 | 664.2104 | 19915 | 17.1988 | 396.2921 | 648.2078 |  | 0 | 4792 | 4792 | 1991-05-30 | #NAME? | #NAME? | #NAME?
1991-05-31 | 1991 | 5 | 151 | 31 | 6 | 5 | 5.2058 | 3.8333 | 0 | 0 | 0 | #NAME? | #NAME? | #NAME? | #NAME? | #NAME? | #NAME? | FALSE | 0 | TRUE | TRUE | #NAME? | #NAME? | #NAME? | #NAME? | #NAME? | #NAME? | #NAME? | #NAME? | #NAME? | #NAME? |  |  | 1: 0; 2: 0; 3: 0; 4: 4.7771 | 4.7771 |  | 140.1295 | 215.7549 | 222.4278 | 19915 | 4.7771 | 140.1295 | 229.2073 |  | 0 | 4793 | 4793 | 1991-05-31 | #NAME? | #NAME? | #NAME?
1991-06-01 | 1991 | 6 | 152 | 1 | 7 | 10.9 | 5.8295 | 13 | 0 | 0 | 0 | #NAME? | #NAME? | #NAME? | #NAME? | #NAME? | #NAME? | FALSE | 0 | TRUE | TRUE | #NAME? | #NAME? | #NAME? | #NAME? | #NAME? | #NAME? | #NAME? | #NAME? | #NAME? | #NAME? |  |  | 1: 0; 2: 0; 3: 2.1399; 4: 0 | 2.1399 |  | 31.3857 | 48.3239 | 49.8185 | 19916 | 2.1399 | 31.3857 | 51.3369 |  | 0 | 4794 | 4794 | 1991-06-01 | #NAME? | #NAME? | #NAME?
1991-06-02 | 1991 | 6 | 153 | 2 | 1 | 6.9 | 5.537 | 10.5 | 0 | 0 | 0 | #NAME? | #NAME? | #NAME? | #NAME? | #NAME? | #NAME? | TRUE | 0 | TRUE | TRUE | #NAME? | #NAME? | #NAME? | #NAME? | #NAME? | #NAME? | #NAME? | #NAME? | #NAME? | #NAME? |  |  | 1: 2.2265; 2: 2.9081; 3: 0; 4: 0 | 5.1347 |  | 117.9613 | 190.9972 | 197.656 | 19916 | 5.1347 | 117.9613 | 192.9472 |  | 0 | 4795 | 4795 | 1991-06-02 | #NAME? | #NAME? | #NAME?
1991-06-03 | 1991 | 6 | 154 | 3 | 2 | 8.1 | 4.7937 | 13.1667 | 0 | 0 | 0 | #NAME? | #NAME? | #NAME? | #NAME? | #NAME? | #NAME? | FALSE | 0 | TRUE | TRUE | #NAME? | #NAME? | #NAME? | #NAME? | #NAME? | #NAME? | #NAME? | #NAME? | #NAME? | #NAME? |  |  | 1: 0; 2: 0; 3: 6.6234; 4: 9.1147 | 15.7382 |  | 364.5092 | 561.2285 | 578.586 | 19916 | 15.7382 | 364.5092 | 596.221 |  | 0 | 4796 | 4796 | 1991-06-03 | #NAME? | #NAME? | #NAME?
1991-06-04 | 1991 | 6 | 155 | 4 | 3 | 5.8 | 4.1182 | 11 | 0 | 0 | 0 | #NAME? | #NAME? | #NAME? | #NAME? | #NAME? | #NAME? | TRUE | 0 | TRUE | TRUE | #NAME? | #NAME? | #NAME? | #NAME? | #NAME? | #NAME? | #NAME? | #NAME? | #NAME? | #NAME? |  |  | 1: 0; 2: 0; 3: 0; 4: 0 | 0 |  | 0 | 0 | 0 | 19916 | 0 | 0 | 0 |  | 0 | 4797 | 4797 | 1991-06-04 | #NAME? | #NAME? | #NAME?
1991-06-05 | 1991 | 6 | 156 | 5 | 4 | 8.2 | 4.7522 | 19 | 0 | 0 | 0 | #NAME? | #NAME? | #NAME? | #NAME? | #NAME? | #NAME? | FALSE | 0 | TRUE | TRUE | #NAME? | #NAME? | #NAME? | #NAME? | #NAME? | #NAME? | #NAME? | #NAME? | #NAME? | #NAME? |  |  | 1: 0; 2: 0; 3: 2.8549; 4: 4.545 | 7.3999 |  | 175.1925 | 269.7409 | 278.0834 | 19916 | 7.3999 | 175.1925 | 286.5592 |  | 0 | 4798 | 4798 | 1991-06-05 | #NAME? | #NAME? | #NAME?
1991-06-06 | 1991 | 6 | 157 | 6 | 5 | 8.9 | 3.3674 | 5.8333 | 0.6 | 0.6 | 0 | #NAME? | #NAME? | #NAME? | #NAME? | #NAME? | #NAME? | TRUE | 0 | TRUE | TRUE | #NAME? | #NAME? | #NAME? | #NAME? | #NAME? | #NAME? | #NAME? | #NAME? | #NAME? | #NAME? |  |  | 1: 9.8839; 2: 14.8851; 3: 0; 4: 0 | 24.7691 |  | 581.5948 | 943.4527 | 976.479 | 19916 | 24.7691 | 581.5948 | 951.304 |  | 0 | 4799 | 4799 | 1991-06-06 | #NAME? | #NAME? | #NAME?
1991-06-07 | 1991 | 6 | 158 | 7 | 6 | 7.6 | 3.647 | 7.3333 | 4.2 | 4.2 | 0 | #NAME? | #NAME? | #NAME? | #NAME? | #NAME? | #NAME? | FALSE | 0.6 | TRUE | TRUE | #NAME? | #NAME? | #NAME? | #NAME? | #NAME? | #NAME? | #NAME? | #NAME? | #NAME? | #NAME? |  |  | 1: 0; 2: 0; 3: 0; 4: 4.4658 | 4.4658 |  | 130.9959 | 201.6921 | 207.93 | 19916 | 4.4658 | 130.9959 | 214.2676 |  | 0 | 4800 | 4800 | 1991-06-07 | #NAME? | #NAME? | #NAME?
1991-06-08 | 1991 | 6 | 159 | 8 | 7 | 8.5 | 4.895 | 33.3333 | 5.8 | 5.8 | 0.6 | #NAME? | #NAME? | #NAME? | #NAME? | #NAME? | #NAME? | FALSE | 4.8 | TRUE | TRUE | #NAME? | #NAME? | #NAME? | #NAME? | #NAME? | #NAME? | #NAME? | #NAME? | #NAME? | #NAME? |  |  | 1: 0; 2: 0; 3: 6.0783; 4: 0 | 6.0783 |  | 89.1483 | 137.2601 | 141.5052 | 19916 | 6.0783 | 89.1483 | 145.8182 |  | 0 | 4801 | 4801 | 1991-06-08 | #NAME? | #NAME? | #NAME?
1991-06-09 | 1991 | 6 | 160 | 9 | 1 | 7.3 | 5.4553 | 9.6667 | 0 | 0 | 0 | #NAME? | #NAME? | #NAME? | #NAME? | #NAME? | #NAME? | TRUE | 10 | FALSE | TRUE | #NAME? | #NAME? | #NAME? | #NAME? | #NAME? | #NAME? | #NAME? | #NAME? | #NAME? | #NAME? |  |  | 1: 0; 2: 0; 3: 0; 4: 0 | 0 |  | 0 | 0 | 0 | 19916 | 0 | 0 | 0 |  | 0 | 4802 | 4802 | 1991-06-09 | #NAME? | #NAME? | #NAME?
1991-06-10 | 1991 | 6 | 161 | 10 | 2 | 9.4 | 5.4532 | 4.8333 | 0 | 0 | 0 | #NAME? | #NAME? | #NAME? | #NAME? | #NAME? | #NAME? | FALSE | 5.8 | TRUE | TRUE | #NAME? | #NAME? | #NAME? | #NAME? | #NAME? | #NAME? | #NAME? | #NAME? | #NAME? | #NAME? |  |  | 1: 0; 2: 0; 3: 5.9758; 4: 7.3727 | 13.3485 |  | 303.9106 | 467.9259 | 482.3979 | 19916 | 13.3485 | 303.9106 | 497.1011 |  | 0 | 4803 | 4803 | 1991-06-10 | #NAME? | #NAME? | #NAME?
1991-06-11 | 1991 | 6 | 162 | 11 | 3 | 6.8 | 3.7359 | 7.3333 | 10.3 | 10.3 | 3.975 | #NAME? | #NAME? | #NAME? | #NAME? | #NAME? | #NAME? | TRUE | 0 | TRUE | TRUE | #NAME? | #NAME? | #NAME? | #NAME? | #NAME? | #NAME? | #NAME? | #NAME? | #NAME? | #NAME? |  |  | 1: 9.74; 2: 14.7315; 3: 0; 4: 0 | 24.4715 |  | 574.9773 | 932.7687 | 965.4248 | 19916 | 24.4715 | 574.9773 | 940.4798 |  | 0 | 4804 | 4804 | 1991-06-11 | #NAME? | #NAME? | #NAME?
1991-06-12 | 1991 | 6 | 163 | 12 | 4 | 6.6 | 4.6684 | 6.3333 | 0 | 0 | 0 | #NAME? | #NAME? | #NAME? | #NAME? | #NAME? | #NAME? | FALSE | 10.3 | FALSE | TRUE | #NAME? | #NAME? | #NAME? | #NAME? | #NAME? | #NAME? | #NAME? | #NAME? | #NAME? | #NAME? |  |  | 1: 0; 2: 0; 3: 0; 4: 0 | 0 |  | 0 | 0 | 0 | 19916 | 0 | 0 | 0 |  | 0 | 4805 | 4805 | 1991-06-12 | #NAME? | #NAME? | #NAME?
1991-06-13 | 1991 | 6 | 164 | 13 | 5 | 8.2 | 5.7984 | 27.8333 | 0 | 0 | 0 | #NAME? | #NAME? | #NAME? | #NAME? | #NAME? | #NAME? | TRUE | 10.3 | FALSE | TRUE | #NAME? | #NAME? | #NAME? | #NAME? | #NAME? | #NAME? | #NAME? | #NAME? | #NAME? | #NAME? |  |  | 1: 0; 2: 0; 3: 0; 4: 0 | 0 |  | 0 | 0 | 0 | 19916 | 0 | 0 | 0 |  | 0 | 4806 | 4806 | 1991-06-13 | #NAME? | #NAME? | #NAME?
1991-06-14 | 1991 | 6 | 165 | 14 | 6 | 6 | 4.3684 | 3.6667 | 0 | 0 | 0 | #NAME? | #NAME? | #NAME? | #NAME? | #NAME? | #NAME? | FALSE | 0 | TRUE | TRUE | #NAME? | #NAME? | #NAME? | #NAME? | #NAME? | #NAME? | #NAME? | #NAME? | #NAME? | #NAME? |  |  | 1: 0; 2: 0; 3: 0; 4: 8.0367 | 8.0367 |  | 235.7431 | 362.9695 | 374.1954 | 19916 | 8.0367 | 235.7431 | 385.6006 |  | 0 | 4807 | 4807 | 1991-06-14 | #NAME? | #NAME? | #NAME?
1991-06-15 | 1991 | 6 | 166 | 15 | 7 | 5.3 | 5.2044 | 8.5 | 0 | 0 | 0 | #NAME? | #NAME? | #NAME? | #NAME? | #NAME? | #NAME? | FALSE | 0 | TRUE | TRUE | #NAME? | #NAME? | #NAME? | #NAME? | #NAME? | #NAME? | #NAME? | #NAME? | #NAME? | #NAME? |  |  | 1: 0; 2: 0; 3: 4.1499; 4: 0 | 4.1499 |  | 60.8656 | 93.7137 | 96.612 | 19916 | 4.1499 | 60.8656 | 99.5567 |  | 0 | 4808 | 4808 | 1991-06-15 | #NAME? | #NAME? | #NAME?
1991-06-16 | 1991 | 6 | 167 | 16 | 1 | 3.9 | 3.9584 | 9.1667 | 0.2 | 0.2 | 0 | #NAME? | #NAME? | #NAME? | #NAME? | #NAME? | #NAME? | TRUE | 0 | TRUE | TRUE | #NAME? | #NAME? | #NAME? | #NAME? | #NAME? | #NAME? | #NAME? | #NAME? | #NAME? | #NAME? |  |  | 1: 0; 2: 0; 3: 0; 4: 0 | 0 |  | 0 | 0 | 0 | 19916 | 0 | 0 | 0 |  | 0 | 4809 | 4809 | 1991-06-16 | #NAME? | #NAME? | #NAME?
1991-06-17 | 1991 | 6 | 168 | 17 | 2 | 4.4 | 3.86 | 18.6667 | 11.8 | 11.8 | 5.1 | #NAME? | #NAME? | #NAME? | #NAME? | #NAME? | #NAME? | FALSE | 0.2 | TRUE | TRUE | #NAME? | #NAME? | #NAME? | #NAME? | #NAME? | #NAME? | #NAME? | #NAME? | #NAME? | #NAME? |  |  | 1: 0; 2: 0; 3: 7.4608; 4: 7.3195 | 14.7803 |  | 324.1302 | 499.0577 | 514.4924 | 19916 | 14.7803 | 324.1302 | 530.1739 |  | 0 | 4810 | 4810 | 1991-06-17 | #NAME? | #NAME? | #NAME?
1991-06-18 | 1991 | 6 | 169 | 18 | 3 | 6 | 3.5998 | 5.6667 | 6.6 | 6.6 | 1.2 | #NAME? | #NAME? | #NAME? | #NAME? | #NAME? | #NAME? | TRUE | 12 | FALSE | TRUE | #NAME? | #NAME? | #NAME? | #NAME? | #NAME? | #NAME? | #NAME? | #NAME? | #NAME? | #NAME? |  |  | 1: 0; 2: 0; 3: 0; 4: 0 | 0 |  | 0 | 0 | 0 | 19916 | 0 | 0 | 0 |  | 0 | 4811 | 4811 | 1991-06-18 | #NAME? | #NAME? | #NAME?
1991-06-19 | 1991 | 6 | 170 | 19 | 4 | 7.6 | 2.5693 | 8.1667 | 2.8 | 2.8 | 0 | #NAME? | #NAME? | #NAME? | #NAME? | #NAME? | #NAME? | FALSE | 18.4 | FALSE | TRUE | #NAME? | #NAME? | #NAME? | #NAME? | #NAME? | #NAME? | #NAME? | #NAME? | #NAME? | #NAME? |  |  | 1: 0; 2: 0; 3: 0; 4: 0 | 0 |  | 0 | 0 | 0 | 19916 | 0 | 0 | 0 |  | 0 | 4812 | 4812 | 1991-06-19 | #NAME? | #NAME? | #NAME?
1991-06-20 | 1991 | 6 | 171 | 20 | 5 | 8.3 | 2.6329 | 7 | 1.5 | 1.5 | 0 | #NAME? | #NAME? | #NAME? | #NAME? | #NAME? | #NAME? | TRUE | 9.4 | TRUE | TRUE | #NAME? | #NAME? | #NAME? | #NAME? | #NAME? | #NAME? | #NAME? | #NAME? | #NAME? | #NAME? |  |  | 1: 0; 2: 0; 3: 0; 4: 0 | 0 |  | 0 | 0 | 0 | 19916 | 0 | 0 | 0 |  | 0 | 4813 | 4813 | 1991-06-20 | #NAME? | #NAME? | #NAME?
1991-06-21 | 1991 | 6 | 172 | 21 | 6 | 8.1 | 3.3235 | 17.3333 | 30 | 30 | 18.75 | #NAME? | #NAME? | #NAME? | #NAME? | #NAME? | #NAME? | FALSE | 4.3 | TRUE | TRUE | #NAME? | #NAME? | #NAME? | #NAME? | #NAME? | #NAME? | #NAME? | #NAME? | #NAME? | #NAME? |  |  | 1: 0; 2: 0; 3: 0; 4: 5.921 | 5.921 |  | 173.684 | 267.4182 | 275.6889 | 19916 | 5.921 | 173.684 | 284.0917 |  | 0 | 4814 | 4814 | 1991-06-21 | #NAME? | #NAME? | #NAME?
1991-06-22 | 1991 | 6 | 173 | 22 | 7 | 5 | 3.122 | 4.3333 | 0.2 | 0.2 | 0 | #NAME? | #NAME? | #NAME? | #NAME? | #NAME? | #NAME? | FALSE | 31.5 | FALSE | TRUE | #NAME? | #NAME? | #NAME? | #NAME? | #NAME? | #NAME? | #NAME? | #NAME? | #NAME? | #NAME? |  |  | 1: 0; 2: 0; 3: 0; 4: 0 | 0 |  | 0 | 0 | 0 | 19916 | 0 | 0 | 0 |  | 0 | 4815 | 4815 | 1991-06-22 | #NAME? | #NAME? | #NAME?
1991-06-23 | 1991 | 6 | 174 | 23 | 1 | 6.4 | 3.3542 | 3.3333 | 16.8 | 16.8 | 8.85 | #NAME? | #NAME? | #NAME? | #NAME? | #NAME? | #NAME? | TRUE | 30.2 | FALSE | TRUE | #NAME? | #NAME? | #NAME? | #NAME? | #NAME? | #NAME? | #NAME? | #NAME? | #NAME? | #NAME? |  |  | 1: 0; 2: 0; 3: 0; 4: 0 | 0 |  | 0 | 0 | 0 | 19916 | 0 | 0 | 0 |  | 0 | 4816 | 4816 | 1991-06-23 | #NAME? | #NAME? | #NAME?
1991-06-24 | 1991 | 6 | 175 | 24 | 2 | 9.2 | 3.4188 | 13 | 3.4 | 3.4 | 0 | #NAME? | #NAME? | #NAME? | #NAME? | #NAME? | #NAME? | FALSE | 17 | FALSE | TRUE | #NAME? | #NAME? | #NAME? | #NAME? | #NAME? | #NAME? | #NAME? | #NAME? | #NAME? | #NAME? |  |  | 1: 0; 2: 0; 3: 0; 4: 0 | 0 |  | 0 | 0 | 0 | 19916 | 0 | 0 | 0 |  | 0 | 4817 | 4817 | 1991-06-24 | #NAME? | #NAME? | #NAME?
1991-06-25 | 1991 | 6 | 176 | 25 | 3 | 10.1 | 3.2256 | 9.8333 | 1.8 | 1.8 | 0 | #NAME? | #NAME? | #NAME? | #NAME? | #NAME? | #NAME? | TRUE | 20.2 | FALSE | TRUE | #NAME? | #NAME? | #NAME? | #NAME? | #NAME? | #NAME? | #NAME? | #NAME? | #NAME? | #NAME? |  |  | 1: 0; 2: 0; 3: 0; 4: 0 | 0 |  | 0 | 0 | 0 | 19916 | 0 | 0 | 0 |  | 0 | 4818 | 4818 | 1991-06-25 | #NAME? | #NAME? | #NAME?
1991-06-26 | 1991 | 6 | 177 | 26 | 4 | 7.7 | 3.5792 | 8.6667 | 1.8 | 1.8 | 0 | #NAME? | #NAME? | #NAME? | #NAME? | #NAME? | #NAME? | FALSE | 5.2 | TRUE | TRUE | #NAME? | #NAME? | #NAME? | #NAME? | #NAME? | #NAME? | #NAME? | #NAME? | #NAME? | #NAME? |  |  | 1: 0; 2: 0; 3: 5.2659; 4: 5.9344 | 11.2003 |  | 251.3095 | 386.9369 | 398.904 | 19916 | 11.2003 | 251.3095 | 411.0623 |  | 0 | 4819 | 4819 | 1991-06-26 | #NAME? | #NAME? | #NAME?
1991-06-27 | 1991 | 6 | 178 | 27 | 5 | 11.1 | 2.9004 | 6.3333 | 0.4 | 0.4 | 0 | #NAME? | #NAME? | #NAME? | #NAME? | #NAME? | #NAME? | TRUE | 3.6 | TRUE | TRUE | #NAME? | #NAME? | #NAME? | #NAME? | #NAME? | #NAME? | #NAME? | #NAME? | #NAME? | #NAME? |  |  | 1: 10.5645; 2: 13.9725; 3: 0; 4: 0 | 24.537 |  | 564.8066 | 914.6625 | 946.5624 | 19916 | 24.537 | 564.8066 | 923.8438 |  | 0 | 4820 | 4820 | 1991-06-27 | #NAME? | #NAME? | #NAME?
1991-06-28 | 1991 | 6 | 179 | 28 | 6 | 7.8 | 3.1416 | 5.6667 | 0 | 0 | 0 | #NAME? | #NAME? | #NAME? | #NAME? | #NAME? | #NAME? | FALSE | 2.2 | TRUE | TRUE | #NAME? | #NAME? | #NAME? | #NAME? | #NAME? | #NAME? | #NAME? | #NAME? | #NAME? | #NAME? |  |  | 1: 0; 2: 0; 3: 0; 4: 3.8752 | 3.8752 |  | 113.673 | 175.0203 | 180.4333 | 19916 | 3.8752 | 113.673 | 185.9328 |  | 0 | 4821 | 4821 | 1991-06-28 | #NAME? | #NAME? | #NAME?
1991-06-29 | 1991 | 6 | 180 | 29 | 7 | 10.1 | 3.123 | 2.5 | 15 | 15 | 7.5 | #NAME? | #NAME? | #NAME? | #NAME? | #NAME? | #NAME? | FALSE | 0.4 | TRUE | TRUE | #NAME? | #NAME? | #NAME? | #NAME? | #NAME? | #NAME? | #NAME? | #NAME? | #NAME? | #NAME? |  |  | 1: 0; 2: 0; 3: 2.6433; 4: 0 | 2.6433 |  | 38.7677 | 59.69 | 61.536 | 19916 | 2.6433 | 38.7677 | 63.4116 |  | 0 | 4822 | 4822 | 1991-06-29 | #NAME? | #NAME? | #NAME?
1991-06-30 | 1991 | 6 | 181 | 30 | 1 | 8.5 | 3.3296 | 7.8333 | 0 | 0 | 0 | #NAME? | #NAME? | #NAME? | #NAME? | #NAME? | #NAME? | TRUE | 15 | FALSE | TRUE | #NAME? | #NAME? | #NAME? | #NAME? | #NAME? | #NAME? | #NAME? | #NAME? | #NAME? | #NAME? |  |  | 1: 0; 2: 0; 3: 0; 4: 0 | 0 |  | 0 | 0 | 0 | 19916 | 0 | 0 | 0 |  | 0 | 4823 | 4823 | 1991-06-30 | #NAME? | #NAME? | #NAME?
1991-07-01 | 1991 | 7 | 182 | 1 | 2 | 13 | 5.1008 | 20 | 0 | 0 | 0 | #NAME? | #NAME? | #NAME? | #NAME? | #NAME? | #NAME? | FALSE | 15 | FALSE | TRUE | #NAME? | #NAME? | #NAME? | #NAME? | #NAME? | #NAME? | #NAME? | #NAME? | #NAME? | #NAME? |  |  | 1: 0; 2: 0; 3: 0; 4: 0 | 0 |  | 0 | 0 | 0 | 19917 | 0 | 0 | 0 |  | 0 | 4824 | 4824 | 1991-07-01 | #NAME? | #NAME? | #NAME?
1991-07-02 | 1991 | 7 | 183 | 2 | 3 | 12 | 5.0494 | 4.8333 | 0 | 0 | 0 | #NAME? | #NAME? | #NAME? | #NAME? | #NAME? | #NAME? | TRUE | 0 | TRUE | TRUE | #NAME? | #NAME? | #NAME? | #NAME? | #NAME? | #NAME? | #NAME? | #NAME? | #NAME? | #NAME? |  |  | 1: 7.4474; 2: 10.1738; 3: 0; 4: 0 | 17.6212 |  | 407.6608 | 660.463 | 683.5193 | 19917 | 17.6212 | 407.6608 | 666.8033 |  | 0 | 4825 | 4825 | 1991-07-02 | #NAME? | #NAME? | #NAME?
1991-07-03 | 1991 | 7 | 184 | 3 | 4 | 14.6 | 5.7986 | 9.1667 | 0 | 0 | 0 | #NAME? | #NAME? | #NAME? | #NAME? | #NAME? | #NAME? | FALSE | 0 | TRUE | TRUE | #NAME? | #NAME? | #NAME? | #NAME? | #NAME? | #NAME? | #NAME? | #NAME? | #NAME? | #NAME? |  |  | 1: 0; 2: 0; 3: 4.0875; 4: 9.6939 | 13.7814 |  | 344.3037 | 530.1184 | 546.5138 | 19917 | 13.7814 | 344.3037 | 563.1713 |  | 0 | 4826 | 4826 | 1991-07-03 | #NAME? | #NAME? | #NAME?
1991-07-04 | 1991 | 7 | 185 | 4 | 5 | 12.7 | 3.4123 | 8.1667 | 1.2 | 1.2 | 0 | #NAME? | #NAME? | #NAME? | #NAME? | #NAME? | #NAME? | TRUE | 0 | TRUE | TRUE | #NAME? | #NAME? | #NAME? | #NAME? | #NAME? | #NAME? | #NAME? | #NAME? | #NAME? | #NAME? |  |  | 1: 7.5643; 2: 8.7; 3: 0; 4: 0 | 16.2643 |  | 366.1435 | 591.7888 | 612.3402 | 19917 | 16.2643 | 366.1435 | 598.8942 |  | 0 | 4827 | 4827 | 1991-07-04 | #NAME? | #NAME? | #NAME?
1991-07-05 | 1991 | 7 | 186 | 5 | 6 | 8.2 | 4.4664 | 6 | 1.2 | 1.2 | 0 | #NAME? | #NAME? | #NAME? | #NAME? | #NAME? | #NAME? | FALSE | 1.2 | TRUE | TRUE | #NAME? | #NAME? | #NAME? | #NAME? | #NAME? | #NAME? | #NAME? | #NAME? | #NAME? | #NAME? |  |  | 1: 0; 2: 0; 3: 0; 4: 4.1567 | 4.1567 |  | 121.9313 | 187.7355 | 193.5417 | 19917 | 4.1567 | 121.9313 | 199.4408 |  | 0 | 4828 | 4828 | 1991-07-05 | #NAME? | #NAME? | #NAME?
1991-07-06 | 1991 | 7 | 187 | 6 | 7 | 5 | 3.1545 | 14.6667 | 4 | 4 | 0 | #NAME? | #NAME? | #NAME? | #NAME? | #NAME? | #NAME? | FALSE | 2.4 | TRUE | TRUE | #NAME? | #NAME? | #NAME? | #NAME? | #NAME? | #NAME? | #NAME? | #NAME? | #NAME? | #NAME? |  |  | 1: 0; 2: 0; 3: 8.4963; 4: 0 | 8.4963 |  | 124.6125 | 191.8636 | 197.7976 | 19917 | 8.4963 | 124.6125 | 203.8263 |  | 0 | 4829 | 4829 | 1991-07-06 | #NAME? | #NAME? | #NAME?
1991-07-07 | 1991 | 7 | 188 | 7 | 1 | 7 | 3.8419 | 6.5 | 0 | 0 | 0 | #NAME? | #NAME? | #NAME? | #NAME? | #NAME? | #NAME? | TRUE | 5.2 | TRUE | TRUE | #NAME? | #NAME? | #NAME? | #NAME? | #NAME? | #NAME? | #NAME? | #NAME? | #NAME? | #NAME? |  |  | 1: 5.7686; 2: 7.2904; 3: 0; 4: 0 | 13.059 |  | 298.4568 | 483.0289 | 499.8522 | 19917 | 13.059 | 298.4568 | 488.1804 |  | 0 | 4830 | 4830 | 1991-07-07 | #NAME? | #NAME? | #NAME?
1991-07-08 | 1991 | 7 | 189 | 8 | 2 | 7.4 | 3.9804 | 8.3333 | 0.9 | 0.9 | 0 | #NAME? | #NAME? | #NAME? | #NAME? | #NAME? | #NAME? | FALSE | 4 | TRUE | TRUE | #NAME? | #NAME? | #NAME? | #NAME? | #NAME? | #NAME? | #NAME? | #NAME? | #NAME? | #NAME? |  |  | 1: 0; 2: 0; 3: 5.041; 4: 6.3045 | 11.3455 |  | 258.8675 | 398.5737 | 410.9007 | 19917 | 11.3455 | 258.8675 | 423.4247 |  | 0 | 4831 | 4831 | 1991-07-08 | #NAME? | #NAME? | #NAME?
1991-07-09 | 1991 | 7 | 190 | 9 | 3 | 7.6 | 5.0442 | 2.1667 | 1.6 | 1.6 | 0 | #NAME? | #NAME? | #NAME? | #NAME? | #NAME? | #NAME? | TRUE | 0.9 | TRUE | TRUE | #NAME? | #NAME? | #NAME? | #NAME? | #NAME? | #NAME? | #NAME? | #NAME? | #NAME? | #NAME? |  |  | 1: 1.8643; 2: 2.0672; 3: 0; 4: 0 | 3.9314 |  | 87.9792 | 142.1235 | 147.0533 | 19917 | 3.9314 | 87.9792 | 143.906 |  | 0 | 4832 | 4832 | 1991-07-09 | #NAME? | #NAME? | #NAME?
1991-07-10 | 1991 | 7 | 191 | 10 | 4 | 11.7 | 3.1889 | 16.1667 | 4.6 | 4.6 | 0 | #NAME? | #NAME? | #NAME? | #NAME? | #NAME? | #NAME? | FALSE | 2.5 | TRUE | TRUE | #NAME? | #NAME? | #NAME? | #NAME? | #NAME? | #NAME? | #NAME? | #NAME? | #NAME? | #NAME? |  |  | 1: 0; 2: 0; 3: 2.2809; 4: 5.0543 | 7.3353 |  | 181.7141 | 279.782 | 288.4351 | 19917 | 7.3353 | 181.7141 | 297.2264 |  | 0 | 4833 | 4833 | 1991-07-10 | #NAME? | #NAME? | #NAME?
1991-07-11 | 1991 | 7 | 192 | 11 | 5 | 10.1 | 4.153 | 8.3333 | 6.6 | 6.6 | 1.2 | #NAME? | #NAME? | #NAME? | #NAME? | #NAME? | #NAME? | TRUE | 6.2 | TRUE | TRUE | #NAME? | #NAME? | #NAME? | #NAME? | #NAME? | #NAME? | #NAME? | #NAME? | #NAME? | #NAME? |  |  | 1: 10.4044; 2: 11.2255; 3: 0; 4: 0 | 21.6299 |  | 481.8794 | 778.1261 | 805.0932 | 19917 | 21.6299 | 481.8794 | 788.2014 |  | 0 | 4834 | 4834 | 1991-07-11 | #NAME? | #NAME? | #NAME?
1991-07-12 | 1991 | 7 | 193 | 12 | 6 | 11.5 | 4.6479 | 6.1667 | 0 | 0 | 0 | #NAME? | #NAME? | #NAME? | #NAME? | #NAME? | #NAME? | FALSE | 11.2 | FALSE | TRUE | #NAME? | #NAME? | #NAME? | #NAME? | #NAME? | #NAME? | #NAME? | #NAME? | #NAME? | #NAME? |  |  | 1: 0; 2: 0; 3: 0; 4: 0 | 0 |  | 0 | 0 | 0 | 19917 | 0 | 0 | 0 |  | 0 | 4835 | 4835 | 1991-07-12 | #NAME? | #NAME? | #NAME?
1991-07-13 | 1991 | 7 | 194 | 13 | 7 | 12 | 5.0184 | 3.8333 | 3.6 | 3.6 | 0 | #NAME? | #NAME? | #NAME? | #NAME? | #NAME? | #NAME? | FALSE | 6.6 | TRUE | TRUE | #NAME? | #NAME? | #NAME? | #NAME? | #NAME? | #NAME? | #NAME? | #NAME? | #NAME? | #NAME? |  |  | 1: 0; 2: 0; 3: 5.2895; 4: 0 | 5.2895 |  | 77.5787 | 119.4466 | 123.1408 | 19917 | 5.2895 | 77.5787 | 126.894 |  | 0 | 4836 | 4836 | 1991-07-13 | #NAME? | #NAME? | #NAME?
1991-07-14 | 1991 | 7 | 195 | 14 | 1 | 12.4 | 4.6958 | 6.3333 | 0 | 0 | 0 | #NAME? | #NAME? | #NAME? | #NAME? | #NAME? | #NAME? | TRUE | 3.6 | TRUE | TRUE | #NAME? | #NAME? | #NAME? | #NAME? | #NAME? | #NAME? | #NAME? | #NAME? | #NAME? | #NAME? |  |  | 1: 4.0698; 2: 5.433; 3: 0; 4: 0 | 9.5027 |  | 219.0568 | 354.7908 | 367.168 | 19917 | 9.5027 | 219.0568 | 358.3072 |  | 0 | 4837 | 4837 | 1991-07-14 | #NAME? | #NAME? | #NAME?
1991-07-15 | 1991 | 7 | 196 | 15 | 2 | 8.3 | 5.2857 | 8.5 | 0 | 0 | 0 | #NAME? | #NAME? | #NAME? | #NAME? | #NAME? | #NAME? | FALSE | 3.6 | TRUE | TRUE | #NAME? | #NAME? | #NAME? | #NAME? | #NAME? | #NAME? | #NAME? | #NAME? | #NAME? | #NAME? |  |  | 1: 0; 2: 0; 3: 4.7815; 4: 10.5563 | 15.3377 |  | 379.7783 | 584.7381 | 602.8228 | 19917 | 15.3377 | 379.7783 | 621.1965 |  | 0 | 4838 | 4838 | 1991-07-15 | #NAME? | #NAME? | #NAME?
1991-07-16 | 1991 | 7 | 197 | 16 | 3 | 10.3 | 4.5727 | 8.5 | 0 | 0 | 0 | #NAME? | #NAME? | #NAME? | #NAME? | #NAME? | #NAME? | TRUE | 0 | TRUE | TRUE | #NAME? | #NAME? | #NAME? | #NAME? | #NAME? | #NAME? | #NAME? | #NAME? | #NAME? | #NAME? |  |  | 1: 5.2367; 2: 6.0546; 3: 0; 4: 0 | 11.2912 |  | 254.4054 | 411.2202 | 425.5033 | 19917 | 11.2912 | 254.4054 | 416.1263 |  | 0 | 4839 | 4839 | 1991-07-16 | #NAME? | #NAME? | #NAME?
1991-07-17 | 1991 | 7 | 198 | 17 | 4 | 10.1 | 4.9184 | 9.8333 | 0.2 | 0.2 | 0 | #NAME? | #NAME? | #NAME? | #NAME? | #NAME? | #NAME? | FALSE | 0 | TRUE | TRUE | #NAME? | #NAME? | #NAME? | #NAME? | #NAME? | #NAME? | #NAME? | #NAME? | #NAME? | #NAME? |  |  | 1: 0; 2: 0; 3: 4.9297; 4: 4.795 | 9.7247 |  | 212.9558 | 327.8844 | 338.0251 | 19917 | 9.7247 | 212.9558 | 348.3279 |  | 0 | 4840 | 4840 | 1991-07-17 | #NAME? | #NAME? | #NAME?
1991-07-18 | 1991 | 7 | 199 | 18 | 5 | 10 | 5.3675 | 7.8333 | 0 | 0 | 0 | #NAME? | #NAME? | #NAME? | #NAME? | #NAME? | #NAME? | TRUE | 0.2 | TRUE | TRUE | #NAME? | #NAME? | #NAME? | #NAME? | #NAME? | #NAME? | #NAME? | #NAME? | #NAME? | #NAME? |  |  | 1: 5.2869; 2: 6.2903; 3: 0; 4: 0 | 11.5772 |  | 262.0556 | 423.7588 | 438.4906 | 19917 | 11.5772 | 262.0556 | 428.6396 |  | 0 | 4841 | 4841 | 1991-07-18 | #NAME? | #NAME? | #NAME?
1991-07-19 | 1991 | 7 | 200 | 19 | 6 | 8.4 | 4.3013 | 9.5 | 0.3 | 0.3 | 0 | #NAME? | #NAME? | #NAME? | #NAME? | #NAME? | #NAME? | FALSE | 0.2 | TRUE | TRUE | #NAME? | #NAME? | #NAME? | #NAME? | #NAME? | #NAME? | #NAME? | #NAME? | #NAME? | #NAME? |  |  | 1: 0; 2: 0; 3: 0; 4: 5.6573 | 5.6573 |  | 165.9467 | 255.5053 | 263.4075 | 19917 | 5.6573 | 165.9467 | 271.436 |  | 0 | 4842 | 4842 | 1991-07-19 | #NAME? | #NAME? | #NAME?
1991-07-20 | 1991 | 7 | 201 | 20 | 7 | 7.6 | 4.6251 | 6.3333 | 0.2 | 0.2 | 0 | #NAME? | #NAME? | #NAME? | #NAME? | #NAME? | #NAME? | FALSE | 0.3 | TRUE | TRUE | #NAME? | #NAME? | #NAME? | #NAME? | #NAME? | #NAME? | #NAME? | #NAME? | #NAME? | #NAME? |  |  | 1: 0; 2: 0; 3: 0; 4: 0 | 0 |  | 0 | 0 | 0 | 19917 | 0 | 0 | 0 |  | 0 | 4843 | 4843 | 1991-07-20 | #NAME? | #NAME? | #NAME?
1991-07-21 | 1991 | 7 | 202 | 21 | 1 | 9.8 | 3.5481 | 9.1667 | 2.4 | 2.4 | 0 | #NAME? | #NAME? | #NAME? | #NAME? | #NAME? | #NAME? | TRUE | 0.5 | TRUE | TRUE | #NAME? | #NAME? | #NAME? | #NAME? | #NAME? | #NAME? | #NAME? | #NAME? | #NAME? | #NAME? |  |  | 1: 15.0512; 2: 19.4412; 3: 0; 4: 0 | 34.4924 |  | 791.0254 | 1280.5956 | 1325.2265 | 19917 | 34.4924 | 791.0254 | 1293.8658 |  | 0 | 4844 | 4844 | 1991-07-21 | #NAME? | #NAME? | #NAME?
1991-07-22 | 1991 | 7 | 203 | 22 | 2 | 10.5 | 3.9139 | 2.1667 | 0 | 0 | 0 | #NAME? | #NAME? | #NAME? | #NAME? | #NAME? | #NAME? | FALSE | 2.6 | TRUE | TRUE | #NAME? | #NAME? | #NAME? | #NAME? | #NAME? | #NAME? | #NAME? | #NAME? | #NAME? | #NAME? |  |  | 1: 0; 2: 0; 3: 11.4299; 4: 6.861 | 18.2909 |  | 368.894 | 567.9797 | 585.546 | 19917 | 18.2909 | 368.894 | 603.3932 |  | 0 | 4845 | 4845 | 1991-07-22 | #NAME? | #NAME? | #NAME?
1991-07-23 | 1991 | 7 | 204 | 23 | 3 | 7.3 | 4.9095 | 1.8333 | 0 | 0 | 0 | #NAME? | #NAME? | #NAME? | #NAME? | #NAME? | #NAME? | TRUE | 2.4 | TRUE | TRUE | #NAME? | #NAME? | #NAME? | #NAME? | #NAME? | #NAME? | #NAME? | #NAME? | #NAME? | #NAME? |  |  | 1: 0; 2: 0; 3: 0; 4: 0 | 0 |  | 0 | 0 | 0 | 19917 | 0 | 0 | 0 |  | 0 | 4846 | 4846 | 1991-07-23 | #NAME? | #NAME? | #NAME?
1991-07-24 | 1991 | 7 | 205 | 24 | 4 | 12.7 | 6.4616 | 15.3333 | 0 | 0 | 0 | #NAME? | #NAME? | #NAME? | #NAME? | #NAME? | #NAME? | FALSE | 0 | TRUE | TRUE | #NAME? | #NAME? | #NAME? | #NAME? | #NAME? | #NAME? | #NAME? | #NAME? | #NAME? | #NAME? |  |  | 1: 0; 2: 0; 3: 0; 4: 4.9802 | 4.9802 |  | 146.0871 | 224.9277 | 231.8842 | 19917 | 4.9802 | 146.0871 | 238.952 |  | 0 | 4847 | 4847 | 1991-07-24 | #NAME? | #NAME? | #NAME?
1991-07-25 | 1991 | 7 | 206 | 25 | 5 | 13.1 | 5.5947 | 12.6667 | 1.2 | 1.2 | 0 | #NAME? | #NAME? | #NAME? | #NAME? | #NAME? | #NAME? | TRUE | 0 | TRUE | TRUE | #NAME? | #NAME? | #NAME? | #NAME? | #NAME? | #NAME? | #NAME? | #NAME? | #NAME? | #NAME? |  |  | 1: 5.643; 2: 7.0062; 3: 0; 4: 0 | 12.6492 |  | 288.2793 | 466.4428 | 482.6797 | 19917 | 12.6492 | 288.2793 | 471.5332 |  | 0 | 4848 | 4848 | 1991-07-25 | #NAME? | #NAME? | #NAME?
1991-07-26 | 1991 | 7 | 207 | 26 | 6 | 11.5 | 4.7742 | 8.3333 | 1.4 | 1.4 | 0 | #NAME? | #NAME? | #NAME? | #NAME? | #NAME? | #NAME? | FALSE | 1.2 | TRUE | TRUE | #NAME? | #NAME? | #NAME? | #NAME? | #NAME? | #NAME? | #NAME? | #NAME? | #NAME? | #NAME? |  |  | 1: 0; 2: 0; 3: 0; 4: 6.631 | 6.631 |  | 194.5087 | 299.4816 | 308.744 | 19917 | 6.631 | 194.5087 | 318.1543 |  | 0 | 4849 | 4849 | 1991-07-26 | #NAME? | #NAME? | #NAME?
1991-07-27 | 1991 | 7 | 208 | 27 | 7 | 9.1 | 4.4956 | 6 | 0 | 0 | 0 | #NAME? | #NAME? | #NAME? | #NAME? | #NAME? | #NAME? | FALSE | 2.6 | TRUE | TRUE | #NAME? | #NAME? | #NAME? | #NAME? | #NAME? | #NAME? | #NAME? | #NAME? | #NAME? | #NAME? |  |  | 1: 0; 2: 0; 3: 11.4787; 4: 0 | 11.4787 |  | 168.3536 | 259.211 | 267.2279 | 19917 | 11.4787 | 168.3536 | 275.3728 |  | 0 | 4850 | 4850 | 1991-07-27 | #NAME? | #NAME? | #NAME?
1991-07-28 | 1991 | 7 | 209 | 28 | 1 | 9.1 | 4.6476 | 2.6667 | 0.2 | 0.2 | 0 | #NAME? | #NAME? | #NAME? | #NAME? | #NAME? | #NAME? | TRUE | 1.4 | TRUE | TRUE | #NAME? | #NAME? | #NAME? | #NAME? | #NAME? | #NAME? | #NAME? | #NAME? | #NAME? | #NAME? |  |  | 1: 3.0489; 2: 4.1829; 3: 0; 4: 0 | 7.2318 |  | 167.4151 | 271.2494 | 280.7197 | 19917 | 7.2318 | 167.4151 | 273.8377 |  | 0 | 4851 | 4851 | 1991-07-28 | #NAME? | #NAME? | #NAME?
1991-07-29 | 1991 | 7 | 210 | 29 | 2 | 8.3 | 4.9504 | 10.5 | 0 | 0 | 0 | #NAME? | #NAME? | #NAME? | #NAME? | #NAME? | #NAME? | FALSE | 0.2 | TRUE | TRUE | #NAME? | #NAME? | #NAME? | #NAME? | #NAME? | #NAME? | #NAME? | #NAME? | #NAME? | #NAME? |  |  | 1: 0; 2: 0; 3: 3.2905; 4: 7.6546 | 10.9451 |  | 272.7948 | 420.0174 | 433.0076 | 19917 | 10.9451 | 272.7948 | 446.2054 |  | 0 | 4852 | 4852 | 1991-07-29 | #NAME? | #NAME? | #NAME?
1991-07-30 | 1991 | 7 | 211 | 30 | 3 | 7.9 | 4.5692 | 7.1667 | 0 | 0 | 0 | #NAME? | #NAME? | #NAME? | #NAME? | #NAME? | #NAME? | TRUE | 0.2 | TRUE | TRUE | #NAME? | #NAME? | #NAME? | #NAME? | #NAME? | #NAME? | #NAME? | #NAME? | #NAME? | #NAME? |  |  | 1: 15.1903; 2: 23.387; 3: 0; 4: 0 | 38.5774 |  | 908.8108 | 1474.6669 | 1526.3199 | 19917 | 38.5774 | 908.8108 | 1486.5252 |  | 0 | 4853 | 4853 | 1991-07-30 | #NAME? | #NAME? | #NAME?
1991-07-31 | 1991 | 7 | 212 | 31 | 4 | 6.6 | 4.9813 | 3.3333 | 0 | 0 | 0 | #NAME? | #NAME? | #NAME? | #NAME? | #NAME? | #NAME? | FALSE | 0 | TRUE | TRUE | #NAME? | #NAME? | #NAME? | #NAME? | #NAME? | #NAME? | #NAME? | #NAME? | #NAME? | #NAME? |  |  | 1: 0; 2: 0; 3: 2.9718; 4: 5.0464 | 8.0182 |  | 191.6132 | 295.0235 | 304.1479 | 19917 | 8.0182 | 191.6132 | 313.4182 |  | 0 | 4854 | 4854 | 1991-07-31 | #NAME? | #NAME? | #NAME?
1991-08-01 | 1991 | 8 | 213 | 1 | 5 | 11.3 | 2.3125 | 12.5 | 2.2 | 2.2 | 0 | #NAME? | #NAME? | #NAME? | #NAME? | #NAME? | #NAME? | TRUE | 0 | TRUE | TRUE | #NAME? | #NAME? | #NAME? | #NAME? | #NAME? | #NAME? | #NAME? | #NAME? | #NAME? | #NAME? |  |  | 1: 5.5159; 2: 8.2423; 3: 0; 4: 0 | 13.7583 |  | 322.6758 | 523.387 | 541.7046 | 19918 | 13.7583 | 322.6758 | 527.7949 |  | 0 | 4855 | 4855 | 1991-08-01 | #NAME? | #NAME? | #NAME?
1991-08-02 | 1991 | 8 | 214 | 2 | 6 | 6.5 | 4.1512 | 4.3333 | 0 | 0 | 0 | #NAME? | #NAME? | #NAME? | #NAME? | #NAME? | #NAME? | FALSE | 2.2 | TRUE | TRUE | #NAME? | #NAME? | #NAME? | #NAME? | #NAME? | #NAME? | #NAME? | #NAME? | #NAME? | #NAME? |  |  | 1: 0; 2: 0; 3: 0; 4: 4.0116 | 4.0116 |  | 117.674 | 181.1806 | 186.7841 | 19918 | 4.0116 | 117.674 | 192.4772 |  | 0 | 4856 | 4856 | 1991-08-02 | #NAME? | #NAME? | #NAME?
1991-08-03 | 1991 | 8 | 215 | 3 | 7 | 10.5 | 4.7997 | 8.3333 | 0 | 0 | 0 | #NAME? | #NAME? | #NAME? | #NAME? | #NAME? | #NAME? | FALSE | 2.2 | TRUE | TRUE | #NAME? | #NAME? | #NAME? | #NAME? | #NAME? | #NAME? | #NAME? | #NAME? | #NAME? | #NAME? |  |  | 1: 0; 2: 0; 3: 6.1006; 4: 0 | 6.1006 |  | 89.4759 | 137.7645 | 142.0253 | 19918 | 6.1006 | 89.4759 | 146.3542 |  | 0 | 4857 | 4857 | 1991-08-03 | #NAME? | #NAME? | #NAME?
1991-08-04 | 1991 | 8 | 216 | 4 | 1 | 11 | 5.5693 | 5.6667 | 0 | 0 | 0 | #NAME? | #NAME? | #NAME? | #NAME? | #NAME? | #NAME? | TRUE | 0 | TRUE | TRUE | #NAME? | #NAME? | #NAME? | #NAME? | #NAME? | #NAME? | #NAME? | #NAME? | #NAME? | #NAME? |  |  | 1: 5.8042; 2: 7.849; 3: 0; 4: 0 | 13.6531 |  | 315.364 | 510.8611 | 528.6896 | 19918 | 13.6531 | 315.364 | 515.8351 |  | 0 | 4858 | 4858 | 1991-08-04 | #NAME? | #NAME? | #NAME?
1991-08-05 | 1991 | 8 | 217 | 5 | 2 | 11.2 | 5.4664 | 8.5 | 0.2 | 0.2 | 0 | #NAME? | #NAME? | #NAME? | #NAME? | #NAME? | #NAME? | FALSE | 0 | TRUE | TRUE | #NAME? | #NAME? | #NAME? | #NAME? | #NAME? | #NAME? | #NAME? | #NAME? | #NAME? | #NAME? |  |  | 1: 0; 2: 0; 3: 8.1054; 4: 7.9861 | 16.0915 |  | 353.1376 | 543.7198 | 560.5359 | 19918 | 16.0915 | 353.1376 | 577.6207 |  | 0 | 4859 | 4859 | 1991-08-05 | #NAME? | #NAME? | #NAME?
1991-08-06 | 1991 | 8 | 218 | 6 | 3 | 13.6 | 3.2914 | 4 | 0 | 0 | 0 | #NAME? | #NAME? | #NAME? | #NAME? | #NAME? | #NAME? | TRUE | 0.2 | TRUE | TRUE | #NAME? | #NAME? | #NAME? | #NAME? | #NAME? | #NAME? | #NAME? | #NAME? | #NAME? | #NAME? |  |  | 1: 9.2755; 2: 10.3661; 3: 0; 4: 0 | 19.6416 |  | 440.1124 | 711.0478 | 735.7183 | 19918 | 19.6416 | 440.1124 | 719.8838 |  | 0 | 4860 | 4860 | 1991-08-06 | #NAME? | #NAME? | #NAME?
1991-08-07 | 1991 | 8 | 219 | 7 | 4 | 12.6 | 4.9919 | 3.6667 | 0 | 0 | 0 | #NAME? | #NAME? | #NAME? | #NAME? | #NAME? | #NAME? | FALSE | 0.2 | TRUE | TRUE | #NAME? | #NAME? | #NAME? | #NAME? | #NAME? | #NAME? | #NAME? | #NAME? | #NAME? | #NAME? |  |  | 1: 0; 2: 0; 3: 1.8953; 4: 4.4093 | 6.3046 |  | 157.1376 | 241.9421 | 249.4248 | 19918 | 6.3046 | 157.1376 | 257.0271 |  | 0 | 4861 | 4861 | 1991-08-07 | #NAME? | #NAME? | #NAME?
1991-08-08 | 1991 | 8 | 220 | 8 | 5 | 11.3 | 5.664 | 7.1667 | 0 | 0 | 0 | #NAME? | #NAME? | #NAME? | #NAME? | #NAME? | #NAME? | TRUE | 0 | TRUE | TRUE | #NAME? | #NAME? | #NAME? | #NAME? | #NAME? | #NAME? | #NAME? | #NAME? | #NAME? | #NAME? |  |  | 1: 4.6162; 2: 6.1862; 3: 0; 4: 0 | 10.8023 |  | 249.1651 | 403.576 | 417.6567 | 19918 | 10.8023 | 249.1651 | 407.5548 |  | 0 | 4862 | 4862 | 1991-08-08 | #NAME? | #NAME? | #NAME?
1991-08-09 | 1991 | 8 | 221 | 9 | 6 | 14.5 | 6.035 | 7.3333 | 0 | 0 | 0 | #NAME? | #NAME? | #NAME? | #NAME? | #NAME? | #NAME? | FALSE | 0 | TRUE | TRUE | #NAME? | #NAME? | #NAME? | #NAME? | #NAME? | #NAME? | #NAME? | #NAME? | #NAME? | #NAME? |  |  | 1: 0; 2: 0; 3: 0; 4: 5.8607 | 5.8607 |  | 171.9143 | 264.6935 | 272.8799 | 19918 | 5.8607 | 171.9143 | 281.1971 |  | 0 | 4863 | 4863 | 1991-08-09 | #NAME? | #NAME? | #NAME?
1991-08-10 | 1991 | 8 | 222 | 10 | 7 | 14.2 | 4.1328 | 13 | 0 | 0 | 0 | #NAME? | #NAME? | #NAME? | #NAME? | #NAME? | #NAME? | FALSE | 0 | TRUE | TRUE | #NAME? | #NAME? | #NAME? | #NAME? | #NAME? | #NAME? | #NAME? | #NAME? | #NAME? | #NAME? |  |  | 1: 0; 2: 0; 3: 6.6147; 4: 0 | 6.6147 |  | 97.0149 | 149.3722 | 153.9919 | 19918 | 6.6147 | 97.0149 | 158.6855 |  | 0 | 4864 | 4864 | 1991-08-10 | #NAME? | #NAME? | #NAME?
1991-08-11 | 1991 | 8 | 223 | 11 | 1 | 10.9 | 1.7507 | 6.5 | 34.6 | 34.6 | 22.2 | #NAME? | #NAME? | #NAME? | #NAME? | #NAME? | #NAME? | TRUE | 0 | TRUE | TRUE | #NAME? | #NAME? | #NAME? | #NAME? | #NAME? | #NAME? | #NAME? | #NAME? | #NAME? | #NAME? |  |  | 1: 11.0119; 2: 12.1651; 3: 0; 4: 0 | 23.177 |  | 518.3517 | 837.3107 | 866.3511 | 19918 | 23.177 | 518.3517 | 847.8584 |  | 0 | 4865 | 4865 | 1991-08-11 | #NAME? | #NAME? | #NAME?
1991-08-12 | 1991 | 8 | 224 | 12 | 2 | 9.3 | 2.6436 | 3.8333 | 7.6 | 7.6 | 1.95 | #NAME? | #NAME? | #NAME? | #NAME? | #NAME? | #NAME? | FALSE | 34.6 | FALSE | TRUE | #NAME? | #NAME? | #NAME? | #NAME? | #NAME? | #NAME? | #NAME? | #NAME? | #NAME? | #NAME? |  |  | 1: 0; 2: 0; 3: 0; 4: 0 | 0 |  | 0 | 0 | 0 | 19918 | 0 | 0 | 0 |  | 0 | 4866 | 4866 | 1991-08-12 | #NAME? | #NAME? | #NAME?
1991-08-13 | 1991 | 8 | 225 | 13 | 3 | 10.4 | 3.1225 | 3.6667 | 8.4 | 8.4 | 2.55 | #NAME? | #NAME? | #NAME? | #NAME? | #NAME? | #NAME? | TRUE | 42.2 | FALSE | TRUE | #NAME? | #NAME? | #NAME? | #NAME? | #NAME? | #NAME? | #NAME? | #NAME? | #NAME? | #NAME? |  |  | 1: 0; 2: 0; 3: 0; 4: 0 | 0 |  | 0 | 0 | 0 | 19918 | 0 | 0 | 0 |  | 0 | 4867 | 4867 | 1991-08-13 | #NAME? | #NAME? | #NAME?
1991-08-14 | 1991 | 8 | 226 | 14 | 4 | 11 | 2.9466 | 10.6667 | 1.2 | 1.2 | 0 | #NAME? | #NAME? | #NAME? | #NAME? | #NAME? | #NAME? | FALSE | 16 | FALSE | TRUE | #NAME? | #NAME? | #NAME? | #NAME? | #NAME? | #NAME? | #NAME? | #NAME? | #NAME? | #NAME? |  |  | 1: 0; 2: 0; 3: 0; 4: 0 | 0 |  | 0 | 0 | 0 | 19918 | 0 | 0 | 0 |  | 0 | 4868 | 4868 | 1991-08-14 | #NAME? | #NAME? | #NAME?
1991-08-15 | 1991 | 8 | 227 | 15 | 5 | 12.5 | 3.2105 | 12.3333 | 0.8 | 0.8 | 0 | #NAME? | #NAME? | #NAME? | #NAME? | #NAME? | #NAME? | TRUE | 9.6 | TRUE | TRUE | #NAME? | #NAME? | #NAME? | #NAME? | #NAME? | #NAME? | #NAME? | #NAME? | #NAME? | #NAME? |  |  | 1: 4.3765; 2: 7.1029; 3: 0; 4: 0 | 11.4794 |  | 272.54 | 442.5208 | 458.0429 | 19918 | 11.4794 | 272.54 | 445.7886 |  | 0 | 4869 | 4869 | 1991-08-15 | #NAME? | #NAME? | #NAME?
1991-08-16 | 1991 | 8 | 228 | 16 | 6 | 11.4 | 3.9837 | 4.5 | 0 | 0 | 0 | #NAME? | #NAME? | #NAME? | #NAME? | #NAME? | #NAME? | FALSE | 2 | TRUE | TRUE | #NAME? | #NAME? | #NAME? | #NAME? | #NAME? | #NAME? | #NAME? | #NAME? | #NAME? | #NAME? |  |  | 1: 0; 2: 0; 3: 0; 4: 5.6664 | 5.6664 |  | 166.2136 | 255.9162 | 263.8312 | 19918 | 5.6664 | 166.2136 | 271.8726 |  | 0 | 4870 | 4870 | 1991-08-16 | #NAME? | #NAME? | #NAME?
1991-08-17 | 1991 | 8 | 229 | 17 | 7 | 13.5 | 4.2336 | 4.8333 | 0.4 | 0.4 | 0 | #NAME? | #NAME? | #NAME? | #NAME? | #NAME? | #NAME? | FALSE | 0.8 | TRUE | TRUE | #NAME? | #NAME? | #NAME? | #NAME? | #NAME? | #NAME? | #NAME? | #NAME? | #NAME? | #NAME? |  |  | 1: 0; 2: 0; 3: 8.5054; 4: 0 | 8.5054 |  | 124.746 | 192.0693 | 198.0096 | 19918 | 8.5054 | 124.746 | 204.0448 |  | 0 | 4871 | 4871 | 1991-08-17 | #NAME? | #NAME? | #NAME?
1991-08-18 | 1991 | 8 | 230 | 18 | 1 | 14.2 | 4.765 | 2.6667 | 0 | 0 | 0 | #NAME? | #NAME? | #NAME? | #NAME? | #NAME? | #NAME? | TRUE | 0.4 | TRUE | TRUE | #NAME? | #NAME? | #NAME? | #NAME? | #NAME? | #NAME? | #NAME? | #NAME? | #NAME? | #NAME? |  |  | 1: 1.832; 2: 2.5136; 3: 0; 4: 0 | 4.3456 |  | 100.6026 | 162.9986 | 168.6895 | 19918 | 4.3456 | 100.6026 | 164.5538 |  | 0 | 4872 | 4872 | 1991-08-18 | #NAME? | #NAME? | #NAME?
1991-08-19 | 1991 | 8 | 231 | 19 | 2 | 15.4 | 5.7548 | 11.6667 | 0 | 0 | 0 | #NAME? | #NAME? | #NAME? | #NAME? | #NAME? | #NAME? | FALSE | 0.4 | TRUE | TRUE | #NAME? | #NAME? | #NAME? | #NAME? | #NAME? | #NAME? | #NAME? | #NAME? | #NAME? | #NAME? |  |  | 1: 0; 2: 0; 3: 2.2195; 4: 7.2292 | 9.4487 |  | 244.6094 | 376.6208 | 388.2689 | 19918 | 9.4487 | 244.6094 | 400.1031 |  | 0 | 4873 | 4873 | 1991-08-19 | #NAME? | #NAME? | #NAME?
1991-08-20 | 1991 | 8 | 232 | 20 | 3 | 14.5 | 3.7829 | 9.5 | 0 | 0 | 0 | #NAME? | #NAME? | #NAME? | #NAME? | #NAME? | #NAME? | TRUE | 0 | TRUE | TRUE | #NAME? | #NAME? | #NAME? | #NAME? | #NAME? | #NAME? | #NAME? | #NAME? | #NAME? | #NAME? |  |  | 1: 11.5948; 2: 13.9347; 3: 0; 4: 0 | 25.5295 |  | 578.8077 | 936.0977 | 968.6508 | 19918 | 25.5295 | 578.8077 | 946.7451 |  | 0 | 4874 | 4874 | 1991-08-20 | #NAME? | #NAME? | #NAME?
1991-08-21 | 1991 | 8 | 233 | 21 | 4 | 10.2 | 3.7563 | 6 | 0 | 0 | 0 | #NAME? | #NAME? | #NAME? | #NAME? | #NAME? | #NAME? | FALSE | 0 | TRUE | TRUE | #NAME? | #NAME? | #NAME? | #NAME? | #NAME? | #NAME? | #NAME? | #NAME? | #NAME? | #NAME? |  |  | 1: 0; 2: 0; 3: 1.715; 4: 5.2458 | 6.9608 |  | 179.0292 | 275.6481 | 284.1733 | 19918 | 6.9608 | 179.0292 | 292.8347 |  | 0 | 4875 | 4875 | 1991-08-21 | #NAME? | #NAME? | #NAME?
1991-08-22 | 1991 | 8 | 234 | 22 | 5 | 9.3 | 3.9622 | 9.8333 | 0 | 0 | 0 | #NAME? | #NAME? | #NAME? | #NAME? | #NAME? | #NAME? | TRUE | 0 | TRUE | TRUE | #NAME? | #NAME? | #NAME? | #NAME? | #NAME? | #NAME? | #NAME? | #NAME? | #NAME? | #NAME? |  |  | 1: 2.6316; 2: 3.7782; 3: 0; 4: 0 | 6.4098 |  | 149.4231 | 242.2427 | 250.7113 | 19918 | 6.4098 | 149.4231 | 244.4086 |  | 0 | 4876 | 4876 | 1991-08-22 | #NAME? | #NAME? | #NAME?
1991-08-23 | 1991 | 8 | 235 | 23 | 6 | 12 | 3.2408 | 8.6667 | 0 | 0 | 0 | #NAME? | #NAME? | #NAME? | #NAME? | #NAME? | #NAME? | FALSE | 0 | TRUE | TRUE | #NAME? | #NAME? | #NAME? | #NAME? | #NAME? | #NAME? | #NAME? | #NAME? | #NAME? | #NAME? |  |  | 1: 0; 2: 0; 3: 0; 4: 4.4592 | 4.4592 |  | 130.8029 | 201.395 | 207.6237 | 19918 | 4.4592 | 130.8029 | 213.952 |  | 0 | 4877 | 4877 | 1991-08-23 | #NAME? | #NAME? | #NAME?
1991-08-24 | 1991 | 8 | 236 | 24 | 7 | 10 | 2.7587 | 6.3333 | 0 | 0 | 0 | #NAME? | #NAME? | #NAME? | #NAME? | #NAME? | #NAME? | FALSE | 0 | TRUE | TRUE | #NAME? | #NAME? | #NAME? | #NAME? | #NAME? | #NAME? | #NAME? | #NAME? | #NAME? | #NAME? |  |  | 1: 0; 2: 0; 3: 10.7585; 4: 0 | 10.7585 |  | 157.7907 | 242.9476 | 250.4614 | 19918 | 10.7585 | 157.7907 | 258.0953 |  | 0 | 4878 | 4878 | 1991-08-24 | #NAME? | #NAME? | #NAME?
1991-08-25 | 1991 | 8 | 237 | 25 | 1 | 10.3 | 2.6376 | 4.5 | 8.8 | 8.8 | 2.85 | #NAME? | #NAME? | #NAME? | #NAME? | #NAME? | #NAME? | TRUE | 0 | TRUE | TRUE | #NAME? | #NAME? | #NAME? | #NAME? | #NAME? | #NAME? | #NAME? | #NAME? | #NAME? | #NAME? |  |  | 1: 10.9206; 2: 12.6404; 3: 0; 4: 0 | 23.5611 |  | 530.9553 | 858.2483 | 888.0592 | 19918 | 23.5611 | 530.9553 | 868.4738 |  | 0 | 4879 | 4879 | 1991-08-25 | #NAME? | #NAME? | #NAME?
1991-08-26 | 1991 | 8 | 238 | 26 | 2 | 6.9 | 3.902 | 6.1667 | 0 | 0 | 0 | #NAME? | #NAME? | #NAME? | #NAME? | #NAME? | #NAME? | FALSE | 8.8 | TRUE | TRUE | #NAME? | #NAME? | #NAME? | #NAME? | #NAME? | #NAME? | #NAME? | #NAME? | #NAME? | #NAME? |  |  | 1: 0; 2: 0; 3: 0; 4: 2.398 | 2.398 |  | 70.3413 | 108.3032 | 111.6528 | 19918 | 2.398 | 70.3413 | 115.0559 |  | 0 | 4880 | 4880 | 1991-08-26 | #NAME? | #NAME? | #NAME?
1991-08-27 | 1991 | 8 | 239 | 27 | 3 | 12 | 5.2785 | 11.5 | 0 | 0 | 0 | #NAME? | #NAME? | #NAME? | #NAME? | #NAME? | #NAME? | TRUE | 8.8 | TRUE | TRUE | #NAME? | #NAME? | #NAME? | #NAME? | #NAME? | #NAME? | #NAME? | #NAME? | #NAME? | #NAME? |  |  | 1: 4.9115; 2: 7.6379; 3: 0; 4: 0 | 12.5494 |  | 296.0808 | 480.4907 | 497.3254 | 19918 | 12.5494 | 296.0808 | 484.2939 |  | 0 | 4881 | 4881 | 1991-08-27 | #NAME? | #NAME? | #NAME?
1991-08-28 | 1991 | 8 | 240 | 28 | 4 | 11.9 | 3.9317 | 5.3333 | 0 | 0 | 0 | #NAME? | #NAME? | #NAME? | #NAME? | #NAME? | #NAME? | FALSE | 0 | TRUE | TRUE | #NAME? | #NAME? | #NAME? | #NAME? | #NAME? | #NAME? | #NAME? | #NAME? | #NAME? | #NAME? |  |  | 1: 0; 2: 0; 3: 7.9773; 4: 5.1832 | 13.1605 |  | 269.0401 | 414.2363 | 427.0478 | 19918 | 13.1605 | 269.0401 | 440.0639 |  | 0 | 4882 | 4882 | 1991-08-28 | #NAME? | #NAME? | #NAME?
1991-08-29 | 1991 | 8 | 241 | 29 | 5 | 8.4 | 3.85 | 3.8333 | 0 | 0 | 0 | #NAME? | #NAME? | #NAME? | #NAME? | #NAME? | #NAME? | TRUE | 0 | TRUE | TRUE | #NAME? | #NAME? | #NAME? | #NAME? | #NAME? | #NAME? | #NAME? | #NAME? | #NAME? | #NAME? |  |  | 1: 6.14; 2: 7.6546; 3: 0; 4: 0 | 13.7946 |  | 314.5877 | 509.0393 | 526.7612 | 19918 | 13.7946 | 314.5877 | 514.5654 |  | 0 | 4883 | 4883 | 1991-08-29 | #NAME? | #NAME? | #NAME?
1991-08-30 | 1991 | 8 | 242 | 30 | 6 | 9.7 | 5.5269 | 5.8333 | 0 | 0 | 0 | #NAME? | #NAME? | #NAME? | #NAME? | #NAME? | #NAME? | FALSE | 0 | TRUE | TRUE | #NAME? | #NAME? | #NAME? | #NAME? | #NAME? | #NAME? | #NAME? | #NAME? | #NAME? | #NAME? |  |  | 1: 0; 2: 0; 3: 0; 4: 4.3975 | 4.3975 |  | 128.993 | 198.6082 | 204.7508 | 19918 | 4.3975 | 128.993 | 210.9914 |  | 0 | 4884 | 4884 | 1991-08-30 | #NAME? | #NAME? | #NAME?
1991-08-31 | 1991 | 8 | 243 | 31 | 7 | 12.7 | 5.7015 | 7.3333 | 0 | 0 | 0 | #NAME? | #NAME? | #NAME? | #NAME? | #NAME? | #NAME? | FALSE | 0 | TRUE | TRUE | #NAME? | #NAME? | #NAME? | #NAME? | #NAME? | #NAME? | #NAME? | #NAME? | #NAME? | #NAME? |  |  | 1: 0; 2: 0; 3: 0; 4: 0 | 0 |  | 0 | 0 | 0 | 19918 | 0 | 0 | 0 |  | 0 | 4885 | 4885 | 1991-08-31 | #NAME? | #NAME? | #NAME?
1991-09-01 | 1991 | 9 | 244 | 1 | 1 | 9.5 | 3.4939 | 12 | 0.2 | 0.2 | 0 | #NAME? | #NAME? | #NAME? | #NAME? | #NAME? | #NAME? | TRUE | 0 | TRUE | FALSE | #NAME? | #NAME? | #NAME? | #NAME? | #NAME? | #NAME? | #NAME? | #NAME? | #NAME? | #NAME? |  |  | 1: 0; 2: 0; 3: 0; 4: 0 | 0 |  | 0 | 0 | 0 | 19919 | 0 | 0 | 0 |  | 0 | 4886 | 4886 | 1991-09-01 | #NAME? | #NAME? | #NAME?
1991-09-02 | 1991 | 9 | 245 | 2 | 2 | 2.4 | 2.9984 | 6.1667 | 0 | 0 | 0 | #NAME? | #NAME? | #NAME? | #NAME? | #NAME? | #NAME? | FALSE | 0.2 | TRUE | FALSE | #NAME? | #NAME? | #NAME? | #NAME? | #NAME? | #NAME? | #NAME? | #NAME? | #NAME? | #NAME? |  |  | 1: 0; 2: 0; 3: 0; 4: 0 | 0 |  | 0 | 0 | 0 | 19919 | 0 | 0 | 0 |  | 0 | 4887 | 4887 | 1991-09-02 | #NAME? | #NAME? | #NAME?
1991-09-03 | 1991 | 9 | 246 | 3 | 3 | 1.1 | 3.4394 | 4.3333 | 0 | 0 | 0 | #NAME? | #NAME? | #NAME? | #NAME? | #NAME? | #NAME? | TRUE | 0.2 | TRUE | FALSE | #NAME? | #NAME? | #NAME? | #NAME? | #NAME? | #NAME? | #NAME? | #NAME? | #NAME? | #NAME? |  |  | 1: 0; 2: 0; 3: 0; 4: 0 | 0 |  | 0 | 0 | 0 | 19919 | 0 | 0 | 0 |  | 0 | 4888 | 4888 | 1991-09-03 | #NAME? | #NAME? | #NAME?
1991-09-04 | 1991 | 9 | 247 | 4 | 4 | 2.4 | 3.2551 | 4.1667 | 0 | 0 | 0 | #NAME? | #NAME? | #NAME? | #NAME? | #NAME? | #NAME? | FALSE | 0 | TRUE | TRUE | #NAME? | #NAME? | #NAME? | #NAME? | #NAME? | #NAME? | #NAME? | #NAME? | #NAME? | #NAME? |  |  | 1: 0; 2: 0; 3: 0; 4: 10.5569 | 10.5569 |  | 309.6686 | 476.7913 | 491.5374 | 19919 | 10.5569 | 309.6686 | 506.5192 |  | 0 | 4889 | 4889 | 1991-09-04 | #NAME? | #NAME? | #NAME?
1991-09-05 | 1991 | 9 | 248 | 5 | 5 | 8.4 | 3.5831 | 10.6667 | 0 | 0 | 0 | #NAME? | #NAME? | #NAME? | #NAME? | #NAME? | #NAME? | TRUE | 0 | TRUE | TRUE | #NAME? | #NAME? | #NAME? | #NAME? | #NAME? | #NAME? | #NAME? | #NAME? | #NAME? | #NAME? |  |  | 1: 9.7351; 2: 14.2469; 3: 0; 4: 0 | 23.982 |  | 560.6915 | 909.2111 | 941.0134 | 19919 | 23.982 | 560.6915 | 917.1129 |  | 0 | 4890 | 4890 | 1991-09-05 | #NAME? | #NAME? | #NAME?
1991-09-06 | 1991 | 9 | 249 | 6 | 6 | 6.8 | 4.1087 | 5.6667 | 0 | 0 | 0 | #NAME? | #NAME? | #NAME? | #NAME? | #NAME? | #NAME? | FALSE | 0 | TRUE | TRUE | #NAME? | #NAME? | #NAME? | #NAME? | #NAME? | #NAME? | #NAME? | #NAME? | #NAME? | #NAME? |  |  | 1: 0; 2: 0; 3: 0; 4: 4.2507 | 4.2507 |  | 124.6879 | 191.9798 | 197.9173 | 19919 | 4.2507 | 124.6879 | 203.9497 |  | 0 | 4891 | 4891 | 1991-09-06 | #NAME? | #NAME? | #NAME?
1991-09-07 | 1991 | 9 | 250 | 7 | 7 | 9.3 | 3.0179 | 5.5 | 15 | 15 | 7.5 | #NAME? | #NAME? | #NAME? | #NAME? | #NAME? | #NAME? | FALSE | 0 | TRUE | TRUE | #NAME? | #NAME? | #NAME? | #NAME? | #NAME? | #NAME? | #NAME? | #NAME? | #NAME? | #NAME? |  |  | 1: 0; 2: 0; 3: 0; 4: 0 | 0 |  | 0 | 0 | 0 | 19919 | 0 | 0 | 0 |  | 0 | 4892 | 4892 | 1991-09-07 | #NAME? | #NAME? | #NAME?
1991-09-08 | 1991 | 9 | 251 | 8 | 1 | 7.3 | 2.0557 | 19.1667 | 0.4 | 0.4 | 0 | #NAME? | #NAME? | #NAME? | #NAME? | #NAME? | #NAME? | TRUE | 15 | FALSE | FALSE | #NAME? | #NAME? | #NAME? | #NAME? | #NAME? | #NAME? | #NAME? | #NAME? | #NAME? | #NAME? |  |  | 1: 0; 2: 0; 3: 0; 4: 0 | 0 |  | 0 | 0 | 0 | 19919 | 0 | 0 | 0 |  | 0 | 4893 | 4893 | 1991-09-08 | #NAME? | #NAME? | #NAME?
1991-09-09 | 1991 | 9 | 252 | 9 | 2 | 0.9 | 2.8056 | 4.5 | 0 | 0 | 0 | #NAME? | #NAME? | #NAME? | #NAME? | #NAME? | #NAME? | FALSE | 15.4 | FALSE | FALSE | #NAME? | #NAME? | #NAME? | #NAME? | #NAME? | #NAME? | #NAME? | #NAME? | #NAME? | #NAME? |  |  | 1: 0; 2: 0; 3: 0; 4: 0 | 0 |  | 0 | 0 | 0 | 19919 | 0 | 0 | 0 |  | 0 | 4894 | 4894 | 1991-09-09 | #NAME? | #NAME? | #NAME?
1991-09-10 | 1991 | 9 | 253 | 10 | 3 | 2.3 | 2.8274 | 6 | 0 | 0 | 0 | #NAME? | #NAME? | #NAME? | #NAME? | #NAME? | #NAME? | TRUE | 0.4 | TRUE | TRUE | #NAME? | #NAME? | #NAME? | #NAME? | #NAME? | #NAME? | #NAME? | #NAME? | #NAME? | #NAME? |  |  | 1: 7.749; 2: 12.3357; 3: 0; 4: 0 | 20.0847 |  | 475.5002 | 771.8829 | 798.944 | 19919 | 20.0847 | 475.5002 | 777.767 |  | 0 | 4895 | 4895 | 1991-09-10 | #NAME? | #NAME? | #NAME?
1991-09-11 | 1991 | 9 | 254 | 11 | 4 | 4.3 | 2.8269 | 0.66667 | 0 | 0 | 0 | #NAME? | #NAME? | #NAME? | #NAME? | #NAME? | #NAME? | FALSE | 0 | TRUE | TRUE | #NAME? | #NAME? | #NAME? | #NAME? | #NAME? | #NAME? | #NAME? | #NAME? | #NAME? | #NAME? |  |  | 1: 0; 2: 0; 3: 6.8112; 4: 6.5088 | 13.32 |  | 290.8226 | 447.7744 | 461.6231 | 19919 | 13.32 | 290.8226 | 475.6931 |  | 0 | 4896 | 4896 | 1991-09-11 | #NAME? | #NAME? | #NAME?
1991-09-12 | 1991 | 9 | 255 | 12 | 5 | 5.5 | 3.502 | 3.1667 | 0 | 0 | 0 | #NAME? | #NAME? | #NAME? | #NAME? | #NAME? | #NAME? | TRUE | 0 | TRUE | TRUE | #NAME? | #NAME? | #NAME? | #NAME? | #NAME? | #NAME? | #NAME? | #NAME? | #NAME? | #NAME? |  |  | 1: 2.1547; 2: 3.5179; 3: 0; 4: 0 | 5.6727 |  | 134.7956 | 218.8822 | 226.5611 | 19919 | 5.6727 | 134.7956 | 220.4826 |  | 0 | 4897 | 4897 | 1991-09-12 | #NAME? | #NAME? | #NAME?
1991-09-13 | 1991 | 9 | 256 | 13 | 6 | 6.6 | 2.8967 | 10.3333 | 6.2 | 6.2 | 0.9 | #NAME? | #NAME? | #NAME? | #NAME? | #NAME? | #NAME? | FALSE | 0 | TRUE | TRUE | #NAME? | #NAME? | #NAME? | #NAME? | #NAME? | #NAME? | #NAME? | #NAME? | #NAME? | #NAME? |  |  | 1: 0; 2: 0; 3: 0; 4: 4.2061 | 4.2061 |  | 123.3797 | 189.9656 | 195.8408 | 19919 | 4.2061 | 123.3797 | 201.8099 |  | 0 | 4898 | 4898 | 1991-09-13 | #NAME? | #NAME? | #NAME?
1991-09-14 | 1991 | 9 | 257 | 14 | 7 | 4.5 | 2.7257 | 19.6667 | 0 | 0 | 0 | #NAME? | #NAME? | #NAME? | #NAME? | #NAME? | #NAME? | FALSE | 6.2 | TRUE | FALSE | #NAME? | #NAME? | #NAME? | #NAME? | #NAME? | #NAME? | #NAME? | #NAME? | #NAME? | #NAME? |  |  | 1: 0; 2: 0; 3: 0; 4: 0 | 0 |  | 0 | 0 | 0 | 19919 | 0 | 0 | 0 |  | 0 | 4899 | 4899 | 1991-09-14 | #NAME? | #NAME? | #NAME?
1991-09-15 | 1991 | 9 | 258 | 15 | 1 | 1.2 | 2.5424 | 2 | 0 | 0 | 0 | #NAME? | #NAME? | #NAME? | #NAME? | #NAME? | #NAME? | TRUE | 6.2 | TRUE | TRUE | #NAME? | #NAME? | #NAME? | #NAME? | #NAME? | #NAME? | #NAME? | #NAME? | #NAME? | #NAME? |  |  | 1: 1.7438; 2: 2.1528; 3: 0; 4: 0 | 3.8966 |  | 88.7252 | 143.5481 | 148.5442 | 19919 | 3.8966 | 88.7252 | 145.1262 |  | 0 | 4900 | 4900 | 1991-09-15 | #NAME? | #NAME? | #NAME?
1991-09-16 | 1991 | 9 | 259 | 16 | 2 | 7.3 | 2.9961 | 12.6667 | 1.7 | 1.7 | 0 | #NAME? | #NAME? | #NAME? | #NAME? | #NAME? | #NAME? | FALSE | 0 | TRUE | FALSE | #NAME? | #NAME? | #NAME? | #NAME? | #NAME? | #NAME? | #NAME? | #NAME? | #NAME? | #NAME? |  |  | 1: 0; 2: 0; 3: 0; 4: 0 | 0 |  | 0 | 0 | 0 | 19919 | 0 | 0 | 0 |  | 0 | 4901 | 4901 | 1991-09-16 | #NAME? | #NAME? | #NAME?
1991-09-17 | 1991 | 9 | 260 | 17 | 3 | 2.4 | 1.6243 | 14.6667 | 1.4 | 1.4 | 0 | #NAME? | #NAME? | #NAME? | #NAME? | #NAME? | #NAME? | TRUE | 1.7 | TRUE | FALSE | #NAME? | #NAME? | #NAME? | #NAME? | #NAME? | #NAME? | #NAME? | #NAME? | #NAME? | #NAME? |  |  | 1: 0; 2: 0; 3: 0; 4: 0 | 0 |  | 0 | 0 | 0 | 19919 | 0 | 0 | 0 |  | 0 | 4902 | 4902 | 1991-09-17 | #NAME? | #NAME? | #NAME?
1991-09-18 | 1991 | 9 | 261 | 18 | 4 | -0.5 | 2.6315 | 7.5 | 0 | 0 | 0 | #NAME? | #NAME? | #NAME? | #NAME? | #NAME? | #NAME? | FALSE | 3.1 | TRUE | TRUE | #NAME? | #NAME? | #NAME? | #NAME? | #NAME? | #NAME? | #NAME? | #NAME? | #NAME? | #NAME? |  |  | 1: 0; 2: 0; 3: 8.0948; 4: 7.7186 | 15.8135 |  | 345.1379 | 531.4028 | 547.8379 | 19919 | 15.8135 | 345.1379 | 564.5357 |  | 0 | 4903 | 4903 | 1991-09-18 | #NAME? | #NAME? | #NAME?
1991-09-19 | 1991 | 9 | 262 | 19 | 5 | 5.5 | 3.8763 | 5.5 | 0 | 0 | 0 | #NAME? | #NAME? | #NAME? | #NAME? | #NAME? | #NAME? | TRUE | 1.4 | TRUE | TRUE | #NAME? | #NAME? | #NAME? | #NAME? | #NAME? | #NAME? | #NAME? | #NAME? | #NAME? | #NAME? |  |  | 1: 0; 2: 0; 3: 0; 4: 0 | 0 |  | 0 | 0 | 0 | 19919 | 0 | 0 | 0 |  | 0 | 4904 | 4904 | 1991-09-19 | #NAME? | #NAME? | #NAME?
1991-09-20 | 1991 | 9 | 263 | 20 | 6 | 6.2 | 2.0713 | 15.3333 | 0 | 0 | 0 | #NAME? | #NAME? | #NAME? | #NAME? | #NAME? | #NAME? | FALSE | 0 | TRUE | FALSE | #NAME? | #NAME? | #NAME? | #NAME? | #NAME? | #NAME? | #NAME? | #NAME? | #NAME? | #NAME? |  |  | 1: 0; 2: 0; 3: 0; 4: 0 | 0 |  | 0 | 0 | 0 | 19919 | 0 | 0 | 0 |  | 0 | 4905 | 4905 | 1991-09-20 | #NAME? | #NAME? | #NAME?
1991-09-21 | 1991 | 9 | 264 | 21 | 7 | 2.8 | 2.1569 | 15.8333 | 0.6 | 0.6 | 0 | #NAME? | #NAME? | #NAME? | #NAME? | #NAME? | #NAME? | FALSE | 0 | TRUE | FALSE | #NAME? | #NAME? | #NAME? | #NAME? | #NAME? | #NAME? | #NAME? | #NAME? | #NAME? | #NAME? |  |  | 1: 0; 2: 0; 3: 0; 4: 0 | 0 |  | 0 | 0 | 0 | 19919 | 0 | 0 | 0 |  | 0 | 4906 | 4906 | 1991-09-21 | #NAME? | #NAME? | #NAME?
1991-09-22 | 1991 | 9 | 265 | 22 | 1 | -1.2 | 1.9143 | 1.3333 | 0 | 0 | 0 | #NAME? | #NAME? | #NAME? | #NAME? | #NAME? | #NAME? | TRUE | 0.6 | TRUE | TRUE | #NAME? | #NAME? | #NAME? | #NAME? | #NAME? | #NAME? | #NAME? | #NAME? | #NAME? | #NAME? |  |  | 1: 9.4612; 2: 12.6842; 3: 0; 4: 0 | 22.1455 |  | 510.8357 | 827.4117 | 856.2802 | 19919 | 22.1455 | 510.8357 | 835.5646 |  | 0 | 4907 | 4907 | 1991-09-22 | #NAME? | #NAME? | #NAME?
1991-09-23 | 1991 | 9 | 266 | 23 | 2 | 5 | 2.5621 | 5 | 0 | 0 | 0 | #NAME? | #NAME? | #NAME? | #NAME? | #NAME? | #NAME? | FALSE | 0.6 | TRUE | TRUE | #NAME? | #NAME? | #NAME? | #NAME? | #NAME? | #NAME? | #NAME? | #NAME? | #NAME? | #NAME? |  |  | 1: 0; 2: 0; 3: 5.0605; 4: 7.7903 | 12.8509 |  | 302.7374 | 466.1195 | 480.5356 | 19919 | 12.8509 | 302.7374 | 495.1821 |  | 0 | 4908 | 4908 | 1991-09-23 | #NAME? | #NAME? | #NAME?
1991-09-24 | 1991 | 9 | 267 | 24 | 3 | 6.7 | 3.989 | 6.5 | 0 | 0 | 0 | #NAME? | #NAME? | #NAME? | #NAME? | #NAME? | #NAME? | TRUE | 0 | TRUE | TRUE | #NAME? | #NAME? | #NAME? | #NAME? | #NAME? | #NAME? | #NAME? | #NAME? | #NAME? | #NAME? |  |  | 1: 6.7085; 2: 9.2334; 3: 0; 4: 0 | 15.9419 |  | 369.2372 | 598.2713 | 619.161 | 19919 | 15.9419 | 369.2372 | 603.9545 |  | 0 | 4909 | 4909 | 1991-09-24 | #NAME? | #NAME? | #NAME?
1991-09-25 | 1991 | 9 | 268 | 25 | 4 | 7.8 | 2.6894 | 6.8333 | 0 | 0 | 0 | #NAME? | #NAME? | #NAME? | #NAME? | #NAME? | #NAME? | FALSE | 0 | TRUE | TRUE | #NAME? | #NAME? | #NAME? | #NAME? | #NAME? | #NAME? | #NAME? | #NAME? | #NAME? | #NAME? |  |  | 1: 0; 2: 0; 3: 3.983; 4: 4.4739 | 8.457 |  | 189.6531 | 292.0056 | 301.0367 | 19919 | 8.457 | 189.6531 | 310.2121 |  | 0 | 4910 | 4910 | 1991-09-25 | #NAME? | #NAME? | #NAME?
1991-09-26 | 1991 | 9 | 269 | 26 | 5 | 4 | 3.1065 | 4.3333 | 0 | 0 | 0 | #NAME? | #NAME? | #NAME? | #NAME? | #NAME? | #NAME? | TRUE | 0 | TRUE | TRUE | #NAME? | #NAME? | #NAME? | #NAME? | #NAME? | #NAME? | #NAME? | #NAME? | #NAME? | #NAME? |  |  | 1: 3.8112; 2: 5.2192; 3: 0; 4: 0 | 9.0304 |  | 208.9928 | 338.6063 | 350.4276 | 19919 | 9.0304 | 208.9928 | 341.8457 |  | 0 | 4911 | 4911 | 1991-09-26 | #NAME? | #NAME? | #NAME?
1991-09-27 | 1991 | 9 | 270 | 27 | 6 | 3.8 | 3.256 | 6.1667 | 0 | 0 | 0 | #NAME? | #NAME? | #NAME? | #NAME? | #NAME? | #NAME? | FALSE | 0 | TRUE | TRUE | #NAME? | #NAME? | #NAME? | #NAME? | #NAME? | #NAME? | #NAME? | #NAME? | #NAME? | #NAME? |  |  | 1: 0; 2: 0; 3: 0; 4: 3.9886 | 3.9886 |  | 116.9981 | 180.1399 | 185.7113 | 19919 | 3.9886 | 116.9981 | 191.3716 |  | 0 | 4912 | 4912 | 1991-09-27 | #NAME? | #NAME? | #NAME?
1991-09-28 | 1991 | 9 | 271 | 28 | 7 | 6.6 | 2.8608 | 2.6667 | 0.4 | 0.4 | 0 | #NAME? | #NAME? | #NAME? | #NAME? | #NAME? | #NAME? | FALSE | 0 | TRUE | TRUE | #NAME? | #NAME? | #NAME? | #NAME? | #NAME? | #NAME? | #NAME? | #NAME? | #NAME? | #NAME? |  |  | 1: 0; 2: 0; 3: 1.5268; 4: 0 | 1.5268 |  | 22.3928 | 34.4778 | 35.5441 | 19919 | 1.5268 | 22.3928 | 36.6275 |  | 0 | 4913 | 4913 | 1991-09-28 | #NAME? | #NAME? | #NAME?
1991-09-29 | 1991 | 9 | 272 | 29 | 1 | 6.5 | 2.2299 | 18.1667 | 0 | 0 | 0 | #NAME? | #NAME? | #NAME? | #NAME? | #NAME? | #NAME? | TRUE | 0.4 | TRUE | FALSE | #NAME? | #NAME? | #NAME? | #NAME? | #NAME? | #NAME? | #NAME? | #NAME? | #NAME? | #NAME? |  |  | 1: 0; 2: 0; 3: 0; 4: 0 | 0 |  | 0 | 0 | 0 | 19919 | 0 | 0 | 0 |  | 0 | 4914 | 4914 | 1991-09-29 | #NAME? | #NAME? | #NAME?
1991-09-30 | 1991 | 9 | 273 | 30 | 2 | 1.8 | 3.5361 | 8.6667 | 0 | 0 | 0 | #NAME? | #NAME? | #NAME? | #NAME? | #NAME? | #NAME? | FALSE | 0.4 | TRUE | FALSE | #NAME? | #NAME? | #NAME? | #NAME? | #NAME? | #NAME? | #NAME? | #NAME? | #NAME? | #NAME? |  |  | 1: 0; 2: 0; 3: 0; 4: 0 | 0 |  | 0 | 0 | 0 | 19919 | 0 | 0 | 0 |  | 0 | 4915 | 4915 | 1991-09-30 | #NAME? | #NAME? | #NAME?
1992-05-01 | 1992 | 5 | 122 | 1 | 6 | 0 | 4.7163 | 12 | 1.8 | 1.8 | 0 | #NAME? | #NAME? | #NAME? | #NAME? | #NAME? | #NAME? | FALSE | 0 | TRUE | TRUE | #NAME? | #NAME? | #NAME? | #NAME? | #NAME? | #NAME? | #NAME? | #NAME? | #NAME? | #NAME? |  |  | 1: 0; 2: 0; 3: 0; 4: 2.28 | 2.28 |  | 66.88 | 102.974 | 106.1587 | 19925 | 2.28 | 66.88 | 109.3944 |  | 0 | 4916 | 4916 | 1992-05-01 | #NAME? | #NAME? | #NAME?
1992-05-02 | 1992 | 5 | 123 | 2 | 7 | 6.2 | 5.3604 | 16.5 | 0 | 0 | 0 | #NAME? | #NAME? | #NAME? | #NAME? | #NAME? | #NAME? | FALSE | 1.8 | TRUE | TRUE | #NAME? | #NAME? | #NAME? | #NAME? | #NAME? | #NAME? | #NAME? | #NAME? | #NAME? | #NAME? |  |  | 1: 0; 2: 0; 3: 0; 4: 0 | 0 |  | 0 | 0 | 0 | 19925 | 0 | 0 | 0 |  | 0 | 4917 | 4917 | 1992-05-02 | #NAME? | #NAME? | #NAME?
1992-05-03 | 1992 | 5 | 124 | 3 | 1 | 5.4 | 5.4625 | 10.6667 | 0 | 0 | 0 | #NAME? | #NAME? | #NAME? | #NAME? | #NAME? | #NAME? | TRUE | 1.8 | TRUE | TRUE | #NAME? | #NAME? | #NAME? | #NAME? | #NAME? | #NAME? | #NAME? | #NAME? | #NAME? | #NAME? |  |  | 1: 2.0923; 2: 2.7739; 3: 0; 4: 0 | 4.8663 |  | 112.0565 | 181.4731 | 187.8026 | 19925 | 4.8663 | 112.0565 | 183.2887 |  | 0 | 4918 | 4918 | 1992-05-03 | #NAME? | #NAME? | #NAME?
1992-05-04 | 1992 | 5 | 125 | 4 | 2 | 10.5 | 6.8498 | 9.5 | 0 | 0 | 0 | #NAME? | #NAME? | #NAME? | #NAME? | #NAME? | #NAME? | FALSE | 0 | TRUE | TRUE | #NAME? | #NAME? | #NAME? | #NAME? | #NAME? | #NAME? | #NAME? | #NAME? | #NAME? | #NAME? |  |  | 1: 0; 2: 0; 3: 0; 4: 8.5466 | 8.5466 |  | 250.6998 | 385.9981 | 397.9361 | 19925 | 8.5466 | 250.6998 | 410.065 |  | 0 | 4919 | 4919 | 1992-05-04 | #NAME? | #NAME? | #NAME?
1992-05-05 | 1992 | 5 | 126 | 5 | 3 | 11.4 | 7.2825 | 13.1667 | 0 | 0 | 0 | #NAME? | #NAME? | #NAME? | #NAME? | #NAME? | #NAME? | TRUE | 0 | TRUE | TRUE | #NAME? | #NAME? | #NAME? | #NAME? | #NAME? | #NAME? | #NAME? | #NAME? | #NAME? | #NAME? |  |  | 1: 12.5342; 2: 15.7715; 3: 0; 4: 0 | 28.3057 |  | 646.4657 | 1046.1906 | 1082.6234 | 19925 | 28.3057 | 646.4657 | 1057.4122 |  | 0 | 4920 | 4920 | 1992-05-05 | #NAME? | #NAME? | #NAME?
1992-05-06 | 1992 | 5 | 127 | 6 | 4 | 10.6 | 5.6254 | 9.1667 | 0 | 0 | 0 | #NAME? | #NAME? | #NAME? | #NAME? | #NAME? | #NAME? | FALSE | 0 | TRUE | TRUE | #NAME? | #NAME? | #NAME? | #NAME? | #NAME? | #NAME? | #NAME? | #NAME? | #NAME? | #NAME? |  |  | 1: 0; 2: 0; 3: 0; 4: 6.8419 | 6.8419 |  | 200.6967 | 309.0093 | 318.5663 | 19925 | 6.8419 | 200.6967 | 328.276 |  | 0 | 4921 | 4921 | 1992-05-06 | #NAME? | #NAME? | #NAME?
1992-05-07 | 1992 | 5 | 128 | 7 | 5 | 4.8 | 2.8413 | 14.3333 | 0.4 | 0.4 | 0 | #NAME? | #NAME? | #NAME? | #NAME? | #NAME? | #NAME? | TRUE | 0 | TRUE | FALSE | #NAME? | #NAME? | #NAME? | #NAME? | #NAME? | #NAME? | #NAME? | #NAME? | #NAME? | #NAME? |  |  | 1: 0; 2: 0; 3: 0; 4: 0 | 0 |  | 0 | 0 | 0 | 19925 | 0 | 0 | 0 |  | 0 | 4922 | 4922 | 1992-05-07 | #NAME? | #NAME? | #NAME?
1992-05-08 | 1992 | 5 | 129 | 8 | 6 | 2.1 | 3.6611 | 18 | 7.6 | 7.6 | 1.95 | #NAME? | #NAME? | #NAME? | #NAME? | #NAME? | #NAME? | FALSE | 0.4 | TRUE | TRUE | #NAME? | #NAME? | #NAME? | #NAME? | #NAME? | #NAME? | #NAME? | #NAME? | #NAME? | #NAME? |  |  | 1: 0; 2: 0; 3: 0; 4: 4.6567 | 4.6567 |  | 136.5965 | 210.3153 | 216.8199 | 19925 | 4.6567 | 136.5965 | 223.4284 |  | 0 | 4923 | 4923 | 1992-05-08 | #NAME? | #NAME? | #NAME?
1992-05-09 | 1992 | 5 | 130 | 9 | 7 | 3.7 | 3.7359 | 17.3333 | 0 | 0 | 0 | #NAME? | #NAME? | #NAME? | #NAME? | #NAME? | #NAME? | FALSE | 8 | TRUE | FALSE | #NAME? | #NAME? | #NAME? | #NAME? | #NAME? | #NAME? | #NAME? | #NAME? | #NAME? | #NAME? |  |  | 1: 0; 2: 0; 3: 0; 4: 0 | 0 |  | 0 | 0 | 0 | 19925 | 0 | 0 | 0 |  | 0 | 4924 | 4924 | 1992-05-09 | #NAME? | #NAME? | #NAME?
1992-05-10 | 1992 | 5 | 131 | 10 | 1 | 1.7 | 4.0208 | 13.1667 | 1 | 1 | 0 | #NAME? | #NAME? | #NAME? | #NAME? | #NAME? | #NAME? | TRUE | 7.6 | TRUE | FALSE | #NAME? | #NAME? | #NAME? | #NAME? | #NAME? | #NAME? | #NAME? | #NAME? | #NAME? | #NAME? |  |  | 1: 0; 2: 0; 3: 0; 4: 0 | 0 |  | 0 | 0 | 0 | 19925 | 0 | 0 | 0 |  | 0 | 4925 | 4925 | 1992-05-10 | #NAME? | #NAME? | #NAME?
1992-05-11 | 1992 | 5 | 132 | 11 | 2 | -0.2 | 2.899 | 15.3333 | 2.2 | 2.2 | 0 | #NAME? | #NAME? | #NAME? | #NAME? | #NAME? | #NAME? | FALSE | 1 | TRUE | FALSE | #NAME? | #NAME? | #NAME? | #NAME? | #NAME? | #NAME? | #NAME? | #NAME? | #NAME? | #NAME? |  |  | 1: 0; 2: 0; 3: 0; 4: 0 | 0 |  | 0 | 0 | 0 | 19925 | 0 | 0 | 0 |  | 0 | 4926 | 4926 | 1992-05-11 | #NAME? | #NAME? | #NAME?
1992-05-12 | 1992 | 5 | 133 | 12 | 3 | -2.1 | 2.6877 | 14.6667 | 0 | 0 | 0 | #NAME? | #NAME? | #NAME? | #NAME? | #NAME? | #NAME? | TRUE | 3.2 | TRUE | FALSE | #NAME? | #NAME? | #NAME? | #NAME? | #NAME? | #NAME? | #NAME? | #NAME? | #NAME? | #NAME? |  |  | 1: 0; 2: 0; 3: 0; 4: 0 | 0 |  | 0 | 0 | 0 | 19925 | 0 | 0 | 0 |  | 0 | 4927 | 4927 | 1992-05-12 | #NAME? | #NAME? | #NAME?
1992-05-13 | 1992 | 5 | 134 | 13 | 4 | -1.8 | 4.4987 | 6.5 | 0 | 0 | 0 | #NAME? | #NAME? | #NAME? | #NAME? | #NAME? | #NAME? | FALSE | 2.2 | TRUE | TRUE | #NAME? | #NAME? | #NAME? | #NAME? | #NAME? | #NAME? | #NAME? | #NAME? | #NAME? | #NAME? |  |  | 1: 0; 2: 0; 3: 0; 4: 9.373 | 9.373 |  | 274.9417 | 423.3229 | 436.4154 | 19925 | 9.373 | 274.9417 | 449.7171 |  | 0 | 4928 | 4928 | 1992-05-13 | #NAME? | #NAME? | #NAME?
1992-05-14 | 1992 | 5 | 135 | 14 | 5 | 7.9 | 4.9644 | 21.6667 | 0 | 0 | 0 | #NAME? | #NAME? | #NAME? | #NAME? | #NAME? | #NAME? | TRUE | 0 | TRUE | FALSE | #NAME? | #NAME? | #NAME? | #NAME? | #NAME? | #NAME? | #NAME? | #NAME? | #NAME? | #NAME? |  |  | 1: 0; 2: 0; 3: 0; 4: 0 | 0 |  | 0 | 0 | 0 | 19925 | 0 | 0 | 0 |  | 0 | 4929 | 4929 | 1992-05-14 | #NAME? | #NAME? | #NAME?
1992-05-15 | 1992 | 5 | 136 | 15 | 6 | -0.7 | 2.6863 | 24.8333 | 6.2 | 6.2 | 0.9 | #NAME? | #NAME? | #NAME? | #NAME? | #NAME? | #NAME? | FALSE | 0 | TRUE | FALSE | #NAME? | #NAME? | #NAME? | #NAME? | #NAME? | #NAME? | #NAME? | #NAME? | #NAME? | #NAME? |  |  | 1: 0; 2: 0; 3: 0; 4: 0 | 0 |  | 0 | 0 | 0 | 19925 | 0 | 0 | 0 |  | 0 | 4930 | 4930 | 1992-05-15 | #NAME? | #NAME? | #NAME?
1992-05-16 | 1992 | 5 | 137 | 16 | 7 | -2.7 | 4.4047 | 12 | 0 | 0 | 0 | #NAME? | #NAME? | #NAME? | #NAME? | #NAME? | #NAME? | FALSE | 6.2 | TRUE | TRUE | #NAME? | #NAME? | #NAME? | #NAME? | #NAME? | #NAME? | #NAME? | #NAME? | #NAME? | #NAME? |  |  | 1: 0; 2: 0; 3: 0; 4: 0 | 0 |  | 0 | 0 | 0 | 19925 | 0 | 0 | 0 |  | 0 | 4931 | 4931 | 1992-05-16 | #NAME? | #NAME? | #NAME?
1992-05-17 | 1992 | 5 | 138 | 17 | 1 | 7.5 | 5.6796 | 10.8333 | 0 | 0 | 0 | #NAME? | #NAME? | #NAME? | #NAME? | #NAME? | #NAME? | TRUE | 6.2 | TRUE | TRUE | #NAME? | #NAME? | #NAME? | #NAME? | #NAME? | #NAME? | #NAME? | #NAME? | #NAME? | #NAME? |  |  | 1: 3.3213; 2: 5.9845; 3: 0; 4: 0 | 9.3058 |  | 224.2579 | 364.5766 | 377.399 | 19925 | 9.3058 | 224.2579 | 366.8145 |  | 0 | 4932 | 4932 | 1992-05-17 | #NAME? | #NAME? | #NAME?
1992-05-18 | 1992 | 5 | 139 | 18 | 2 | 10.4 | 6.4201 | 11.8333 | 0 | 0 | 0 | #NAME? | #NAME? | #NAME? | #NAME? | #NAME? | #NAME? | FALSE | 0 | TRUE | FALSE | #NAME? | #NAME? | #NAME? | #NAME? | #NAME? | #NAME? | #NAME? | #NAME? | #NAME? | #NAME? |  |  | 1: 0; 2: 0; 3: 0; 4: 0 | 0 |  | 0 | 0 | 0 | 19925 | 0 | 0 | 0 |  | 0 | 4933 | 4933 | 1992-05-18 | #NAME? | #NAME? | #NAME?
1992-05-19 | 1992 | 5 | 140 | 19 | 3 | 2.2 | 3.4006 | 14.5 | 0 | 0 | 0 | #NAME? | #NAME? | #NAME? | #NAME? | #NAME? | #NAME? | TRUE | 0 | TRUE | FALSE | #NAME? | #NAME? | #NAME? | #NAME? | #NAME? | #NAME? | #NAME? | #NAME? | #NAME? | #NAME? |  |  | 1: 0; 2: 0; 3: 0; 4: 0 | 0 |  | 0 | 0 | 0 | 19925 | 0 | 0 | 0 |  | 0 | 4934 | 4934 | 1992-05-19 | #NAME? | #NAME? | #NAME?
1992-05-20 | 1992 | 5 | 141 | 20 | 4 | -1.2 | 1.8119 | 20.5 | 3.8 | 3.8 | 0 | #NAME? | #NAME? | #NAME? | #NAME? | #NAME? | #NAME? | FALSE | 0 | TRUE | FALSE | #NAME? | #NAME? | #NAME? | #NAME? | #NAME? | #NAME? | #NAME? | #NAME? | #NAME? | #NAME? |  |  | 1: 0; 2: 0; 3: 0; 4: 0 | 0 |  | 0 | 0 | 0 | 19925 | 0 | 0 | 0 |  | 0 | 4935 | 4935 | 1992-05-20 | #NAME? | #NAME? | #NAME?
1992-05-21 | 1992 | 5 | 142 | 21 | 5 | -2.7 | 1.8066 | 19.8333 | 0.6 | 0.6 | 0 | #NAME? | #NAME? | #NAME? | #NAME? | #NAME? | #NAME? | TRUE | 3.8 | TRUE | FALSE | #NAME? | #NAME? | #NAME? | #NAME? | #NAME? | #NAME? | #NAME? | #NAME? | #NAME? | #NAME? |  |  | 1: 0; 2: 0; 3: 0; 4: 0 | 0 |  | 0 | 0 | 0 | 19925 | 0 | 0 | 0 |  | 0 | 4936 | 4936 | 1992-05-21 | #NAME? | #NAME? | #NAME?
1992-05-22 | 1992 | 5 | 143 | 22 | 6 | 0.3 | 3.0439 | 15.8333 | 0.5 | 0.5 | 0 | #NAME? | #NAME? | #NAME? | #NAME? | #NAME? | #NAME? | FALSE | 4.4 | TRUE | FALSE | #NAME? | #NAME? | #NAME? | #NAME? | #NAME? | #NAME? | #NAME? | #NAME? | #NAME? | #NAME? |  |  | 1: 0; 2: 0; 3: 0; 4: 0 | 0 |  | 0 | 0 | 0 | 19925 | 0 | 0 | 0 |  | 0 | 4937 | 4937 | 1992-05-22 | #NAME? | #NAME? | #NAME?
1992-05-23 | 1992 | 5 | 144 | 23 | 7 | 2 | 2.6404 | 22.6667 | 1.9 | 1.9 | 0 | #NAME? | #NAME? | #NAME? | #NAME? | #NAME? | #NAME? | FALSE | 1.1 | TRUE | TRUE | #NAME? | #NAME? | #NAME? | #NAME? | #NAME? | #NAME? | #NAME? | #NAME? | #NAME? | #NAME? |  |  | 1: 0; 2: 0; 3: 11.8025; 4: 0 | 11.8025 |  | 173.1028 | 266.5233 | 274.7663 | 19925 | 11.8025 | 173.1028 | 283.141 |  | 0 | 4938 | 4938 | 1992-05-23 | #NAME? | #NAME? | #NAME?
1992-05-24 | 1992 | 5 | 145 | 24 | 1 | 5.3 | 3.886 | 3.6667 | 0 | 0 | 0 | #NAME? | #NAME? | #NAME? | #NAME? | #NAME? | #NAME? | TRUE | 2.4 | TRUE | FALSE | #NAME? | #NAME? | #NAME? | #NAME? | #NAME? | #NAME? | #NAME? | #NAME? | #NAME? | #NAME? |  |  | 1: 0; 2: 0; 3: 0; 4: 0 | 0 |  | 0 | 0 | 0 | 19925 | 0 | 0 | 0 |  | 0 | 4939 | 4939 | 1992-05-24 | #NAME? | #NAME? | #NAME?
1992-05-25 | 1992 | 5 | 146 | 25 | 2 | 2.4 | 5.6925 | 18.3333 | 0 | 0 | 0 | #NAME? | #NAME? | #NAME? | #NAME? | #NAME? | #NAME? | FALSE | 1.9 | TRUE | TRUE | #NAME? | #NAME? | #NAME? | #NAME? | #NAME? | #NAME? | #NAME? | #NAME? | #NAME? | #NAME? |  |  | 1: 0; 2: 0; 3: 1.0131; 4: 12.2765 | 13.2896 |  | 374.9702 | 577.3351 | 595.1908 | 19925 | 13.2896 | 374.9702 | 613.3319 |  | 0 | 4940 | 4940 | 1992-05-25 | #NAME? | #NAME? | #NAME?
1992-05-26 | 1992 | 5 | 147 | 26 | 3 | 4.6 | 5.4759 | 9.3333 | 14.6 | 14.6 | 7.2 | #NAME? | #NAME? | #NAME? | #NAME? | #NAME? | #NAME? | TRUE | 0 | TRUE | TRUE | #NAME? | #NAME? | #NAME? | #NAME? | #NAME? | #NAME? | #NAME? | #NAME? | #NAME? | #NAME? |  |  | 1: 3.4333; 2: 6.5384; 3: 0; 4: 0 | 9.9717 |  | 242.1486 | 393.9082 | 407.7809 | 19925 | 9.9717 | 242.1486 | 396.078 |  | 0 | 4941 | 4941 | 1992-05-26 | #NAME? | #NAME? | #NAME?
1992-05-27 | 1992 | 5 | 148 | 27 | 4 | 5 | 4.0191 | 15.3333 | 0.8 | 0.8 | 0 | #NAME? | #NAME? | #NAME? | #NAME? | #NAME? | #NAME? | FALSE | 14.6 | FALSE | TRUE | #NAME? | #NAME? | #NAME? | #NAME? | #NAME? | #NAME? | #NAME? | #NAME? | #NAME? | #NAME? |  |  | 1: 0; 2: 0; 3: 0; 4: 0 | 0 |  | 0 | 0 | 0 | 19925 | 0 | 0 | 0 |  | 0 | 4942 | 4942 | 1992-05-27 | #NAME? | #NAME? | #NAME?
1992-05-28 | 1992 | 5 | 149 | 28 | 5 | 7.6 | 4.3446 | 9 | 0 | 0 | 0 | #NAME? | #NAME? | #NAME? | #NAME? | #NAME? | #NAME? | TRUE | 15.4 | FALSE | TRUE | #NAME? | #NAME? | #NAME? | #NAME? | #NAME? | #NAME? | #NAME? | #NAME? | #NAME? | #NAME? |  |  | 1: 0; 2: 0; 3: 0; 4: 0 | 0 |  | 0 | 0 | 0 | 19925 | 0 | 0 | 0 |  | 0 | 4943 | 4943 | 1992-05-28 | #NAME? | #NAME? | #NAME?
1992-05-29 | 1992 | 5 | 150 | 29 | 6 | 6.9 | 2.7543 | 10 | 4.8 | 4.8 | 0 | #NAME? | #NAME? | #NAME? | #NAME? | #NAME? | #NAME? | FALSE | 0.8 | TRUE | TRUE | #NAME? | #NAME? | #NAME? | #NAME? | #NAME? | #NAME? | #NAME? | #NAME? | #NAME? | #NAME? |  |  | 1: 0; 2: 0; 3: 0; 4: 6.88 | 6.88 |  | 201.8141 | 310.7297 | 320.3399 | 19925 | 6.88 | 201.8141 | 330.1037 |  | 0 | 4944 | 4944 | 1992-05-29 | #NAME? | #NAME? | #NAME?
1992-05-30 | 1992 | 5 | 151 | 30 | 7 | 6.5 | 3.1916 | 17.8333 | 0 | 0 | 0 | #NAME? | #NAME? | #NAME? | #NAME? | #NAME? | #NAME? | FALSE | 4.8 | TRUE | TRUE | #NAME? | #NAME? | #NAME? | #NAME? | #NAME? | #NAME? | #NAME? | #NAME? | #NAME? | #NAME? |  |  | 1: 0; 2: 0; 3: 7.2258; 4: 0 | 7.2258 |  | 105.979 | 163.174 | 168.2207 | 19925 | 7.2258 | 105.979 | 173.3479 |  | 0 | 4945 | 4945 | 1992-05-30 | #NAME? | #NAME? | #NAME?
1992-05-31 | 1992 | 5 | 152 | 31 | 1 | 5.6 | 4.7909 | 8 | 0 | 0 | 0 | #NAME? | #NAME? | #NAME? | #NAME? | #NAME? | #NAME? | TRUE | 4.8 | TRUE | TRUE | #NAME? | #NAME? | #NAME? | #NAME? | #NAME? | #NAME? | #NAME? | #NAME? | #NAME? | #NAME? |  |  | 1: 5.9558; 2: 11.0402; 3: 0; 4: 0 | 16.996 |  | 411.1974 | 668.7008 | 692.2358 | 19925 | 16.996 | 411.1974 | 672.588 |  | 0 | 4946 | 4946 | 1992-05-31 | #NAME? | #NAME? | #NAME?
1992-06-01 | 1992 | 6 | 153 | 1 | 2 | 9.9 | 5.6747 | 7.3333 | 2.2 | 2.2 | 0 | #NAME? | #NAME? | #NAME? | #NAME? | #NAME? | #NAME? | FALSE | 0 | TRUE | TRUE | #NAME? | #NAME? | #NAME? | #NAME? | #NAME? | #NAME? | #NAME? | #NAME? | #NAME? | #NAME? |  |  | 1: 0; 2: 0; 3: 0; 4: 6.6704 | 6.6704 |  | 195.6636 | 301.2598 | 310.5772 | 19926 | 6.6704 | 195.6636 | 320.0434 |  | 0 | 4947 | 4947 | 1992-06-01 | #NAME? | #NAME? | #NAME?
1992-06-02 | 1992 | 6 | 154 | 2 | 3 | 6.4 | 4.7131 | 17.5 | 5 | 5 | 0 | #NAME? | #NAME? | #NAME? | #NAME? | #NAME? | #NAME? | TRUE | 2.2 | TRUE | TRUE | #NAME? | #NAME? | #NAME? | #NAME? | #NAME? | #NAME? | #NAME? | #NAME? | #NAME? | #NAME? |  |  | 1: 5.618; 2: 8.8799; 3: 0; 4: 0 | 14.4979 |  | 342.8744 | 556.5416 | 576.0494 | 19926 | 14.4979 | 342.8744 | 560.8333 |  | 0 | 4948 | 4948 | 1992-06-02 | #NAME? | #NAME? | #NAME?
1992-06-03 | 1992 | 6 | 155 | 3 | 4 | 4.4 | 4.9618 | 12.6667 | 1 | 1 | 0 | #NAME? | #NAME? | #NAME? | #NAME? | #NAME? | #NAME? | FALSE | 7.2 | TRUE | TRUE | #NAME? | #NAME? | #NAME? | #NAME? | #NAME? | #NAME? | #NAME? | #NAME? | #NAME? | #NAME? |  |  | 1: 0; 2: 0; 3: 4.2032; 4: 5.7133 | 9.9165 |  | 229.2364 | 352.9513 | 363.8673 | 19926 | 9.9165 | 229.2364 | 374.9577 |  | 0 | 4949 | 4949 | 1992-06-03 | #NAME? | #NAME? | #NAME?
1992-06-04 | 1992 | 6 | 156 | 4 | 5 | 7.1 | 4.3244 | 8 | 0 | 0 | 0 | #NAME? | #NAME? | #NAME? | #NAME? | #NAME? | #NAME? | TRUE | 6 | TRUE | TRUE | #NAME? | #NAME? | #NAME? | #NAME? | #NAME? | #NAME? | #NAME? | #NAME? | #NAME? | #NAME? |  |  | 1: 2.6847; 2: 3.9443; 3: 0; 4: 0 | 6.6291 |  | 155.0762 | 251.4825 | 260.2797 | 19926 | 6.6291 | 155.0762 | 253.6553 |  | 0 | 4950 | 4950 | 1992-06-04 | #NAME? | #NAME? | #NAME?
1992-06-05 | 1992 | 6 | 157 | 5 | 6 | 6.3 | 3.0575 | 12 | 0.4 | 0.4 | 0 | #NAME? | #NAME? | #NAME? | #NAME? | #NAME? | #NAME? | FALSE | 1 | TRUE | FALSE | #NAME? | #NAME? | #NAME? | #NAME? | #NAME? | #NAME? | #NAME? | #NAME? | #NAME? | #NAME? |  |  | 1: 0; 2: 0; 3: 0; 4: 0 | 0 |  | 0 | 0 | 0 | 19926 | 0 | 0 | 0 |  | 0 | 4951 | 4951 | 1992-06-05 | #NAME? | #NAME? | #NAME?
1992-06-06 | 1992 | 6 | 158 | 6 | 7 | 1.3 | 3.9206 | 2.5 | 0.2 | 0.2 | 0 | #NAME? | #NAME? | #NAME? | #NAME? | #NAME? | #NAME? | FALSE | 0.4 | TRUE | TRUE | #NAME? | #NAME? | #NAME? | #NAME? | #NAME? | #NAME? | #NAME? | #NAME? | #NAME? | #NAME? |  |  | 1: 0; 2: 0; 3: 2.0726; 4: 0 | 2.0726 |  | 30.3985 | 46.804 | 48.2516 | 19926 | 2.0726 | 30.3985 | 49.7223 |  | 0 | 4952 | 4952 | 1992-06-06 | #NAME? | #NAME? | #NAME?
1992-06-07 | 1992 | 6 | 159 | 7 | 1 | 6.7 | 4.9112 | 9 | 0.4 | 0.4 | 0 | #NAME? | #NAME? | #NAME? | #NAME? | #NAME? | #NAME? | TRUE | 0.6 | TRUE | TRUE | #NAME? | #NAME? | #NAME? | #NAME? | #NAME? | #NAME? | #NAME? | #NAME? | #NAME? | #NAME? |  |  | 1: 9.1361; 2: 14.1779; 3: 0; 4: 0 | 23.314 |  | 549.8805 | 892.3429 | 923.6057 | 19926 | 23.314 | 549.8805 | 899.4294 |  | 0 | 4953 | 4953 | 1992-06-07 | #NAME? | #NAME? | #NAME?
1992-06-08 | 1992 | 6 | 160 | 8 | 2 | 8.8 | 5.3036 | 9 | 0 | 0 | 0 | #NAME? | #NAME? | #NAME? | #NAME? | #NAME? | #NAME? | FALSE | 0.6 | TRUE | TRUE | #NAME? | #NAME? | #NAME? | #NAME? | #NAME? | #NAME? | #NAME? | #NAME? | #NAME? | #NAME? |  |  | 1: 0; 2: 0; 3: 8.5642; 4: 10.7648 | 19.329 |  | 441.3744 | 679.5765 | 700.5943 | 19926 | 19.329 | 441.3744 | 721.948 |  | 0 | 4954 | 4954 | 1992-06-08 | #NAME? | #NAME? | #NAME?
1992-06-09 | 1992 | 6 | 161 | 9 | 3 | 9.5 | 7.4581 | 3.3333 | 0 | 0 | 0 | #NAME? | #NAME? | #NAME? | #NAME? | #NAME? | #NAME? | TRUE | 0.4 | TRUE | TRUE | #NAME? | #NAME? | #NAME? | #NAME? | #NAME? | #NAME? | #NAME? | #NAME? | #NAME? | #NAME? |  |  | 1: 6.4819; 2: 9.5164; 3: 0; 4: 0 | 15.9983 |  | 374.2144 | 606.8469 | 628.075 | 19926 | 15.9983 | 374.2144 | 612.0957 |  | 0 | 4955 | 4955 | 1992-06-09 | #NAME? | #NAME? | #NAME?
1992-06-10 | 1992 | 6 | 162 | 10 | 4 | 8.9 | 6.6033 | 9 | 0 | 0 | 0 | #NAME? | #NAME? | #NAME? | #NAME? | #NAME? | #NAME? | FALSE | 0 | TRUE | TRUE | #NAME? | #NAME? | #NAME? | #NAME? | #NAME? | #NAME? | #NAME? | #NAME? | #NAME? | #NAME? |  |  | 1: 0; 2: 0; 3: 0; 4: 6.382 | 6.382 |  | 187.2044 | 288.2354 | 297.1499 | 19926 | 6.382 | 187.2044 | 306.2069 |  | 0 | 4956 | 4956 | 1992-06-10 | #NAME? | #NAME? | #NAME?
1992-06-11 | 1992 | 6 | 163 | 11 | 5 | 9.5 | 5.6354 | 20 | 1.8 | 1.8 | 0 | #NAME? | #NAME? | #NAME? | #NAME? | #NAME? | #NAME? | TRUE | 0 | TRUE | TRUE | #NAME? | #NAME? | #NAME? | #NAME? | #NAME? | #NAME? | #NAME? | #NAME? | #NAME? | #NAME? |  |  | 1: 0; 2: 0; 3: 0; 4: 0 | 0 |  | 0 | 0 | 0 | 19926 | 0 | 0 | 0 |  | 0 | 4957 | 4957 | 1992-06-11 | #NAME? | #NAME? | #NAME?
1992-06-12 | 1992 | 6 | 164 | 12 | 6 | 8.4 | 2.0563 | 13 | 22.2 | 22.2 | 12.9 | #NAME? | #NAME? | #NAME? | #NAME? | #NAME? | #NAME? | FALSE | 1.8 | TRUE | TRUE | #NAME? | #NAME? | #NAME? | #NAME? | #NAME? | #NAME? | #NAME? | #NAME? | #NAME? | #NAME? |  |  | 1: 0; 2: 0; 3: 0; 4: 6.7313 | 6.7313 |  | 197.4504 | 304.011 | 313.4134 | 19926 | 6.7313 | 197.4504 | 322.966 |  | 0 | 4958 | 4958 | 1992-06-12 | #NAME? | #NAME? | #NAME?
1992-06-13 | 1992 | 6 | 165 | 13 | 7 | 7.3 | 2.871 | 19.3333 | 44.6 | 44.6 | 29.7 | #NAME? | #NAME? | #NAME? | #NAME? | #NAME? | #NAME? | FALSE | 24 | FALSE | TRUE | #NAME? | #NAME? | #NAME? | #NAME? | #NAME? | #NAME? | #NAME? | #NAME? | #NAME? | #NAME? |  |  | 1: 0; 2: 0; 3: 0; 4: 0 | 0 |  | 0 | 0 | 0 | 19926 | 0 | 0 | 0 |  | 0 | 4959 | 4959 | 1992-06-13 | #NAME? | #NAME? | #NAME?
1992-06-14 | 1992 | 6 | 166 | 14 | 1 | 8.3 | 2.4292 | 23 | 33.4 | 33.4 | 21.3 | #NAME? | #NAME? | #NAME? | #NAME? | #NAME? | #NAME? | TRUE | 66.8 | FALSE | TRUE | #NAME? | #NAME? | #NAME? | #NAME? | #NAME? | #NAME? | #NAME? | #NAME? | #NAME? | #NAME? |  |  | 1: 0; 2: 0; 3: 0; 4: 0 | 0 |  | 0 | 0 | 0 | 19926 | 0 | 0 | 0 |  | 0 | 4960 | 4960 | 1992-06-14 | #NAME? | #NAME? | #NAME?
1992-06-15 | 1992 | 6 | 167 | 15 | 2 | 6.3 | 2.3597 | 6.1667 | 0 | 0 | 0 | #NAME? | #NAME? | #NAME? | #NAME? | #NAME? | #NAME? | FALSE | 78 | FALSE | TRUE | #NAME? | #NAME? | #NAME? | #NAME? | #NAME? | #NAME? | #NAME? | #NAME? | #NAME? | #NAME? |  |  | 1: 0; 2: 0; 3: 0; 4: 0 | 0 |  | 0 | 0 | 0 | 19926 | 0 | 0 | 0 |  | 0 | 4961 | 4961 | 1992-06-15 | #NAME? | #NAME? | #NAME?
1992-06-16 | 1992 | 6 | 168 | 16 | 3 | 9.1 | 4.0664 | 9.6667 | 0 | 0 | 0 | #NAME? | #NAME? | #NAME? | #NAME? | #NAME? | #NAME? | TRUE | 33.4 | FALSE | TRUE | #NAME? | #NAME? | #NAME? | #NAME? | #NAME? | #NAME? | #NAME? | #NAME? | #NAME? | #NAME? |  |  | 1: 0; 2: 0; 3: 0; 4: 0 | 0 |  | 0 | 0 | 0 | 19926 | 0 | 0 | 0 |  | 0 | 4962 | 4962 | 1992-06-16 | #NAME? | #NAME? | #NAME?
1992-06-17 | 1992 | 6 | 169 | 17 | 4 | 11.6 | 3.9443 | 19.5 | 4 | 4 | 0 | #NAME? | #NAME? | #NAME? | #NAME? | #NAME? | #NAME? | FALSE | 0 | TRUE | TRUE | #NAME? | #NAME? | #NAME? | #NAME? | #NAME? | #NAME? | #NAME? | #NAME? | #NAME? | #NAME? |  |  | 1: 0; 2: 0; 3: 4.1316; 4: 4.5165 | 8.6481 |  | 193.0819 | 297.2849 | 306.4792 | 19926 | 8.6481 | 193.0819 | 315.8205 |  | 0 | 4963 | 4963 | 1992-06-17 | #NAME? | #NAME? | #NAME?
1992-06-18 | 1992 | 6 | 170 | 18 | 5 | 9.6 | 4.1983 | 5.5 | 0 | 0 | 0 | #NAME? | #NAME? | #NAME? | #NAME? | #NAME? | #NAME? | TRUE | 4 | TRUE | TRUE | #NAME? | #NAME? | #NAME? | #NAME? | #NAME? | #NAME? | #NAME? | #NAME? | #NAME? | #NAME? |  |  | 1: 0; 2: 0; 3: 0; 4: 0 | 0 |  | 0 | 0 | 0 | 19926 | 0 | 0 | 0 |  | 0 | 4964 | 4964 | 1992-06-18 | #NAME? | #NAME? | #NAME?
1992-06-19 | 1992 | 6 | 171 | 19 | 6 | 11.3 | 5.5283 | 13 | 0 | 0 | 0 | #NAME? | #NAME? | #NAME? | #NAME? | #NAME? | #NAME? | FALSE | 4 | TRUE | TRUE | #NAME? | #NAME? | #NAME? | #NAME? | #NAME? | #NAME? | #NAME? | #NAME? | #NAME? | #NAME? |  |  | 1: 0; 2: 0; 3: 0; 4: 4.5891 | 4.5891 |  | 134.6128 | 207.261 | 213.6711 | 19926 | 4.5891 | 134.6128 | 220.1837 |  | 0 | 4965 | 4965 | 1992-06-19 | #NAME? | #NAME? | #NAME?
1992-06-20 | 1992 | 6 | 172 | 20 | 7 | 16.6 | 5.0879 | 11.1667 | 1 | 1 | 0 | #NAME? | #NAME? | #NAME? | #NAME? | #NAME? | #NAME? | FALSE | 0 | TRUE | TRUE | #NAME? | #NAME? | #NAME? | #NAME? | #NAME? | #NAME? | #NAME? | #NAME? | #NAME? | #NAME? |  |  | 1: 0; 2: 0; 3: 6.8415; 4: 0 | 6.8415 |  | 100.3421 | 154.4951 | 159.2733 | 19926 | 6.8415 | 100.3421 | 164.1278 |  | 0 | 4966 | 4966 | 1992-06-20 | #NAME? | #NAME? | #NAME?
1992-06-21 | 1992 | 6 | 173 | 21 | 1 | 14.4 | 5.1793 | 6.5 | 0.2 | 0.2 | 0 | #NAME? | #NAME? | #NAME? | #NAME? | #NAME? | #NAME? | TRUE | 1 | TRUE | TRUE | #NAME? | #NAME? | #NAME? | #NAME? | #NAME? | #NAME? | #NAME? | #NAME? | #NAME? | #NAME? |  |  | 1: 0; 2: 0; 3: 0; 4: 0 | 0 |  | 0 | 0 | 0 | 19926 | 0 | 0 | 0 |  | 0 | 4967 | 4967 | 1992-06-21 | #NAME? | #NAME? | #NAME?
1992-06-22 | 1992 | 6 | 174 | 22 | 2 | 13.4 | 5.5575 | 12.6667 | 0 | 0 | 0 | #NAME? | #NAME? | #NAME? | #NAME? | #NAME? | #NAME? | FALSE | 1.2 | TRUE | TRUE | #NAME? | #NAME? | #NAME? | #NAME? | #NAME? | #NAME? | #NAME? | #NAME? | #NAME? | #NAME? |  |  | 1: 0; 2: 0; 3: 5.2889; 4: 8.6875 | 13.9764 |  | 332.4041 | 511.7968 | 527.6256 | 19926 | 13.9764 | 332.4041 | 543.7073 |  | 0 | 4968 | 4968 | 1992-06-22 | #NAME? | #NAME? | #NAME?
1992-06-23 | 1992 | 6 | 175 | 23 | 3 | 13.3 | 4.791 | 4.6667 | 0.4 | 0.4 | 0 | #NAME? | #NAME? | #NAME? | #NAME? | #NAME? | #NAME? | TRUE | 0.2 | TRUE | TRUE | #NAME? | #NAME? | #NAME? | #NAME? | #NAME? | #NAME? | #NAME? | #NAME? | #NAME? | #NAME? |  |  | 1: 6.828; 2: 11.6497; 3: 0; 4: 0 | 18.4778 |  | 441.8697 | 717.8912 | 743.1051 | 19926 | 18.4778 | 441.8697 | 722.7581 |  | 0 | 4969 | 4969 | 1992-06-23 | #NAME? | #NAME? | #NAME?
1992-06-24 | 1992 | 6 | 176 | 24 | 4 | 12 | 3.8196 | 10.1667 | 30.8 | 30.8 | 19.35 | #NAME? | #NAME? | #NAME? | #NAME? | #NAME? | #NAME? | FALSE | 0.4 | TRUE | TRUE | #NAME? | #NAME? | #NAME? | #NAME? | #NAME? | #NAME? | #NAME? | #NAME? | #NAME? | #NAME? |  |  | 1: 0; 2: 0; 3: 1.4028; 4: 4.915 | 6.3178 |  | 164.7487 | 253.6608 | 261.5059 | 19926 | 6.3178 | 164.7487 | 269.4765 |  | 0 | 4970 | 4970 | 1992-06-24 | #NAME? | #NAME? | #NAME?
1992-06-25 | 1992 | 6 | 177 | 25 | 5 | 13.7 | 5.8894 | 12 | 0 | 0 | 0 | #NAME? | #NAME? | #NAME? | #NAME? | #NAME? | #NAME? | TRUE | 31.2 | FALSE | TRUE | #NAME? | #NAME? | #NAME? | #NAME? | #NAME? | #NAME? | #NAME? | #NAME? | #NAME? | #NAME? |  |  | 1: 0; 2: 0; 3: 0; 4: 0 | 0 |  | 0 | 0 | 0 | 19926 | 0 | 0 | 0 |  | 0 | 4971 | 4971 | 1992-06-25 | #NAME? | #NAME? | #NAME?
1992-06-26 | 1992 | 6 | 178 | 26 | 6 | 14.1 | 5.7894 | 8.8333 | 0 | 0 | 0 | #NAME? | #NAME? | #NAME? | #NAME? | #NAME? | #NAME? | FALSE | 30.8 | FALSE | TRUE | #NAME? | #NAME? | #NAME? | #NAME? | #NAME? | #NAME? | #NAME? | #NAME? | #NAME? | #NAME? |  |  | 1: 0; 2: 0; 3: 0; 4: 0 | 0 |  | 0 | 0 | 0 | 19926 | 0 | 0 | 0 |  | 0 | 4972 | 4972 | 1992-06-26 | #NAME? | #NAME? | #NAME?
1992-06-27 | 1992 | 6 | 179 | 27 | 7 | 13.1 | 4.6363 | 4.8333 | 1.8 | 1.8 | 0 | #NAME? | #NAME? | #NAME? | #NAME? | #NAME? | #NAME? | FALSE | 0 | TRUE | TRUE | #NAME? | #NAME? | #NAME? | #NAME? | #NAME? | #NAME? | #NAME? | #NAME? | #NAME? | #NAME? |  |  | 1: 0; 2: 0; 3: 2.7909; 4: 0 | 2.7909 |  | 40.9335 | 63.0246 | 64.9738 | 19926 | 2.7909 | 40.9335 | 66.9542 |  | 0 | 4973 | 4973 | 1992-06-27 | #NAME? | #NAME? | #NAME?
1992-06-28 | 1992 | 6 | 180 | 28 | 1 | 10.9 | 2.5131 | 8.6667 | 5.4 | 5.4 | 0.3 | #NAME? | #NAME? | #NAME? | #NAME? | #NAME? | #NAME? | TRUE | 1.8 | TRUE | TRUE | #NAME? | #NAME? | #NAME? | #NAME? | #NAME? | #NAME? | #NAME? | #NAME? | #NAME? | #NAME? |  |  | 1: 8.5423; 2: 10.942; 3: 0; 4: 0 | 19.4843 |  | 446.2526 | 722.3583 | 747.5274 | 19926 | 19.4843 | 446.2526 | 729.9272 |  | 0 | 4974 | 4974 | 1992-06-28 | #NAME? | #NAME? | #NAME?
1992-06-29 | 1992 | 6 | 181 | 29 | 2 | 7 | 2.2256 | 8 | 10.6 | 10.6 | 4.2 | #NAME? | #NAME? | #NAME? | #NAME? | #NAME? | #NAME? | FALSE | 7.2 | TRUE | TRUE | #NAME? | #NAME? | #NAME? | #NAME? | #NAME? | #NAME? | #NAME? | #NAME? | #NAME? | #NAME? |  |  | 1: 0; 2: 0; 3: 7.8186; 4: 8.9013 | 16.7199 |  | 375.7772 | 578.5776 | 596.4717 | 19926 | 16.7199 | 375.7772 | 614.6518 |  | 0 | 4975 | 4975 | 1992-06-29 | #NAME? | #NAME? | #NAME?
1992-06-30 | 1992 | 6 | 182 | 30 | 3 | 6 | 1.6999 | 4.1667 | 11.8 | 11.8 | 5.1 | #NAME? | #NAME? | #NAME? | #NAME? | #NAME? | #NAME? | TRUE | 16 | FALSE | TRUE | #NAME? | #NAME? | #NAME? | #NAME? | #NAME? | #NAME? | #NAME? | #NAME? | #NAME? | #NAME? |  |  | 1: 0; 2: 0; 3: 0; 4: 0 | 0 |  | 0 | 0 | 0 | 19926 | 0 | 0 | 0 |  | 0 | 4976 | 4976 | 1992-06-30 | #NAME? | #NAME? | #NAME?
1992-07-01 | 1992 | 7 | 183 | 1 | 4 | 7.3 | 2.942 | 4.3333 | 1 | 1 | 0 | #NAME? | #NAME? | #NAME? | #NAME? | #NAME? | #NAME? | FALSE | 22.4 | FALSE | TRUE | #NAME? | #NAME? | #NAME? | #NAME? | #NAME? | #NAME? | #NAME? | #NAME? | #NAME? | #NAME? |  |  | 1: 0; 2: 0; 3: 0; 4: 0 | 0 |  | 0 | 0 | 0 | 19927 | 0 | 0 | 0 |  | 0 | 4977 | 4977 | 1992-07-01 | #NAME? | #NAME? | #NAME?
1992-07-02 | 1992 | 7 | 184 | 2 | 5 | 6.9 | 2.8861 | 6 | 0 | 0 | 0 | #NAME? | #NAME? | #NAME? | #NAME? | #NAME? | #NAME? | TRUE | 12.8 | FALSE | TRUE | #NAME? | #NAME? | #NAME? | #NAME? | #NAME? | #NAME? | #NAME? | #NAME? | #NAME? | #NAME? |  |  | 1: 0; 2: 0; 3: 0; 4: 0 | 0 |  | 0 | 0 | 0 | 19927 | 0 | 0 | 0 |  | 0 | 4978 | 4978 | 1992-07-02 | #NAME? | #NAME? | #NAME?
1992-07-03 | 1992 | 7 | 185 | 3 | 6 | 7.8 | 2.6004 | 4.3333 | 0.4 | 0.4 | 0 | #NAME? | #NAME? | #NAME? | #NAME? | #NAME? | #NAME? | FALSE | 1 | TRUE | TRUE | #NAME? | #NAME? | #NAME? | #NAME? | #NAME? | #NAME? | #NAME? | #NAME? | #NAME? | #NAME? |  |  | 1: 0; 2: 0; 3: 0; 4: 5.4855 | 5.4855 |  | 160.907 | 247.7458 | 255.408 | 19927 | 5.4855 | 160.907 | 263.1927 |  | 0 | 4979 | 4979 | 1992-07-03 | #NAME? | #NAME? | #NAME?
1992-07-04 | 1992 | 7 | 186 | 4 | 7 | 6.6 | 3.3953 | 0.66667 | 1.4 | 1.4 | 0 | #NAME? | #NAME? | #NAME? | #NAME? | #NAME? | #NAME? | FALSE | 0.4 | TRUE | TRUE | #NAME? | #NAME? | #NAME? | #NAME? | #NAME? | #NAME? | #NAME? | #NAME? | #NAME? | #NAME? |  |  | 1: 0; 2: 0; 3: 7.5637; 4: 0 | 7.5637 |  | 110.9339 | 170.8029 | 176.0855 | 19927 | 7.5637 | 110.9339 | 181.4525 |  | 0 | 4980 | 4980 | 1992-07-04 | #NAME? | #NAME? | #NAME?
1992-07-05 | 1992 | 7 | 187 | 5 | 1 | 9.8 | 3.5952 | 3.6667 | 0 | 0 | 0 | #NAME? | #NAME? | #NAME? | #NAME? | #NAME? | #NAME? | TRUE | 1.8 | TRUE | TRUE | #NAME? | #NAME? | #NAME? | #NAME? | #NAME? | #NAME? | #NAME? | #NAME? | #NAME? | #NAME? |  |  | 1: 4.6739; 2: 6.0371; 3: 0; 4: 0 | 10.7109 |  | 245.6369 | 397.6629 | 411.5221 | 19927 | 10.7109 | 245.6369 | 401.7837 |  | 0 | 4981 | 4981 | 1992-07-05 | #NAME? | #NAME? | #NAME?
1992-07-06 | 1992 | 7 | 188 | 6 | 2 | 10 | 3.4489 | 12.3333 | 15 | 15 | 7.5 | #NAME? | #NAME? | #NAME? | #NAME? | #NAME? | #NAME? | FALSE | 1.4 | TRUE | TRUE | #NAME? | #NAME? | #NAME? | #NAME? | #NAME? | #NAME? | #NAME? | #NAME? | #NAME? | #NAME? |  |  | 1: 0; 2: 0; 3: 0.98107; 4: 6.1248 | 7.1058 |  | 194.0486 | 298.7732 | 308.0137 | 19927 | 7.1058 | 194.0486 | 317.4017 |  | 0 | 4982 | 4982 | 1992-07-06 | #NAME? | #NAME? | #NAME?
1992-07-07 | 1992 | 7 | 189 | 7 | 3 | 8.2 | 3.1468 | 9.3333 | 0 | 0 | 0 | #NAME? | #NAME? | #NAME? | #NAME? | #NAME? | #NAME? | TRUE | 15 | FALSE | TRUE | #NAME? | #NAME? | #NAME? | #NAME? | #NAME? | #NAME? | #NAME? | #NAME? | #NAME? | #NAME? |  |  | 1: 0; 2: 0; 3: 0; 4: 0 | 0 |  | 0 | 0 | 0 | 19927 | 0 | 0 | 0 |  | 0 | 4983 | 4983 | 1992-07-07 | #NAME? | #NAME? | #NAME?
1992-07-08 | 1992 | 7 | 190 | 8 | 4 | 11.3 | 3.2129 | 6.1667 | 4.6 | 4.6 | 0 | #NAME? | #NAME? | #NAME? | #NAME? | #NAME? | #NAME? | FALSE | 15 | FALSE | TRUE | #NAME? | #NAME? | #NAME? | #NAME? | #NAME? | #NAME? | #NAME? | #NAME? | #NAME? | #NAME? |  |  | 1: 0; 2: 0; 3: 0; 4: 0 | 0 |  | 0 | 0 | 0 | 19927 | 0 | 0 | 0 |  | 0 | 4984 | 4984 | 1992-07-08 | #NAME? | #NAME? | #NAME?
1992-07-09 | 1992 | 7 | 191 | 9 | 5 | 8.8 | 2.5389 | 21.3333 | 9.6 | 9.6 | 3.45 | #NAME? | #NAME? | #NAME? | #NAME? | #NAME? | #NAME? | TRUE | 4.6 | TRUE | TRUE | #NAME? | #NAME? | #NAME? | #NAME? | #NAME? | #NAME? | #NAME? | #NAME? | #NAME? | #NAME? |  |  | 1: 3.3592; 2: 4.5071; 3: 0; 4: 0 | 7.8663 |  | 181.4762 | 293.9441 | 304.2001 | 19927 | 7.8663 | 181.4762 | 296.8372 |  | 0 | 4985 | 4985 | 1992-07-09 | #NAME? | #NAME? | #NAME?
1992-07-10 | 1992 | 7 | 192 | 10 | 6 | 8.5 | 3.0956 | 10.1667 | 0 | 0 | 0 | #NAME? | #NAME? | #NAME? | #NAME? | #NAME? | #NAME? | FALSE | 14.2 | FALSE | TRUE | #NAME? | #NAME? | #NAME? | #NAME? | #NAME? | #NAME? | #NAME? | #NAME? | #NAME? | #NAME? |  |  | 1: 0; 2: 0; 3: 0; 4: 0 | 0 |  | 0 | 0 | 0 | 19927 | 0 | 0 | 0 |  | 0 | 4986 | 4986 | 1992-07-10 | #NAME? | #NAME? | #NAME?
1992-07-11 | 1992 | 7 | 193 | 11 | 7 | 4.7 | 3.3941 | 2 | 0 | 0 | 0 | #NAME? | #NAME? | #NAME? | #NAME? | #NAME? | #NAME? | FALSE | 9.6 | TRUE | TRUE | #NAME? | #NAME? | #NAME? | #NAME? | #NAME? | #NAME? | #NAME? | #NAME? | #NAME? | #NAME? |  |  | 1: 0; 2: 0; 3: 3.6449; 4: 0 | 3.6449 |  | 53.458 | 82.3083 | 84.8539 | 19927 | 3.6449 | 53.458 | 87.4402 |  | 0 | 4987 | 4987 | 1992-07-11 | #NAME? | #NAME? | #NAME?
1992-07-12 | 1992 | 7 | 194 | 12 | 1 | 7.9 | 4.7817 | 6 | 0 | 0 | 0 | #NAME? | #NAME? | #NAME? | #NAME? | #NAME? | #NAME? | TRUE | 0 | TRUE | TRUE | #NAME? | #NAME? | #NAME? | #NAME? | #NAME? | #NAME? | #NAME? | #NAME? | #NAME? | #NAME? |  |  | 1: 7.9508; 2: 11.3588; 3: 0; 4: 0 | 19.3096 |  | 449.8026 | 729.1677 | 754.6551 | 19927 | 19.3096 | 449.8026 | 735.7339 |  | 0 | 4988 | 4988 | 1992-07-12 | #NAME? | #NAME? | #NAME?
1992-07-13 | 1992 | 7 | 195 | 13 | 2 | 11.9 | 4.9758 | 4.5 | 0 | 0 | 0 | #NAME? | #NAME? | #NAME? | #NAME? | #NAME? | #NAME? | FALSE | 0 | TRUE | TRUE | #NAME? | #NAME? | #NAME? | #NAME? | #NAME? | #NAME? | #NAME? | #NAME? | #NAME? | #NAME? |  |  | 1: 0; 2: 0; 3: 6.9266; 4: 9.9235 | 16.8501 |  | 392.679 | 604.601 | 623.3 | 19927 | 16.8501 | 392.679 | 642.2979 |  | 0 | 4989 | 4989 | 1992-07-13 | #NAME? | #NAME? | #NAME?
1992-07-14 | 1992 | 7 | 196 | 14 | 3 | 10.1 | 3.2513 | 3.8333 | 4.4 | 4.4 | 0 | #NAME? | #NAME? | #NAME? | #NAME? | #NAME? | #NAME? | TRUE | 0 | TRUE | TRUE | #NAME? | #NAME? | #NAME? | #NAME? | #NAME? | #NAME? | #NAME? | #NAME? | #NAME? | #NAME? |  |  | 1: 4.1346; 2: 6.1794; 3: 0; 4: 0 | 10.3141 |  | 241.9051 | 392.3762 | 406.1087 | 19927 | 10.3141 | 241.9051 | 395.6798 |  | 0 | 4990 | 4990 | 1992-07-14 | #NAME? | #NAME? | #NAME?
1992-07-15 | 1992 | 7 | 197 | 15 | 4 | 9.1 | 4.378 | 7.1667 | 0 | 0 | 0 | #NAME? | #NAME? | #NAME? | #NAME? | #NAME? | #NAME? | FALSE | 4.4 | TRUE | TRUE | #NAME? | #NAME? | #NAME? | #NAME? | #NAME? | #NAME? | #NAME? | #NAME? | #NAME? | #NAME? |  |  | 1: 0; 2: 0; 3: 4.7162; 4: 4.0682 | 8.7844 |  | 188.5055 | 290.2386 | 299.2151 | 19927 | 8.7844 | 188.5055 | 308.335 |  | 0 | 4991 | 4991 | 1992-07-15 | #NAME? | #NAME? | #NAME?
1992-07-16 | 1992 | 7 | 198 | 16 | 5 | 6.6 | 3.7686 | 3.3333 | 0 | 0 | 0 | #NAME? | #NAME? | #NAME? | #NAME? | #NAME? | #NAME? | TRUE | 4.4 | TRUE | TRUE | #NAME? | #NAME? | #NAME? | #NAME? | #NAME? | #NAME? | #NAME? | #NAME? | #NAME? | #NAME? |  |  | 1: 3.2388; 2: 3.9522; 3: 0; 4: 0 | 7.191 |  | 163.4339 | 264.3761 | 273.5742 | 19927 | 7.191 | 163.4339 | 267.3258 |  | 0 | 4992 | 4992 | 1992-07-16 | #NAME? | #NAME? | #NAME?
1992-07-17 | 1992 | 7 | 199 | 17 | 6 | 12.2 | 4.0894 | 8.5 | 1.2 | 1.2 | 0 | #NAME? | #NAME? | #NAME? | #NAME? | #NAME? | #NAME? | FALSE | 0 | TRUE | TRUE | #NAME? | #NAME? | #NAME? | #NAME? | #NAME? | #NAME? | #NAME? | #NAME? | #NAME? | #NAME? |  |  | 1: 0; 2: 0; 3: 0; 4: 4.4806 | 4.4806 |  | 131.4309 | 202.3619 | 208.6205 | 19927 | 4.4806 | 131.4309 | 214.9792 |  | 0 | 4993 | 4993 | 1992-07-17 | #NAME? | #NAME? | #NAME?
1992-07-18 | 1992 | 7 | 200 | 18 | 7 | 9.7 | 3.3534 | 13.3333 | 0 | 0 | 0 | #NAME? | #NAME? | #NAME? | #NAME? | #NAME? | #NAME? | FALSE | 1.2 | TRUE | TRUE | #NAME? | #NAME? | #NAME? | #NAME? | #NAME? | #NAME? | #NAME? | #NAME? | #NAME? | #NAME? |  |  | 1: 0; 2: 0; 3: 1.45; 4: 0 | 1.45 |  | 21.2663 | 32.7433 | 33.756 | 19927 | 1.45 | 21.2663 | 34.7849 |  | 0 | 4994 | 4994 | 1992-07-18 | #NAME? | #NAME? | #NAME?
1992-07-19 | 1992 | 7 | 201 | 19 | 1 | 7.3 | 2.9697 | 9.6667 | 0 | 0 | 0 | #NAME? | #NAME? | #NAME? | #NAME? | #NAME? | #NAME? | TRUE | 1.2 | TRUE | TRUE | #NAME? | #NAME? | #NAME? | #NAME? | #NAME? | #NAME? | #NAME? | #NAME? | #NAME? | #NAME? |  |  | 1: 12.694; 2: 13.7763; 3: 0; 4: 0 | 26.4703 |  | 590.2842 | 953.2575 | 986.3004 | 19927 | 26.4703 | 590.2842 | 965.5171 |  | 0 | 4995 | 4995 | 1992-07-19 | #NAME? | #NAME? | #NAME?
1992-07-20 | 1992 | 7 | 202 | 20 | 2 | 4 | 4.166 | 3 | 0 | 0 | 0 | #NAME? | #NAME? | #NAME? | #NAME? | #NAME? | #NAME? | FALSE | 0 | TRUE | TRUE | #NAME? | #NAME? | #NAME? | #NAME? | #NAME? | #NAME? | #NAME? | #NAME? | #NAME? | #NAME? |  |  | 1: 0; 2: 0; 3: 0; 4: 5.7578 | 5.7578 |  | 168.8941 | 260.0433 | 268.0859 | 19927 | 5.7578 | 168.8941 | 276.257 |  | 0 | 4996 | 4996 | 1992-07-20 | #NAME? | #NAME? | #NAME?
1992-07-21 | 1992 | 7 | 203 | 21 | 3 | 9.8 | 5.0064 | 12.6667 | 0 | 0 | 0 | #NAME? | #NAME? | #NAME? | #NAME? | #NAME? | #NAME? | TRUE | 0 | TRUE | TRUE | #NAME? | #NAME? | #NAME? | #NAME? | #NAME? | #NAME? | #NAME? | #NAME? | #NAME? | #NAME? |  |  | 1: 3.7945; 2: 5.8393; 3: 0; 4: 0 | 9.6339 |  | 226.9403 | 368.2387 | 381.1368 | 19927 | 9.6339 | 226.9403 | 371.2021 |  | 0 | 4997 | 4997 | 1992-07-21 | #NAME? | #NAME? | #NAME?
1992-07-22 | 1992 | 7 | 204 | 22 | 4 | 10.9 | 4.1425 | 7.5 | 0.8 | 0.8 | 0 | #NAME? | #NAME? | #NAME? | #NAME? | #NAME? | #NAME? | FALSE | 0 | TRUE | TRUE | #NAME? | #NAME? | #NAME? | #NAME? | #NAME? | #NAME? | #NAME? | #NAME? | #NAME? | #NAME? |  |  | 1: 0; 2: 0; 3: 4.5297; 4: 5.0448 | 9.5745 |  | 214.4165 | 330.1333 | 340.3436 | 19927 | 9.5745 | 214.4165 | 350.7171 |  | 0 | 4998 | 4998 | 1992-07-22 | #NAME? | #NAME? | #NAME?
1992-07-23 | 1992 | 7 | 205 | 23 | 5 | 12.2 | 2.4252 | 12.3333 | 4.2 | 4.2 | 0 | #NAME? | #NAME? | #NAME? | #NAME? | #NAME? | #NAME? | TRUE | 0.8 | TRUE | TRUE | #NAME? | #NAME? | #NAME? | #NAME? | #NAME? | #NAME? | #NAME? | #NAME? | #NAME? | #NAME? |  |  | 1: 7.1471; 2: 8.2377; 3: 0; 4: 0 | 15.3848 |  | 346.4631 | 559.997 | 579.4456 | 19927 | 15.3848 | 346.4631 | 566.7034 |  | 0 | 4999 | 4999 | 1992-07-23 | #NAME? | #NAME? | #NAME?
1992-07-24 | 1992 | 7 | 206 | 24 | 6 | 10.8 | 3.6531 | 6 | 4.5 | 4.5 | 0 | #NAME? | #NAME? | #NAME? | #NAME? | #NAME? | #NAME? | FALSE | 5 | TRUE | TRUE | #NAME? | #NAME? | #NAME? | #NAME? | #NAME? | #NAME? | #NAME? | #NAME? | #NAME? | #NAME? |  |  | 1: 0; 2: 0; 3: 0; 4: 3.6139 | 3.6139 |  | 106.0071 | 163.2173 | 168.2653 | 19927 | 3.6139 | 106.0071 | 173.3939 |  | 0 | 5000 | 5000 | 1992-07-24 | #NAME? | #NAME? | #NAME?
1992-07-25 | 1992 | 7 | 207 | 25 | 7 | 11 | 4.1285 | 7.3333 | 0 | 0 | 0 | #NAME? | #NAME? | #NAME? | #NAME? | #NAME? | #NAME? | FALSE | 8.7 | TRUE | TRUE | #NAME? | #NAME? | #NAME? | #NAME? | #NAME? | #NAME? | #NAME? | #NAME? | #NAME? | #NAME? |  |  | 1: 0; 2: 0; 3: 5.9576; 4: 0 | 5.9576 |  | 87.3787 | 134.5355 | 138.6964 | 19927 | 5.9576 | 87.3787 | 142.9238 |  | 0 | 5001 | 5001 | 1992-07-25 | #NAME? | #NAME? | #NAME?
1992-07-26 | 1992 | 7 | 208 | 26 | 1 | 14.6 | 3.5682 | 8.1667 | 0 | 0 | 0 | #NAME? | #NAME? | #NAME? | #NAME? | #NAME? | #NAME? | TRUE | 4.5 | TRUE | TRUE | #NAME? | #NAME? | #NAME? | #NAME? | #NAME? | #NAME? | #NAME? | #NAME? | #NAME? | #NAME? |  |  | 1: 7.1452; 2: 9.8105; 3: 0; 4: 0 | 16.9557 |  | 392.5707 | 636.0578 | 658.2654 | 19927 | 16.9557 | 392.5707 | 642.1207 |  | 0 | 5002 | 5002 | 1992-07-26 | #NAME? | #NAME? | #NAME?
1992-07-27 | 1992 | 7 | 209 | 27 | 2 | 9.2 | 2.475 | 6.8333 | 0.5 | 0.5 | 0 | #NAME? | #NAME? | #NAME? | #NAME? | #NAME? | #NAME? | FALSE | 0 | TRUE | TRUE | #NAME? | #NAME? | #NAME? | #NAME? | #NAME? | #NAME? | #NAME? | #NAME? | #NAME? | #NAME? |  |  | 1: 0; 2: 0; 3: 5.516; 4: 6.5132 | 12.0292 |  | 271.956 | 418.7259 | 431.6762 | 19927 | 12.0292 | 271.956 | 444.8335 |  | 0 | 5003 | 5003 | 1992-07-27 | #NAME? | #NAME? | #NAME?
1992-07-28 | 1992 | 7 | 210 | 28 | 3 | 12.4 | 3.0477 | 6.5 | 4.6 | 4.6 | 0 | #NAME? | #NAME? | #NAME? | #NAME? | #NAME? | #NAME? | TRUE | 0.5 | TRUE | TRUE | #NAME? | #NAME? | #NAME? | #NAME? | #NAME? | #NAME? | #NAME? | #NAME? | #NAME? | #NAME? |  |  | 1: 4.8133; 2: 6.8388; 3: 0; 4: 0 | 11.6521 |  | 271.1999 | 439.6063 | 454.97 | 19927 | 11.6521 | 271.1999 | 443.5967 |  | 0 | 5004 | 5004 | 1992-07-28 | #NAME? | #NAME? | #NAME?
1992-07-29 | 1992 | 7 | 211 | 29 | 4 | 8.4 | 3.9201 | 8.3333 | 0.6 | 0.6 | 0 | #NAME? | #NAME? | #NAME? | #NAME? | #NAME? | #NAME? | FALSE | 5.1 | TRUE | TRUE | #NAME? | #NAME? | #NAME? | #NAME? | #NAME? | #NAME? | #NAME? | #NAME? | #NAME? | #NAME? |  |  | 1: 0; 2: 0; 3: 1.8417; 4: 3.9563 | 5.798 |  | 143.0619 | 220.2699 | 227.0824 | 19927 | 5.798 | 143.0619 | 234.0037 |  | 0 | 5005 | 5005 | 1992-07-29 | #NAME? | #NAME? | #NAME?
1992-07-30 | 1992 | 7 | 212 | 30 | 5 | 10.6 | 4.4895 | 8 | 0 | 0 | 0 | #NAME? | #NAME? | #NAME? | #NAME? | #NAME? | #NAME? | TRUE | 5.2 | TRUE | TRUE | #NAME? | #NAME? | #NAME? | #NAME? | #NAME? | #NAME? | #NAME? | #NAME? | #NAME? | #NAME? |  |  | 1: 6.1521; 2: 9.5601; 3: 0; 4: 0 | 15.7121 |  | 370.6591 | 601.5137 | 622.5881 | 19927 | 15.7121 | 370.6591 | 606.2803 |  | 0 | 5006 | 5006 | 1992-07-30 | #NAME? | #NAME? | #NAME?
1992-07-31 | 1992 | 7 | 213 | 31 | 6 | 10.9 | 4.0614 | 3.1667 | 23.4 | 23.4 | 13.8 | #NAME? | #NAME? | #NAME? | #NAME? | #NAME? | #NAME? | FALSE | 0.6 | TRUE | TRUE | #NAME? | #NAME? | #NAME? | #NAME? | #NAME? | #NAME? | #NAME? | #NAME? | #NAME? | #NAME? |  |  | 1: 0; 2: 0; 3: 0; 4: 4.7492 | 4.7492 |  | 139.31 | 214.4932 | 221.127 | 19927 | 4.7492 | 139.31 | 227.8668 |  | 0 | 5007 | 5007 | 1992-07-31 | #NAME? | #NAME? | #NAME?
1992-08-01 | 1992 | 8 | 214 | 1 | 7 | 13.1 | 3.7203 | 12.8333 | 0.4 | 0.4 | 0 | #NAME? | #NAME? | #NAME? | #NAME? | #NAME? | #NAME? | FALSE | 23.4 | FALSE | TRUE | #NAME? | #NAME? | #NAME? | #NAME? | #NAME? | #NAME? | #NAME? | #NAME? | #NAME? | #NAME? |  |  | 1: 0; 2: 0; 3: 0; 4: 0 | 0 |  | 0 | 0 | 0 | 19928 | 0 | 0 | 0 |  | 0 | 5008 | 5008 | 1992-08-01 | #NAME? | #NAME? | #NAME?
1992-08-02 | 1992 | 8 | 215 | 2 | 1 | 10.3 | 3.3897 | 4.1667 | 7.2 | 7.2 | 1.65 | #NAME? | #NAME? | #NAME? | #NAME? | #NAME? | #NAME? | TRUE | 23.8 | FALSE | TRUE | #NAME? | #NAME? | #NAME? | #NAME? | #NAME? | #NAME? | #NAME? | #NAME? | #NAME? | #NAME? |  |  | 1: 0; 2: 0; 3: 0; 4: 0 | 0 |  | 0 | 0 | 0 | 19928 | 0 | 0 | 0 |  | 0 | 5009 | 5009 | 1992-08-02 | #NAME? | #NAME? | #NAME?
1992-08-03 | 1992 | 8 | 216 | 3 | 2 | 12.9 | 2.5127 | 2.6667 | 8.8 | 8.8 | 2.85 | #NAME? | #NAME? | #NAME? | #NAME? | #NAME? | #NAME? | FALSE | 7.6 | TRUE | TRUE | #NAME? | #NAME? | #NAME? | #NAME? | #NAME? | #NAME? | #NAME? | #NAME? | #NAME? | #NAME? |  |  | 1: 0; 2: 0; 3: 5.1885; 4: 2.8862 | 8.0747 |  | 160.7608 | 247.5206 | 255.1759 | 19928 | 8.0747 | 160.7608 | 262.9535 |  | 0 | 5010 | 5010 | 1992-08-03 | #NAME? | #NAME? | #NAME?
1992-08-04 | 1992 | 8 | 217 | 4 | 3 | 9.2 | 3.0194 | 2.1667 | 0 | 0 | 0 | #NAME? | #NAME? | #NAME? | #NAME? | #NAME? | #NAME? | TRUE | 16 | FALSE | TRUE | #NAME? | #NAME? | #NAME? | #NAME? | #NAME? | #NAME? | #NAME? | #NAME? | #NAME? | #NAME? |  |  | 1: 0; 2: 0; 3: 0; 4: 0 | 0 |  | 0 | 0 | 0 | 19928 | 0 | 0 | 0 |  | 0 | 5011 | 5011 | 1992-08-04 | #NAME? | #NAME? | #NAME?
1992-08-05 | 1992 | 8 | 218 | 5 | 4 | 12.7 | 2.5197 | 4.8333 | 13.6 | 13.6 | 6.45 | #NAME? | #NAME? | #NAME? | #NAME? | #NAME? | #NAME? | FALSE | 8.8 | TRUE | TRUE | #NAME? | #NAME? | #NAME? | #NAME? | #NAME? | #NAME? | #NAME? | #NAME? | #NAME? | #NAME? |  |  | 1: 0; 2: 0; 3: 4.5887; 4: 3.9407 | 8.5293 |  | 182.893 | 281.5972 | 290.3064 | 19928 | 8.5293 | 182.893 | 299.1547 |  | 0 | 5012 | 5012 | 1992-08-05 | #NAME? | #NAME? | #NAME?
1992-08-06 | 1992 | 8 | 219 | 6 | 5 | 10.7 | 3.7524 | 3.3333 | 0 | 0 | 0 | #NAME? | #NAME? | #NAME? | #NAME? | #NAME? | #NAME? | TRUE | 13.6 | FALSE | TRUE | #NAME? | #NAME? | #NAME? | #NAME? | #NAME? | #NAME? | #NAME? | #NAME? | #NAME? | #NAME? |  |  | 1: 0; 2: 0; 3: 0; 4: 0 | 0 |  | 0 | 0 | 0 | 19928 | 0 | 0 | 0 |  | 0 | 5013 | 5013 | 1992-08-06 | #NAME? | #NAME? | #NAME?
1992-08-07 | 1992 | 8 | 220 | 7 | 6 | 13.5 | 5.4132 | 18.5 | 0 | 0 | 0 | #NAME? | #NAME? | #NAME? | #NAME? | #NAME? | #NAME? | FALSE | 13.6 | FALSE | TRUE | #NAME? | #NAME? | #NAME? | #NAME? | #NAME? | #NAME? | #NAME? | #NAME? | #NAME? | #NAME? |  |  | 1: 0; 2: 0; 3: 0; 4: 0 | 0 |  | 0 | 0 | 0 | 19928 | 0 | 0 | 0 |  | 0 | 5014 | 5014 | 1992-08-07 | #NAME? | #NAME? | #NAME?
1992-08-08 | 1992 | 8 | 221 | 8 | 7 | 5.9 | 4.8781 | 12.6667 | 0 | 0 | 0 | #NAME? | #NAME? | #NAME? | #NAME? | #NAME? | #NAME? | FALSE | 0 | TRUE | TRUE | #NAME? | #NAME? | #NAME? | #NAME? | #NAME? | #NAME? | #NAME? | #NAME? | #NAME? | #NAME? |  |  | 1: 0; 2: 0; 3: 1.5938; 4: 0 | 1.5938 |  | 23.3759 | 35.9915 | 37.1046 | 19928 | 1.5938 | 23.3759 | 38.2356 |  | 0 | 5015 | 5015 | 1992-08-08 | #NAME? | #NAME? | #NAME?
1992-08-09 | 1992 | 8 | 222 | 9 | 1 | 10.5 | 4.8692 | 19.1667 | 0 | 0 | 0 | #NAME? | #NAME? | #NAME? | #NAME? | #NAME? | #NAME? | TRUE | 0 | TRUE | TRUE | #NAME? | #NAME? | #NAME? | #NAME? | #NAME? | #NAME? | #NAME? | #NAME? | #NAME? | #NAME? |  |  | 1: 2.6477; 2: 3.3293; 3: 0; 4: 0 | 5.977 |  | 136.493 | 220.8878 | 228.5799 | 19928 | 5.977 | 136.493 | 223.2592 |  | 0 | 5016 | 5016 | 1992-08-09 | #NAME? | #NAME? | #NAME?
1992-08-10 | 1992 | 8 | 223 | 10 | 2 | 4.5 | 3.5776 | 10.1667 | 0 | 0 | 0 | #NAME? | #NAME? | #NAME? | #NAME? | #NAME? | #NAME? | FALSE | 0 | TRUE | TRUE | #NAME? | #NAME? | #NAME? | #NAME? | #NAME? | #NAME? | #NAME? | #NAME? | #NAME? | #NAME? |  |  | 1: 0; 2: 0; 3: 6.3436; 4: 11.2396 | 17.5832 |  | 422.7354 | 650.8783 | 671.0085 | 19928 | 17.5832 | 422.7354 | 691.4605 |  | 0 | 5017 | 5017 | 1992-08-10 | #NAME? | #NAME? | #NAME?
1992-08-11 | 1992 | 8 | 224 | 11 | 3 | 8.4 | 4.0276 | 7.1667 | 0 | 0 | 0 | #NAME? | #NAME? | #NAME? | #NAME? | #NAME? | #NAME? | TRUE | 0 | TRUE | TRUE | #NAME? | #NAME? | #NAME? | #NAME? | #NAME? | #NAME? | #NAME? | #NAME? | #NAME? | #NAME? |  |  | 1: 14.2556; 2: 19.23; 3: 0; 4: 0 | 33.4856 |  | 773.1613 | 1252.4097 | 1296.1143 | 19928 | 33.4856 | 773.1613 | 1264.6457 |  | 0 | 5018 | 5018 | 1992-08-11 | #NAME? | #NAME? | #NAME?
1992-08-12 | 1992 | 8 | 225 | 12 | 4 | 8.9 | 4.1473 | 1.8333 | 0 | 0 | 0 | #NAME? | #NAME? | #NAME? | #NAME? | #NAME? | #NAME? | FALSE | 0 | TRUE | TRUE | #NAME? | #NAME? | #NAME? | #NAME? | #NAME? | #NAME? | #NAME? | #NAME? | #NAME? | #NAME? |  |  | 1: 0; 2: 0; 3: 6.9917; 4: 4.4952 | 11.4869 |  | 234.4045 | 360.9085 | 372.0706 | 19928 | 11.4869 | 234.4045 | 383.4111 |  | 0 | 5019 | 5019 | 1992-08-12 | #NAME? | #NAME? | #NAME?
1992-08-13 | 1992 | 8 | 226 | 13 | 5 | 8.3 | 4.0978 | 1.8333 | 0 | 0 | 0 | #NAME? | #NAME? | #NAME? | #NAME? | #NAME? | #NAME? | TRUE | 0 | TRUE | TRUE | #NAME? | #NAME? | #NAME? | #NAME? | #NAME? | #NAME? | #NAME? | #NAME? | #NAME? | #NAME? |  |  | 1: 1.2622; 2: 1.9438; 3: 0; 4: 0 | 3.2061 |  | 75.5316 | 122.5605 | 126.8534 | 19928 | 3.2061 | 75.5316 | 123.5456 |  | 0 | 5020 | 5020 | 1992-08-13 | #NAME? | #NAME? | #NAME?
1992-08-14 | 1992 | 8 | 227 | 14 | 6 | 15.5 | 5.0946 | 10.6667 | 0 | 0 | 0 | #NAME? | #NAME? | #NAME? | #NAME? | #NAME? | #NAME? | FALSE | 0 | TRUE | TRUE | #NAME? | #NAME? | #NAME? | #NAME? | #NAME? | #NAME? | #NAME? | #NAME? | #NAME? | #NAME? |  |  | 1: 0; 2: 0; 3: 0; 4: 4.5348 | 4.5348 |  | 133.021 | 204.8101 | 211.1444 | 19928 | 4.5348 | 133.021 | 217.58 |  | 0 | 5021 | 5021 | 1992-08-14 | #NAME? | #NAME? | #NAME?
1992-08-15 | 1992 | 8 | 228 | 15 | 7 | 11.5 | 4.3655 | 6.3333 | 0 | 0 | 0 | #NAME? | #NAME? | #NAME? | #NAME? | #NAME? | #NAME? | FALSE | 0 | TRUE | TRUE | #NAME? | #NAME? | #NAME? | #NAME? | #NAME? | #NAME? | #NAME? | #NAME? | #NAME? | #NAME? |  |  | 1: 0; 2: 0; 3: 0; 4: 0 | 0 |  | 0 | 0 | 0 | 19928 | 0 | 0 | 0 |  | 0 | 5022 | 5022 | 1992-08-15 | #NAME? | #NAME? | #NAME?
1992-08-16 | 1992 | 8 | 229 | 16 | 1 | 11 | 4.1398 | 14.3333 | 0 | 0 | 0 | #NAME? | #NAME? | #NAME? | #NAME? | #NAME? | #NAME? | TRUE | 0 | TRUE | TRUE | #NAME? | #NAME? | #NAME? | #NAME? | #NAME? | #NAME? | #NAME? | #NAME? | #NAME? | #NAME? |  |  | 1: 14.0265; 2: 17.2658; 3: 0; 4: 0 | 31.2924 |  | 712.1869 | 1152.1971 | 1192.2947 | 19928 | 31.2924 | 712.1869 | 1164.911 |  | 0 | 5023 | 5023 | 1992-08-16 | #NAME? | #NAME? | #NAME?
1992-08-17 | 1992 | 8 | 230 | 17 | 2 | 10.1 | 4.7611 | 3.3333 | 0 | 0 | 0 | #NAME? | #NAME? | #NAME? | #NAME? | #NAME? | #NAME? | FALSE | 0 | TRUE | TRUE | #NAME? | #NAME? | #NAME? | #NAME? | #NAME? | #NAME? | #NAME? | #NAME? | #NAME? | #NAME? |  |  | 1: 0; 2: 0; 3: 8.7619; 4: 7.4799 | 16.2419 |  | 347.9199 | 535.6861 | 552.2538 | 19928 | 16.2419 | 347.9199 | 569.0861 |  | 0 | 5024 | 5024 | 1992-08-17 | #NAME? | #NAME? | #NAME?
1992-08-18 | 1992 | 8 | 231 | 18 | 3 | 14 | 5.2136 | 4.6667 | 1.2 | 1.2 | 0 | #NAME? | #NAME? | #NAME? | #NAME? | #NAME? | #NAME? | TRUE | 0 | TRUE | TRUE | #NAME? | #NAME? | #NAME? | #NAME? | #NAME? | #NAME? | #NAME? | #NAME? | #NAME? | #NAME? |  |  | 1: 0; 2: 0; 3: 0; 4: 0 | 0 |  | 0 | 0 | 0 | 19928 | 0 | 0 | 0 |  | 0 | 5025 | 5025 | 1992-08-18 | #NAME? | #NAME? | #NAME?
1992-08-19 | 1992 | 8 | 232 | 19 | 4 | 8.8 | 4.5752 | 19.8333 | 0.4 | 0.4 | 0 | #NAME? | #NAME? | #NAME? | #NAME? | #NAME? | #NAME? | FALSE | 1.2 | TRUE | TRUE | #NAME? | #NAME? | #NAME? | #NAME? | #NAME? | #NAME? | #NAME? | #NAME? | #NAME? | #NAME? |  |  | 1: 0; 2: 0; 3: 0; 4: 5.395 | 5.395 |  | 158.2519 | 243.6577 | 251.1935 | 19928 | 5.395 | 158.2519 | 258.8497 |  | 0 | 5026 | 5026 | 1992-08-19 | #NAME? | #NAME? | #NAME?
1992-08-20 | 1992 | 8 | 233 | 20 | 5 | 8.8 | 2.9126 | 13.3333 | 0 | 0 | 0 | #NAME? | #NAME? | #NAME? | #NAME? | #NAME? | #NAME? | TRUE | 1.6 | TRUE | FALSE | #NAME? | #NAME? | #NAME? | #NAME? | #NAME? | #NAME? | #NAME? | #NAME? | #NAME? | #NAME? |  |  | 1: 0; 2: 0; 3: 0; 4: 0 | 0 |  | 0 | 0 | 0 | 19928 | 0 | 0 | 0 |  | 0 | 5027 | 5027 | 1992-08-20 | #NAME? | #NAME? | #NAME?
1992-08-21 | 1992 | 8 | 234 | 21 | 6 | 1.2 | 2.7942 | 7.5 | 0.4 | 0.4 | 0 | #NAME? | #NAME? | #NAME? | #NAME? | #NAME? | #NAME? | FALSE | 0.4 | TRUE | FALSE | #NAME? | #NAME? | #NAME? | #NAME? | #NAME? | #NAME? | #NAME? | #NAME? | #NAME? | #NAME? |  |  | 1: 0; 2: 0; 3: 0; 4: 0 | 0 |  | 0 | 0 | 0 | 19928 | 0 | 0 | 0 |  | 0 | 5028 | 5028 | 1992-08-21 | #NAME? | #NAME? | #NAME?
1992-08-22 | 1992 | 8 | 235 | 22 | 7 | 0.4 | 1.4768 | 15 | 0.4 | 0.4 | 0 | #NAME? | #NAME? | #NAME? | #NAME? | #NAME? | #NAME? | FALSE | 0.4 | TRUE | FALSE | #NAME? | #NAME? | #NAME? | #NAME? | #NAME? | #NAME? | #NAME? | #NAME? | #NAME? | #NAME? |  |  | 1: 0; 2: 0; 3: 0; 4: 0 | 0 |  | 0 | 0 | 0 | 19928 | 0 | 0 | 0 |  | 0 | 5029 | 5029 | 1992-08-22 | #NAME? | #NAME? | #NAME?
1992-08-23 | 1992 | 8 | 236 | 23 | 1 | -0.6 | 1.0316 | 8.1667 | 0.4 | 0.4 | 0 | #NAME? | #NAME? | #NAME? | #NAME? | #NAME? | #NAME? | TRUE | 0.8 | TRUE | FALSE | #NAME? | #NAME? | #NAME? | #NAME? | #NAME? | #NAME? | #NAME? | #NAME? | #NAME? | #NAME? |  |  | 1: 0; 2: 0; 3: 0; 4: 0 | 0 |  | 0 | 0 | 0 | 19928 | 0 | 0 | 0 |  | 0 | 5030 | 5030 | 1992-08-23 | #NAME? | #NAME? | #NAME?
1992-08-24 | 1992 | 8 | 237 | 24 | 2 | -1.8 | 2.1319 | 6.1667 | 0 | 0 | 0 | #NAME? | #NAME? | #NAME? | #NAME? | #NAME? | #NAME? | FALSE | 0.8 | TRUE | FALSE | #NAME? | #NAME? | #NAME? | #NAME? | #NAME? | #NAME? | #NAME? | #NAME? | #NAME? | #NAME? |  |  | 1: 0; 2: 0; 3: 0; 4: 0 | 0 |  | 0 | 0 | 0 | 19928 | 0 | 0 | 0 |  | 0 | 5031 | 5031 | 1992-08-24 | #NAME? | #NAME? | #NAME?
1992-08-25 | 1992 | 8 | 238 | 25 | 3 | -2.5 | 3.8853 | 4.5 | 0 | 0 | 0 | #NAME? | #NAME? | #NAME? | #NAME? | #NAME? | #NAME? | TRUE | 0.4 | TRUE | TRUE | #NAME? | #NAME? | #NAME? | #NAME? | #NAME? | #NAME? | #NAME? | #NAME? | #NAME? | #NAME? |  |  | 1: 0; 2: 0; 3: 0; 4: 0 | 0 |  | 0 | 0 | 0 | 19928 | 0 | 0 | 0 |  | 0 | 5032 | 5032 | 1992-08-25 | #NAME? | #NAME? | #NAME?
1992-08-26 | 1992 | 8 | 239 | 26 | 4 | 12.4 | 4.6785 | 15.3333 | 0 | 0 | 0 | #NAME? | #NAME? | #NAME? | #NAME? | #NAME? | #NAME? | FALSE | 0 | TRUE | TRUE | #NAME? | #NAME? | #NAME? | #NAME? | #NAME? | #NAME? | #NAME? | #NAME? | #NAME? | #NAME? |  |  | 1: 0; 2: 0; 3: 4.5642; 4: 9.9605 | 14.5247 |  | 359.1159 | 552.9245 | 570.0252 | 19928 | 14.5247 | 359.1159 | 587.3993 |  | 0 | 5033 | 5033 | 1992-08-26 | #NAME? | #NAME? | #NAME?
1992-08-27 | 1992 | 8 | 240 | 27 | 5 | 10 | 3.9951 | 12.1667 | 0.6 | 0.6 | 0 | #NAME? | #NAME? | #NAME? | #NAME? | #NAME? | #NAME? | TRUE | 0 | TRUE | TRUE | #NAME? | #NAME? | #NAME? | #NAME? | #NAME? | #NAME? | #NAME? | #NAME? | #NAME? | #NAME? |  |  | 1: 6.7533; 2: 11.2041; 3: 0; 4: 0 | 17.9574 |  | 427.7021 | 694.6412 | 719.0208 | 19928 | 17.9574 | 427.7021 | 699.5845 |  | 0 | 5034 | 5034 | 1992-08-27 | #NAME? | #NAME? | #NAME?
1992-08-28 | 1992 | 8 | 241 | 28 | 6 | 3.4 | 3.4463 | 10.5 | 8 | 8 | 2.25 | #NAME? | #NAME? | #NAME? | #NAME? | #NAME? | #NAME? | FALSE | 0.6 | TRUE | TRUE | #NAME? | #NAME? | #NAME? | #NAME? | #NAME? | #NAME? | #NAME? | #NAME? | #NAME? | #NAME? |  |  | 1: 0; 2: 0; 3: 0; 4: 4.4773 | 4.4773 |  | 131.334 | 202.2127 | 208.4667 | 19928 | 4.4773 | 131.334 | 214.8207 |  | 0 | 5035 | 5035 | 1992-08-28 | #NAME? | #NAME? | #NAME?
1992-08-29 | 1992 | 8 | 242 | 29 | 7 | 3.6 | 3.2173 | 22 | 0 | 0 | 0 | #NAME? | #NAME? | #NAME? | #NAME? | #NAME? | #NAME? | FALSE | 8.6 | TRUE | TRUE | #NAME? | #NAME? | #NAME? | #NAME? | #NAME? | #NAME? | #NAME? | #NAME? | #NAME? | #NAME? |  |  | 1: 0; 2: 0; 3: 1.6212; 4: 0 | 1.6212 |  | 23.7769 | 36.6089 | 37.7411 | 19928 | 1.6212 | 23.7769 | 38.8914 |  | 0 | 5036 | 5036 | 1992-08-29 | #NAME? | #NAME? | #NAME?
1992-08-30 | 1992 | 8 | 243 | 30 | 1 | 5.8 | 3.3708 | 7.8333 | 0 | 0 | 0 | #NAME? | #NAME? | #NAME? | #NAME? | #NAME? | #NAME? | TRUE | 8 | TRUE | TRUE | #NAME? | #NAME? | #NAME? | #NAME? | #NAME? | #NAME? | #NAME? | #NAME? | #NAME? | #NAME? |  |  | 1: 5.0605; 2: 8.2112; 3: 0; 4: 0 | 13.2717 |  | 315.0834 | 511.5969 | 529.5418 | 19928 | 13.2717 | 315.0834 | 515.3761 |  | 0 | 5037 | 5037 | 1992-08-30 | #NAME? | #NAME? | #NAME?
1992-08-31 | 1992 | 8 | 244 | 31 | 2 | 6.9 | 3.8012 | 7.6667 | 0 | 0 | 0 | #NAME? | #NAME? | #NAME? | #NAME? | #NAME? | #NAME? | FALSE | 0 | TRUE | TRUE | #NAME? | #NAME? | #NAME? | #NAME? | #NAME? | #NAME? | #NAME? | #NAME? | #NAME? | #NAME? |  |  | 1: 0; 2: 0; 3: 3.8267; 4: 5.9034 | 9.7302 |  | 229.293 | 353.0385 | 363.9572 | 19928 | 9.7302 | 229.293 | 375.0504 |  | 0 | 5038 | 5038 | 1992-08-31 | #NAME? | #NAME? | #NAME?
1992-09-01 | 1992 | 9 | 245 | 1 | 3 | 8.4 | 4.1139 | 8.5 | 0 | 0 | 0 | #NAME? | #NAME? | #NAME? | #NAME? | #NAME? | #NAME? | TRUE | 0 | TRUE | TRUE | #NAME? | #NAME? | #NAME? | #NAME? | #NAME? | #NAME? | #NAME? | #NAME? | #NAME? | #NAME? |  |  | 1: 11.8167; 2: 17.3372; 3: 0; 4: 0 | 29.1539 |  | 681.8702 | 1105.7492 | 1144.4287 | 19929 | 29.1539 | 681.8702 | 1115.3225 |  | 0 | 5039 | 5039 | 1992-09-01 | #NAME? | #NAME? | #NAME?
1992-09-02 | 1992 | 9 | 246 | 2 | 4 | 7.7 | 3.1585 | 6.1667 | 0.2 | 0.2 | 0 | #NAME? | #NAME? | #NAME? | #NAME? | #NAME? | #NAME? | FALSE | 0 | TRUE | TRUE | #NAME? | #NAME? | #NAME? | #NAME? | #NAME? | #NAME? | #NAME? | #NAME? | #NAME? | #NAME? |  |  | 1: 0; 2: 0; 3: 5.4348; 4: 4.5426 | 9.9774 |  | 212.9608 | 327.8921 | 338.0331 | 19929 | 9.9774 | 212.9608 | 348.3361 |  | 0 | 5040 | 5040 | 1992-09-02 | #NAME? | #NAME? | #NAME?
1992-09-03 | 1992 | 9 | 247 | 3 | 5 | 6.9 | 2.4492 | 7.5 | 0.6 | 0.6 | 0 | #NAME? | #NAME? | #NAME? | #NAME? | #NAME? | #NAME? | TRUE | 0.2 | TRUE | TRUE | #NAME? | #NAME? | #NAME? | #NAME? | #NAME? | #NAME? | #NAME? | #NAME? | #NAME? | #NAME? |  |  | 1: 5.619; 2: 9.027; 3: 0; 4: 0 | 14.6459 |  | 347.202 | 563.6788 | 583.4453 | 19929 | 14.6459 | 347.202 | 567.912 |  | 0 | 5041 | 5041 | 1992-09-03 | #NAME? | #NAME? | #NAME?
1992-09-04 | 1992 | 9 | 248 | 4 | 6 | 6.8 | 1.217 | 6.1667 | 10.6 | 10.6 | 4.2 | #NAME? | #NAME? | #NAME? | #NAME? | #NAME? | #NAME? | FALSE | 0.8 | TRUE | FALSE | #NAME? | #NAME? | #NAME? | #NAME? | #NAME? | #NAME? | #NAME? | #NAME? | #NAME? | #NAME? |  |  | 1: 0; 2: 0; 3: 0; 4: 0 | 0 |  | 0 | 0 | 0 | 19929 | 0 | 0 | 0 |  | 0 | 5042 | 5042 | 1992-09-04 | #NAME? | #NAME? | #NAME?
1992-09-05 | 1992 | 9 | 249 | 5 | 7 | 0.1 | 1.5819 | 16.3333 | 11.7 | 11.7 | 5.025 | #NAME? | #NAME? | #NAME? | #NAME? | #NAME? | #NAME? | FALSE | 11.2 | FALSE | FALSE | #NAME? | #NAME? | #NAME? | #NAME? | #NAME? | #NAME? | #NAME? | #NAME? | #NAME? | #NAME? |  |  | 1: 0; 2: 0; 3: 0; 4: 0 | 0 |  | 0 | 0 | 0 | 19929 | 0 | 0 | 0 |  | 0 | 5043 | 5043 | 1992-09-05 | #NAME? | #NAME? | #NAME?
1992-09-06 | 1992 | 9 | 250 | 6 | 1 | 0 | 1.1059 | 7.5 | 2.6 | 2.6 | 0 | #NAME? | #NAME? | #NAME? | #NAME? | #NAME? | #NAME? | TRUE | 22.3 | FALSE | FALSE | #NAME? | #NAME? | #NAME? | #NAME? | #NAME? | #NAME? | #NAME? | #NAME? | #NAME? | #NAME? |  |  | 1: 0; 2: 0; 3: 0; 4: 0 | 0 |  | 0 | 0 | 0 | 19929 | 0 | 0 | 0 |  | 0 | 5044 | 5044 | 1992-09-06 | #NAME? | #NAME? | #NAME?
1992-09-07 | 1992 | 9 | 251 | 7 | 2 | -0.8 | 2.633 | 7.3333 | 0 | 0 | 0 | #NAME? | #NAME? | #NAME? | #NAME? | #NAME? | #NAME? | FALSE | 14.3 | FALSE | FALSE | #NAME? | #NAME? | #NAME? | #NAME? | #NAME? | #NAME? | #NAME? | #NAME? | #NAME? | #NAME? |  |  | 1: 0; 2: 0; 3: 0; 4: 0 | 0 |  | 0 | 0 | 0 | 19929 | 0 | 0 | 0 |  | 0 | 5045 | 5045 | 1992-09-07 | #NAME? | #NAME? | #NAME?
1992-09-08 | 1992 | 9 | 252 | 8 | 3 | 1.6 | 3.2073 | 27.3333 | 4.4 | 4.4 | 0 | #NAME? | #NAME? | #NAME? | #NAME? | #NAME? | #NAME? | TRUE | 2.6 | TRUE | FALSE | #NAME? | #NAME? | #NAME? | #NAME? | #NAME? | #NAME? | #NAME? | #NAME? | #NAME? | #NAME? |  |  | 1: 0; 2: 0; 3: 0; 4: 0 | 0 |  | 0 | 0 | 0 | 19929 | 0 | 0 | 0 |  | 0 | 5046 | 5046 | 1992-09-08 | #NAME? | #NAME? | #NAME?
1992-09-09 | 1992 | 9 | 253 | 9 | 4 | 2.6 | 3.381 | 12.8333 | 0 | 0 | 0 | #NAME? | #NAME? | #NAME? | #NAME? | #NAME? | #NAME? | FALSE | 4.4 | TRUE | TRUE | #NAME? | #NAME? | #NAME? | #NAME? | #NAME? | #NAME? | #NAME? | #NAME? | #NAME? | #NAME? |  |  | 1: 0; 2: 0; 3: 5.3987; 4: 6.1004 | 11.4991 |  | 258.1265 | 397.4329 | 409.7247 | 19929 | 11.4991 | 258.1265 | 422.2128 |  | 0 | 5047 | 5047 | 1992-09-09 | #NAME? | #NAME? | #NAME?
1992-09-10 | 1992 | 9 | 254 | 10 | 5 | 6.8 | 4.1894 | 8.1667 | 0 | 0 | 0 | #NAME? | #NAME? | #NAME? | #NAME? | #NAME? | #NAME? | TRUE | 4.4 | TRUE | FALSE | #NAME? | #NAME? | #NAME? | #NAME? | #NAME? | #NAME? | #NAME? | #NAME? | #NAME? | #NAME? |  |  | 1: 0; 2: 0; 3: 0; 4: 0 | 0 |  | 0 | 0 | 0 | 19929 | 0 | 0 | 0 |  | 0 | 5048 | 5048 | 1992-09-10 | #NAME? | #NAME? | #NAME?
1992-09-11 | 1992 | 9 | 255 | 11 | 6 | 2.4 | 2.8455 | 4.6667 | 0 | 0 | 0 | #NAME? | #NAME? | #NAME? | #NAME? | #NAME? | #NAME? | FALSE | 0 | TRUE | TRUE | #NAME? | #NAME? | #NAME? | #NAME? | #NAME? | #NAME? | #NAME? | #NAME? | #NAME? | #NAME? |  |  | 1: 0; 2: 0; 3: 0; 4: 4.5842 | 4.5842 |  | 134.4697 | 207.0406 | 213.4439 | 19929 | 4.5842 | 134.4697 | 219.9496 |  | 0 | 5049 | 5049 | 1992-09-11 | #NAME? | #NAME? | #NAME?
1992-09-12 | 1992 | 9 | 256 | 12 | 7 | 4.8 | 2.2549 | 24.5 | 1.6 | 1.6 | 0 | #NAME? | #NAME? | #NAME? | #NAME? | #NAME? | #NAME? | FALSE | 0 | TRUE | FALSE | #NAME? | #NAME? | #NAME? | #NAME? | #NAME? | #NAME? | #NAME? | #NAME? | #NAME? | #NAME? |  |  | 1: 0; 2: 0; 3: 0; 4: 0 | 0 |  | 0 | 0 | 0 | 19929 | 0 | 0 | 0 |  | 0 | 5050 | 5050 | 1992-09-12 | #NAME? | #NAME? | #NAME?
1992-09-13 | 1992 | 9 | 257 | 13 | 1 | -1.3 | 1.5232 | 12.3333 | 3 | 3 | 0 | #NAME? | #NAME? | #NAME? | #NAME? | #NAME? | #NAME? | TRUE | 1.6 | TRUE | FALSE | #NAME? | #NAME? | #NAME? | #NAME? | #NAME? | #NAME? | #NAME? | #NAME? | #NAME? | #NAME? |  |  | 1: 0; 2: 0; 3: 0; 4: 0 | 0 |  | 0 | 0 | 0 | 19929 | 0 | 0 | 0 |  | 0 | 5051 | 5051 | 1992-09-13 | #NAME? | #NAME? | #NAME?
1992-09-14 | 1992 | 9 | 258 | 14 | 2 | -3.3 | 1.2824 | 9.3333 | 0 | 0 | 0 | #NAME? | #NAME? | #NAME? | #NAME? | #NAME? | #NAME? | FALSE | 4.6 | TRUE | FALSE | #NAME? | #NAME? | #NAME? | #NAME? | #NAME? | #NAME? | #NAME? | #NAME? | #NAME? | #NAME? |  |  | 1: 0; 2: 0; 3: 0; 4: 0 | 0 |  | 0 | 0 | 0 | 19929 | 0 | 0 | 0 |  | 0 | 5052 | 5052 | 1992-09-14 | #NAME? | #NAME? | #NAME?
1992-09-15 | 1992 | 9 | 259 | 15 | 3 | 0.4 | 0.94374 | 7.8333 | 0.6 | 0.6 | 0 | #NAME? | #NAME? | #NAME? | #NAME? | #NAME? | #NAME? | TRUE | 3 | TRUE | FALSE | #NAME? | #NAME? | #NAME? | #NAME? | #NAME? | #NAME? | #NAME? | #NAME? | #NAME? | #NAME? |  |  | 1: 0; 2: 0; 3: 0; 4: 0 | 0 |  | 0 | 0 | 0 | 19929 | 0 | 0 | 0 |  | 0 | 5053 | 5053 | 1992-09-15 | #NAME? | #NAME? | #NAME?
1992-09-16 | 1992 | 9 | 260 | 16 | 4 | -2.2 | 2.8885 | 9.1667 | 0 | 0 | 0 | #NAME? | #NAME? | #NAME? | #NAME? | #NAME? | #NAME? | FALSE | 0.6 | TRUE | FALSE | #NAME? | #NAME? | #NAME? | #NAME? | #NAME? | #NAME? | #NAME? | #NAME? | #NAME? | #NAME? |  |  | 1: 0; 2: 0; 3: 0; 4: 0 | 0 |  | 0 | 0 | 0 | 19929 | 0 | 0 | 0 |  | 0 | 5054 | 5054 | 1992-09-16 | #NAME? | #NAME? | #NAME?
1992-09-17 | 1992 | 9 | 261 | 17 | 5 | 1.6 | 2.7367 | 30.3333 | 1.6 | 1.6 | 0 | #NAME? | #NAME? | #NAME? | #NAME? | #NAME? | #NAME? | TRUE | 0.6 | TRUE | FALSE | #NAME? | #NAME? | #NAME? | #NAME? | #NAME? | #NAME? | #NAME? | #NAME? | #NAME? | #NAME? |  |  | 1: 0; 2: 0; 3: 0; 4: 0 | 0 |  | 0 | 0 | 0 | 19929 | 0 | 0 | 0 |  | 0 | 5055 | 5055 | 1992-09-17 | #NAME? | #NAME? | #NAME?
1992-09-18 | 1992 | 9 | 262 | 18 | 6 | -1.8 | 4.052 | 8.1667 | 0 | 0 | 0 | #NAME? | #NAME? | #NAME? | #NAME? | #NAME? | #NAME? | FALSE | 1.6 | TRUE | TRUE | #NAME? | #NAME? | #NAME? | #NAME? | #NAME? | #NAME? | #NAME? | #NAME? | #NAME? | #NAME? |  |  | 1: 0; 2: 0; 3: 0; 4: 8.6762 | 8.6762 |  | 254.5007 | 391.8503 | 403.9694 | 19929 | 8.6762 | 254.5007 | 416.2821 |  | 0 | 5056 | 5056 | 1992-09-18 | #NAME? | #NAME? | #NAME?
1992-09-19 | 1992 | 9 | 263 | 19 | 7 | 13.1 | 4.9222 | 26 | 0 | 0 | 0 | #NAME? | #NAME? | #NAME? | #NAME? | #NAME? | #NAME? | FALSE | 1.6 | TRUE | TRUE | #NAME? | #NAME? | #NAME? | #NAME? | #NAME? | #NAME? | #NAME? | #NAME? | #NAME? | #NAME? |  |  | 1: 0; 2: 0; 3: 2.2727; 4: 0 | 2.2727 |  | 33.3326 | 51.3217 | 52.9089 | 19929 | 2.2727 | 33.3326 | 54.5216 |  | 0 | 5057 | 5057 | 1992-09-19 | #NAME? | #NAME? | #NAME?
1992-09-20 | 1992 | 9 | 264 | 20 | 1 | 6.5 | 4.293 | 14.3333 | 0 | 0 | 0 | #NAME? | #NAME? | #NAME? | #NAME? | #NAME? | #NAME? | TRUE | 0 | TRUE | FALSE | #NAME? | #NAME? | #NAME? | #NAME? | #NAME? | #NAME? | #NAME? | #NAME? | #NAME? | #NAME? |  |  | 1: 0; 2: 0; 3: 0; 4: 0 | 0 |  | 0 | 0 | 0 | 19929 | 0 | 0 | 0 |  | 0 | 5058 | 5058 | 1992-09-20 | #NAME? | #NAME? | #NAME?
1992-09-21 | 1992 | 9 | 265 | 21 | 2 | 0 | 3.0696 | 3.5 | 0 | 0 | 0 | #NAME? | #NAME? | #NAME? | #NAME? | #NAME? | #NAME? | FALSE | 0 | TRUE | TRUE | #NAME? | #NAME? | #NAME? | #NAME? | #NAME? | #NAME? | #NAME? | #NAME? | #NAME? | #NAME? |  |  | 1: 0; 2: 0; 3: 4.2651; 4: 7.3483 | 11.6134 |  | 278.1055 | 428.1942 | 441.4373 | 19929 | 11.6134 | 278.1055 | 454.8921 |  | 0 | 5059 | 5059 | 1992-09-21 | #NAME? | #NAME? | #NAME?
1992-09-22 | 1992 | 9 | 266 | 22 | 3 | 6 | 2.9241 | 7.5 | 0 | 0 | 0 | #NAME? | #NAME? | #NAME? | #NAME? | #NAME? | #NAME? | TRUE | 0 | TRUE | TRUE | #NAME? | #NAME? | #NAME? | #NAME? | #NAME? | #NAME? | #NAME? | #NAME? | #NAME? | #NAME? |  |  | 1: 3.4312; 2: 6.2304; 3: 0; 4: 0 | 9.6616 |  | 233.0827 | 378.9567 | 392.2873 | 19929 | 9.6616 | 233.0827 | 381.249 |  | 0 | 5060 | 5060 | 1992-09-22 | #NAME? | #NAME? | #NAME?
1992-09-23 | 1992 | 9 | 267 | 23 | 4 | 11.7 | 3.9493 | 9.5 | 0 | 0 | 0 | #NAME? | #NAME? | #NAME? | #NAME? | #NAME? | #NAME? | FALSE | 0 | TRUE | TRUE | #NAME? | #NAME? | #NAME? | #NAME? | #NAME? | #NAME? | #NAME? | #NAME? | #NAME? | #NAME? |  |  | 1: 0; 2: 0; 3: 6.7531; 4: 3.8882 | 10.6413 |  | 213.1001 | 328.1065 | 338.2541 | 19929 | 10.6413 | 213.1001 | 348.5639 |  | 0 | 5061 | 5061 | 1992-09-23 | #NAME? | #NAME? | #NAME?
1992-09-24 | 1992 | 9 | 268 | 24 | 5 | 7.6 | 2.8454 | 6 | 6.4 | 6.4 | 1.05 | #NAME? | #NAME? | #NAME? | #NAME? | #NAME? | #NAME? | TRUE | 0 | TRUE | TRUE | #NAME? | #NAME? | #NAME? | #NAME? | #NAME? | #NAME? | #NAME? | #NAME? | #NAME? | #NAME? |  |  | 1: 15.1439; 2: 27.2251; 3: 0; 4: 0 | 42.3689 |  | 1020.7121 | 1659.331 | 1717.6873 | 19929 | 42.3689 | 1020.7121 | 1669.56 |  | 0 | 5062 | 5062 | 1992-09-24 | #NAME? | #NAME? | #NAME?
1992-09-25 | 1992 | 9 | 269 | 25 | 6 | 3 | 1.2623 | 5.3333 | 4.8 | 4.8 | 0 | #NAME? | #NAME? | #NAME? | #NAME? | #NAME? | #NAME? | FALSE | 6.4 | TRUE | FALSE | #NAME? | #NAME? | #NAME? | #NAME? | #NAME? | #NAME? | #NAME? | #NAME? | #NAME? | #NAME? |  |  | 1: 0; 2: 0; 3: 0; 4: 0 | 0 |  | 0 | 0 | 0 | 19929 | 0 | 0 | 0 |  | 0 | 5063 | 5063 | 1992-09-25 | #NAME? | #NAME? | #NAME?
1992-09-26 | 1992 | 9 | 270 | 26 | 7 | -0.3 | 2.2882 | 2.6667 | 0 | 0 | 0 | #NAME? | #NAME? | #NAME? | #NAME? | #NAME? | #NAME? | FALSE | 11.2 | FALSE | FALSE | #NAME? | #NAME? | #NAME? | #NAME? | #NAME? | #NAME? | #NAME? | #NAME? | #NAME? | #NAME? |  |  | 1: 0; 2: 0; 3: 0; 4: 0 | 0 |  | 0 | 0 | 0 | 19929 | 0 | 0 | 0 |  | 0 | 5064 | 5064 | 1992-09-26 | #NAME? | #NAME? | #NAME?
1992-09-27 | 1992 | 9 | 271 | 27 | 1 | 1.5 | 1.8063 | 7.5 | 0 | 0 | 0 | #NAME? | #NAME? | #NAME? | #NAME? | #NAME? | #NAME? | TRUE | 4.8 | TRUE | FALSE | #NAME? | #NAME? | #NAME? | #NAME? | #NAME? | #NAME? | #NAME? | #NAME? | #NAME? | #NAME? |  |  | 1: 0; 2: 0; 3: 0; 4: 0 | 0 |  | 0 | 0 | 0 | 19929 | 0 | 0 | 0 |  | 0 | 5065 | 5065 | 1992-09-27 | #NAME? | #NAME? | #NAME?
1992-09-28 | 1992 | 9 | 272 | 28 | 2 | 2.8 | 3.0977 | 7.1667 | 0 | 0 | 0 | #NAME? | #NAME? | #NAME? | #NAME? | #NAME? | #NAME? | FALSE | 0 | TRUE | TRUE | #NAME? | #NAME? | #NAME? | #NAME? | #NAME? | #NAME? | #NAME? | #NAME? | #NAME? | #NAME? |  |  | 1: 0; 2: 0; 3: 1.3593; 4: 5.7412 | 7.1005 |  | 188.3449 | 289.9914 | 298.9602 | 19929 | 7.1005 | 188.3449 | 308.0723 |  | 0 | 5066 | 5066 | 1992-09-28 | #NAME? | #NAME? | #NAME?
1992-09-29 | 1992 | 9 | 273 | 29 | 3 | 9.6 | 5.0703 | 9.3333 | 0 | 0 | 0 | #NAME? | #NAME? | #NAME? | #NAME? | #NAME? | #NAME? | TRUE | 0 | TRUE | TRUE | #NAME? | #NAME? | #NAME? | #NAME? | #NAME? | #NAME? | #NAME? | #NAME? | #NAME? | #NAME? |  |  | 1: 0; 2: 0; 3: 0; 4: 0 | 0 |  | 0 | 0 | 0 | 19929 | 0 | 0 | 0 |  | 0 | 5067 | 5067 | 1992-09-29 | #NAME? | #NAME? | #NAME?
1992-09-30 | 1992 | 9 | 274 | 30 | 4 | 11.6 | 4.7779 | 15 | 0 | 0 | 0 | #NAME? | #NAME? | #NAME? | #NAME? | #NAME? | #NAME? | FALSE | 0 | TRUE | FALSE | #NAME? | #NAME? | #NAME? | #NAME? | #NAME? | #NAME? | #NAME? | #NAME? | #NAME? | #NAME? |  |  | 1: 0; 2: 0; 3: 0; 4: 0 | 0 |  | 0 | 0 | 0 | 19929 | 0 | 0 | 0 |  | 0 | 5068 | 5068 | 1992-09-30 | #NAME? | #NAME? | #NAME?
1993-05-01 | 1993 | 5 | 121 | 1 | 7 | -0.4 | 3.5652 | 1.3333 | 0 | 0 | 0 | #NAME? | #NAME? | #NAME? | #NAME? | #NAME? | #NAME? | FALSE | 0 | TRUE | TRUE | #NAME? | #NAME? | #NAME? | #NAME? | #NAME? | #NAME? | #NAME? | #NAME? | #NAME? | #NAME? |  |  | 1: 0; 2: 0; 3: 0; 4: 0 | 0 |  | 0 | 0 | 0 | 19935 | 0 | 0 | 0 |  | 0 | 5069 | 5069 | 1993-05-01 | #NAME? | #NAME? | #NAME?
1993-05-02 | 1993 | 5 | 122 | 2 | 1 | 3.8 | 4.453 | 14.6667 | 0 | 0 | 0 | #NAME? | #NAME? | #NAME? | #NAME? | #NAME? | #NAME? | TRUE | 0 | TRUE | FALSE | #NAME? | #NAME? | #NAME? | #NAME? | #NAME? | #NAME? | #NAME? | #NAME? | #NAME? | #NAME? |  |  | 1: 0; 2: 0; 3: 0; 4: 0 | 0 |  | 0 | 0 | 0 | 19935 | 0 | 0 | 0 |  | 0 | 5070 | 5070 | 1993-05-02 | #NAME? | #NAME? | #NAME?
1993-05-03 | 1993 | 5 | 123 | 3 | 2 | 0.2 | 3.8436 | 9.3333 | 0 | 0 | 0 | #NAME? | #NAME? | #NAME? | #NAME? | #NAME? | #NAME? | FALSE | 0 | TRUE | FALSE | #NAME? | #NAME? | #NAME? | #NAME? | #NAME? | #NAME? | #NAME? | #NAME? | #NAME? | #NAME? |  |  | 1: 0; 2: 0; 3: 0; 4: 0 | 0 |  | 0 | 0 | 0 | 19935 | 0 | 0 | 0 |  | 0 | 5071 | 5071 | 1993-05-03 | #NAME? | #NAME? | #NAME?
1993-05-04 | 1993 | 5 | 124 | 4 | 3 | -2.5 | 4.4004 | 4.6667 | 0 | 0 | 0 | #NAME? | #NAME? | #NAME? | #NAME? | #NAME? | #NAME? | TRUE | 0 | TRUE | TRUE | #NAME? | #NAME? | #NAME? | #NAME? | #NAME? | #NAME? | #NAME? | #NAME? | #NAME? | #NAME? |  |  | 1: 7.3725; 2: 10.0989; 3: 0; 4: 0 | 17.4714 |  | 404.3642 | 655.1457 | 678.0181 | 19935 | 17.4714 | 404.3642 | 661.411 |  | 0 | 5072 | 5072 | 1993-05-04 | #NAME? | #NAME? | #NAME?
1993-05-05 | 1993 | 5 | 125 | 5 | 4 | 5.9 | 5.5607 | 7.5 | 0 | 0 | 0 | #NAME? | #NAME? | #NAME? | #NAME? | #NAME? | #NAME? | FALSE | 0 | TRUE | TRUE | #NAME? | #NAME? | #NAME? | #NAME? | #NAME? | #NAME? | #NAME? | #NAME? | #NAME? | #NAME? |  |  | 1: 0; 2: 0; 3: 0; 4: 9.2634 | 9.2634 |  | 271.7252 | 418.3705 | 431.3098 | 19935 | 9.2634 | 271.7252 | 444.4559 |  | 0 | 5073 | 5073 | 1993-05-05 | #NAME? | #NAME? | #NAME?
1993-05-06 | 1993 | 5 | 126 | 6 | 5 | 11.3 | 3.4149 | 16.1667 | 1.4 | 1.4 | 0 | #NAME? | #NAME? | #NAME? | #NAME? | #NAME? | #NAME? | TRUE | 0 | TRUE | TRUE | #NAME? | #NAME? | #NAME? | #NAME? | #NAME? | #NAME? | #NAME? | #NAME? | #NAME? | #NAME? |  |  | 1: 0; 2: 0; 3: 0; 4: 0 | 0 |  | 0 | 0 | 0 | 19935 | 0 | 0 | 0 |  | 0 | 5074 | 5074 | 1993-05-06 | #NAME? | #NAME? | #NAME?
1993-05-07 | 1993 | 5 | 127 | 7 | 6 | 3.7 | 3.6438 | 40.6667 | 13.6 | 13.6 | 6.45 | #NAME? | #NAME? | #NAME? | #NAME? | #NAME? | #NAME? | FALSE | 1.4 | TRUE | TRUE | #NAME? | #NAME? | #NAME? | #NAME? | #NAME? | #NAME? | #NAME? | #NAME? | #NAME? | #NAME? |  |  | 1: 0; 2: 0; 3: 0; 4: 4.1582 | 4.1582 |  | 121.9731 | 187.7998 | 193.608 | 19935 | 4.1582 | 121.9731 | 199.5091 |  | 0 | 5075 | 5075 | 1993-05-07 | #NAME? | #NAME? | #NAME?
1993-05-08 | 1993 | 5 | 128 | 8 | 7 | 4.8 | 4.0228 | 21.5 | 0 | 0 | 0 | #NAME? | #NAME? | #NAME? | #NAME? | #NAME? | #NAME? | FALSE | 15 | FALSE | TRUE | #NAME? | #NAME? | #NAME? | #NAME? | #NAME? | #NAME? | #NAME? | #NAME? | #NAME? | #NAME? |  |  | 1: 0; 2: 0; 3: 0; 4: 0 | 0 |  | 0 | 0 | 0 | 19935 | 0 | 0 | 0 |  | 0 | 5076 | 5076 | 1993-05-08 | #NAME? | #NAME? | #NAME?
1993-05-09 | 1993 | 5 | 129 | 9 | 1 | 3 | 4.3958 | 8.5 | 0 | 0 | 0 | #NAME? | #NAME? | #NAME? | #NAME? | #NAME? | #NAME? | TRUE | 13.6 | FALSE | TRUE | #NAME? | #NAME? | #NAME? | #NAME? | #NAME? | #NAME? | #NAME? | #NAME? | #NAME? | #NAME? |  |  | 1: 0; 2: 0; 3: 0; 4: 0 | 0 |  | 0 | 0 | 0 | 19935 | 0 | 0 | 0 |  | 0 | 5077 | 5077 | 1993-05-09 | #NAME? | #NAME? | #NAME?
1993-05-10 | 1993 | 5 | 130 | 10 | 2 | 5.4 | 5.5169 | 7.6667 | 0 | 0 | 0 | #NAME? | #NAME? | #NAME? | #NAME? | #NAME? | #NAME? | FALSE | 0 | TRUE | TRUE | #NAME? | #NAME? | #NAME? | #NAME? | #NAME? | #NAME? | #NAME? | #NAME? | #NAME? | #NAME? |  |  | 1: 0; 2: 0; 3: 3.9159; 4: 6.9102 | 10.8261 |  | 260.1333 | 400.5227 | 412.91 | 19935 | 10.8261 | 260.1333 | 425.4953 |  | 0 | 5078 | 5078 | 1993-05-10 | #NAME? | #NAME? | #NAME?
1993-05-11 | 1993 | 5 | 131 | 11 | 3 | 5.8 | 6.1757 | 7.8333 | 0 | 0 | 0 | #NAME? | #NAME? | #NAME? | #NAME? | #NAME? | #NAME? | TRUE | 0 | TRUE | TRUE | #NAME? | #NAME? | #NAME? | #NAME? | #NAME? | #NAME? | #NAME? | #NAME? | #NAME? | #NAME? |  |  | 1: 12.249; 2: 15.1635; 3: 0; 4: 0 | 27.4125 |  | 624.4469 | 1010.3286 | 1045.4951 | 19935 | 27.4125 | 624.4469 | 1021.3964 |  | 0 | 5079 | 5079 | 1993-05-11 | #NAME? | #NAME? | #NAME?
1993-05-12 | 1993 | 5 | 132 | 12 | 4 | 7.3 | 5.9828 | 3.8333 | 0 | 0 | 0 | #NAME? | #NAME? | #NAME? | #NAME? | #NAME? | #NAME? | FALSE | 0 | TRUE | TRUE | #NAME? | #NAME? | #NAME? | #NAME? | #NAME? | #NAME? | #NAME? | #NAME? | #NAME? | #NAME? |  |  | 1: 0; 2: 0; 3: 4.2599; 4: 6.4309 | 10.6908 |  | 251.1188 | 386.6432 | 398.6012 | 19935 | 10.6908 | 251.1188 | 410.7503 |  | 0 | 5080 | 5080 | 1993-05-12 | #NAME? | #NAME? | #NAME?
1993-05-13 | 1993 | 5 | 133 | 13 | 5 | 9.1 | 5.1483 | 22.3333 | 0 | 0 | 0 | #NAME? | #NAME? | #NAME? | #NAME? | #NAME? | #NAME? | TRUE | 0 | TRUE | TRUE | #NAME? | #NAME? | #NAME? | #NAME? | #NAME? | #NAME? | #NAME? | #NAME? | #NAME? | #NAME? |  |  | 1: 6.7638; 2: 9.8415; 3: 0; 4: 0 | 16.6053 |  | 387.8853 | 628.9435 | 650.9391 | 19935 | 16.6053 | 387.8853 | 634.4568 |  | 0 | 5081 | 5081 | 1993-05-13 | #NAME? | #NAME? | #NAME?
1993-05-14 | 1993 | 5 | 134 | 14 | 6 | 5.1 | 4.4566 | 5.1667 | 0 | 0 | 0 | #NAME? | #NAME? | #NAME? | #NAME? | #NAME? | #NAME? | FALSE | 0 | TRUE | TRUE | #NAME? | #NAME? | #NAME? | #NAME? | #NAME? | #NAME? | #NAME? | #NAME? | #NAME? | #NAME? |  |  | 1: 0; 2: 0; 3: 0; 4: 6.1221 | 6.1221 |  | 179.5827 | 276.5003 | 285.0518 | 19935 | 6.1221 | 179.5827 | 293.7401 |  | 0 | 5082 | 5082 | 1993-05-14 | #NAME? | #NAME? | #NAME?
1993-05-15 | 1993 | 5 | 135 | 15 | 7 | 8.9 | 2.924 | 7 | 0 | 0 | 0 | #NAME? | #NAME? | #NAME? | #NAME? | #NAME? | #NAME? | FALSE | 0 | TRUE | TRUE | #NAME? | #NAME? | #NAME? | #NAME? | #NAME? | #NAME? | #NAME? | #NAME? | #NAME? | #NAME? |  |  | 1: 0; 2: 0; 3: 11.0339; 4: 0 | 11.0339 |  | 161.8301 | 249.167 | 256.8732 | 19935 | 11.0339 | 161.8301 | 264.7025 |  | 0 | 5083 | 5083 | 1993-05-15 | #NAME? | #NAME? | #NAME?
1993-05-16 | 1993 | 5 | 136 | 16 | 1 | 4.1 | 3.3178 | 2.3333 | 0.2 | 0.2 | 0 | #NAME? | #NAME? | #NAME? | #NAME? | #NAME? | #NAME? | TRUE | 0 | TRUE | TRUE | #NAME? | #NAME? | #NAME? | #NAME? | #NAME? | #NAME? | #NAME? | #NAME? | #NAME? | #NAME? |  |  | 1: 6.2767; 2: 7.1894; 3: 0; 4: 0 | 13.4661 |  | 302.9485 | 489.6193 | 506.6204 | 19935 | 13.4661 | 302.9485 | 495.5274 |  | 0 | 5084 | 5084 | 1993-05-16 | #NAME? | #NAME? | #NAME?
1993-05-17 | 1993 | 5 | 137 | 17 | 2 | 4.6 | 3.8382 | 7.6667 | 0 | 0 | 0 | #NAME? | #NAME? | #NAME? | #NAME? | #NAME? | #NAME? | FALSE | 0.2 | TRUE | TRUE | #NAME? | #NAME? | #NAME? | #NAME? | #NAME? | #NAME? | #NAME? | #NAME? | #NAME? | #NAME? |  |  | 1: 0; 2: 0; 3: 3.8023; 4: 5.8841 | 9.6864 |  | 228.3673 | 351.6131 | 362.4878 | 19935 | 9.6864 | 228.3673 | 373.5362 |  | 0 | 5085 | 5085 | 1993-05-17 | #NAME? | #NAME? | #NAME?
1993-05-18 | 1993 | 5 | 138 | 18 | 3 | 5.6 | 4.4046 | 4.3333 | 0 | 0 | 0 | #NAME? | #NAME? | #NAME? | #NAME? | #NAME? | #NAME? | TRUE | 0.2 | TRUE | TRUE | #NAME? | #NAME? | #NAME? | #NAME? | #NAME? | #NAME? | #NAME? | #NAME? | #NAME? | #NAME? |  |  | 1: 1.8295; 2: 1.9604; 3: 0; 4: 0 | 3.7899 |  | 84.3379 | 136.173 | 140.8912 | 19935 | 3.7899 | 84.3379 | 137.95 |  | 0 | 5086 | 5086 | 1993-05-18 | #NAME? | #NAME? | #NAME?
1993-05-19 | 1993 | 5 | 139 | 19 | 4 | 7.8 | 5.225 | 10.3333 | 0 | 0 | 0 | #NAME? | #NAME? | #NAME? | #NAME? | #NAME? | #NAME? | FALSE | 0 | TRUE | TRUE | #NAME? | #NAME? | #NAME? | #NAME? | #NAME? | #NAME? | #NAME? | #NAME? | #NAME? | #NAME? |  |  | 1: 0; 2: 0; 3: 3.2904; 4: 4.7025 | 7.9929 |  | 186.1999 | 286.6887 | 295.5553 | 19935 | 7.9929 | 186.1999 | 304.5637 |  | 0 | 5087 | 5087 | 1993-05-19 | #NAME? | #NAME? | #NAME?
1993-05-20 | 1993 | 5 | 140 | 20 | 5 | 9.6 | 4.4644 | 7.6667 | 2.6 | 2.6 | 0 | #NAME? | #NAME? | #NAME? | #NAME? | #NAME? | #NAME? | TRUE | 0 | TRUE | TRUE | #NAME? | #NAME? | #NAME? | #NAME? | #NAME? | #NAME? | #NAME? | #NAME? | #NAME? | #NAME? |  |  | 1: 8.4103; 2: 8.7494; 3: 0; 4: 0 | 17.1598 |  | 380.0018 | 613.2855 | 634.5145 | 19935 | 17.1598 | 380.0018 | 621.562 |  | 0 | 5088 | 5088 | 1993-05-20 | #NAME? | #NAME? | #NAME?
1993-05-21 | 1993 | 5 | 141 | 21 | 6 | 6.9 | 4.4056 | 9.5 | 0.5 | 0.5 | 0 | #NAME? | #NAME? | #NAME? | #NAME? | #NAME? | #NAME? | FALSE | 2.6 | TRUE | TRUE | #NAME? | #NAME? | #NAME? | #NAME? | #NAME? | #NAME? | #NAME? | #NAME? | #NAME? | #NAME? |  |  | 1: 0; 2: 0; 3: 0; 4: 5.3292 | 5.3292 |  | 156.3218 | 240.6859 | 248.1298 | 19935 | 5.3292 | 156.3218 | 255.6927 |  | 0 | 5089 | 5089 | 1993-05-21 | #NAME? | #NAME? | #NAME?
1993-05-22 | 1993 | 5 | 142 | 22 | 7 | 6.8 | 2.242 | 12 | 21.8 | 21.8 | 12.6 | #NAME? | #NAME? | #NAME? | #NAME? | #NAME? | #NAME? | FALSE | 3.1 | TRUE | TRUE | #NAME? | #NAME? | #NAME? | #NAME? | #NAME? | #NAME? | #NAME? | #NAME? | #NAME? | #NAME? |  |  | 1: 0; 2: 0; 3: 5.9168; 4: 0 | 5.9168 |  | 86.7802 | 133.6139 | 137.7463 | 19935 | 5.9168 | 86.7802 | 141.9448 |  | 0 | 5090 | 5090 | 1993-05-22 | #NAME? | #NAME? | #NAME?
1993-05-23 | 1993 | 5 | 143 | 23 | 1 | 5.6 | 2.6333 | 5.5 | 1.8 | 1.8 | 0 | #NAME? | #NAME? | #NAME? | #NAME? | #NAME? | #NAME? | TRUE | 22.3 | FALSE | TRUE | #NAME? | #NAME? | #NAME? | #NAME? | #NAME? | #NAME? | #NAME? | #NAME? | #NAME? | #NAME? |  |  | 1: 0; 2: 0; 3: 0; 4: 0 | 0 |  | 0 | 0 | 0 | 19935 | 0 | 0 | 0 |  | 0 | 5091 | 5091 | 1993-05-23 | #NAME? | #NAME? | #NAME?
1993-05-24 | 1993 | 5 | 144 | 24 | 2 | 3.5 | 3.5805 | 1.1667 | 0 | 0 | 0 | #NAME? | #NAME? | #NAME? | #NAME? | #NAME? | #NAME? | FALSE | 23.6 | FALSE | TRUE | #NAME? | #NAME? | #NAME? | #NAME? | #NAME? | #NAME? | #NAME? | #NAME? | #NAME? | #NAME? |  |  | 1: 0; 2: 0; 3: 0; 4: 0 | 0 |  | 0 | 0 | 0 | 19935 | 0 | 0 | 0 |  | 0 | 5092 | 5092 | 1993-05-24 | #NAME? | #NAME? | #NAME?
1993-05-25 | 1993 | 5 | 145 | 25 | 3 | 7.9 | 4.0177 | 3.6667 | 0.2 | 0.2 | 0 | #NAME? | #NAME? | #NAME? | #NAME? | #NAME? | #NAME? | TRUE | 1.8 | TRUE | TRUE | #NAME? | #NAME? | #NAME? | #NAME? | #NAME? | #NAME? | #NAME? | #NAME? | #NAME? | #NAME? |  |  | 1: 3.1031; 2: 4.4663; 3: 0; 4: 0 | 7.5693 |  | 176.5214 | 286.1836 | 296.189 | 19935 | 7.5693 | 176.5214 | 288.7328 |  | 0 | 5093 | 5093 | 1993-05-25 | #NAME? | #NAME? | #NAME?
1993-05-26 | 1993 | 5 | 146 | 26 | 4 | 3.7 | 2.7056 | 8.6667 | 0 | 0 | 0 | #NAME? | #NAME? | #NAME? | #NAME? | #NAME? | #NAME? | FALSE | 0.2 | TRUE | TRUE | #NAME? | #NAME? | #NAME? | #NAME? | #NAME? | #NAME? | #NAME? | #NAME? | #NAME? | #NAME? |  |  | 1: 0; 2: 0; 3: 1.7111; 4: 7.9073 | 9.6184 |  | 257.0432 | 395.765 | 408.0051 | 19935 | 9.6184 | 257.0432 | 420.4409 |  | 0 | 5094 | 5094 | 1993-05-26 | #NAME? | #NAME? | #NAME?
1993-05-27 | 1993 | 5 | 147 | 27 | 5 | 4.8 | 2.4665 | 8.6667 | 0 | 0 | 0 | #NAME? | #NAME? | #NAME? | #NAME? | #NAME? | #NAME? | TRUE | 0.2 | TRUE | TRUE | #NAME? | #NAME? | #NAME? | #NAME? | #NAME? | #NAME? | #NAME? | #NAME? | #NAME? | #NAME? |  |  | 1: 0; 2: 0; 3: 0; 4: 0 | 0 |  | 0 | 0 | 0 | 19935 | 0 | 0 | 0 |  | 0 | 5095 | 5095 | 1993-05-27 | #NAME? | #NAME? | #NAME?
1993-05-28 | 1993 | 5 | 148 | 28 | 6 | 8.2 | 4.7473 | 18 | 1.2 | 1.2 | 0 | #NAME? | #NAME? | #NAME? | #NAME? | #NAME? | #NAME? | FALSE | 0 | TRUE | TRUE | #NAME? | #NAME? | #NAME? | #NAME? | #NAME? | #NAME? | #NAME? | #NAME? | #NAME? | #NAME? |  |  | 1: 0; 2: 0; 3: 0; 4: 3.6365 | 3.6365 |  | 106.6721 | 164.2412 | 169.3208 | 19935 | 3.6365 | 106.6721 | 174.4816 |  | 0 | 5096 | 5096 | 1993-05-28 | #NAME? | #NAME? | #NAME?
1993-05-29 | 1993 | 5 | 149 | 29 | 7 | 6.8 | 1.6146 | 5.5 | 18.6 | 18.6 | 10.2 | #NAME? | #NAME? | #NAME? | #NAME? | #NAME? | #NAME? | FALSE | 1.2 | TRUE | TRUE | #NAME? | #NAME? | #NAME? | #NAME? | #NAME? | #NAME? | #NAME? | #NAME? | #NAME? | #NAME? |  |  | 1: 0; 2: 0; 3: 10.6999; 4: 0 | 10.6999 |  | 156.9313 | 241.6243 | 249.0972 | 19935 | 10.6999 | 156.9313 | 256.6896 |  | 0 | 5097 | 5097 | 1993-05-29 | #NAME? | #NAME? | #NAME?
1993-05-30 | 1993 | 5 | 150 | 30 | 1 | 6.7 | 2.6998 | 0.66667 | 0 | 0 | 0 | #NAME? | #NAME? | #NAME? | #NAME? | #NAME? | #NAME? | TRUE | 19.8 | FALSE | TRUE | #NAME? | #NAME? | #NAME? | #NAME? | #NAME? | #NAME? | #NAME? | #NAME? | #NAME? | #NAME? |  |  | 1: 0; 2: 0; 3: 0; 4: 0 | 0 |  | 0 | 0 | 0 | 19935 | 0 | 0 | 0 |  | 0 | 5098 | 5098 | 1993-05-30 | #NAME? | #NAME? | #NAME?
1993-05-31 | 1993 | 5 | 151 | 31 | 2 | 8.9 | 4.6057 | 14.8333 | 0 | 0 | 0 | #NAME? | #NAME? | #NAME? | #NAME? | #NAME? | #NAME? | FALSE | 18.6 | FALSE | TRUE | #NAME? | #NAME? | #NAME? | #NAME? | #NAME? | #NAME? | #NAME? | #NAME? | #NAME? | #NAME? |  |  | 1: 0; 2: 0; 3: 0; 4: 0 | 0 |  | 0 | 0 | 0 | 19935 | 0 | 0 | 0 |  | 0 | 5099 | 5099 | 1993-05-31 | #NAME? | #NAME? | #NAME?
1993-06-01 | 1993 | 6 | 152 | 1 | 3 | 8.2 | 2.7296 | 9.3333 | 0.8 | 0.8 | 0 | #NAME? | #NAME? | #NAME? | #NAME? | #NAME? | #NAME? | TRUE | 0 | TRUE | TRUE | #NAME? | #NAME? | #NAME? | #NAME? | #NAME? | #NAME? | #NAME? | #NAME? | #NAME? | #NAME? |  |  | 1: 9.4792; 2: 12.4994; 3: 0; 4: 0 | 21.9786 |  | 505.6774 | 818.8738 | 847.4304 | 19936 | 21.9786 | 505.6774 | 827.1273 |  | 0 | 5100 | 5100 | 1993-06-01 | #NAME? | #NAME? | #NAME?
1993-06-02 | 1993 | 6 | 153 | 2 | 4 | 4.4 | 4.0212 | 4.5 | 0 | 0 | 0 | #NAME? | #NAME? | #NAME? | #NAME? | #NAME? | #NAME? | FALSE | 0.8 | TRUE | TRUE | #NAME? | #NAME? | #NAME? | #NAME? | #NAME? | #NAME? | #NAME? | #NAME? | #NAME? | #NAME? |  |  | 1: 0; 2: 0; 3: 0; 4: 7.7993 | 7.7993 |  | 228.7804 | 352.2493 | 363.1436 | 19936 | 7.7993 | 228.7804 | 374.212 |  | 0 | 5101 | 5101 | 1993-06-02 | #NAME? | #NAME? | #NAME?
1993-06-03 | 1993 | 6 | 154 | 3 | 5 | 3.7 | 4.9532 | 12.6667 | 0 | 0 | 0 | #NAME? | #NAME? | #NAME? | #NAME? | #NAME? | #NAME? | TRUE | 0.8 | TRUE | TRUE | #NAME? | #NAME? | #NAME? | #NAME? | #NAME? | #NAME? | #NAME? | #NAME? | #NAME? | #NAME? |  |  | 1: 1.2446; 2: 1.9262; 3: 0; 4: 0 | 3.1707 |  | 74.7547 | 121.3073 | 125.557 | 19936 | 3.1707 | 74.7547 | 122.2748 |  | 0 | 5102 | 5102 | 1993-06-03 | #NAME? | #NAME? | #NAME?
1993-06-04 | 1993 | 6 | 155 | 4 | 6 | 3.7 | 4.3445 | 12.1667 | 0 | 0 | 0 | #NAME? | #NAME? | #NAME? | #NAME? | #NAME? | #NAME? | FALSE | 0 | TRUE | FALSE | #NAME? | #NAME? | #NAME? | #NAME? | #NAME? | #NAME? | #NAME? | #NAME? | #NAME? | #NAME? |  |  | 1: 0; 2: 0; 3: 0; 4: 0 | 0 |  | 0 | 0 | 0 | 19936 | 0 | 0 | 0 |  | 0 | 5103 | 5103 | 1993-06-04 | #NAME? | #NAME? | #NAME?
1993-06-05 | 1993 | 6 | 156 | 5 | 7 | 1.3 | 4.234 | 4.5 | 0 | 0 | 0 | #NAME? | #NAME? | #NAME? | #NAME? | #NAME? | #NAME? | FALSE | 0 | TRUE | TRUE | #NAME? | #NAME? | #NAME? | #NAME? | #NAME? | #NAME? | #NAME? | #NAME? | #NAME? | #NAME? |  |  | 1: 0; 2: 0; 3: 11.443; 4: 0 | 11.443 |  | 167.8308 | 258.4062 | 266.3981 | 19936 | 11.443 | 167.8308 | 274.5178 |  | 0 | 5104 | 5104 | 1993-06-05 | #NAME? | #NAME? | #NAME?
1993-06-06 | 1993 | 6 | 157 | 6 | 1 | 6.4 | 5.5022 | 2.6667 | 0 | 0 | 0 | #NAME? | #NAME? | #NAME? | #NAME? | #NAME? | #NAME? | TRUE | 0 | TRUE | TRUE | #NAME? | #NAME? | #NAME? | #NAME? | #NAME? | #NAME? | #NAME? | #NAME? | #NAME? | #NAME? |  |  | 1: 2.7903; 2: 3.4354; 3: 0; 4: 0 | 6.2257 |  | 141.6962 | 229.2409 | 237.2187 | 19936 | 6.2257 | 141.6962 | 231.7698 |  | 0 | 5105 | 5105 | 1993-06-06 | #NAME? | #NAME? | #NAME?
1993-06-07 | 1993 | 6 | 158 | 7 | 2 | 7.9 | 3.6309 | 12 | 0 | 0 | 0 | #NAME? | #NAME? | #NAME? | #NAME? | #NAME? | #NAME? | FALSE | 0 | TRUE | TRUE | #NAME? | #NAME? | #NAME? | #NAME? | #NAME? | #NAME? | #NAME? | #NAME? | #NAME? | #NAME? |  |  | 1: 0; 2: 0; 3: 5.9542; 4: 11.2764 | 17.2306 |  | 418.1039 | 643.7472 | 663.657 | 19936 | 17.2306 | 418.1039 | 683.8848 |  | 0 | 5106 | 5106 | 1993-06-07 | #NAME? | #NAME? | #NAME?
1993-06-08 | 1993 | 6 | 159 | 8 | 3 | 10.3 | 3.4986 | 4.6667 | 1.2 | 1.2 | 0 | #NAME? | #NAME? | #NAME? | #NAME? | #NAME? | #NAME? | TRUE | 0 | TRUE | TRUE | #NAME? | #NAME? | #NAME? | #NAME? | #NAME? | #NAME? | #NAME? | #NAME? | #NAME? | #NAME? |  |  | 1: 14.5525; 2: 20.1347; 3: 0; 4: 0 | 34.6872 |  | 804.0541 | 1302.891 | 1348.3908 | 19936 | 34.6872 | 804.0541 | 1315.1765 |  | 0 | 5107 | 5107 | 1993-06-08 | #NAME? | #NAME? | #NAME?
1993-06-09 | 1993 | 6 | 160 | 9 | 4 | 7.2 | 4.234 | 2 | 0 | 0 | 0 | #NAME? | #NAME? | #NAME? | #NAME? | #NAME? | #NAME? | FALSE | 1.2 | TRUE | TRUE | #NAME? | #NAME? | #NAME? | #NAME? | #NAME? | #NAME? | #NAME? | #NAME? | #NAME? | #NAME? |  |  | 1: 0; 2: 0; 3: 0.97044; 4: 4.2042 | 5.1747 |  | 137.5568 | 211.7937 | 218.3441 | 19936 | 5.1747 | 137.5568 | 224.9991 |  | 0 | 5108 | 5108 | 1993-06-09 | #NAME? | #NAME? | #NAME?
1993-06-10 | 1993 | 6 | 161 | 10 | 5 | 9 | 5.9672 | 12.5 | 0 | 0 | 0 | #NAME? | #NAME? | #NAME? | #NAME? | #NAME? | #NAME? | TRUE | 1.2 | TRUE | TRUE | #NAME? | #NAME? | #NAME? | #NAME? | #NAME? | #NAME? | #NAME? | #NAME? | #NAME? | #NAME? |  |  | 1: 0; 2: 0; 3: 0; 4: 0 | 0 |  | 0 | 0 | 0 | 19936 | 0 | 0 | 0 |  | 0 | 5109 | 5109 | 1993-06-10 | #NAME? | #NAME? | #NAME?
1993-06-11 | 1993 | 6 | 162 | 11 | 6 | 7.1 | 3.8616 | 14.3333 | 14 | 14 | 6.75 | #NAME? | #NAME? | #NAME? | #NAME? | #NAME? | #NAME? | FALSE | 0 | TRUE | TRUE | #NAME? | #NAME? | #NAME? | #NAME? | #NAME? | #NAME? | #NAME? | #NAME? | #NAME? | #NAME? |  |  | 1: 0; 2: 0; 3: 0; 4: 5.6107 | 5.6107 |  | 164.5794 | 253.4 | 261.2371 | 19936 | 5.6107 | 164.5794 | 269.1995 |  | 0 | 5110 | 5110 | 1993-06-11 | #NAME? | #NAME? | #NAME?
1993-06-12 | 1993 | 6 | 163 | 12 | 7 | 6 | 4.1696 | 31.6667 | 38.2 | 38.2 | 24.9 | #NAME? | #NAME? | #NAME? | #NAME? | #NAME? | #NAME? | FALSE | 14 | FALSE | TRUE | #NAME? | #NAME? | #NAME? | #NAME? | #NAME? | #NAME? | #NAME? | #NAME? | #NAME? | #NAME? |  |  | 1: 0; 2: 0; 3: 0; 4: 0 | 0 |  | 0 | 0 | 0 | 19936 | 0 | 0 | 0 |  | 0 | 5111 | 5111 | 1993-06-12 | #NAME? | #NAME? | #NAME?
1993-06-13 | 1993 | 6 | 164 | 13 | 1 | 8.2 | 3.6911 | 19.5 | 0.2 | 0.2 | 0 | #NAME? | #NAME? | #NAME? | #NAME? | #NAME? | #NAME? | TRUE | 52.2 | FALSE | TRUE | #NAME? | #NAME? | #NAME? | #NAME? | #NAME? | #NAME? | #NAME? | #NAME? | #NAME? | #NAME? |  |  | 1: 0; 2: 0; 3: 0; 4: 0 | 0 |  | 0 | 0 | 0 | 19936 | 0 | 0 | 0 |  | 0 | 5112 | 5112 | 1993-06-13 | #NAME? | #NAME? | #NAME?
1993-06-14 | 1993 | 6 | 165 | 14 | 2 | 5.5 | 4.1375 | 3 | 0 | 0 | 0 | #NAME? | #NAME? | #NAME? | #NAME? | #NAME? | #NAME? | FALSE | 38.4 | FALSE | TRUE | #NAME? | #NAME? | #NAME? | #NAME? | #NAME? | #NAME? | #NAME? | #NAME? | #NAME? | #NAME? |  |  | 1: 0; 2: 0; 3: 0; 4: 0 | 0 |  | 0 | 0 | 0 | 19936 | 0 | 0 | 0 |  | 0 | 5113 | 5113 | 1993-06-14 | #NAME? | #NAME? | #NAME?
1993-06-15 | 1993 | 6 | 166 | 15 | 3 | 9.1 | 2.4963 | 6.5 | 16.2 | 16.2 | 8.4 | #NAME? | #NAME? | #NAME? | #NAME? | #NAME? | #NAME? | TRUE | 0.2 | TRUE | TRUE | #NAME? | #NAME? | #NAME? | #NAME? | #NAME? | #NAME? | #NAME? | #NAME? | #NAME? | #NAME? |  |  | 1: 0; 2: 0; 3: 0; 4: 0 | 0 |  | 0 | 0 | 0 | 19936 | 0 | 0 | 0 |  | 0 | 5114 | 5114 | 1993-06-15 | #NAME? | #NAME? | #NAME?
1993-06-16 | 1993 | 6 | 167 | 16 | 4 | 7.7 | 3.1839 | 12 | 0.4 | 0.4 | 0 | #NAME? | #NAME? | #NAME? | #NAME? | #NAME? | #NAME? | FALSE | 16.2 | FALSE | TRUE | #NAME? | #NAME? | #NAME? | #NAME? | #NAME? | #NAME? | #NAME? | #NAME? | #NAME? | #NAME? |  |  | 1: 0; 2: 0; 3: 0; 4: 0 | 0 |  | 0 | 0 | 0 | 19936 | 0 | 0 | 0 |  | 0 | 5115 | 5115 | 1993-06-16 | #NAME? | #NAME? | #NAME?
1993-06-17 | 1993 | 6 | 168 | 17 | 5 | 6.6 | 3.7578 | 6.8333 | 0 | 0 | 0 | #NAME? | #NAME? | #NAME? | #NAME? | #NAME? | #NAME? | TRUE | 16.6 | FALSE | TRUE | #NAME? | #NAME? | #NAME? | #NAME? | #NAME? | #NAME? | #NAME? | #NAME? | #NAME? | #NAME? |  |  | 1: 0; 2: 0; 3: 0; 4: 0 | 0 |  | 0 | 0 | 0 | 19936 | 0 | 0 | 0 |  | 0 | 5116 | 5116 | 1993-06-17 | #NAME? | #NAME? | #NAME?
1993-06-18 | 1993 | 6 | 169 | 18 | 6 | 10.3 | 5.3576 | 4 | 0 | 0 | 0 | #NAME? | #NAME? | #NAME? | #NAME? | #NAME? | #NAME? | FALSE | 0.4 | TRUE | TRUE | #NAME? | #NAME? | #NAME? | #NAME? | #NAME? | #NAME? | #NAME? | #NAME? | #NAME? | #NAME? |  |  | 1: 0; 2: 0; 3: 0; 4: 6.0979 | 6.0979 |  | 178.8723 | 275.4065 | 283.9242 | 19936 | 6.0979 | 178.8723 | 292.5781 |  | 0 | 5117 | 5117 | 1993-06-18 | #NAME? | #NAME? | #NAME?
1993-06-19 | 1993 | 6 | 170 | 19 | 7 | 9.5 | 5.5502 | 2.6667 | 0 | 0 | 0 | #NAME? | #NAME? | #NAME? | #NAME? | #NAME? | #NAME? | FALSE | 0 | TRUE | TRUE | #NAME? | #NAME? | #NAME? | #NAME? | #NAME? | #NAME? | #NAME? | #NAME? | #NAME? | #NAME? |  |  | 1: 0; 2: 0; 3: 9.6926; 4: 0 | 9.6926 |  | 142.1584 | 218.8788 | 225.6483 | 19936 | 9.6926 | 142.1584 | 232.5259 |  | 0 | 5118 | 5118 | 1993-06-19 | #NAME? | #NAME? | #NAME?
1993-06-20 | 1993 | 6 | 171 | 20 | 1 | 8 | 5.2962 | 1 | 0 | 0 | 0 | #NAME? | #NAME? | #NAME? | #NAME? | #NAME? | #NAME? | TRUE | 0 | TRUE | TRUE | #NAME? | #NAME? | #NAME? | #NAME? | #NAME? | #NAME? | #NAME? | #NAME? | #NAME? | #NAME? |  |  | 1: 5.9802; 2: 7.7243; 3: 0; 4: 0 | 13.7045 |  | 314.2883 | 508.8029 | 526.5356 | 19936 | 13.7045 | 314.2883 | 514.0756 |  | 0 | 5119 | 5119 | 1993-06-20 | #NAME? | #NAME? | #NAME?
1993-06-21 | 1993 | 6 | 172 | 21 | 2 | 14.7 | 5.5458 | 12.1667 | 0.2 | 0.2 | 0 | #NAME? | #NAME? | #NAME? | #NAME? | #NAME? | #NAME? | FALSE | 0 | TRUE | TRUE | #NAME? | #NAME? | #NAME? | #NAME? | #NAME? | #NAME? | #NAME? | #NAME? | #NAME? | #NAME? |  |  | 1: 0; 2: 0; 3: 1.1682; 4: 8.9122 | 10.0804 |  | 278.5576 | 428.8903 | 442.155 | 19936 | 10.0804 | 278.5576 | 455.6316 |  | 0 | 5120 | 5120 | 1993-06-21 | #NAME? | #NAME? | #NAME?
1993-06-22 | 1993 | 6 | 173 | 22 | 3 | 9.1 | 4.7486 | 10.6667 | 0 | 0 | 0 | #NAME? | #NAME? | #NAME? | #NAME? | #NAME? | #NAME? | TRUE | 0.2 | TRUE | TRUE | #NAME? | #NAME? | #NAME? | #NAME? | #NAME? | #NAME? | #NAME? | #NAME? | #NAME? | #NAME? |  |  | 1: 0; 2: 0; 3: 0; 4: 0 | 0 |  | 0 | 0 | 0 | 19936 | 0 | 0 | 0 |  | 0 | 5121 | 5121 | 1993-06-22 | #NAME? | #NAME? | #NAME?
1993-06-23 | 1993 | 6 | 174 | 23 | 4 | 7.1 | 5.2005 | 18.5 | 1.8 | 1.8 | 0 | #NAME? | #NAME? | #NAME? | #NAME? | #NAME? | #NAME? | FALSE | 0.2 | TRUE | TRUE | #NAME? | #NAME? | #NAME? | #NAME? | #NAME? | #NAME? | #NAME? | #NAME? | #NAME? | #NAME? |  |  | 1: 0; 2: 0; 3: 0; 4: 4.8917 | 4.8917 |  | 143.491 | 220.9305 | 227.7634 | 19936 | 4.8917 | 143.491 | 234.7055 |  | 0 | 5122 | 5122 | 1993-06-23 | #NAME? | #NAME? | #NAME?
1993-06-24 | 1993 | 6 | 175 | 24 | 5 | 6.6 | 4.9822 | 38.8333 | 0.2 | 0.2 | 0 | #NAME? | #NAME? | #NAME? | #NAME? | #NAME? | #NAME? | TRUE | 1.8 | TRUE | FALSE | #NAME? | #NAME? | #NAME? | #NAME? | #NAME? | #NAME? | #NAME? | #NAME? | #NAME? | #NAME? |  |  | 1: 0; 2: 0; 3: 0; 4: 0 | 0 |  | 0 | 0 | 0 | 19936 | 0 | 0 | 0 |  | 0 | 5123 | 5123 | 1993-06-24 | #NAME? | #NAME? | #NAME?
1993-06-25 | 1993 | 6 | 176 | 25 | 6 | 2.7 | 4.0184 | 4.3333 | 0 | 0 | 0 | #NAME? | #NAME? | #NAME? | #NAME? | #NAME? | #NAME? | FALSE | 2 | TRUE | TRUE | #NAME? | #NAME? | #NAME? | #NAME? | #NAME? | #NAME? | #NAME? | #NAME? | #NAME? | #NAME? |  |  | 1: 0; 2: 0; 3: 0; 4: 5.6005 | 5.6005 |  | 164.2811 | 252.9408 | 260.7637 | 19936 | 5.6005 | 164.2811 | 268.7116 |  | 0 | 5124 | 5124 | 1993-06-25 | #NAME? | #NAME? | #NAME?
1993-06-26 | 1993 | 6 | 177 | 26 | 7 | 7.3 | 4.9483 | 3.3333 | 0 | 0 | 0 | #NAME? | #NAME? | #NAME? | #NAME? | #NAME? | #NAME? | FALSE | 0.2 | TRUE | TRUE | #NAME? | #NAME? | #NAME? | #NAME? | #NAME? | #NAME? | #NAME? | #NAME? | #NAME? | #NAME? |  |  | 1: 0; 2: 0; 3: 0; 4: 0 | 0 |  | 0 | 0 | 0 | 19936 | 0 | 0 | 0 |  | 0 | 5125 | 5125 | 1993-06-26 | #NAME? | #NAME? | #NAME?
1993-06-27 | 1993 | 6 | 178 | 27 | 1 | 11 | 4.4568 | 20.8333 | 6.2 | 6.2 | 0.9 | #NAME? | #NAME? | #NAME? | #NAME? | #NAME? | #NAME? | TRUE | 0 | TRUE | TRUE | #NAME? | #NAME? | #NAME? | #NAME? | #NAME? | #NAME? | #NAME? | #NAME? | #NAME? | #NAME? |  |  | 1: 13.6992; 2: 24.4288; 3: 0; 4: 0 | 38.128 |  | 917.4994 | 1491.4026 | 1543.8424 | 19936 | 38.128 | 917.4994 | 1500.7369 |  | 0 | 5126 | 5126 | 1993-06-27 | #NAME? | #NAME? | #NAME?
1993-06-28 | 1993 | 6 | 179 | 28 | 2 | 7.3 | 4.4202 | 3.1667 | 0 | 0 | 0 | #NAME? | #NAME? | #NAME? | #NAME? | #NAME? | #NAME? | FALSE | 6.2 | TRUE | TRUE | #NAME? | #NAME? | #NAME? | #NAME? | #NAME? | #NAME? | #NAME? | #NAME? | #NAME? | #NAME? |  |  | 1: 0; 2: 0; 3: 0; 4: 6.5528 | 6.5528 |  | 192.2167 | 295.9527 | 305.1058 | 19936 | 6.5528 | 192.2167 | 314.4053 |  | 0 | 5127 | 5127 | 1993-06-28 | #NAME? | #NAME? | #NAME?
1993-06-29 | 1993 | 6 | 180 | 29 | 3 | 7.6 | 3.2326 | 24.6667 | 37.1 | 37.1 | 24.075 | #NAME? | #NAME? | #NAME? | #NAME? | #NAME? | #NAME? | TRUE | 6.2 | TRUE | TRUE | #NAME? | #NAME? | #NAME? | #NAME? | #NAME? | #NAME? | #NAME? | #NAME? | #NAME? | #NAME? |  |  | 1: 0; 2: 0; 3: 0; 4: 0 | 0 |  | 0 | 0 | 0 | 19936 | 0 | 0 | 0 |  | 0 | 5128 | 5128 | 1993-06-29 | #NAME? | #NAME? | #NAME?
1993-06-30 | 1993 | 6 | 181 | 30 | 4 | 10.3 | 3.5076 | 16.1667 | 1.8 | 1.8 | 0 | #NAME? | #NAME? | #NAME? | #NAME? | #NAME? | #NAME? | FALSE | 37.1 | FALSE | TRUE | #NAME? | #NAME? | #NAME? | #NAME? | #NAME? | #NAME? | #NAME? | #NAME? | #NAME? | #NAME? |  |  | 1: 0; 2: 0; 3: 0; 4: 0 | 0 |  | 0 | 0 | 0 | 19936 | 0 | 0 | 0 |  | 0 | 5129 | 5129 | 1993-06-30 | #NAME? | #NAME? | #NAME?
1993-07-01 | 1993 | 7 | 182 | 1 | 5 | 9.7 | 3.8239 | 7.8333 | 4.2 | 4.2 | 0 | #NAME? | #NAME? | #NAME? | #NAME? | #NAME? | #NAME? | TRUE | 38.9 | FALSE | TRUE | #NAME? | #NAME? | #NAME? | #NAME? | #NAME? | #NAME? | #NAME? | #NAME? | #NAME? | #NAME? |  |  | 1: 0; 2: 0; 3: 0; 4: 0 | 0 |  | 0 | 0 | 0 | 19937 | 0 | 0 | 0 |  | 0 | 5130 | 5130 | 1993-07-01 | #NAME? | #NAME? | #NAME?
1993-07-02 | 1993 | 7 | 183 | 2 | 6 | 9.6 | 3.3603 | 10.1667 | 0.2 | 0.2 | 0 | #NAME? | #NAME? | #NAME? | #NAME? | #NAME? | #NAME? | FALSE | 6 | TRUE | TRUE | #NAME? | #NAME? | #NAME? | #NAME? | #NAME? | #NAME? | #NAME? | #NAME? | #NAME? | #NAME? |  |  | 1: 0; 2: 0; 3: 0; 4: 4.3832 | 4.3832 |  | 128.5729 | 197.9615 | 204.084 | 19937 | 4.3832 | 128.5729 | 210.3044 |  | 0 | 5131 | 5131 | 1993-07-02 | #NAME? | #NAME? | #NAME?
1993-07-03 | 1993 | 7 | 184 | 3 | 7 | 9 | 3.4405 | 15.6667 | 0 | 0 | 0 | #NAME? | #NAME? | #NAME? | #NAME? | #NAME? | #NAME? | FALSE | 4.4 | TRUE | TRUE | #NAME? | #NAME? | #NAME? | #NAME? | #NAME? | #NAME? | #NAME? | #NAME? | #NAME? | #NAME? |  |  | 1: 0; 2: 0; 3: 0; 4: 0 | 0 |  | 0 | 0 | 0 | 19937 | 0 | 0 | 0 |  | 0 | 5132 | 5132 | 1993-07-03 | #NAME? | #NAME? | #NAME?
1993-07-04 | 1993 | 7 | 185 | 4 | 1 | 10 | 4.1532 | 14.3333 | 0.4 | 0.4 | 0 | #NAME? | #NAME? | #NAME? | #NAME? | #NAME? | #NAME? | TRUE | 0.2 | TRUE | TRUE | #NAME? | #NAME? | #NAME? | #NAME? | #NAME? | #NAME? | #NAME? | #NAME? | #NAME? | #NAME? |  |  | 1: 0; 2: 0; 3: 0; 4: 0 | 0 |  | 0 | 0 | 0 | 19937 | 0 | 0 | 0 |  | 0 | 5133 | 5133 | 1993-07-04 | #NAME? | #NAME? | #NAME?
1993-07-05 | 1993 | 7 | 186 | 5 | 2 | 9.4 | 4.3444 | 17.5 | 0.8 | 0.8 | 0 | #NAME? | #NAME? | #NAME? | #NAME? | #NAME? | #NAME? | FALSE | 0.4 | TRUE | TRUE | #NAME? | #NAME? | #NAME? | #NAME? | #NAME? | #NAME? | #NAME? | #NAME? | #NAME? | #NAME? |  |  | 1: 0; 2: 0; 3: 0; 4: 6.4565 | 6.4565 |  | 189.3909 | 291.6019 | 300.6205 | 19937 | 6.4565 | 189.3909 | 309.7832 |  | 0 | 5134 | 5134 | 1993-07-05 | #NAME? | #NAME? | #NAME?
1993-07-06 | 1993 | 7 | 187 | 6 | 3 | 9.5 | 3.7231 | 18.6667 | 9.8 | 9.8 | 3.6 | #NAME? | #NAME? | #NAME? | #NAME? | #NAME? | #NAME? | TRUE | 1.2 | TRUE | TRUE | #NAME? | #NAME? | #NAME? | #NAME? | #NAME? | #NAME? | #NAME? | #NAME? | #NAME? | #NAME? |  |  | 1: 0; 2: 0; 3: 0; 4: 0 | 0 |  | 0 | 0 | 0 | 19937 | 0 | 0 | 0 |  | 0 | 5135 | 5135 | 1993-07-06 | #NAME? | #NAME? | #NAME?
1993-07-07 | 1993 | 7 | 188 | 7 | 4 | 10.1 | 4.1355 | 17.8333 | 0 | 0 | 0 | #NAME? | #NAME? | #NAME? | #NAME? | #NAME? | #NAME? | FALSE | 10.6 | FALSE | TRUE | #NAME? | #NAME? | #NAME? | #NAME? | #NAME? | #NAME? | #NAME? | #NAME? | #NAME? | #NAME? |  |  | 1: 0; 2: 0; 3: 0; 4: 0 | 0 |  | 0 | 0 | 0 | 19937 | 0 | 0 | 0 |  | 0 | 5136 | 5136 | 1993-07-07 | #NAME? | #NAME? | #NAME?
1993-07-08 | 1993 | 7 | 189 | 8 | 5 | 9.3 | 3.1674 | 9.1667 | 2.5 | 2.5 | 0 | #NAME? | #NAME? | #NAME? | #NAME? | #NAME? | #NAME? | TRUE | 9.8 | TRUE | TRUE | #NAME? | #NAME? | #NAME? | #NAME? | #NAME? | #NAME? | #NAME? | #NAME? | #NAME? | #NAME? |  |  | 1: 2.9317; 2: 4.8091; 3: 0; 4: 0 | 7.7408 |  | 184.0652 | 298.9039 | 309.3913 | 19937 | 7.7408 | 184.0652 | 301.0721 |  | 0 | 5137 | 5137 | 1993-07-08 | #NAME? | #NAME? | #NAME?
1993-07-09 | 1993 | 7 | 190 | 9 | 6 | 7.5 | 3.5129 | 13.8333 | 0.2 | 0.2 | 0 | #NAME? | #NAME? | #NAME? | #NAME? | #NAME? | #NAME? | FALSE | 2.5 | TRUE | TRUE | #NAME? | #NAME? | #NAME? | #NAME? | #NAME? | #NAME? | #NAME? | #NAME? | #NAME? | #NAME? |  |  | 1: 0; 2: 0; 3: 0; 4: 6.2966 | 6.2966 |  | 184.7003 | 284.3798 | 293.1751 | 19937 | 6.2966 | 184.7003 | 302.1109 |  | 0 | 5138 | 5138 | 1993-07-09 | #NAME? | #NAME? | #NAME?
1993-07-10 | 1993 | 7 | 191 | 10 | 7 | 7.6 | 3.7277 | 11.6667 | 0 | 0 | 0 | #NAME? | #NAME? | #NAME? | #NAME? | #NAME? | #NAME? | FALSE | 2.7 | TRUE | TRUE | #NAME? | #NAME? | #NAME? | #NAME? | #NAME? | #NAME? | #NAME? | #NAME? | #NAME? | #NAME? |  |  | 1: 0; 2: 0; 3: 8.9152; 4: 0 | 8.9152 |  | 130.7558 | 201.3224 | 207.5489 | 19937 | 8.9152 | 130.7558 | 213.8749 |  | 0 | 5139 | 5139 | 1993-07-10 | #NAME? | #NAME? | #NAME?
1993-07-11 | 1993 | 7 | 192 | 11 | 1 | 7.2 | 2.7203 | 2.8333 | 0.6 | 0.6 | 0 | #NAME? | #NAME? | #NAME? | #NAME? | #NAME? | #NAME? | TRUE | 0.2 | TRUE | TRUE | #NAME? | #NAME? | #NAME? | #NAME? | #NAME? | #NAME? | #NAME? | #NAME? | #NAME? | #NAME? |  |  | 1: 0; 2: 0; 3: 0; 4: 0 | 0 |  | 0 | 0 | 0 | 19937 | 0 | 0 | 0 |  | 0 | 5140 | 5140 | 1993-07-11 | #NAME? | #NAME? | #NAME?
1993-07-12 | 1993 | 7 | 193 | 12 | 2 | 7.8 | 3.0062 | 17 | 1.5 | 1.5 | 0 | #NAME? | #NAME? | #NAME? | #NAME? | #NAME? | #NAME? | FALSE | 0.6 | TRUE | TRUE | #NAME? | #NAME? | #NAME? | #NAME? | #NAME? | #NAME? | #NAME? | #NAME? | #NAME? | #NAME? |  |  | 1: 0; 2: 0; 3: 2.6545; 4: 5.8264 | 8.4809 |  | 209.8408 | 323.0882 | 333.0806 | 19937 | 8.4809 | 209.8408 | 343.2327 |  | 0 | 5141 | 5141 | 1993-07-12 | #NAME? | #NAME? | #NAME?
1993-07-13 | 1993 | 7 | 194 | 13 | 3 | 4.9 | 3.1266 | 5.6667 | 0 | 0 | 0 | #NAME? | #NAME? | #NAME? | #NAME? | #NAME? | #NAME? | TRUE | 2.1 | TRUE | TRUE | #NAME? | #NAME? | #NAME? | #NAME? | #NAME? | #NAME? | #NAME? | #NAME? | #NAME? | #NAME? |  |  | 1: 9.7743; 2: 16.7155; 3: 0; 4: 0 | 26.4899 |  | 633.679 | 1029.5461 | 1065.7081 | 19937 | 26.4899 | 633.679 | 1036.4972 |  | 0 | 5142 | 5142 | 1993-07-13 | #NAME? | #NAME? | #NAME?
1993-07-14 | 1993 | 7 | 195 | 14 | 4 | 3 | 3.2563 | 4 | 0 | 0 | 0 | #NAME? | #NAME? | #NAME? | #NAME? | #NAME? | #NAME? | FALSE | 1.5 | TRUE | TRUE | #NAME? | #NAME? | #NAME? | #NAME? | #NAME? | #NAME? | #NAME? | #NAME? | #NAME? | #NAME? |  |  | 1: 0; 2: 0; 3: 5.1427; 4: 3.9996 | 9.1423 |  | 192.7488 | 296.772 | 305.9505 | 19937 | 9.1423 | 192.7488 | 315.2757 |  | 0 | 5143 | 5143 | 1993-07-14 | #NAME? | #NAME? | #NAME?
1993-07-15 | 1993 | 7 | 196 | 15 | 5 | 5.3 | 2.6636 | 4.6667 | 2 | 2 | 0 | #NAME? | #NAME? | #NAME? | #NAME? | #NAME? | #NAME? | TRUE | 0 | TRUE | TRUE | #NAME? | #NAME? | #NAME? | #NAME? | #NAME? | #NAME? | #NAME? | #NAME? | #NAME? | #NAME? |  |  | 1: 5.4573; 2: 8.6821; 3: 0; 4: 0 | 14.1394 |  | 334.7152 | 543.3414 | 562.3898 | 19937 | 14.1394 | 334.7152 | 547.4875 |  | 0 | 5144 | 5144 | 1993-07-15 | #NAME? | #NAME? | #NAME?
1993-07-16 | 1993 | 7 | 197 | 16 | 6 | 7 | 2.6584 | 9.1667 | 9.2 | 9.2 | 3.15 | #NAME? | #NAME? | #NAME? | #NAME? | #NAME? | #NAME? | FALSE | 2 | TRUE | TRUE | #NAME? | #NAME? | #NAME? | #NAME? | #NAME? | #NAME? | #NAME? | #NAME? | #NAME? | #NAME? |  |  | 1: 0; 2: 0; 3: 0; 4: 3.745 | 3.745 |  | 109.8526 | 169.1382 | 174.3693 | 19937 | 3.745 | 109.8526 | 179.684 |  | 0 | 5145 | 5145 | 1993-07-16 | #NAME? | #NAME? | #NAME?
1993-07-17 | 1993 | 7 | 198 | 17 | 7 | 5.5 | 2.7918 | 6 | 6 | 6 | 0.75 | #NAME? | #NAME? | #NAME? | #NAME? | #NAME? | #NAME? | FALSE | 11.2 | FALSE | TRUE | #NAME? | #NAME? | #NAME? | #NAME? | #NAME? | #NAME? | #NAME? | #NAME? | #NAME? | #NAME? |  |  | 1: 0; 2: 0; 3: 0; 4: 0 | 0 |  | 0 | 0 | 0 | 19937 | 0 | 0 | 0 |  | 0 | 5146 | 5146 | 1993-07-17 | #NAME? | #NAME? | #NAME?
1993-07-18 | 1993 | 7 | 199 | 18 | 1 | 6.8 | 3.1558 | 8 | 1.8 | 1.8 | 0 | #NAME? | #NAME? | #NAME? | #NAME? | #NAME? | #NAME? | TRUE | 15.2 | FALSE | TRUE | #NAME? | #NAME? | #NAME? | #NAME? | #NAME? | #NAME? | #NAME? | #NAME? | #NAME? | #NAME? |  |  | 1: 0; 2: 0; 3: 0; 4: 0 | 0 |  | 0 | 0 | 0 | 19937 | 0 | 0 | 0 |  | 0 | 5147 | 5147 | 1993-07-18 | #NAME? | #NAME? | #NAME?
1993-07-19 | 1993 | 7 | 200 | 19 | 2 | 6.9 | 3.5635 | 2.5 | 0 | 0 | 0 | #NAME? | #NAME? | #NAME? | #NAME? | #NAME? | #NAME? | FALSE | 7.8 | TRUE | TRUE | #NAME? | #NAME? | #NAME? | #NAME? | #NAME? | #NAME? | #NAME? | #NAME? | #NAME? | #NAME? |  |  | 1: 0; 2: 0; 3: 1.0898; 4: 4.8012 | 5.891 |  | 156.8193 | 241.4519 | 248.9195 | 19937 | 5.891 | 156.8193 | 256.5064 |  | 0 | 5148 | 5148 | 1993-07-19 | #NAME? | #NAME? | #NAME?
1993-07-20 | 1993 | 7 | 201 | 20 | 3 | 9.6 | 2.2814 | 13.1667 | 3.6 | 3.6 | 0 | #NAME? | #NAME? | #NAME? | #NAME? | #NAME? | #NAME? | TRUE | 1.8 | TRUE | TRUE | #NAME? | #NAME? | #NAME? | #NAME? | #NAME? | #NAME? | #NAME? | #NAME? | #NAME? | #NAME? |  |  | 1: 10.1214; 2: 12.7238; 3: 0; 4: 0 | 22.8452 |  | 521.6783 | 844.2334 | 873.6324 | 19937 | 22.8452 | 521.6783 | 853.2997 |  | 0 | 5149 | 5149 | 1993-07-20 | #NAME? | #NAME? | #NAME?
1993-07-21 | 1993 | 7 | 202 | 21 | 4 | 8.9 | 3.7271 | 6.1667 | 3.2 | 3.2 | 0 | #NAME? | #NAME? | #NAME? | #NAME? | #NAME? | #NAME? | FALSE | 3.6 | TRUE | TRUE | #NAME? | #NAME? | #NAME? | #NAME? | #NAME? | #NAME? | #NAME? | #NAME? | #NAME? | #NAME? |  |  | 1: 0; 2: 0; 3: 6.0593; 4: 3.5348 | 9.594 |  | 192.5559 | 296.4749 | 305.6443 | 19937 | 9.594 | 192.5559 | 314.9601 |  | 0 | 5150 | 5150 | 1993-07-21 | #NAME? | #NAME? | #NAME?
1993-07-22 | 1993 | 7 | 203 | 22 | 5 | 8.5 | 4.0243 | 5 | 0 | 0 | 0 | #NAME? | #NAME? | #NAME? | #NAME? | #NAME? | #NAME? | TRUE | 6.8 | TRUE | TRUE | #NAME? | #NAME? | #NAME? | #NAME? | #NAME? | #NAME? | #NAME? | #NAME? | #NAME? | #NAME? |  |  | 1: 1.2034; 2: 1.885; 3: 0; 4: 0 | 3.0884 |  | 72.9432 | 118.3855 | 122.5341 | 19937 | 3.0884 | 72.9432 | 119.3118 |  | 0 | 5151 | 5151 | 1993-07-22 | #NAME? | #NAME? | #NAME?
1993-07-23 | 1993 | 7 | 204 | 23 | 6 | 9.8 | 4.077 | 9.8333 | 16.7 | 16.7 | 8.775 | #NAME? | #NAME? | #NAME? | #NAME? | #NAME? | #NAME? | FALSE | 3.2 | TRUE | TRUE | #NAME? | #NAME? | #NAME? | #NAME? | #NAME? | #NAME? | #NAME? | #NAME? | #NAME? | #NAME? |  |  | 1: 0; 2: 0; 3: 0; 4: 4.4934 | 4.4934 |  | 131.8052 | 202.9382 | 209.2147 | 19937 | 4.4934 | 131.8052 | 215.5914 |  | 0 | 5152 | 5152 | 1993-07-23 | #NAME? | #NAME? | #NAME?
1993-07-24 | 1993 | 7 | 205 | 24 | 7 | 11.2 | 2.532 | 5.3333 | 10.3 | 10.3 | 3.975 | #NAME? | #NAME? | #NAME? | #NAME? | #NAME? | #NAME? | FALSE | 16.7 | FALSE | TRUE | #NAME? | #NAME? | #NAME? | #NAME? | #NAME? | #NAME? | #NAME? | #NAME? | #NAME? | #NAME? |  |  | 1: 0; 2: 0; 3: 0; 4: 0 | 0 |  | 0 | 0 | 0 | 19937 | 0 | 0 | 0 |  | 0 | 5153 | 5153 | 1993-07-24 | #NAME? | #NAME? | #NAME?
1993-07-25 | 1993 | 7 | 206 | 25 | 1 | 10.9 | 2.8089 | 11.3333 | 2.8 | 2.8 | 0 | #NAME? | #NAME? | #NAME? | #NAME? | #NAME? | #NAME? | TRUE | 27 | FALSE | TRUE | #NAME? | #NAME? | #NAME? | #NAME? | #NAME? | #NAME? | #NAME? | #NAME? | #NAME? | #NAME? |  |  | 1: 0; 2: 0; 3: 0; 4: 0 | 0 |  | 0 | 0 | 0 | 19937 | 0 | 0 | 0 |  | 0 | 5154 | 5154 | 1993-07-25 | #NAME? | #NAME? | #NAME?
1993-07-26 | 1993 | 7 | 207 | 26 | 2 | 11.1 | 3.1211 | 16.8333 | 6.8 | 6.8 | 1.35 | #NAME? | #NAME? | #NAME? | #NAME? | #NAME? | #NAME? | FALSE | 13.1 | FALSE | TRUE | #NAME? | #NAME? | #NAME? | #NAME? | #NAME? | #NAME? | #NAME? | #NAME? | #NAME? | #NAME? |  |  | 1: 0; 2: 0; 3: 0; 4: 0 | 0 |  | 0 | 0 | 0 | 19937 | 0 | 0 | 0 |  | 0 | 5155 | 5155 | 1993-07-26 | #NAME? | #NAME? | #NAME?
1993-07-27 | 1993 | 7 | 208 | 27 | 3 | 6.6 | 3.3608 | 4.5 | 0.2 | 0.2 | 0 | #NAME? | #NAME? | #NAME? | #NAME? | #NAME? | #NAME? | TRUE | 9.6 | TRUE | TRUE | #NAME? | #NAME? | #NAME? | #NAME? | #NAME? | #NAME? | #NAME? | #NAME? | #NAME? | #NAME? |  |  | 1: 6.209; 2: 9.617; 3: 0; 4: 0 | 15.826 |  | 373.1645 | 605.5548 | 626.769 | 19937 | 15.826 | 373.1645 | 610.3784 |  | 0 | 5156 | 5156 | 1993-07-27 | #NAME? | #NAME? | #NAME?
1993-07-28 | 1993 | 7 | 209 | 28 | 4 | 9.7 | 4.2116 | 2.3333 | 0 | 0 | 0 | #NAME? | #NAME? | #NAME? | #NAME? | #NAME? | #NAME? | FALSE | 7 | TRUE | TRUE | #NAME? | #NAME? | #NAME? | #NAME? | #NAME? | #NAME? | #NAME? | #NAME? | #NAME? | #NAME? |  |  | 1: 0; 2: 0; 3: 1.3376; 4: 6.04 | 7.3775 |  | 196.7899 | 302.994 | 312.3649 | 19937 | 7.3775 | 196.7899 | 321.8856 |  | 0 | 5157 | 5157 | 1993-07-28 | #NAME? | #NAME? | #NAME?
1993-07-29 | 1993 | 7 | 210 | 29 | 5 | 13.8 | 5.301 | 9.1667 | 0 | 0 | 0 | #NAME? | #NAME? | #NAME? | #NAME? | #NAME? | #NAME? | TRUE | 0.2 | TRUE | TRUE | #NAME? | #NAME? | #NAME? | #NAME? | #NAME? | #NAME? | #NAME? | #NAME? | #NAME? | #NAME? |  |  | 1: 3.8137; 2: 5.8585; 3: 0; 4: 0 | 9.6721 |  | 227.7818 | 369.596 | 382.541 | 19937 | 9.6721 | 227.7818 | 372.5784 |  | 0 | 5158 | 5158 | 1993-07-29 | #NAME? | #NAME? | #NAME?
1993-07-30 | 1993 | 7 | 211 | 30 | 6 | 7.6 | 5.2101 | 13.5 | 4 | 4 | 0 | #NAME? | #NAME? | #NAME? | #NAME? | #NAME? | #NAME? | FALSE | 0 | TRUE | TRUE | #NAME? | #NAME? | #NAME? | #NAME? | #NAME? | #NAME? | #NAME? | #NAME? | #NAME? | #NAME? |  |  | 1: 0; 2: 0; 3: 0; 4: 5.2319 | 5.2319 |  | 153.4697 | 236.2947 | 243.6027 | 19937 | 5.2319 | 153.4697 | 251.0276 |  | 0 | 5159 | 5159 | 1993-07-30 | #NAME? | #NAME? | #NAME?
1993-07-31 | 1993 | 7 | 212 | 31 | 7 | 11.3 | 5.0151 | 14.5 | 0 | 0 | 0 | #NAME? | #NAME? | #NAME? | #NAME? | #NAME? | #NAME? | FALSE | 4 | TRUE | TRUE | #NAME? | #NAME? | #NAME? | #NAME? | #NAME? | #NAME? | #NAME? | #NAME? | #NAME? | #NAME? |  |  | 1: 0; 2: 0; 3: 2.2608; 4: 0 | 2.2608 |  | 33.1578 | 51.0525 | 52.6315 | 19937 | 2.2608 | 33.1578 | 54.2356 |  | 0 | 5160 | 5160 | 1993-07-31 | #NAME? | #NAME? | #NAME?
1993-08-01 | 1993 | 8 | 213 | 1 | 1 | 7.2 | 3.9624 | 9.1667 | 0 | 0 | 0 | #NAME? | #NAME? | #NAME? | #NAME? | #NAME? | #NAME? | TRUE | 4 | TRUE | TRUE | #NAME? | #NAME? | #NAME? | #NAME? | #NAME? | #NAME? | #NAME? | #NAME? | #NAME? | #NAME? |  |  | 1: 2.6822; 2: 2.9548; 3: 0; 4: 0 | 5.637 |  | 126.013 | 203.5446 | 210.6035 | 19938 | 5.637 | 126.013 | 206.1171 |  | 0 | 5161 | 5161 | 1993-08-01 | #NAME? | #NAME? | #NAME?
1993-08-02 | 1993 | 8 | 214 | 2 | 2 | 10.8 | 3.8787 | 13.3333 | 0 | 0 | 0 | #NAME? | #NAME? | #NAME? | #NAME? | #NAME? | #NAME? | FALSE | 0 | TRUE | TRUE | #NAME? | #NAME? | #NAME? | #NAME? | #NAME? | #NAME? | #NAME? | #NAME? | #NAME? | #NAME? |  |  | 1: 0; 2: 0; 3: 10.5597; 4: 7.8033 | 18.3629 |  | 383.7708 | 590.8852 | 609.16 | 19938 | 18.3629 | 383.7708 | 627.7268 |  | 0 | 5162 | 5162 | 1993-08-02 | #NAME? | #NAME? | #NAME?
1993-08-03 | 1993 | 8 | 215 | 3 | 3 | 6.9 | 3.1675 | 4.1667 | 0 | 0 | 0 | #NAME? | #NAME? | #NAME? | #NAME? | #NAME? | #NAME? | TRUE | 0 | TRUE | TRUE | #NAME? | #NAME? | #NAME? | #NAME? | #NAME? | #NAME? | #NAME? | #NAME? | #NAME? | #NAME? |  |  | 1: 14.2169; 2: 17.3081; 3: 0; 4: 0 | 31.525 |  | 716.2176 | 1158.5393 | 1198.844 | 19938 | 31.525 | 716.2176 | 1171.504 |  | 0 | 5163 | 5163 | 1993-08-03 | #NAME? | #NAME? | #NAME?
1993-08-04 | 1993 | 8 | 216 | 4 | 4 | 7.8 | 3.1753 | 4.1667 | 0 | 0 | 0 | #NAME? | #NAME? | #NAME? | #NAME? | #NAME? | #NAME? | FALSE | 0 | TRUE | TRUE | #NAME? | #NAME? | #NAME? | #NAME? | #NAME? | #NAME? | #NAME? | #NAME? | #NAME? | #NAME? |  |  | 1: 0; 2: 0; 3: 4.6701; 4: 4.0221 | 8.6922 |  | 186.4773 | 287.1158 | 295.9957 | 19938 | 8.6922 | 186.4773 | 305.0175 |  | 0 | 5164 | 5164 | 1993-08-04 | #NAME? | #NAME? | #NAME?
1993-08-05 | 1993 | 8 | 217 | 5 | 5 | 9.3 | 3.7862 | 1.8333 | 0 | 0 | 0 | #NAME? | #NAME? | #NAME? | #NAME? | #NAME? | #NAME? | TRUE | 0 | TRUE | TRUE | #NAME? | #NAME? | #NAME? | #NAME? | #NAME? | #NAME? | #NAME? | #NAME? | #NAME? | #NAME? |  |  | 1: 3.3784; 2: 5.4232; 3: 0; 4: 0 | 8.8016 |  | 208.6307 | 338.7065 | 350.5836 | 19938 | 8.8016 | 208.6307 | 341.2534 |  | 0 | 5165 | 5165 | 1993-08-05 | #NAME? | #NAME? | #NAME?
1993-08-06 | 1993 | 8 | 218 | 6 | 6 | 11.7 | 4.6682 | 6.6667 | 1.6 | 1.6 | 0 | #NAME? | #NAME? | #NAME? | #NAME? | #NAME? | #NAME? | FALSE | 0 | TRUE | TRUE | #NAME? | #NAME? | #NAME? | #NAME? | #NAME? | #NAME? | #NAME? | #NAME? | #NAME? | #NAME? |  |  | 1: 0; 2: 0; 3: 0; 4: 4.3624 | 4.3624 |  | 127.9648 | 197.0251 | 203.1187 | 19938 | 4.3624 | 127.9648 | 209.3096 |  | 0 | 5166 | 5166 | 1993-08-06 | #NAME? | #NAME? | #NAME?
1993-08-07 | 1993 | 8 | 219 | 7 | 7 | 9.8 | 2.6981 | 10.3333 | 8.7 | 8.7 | 2.775 | #NAME? | #NAME? | #NAME? | #NAME? | #NAME? | #NAME? | FALSE | 1.6 | TRUE | TRUE | #NAME? | #NAME? | #NAME? | #NAME? | #NAME? | #NAME? | #NAME? | #NAME? | #NAME? | #NAME? |  |  | 1: 0; 2: 0; 3: 6.0624; 4: 0 | 6.0624 |  | 88.9145 | 136.9001 | 141.1341 | 19938 | 6.0624 | 88.9145 | 145.4358 |  | 0 | 5167 | 5167 | 1993-08-07 | #NAME? | #NAME? | #NAME?
1993-08-08 | 1993 | 8 | 220 | 8 | 1 | 8.3 | 3.9568 | 7 | 0 | 0 | 0 | #NAME? | #NAME? | #NAME? | #NAME? | #NAME? | #NAME? | TRUE | 10.3 | FALSE | TRUE | #NAME? | #NAME? | #NAME? | #NAME? | #NAME? | #NAME? | #NAME? | #NAME? | #NAME? | #NAME? |  |  | 1: 0; 2: 0; 3: 0; 4: 0 | 0 |  | 0 | 0 | 0 | 19938 | 0 | 0 | 0 |  | 0 | 5168 | 5168 | 1993-08-08 | #NAME? | #NAME? | #NAME?
1993-08-09 | 1993 | 8 | 221 | 9 | 2 | 11.9 | 5.3797 | 10.1667 | 0 | 0 | 0 | #NAME? | #NAME? | #NAME? | #NAME? | #NAME? | #NAME? | FALSE | 8.7 | TRUE | TRUE | #NAME? | #NAME? | #NAME? | #NAME? | #NAME? | #NAME? | #NAME? | #NAME? | #NAME? | #NAME? |  |  | 1: 0; 2: 0; 3: 1.0209; 4: 4.4563 | 5.4771 |  | 145.6894 | 224.3155 | 231.2531 | 19938 | 5.4771 | 145.6894 | 238.3016 |  | 0 | 5169 | 5169 | 1993-08-09 | #NAME? | #NAME? | #NAME?
1993-08-10 | 1993 | 8 | 222 | 10 | 3 | 6.6 | 2.3464 | 11.6667 | 3.6 | 3.6 | 0 | #NAME? | #NAME? | #NAME? | #NAME? | #NAME? | #NAME? | TRUE | 0 | TRUE | TRUE | #NAME? | #NAME? | #NAME? | #NAME? | #NAME? | #NAME? | #NAME? | #NAME? | #NAME? | #NAME? |  |  | 1: 11.0557; 2: 12.5864; 3: 0; 4: 0 | 23.6421 |  | 531.3511 | 858.6836 | 888.4939 | 19938 | 23.6421 | 531.3511 | 869.1213 |  | 0 | 5170 | 5170 | 1993-08-10 | #NAME? | #NAME? | #NAME?
1993-08-11 | 1993 | 8 | 223 | 11 | 4 | 5.9 | 2.3388 | 6.5 | 0.8 | 0.8 | 0 | #NAME? | #NAME? | #NAME? | #NAME? | #NAME? | #NAME? | FALSE | 3.6 | TRUE | TRUE | #NAME? | #NAME? | #NAME? | #NAME? | #NAME? | #NAME? | #NAME? | #NAME? | #NAME? | #NAME? |  |  | 1: 0; 2: 0; 3: 0; 4: 4.2493 | 4.2493 |  | 124.6474 | 191.9174 | 197.853 | 19938 | 4.2493 | 124.6474 | 203.8834 |  | 0 | 5171 | 5171 | 1993-08-11 | #NAME? | #NAME? | #NAME?
1993-08-12 | 1993 | 8 | 224 | 12 | 5 | 6 | 4.1152 | 12 | 0 | 0 | 0 | #NAME? | #NAME? | #NAME? | #NAME? | #NAME? | #NAME? | TRUE | 4.4 | TRUE | TRUE | #NAME? | #NAME? | #NAME? | #NAME? | #NAME? | #NAME? | #NAME? | #NAME? | #NAME? | #NAME? |  |  | 1: 2.0852; 2: 3.3813; 3: 0; 4: 0 | 5.4665 |  | 129.7666 | 210.6987 | 218.0891 | 19938 | 5.4665 | 129.7666 | 212.2569 |  | 0 | 5172 | 5172 | 1993-08-12 | #NAME? | #NAME? | #NAME?
1993-08-13 | 1993 | 8 | 225 | 13 | 6 | 8.1 | 3.9812 | 10.6667 | 25.7 | 25.7 | 15.525 | #NAME? | #NAME? | #NAME? | #NAME? | #NAME? | #NAME? | FALSE | 0.8 | TRUE | TRUE | #NAME? | #NAME? | #NAME? | #NAME? | #NAME? | #NAME? | #NAME? | #NAME? | #NAME? | #NAME? |  |  | 1: 0; 2: 0; 3: 0; 4: 4.5433 | 4.5433 |  | 133.2713 | 205.1954 | 211.5417 | 19938 | 4.5433 | 133.2713 | 217.9893 |  | 0 | 5173 | 5173 | 1993-08-13 | #NAME? | #NAME? | #NAME?
1993-08-14 | 1993 | 8 | 226 | 14 | 7 | 9.6 | 2.075 | 13 | 4.6 | 4.6 | 0 | #NAME? | #NAME? | #NAME? | #NAME? | #NAME? | #NAME? | FALSE | 25.7 | FALSE | TRUE | #NAME? | #NAME? | #NAME? | #NAME? | #NAME? | #NAME? | #NAME? | #NAME? | #NAME? | #NAME? |  |  | 1: 0; 2: 0; 3: 0; 4: 0 | 0 |  | 0 | 0 | 0 | 19938 | 0 | 0 | 0 |  | 0 | 5174 | 5174 | 1993-08-14 | #NAME? | #NAME? | #NAME?
1993-08-15 | 1993 | 8 | 227 | 15 | 1 | 8 | 1.6453 | 5 | 12.4 | 12.4 | 5.55 | #NAME? | #NAME? | #NAME? | #NAME? | #NAME? | #NAME? | TRUE | 30.3 | FALSE | TRUE | #NAME? | #NAME? | #NAME? | #NAME? | #NAME? | #NAME? | #NAME? | #NAME? | #NAME? | #NAME? |  |  | 1: 0; 2: 0; 3: 0; 4: 0 | 0 |  | 0 | 0 | 0 | 19938 | 0 | 0 | 0 |  | 0 | 5175 | 5175 | 1993-08-15 | #NAME? | #NAME? | #NAME?
1993-08-16 | 1993 | 8 | 228 | 16 | 2 | 12.6 | 1.3019 | 6.1667 | 3.2 | 3.2 | 0 | #NAME? | #NAME? | #NAME? | #NAME? | #NAME? | #NAME? | FALSE | 17 | FALSE | TRUE | #NAME? | #NAME? | #NAME? | #NAME? | #NAME? | #NAME? | #NAME? | #NAME? | #NAME? | #NAME? |  |  | 1: 0; 2: 0; 3: 0; 4: 0 | 0 |  | 0 | 0 | 0 | 19938 | 0 | 0 | 0 |  | 0 | 5176 | 5176 | 1993-08-16 | #NAME? | #NAME? | #NAME?
1993-08-17 | 1993 | 8 | 229 | 17 | 3 | 12.5 | 2.5719 | 10.3333 | 0.2 | 0.2 | 0 | #NAME? | #NAME? | #NAME? | #NAME? | #NAME? | #NAME? | TRUE | 15.6 | FALSE | TRUE | #NAME? | #NAME? | #NAME? | #NAME? | #NAME? | #NAME? | #NAME? | #NAME? | #NAME? | #NAME? |  |  | 1: 0; 2: 0; 3: 0; 4: 0 | 0 |  | 0 | 0 | 0 | 19938 | 0 | 0 | 0 |  | 0 | 5177 | 5177 | 1993-08-17 | #NAME? | #NAME? | #NAME?
1993-08-18 | 1993 | 8 | 230 | 18 | 4 | 9.1 | 2.9291 | 6.1667 | 0 | 0 | 0 | #NAME? | #NAME? | #NAME? | #NAME? | #NAME? | #NAME? | FALSE | 3.4 | TRUE | TRUE | #NAME? | #NAME? | #NAME? | #NAME? | #NAME? | #NAME? | #NAME? | #NAME? | #NAME? | #NAME? |  |  | 1: 0; 2: 0; 3: 5.0586; 4: 4.4106 | 9.4692 |  | 203.5696 | 313.4326 | 323.1264 | 19938 | 9.4692 | 203.5696 | 332.9751 |  | 0 | 5178 | 5178 | 1993-08-18 | #NAME? | #NAME? | #NAME?
1993-08-19 | 1993 | 8 | 231 | 19 | 5 | 7.4 | 3.5845 | 1.3333 | 0 | 0 | 0 | #NAME? | #NAME? | #NAME? | #NAME? | #NAME? | #NAME? | TRUE | 0.2 | TRUE | TRUE | #NAME? | #NAME? | #NAME? | #NAME? | #NAME? | #NAME? | #NAME? | #NAME? | #NAME? | #NAME? |  |  | 1: 0; 2: 0; 3: 0; 4: 0 | 0 |  | 0 | 0 | 0 | 19938 | 0 | 0 | 0 |  | 0 | 5179 | 5179 | 1993-08-19 | #NAME? | #NAME? | #NAME?
1993-08-20 | 1993 | 8 | 232 | 20 | 6 | 10.6 | 3.6206 | 11 | 0 | 0 | 0 | #NAME? | #NAME? | #NAME? | #NAME? | #NAME? | #NAME? | FALSE | 0 | TRUE | TRUE | #NAME? | #NAME? | #NAME? | #NAME? | #NAME? | #NAME? | #NAME? | #NAME? | #NAME? | #NAME? |  |  | 1: 0; 2: 0; 3: 0; 4: 4.2515 | 4.2515 |  | 124.7097 | 192.0134 | 197.952 | 19938 | 4.2515 | 124.7097 | 203.9854 |  | 0 | 5180 | 5180 | 1993-08-20 | #NAME? | #NAME? | #NAME?
1993-08-21 | 1993 | 8 | 233 | 21 | 7 | 12.1 | 2.9766 | 3.1667 | 0 | 0 | 0 | #NAME? | #NAME? | #NAME? | #NAME? | #NAME? | #NAME? | FALSE | 0 | TRUE | TRUE | #NAME? | #NAME? | #NAME? | #NAME? | #NAME? | #NAME? | #NAME? | #NAME? | #NAME? | #NAME? |  |  | 1: 0; 2: 0; 3: 0; 4: 0 | 0 |  | 0 | 0 | 0 | 19938 | 0 | 0 | 0 |  | 0 | 5181 | 5181 | 1993-08-21 | #NAME? | #NAME? | #NAME?
1993-08-22 | 1993 | 8 | 234 | 22 | 1 | 13.2 | 3.6526 | 15.6667 | 0 | 0 | 0 | #NAME? | #NAME? | #NAME? | #NAME? | #NAME? | #NAME? | TRUE | 0 | TRUE | TRUE | #NAME? | #NAME? | #NAME? | #NAME? | #NAME? | #NAME? | #NAME? | #NAME? | #NAME? | #NAME? |  |  | 1: 2.867; 2: 3.741; 3: 0; 4: 0 | 6.608 |  | 151.7867 | 245.7623 | 254.3302 | 19938 | 6.608 | 151.7867 | 248.2747 |  | 0 | 5182 | 5182 | 1993-08-22 | #NAME? | #NAME? | #NAME?
1993-08-23 | 1993 | 8 | 235 | 23 | 2 | 12.1 | 4.7974 | 12 | 0 | 0 | 0 | #NAME? | #NAME? | #NAME? | #NAME? | #NAME? | #NAME? | FALSE | 0 | TRUE | TRUE | #NAME? | #NAME? | #NAME? | #NAME? | #NAME? | #NAME? | #NAME? | #NAME? | #NAME? | #NAME? |  |  | 1: 0; 2: 0; 3: 4.0048; 4: 5.9261 | 9.9309 |  | 232.5693 | 358.0829 | 369.1576 | 19938 | 9.9309 | 232.5693 | 380.4093 |  | 0 | 5183 | 5183 | 1993-08-23 | #NAME? | #NAME? | #NAME?
1993-08-24 | 1993 | 8 | 236 | 24 | 3 | 8.8 | 3.7631 | 15.6667 | 0 | 0 | 0 | #NAME? | #NAME? | #NAME? | #NAME? | #NAME? | #NAME? | TRUE | 0 | TRUE | TRUE | #NAME? | #NAME? | #NAME? | #NAME? | #NAME? | #NAME? | #NAME? | #NAME? | #NAME? | #NAME? |  |  | 1: 2.9645; 2: 4.1758; 3: 0; 4: 0 | 7.1403 |  | 165.97 | 269.0018 | 278.4007 | 19938 | 7.1403 | 165.97 | 271.4742 |  | 0 | 5184 | 5184 | 1993-08-24 | #NAME? | #NAME? | #NAME?
1993-08-25 | 1993 | 8 | 237 | 25 | 4 | 5.7 | 1.7714 | 18 | 13.3 | 13.3 | 6.225 | #NAME? | #NAME? | #NAME? | #NAME? | #NAME? | #NAME? | FALSE | 0 | TRUE | TRUE | #NAME? | #NAME? | #NAME? | #NAME? | #NAME? | #NAME? | #NAME? | #NAME? | #NAME? | #NAME? |  |  | 1: 0; 2: 0; 3: 9.1442; 4: 4.7083 | 13.8525 |  | 272.2245 | 419.1394 | 432.1024 | 19938 | 13.8525 | 272.2245 | 445.2727 |  | 0 | 5185 | 5185 | 1993-08-25 | #NAME? | #NAME? | #NAME?
1993-08-26 | 1993 | 8 | 238 | 26 | 5 | 8.3 | 2.2248 | 4.1667 | 0 | 0 | 0 | #NAME? | #NAME? | #NAME? | #NAME? | #NAME? | #NAME? | TRUE | 13.3 | FALSE | TRUE | #NAME? | #NAME? | #NAME? | #NAME? | #NAME? | #NAME? | #NAME? | #NAME? | #NAME? | #NAME? |  |  | 1: 0; 2: 0; 3: 0; 4: 0 | 0 |  | 0 | 0 | 0 | 19938 | 0 | 0 | 0 |  | 0 | 5186 | 5186 | 1993-08-26 | #NAME? | #NAME? | #NAME?
1993-08-27 | 1993 | 8 | 239 | 27 | 6 | 5.9 | 2.0202 | 1.6667 | 8.3 | 8.3 | 2.475 | #NAME? | #NAME? | #NAME? | #NAME? | #NAME? | #NAME? | FALSE | 13.3 | FALSE | TRUE | #NAME? | #NAME? | #NAME? | #NAME? | #NAME? | #NAME? | #NAME? | #NAME? | #NAME? | #NAME? |  |  | 1: 0; 2: 0; 3: 0; 4: 0 | 0 |  | 0 | 0 | 0 | 19938 | 0 | 0 | 0 |  | 0 | 5187 | 5187 | 1993-08-27 | #NAME? | #NAME? | #NAME?
1993-08-28 | 1993 | 8 | 240 | 28 | 7 | 6.6 | 1.7239 | 10.5 | 5.5 | 5.5 | 0.375 | #NAME? | #NAME? | #NAME? | #NAME? | #NAME? | #NAME? | FALSE | 8.3 | TRUE | TRUE | #NAME? | #NAME? | #NAME? | #NAME? | #NAME? | #NAME? | #NAME? | #NAME? | #NAME? | #NAME? |  |  | 1: 0; 2: 0; 3: 2.928; 4: 0 | 2.928 |  | 42.944 | 66.1201 | 68.1651 | 19938 | 2.928 | 42.944 | 70.2427 |  | 0 | 5188 | 5188 | 1993-08-28 | #NAME? | #NAME? | #NAME?
1993-08-29 | 1993 | 8 | 241 | 29 | 1 | 5.2 | 2.2646 | 6.1667 | 2.9 | 2.9 | 0 | #NAME? | #NAME? | #NAME? | #NAME? | #NAME? | #NAME? | TRUE | 13.8 | FALSE | TRUE | #NAME? | #NAME? | #NAME? | #NAME? | #NAME? | #NAME? | #NAME? | #NAME? | #NAME? | #NAME? |  |  | 1: 0; 2: 0; 3: 0; 4: 0 | 0 |  | 0 | 0 | 0 | 19938 | 0 | 0 | 0 |  | 0 | 5189 | 5189 | 1993-08-29 | #NAME? | #NAME? | #NAME?
1993-08-30 | 1993 | 8 | 242 | 30 | 2 | 3.5 | 2.5216 | 1.6667 | 0 | 0 | 0 | #NAME? | #NAME? | #NAME? | #NAME? | #NAME? | #NAME? | FALSE | 8.4 | TRUE | TRUE | #NAME? | #NAME? | #NAME? | #NAME? | #NAME? | #NAME? | #NAME? | #NAME? | #NAME? | #NAME? |  |  | 1: 0; 2: 0; 3: 4.1735; 4: 4.0986 | 8.2722 |  | 181.4387 | 279.3581 | 287.998 | 19938 | 8.2722 | 181.4387 | 296.776 |  | 0 | 5190 | 5190 | 1993-08-30 | #NAME? | #NAME? | #NAME?
1993-08-31 | 1993 | 8 | 243 | 31 | 3 | 6.5 | 1.9183 | 1.3333 | 0.8 | 0.8 | 0 | #NAME? | #NAME? | #NAME? | #NAME? | #NAME? | #NAME? | TRUE | 2.9 | TRUE | TRUE | #NAME? | #NAME? | #NAME? | #NAME? | #NAME? | #NAME? | #NAME? | #NAME? | #NAME? | #NAME? |  |  | 1: 0; 2: 0; 3: 0; 4: 0 | 0 |  | 0 | 0 | 0 | 19938 | 0 | 0 | 0 |  | 0 | 5191 | 5191 | 1993-08-31 | #NAME? | #NAME? | #NAME?
1993-09-01 | 1993 | 9 | 244 | 1 | 4 | 10 | 2.8078 | 15.5 | 1.3 | 1.3 | 0 | #NAME? | #NAME? | #NAME? | #NAME? | #NAME? | #NAME? | FALSE | 0.8 | TRUE | TRUE | #NAME? | #NAME? | #NAME? | #NAME? | #NAME? | #NAME? | #NAME? | #NAME? | #NAME? | #NAME? |  |  | 1: 0; 2: 0; 3: 1.5932; 4: 3.3351 | 4.9283 |  | 121.1968 | 186.6047 | 192.376 | 19939 | 4.9283 | 121.1968 | 198.2395 |  | 0 | 5192 | 5192 | 1993-09-01 | #NAME? | #NAME? | #NAME?
1993-09-02 | 1993 | 9 | 245 | 2 | 5 | 8.2 | 3.4903 | 5.8333 | 0 | 0 | 0 | #NAME? | #NAME? | #NAME? | #NAME? | #NAME? | #NAME? | TRUE | 2.1 | TRUE | TRUE | #NAME? | #NAME? | #NAME? | #NAME? | #NAME? | #NAME? | #NAME? | #NAME? | #NAME? | #NAME? |  |  | 1: 0; 2: 0; 3: 0; 4: 0 | 0 |  | 0 | 0 | 0 | 19939 | 0 | 0 | 0 |  | 0 | 5193 | 5193 | 1993-09-02 | #NAME? | #NAME? | #NAME?
1993-09-03 | 1993 | 9 | 246 | 3 | 6 | 11.9 | 3.6816 | 25 | 1.6 | 1.6 | 0 | #NAME? | #NAME? | #NAME? | #NAME? | #NAME? | #NAME? | FALSE | 1.3 | TRUE | TRUE | #NAME? | #NAME? | #NAME? | #NAME? | #NAME? | #NAME? | #NAME? | #NAME? | #NAME? | #NAME? |  |  | 1: 0; 2: 0; 3: 0; 4: 4.1997 | 4.1997 |  | 123.1904 | 189.6741 | 195.5404 | 19939 | 4.1997 | 123.1904 | 201.5003 |  | 0 | 5194 | 5194 | 1993-09-03 | #NAME? | #NAME? | #NAME?
1993-09-04 | 1993 | 9 | 247 | 4 | 7 | 8.7 | 1.1938 | 4 | 7.2 | 7.2 | 1.65 | #NAME? | #NAME? | #NAME? | #NAME? | #NAME? | #NAME? | FALSE | 1.6 | TRUE | FALSE | #NAME? | #NAME? | #NAME? | #NAME? | #NAME? | #NAME? | #NAME? | #NAME? | #NAME? | #NAME? |  |  | 1: 0; 2: 0; 3: 0; 4: 0 | 0 |  | 0 | 0 | 0 | 19939 | 0 | 0 | 0 |  | 0 | 5195 | 5195 | 1993-09-04 | #NAME? | #NAME? | #NAME?
1993-09-05 | 1993 | 9 | 248 | 5 | 1 | 2.4 | 1.8936 | 3.1667 | 0 | 0 | 0 | #NAME? | #NAME? | #NAME? | #NAME? | #NAME? | #NAME? | TRUE | 8.8 | TRUE | FALSE | #NAME? | #NAME? | #NAME? | #NAME? | #NAME? | #NAME? | #NAME? | #NAME? | #NAME? | #NAME? |  |  | 1: 0; 2: 0; 3: 0; 4: 0 | 0 |  | 0 | 0 | 0 | 19939 | 0 | 0 | 0 |  | 0 | 5196 | 5196 | 1993-09-05 | #NAME? | #NAME? | #NAME?
1993-09-06 | 1993 | 9 | 249 | 6 | 2 | 2.9 | 2.3275 | 1.3333 | 0 | 0 | 0 | #NAME? | #NAME? | #NAME? | #NAME? | #NAME? | #NAME? | FALSE | 7.2 | TRUE | TRUE | #NAME? | #NAME? | #NAME? | #NAME? | #NAME? | #NAME? | #NAME? | #NAME? | #NAME? | #NAME? |  |  | 1: 0; 2: 0; 3: 6.281; 4: 3.3215 | 9.6025 |  | 189.5516 | 291.8493 | 300.8755 | 19939 | 9.6025 | 189.5516 | 310.046 |  | 0 | 5197 | 5197 | 1993-09-06 | #NAME? | #NAME? | #NAME?
1993-09-07 | 1993 | 9 | 250 | 7 | 3 | 6.6 | 3.5776 | 2.8333 | 0 | 0 | 0 | #NAME? | #NAME? | #NAME? | #NAME? | #NAME? | #NAME? | TRUE | 0 | TRUE | TRUE | #NAME? | #NAME? | #NAME? | #NAME? | #NAME? | #NAME? | #NAME? | #NAME? | #NAME? | #NAME? |  |  | 1: 3.1114; 2: 5.4088; 3: 0; 4: 0 | 8.5202 |  | 204.2926 | 331.9808 | 343.6462 | 19939 | 8.5202 | 204.2926 | 334.1576 |  | 0 | 5198 | 5198 | 1993-09-07 | #NAME? | #NAME? | #NAME?
1993-09-08 | 1993 | 9 | 251 | 8 | 4 | 14.2 | 5.78 | 20.8333 | 0 | 0 | 0 | #NAME? | #NAME? | #NAME? | #NAME? | #NAME? | #NAME? | FALSE | 0 | TRUE | TRUE | #NAME? | #NAME? | #NAME? | #NAME? | #NAME? | #NAME? | #NAME? | #NAME? | #NAME? | #NAME? |  |  | 1: 0; 2: 0; 3: 0.97913; 4: 4.2477 | 5.2268 |  | 138.9584 | 213.9519 | 220.569 | 19939 | 5.2268 | 138.9584 | 227.2918 |  | 0 | 5199 | 5199 | 1993-09-08 | #NAME? | #NAME? | #NAME?
1993-09-09 | 1993 | 9 | 252 | 9 | 5 | 7.1 | 3.0038 | 13.6667 | 0 | 0 | 0 | #NAME? | #NAME? | #NAME? | #NAME? | #NAME? | #NAME? | TRUE | 0 | TRUE | TRUE | #NAME? | #NAME? | #NAME? | #NAME? | #NAME? | #NAME? | #NAME? | #NAME? | #NAME? | #NAME? |  |  | 1: 3.1004; 2: 5.2688; 3: 0; 4: 0 | 8.3692 |  | 200.0243 | 324.9575 | 336.3695 | 19939 | 8.3692 | 200.0243 | 327.176 |  | 0 | 5200 | 5200 | 1993-09-09 | #NAME? | #NAME? | #NAME?
1993-09-10 | 1993 | 9 | 253 | 10 | 6 | 6.9 | 3.8071 | 8.8333 | 0 | 0 | 0 | #NAME? | #NAME? | #NAME? | #NAME? | #NAME? | #NAME? | FALSE | 0 | TRUE | TRUE | #NAME? | #NAME? | #NAME? | #NAME? | #NAME? | #NAME? | #NAME? | #NAME? | #NAME? | #NAME? |  |  | 1: 0; 2: 0; 3: 0; 4: 4.8311 | 4.8311 |  | 141.7119 | 218.1913 | 224.9395 | 19939 | 4.8311 | 141.7119 | 231.7955 |  | 0 | 5201 | 5201 | 1993-09-10 | #NAME? | #NAME? | #NAME?
1993-09-11 | 1993 | 9 | 254 | 11 | 7 | 6.3 | 3.0186 | 5.8333 | 4.4 | 4.4 | 0 | #NAME? | #NAME? | #NAME? | #NAME? | #NAME? | #NAME? | FALSE | 0 | TRUE | FALSE | #NAME? | #NAME? | #NAME? | #NAME? | #NAME? | #NAME? | #NAME? | #NAME? | #NAME? | #NAME? |  |  | 1: 0; 2: 0; 3: 0; 4: 0 | 0 |  | 0 | 0 | 0 | 19939 | 0 | 0 | 0 |  | 0 | 5202 | 5202 | 1993-09-11 | #NAME? | #NAME? | #NAME?
1993-09-12 | 1993 | 9 | 255 | 12 | 1 | 2.4 | 2.4927 | 37.8333 | 0.9 | 0.9 | 0 | #NAME? | #NAME? | #NAME? | #NAME? | #NAME? | #NAME? | TRUE | 4.4 | TRUE | FALSE | #NAME? | #NAME? | #NAME? | #NAME? | #NAME? | #NAME? | #NAME? | #NAME? | #NAME? | #NAME? |  |  | 1: 0; 2: 0; 3: 0; 4: 0 | 0 |  | 0 | 0 | 0 | 19939 | 0 | 0 | 0 |  | 0 | 5203 | 5203 | 1993-09-12 | #NAME? | #NAME? | #NAME?
1993-09-13 | 1993 | 9 | 256 | 13 | 2 | -1.3 | 2.2623 | 7.3333 | 0 | 0 | 0 | #NAME? | #NAME? | #NAME? | #NAME? | #NAME? | #NAME? | FALSE | 5.3 | TRUE | TRUE | #NAME? | #NAME? | #NAME? | #NAME? | #NAME? | #NAME? | #NAME? | #NAME? | #NAME? | #NAME? |  |  | 1: 0; 2: 0; 3: 11.1082; 4: 5.3112 | 16.4194 |  | 318.7163 | 490.7219 | 505.8989 | 19939 | 16.4194 | 318.7163 | 521.3184 |  | 0 | 5204 | 5204 | 1993-09-13 | #NAME? | #NAME? | #NAME?
1993-09-14 | 1993 | 9 | 257 | 14 | 3 | 6.7 | 1.6125 | 5.6667 | 5 | 5 | 0 | #NAME? | #NAME? | #NAME? | #NAME? | #NAME? | #NAME? | TRUE | 0.9 | TRUE | TRUE | #NAME? | #NAME? | #NAME? | #NAME? | #NAME? | #NAME? | #NAME? | #NAME? | #NAME? | #NAME? |  |  | 1: 0; 2: 0; 3: 0; 4: 0 | 0 |  | 0 | 0 | 0 | 19939 | 0 | 0 | 0 |  | 0 | 5205 | 5205 | 1993-09-14 | #NAME? | #NAME? | #NAME?
1993-09-15 | 1993 | 9 | 258 | 15 | 4 | 3.6 | 2.1602 | 25.6667 | 1.9 | 1.9 | 0 | #NAME? | #NAME? | #NAME? | #NAME? | #NAME? | #NAME? | FALSE | 5 | TRUE | FALSE | #NAME? | #NAME? | #NAME? | #NAME? | #NAME? | #NAME? | #NAME? | #NAME? | #NAME? | #NAME? |  |  | 1: 0; 2: 0; 3: 0; 4: 0 | 0 |  | 0 | 0 | 0 | 19939 | 0 | 0 | 0 |  | 0 | 5206 | 5206 | 1993-09-15 | #NAME? | #NAME? | #NAME?
1993-09-16 | 1993 | 9 | 259 | 16 | 5 | -1.6 | 2.0334 | 3 | 0 | 0 | 0 | #NAME? | #NAME? | #NAME? | #NAME? | #NAME? | #NAME? | TRUE | 6.9 | TRUE | FALSE | #NAME? | #NAME? | #NAME? | #NAME? | #NAME? | #NAME? | #NAME? | #NAME? | #NAME? | #NAME? |  |  | 1: 0; 2: 0; 3: 0; 4: 0 | 0 |  | 0 | 0 | 0 | 19939 | 0 | 0 | 0 |  | 0 | 5207 | 5207 | 1993-09-16 | #NAME? | #NAME? | #NAME?
1993-09-17 | 1993 | 9 | 260 | 17 | 6 | -1 | 2.6875 | 5.3333 | 0 | 0 | 0 | #NAME? | #NAME? | #NAME? | #NAME? | #NAME? | #NAME? | FALSE | 1.9 | TRUE | FALSE | #NAME? | #NAME? | #NAME? | #NAME? | #NAME? | #NAME? | #NAME? | #NAME? | #NAME? | #NAME? |  |  | 1: 0; 2: 0; 3: 0; 4: 0 | 0 |  | 0 | 0 | 0 | 19939 | 0 | 0 | 0 |  | 0 | 5208 | 5208 | 1993-09-17 | #NAME? | #NAME? | #NAME?
1993-09-18 | 1993 | 9 | 261 | 18 | 7 | 1.6 | 2.8236 | 5 | 0 | 0 | 0 | #NAME? | #NAME? | #NAME? | #NAME? | #NAME? | #NAME? | FALSE | 0 | TRUE | FALSE | #NAME? | #NAME? | #NAME? | #NAME? | #NAME? | #NAME? | #NAME? | #NAME? | #NAME? | #NAME? |  |  | 1: 0; 2: 0; 3: 0; 4: 0 | 0 |  | 0 | 0 | 0 | 19939 | 0 | 0 | 0 |  | 0 | 5209 | 5209 | 1993-09-18 | #NAME? | #NAME? | #NAME?
1993-09-19 | 1993 | 9 | 262 | 19 | 1 | 2.1 | 2.6703 | 19.8333 | 0 | 0 | 0 | #NAME? | #NAME? | #NAME? | #NAME? | #NAME? | #NAME? | TRUE | 0 | TRUE | FALSE | #NAME? | #NAME? | #NAME? | #NAME? | #NAME? | #NAME? | #NAME? | #NAME? | #NAME? | #NAME? |  |  | 1: 0; 2: 0; 3: 0; 4: 0 | 0 |  | 0 | 0 | 0 | 19939 | 0 | 0 | 0 |  | 0 | 5210 | 5210 | 1993-09-19 | #NAME? | #NAME? | #NAME?
1993-09-20 | 1993 | 9 | 263 | 20 | 2 | 1.9 | 1.2812 | 19.6667 | 0.6 | 0.6 | 0 | #NAME? | #NAME? | #NAME? | #NAME? | #NAME? | #NAME? | FALSE | 0 | TRUE | FALSE | #NAME? | #NAME? | #NAME? | #NAME? | #NAME? | #NAME? | #NAME? | #NAME? | #NAME? | #NAME? |  |  | 1: 0; 2: 0; 3: 0; 4: 0 | 0 |  | 0 | 0 | 0 | 19939 | 0 | 0 | 0 |  | 0 | 5211 | 5211 | 1993-09-20 | #NAME? | #NAME? | #NAME?
1993-09-21 | 1993 | 9 | 264 | 21 | 3 | 0.2 | 1.9307 | 5.8333 | 0 | 0 | 0 | #NAME? | #NAME? | #NAME? | #NAME? | #NAME? | #NAME? | TRUE | 0.6 | TRUE | TRUE | #NAME? | #NAME? | #NAME? | #NAME? | #NAME? | #NAME? | #NAME? | #NAME? | #NAME? | #NAME? |  |  | 1: 6.8225; 2: 12.6588; 3: 0; 4: 0 | 19.4813 |  | 471.387 | 766.5911 | 793.572 | 19939 | 19.4813 | 471.387 | 771.0391 |  | 0 | 5212 | 5212 | 1993-09-21 | #NAME? | #NAME? | #NAME?
1993-09-22 | 1993 | 9 | 265 | 22 | 4 | 3.8 | 2.7746 | 8 | 0 | 0 | 0 | #NAME? | #NAME? | #NAME? | #NAME? | #NAME? | #NAME? | FALSE | 0.6 | TRUE | TRUE | #NAME? | #NAME? | #NAME? | #NAME? | #NAME? | #NAME? | #NAME? | #NAME? | #NAME? | #NAME? |  |  | 1: 0; 2: 0; 3: 6.3815; 4: 10.4941 | 16.8756 |  | 401.4233 | 618.0645 | 637.1799 | 19939 | 16.8756 | 401.4233 | 656.6007 |  | 0 | 5213 | 5213 | 1993-09-22 | #NAME? | #NAME? | #NAME?
1993-09-23 | 1993 | 9 | 266 | 23 | 5 | 3.7 | 2.8384 | 9.5 | 0 | 0 | 0 | #NAME? | #NAME? | #NAME? | #NAME? | #NAME? | #NAME? | TRUE | 0 | TRUE | TRUE | #NAME? | #NAME? | #NAME? | #NAME? | #NAME? | #NAME? | #NAME? | #NAME? | #NAME? | #NAME? |  |  | 1: 9.7692; 2: 16.9655; 3: 0; 4: 0 | 26.7347 |  | 640.936 | 1041.5253 | 1078.1224 | 19939 | 26.7347 | 640.936 | 1048.3673 |  | 0 | 5214 | 5214 | 1993-09-23 | #NAME? | #NAME? | #NAME?
1993-09-24 | 1993 | 9 | 267 | 24 | 6 | 5.3 | 3.6327 | 5.6667 | 0 | 0 | 0 | #NAME? | #NAME? | #NAME? | #NAME? | #NAME? | #NAME? | FALSE | 0 | TRUE | FALSE | #NAME? | #NAME? | #NAME? | #NAME? | #NAME? | #NAME? | #NAME? | #NAME? | #NAME? | #NAME? |  |  | 1: 0; 2: 0; 3: 0; 4: 0 | 0 |  | 0 | 0 | 0 | 19939 | 0 | 0 | 0 |  | 0 | 5215 | 5215 | 1993-09-24 | #NAME? | #NAME? | #NAME?
1993-09-25 | 1993 | 9 | 268 | 25 | 7 | 2 | 2.3464 | 14.6667 | 1.5 | 1.5 | 0 | #NAME? | #NAME? | #NAME? | #NAME? | #NAME? | #NAME? | FALSE | 0 | TRUE | FALSE | #NAME? | #NAME? | #NAME? | #NAME? | #NAME? | #NAME? | #NAME? | #NAME? | #NAME? | #NAME? |  |  | 1: 0; 2: 0; 3: 0; 4: 0 | 0 |  | 0 | 0 | 0 | 19939 | 0 | 0 | 0 |  | 0 | 5216 | 5216 | 1993-09-25 | #NAME? | #NAME? | #NAME?
1993-09-26 | 1993 | 9 | 269 | 26 | 1 | 1.9 | 4.1646 | 9.5 | 0 | 0 | 0 | #NAME? | #NAME? | #NAME? | #NAME? | #NAME? | #NAME? | TRUE | 1.5 | TRUE | TRUE | #NAME? | #NAME? | #NAME? | #NAME? | #NAME? | #NAME? | #NAME? | #NAME? | #NAME? | #NAME? |  |  | 1: 6.4575; 2: 8.801; 3: 0; 4: 0 | 15.2585 |  | 352.8737 | 571.6831 | 591.6388 | 19939 | 15.2585 | 352.8737 | 577.189 |  | 0 | 5217 | 5217 | 1993-09-26 | #NAME? | #NAME? | #NAME?
1993-09-27 | 1993 | 9 | 270 | 27 | 2 | 9.3 | 2.2933 | 6.5 | 0 | 0 | 0 | #NAME? | #NAME? | #NAME? | #NAME? | #NAME? | #NAME? | FALSE | 1.5 | TRUE | TRUE | #NAME? | #NAME? | #NAME? | #NAME? | #NAME? | #NAME? | #NAME? | #NAME? | #NAME? | #NAME? |  |  | 1: 0; 2: 0; 3: 8.4597; 4: 9.4201 | 17.8797 |  | 400.3969 | 616.4841 | 635.5507 | 19939 | 17.8797 | 400.3969 | 654.9219 |  | 0 | 5218 | 5218 | 1993-09-27 | #NAME? | #NAME? | #NAME?
1993-09-28 | 1993 | 9 | 271 | 28 | 3 | 3 | 2.385 | 5.6667 | 0 | 0 | 0 | #NAME? | #NAME? | #NAME? | #NAME? | #NAME? | #NAME? | TRUE | 0 | TRUE | TRUE | #NAME? | #NAME? | #NAME? | #NAME? | #NAME? | #NAME? | #NAME? | #NAME? | #NAME? | #NAME? |  |  | 1: 0; 2: 0; 3: 0; 4: 0 | 0 |  | 0 | 0 | 0 | 19939 | 0 | 0 | 0 |  | 0 | 5219 | 5219 | 1993-09-28 | #NAME? | #NAME? | #NAME?
1993-09-29 | 1993 | 9 | 272 | 29 | 4 | 5.1 | 4.4272 | 10.6667 | 0 | 0 | 0 | #NAME? | #NAME? | #NAME? | #NAME? | #NAME? | #NAME? | FALSE | 0 | TRUE | TRUE | #NAME? | #NAME? | #NAME? | #NAME? | #NAME? | #NAME? | #NAME? | #NAME? | #NAME? | #NAME? |  |  | 1: 0; 2: 0; 3: 0; 4: 3.5918 | 3.5918 |  | 105.3587 | 162.2189 | 167.236 | 19939 | 3.5918 | 105.3587 | 172.3332 |  | 0 | 5220 | 5220 | 1993-09-29 | #NAME? | #NAME? | #NAME?
1993-09-30 | 1993 | 9 | 273 | 30 | 5 | 5.5 | 2.4677 | 32.6667 | 0 | 0 | 0 | #NAME? | #NAME? | #NAME? | #NAME? | #NAME? | #NAME? | TRUE | 0 | TRUE | TRUE | #NAME? | #NAME? | #NAME? | #NAME? | #NAME? | #NAME? | #NAME? | #NAME? | #NAME? | #NAME? |  |  | 1: 8.7228; 2: 10.5519; 3: 0; 4: 0 | 19.2747 |  | 437.4571 | 707.5585 | 732.1691 | 19939 | 19.2747 | 437.4571 | 715.5405 |  | 0 | 5221 | 5221 | 1993-09-30 | #NAME? | #NAME? | #NAME?
1994-05-01 | 1994 | 5 | 121 | 1 | 1 | 3.2 | 3.258 | 5.1667 | 0 | 0 | 0 | #NAME? | #NAME? | #NAME? | #NAME? | #NAME? | #NAME? | TRUE | 0 | TRUE | FALSE | #NAME? | #NAME? | #NAME? | #NAME? | #NAME? | #NAME? | #NAME? | #NAME? | #NAME? | #NAME? |  |  | 1: 0; 2: 0; 3: 0; 4: 0 | 0 |  | 0 | 0 | 0 | 19945 | 0 | 0 | 0 |  | 0 | 5222 | 5222 | 1994-05-01 | #NAME? | #NAME? | #NAME?
1994-05-02 | 1994 | 5 | 122 | 2 | 2 | 1.4 | 3.9943 | 6.6667 | 0 | 0 | 0 | #NAME? | #NAME? | #NAME? | #NAME? | #NAME? | #NAME? | FALSE | 0 | TRUE | TRUE | #NAME? | #NAME? | #NAME? | #NAME? | #NAME? | #NAME? | #NAME? | #NAME? | #NAME? | #NAME? |  |  | 1: 0; 2: 0; 3: 0; 4: 2.28 | 2.28 |  | 66.88 | 102.974 | 106.1587 | 19945 | 2.28 | 66.88 | 109.3944 |  | 0 | 5223 | 5223 | 1994-05-02 | #NAME? | #NAME? | #NAME?
1994-05-03 | 1994 | 5 | 123 | 3 | 3 | 3.1 | 3.5828 | 17.8333 | 0.4 | 0.4 | 0 | #NAME? | #NAME? | #NAME? | #NAME? | #NAME? | #NAME? | TRUE | 0 | TRUE | FALSE | #NAME? | #NAME? | #NAME? | #NAME? | #NAME? | #NAME? | #NAME? | #NAME? | #NAME? | #NAME? |  |  | 1: 0; 2: 0; 3: 0; 4: 0 | 0 |  | 0 | 0 | 0 | 19945 | 0 | 0 | 0 |  | 0 | 5224 | 5224 | 1994-05-03 | #NAME? | #NAME? | #NAME?
1994-05-04 | 1994 | 5 | 124 | 4 | 4 | 2.6 | 3.0831 | 4.3333 | 2.5 | 2.5 | 0 | #NAME? | #NAME? | #NAME? | #NAME? | #NAME? | #NAME? | FALSE | 0.4 | TRUE | TRUE | #NAME? | #NAME? | #NAME? | #NAME? | #NAME? | #NAME? | #NAME? | #NAME? | #NAME? | #NAME? |  |  | 1: 0; 2: 0; 3: 1.4191; 4: 4.2505 | 5.6696 |  | 145.4955 | 224.0169 | 230.9452 | 19945 | 5.6696 | 145.4955 | 237.9843 |  | 0 | 5225 | 5225 | 1994-05-04 | #NAME? | #NAME? | #NAME?
1994-05-05 | 1994 | 5 | 125 | 5 | 5 | 5 | 2.643 | 10 | 0.2 | 0.2 | 0 | #NAME? | #NAME? | #NAME? | #NAME? | #NAME? | #NAME? | TRUE | 2.9 | TRUE | TRUE | #NAME? | #NAME? | #NAME? | #NAME? | #NAME? | #NAME? | #NAME? | #NAME? | #NAME? | #NAME? |  |  | 1: 2.174; 2: 2.8556; 3: 0; 4: 0 | 5.0296 |  | 115.6506 | 187.2702 | 193.8001 | 19945 | 5.0296 | 115.6506 | 189.1676 |  | 0 | 5226 | 5226 | 1994-05-05 | #NAME? | #NAME? | #NAME?
1994-05-06 | 1994 | 5 | 126 | 6 | 6 | 3.2 | 4.7504 | 9 | 0 | 0 | 0 | #NAME? | #NAME? | #NAME? | #NAME? | #NAME? | #NAME? | FALSE | 2.7 | TRUE | TRUE | #NAME? | #NAME? | #NAME? | #NAME? | #NAME? | #NAME? | #NAME? | #NAME? | #NAME? | #NAME? |  |  | 1: 0; 2: 0; 3: 0; 4: 3.7336 | 3.7336 |  | 109.5197 | 168.6256 | 173.8408 | 19945 | 3.7336 | 109.5197 | 179.1394 |  | 0 | 5227 | 5227 | 1994-05-06 | #NAME? | #NAME? | #NAME?
1994-05-07 | 1994 | 5 | 127 | 7 | 7 | 8.5 | 5.2793 | 5 | 0 | 0 | 0 | #NAME? | #NAME? | #NAME? | #NAME? | #NAME? | #NAME? | FALSE | 0.2 | TRUE | FALSE | #NAME? | #NAME? | #NAME? | #NAME? | #NAME? | #NAME? | #NAME? | #NAME? | #NAME? | #NAME? |  |  | 1: 0; 2: 0; 3: 0; 4: 0 | 0 |  | 0 | 0 | 0 | 19945 | 0 | 0 | 0 |  | 0 | 5228 | 5228 | 1994-05-07 | #NAME? | #NAME? | #NAME?
1994-05-08 | 1994 | 5 | 128 | 8 | 1 | -0.2 | 5.1176 | 3.8333 | 0 | 0 | 0 | #NAME? | #NAME? | #NAME? | #NAME? | #NAME? | #NAME? | TRUE | 0 | TRUE | FALSE | #NAME? | #NAME? | #NAME? | #NAME? | #NAME? | #NAME? | #NAME? | #NAME? | #NAME? | #NAME? |  |  | 1: 0; 2: 0; 3: 0; 4: 0 | 0 |  | 0 | 0 | 0 | 19945 | 0 | 0 | 0 |  | 0 | 5229 | 5229 | 1994-05-08 | #NAME? | #NAME? | #NAME?
1994-05-09 | 1994 | 5 | 129 | 9 | 2 | 2.6 | 6.1989 | 3.1667 | 0 | 0 | 0 | #NAME? | #NAME? | #NAME? | #NAME? | #NAME? | #NAME? | FALSE | 0 | TRUE | TRUE | #NAME? | #NAME? | #NAME? | #NAME? | #NAME? | #NAME? | #NAME? | #NAME? | #NAME? | #NAME? |  |  | 1: 0; 2: 0; 3: 2.3305; 4: 8.331 | 10.6615 |  | 278.557 | 428.8894 | 442.154 | 19945 | 10.6615 | 278.557 | 455.6306 |  | 0 | 5230 | 5230 | 1994-05-09 | #NAME? | #NAME? | #NAME?
1994-05-10 | 1994 | 5 | 130 | 10 | 3 | 9.5 | 4.7034 | 14.3333 | 0.4 | 0.4 | 0 | #NAME? | #NAME? | #NAME? | #NAME? | #NAME? | #NAME? | TRUE | 0 | TRUE | TRUE | #NAME? | #NAME? | #NAME? | #NAME? | #NAME? | #NAME? | #NAME? | #NAME? | #NAME? | #NAME? |  |  | 1: 13.553; 2: 21.7613; 3: 0; 4: 0 | 35.3143 |  | 837.1088 | 1359.028 | 1406.6843 | 19945 | 35.3143 | 837.1088 | 1369.2434 |  | 0 | 5231 | 5231 | 1994-05-10 | #NAME? | #NAME? | #NAME?
1994-05-11 | 1994 | 5 | 131 | 11 | 4 | 4.5 | 5.5805 | 4.6667 | 0 | 0 | 0 | #NAME? | #NAME? | #NAME? | #NAME? | #NAME? | #NAME? | FALSE | 0.4 | TRUE | TRUE | #NAME? | #NAME? | #NAME? | #NAME? | #NAME? | #NAME? | #NAME? | #NAME? | #NAME? | #NAME? |  |  | 1: 0; 2: 0; 3: 8.6562; 4: 5.3002 | 13.9564 |  | 282.4287 | 434.8506 | 448.2996 | 19945 | 13.9564 | 282.4287 | 461.9635 |  | 0 | 5232 | 5232 | 1994-05-11 | #NAME? | #NAME? | #NAME?
1994-05-12 | 1994 | 5 | 132 | 12 | 5 | 8.4 | 5.4981 | 11.6667 | 0 | 0 | 0 | #NAME? | #NAME? | #NAME? | #NAME? | #NAME? | #NAME? | TRUE | 0.4 | TRUE | TRUE | #NAME? | #NAME? | #NAME? | #NAME? | #NAME? | #NAME? | #NAME? | #NAME? | #NAME? | #NAME? |  |  | 1: 1.4872; 2: 2.2157; 3: 0; 4: 0 | 3.7029 |  | 86.8052 | 140.7945 | 145.7217 | 19945 | 3.7029 | 86.8052 | 141.9856 |  | 0 | 5233 | 5233 | 1994-05-12 | #NAME? | #NAME? | #NAME?
1994-05-13 | 1994 | 5 | 133 | 13 | 6 | 5 | 2.8358 | 14.5 | 6.7 | 6.7 | 1.275 | #NAME? | #NAME? | #NAME? | #NAME? | #NAME? | #NAME? | FALSE | 0 | TRUE | FALSE | #NAME? | #NAME? | #NAME? | #NAME? | #NAME? | #NAME? | #NAME? | #NAME? | #NAME? | #NAME? |  |  | 1: 0; 2: 0; 3: 0; 4: 0 | 0 |  | 0 | 0 | 0 | 19945 | 0 | 0 | 0 |  | 0 | 5234 | 5234 | 1994-05-13 | #NAME? | #NAME? | #NAME?
1994-05-14 | 1994 | 5 | 134 | 14 | 7 | 0.5 | 3.6345 | 3.8333 | 0 | 0 | 0 | #NAME? | #NAME? | #NAME? | #NAME? | #NAME? | #NAME? | FALSE | 6.7 | TRUE | TRUE | #NAME? | #NAME? | #NAME? | #NAME? | #NAME? | #NAME? | #NAME? | #NAME? | #NAME? | #NAME? |  |  | 1: 0; 2: 0; 3: 0; 4: 0 | 0 |  | 0 | 0 | 0 | 19945 | 0 | 0 | 0 |  | 0 | 5235 | 5235 | 1994-05-14 | #NAME? | #NAME? | #NAME?
1994-05-15 | 1994 | 5 | 135 | 15 | 1 | 7.6 | 2.9559 | 13 | 12.3 | 12.3 | 5.475 | #NAME? | #NAME? | #NAME? | #NAME? | #NAME? | #NAME? | TRUE | 6.7 | TRUE | TRUE | #NAME? | #NAME? | #NAME? | #NAME? | #NAME? | #NAME? | #NAME? | #NAME? | #NAME? | #NAME? |  |  | 1: 10.387; 2: 12.7725; 3: 0; 4: 0 | 23.1594 |  | 527.0015 | 852.5863 | 882.2562 | 19945 | 23.1594 | 527.0015 | 862.0067 |  | 0 | 5236 | 5236 | 1994-05-15 | #NAME? | #NAME? | #NAME?
1994-05-16 | 1994 | 5 | 136 | 16 | 2 | 4.4 | 3.9874 | 6.3333 | 0 | 0 | 0 | #NAME? | #NAME? | #NAME? | #NAME? | #NAME? | #NAME? | FALSE | 12.3 | FALSE | TRUE | #NAME? | #NAME? | #NAME? | #NAME? | #NAME? | #NAME? | #NAME? | #NAME? | #NAME? | #NAME? |  |  | 1: 0; 2: 0; 3: 0; 4: 0 | 0 |  | 0 | 0 | 0 | 19945 | 0 | 0 | 0 |  | 0 | 5237 | 5237 | 1994-05-16 | #NAME? | #NAME? | #NAME?
1994-05-17 | 1994 | 5 | 137 | 17 | 3 | 5.2 | 3.5794 | 26 | 1.4 | 1.4 | 0 | #NAME? | #NAME? | #NAME? | #NAME? | #NAME? | #NAME? | TRUE | 12.3 | FALSE | TRUE | #NAME? | #NAME? | #NAME? | #NAME? | #NAME? | #NAME? | #NAME? | #NAME? | #NAME? | #NAME? |  |  | 1: 0; 2: 0; 3: 0; 4: 0 | 0 |  | 0 | 0 | 0 | 19945 | 0 | 0 | 0 |  | 0 | 5238 | 5238 | 1994-05-17 | #NAME? | #NAME? | #NAME?
1994-05-18 | 1994 | 5 | 138 | 18 | 4 | 4.4 | 3.1843 | 23.8333 | 0.6 | 0.6 | 0 | #NAME? | #NAME? | #NAME? | #NAME? | #NAME? | #NAME? | FALSE | 1.4 | TRUE | TRUE | #NAME? | #NAME? | #NAME? | #NAME? | #NAME? | #NAME? | #NAME? | #NAME? | #NAME? | #NAME? |  |  | 1: 0; 2: 0; 3: 4.9383; 4: 8.3426 | 13.2809 |  | 317.1451 | 488.3028 | 503.4049 | 19945 | 13.2809 | 317.1451 | 518.7484 |  | 0 | 5239 | 5239 | 1994-05-18 | #NAME? | #NAME? | #NAME?
1994-05-19 | 1994 | 5 | 139 | 19 | 5 | 4.7 | 1.7 | 5.1667 | 17.6 | 17.6 | 9.45 | #NAME? | #NAME? | #NAME? | #NAME? | #NAME? | #NAME? | TRUE | 2 | TRUE | FALSE | #NAME? | #NAME? | #NAME? | #NAME? | #NAME? | #NAME? | #NAME? | #NAME? | #NAME? | #NAME? |  |  | 1: 0; 2: 0; 3: 0; 4: 0 | 0 |  | 0 | 0 | 0 | 19945 | 0 | 0 | 0 |  | 0 | 5240 | 5240 | 1994-05-19 | #NAME? | #NAME? | #NAME?
1994-05-20 | 1994 | 5 | 140 | 20 | 6 | 2 | 1.4951 | 9.3333 | 13.6 | 13.6 | 6.45 | #NAME? | #NAME? | #NAME? | #NAME? | #NAME? | #NAME? | FALSE | 18.2 | FALSE | FALSE | #NAME? | #NAME? | #NAME? | #NAME? | #NAME? | #NAME? | #NAME? | #NAME? | #NAME? | #NAME? |  |  | 1: 0; 2: 0; 3: 0; 4: 0 | 0 |  | 0 | 0 | 0 | 19945 | 0 | 0 | 0 |  | 0 | 5241 | 5241 | 1994-05-20 | #NAME? | #NAME? | #NAME?
1994-05-21 | 1994 | 5 | 141 | 21 | 7 | 2.2 | 1.6868 | 3.6667 | 0 | 0 | 0 | #NAME? | #NAME? | #NAME? | #NAME? | #NAME? | #NAME? | FALSE | 31.2 | FALSE | TRUE | #NAME? | #NAME? | #NAME? | #NAME? | #NAME? | #NAME? | #NAME? | #NAME? | #NAME? | #NAME? |  |  | 1: 0; 2: 0; 3: 0; 4: 0 | 0 |  | 0 | 0 | 0 | 19945 | 0 | 0 | 0 |  | 0 | 5242 | 5242 | 1994-05-21 | #NAME? | #NAME? | #NAME?
1994-05-22 | 1994 | 5 | 142 | 22 | 1 | 5.7 | 3.3264 | 4.1667 | 0 | 0 | 0 | #NAME? | #NAME? | #NAME? | #NAME? | #NAME? | #NAME? | TRUE | 13.6 | FALSE | TRUE | #NAME? | #NAME? | #NAME? | #NAME? | #NAME? | #NAME? | #NAME? | #NAME? | #NAME? | #NAME? |  |  | 1: 0; 2: 0; 3: 0; 4: 0 | 0 |  | 0 | 0 | 0 | 19945 | 0 | 0 | 0 |  | 0 | 5243 | 5243 | 1994-05-22 | #NAME? | #NAME? | #NAME?
1994-05-23 | 1994 | 5 | 143 | 23 | 2 | 3.1 | 4.7682 | 6 | 0 | 0 | 0 | #NAME? | #NAME? | #NAME? | #NAME? | #NAME? | #NAME? | FALSE | 0 | TRUE | TRUE | #NAME? | #NAME? | #NAME? | #NAME? | #NAME? | #NAME? | #NAME? | #NAME? | #NAME? | #NAME? |  |  | 1: 0; 2: 0; 3: 2.2741; 4: 5.0373 | 7.3114 |  | 181.1136 | 278.8574 | 287.4819 | 19945 | 7.3114 | 181.1136 | 296.2442 |  | 0 | 5244 | 5244 | 1994-05-23 | #NAME? | #NAME? | #NAME?
1994-05-24 | 1994 | 5 | 144 | 24 | 3 | 7 | 5.4335 | 9.5 | 0 | 0 | 0 | #NAME? | #NAME? | #NAME? | #NAME? | #NAME? | #NAME? | TRUE | 0 | TRUE | TRUE | #NAME? | #NAME? | #NAME? | #NAME? | #NAME? | #NAME? | #NAME? | #NAME? | #NAME? | #NAME? |  |  | 1: 10.255; 2: 13.663; 3: 0; 4: 0 | 23.918 |  | 551.1874 | 892.6955 | 923.8361 | 19945 | 23.918 | 551.1874 | 901.5672 |  | 0 | 5245 | 5245 | 1994-05-24 | #NAME? | #NAME? | #NAME?
1994-05-25 | 1994 | 5 | 145 | 25 | 4 | 7.7 | 6.1029 | 0.66667 | 0 | 0 | 0 | #NAME? | #NAME? | #NAME? | #NAME? | #NAME? | #NAME? | FALSE | 0 | TRUE | TRUE | #NAME? | #NAME? | #NAME? | #NAME? | #NAME? | #NAME? | #NAME? | #NAME? | #NAME? | #NAME? |  |  | 1: 0; 2: 0; 3: 1.8044; 4: 5.6109 | 7.4153 |  | 191.0518 | 294.1592 | 303.2569 | 19945 | 7.4153 | 191.0518 | 312.5 |  | 0 | 5246 | 5246 | 1994-05-25 | #NAME? | #NAME? | #NAME?
1994-05-26 | 1994 | 5 | 146 | 26 | 5 | 10.7 | 4.7195 | 12.5 | 0.4 | 0.4 | 0 | #NAME? | #NAME? | #NAME? | #NAME? | #NAME? | #NAME? | TRUE | 0 | TRUE | TRUE | #NAME? | #NAME? | #NAME? | #NAME? | #NAME? | #NAME? | #NAME? | #NAME? | #NAME? | #NAME? |  |  | 1: 4.8453; 2: 6.6528; 3: 0; 4: 0 | 11.4981 |  | 266.2136 | 431.3295 | 446.3891 | 19945 | 11.4981 | 266.2136 | 435.4408 |  | 0 | 5247 | 5247 | 1994-05-26 | #NAME? | #NAME? | #NAME?
1994-05-27 | 1994 | 5 | 147 | 27 | 6 | 5.9 | 4.0355 | 14.5 | 6.2 | 6.2 | 0.9 | #NAME? | #NAME? | #NAME? | #NAME? | #NAME? | #NAME? | FALSE | 0.4 | TRUE | TRUE | #NAME? | #NAME? | #NAME? | #NAME? | #NAME? | #NAME? | #NAME? | #NAME? | #NAME? | #NAME? |  |  | 1: 0; 2: 0; 3: 0; 4: 5.9523 | 5.9523 |  | 174.6014 | 268.8307 | 277.145 | 19945 | 5.9523 | 174.6014 | 285.5923 |  | 0 | 5248 | 5248 | 1994-05-27 | #NAME? | #NAME? | #NAME?
1994-05-28 | 1994 | 5 | 148 | 28 | 7 | 5.6 | 4.5083 | 8.3333 | 0 | 0 | 0 | #NAME? | #NAME? | #NAME? | #NAME? | #NAME? | #NAME? | FALSE | 6.6 | TRUE | TRUE | #NAME? | #NAME? | #NAME? | #NAME? | #NAME? | #NAME? | #NAME? | #NAME? | #NAME? | #NAME? |  |  | 1: 0; 2: 0; 3: 2.0784; 4: 0 | 2.0784 |  | 30.483 | 46.9342 | 48.3858 | 19945 | 2.0784 | 30.483 | 49.8605 |  | 0 | 5249 | 5249 | 1994-05-28 | #NAME? | #NAME? | #NAME?
1994-05-29 | 1994 | 5 | 149 | 29 | 1 | 8.1 | 4.8281 | 16.8333 | 0 | 0 | 0 | #NAME? | #NAME? | #NAME? | #NAME? | #NAME? | #NAME? | TRUE | 6.2 | TRUE | TRUE | #NAME? | #NAME? | #NAME? | #NAME? | #NAME? | #NAME? | #NAME? | #NAME? | #NAME? | #NAME? |  |  | 1: 4.6458; 2: 5.1278; 3: 0; 4: 0 | 9.7736 |  | 218.5542 | 353.0333 | 365.2772 | 19945 | 9.7736 | 218.5542 | 357.4851 |  | 0 | 5250 | 5250 | 1994-05-29 | #NAME? | #NAME? | #NAME?
1994-05-30 | 1994 | 5 | 150 | 30 | 2 | 3.3 | 4.9699 | 13.5 | 0 | 0 | 0 | #NAME? | #NAME? | #NAME? | #NAME? | #NAME? | #NAME? | FALSE | 0 | TRUE | FALSE | #NAME? | #NAME? | #NAME? | #NAME? | #NAME? | #NAME? | #NAME? | #NAME? | #NAME? | #NAME? |  |  | 1: 0; 2: 0; 3: 0; 4: 0 | 0 |  | 0 | 0 | 0 | 19945 | 0 | 0 | 0 |  | 0 | 5251 | 5251 | 1994-05-30 | #NAME? | #NAME? | #NAME?
1994-05-31 | 1994 | 5 | 151 | 31 | 3 | 0.9 | 5.3211 | 4.6667 | 0 | 0 | 0 | #NAME? | #NAME? | #NAME? | #NAME? | #NAME? | #NAME? | TRUE | 0 | TRUE | TRUE | #NAME? | #NAME? | #NAME? | #NAME? | #NAME? | #NAME? | #NAME? | #NAME? | #NAME? | #NAME? |  |  | 1: 5.2784; 2: 5.8201; 3: 0; 4: 0 | 11.0985 |  | 248.1401 | 400.8177 | 414.7185 | 19945 | 11.0985 | 248.1401 | 405.8782 |  | 0 | 5252 | 5252 | 1994-05-31 | #NAME? | #NAME? | #NAME?
1994-06-01 | 1994 | 6 | 152 | 1 | 4 | 10.1 | 2.9775 | 9.5 | 7.8 | 7.8 | 2.1 | #NAME? | #NAME? | #NAME? | #NAME? | #NAME? | #NAME? | FALSE | 0 | TRUE | TRUE | #NAME? | #NAME? | #NAME? | #NAME? | #NAME? | #NAME? | #NAME? | #NAME? | #NAME? | #NAME? |  |  | 1: 0; 2: 0; 3: 0; 4: 11.394 | 11.394 |  | 334.2243 | 514.5993 | 530.5148 | 19946 | 11.394 | 334.2243 | 546.6845 |  | 0 | 5253 | 5253 | 1994-06-01 | #NAME? | #NAME? | #NAME?
1994-06-02 | 1994 | 6 | 153 | 2 | 5 | 9.4 | 5.0198 | 30.6667 | 0.4 | 0.4 | 0 | #NAME? | #NAME? | #NAME? | #NAME? | #NAME? | #NAME? | TRUE | 7.8 | TRUE | TRUE | #NAME? | #NAME? | #NAME? | #NAME? | #NAME? | #NAME? | #NAME? | #NAME? | #NAME? | #NAME? |  |  | 1: 6.0474; 2: 7.4635; 3: 0; 4: 0 | 13.5109 |  | 307.6245 | 497.7021 | 515.024 | 19946 | 13.5109 | 307.6245 | 503.1757 |  | 0 | 5254 | 5254 | 1994-06-02 | #NAME? | #NAME? | #NAME?
1994-06-03 | 1994 | 6 | 154 | 3 | 6 | 4.6 | 4.8209 | 5.5 | 0 | 0 | 0 | #NAME? | #NAME? | #NAME? | #NAME? | #NAME? | #NAME? | FALSE | 8.2 | TRUE | TRUE | #NAME? | #NAME? | #NAME? | #NAME? | #NAME? | #NAME? | #NAME? | #NAME? | #NAME? | #NAME? |  |  | 1: 0; 2: 0; 3: 0; 4: 5.0409 | 5.0409 |  | 147.8654 | 227.6657 | 234.7069 | 19946 | 5.0409 | 147.8654 | 241.8607 |  | 0 | 5255 | 5255 | 1994-06-03 | #NAME? | #NAME? | #NAME?
1994-06-04 | 1994 | 6 | 155 | 4 | 7 | 8.5 | 2.9991 | 1.3333 | 6.3 | 6.3 | 0.975 | #NAME? | #NAME? | #NAME? | #NAME? | #NAME? | #NAME? | FALSE | 0.4 | TRUE | TRUE | #NAME? | #NAME? | #NAME? | #NAME? | #NAME? | #NAME? | #NAME? | #NAME? | #NAME? | #NAME? |  |  | 1: 0; 2: 0; 3: 0; 4: 0 | 0 |  | 0 | 0 | 0 | 19946 | 0 | 0 | 0 |  | 0 | 5256 | 5256 | 1994-06-04 | #NAME? | #NAME? | #NAME?
1994-06-05 | 1994 | 6 | 156 | 5 | 1 | 9.4 | 4.4738 | 25 | 0.4 | 0.4 | 0 | #NAME? | #NAME? | #NAME? | #NAME? | #NAME? | #NAME? | TRUE | 6.3 | TRUE | TRUE | #NAME? | #NAME? | #NAME? | #NAME? | #NAME? | #NAME? | #NAME? | #NAME? | #NAME? | #NAME? |  |  | 1: 11.8632; 2: 12.9885; 3: 0; 4: 0 | 24.8517 |  | 554.9902 | 896.3765 | 927.4566 | 19946 | 24.8517 | 554.9902 | 907.7873 |  | 0 | 5257 | 5257 | 1994-06-05 | #NAME? | #NAME? | #NAME?
1994-06-06 | 1994 | 6 | 157 | 6 | 2 | 8.4 | 3.5112 | 0 | 24.3 | 24.3 | 14.475 | #NAME? | #NAME? | #NAME? | #NAME? | #NAME? | #NAME? | FALSE | 6.7 | TRUE | TRUE | #NAME? | #NAME? | #NAME? | #NAME? | #NAME? | #NAME? | #NAME? | #NAME? | #NAME? | #NAME? |  |  | 1: 0; 2: 0; 3: 6.7679; 4: 5.7866 | 12.5546 |  | 269.0042 | 414.1811 | 426.9908 | 19946 | 12.5546 | 269.0042 | 440.0052 |  | 0 | 5258 | 5258 | 1994-06-06 | #NAME? | #NAME? | #NAME?
1994-06-07 | 1994 | 6 | 158 | 7 | 3 | 8.3 | 2.6946 | 5.6667 | 2.7 | 2.7 | 0 | #NAME? | #NAME? | #NAME? | #NAME? | #NAME? | #NAME? | TRUE | 24.7 | FALSE | TRUE | #NAME? | #NAME? | #NAME? | #NAME? | #NAME? | #NAME? | #NAME? | #NAME? | #NAME? | #NAME? |  |  | 1: 0; 2: 0; 3: 0; 4: 0 | 0 |  | 0 | 0 | 0 | 19946 | 0 | 0 | 0 |  | 0 | 5259 | 5259 | 1994-06-07 | #NAME? | #NAME? | #NAME?
1994-06-08 | 1994 | 6 | 159 | 8 | 4 | 5.9 | 3.9106 | 4.5 | 0 | 0 | 0 | #NAME? | #NAME? | #NAME? | #NAME? | #NAME? | #NAME? | FALSE | 27 | FALSE | TRUE | #NAME? | #NAME? | #NAME? | #NAME? | #NAME? | #NAME? | #NAME? | #NAME? | #NAME? | #NAME? |  |  | 1: 0; 2: 0; 3: 0; 4: 0 | 0 |  | 0 | 0 | 0 | 19946 | 0 | 0 | 0 |  | 0 | 5260 | 5260 | 1994-06-08 | #NAME? | #NAME? | #NAME?
1994-06-09 | 1994 | 6 | 160 | 9 | 5 | 5.1 | 4.492 | 3.8333 | 1.8 | 1.8 | 0 | #NAME? | #NAME? | #NAME? | #NAME? | #NAME? | #NAME? | TRUE | 2.7 | TRUE | TRUE | #NAME? | #NAME? | #NAME? | #NAME? | #NAME? | #NAME? | #NAME? | #NAME? | #NAME? | #NAME? |  |  | 1: 6.4253; 2: 9.1517; 3: 0; 4: 0 | 15.577 |  | 362.6873 | 587.9232 | 608.4718 | 19946 | 15.577 | 362.6873 | 593.2409 |  | 0 | 5261 | 5261 | 1994-06-09 | #NAME? | #NAME? | #NAME?
1994-06-10 | 1994 | 6 | 161 | 10 | 6 | 5.7 | 4.7876 | 4.5 | 0 | 0 | 0 | #NAME? | #NAME? | #NAME? | #NAME? | #NAME? | #NAME? | FALSE | 1.8 | TRUE | TRUE | #NAME? | #NAME? | #NAME? | #NAME? | #NAME? | #NAME? | #NAME? | #NAME? | #NAME? | #NAME? |  |  | 1: 0; 2: 0; 3: 0; 4: 6.9014 | 6.9014 |  | 202.4416 | 311.6958 | 321.3359 | 19946 | 6.9014 | 202.4416 | 331.13 |  | 0 | 5262 | 5262 | 1994-06-10 | #NAME? | #NAME? | #NAME?
1994-06-11 | 1994 | 6 | 162 | 11 | 7 | 8.7 | 4.9426 | 5.3333 | 0 | 0 | 0 | #NAME? | #NAME? | #NAME? | #NAME? | #NAME? | #NAME? | FALSE | 1.8 | TRUE | TRUE | #NAME? | #NAME? | #NAME? | #NAME? | #NAME? | #NAME? | #NAME? | #NAME? | #NAME? | #NAME? |  |  | 1: 0; 2: 0; 3: 4.1948; 4: 0 | 4.1948 |  | 61.5242 | 94.7278 | 97.6575 | 19946 | 4.1948 | 61.5242 | 100.6341 |  | 0 | 5263 | 5263 | 1994-06-11 | #NAME? | #NAME? | #NAME?
1994-06-12 | 1994 | 6 | 163 | 12 | 1 | 9.8 | 4.5935 | 10.5 | 0.6 | 0.6 | 0 | #NAME? | #NAME? | #NAME? | #NAME? | #NAME? | #NAME? | TRUE | 0 | TRUE | TRUE | #NAME? | #NAME? | #NAME? | #NAME? | #NAME? | #NAME? | #NAME? | #NAME? | #NAME? | #NAME? |  |  | 1: 0; 2: 0; 3: 0; 4: 0 | 0 |  | 0 | 0 | 0 | 19946 | 0 | 0 | 0 |  | 0 | 5264 | 5264 | 1994-06-12 | #NAME? | #NAME? | #NAME?
1994-06-13 | 1994 | 6 | 164 | 13 | 2 | 10.7 | 5.1696 | 12.5 | 0 | 0 | 0 | #NAME? | #NAME? | #NAME? | #NAME? | #NAME? | #NAME? | FALSE | 0.6 | TRUE | TRUE | #NAME? | #NAME? | #NAME? | #NAME? | #NAME? | #NAME? | #NAME? | #NAME? | #NAME? | #NAME? |  |  | 1: 0; 2: 0; 3: 0; 4: 7.878 | 7.878 |  | 231.0877 | 355.8016 | 366.8058 | 19946 | 7.878 | 231.0877 | 377.9858 |  | 0 | 5265 | 5265 | 1994-06-13 | #NAME? | #NAME? | #NAME?
1994-06-14 | 1994 | 6 | 165 | 14 | 3 | 3.4 | 3.5517 | 19.8333 | 11.6 | 11.6 | 4.95 | #NAME? | #NAME? | #NAME? | #NAME? | #NAME? | #NAME? | TRUE | 0.6 | TRUE | FALSE | #NAME? | #NAME? | #NAME? | #NAME? | #NAME? | #NAME? | #NAME? | #NAME? | #NAME? | #NAME? |  |  | 1: 0; 2: 0; 3: 0; 4: 0 | 0 |  | 0 | 0 | 0 | 19946 | 0 | 0 | 0 |  | 0 | 5266 | 5266 | 1994-06-14 | #NAME? | #NAME? | #NAME?
1994-06-15 | 1994 | 6 | 166 | 15 | 4 | 2.3 | 3.2577 | 22.3333 | 1.9 | 1.9 | 0 | #NAME? | #NAME? | #NAME? | #NAME? | #NAME? | #NAME? | FALSE | 11.6 | FALSE | FALSE | #NAME? | #NAME? | #NAME? | #NAME? | #NAME? | #NAME? | #NAME? | #NAME? | #NAME? | #NAME? |  |  | 1: 0; 2: 0; 3: 0; 4: 0 | 0 |  | 0 | 0 | 0 | 19946 | 0 | 0 | 0 |  | 0 | 5267 | 5267 | 1994-06-15 | #NAME? | #NAME? | #NAME?
1994-06-16 | 1994 | 6 | 167 | 16 | 5 | -0.6 | 3.096 | 6.5 | 0 | 0 | 0 | #NAME? | #NAME? | #NAME? | #NAME? | #NAME? | #NAME? | TRUE | 13.5 | FALSE | TRUE | #NAME? | #NAME? | #NAME? | #NAME? | #NAME? | #NAME? | #NAME? | #NAME? | #NAME? | #NAME? |  |  | 1: 0; 2: 0; 3: 0; 4: 0 | 0 |  | 0 | 0 | 0 | 19946 | 0 | 0 | 0 |  | 0 | 5268 | 5268 | 1994-06-16 | #NAME? | #NAME? | #NAME?
1994-06-17 | 1994 | 6 | 168 | 17 | 6 | 5.5 | 3.6959 | 9.8333 | 1 | 1 | 0 | #NAME? | #NAME? | #NAME? | #NAME? | #NAME? | #NAME? | FALSE | 1.9 | TRUE | TRUE | #NAME? | #NAME? | #NAME? | #NAME? | #NAME? | #NAME? | #NAME? | #NAME? | #NAME? | #NAME? |  |  | 1: 0; 2: 0; 3: 0; 4: 5.7745 | 5.7745 |  | 169.3856 | 260.8 | 268.866 | 19946 | 5.7745 | 169.3856 | 277.0609 |  | 0 | 5269 | 5269 | 1994-06-17 | #NAME? | #NAME? | #NAME?
1994-06-18 | 1994 | 6 | 169 | 18 | 7 | 4 | 4.5803 | 5 | 0 | 0 | 0 | #NAME? | #NAME? | #NAME? | #NAME? | #NAME? | #NAME? | FALSE | 1 | TRUE | TRUE | #NAME? | #NAME? | #NAME? | #NAME? | #NAME? | #NAME? | #NAME? | #NAME? | #NAME? | #NAME? |  |  | 1: 0; 2: 0; 3: 2.1211; 4: 0 | 2.1211 |  | 31.1097 | 47.899 | 49.3804 | 19946 | 2.1211 | 31.1097 | 50.8855 |  | 0 | 5270 | 5270 | 1994-06-18 | #NAME? | #NAME? | #NAME?
1994-06-19 | 1994 | 6 | 170 | 19 | 1 | 7.4 | 5.2589 | 11.5 | 0 | 0 | 0 | #NAME? | #NAME? | #NAME? | #NAME? | #NAME? | #NAME? | TRUE | 1 | TRUE | TRUE | #NAME? | #NAME? | #NAME? | #NAME? | #NAME? | #NAME? | #NAME? | #NAME? | #NAME? | #NAME? |  |  | 1: 13.0641; 2: 21.5704; 3: 0; 4: 0 | 34.6345 |  | 824.3389 | 1338.7512 | 1385.7311 | 19946 | 34.6345 | 824.3389 | 1348.356 |  | 0 | 5271 | 5271 | 1994-06-19 | #NAME? | #NAME? | #NAME?
1994-06-20 | 1994 | 6 | 171 | 20 | 2 | 5.5 | 5.1605 | 3.3333 | 0 | 0 | 0 | #NAME? | #NAME? | #NAME? | #NAME? | #NAME? | #NAME? | FALSE | 0 | TRUE | TRUE | #NAME? | #NAME? | #NAME? | #NAME? | #NAME? | #NAME? | #NAME? | #NAME? | #NAME? | #NAME? |  |  | 1: 0; 2: 0; 3: 0; 4: 7.6916 | 7.6916 |  | 225.62 | 347.3832 | 358.127 | 19946 | 7.6916 | 225.62 | 369.0425 |  | 0 | 5272 | 5272 | 1994-06-20 | #NAME? | #NAME? | #NAME?
1994-06-21 | 1994 | 6 | 172 | 21 | 3 | 6.8 | 5.9374 | 10.3333 | 0 | 0 | 0 | #NAME? | #NAME? | #NAME? | #NAME? | #NAME? | #NAME? | TRUE | 0 | TRUE | TRUE | #NAME? | #NAME? | #NAME? | #NAME? | #NAME? | #NAME? | #NAME? | #NAME? | #NAME? | #NAME? |  |  | 1: 2.9447; 2: 4.4019; 3: 0; 4: 0 | 7.3466 |  | 172.3113 | 279.494 | 289.2759 | 19946 | 7.3466 | 172.3113 | 281.8465 |  | 0 | 5273 | 5273 | 1994-06-21 | #NAME? | #NAME? | #NAME?
1994-06-22 | 1994 | 6 | 173 | 22 | 4 | 9.3 | 6.2631 | 8.8333 | 0 | 0 | 0 | #NAME? | #NAME? | #NAME? | #NAME? | #NAME? | #NAME? | FALSE | 0 | TRUE | TRUE | #NAME? | #NAME? | #NAME? | #NAME? | #NAME? | #NAME? | #NAME? | #NAME? | #NAME? | #NAME? |  |  | 1: 0; 2: 0; 3: 4.6881; 4: 5.8855 | 10.5735 |  | 241.3992 | 371.6781 | 383.1733 | 19946 | 10.5735 | 241.3992 | 394.8522 |  | 0 | 5274 | 5274 | 1994-06-22 | #NAME? | #NAME? | #NAME?
1994-06-23 | 1994 | 6 | 174 | 23 | 5 | 11.5 | 6.5676 | 9.5 | 0 | 0 | 0 | #NAME? | #NAME? | #NAME? | #NAME? | #NAME? | #NAME? | TRUE | 0 | TRUE | TRUE | #NAME? | #NAME? | #NAME? | #NAME? | #NAME? | #NAME? | #NAME? | #NAME? | #NAME? | #NAME? |  |  | 1: 10.3659; 2: 12.1146; 3: 0; 4: 0 | 22.4805 |  | 507.394 | 820.2763 | 848.7769 | 19946 | 22.4805 | 507.394 | 829.9351 |  | 0 | 5275 | 5275 | 1994-06-23 | #NAME? | #NAME? | #NAME?
1994-06-24 | 1994 | 6 | 175 | 24 | 6 | 11.3 | 5.8712 | 7.5 | 1 | 1 | 0 | #NAME? | #NAME? | #NAME? | #NAME? | #NAME? | #NAME? | FALSE | 0 | TRUE | TRUE | #NAME? | #NAME? | #NAME? | #NAME? | #NAME? | #NAME? | #NAME? | #NAME? | #NAME? | #NAME? |  |  | 1: 0; 2: 0; 3: 0; 4: 7.0569 | 7.0569 |  | 207.0025 | 318.7181 | 328.5754 | 19946 | 7.0569 | 207.0025 | 338.5902 |  | 0 | 5276 | 5276 | 1994-06-24 | #NAME? | #NAME? | #NAME?
1994-06-25 | 1994 | 6 | 176 | 25 | 7 | 7.7 | 5.0573 | 4.3333 | 0 | 0 | 0 | #NAME? | #NAME? | #NAME? | #NAME? | #NAME? | #NAME? | FALSE | 1 | TRUE | TRUE | #NAME? | #NAME? | #NAME? | #NAME? | #NAME? | #NAME? | #NAME? | #NAME? | #NAME? | #NAME? |  |  | 1: 0; 2: 0; 3: 4.6037; 4: 0 | 4.6037 |  | 67.5208 | 103.9605 | 107.1758 | 19946 | 4.6037 | 67.5208 | 110.4425 |  | 0 | 5277 | 5277 | 1994-06-25 | #NAME? | #NAME? | #NAME?
1994-06-26 | 1994 | 6 | 177 | 26 | 1 | 11 | 4.188 | 8.3333 | 3.9 | 3.9 | 0 | #NAME? | #NAME? | #NAME? | #NAME? | #NAME? | #NAME? | TRUE | 1 | TRUE | TRUE | #NAME? | #NAME? | #NAME? | #NAME? | #NAME? | #NAME? | #NAME? | #NAME? | #NAME? | #NAME? |  |  | 1: 0; 2: 0; 3: 0; 4: 0 | 0 |  | 0 | 0 | 0 | 19946 | 0 | 0 | 0 |  | 0 | 5278 | 5278 | 1994-06-26 | #NAME? | #NAME? | #NAME?
1994-06-27 | 1994 | 6 | 178 | 27 | 2 | 13.8 | 6.0379 | 29.1667 | 0 | 0 | 0 | #NAME? | #NAME? | #NAME? | #NAME? | #NAME? | #NAME? | FALSE | 3.9 | TRUE | TRUE | #NAME? | #NAME? | #NAME? | #NAME? | #NAME? | #NAME? | #NAME? | #NAME? | #NAME? | #NAME? |  |  | 1: 0; 2: 0; 3: 0; 4: 8.3141 | 8.3141 |  | 243.8803 | 375.4982 | 387.1115 | 19946 | 8.3141 | 243.8803 | 398.9105 |  | 0 | 5279 | 5279 | 1994-06-27 | #NAME? | #NAME? | #NAME?
1994-06-28 | 1994 | 6 | 179 | 28 | 3 | 8.1 | 5.7277 | 14.5 | 0 | 0 | 0 | #NAME? | #NAME? | #NAME? | #NAME? | #NAME? | #NAME? | TRUE | 3.9 | TRUE | TRUE | #NAME? | #NAME? | #NAME? | #NAME? | #NAME? | #NAME? | #NAME? | #NAME? | #NAME? | #NAME? |  |  | 1: 6.5234; 2: 8.9736; 3: 0; 4: 0 | 15.497 |  | 358.9025 | 581.5219 | 601.8265 | 19946 | 15.497 | 358.9025 | 587.0502 |  | 0 | 5280 | 5280 | 1994-06-28 | #NAME? | #NAME? | #NAME?
1994-06-29 | 1994 | 6 | 180 | 29 | 4 | 9.6 | 3.8813 | 7.1667 | 4.9 | 4.9 | 0 | #NAME? | #NAME? | #NAME? | #NAME? | #NAME? | #NAME? | FALSE | 0 | TRUE | TRUE | #NAME? | #NAME? | #NAME? | #NAME? | #NAME? | #NAME? | #NAME? | #NAME? | #NAME? | #NAME? |  |  | 1: 0; 2: 0; 3: 9.3051; 4: 5.8042 | 15.1093 |  | 306.7324 | 472.2705 | 486.8768 | 19946 | 15.1093 | 306.7324 | 501.7165 |  | 0 | 5281 | 5281 | 1994-06-29 | #NAME? | #NAME? | #NAME?
1994-06-30 | 1994 | 6 | 181 | 30 | 5 | 6.5 | 4.8186 | 5.8333 | 0 | 0 | 0 | #NAME? | #NAME? | #NAME? | #NAME? | #NAME? | #NAME? | TRUE | 4.9 | TRUE | TRUE | #NAME? | #NAME? | #NAME? | #NAME? | #NAME? | #NAME? | #NAME? | #NAME? | #NAME? | #NAME? |  |  | 1: 7.8243; 2: 11.8011; 3: 0; 4: 0 | 19.6254 |  | 460.9214 | 747.7127 | 773.888 | 19946 | 19.6254 | 460.9214 | 753.9207 |  | 0 | 5282 | 5282 | 1994-06-30 | #NAME? | #NAME? | #NAME?
1994-07-01 | 1994 | 7 | 182 | 1 | 6 | 8.7 | 5.3694 | 7.3333 | 0 | 0 | 0 | #NAME? | #NAME? | #NAME? | #NAME? | #NAME? | #NAME? | FALSE | 4.9 | TRUE | TRUE | #NAME? | #NAME? | #NAME? | #NAME? | #NAME? | #NAME? | #NAME? | #NAME? | #NAME? | #NAME? |  |  | 1: 0; 2: 0; 3: 0; 4: 4.9302 | 4.9302 |  | 144.6196 | 222.6682 | 229.5549 | 19947 | 4.9302 | 144.6196 | 236.5516 |  | 0 | 5283 | 5283 | 1994-07-01 | #NAME? | #NAME? | #NAME?
1994-07-02 | 1994 | 7 | 183 | 2 | 7 | 8.6 | 4.5705 | 19.1667 | 3.3 | 3.3 | 0 | #NAME? | #NAME? | #NAME? | #NAME? | #NAME? | #NAME? | FALSE | 0 | TRUE | TRUE | #NAME? | #NAME? | #NAME? | #NAME? | #NAME? | #NAME? | #NAME? | #NAME? | #NAME? | #NAME? |  |  | 1: 0; 2: 0; 3: 3.4126; 4: 0 | 3.4126 |  | 50.0508 | 77.0624 | 79.4457 | 19947 | 3.4126 | 50.0508 | 81.8672 |  | 0 | 5284 | 5284 | 1994-07-02 | #NAME? | #NAME? | #NAME?
1994-07-03 | 1994 | 7 | 184 | 3 | 1 | 7.1 | 5.0154 | 8.5 | 0.4 | 0.4 | 0 | #NAME? | #NAME? | #NAME? | #NAME? | #NAME? | #NAME? | TRUE | 3.3 | TRUE | TRUE | #NAME? | #NAME? | #NAME? | #NAME? | #NAME? | #NAME? | #NAME? | #NAME? | #NAME? | #NAME? |  |  | 1: 5.5592; 2: 7.2793; 3: 0; 4: 0 | 12.8386 |  | 295.0622 | 477.7666 | 494.4243 | 19947 | 12.8386 | 295.0622 | 482.6278 |  | 0 | 5285 | 5285 | 1994-07-03 | #NAME? | #NAME? | #NAME?
1994-07-04 | 1994 | 7 | 185 | 4 | 2 | 8.7 | 3.9756 | 8.5 | 2.4 | 2.4 | 0 | #NAME? | #NAME? | #NAME? | #NAME? | #NAME? | #NAME? | FALSE | 3.7 | TRUE | TRUE | #NAME? | #NAME? | #NAME? | #NAME? | #NAME? | #NAME? | #NAME? | #NAME? | #NAME? | #NAME? |  |  | 1: 0; 2: 0; 3: 0; 4: 8.2254 | 8.2254 |  | 241.2787 | 371.4926 | 382.9821 | 19947 | 8.2254 | 241.2787 | 394.6552 |  | 0 | 5286 | 5286 | 1994-07-04 | #NAME? | #NAME? | #NAME?
1994-07-05 | 1994 | 7 | 186 | 5 | 3 | 8.2 | 3.8792 | 21 | 0.2 | 0.2 | 0 | #NAME? | #NAME? | #NAME? | #NAME? | #NAME? | #NAME? | TRUE | 2.8 | TRUE | TRUE | #NAME? | #NAME? | #NAME? | #NAME? | #NAME? | #NAME? | #NAME? | #NAME? | #NAME? | #NAME? |  |  | 1: 10.2539; 2: 13.7701; 3: 0; 4: 0 | 24.0241 |  | 554.3148 | 897.856 | 929.1838 | 19947 | 24.0241 | 554.3148 | 906.6825 |  | 0 | 5287 | 5287 | 1994-07-05 | #NAME? | #NAME? | #NAME?
1994-07-06 | 1994 | 7 | 187 | 6 | 4 | 5.6 | 4.4605 | 4.3333 | 0 | 0 | 0 | #NAME? | #NAME? | #NAME? | #NAME? | #NAME? | #NAME? | FALSE | 2.6 | TRUE | TRUE | #NAME? | #NAME? | #NAME? | #NAME? | #NAME? | #NAME? | #NAME? | #NAME? | #NAME? | #NAME? |  |  | 1: 0; 2: 0; 3: 9.0086; 4: 4.4136 | 13.4222 |  | 261.5914 | 402.7677 | 415.2244 | 19947 | 13.4222 | 261.5914 | 427.8802 |  | 0 | 5288 | 5288 | 1994-07-06 | #NAME? | #NAME? | #NAME?
1994-07-07 | 1994 | 7 | 188 | 7 | 5 | 8.8 | 5.081 | 4.3333 | 0 | 0 | 0 | #NAME? | #NAME? | #NAME? | #NAME? | #NAME? | #NAME? | TRUE | 0.2 | TRUE | TRUE | #NAME? | #NAME? | #NAME? | #NAME? | #NAME? | #NAME? | #NAME? | #NAME? | #NAME? | #NAME? |  |  | 1: 7.4218; 2: 9.9384; 3: 0; 4: 0 | 17.3601 |  | 400.3775 | 648.49 | 671.1152 | 19947 | 17.3601 | 400.3775 | 654.8902 |  | 0 | 5289 | 5289 | 1994-07-07 | #NAME? | #NAME? | #NAME?
1994-07-08 | 1994 | 7 | 189 | 8 | 6 | 14 | 6.5091 | 4.8333 | 0 | 0 | 0 | #NAME? | #NAME? | #NAME? | #NAME? | #NAME? | #NAME? | FALSE | 0 | TRUE | TRUE | #NAME? | #NAME? | #NAME? | #NAME? | #NAME? | #NAME? | #NAME? | #NAME? | #NAME? | #NAME? |  |  | 1: 0; 2: 0; 3: 0; 4: 5.2478 | 5.2478 |  | 153.9356 | 237.012 | 244.3423 | 19947 | 5.2478 | 153.9356 | 251.7897 |  | 0 | 5290 | 5290 | 1994-07-08 | #NAME? | #NAME? | #NAME?
1994-07-09 | 1994 | 7 | 190 | 9 | 7 | 12.7 | 4.7212 | 16.1667 | 0 | 0 | 0 | #NAME? | #NAME? | #NAME? | #NAME? | #NAME? | #NAME? | FALSE | 0 | TRUE | TRUE | #NAME? | #NAME? | #NAME? | #NAME? | #NAME? | #NAME? | #NAME? | #NAME? | #NAME? | #NAME? |  |  | 1: 0; 2: 0; 3: 3.721; 4: 0 | 3.721 |  | 54.5748 | 84.0279 | 86.6267 | 19947 | 3.721 | 54.5748 | 89.267 |  | 0 | 5291 | 5291 | 1994-07-09 | #NAME? | #NAME? | #NAME?
1994-07-10 | 1994 | 7 | 191 | 10 | 1 | 12.2 | 4.7194 | 7.1667 | 0 | 0 | 0 | #NAME? | #NAME? | #NAME? | #NAME? | #NAME? | #NAME? | TRUE | 0 | TRUE | TRUE | #NAME? | #NAME? | #NAME? | #NAME? | #NAME? | #NAME? | #NAME? | #NAME? | #NAME? | #NAME? |  |  | 1: 6.8507; 2: 8.8063; 3: 0; 4: 0 | 15.657 |  | 358.7958 | 580.8183 | 601.0579 | 19947 | 15.657 | 358.7958 | 586.8757 |  | 0 | 5292 | 5292 | 1994-07-10 | #NAME? | #NAME? | #NAME?
1994-07-11 | 1994 | 7 | 192 | 11 | 2 | 8.2 | 3.8974 | 7 | 4 | 4 | 0 | #NAME? | #NAME? | #NAME? | #NAME? | #NAME? | #NAME? | FALSE | 0 | TRUE | TRUE | #NAME? | #NAME? | #NAME? | #NAME? | #NAME? | #NAME? | #NAME? | #NAME? | #NAME? | #NAME? |  |  | 1: 0; 2: 0; 3: 0; 4: 8.7723 | 8.7723 |  | 257.322 | 396.1942 | 408.4476 | 19947 | 8.7723 | 257.322 | 420.8968 |  | 0 | 5293 | 5293 | 1994-07-11 | #NAME? | #NAME? | #NAME?
1994-07-12 | 1994 | 7 | 193 | 12 | 3 | 9.1 | 3.851 | 17.5 | 6.5 | 6.5 | 1.125 | #NAME? | #NAME? | #NAME? | #NAME? | #NAME? | #NAME? | TRUE | 4 | TRUE | TRUE | #NAME? | #NAME? | #NAME? | #NAME? | #NAME? | #NAME? | #NAME? | #NAME? | #NAME? | #NAME? |  |  | 1: 4.0303; 2: 4.7611; 3: 0; 4: 0 | 8.7914 |  | 198.7698 | 321.3894 | 332.5598 | 19947 | 8.7914 | 198.7698 | 325.1241 |  | 0 | 5294 | 5294 | 1994-07-12 | #NAME? | #NAME? | #NAME?
1994-07-13 | 1994 | 7 | 194 | 13 | 4 | 6.8 | 3.8542 | 5.5 | 0 | 0 | 0 | #NAME? | #NAME? | #NAME? | #NAME? | #NAME? | #NAME? | FALSE | 10.5 | FALSE | TRUE | #NAME? | #NAME? | #NAME? | #NAME? | #NAME? | #NAME? | #NAME? | #NAME? | #NAME? | #NAME? |  |  | 1: 0; 2: 0; 3: 0; 4: 0 | 0 |  | 0 | 0 | 0 | 19947 | 0 | 0 | 0 |  | 0 | 5295 | 5295 | 1994-07-13 | #NAME? | #NAME? | #NAME?
1994-07-14 | 1994 | 7 | 195 | 14 | 5 | 9.4 | 3.981 | 10.5 | 1 | 1 | 0 | #NAME? | #NAME? | #NAME? | #NAME? | #NAME? | #NAME? | TRUE | 6.5 | TRUE | TRUE | #NAME? | #NAME? | #NAME? | #NAME? | #NAME? | #NAME? | #NAME? | #NAME? | #NAME? | #NAME? |  |  | 1: 6.1885; 2: 6.8461; 3: 0; 4: 0 | 13.0346 |  | 291.5844 | 471.0155 | 487.3525 | 19947 | 13.0346 | 291.5844 | 476.9393 |  | 0 | 5296 | 5296 | 1994-07-14 | #NAME? | #NAME? | #NAME?
1994-07-15 | 1994 | 7 | 196 | 15 | 6 | 6.9 | 3.8856 | 5.5 | 17 | 17 | 9 | #NAME? | #NAME? | #NAME? | #NAME? | #NAME? | #NAME? | FALSE | 1 | TRUE | TRUE | #NAME? | #NAME? | #NAME? | #NAME? | #NAME? | #NAME? | #NAME? | #NAME? | #NAME? | #NAME? |  |  | 1: 0; 2: 0; 3: 0; 4: 7.5824 | 7.5824 |  | 222.4165 | 342.4509 | 353.0421 | 19947 | 7.5824 | 222.4165 | 363.8027 |  | 0 | 5297 | 5297 | 1994-07-15 | #NAME? | #NAME? | #NAME?
1994-07-16 | 1994 | 7 | 197 | 16 | 7 | 9 | 4.8112 | 1.6667 | 0 | 0 | 0 | #NAME? | #NAME? | #NAME? | #NAME? | #NAME? | #NAME? | FALSE | 18 | FALSE | TRUE | #NAME? | #NAME? | #NAME? | #NAME? | #NAME? | #NAME? | #NAME? | #NAME? | #NAME? | #NAME? |  |  | 1: 0; 2: 0; 3: 0; 4: 0 | 0 |  | 0 | 0 | 0 | 19947 | 0 | 0 | 0 |  | 0 | 5298 | 5298 | 1994-07-16 | #NAME? | #NAME? | #NAME?
1994-07-17 | 1994 | 7 | 198 | 17 | 1 | 13.5 | 4.158 | 9 | 0 | 0 | 0 | #NAME? | #NAME? | #NAME? | #NAME? | #NAME? | #NAME? | TRUE | 17 | FALSE | TRUE | #NAME? | #NAME? | #NAME? | #NAME? | #NAME? | #NAME? | #NAME? | #NAME? | #NAME? | #NAME? |  |  | 1: 0; 2: 0; 3: 0; 4: 0 | 0 |  | 0 | 0 | 0 | 19947 | 0 | 0 | 0 |  | 0 | 5299 | 5299 | 1994-07-17 | #NAME? | #NAME? | #NAME?
1994-07-18 | 1994 | 7 | 199 | 18 | 2 | 12.1 | 4.2634 | 8.3333 | 0.6 | 0.6 | 0 | #NAME? | #NAME? | #NAME? | #NAME? | #NAME? | #NAME? | FALSE | 0 | TRUE | TRUE | #NAME? | #NAME? | #NAME? | #NAME? | #NAME? | #NAME? | #NAME? | #NAME? | #NAME? | #NAME? |  |  | 1: 0; 2: 0; 3: 0; 4: 7.2131 | 7.2131 |  | 211.583 | 325.7707 | 335.8461 | 19947 | 7.2131 | 211.583 | 346.0825 |  | 0 | 5300 | 5300 | 1994-07-18 | #NAME? | #NAME? | #NAME?
1994-07-19 | 1994 | 7 | 200 | 19 | 3 | 13.2 | 5.3467 | 11.3333 | 0 | 0 | 0 | #NAME? | #NAME? | #NAME? | #NAME? | #NAME? | #NAME? | TRUE | 0.6 | TRUE | TRUE | #NAME? | #NAME? | #NAME? | #NAME? | #NAME? | #NAME? | #NAME? | #NAME? | #NAME? | #NAME? |  |  | 1: 7.6025; 2: 9.6473; 3: 0; 4: 0 | 17.2498 |  | 394.4904 | 638.4875 | 660.7281 | 19947 | 17.2498 | 394.4904 | 645.2608 |  | 0 | 5301 | 5301 | 1994-07-19 | #NAME? | #NAME? | #NAME?
1994-07-20 | 1994 | 7 | 201 | 20 | 4 | 8.4 | 5.222 | 5.6667 | 0 | 0 | 0 | #NAME? | #NAME? | #NAME? | #NAME? | #NAME? | #NAME? | FALSE | 0.6 | TRUE | TRUE | #NAME? | #NAME? | #NAME? | #NAME? | #NAME? | #NAME? | #NAME? | #NAME? | #NAME? | #NAME? |  |  | 1: 0; 2: 0; 3: 4.4716; 4: 5.2855 | 9.7572 |  | 220.6264 | 339.6947 | 350.2007 | 19947 | 9.7572 | 220.6264 | 360.8746 |  | 0 | 5302 | 5302 | 1994-07-20 | #NAME? | #NAME? | #NAME?
1994-07-21 | 1994 | 7 | 202 | 21 | 5 | 12.5 | 6.9387 | 8 | 0 | 0 | 0 | #NAME? | #NAME? | #NAME? | #NAME? | #NAME? | #NAME? | TRUE | 0 | TRUE | TRUE | #NAME? | #NAME? | #NAME? | #NAME? | #NAME? | #NAME? | #NAME? | #NAME? | #NAME? | #NAME? |  |  | 1: 0; 2: 0; 3: 0; 4: 0 | 0 |  | 0 | 0 | 0 | 19947 | 0 | 0 | 0 |  | 0 | 5303 | 5303 | 1994-07-21 | #NAME? | #NAME? | #NAME?
1994-07-22 | 1994 | 7 | 203 | 22 | 6 | 13.9 | 5.1597 | 14.6667 | 0 | 0 | 0 | #NAME? | #NAME? | #NAME? | #NAME? | #NAME? | #NAME? | FALSE | 0 | TRUE | TRUE | #NAME? | #NAME? | #NAME? | #NAME? | #NAME? | #NAME? | #NAME? | #NAME? | #NAME? | #NAME? |  |  | 1: 0; 2: 0; 3: 0; 4: 6.6884 | 6.6884 |  | 196.192 | 302.0735 | 311.4159 | 19947 | 6.6884 | 196.192 | 320.9077 |  | 0 | 5304 | 5304 | 1994-07-22 | #NAME? | #NAME? | #NAME?
1994-07-23 | 1994 | 7 | 204 | 23 | 7 | 10.6 | 5.3401 | 5.8333 | 1.6 | 1.6 | 0 | #NAME? | #NAME? | #NAME? | #NAME? | #NAME? | #NAME? | FALSE | 0 | TRUE | TRUE | #NAME? | #NAME? | #NAME? | #NAME? | #NAME? | #NAME? | #NAME? | #NAME? | #NAME? | #NAME? |  |  | 1: 0; 2: 0; 3: 11.4914; 4: 0 | 11.4914 |  | 168.54 | 259.4982 | 267.5239 | 19947 | 11.4914 | 168.54 | 275.6779 |  | 0 | 5305 | 5305 | 1994-07-23 | #NAME? | #NAME? | #NAME?
1994-07-24 | 1994 | 7 | 205 | 24 | 1 | 12.2 | 5.209 | 2.6667 | 0 | 0 | 0 | #NAME? | #NAME? | #NAME? | #NAME? | #NAME? | #NAME? | TRUE | 1.6 | TRUE | TRUE | #NAME? | #NAME? | #NAME? | #NAME? | #NAME? | #NAME? | #NAME? | #NAME? | #NAME? | #NAME? |  |  | 1: 16.8434; 2: 25.5899; 3: 0; 4: 0 | 42.4332 |  | 997.672 | 1618.5856 | 1675.2591 | 19947 | 42.4332 | 997.672 | 1631.8738 |  | 0 | 5306 | 5306 | 1994-07-24 | #NAME? | #NAME? | #NAME?
1994-07-25 | 1994 | 7 | 206 | 25 | 2 | 13.1 | 5.4893 | 1 | 0 | 0 | 0 | #NAME? | #NAME? | #NAME? | #NAME? | #NAME? | #NAME? | FALSE | 1.6 | TRUE | TRUE | #NAME? | #NAME? | #NAME? | #NAME? | #NAME? | #NAME? | #NAME? | #NAME? | #NAME? | #NAME? |  |  | 1: 0; 2: 0; 3: 4.6344; 4: 8.6398 | 13.2742 |  | 321.405 | 494.8616 | 510.1666 | 19947 | 13.2742 | 321.405 | 525.7162 |  | 0 | 5307 | 5307 | 1994-07-25 | #NAME? | #NAME? | #NAME?
1994-07-26 | 1994 | 7 | 207 | 26 | 3 | 11.4 | 5.903 | 2.5 | 0 | 0 | 0 | #NAME? | #NAME? | #NAME? | #NAME? | #NAME? | #NAME? | TRUE | 0 | TRUE | TRUE | #NAME? | #NAME? | #NAME? | #NAME? | #NAME? | #NAME? | #NAME? | #NAME? | #NAME? | #NAME? |  |  | 1: 0; 2: 0; 3: 0; 4: 0 | 0 |  | 0 | 0 | 0 | 19947 | 0 | 0 | 0 |  | 0 | 5308 | 5308 | 1994-07-26 | #NAME? | #NAME? | #NAME?
1994-07-27 | 1994 | 7 | 208 | 27 | 4 | 14.2 | 6.0308 | 23.6667 | 0.8 | 0.8 | 0 | #NAME? | #NAME? | #NAME? | #NAME? | #NAME? | #NAME? | FALSE | 0 | TRUE | TRUE | #NAME? | #NAME? | #NAME? | #NAME? | #NAME? | #NAME? | #NAME? | #NAME? | #NAME? | #NAME? |  |  | 1: 0; 2: 0; 3: 1.4849; 4: 5.5266 | 7.0115 |  | 183.8928 | 283.1365 | 291.8933 | 19947 | 7.0115 | 183.8928 | 300.7901 |  | 0 | 5309 | 5309 | 1994-07-27 | #NAME? | #NAME? | #NAME?
1994-07-28 | 1994 | 7 | 209 | 28 | 5 | 12.7 | 4.7855 | 8.3333 | 0.4 | 0.4 | 0 | #NAME? | #NAME? | #NAME? | #NAME? | #NAME? | #NAME? | TRUE | 0.8 | TRUE | TRUE | #NAME? | #NAME? | #NAME? | #NAME? | #NAME? | #NAME? | #NAME? | #NAME? | #NAME? | #NAME? |  |  | 1: 2.9915; 2: 3.8024; 3: 0; 4: 0 | 6.7939 |  | 155.4127 | 251.5432 | 260.3056 | 19947 | 6.7939 | 155.4127 | 254.2057 |  | 0 | 5310 | 5310 | 1994-07-28 | #NAME? | #NAME? | #NAME?
1994-07-29 | 1994 | 7 | 210 | 29 | 6 | 12.5 | 5.2191 | 8.5 | 0 | 0 | 0 | #NAME? | #NAME? | #NAME? | #NAME? | #NAME? | #NAME? | FALSE | 1.2 | TRUE | TRUE | #NAME? | #NAME? | #NAME? | #NAME? | #NAME? | #NAME? | #NAME? | #NAME? | #NAME? | #NAME? |  |  | 1: 0; 2: 0; 3: 0; 4: 5.949 | 5.949 |  | 174.5032 | 268.6795 | 276.9892 | 19947 | 5.949 | 174.5032 | 285.4317 |  | 0 | 5311 | 5311 | 1994-07-29 | #NAME? | #NAME? | #NAME?
1994-07-30 | 1994 | 7 | 211 | 30 | 7 | 13.6 | 6.5355 | 5.3333 | 0 | 0 | 0 | #NAME? | #NAME? | #NAME? | #NAME? | #NAME? | #NAME? | FALSE | 0.4 | TRUE | TRUE | #NAME? | #NAME? | #NAME? | #NAME? | #NAME? | #NAME? | #NAME? | #NAME? | #NAME? | #NAME? |  |  | 1: 0; 2: 0; 3: 0; 4: 0 | 0 |  | 0 | 0 | 0 | 19947 | 0 | 0 | 0 |  | 0 | 5312 | 5312 | 1994-07-30 | #NAME? | #NAME? | #NAME?
1994-07-31 | 1994 | 7 | 212 | 31 | 1 | 15.3 | 5.6914 | 28.1667 | 0 | 0 | 0 | #NAME? | #NAME? | #NAME? | #NAME? | #NAME? | #NAME? | TRUE | 0 | TRUE | TRUE | #NAME? | #NAME? | #NAME? | #NAME? | #NAME? | #NAME? | #NAME? | #NAME? | #NAME? | #NAME? |  |  | 1: 3.3146; 2: 5.2539; 3: 0; 4: 0 | 8.5685 |  | 202.728 | 329.0723 | 340.6078 | 19947 | 8.5685 | 202.728 | 331.5984 |  | 0 | 5313 | 5313 | 1994-07-31 | #NAME? | #NAME? | #NAME?
1994-08-01 | 1994 | 8 | 213 | 1 | 2 | 13.3 | 5.6695 | 8.6667 | 0 | 0 | 0 | #NAME? | #NAME? | #NAME? | #NAME? | #NAME? | #NAME? | FALSE | 0 | TRUE | TRUE | #NAME? | #NAME? | #NAME? | #NAME? | #NAME? | #NAME? | #NAME? | #NAME? | #NAME? | #NAME? |  |  | 1: 0; 2: 0; 3: 9.4296; 4: 9.5953 | 19.025 |  | 419.7641 | 646.3035 | 666.2923 | 19948 | 19.025 | 419.7641 | 686.6005 |  | 0 | 5314 | 5314 | 1994-08-01 | #NAME? | #NAME? | #NAME?
1994-08-02 | 1994 | 8 | 214 | 2 | 3 | 13.5 | 5.7637 | 5.3333 | 0 | 0 | 0 | #NAME? | #NAME? | #NAME? | #NAME? | #NAME? | #NAME? | TRUE | 0 | TRUE | TRUE | #NAME? | #NAME? | #NAME? | #NAME? | #NAME? | #NAME? | #NAME? | #NAME? | #NAME? | #NAME? |  |  | 1: 3.1411; 2: 5.3128; 3: 0; 4: 0 | 8.4539 |  | 201.9109 | 328.0041 | 339.5217 | 19948 | 8.4539 | 201.9109 | 330.262 |  | 0 | 5315 | 5315 | 1994-08-02 | #NAME? | #NAME? | #NAME?
1994-08-03 | 1994 | 8 | 215 | 3 | 4 | 14.6 | 5.134 | 9.1667 | 0 | 0 | 0 | #NAME? | #NAME? | #NAME? | #NAME? | #NAME? | #NAME? | FALSE | 0 | TRUE | TRUE | #NAME? | #NAME? | #NAME? | #NAME? | #NAME? | #NAME? | #NAME? | #NAME? | #NAME? | #NAME? |  |  | 1: 0; 2: 0; 3: 1.2196; 4: 5.4501 | 6.6697 |  | 177.756 | 273.6878 | 282.1524 | 19948 | 6.6697 | 177.756 | 290.7523 |  | 0 | 5316 | 5316 | 1994-08-03 | #NAME? | #NAME? | #NAME?
1994-08-04 | 1994 | 8 | 216 | 4 | 5 | 16.6 | 5.2141 | 11.6667 | 0 | 0 | 0 | #NAME? | #NAME? | #NAME? | #NAME? | #NAME? | #NAME? | TRUE | 0 | TRUE | TRUE | #NAME? | #NAME? | #NAME? | #NAME? | #NAME? | #NAME? | #NAME? | #NAME? | #NAME? | #NAME? |  |  | 1: 3.0846; 2: 5.2792; 3: 0; 4: 0 | 8.3638 |  | 200.0969 | 325.1029 | 336.5221 | 19948 | 8.3638 | 200.0969 | 327.2948 |  | 0 | 5317 | 5317 | 1994-08-04 | #NAME? | #NAME? | #NAME?
1994-08-05 | 1994 | 8 | 217 | 5 | 6 | 12.8 | 6.1806 | 7.6667 | 0.4 | 0.4 | 0 | #NAME? | #NAME? | #NAME? | #NAME? | #NAME? | #NAME? | FALSE | 0 | TRUE | TRUE | #NAME? | #NAME? | #NAME? | #NAME? | #NAME? | #NAME? | #NAME? | #NAME? | #NAME? | #NAME? |  |  | 1: 0; 2: 0; 3: 0; 4: 5.6914 | 5.6914 |  | 166.9491 | 257.0486 | 264.9986 | 19948 | 5.6914 | 166.9491 | 273.0756 |  | 0 | 5318 | 5318 | 1994-08-05 | #NAME? | #NAME? | #NAME?
1994-08-06 | 1994 | 8 | 218 | 6 | 7 | 13.2 | 4.6843 | 18 | 1.2 | 1.2 | 0 | #NAME? | #NAME? | #NAME? | #NAME? | #NAME? | #NAME? | FALSE | 0.4 | TRUE | TRUE | #NAME? | #NAME? | #NAME? | #NAME? | #NAME? | #NAME? | #NAME? | #NAME? | #NAME? | #NAME? |  |  | 1: 0; 2: 0; 3: 0; 4: 0 | 0 |  | 0 | 0 | 0 | 19948 | 0 | 0 | 0 |  | 0 | 5319 | 5319 | 1994-08-06 | #NAME? | #NAME? | #NAME?
1994-08-07 | 1994 | 8 | 219 | 7 | 1 | 10.1 | 2.2556 | 12.3333 | 8.6 | 8.6 | 2.7 | #NAME? | #NAME? | #NAME? | #NAME? | #NAME? | #NAME? | TRUE | 1.6 | TRUE | TRUE | #NAME? | #NAME? | #NAME? | #NAME? | #NAME? | #NAME? | #NAME? | #NAME? | #NAME? | #NAME? |  |  | 1: 0; 2: 0; 3: 0; 4: 0 | 0 |  | 0 | 0 | 0 | 19948 | 0 | 0 | 0 |  | 0 | 5320 | 5320 | 1994-08-07 | #NAME? | #NAME? | #NAME?
1994-08-08 | 1994 | 8 | 220 | 8 | 2 | 8.8 | 1.6197 | 11.3333 | 6.8 | 6.8 | 1.35 | #NAME? | #NAME? | #NAME? | #NAME? | #NAME? | #NAME? | FALSE | 9.8 | TRUE | TRUE | #NAME? | #NAME? | #NAME? | #NAME? | #NAME? | #NAME? | #NAME? | #NAME? | #NAME? | #NAME? |  |  | 1: 0; 2: 0; 3: 5.403; 4: 4.5162 | 9.9192 |  | 211.7198 | 325.9812 | 336.0631 | 19948 | 9.9192 | 211.7198 | 346.3062 |  | 0 | 5321 | 5321 | 1994-08-08 | #NAME? | #NAME? | #NAME?
1994-08-09 | 1994 | 8 | 221 | 9 | 3 | 10.1 | 2.3906 | 10.1667 | 5.6 | 5.6 | 0.45 | #NAME? | #NAME? | #NAME? | #NAME? | #NAME? | #NAME? | TRUE | 15.4 | FALSE | TRUE | #NAME? | #NAME? | #NAME? | #NAME? | #NAME? | #NAME? | #NAME? | #NAME? | #NAME? | #NAME? |  |  | 1: 0; 2: 0; 3: 0; 4: 0 | 0 |  | 0 | 0 | 0 | 19948 | 0 | 0 | 0 |  | 0 | 5322 | 5322 | 1994-08-09 | #NAME? | #NAME? | #NAME?
1994-08-10 | 1994 | 8 | 222 | 10 | 4 | 7.3 | 3.1493 | 7.6667 | 0 | 0 | 0 | #NAME? | #NAME? | #NAME? | #NAME? | #NAME? | #NAME? | FALSE | 12.4 | FALSE | TRUE | #NAME? | #NAME? | #NAME? | #NAME? | #NAME? | #NAME? | #NAME? | #NAME? | #NAME? | #NAME? |  |  | 1: 0; 2: 0; 3: 0; 4: 0 | 0 |  | 0 | 0 | 0 | 19948 | 0 | 0 | 0 |  | 0 | 5323 | 5323 | 1994-08-10 | #NAME? | #NAME? | #NAME?
1994-08-11 | 1994 | 8 | 223 | 11 | 5 | 10.2 | 3.6622 | 6.1667 | 0.8 | 0.8 | 0 | #NAME? | #NAME? | #NAME? | #NAME? | #NAME? | #NAME? | TRUE | 5.6 | TRUE | TRUE | #NAME? | #NAME? | #NAME? | #NAME? | #NAME? | #NAME? | #NAME? | #NAME? | #NAME? | #NAME? |  |  | 1: 11.8483; 2: 22.1858; 3: 0; 4: 0 | 34.0341 |  | 824.5593 | 1341.0743 | 1388.2851 | 19948 | 34.0341 | 824.5593 | 1348.7165 |  | 0 | 5324 | 5324 | 1994-08-11 | #NAME? | #NAME? | #NAME?
1994-08-12 | 1994 | 8 | 224 | 12 | 6 | 9.7 | 4.332 | 4.3333 | 0 | 0 | 0 | #NAME? | #NAME? | #NAME? | #NAME? | #NAME? | #NAME? | FALSE | 0.8 | TRUE | TRUE | #NAME? | #NAME? | #NAME? | #NAME? | #NAME? | #NAME? | #NAME? | #NAME? | #NAME? | #NAME? |  |  | 1: 0; 2: 0; 3: 0; 4: 6.8912 | 6.8912 |  | 202.1414 | 311.2336 | 320.8594 | 19948 | 6.8912 | 202.1414 | 330.639 |  | 0 | 5325 | 5325 | 1994-08-12 | #NAME? | #NAME? | #NAME?
1994-08-13 | 1994 | 8 | 225 | 13 | 7 | 12.5 | 4.8333 | 11.6667 | 0 | 0 | 0 | #NAME? | #NAME? | #NAME? | #NAME? | #NAME? | #NAME? | FALSE | 0.8 | TRUE | TRUE | #NAME? | #NAME? | #NAME? | #NAME? | #NAME? | #NAME? | #NAME? | #NAME? | #NAME? | #NAME? |  |  | 1: 0; 2: 0; 3: 7.864; 4: 0 | 7.864 |  | 115.338 | 177.5839 | 183.0762 | 19948 | 7.864 | 115.338 | 188.6563 |  | 0 | 5326 | 5326 | 1994-08-13 | #NAME? | #NAME? | #NAME?
1994-08-14 | 1994 | 8 | 226 | 14 | 1 | 10.3 | 5.9503 | 3.8333 | 0 | 0 | 0 | #NAME? | #NAME? | #NAME? | #NAME? | #NAME? | #NAME? | TRUE | 0 | TRUE | TRUE | #NAME? | #NAME? | #NAME? | #NAME? | #NAME? | #NAME? | #NAME? | #NAME? | #NAME? | #NAME? |  |  | 1: 2.0556; 2: 2.6463; 3: 0; 4: 0 | 4.7019 |  | 107.7745 | 174.4689 | 180.5488 | 19948 | 4.7019 | 107.7745 | 176.2848 |  | 0 | 5327 | 5327 | 1994-08-14 | #NAME? | #NAME? | #NAME?
1994-08-15 | 1994 | 8 | 227 | 15 | 2 | 16.3 | 6.2674 | 13.3333 | 0 | 0 | 0 | #NAME? | #NAME? | #NAME? | #NAME? | #NAME? | #NAME? | FALSE | 0 | TRUE | TRUE | #NAME? | #NAME? | #NAME? | #NAME? | #NAME? | #NAME? | #NAME? | #NAME? | #NAME? | #NAME? |  |  | 1: 0; 2: 0; 3: 0; 4: 8.3136 | 8.3136 |  | 243.8657 | 375.4757 | 387.0883 | 19948 | 8.3136 | 243.8657 | 398.8866 |  | 0 | 5328 | 5328 | 1994-08-15 | #NAME? | #NAME? | #NAME?
1994-08-16 | 1994 | 8 | 228 | 16 | 3 | 13.9 | 3.2049 | 19.3333 | 4.4 | 4.4 | 0 | #NAME? | #NAME? | #NAME? | #NAME? | #NAME? | #NAME? | TRUE | 0 | TRUE | TRUE | #NAME? | #NAME? | #NAME? | #NAME? | #NAME? | #NAME? | #NAME? | #NAME? | #NAME? | #NAME? |  |  | 1: 0; 2: 0; 3: 0; 4: 0 | 0 |  | 0 | 0 | 0 | 19948 | 0 | 0 | 0 |  | 0 | 5329 | 5329 | 1994-08-16 | #NAME? | #NAME? | #NAME?
1994-08-17 | 1994 | 8 | 229 | 17 | 4 | 10.8 | 2.8921 | 15.5 | 18.8 | 18.8 | 10.35 | #NAME? | #NAME? | #NAME? | #NAME? | #NAME? | #NAME? | FALSE | 4.4 | TRUE | TRUE | #NAME? | #NAME? | #NAME? | #NAME? | #NAME? | #NAME? | #NAME? | #NAME? | #NAME? | #NAME? |  |  | 1: 0; 2: 0; 3: 0; 4: 4.5179 | 4.5179 |  | 132.525 | 204.0464 | 210.3571 | 19948 | 4.5179 | 132.525 | 216.7687 |  | 0 | 5330 | 5330 | 1994-08-17 | #NAME? | #NAME? | #NAME?
1994-08-18 | 1994 | 8 | 230 | 18 | 5 | 11.5 | 3.6148 | 23.1667 | 0.4 | 0.4 | 0 | #NAME? | #NAME? | #NAME? | #NAME? | #NAME? | #NAME? | TRUE | 23.2 | FALSE | TRUE | #NAME? | #NAME? | #NAME? | #NAME? | #NAME? | #NAME? | #NAME? | #NAME? | #NAME? | #NAME? |  |  | 1: 0; 2: 0; 3: 0; 4: 0 | 0 |  | 0 | 0 | 0 | 19948 | 0 | 0 | 0 |  | 0 | 5331 | 5331 | 1994-08-18 | #NAME? | #NAME? | #NAME?
1994-08-19 | 1994 | 8 | 231 | 19 | 6 | 8.3 | 4.2227 | 6.5 | 0 | 0 | 0 | #NAME? | #NAME? | #NAME? | #NAME? | #NAME? | #NAME? | FALSE | 19.2 | FALSE | TRUE | #NAME? | #NAME? | #NAME? | #NAME? | #NAME? | #NAME? | #NAME? | #NAME? | #NAME? | #NAME? |  |  | 1: 0; 2: 0; 3: 0; 4: 0 | 0 |  | 0 | 0 | 0 | 19948 | 0 | 0 | 0 |  | 0 | 5332 | 5332 | 1994-08-19 | #NAME? | #NAME? | #NAME?
1994-08-20 | 1994 | 8 | 232 | 20 | 7 | 10.9 | 5.6925 | 10 | 0 | 0 | 0 | #NAME? | #NAME? | #NAME? | #NAME? | #NAME? | #NAME? | FALSE | 0.4 | TRUE | TRUE | #NAME? | #NAME? | #NAME? | #NAME? | #NAME? | #NAME? | #NAME? | #NAME? | #NAME? | #NAME? |  |  | 1: 0; 2: 0; 3: 5.7909; 4: 0 | 5.7909 |  | 84.9334 | 130.7705 | 134.815 | 19948 | 5.7909 | 84.9334 | 138.9241 |  | 0 | 5333 | 5333 | 1994-08-20 | #NAME? | #NAME? | #NAME?
1994-08-21 | 1994 | 8 | 233 | 21 | 1 | 10.3 | 5.2775 | 5.3333 | 0 | 0 | 0 | #NAME? | #NAME? | #NAME? | #NAME? | #NAME? | #NAME? | TRUE | 0 | TRUE | TRUE | #NAME? | #NAME? | #NAME? | #NAME? | #NAME? | #NAME? | #NAME? | #NAME? | #NAME? | #NAME? |  |  | 1: 5.9272; 2: 8.9676; 3: 0; 4: 0 | 14.8948 |  | 349.983 | 567.7694 | 587.6471 | 19948 | 14.8948 | 349.983 | 572.4608 |  | 0 | 5334 | 5334 | 1994-08-21 | #NAME? | #NAME? | #NAME?
1994-08-22 | 1994 | 8 | 234 | 22 | 2 | 8.1 | 4.8257 | 8.6667 | 0 | 0 | 0 | #NAME? | #NAME? | #NAME? | #NAME? | #NAME? | #NAME? | FALSE | 0 | TRUE | TRUE | #NAME? | #NAME? | #NAME? | #NAME? | #NAME? | #NAME? | #NAME? | #NAME? | #NAME? | #NAME? |  |  | 1: 0; 2: 0; 3: 2.9925; 4: 11.2283 | 14.2208 |  | 373.2529 | 574.6909 | 592.4648 | 19948 | 14.2208 | 373.2529 | 610.5228 |  | 0 | 5335 | 5335 | 1994-08-22 | #NAME? | #NAME? | #NAME?
1994-08-23 | 1994 | 8 | 235 | 23 | 3 | 10.4 | 5.0008 | 7.8333 | 0 | 0 | 0 | #NAME? | #NAME? | #NAME? | #NAME? | #NAME? | #NAME? | TRUE | 0 | TRUE | TRUE | #NAME? | #NAME? | #NAME? | #NAME? | #NAME? | #NAME? | #NAME? | #NAME? | #NAME? | #NAME? |  |  | 1: 8.137; 2: 12.0301; 3: 0; 4: 0 | 20.167 |  | 472.2241 | 765.8535 | 792.649 | 19948 | 20.167 | 472.2241 | 772.4084 |  | 0 | 5336 | 5336 | 1994-08-23 | #NAME? | #NAME? | #NAME?
1994-08-24 | 1994 | 8 | 236 | 24 | 4 | 5.7 | 4.0203 | 7.6667 | 0.4 | 0.4 | 0 | #NAME? | #NAME? | #NAME? | #NAME? | #NAME? | #NAME? | FALSE | 0 | TRUE | TRUE | #NAME? | #NAME? | #NAME? | #NAME? | #NAME? | #NAME? | #NAME? | #NAME? | #NAME? | #NAME? |  |  | 1: 0; 2: 0; 3: 7.8605; 4: 5.0304 | 12.8909 |  | 262.8469 | 404.7007 | 417.2172 | 19948 | 12.8909 | 262.8469 | 429.9338 |  | 0 | 5337 | 5337 | 1994-08-24 | #NAME? | #NAME? | #NAME?
1994-08-25 | 1994 | 8 | 237 | 25 | 5 | 8.8 | 2.736 | 6 | 10 | 10 | 3.75 | #NAME? | #NAME? | #NAME? | #NAME? | #NAME? | #NAME? | TRUE | 0.4 | TRUE | TRUE | #NAME? | #NAME? | #NAME? | #NAME? | #NAME? | #NAME? | #NAME? | #NAME? | #NAME? | #NAME? |  |  | 1: 2.02; 2: 2.867; 3: 0; 4: 0 | 4.8869 |  | 113.724 | 184.3404 | 190.7826 | 19948 | 4.8869 | 113.724 | 186.0163 |  | 0 | 5338 | 5338 | 1994-08-25 | #NAME? | #NAME? | #NAME?
1994-08-26 | 1994 | 8 | 238 | 26 | 6 | 7.4 | 1.66 | 13.6667 | 25.8 | 25.8 | 15.6 | #NAME? | #NAME? | #NAME? | #NAME? | #NAME? | #NAME? | FALSE | 10.4 | FALSE | TRUE | #NAME? | #NAME? | #NAME? | #NAME? | #NAME? | #NAME? | #NAME? | #NAME? | #NAME? | #NAME? |  |  | 1: 0; 2: 0; 3: 0; 4: 0 | 0 |  | 0 | 0 | 0 | 19948 | 0 | 0 | 0 |  | 0 | 5339 | 5339 | 1994-08-26 | #NAME? | #NAME? | #NAME?
1994-08-27 | 1994 | 8 | 239 | 27 | 7 | 4.2 | 3.0948 | 3.8333 | 0 | 0 | 0 | #NAME? | #NAME? | #NAME? | #NAME? | #NAME? | #NAME? | FALSE | 35.8 | FALSE | TRUE | #NAME? | #NAME? | #NAME? | #NAME? | #NAME? | #NAME? | #NAME? | #NAME? | #NAME? | #NAME? |  |  | 1: 0; 2: 0; 3: 0; 4: 0 | 0 |  | 0 | 0 | 0 | 19948 | 0 | 0 | 0 |  | 0 | 5340 | 5340 | 1994-08-27 | #NAME? | #NAME? | #NAME?
1994-08-28 | 1994 | 8 | 240 | 28 | 1 | 6.6 | 4.1411 | 3.6667 | 0 | 0 | 0 | #NAME? | #NAME? | #NAME? | #NAME? | #NAME? | #NAME? | TRUE | 25.8 | FALSE | TRUE | #NAME? | #NAME? | #NAME? | #NAME? | #NAME? | #NAME? | #NAME? | #NAME? | #NAME? | #NAME? |  |  | 1: 0; 2: 0; 3: 0; 4: 0 | 0 |  | 0 | 0 | 0 | 19948 | 0 | 0 | 0 |  | 0 | 5341 | 5341 | 1994-08-28 | #NAME? | #NAME? | #NAME?
1994-08-29 | 1994 | 8 | 241 | 29 | 2 | 6.9 | 2.7269 | 8.6667 | 1.2 | 1.2 | 0 | #NAME? | #NAME? | #NAME? | #NAME? | #NAME? | #NAME? | FALSE | 0 | TRUE | TRUE | #NAME? | #NAME? | #NAME? | #NAME? | #NAME? | #NAME? | #NAME? | #NAME? | #NAME? | #NAME? |  |  | 1: 0; 2: 0; 3: 2.0822; 4: 4.5576 | 6.6398 |  | 164.2285 | 252.8597 | 260.6801 | 19948 | 6.6398 | 164.2285 | 268.6255 |  | 0 | 5342 | 5342 | 1994-08-29 | #NAME? | #NAME? | #NAME?
1994-08-30 | 1994 | 8 | 242 | 30 | 3 | 7.9 | 2.5649 | 10.6667 | 0 | 0 | 0 | #NAME? | #NAME? | #NAME? | #NAME? | #NAME? | #NAME? | TRUE | 1.2 | TRUE | TRUE | #NAME? | #NAME? | #NAME? | #NAME? | #NAME? | #NAME? | #NAME? | #NAME? | #NAME? | #NAME? |  |  | 1: 2.0764; 2: 2.758; 3: 0; 4: 0 | 4.8344 |  | 111.3551 | 180.3417 | 186.6322 | 19948 | 4.8344 | 111.3551 | 182.1415 |  | 0 | 5343 | 5343 | 1994-08-30 | #NAME? | #NAME? | #NAME?
1994-08-31 | 1994 | 8 | 243 | 31 | 4 | 5.2 | 3.6386 | 11.8333 | 0 | 0 | 0 | #NAME? | #NAME? | #NAME? | #NAME? | #NAME? | #NAME? | FALSE | 1.2 | TRUE | TRUE | #NAME? | #NAME? | #NAME? | #NAME? | #NAME? | #NAME? | #NAME? | #NAME? | #NAME? | #NAME? |  |  | 1: 0; 2: 0; 3: 0; 4: 3.6907 | 3.6907 |  | 108.2598 | 166.6858 | 171.841 | 19948 | 3.6907 | 108.2598 | 177.0786 |  | 0 | 5344 | 5344 | 1994-08-31 | #NAME? | #NAME? | #NAME?
1994-09-01 | 1994 | 9 | 244 | 1 | 5 | 4.3 | 4.127 | 14.3333 | 0 | 0 | 0 | #NAME? | #NAME? | #NAME? | #NAME? | #NAME? | #NAME? | TRUE | 0 | TRUE | TRUE | #NAME? | #NAME? | #NAME? | #NAME? | #NAME? | #NAME? | #NAME? | #NAME? | #NAME? | #NAME? |  |  | 1: 0; 2: 0; 3: 0; 4: 0 | 0 |  | 0 | 0 | 0 | 19949 | 0 | 0 | 0 |  | 0 | 5345 | 5345 | 1994-09-01 | #NAME? | #NAME? | #NAME?
1994-09-02 | 1994 | 9 | 245 | 2 | 6 | 5.9 | 3.207 | 15.5 | 0.8 | 0.8 | 0 | #NAME? | #NAME? | #NAME? | #NAME? | #NAME? | #NAME? | FALSE | 0 | TRUE | TRUE | #NAME? | #NAME? | #NAME? | #NAME? | #NAME? | #NAME? | #NAME? | #NAME? | #NAME? | #NAME? |  |  | 1: 0; 2: 0; 3: 0; 4: 4.5499 | 4.5499 |  | 133.4629 | 205.4904 | 211.8458 | 19949 | 4.5499 | 133.4629 | 218.3027 |  | 0 | 5346 | 5346 | 1994-09-02 | #NAME? | #NAME? | #NAME?
1994-09-03 | 1994 | 9 | 246 | 3 | 7 | 6.2 | 3.3842 | 7.5 | 0 | 0 | 0 | #NAME? | #NAME? | #NAME? | #NAME? | #NAME? | #NAME? | FALSE | 0.8 | TRUE | TRUE | #NAME? | #NAME? | #NAME? | #NAME? | #NAME? | #NAME? | #NAME? | #NAME? | #NAME? | #NAME? |  |  | 1: 0; 2: 0; 3: 0; 4: 0 | 0 |  | 0 | 0 | 0 | 19949 | 0 | 0 | 0 |  | 0 | 5347 | 5347 | 1994-09-03 | #NAME? | #NAME? | #NAME?
1994-09-04 | 1994 | 9 | 247 | 4 | 1 | 7.8 | 3.743 | 24 | 5 | 5 | 0 | #NAME? | #NAME? | #NAME? | #NAME? | #NAME? | #NAME? | TRUE | 0.8 | TRUE | TRUE | #NAME? | #NAME? | #NAME? | #NAME? | #NAME? | #NAME? | #NAME? | #NAME? | #NAME? | #NAME? |  |  | 1: 16.0475; 2: 22.8772; 3: 0; 4: 0 | 38.9247 |  | 906.4289 | 1469.3561 | 1520.7131 | 19949 | 38.9247 | 906.4289 | 1482.629 |  | 0 | 5348 | 5348 | 1994-09-04 | #NAME? | #NAME? | #NAME?
1994-09-05 | 1994 | 9 | 248 | 5 | 2 | 3.5 | 3.3119 | 0.66667 | 0 | 0 | 0 | #NAME? | #NAME? | #NAME? | #NAME? | #NAME? | #NAME? | FALSE | 5 | TRUE | TRUE | #NAME? | #NAME? | #NAME? | #NAME? | #NAME? | #NAME? | #NAME? | #NAME? | #NAME? | #NAME? |  |  | 1: 0; 2: 0; 3: 11.4618; 4: 6.2 | 17.6618 |  | 349.9727 | 538.8469 | 555.5123 | 19949 | 17.6618 | 349.9727 | 572.444 |  | 0 | 5349 | 5349 | 1994-09-05 | #NAME? | #NAME? | #NAME?
1994-09-06 | 1994 | 9 | 249 | 6 | 3 | 6.9 | 3.7784 | 1 | 0 | 0 | 0 | #NAME? | #NAME? | #NAME? | #NAME? | #NAME? | #NAME? | TRUE | 5 | TRUE | TRUE | #NAME? | #NAME? | #NAME? | #NAME? | #NAME? | #NAME? | #NAME? | #NAME? | #NAME? | #NAME? |  |  | 1: 5.7263; 2: 9.1343; 3: 0; 4: 0 | 14.8606 |  | 351.925 | 571.2966 | 591.3265 | 19949 | 14.8606 | 351.925 | 575.6372 |  | 0 | 5350 | 5350 | 1994-09-06 | #NAME? | #NAME? | #NAME?
1994-09-07 | 1994 | 9 | 250 | 7 | 4 | 10.1 | 3.8814 | 1.6667 | 0 | 0 | 0 | #NAME? | #NAME? | #NAME? | #NAME? | #NAME? | #NAME? | FALSE | 0 | TRUE | TRUE | #NAME? | #NAME? | #NAME? | #NAME? | #NAME? | #NAME? | #NAME? | #NAME? | #NAME? | #NAME? |  |  | 1: 0; 2: 0; 3: 4.0049; 4: 4.3581 | 8.3631 |  | 186.5776 | 287.2702 | 296.1549 | 19949 | 8.3631 | 186.5776 | 305.1815 |  | 0 | 5351 | 5351 | 1994-09-07 | #NAME? | #NAME? | #NAME?
1994-09-08 | 1994 | 9 | 251 | 8 | 5 | 9.4 | 4.7781 | 3.5 | 0 | 0 | 0 | #NAME? | #NAME? | #NAME? | #NAME? | #NAME? | #NAME? | TRUE | 0 | TRUE | TRUE | #NAME? | #NAME? | #NAME? | #NAME? | #NAME? | #NAME? | #NAME? | #NAME? | #NAME? | #NAME? |  |  | 1: 2.45; 2: 3.8132; 3: 0; 4: 0 | 6.2632 |  | 147.7871 | 239.8369 | 248.2401 | 19949 | 6.2632 | 147.7871 | 241.7327 |  | 0 | 5352 | 5352 | 1994-09-08 | #NAME? | #NAME? | #NAME?
1994-09-09 | 1994 | 9 | 252 | 9 | 6 | 7 | 3.1709 | 9 | 0 | 0 | 0 | #NAME? | #NAME? | #NAME? | #NAME? | #NAME? | #NAME? | FALSE | 0 | TRUE | TRUE | #NAME? | #NAME? | #NAME? | #NAME? | #NAME? | #NAME? | #NAME? | #NAME? | #NAME? | #NAME? |  |  | 1: 0; 2: 0; 3: 0; 4: 4.9079 | 4.9079 |  | 143.9663 | 221.6623 | 228.5179 | 19949 | 4.9079 | 143.9663 | 235.483 |  | 0 | 5353 | 5353 | 1994-09-09 | #NAME? | #NAME? | #NAME?
1994-09-10 | 1994 | 9 | 253 | 10 | 7 | 5.2 | 2.4359 | 14 | 0.2 | 0.2 | 0 | #NAME? | #NAME? | #NAME? | #NAME? | #NAME? | #NAME? | FALSE | 0 | TRUE | TRUE | #NAME? | #NAME? | #NAME? | #NAME? | #NAME? | #NAME? | #NAME? | #NAME? | #NAME? | #NAME? |  |  | 1: 0; 2: 0; 3: 1.5016; 4: 0 | 1.5016 |  | 22.0233 | 33.9089 | 34.9576 | 19949 | 1.5016 | 22.0233 | 36.0231 |  | 0 | 5354 | 5354 | 1994-09-10 | #NAME? | #NAME? | #NAME?
1994-09-11 | 1994 | 9 | 254 | 11 | 1 | 4.5 | 1.9291 | 11 | 4.3 | 4.3 | 0 | #NAME? | #NAME? | #NAME? | #NAME? | #NAME? | #NAME? | TRUE | 0.2 | TRUE | FALSE | #NAME? | #NAME? | #NAME? | #NAME? | #NAME? | #NAME? | #NAME? | #NAME? | #NAME? | #NAME? |  |  | 1: 0; 2: 0; 3: 0; 4: 0 | 0 |  | 0 | 0 | 0 | 19949 | 0 | 0 | 0 |  | 0 | 5355 | 5355 | 1994-09-11 | #NAME? | #NAME? | #NAME?
1994-09-12 | 1994 | 9 | 255 | 12 | 2 | 1.8 | 2.83 | 2.8333 | 0 | 0 | 0 | #NAME? | #NAME? | #NAME? | #NAME? | #NAME? | #NAME? | FALSE | 4.5 | TRUE | TRUE | #NAME? | #NAME? | #NAME? | #NAME? | #NAME? | #NAME? | #NAME? | #NAME? | #NAME? | #NAME? |  |  | 1: 0; 2: 0; 3: 8.3649; 4: 4.6808 | 13.0457 |  | 259.9888 | 400.3001 | 412.6806 | 19949 | 13.0457 | 259.9888 | 425.2588 |  | 0 | 5356 | 5356 | 1994-09-12 | #NAME? | #NAME? | #NAME?
1994-09-13 | 1994 | 9 | 256 | 13 | 3 | 7.1 | 3.625 | 3.5 | 0 | 0 | 0 | #NAME? | #NAME? | #NAME? | #NAME? | #NAME? | #NAME? | TRUE | 4.3 | TRUE | TRUE | #NAME? | #NAME? | #NAME? | #NAME? | #NAME? | #NAME? | #NAME? | #NAME? | #NAME? | #NAME? |  |  | 1: 0; 2: 0; 3: 0; 4: 0 | 0 |  | 0 | 0 | 0 | 19949 | 0 | 0 | 0 |  | 0 | 5357 | 5357 | 1994-09-13 | #NAME? | #NAME? | #NAME?
1994-09-14 | 1994 | 9 | 257 | 14 | 4 | 10 | 3.977 | 17.5 | 0 | 0 | 0 | #NAME? | #NAME? | #NAME? | #NAME? | #NAME? | #NAME? | FALSE | 0 | TRUE | TRUE | #NAME? | #NAME? | #NAME? | #NAME? | #NAME? | #NAME? | #NAME? | #NAME? | #NAME? | #NAME? |  |  | 1: 0; 2: 0; 3: 0.98435; 4: 4.2738 | 5.2581 |  | 139.8005 | 215.2483 | 221.9055 | 19949 | 5.2581 | 139.8005 | 228.6691 |  | 0 | 5358 | 5358 | 1994-09-14 | #NAME? | #NAME? | #NAME?
1994-09-15 | 1994 | 9 | 258 | 15 | 5 | 6.9 | 3.7161 | 9.8333 | 0 | 0 | 0 | #NAME? | #NAME? | #NAME? | #NAME? | #NAME? | #NAME? | TRUE | 0 | TRUE | TRUE | #NAME? | #NAME? | #NAME? | #NAME? | #NAME? | #NAME? | #NAME? | #NAME? | #NAME? | #NAME? |  |  | 1: 6.3485; 2: 8.6568; 3: 0; 4: 0 | 15.0053 |  | 347.0445 | 562.2431 | 581.8695 | 19949 | 15.0053 | 347.0445 | 567.6544 |  | 0 | 5359 | 5359 | 1994-09-15 | #NAME? | #NAME? | #NAME?
1994-09-16 | 1994 | 9 | 259 | 16 | 6 | 6.8 | 3.798 | 6 | 0 | 0 | 0 | #NAME? | #NAME? | #NAME? | #NAME? | #NAME? | #NAME? | FALSE | 0 | TRUE | TRUE | #NAME? | #NAME? | #NAME? | #NAME? | #NAME? | #NAME? | #NAME? | #NAME? | #NAME? | #NAME? |  |  | 1: 0; 2: 0; 3: 0; 4: 4.3239 | 4.3239 |  | 126.8334 | 195.2832 | 201.3229 | 19949 | 4.3239 | 126.8334 | 207.4591 |  | 0 | 5360 | 5360 | 1994-09-16 | #NAME? | #NAME? | #NAME?
1994-09-17 | 1994 | 9 | 260 | 17 | 7 | 7.7 | 3.9167 | 2.8333 | 0 | 0 | 0 | #NAME? | #NAME? | #NAME? | #NAME? | #NAME? | #NAME? | FALSE | 0 | TRUE | TRUE | #NAME? | #NAME? | #NAME? | #NAME? | #NAME? | #NAME? | #NAME? | #NAME? | #NAME? | #NAME? |  |  | 1: 0; 2: 0; 3: 1.9762; 4: 0 | 1.9762 |  | 28.9838 | 44.6259 | 46.0061 | 19949 | 1.9762 | 28.9838 | 47.4083 |  | 0 | 5361 | 5361 | 1994-09-17 | #NAME? | #NAME? | #NAME?
1994-09-18 | 1994 | 9 | 261 | 18 | 1 | 11.8 | 4.1425 | 15.8333 | 0 | 0 | 0 | #NAME? | #NAME? | #NAME? | #NAME? | #NAME? | #NAME? | TRUE | 0 | TRUE | TRUE | #NAME? | #NAME? | #NAME? | #NAME? | #NAME? | #NAME? | #NAME? | #NAME? | #NAME? | #NAME? |  |  | 1: 11.5972; 2: 16.6395; 3: 0; 4: 0 | 28.2368 |  | 658.1862 | 1067.0344 | 1104.3362 | 19949 | 28.2368 | 658.1862 | 1076.5831 |  | 0 | 5362 | 5362 | 1994-09-18 | #NAME? | #NAME? | #NAME?
1994-09-19 | 1994 | 9 | 262 | 19 | 2 | 5.7 | 3.3445 | 4.1667 | 0 | 0 | 0 | #NAME? | #NAME? | #NAME? | #NAME? | #NAME? | #NAME? | FALSE | 0 | TRUE | FALSE | #NAME? | #NAME? | #NAME? | #NAME? | #NAME? | #NAME? | #NAME? | #NAME? | #NAME? | #NAME? |  |  | 1: 0; 2: 0; 3: 0; 4: 0 | 0 |  | 0 | 0 | 0 | 19949 | 0 | 0 | 0 |  | 0 | 5363 | 5363 | 1994-09-19 | #NAME? | #NAME? | #NAME?
1994-09-20 | 1994 | 9 | 263 | 20 | 3 | 1.5 | 2.6011 | 19.6667 | 0 | 0 | 0 | #NAME? | #NAME? | #NAME? | #NAME? | #NAME? | #NAME? | TRUE | 0 | TRUE | FALSE | #NAME? | #NAME? | #NAME? | #NAME? | #NAME? | #NAME? | #NAME? | #NAME? | #NAME? | #NAME? |  |  | 1: 0; 2: 0; 3: 0; 4: 0 | 0 |  | 0 | 0 | 0 | 19949 | 0 | 0 | 0 |  | 0 | 5364 | 5364 | 1994-09-20 | #NAME? | #NAME? | #NAME?
1994-09-21 | 1994 | 9 | 264 | 21 | 4 | -2.4 | 3.0578 | 4.6667 | 0 | 0 | 0 | #NAME? | #NAME? | #NAME? | #NAME? | #NAME? | #NAME? | FALSE | 0 | TRUE | TRUE | #NAME? | #NAME? | #NAME? | #NAME? | #NAME? | #NAME? | #NAME? | #NAME? | #NAME? | #NAME? |  |  | 1: 0; 2: 0; 3: 2.2469; 4: 9.6276 | 11.8745 |  | 315.3633 | 485.5593 | 500.5766 | 19949 | 11.8745 | 315.3633 | 515.8339 |  | 0 | 5365 | 5365 | 1994-09-21 | #NAME? | #NAME? | #NAME?
1994-09-22 | 1994 | 9 | 265 | 22 | 5 | 10.1 | 5.8944 | 10.6667 | 0 | 0 | 0 | #NAME? | #NAME? | #NAME? | #NAME? | #NAME? | #NAME? | TRUE | 0 | TRUE | TRUE | #NAME? | #NAME? | #NAME? | #NAME? | #NAME? | #NAME? | #NAME? | #NAME? | #NAME? | #NAME? |  |  | 1: 8.281; 2: 10.6638; 3: 0; 4: 0 | 18.9449 |  | 434.261 | 702.9984 | 727.4969 | 19949 | 18.9449 | 434.261 | 710.3128 |  | 0 | 5366 | 5366 | 1994-09-22 | #NAME? | #NAME? | #NAME?
1994-09-23 | 1994 | 9 | 266 | 23 | 6 | 9 | 5.3144 | 7.3333 | 0 | 0 | 0 | #NAME? | #NAME? | #NAME? | #NAME? | #NAME? | #NAME? | FALSE | 0 | TRUE | TRUE | #NAME? | #NAME? | #NAME? | #NAME? | #NAME? | #NAME? | #NAME? | #NAME? | #NAME? | #NAME? |  |  | 1: 0; 2: 0; 3: 0; 4: 5.5219 | 5.5219 |  | 161.9765 | 249.3924 | 257.1055 | 19949 | 5.5219 | 161.9765 | 264.942 |  | 0 | 5367 | 5367 | 1994-09-23 | #NAME? | #NAME? | #NAME?
1994-09-24 | 1994 | 9 | 267 | 24 | 7 | 6.1 | 4.0821 | 8.8333 | 0 | 0 | 0 | #NAME? | #NAME? | #NAME? | #NAME? | #NAME? | #NAME? | FALSE | 0 | TRUE | TRUE | #NAME? | #NAME? | #NAME? | #NAME? | #NAME? | #NAME? | #NAME? | #NAME? | #NAME? | #NAME? |  |  | 1: 0; 2: 0; 3: 0; 4: 0 | 0 |  | 0 | 0 | 0 | 19949 | 0 | 0 | 0 |  | 0 | 5368 | 5368 | 1994-09-24 | #NAME? | #NAME? | #NAME?
1994-09-25 | 1994 | 9 | 268 | 25 | 1 | 8.6 | 5.3498 | 12.6667 | 0 | 0 | 0 | #NAME? | #NAME? | #NAME? | #NAME? | #NAME? | #NAME? | TRUE | 0 | TRUE | TRUE | #NAME? | #NAME? | #NAME? | #NAME? | #NAME? | #NAME? | #NAME? | #NAME? | #NAME? | #NAME? |  |  | 1: 5.1028; 2: 5.3574; 3: 0; 4: 0 | 10.4602 |  | 231.9918 | 374.463 | 387.429 | 19949 | 10.4602 | 231.9918 | 379.4647 |  | 0 | 5369 | 5369 | 1994-09-25 | #NAME? | #NAME? | #NAME?
1994-09-26 | 1994 | 9 | 269 | 26 | 2 | 4.2 | 3.1298 | 10 | 0 | 0 | 0 | #NAME? | #NAME? | #NAME? | #NAME? | #NAME? | #NAME? | FALSE | 0 | TRUE | TRUE | #NAME? | #NAME? | #NAME? | #NAME? | #NAME? | #NAME? | #NAME? | #NAME? | #NAME? | #NAME? |  |  | 1: 0; 2: 0; 3: 2.3536; 4: 8.1104 | 10.464 |  | 272.4258 | 419.4492 | 432.4218 | 19949 | 10.464 | 272.4258 | 445.6018 |  | 0 | 5370 | 5370 | 1994-09-26 | #NAME? | #NAME? | #NAME?
1994-09-27 | 1994 | 9 | 270 | 27 | 3 | 4.4 | 4.2794 | 13.1667 | 0 | 0 | 0 | #NAME? | #NAME? | #NAME? | #NAME? | #NAME? | #NAME? | TRUE | 0 | TRUE | FALSE | #NAME? | #NAME? | #NAME? | #NAME? | #NAME? | #NAME? | #NAME? | #NAME? | #NAME? | #NAME? |  |  | 1: 0; 2: 0; 3: 0; 4: 0 | 0 |  | 0 | 0 | 0 | 19949 | 0 | 0 | 0 |  | 0 | 5371 | 5371 | 1994-09-27 | #NAME? | #NAME? | #NAME?
1994-09-28 | 1994 | 9 | 271 | 28 | 4 | 2 | 2.7894 | 9.6667 | 0 | 0 | 0 | #NAME? | #NAME? | #NAME? | #NAME? | #NAME? | #NAME? | FALSE | 0 | TRUE | FALSE | #NAME? | #NAME? | #NAME? | #NAME? | #NAME? | #NAME? | #NAME? | #NAME? | #NAME? | #NAME? |  |  | 1: 0; 2: 0; 3: 0; 4: 0 | 0 |  | 0 | 0 | 0 | 19949 | 0 | 0 | 0 |  | 0 | 5372 | 5372 | 1994-09-28 | #NAME? | #NAME? | #NAME?
1994-09-29 | 1994 | 9 | 272 | 29 | 5 | 2.6 | 2.0182 | 7.3333 | 0 | 0 | 0 | #NAME? | #NAME? | #NAME? | #NAME? | #NAME? | #NAME? | TRUE | 0 | TRUE | FALSE | #NAME? | #NAME? | #NAME? | #NAME? | #NAME? | #NAME? | #NAME? | #NAME? | #NAME? | #NAME? |  |  | 1: 0; 2: 0; 3: 0; 4: 0 | 0 |  | 0 | 0 | 0 | 19949 | 0 | 0 | 0 |  | 0 | 5373 | 5373 | 1994-09-29 | #NAME? | #NAME? | #NAME?
1994-09-30 | 1994 | 9 | 273 | 30 | 6 | 1.8 | 1.1132 | 7.5 | 0 | 0 | 0 | #NAME? | #NAME? | #NAME? | #NAME? | #NAME? | #NAME? | FALSE | 0 | TRUE | FALSE | #NAME? | #NAME? | #NAME? | #NAME? | #NAME? | #NAME? | #NAME? | #NAME? | #NAME? | #NAME? |  |  | 1: 0; 2: 0; 3: 0; 4: 0 | 0 |  | 0 | 0 | 0 | 19949 | 0 | 0 | 0 |  | 0 | 5374 | 5374 | 1994-09-30 | #NAME? | #NAME? | #NAME?
1995-05-01 | 1995 | 5 | 121 | 1 | 2 | -3.5 | 2.2064 | 12.1667 | 0 | 0 | 0 | #NAME? | #NAME? | #NAME? | #NAME? | #NAME? | #NAME? | FALSE | 0 | TRUE | FALSE | #NAME? | #NAME? | #NAME? | #NAME? | #NAME? | #NAME? | #NAME? | #NAME? | #NAME? | #NAME? |  |  | 1: 0; 2: 0; 3: 0; 4: 0 | 0 |  | 0 | 0 | 0 | 19955 | 0 | 0 | 0 |  | 0 | 5375 | 5375 | 1995-05-01 | #NAME? | #NAME? | #NAME?
1995-05-02 | 1995 | 5 | 122 | 2 | 3 | -2.2 | 1.7481 | 9.5 | 0 | 0 | 0 | #NAME? | #NAME? | #NAME? | #NAME? | #NAME? | #NAME? | TRUE | 0 | TRUE | FALSE | #NAME? | #NAME? | #NAME? | #NAME? | #NAME? | #NAME? | #NAME? | #NAME? | #NAME? | #NAME? |  |  | 1: 0; 2: 0; 3: 0; 4: 0 | 0 |  | 0 | 0 | 0 | 19955 | 0 | 0 | 0 |  | 0 | 5376 | 5376 | 1995-05-02 | #NAME? | #NAME? | #NAME?
1995-05-03 | 1995 | 5 | 123 | 3 | 4 | 0.1 | 1.0226 | 3.5 | 3.4 | 3.4 | 0 | #NAME? | #NAME? | #NAME? | #NAME? | #NAME? | #NAME? | FALSE | 0 | TRUE | FALSE | #NAME? | #NAME? | #NAME? | #NAME? | #NAME? | #NAME? | #NAME? | #NAME? | #NAME? | #NAME? |  |  | 1: 0; 2: 0; 3: 0; 4: 0 | 0 |  | 0 | 0 | 0 | 19955 | 0 | 0 | 0 |  | 0 | 5377 | 5377 | 1995-05-03 | #NAME? | #NAME? | #NAME?
1995-05-04 | 1995 | 5 | 124 | 4 | 5 | 2.6 | 1.8237 | 2 | 0.6 | 0.6 | 0 | #NAME? | #NAME? | #NAME? | #NAME? | #NAME? | #NAME? | TRUE | 3.4 | TRUE | TRUE | #NAME? | #NAME? | #NAME? | #NAME? | #NAME? | #NAME? | #NAME? | #NAME? | #NAME? | #NAME? |  |  | 1: 5.3475; 2: 8.7555; 3: 0; 4: 0 | 14.103 |  | 335.2581 | 544.4138 | 563.5144 | 19955 | 14.103 | 335.2581 | 548.3754 |  | 0 | 5378 | 5378 | 1995-05-04 | #NAME? | #NAME? | #NAME?
1995-05-05 | 1995 | 5 | 125 | 5 | 6 | 3.7 | 2.0662 | 3.3333 | 1.4 | 1.4 | 0 | #NAME? | #NAME? | #NAME? | #NAME? | #NAME? | #NAME? | FALSE | 4 | TRUE | TRUE | #NAME? | #NAME? | #NAME? | #NAME? | #NAME? | #NAME? | #NAME? | #NAME? | #NAME? | #NAME? |  |  | 1: 0; 2: 0; 3: 0; 4: 4.8069 | 4.8069 |  | 141.0032 | 217.1002 | 223.8146 | 19955 | 4.8069 | 141.0032 | 230.6364 |  | 0 | 5379 | 5379 | 1995-05-05 | #NAME? | #NAME? | #NAME?
1995-05-06 | 1995 | 5 | 126 | 6 | 7 | 3.3 | 2.0885 | 11.1667 | 24.7 | 24.7 | 14.775 | #NAME? | #NAME? | #NAME? | #NAME? | #NAME? | #NAME? | FALSE | 2 | TRUE | TRUE | #NAME? | #NAME? | #NAME? | #NAME? | #NAME? | #NAME? | #NAME? | #NAME? | #NAME? | #NAME? |  |  | 1: 0; 2: 0; 3: 0; 4: 0 | 0 |  | 0 | 0 | 0 | 19955 | 0 | 0 | 0 |  | 0 | 5380 | 5380 | 1995-05-06 | #NAME? | #NAME? | #NAME?
1995-05-07 | 1995 | 5 | 127 | 7 | 1 | 3.2 | 2.474 | 27 | 5.1 | 5.1 | 0.075 | #NAME? | #NAME? | #NAME? | #NAME? | #NAME? | #NAME? | TRUE | 26.1 | FALSE | FALSE | #NAME? | #NAME? | #NAME? | #NAME? | #NAME? | #NAME? | #NAME? | #NAME? | #NAME? | #NAME? |  |  | 1: 0; 2: 0; 3: 0; 4: 0 | 0 |  | 0 | 0 | 0 | 19955 | 0 | 0 | 0 |  | 0 | 5381 | 5381 | 1995-05-07 | #NAME? | #NAME? | #NAME?
1995-05-08 | 1995 | 5 | 128 | 8 | 2 | 0 | 2.4838 | 4.6667 | 0 | 0 | 0 | #NAME? | #NAME? | #NAME? | #NAME? | #NAME? | #NAME? | FALSE | 29.8 | FALSE | TRUE | #NAME? | #NAME? | #NAME? | #NAME? | #NAME? | #NAME? | #NAME? | #NAME? | #NAME? | #NAME? |  |  | 1: 0; 2: 0; 3: 0; 4: 0 | 0 |  | 0 | 0 | 0 | 19955 | 0 | 0 | 0 |  | 0 | 5382 | 5382 | 1995-05-08 | #NAME? | #NAME? | #NAME?
1995-05-09 | 1995 | 5 | 129 | 9 | 3 | 3 | 3.8009 | 2.8333 | 0 | 0 | 0 | #NAME? | #NAME? | #NAME? | #NAME? | #NAME? | #NAME? | TRUE | 5.1 | TRUE | FALSE | #NAME? | #NAME? | #NAME? | #NAME? | #NAME? | #NAME? | #NAME? | #NAME? | #NAME? | #NAME? |  |  | 1: 0; 2: 0; 3: 0; 4: 0 | 0 |  | 0 | 0 | 0 | 19955 | 0 | 0 | 0 |  | 0 | 5383 | 5383 | 1995-05-09 | #NAME? | #NAME? | #NAME?
1995-05-10 | 1995 | 5 | 130 | 10 | 4 | 1.4 | 4.2746 | 4.8333 | 0 | 0 | 0 | #NAME? | #NAME? | #NAME? | #NAME? | #NAME? | #NAME? | FALSE | 0 | TRUE | TRUE | #NAME? | #NAME? | #NAME? | #NAME? | #NAME? | #NAME? | #NAME? | #NAME? | #NAME? | #NAME? |  |  | 1: 0; 2: 0; 3: 4.6021; 4: 5.7365 | 10.3387 |  | 235.77 | 363.011 | 374.2381 | 19955 | 10.3387 | 235.77 | 385.6447 |  | 0 | 5384 | 5384 | 1995-05-10 | #NAME? | #NAME? | #NAME?
1995-05-11 | 1995 | 5 | 131 | 11 | 5 | 9.6 | 4.7996 | 7.8333 | 0 | 0 | 0 | #NAME? | #NAME? | #NAME? | #NAME? | #NAME? | #NAME? | TRUE | 0 | TRUE | FALSE | #NAME? | #NAME? | #NAME? | #NAME? | #NAME? | #NAME? | #NAME? | #NAME? | #NAME? | #NAME? |  |  | 1: 0; 2: 0; 3: 0; 4: 0 | 0 |  | 0 | 0 | 0 | 19955 | 0 | 0 | 0 |  | 0 | 5385 | 5385 | 1995-05-11 | #NAME? | #NAME? | #NAME?
1995-05-12 | 1995 | 5 | 132 | 12 | 6 | 1.8 | 3.1361 | 27.6667 | 7.6 | 7.6 | 1.95 | #NAME? | #NAME? | #NAME? | #NAME? | #NAME? | #NAME? | FALSE | 0 | TRUE | FALSE | #NAME? | #NAME? | #NAME? | #NAME? | #NAME? | #NAME? | #NAME? | #NAME? | #NAME? | #NAME? |  |  | 1: 0; 2: 0; 3: 0; 4: 0 | 0 |  | 0 | 0 | 0 | 19955 | 0 | 0 | 0 |  | 0 | 5386 | 5386 | 1995-05-12 | #NAME? | #NAME? | #NAME?
1995-05-13 | 1995 | 5 | 133 | 13 | 7 | -2.3 | 3.77 | 1 | 0 | 0 | 0 | #NAME? | #NAME? | #NAME? | #NAME? | #NAME? | #NAME? | FALSE | 7.6 | TRUE | TRUE | #NAME? | #NAME? | #NAME? | #NAME? | #NAME? | #NAME? | #NAME? | #NAME? | #NAME? | #NAME? |  |  | 1: 0; 2: 0; 3: 7.4675; 4: 0 | 7.4675 |  | 109.5233 | 168.6311 | 173.8465 | 19955 | 7.4675 | 109.5233 | 179.1452 |  | 0 | 5387 | 5387 | 1995-05-13 | #NAME? | #NAME? | #NAME?
1995-05-14 | 1995 | 5 | 134 | 14 | 1 | 5.4 | 5.1175 | 2.6667 | 0.4 | 0.4 | 0 | #NAME? | #NAME? | #NAME? | #NAME? | #NAME? | #NAME? | TRUE | 7.6 | TRUE | TRUE | #NAME? | #NAME? | #NAME? | #NAME? | #NAME? | #NAME? | #NAME? | #NAME? | #NAME? | #NAME? |  |  | 1: 5.9978; 2: 8.8433; 3: 0; 4: 0 | 14.8411 |  | 347.3713 | 563.3473 | 583.0561 | 19955 | 14.8411 | 347.3713 | 568.1888 |  | 0 | 5388 | 5388 | 1995-05-14 | #NAME? | #NAME? | #NAME?
1995-05-15 | 1995 | 5 | 135 | 15 | 2 | 4 | 3.2652 | 8.3333 | 0.6 | 0.6 | 0 | #NAME? | #NAME? | #NAME? | #NAME? | #NAME? | #NAME? | FALSE | 0.4 | TRUE | TRUE | #NAME? | #NAME? | #NAME? | #NAME? | #NAME? | #NAME? | #NAME? | #NAME? | #NAME? | #NAME? |  |  | 1: 0; 2: 0; 3: 0; 4: 9.6538 | 9.6538 |  | 283.1777 | 436.0037 | 449.4884 | 19955 | 9.6538 | 283.1777 | 463.1885 |  | 0 | 5389 | 5389 | 1995-05-15 | #NAME? | #NAME? | #NAME?
1995-05-16 | 1995 | 5 | 136 | 16 | 3 | 6.5 | 3.9333 | 15.8333 | 0 | 0 | 0 | #NAME? | #NAME? | #NAME? | #NAME? | #NAME? | #NAME? | TRUE | 1 | TRUE | TRUE | #NAME? | #NAME? | #NAME? | #NAME? | #NAME? | #NAME? | #NAME? | #NAME? | #NAME? | #NAME? |  |  | 1: 12.4445; 2: 18.754; 3: 0; 4: 0 | 31.1986 |  | 732.6383 | 1188.4829 | 1230.0874 | 19955 | 31.1986 | 732.6383 | 1198.363 |  | 0 | 5390 | 5390 | 1995-05-16 | #NAME? | #NAME? | #NAME?
1995-05-17 | 1995 | 5 | 137 | 17 | 4 | 4.7 | 4.3683 | 4.1667 | 0 | 0 | 0 | #NAME? | #NAME? | #NAME? | #NAME? | #NAME? | #NAME? | FALSE | 0.6 | TRUE | TRUE | #NAME? | #NAME? | #NAME? | #NAME? | #NAME? | #NAME? | #NAME? | #NAME? | #NAME? | #NAME? |  |  | 1: 0; 2: 0; 3: 0; 4: 4.4433 | 4.4433 |  | 130.3373 | 200.6781 | 206.8847 | 19955 | 4.4433 | 130.3373 | 213.1904 |  | 0 | 5391 | 5391 | 1995-05-17 | #NAME? | #NAME? | #NAME?
1995-05-18 | 1995 | 5 | 138 | 18 | 5 | 4.8 | 2.7922 | 21.5 | 4.3 | 4.3 | 0 | #NAME? | #NAME? | #NAME? | #NAME? | #NAME? | #NAME? | TRUE | 0 | TRUE | TRUE | #NAME? | #NAME? | #NAME? | #NAME? | #NAME? | #NAME? | #NAME? | #NAME? | #NAME? | #NAME? |  |  | 1: 1.2932; 2: 1.9748; 3: 0; 4: 0 | 3.2679 |  | 76.893 | 124.7563 | 129.1252 | 19955 | 3.2679 | 76.893 | 125.7724 |  | 0 | 5392 | 5392 | 1995-05-18 | #NAME? | #NAME? | #NAME?
1995-05-19 | 1995 | 5 | 139 | 19 | 6 | 3 | 3.013 | 12.8333 | 0 | 0 | 0 | #NAME? | #NAME? | #NAME? | #NAME? | #NAME? | #NAME? | FALSE | 4.3 | TRUE | FALSE | #NAME? | #NAME? | #NAME? | #NAME? | #NAME? | #NAME? | #NAME? | #NAME? | #NAME? | #NAME? |  |  | 1: 0; 2: 0; 3: 0; 4: 0 | 0 |  | 0 | 0 | 0 | 19955 | 0 | 0 | 0 |  | 0 | 5393 | 5393 | 1995-05-19 | #NAME? | #NAME? | #NAME?
1995-05-20 | 1995 | 5 | 140 | 20 | 7 | 1.1 | 3.9554 | 7 | 2.6 | 2.6 | 0 | #NAME? | #NAME? | #NAME? | #NAME? | #NAME? | #NAME? | FALSE | 4.3 | TRUE | FALSE | #NAME? | #NAME? | #NAME? | #NAME? | #NAME? | #NAME? | #NAME? | #NAME? | #NAME? | #NAME? |  |  | 1: 0; 2: 0; 3: 0; 4: 0 | 0 |  | 0 | 0 | 0 | 19955 | 0 | 0 | 0 |  | 0 | 5394 | 5394 | 1995-05-20 | #NAME? | #NAME? | #NAME?
1995-05-21 | 1995 | 5 | 141 | 21 | 1 | 0.1 | 3.1783 | 31 | 9.6 | 9.6 | 3.45 | #NAME? | #NAME? | #NAME? | #NAME? | #NAME? | #NAME? | TRUE | 2.6 | TRUE | FALSE | #NAME? | #NAME? | #NAME? | #NAME? | #NAME? | #NAME? | #NAME? | #NAME? | #NAME? | #NAME? |  |  | 1: 0; 2: 0; 3: 0; 4: 0 | 0 |  | 0 | 0 | 0 | 19955 | 0 | 0 | 0 |  | 0 | 5395 | 5395 | 1995-05-21 | #NAME? | #NAME? | #NAME?
1995-05-22 | 1995 | 5 | 142 | 22 | 2 | 0.7 | 3.6896 | 1.6667 | 0 | 0 | 0 | #NAME? | #NAME? | #NAME? | #NAME? | #NAME? | #NAME? | FALSE | 12.2 | FALSE | FALSE | #NAME? | #NAME? | #NAME? | #NAME? | #NAME? | #NAME? | #NAME? | #NAME? | #NAME? | #NAME? |  |  | 1: 0; 2: 0; 3: 0; 4: 0 | 0 |  | 0 | 0 | 0 | 19955 | 0 | 0 | 0 |  | 0 | 5396 | 5396 | 1995-05-22 | #NAME? | #NAME? | #NAME?
1995-05-23 | 1995 | 5 | 143 | 23 | 3 | 1.6 | 3.7695 | 5.8333 | 0 | 0 | 0 | #NAME? | #NAME? | #NAME? | #NAME? | #NAME? | #NAME? | TRUE | 9.6 | TRUE | TRUE | #NAME? | #NAME? | #NAME? | #NAME? | #NAME? | #NAME? | #NAME? | #NAME? | #NAME? | #NAME? |  |  | 1: 5.1286; 2: 6.4356; 3: 0; 4: 0 | 11.5642 |  | 263.9978 | 427.2177 | 442.0941 | 19955 | 11.5642 | 263.9978 | 431.8164 |  | 0 | 5397 | 5397 | 1995-05-23 | #NAME? | #NAME? | #NAME?
1995-05-24 | 1995 | 5 | 144 | 24 | 4 | 4.1 | 3.2607 | 10 | 7.5 | 7.5 | 1.875 | #NAME? | #NAME? | #NAME? | #NAME? | #NAME? | #NAME? | FALSE | 0 | TRUE | FALSE | #NAME? | #NAME? | #NAME? | #NAME? | #NAME? | #NAME? | #NAME? | #NAME? | #NAME? | #NAME? |  |  | 1: 0; 2: 0; 3: 0; 4: 0 | 0 |  | 0 | 0 | 0 | 19955 | 0 | 0 | 0 |  | 0 | 5398 | 5398 | 1995-05-24 | #NAME? | #NAME? | #NAME?
1995-05-25 | 1995 | 5 | 145 | 25 | 5 | 1.1 | 2.9388 | 18.6667 | 3.9 | 3.9 | 0 | #NAME? | #NAME? | #NAME? | #NAME? | #NAME? | #NAME? | TRUE | 7.5 | TRUE | FALSE | #NAME? | #NAME? | #NAME? | #NAME? | #NAME? | #NAME? | #NAME? | #NAME? | #NAME? | #NAME? |  |  | 1: 0; 2: 0; 3: 0; 4: 0 | 0 |  | 0 | 0 | 0 | 19955 | 0 | 0 | 0 |  | 0 | 5399 | 5399 | 1995-05-25 | #NAME? | #NAME? | #NAME?
1995-05-26 | 1995 | 5 | 146 | 26 | 6 | 0.4 | 3.7481 | 7.5 | 0 | 0 | 0 | #NAME? | #NAME? | #NAME? | #NAME? | #NAME? | #NAME? | FALSE | 11.4 | FALSE | TRUE | #NAME? | #NAME? | #NAME? | #NAME? | #NAME? | #NAME? | #NAME? | #NAME? | #NAME? | #NAME? |  |  | 1: 0; 2: 0; 3: 0; 4: 0 | 0 |  | 0 | 0 | 0 | 19955 | 0 | 0 | 0 |  | 0 | 5400 | 5400 | 1995-05-26 | #NAME? | #NAME? | #NAME?
1995-05-27 | 1995 | 5 | 147 | 27 | 7 | 4.7 | 5.0794 | 6.6667 | 0 | 0 | 0 | #NAME? | #NAME? | #NAME? | #NAME? | #NAME? | #NAME? | FALSE | 3.9 | TRUE | TRUE | #NAME? | #NAME? | #NAME? | #NAME? | #NAME? | #NAME? | #NAME? | #NAME? | #NAME? | #NAME? |  |  | 1: 0; 2: 0; 3: 8.7671; 4: 0 | 8.7671 |  | 128.5849 | 197.9799 | 204.1029 | 19955 | 8.7671 | 128.5849 | 210.3239 |  | 0 | 5401 | 5401 | 1995-05-27 | #NAME? | #NAME? | #NAME?
1995-05-28 | 1995 | 5 | 148 | 28 | 1 | 8.1 | 5.7853 | 4 | 0 | 0 | 0 | #NAME? | #NAME? | #NAME? | #NAME? | #NAME? | #NAME? | TRUE | 0 | TRUE | TRUE | #NAME? | #NAME? | #NAME? | #NAME? | #NAME? | #NAME? | #NAME? | #NAME? | #NAME? | #NAME? |  |  | 1: 15.6114; 2: 20.9359; 3: 0; 4: 0 | 36.5473 |  | 843.0867 | 1365.5716 | 1413.217 | 19955 | 36.5473 | 843.0867 | 1379.0215 |  | 0 | 5402 | 5402 | 1995-05-28 | #NAME? | #NAME? | #NAME?
1995-05-29 | 1995 | 5 | 149 | 29 | 2 | 11.3 | 6.2572 | 0 | 0 | 0 | 0 | #NAME? | #NAME? | #NAME? | #NAME? | #NAME? | #NAME? | FALSE | 0 | TRUE | TRUE | #NAME? | #NAME? | #NAME? | #NAME? | #NAME? | #NAME? | #NAME? | #NAME? | #NAME? | #NAME? |  |  | 1: 0; 2: 0; 3: 6.1099; 4: 12.0997 | 18.2096 |  | 444.5358 | 684.444 | 705.6124 | 19955 | 18.2096 | 444.5358 | 727.119 |  | 0 | 5403 | 5403 | 1995-05-29 | #NAME? | #NAME? | #NAME?
1995-05-30 | 1995 | 5 | 150 | 30 | 3 | 9.1 | 6.8991 | 1.3333 | 0 | 0 | 0 | #NAME? | #NAME? | #NAME? | #NAME? | #NAME? | #NAME? | TRUE | 0 | TRUE | TRUE | #NAME? | #NAME? | #NAME? | #NAME? | #NAME? | #NAME? | #NAME? | #NAME? | #NAME? | #NAME? |  |  | 1: 1.5576; 2: 2.2392; 3: 0; 4: 0 | 3.7968 |  | 88.5283 | 143.5234 | 148.5411 | 19955 | 3.7968 | 88.5283 | 144.8041 |  | 0 | 5404 | 5404 | 1995-05-30 | #NAME? | #NAME? | #NAME?
1995-05-31 | 1995 | 5 | 151 | 31 | 4 | 9.8 | 5.1137 | 12.3333 | 0 | 0 | 0 | #NAME? | #NAME? | #NAME? | #NAME? | #NAME? | #NAME? | FALSE | 0 | TRUE | TRUE | #NAME? | #NAME? | #NAME? | #NAME? | #NAME? | #NAME? | #NAME? | #NAME? | #NAME? | #NAME? |  |  | 1: 0; 2: 0; 3: 5.7888; 4: 6.0745 | 11.8633 |  | 263.087 | 405.0705 | 417.5984 | 19955 | 11.8633 | 263.087 | 430.3266 |  | 0 | 5405 | 5405 | 1995-05-31 | #NAME? | #NAME? | #NAME?
1995-06-01 | 1995 | 6 | 152 | 1 | 5 | 9.1 | 4.6696 | 5 | 0 | 0 | 0 | #NAME? | #NAME? | #NAME? | #NAME? | #NAME? | #NAME? | TRUE | 0 | TRUE | TRUE | #NAME? | #NAME? | #NAME? | #NAME? | #NAME? | #NAME? | #NAME? | #NAME? | #NAME? | #NAME? |  |  | 1: 14.258; 2: 17.3658; 3: 0; 4: 0 | 31.6238 |  | 718.5138 | 1162.2608 | 1202.6955 | 19956 | 31.6238 | 718.5138 | 1175.2599 |  | 0 | 5406 | 5406 | 1995-06-01 | #NAME? | #NAME? | #NAME?
1995-06-02 | 1995 | 6 | 153 | 2 | 6 | 8 | 5.1139 | 2.3333 | 0.4 | 0.4 | 0 | #NAME? | #NAME? | #NAME? | #NAME? | #NAME? | #NAME? | FALSE | 0 | TRUE | TRUE | #NAME? | #NAME? | #NAME? | #NAME? | #NAME? | #NAME? | #NAME? | #NAME? | #NAME? | #NAME? |  |  | 1: 0; 2: 0; 3: 0; 4: 5.3808 | 5.3808 |  | 157.8383 | 243.0208 | 250.5369 | 19956 | 5.3808 | 157.8383 | 258.1731 |  | 0 | 5407 | 5407 | 1995-06-02 | #NAME? | #NAME? | #NAME?
1995-06-03 | 1995 | 6 | 154 | 3 | 7 | 12.1 | 3.5292 | 25.8333 | 2.5 | 2.5 | 0 | #NAME? | #NAME? | #NAME? | #NAME? | #NAME? | #NAME? | FALSE | 0.4 | TRUE | TRUE | #NAME? | #NAME? | #NAME? | #NAME? | #NAME? | #NAME? | #NAME? | #NAME? | #NAME? | #NAME? |  |  | 1: 0; 2: 0; 3: 9.6407; 4: 0 | 9.6407 |  | 141.397 | 217.7065 | 224.4397 | 19956 | 9.6407 | 141.397 | 231.2805 |  | 0 | 5408 | 5408 | 1995-06-03 | #NAME? | #NAME? | #NAME?
1995-06-04 | 1995 | 6 | 155 | 4 | 1 | 7.5 | 4.3804 | 2.5 | 0 | 0 | 0 | #NAME? | #NAME? | #NAME? | #NAME? | #NAME? | #NAME? | TRUE | 2.9 | TRUE | TRUE | #NAME? | #NAME? | #NAME? | #NAME? | #NAME? | #NAME? | #NAME? | #NAME? | #NAME? | #NAME? |  |  | 1: 7.5665; 2: 10.2929; 3: 0; 4: 0 | 17.8595 |  | 412.9025 | 668.9175 | 692.2661 | 19956 | 17.8595 | 412.9025 | 675.3771 |  | 0 | 5409 | 5409 | 1995-06-04 | #NAME? | #NAME? | #NAME?
1995-06-05 | 1995 | 6 | 156 | 5 | 2 | 13.7 | 4.7443 | 6 | 0 | 0 | 0 | #NAME? | #NAME? | #NAME? | #NAME? | #NAME? | #NAME? | FALSE | 2.5 | TRUE | TRUE | #NAME? | #NAME? | #NAME? | #NAME? | #NAME? | #NAME? | #NAME? | #NAME? | #NAME? | #NAME? |  |  | 1: 0; 2: 0; 3: 0; 4: 7.1629 | 7.1629 |  | 210.1131 | 323.5074 | 333.5128 | 19956 | 7.1629 | 210.1131 | 343.6781 |  | 0 | 5410 | 5410 | 1995-06-05 | #NAME? | #NAME? | #NAME?
1995-06-06 | 1995 | 6 | 157 | 6 | 3 | 6.6 | 3.8622 | 33.6667 | 25.2 | 25.2 | 15.15 | #NAME? | #NAME? | #NAME? | #NAME? | #NAME? | #NAME? | TRUE | 0 | TRUE | TRUE | #NAME? | #NAME? | #NAME? | #NAME? | #NAME? | #NAME? | #NAME? | #NAME? | #NAME? | #NAME? |  |  | 1: 6.6232; 2: 8.1096; 3: 0; 4: 0 | 14.7328 |  | 335.0221 | 541.9686 | 560.8265 | 19956 | 14.7328 | 335.0221 | 547.9895 |  | 0 | 5411 | 5411 | 1995-06-06 | #NAME? | #NAME? | #NAME?
1995-06-07 | 1995 | 6 | 158 | 7 | 4 | 4.2 | 2.4256 | 5.1667 | 0 | 0 | 0 | #NAME? | #NAME? | #NAME? | #NAME? | #NAME? | #NAME? | FALSE | 25.2 | FALSE | FALSE | #NAME? | #NAME? | #NAME? | #NAME? | #NAME? | #NAME? | #NAME? | #NAME? | #NAME? | #NAME? |  |  | 1: 0; 2: 0; 3: 0; 4: 0 | 0 |  | 0 | 0 | 0 | 19956 | 0 | 0 | 0 |  | 0 | 5412 | 5412 | 1995-06-07 | #NAME? | #NAME? | #NAME?
1995-06-08 | 1995 | 6 | 159 | 8 | 5 | 1 | 3.1731 | 2.5 | 0 | 0 | 0 | #NAME? | #NAME? | #NAME? | #NAME? | #NAME? | #NAME? | TRUE | 25.2 | FALSE | TRUE | #NAME? | #NAME? | #NAME? | #NAME? | #NAME? | #NAME? | #NAME? | #NAME? | #NAME? | #NAME? |  |  | 1: 0; 2: 0; 3: 0; 4: 0 | 0 |  | 0 | 0 | 0 | 19956 | 0 | 0 | 0 |  | 0 | 5413 | 5413 | 1995-06-08 | #NAME? | #NAME? | #NAME?
1995-06-09 | 1995 | 6 | 160 | 9 | 6 | 4.7 | 3.9973 | 1.3333 | 0 | 0 | 0 | #NAME? | #NAME? | #NAME? | #NAME? | #NAME? | #NAME? | FALSE | 0 | TRUE | TRUE | #NAME? | #NAME? | #NAME? | #NAME? | #NAME? | #NAME? | #NAME? | #NAME? | #NAME? | #NAME? |  |  | 1: 0; 2: 0; 3: 0; 4: 4.8549 | 4.8549 |  | 142.4091 | 219.2647 | 226.0461 | 19956 | 4.8549 | 142.4091 | 232.9359 |  | 0 | 5414 | 5414 | 1995-06-09 | #NAME? | #NAME? | #NAME?
1995-06-10 | 1995 | 6 | 161 | 10 | 7 | 5.2 | 5.5327 | 7.3333 | 0 | 0 | 0 | #NAME? | #NAME? | #NAME? | #NAME? | #NAME? | #NAME? | FALSE | 0 | TRUE | TRUE | #NAME? | #NAME? | #NAME? | #NAME? | #NAME? | #NAME? | #NAME? | #NAME? | #NAME? | #NAME? |  |  | 1: 0; 2: 0; 3: 4.9235; 4: 0 | 4.9235 |  | 72.2109 | 111.1818 | 114.6204 | 19956 | 4.9235 | 72.2109 | 118.114 |  | 0 | 5415 | 5415 | 1995-06-10 | #NAME? | #NAME? | #NAME?
1995-06-11 | 1995 | 6 | 162 | 11 | 1 | 10.1 | 4.3118 | 7.5 | 0.2 | 0.2 | 0 | #NAME? | #NAME? | #NAME? | #NAME? | #NAME? | #NAME? | TRUE | 0 | TRUE | TRUE | #NAME? | #NAME? | #NAME? | #NAME? | #NAME? | #NAME? | #NAME? | #NAME? | #NAME? | #NAME? |  |  | 1: 0; 2: 0; 3: 0; 4: 0 | 0 |  | 0 | 0 | 0 | 19956 | 0 | 0 | 0 |  | 0 | 5416 | 5416 | 1995-06-11 | #NAME? | #NAME? | #NAME?
1995-06-12 | 1995 | 6 | 163 | 12 | 2 | 8.8 | 5.7565 | 16.3333 | 0 | 0 | 0 | #NAME? | #NAME? | #NAME? | #NAME? | #NAME? | #NAME? | FALSE | 0.2 | TRUE | TRUE | #NAME? | #NAME? | #NAME? | #NAME? | #NAME? | #NAME? | #NAME? | #NAME? | #NAME? | #NAME? |  |  | 1: 0; 2: 0; 3: 4.8736; 4: 7.6945 | 12.5681 |  | 297.1843 | 457.5694 | 471.7211 | 19956 | 12.5681 | 297.1843 | 486.0989 |  | 0 | 5417 | 5417 | 1995-06-12 | #NAME? | #NAME? | #NAME?
1995-06-13 | 1995 | 6 | 164 | 13 | 3 | 8.7 | 5.8058 | 7.6667 | 0 | 0 | 0 | #NAME? | #NAME? | #NAME? | #NAME? | #NAME? | #NAME? | TRUE | 0.2 | TRUE | TRUE | #NAME? | #NAME? | #NAME? | #NAME? | #NAME? | #NAME? | #NAME? | #NAME? | #NAME? | #NAME? |  |  | 1: 0; 2: 0; 3: 0; 4: 0 | 0 |  | 0 | 0 | 0 | 19956 | 0 | 0 | 0 |  | 0 | 5418 | 5418 | 1995-06-13 | #NAME? | #NAME? | #NAME?
1995-06-14 | 1995 | 6 | 165 | 14 | 4 | 8.2 | 4.4663 | 14 | 0 | 0 | 0 | #NAME? | #NAME? | #NAME? | #NAME? | #NAME? | #NAME? | FALSE | 0 | TRUE | TRUE | #NAME? | #NAME? | #NAME? | #NAME? | #NAME? | #NAME? | #NAME? | #NAME? | #NAME? | #NAME? |  |  | 1: 0; 2: 0; 3: 7.2562; 4: 6.1139 | 13.37 |  | 285.7638 | 439.9855 | 453.5933 | 19956 | 13.37 | 285.7638 | 467.4185 |  | 0 | 5419 | 5419 | 1995-06-14 | #NAME? | #NAME? | #NAME?
1995-06-15 | 1995 | 6 | 166 | 15 | 5 | 10.6 | 5.2613 | 5.8333 | 0 | 0 | 0 | #NAME? | #NAME? | #NAME? | #NAME? | #NAME? | #NAME? | TRUE | 0 | TRUE | TRUE | #NAME? | #NAME? | #NAME? | #NAME? | #NAME? | #NAME? | #NAME? | #NAME? | #NAME? | #NAME? |  |  | 1: 13.6527; 2: 23.199; 3: 0; 4: 0 | 36.8518 |  | 880.7452 | 1430.8488 | 1481.098 | 19956 | 36.8518 | 880.7452 | 1440.6188 |  | 0 | 5420 | 5420 | 1995-06-15 | #NAME? | #NAME? | #NAME?
1995-06-16 | 1995 | 6 | 167 | 16 | 6 | 10.5 | 6.0439 | 4.8333 | 0.2 | 0.2 | 0 | #NAME? | #NAME? | #NAME? | #NAME? | #NAME? | #NAME? | FALSE | 0 | TRUE | TRUE | #NAME? | #NAME? | #NAME? | #NAME? | #NAME? | #NAME? | #NAME? | #NAME? | #NAME? | #NAME? |  |  | 1: 0; 2: 0; 3: 0; 4: 5.3502 | 5.3502 |  | 156.9383 | 241.6352 | 249.1085 | 19956 | 5.3502 | 156.9383 | 256.7012 |  | 0 | 5421 | 5421 | 1995-06-16 | #NAME? | #NAME? | #NAME?
1995-06-17 | 1995 | 6 | 168 | 17 | 7 | 12.7 | 4.6475 | 12.8333 | 0 | 0 | 0 | #NAME? | #NAME? | #NAME? | #NAME? | #NAME? | #NAME? | FALSE | 0.2 | TRUE | TRUE | #NAME? | #NAME? | #NAME? | #NAME? | #NAME? | #NAME? | #NAME? | #NAME? | #NAME? | #NAME? |  |  | 1: 0; 2: 0; 3: 0; 4: 0 | 0 |  | 0 | 0 | 0 | 19956 | 0 | 0 | 0 |  | 0 | 5422 | 5422 | 1995-06-17 | #NAME? | #NAME? | #NAME?
1995-06-18 | 1995 | 6 | 169 | 18 | 1 | 9.1 | 3.6976 | 21 | 1.2 | 1.2 | 0 | #NAME? | #NAME? | #NAME? | #NAME? | #NAME? | #NAME? | TRUE | 0.2 | TRUE | TRUE | #NAME? | #NAME? | #NAME? | #NAME? | #NAME? | #NAME? | #NAME? | #NAME? | #NAME? | #NAME? |  |  | 1: 2.1978; 2: 2.9485; 3: 0; 4: 0 | 5.1462 |  | 118.7222 | 192.2987 | 199.0082 | 19956 | 5.1462 | 118.7222 | 194.1917 |  | 0 | 5423 | 5423 | 1995-06-18 | #NAME? | #NAME? | #NAME?
1995-06-19 | 1995 | 6 | 170 | 19 | 2 | 6.5 | 3.9439 | 7.6667 | 1 | 1 | 0 | #NAME? | #NAME? | #NAME? | #NAME? | #NAME? | #NAME? | FALSE | 1.2 | TRUE | TRUE | #NAME? | #NAME? | #NAME? | #NAME? | #NAME? | #NAME? | #NAME? | #NAME? | #NAME? | #NAME? |  |  | 1: 0; 2: 0; 3: 0; 4: 7.914 | 7.914 |  | 232.1434 | 357.4271 | 368.4815 | 19956 | 7.914 | 232.1434 | 379.7126 |  | 0 | 5424 | 5424 | 1995-06-19 | #NAME? | #NAME? | #NAME?
1995-06-20 | 1995 | 6 | 171 | 20 | 3 | 9.4 | 2.9269 | 19.5 | 6.7 | 6.7 | 1.275 | #NAME? | #NAME? | #NAME? | #NAME? | #NAME? | #NAME? | TRUE | 2.2 | TRUE | TRUE | #NAME? | #NAME? | #NAME? | #NAME? | #NAME? | #NAME? | #NAME? | #NAME? | #NAME? | #NAME? |  |  | 1: 2.7137; 2: 3.4286; 3: 0; 4: 0 | 6.1423 |  | 140.3733 | 227.1822 | 235.0947 | 19956 | 6.1423 | 140.3733 | 229.6061 |  | 0 | 5425 | 5425 | 1995-06-20 | #NAME? | #NAME? | #NAME?
1995-06-21 | 1995 | 6 | 172 | 21 | 4 | 8.8 | 3.0063 | 11.3333 | 1.8 | 1.8 | 0 | #NAME? | #NAME? | #NAME? | #NAME? | #NAME? | #NAME? | FALSE | 7.7 | TRUE | TRUE | #NAME? | #NAME? | #NAME? | #NAME? | #NAME? | #NAME? | #NAME? | #NAME? | #NAME? | #NAME? |  |  | 1: 0; 2: 0; 3: 10.3635; 4: 2.6148 | 12.9783 |  | 228.6989 | 352.1237 | 363.0141 | 19956 | 12.9783 | 228.6989 | 374.0786 |  | 0 | 5426 | 5426 | 1995-06-21 | #NAME? | #NAME? | #NAME?
1995-06-22 | 1995 | 6 | 173 | 22 | 5 | 7.2 | 2.9986 | 2 | 0 | 0 | 0 | #NAME? | #NAME? | #NAME? | #NAME? | #NAME? | #NAME? | TRUE | 8.5 | TRUE | TRUE | #NAME? | #NAME? | #NAME? | #NAME? | #NAME? | #NAME? | #NAME? | #NAME? | #NAME? | #NAME? |  |  | 1: 12.6668; 2: 16.5926; 3: 0; 4: 0 | 29.2594 |  | 672.4961 | 1088.9158 | 1126.8823 | 19956 | 29.2594 | 672.4961 | 1099.9895 |  | 0 | 5427 | 5427 | 1995-06-22 | #NAME? | #NAME? | #NAME?
1995-06-23 | 1995 | 6 | 174 | 23 | 6 | 5.9 | 4.0585 | 4.1667 | 0 | 0 | 0 | #NAME? | #NAME? | #NAME? | #NAME? | #NAME? | #NAME? | FALSE | 1.8 | TRUE | TRUE | #NAME? | #NAME? | #NAME? | #NAME? | #NAME? | #NAME? | #NAME? | #NAME? | #NAME? | #NAME? |  |  | 1: 0; 2: 0; 3: 0; 4: 3.9292 | 3.9292 |  | 115.257 | 177.4593 | 182.9477 | 19956 | 3.9292 | 115.257 | 188.5238 |  | 0 | 5428 | 5428 | 1995-06-23 | #NAME? | #NAME? | #NAME?
1995-06-24 | 1995 | 6 | 175 | 24 | 7 | 10 | 4.9058 | 5.3333 | 0 | 0 | 0 | #NAME? | #NAME? | #NAME? | #NAME? | #NAME? | #NAME? | FALSE | 0 | TRUE | TRUE | #NAME? | #NAME? | #NAME? | #NAME? | #NAME? | #NAME? | #NAME? | #NAME? | #NAME? | #NAME? |  |  | 1: 0; 2: 0; 3: 0; 4: 0 | 0 |  | 0 | 0 | 0 | 19956 | 0 | 0 | 0 |  | 0 | 5429 | 5429 | 1995-06-24 | #NAME? | #NAME? | #NAME?
1995-06-25 | 1995 | 6 | 176 | 25 | 1 | 11 | 5.3491 | 17 | 0 | 0 | 0 | #NAME? | #NAME? | #NAME? | #NAME? | #NAME? | #NAME? | TRUE | 0 | TRUE | TRUE | #NAME? | #NAME? | #NAME? | #NAME? | #NAME? | #NAME? | #NAME? | #NAME? | #NAME? | #NAME? |  |  | 1: 0; 2: 0; 3: 0; 4: 0 | 0 |  | 0 | 0 | 0 | 19956 | 0 | 0 | 0 |  | 0 | 5430 | 5430 | 1995-06-25 | #NAME? | #NAME? | #NAME?
1995-06-26 | 1995 | 6 | 177 | 26 | 2 | 8.3 | 2.8947 | 15.8333 | 1.2 | 1.2 | 0 | #NAME? | #NAME? | #NAME? | #NAME? | #NAME? | #NAME? | FALSE | 0 | TRUE | TRUE | #NAME? | #NAME? | #NAME? | #NAME? | #NAME? | #NAME? | #NAME? | #NAME? | #NAME? | #NAME? |  |  | 1: 0; 2: 0; 3: 0; 4: 7.9202 | 7.9202 |  | 232.3261 | 357.7084 | 368.7716 | 19956 | 7.9202 | 232.3261 | 380.0115 |  | 0 | 5431 | 5431 | 1995-06-26 | #NAME? | #NAME? | #NAME?
1995-06-27 | 1995 | 6 | 178 | 27 | 3 | 6.4 | 3.7183 | 14 | 3 | 3 | 0 | #NAME? | #NAME? | #NAME? | #NAME? | #NAME? | #NAME? | TRUE | 1.2 | TRUE | TRUE | #NAME? | #NAME? | #NAME? | #NAME? | #NAME? | #NAME? | #NAME? | #NAME? | #NAME? | #NAME? |  |  | 1: 0; 2: 0; 3: 0; 4: 0 | 0 |  | 0 | 0 | 0 | 19956 | 0 | 0 | 0 |  | 0 | 5432 | 5432 | 1995-06-27 | #NAME? | #NAME? | #NAME?
1995-06-28 | 1995 | 6 | 179 | 28 | 4 | 6.7 | 4.0701 | 14.8333 | 0 | 0 | 0 | #NAME? | #NAME? | #NAME? | #NAME? | #NAME? | #NAME? | FALSE | 4.2 | TRUE | TRUE | #NAME? | #NAME? | #NAME? | #NAME? | #NAME? | #NAME? | #NAME? | #NAME? | #NAME? | #NAME? |  |  | 1: 0; 2: 0; 3: 11.5395; 4: 4.3251 | 15.8645 |  | 296.1145 | 455.9223 | 470.023 | 19956 | 15.8645 | 296.1145 | 484.349 |  | 0 | 5433 | 5433 | 1995-06-28 | #NAME? | #NAME? | #NAME?
1995-06-29 | 1995 | 6 | 180 | 29 | 5 | 3.7 | 4.0949 | 1.1667 | 0 | 0 | 0 | #NAME? | #NAME? | #NAME? | #NAME? | #NAME? | #NAME? | TRUE | 3 | TRUE | TRUE | #NAME? | #NAME? | #NAME? | #NAME? | #NAME? | #NAME? | #NAME? | #NAME? | #NAME? | #NAME? |  |  | 1: 9.7501; 2: 14.487; 3: 0; 4: 0 | 24.2371 |  | 567.9528 | 921.165 | 953.399 | 19956 | 24.2371 | 567.9528 | 928.99 |  | 0 | 5434 | 5434 | 1995-06-29 | #NAME? | #NAME? | #NAME?
1995-06-30 | 1995 | 6 | 181 | 30 | 6 | 8.2 | 4.1549 | 6.3333 | 0 | 0 | 0 | #NAME? | #NAME? | #NAME? | #NAME? | #NAME? | #NAME? | FALSE | 0 | TRUE | TRUE | #NAME? | #NAME? | #NAME? | #NAME? | #NAME? | #NAME? | #NAME? | #NAME? | #NAME? | #NAME? |  |  | 1: 0; 2: 0; 3: 0; 4: 4.5322 | 4.5322 |  | 132.9441 | 204.6917 | 211.0224 | 19956 | 4.5322 | 132.9441 | 217.4542 |  | 0 | 5435 | 5435 | 1995-06-30 | #NAME? | #NAME? | #NAME?
1995-07-01 | 1995 | 7 | 182 | 1 | 7 | 8.6 | 3.61 | 4.6667 | 0.6 | 0.6 | 0 | #NAME? | #NAME? | #NAME? | #NAME? | #NAME? | #NAME? | FALSE | 0 | TRUE | TRUE | #NAME? | #NAME? | #NAME? | #NAME? | #NAME? | #NAME? | #NAME? | #NAME? | #NAME? | #NAME? |  |  | 1: 0; 2: 0; 3: 5.9723; 4: 0 | 5.9723 |  | 87.5935 | 134.8662 | 139.0373 | 19957 | 5.9723 | 87.5935 | 143.2751 |  | 0 | 5436 | 5436 | 1995-07-01 | #NAME? | #NAME? | #NAME?
1995-07-02 | 1995 | 7 | 183 | 2 | 1 | 12.4 | 3.0298 | 6.1667 | 6.2 | 6.2 | 0.9 | #NAME? | #NAME? | #NAME? | #NAME? | #NAME? | #NAME? | TRUE | 0.6 | TRUE | TRUE | #NAME? | #NAME? | #NAME? | #NAME? | #NAME? | #NAME? | #NAME? | #NAME? | #NAME? | #NAME? |  |  | 1: 0; 2: 0; 3: 0; 4: 0 | 0 |  | 0 | 0 | 0 | 19957 | 0 | 0 | 0 |  | 0 | 5437 | 5437 | 1995-07-02 | #NAME? | #NAME? | #NAME?
1995-07-03 | 1995 | 7 | 184 | 3 | 2 | 11.7 | 2.7966 | 16 | 23.7 | 23.7 | 14.025 | #NAME? | #NAME? | #NAME? | #NAME? | #NAME? | #NAME? | FALSE | 6.8 | TRUE | TRUE | #NAME? | #NAME? | #NAME? | #NAME? | #NAME? | #NAME? | #NAME? | #NAME? | #NAME? | #NAME? |  |  | 1: 0; 2: 0; 3: 4.2014; 4: 5.0371 | 9.2385 |  | 209.3747 | 322.3705 | 332.3407 | 19957 | 9.2385 | 209.3747 | 342.4703 |  | 0 | 5438 | 5438 | 1995-07-03 | #NAME? | #NAME? | #NAME?
1995-07-04 | 1995 | 7 | 185 | 4 | 3 | 11 | 3.4386 | 4.6667 | 16.5 | 16.5 | 8.625 | #NAME? | #NAME? | #NAME? | #NAME? | #NAME? | #NAME? | TRUE | 29.9 | FALSE | TRUE | #NAME? | #NAME? | #NAME? | #NAME? | #NAME? | #NAME? | #NAME? | #NAME? | #NAME? | #NAME? |  |  | 1: 0; 2: 0; 3: 0; 4: 0 | 0 |  | 0 | 0 | 0 | 19957 | 0 | 0 | 0 |  | 0 | 5439 | 5439 | 1995-07-04 | #NAME? | #NAME? | #NAME?
1995-07-05 | 1995 | 7 | 186 | 5 | 4 | 7.7 | 3.2706 | 13.3333 | 2 | 2 | 0 | #NAME? | #NAME? | #NAME? | #NAME? | #NAME? | #NAME? | FALSE | 40.2 | FALSE | TRUE | #NAME? | #NAME? | #NAME? | #NAME? | #NAME? | #NAME? | #NAME? | #NAME? | #NAME? | #NAME? |  |  | 1: 0; 2: 0; 3: 0; 4: 0 | 0 |  | 0 | 0 | 0 | 19957 | 0 | 0 | 0 |  | 0 | 5440 | 5440 | 1995-07-05 | #NAME? | #NAME? | #NAME?
1995-07-06 | 1995 | 7 | 187 | 6 | 5 | 8.7 | 3.6683 | 6.6667 | 0 | 0 | 0 | #NAME? | #NAME? | #NAME? | #NAME? | #NAME? | #NAME? | TRUE | 18.5 | FALSE | TRUE | #NAME? | #NAME? | #NAME? | #NAME? | #NAME? | #NAME? | #NAME? | #NAME? | #NAME? | #NAME? |  |  | 1: 0; 2: 0; 3: 0; 4: 0 | 0 |  | 0 | 0 | 0 | 19957 | 0 | 0 | 0 |  | 0 | 5441 | 5441 | 1995-07-06 | #NAME? | #NAME? | #NAME?
1995-07-07 | 1995 | 7 | 188 | 7 | 6 | 11.4 | 2.3511 | 12 | 6 | 6 | 0.75 | #NAME? | #NAME? | #NAME? | #NAME? | #NAME? | #NAME? | FALSE | 2 | TRUE | TRUE | #NAME? | #NAME? | #NAME? | #NAME? | #NAME? | #NAME? | #NAME? | #NAME? | #NAME? | #NAME? |  |  | 1: 0; 2: 0; 3: 0; 4: 6.0964 | 6.0964 |  | 178.8286 | 275.3393 | 283.855 | 19957 | 6.0964 | 178.8286 | 292.5067 |  | 0 | 5442 | 5442 | 1995-07-07 | #NAME? | #NAME? | #NAME?
1995-07-08 | 1995 | 7 | 189 | 8 | 7 | 10.1 | 4.2191 | 8.5 | 0 | 0 | 0 | #NAME? | #NAME? | #NAME? | #NAME? | #NAME? | #NAME? | FALSE | 6 | TRUE | TRUE | #NAME? | #NAME? | #NAME? | #NAME? | #NAME? | #NAME? | #NAME? | #NAME? | #NAME? | #NAME? |  |  | 1: 0; 2: 0; 3: 4.3725; 4: 0 | 4.3725 |  | 64.1303 | 98.7403 | 101.7941 | 19957 | 4.3725 | 64.1303 | 104.8967 |  | 0 | 5443 | 5443 | 1995-07-08 | #NAME? | #NAME? | #NAME?
1995-07-09 | 1995 | 7 | 190 | 9 | 1 | 12.3 | 3.9279 | 7.8333 | 14.6 | 14.6 | 7.2 | #NAME? | #NAME? | #NAME? | #NAME? | #NAME? | #NAME? | TRUE | 6 | TRUE | TRUE | #NAME? | #NAME? | #NAME? | #NAME? | #NAME? | #NAME? | #NAME? | #NAME? | #NAME? | #NAME? |  |  | 1: 9.6916; 2: 12.418; 3: 0; 4: 0 | 22.1095 |  | 506.4026 | 819.7279 | 848.2899 | 19957 | 22.1095 | 506.4026 | 828.3135 |  | 0 | 5444 | 5444 | 1995-07-09 | #NAME? | #NAME? | #NAME?
1995-07-10 | 1995 | 7 | 191 | 10 | 2 | 11.9 | 5.249 | 7.1667 | 0 | 0 | 0 | #NAME? | #NAME? | #NAME? | #NAME? | #NAME? | #NAME? | FALSE | 14.6 | FALSE | TRUE | #NAME? | #NAME? | #NAME? | #NAME? | #NAME? | #NAME? | #NAME? | #NAME? | #NAME? | #NAME? |  |  | 1: 0; 2: 0; 3: 0; 4: 0 | 0 |  | 0 | 0 | 0 | 19957 | 0 | 0 | 0 |  | 0 | 5445 | 5445 | 1995-07-10 | #NAME? | #NAME? | #NAME?
1995-07-11 | 1995 | 7 | 192 | 11 | 3 | 12.7 | 3.6731 | 11.8333 | 8.2 | 8.2 | 2.4 | #NAME? | #NAME? | #NAME? | #NAME? | #NAME? | #NAME? | TRUE | 14.6 | FALSE | TRUE | #NAME? | #NAME? | #NAME? | #NAME? | #NAME? | #NAME? | #NAME? | #NAME? | #NAME? | #NAME? |  |  | 1: 0; 2: 0; 3: 0; 4: 0 | 0 |  | 0 | 0 | 0 | 19957 | 0 | 0 | 0 |  | 0 | 5446 | 5446 | 1995-07-11 | #NAME? | #NAME? | #NAME?
1995-07-12 | 1995 | 7 | 193 | 12 | 4 | 11.5 | 4.4588 | 8.5 | 0 | 0 | 0 | #NAME? | #NAME? | #NAME? | #NAME? | #NAME? | #NAME? | FALSE | 8.2 | TRUE | TRUE | #NAME? | #NAME? | #NAME? | #NAME? | #NAME? | #NAME? | #NAME? | #NAME? | #NAME? | #NAME? |  |  | 1: 0; 2: 0; 3: 2.174; 4: 4.7871 | 6.9612 |  | 172.308 | 265.2997 | 273.5048 | 19957 | 6.9612 | 172.308 | 281.8411 |  | 0 | 5447 | 5447 | 1995-07-12 | #NAME? | #NAME? | #NAME?
1995-07-13 | 1995 | 7 | 194 | 13 | 5 | 10.4 | 4.1404 | 8.6667 | 1.8 | 1.8 | 0 | #NAME? | #NAME? | #NAME? | #NAME? | #NAME? | #NAME? | TRUE | 8.2 | TRUE | TRUE | #NAME? | #NAME? | #NAME? | #NAME? | #NAME? | #NAME? | #NAME? | #NAME? | #NAME? | #NAME? |  |  | 1: 2.0749; 2: 2.7565; 3: 0; 4: 0 | 4.8314 |  | 111.2899 | 180.2365 | 186.5233 | 19957 | 4.8314 | 111.2899 | 182.0348 |  | 0 | 5448 | 5448 | 1995-07-13 | #NAME? | #NAME? | #NAME?
1995-07-14 | 1995 | 7 | 195 | 14 | 6 | 9.6 | 3.8987 | 10.5 | 10.8 | 10.8 | 4.35 | #NAME? | #NAME? | #NAME? | #NAME? | #NAME? | #NAME? | FALSE | 1.8 | TRUE | TRUE | #NAME? | #NAME? | #NAME? | #NAME? | #NAME? | #NAME? | #NAME? | #NAME? | #NAME? | #NAME? |  |  | 1: 0; 2: 0; 3: 0; 4: 4.7295 | 4.7295 |  | 138.7332 | 213.6051 | 220.2114 | 19957 | 4.7295 | 138.7332 | 226.9233 |  | 0 | 5449 | 5449 | 1995-07-14 | #NAME? | #NAME? | #NAME?
1995-07-15 | 1995 | 7 | 196 | 15 | 7 | 10.1 | 3.5233 | 9.6667 | 1.6 | 1.6 | 0 | #NAME? | #NAME? | #NAME? | #NAME? | #NAME? | #NAME? | FALSE | 12.6 | FALSE | TRUE | #NAME? | #NAME? | #NAME? | #NAME? | #NAME? | #NAME? | #NAME? | #NAME? | #NAME? | #NAME? |  |  | 1: 0; 2: 0; 3: 0; 4: 0 | 0 |  | 0 | 0 | 0 | 19957 | 0 | 0 | 0 |  | 0 | 5450 | 5450 | 1995-07-15 | #NAME? | #NAME? | #NAME?
1995-07-16 | 1995 | 7 | 197 | 16 | 1 | 7.8 | 3.7171 | 6.8333 | 4.2 | 4.2 | 0 | #NAME? | #NAME? | #NAME? | #NAME? | #NAME? | #NAME? | TRUE | 12.4 | FALSE | TRUE | #NAME? | #NAME? | #NAME? | #NAME? | #NAME? | #NAME? | #NAME? | #NAME? | #NAME? | #NAME? |  |  | 1: 0; 2: 0; 3: 0; 4: 0 | 0 |  | 0 | 0 | 0 | 19957 | 0 | 0 | 0 |  | 0 | 5451 | 5451 | 1995-07-16 | #NAME? | #NAME? | #NAME?
1995-07-17 | 1995 | 7 | 198 | 17 | 2 | 10.4 | 3.8994 | 9 | 16.6 | 16.6 | 8.7 | #NAME? | #NAME? | #NAME? | #NAME? | #NAME? | #NAME? | FALSE | 5.8 | TRUE | TRUE | #NAME? | #NAME? | #NAME? | #NAME? | #NAME? | #NAME? | #NAME? | #NAME? | #NAME? | #NAME? |  |  | 1: 0; 2: 0; 3: 5.6649; 4: 6.2622 | 11.9271 |  | 266.7765 | 410.7511 | 423.4547 | 19957 | 11.9271 | 266.7765 | 436.3614 |  | 0 | 5452 | 5452 | 1995-07-17 | #NAME? | #NAME? | #NAME?
1995-07-18 | 1995 | 7 | 199 | 18 | 3 | 11.5 | 3.2178 | 11.1667 | 7 | 7 | 1.5 | #NAME? | #NAME? | #NAME? | #NAME? | #NAME? | #NAME? | TRUE | 20.8 | FALSE | TRUE | #NAME? | #NAME? | #NAME? | #NAME? | #NAME? | #NAME? | #NAME? | #NAME? | #NAME? | #NAME? |  |  | 1: 0; 2: 0; 3: 0; 4: 0 | 0 |  | 0 | 0 | 0 | 19957 | 0 | 0 | 0 |  | 0 | 5453 | 5453 | 1995-07-18 | #NAME? | #NAME? | #NAME?
1995-07-19 | 1995 | 7 | 200 | 19 | 4 | 7.7 | 3.4787 | 1.1667 | 0 | 0 | 0 | #NAME? | #NAME? | #NAME? | #NAME? | #NAME? | #NAME? | FALSE | 23.6 | FALSE | TRUE | #NAME? | #NAME? | #NAME? | #NAME? | #NAME? | #NAME? | #NAME? | #NAME? | #NAME? | #NAME? |  |  | 1: 0; 2: 0; 3: 0; 4: 0 | 0 |  | 0 | 0 | 0 | 19957 | 0 | 0 | 0 |  | 0 | 5454 | 5454 | 1995-07-19 | #NAME? | #NAME? | #NAME?
1995-07-20 | 1995 | 7 | 201 | 20 | 5 | 12.8 | 3.4502 | 9.3333 | 3 | 3 | 0 | #NAME? | #NAME? | #NAME? | #NAME? | #NAME? | #NAME? | TRUE | 7 | TRUE | TRUE | #NAME? | #NAME? | #NAME? | #NAME? | #NAME? | #NAME? | #NAME? | #NAME? | #NAME? | #NAME? |  |  | 1: 0; 2: 0; 3: 0; 4: 0 | 0 |  | 0 | 0 | 0 | 19957 | 0 | 0 | 0 |  | 0 | 5455 | 5455 | 1995-07-20 | #NAME? | #NAME? | #NAME?
1995-07-21 | 1995 | 7 | 202 | 21 | 6 | 11.3 | 3.0354 | 13.6667 | 5.1 | 5.1 | 0.075 | #NAME? | #NAME? | #NAME? | #NAME? | #NAME? | #NAME? | FALSE | 3 | TRUE | TRUE | #NAME? | #NAME? | #NAME? | #NAME? | #NAME? | #NAME? | #NAME? | #NAME? | #NAME? | #NAME? |  |  | 1: 0; 2: 0; 3: 0; 4: 6.3607 | 6.3607 |  | 186.5798 | 287.2737 | 296.1584 | 19957 | 6.3607 | 186.5798 | 305.1852 |  | 0 | 5456 | 5456 | 1995-07-21 | #NAME? | #NAME? | #NAME?
1995-07-22 | 1995 | 7 | 203 | 22 | 7 | 8.8 | 3.6444 | 5 | 0 | 0 | 0 | #NAME? | #NAME? | #NAME? | #NAME? | #NAME? | #NAME? | FALSE | 8.1 | TRUE | TRUE | #NAME? | #NAME? | #NAME? | #NAME? | #NAME? | #NAME? | #NAME? | #NAME? | #NAME? | #NAME? |  |  | 1: 0; 2: 0; 3: 3.4413; 4: 0 | 3.4413 |  | 50.4717 | 77.7105 | 80.1139 | 19957 | 3.4413 | 50.4717 | 82.5557 |  | 0 | 5457 | 5457 | 1995-07-22 | #NAME? | #NAME? | #NAME?
1995-07-23 | 1995 | 7 | 204 | 23 | 1 | 13 | 3.121 | 12.8333 | 2 | 2 | 0 | #NAME? | #NAME? | #NAME? | #NAME? | #NAME? | #NAME? | TRUE | 5.1 | TRUE | TRUE | #NAME? | #NAME? | #NAME? | #NAME? | #NAME? | #NAME? | #NAME? | #NAME? | #NAME? | #NAME? |  |  | 1: 14.9201; 2: 21.6048; 3: 0; 4: 0 | 36.5249 |  | 852.5682 | 1382.3261 | 1430.6626 | 19957 | 36.5249 | 852.5682 | 1394.5302 |  | 0 | 5458 | 5458 | 1995-07-23 | #NAME? | #NAME? | #NAME?
1995-07-24 | 1995 | 7 | 205 | 24 | 2 | 9.9 | 3.2342 | 0 | 0 | 0 | 0 | #NAME? | #NAME? | #NAME? | #NAME? | #NAME? | #NAME? | FALSE | 2 | TRUE | TRUE | #NAME? | #NAME? | #NAME? | #NAME? | #NAME? | #NAME? | #NAME? | #NAME? | #NAME? | #NAME? |  |  | 1: 0; 2: 0; 3: 6.6602; 4: 6.001 | 12.6612 |  | 273.711 | 421.428 | 434.4618 | 19957 | 12.6612 | 273.711 | 447.704 |  | 0 | 5459 | 5459 | 1995-07-24 | #NAME? | #NAME? | #NAME?
1995-07-25 | 1995 | 7 | 206 | 25 | 3 | 13.1 | 4.7551 | 7.3333 | 0 | 0 | 0 | #NAME? | #NAME? | #NAME? | #NAME? | #NAME? | #NAME? | TRUE | 2 | TRUE | TRUE | #NAME? | #NAME? | #NAME? | #NAME? | #NAME? | #NAME? | #NAME? | #NAME? | #NAME? | #NAME? |  |  | 1: 2.2688; 2: 3.632; 3: 0; 4: 0 | 5.9008 |  | 139.8139 | 226.9765 | 234.9351 | 19957 | 5.9008 | 139.8139 | 228.691 |  | 0 | 5460 | 5460 | 1995-07-25 | #NAME? | #NAME? | #NAME?
1995-07-26 | 1995 | 7 | 207 | 26 | 4 | 14.1 | 4.3123 | 10.1667 | 0 | 0 | 0 | #NAME? | #NAME? | #NAME? | #NAME? | #NAME? | #NAME? | FALSE | 0 | TRUE | TRUE | #NAME? | #NAME? | #NAME? | #NAME? | #NAME? | #NAME? | #NAME? | #NAME? | #NAME? | #NAME? |  |  | 1: 0; 2: 0; 3: 2.2703; 4: 4.8953 | 7.1656 |  | 176.8925 | 272.3584 | 280.7818 | 19957 | 7.1656 | 176.8925 | 289.3399 |  | 0 | 5461 | 5461 | 1995-07-26 | #NAME? | #NAME? | #NAME?
1995-07-27 | 1995 | 7 | 208 | 27 | 5 | 11.1 | 4.4389 | 11.6667 | 2 | 2 | 0 | #NAME? | #NAME? | #NAME? | #NAME? | #NAME? | #NAME? | TRUE | 0 | TRUE | TRUE | #NAME? | #NAME? | #NAME? | #NAME? | #NAME? | #NAME? | #NAME? | #NAME? | #NAME? | #NAME? |  |  | 1: 5.8502; 2: 7.0771; 3: 0; 4: 0 | 12.9273 |  | 293.398 | 474.5523 | 491.0584 | 19957 | 12.9273 | 293.398 | 479.9057 |  | 0 | 5462 | 5462 | 1995-07-27 | #NAME? | #NAME? | #NAME?
1995-07-28 | 1995 | 7 | 209 | 28 | 6 | 4.9 | 4.3826 | 6.1667 | 0 | 0 | 0 | #NAME? | #NAME? | #NAME? | #NAME? | #NAME? | #NAME? | FALSE | 2 | TRUE | TRUE | #NAME? | #NAME? | #NAME? | #NAME? | #NAME? | #NAME? | #NAME? | #NAME? | #NAME? | #NAME? |  |  | 1: 0; 2: 0; 3: 0; 4: 4.8132 | 4.8132 |  | 141.1865 | 217.3823 | 224.1055 | 19957 | 4.8132 | 141.1865 | 230.9361 |  | 0 | 5463 | 5463 | 1995-07-28 | #NAME? | #NAME? | #NAME?
1995-07-29 | 1995 | 7 | 210 | 29 | 7 | 8.2 | 4.1298 | 11.5 | 0 | 0 | 0 | #NAME? | #NAME? | #NAME? | #NAME? | #NAME? | #NAME? | FALSE | 2 | TRUE | TRUE | #NAME? | #NAME? | #NAME? | #NAME? | #NAME? | #NAME? | #NAME? | #NAME? | #NAME? | #NAME? |  |  | 1: 0; 2: 0; 3: 0; 4: 0 | 0 |  | 0 | 0 | 0 | 19957 | 0 | 0 | 0 |  | 0 | 5464 | 5464 | 1995-07-29 | #NAME? | #NAME? | #NAME?
1995-07-30 | 1995 | 7 | 211 | 30 | 1 | 6.7 | 4.0265 | 22 | 1.6 | 1.6 | 0 | #NAME? | #NAME? | #NAME? | #NAME? | #NAME? | #NAME? | TRUE | 0 | TRUE | TRUE | #NAME? | #NAME? | #NAME? | #NAME? | #NAME? | #NAME? | #NAME? | #NAME? | #NAME? | #NAME? |  |  | 1: 7.7796; 2: 8.2704; 3: 0; 4: 0 | 16.05 |  | 356.6985 | 575.8615 | 595.8092 | 19957 | 16.05 | 356.6985 | 583.4452 |  | 0 | 5465 | 5465 | 1995-07-30 | #NAME? | #NAME? | #NAME?
1995-07-31 | 1995 | 7 | 212 | 31 | 2 | 10.2 | 4.9105 | 7.1667 | 0 | 0 | 0 | #NAME? | #NAME? | #NAME? | #NAME? | #NAME? | #NAME? | FALSE | 1.6 | TRUE | TRUE | #NAME? | #NAME? | #NAME? | #NAME? | #NAME? | #NAME? | #NAME? | #NAME? | #NAME? | #NAME? |  |  | 1: 0; 2: 0; 3: 11.4063; 4: 6.8964 | 18.3027 |  | 369.5864 | 569.0458 | 586.6451 | 19957 | 18.3027 | 369.5864 | 604.5257 |  | 0 | 5466 | 5466 | 1995-07-31 | #NAME? | #NAME? | #NAME?
1995-08-01 | 1995 | 8 | 213 | 1 | 3 | 9.2 | 3.3704 | 4.3333 | 4.6 | 4.6 | 0 | #NAME? | #NAME? | #NAME? | #NAME? | #NAME? | #NAME? | TRUE | 1.6 | TRUE | TRUE | #NAME? | #NAME? | #NAME? | #NAME? | #NAME? | #NAME? | #NAME? | #NAME? | #NAME? | #NAME? |  |  | 1: 10.365; 2: 11.7695; 3: 0; 4: 0 | 22.1346 |  | 497.2599 | 803.5608 | 831.4552 | 19958 | 22.1346 | 497.2599 | 813.3589 |  | 0 | 5467 | 5467 | 1995-08-01 | #NAME? | #NAME? | #NAME?
1995-08-02 | 1995 | 8 | 214 | 2 | 4 | 9.2 | 3.2053 | 4.6667 | 0 | 0 | 0 | #NAME? | #NAME? | #NAME? | #NAME? | #NAME? | #NAME? | FALSE | 4.6 | TRUE | TRUE | #NAME? | #NAME? | #NAME? | #NAME? | #NAME? | #NAME? | #NAME? | #NAME? | #NAME? | #NAME? |  |  | 1: 0; 2: 0; 3: 2.869; 4: 4.5545 | 7.4235 |  | 175.6773 | 270.4873 | 278.8529 | 19958 | 7.4235 | 175.6773 | 287.3521 |  | 0 | 5468 | 5468 | 1995-08-02 | #NAME? | #NAME? | #NAME?
1995-08-03 | 1995 | 8 | 215 | 3 | 5 | 7.5 | 4.4488 | 6.6667 | 0 | 0 | 0 | #NAME? | #NAME? | #NAME? | #NAME? | #NAME? | #NAME? | TRUE | 4.6 | TRUE | TRUE | #NAME? | #NAME? | #NAME? | #NAME? | #NAME? | #NAME? | #NAME? | #NAME? | #NAME? | #NAME? |  |  | 1: 5.6517; 2: 9.0597; 3: 0; 4: 0 | 14.7114 |  | 348.642 | 566.0014 | 585.8482 | 19958 | 14.7114 | 348.642 | 570.2674 |  | 0 | 5469 | 5469 | 1995-08-03 | #NAME? | #NAME? | #NAME?
1995-08-04 | 1995 | 8 | 216 | 4 | 6 | 10.4 | 4.7604 | 1 | 0 | 0 | 0 | #NAME? | #NAME? | #NAME? | #NAME? | #NAME? | #NAME? | FALSE | 0 | TRUE | TRUE | #NAME? | #NAME? | #NAME? | #NAME? | #NAME? | #NAME? | #NAME? | #NAME? | #NAME? | #NAME? |  |  | 1: 0; 2: 0; 3: 0; 4: 4.7269 | 4.7269 |  | 138.6547 | 213.4842 | 220.0868 | 19958 | 4.7269 | 138.6547 | 226.7949 |  | 0 | 5470 | 5470 | 1995-08-04 | #NAME? | #NAME? | #NAME?
1995-08-05 | 1995 | 8 | 217 | 5 | 7 | 13.2 | 3.9716 | 10 | 0 | 0 | 0 | #NAME? | #NAME? | #NAME? | #NAME? | #NAME? | #NAME? | FALSE | 0 | TRUE | TRUE | #NAME? | #NAME? | #NAME? | #NAME? | #NAME? | #NAME? | #NAME? | #NAME? | #NAME? | #NAME? |  |  | 1: 0; 2: 0; 3: 1.7481; 4: 0 | 1.7481 |  | 25.6392 | 39.4762 | 40.6971 | 19958 | 1.7481 | 25.6392 | 41.9375 |  | 0 | 5471 | 5471 | 1995-08-05 | #NAME? | #NAME? | #NAME?
1995-08-06 | 1995 | 8 | 218 | 6 | 1 | 10.4 | 1.7804 | 10.1667 | 6.8 | 6.8 | 1.35 | #NAME? | #NAME? | #NAME? | #NAME? | #NAME? | #NAME? | TRUE | 0 | TRUE | TRUE | #NAME? | #NAME? | #NAME? | #NAME? | #NAME? | #NAME? | #NAME? | #NAME? | #NAME? | #NAME? |  |  | 1: 5.7122; 2: 7.757; 3: 0; 4: 0 | 13.4693 |  | 311.3188 | 504.3364 | 521.9394 | 19958 | 13.4693 | 311.3188 | 509.2184 |  | 0 | 5472 | 5472 | 1995-08-06 | #NAME? | #NAME? | #NAME?
1995-08-07 | 1995 | 8 | 219 | 7 | 2 | 10.6 | 1.7816 | 9.6667 | 1.4 | 1.4 | 0 | #NAME? | #NAME? | #NAME? | #NAME? | #NAME? | #NAME? | FALSE | 6.8 | TRUE | TRUE | #NAME? | #NAME? | #NAME? | #NAME? | #NAME? | #NAME? | #NAME? | #NAME? | #NAME? | #NAME? |  |  | 1: 0; 2: 0; 3: 0; 4: 4.4318 | 4.4318 |  | 129.9993 | 200.1576 | 206.3481 | 19958 | 4.4318 | 129.9993 | 212.6374 |  | 0 | 5473 | 5473 | 1995-08-07 | #NAME? | #NAME? | #NAME?
1995-08-08 | 1995 | 8 | 220 | 8 | 3 | 6 | 3.5217 | 12.6667 | 1.2 | 1.2 | 0 | #NAME? | #NAME? | #NAME? | #NAME? | #NAME? | #NAME? | TRUE | 8.2 | TRUE | TRUE | #NAME? | #NAME? | #NAME? | #NAME? | #NAME? | #NAME? | #NAME? | #NAME? | #NAME? | #NAME? |  |  | 1: 0; 2: 0; 3: 0; 4: 0 | 0 |  | 0 | 0 | 0 | 19958 | 0 | 0 | 0 |  | 0 | 5474 | 5474 | 1995-08-08 | #NAME? | #NAME? | #NAME?
1995-08-09 | 1995 | 8 | 221 | 9 | 4 | 6.4 | 4.536 | 19.1667 | 0 | 0 | 0 | #NAME? | #NAME? | #NAME? | #NAME? | #NAME? | #NAME? | FALSE | 2.6 | TRUE | TRUE | #NAME? | #NAME? | #NAME? | #NAME? | #NAME? | #NAME? | #NAME? | #NAME? | #NAME? | #NAME? |  |  | 1: 0; 2: 0; 3: 10.0826; 4: 4.2169 | 14.2996 |  | 271.5755 | 418.1401 | 431.0723 | 19958 | 14.2996 | 271.5755 | 444.2111 |  | 0 | 5475 | 5475 | 1995-08-09 | #NAME? | #NAME? | #NAME?
1995-08-10 | 1995 | 8 | 222 | 10 | 5 | 6.9 | 3.0128 | 3.1667 | 0 | 0 | 0 | #NAME? | #NAME? | #NAME? | #NAME? | #NAME? | #NAME? | TRUE | 1.2 | TRUE | TRUE | #NAME? | #NAME? | #NAME? | #NAME? | #NAME? | #NAME? | #NAME? | #NAME? | #NAME? | #NAME? |  |  | 1: 2.1184; 2: 2.7407; 3: 0; 4: 0 | 4.8591 |  | 111.4633 | 180.4526 | 186.7419 | 19958 | 4.8591 | 111.4633 | 182.3185 |  | 0 | 5476 | 5476 | 1995-08-10 | #NAME? | #NAME? | #NAME?
1995-08-11 | 1995 | 8 | 223 | 11 | 6 | 9 | 2.3517 | 11.5 | 2.2 | 2.2 | 0 | #NAME? | #NAME? | #NAME? | #NAME? | #NAME? | #NAME? | FALSE | 0 | TRUE | TRUE | #NAME? | #NAME? | #NAME? | #NAME? | #NAME? | #NAME? | #NAME? | #NAME? | #NAME? | #NAME? |  |  | 1: 0; 2: 0; 3: 0; 4: 4.1518 | 4.1518 |  | 121.7872 | 187.5136 | 193.313 | 19958 | 4.1518 | 121.7872 | 199.2051 |  | 0 | 5477 | 5477 | 1995-08-11 | #NAME? | #NAME? | #NAME?
1995-08-12 | 1995 | 8 | 224 | 12 | 7 | 8.7 | 2.456 | 6 | 0.9 | 0.9 | 0 | #NAME? | #NAME? | #NAME? | #NAME? | #NAME? | #NAME? | FALSE | 2.2 | TRUE | TRUE | #NAME? | #NAME? | #NAME? | #NAME? | #NAME? | #NAME? | #NAME? | #NAME? | #NAME? | #NAME? |  |  | 1: 0; 2: 0; 3: 0; 4: 0 | 0 |  | 0 | 0 | 0 | 19958 | 0 | 0 | 0 |  | 0 | 5478 | 5478 | 1995-08-12 | #NAME? | #NAME? | #NAME?
1995-08-13 | 1995 | 8 | 225 | 13 | 1 | 8.4 | 3.3624 | 24.8333 | 3.1 | 3.1 | 0 | #NAME? | #NAME? | #NAME? | #NAME? | #NAME? | #NAME? | TRUE | 3.1 | TRUE | TRUE | #NAME? | #NAME? | #NAME? | #NAME? | #NAME? | #NAME? | #NAME? | #NAME? | #NAME? | #NAME? |  |  | 1: 2.6761; 2: 3.2874; 3: 0; 4: 0 | 5.9636 |  | 135.6812 | 219.5027 | 227.1412 | 19958 | 5.9636 | 135.6812 | 221.9312 |  | 0 | 5479 | 5479 | 1995-08-13 | #NAME? | #NAME? | #NAME?
1995-08-14 | 1995 | 8 | 226 | 14 | 2 | 8.4 | 4.0173 | 10.5 | 0 | 0 | 0 | #NAME? | #NAME? | #NAME? | #NAME? | #NAME? | #NAME? | FALSE | 4 | TRUE | TRUE | #NAME? | #NAME? | #NAME? | #NAME? | #NAME? | #NAME? | #NAME? | #NAME? | #NAME? | #NAME? |  |  | 1: 0; 2: 0; 3: 5.4471; 4: 5.4801 | 10.9273 |  | 240.6414 | 370.5113 | 381.9705 | 19958 | 10.9273 | 240.6414 | 393.6127 |  | 0 | 5480 | 5480 | 1995-08-14 | #NAME? | #NAME? | #NAME?
1995-08-15 | 1995 | 8 | 227 | 15 | 3 | 9.3 | 4.0765 | 6.5 | 0 | 0 | 0 | #NAME? | #NAME? | #NAME? | #NAME? | #NAME? | #NAME? | TRUE | 3.1 | TRUE | TRUE | #NAME? | #NAME? | #NAME? | #NAME? | #NAME? | #NAME? | #NAME? | #NAME? | #NAME? | #NAME? |  |  | 1: 11.3124; 2: 14.6524; 3: 0; 4: 0 | 25.9648 |  | 595.7185 | 964.4485 | 998.064 | 19958 | 25.9648 | 595.7185 | 974.4058 |  | 0 | 5481 | 5481 | 1995-08-15 | #NAME? | #NAME? | #NAME?
1995-08-16 | 1995 | 8 | 228 | 16 | 4 | 5.5 | 3.7075 | 5.5 | 0 | 0 | 0 | #NAME? | #NAME? | #NAME? | #NAME? | #NAME? | #NAME? | FALSE | 0 | TRUE | TRUE | #NAME? | #NAME? | #NAME? | #NAME? | #NAME? | #NAME? | #NAME? | #NAME? | #NAME? | #NAME? |  |  | 1: 0; 2: 0; 3: 0; 4: 4.5221 | 4.5221 |  | 132.6473 | 204.2347 | 210.5513 | 19958 | 4.5221 | 132.6473 | 216.9688 |  | 0 | 5482 | 5482 | 1995-08-16 | #NAME? | #NAME? | #NAME?
1995-08-17 | 1995 | 8 | 229 | 17 | 5 | 6.8 | 3.0524 | 18.5 | 7.8 | 7.8 | 2.1 | #NAME? | #NAME? | #NAME? | #NAME? | #NAME? | #NAME? | TRUE | 0 | TRUE | TRUE | #NAME? | #NAME? | #NAME? | #NAME? | #NAME? | #NAME? | #NAME? | #NAME? | #NAME? | #NAME? |  |  | 1: 0; 2: 0; 3: 0; 4: 0 | 0 |  | 0 | 0 | 0 | 19958 | 0 | 0 | 0 |  | 0 | 5483 | 5483 | 1995-08-17 | #NAME? | #NAME? | #NAME?
1995-08-18 | 1995 | 8 | 230 | 18 | 6 | 6 | 3.6588 | 13.8333 | 1.8 | 1.8 | 0 | #NAME? | #NAME? | #NAME? | #NAME? | #NAME? | #NAME? | FALSE | 7.8 | TRUE | TRUE | #NAME? | #NAME? | #NAME? | #NAME? | #NAME? | #NAME? | #NAME? | #NAME? | #NAME? | #NAME? |  |  | 1: 0; 2: 0; 3: 0; 4: 2.28 | 2.28 |  | 66.88 | 102.974 | 106.1587 | 19958 | 2.28 | 66.88 | 109.3944 |  | 0 | 5484 | 5484 | 1995-08-18 | #NAME? | #NAME? | #NAME?
1995-08-19 | 1995 | 8 | 231 | 19 | 7 | 8 | 4.447 | 10.5 | 0 | 0 | 0 | #NAME? | #NAME? | #NAME? | #NAME? | #NAME? | #NAME? | FALSE | 9.6 | TRUE | TRUE | #NAME? | #NAME? | #NAME? | #NAME? | #NAME? | #NAME? | #NAME? | #NAME? | #NAME? | #NAME? |  |  | 1: 0; 2: 0; 3: 7.8377; 4: 0 | 7.8377 |  | 114.9527 | 176.9907 | 182.4646 | 19958 | 7.8377 | 114.9527 | 188.026 |  | 0 | 5485 | 5485 | 1995-08-19 | #NAME? | #NAME? | #NAME?
1995-08-20 | 1995 | 8 | 232 | 20 | 1 | 4.1 | 3.6 | 6.6667 | 0 | 0 | 0 | #NAME? | #NAME? | #NAME? | #NAME? | #NAME? | #NAME? | TRUE | 1.8 | TRUE | TRUE | #NAME? | #NAME? | #NAME? | #NAME? | #NAME? | #NAME? | #NAME? | #NAME? | #NAME? | #NAME? |  |  | 1: 12.4123; 2: 15.122; 3: 0; 4: 0 | 27.5343 |  | 625.6261 | 1012.0105 | 1047.2184 | 19958 | 27.5343 | 625.6261 | 1023.3252 |  | 0 | 5486 | 5486 | 1995-08-20 | #NAME? | #NAME? | #NAME?
1995-08-21 | 1995 | 8 | 233 | 21 | 2 | 4.6 | 3.8163 | 5.8333 | 0 | 0 | 0 | #NAME? | #NAME? | #NAME? | #NAME? | #NAME? | #NAME? | FALSE | 0 | TRUE | TRUE | #NAME? | #NAME? | #NAME? | #NAME? | #NAME? | #NAME? | #NAME? | #NAME? | #NAME? | #NAME? |  |  | 1: 0; 2: 0; 3: 2.0188; 4: 6.7058 | 8.7246 |  | 226.3133 | 348.4506 | 359.2274 | 19958 | 8.7246 | 226.3133 | 370.1765 |  | 0 | 5487 | 5487 | 1995-08-21 | #NAME? | #NAME? | #NAME?
1995-08-22 | 1995 | 8 | 234 | 22 | 3 | 6.6 | 3.3775 | 6.1667 | 0 | 0 | 0 | #NAME? | #NAME? | #NAME? | #NAME? | #NAME? | #NAME? | TRUE | 0 | TRUE | TRUE | #NAME? | #NAME? | #NAME? | #NAME? | #NAME? | #NAME? | #NAME? | #NAME? | #NAME? | #NAME? |  |  | 1: 0; 2: 0; 3: 0; 4: 0 | 0 |  | 0 | 0 | 0 | 19958 | 0 | 0 | 0 |  | 0 | 5488 | 5488 | 1995-08-22 | #NAME? | #NAME? | #NAME?
1995-08-23 | 1995 | 8 | 235 | 23 | 4 | 10.6 | 3.8212 | 18.5 | 0 | 0 | 0 | #NAME? | #NAME? | #NAME? | #NAME? | #NAME? | #NAME? | FALSE | 0 | TRUE | TRUE | #NAME? | #NAME? | #NAME? | #NAME? | #NAME? | #NAME? | #NAME? | #NAME? | #NAME? | #NAME? |  |  | 1: 0; 2: 0; 3: 0; 4: 4.1376 | 4.1376 |  | 121.3705 | 186.8721 | 192.6516 | 19958 | 4.1376 | 121.3705 | 198.5235 |  | 0 | 5489 | 5489 | 1995-08-23 | #NAME? | #NAME? | #NAME?
1995-08-24 | 1995 | 8 | 236 | 24 | 5 | 7.2 | 2.4648 | 12 | 0.4 | 0.4 | 0 | #NAME? | #NAME? | #NAME? | #NAME? | #NAME? | #NAME? | TRUE | 0 | TRUE | FALSE | #NAME? | #NAME? | #NAME? | #NAME? | #NAME? | #NAME? | #NAME? | #NAME? | #NAME? | #NAME? |  |  | 1: 0; 2: 0; 3: 0; 4: 0 | 0 |  | 0 | 0 | 0 | 19958 | 0 | 0 | 0 |  | 0 | 5490 | 5490 | 1995-08-24 | #NAME? | #NAME? | #NAME?
1995-08-25 | 1995 | 8 | 237 | 25 | 6 | 2.3 | 2.9003 | 2 | 0 | 0 | 0 | #NAME? | #NAME? | #NAME? | #NAME? | #NAME? | #NAME? | FALSE | 0.4 | TRUE | TRUE | #NAME? | #NAME? | #NAME? | #NAME? | #NAME? | #NAME? | #NAME? | #NAME? | #NAME? | #NAME? |  |  | 1: 0; 2: 0; 3: 0; 4: 3.6356 | 3.6356 |  | 106.6452 | 164.1998 | 169.2782 | 19958 | 3.6356 | 106.6452 | 174.4377 |  | 0 | 5491 | 5491 | 1995-08-25 | #NAME? | #NAME? | #NAME?
1995-08-26 | 1995 | 8 | 238 | 26 | 7 | 6.7 | 3.4604 | 4 | 0.2 | 0.2 | 0 | #NAME? | #NAME? | #NAME? | #NAME? | #NAME? | #NAME? | FALSE | 0.4 | TRUE | TRUE | #NAME? | #NAME? | #NAME? | #NAME? | #NAME? | #NAME? | #NAME? | #NAME? | #NAME? | #NAME? |  |  | 1: 0; 2: 0; 3: 2.1193; 4: 0 | 2.1193 |  | 31.0835 | 47.8588 | 49.339 | 19958 | 2.1193 | 31.0835 | 50.8428 |  | 0 | 5492 | 5492 | 1995-08-26 | #NAME? | #NAME? | #NAME?
1995-08-27 | 1995 | 8 | 239 | 27 | 1 | 4.9 | 3.1504 | 11.1667 | 0 | 0 | 0 | #NAME? | #NAME? | #NAME? | #NAME? | #NAME? | #NAME? | TRUE | 0.2 | TRUE | TRUE | #NAME? | #NAME? | #NAME? | #NAME? | #NAME? | #NAME? | #NAME? | #NAME? | #NAME? | #NAME? |  |  | 1: 3.026; 2: 4.1409; 3: 0; 4: 0 | 7.1669 |  | 165.847 | 268.6995 | 278.0801 | 19958 | 7.1669 | 165.847 | 271.2729 |  | 0 | 5493 | 5493 | 1995-08-27 | #NAME? | #NAME? | #NAME?
1995-08-28 | 1995 | 8 | 240 | 28 | 2 | 5.6 | 3.7752 | 9.5 | 0 | 0 | 0 | #NAME? | #NAME? | #NAME? | #NAME? | #NAME? | #NAME? | FALSE | 0.2 | TRUE | TRUE | #NAME? | #NAME? | #NAME? | #NAME? | #NAME? | #NAME? | #NAME? | #NAME? | #NAME? | #NAME? |  |  | 1: 0; 2: 0; 3: 0; 4: 5.9159 | 5.9159 |  | 173.534 | 267.1873 | 275.4508 | 19958 | 5.9159 | 173.534 | 283.8464 |  | 0 | 5494 | 5494 | 1995-08-28 | #NAME? | #NAME? | #NAME?
1995-08-29 | 1995 | 8 | 241 | 29 | 3 | 7.9 | 2.2293 | 15.3333 | 3.8 | 3.8 | 0 | #NAME? | #NAME? | #NAME? | #NAME? | #NAME? | #NAME? | TRUE | 0 | TRUE | TRUE | #NAME? | #NAME? | #NAME? | #NAME? | #NAME? | #NAME? | #NAME? | #NAME? | #NAME? | #NAME? |  |  | 1: 11.5851; 2: 17.1217; 3: 0; 4: 0 | 28.7068 |  | 672.1512 | 1090.0903 | 1128.2298 | 19958 | 28.7068 | 672.1512 | 1099.4254 |  | 0 | 5495 | 5495 | 1995-08-29 | #NAME? | #NAME? | #NAME?
1995-08-30 | 1995 | 8 | 242 | 30 | 4 | 4.7 | 3.1049 | 3.8333 | 0 | 0 | 0 | #NAME? | #NAME? | #NAME? | #NAME? | #NAME? | #NAME? | FALSE | 3.8 | TRUE | TRUE | #NAME? | #NAME? | #NAME? | #NAME? | #NAME? | #NAME? | #NAME? | #NAME? | #NAME? | #NAME? |  |  | 1: 0; 2: 0; 3: 4.459; 4: 3.5061 | 7.9651 |  | 168.244 | 259.0424 | 267.054 | 19958 | 7.9651 | 168.244 | 275.1937 |  | 0 | 5496 | 5496 | 1995-08-30 | #NAME? | #NAME? | #NAME?
1995-08-31 | 1995 | 8 | 243 | 31 | 5 | 4.3 | 4.1313 | 10.6667 | 0 | 0 | 0 | #NAME? | #NAME? | #NAME? | #NAME? | #NAME? | #NAME? | TRUE | 3.8 | TRUE | TRUE | #NAME? | #NAME? | #NAME? | #NAME? | #NAME? | #NAME? | #NAME? | #NAME? | #NAME? | #NAME? |  |  | 1: 0; 2: 0; 3: 0; 4: 0 | 0 |  | 0 | 0 | 0 | 19958 | 0 | 0 | 0 |  | 0 | 5497 | 5497 | 1995-08-31 | #NAME? | #NAME? | #NAME?
1995-09-01 | 1995 | 9 | 244 | 1 | 6 | 7.9 | 4.1377 | 18.3333 | 0 | 0 | 0 | #NAME? | #NAME? | #NAME? | #NAME? | #NAME? | #NAME? | FALSE | 0 | TRUE | TRUE | #NAME? | #NAME? | #NAME? | #NAME? | #NAME? | #NAME? | #NAME? | #NAME? | #NAME? | #NAME? |  |  | 1: 0; 2: 0; 3: 0; 4: 4.5522 | 4.5522 |  | 133.5309 | 205.5952 | 211.9538 | 19959 | 4.5522 | 133.5309 | 218.414 |  | 0 | 5498 | 5498 | 1995-09-01 | #NAME? | #NAME? | #NAME?
1995-09-02 | 1995 | 9 | 245 | 2 | 7 | 5.8 | 5.1455 | 7.3333 | 0 | 0 | 0 | #NAME? | #NAME? | #NAME? | #NAME? | #NAME? | #NAME? | FALSE | 0 | TRUE | TRUE | #NAME? | #NAME? | #NAME? | #NAME? | #NAME? | #NAME? | #NAME? | #NAME? | #NAME? | #NAME? |  |  | 1: 0; 2: 0; 3: 8.4351; 4: 0 | 8.4351 |  | 123.7152 | 190.4821 | 196.3733 | 19959 | 8.4351 | 123.7152 | 202.3587 |  | 0 | 5499 | 5499 | 1995-09-02 | #NAME? | #NAME? | #NAME?
1995-09-03 | 1995 | 9 | 246 | 3 | 1 | 6.8 | 5.1691 | 7.5 | 0 | 0 | 0 | #NAME? | #NAME? | #NAME? | #NAME? | #NAME? | #NAME? | TRUE | 0 | TRUE | TRUE | #NAME? | #NAME? | #NAME? | #NAME? | #NAME? | #NAME? | #NAME? | #NAME? | #NAME? | #NAME? |  |  | 1: 2.8958; 2: 3.6759; 3: 0; 4: 0 | 6.5718 |  | 150.2991 | 243.262 | 251.7356 | 19959 | 6.5718 | 150.2991 | 245.8415 |  | 0 | 5500 | 5500 | 1995-09-03 | #NAME? | #NAME? | #NAME?
1995-09-04 | 1995 | 9 | 247 | 4 | 2 | 5 | 4.2769 | 11.3333 | 0 | 0 | 0 | #NAME? | #NAME? | #NAME? | #NAME? | #NAME? | #NAME? | FALSE | 0 | TRUE | TRUE | #NAME? | #NAME? | #NAME? | #NAME? | #NAME? | #NAME? | #NAME? | #NAME? | #NAME? | #NAME? |  |  | 1: 0; 2: 0; 3: 2.3084; 4: 7.953 | 10.2614 |  | 267.1455 | 411.3193 | 424.0405 | 19959 | 10.2614 | 267.1455 | 436.965 |  | 0 | 5501 | 5501 | 1995-09-04 | #NAME? | #NAME? | #NAME?
1995-09-05 | 1995 | 9 | 248 | 5 | 3 | 10.2 | 2.7396 | 10.3333 | 1.3 | 1.3 | 0 | #NAME? | #NAME? | #NAME? | #NAME? | #NAME? | #NAME? | TRUE | 0 | TRUE | TRUE | #NAME? | #NAME? | #NAME? | #NAME? | #NAME? | #NAME? | #NAME? | #NAME? | #NAME? | #NAME? |  |  | 1: 0; 2: 0; 3: 0; 4: 0 | 0 |  | 0 | 0 | 0 | 19959 | 0 | 0 | 0 |  | 0 | 5502 | 5502 | 1995-09-05 | #NAME? | #NAME? | #NAME?
1995-09-06 | 1995 | 9 | 249 | 6 | 4 | 9 | 1.4536 | 18.8333 | 17.1 | 17.1 | 9.075 | #NAME? | #NAME? | #NAME? | #NAME? | #NAME? | #NAME? | FALSE | 1.3 | TRUE | TRUE | #NAME? | #NAME? | #NAME? | #NAME? | #NAME? | #NAME? | #NAME? | #NAME? | #NAME? | #NAME? |  |  | 1: 0; 2: 0; 3: 7.3217; 4: 3.7868 | 11.1084 |  | 218.463 | 336.3636 | 346.7666 | 19959 | 11.1084 | 218.463 | 357.3359 |  | 0 | 5503 | 5503 | 1995-09-06 | #NAME? | #NAME? | #NAME?
1995-09-07 | 1995 | 9 | 250 | 7 | 5 | 9.7 | 1.317 | 4.3333 | 0.2 | 0.2 | 0 | #NAME? | #NAME? | #NAME? | #NAME? | #NAME? | #NAME? | TRUE | 18.4 | FALSE | TRUE | #NAME? | #NAME? | #NAME? | #NAME? | #NAME? | #NAME? | #NAME? | #NAME? | #NAME? | #NAME? |  |  | 1: 0; 2: 0; 3: 0; 4: 0 | 0 |  | 0 | 0 | 0 | 19959 | 0 | 0 | 0 |  | 0 | 5504 | 5504 | 1995-09-07 | #NAME? | #NAME? | #NAME?
1995-09-08 | 1995 | 9 | 251 | 8 | 6 | 5.6 | 2.6269 | 4.6667 | 0 | 0 | 0 | #NAME? | #NAME? | #NAME? | #NAME? | #NAME? | #NAME? | FALSE | 17.3 | FALSE | TRUE | #NAME? | #NAME? | #NAME? | #NAME? | #NAME? | #NAME? | #NAME? | #NAME? | #NAME? | #NAME? |  |  | 1: 0; 2: 0; 3: 0; 4: 0 | 0 |  | 0 | 0 | 0 | 19959 | 0 | 0 | 0 |  | 0 | 5505 | 5505 | 1995-09-08 | #NAME? | #NAME? | #NAME?
1995-09-09 | 1995 | 9 | 252 | 9 | 7 | 6 | 3.2411 | 7.3333 | 0 | 0 | 0 | #NAME? | #NAME? | #NAME? | #NAME? | #NAME? | #NAME? | FALSE | 0.2 | TRUE | TRUE | #NAME? | #NAME? | #NAME? | #NAME? | #NAME? | #NAME? | #NAME? | #NAME? | #NAME? | #NAME? |  |  | 1: 0; 2: 0; 3: 5.0971; 4: 0 | 5.0971 |  | 74.7582 | 115.1039 | 118.6638 | 19959 | 5.0971 | 74.7582 | 122.2806 |  | 0 | 5506 | 5506 | 1995-09-09 | #NAME? | #NAME? | #NAME?
1995-09-10 | 1995 | 9 | 253 | 10 | 1 | 4.8 | 2.8907 | 3.8333 | 0 | 0 | 0 | #NAME? | #NAME? | #NAME? | #NAME? | #NAME? | #NAME? | TRUE | 0 | TRUE | TRUE | #NAME? | #NAME? | #NAME? | #NAME? | #NAME? | #NAME? | #NAME? | #NAME? | #NAME? | #NAME? |  |  | 1: 11.7208; 2: 19.9291; 3: 0; 4: 0 | 31.6499 |  | 756.493 | 1228.9995 | 1272.1608 | 19959 | 31.6499 | 756.493 | 1237.3817 |  | 0 | 5507 | 5507 | 1995-09-10 | #NAME? | #NAME? | #NAME?
1995-09-11 | 1995 | 9 | 254 | 11 | 2 | 9.8 | 4.8405 | 2.3333 | 0 | 0 | 0 | #NAME? | #NAME? | #NAME? | #NAME? | #NAME? | #NAME? | FALSE | 0 | TRUE | TRUE | #NAME? | #NAME? | #NAME? | #NAME? | #NAME? | #NAME? | #NAME? | #NAME? | #NAME? | #NAME? |  |  | 1: 0; 2: 0; 3: 2.7107; 4: 7.8216 | 10.5324 |  | 269.1919 | 414.47 | 427.2887 | 19959 | 10.5324 | 269.1919 | 440.3122 |  | 0 | 5508 | 5508 | 1995-09-11 | #NAME? | #NAME? | #NAME?
1995-09-12 | 1995 | 9 | 255 | 12 | 3 | 9.7 | 4.3104 | 7.8333 | 0 | 0 | 0 | #NAME? | #NAME? | #NAME? | #NAME? | #NAME? | #NAME? | TRUE | 0 | TRUE | TRUE | #NAME? | #NAME? | #NAME? | #NAME? | #NAME? | #NAME? | #NAME? | #NAME? | #NAME? | #NAME? |  |  | 1: 6.7964; 2: 10.2044; 3: 0; 4: 0 | 17.0007 |  | 399.0077 | 647.2383 | 669.8935 | 19959 | 17.0007 | 399.0077 | 652.6496 |  | 0 | 5509 | 5509 | 1995-09-12 | #NAME? | #NAME? | #NAME?
1995-09-13 | 1995 | 9 | 256 | 13 | 4 | 11.3 | 3.3127 | 4.5 | 0 | 0 | 0 | #NAME? | #NAME? | #NAME? | #NAME? | #NAME? | #NAME? | FALSE | 0 | TRUE | TRUE | #NAME? | #NAME? | #NAME? | #NAME? | #NAME? | #NAME? | #NAME? | #NAME? | #NAME? | #NAME? |  |  | 1: 0; 2: 0; 3: 2.7361; 4: 4.7593 | 7.4953 |  | 179.7345 | 276.734 | 285.2928 | 19959 | 7.4953 | 179.7345 | 293.9884 |  | 0 | 5510 | 5510 | 1995-09-13 | #NAME? | #NAME? | #NAME?
1995-09-14 | 1995 | 9 | 257 | 14 | 5 | 6.3 | 3.1095 | 8 | 0 | 0 | 0 | #NAME? | #NAME? | #NAME? | #NAME? | #NAME? | #NAME? | TRUE | 0 | TRUE | TRUE | #NAME? | #NAME? | #NAME? | #NAME? | #NAME? | #NAME? | #NAME? | #NAME? | #NAME? | #NAME? |  |  | 1: 0; 2: 0; 3: 0; 4: 0 | 0 |  | 0 | 0 | 0 | 19959 | 0 | 0 | 0 |  | 0 | 5511 | 5511 | 1995-09-14 | #NAME? | #NAME? | #NAME?
1995-09-15 | 1995 | 9 | 258 | 15 | 6 | 8.2 | 2.1266 | 21.3333 | 0 | 0 | 0 | #NAME? | #NAME? | #NAME? | #NAME? | #NAME? | #NAME? | FALSE | 0 | TRUE | TRUE | #NAME? | #NAME? | #NAME? | #NAME? | #NAME? | #NAME? | #NAME? | #NAME? | #NAME? | #NAME? |  |  | 1: 0; 2: 0; 3: 0; 4: 3.9902 | 3.9902 |  | 117.0462 | 180.2139 | 185.7875 | 19959 | 3.9902 | 117.0462 | 191.4502 |  | 0 | 5512 | 5512 | 1995-09-15 | #NAME? | #NAME? | #NAME?
1995-09-16 | 1995 | 9 | 259 | 16 | 7 | 5 | 2.2077 | 9.8333 | 0 | 0 | 0 | #NAME? | #NAME? | #NAME? | #NAME? | #NAME? | #NAME? | FALSE | 0 | TRUE | TRUE | #NAME? | #NAME? | #NAME? | #NAME? | #NAME? | #NAME? | #NAME? | #NAME? | #NAME? | #NAME? |  |  | 1: 0; 2: 0; 3: 8.7352; 4: 0 | 8.7352 |  | 128.1164 | 197.2586 | 203.3594 | 19959 | 8.7352 | 128.1164 | 209.5577 |  | 0 | 5513 | 5513 | 1995-09-16 | #NAME? | #NAME? | #NAME?
1995-09-17 | 1995 | 9 | 260 | 17 | 1 | 6.1 | 1.7196 | 6.8333 | 0.8 | 0.8 | 0 | #NAME? | #NAME? | #NAME? | #NAME? | #NAME? | #NAME? | TRUE | 0 | TRUE | FALSE | #NAME? | #NAME? | #NAME? | #NAME? | #NAME? | #NAME? | #NAME? | #NAME? | #NAME? | #NAME? |  |  | 1: 0; 2: 0; 3: 0; 4: 0 | 0 |  | 0 | 0 | 0 | 19959 | 0 | 0 | 0 |  | 0 | 5514 | 5514 | 1995-09-17 | #NAME? | #NAME? | #NAME?
1995-09-18 | 1995 | 9 | 261 | 18 | 2 | -0.4 | 0.81747 | 21 | 4.8 | 4.8 | 0 | #NAME? | #NAME? | #NAME? | #NAME? | #NAME? | #NAME? | FALSE | 0.8 | TRUE | FALSE | #NAME? | #NAME? | #NAME? | #NAME? | #NAME? | #NAME? | #NAME? | #NAME? | #NAME? | #NAME? |  |  | 1: 0; 2: 0; 3: 0; 4: 0 | 0 |  | 0 | 0 | 0 | 19959 | 0 | 0 | 0 |  | 0 | 5515 | 5515 | 1995-09-18 | #NAME? | #NAME? | #NAME?
1995-09-19 | 1995 | 9 | 262 | 19 | 3 | -0.4 | 1.2508 | 10.1667 | 0 | 0 | 0 | #NAME? | #NAME? | #NAME? | #NAME? | #NAME? | #NAME? | TRUE | 5.6 | TRUE | FALSE | #NAME? | #NAME? | #NAME? | #NAME? | #NAME? | #NAME? | #NAME? | #NAME? | #NAME? | #NAME? |  |  | 1: 0; 2: 0; 3: 0; 4: 0 | 0 |  | 0 | 0 | 0 | 19959 | 0 | 0 | 0 |  | 0 | 5516 | 5516 | 1995-09-19 | #NAME? | #NAME? | #NAME?
1995-09-20 | 1995 | 9 | 263 | 20 | 4 | -2.4 | 1.0524 | 12 | 0.2 | 0.2 | 0 | #NAME? | #NAME? | #NAME? | #NAME? | #NAME? | #NAME? | FALSE | 4.8 | TRUE | FALSE | #NAME? | #NAME? | #NAME? | #NAME? | #NAME? | #NAME? | #NAME? | #NAME? | #NAME? | #NAME? |  |  | 1: 0; 2: 0; 3: 0; 4: 0 | 0 |  | 0 | 0 | 0 | 19959 | 0 | 0 | 0 |  | 0 | 5517 | 5517 | 1995-09-20 | #NAME? | #NAME? | #NAME?
1995-09-21 | 1995 | 9 | 264 | 21 | 5 | -2.5 | 2.633 | 7.5 | 0 | 0 | 0 | #NAME? | #NAME? | #NAME? | #NAME? | #NAME? | #NAME? | TRUE | 0.2 | TRUE | TRUE | #NAME? | #NAME? | #NAME? | #NAME? | #NAME? | #NAME? | #NAME? | #NAME? | #NAME? | #NAME? |  |  | 1: 2.7027; 2: 3.5467; 3: 0; 4: 0 | 6.2494 |  | 143.6766 | 232.649 | 240.7611 | 19959 | 6.2494 | 143.6766 | 235.0092 |  | 0 | 5518 | 5518 | 1995-09-21 | #NAME? | #NAME? | #NAME?
1995-09-22 | 1995 | 9 | 265 | 22 | 6 | 7.4 | 4.7462 | 19.6667 | 0 | 0 | 0 | #NAME? | #NAME? | #NAME? | #NAME? | #NAME? | #NAME? | FALSE | 0.2 | TRUE | FALSE | #NAME? | #NAME? | #NAME? | #NAME? | #NAME? | #NAME? | #NAME? | #NAME? | #NAME? | #NAME? |  |  | 1: 0; 2: 0; 3: 0; 4: 0 | 0 |  | 0 | 0 | 0 | 19959 | 0 | 0 | 0 |  | 0 | 5519 | 5519 | 1995-09-22 | #NAME? | #NAME? | #NAME?
1995-09-23 | 1995 | 9 | 266 | 23 | 7 | -1.3 | 2.8114 | 7.6667 | 0 | 0 | 0 | #NAME? | #NAME? | #NAME? | #NAME? | #NAME? | #NAME? | FALSE | 0 | TRUE | FALSE | #NAME? | #NAME? | #NAME? | #NAME? | #NAME? | #NAME? | #NAME? | #NAME? | #NAME? | #NAME? |  |  | 1: 0; 2: 0; 3: 0; 4: 0 | 0 |  | 0 | 0 | 0 | 19959 | 0 | 0 | 0 |  | 0 | 5520 | 5520 | 1995-09-23 | #NAME? | #NAME? | #NAME?
1995-09-24 | 1995 | 9 | 267 | 24 | 1 | 2.1 | 3.4523 | 5 | 0 | 0 | 0 | #NAME? | #NAME? | #NAME? | #NAME? | #NAME? | #NAME? | TRUE | 0 | TRUE | TRUE | #NAME? | #NAME? | #NAME? | #NAME? | #NAME? | #NAME? | #NAME? | #NAME? | #NAME? | #NAME? |  |  | 1: 9.1308; 2: 12.7922; 3: 0; 4: 0 | 21.9231 |  | 509.1583 | 825.1773 | 854.0046 | 19959 | 21.9231 | 509.1583 | 832.8209 |  | 0 | 5521 | 5521 | 1995-09-24 | #NAME? | #NAME? | #NAME?
1995-09-25 | 1995 | 9 | 268 | 25 | 2 | 3.1 | 3.2126 | 7.8333 | 0 | 0 | 0 | #NAME? | #NAME? | #NAME? | #NAME? | #NAME? | #NAME? | FALSE | 0 | TRUE | FALSE | #NAME? | #NAME? | #NAME? | #NAME? | #NAME? | #NAME? | #NAME? | #NAME? | #NAME? | #NAME? |  |  | 1: 0; 2: 0; 3: 0; 4: 0 | 0 |  | 0 | 0 | 0 | 19959 | 0 | 0 | 0 |  | 0 | 5522 | 5522 | 1995-09-25 | #NAME? | #NAME? | #NAME?
1995-09-26 | 1995 | 9 | 269 | 26 | 3 | 0.7 | 3.5575 | 1.3333 | 0 | 0 | 0 | #NAME? | #NAME? | #NAME? | #NAME? | #NAME? | #NAME? | TRUE | 0 | TRUE | TRUE | #NAME? | #NAME? | #NAME? | #NAME? | #NAME? | #NAME? | #NAME? | #NAME? | #NAME? | #NAME? |  |  | 1: 0; 2: 0; 3: 0; 4: 0 | 0 |  | 0 | 0 | 0 | 19959 | 0 | 0 | 0 |  | 0 | 5523 | 5523 | 1995-09-26 | #NAME? | #NAME? | #NAME?
1995-09-27 | 1995 | 9 | 270 | 27 | 4 | 6.7 | 3.8431 | 18.3333 | 0 | 0 | 0 | #NAME? | #NAME? | #NAME? | #NAME? | #NAME? | #NAME? | FALSE | 0 | TRUE | TRUE | #NAME? | #NAME? | #NAME? | #NAME? | #NAME? | #NAME? | #NAME? | #NAME? | #NAME? | #NAME? |  |  | 1: 0; 2: 0; 3: 2.3074; 4: 11.9428 | 14.2502 |  | 384.1639 | 591.4904 | 609.7839 | 19959 | 14.2502 | 384.1639 | 628.3698 |  | 0 | 5524 | 5524 | 1995-09-27 | #NAME? | #NAME? | #NAME?
1995-09-28 | 1995 | 9 | 271 | 28 | 5 | 6.4 | 3.1336 | 11.6667 | 0 | 0 | 0 | #NAME? | #NAME? | #NAME? | #NAME? | #NAME? | #NAME? | TRUE | 0 | TRUE | TRUE | #NAME? | #NAME? | #NAME? | #NAME? | #NAME? | #NAME? | #NAME? | #NAME? | #NAME? | #NAME? |  |  | 1: 0; 2: 0; 3: 0; 4: 0 | 0 |  | 0 | 0 | 0 | 19959 | 0 | 0 | 0 |  | 0 | 5525 | 5525 | 1995-09-28 | #NAME? | #NAME? | #NAME?
1995-09-29 | 1995 | 9 | 272 | 29 | 6 | 6.8 | 1.4108 | 18.1667 | 3.3 | 3.3 | 0 | #NAME? | #NAME? | #NAME? | #NAME? | #NAME? | #NAME? | FALSE | 0 | TRUE | TRUE | #NAME? | #NAME? | #NAME? | #NAME? | #NAME? | #NAME? | #NAME? | #NAME? | #NAME? | #NAME? |  |  | 1: 0; 2: 0; 3: 0; 4: 4.0035 | 4.0035 |  | 117.4347 | 180.8122 | 186.4043 | 19959 | 4.0035 | 117.4347 | 192.0858 |  | 0 | 5526 | 5526 | 1995-09-29 | #NAME? | #NAME? | #NAME?
1995-09-30 | 1995 | 9 | 273 | 30 | 7 | 3.7 | 2.7597 | 9.1667 | 0 | 0 | 0 | #NAME? | #NAME? | #NAME? | #NAME? | #NAME? | #NAME? | FALSE | 3.3 | TRUE | FALSE | #NAME? | #NAME? | #NAME? | #NAME? | #NAME? | #NAME? | #NAME? | #NAME? | #NAME? | #NAME? |  |  | 1: 0; 2: 0; 3: 0; 4: 0 | 0 |  | 0 | 0 | 0 | 19959 | 0 | 0 | 0 |  | 0 | 5527 | 5527 | 1995-09-30 | #NAME? | #NAME? | #NAME?
1996-05-01 | 1996 | 5 | 122 | 1 | 4 | -0.7 | 2.3762 | 9.3333 | 4.3 | 4.3 | 0 | #NAME? | #NAME? | #NAME? | #NAME? | #NAME? | #NAME? | FALSE | 3.3 | TRUE | FALSE | #NAME? | #NAME? | #NAME? | #NAME? | #NAME? | #NAME? | #NAME? | #NAME? | #NAME? | #NAME? |  |  | 1: 0; 2: 0; 3: 0; 4: 0 | 0 |  | 0 | 0 | 0 | 19965 | 0 | 0 | 0 |  | 0 | 5528 | 5528 | 1996-05-01 | #NAME? | #NAME? | #NAME?
1996-05-02 | 1996 | 5 | 123 | 2 | 5 | 0.9 | 1.7565 | 9.1667 | 4.8 | 4.8 | 0 | #NAME? | #NAME? | #NAME? | #NAME? | #NAME? | #NAME? | TRUE | 4.3 | TRUE | FALSE | #NAME? | #NAME? | #NAME? | #NAME? | #NAME? | #NAME? | #NAME? | #NAME? | #NAME? | #NAME? |  |  | 1: 0; 2: 0; 3: 0; 4: 0 | 0 |  | 0 | 0 | 0 | 19965 | 0 | 0 | 0 |  | 0 | 5529 | 5529 | 1996-05-02 | #NAME? | #NAME? | #NAME?
1996-05-03 | 1996 | 5 | 124 | 3 | 6 | 0.2 | 1.7099 | 15.3333 | 15.2 | 15.2 | 7.65 | #NAME? | #NAME? | #NAME? | #NAME? | #NAME? | #NAME? | FALSE | 9.1 | TRUE | FALSE | #NAME? | #NAME? | #NAME? | #NAME? | #NAME? | #NAME? | #NAME? | #NAME? | #NAME? | #NAME? |  |  | 1: 0; 2: 0; 3: 0; 4: 0 | 0 |  | 0 | 0 | 0 | 19965 | 0 | 0 | 0 |  | 0 | 5530 | 5530 | 1996-05-03 | #NAME? | #NAME? | #NAME?
1996-05-04 | 1996 | 5 | 125 | 4 | 7 | 0.3 | 2.1246 | 19.8333 | 5 | 5 | 0 | #NAME? | #NAME? | #NAME? | #NAME? | #NAME? | #NAME? | FALSE | 20 | FALSE | FALSE | #NAME? | #NAME? | #NAME? | #NAME? | #NAME? | #NAME? | #NAME? | #NAME? | #NAME? | #NAME? |  |  | 1: 0; 2: 0; 3: 0; 4: 0 | 0 |  | 0 | 0 | 0 | 19965 | 0 | 0 | 0 |  | 0 | 5531 | 5531 | 1996-05-04 | #NAME? | #NAME? | #NAME?
1996-05-05 | 1996 | 5 | 126 | 5 | 1 | -2.1 | 3.384 | 8.3333 | 0 | 0 | 0 | #NAME? | #NAME? | #NAME? | #NAME? | #NAME? | #NAME? | TRUE | 20.2 | FALSE | FALSE | #NAME? | #NAME? | #NAME? | #NAME? | #NAME? | #NAME? | #NAME? | #NAME? | #NAME? | #NAME? |  |  | 1: 0; 2: 0; 3: 0; 4: 0 | 0 |  | 0 | 0 | 0 | 19965 | 0 | 0 | 0 |  | 0 | 5532 | 5532 | 1996-05-05 | #NAME? | #NAME? | #NAME?
1996-05-06 | 1996 | 5 | 127 | 6 | 2 | -2.8 | 1.6481 | 12.6667 | 2.2 | 2.2 | 0 | #NAME? | #NAME? | #NAME? | #NAME? | #NAME? | #NAME? | FALSE | 5 | TRUE | FALSE | #NAME? | #NAME? | #NAME? | #NAME? | #NAME? | #NAME? | #NAME? | #NAME? | #NAME? | #NAME? |  |  | 1: 0; 2: 0; 3: 0; 4: 0 | 0 |  | 0 | 0 | 0 | 19965 | 0 | 0 | 0 |  | 0 | 5533 | 5533 | 1996-05-06 | #NAME? | #NAME? | #NAME?
1996-05-07 | 1996 | 5 | 128 | 7 | 3 | -4.3 | 1.4577 | 18 | 3.2 | 3.2 | 0 | #NAME? | #NAME? | #NAME? | #NAME? | #NAME? | #NAME? | TRUE | 2.2 | TRUE | FALSE | #NAME? | #NAME? | #NAME? | #NAME? | #NAME? | #NAME? | #NAME? | #NAME? | #NAME? | #NAME? |  |  | 1: 0; 2: 0; 3: 0; 4: 0 | 0 |  | 0 | 0 | 0 | 19965 | 0 | 0 | 0 |  | 0 | 5534 | 5534 | 1996-05-07 | #NAME? | #NAME? | #NAME?
1996-05-08 | 1996 | 5 | 129 | 8 | 4 | -5.8 | 1.0428 | 21.3333 | 3.7 | 3.7 | 0 | #NAME? | #NAME? | #NAME? | #NAME? | #NAME? | #NAME? | FALSE | 5.4 | TRUE | FALSE | #NAME? | #NAME? | #NAME? | #NAME? | #NAME? | #NAME? | #NAME? | #NAME? | #NAME? | #NAME? |  |  | 1: 0; 2: 0; 3: 0; 4: 0 | 0 |  | 0 | 0 | 0 | 19965 | 0 | 0 | 0 |  | 0 | 5535 | 5535 | 1996-05-08 | #NAME? | #NAME? | #NAME?
1996-05-09 | 1996 | 5 | 130 | 9 | 5 | -5 | 1.5729 | 10.6667 | 1 | 1 | 0 | #NAME? | #NAME? | #NAME? | #NAME? | #NAME? | #NAME? | TRUE | 6.9 | TRUE | FALSE | #NAME? | #NAME? | #NAME? | #NAME? | #NAME? | #NAME? | #NAME? | #NAME? | #NAME? | #NAME? |  |  | 1: 0; 2: 0; 3: 0; 4: 0 | 0 |  | 0 | 0 | 0 | 19965 | 0 | 0 | 0 |  | 0 | 5536 | 5536 | 1996-05-09 | #NAME? | #NAME? | #NAME?
1996-05-10 | 1996 | 5 | 131 | 10 | 6 | -2 | 2.2409 | 12.6667 | 0.4 | 0.4 | 0 | #NAME? | #NAME? | #NAME? | #NAME? | #NAME? | #NAME? | FALSE | 4.7 | TRUE | FALSE | #NAME? | #NAME? | #NAME? | #NAME? | #NAME? | #NAME? | #NAME? | #NAME? | #NAME? | #NAME? |  |  | 1: 0; 2: 0; 3: 0; 4: 0 | 0 |  | 0 | 0 | 0 | 19965 | 0 | 0 | 0 |  | 0 | 5537 | 5537 | 1996-05-10 | #NAME? | #NAME? | #NAME?
1996-05-11 | 1996 | 5 | 132 | 11 | 7 | -0.7 | 1.8869 | 12.6667 | 0.8 | 0.8 | 0 | #NAME? | #NAME? | #NAME? | #NAME? | #NAME? | #NAME? | FALSE | 1.4 | TRUE | FALSE | #NAME? | #NAME? | #NAME? | #NAME? | #NAME? | #NAME? | #NAME? | #NAME? | #NAME? | #NAME? |  |  | 1: 0; 2: 0; 3: 0; 4: 0 | 0 |  | 0 | 0 | 0 | 19965 | 0 | 0 | 0 |  | 0 | 5538 | 5538 | 1996-05-11 | #NAME? | #NAME? | #NAME?
1996-05-12 | 1996 | 5 | 133 | 12 | 1 | 2.2 | 2.6186 | 13 | 0.2 | 0.2 | 0 | #NAME? | #NAME? | #NAME? | #NAME? | #NAME? | #NAME? | TRUE | 1.2 | TRUE | FALSE | #NAME? | #NAME? | #NAME? | #NAME? | #NAME? | #NAME? | #NAME? | #NAME? | #NAME? | #NAME? |  |  | 1: 0; 2: 0; 3: 0; 4: 0 | 0 |  | 0 | 0 | 0 | 19965 | 0 | 0 | 0 |  | 0 | 5539 | 5539 | 1996-05-12 | #NAME? | #NAME? | #NAME?
1996-05-13 | 1996 | 5 | 134 | 13 | 2 | 1.8 | 3.7451 | 4.1667 | 0 | 0 | 0 | #NAME? | #NAME? | #NAME? | #NAME? | #NAME? | #NAME? | FALSE | 1 | TRUE | FALSE | #NAME? | #NAME? | #NAME? | #NAME? | #NAME? | #NAME? | #NAME? | #NAME? | #NAME? | #NAME? |  |  | 1: 0; 2: 0; 3: 0; 4: 0 | 0 |  | 0 | 0 | 0 | 19965 | 0 | 0 | 0 |  | 0 | 5540 | 5540 | 1996-05-13 | #NAME? | #NAME? | #NAME?
1996-05-14 | 1996 | 5 | 135 | 14 | 3 | 2.5 | 3.6925 | 9.6667 | 0 | 0 | 0 | #NAME? | #NAME? | #NAME? | #NAME? | #NAME? | #NAME? | TRUE | 0.2 | TRUE | TRUE | #NAME? | #NAME? | #NAME? | #NAME? | #NAME? | #NAME? | #NAME? | #NAME? | #NAME? | #NAME? |  |  | 1: 3.1069; 2: 4.4042; 3: 0; 4: 0 | 7.5111 |  | 174.7589 | 283.2701 | 293.1694 | 19965 | 7.5111 | 174.7589 | 285.85 |  | 0 | 5541 | 5541 | 1996-05-14 | #NAME? | #NAME? | #NAME?
1996-05-15 | 1996 | 5 | 136 | 15 | 4 | 5 | 2.9016 | 11.3333 | 0 | 0 | 0 | #NAME? | #NAME? | #NAME? | #NAME? | #NAME? | #NAME? | FALSE | 0 | TRUE | FALSE | #NAME? | #NAME? | #NAME? | #NAME? | #NAME? | #NAME? | #NAME? | #NAME? | #NAME? | #NAME? |  |  | 1: 0; 2: 0; 3: 0; 4: 0 | 0 |  | 0 | 0 | 0 | 19965 | 0 | 0 | 0 |  | 0 | 5542 | 5542 | 1996-05-15 | #NAME? | #NAME? | #NAME?
1996-05-16 | 1996 | 5 | 137 | 16 | 5 | 0.6 | 3.269 | 3 | 0 | 0 | 0 | #NAME? | #NAME? | #NAME? | #NAME? | #NAME? | #NAME? | TRUE | 0 | TRUE | TRUE | #NAME? | #NAME? | #NAME? | #NAME? | #NAME? | #NAME? | #NAME? | #NAME? | #NAME? | #NAME? |  |  | 1: 0; 2: 0; 3: 0; 4: 0 | 0 |  | 0 | 0 | 0 | 19965 | 0 | 0 | 0 |  | 0 | 5543 | 5543 | 1996-05-16 | #NAME? | #NAME? | #NAME?
1996-05-17 | 1996 | 5 | 138 | 17 | 6 | 4.5 | 3.543 | 16.6667 | 0.8 | 0.8 | 0 | #NAME? | #NAME? | #NAME? | #NAME? | #NAME? | #NAME? | FALSE | 0 | TRUE | TRUE | #NAME? | #NAME? | #NAME? | #NAME? | #NAME? | #NAME? | #NAME? | #NAME? | #NAME? | #NAME? |  |  | 1: 0; 2: 0; 3: 0; 4: 12.0718 | 12.0718 |  | 354.1054 | 545.2098 | 562.072 | 19965 | 12.0718 | 354.1054 | 579.2036 |  | 0 | 5544 | 5544 | 1996-05-17 | #NAME? | #NAME? | #NAME?
1996-05-18 | 1996 | 5 | 139 | 18 | 7 | 5.7 | 4.4403 | 6.5 | 0.7 | 0.7 | 0 | #NAME? | #NAME? | #NAME? | #NAME? | #NAME? | #NAME? | FALSE | 0.8 | TRUE | FALSE | #NAME? | #NAME? | #NAME? | #NAME? | #NAME? | #NAME? | #NAME? | #NAME? | #NAME? | #NAME? |  |  | 1: 0; 2: 0; 3: 0; 4: 0 | 0 |  | 0 | 0 | 0 | 19965 | 0 | 0 | 0 |  | 0 | 5545 | 5545 | 1996-05-18 | #NAME? | #NAME? | #NAME?
1996-05-19 | 1996 | 5 | 140 | 19 | 1 | 2.6 | 4.4063 | 14 | 0 | 0 | 0 | #NAME? | #NAME? | #NAME? | #NAME? | #NAME? | #NAME? | TRUE | 1.5 | TRUE | FALSE | #NAME? | #NAME? | #NAME? | #NAME? | #NAME? | #NAME? | #NAME? | #NAME? | #NAME? | #NAME? |  |  | 1: 0; 2: 0; 3: 0; 4: 0 | 0 |  | 0 | 0 | 0 | 19965 | 0 | 0 | 0 |  | 0 | 5546 | 5546 | 1996-05-19 | #NAME? | #NAME? | #NAME?
1996-05-20 | 1996 | 5 | 141 | 20 | 2 | 1.6 | 4.018 | 8.8333 | 0 | 0 | 0 | #NAME? | #NAME? | #NAME? | #NAME? | #NAME? | #NAME? | FALSE | 0.7 | TRUE | FALSE | #NAME? | #NAME? | #NAME? | #NAME? | #NAME? | #NAME? | #NAME? | #NAME? | #NAME? | #NAME? |  |  | 1: 0; 2: 0; 3: 0; 4: 0 | 0 |  | 0 | 0 | 0 | 19965 | 0 | 0 | 0 |  | 0 | 5547 | 5547 | 1996-05-20 | #NAME? | #NAME? | #NAME?
1996-05-21 | 1996 | 5 | 142 | 21 | 3 | 1.3 | 3.8494 | 16.8333 | 0 | 0 | 0 | #NAME? | #NAME? | #NAME? | #NAME? | #NAME? | #NAME? | TRUE | 0 | TRUE | FALSE | #NAME? | #NAME? | #NAME? | #NAME? | #NAME? | #NAME? | #NAME? | #NAME? | #NAME? | #NAME? |  |  | 1: 0; 2: 0; 3: 0; 4: 0 | 0 |  | 0 | 0 | 0 | 19965 | 0 | 0 | 0 |  | 0 | 5548 | 5548 | 1996-05-21 | #NAME? | #NAME? | #NAME?
1996-05-22 | 1996 | 5 | 143 | 22 | 4 | 2.9 | 2.2293 | 13 | 2.4 | 2.4 | 0 | #NAME? | #NAME? | #NAME? | #NAME? | #NAME? | #NAME? | FALSE | 0 | TRUE | TRUE | #NAME? | #NAME? | #NAME? | #NAME? | #NAME? | #NAME? | #NAME? | #NAME? | #NAME? | #NAME? |  |  | 1: 0; 2: 0; 3: 11.8044; 4: 10.6087 | 22.4131 |  | 484.3199 | 745.6989 | 768.7618 | 19965 | 22.4131 | 484.3199 | 792.1932 |  | 0 | 5549 | 5549 | 1996-05-22 | #NAME? | #NAME? | #NAME?
1996-05-23 | 1996 | 5 | 144 | 23 | 5 | 3.1 | 2.2782 | 6.8333 | 0 | 0 | 0 | #NAME? | #NAME? | #NAME? | #NAME? | #NAME? | #NAME? | TRUE | 2.4 | TRUE | FALSE | #NAME? | #NAME? | #NAME? | #NAME? | #NAME? | #NAME? | #NAME? | #NAME? | #NAME? | #NAME? |  |  | 1: 0; 2: 0; 3: 0; 4: 0 | 0 |  | 0 | 0 | 0 | 19965 | 0 | 0 | 0 |  | 0 | 5550 | 5550 | 1996-05-23 | #NAME? | #NAME? | #NAME?
1996-05-24 | 1996 | 5 | 145 | 24 | 6 | 1.1 | 3.8692 | 6.1667 | 0 | 0 | 0 | #NAME? | #NAME? | #NAME? | #NAME? | #NAME? | #NAME? | FALSE | 2.4 | TRUE | FALSE | #NAME? | #NAME? | #NAME? | #NAME? | #NAME? | #NAME? | #NAME? | #NAME? | #NAME? | #NAME? |  |  | 1: 0; 2: 0; 3: 0; 4: 0 | 0 |  | 0 | 0 | 0 | 19965 | 0 | 0 | 0 |  | 0 | 5551 | 5551 | 1996-05-24 | #NAME? | #NAME? | #NAME?
1996-05-25 | 1996 | 5 | 146 | 25 | 7 | 2.4 | 5.3702 | 14 | 0 | 0 | 0 | #NAME? | #NAME? | #NAME? | #NAME? | #NAME? | #NAME? | FALSE | 0 | TRUE | TRUE | #NAME? | #NAME? | #NAME? | #NAME? | #NAME? | #NAME? | #NAME? | #NAME? | #NAME? | #NAME? |  |  | 1: 0; 2: 0; 3: 2.5236; 4: 0 | 2.5236 |  | 37.0131 | 56.9884 | 58.751 | 19965 | 2.5236 | 37.0131 | 60.5417 |  | 0 | 5552 | 5552 | 1996-05-25 | #NAME? | #NAME? | #NAME?
1996-05-26 | 1996 | 5 | 147 | 26 | 1 | 7.6 | 3.4354 | 14.6667 | 0.6 | 0.6 | 0 | #NAME? | #NAME? | #NAME? | #NAME? | #NAME? | #NAME? | TRUE | 0 | TRUE | FALSE | #NAME? | #NAME? | #NAME? | #NAME? | #NAME? | #NAME? | #NAME? | #NAME? | #NAME? | #NAME? |  |  | 1: 0; 2: 0; 3: 0; 4: 0 | 0 |  | 0 | 0 | 0 | 19965 | 0 | 0 | 0 |  | 0 | 5553 | 5553 | 1996-05-26 | #NAME? | #NAME? | #NAME?
1996-05-27 | 1996 | 5 | 148 | 27 | 2 | 2.4 | 2.0347 | 11.3333 | 0.2 | 0.2 | 0 | #NAME? | #NAME? | #NAME? | #NAME? | #NAME? | #NAME? | FALSE | 0.6 | TRUE | TRUE | #NAME? | #NAME? | #NAME? | #NAME? | #NAME? | #NAME? | #NAME? | #NAME? | #NAME? | #NAME? |  |  | 1: 0; 2: 0; 3: 5.1771; 4: 10.0117 | 15.1888 |  | 369.607 | 569.0774 | 586.6778 | 19965 | 15.1888 | 369.607 | 604.5594 |  | 0 | 5554 | 5554 | 1996-05-27 | #NAME? | #NAME? | #NAME?
1996-05-28 | 1996 | 5 | 149 | 28 | 3 | 7.5 | 2.1999 | 8 | 1.2 | 1.2 | 0 | #NAME? | #NAME? | #NAME? | #NAME? | #NAME? | #NAME? | TRUE | 0.8 | TRUE | TRUE | #NAME? | #NAME? | #NAME? | #NAME? | #NAME? | #NAME? | #NAME? | #NAME? | #NAME? | #NAME? |  |  | 1: 0; 2: 0; 3: 0; 4: 0 | 0 |  | 0 | 0 | 0 | 19965 | 0 | 0 | 0 |  | 0 | 5555 | 5555 | 1996-05-28 | #NAME? | #NAME? | #NAME?
1996-05-29 | 1996 | 5 | 150 | 29 | 4 | 6.8 | 2.055 | 13 | 4.1 | 4.1 | 0 | #NAME? | #NAME? | #NAME? | #NAME? | #NAME? | #NAME? | FALSE | 1.4 | TRUE | TRUE | #NAME? | #NAME? | #NAME? | #NAME? | #NAME? | #NAME? | #NAME? | #NAME? | #NAME? | #NAME? |  |  | 1: 0; 2: 0; 3: 4.3702; 4: 3.4899 | 7.8601 |  | 166.4674 | 256.3069 | 264.2339 | 19965 | 7.8601 | 166.4674 | 272.2876 |  | 0 | 5556 | 5556 | 1996-05-29 | #NAME? | #NAME? | #NAME?
1996-05-30 | 1996 | 5 | 151 | 30 | 5 | 3.7 | 3.6433 | 7.8333 | 0 | 0 | 0 | #NAME? | #NAME? | #NAME? | #NAME? | #NAME? | #NAME? | TRUE | 5.3 | TRUE | FALSE | #NAME? | #NAME? | #NAME? | #NAME? | #NAME? | #NAME? | #NAME? | #NAME? | #NAME? | #NAME? |  |  | 1: 0; 2: 0; 3: 0; 4: 0 | 0 |  | 0 | 0 | 0 | 19965 | 0 | 0 | 0 |  | 0 | 5557 | 5557 | 1996-05-30 | #NAME? | #NAME? | #NAME?
1996-05-31 | 1996 | 5 | 152 | 31 | 6 | 2.2 | 3.5454 | 13 | 0.7 | 0.7 | 0 | #NAME? | #NAME? | #NAME? | #NAME? | #NAME? | #NAME? | FALSE | 4.1 | TRUE | TRUE | #NAME? | #NAME? | #NAME? | #NAME? | #NAME? | #NAME? | #NAME? | #NAME? | #NAME? | #NAME? |  |  | 1: 0; 2: 0; 3: 0; 4: 4.2838 | 4.2838 |  | 125.6587 | 193.4745 | 199.4582 | 19965 | 4.2838 | 125.6587 | 205.5376 |  | 0 | 5558 | 5558 | 1996-05-31 | #NAME? | #NAME? | #NAME?
1996-06-01 | 1996 | 6 | 153 | 1 | 7 | 6.2 | 4.2767 | 21.5 | 0 | 0 | 0 | #NAME? | #NAME? | #NAME? | #NAME? | #NAME? | #NAME? | FALSE | 0.7 | TRUE | TRUE | #NAME? | #NAME? | #NAME? | #NAME? | #NAME? | #NAME? | #NAME? | #NAME? | #NAME? | #NAME? |  |  | 1: 0; 2: 0; 3: 5.5054; 4: 0 | 5.5054 |  | 80.7465 | 124.324 | 128.169 | 19966 | 5.5054 | 80.7465 | 132.0755 |  | 0 | 5559 | 5559 | 1996-06-01 | #NAME? | #NAME? | #NAME?
1996-06-02 | 1996 | 6 | 154 | 2 | 1 | 5.5 | 4.4123 | 3.5 | 0 | 0 | 0 | #NAME? | #NAME? | #NAME? | #NAME? | #NAME? | #NAME? | TRUE | 0.7 | TRUE | TRUE | #NAME? | #NAME? | #NAME? | #NAME? | #NAME? | #NAME? | #NAME? | #NAME? | #NAME? | #NAME? |  |  | 1: 13.789; 2: 27.2045; 3: 0; 4: 0 | 40.9936 |  | 1000.2385 | 1627.7419 | 1685.1159 | 19966 | 40.9936 | 1000.2385 | 1636.0717 |  | 0 | 5560 | 5560 | 1996-06-02 | #NAME? | #NAME? | #NAME?
1996-06-03 | 1996 | 6 | 155 | 3 | 2 | 7.6 | 5.1585 | 5.6667 | 0 | 0 | 0 | #NAME? | #NAME? | #NAME? | #NAME? | #NAME? | #NAME? | FALSE | 0 | TRUE | TRUE | #NAME? | #NAME? | #NAME? | #NAME? | #NAME? | #NAME? | #NAME? | #NAME? | #NAME? | #NAME? |  |  | 1: 0; 2: 0; 3: 1.2311; 4: 7.0589 | 8.29 |  | 225.1179 | 346.61 | 357.3299 | 19966 | 8.29 | 225.1179 | 368.2212 |  | 0 | 5561 | 5561 | 1996-06-03 | #NAME? | #NAME? | #NAME?
1996-06-04 | 1996 | 6 | 156 | 4 | 3 | 9.7 | 4.5507 | 9.6667 | 1.8 | 1.8 | 0 | #NAME? | #NAME? | #NAME? | #NAME? | #NAME? | #NAME? | TRUE | 0 | TRUE | TRUE | #NAME? | #NAME? | #NAME? | #NAME? | #NAME? | #NAME? | #NAME? | #NAME? | #NAME? | #NAME? |  |  | 1: 0; 2: 0; 3: 0; 4: 0 | 0 |  | 0 | 0 | 0 | 19966 | 0 | 0 | 0 |  | 0 | 5562 | 5562 | 1996-06-04 | #NAME? | #NAME? | #NAME?
1996-06-05 | 1996 | 6 | 157 | 5 | 4 | 6.6 | 4.7939 | 14.3333 | 0 | 0 | 0 | #NAME? | #NAME? | #NAME? | #NAME? | #NAME? | #NAME? | FALSE | 1.8 | TRUE | TRUE | #NAME? | #NAME? | #NAME? | #NAME? | #NAME? | #NAME? | #NAME? | #NAME? | #NAME? | #NAME? |  |  | 1: 0; 2: 0; 3: 8.034; 4: 5.3401 | 13.3741 |  | 274.4744 | 422.6035 | 435.6737 | 19966 | 13.3741 | 274.4744 | 448.9528 |  | 0 | 5563 | 5563 | 1996-06-05 | #NAME? | #NAME? | #NAME?
1996-06-06 | 1996 | 6 | 158 | 6 | 5 | 3.9 | 4.9074 | 4.6667 | 0 | 0 | 0 | #NAME? | #NAME? | #NAME? | #NAME? | #NAME? | #NAME? | TRUE | 1.8 | TRUE | TRUE | #NAME? | #NAME? | #NAME? | #NAME? | #NAME? | #NAME? | #NAME? | #NAME? | #NAME? | #NAME? |  |  | 1: 0; 2: 0; 3: 0; 4: 0 | 0 |  | 0 | 0 | 0 | 19966 | 0 | 0 | 0 |  | 0 | 5564 | 5564 | 1996-06-06 | #NAME? | #NAME? | #NAME?
1996-06-07 | 1996 | 6 | 159 | 7 | 6 | 10.4 | 7.1227 | 12.3333 | 0 | 0 | 0 | #NAME? | #NAME? | #NAME? | #NAME? | #NAME? | #NAME? | FALSE | 0 | TRUE | TRUE | #NAME? | #NAME? | #NAME? | #NAME? | #NAME? | #NAME? | #NAME? | #NAME? | #NAME? | #NAME? |  |  | 1: 0; 2: 0; 3: 0; 4: 5.3357 | 5.3357 |  | 156.5151 | 240.9835 | 248.4366 | 19966 | 5.3357 | 156.5151 | 256.0088 |  | 0 | 5565 | 5565 | 1996-06-07 | #NAME? | #NAME? | #NAME?
1996-06-08 | 1996 | 6 | 160 | 8 | 7 | 10.3 | 6.1904 | 6.3333 | 0 | 0 | 0 | #NAME? | #NAME? | #NAME? | #NAME? | #NAME? | #NAME? | FALSE | 0 | TRUE | TRUE | #NAME? | #NAME? | #NAME? | #NAME? | #NAME? | #NAME? | #NAME? | #NAME? | #NAME? | #NAME? |  |  | 1: 0; 2: 0; 3: 1.9347; 4: 0 | 1.9347 |  | 28.3755 | 43.6893 | 45.0405 | 19966 | 1.9347 | 28.3755 | 46.4133 |  | 0 | 5566 | 5566 | 1996-06-08 | #NAME? | #NAME? | #NAME?
1996-06-09 | 1996 | 6 | 161 | 9 | 1 | 10.4 | 6.556 | 18.6667 | 0 | 0 | 0 | #NAME? | #NAME? | #NAME? | #NAME? | #NAME? | #NAME? | TRUE | 0 | TRUE | TRUE | #NAME? | #NAME? | #NAME? | #NAME? | #NAME? | #NAME? | #NAME? | #NAME? | #NAME? | #NAME? |  |  | 1: 0; 2: 0; 3: 0; 4: 0 | 0 |  | 0 | 0 | 0 | 19966 | 0 | 0 | 0 |  | 0 | 5567 | 5567 | 1996-06-09 | #NAME? | #NAME? | #NAME?
1996-06-10 | 1996 | 6 | 162 | 10 | 2 | 6.2 | 5.1687 | 11.8333 | 0 | 0 | 0 | #NAME? | #NAME? | #NAME? | #NAME? | #NAME? | #NAME? | FALSE | 0 | TRUE | TRUE | #NAME? | #NAME? | #NAME? | #NAME? | #NAME? | #NAME? | #NAME? | #NAME? | #NAME? | #NAME? |  |  | 1: 0; 2: 0; 3: 6.8106; 4: 10.9156 | 17.7262 |  | 420.0807 | 646.7909 | 666.7947 | 19966 | 17.7262 | 420.0807 | 687.1183 |  | 0 | 5568 | 5568 | 1996-06-10 | #NAME? | #NAME? | #NAME?
1996-06-11 | 1996 | 6 | 163 | 11 | 3 | 6.4 | 5.5787 | 14 | 0 | 0 | 0 | #NAME? | #NAME? | #NAME? | #NAME? | #NAME? | #NAME? | TRUE | 0 | TRUE | FALSE | #NAME? | #NAME? | #NAME? | #NAME? | #NAME? | #NAME? | #NAME? | #NAME? | #NAME? | #NAME? |  |  | 1: 0; 2: 0; 3: 0; 4: 0 | 0 |  | 0 | 0 | 0 | 19966 | 0 | 0 | 0 |  | 0 | 5569 | 5569 | 1996-06-11 | #NAME? | #NAME? | #NAME?
1996-06-12 | 1996 | 6 | 164 | 12 | 4 | 1.8 | 5.1361 | 6.5 | 0 | 0 | 0 | #NAME? | #NAME? | #NAME? | #NAME? | #NAME? | #NAME? | FALSE | 0 | TRUE | TRUE | #NAME? | #NAME? | #NAME? | #NAME? | #NAME? | #NAME? | #NAME? | #NAME? | #NAME? | #NAME? |  |  | 1: 0; 2: 0; 3: 6.321; 4: 5.3483 | 11.6693 |  | 249.5911 | 384.2911 | 396.1764 | 19966 | 11.6693 | 249.5911 | 408.2517 |  | 0 | 5570 | 5570 | 1996-06-12 | #NAME? | #NAME? | #NAME?
1996-06-13 | 1996 | 6 | 165 | 13 | 5 | 5.1 | 5.6919 | 6.1667 | 0 | 0 | 0 | #NAME? | #NAME? | #NAME? | #NAME? | #NAME? | #NAME? | TRUE | 0 | TRUE | TRUE | #NAME? | #NAME? | #NAME? | #NAME? | #NAME? | #NAME? | #NAME? | #NAME? | #NAME? | #NAME? |  |  | 1: 0; 2: 0; 3: 0; 4: 0 | 0 |  | 0 | 0 | 0 | 19966 | 0 | 0 | 0 |  | 0 | 5571 | 5571 | 1996-06-13 | #NAME? | #NAME? | #NAME?
1996-06-14 | 1996 | 6 | 166 | 14 | 6 | 8.5 | 5.6433 | 16.5 | 0 | 0 | 0 | #NAME? | #NAME? | #NAME? | #NAME? | #NAME? | #NAME? | FALSE | 0 | TRUE | TRUE | #NAME? | #NAME? | #NAME? | #NAME? | #NAME? | #NAME? | #NAME? | #NAME? | #NAME? | #NAME? |  |  | 1: 0; 2: 0; 3: 0; 4: 5.9554 | 5.9554 |  | 174.6909 | 268.9685 | 277.2872 | 19966 | 5.9554 | 174.6909 | 285.7387 |  | 0 | 5572 | 5572 | 1996-06-14 | #NAME? | #NAME? | #NAME?
1996-06-15 | 1996 | 6 | 167 | 15 | 7 | 8.5 | 6.4625 | 12.6667 | 0 | 0 | 0 | #NAME? | #NAME? | #NAME? | #NAME? | #NAME? | #NAME? | FALSE | 0 | TRUE | TRUE | #NAME? | #NAME? | #NAME? | #NAME? | #NAME? | #NAME? | #NAME? | #NAME? | #NAME? | #NAME? |  |  | 1: 0; 2: 0; 3: 2.06; 4: 0 | 2.06 |  | 30.2137 | 46.5196 | 47.9583 | 19966 | 2.06 | 30.2137 | 49.4201 |  | 0 | 5573 | 5573 | 1996-06-15 | #NAME? | #NAME? | #NAME?
1996-06-16 | 1996 | 6 | 168 | 16 | 1 | 9 | 5.3335 | 9.8333 | 0 | 0 | 0 | #NAME? | #NAME? | #NAME? | #NAME? | #NAME? | #NAME? | TRUE | 0 | TRUE | TRUE | #NAME? | #NAME? | #NAME? | #NAME? | #NAME? | #NAME? | #NAME? | #NAME? | #NAME? | #NAME? |  |  | 1: 0; 2: 0; 3: 0; 4: 0 | 0 |  | 0 | 0 | 0 | 19966 | 0 | 0 | 0 |  | 0 | 5574 | 5574 | 1996-06-16 | #NAME? | #NAME? | #NAME?
1996-06-17 | 1996 | 6 | 169 | 17 | 2 | 9 | 4.533 | 10.3333 | 4.4 | 4.4 | 0 | #NAME? | #NAME? | #NAME? | #NAME? | #NAME? | #NAME? | FALSE | 0 | TRUE | TRUE | #NAME? | #NAME? | #NAME? | #NAME? | #NAME? | #NAME? | #NAME? | #NAME? | #NAME? | #NAME? |  |  | 1: 0; 2: 0; 3: 0; 4: 9.5916 | 9.5916 |  | 281.353 | 433.1944 | 446.5921 | 19966 | 9.5916 | 281.353 | 460.204 |  | 0 | 5575 | 5575 | 1996-06-17 | #NAME? | #NAME? | #NAME?
1996-06-18 | 1996 | 6 | 170 | 18 | 3 | 3.8 | 4.0067 | 25 | 30.3 | 30.3 | 18.975 | #NAME? | #NAME? | #NAME? | #NAME? | #NAME? | #NAME? | TRUE | 4.4 | TRUE | TRUE | #NAME? | #NAME? | #NAME? | #NAME? | #NAME? | #NAME? | #NAME? | #NAME? | #NAME? | #NAME? |  |  | 1: 0; 2: 0; 3: 0; 4: 0 | 0 |  | 0 | 0 | 0 | 19966 | 0 | 0 | 0 |  | 0 | 5576 | 5576 | 1996-06-18 | #NAME? | #NAME? | #NAME?
1996-06-19 | 1996 | 6 | 171 | 19 | 4 | 8.8 | 4.5811 | 26.6667 | 0 | 0 | 0 | #NAME? | #NAME? | #NAME? | #NAME? | #NAME? | #NAME? | FALSE | 34.7 | FALSE | TRUE | #NAME? | #NAME? | #NAME? | #NAME? | #NAME? | #NAME? | #NAME? | #NAME? | #NAME? | #NAME? |  |  | 1: 0; 2: 0; 3: 0; 4: 0 | 0 |  | 0 | 0 | 0 | 19966 | 0 | 0 | 0 |  | 0 | 5577 | 5577 | 1996-06-19 | #NAME? | #NAME? | #NAME?
1996-06-20 | 1996 | 6 | 172 | 20 | 5 | 6.1 | 3.3549 | 8.5 | 0.2 | 0.2 | 0 | #NAME? | #NAME? | #NAME? | #NAME? | #NAME? | #NAME? | TRUE | 30.3 | FALSE | TRUE | #NAME? | #NAME? | #NAME? | #NAME? | #NAME? | #NAME? | #NAME? | #NAME? | #NAME? | #NAME? |  |  | 1: 0; 2: 0; 3: 0; 4: 0 | 0 |  | 0 | 0 | 0 | 19966 | 0 | 0 | 0 |  | 0 | 5578 | 5578 | 1996-06-20 | #NAME? | #NAME? | #NAME?
1996-06-21 | 1996 | 6 | 173 | 21 | 6 | 7.1 | 2.5563 | 5 | 0 | 0 | 0 | #NAME? | #NAME? | #NAME? | #NAME? | #NAME? | #NAME? | FALSE | 0.2 | TRUE | TRUE | #NAME? | #NAME? | #NAME? | #NAME? | #NAME? | #NAME? | #NAME? | #NAME? | #NAME? | #NAME? |  |  | 1: 0; 2: 0; 3: 0; 4: 4.1252 | 4.1252 |  | 121.0063 | 186.3113 | 192.0735 | 19966 | 4.1252 | 121.0063 | 197.9278 |  | 0 | 5579 | 5579 | 1996-06-21 | #NAME? | #NAME? | #NAME?
1996-06-22 | 1996 | 6 | 174 | 22 | 7 | 5.5 | 1.3921 | 6.5 | 4.9 | 4.9 | 0 | #NAME? | #NAME? | #NAME? | #NAME? | #NAME? | #NAME? | FALSE | 0.2 | TRUE | TRUE | #NAME? | #NAME? | #NAME? | #NAME? | #NAME? | #NAME? | #NAME? | #NAME? | #NAME? | #NAME? |  |  | 1: 0; 2: 0; 3: 3.4795; 4: 0 | 3.4795 |  | 51.0327 | 78.5741 | 81.0042 | 19966 | 3.4795 | 51.0327 | 83.4732 |  | 0 | 5580 | 5580 | 1996-06-22 | #NAME? | #NAME? | #NAME?
1996-06-23 | 1996 | 6 | 175 | 23 | 1 | 4.4 | 2.4253 | 8.1667 | 0.4 | 0.4 | 0 | #NAME? | #NAME? | #NAME? | #NAME? | #NAME? | #NAME? | TRUE | 4.9 | TRUE | TRUE | #NAME? | #NAME? | #NAME? | #NAME? | #NAME? | #NAME? | #NAME? | #NAME? | #NAME? | #NAME? |  |  | 1: 4.6666; 2: 9.3659; 3: 0; 4: 0 | 14.0325 |  | 343.1761 | 558.5726 | 578.2689 | 19966 | 14.0325 | 343.1761 | 561.3269 |  | 0 | 5581 | 5581 | 1996-06-23 | #NAME? | #NAME? | #NAME?
1996-06-24 | 1996 | 6 | 176 | 24 | 2 | 6.3 | 1.4842 | 9.1667 | 13.7 | 13.7 | 6.525 | #NAME? | #NAME? | #NAME? | #NAME? | #NAME? | #NAME? | FALSE | 5.3 | TRUE | TRUE | #NAME? | #NAME? | #NAME? | #NAME? | #NAME? | #NAME? | #NAME? | #NAME? | #NAME? | #NAME? |  |  | 1: 0; 2: 0; 3: 7.0894; 4: 4.3796 | 11.4689 |  | 232.445 | 357.8914 | 368.9603 | 19966 | 11.4689 | 232.445 | 380.206 |  | 0 | 5582 | 5582 | 1996-06-24 | #NAME? | #NAME? | #NAME?
1996-06-25 | 1996 | 6 | 177 | 25 | 3 | 6.4 | 3.0385 | 4.5 | 0.2 | 0.2 | 0 | #NAME? | #NAME? | #NAME? | #NAME? | #NAME? | #NAME? | TRUE | 14.1 | FALSE | TRUE | #NAME? | #NAME? | #NAME? | #NAME? | #NAME? | #NAME? | #NAME? | #NAME? | #NAME? | #NAME? |  |  | 1: 0; 2: 0; 3: 0; 4: 0 | 0 |  | 0 | 0 | 0 | 19966 | 0 | 0 | 0 |  | 0 | 5583 | 5583 | 1996-06-25 | #NAME? | #NAME? | #NAME?
1996-06-26 | 1996 | 6 | 178 | 26 | 4 | 4.6 | 4.0794 | 7.1667 | 0 | 0 | 0 | #NAME? | #NAME? | #NAME? | #NAME? | #NAME? | #NAME? | FALSE | 13.9 | FALSE | TRUE | #NAME? | #NAME? | #NAME? | #NAME? | #NAME? | #NAME? | #NAME? | #NAME? | #NAME? | #NAME? |  |  | 1: 0; 2: 0; 3: 0; 4: 0 | 0 |  | 0 | 0 | 0 | 19966 | 0 | 0 | 0 |  | 0 | 5584 | 5584 | 1996-06-26 | #NAME? | #NAME? | #NAME?
1996-06-27 | 1996 | 6 | 179 | 27 | 5 | 10.7 | 3.6303 | 3.3333 | 3 | 3 | 0 | #NAME? | #NAME? | #NAME? | #NAME? | #NAME? | #NAME? | TRUE | 0.2 | TRUE | TRUE | #NAME? | #NAME? | #NAME? | #NAME? | #NAME? | #NAME? | #NAME? | #NAME? | #NAME? | #NAME? |  |  | 1: 1.6781; 2: 2.9806; 3: 0; 4: 0 | 4.6587 |  | 112.044 | 182.1201 | 188.5231 | 19966 | 4.6587 | 112.044 | 183.2684 |  | 0 | 5585 | 5585 | 1996-06-27 | #NAME? | #NAME? | #NAME?
1996-06-28 | 1996 | 6 | 180 | 28 | 6 | 10.9 | 5.6682 | 17.5 | 0 | 0 | 0 | #NAME? | #NAME? | #NAME? | #NAME? | #NAME? | #NAME? | FALSE | 3 | TRUE | TRUE | #NAME? | #NAME? | #NAME? | #NAME? | #NAME? | #NAME? | #NAME? | #NAME? | #NAME? | #NAME? |  |  | 1: 0; 2: 0; 3: 0; 4: 8.1915 | 8.1915 |  | 240.2839 | 369.961 | 381.4031 | 19966 | 8.1915 | 240.2839 | 393.028 |  | 0 | 5586 | 5586 | 1996-06-28 | #NAME? | #NAME? | #NAME?
1996-06-29 | 1996 | 6 | 181 | 29 | 7 | 7.2 | 5.1491 | 9.6667 | 0 | 0 | 0 | #NAME? | #NAME? | #NAME? | #NAME? | #NAME? | #NAME? | FALSE | 3 | TRUE | TRUE | #NAME? | #NAME? | #NAME? | #NAME? | #NAME? | #NAME? | #NAME? | #NAME? | #NAME? | #NAME? |  |  | 1: 0; 2: 0; 3: 2.1848; 4: 0 | 2.1848 |  | 32.0432 | 49.3364 | 50.8622 | 19966 | 2.1848 | 32.0432 | 52.4125 |  | 0 | 5587 | 5587 | 1996-06-29 | #NAME? | #NAME? | #NAME?
1996-06-30 | 1996 | 6 | 182 | 30 | 1 | 7 | 5.0865 | 11.6667 | 0 | 0 | 0 | #NAME? | #NAME? | #NAME? | #NAME? | #NAME? | #NAME? | TRUE | 0 | TRUE | TRUE | #NAME? | #NAME? | #NAME? | #NAME? | #NAME? | #NAME? | #NAME? | #NAME? | #NAME? | #NAME? |  |  | 1: 6.126; 2: 8.8143; 3: 0; 4: 0 | 14.9403 |  | 348.4012 | 564.8396 | 584.5871 | 19966 | 14.9403 | 348.4012 | 569.8734 |  | 0 | 5588 | 5588 | 1996-06-30 | #NAME? | #NAME? | #NAME?
1996-07-01 | 1996 | 7 | 183 | 1 | 2 | 8.8 | 5.5526 | 7.6667 | 0 | 0 | 0 | #NAME? | #NAME? | #NAME? | #NAME? | #NAME? | #NAME? | FALSE | 0 | TRUE | TRUE | #NAME? | #NAME? | #NAME? | #NAME? | #NAME? | #NAME? | #NAME? | #NAME? | #NAME? | #NAME? |  |  | 1: 0; 2: 0; 3: 2.1763; 4: 8.1971 | 10.3734 |  | 272.3673 | 419.3591 | 432.329 | 19967 | 10.3734 | 272.3673 | 445.5061 |  | 0 | 5589 | 5589 | 1996-07-01 | #NAME? | #NAME? | #NAME?
1996-07-02 | 1996 | 7 | 184 | 2 | 3 | 9.9 | 4.0251 | 14.5 | 0 | 0 | 0 | #NAME? | #NAME? | #NAME? | #NAME? | #NAME? | #NAME? | TRUE | 0 | TRUE | TRUE | #NAME? | #NAME? | #NAME? | #NAME? | #NAME? | #NAME? | #NAME? | #NAME? | #NAME? | #NAME? |  |  | 1: 11.2528; 2: 16.2488; 3: 0; 4: 0 | 27.5016 |  | 641.6737 | 1040.3511 | 1076.7266 | 19967 | 27.5016 | 641.6737 | 1049.5739 |  | 0 | 5590 | 5590 | 1996-07-02 | #NAME? | #NAME? | #NAME?
1996-07-03 | 1996 | 7 | 185 | 3 | 4 | 10.7 | 5.841 | 7.6667 | 0 | 0 | 0 | #NAME? | #NAME? | #NAME? | #NAME? | #NAME? | #NAME? | FALSE | 0 | TRUE | TRUE | #NAME? | #NAME? | #NAME? | #NAME? | #NAME? | #NAME? | #NAME? | #NAME? | #NAME? | #NAME? |  |  | 1: 0; 2: 0; 3: 0; 4: 4.7255 | 4.7255 |  | 138.6159 | 213.4245 | 220.0252 | 19967 | 4.7255 | 138.6159 | 226.7315 |  | 0 | 5591 | 5591 | 1996-07-03 | #NAME? | #NAME? | #NAME?
1996-07-04 | 1996 | 7 | 186 | 4 | 5 | 12.1 | 5.7898 | 16.5 | 2 | 2 | 0 | #NAME? | #NAME? | #NAME? | #NAME? | #NAME? | #NAME? | TRUE | 0 | TRUE | TRUE | #NAME? | #NAME? | #NAME? | #NAME? | #NAME? | #NAME? | #NAME? | #NAME? | #NAME? | #NAME? |  |  | 1: 3.2777; 2: 4.3874; 3: 0; 4: 0 | 7.6651 |  | 176.7703 | 286.3127 | 296.3017 | 19967 | 7.6651 | 176.7703 | 289.14 |  | 0 | 5592 | 5592 | 1996-07-04 | #NAME? | #NAME? | #NAME?
1996-07-05 | 1996 | 7 | 187 | 5 | 6 | 7.9 | 4.7953 | 11 | 3.2 | 3.2 | 0 | #NAME? | #NAME? | #NAME? | #NAME? | #NAME? | #NAME? | FALSE | 2 | TRUE | TRUE | #NAME? | #NAME? | #NAME? | #NAME? | #NAME? | #NAME? | #NAME? | #NAME? | #NAME? | #NAME? |  |  | 1: 0; 2: 0; 3: 0; 4: 6.397 | 6.397 |  | 187.6442 | 288.9125 | 297.8479 | 19967 | 6.397 | 187.6442 | 306.9261 |  | 0 | 5593 | 5593 | 1996-07-05 | #NAME? | #NAME? | #NAME?
1996-07-06 | 1996 | 7 | 188 | 6 | 7 | 7.2 | 6.2692 | 10.8333 | 0 | 0 | 0 | #NAME? | #NAME? | #NAME? | #NAME? | #NAME? | #NAME? | FALSE | 5.2 | TRUE | TRUE | #NAME? | #NAME? | #NAME? | #NAME? | #NAME? | #NAME? | #NAME? | #NAME? | #NAME? | #NAME? |  |  | 1: 0; 2: 0; 3: 7.0613; 4: 0 | 7.0613 |  | 103.5651 | 159.4574 | 164.3891 | 19967 | 7.0613 | 103.5651 | 169.3996 |  | 0 | 5594 | 5594 | 1996-07-06 | #NAME? | #NAME? | #NAME?
1996-07-07 | 1996 | 7 | 189 | 7 | 1 | 4.8 | 4.3408 | 9.3333 | 0 | 0 | 0 | #NAME? | #NAME? | #NAME? | #NAME? | #NAME? | #NAME? | TRUE | 3.2 | TRUE | TRUE | #NAME? | #NAME? | #NAME? | #NAME? | #NAME? | #NAME? | #NAME? | #NAME? | #NAME? | #NAME? |  |  | 1: 9.266; 2: 11.0274; 3: 0; 4: 0 | 20.2934 |  | 459.373 | 742.835 | 768.6595 | 19967 | 20.2934 | 459.373 | 751.388 |  | 0 | 5595 | 5595 | 1996-07-07 | #NAME? | #NAME? | #NAME?
1996-07-08 | 1996 | 7 | 190 | 8 | 2 | 10.8 | 4.2197 | 8.6667 | 0.3 | 0.3 | 0 | #NAME? | #NAME? | #NAME? | #NAME? | #NAME? | #NAME? | FALSE | 0 | TRUE | TRUE | #NAME? | #NAME? | #NAME? | #NAME? | #NAME? | #NAME? | #NAME? | #NAME? | #NAME? | #NAME? |  |  | 1: 0; 2: 0; 3: 0; 4: 8.4729 | 8.4729 |  | 248.5385 | 382.6703 | 394.5055 | 19967 | 8.4729 | 248.5385 | 406.5298 |  | 0 | 5596 | 5596 | 1996-07-08 | #NAME? | #NAME? | #NAME?
1996-07-09 | 1996 | 7 | 191 | 9 | 3 | 11.2 | 5.8947 | 14.3333 | 1.8 | 1.8 | 0 | #NAME? | #NAME? | #NAME? | #NAME? | #NAME? | #NAME? | TRUE | 0.3 | TRUE | TRUE | #NAME? | #NAME? | #NAME? | #NAME? | #NAME? | #NAME? | #NAME? | #NAME? | #NAME? | #NAME? |  |  | 1: 5.9519; 2: 8.0064; 3: 0; 4: 0 | 13.9583 |  | 322.1489 | 521.8153 | 540.0233 | 19967 | 13.9583 | 322.1489 | 526.9331 |  | 0 | 5597 | 5597 | 1996-07-09 | #NAME? | #NAME? | #NAME?
1996-07-10 | 1996 | 7 | 192 | 10 | 4 | 9 | 4.3868 | 10.6667 | 0 | 0 | 0 | #NAME? | #NAME? | #NAME? | #NAME? | #NAME? | #NAME? | FALSE | 2.1 | TRUE | TRUE | #NAME? | #NAME? | #NAME? | #NAME? | #NAME? | #NAME? | #NAME? | #NAME? | #NAME? | #NAME? |  |  | 1: 0; 2: 0; 3: 0; 4: 5.5221 | 5.5221 |  | 161.9812 | 249.3997 | 257.1131 | 19967 | 5.5221 | 161.9812 | 264.9497 |  | 0 | 5598 | 5598 | 1996-07-10 | #NAME? | #NAME? | #NAME?
1996-07-11 | 1996 | 7 | 193 | 11 | 5 | 8.2 | 4.9592 | 17.5 | 0 | 0 | 0 | #NAME? | #NAME? | #NAME? | #NAME? | #NAME? | #NAME? | TRUE | 1.8 | TRUE | TRUE | #NAME? | #NAME? | #NAME? | #NAME? | #NAME? | #NAME? | #NAME? | #NAME? | #NAME? | #NAME? |  |  | 1: 11.1649; 2: 12.5346; 3: 0; 4: 0 | 23.6996 |  | 531.4355 | 858.6466 | 888.4425 | 19967 | 23.6996 | 531.4355 | 869.2592 |  | 0 | 5599 | 5599 | 1996-07-11 | #NAME? | #NAME? | #NAME?
1996-07-12 | 1996 | 7 | 194 | 12 | 6 | 8.9 | 5.0284 | 6.6667 | 0 | 0 | 0 | #NAME? | #NAME? | #NAME? | #NAME? | #NAME? | #NAME? | FALSE | 0 | TRUE | TRUE | #NAME? | #NAME? | #NAME? | #NAME? | #NAME? | #NAME? | #NAME? | #NAME? | #NAME? | #NAME? |  |  | 1: 0; 2: 0; 3: 0; 4: 5.1403 | 5.1403 |  | 150.7814 | 232.1555 | 239.3356 | 19967 | 5.1403 | 150.7814 | 246.6304 |  | 0 | 5600 | 5600 | 1996-07-12 | #NAME? | #NAME? | #NAME?
1996-07-13 | 1996 | 7 | 195 | 13 | 7 | 8.8 | 4.6343 | 13.5 | 0.4 | 0.4 | 0 | #NAME? | #NAME? | #NAME? | #NAME? | #NAME? | #NAME? | FALSE | 0 | TRUE | TRUE | #NAME? | #NAME? | #NAME? | #NAME? | #NAME? | #NAME? | #NAME? | #NAME? | #NAME? | #NAME? |  |  | 1: 0; 2: 0; 3: 7.0594; 4: 0 | 7.0594 |  | 103.538 | 159.4157 | 164.3461 | 19967 | 7.0594 | 103.538 | 169.3552 |  | 0 | 5601 | 5601 | 1996-07-13 | #NAME? | #NAME? | #NAME?
1996-07-14 | 1996 | 7 | 196 | 14 | 1 | 8.2 | 5.0256 | 7 | 0 | 0 | 0 | #NAME? | #NAME? | #NAME? | #NAME? | #NAME? | #NAME? | TRUE | 0.4 | TRUE | TRUE | #NAME? | #NAME? | #NAME? | #NAME? | #NAME? | #NAME? | #NAME? | #NAME? | #NAME? | #NAME? |  |  | 1: 8.1375; 2: 10.8639; 3: 0; 4: 0 | 19.0014 |  | 438.024 | 709.437 | 734.1863 | 19967 | 19.0014 | 438.024 | 716.4678 |  | 0 | 5602 | 5602 | 1996-07-14 | #NAME? | #NAME? | #NAME?
1996-07-15 | 1996 | 7 | 197 | 15 | 2 | 10.9 | 5.4797 | 6.5 | 0 | 0 | 0 | #NAME? | #NAME? | #NAME? | #NAME? | #NAME? | #NAME? | FALSE | 0.4 | TRUE | TRUE | #NAME? | #NAME? | #NAME? | #NAME? | #NAME? | #NAME? | #NAME? | #NAME? | #NAME? | #NAME? |  |  | 1: 0; 2: 0; 3: 0; 4: 8.0785 | 8.0785 |  | 236.9698 | 364.8583 | 376.1426 | 19967 | 8.0785 | 236.9698 | 387.6072 |  | 0 | 5603 | 5603 | 1996-07-15 | #NAME? | #NAME? | #NAME?
1996-07-16 | 1996 | 7 | 198 | 16 | 3 | 11.3 | 3.7696 | 16.1667 | 12.3 | 12.3 | 5.475 | #NAME? | #NAME? | #NAME? | #NAME? | #NAME? | #NAME? | TRUE | 0 | TRUE | TRUE | #NAME? | #NAME? | #NAME? | #NAME? | #NAME? | #NAME? | #NAME? | #NAME? | #NAME? | #NAME? |  |  | 1: 0; 2: 0; 3: 0; 4: 0 | 0 |  | 0 | 0 | 0 | 19967 | 0 | 0 | 0 |  | 0 | 5604 | 5604 | 1996-07-16 | #NAME? | #NAME? | #NAME?
1996-07-17 | 1996 | 7 | 199 | 17 | 4 | 11 | 2.2975 | 15.5 | 0.4 | 0.4 | 0 | #NAME? | #NAME? | #NAME? | #NAME? | #NAME? | #NAME? | FALSE | 12.3 | FALSE | TRUE | #NAME? | #NAME? | #NAME? | #NAME? | #NAME? | #NAME? | #NAME? | #NAME? | #NAME? | #NAME? |  |  | 1: 0; 2: 0; 3: 0; 4: 0 | 0 |  | 0 | 0 | 0 | 19967 | 0 | 0 | 0 |  | 0 | 5605 | 5605 | 1996-07-17 | #NAME? | #NAME? | #NAME?
1996-07-18 | 1996 | 7 | 200 | 18 | 5 | 11.7 | 4.5109 | 12.3333 | 0 | 0 | 0 | #NAME? | #NAME? | #NAME? | #NAME? | #NAME? | #NAME? | TRUE | 12.7 | FALSE | TRUE | #NAME? | #NAME? | #NAME? | #NAME? | #NAME? | #NAME? | #NAME? | #NAME? | #NAME? | #NAME? |  |  | 1: 0; 2: 0; 3: 0; 4: 0 | 0 |  | 0 | 0 | 0 | 19967 | 0 | 0 | 0 |  | 0 | 5606 | 5606 | 1996-07-18 | #NAME? | #NAME? | #NAME?
1996-07-19 | 1996 | 7 | 201 | 19 | 6 | 6 | 4.4354 | 8 | 0 | 0 | 0 | #NAME? | #NAME? | #NAME? | #NAME? | #NAME? | #NAME? | FALSE | 0.4 | TRUE | TRUE | #NAME? | #NAME? | #NAME? | #NAME? | #NAME? | #NAME? | #NAME? | #NAME? | #NAME? | #NAME? |  |  | 1: 0; 2: 0; 3: 0; 4: 6.0246 | 6.0246 |  | 176.7227 | 272.0969 | 280.5123 | 19967 | 6.0246 | 176.7227 | 289.0621 |  | 0 | 5607 | 5607 | 1996-07-19 | #NAME? | #NAME? | #NAME?
1996-07-20 | 1996 | 7 | 202 | 20 | 7 | 6.1 | 5.4703 | 11.6667 | 0 | 0 | 0 | #NAME? | #NAME? | #NAME? | #NAME? | #NAME? | #NAME? | FALSE | 0 | TRUE | TRUE | #NAME? | #NAME? | #NAME? | #NAME? | #NAME? | #NAME? | #NAME? | #NAME? | #NAME? | #NAME? |  |  | 1: 0; 2: 0; 3: 10.6956; 4: 0 | 10.6956 |  | 156.8686 | 241.5279 | 248.9978 | 19967 | 10.6956 | 156.8686 | 256.5872 |  | 0 | 5608 | 5608 | 1996-07-20 | #NAME? | #NAME? | #NAME?
1996-07-21 | 1996 | 7 | 203 | 21 | 1 | 6.7 | 3.9986 | 3 | 0.2 | 0.2 | 0 | #NAME? | #NAME? | #NAME? | #NAME? | #NAME? | #NAME? | TRUE | 0 | TRUE | TRUE | #NAME? | #NAME? | #NAME? | #NAME? | #NAME? | #NAME? | #NAME? | #NAME? | #NAME? | #NAME? |  |  | 1: 9.4694; 2: 11.7093; 3: 0; 4: 0 | 21.1786 |  | 482.3558 | 780.419 | 807.5821 | 19967 | 21.1786 | 482.3558 | 788.9806 |  | 0 | 5609 | 5609 | 1996-07-21 | #NAME? | #NAME? | #NAME?
1996-07-22 | 1996 | 7 | 204 | 22 | 2 | 11 | 4.2009 | 5.6667 | 0.8 | 0.8 | 0 | #NAME? | #NAME? | #NAME? | #NAME? | #NAME? | #NAME? | FALSE | 0.2 | TRUE | TRUE | #NAME? | #NAME? | #NAME? | #NAME? | #NAME? | #NAME? | #NAME? | #NAME? | #NAME? | #NAME? |  |  | 1: 0; 2: 0; 3: 3.0763; 4: 7.6474 | 10.7237 |  | 269.4429 | 414.8566 | 427.6872 | 19967 | 10.7237 | 269.4429 | 440.7229 |  | 0 | 5610 | 5610 | 1996-07-22 | #NAME? | #NAME? | #NAME?
1996-07-23 | 1996 | 7 | 205 | 23 | 3 | 10.8 | 3.847 | 6.8333 | 0 | 0 | 0 | #NAME? | #NAME? | #NAME? | #NAME? | #NAME? | #NAME? | TRUE | 1 | TRUE | TRUE | #NAME? | #NAME? | #NAME? | #NAME? | #NAME? | #NAME? | #NAME? | #NAME? | #NAME? | #NAME? |  |  | 1: 5.9057; 2: 8.1275; 3: 0; 4: 0 | 14.0332 |  | 325.0228 | 526.6304 | 545.0186 | 19967 | 14.0332 | 325.0228 | 531.6338 |  | 0 | 5611 | 5611 | 1996-07-23 | #NAME? | #NAME? | #NAME?
1996-07-24 | 1996 | 7 | 206 | 24 | 4 | 11.8 | 4.0826 | 5 | 9.3 | 9.3 | 3.225 | #NAME? | #NAME? | #NAME? | #NAME? | #NAME? | #NAME? | FALSE | 0.8 | TRUE | TRUE | #NAME? | #NAME? | #NAME? | #NAME? | #NAME? | #NAME? | #NAME? | #NAME? | #NAME? | #NAME? |  |  | 1: 0; 2: 0; 3: 3.8863; 4: 4.3958 | 8.2822 |  | 185.9441 | 286.2949 | 295.1494 | 19967 | 8.2822 | 185.9441 | 304.1454 |  | 0 | 5612 | 5612 | 1996-07-24 | #NAME? | #NAME? | #NAME?
1996-07-25 | 1996 | 7 | 207 | 25 | 5 | 11.4 | 2.2217 | 7.5 | 11.3 | 11.3 | 4.725 | #NAME? | #NAME? | #NAME? | #NAME? | #NAME? | #NAME? | TRUE | 9.3 | TRUE | TRUE | #NAME? | #NAME? | #NAME? | #NAME? | #NAME? | #NAME? | #NAME? | #NAME? | #NAME? | #NAME? |  |  | 1: 6.2628; 2: 7.7441; 3: 0; 4: 0 | 14.0069 |  | 319.014 | 516.1429 | 534.1076 | 19967 | 14.0069 | 319.014 | 521.8054 |  | 0 | 5613 | 5613 | 1996-07-25 | #NAME? | #NAME? | #NAME?
1996-07-26 | 1996 | 7 | 208 | 26 | 6 | 9.1 | 3.1726 | 3.8333 | 0 | 0 | 0 | #NAME? | #NAME? | #NAME? | #NAME? | #NAME? | #NAME? | FALSE | 20.6 | FALSE | TRUE | #NAME? | #NAME? | #NAME? | #NAME? | #NAME? | #NAME? | #NAME? | #NAME? | #NAME? | #NAME? |  |  | 1: 0; 2: 0; 3: 0; 4: 0 | 0 |  | 0 | 0 | 0 | 19967 | 0 | 0 | 0 |  | 0 | 5614 | 5614 | 1996-07-26 | #NAME? | #NAME? | #NAME?
1996-07-27 | 1996 | 7 | 209 | 27 | 7 | 10.4 | 3.6407 | 10.1667 | 0 | 0 | 0 | #NAME? | #NAME? | #NAME? | #NAME? | #NAME? | #NAME? | FALSE | 11.3 | FALSE | TRUE | #NAME? | #NAME? | #NAME? | #NAME? | #NAME? | #NAME? | #NAME? | #NAME? | #NAME? | #NAME? |  |  | 1: 0; 2: 0; 3: 0; 4: 0 | 0 |  | 0 | 0 | 0 | 19967 | 0 | 0 | 0 |  | 0 | 5615 | 5615 | 1996-07-27 | #NAME? | #NAME? | #NAME?
1996-07-28 | 1996 | 7 | 210 | 28 | 1 | 10 | 4.1417 | 1.8333 | 0 | 0 | 0 | #NAME? | #NAME? | #NAME? | #NAME? | #NAME? | #NAME? | TRUE | 0 | TRUE | TRUE | #NAME? | #NAME? | #NAME? | #NAME? | #NAME? | #NAME? | #NAME? | #NAME? | #NAME? | #NAME? |  |  | 1: 1.6355; 2: 2.3171; 3: 0; 4: 0 | 3.9525 |  | 91.9541 | 149.049 | 154.2577 | 19967 | 3.9525 | 91.9541 | 150.4076 |  | 0 | 5616 | 5616 | 1996-07-28 | #NAME? | #NAME? | #NAME?
1996-07-29 | 1996 | 7 | 211 | 29 | 2 | 13.5 | 3.9176 | 9.1667 | 0 | 0 | 0 | #NAME? | #NAME? | #NAME? | #NAME? | #NAME? | #NAME? | FALSE | 0 | TRUE | TRUE | #NAME? | #NAME? | #NAME? | #NAME? | #NAME? | #NAME? | #NAME? | #NAME? | #NAME? | #NAME? |  |  | 1: 0; 2: 0; 3: 7.1626; 4: 8.3053 | 15.4679 |  | 348.6737 | 536.8468 | 553.4503 | 19967 | 15.4679 | 348.6737 | 570.3191 |  | 0 | 5617 | 5617 | 1996-07-29 | #NAME? | #NAME? | #NAME?
1996-07-30 | 1996 | 7 | 212 | 30 | 3 | 14.7 | 4.1892 | 7.3333 | 0 | 0 | 0 | #NAME? | #NAME? | #NAME? | #NAME? | #NAME? | #NAME? | TRUE | 0 | TRUE | TRUE | #NAME? | #NAME? | #NAME? | #NAME? | #NAME? | #NAME? | #NAME? | #NAME? | #NAME? | #NAME? |  |  | 1: 4.8733; 2: 5.9639; 3: 0; 4: 0 | 10.8373 |  | 246.4171 | 398.6284 | 412.4985 | 19967 | 10.8373 | 246.4171 | 403.0599 |  | 0 | 5618 | 5618 | 1996-07-30 | #NAME? | #NAME? | #NAME?
1996-07-31 | 1996 | 7 | 213 | 31 | 4 | 13.3 | 4.452 | 17 | 0 | 0 | 0 | #NAME? | #NAME? | #NAME? | #NAME? | #NAME? | #NAME? | FALSE | 0 | TRUE | TRUE | #NAME? | #NAME? | #NAME? | #NAME? | #NAME? | #NAME? | #NAME? | #NAME? | #NAME? | #NAME? |  |  | 1: 0; 2: 0; 3: 0; 4: 4.5841 | 4.5841 |  | 134.4665 | 207.0357 | 213.4388 | 19967 | 4.5841 | 134.4665 | 219.9443 |  | 0 | 5619 | 5619 | 1996-07-31 | #NAME? | #NAME? | #NAME?
1996-08-01 | 1996 | 8 | 214 | 1 | 5 | 9 | 5.0592 | 14.6667 | 0 | 0 | 0 | #NAME? | #NAME? | #NAME? | #NAME? | #NAME? | #NAME? | TRUE | 0 | TRUE | TRUE | #NAME? | #NAME? | #NAME? | #NAME? | #NAME? | #NAME? | #NAME? | #NAME? | #NAME? | #NAME? |  |  | 1: 10.056; 2: 11.9958; 3: 0; 4: 0 | 22.0518 |  | 499.3644 | 807.5304 | 835.6061 | 19968 | 22.0518 | 499.3644 | 816.8012 |  | 0 | 5620 | 5620 | 1996-08-01 | #NAME? | #NAME? | #NAME?
1996-08-02 | 1996 | 8 | 215 | 2 | 6 | 8.1 | 5.5532 | 6.5 | 0 | 0 | 0 | #NAME? | #NAME? | #NAME? | #NAME? | #NAME? | #NAME? | FALSE | 0 | TRUE | TRUE | #NAME? | #NAME? | #NAME? | #NAME? | #NAME? | #NAME? | #NAME? | #NAME? | #NAME? | #NAME? |  |  | 1: 0; 2: 0; 3: 0; 4: 5.2312 | 5.2312 |  | 153.4477 | 236.2607 | 243.5677 | 19968 | 5.2312 | 153.4477 | 250.9915 |  | 0 | 5621 | 5621 | 1996-08-02 | #NAME? | #NAME? | #NAME?
1996-08-03 | 1996 | 8 | 216 | 3 | 7 | 9.4 | 3.3121 | 41 | 16.5 | 16.5 | 8.625 | #NAME? | #NAME? | #NAME? | #NAME? | #NAME? | #NAME? | FALSE | 0 | TRUE | TRUE | #NAME? | #NAME? | #NAME? | #NAME? | #NAME? | #NAME? | #NAME? | #NAME? | #NAME? | #NAME? |  |  | 1: 0; 2: 0; 3: 4.5424; 4: 0 | 4.5424 |  | 66.6221 | 102.5769 | 105.7494 | 19968 | 4.5424 | 66.6221 | 108.9725 |  | 0 | 5622 | 5622 | 1996-08-03 | #NAME? | #NAME? | #NAME?
1996-08-04 | 1996 | 8 | 217 | 4 | 1 | 8.6 | 3.7869 | 8.3333 | 0 | 0 | 0 | #NAME? | #NAME? | #NAME? | #NAME? | #NAME? | #NAME? | TRUE | 16.5 | FALSE | TRUE | #NAME? | #NAME? | #NAME? | #NAME? | #NAME? | #NAME? | #NAME? | #NAME? | #NAME? | #NAME? |  |  | 1: 0; 2: 0; 3: 0; 4: 0 | 0 |  | 0 | 0 | 0 | 19968 | 0 | 0 | 0 |  | 0 | 5623 | 5623 | 1996-08-04 | #NAME? | #NAME? | #NAME?
1996-08-05 | 1996 | 8 | 218 | 5 | 2 | 5.5 | 2.8166 | 13 | 4.5 | 4.5 | 0 | #NAME? | #NAME? | #NAME? | #NAME? | #NAME? | #NAME? | FALSE | 16.5 | FALSE | TRUE | #NAME? | #NAME? | #NAME? | #NAME? | #NAME? | #NAME? | #NAME? | #NAME? | #NAME? | #NAME? |  |  | 1: 0; 2: 0; 3: 0; 4: 0 | 0 |  | 0 | 0 | 0 | 19968 | 0 | 0 | 0 |  | 0 | 5624 | 5624 | 1996-08-05 | #NAME? | #NAME? | #NAME?
1996-08-06 | 1996 | 8 | 219 | 6 | 3 | 9.3 | 4.3632 | 10.8333 | 0.2 | 0.2 | 0 | #NAME? | #NAME? | #NAME? | #NAME? | #NAME? | #NAME? | TRUE | 4.5 | TRUE | TRUE | #NAME? | #NAME? | #NAME? | #NAME? | #NAME? | #NAME? | #NAME? | #NAME? | #NAME? | #NAME? |  |  | 1: 4.8182; 2: 6.863; 3: 0; 4: 0 | 11.6813 |  | 271.9835 | 440.8908 | 456.3005 | 19968 | 11.6813 | 271.9835 | 444.8783 |  | 0 | 5625 | 5625 | 1996-08-06 | #NAME? | #NAME? | #NAME?
1996-08-07 | 1996 | 8 | 220 | 7 | 4 | 5.3 | 3.8984 | 8.5 | 0 | 0 | 0 | #NAME? | #NAME? | #NAME? | #NAME? | #NAME? | #NAME? | FALSE | 4.7 | TRUE | TRUE | #NAME? | #NAME? | #NAME? | #NAME? | #NAME? | #NAME? | #NAME? | #NAME? | #NAME? | #NAME? |  |  | 1: 0; 2: 0; 3: 7.1677; 4: 8.3116 | 15.4793 |  | 348.9339 | 537.2475 | 553.8634 | 19968 | 15.4793 | 348.9339 | 570.7448 |  | 0 | 5626 | 5626 | 1996-08-07 | #NAME? | #NAME? | #NAME?
1996-08-08 | 1996 | 8 | 221 | 8 | 5 | 5.8 | 3.8713 | 6.1667 | 0 | 0 | 0 | #NAME? | #NAME? | #NAME? | #NAME? | #NAME? | #NAME? | TRUE | 0.2 | TRUE | TRUE | #NAME? | #NAME? | #NAME? | #NAME? | #NAME? | #NAME? | #NAME? | #NAME? | #NAME? | #NAME? |  |  | 1: 5.3971; 2: 6.2151; 3: 0; 4: 0 | 11.6122 |  | 261.4663 | 422.609 | 437.2858 | 19968 | 11.6122 | 261.4663 | 427.6757 |  | 0 | 5627 | 5627 | 1996-08-08 | #NAME? | #NAME? | #NAME?
1996-08-09 | 1996 | 8 | 222 | 9 | 6 | 10.9 | 5.2376 | 6 | 0 | 0 | 0 | #NAME? | #NAME? | #NAME? | #NAME? | #NAME? | #NAME? | FALSE | 0 | TRUE | TRUE | #NAME? | #NAME? | #NAME? | #NAME? | #NAME? | #NAME? | #NAME? | #NAME? | #NAME? | #NAME? |  |  | 1: 0; 2: 0; 3: 0; 4: 4.4092 | 4.4092 |  | 129.3374 | 199.1386 | 205.2975 | 19968 | 4.4092 | 129.3374 | 211.5549 |  | 0 | 5628 | 5628 | 1996-08-09 | #NAME? | #NAME? | #NAME?
1996-08-10 | 1996 | 8 | 223 | 10 | 7 | 11.1 | 5.0525 | 9.1667 | 0 | 0 | 0 | #NAME? | #NAME? | #NAME? | #NAME? | #NAME? | #NAME? | FALSE | 0 | TRUE | TRUE | #NAME? | #NAME? | #NAME? | #NAME? | #NAME? | #NAME? | #NAME? | #NAME? | #NAME? | #NAME? |  |  | 1: 0; 2: 0; 3: 0; 4: 0 | 0 |  | 0 | 0 | 0 | 19968 | 0 | 0 | 0 |  | 0 | 5629 | 5629 | 1996-08-10 | #NAME? | #NAME? | #NAME?
1996-08-11 | 1996 | 8 | 224 | 11 | 1 | 10.4 | 4.5183 | 10.5 | 0 | 0 | 0 | #NAME? | #NAME? | #NAME? | #NAME? | #NAME? | #NAME? | TRUE | 0 | TRUE | TRUE | #NAME? | #NAME? | #NAME? | #NAME? | #NAME? | #NAME? | #NAME? | #NAME? | #NAME? | #NAME? |  |  | 1: 2.7022; 2: 2.8113; 3: 0; 4: 0 | 5.5135 |  | 122.0967 | 197.0521 | 203.8731 | 19968 | 5.5135 | 122.0967 | 199.7113 |  | 0 | 5630 | 5630 | 1996-08-11 | #NAME? | #NAME? | #NAME?
1996-08-12 | 1996 | 8 | 225 | 12 | 2 | 11.3 | 4.8539 | 13.6667 | 0 | 0 | 0 | #NAME? | #NAME? | #NAME? | #NAME? | #NAME? | #NAME? | FALSE | 0 | TRUE | TRUE | #NAME? | #NAME? | #NAME? | #NAME? | #NAME? | #NAME? | #NAME? | #NAME? | #NAME? | #NAME? |  |  | 1: 0; 2: 0; 3: 4.484; 4: 8.1446 | 12.6286 |  | 304.6736 | 469.1006 | 483.6089 | 19968 | 12.6286 | 304.6736 | 498.349 |  | 0 | 5631 | 5631 | 1996-08-12 | #NAME? | #NAME? | #NAME?
1996-08-13 | 1996 | 8 | 226 | 13 | 3 | 7.2 | 4.4654 | 9 | 0 | 0 | 0 | #NAME? | #NAME? | #NAME? | #NAME? | #NAME? | #NAME? | TRUE | 0 | TRUE | TRUE | #NAME? | #NAME? | #NAME? | #NAME? | #NAME? | #NAME? | #NAME? | #NAME? | #NAME? | #NAME? |  |  | 1: 14.8349; 2: 17.8057; 3: 0; 4: 0 | 32.6406 |  | 739.8784 | 1196.5733 | 1238.1829 | 19968 | 32.6406 | 739.8784 | 1210.2055 |  | 0 | 5632 | 5632 | 1996-08-13 | #NAME? | #NAME? | #NAME?
1996-08-14 | 1996 | 8 | 227 | 14 | 4 | 7.9 | 5.1796 | 3.6667 | 0 | 0 | 0 | #NAME? | #NAME? | #NAME? | #NAME? | #NAME? | #NAME? | FALSE | 0 | TRUE | TRUE | #NAME? | #NAME? | #NAME? | #NAME? | #NAME? | #NAME? | #NAME? | #NAME? | #NAME? | #NAME? |  |  | 1: 0; 2: 0; 3: 1.9083; 4: 4.736 | 6.6443 |  | 166.9105 | 256.9892 | 264.9373 | 19968 | 6.6443 | 166.9105 | 273.0125 |  | 0 | 5633 | 5633 | 1996-08-14 | #NAME? | #NAME? | #NAME?
1996-08-15 | 1996 | 8 | 228 | 15 | 5 | 11.5 | 4.0427 | 18.6667 | 0 | 0 | 0 | #NAME? | #NAME? | #NAME? | #NAME? | #NAME? | #NAME? | TRUE | 0 | TRUE | TRUE | #NAME? | #NAME? | #NAME? | #NAME? | #NAME? | #NAME? | #NAME? | #NAME? | #NAME? | #NAME? |  |  | 1: 7.0337; 2: 10.4417; 3: 0; 4: 0 | 17.4754 |  | 409.4501 | 664.0814 | 687.3188 | 19968 | 17.4754 | 409.4501 | 669.7301 |  | 0 | 5634 | 5634 | 1996-08-15 | #NAME? | #NAME? | #NAME?
1996-08-16 | 1996 | 8 | 229 | 16 | 6 | 11.6 | 3.4893 | 5.6667 | 0 | 0 | 0 | #NAME? | #NAME? | #NAME? | #NAME? | #NAME? | #NAME? | FALSE | 0 | TRUE | TRUE | #NAME? | #NAME? | #NAME? | #NAME? | #NAME? | #NAME? | #NAME? | #NAME? | #NAME? | #NAME? |  |  | 1: 0; 2: 0; 3: 0; 4: 5.0723 | 5.0723 |  | 148.786 | 229.0832 | 236.1683 | 19968 | 5.0723 | 148.786 | 243.3665 |  | 0 | 5635 | 5635 | 1996-08-16 | #NAME? | #NAME? | #NAME?
1996-08-17 | 1996 | 8 | 230 | 17 | 7 | 6.8 | 3.4012 | 15.1667 | 0 | 0 | 0 | #NAME? | #NAME? | #NAME? | #NAME? | #NAME? | #NAME? | FALSE | 0 | TRUE | TRUE | #NAME? | #NAME? | #NAME? | #NAME? | #NAME? | #NAME? | #NAME? | #NAME? | #NAME? | #NAME? |  |  | 1: 0; 2: 0; 3: 4.4148; 4: 0 | 4.4148 |  | 64.7497 | 99.694 | 102.7774 | 19968 | 4.4148 | 64.7497 | 105.91 |  | 0 | 5636 | 5636 | 1996-08-17 | #NAME? | #NAME? | #NAME?
1996-08-18 | 1996 | 8 | 231 | 18 | 1 | 3.4 | 3.3252 | 8.3333 | 0 | 0 | 0 | #NAME? | #NAME? | #NAME? | #NAME? | #NAME? | #NAME? | TRUE | 0 | TRUE | TRUE | #NAME? | #NAME? | #NAME? | #NAME? | #NAME? | #NAME? | #NAME? | #NAME? | #NAME? | #NAME? |  |  | 1: 6.5851; 2: 9.3115; 3: 0; 4: 0 | 15.8965 |  | 369.7171 | 599.2619 | 620.2025 | 19968 | 15.8965 | 369.7171 | 604.7394 |  | 0 | 5637 | 5637 | 1996-08-18 | #NAME? | #NAME? | #NAME?
1996-08-19 | 1996 | 8 | 232 | 19 | 2 | 4.5 | 4.1345 | 4.5 | 0 | 0 | 0 | #NAME? | #NAME? | #NAME? | #NAME? | #NAME? | #NAME? | FALSE | 0 | TRUE | TRUE | #NAME? | #NAME? | #NAME? | #NAME? | #NAME? | #NAME? | #NAME? | #NAME? | #NAME? | #NAME? |  |  | 1: 0; 2: 0; 3: 1.7552; 4: 5.9795 | 7.7347 |  | 201.1423 | 309.6953 | 319.2735 | 19968 | 7.7347 | 201.1423 | 329.0048 |  | 0 | 5638 | 5638 | 1996-08-19 | #NAME? | #NAME? | #NAME?
1996-08-20 | 1996 | 8 | 233 | 20 | 3 | 9.7 | 4.7644 | 15.6667 | 0 | 0 | 0 | #NAME? | #NAME? | #NAME? | #NAME? | #NAME? | #NAME? | TRUE | 0 | TRUE | TRUE | #NAME? | #NAME? | #NAME? | #NAME? | #NAME? | #NAME? | #NAME? | #NAME? | #NAME? | #NAME? |  |  | 1: 0; 2: 0; 3: 0; 4: 0 | 0 |  | 0 | 0 | 0 | 19968 | 0 | 0 | 0 |  | 0 | 5639 | 5639 | 1996-08-20 | #NAME? | #NAME? | #NAME?
1996-08-21 | 1996 | 8 | 234 | 21 | 4 | 5.7 | 4.218 | 14.8333 | 0 | 0 | 0 | #NAME? | #NAME? | #NAME? | #NAME? | #NAME? | #NAME? | FALSE | 0 | TRUE | TRUE | #NAME? | #NAME? | #NAME? | #NAME? | #NAME? | #NAME? | #NAME? | #NAME? | #NAME? | #NAME? |  |  | 1: 0; 2: 0; 3: 4.193; 4: 4.9004 | 9.0934 |  | 205.2427 | 316.0085 | 325.782 | 19968 | 9.0934 | 205.2427 | 335.7116 |  | 0 | 5640 | 5640 | 1996-08-21 | #NAME? | #NAME? | #NAME?
1996-08-22 | 1996 | 8 | 235 | 22 | 5 | 6.8 | 4.5849 | 7.5 | 0 | 0 | 0 | #NAME? | #NAME? | #NAME? | #NAME? | #NAME? | #NAME? | TRUE | 0 | TRUE | TRUE | #NAME? | #NAME? | #NAME? | #NAME? | #NAME? | #NAME? | #NAME? | #NAME? | #NAME? | #NAME? |  |  | 1: 13.1557; 2: 15.9978; 3: 0; 4: 0 | 29.1536 |  | 662.2201 | 1071.1767 | 1108.4408 | 19968 | 29.1536 | 662.2201 | 1083.1812 |  | 0 | 5641 | 5641 | 1996-08-22 | #NAME? | #NAME? | #NAME?
1996-08-23 | 1996 | 8 | 236 | 23 | 6 | 9.1 | 5.5052 | 2.5 | 0 | 0 | 0 | #NAME? | #NAME? | #NAME? | #NAME? | #NAME? | #NAME? | FALSE | 0 | TRUE | TRUE | #NAME? | #NAME? | #NAME? | #NAME? | #NAME? | #NAME? | #NAME? | #NAME? | #NAME? | #NAME? |  |  | 1: 0; 2: 0; 3: 0; 4: 4.8416 | 4.8416 |  | 142.02 | 218.6657 | 225.4285 | 19968 | 4.8416 | 142.02 | 232.2995 |  | 0 | 5642 | 5642 | 1996-08-23 | #NAME? | #NAME? | #NAME?
1996-08-24 | 1996 | 8 | 237 | 24 | 7 | 11.2 | 4.6942 | 17.8333 | 0 | 0 | 0 | #NAME? | #NAME? | #NAME? | #NAME? | #NAME? | #NAME? | FALSE | 0 | TRUE | TRUE | #NAME? | #NAME? | #NAME? | #NAME? | #NAME? | #NAME? | #NAME? | #NAME? | #NAME? | #NAME? |  |  | 1: 0; 2: 0; 3: 6.6451; 4: 0 | 6.6451 |  | 97.4611 | 150.0592 | 154.7002 | 19968 | 6.6451 | 97.4611 | 159.4154 |  | 0 | 5643 | 5643 | 1996-08-24 | #NAME? | #NAME? | #NAME?
1996-08-25 | 1996 | 8 | 238 | 25 | 1 | 7.9 | 4.9848 | 8.1667 | 0 | 0 | 0 | #NAME? | #NAME? | #NAME? | #NAME? | #NAME? | #NAME? | TRUE | 0 | TRUE | TRUE | #NAME? | #NAME? | #NAME? | #NAME? | #NAME? | #NAME? | #NAME? | #NAME? | #NAME? | #NAME? |  |  | 1: 10.5475; 2: 13.9555; 3: 0; 4: 0 | 24.503 |  | 564.0589 | 913.4565 | 945.3147 | 19968 | 24.503 | 564.0589 | 922.6208 |  | 0 | 5644 | 5644 | 1996-08-25 | #NAME? | #NAME? | #NAME?
1996-08-26 | 1996 | 8 | 239 | 26 | 2 | 8.4 | 5.4738 | 3.3333 | 0 | 0 | 0 | #NAME? | #NAME? | #NAME? | #NAME? | #NAME? | #NAME? | FALSE | 0 | TRUE | TRUE | #NAME? | #NAME? | #NAME? | #NAME? | #NAME? | #NAME? | #NAME? | #NAME? | #NAME? | #NAME? |  |  | 1: 0; 2: 0; 3: 3.0391; 4: 8.3513 | 11.3904 |  | 289.544 | 445.8058 | 459.5936 | 19968 | 11.3904 | 289.544 | 473.6018 |  | 0 | 5645 | 5645 | 1996-08-26 | #NAME? | #NAME? | #NAME?
1996-08-27 | 1996 | 8 | 240 | 27 | 3 | 9.8 | 5.3559 | 7.6667 | 0 | 0 | 0 | #NAME? | #NAME? | #NAME? | #NAME? | #NAME? | #NAME? | TRUE | 0 | TRUE | TRUE | #NAME? | #NAME? | #NAME? | #NAME? | #NAME? | #NAME? | #NAME? | #NAME? | #NAME? | #NAME? |  |  | 1: 5.7917; 2: 8.5181; 3: 0; 4: 0 | 14.3099 |  | 334.8105 | 542.9596 | 561.9538 | 19968 | 14.3099 | 334.8105 | 547.6434 |  | 0 | 5646 | 5646 | 1996-08-27 | #NAME? | #NAME? | #NAME?
1996-08-28 | 1996 | 8 | 241 | 28 | 4 | 8.2 | 5.2844 | 5.8333 | 0 | 0 | 0 | #NAME? | #NAME? | #NAME? | #NAME? | #NAME? | #NAME? | FALSE | 0 | TRUE | TRUE | #NAME? | #NAME? | #NAME? | #NAME? | #NAME? | #NAME? | #NAME? | #NAME? | #NAME? | #NAME? |  |  | 1: 0; 2: 0; 3: 8.2632; 4: 5.3295 | 13.5927 |  | 277.5255 | 427.3011 | 440.5166 | 19968 | 13.5927 | 277.5255 | 453.9433 |  | 0 | 5647 | 5647 | 1996-08-28 | #NAME? | #NAME? | #NAME?
1996-08-29 | 1996 | 8 | 242 | 29 | 5 | 12.6 | 5.3015 | 6.6667 | 0 | 0 | 0 | #NAME? | #NAME? | #NAME? | #NAME? | #NAME? | #NAME? | TRUE | 0 | TRUE | TRUE | #NAME? | #NAME? | #NAME? | #NAME? | #NAME? | #NAME? | #NAME? | #NAME? | #NAME? | #NAME? |  |  | 1: 1.7792; 2: 2.103; 3: 0; 4: 0 | 3.8822 |  | 87.7836 | 141.9377 | 146.8711 | 19968 | 3.8822 | 87.7836 | 143.5859 |  | 0 | 5648 | 5648 | 1996-08-29 | #NAME? | #NAME? | #NAME?
1996-08-30 | 1996 | 8 | 243 | 30 | 6 | 13.9 | 5.9229 | 11.6667 | 0 | 0 | 0 | #NAME? | #NAME? | #NAME? | #NAME? | #NAME? | #NAME? | FALSE | 0 | TRUE | TRUE | #NAME? | #NAME? | #NAME? | #NAME? | #NAME? | #NAME? | #NAME? | #NAME? | #NAME? | #NAME? |  |  | 1: 0; 2: 0; 3: 0; 4: 5.8222 | 5.8222 |  | 170.7853 | 262.9551 | 271.0877 | 19968 | 5.8222 | 170.7853 | 279.3503 |  | 0 | 5649 | 5649 | 1996-08-30 | #NAME? | #NAME? | #NAME?
1996-08-31 | 1996 | 8 | 244 | 31 | 7 | 11.2 | 5.1211 | 10.6667 | 0 | 0 | 0 | #NAME? | #NAME? | #NAME? | #NAME? | #NAME? | #NAME? | FALSE | 0 | TRUE | TRUE | #NAME? | #NAME? | #NAME? | #NAME? | #NAME? | #NAME? | #NAME? | #NAME? | #NAME? | #NAME? |  |  | 1: 0; 2: 0; 3: 3.6829; 4: 0 | 3.6829 |  | 54.0163 | 83.168 | 85.7402 | 19968 | 3.6829 | 54.0163 | 88.3535 |  | 0 | 5650 | 5650 | 1996-08-31 | #NAME? | #NAME? | #NAME?
1996-09-01 | 1996 | 9 | 245 | 1 | 1 | 10 | 4.9638 | 15.8333 | 0 | 0 | 0 | #NAME? | #NAME? | #NAME? | #NAME? | #NAME? | #NAME? | TRUE | 0 | TRUE | TRUE | #NAME? | #NAME? | #NAME? | #NAME? | #NAME? | #NAME? | #NAME? | #NAME? | #NAME? | #NAME? |  |  | 1: 16.0018; 2: 19.8539; 3: 0; 4: 0 | 35.8557 |  | 817.0746 | 1322.0333 | 1368.0525 | 19969 | 35.8557 | 817.0746 | 1336.4739 |  | 0 | 5651 | 5651 | 1996-09-01 | #NAME? | #NAME? | #NAME?
1996-09-02 | 1996 | 9 | 246 | 2 | 2 | 4.9 | 3.1623 | 4.1667 | 0 | 0 | 0 | #NAME? | #NAME? | #NAME? | #NAME? | #NAME? | #NAME? | FALSE | 0 | TRUE | TRUE | #NAME? | #NAME? | #NAME? | #NAME? | #NAME? | #NAME? | #NAME? | #NAME? | #NAME? | #NAME? |  |  | 1: 0; 2: 0; 3: 9.9043; 4: 8.8043 | 18.7086 |  | 403.5221 | 621.296 | 640.5113 | 19969 | 18.7086 | 403.5221 | 660.0337 |  | 0 | 5652 | 5652 | 1996-09-02 | #NAME? | #NAME? | #NAME?
1996-09-03 | 1996 | 9 | 247 | 3 | 3 | 7.7 | 0.98682 | 5.5 | 2.3 | 2.3 | 0 | #NAME? | #NAME? | #NAME? | #NAME? | #NAME? | #NAME? | TRUE | 0 | TRUE | TRUE | #NAME? | #NAME? | #NAME? | #NAME? | #NAME? | #NAME? | #NAME? | #NAME? | #NAME? | #NAME? |  |  | 1: 0; 2: 0; 3: 0; 4: 0 | 0 |  | 0 | 0 | 0 | 19969 | 0 | 0 | 0 |  | 0 | 5653 | 5653 | 1996-09-03 | #NAME? | #NAME? | #NAME?
1996-09-04 | 1996 | 9 | 248 | 4 | 4 | 4.9 | 0.96985 | 15.8333 | 1.9 | 1.9 | 0 | #NAME? | #NAME? | #NAME? | #NAME? | #NAME? | #NAME? | FALSE | 2.3 | TRUE | TRUE | #NAME? | #NAME? | #NAME? | #NAME? | #NAME? | #NAME? | #NAME? | #NAME? | #NAME? | #NAME? |  |  | 1: 0; 2: 0; 3: 2.0825; 4: 2.8228 | 4.9052 |  | 113.3433 | 174.5127 | 179.91 | 19969 | 4.9052 | 113.3433 | 185.3936 |  | 0 | 5654 | 5654 | 1996-09-04 | #NAME? | #NAME? | #NAME?
1996-09-05 | 1996 | 9 | 249 | 5 | 5 | 5.1 | 1.4931 | 5.3333 | 1.8 | 1.8 | 0 | #NAME? | #NAME? | #NAME? | #NAME? | #NAME? | #NAME? | TRUE | 4.2 | TRUE | FALSE | #NAME? | #NAME? | #NAME? | #NAME? | #NAME? | #NAME? | #NAME? | #NAME? | #NAME? | #NAME? |  |  | 1: 0; 2: 0; 3: 0; 4: 0 | 0 |  | 0 | 0 | 0 | 19969 | 0 | 0 | 0 |  | 0 | 5655 | 5655 | 1996-09-05 | #NAME? | #NAME? | #NAME?
1996-09-06 | 1996 | 9 | 250 | 6 | 6 | -0.2 | 2.9642 | 7.1667 | 0 | 0 | 0 | #NAME? | #NAME? | #NAME? | #NAME? | #NAME? | #NAME? | FALSE | 3.7 | TRUE | FALSE | #NAME? | #NAME? | #NAME? | #NAME? | #NAME? | #NAME? | #NAME? | #NAME? | #NAME? | #NAME? |  |  | 1: 0; 2: 0; 3: 0; 4: 0 | 0 |  | 0 | 0 | 0 | 19969 | 0 | 0 | 0 |  | 0 | 5656 | 5656 | 1996-09-06 | #NAME? | #NAME? | #NAME?
1996-09-07 | 1996 | 9 | 251 | 7 | 7 | 1.4 | 3.5356 | 9 | 0 | 0 | 0 | #NAME? | #NAME? | #NAME? | #NAME? | #NAME? | #NAME? | FALSE | 1.8 | TRUE | TRUE | #NAME? | #NAME? | #NAME? | #NAME? | #NAME? | #NAME? | #NAME? | #NAME? | #NAME? | #NAME? |  |  | 1: 0; 2: 0; 3: 1.0759; 4: 0 | 1.0759 |  | 15.7799 | 24.296 | 25.0475 | 19969 | 1.0759 | 15.7799 | 25.8109 |  | 0 | 5657 | 5657 | 1996-09-07 | #NAME? | #NAME? | #NAME?
1996-09-08 | 1996 | 9 | 252 | 8 | 1 | 5.7 | 3.288 | 9.5 | 0 | 0 | 0 | #NAME? | #NAME? | #NAME? | #NAME? | #NAME? | #NAME? | TRUE | 0 | TRUE | TRUE | #NAME? | #NAME? | #NAME? | #NAME? | #NAME? | #NAME? | #NAME? | #NAME? | #NAME? | #NAME? |  |  | 1: 10.0691; 2: 12.7955; 3: 0; 4: 0 | 22.8645 |  | 523.0131 | 846.5195 | 876.0078 | 19969 | 22.8645 | 523.0131 | 855.4829 |  | 0 | 5658 | 5658 | 1996-09-08 | #NAME? | #NAME? | #NAME?
1996-09-09 | 1996 | 9 | 253 | 9 | 2 | 5.3 | 1.8328 | 4.5 | 0 | 0 | 0 | #NAME? | #NAME? | #NAME? | #NAME? | #NAME? | #NAME? | FALSE | 0 | TRUE | TRUE | #NAME? | #NAME? | #NAME? | #NAME? | #NAME? | #NAME? | #NAME? | #NAME? | #NAME? | #NAME? |  |  | 1: 0; 2: 0; 3: 0; 4: 8.4845 | 8.4845 |  | 248.8791 | 383.1949 | 395.0463 | 19969 | 8.4845 | 248.8791 | 407.087 |  | 0 | 5659 | 5659 | 1996-09-09 | #NAME? | #NAME? | #NAME?
1996-09-10 | 1996 | 9 | 254 | 10 | 3 | 5.8 | 3.1763 | 10.3333 | 0 | 0 | 0 | #NAME? | #NAME? | #NAME? | #NAME? | #NAME? | #NAME? | TRUE | 0 | TRUE | TRUE | #NAME? | #NAME? | #NAME? | #NAME? | #NAME? | #NAME? | #NAME? | #NAME? | #NAME? | #NAME? |  |  | 1: 0; 2: 0; 3: 0; 4: 0 | 0 |  | 0 | 0 | 0 | 19969 | 0 | 0 | 0 |  | 0 | 5660 | 5660 | 1996-09-10 | #NAME? | #NAME? | #NAME?
1996-09-11 | 1996 | 9 | 255 | 11 | 4 | 4.8 | 4.0216 | 10.6667 | 0 | 0 | 0 | #NAME? | #NAME? | #NAME? | #NAME? | #NAME? | #NAME? | FALSE | 0 | TRUE | TRUE | #NAME? | #NAME? | #NAME? | #NAME? | #NAME? | #NAME? | #NAME? | #NAME? | #NAME? | #NAME? |  |  | 1: 0; 2: 0; 3: 6.0296; 4: 4.027 | 10.0565 |  | 206.5585 | 318.0346 | 327.8707 | 19969 | 10.0565 | 206.5585 | 337.864 |  | 0 | 5661 | 5661 | 1996-09-11 | #NAME? | #NAME? | #NAME?
1996-09-12 | 1996 | 9 | 256 | 12 | 5 | 6 | 3.9858 | 6.8333 | 0 | 0 | 0 | #NAME? | #NAME? | #NAME? | #NAME? | #NAME? | #NAME? | TRUE | 0 | TRUE | TRUE | #NAME? | #NAME? | #NAME? | #NAME? | #NAME? | #NAME? | #NAME? | #NAME? | #NAME? | #NAME? |  |  | 1: 8.3096; 2: 10.51; 3: 0; 4: 0 | 18.8197 |  | 430.1685 | 696.2014 | 720.4499 | 19969 | 18.8197 | 430.1685 | 703.6188 |  | 0 | 5662 | 5662 | 1996-09-12 | #NAME? | #NAME? | #NAME?
1996-09-13 | 1996 | 9 | 257 | 13 | 6 | 6.4 | 3.778 | 6.1667 | 0 | 0 | 0 | #NAME? | #NAME? | #NAME? | #NAME? | #NAME? | #NAME? | FALSE | 0 | TRUE | TRUE | #NAME? | #NAME? | #NAME? | #NAME? | #NAME? | #NAME? | #NAME? | #NAME? | #NAME? | #NAME? |  |  | 1: 0; 2: 0; 3: 0; 4: 4.4722 | 4.4722 |  | 131.1841 | 201.9819 | 208.2288 | 19969 | 4.4722 | 131.1841 | 214.5755 |  | 0 | 5663 | 5663 | 1996-09-13 | #NAME? | #NAME? | #NAME?
1996-09-14 | 1996 | 9 | 258 | 14 | 7 | 10 | 3.6619 | 10.6667 | 0 | 0 | 0 | #NAME? | #NAME? | #NAME? | #NAME? | #NAME? | #NAME? | FALSE | 0 | TRUE | TRUE | #NAME? | #NAME? | #NAME? | #NAME? | #NAME? | #NAME? | #NAME? | #NAME? | #NAME? | #NAME? |  |  | 1: 0; 2: 0; 3: 5.4996; 4: 0 | 5.4996 |  | 80.6602 | 124.1911 | 128.032 | 19969 | 5.4996 | 80.6602 | 131.9344 |  | 0 | 5664 | 5664 | 1996-09-14 | #NAME? | #NAME? | #NAME?
1996-09-15 | 1996 | 9 | 259 | 15 | 1 | 3.7 | 3.2892 | 6.8333 | 0 | 0 | 0 | #NAME? | #NAME? | #NAME? | #NAME? | #NAME? | #NAME? | TRUE | 0 | TRUE | TRUE | #NAME? | #NAME? | #NAME? | #NAME? | #NAME? | #NAME? | #NAME? | #NAME? | #NAME? | #NAME? |  |  | 1: 8.0396; 2: 9.6191; 3: 0; 4: 0 | 17.6587 |  | 400.0748 | 646.9949 | 669.4913 | 19969 | 17.6587 | 400.0748 | 654.3951 |  | 0 | 5665 | 5665 | 1996-09-15 | #NAME? | #NAME? | #NAME?
1996-09-16 | 1996 | 9 | 260 | 16 | 2 | 8.3 | 2.8973 | 10.6667 | 0 | 0 | 0 | #NAME? | #NAME? | #NAME? | #NAME? | #NAME? | #NAME? | FALSE | 0 | TRUE | TRUE | #NAME? | #NAME? | #NAME? | #NAME? | #NAME? | #NAME? | #NAME? | #NAME? | #NAME? | #NAME? |  |  | 1: 0; 2: 0; 3: 0; 4: 6.1031 | 6.1031 |  | 179.0235 | 275.6393 | 284.1642 | 19969 | 6.1031 | 179.0235 | 292.8254 |  | 0 | 5666 | 5666 | 1996-09-16 | #NAME? | #NAME? | #NAME?
1996-09-17 | 1996 | 9 | 261 | 17 | 3 | 5.5 | 2.6416 | 18.1667 | 13.7 | 13.7 | 6.525 | #NAME? | #NAME? | #NAME? | #NAME? | #NAME? | #NAME? | TRUE | 0 | TRUE | TRUE | #NAME? | #NAME? | #NAME? | #NAME? | #NAME? | #NAME? | #NAME? | #NAME? | #NAME? | #NAME? |  |  | 1: 0; 2: 0; 3: 0; 4: 0 | 0 |  | 0 | 0 | 0 | 19969 | 0 | 0 | 0 |  | 0 | 5667 | 5667 | 1996-09-17 | #NAME? | #NAME? | #NAME?
1996-09-18 | 1996 | 9 | 262 | 18 | 4 | 5.9 | 1.6946 | 38.3333 | 4.7 | 4.7 | 0 | #NAME? | #NAME? | #NAME? | #NAME? | #NAME? | #NAME? | FALSE | 13.7 | FALSE | TRUE | #NAME? | #NAME? | #NAME? | #NAME? | #NAME? | #NAME? | #NAME? | #NAME? | #NAME? | #NAME? |  |  | 1: 0; 2: 0; 3: 0; 4: 0 | 0 |  | 0 | 0 | 0 | 19969 | 0 | 0 | 0 |  | 0 | 5668 | 5668 | 1996-09-18 | #NAME? | #NAME? | #NAME?
1996-09-19 | 1996 | 9 | 263 | 19 | 5 | 5.5 | 0.91172 | 6.1667 | 7.3 | 7.3 | 1.725 | #NAME? | #NAME? | #NAME? | #NAME? | #NAME? | #NAME? | TRUE | 18.4 | FALSE | FALSE | #NAME? | #NAME? | #NAME? | #NAME? | #NAME? | #NAME? | #NAME? | #NAME? | #NAME? | #NAME? |  |  | 1: 0; 2: 0; 3: 0; 4: 0 | 0 |  | 0 | 0 | 0 | 19969 | 0 | 0 | 0 |  | 0 | 5669 | 5669 | 1996-09-19 | #NAME? | #NAME? | #NAME?
1996-09-20 | 1996 | 9 | 264 | 20 | 6 | 2.7 | 1.0626 | 8.5 | 2.2 | 2.2 | 0 | #NAME? | #NAME? | #NAME? | #NAME? | #NAME? | #NAME? | FALSE | 12 | FALSE | FALSE | #NAME? | #NAME? | #NAME? | #NAME? | #NAME? | #NAME? | #NAME? | #NAME? | #NAME? | #NAME? |  |  | 1: 0; 2: 0; 3: 0; 4: 0 | 0 |  | 0 | 0 | 0 | 19969 | 0 | 0 | 0 |  | 0 | 5670 | 5670 | 1996-09-20 | #NAME? | #NAME? | #NAME?
1996-09-21 | 1996 | 9 | 265 | 21 | 7 | -2.3 | 1.9479 | 5.1667 | 0.4 | 0.4 | 0 | #NAME? | #NAME? | #NAME? | #NAME? | #NAME? | #NAME? | FALSE | 9.5 | TRUE | FALSE | #NAME? | #NAME? | #NAME? | #NAME? | #NAME? | #NAME? | #NAME? | #NAME? | #NAME? | #NAME? |  |  | 1: 0; 2: 0; 3: 0; 4: 0 | 0 |  | 0 | 0 | 0 | 19969 | 0 | 0 | 0 |  | 0 | 5671 | 5671 | 1996-09-21 | #NAME? | #NAME? | #NAME?
1996-09-22 | 1996 | 9 | 266 | 22 | 1 | 0.6 | 1.1914 | 14.1667 | 4 | 4 | 0 | #NAME? | #NAME? | #NAME? | #NAME? | #NAME? | #NAME? | TRUE | 2.6 | TRUE | FALSE | #NAME? | #NAME? | #NAME? | #NAME? | #NAME? | #NAME? | #NAME? | #NAME? | #NAME? | #NAME? |  |  | 1: 0; 2: 0; 3: 0; 4: 0 | 0 |  | 0 | 0 | 0 | 19969 | 0 | 0 | 0 |  | 0 | 5672 | 5672 | 1996-09-22 | #NAME? | #NAME? | #NAME?
1996-09-23 | 1996 | 9 | 267 | 23 | 2 | -2.4 | 1.4975 | 8.3333 | 0 | 0 | 0 | #NAME? | #NAME? | #NAME? | #NAME? | #NAME? | #NAME? | FALSE | 4.4 | TRUE | FALSE | #NAME? | #NAME? | #NAME? | #NAME? | #NAME? | #NAME? | #NAME? | #NAME? | #NAME? | #NAME? |  |  | 1: 0; 2: 0; 3: 0; 4: 0 | 0 |  | 0 | 0 | 0 | 19969 | 0 | 0 | 0 |  | 0 | 5673 | 5673 | 1996-09-23 | #NAME? | #NAME? | #NAME?
1996-09-24 | 1996 | 9 | 268 | 24 | 3 | -0.1 | 2.5675 | 13.4167 | 0 | 0 | 0 | #NAME? | #NAME? | #NAME? | #NAME? | #NAME? | #NAME? | TRUE | 4 | TRUE | FALSE | #NAME? | #NAME? | #NAME? | #NAME? | #NAME? | #NAME? | #NAME? | #NAME? | #NAME? | #NAME? |  |  | 1: 0; 2: 0; 3: 0; 4: 0 | 0 |  | 0 | 0 | 0 | 19969 | 0 | 0 | 0 |  | 0 | 5674 | 5674 | 1996-09-24 | #NAME? | #NAME? | #NAME?
1996-09-25 | 1996 | 9 | 269 | 25 | 4 | 0.9 | 2.6569 | 17.6667 | 0 | 0 | 0 | #NAME? | #NAME? | #NAME? | #NAME? | #NAME? | #NAME? | FALSE | 0 | TRUE | FALSE | #NAME? | #NAME? | #NAME? | #NAME? | #NAME? | #NAME? | #NAME? | #NAME? | #NAME? | #NAME? |  |  | 1: 0; 2: 0; 3: 0; 4: 0 | 0 |  | 0 | 0 | 0 | 19969 | 0 | 0 | 0 |  | 0 | 5675 | 5675 | 1996-09-25 | #NAME? | #NAME? | #NAME?
1996-09-26 | 1996 | 9 | 270 | 26 | 5 | -2.9 | 1.2856 | 2 | 0.6 | 0.6 | 0 | #NAME? | #NAME? | #NAME? | #NAME? | #NAME? | #NAME? | TRUE | 0 | TRUE | TRUE | #NAME? | #NAME? | #NAME? | #NAME? | #NAME? | #NAME? | #NAME? | #NAME? | #NAME? | #NAME? |  |  | 1: 0; 2: 0; 3: 0; 4: 0 | 0 |  | 0 | 0 | 0 | 19969 | 0 | 0 | 0 |  | 0 | 5676 | 5676 | 1996-09-26 | #NAME? | #NAME? | #NAME?
1996-09-27 | 1996 | 9 | 271 | 27 | 6 | 9.2 | 3.4749 | 14.6667 | 0 | 0 | 0 | #NAME? | #NAME? | #NAME? | #NAME? | #NAME? | #NAME? | FALSE | 0.6 | TRUE | TRUE | #NAME? | #NAME? | #NAME? | #NAME? | #NAME? | #NAME? | #NAME? | #NAME? | #NAME? | #NAME? |  |  | 1: 0; 2: 0; 3: 0; 4: 8.8568 | 8.8568 |  | 259.8006 | 400.0104 | 412.3819 | 19969 | 8.8568 | 259.8006 | 424.9511 |  | 0 | 5677 | 5677 | 1996-09-27 | #NAME? | #NAME? | #NAME?
1996-09-28 | 1996 | 9 | 272 | 28 | 7 | 4.1 | 0.76648 | 14.5 | 0 | 0 | 0 | #NAME? | #NAME? | #NAME? | #NAME? | #NAME? | #NAME? | FALSE | 0.6 | TRUE | FALSE | #NAME? | #NAME? | #NAME? | #NAME? | #NAME? | #NAME? | #NAME? | #NAME? | #NAME? | #NAME? |  |  | 1: 0; 2: 0; 3: 0; 4: 0 | 0 |  | 0 | 0 | 0 | 19969 | 0 | 0 | 0 |  | 0 | 5678 | 5678 | 1996-09-28 | #NAME? | #NAME? | #NAME?
1996-09-29 | 1996 | 9 | 273 | 29 | 1 | 1.3 | 1.6431 | 20.8333 | 0 | 0 | 0 | #NAME? | #NAME? | #NAME? | #NAME? | #NAME? | #NAME? | TRUE | 0 | TRUE | FALSE | #NAME? | #NAME? | #NAME? | #NAME? | #NAME? | #NAME? | #NAME? | #NAME? | #NAME? | #NAME? |  |  | 1: 0; 2: 0; 3: 0; 4: 0 | 0 |  | 0 | 0 | 0 | 19969 | 0 | 0 | 0 |  | 0 | 5679 | 5679 | 1996-09-29 | #NAME? | #NAME? | #NAME?
1996-09-30 | 1996 | 9 | 274 | 30 | 2 | -0.7 | 0.49538 | 15 | 7.4 | 7.4 | 1.8 | #NAME? | #NAME? | #NAME? | #NAME? | #NAME? | #NAME? | FALSE | 0 | TRUE | FALSE | #NAME? | #NAME? | #NAME? | #NAME? | #NAME? | #NAME? | #NAME? | #NAME? | #NAME? | #NAME? |  |  | 1: 0; 2: 0; 3: 0; 4: 0 | 0 |  | 0 | 0 | 0 | 19969 | 0 | 0 | 0 |  | 0 | 5680 | 5680 | 1996-09-30 | #NAME? | #NAME? | #NAME?
1997-05-01 | 1997 | 5 | 121 | 1 | 5 | 2.1 | 1.2648 | 10.5 | 3 | 3 | 0 | #NAME? | #NAME? | #NAME? | #NAME? | #NAME? | #NAME? | TRUE | 7.4 | TRUE | FALSE | #NAME? | #NAME? | #NAME? | #NAME? | #NAME? | #NAME? | #NAME? | #NAME? | #NAME? | #NAME? |  |  | 1: 0; 2: 0; 3: 0; 4: 0 | 0 |  | 0 | 0 | 0 | 19975 | 0 | 0 | 0 |  | 0 | 5681 | 5681 | 1997-05-01 | #NAME? | #NAME? | #NAME?
1997-05-02 | 1997 | 5 | 122 | 2 | 6 | 1.3 | 2.3839 | 3 | 0 | 0 | 0 | #NAME? | #NAME? | #NAME? | #NAME? | #NAME? | #NAME? | FALSE | 10.4 | FALSE | FALSE | #NAME? | #NAME? | #NAME? | #NAME? | #NAME? | #NAME? | #NAME? | #NAME? | #NAME? | #NAME? |  |  | 1: 0; 2: 0; 3: 0; 4: 0 | 0 |  | 0 | 0 | 0 | 19975 | 0 | 0 | 0 |  | 0 | 5682 | 5682 | 1997-05-02 | #NAME? | #NAME? | #NAME?
1997-05-03 | 1997 | 5 | 123 | 3 | 7 | -1.4 | 4.2251 | 10.6667 | 0 | 0 | 0 | #NAME? | #NAME? | #NAME? | #NAME? | #NAME? | #NAME? | FALSE | 3 | TRUE | FALSE | #NAME? | #NAME? | #NAME? | #NAME? | #NAME? | #NAME? | #NAME? | #NAME? | #NAME? | #NAME? |  |  | 1: 0; 2: 0; 3: 0; 4: 0 | 0 |  | 0 | 0 | 0 | 19975 | 0 | 0 | 0 |  | 0 | 5683 | 5683 | 1997-05-03 | #NAME? | #NAME? | #NAME?
1997-05-04 | 1997 | 5 | 124 | 4 | 1 | 1.6 | 5.1511 | 11.8333 | 0 | 0 | 0 | #NAME? | #NAME? | #NAME? | #NAME? | #NAME? | #NAME? | TRUE | 0 | TRUE | FALSE | #NAME? | #NAME? | #NAME? | #NAME? | #NAME? | #NAME? | #NAME? | #NAME? | #NAME? | #NAME? |  |  | 1: 0; 2: 0; 3: 0; 4: 0 | 0 |  | 0 | 0 | 0 | 19975 | 0 | 0 | 0 |  | 0 | 5684 | 5684 | 1997-05-04 | #NAME? | #NAME? | #NAME?
1997-05-05 | 1997 | 5 | 125 | 5 | 2 | 1.4 | 4.6446 | 14.3333 | 0 | 0 | 0 | #NAME? | #NAME? | #NAME? | #NAME? | #NAME? | #NAME? | FALSE | 0 | TRUE | TRUE | #NAME? | #NAME? | #NAME? | #NAME? | #NAME? | #NAME? | #NAME? | #NAME? | #NAME? | #NAME? |  |  | 1: 0; 2: 0; 3: 7.5169; 4: 8.7481 | 16.2649 |  | 366.8572 | 564.8437 | 582.3131 | 19975 | 16.2649 | 366.8572 | 600.0616 |  | 0 | 5685 | 5685 | 1997-05-05 | #NAME? | #NAME? | #NAME?
1997-05-06 | 1997 | 5 | 126 | 6 | 3 | 3.7 | 4.5213 | 6.1667 | 0 | 0 | 0 | #NAME? | #NAME? | #NAME? | #NAME? | #NAME? | #NAME? | TRUE | 0 | TRUE | FALSE | #NAME? | #NAME? | #NAME? | #NAME? | #NAME? | #NAME? | #NAME? | #NAME? | #NAME? | #NAME? |  |  | 1: 0; 2: 0; 3: 0; 4: 0 | 0 |  | 0 | 0 | 0 | 19975 | 0 | 0 | 0 |  | 0 | 5686 | 5686 | 1997-05-06 | #NAME? | #NAME? | #NAME?
1997-05-07 | 1997 | 5 | 127 | 7 | 4 | -0.2 | 3.9724 | 14.1667 | 0 | 0 | 0 | #NAME? | #NAME? | #NAME? | #NAME? | #NAME? | #NAME? | FALSE | 0 | TRUE | FALSE | #NAME? | #NAME? | #NAME? | #NAME? | #NAME? | #NAME? | #NAME? | #NAME? | #NAME? | #NAME? |  |  | 1: 0; 2: 0; 3: 0; 4: 0 | 0 |  | 0 | 0 | 0 | 19975 | 0 | 0 | 0 |  | 0 | 5687 | 5687 | 1997-05-07 | #NAME? | #NAME? | #NAME?
1997-05-08 | 1997 | 5 | 128 | 8 | 5 | -0.2 | 4.7329 | 8.6667 | 0 | 0 | 0 | #NAME? | #NAME? | #NAME? | #NAME? | #NAME? | #NAME? | TRUE | 0 | TRUE | TRUE | #NAME? | #NAME? | #NAME? | #NAME? | #NAME? | #NAME? | #NAME? | #NAME? | #NAME? | #NAME? |  |  | 1: 6.5105; 2: 9.6322; 3: 0; 4: 0 | 16.1427 |  | 378.0314 | 613.0971 | 634.5485 | 19975 | 16.1427 | 378.0314 | 618.3391 |  | 0 | 5688 | 5688 | 1997-05-08 | #NAME? | #NAME? | #NAME?
1997-05-09 | 1997 | 5 | 129 | 9 | 6 | 5.8 | 6.1033 | 9.5 | 0 | 0 | 0 | #NAME? | #NAME? | #NAME? | #NAME? | #NAME? | #NAME? | FALSE | 0 | TRUE | FALSE | #NAME? | #NAME? | #NAME? | #NAME? | #NAME? | #NAME? | #NAME? | #NAME? | #NAME? | #NAME? |  |  | 1: 0; 2: 0; 3: 0; 4: 0 | 0 |  | 0 | 0 | 0 | 19975 | 0 | 0 | 0 |  | 0 | 5689 | 5689 | 1997-05-09 | #NAME? | #NAME? | #NAME?
1997-05-10 | 1997 | 5 | 130 | 10 | 7 | 2.8 | 5.0662 | 30.6667 | 0 | 0 | 0 | #NAME? | #NAME? | #NAME? | #NAME? | #NAME? | #NAME? | FALSE | 0 | TRUE | FALSE | #NAME? | #NAME? | #NAME? | #NAME? | #NAME? | #NAME? | #NAME? | #NAME? | #NAME? | #NAME? |  |  | 1: 0; 2: 0; 3: 0; 4: 0 | 0 |  | 0 | 0 | 0 | 19975 | 0 | 0 | 0 |  | 0 | 5690 | 5690 | 1997-05-10 | #NAME? | #NAME? | #NAME?
1997-05-11 | 1997 | 5 | 131 | 11 | 1 | 0.8 | 4.9647 | 12.1667 | 0 | 0 | 0 | #NAME? | #NAME? | #NAME? | #NAME? | #NAME? | #NAME? | TRUE | 0 | TRUE | TRUE | #NAME? | #NAME? | #NAME? | #NAME? | #NAME? | #NAME? | #NAME? | #NAME? | #NAME? | #NAME? |  |  | 1: 3.1807; 2: 4.9225; 3: 0; 4: 0 | 8.1032 |  | 191.0433 | 310.0133 | 320.8736 | 19975 | 8.1032 | 191.0433 | 312.486 |  | 0 | 5691 | 5691 | 1997-05-11 | #NAME? | #NAME? | #NAME?
1997-05-12 | 1997 | 5 | 132 | 12 | 2 | 4.1 | 7.0829 | 11.1667 | 0 | 0 | 0 | #NAME? | #NAME? | #NAME? | #NAME? | #NAME? | #NAME? | FALSE | 0 | TRUE | TRUE | #NAME? | #NAME? | #NAME? | #NAME? | #NAME? | #NAME? | #NAME? | #NAME? | #NAME? | #NAME? |  |  | 1: 0; 2: 0; 3: 0; 4: 12.1426 | 12.1426 |  | 356.1826 | 548.4081 | 565.3692 | 19975 | 12.1426 | 356.1826 | 582.6013 |  | 0 | 5692 | 5692 | 1997-05-12 | #NAME? | #NAME? | #NAME?
1997-05-13 | 1997 | 5 | 133 | 13 | 3 | 3.5 | 4.6784 | 12.6667 | 0 | 0 | 0 | #NAME? | #NAME? | #NAME? | #NAME? | #NAME? | #NAME? | TRUE | 0 | TRUE | TRUE | #NAME? | #NAME? | #NAME? | #NAME? | #NAME? | #NAME? | #NAME? | #NAME? | #NAME? | #NAME? |  |  | 1: 0; 2: 0; 3: 0; 4: 0 | 0 |  | 0 | 0 | 0 | 19975 | 0 | 0 | 0 |  | 0 | 5693 | 5693 | 1997-05-13 | #NAME? | #NAME? | #NAME?
1997-05-14 | 1997 | 5 | 134 | 14 | 4 | 4.7 | 6.2242 | 14 | 0 | 0 | 0 | #NAME? | #NAME? | #NAME? | #NAME? | #NAME? | #NAME? | FALSE | 0 | TRUE | TRUE | #NAME? | #NAME? | #NAME? | #NAME? | #NAME? | #NAME? | #NAME? | #NAME? | #NAME? | #NAME? |  |  | 1: 0; 2: 0; 3: 7.0831; 4: 4.8531 | 11.9362 |  | 246.2427 | 379.1355 | 390.8614 | 19975 | 11.9362 | 246.2427 | 402.7746 |  | 0 | 5694 | 5694 | 1997-05-14 | #NAME? | #NAME? | #NAME?
1997-05-15 | 1997 | 5 | 135 | 15 | 5 | 11.9 | 6.8889 | 5.8333 | 0 | 0 | 0 | #NAME? | #NAME? | #NAME? | #NAME? | #NAME? | #NAME? | TRUE | 0 | TRUE | TRUE | #NAME? | #NAME? | #NAME? | #NAME? | #NAME? | #NAME? | #NAME? | #NAME? | #NAME? | #NAME? |  |  | 1: 17.0261; 2: 30.3486; 3: 0; 4: 0 | 47.3747 |  | 1139.9419 | 1852.9755 | 1918.1282 | 19975 | 47.3747 | 1139.9419 | 1864.582 |  | 0 | 5695 | 5695 | 1997-05-15 | #NAME? | #NAME? | #NAME?
1997-05-16 | 1997 | 5 | 136 | 16 | 6 | 6.9 | 6.465 | 5.6667 | 0 | 0 | 0 | #NAME? | #NAME? | #NAME? | #NAME? | #NAME? | #NAME? | FALSE | 0 | TRUE | FALSE | #NAME? | #NAME? | #NAME? | #NAME? | #NAME? | #NAME? | #NAME? | #NAME? | #NAME? | #NAME? |  |  | 1: 0; 2: 0; 3: 0; 4: 0 | 0 |  | 0 | 0 | 0 | 19975 | 0 | 0 | 0 |  | 0 | 5696 | 5696 | 1997-05-16 | #NAME? | #NAME? | #NAME?
1997-05-17 | 1997 | 5 | 137 | 17 | 7 | 0.1 | 4.7227 | 16.5 | 3.8 | 3.8 | 0 | #NAME? | #NAME? | #NAME? | #NAME? | #NAME? | #NAME? | FALSE | 0 | TRUE | FALSE | #NAME? | #NAME? | #NAME? | #NAME? | #NAME? | #NAME? | #NAME? | #NAME? | #NAME? | #NAME? |  |  | 1: 0; 2: 0; 3: 0; 4: 0 | 0 |  | 0 | 0 | 0 | 19975 | 0 | 0 | 0 |  | 0 | 5697 | 5697 | 1997-05-17 | #NAME? | #NAME? | #NAME?
1997-05-18 | 1997 | 5 | 138 | 18 | 1 | -0.1 | 3.2172 | 35.5 | 1 | 1 | 0 | #NAME? | #NAME? | #NAME? | #NAME? | #NAME? | #NAME? | TRUE | 3.8 | TRUE | FALSE | #NAME? | #NAME? | #NAME? | #NAME? | #NAME? | #NAME? | #NAME? | #NAME? | #NAME? | #NAME? |  |  | 1: 0; 2: 0; 3: 0; 4: 0 | 0 |  | 0 | 0 | 0 | 19975 | 0 | 0 | 0 |  | 0 | 5698 | 5698 | 1997-05-18 | #NAME? | #NAME? | #NAME?
1997-05-19 | 1997 | 5 | 139 | 19 | 2 | -0.7 | 3.415 | 9.6667 | 8.3 | 8.3 | 2.475 | #NAME? | #NAME? | #NAME? | #NAME? | #NAME? | #NAME? | FALSE | 4.8 | TRUE | FALSE | #NAME? | #NAME? | #NAME? | #NAME? | #NAME? | #NAME? | #NAME? | #NAME? | #NAME? | #NAME? |  |  | 1: 0; 2: 0; 3: 0; 4: 0 | 0 |  | 0 | 0 | 0 | 19975 | 0 | 0 | 0 |  | 0 | 5699 | 5699 | 1997-05-19 | #NAME? | #NAME? | #NAME?
1997-05-20 | 1997 | 5 | 140 | 20 | 3 | -0.3 | 1.756 | 16.8333 | 24.6 | 24.6 | 14.7 | #NAME? | #NAME? | #NAME? | #NAME? | #NAME? | #NAME? | TRUE | 9.3 | TRUE | FALSE | #NAME? | #NAME? | #NAME? | #NAME? | #NAME? | #NAME? | #NAME? | #NAME? | #NAME? | #NAME? |  |  | 1: 0; 2: 0; 3: 0; 4: 0 | 0 |  | 0 | 0 | 0 | 19975 | 0 | 0 | 0 |  | 0 | 5700 | 5700 | 1997-05-20 | #NAME? | #NAME? | #NAME?
1997-05-21 | 1997 | 5 | 141 | 21 | 4 | -1.1 | 1.9815 | 25.3333 | 1.8 | 1.8 | 0 | #NAME? | #NAME? | #NAME? | #NAME? | #NAME? | #NAME? | FALSE | 32.9 | FALSE | FALSE | #NAME? | #NAME? | #NAME? | #NAME? | #NAME? | #NAME? | #NAME? | #NAME? | #NAME? | #NAME? |  |  | 1: 0; 2: 0; 3: 0; 4: 0 | 0 |  | 0 | 0 | 0 | 19975 | 0 | 0 | 0 |  | 0 | 5701 | 5701 | 1997-05-21 | #NAME? | #NAME? | #NAME?
1997-05-22 | 1997 | 5 | 142 | 22 | 5 | -0.5 | 1.7847 | 4.1667 | 0 | 0 | 0 | #NAME? | #NAME? | #NAME? | #NAME? | #NAME? | #NAME? | TRUE | 26.4 | FALSE | TRUE | #NAME? | #NAME? | #NAME? | #NAME? | #NAME? | #NAME? | #NAME? | #NAME? | #NAME? | #NAME? |  |  | 1: 0; 2: 0; 3: 0; 4: 0 | 0 |  | 0 | 0 | 0 | 19975 | 0 | 0 | 0 |  | 0 | 5702 | 5702 | 1997-05-22 | #NAME? | #NAME? | #NAME?
1997-05-23 | 1997 | 5 | 143 | 23 | 6 | 3.4 | 2.3721 | 11 | 0.6 | 0.6 | 0 | #NAME? | #NAME? | #NAME? | #NAME? | #NAME? | #NAME? | FALSE | 1.8 | TRUE | TRUE | #NAME? | #NAME? | #NAME? | #NAME? | #NAME? | #NAME? | #NAME? | #NAME? | #NAME? | #NAME? |  |  | 1: 0; 2: 0; 3: 0; 4: 4.3514 | 4.3514 |  | 127.6419 | 196.528 | 202.6062 | 19975 | 4.3514 | 127.6419 | 208.7815 |  | 0 | 5703 | 5703 | 1997-05-23 | #NAME? | #NAME? | #NAME?
1997-05-24 | 1997 | 5 | 144 | 24 | 7 | 4 | 1.4943 | 6.3333 | 10.4 | 10.4 | 4.05 | #NAME? | #NAME? | #NAME? | #NAME? | #NAME? | #NAME? | FALSE | 0.6 | TRUE | TRUE | #NAME? | #NAME? | #NAME? | #NAME? | #NAME? | #NAME? | #NAME? | #NAME? | #NAME? | #NAME? |  |  | 1: 0; 2: 0; 3: 0; 4: 0 | 0 |  | 0 | 0 | 0 | 19975 | 0 | 0 | 0 |  | 0 | 5704 | 5704 | 1997-05-24 | #NAME? | #NAME? | #NAME?
1997-05-25 | 1997 | 5 | 145 | 25 | 1 | 5.3 | 2.1878 | 19.8333 | 17.9 | 17.9 | 9.675 | #NAME? | #NAME? | #NAME? | #NAME? | #NAME? | #NAME? | TRUE | 11 | FALSE | TRUE | #NAME? | #NAME? | #NAME? | #NAME? | #NAME? | #NAME? | #NAME? | #NAME? | #NAME? | #NAME? |  |  | 1: 0; 2: 0; 3: 0; 4: 0 | 0 |  | 0 | 0 | 0 | 19975 | 0 | 0 | 0 |  | 0 | 5705 | 5705 | 1997-05-25 | #NAME? | #NAME? | #NAME?
1997-05-26 | 1997 | 5 | 146 | 26 | 2 | 5.3 | 1.8969 | 15.3333 | 24.5 | 24.5 | 14.625 | #NAME? | #NAME? | #NAME? | #NAME? | #NAME? | #NAME? | FALSE | 28.3 | FALSE | TRUE | #NAME? | #NAME? | #NAME? | #NAME? | #NAME? | #NAME? | #NAME? | #NAME? | #NAME? | #NAME? |  |  | 1: 0; 2: 0; 3: 0; 4: 0 | 0 |  | 0 | 0 | 0 | 19975 | 0 | 0 | 0 |  | 0 | 5706 | 5706 | 1997-05-26 | #NAME? | #NAME? | #NAME?
1997-05-27 | 1997 | 5 | 147 | 27 | 3 | 7.6 | 2.0604 | 7.8333 | 0 | 0 | 0 | #NAME? | #NAME? | #NAME? | #NAME? | #NAME? | #NAME? | TRUE | 42.4 | FALSE | TRUE | #NAME? | #NAME? | #NAME? | #NAME? | #NAME? | #NAME? | #NAME? | #NAME? | #NAME? | #NAME? |  |  | 1: 0; 2: 0; 3: 0; 4: 0 | 0 |  | 0 | 0 | 0 | 19975 | 0 | 0 | 0 |  | 0 | 5707 | 5707 | 1997-05-27 | #NAME? | #NAME? | #NAME?
1997-05-28 | 1997 | 5 | 148 | 28 | 4 | 3.1 | 3.4803 | 4.8333 | 0 | 0 | 0 | #NAME? | #NAME? | #NAME? | #NAME? | #NAME? | #NAME? | FALSE | 24.5 | FALSE | TRUE | #NAME? | #NAME? | #NAME? | #NAME? | #NAME? | #NAME? | #NAME? | #NAME? | #NAME? | #NAME? |  |  | 1: 0; 2: 0; 3: 0; 4: 0 | 0 |  | 0 | 0 | 0 | 19975 | 0 | 0 | 0 |  | 0 | 5708 | 5708 | 1997-05-28 | #NAME? | #NAME? | #NAME?
1997-05-29 | 1997 | 5 | 149 | 29 | 5 | 6.8 | 4.3799 | 7.3333 | 0 | 0 | 0 | #NAME? | #NAME? | #NAME? | #NAME? | #NAME? | #NAME? | TRUE | 0 | TRUE | TRUE | #NAME? | #NAME? | #NAME? | #NAME? | #NAME? | #NAME? | #NAME? | #NAME? | #NAME? | #NAME? |  |  | 1: 7.2865; 2: 10.6945; 3: 0; 4: 0 | 17.9809 |  | 420.5729 | 682.0217 | 705.8793 | 19975 | 17.9809 | 420.5729 | 687.9233 |  | 0 | 5709 | 5709 | 1997-05-29 | #NAME? | #NAME? | #NAME?
1997-05-30 | 1997 | 5 | 150 | 30 | 6 | 10.6 | 6.0234 | 7.1667 | 0 | 0 | 0 | #NAME? | #NAME? | #NAME? | #NAME? | #NAME? | #NAME? | FALSE | 0 | TRUE | TRUE | #NAME? | #NAME? | #NAME? | #NAME? | #NAME? | #NAME? | #NAME? | #NAME? | #NAME? | #NAME? |  |  | 1: 0; 2: 0; 3: 0; 4: 6.6031 | 6.6031 |  | 193.69 | 298.2211 | 307.4445 | 19975 | 6.6031 | 193.69 | 316.8152 |  | 0 | 5710 | 5710 | 1997-05-30 | #NAME? | #NAME? | #NAME?
1997-05-31 | 1997 | 5 | 151 | 31 | 7 | 11.8 | 5.6339 | 8.3333 | 4.6 | 4.6 | 0 | #NAME? | #NAME? | #NAME? | #NAME? | #NAME? | #NAME? | FALSE | 0 | TRUE | TRUE | #NAME? | #NAME? | #NAME? | #NAME? | #NAME? | #NAME? | #NAME? | #NAME? | #NAME? | #NAME? |  |  | 1: 0; 2: 0; 3: 0; 4: 0 | 0 |  | 0 | 0 | 0 | 19975 | 0 | 0 | 0 |  | 0 | 5711 | 5711 | 1997-05-31 | #NAME? | #NAME? | #NAME?
1997-06-01 | 1997 | 6 | 152 | 1 | 1 | 13.2 | 6.4939 | 27.1667 | 0 | 0 | 0 | #NAME? | #NAME? | #NAME? | #NAME? | #NAME? | #NAME? | TRUE | 4.6 | TRUE | TRUE | #NAME? | #NAME? | #NAME? | #NAME? | #NAME? | #NAME? | #NAME? | #NAME? | #NAME? | #NAME? |  |  | 1: 0; 2: 0; 3: 0; 4: 0 | 0 |  | 0 | 0 | 0 | 19976 | 0 | 0 | 0 |  | 0 | 5712 | 5712 | 1997-06-01 | #NAME? | #NAME? | #NAME?
1997-06-02 | 1997 | 6 | 153 | 2 | 2 | 9.4 | 4.9789 | 13.3333 | 0 | 0 | 0 | #NAME? | #NAME? | #NAME? | #NAME? | #NAME? | #NAME? | FALSE | 4.6 | TRUE | TRUE | #NAME? | #NAME? | #NAME? | #NAME? | #NAME? | #NAME? | #NAME? | #NAME? | #NAME? | #NAME? |  |  | 1: 0; 2: 0; 3: 9.3876; 4: 9.9832 | 19.3708 |  | 430.5248 | 662.8715 | 683.3726 | 19976 | 19.3708 | 430.5248 | 704.2015 |  | 0 | 5713 | 5713 | 1997-06-02 | #NAME? | #NAME? | #NAME?
1997-06-03 | 1997 | 6 | 154 | 3 | 3 | 3.1 | 4.7112 | 5.6667 | 0.2 | 0.2 | 0 | #NAME? | #NAME? | #NAME? | #NAME? | #NAME? | #NAME? | TRUE | 0 | TRUE | TRUE | #NAME? | #NAME? | #NAME? | #NAME? | #NAME? | #NAME? | #NAME? | #NAME? | #NAME? | #NAME? |  |  | 1: 9.7647; 2: 13.8042; 3: 0; 4: 0 | 23.5689 |  | 548.1399 | 888.4587 | 919.5048 | 19976 | 23.5689 | 548.1399 | 896.5825 |  | 0 | 5714 | 5714 | 1997-06-03 | #NAME? | #NAME? | #NAME?
1997-06-04 | 1997 | 6 | 155 | 4 | 4 | 11.2 | 2.8666 | 6.8333 | 1.8 | 1.8 | 0 | #NAME? | #NAME? | #NAME? | #NAME? | #NAME? | #NAME? | FALSE | 0.2 | TRUE | TRUE | #NAME? | #NAME? | #NAME? | #NAME? | #NAME? | #NAME? | #NAME? | #NAME? | #NAME? | #NAME? |  |  | 1: 0; 2: 0; 3: 5.5192; 4: 4.8712 | 10.3903 |  | 223.8357 | 344.6359 | 355.2947 | 19976 | 10.3903 | 223.8357 | 366.1239 |  | 0 | 5715 | 5715 | 1997-06-04 | #NAME? | #NAME? | #NAME?
1997-06-05 | 1997 | 6 | 156 | 5 | 5 | 9.9 | 3.0687 | 3.1667 | 4.4 | 4.4 | 0 | #NAME? | #NAME? | #NAME? | #NAME? | #NAME? | #NAME? | TRUE | 2 | TRUE | TRUE | #NAME? | #NAME? | #NAME? | #NAME? | #NAME? | #NAME? | #NAME? | #NAME? | #NAME? | #NAME? |  |  | 1: 3.5904; 2: 5.5777; 3: 0; 4: 0 | 9.1681 |  | 216.2713 | 350.9685 | 363.2648 | 19976 | 9.1681 | 216.2713 | 353.7509 |  | 0 | 5716 | 5716 | 1997-06-05 | #NAME? | #NAME? | #NAME?
1997-06-06 | 1997 | 6 | 157 | 6 | 6 | 9.3 | 3.6076 | 11 | 12 | 12 | 5.25 | #NAME? | #NAME? | #NAME? | #NAME? | #NAME? | #NAME? | FALSE | 6.2 | TRUE | TRUE | #NAME? | #NAME? | #NAME? | #NAME? | #NAME? | #NAME? | #NAME? | #NAME? | #NAME? | #NAME? |  |  | 1: 0; 2: 0; 3: 0; 4: 3.9678 | 3.9678 |  | 116.3876 | 179.1999 | 184.7422 | 19976 | 3.9678 | 116.3876 | 190.373 |  | 0 | 5717 | 5717 | 1997-06-06 | #NAME? | #NAME? | #NAME?
1997-06-07 | 1997 | 6 | 158 | 7 | 7 | 6.7 | 4.7762 | 7 | 0 | 0 | 0 | #NAME? | #NAME? | #NAME? | #NAME? | #NAME? | #NAME? | FALSE | 16.4 | FALSE | TRUE | #NAME? | #NAME? | #NAME? | #NAME? | #NAME? | #NAME? | #NAME? | #NAME? | #NAME? | #NAME? |  |  | 1: 0; 2: 0; 3: 0; 4: 0 | 0 |  | 0 | 0 | 0 | 19976 | 0 | 0 | 0 |  | 0 | 5718 | 5718 | 1997-06-07 | #NAME? | #NAME? | #NAME?
1997-06-08 | 1997 | 6 | 159 | 8 | 1 | 10.7 | 4.9434 | 10.5 | 0 | 0 | 0 | #NAME? | #NAME? | #NAME? | #NAME? | #NAME? | #NAME? | TRUE | 12 | FALSE | TRUE | #NAME? | #NAME? | #NAME? | #NAME? | #NAME? | #NAME? | #NAME? | #NAME? | #NAME? | #NAME? |  |  | 1: 0; 2: 0; 3: 0; 4: 0 | 0 |  | 0 | 0 | 0 | 19976 | 0 | 0 | 0 |  | 0 | 5719 | 5719 | 1997-06-08 | #NAME? | #NAME? | #NAME?
1997-06-09 | 1997 | 6 | 160 | 9 | 2 | 10 | 4.1633 | 6.5 | 1.9 | 1.9 | 0 | #NAME? | #NAME? | #NAME? | #NAME? | #NAME? | #NAME? | FALSE | 0 | TRUE | TRUE | #NAME? | #NAME? | #NAME? | #NAME? | #NAME? | #NAME? | #NAME? | #NAME? | #NAME? | #NAME? |  |  | 1: 0; 2: 0; 3: 4.9642; 4: 7.6257 | 12.59 |  | 296.4974 | 456.5118 | 470.6307 | 19976 | 12.59 | 296.4974 | 484.9753 |  | 0 | 5720 | 5720 | 1997-06-09 | #NAME? | #NAME? | #NAME?
1997-06-10 | 1997 | 6 | 161 | 10 | 3 | 10.6 | 4.3826 | 8 | 0 | 0 | 0 | #NAME? | #NAME? | #NAME? | #NAME? | #NAME? | #NAME? | TRUE | 1.9 | TRUE | TRUE | #NAME? | #NAME? | #NAME? | #NAME? | #NAME? | #NAME? | #NAME? | #NAME? | #NAME? | #NAME? |  |  | 1: 8.39; 2: 10.5047; 3: 0; 4: 0 | 18.8947 |  | 431.1918 | 697.7598 | 722.0552 | 19976 | 18.8947 | 431.1918 | 705.2925 |  | 0 | 5721 | 5721 | 1997-06-10 | #NAME? | #NAME? | #NAME?
1997-06-11 | 1997 | 6 | 162 | 11 | 4 | 8.8 | 2.7924 | 6.6667 | 42 | 42 | 27.75 | #NAME? | #NAME? | #NAME? | #NAME? | #NAME? | #NAME? | FALSE | 1.9 | TRUE | TRUE | #NAME? | #NAME? | #NAME? | #NAME? | #NAME? | #NAME? | #NAME? | #NAME? | #NAME? | #NAME? |  |  | 1: 0; 2: 0; 3: 1.5085; 4: 4.6904 | 6.1989 |  | 159.7101 | 245.9029 | 253.5081 | 19976 | 6.1989 | 159.7101 | 261.2349 |  | 0 | 5722 | 5722 | 1997-06-11 | #NAME? | #NAME? | #NAME?
1997-06-12 | 1997 | 6 | 163 | 12 | 5 | 11.5 | 3.0059 | 8.5 | 23.7 | 23.7 | 14.025 | #NAME? | #NAME? | #NAME? | #NAME? | #NAME? | #NAME? | TRUE | 42 | FALSE | TRUE | #NAME? | #NAME? | #NAME? | #NAME? | #NAME? | #NAME? | #NAME? | #NAME? | #NAME? | #NAME? |  |  | 1: 0; 2: 0; 3: 0; 4: 0 | 0 |  | 0 | 0 | 0 | 19976 | 0 | 0 | 0 |  | 0 | 5723 | 5723 | 1997-06-12 | #NAME? | #NAME? | #NAME?
1997-06-13 | 1997 | 6 | 164 | 13 | 6 | 11.4 | 3.4163 | 8.6667 | 0 | 0 | 0 | #NAME? | #NAME? | #NAME? | #NAME? | #NAME? | #NAME? | FALSE | 65.7 | FALSE | TRUE | #NAME? | #NAME? | #NAME? | #NAME? | #NAME? | #NAME? | #NAME? | #NAME? | #NAME? | #NAME? |  |  | 1: 0; 2: 0; 3: 0; 4: 0 | 0 |  | 0 | 0 | 0 | 19976 | 0 | 0 | 0 |  | 0 | 5724 | 5724 | 1997-06-13 | #NAME? | #NAME? | #NAME?
1997-06-14 | 1997 | 6 | 165 | 14 | 7 | 11.4 | 4.0798 | 23 | 1.5 | 1.5 | 0 | #NAME? | #NAME? | #NAME? | #NAME? | #NAME? | #NAME? | FALSE | 23.7 | FALSE | TRUE | #NAME? | #NAME? | #NAME? | #NAME? | #NAME? | #NAME? | #NAME? | #NAME? | #NAME? | #NAME? |  |  | 1: 0; 2: 0; 3: 0; 4: 0 | 0 |  | 0 | 0 | 0 | 19976 | 0 | 0 | 0 |  | 0 | 5725 | 5725 | 1997-06-14 | #NAME? | #NAME? | #NAME?
1997-06-15 | 1997 | 6 | 166 | 15 | 1 | 9.7 | 4.6386 | 11 | 0 | 0 | 0 | #NAME? | #NAME? | #NAME? | #NAME? | #NAME? | #NAME? | TRUE | 1.5 | TRUE | TRUE | #NAME? | #NAME? | #NAME? | #NAME? | #NAME? | #NAME? | #NAME? | #NAME? | #NAME? | #NAME? |  |  | 1: 1.731; 2: 2.4126; 3: 0; 4: 0 | 4.1437 |  | 96.1597 | 155.8325 | 161.2756 | 19976 | 4.1437 | 96.1597 | 157.2867 |  | 0 | 5726 | 5726 | 1997-06-15 | #NAME? | #NAME? | #NAME?
1997-06-16 | 1997 | 6 | 167 | 16 | 2 | 11.4 | 5.165 | 26 | 3.2 | 3.2 | 0 | #NAME? | #NAME? | #NAME? | #NAME? | #NAME? | #NAME? | FALSE | 1.5 | TRUE | TRUE | #NAME? | #NAME? | #NAME? | #NAME? | #NAME? | #NAME? | #NAME? | #NAME? | #NAME? | #NAME? |  |  | 1: 0; 2: 0; 3: 3.0892; 4: 7.0751 | 10.1644 |  | 252.8459 | 389.3023 | 401.3426 | 19976 | 10.1644 | 252.8459 | 413.5753 |  | 0 | 5727 | 5727 | 1997-06-16 | #NAME? | #NAME? | #NAME?
1997-06-17 | 1997 | 6 | 168 | 17 | 3 | 10.1 | 4.8248 | 6.5 | 0 | 0 | 0 | #NAME? | #NAME? | #NAME? | #NAME? | #NAME? | #NAME? | TRUE | 3.2 | TRUE | TRUE | #NAME? | #NAME? | #NAME? | #NAME? | #NAME? | #NAME? | #NAME? | #NAME? | #NAME? | #NAME? |  |  | 1: 0; 2: 0; 3: 0; 4: 0 | 0 |  | 0 | 0 | 0 | 19976 | 0 | 0 | 0 |  | 0 | 5728 | 5728 | 1997-06-17 | #NAME? | #NAME? | #NAME?
1997-06-18 | 1997 | 6 | 169 | 18 | 4 | 11.6 | 6.335 | 24.8333 | 0.4 | 0.4 | 0 | #NAME? | #NAME? | #NAME? | #NAME? | #NAME? | #NAME? | FALSE | 3.2 | TRUE | TRUE | #NAME? | #NAME? | #NAME? | #NAME? | #NAME? | #NAME? | #NAME? | #NAME? | #NAME? | #NAME? |  |  | 1: 0; 2: 0; 3: 3.9604; 4: 5.4944 | 9.4548 |  | 219.2553 | 337.5835 | 348.0242 | 19976 | 9.4548 | 219.2553 | 358.6318 |  | 0 | 5729 | 5729 | 1997-06-18 | #NAME? | #NAME? | #NAME?
1997-06-19 | 1997 | 6 | 170 | 19 | 5 | 5.9 | 5.2732 | 9.8333 | 0 | 0 | 0 | #NAME? | #NAME? | #NAME? | #NAME? | #NAME? | #NAME? | TRUE | 0.4 | TRUE | TRUE | #NAME? | #NAME? | #NAME? | #NAME? | #NAME? | #NAME? | #NAME? | #NAME? | #NAME? | #NAME? |  |  | 1: 6.6419; 2: 9.73; 3: 0; 4: 0 | 16.3719 |  | 382.8274 | 620.7968 | 642.5116 | 19976 | 16.3719 | 382.8274 | 626.1838 |  | 0 | 5730 | 5730 | 1997-06-19 | #NAME? | #NAME? | #NAME?
1997-06-20 | 1997 | 6 | 171 | 20 | 6 | 5 | 3.8159 | 9.1667 | 0 | 0 | 0 | #NAME? | #NAME? | #NAME? | #NAME? | #NAME? | #NAME? | FALSE | 0.4 | TRUE | TRUE | #NAME? | #NAME? | #NAME? | #NAME? | #NAME? | #NAME? | #NAME? | #NAME? | #NAME? | #NAME? |  |  | 1: 0; 2: 0; 3: 0; 4: 6.3845 | 6.3845 |  | 187.2797 | 288.3513 | 297.2694 | 19976 | 6.3845 | 187.2797 | 306.33 |  | 0 | 5731 | 5731 | 1997-06-20 | #NAME? | #NAME? | #NAME?
1997-06-21 | 1997 | 6 | 172 | 21 | 7 | 8.4 | 3.4789 | 13 | 9 | 9 | 3 | #NAME? | #NAME? | #NAME? | #NAME? | #NAME? | #NAME? | FALSE | 0 | TRUE | TRUE | #NAME? | #NAME? | #NAME? | #NAME? | #NAME? | #NAME? | #NAME? | #NAME? | #NAME? | #NAME? |  |  | 1: 0; 2: 0; 3: 6.6052; 4: 0 | 6.6052 |  | 96.8767 | 149.1594 | 153.7726 | 19976 | 6.6052 | 96.8767 | 158.4595 |  | 0 | 5732 | 5732 | 1997-06-21 | #NAME? | #NAME? | #NAME?
1997-06-22 | 1997 | 6 | 173 | 22 | 1 | 8.9 | 3.5493 | 9.1667 | 10.8 | 10.8 | 4.35 | #NAME? | #NAME? | #NAME? | #NAME? | #NAME? | #NAME? | TRUE | 9 | TRUE | TRUE | #NAME? | #NAME? | #NAME? | #NAME? | #NAME? | #NAME? | #NAME? | #NAME? | #NAME? | #NAME? |  |  | 1: 0; 2: 0; 3: 0; 4: 0 | 0 |  | 0 | 0 | 0 | 19976 | 0 | 0 | 0 |  | 0 | 5733 | 5733 | 1997-06-22 | #NAME? | #NAME? | #NAME?
1997-06-23 | 1997 | 6 | 174 | 23 | 2 | 8.5 | 4.0832 | 13.8333 | 0.4 | 0.4 | 0 | #NAME? | #NAME? | #NAME? | #NAME? | #NAME? | #NAME? | FALSE | 19.8 | FALSE | TRUE | #NAME? | #NAME? | #NAME? | #NAME? | #NAME? | #NAME? | #NAME? | #NAME? | #NAME? | #NAME? |  |  | 1: 0; 2: 0; 3: 0; 4: 0 | 0 |  | 0 | 0 | 0 | 19976 | 0 | 0 | 0 |  | 0 | 5734 | 5734 | 1997-06-23 | #NAME? | #NAME? | #NAME?
1997-06-24 | 1997 | 6 | 175 | 24 | 3 | 6.7 | 3.6319 | 17.3333 | 19 | 19 | 10.5 | #NAME? | #NAME? | #NAME? | #NAME? | #NAME? | #NAME? | TRUE | 11.2 | FALSE | TRUE | #NAME? | #NAME? | #NAME? | #NAME? | #NAME? | #NAME? | #NAME? | #NAME? | #NAME? | #NAME? |  |  | 1: 0; 2: 0; 3: 0; 4: 0 | 0 |  | 0 | 0 | 0 | 19976 | 0 | 0 | 0 |  | 0 | 5735 | 5735 | 1997-06-24 | #NAME? | #NAME? | #NAME?
1997-06-25 | 1997 | 6 | 176 | 25 | 4 | 7.2 | 4.6355 | 3 | 0 | 0 | 0 | #NAME? | #NAME? | #NAME? | #NAME? | #NAME? | #NAME? | FALSE | 19.4 | FALSE | TRUE | #NAME? | #NAME? | #NAME? | #NAME? | #NAME? | #NAME? | #NAME? | #NAME? | #NAME? | #NAME? |  |  | 1: 0; 2: 0; 3: 0; 4: 0 | 0 |  | 0 | 0 | 0 | 19976 | 0 | 0 | 0 |  | 0 | 5736 | 5736 | 1997-06-25 | #NAME? | #NAME? | #NAME?
1997-06-26 | 1997 | 6 | 177 | 26 | 5 | 9.5 | 5.6868 | 7.1667 | 0 | 0 | 0 | #NAME? | #NAME? | #NAME? | #NAME? | #NAME? | #NAME? | TRUE | 19 | FALSE | TRUE | #NAME? | #NAME? | #NAME? | #NAME? | #NAME? | #NAME? | #NAME? | #NAME? | #NAME? | #NAME? |  |  | 1: 0; 2: 0; 3: 0; 4: 0 | 0 |  | 0 | 0 | 0 | 19976 | 0 | 0 | 0 |  | 0 | 5737 | 5737 | 1997-06-26 | #NAME? | #NAME? | #NAME?
1997-06-27 | 1997 | 6 | 178 | 27 | 6 | 6.2 | 5.5433 | 17.8333 | 0 | 0 | 0 | #NAME? | #NAME? | #NAME? | #NAME? | #NAME? | #NAME? | FALSE | 0 | TRUE | TRUE | #NAME? | #NAME? | #NAME? | #NAME? | #NAME? | #NAME? | #NAME? | #NAME? | #NAME? | #NAME? |  |  | 1: 0; 2: 0; 3: 0; 4: 7.9573 | 7.9573 |  | 233.4139 | 359.3833 | 370.4982 | 19976 | 7.9573 | 233.4139 | 381.7908 |  | 0 | 5738 | 5738 | 1997-06-27 | #NAME? | #NAME? | #NAME?
1997-06-28 | 1997 | 6 | 179 | 28 | 7 | 5.8 | 4.159 | 6.1667 | 0 | 0 | 0 | #NAME? | #NAME? | #NAME? | #NAME? | #NAME? | #NAME? | FALSE | 0 | TRUE | TRUE | #NAME? | #NAME? | #NAME? | #NAME? | #NAME? | #NAME? | #NAME? | #NAME? | #NAME? | #NAME? |  |  | 1: 0; 2: 0; 3: 6.4827; 4: 0 | 6.4827 |  | 95.0795 | 146.3922 | 150.9198 | 19976 | 6.4827 | 95.0795 | 155.5197 |  | 0 | 5739 | 5739 | 1997-06-28 | #NAME? | #NAME? | #NAME?
1997-06-29 | 1997 | 6 | 180 | 29 | 1 | 5.8 | 1.661 | 7 | 7.9 | 7.9 | 2.175 | #NAME? | #NAME? | #NAME? | #NAME? | #NAME? | #NAME? | TRUE | 0 | TRUE | TRUE | #NAME? | #NAME? | #NAME? | #NAME? | #NAME? | #NAME? | #NAME? | #NAME? | #NAME? | #NAME? |  |  | 1: 15.573; 2: 25.8513; 3: 0; 4: 0 | 41.4242 |  | 986.7075 | 1602.5464 | 1658.7914 | 19976 | 41.4242 | 986.7075 | 1613.9393 |  | 0 | 5740 | 5740 | 1997-06-29 | #NAME? | #NAME? | #NAME?
1997-06-30 | 1997 | 6 | 181 | 30 | 2 | 5.5 | 2.1831 | 7.3333 | 0 | 0 | 0 | #NAME? | #NAME? | #NAME? | #NAME? | #NAME? | #NAME? | FALSE | 7.9 | TRUE | TRUE | #NAME? | #NAME? | #NAME? | #NAME? | #NAME? | #NAME? | #NAME? | #NAME? | #NAME? | #NAME? |  |  | 1: 0; 2: 0; 3: 0.71547; 4: 3.679 | 4.3945 |  | 118.4121 | 182.3171 | 187.9557 | 19976 | 4.3945 | 118.4121 | 193.6845 |  | 0 | 5741 | 5741 | 1997-06-30 | #NAME? | #NAME? | #NAME?
1997-07-01 | 1997 | 7 | 182 | 1 | 3 | 8.2 | 3.2695 | 11.6667 | 0 | 0 | 0 | #NAME? | #NAME? | #NAME? | #NAME? | #NAME? | #NAME? | TRUE | 7.9 | TRUE | TRUE | #NAME? | #NAME? | #NAME? | #NAME? | #NAME? | #NAME? | #NAME? | #NAME? | #NAME? | #NAME? |  |  | 1: 0; 2: 0; 3: 0; 4: 0 | 0 |  | 0 | 0 | 0 | 19977 | 0 | 0 | 0 |  | 0 | 5742 | 5742 | 1997-07-01 | #NAME? | #NAME? | #NAME?
1997-07-02 | 1997 | 7 | 183 | 2 | 4 | 7.1 | 3.7996 | 13 | 0 | 0 | 0 | #NAME? | #NAME? | #NAME? | #NAME? | #NAME? | #NAME? | FALSE | 0 | TRUE | TRUE | #NAME? | #NAME? | #NAME? | #NAME? | #NAME? | #NAME? | #NAME? | #NAME? | #NAME? | #NAME? |  |  | 1: 0; 2: 0; 3: 5.8608; 4: 4.0782 | 9.9391 |  | 205.5871 | 316.5388 | 326.3287 | 19977 | 9.9391 | 205.5871 | 336.275 |  | 0 | 5743 | 5743 | 1997-07-02 | #NAME? | #NAME? | #NAME?
1997-07-03 | 1997 | 7 | 184 | 3 | 5 | 6.6 | 4.0799 | 4.8333 | 0 | 0 | 0 | #NAME? | #NAME? | #NAME? | #NAME? | #NAME? | #NAME? | TRUE | 0 | TRUE | TRUE | #NAME? | #NAME? | #NAME? | #NAME? | #NAME? | #NAME? | #NAME? | #NAME? | #NAME? | #NAME? |  |  | 1: 1.9769; 2: 2.6585; 3: 0; 4: 0 | 4.6354 |  | 106.9777 | 173.2813 | 179.3276 | 19977 | 4.6354 | 106.9777 | 174.9815 |  | 0 | 5744 | 5744 | 1997-07-03 | #NAME? | #NAME? | #NAME?
1997-07-04 | 1997 | 7 | 185 | 4 | 6 | 8.8 | 4.2292 | 10.1667 | 0 | 0 | 0 | #NAME? | #NAME? | #NAME? | #NAME? | #NAME? | #NAME? | FALSE | 0 | TRUE | TRUE | #NAME? | #NAME? | #NAME? | #NAME? | #NAME? | #NAME? | #NAME? | #NAME? | #NAME? | #NAME? |  |  | 1: 0; 2: 0; 3: 0; 4: 4.524 | 4.524 |  | 132.703 | 204.3205 | 210.6397 | 19977 | 4.524 | 132.703 | 217.0599 |  | 0 | 5745 | 5745 | 1997-07-04 | #NAME? | #NAME? | #NAME?
1997-07-05 | 1997 | 7 | 186 | 5 | 7 | 10.2 | 4.7534 | 7 | 0 | 0 | 0 | #NAME? | #NAME? | #NAME? | #NAME? | #NAME? | #NAME? | FALSE | 0 | TRUE | TRUE | #NAME? | #NAME? | #NAME? | #NAME? | #NAME? | #NAME? | #NAME? | #NAME? | #NAME? | #NAME? |  |  | 1: 0; 2: 0; 3: 0; 4: 0 | 0 |  | 0 | 0 | 0 | 19977 | 0 | 0 | 0 |  | 0 | 5746 | 5746 | 1997-07-05 | #NAME? | #NAME? | #NAME?
1997-07-06 | 1997 | 7 | 187 | 6 | 1 | 10.4 | 4.7685 | 14.1667 | 0.5 | 0.5 | 0 | #NAME? | #NAME? | #NAME? | #NAME? | #NAME? | #NAME? | TRUE | 0 | TRUE | TRUE | #NAME? | #NAME? | #NAME? | #NAME? | #NAME? | #NAME? | #NAME? | #NAME? | #NAME? | #NAME? |  |  | 1: 3.0634; 2: 3.9556; 3: 0; 4: 0 | 7.019 |  | 160.9603 | 260.5784 | 269.6599 | 19977 | 7.019 | 160.9603 | 263.2798 |  | 0 | 5747 | 5747 | 1997-07-06 | #NAME? | #NAME? | #NAME?
1997-07-07 | 1997 | 7 | 188 | 7 | 2 | 7.6 | 4.98 | 9.1667 | 0 | 0 | 0 | #NAME? | #NAME? | #NAME? | #NAME? | #NAME? | #NAME? | FALSE | 0.5 | TRUE | TRUE | #NAME? | #NAME? | #NAME? | #NAME? | #NAME? | #NAME? | #NAME? | #NAME? | #NAME? | #NAME? |  |  | 1: 0; 2: 0; 3: 2.2165; 4: 7.5631 | 9.7797 |  | 254.3609 | 391.6351 | 403.7475 | 19977 | 9.7797 | 254.3609 | 416.0535 |  | 0 | 5748 | 5748 | 1997-07-07 | #NAME? | #NAME? | #NAME?
1997-07-08 | 1997 | 7 | 189 | 8 | 3 | 14.4 | 4.9091 | 13.5 | 0 | 0 | 0 | #NAME? | #NAME? | #NAME? | #NAME? | #NAME? | #NAME? | TRUE | 0.5 | TRUE | TRUE | #NAME? | #NAME? | #NAME? | #NAME? | #NAME? | #NAME? | #NAME? | #NAME? | #NAME? | #NAME? |  |  | 1: 0; 2: 0; 3: 0; 4: 0 | 0 |  | 0 | 0 | 0 | 19977 | 0 | 0 | 0 |  | 0 | 5749 | 5749 | 1997-07-08 | #NAME? | #NAME? | #NAME?
1997-07-09 | 1997 | 7 | 190 | 9 | 4 | 13.1 | 4.4583 | 11.3333 | 0 | 0 | 0 | #NAME? | #NAME? | #NAME? | #NAME? | #NAME? | #NAME? | FALSE | 0 | TRUE | TRUE | #NAME? | #NAME? | #NAME? | #NAME? | #NAME? | #NAME? | #NAME? | #NAME? | #NAME? | #NAME? |  |  | 1: 0; 2: 0; 3: 0; 4: 5.2983 | 5.2983 |  | 155.4165 | 239.2921 | 246.6928 | 19977 | 5.2983 | 155.4165 | 254.2119 |  | 0 | 5750 | 5750 | 1997-07-09 | #NAME? | #NAME? | #NAME?
1997-07-10 | 1997 | 7 | 191 | 10 | 5 | 7.9 | 4.2616 | 16.3333 | 0 | 0 | 0 | #NAME? | #NAME? | #NAME? | #NAME? | #NAME? | #NAME? | TRUE | 0 | TRUE | TRUE | #NAME? | #NAME? | #NAME? | #NAME? | #NAME? | #NAME? | #NAME? | #NAME? | #NAME? | #NAME? |  |  | 1: 6.6731; 2: 11.0367; 3: 0; 4: 0 | 17.7098 |  | 421.6151 | 684.7297 | 708.7595 | 19977 | 17.7098 | 421.6151 | 689.6281 |  | 0 | 5751 | 5751 | 1997-07-10 | #NAME? | #NAME? | #NAME?
1997-07-11 | 1997 | 7 | 192 | 11 | 6 | 3.4 | 4.8259 | 9.5 | 0 | 0 | 0 | #NAME? | #NAME? | #NAME? | #NAME? | #NAME? | #NAME? | FALSE | 0 | TRUE | TRUE | #NAME? | #NAME? | #NAME? | #NAME? | #NAME? | #NAME? | #NAME? | #NAME? | #NAME? | #NAME? |  |  | 1: 0; 2: 0; 3: 0; 4: 4.796 | 4.796 |  | 140.6814 | 216.6047 | 223.3038 | 19977 | 4.796 | 140.6814 | 230.11 |  | 0 | 5752 | 5752 | 1997-07-11 | #NAME? | #NAME? | #NAME?
1997-07-12 | 1997 | 7 | 193 | 12 | 7 | 5.9 | 4.2755 | 4.8333 | 0.8 | 0.8 | 0 | #NAME? | #NAME? | #NAME? | #NAME? | #NAME? | #NAME? | FALSE | 0 | TRUE | TRUE | #NAME? | #NAME? | #NAME? | #NAME? | #NAME? | #NAME? | #NAME? | #NAME? | #NAME? | #NAME? |  |  | 1: 0; 2: 0; 3: 4.69; 4: 0 | 4.69 |  | 68.7861 | 105.9087 | 109.1842 | 19977 | 4.69 | 68.7861 | 112.5121 |  | 0 | 5753 | 5753 | 1997-07-12 | #NAME? | #NAME? | #NAME?
1997-07-13 | 1997 | 7 | 194 | 13 | 1 | 7.9 | 5.4466 | 9.3333 | 0 | 0 | 0 | #NAME? | #NAME? | #NAME? | #NAME? | #NAME? | #NAME? | TRUE | 0.8 | TRUE | TRUE | #NAME? | #NAME? | #NAME? | #NAME? | #NAME? | #NAME? | #NAME? | #NAME? | #NAME? | #NAME? |  |  | 1: 15.19; 2: 24.2439; 3: 0; 4: 0 | 39.4339 |  | 933.9416 | 1516.1223 | 1569.279 | 19977 | 39.4339 | 933.9416 | 1527.6311 |  | 0 | 5754 | 5754 | 1997-07-13 | #NAME? | #NAME? | #NAME?
1997-07-14 | 1997 | 7 | 195 | 14 | 2 | 7.3 | 5.6313 | 5.1667 | 0 | 0 | 0 | #NAME? | #NAME? | #NAME? | #NAME? | #NAME? | #NAME? | FALSE | 0.8 | TRUE | TRUE | #NAME? | #NAME? | #NAME? | #NAME? | #NAME? | #NAME? | #NAME? | #NAME? | #NAME? | #NAME? |  |  | 1: 0; 2: 0; 3: 0; 4: 8.0014 | 8.0014 |  | 234.7082 | 361.3762 | 372.5528 | 19977 | 8.0014 | 234.7082 | 383.908 |  | 0 | 5755 | 5755 | 1997-07-14 | #NAME? | #NAME? | #NAME?
1997-07-15 | 1997 | 7 | 196 | 15 | 3 | 9.2 | 5.1938 | 8.8333 | 0 | 0 | 0 | #NAME? | #NAME? | #NAME? | #NAME? | #NAME? | #NAME? | TRUE | 0 | TRUE | TRUE | #NAME? | #NAME? | #NAME? | #NAME? | #NAME? | #NAME? | #NAME? | #NAME? | #NAME? | #NAME? |  |  | 1: 1.47; 2: 2.1516; 3: 0; 4: 0 | 3.6216 |  | 84.6729 | 137.3048 | 142.1075 | 19977 | 3.6216 | 84.6729 | 138.4978 |  | 0 | 5756 | 5756 | 1997-07-15 | #NAME? | #NAME? | #NAME?
1997-07-16 | 1997 | 7 | 197 | 16 | 4 | 10.3 | 4.9201 | 10.1667 | 0 | 0 | 0 | #NAME? | #NAME? | #NAME? | #NAME? | #NAME? | #NAME? | FALSE | 0 | TRUE | TRUE | #NAME? | #NAME? | #NAME? | #NAME? | #NAME? | #NAME? | #NAME? | #NAME? | #NAME? | #NAME? |  |  | 1: 0; 2: 0; 3: 0; 4: 5.5246 | 5.5246 |  | 162.0545 | 249.5125 | 257.2294 | 19977 | 5.5246 | 162.0545 | 265.0696 |  | 0 | 5757 | 5757 | 1997-07-16 | #NAME? | #NAME? | #NAME?
1997-07-17 | 1997 | 7 | 198 | 17 | 5 | 9.4 | 3.8301 | 10.6667 | 1.4 | 1.4 | 0 | #NAME? | #NAME? | #NAME? | #NAME? | #NAME? | #NAME? | TRUE | 0 | TRUE | TRUE | #NAME? | #NAME? | #NAME? | #NAME? | #NAME? | #NAME? | #NAME? | #NAME? | #NAME? | #NAME? |  |  | 1: 0; 2: 0; 3: 0; 4: 0 | 0 |  | 0 | 0 | 0 | 19977 | 0 | 0 | 0 |  | 0 | 5758 | 5758 | 1997-07-17 | #NAME? | #NAME? | #NAME?
1997-07-18 | 1997 | 7 | 199 | 18 | 6 | 10.4 | 4.2709 | 14 | 3.4 | 3.4 | 0 | #NAME? | #NAME? | #NAME? | #NAME? | #NAME? | #NAME? | FALSE | 1.4 | TRUE | TRUE | #NAME? | #NAME? | #NAME? | #NAME? | #NAME? | #NAME? | #NAME? | #NAME? | #NAME? | #NAME? |  |  | 1: 0; 2: 0; 3: 0; 4: 4.8126 | 4.8126 |  | 141.1692 | 217.3558 | 224.0781 | 19977 | 4.8126 | 141.1692 | 230.9079 |  | 0 | 5759 | 5759 | 1997-07-18 | #NAME? | #NAME? | #NAME?
1997-07-19 | 1997 | 7 | 200 | 19 | 7 | 6.3 | 4.4789 | 5.8333 | 0 | 0 | 0 | #NAME? | #NAME? | #NAME? | #NAME? | #NAME? | #NAME? | FALSE | 4.8 | TRUE | TRUE | #NAME? | #NAME? | #NAME? | #NAME? | #NAME? | #NAME? | #NAME? | #NAME? | #NAME? | #NAME? |  |  | 1: 0; 2: 0; 3: 0; 4: 0 | 0 |  | 0 | 0 | 0 | 19977 | 0 | 0 | 0 |  | 0 | 5760 | 5760 | 1997-07-19 | #NAME? | #NAME? | #NAME?
1997-07-20 | 1997 | 7 | 201 | 20 | 1 | 9.6 | 5.5 | 12 | 0 | 0 | 0 | #NAME? | #NAME? | #NAME? | #NAME? | #NAME? | #NAME? | TRUE | 3.4 | TRUE | TRUE | #NAME? | #NAME? | #NAME? | #NAME? | #NAME? | #NAME? | #NAME? | #NAME? | #NAME? | #NAME? |  |  | 1: 0; 2: 0; 3: 0; 4: 0 | 0 |  | 0 | 0 | 0 | 19977 | 0 | 0 | 0 |  | 0 | 5761 | 5761 | 1997-07-20 | #NAME? | #NAME? | #NAME?
1997-07-21 | 1997 | 7 | 202 | 21 | 2 | 10.9 | 6.005 | 9.6667 | 0 | 0 | 0 | #NAME? | #NAME? | #NAME? | #NAME? | #NAME? | #NAME? | FALSE | 0 | TRUE | TRUE | #NAME? | #NAME? | #NAME? | #NAME? | #NAME? | #NAME? | #NAME? | #NAME? | #NAME? | #NAME? |  |  | 1: 0; 2: 0; 3: 0; 4: 7.8374 | 7.8374 |  | 229.8964 | 353.9674 | 364.9149 | 19977 | 7.8374 | 229.8964 | 376.0373 |  | 0 | 5762 | 5762 | 1997-07-21 | #NAME? | #NAME? | #NAME?
1997-07-22 | 1997 | 7 | 203 | 22 | 3 | 12.1 | 6.1725 | 14 | 0.8 | 0.8 | 0 | #NAME? | #NAME? | #NAME? | #NAME? | #NAME? | #NAME? | TRUE | 0 | TRUE | TRUE | #NAME? | #NAME? | #NAME? | #NAME? | #NAME? | #NAME? | #NAME? | #NAME? | #NAME? | #NAME? |  |  | 1: 3.4193; 2: 5.876; 3: 0; 4: 0 | 9.2954 |  | 222.5143 | 361.5425 | 374.243 | 19977 | 9.2954 | 222.5143 | 363.9626 |  | 0 | 5763 | 5763 | 1997-07-22 | #NAME? | #NAME? | #NAME?
1997-07-23 | 1997 | 7 | 204 | 23 | 4 | 9.5 | 5.3403 | 12.1667 | 0 | 0 | 0 | #NAME? | #NAME? | #NAME? | #NAME? | #NAME? | #NAME? | FALSE | 0.8 | TRUE | TRUE | #NAME? | #NAME? | #NAME? | #NAME? | #NAME? | #NAME? | #NAME? | #NAME? | #NAME? | #NAME? |  |  | 1: 0; 2: 0; 3: 4.7231; 4: 6.3477 | 11.0709 |  | 255.4729 | 393.3472 | 405.5126 | 19977 | 11.0709 | 255.4729 | 417.8724 |  | 0 | 5764 | 5764 | 1997-07-23 | #NAME? | #NAME? | #NAME?
1997-07-24 | 1997 | 7 | 205 | 24 | 5 | 7.6 | 4.221 | 6.1667 | 2 | 2 | 0 | #NAME? | #NAME? | #NAME? | #NAME? | #NAME? | #NAME? | TRUE | 0.8 | TRUE | TRUE | #NAME? | #NAME? | #NAME? | #NAME? | #NAME? | #NAME? | #NAME? | #NAME? | #NAME? | #NAME? |  |  | 1: 6.2571; 2: 11.0526; 3: 0; 4: 0 | 17.3097 |  | 415.9806 | 676.1056 | 699.8728 | 19977 | 17.3097 | 415.9806 | 680.4119 |  | 0 | 5765 | 5765 | 1997-07-24 | #NAME? | #NAME? | #NAME?
1997-07-25 | 1997 | 7 | 206 | 25 | 6 | 9.3 | 3.0054 | 8.5 | 7.9 | 7.9 | 2.175 | #NAME? | #NAME? | #NAME? | #NAME? | #NAME? | #NAME? | FALSE | 2 | TRUE | TRUE | #NAME? | #NAME? | #NAME? | #NAME? | #NAME? | #NAME? | #NAME? | #NAME? | #NAME? | #NAME? |  |  | 1: 0; 2: 0; 3: 0; 4: 5.2587 | 5.2587 |  | 154.255 | 237.5037 | 244.8492 | 19977 | 5.2587 | 154.255 | 252.3121 |  | 0 | 5766 | 5766 | 1997-07-25 | #NAME? | #NAME? | #NAME?
1997-07-26 | 1997 | 7 | 207 | 26 | 7 | 8.1 | 3.8406 | 12 | 0 | 0 | 0 | #NAME? | #NAME? | #NAME? | #NAME? | #NAME? | #NAME? | FALSE | 9.9 | TRUE | TRUE | #NAME? | #NAME? | #NAME? | #NAME? | #NAME? | #NAME? | #NAME? | #NAME? | #NAME? | #NAME? |  |  | 1: 0; 2: 0; 3: 4.8753; 4: 0 | 4.8753 |  | 71.5041 | 110.0936 | 113.4986 | 19977 | 4.8753 | 71.5041 | 116.958 |  | 0 | 5767 | 5767 | 1997-07-26 | #NAME? | #NAME? | #NAME?
1997-07-27 | 1997 | 7 | 208 | 27 | 1 | 7.2 | 3.5796 | 7.6667 | 0 | 0 | 0 | #NAME? | #NAME? | #NAME? | #NAME? | #NAME? | #NAME? | TRUE | 7.9 | TRUE | TRUE | #NAME? | #NAME? | #NAME? | #NAME? | #NAME? | #NAME? | #NAME? | #NAME? | #NAME? | #NAME? |  |  | 1: 12.6845; 2: 20.6584; 3: 0; 4: 0 | 33.3428 |  | 792.0178 | 1286.0471 | 1331.1612 | 19977 | 33.3428 | 792.0178 | 1295.489 |  | 0 | 5768 | 5768 | 1997-07-27 | #NAME? | #NAME? | #NAME?
1997-07-28 | 1997 | 7 | 209 | 28 | 2 | 8 | 4.6577 | 2.8333 | 0 | 0 | 0 | #NAME? | #NAME? | #NAME? | #NAME? | #NAME? | #NAME? | FALSE | 0 | TRUE | TRUE | #NAME? | #NAME? | #NAME? | #NAME? | #NAME? | #NAME? | #NAME? | #NAME? | #NAME? | #NAME? |  |  | 1: 0; 2: 0; 3: 6.9709; 4: 6.3611 | 13.332 |  | 288.8315 | 444.7087 | 458.4626 | 19977 | 13.332 | 288.8315 | 472.4363 |  | 0 | 5769 | 5769 | 1997-07-28 | #NAME? | #NAME? | #NAME?
1997-07-29 | 1997 | 7 | 210 | 29 | 3 | 12.5 | 4.9993 | 5.6667 | 0 | 0 | 0 | #NAME? | #NAME? | #NAME? | #NAME? | #NAME? | #NAME? | TRUE | 0 | TRUE | TRUE | #NAME? | #NAME? | #NAME? | #NAME? | #NAME? | #NAME? | #NAME? | #NAME? | #NAME? | #NAME? |  |  | 1: 2.6674; 2: 4.0306; 3: 0; 4: 0 | 6.6979 |  | 157.3514 | 255.2636 | 264.2001 | 19977 | 6.6979 | 157.3514 | 257.3768 |  | 0 | 5770 | 5770 | 1997-07-29 | #NAME? | #NAME? | #NAME?
1997-07-30 | 1997 | 7 | 211 | 30 | 4 | 14.9 | 5.5785 | 10.6667 | 0 | 0 | 0 | #NAME? | #NAME? | #NAME? | #NAME? | #NAME? | #NAME? | FALSE | 0 | TRUE | TRUE | #NAME? | #NAME? | #NAME? | #NAME? | #NAME? | #NAME? | #NAME? | #NAME? | #NAME? | #NAME? |  |  | 1: 0; 2: 0; 3: 2.271; 4: 5.3114 | 7.5824 |  | 189.1089 | 291.1677 | 300.1729 | 19977 | 7.5824 | 189.1089 | 309.322 |  | 0 | 5771 | 5771 | 1997-07-30 | #NAME? | #NAME? | #NAME?
1997-07-31 | 1997 | 7 | 212 | 31 | 5 | 11.3 | 5.3639 | 11.1667 | 0 | 0 | 0 | #NAME? | #NAME? | #NAME? | #NAME? | #NAME? | #NAME? | TRUE | 0 | TRUE | TRUE | #NAME? | #NAME? | #NAME? | #NAME? | #NAME? | #NAME? | #NAME? | #NAME? | #NAME? | #NAME? |  |  | 1: 9.1244; 2: 10.7603; 3: 0; 4: 0 | 19.8847 |  | 449.4591 | 726.7095 | 751.9662 | 19977 | 19.8847 | 449.4591 | 735.1721 |  | 0 | 5772 | 5772 | 1997-07-31 | #NAME? | #NAME? | #NAME?
1997-08-01 | 1997 | 8 | 213 | 1 | 6 | 11.4 | 5.1967 | 3.6667 | 0 | 0 | 0 | #NAME? | #NAME? | #NAME? | #NAME? | #NAME? | #NAME? | FALSE | 0 | TRUE | TRUE | #NAME? | #NAME? | #NAME? | #NAME? | #NAME? | #NAME? | #NAME? | #NAME? | #NAME? | #NAME? |  |  | 1: 0; 2: 0; 3: 0; 4: 6.0183 | 6.0183 |  | 176.5378 | 271.8122 | 280.2188 | 19978 | 6.0183 | 176.5378 | 288.7597 |  | 0 | 5773 | 5773 | 1997-08-01 | #NAME? | #NAME? | #NAME?
1997-08-02 | 1997 | 8 | 214 | 2 | 7 | 7.5 | 4.0301 | 7 | 3.9 | 3.9 | 0 | #NAME? | #NAME? | #NAME? | #NAME? | #NAME? | #NAME? | FALSE | 0 | TRUE | TRUE | #NAME? | #NAME? | #NAME? | #NAME? | #NAME? | #NAME? | #NAME? | #NAME? | #NAME? | #NAME? |  |  | 1: 0; 2: 0; 3: 2.1918; 4: 0 | 2.1918 |  | 32.1464 | 49.4952 | 51.026 | 19978 | 2.1918 | 32.1464 | 52.5813 |  | 0 | 5774 | 5774 | 1997-08-02 | #NAME? | #NAME? | #NAME?
1997-08-03 | 1997 | 8 | 215 | 3 | 1 | 10.4 | 4.7275 | 9.8333 | 0 | 0 | 0 | #NAME? | #NAME? | #NAME? | #NAME? | #NAME? | #NAME? | TRUE | 3.9 | TRUE | TRUE | #NAME? | #NAME? | #NAME? | #NAME? | #NAME? | #NAME? | #NAME? | #NAME? | #NAME? | #NAME? |  |  | 1: 9.5255; 2: 10.6198; 3: 0; 4: 0 | 20.1453 |  | 451.2212 | 728.9697 | 754.26 | 19978 | 20.1453 | 451.2212 | 738.0542 |  | 0 | 5775 | 5775 | 1997-08-03 | #NAME? | #NAME? | #NAME?
1997-08-04 | 1997 | 8 | 216 | 4 | 2 | 10 | 5.9633 | 4.6667 | 0 | 0 | 0 | #NAME? | #NAME? | #NAME? | #NAME? | #NAME? | #NAME? | FALSE | 3.9 | TRUE | TRUE | #NAME? | #NAME? | #NAME? | #NAME? | #NAME? | #NAME? | #NAME? | #NAME? | #NAME? | #NAME? |  |  | 1: 0; 2: 0; 3: 6.4341; 4: 7.6749 | 14.109 |  | 319.497 | 491.924 | 507.1381 | 19978 | 14.109 | 319.497 | 522.5954 |  | 0 | 5776 | 5776 | 1997-08-04 | #NAME? | #NAME? | #NAME?
1997-08-05 | 1997 | 8 | 217 | 5 | 3 | 10.9 | 5.6758 | 6.3333 | 0 | 0 | 0 | #NAME? | #NAME? | #NAME? | #NAME? | #NAME? | #NAME? | TRUE | 0 | TRUE | TRUE | #NAME? | #NAME? | #NAME? | #NAME? | #NAME? | #NAME? | #NAME? | #NAME? | #NAME? | #NAME? |  |  | 1: 9.107; 2: 10.9903; 3: 0; 4: 0 | 20.0973 |  | 455.9522 | 737.4483 | 763.0966 | 19978 | 20.0973 | 455.9522 | 745.7926 |  | 0 | 5777 | 5777 | 1997-08-05 | #NAME? | #NAME? | #NAME?
1997-08-06 | 1997 | 8 | 218 | 6 | 4 | 13.5 | 6.1969 | 3 | 0.6 | 0.6 | 0 | #NAME? | #NAME? | #NAME? | #NAME? | #NAME? | #NAME? | FALSE | 0 | TRUE | TRUE | #NAME? | #NAME? | #NAME? | #NAME? | #NAME? | #NAME? | #NAME? | #NAME? | #NAME? | #NAME? |  |  | 1: 0; 2: 0; 3: 1.6424; 4: 6.1601 | 7.8025 |  | 204.7854 | 315.3045 | 325.0562 | 19978 | 7.8025 | 204.7854 | 334.9637 |  | 0 | 5778 | 5778 | 1997-08-06 | #NAME? | #NAME? | #NAME?
1997-08-07 | 1997 | 8 | 219 | 7 | 5 | 13.5 | 5.0874 | 12.1667 | 0.2 | 0.2 | 0 | #NAME? | #NAME? | #NAME? | #NAME? | #NAME? | #NAME? | TRUE | 0.6 | TRUE | TRUE | #NAME? | #NAME? | #NAME? | #NAME? | #NAME? | #NAME? | #NAME? | #NAME? | #NAME? | #NAME? |  |  | 1: 3.3244; 2: 4.4615; 3: 0; 4: 0 | 7.7859 |  | 179.6289 | 290.953 | 301.1047 | 19978 | 7.7859 | 179.6289 | 293.8157 |  | 0 | 5779 | 5779 | 1997-08-07 | #NAME? | #NAME? | #NAME?
1997-08-08 | 1997 | 8 | 220 | 8 | 6 | 6.9 | 2.9319 | 14.5 | 12.2 | 12.2 | 5.4 | #NAME? | #NAME? | #NAME? | #NAME? | #NAME? | #NAME? | FALSE | 0.8 | TRUE | TRUE | #NAME? | #NAME? | #NAME? | #NAME? | #NAME? | #NAME? | #NAME? | #NAME? | #NAME? | #NAME? |  |  | 1: 0; 2: 0; 3: 0; 4: 6.2064 | 6.2064 |  | 182.0535 | 280.3046 | 288.9738 | 19978 | 6.2064 | 182.0535 | 297.7816 |  | 0 | 5780 | 5780 | 1997-08-08 | #NAME? | #NAME? | #NAME?
1997-08-09 | 1997 | 8 | 221 | 9 | 7 | 5.2 | 3.2725 | 19.1667 | 0 | 0 | 0 | #NAME? | #NAME? | #NAME? | #NAME? | #NAME? | #NAME? | FALSE | 12.4 | FALSE | TRUE | #NAME? | #NAME? | #NAME? | #NAME? | #NAME? | #NAME? | #NAME? | #NAME? | #NAME? | #NAME? |  |  | 1: 0; 2: 0; 3: 0; 4: 0 | 0 |  | 0 | 0 | 0 | 19978 | 0 | 0 | 0 |  | 0 | 5781 | 5781 | 1997-08-09 | #NAME? | #NAME? | #NAME?
1997-08-10 | 1997 | 8 | 222 | 10 | 1 | 3 | 3.8317 | 5 | 0 | 0 | 0 | #NAME? | #NAME? | #NAME? | #NAME? | #NAME? | #NAME? | TRUE | 12.2 | FALSE | TRUE | #NAME? | #NAME? | #NAME? | #NAME? | #NAME? | #NAME? | #NAME? | #NAME? | #NAME? | #NAME? |  |  | 1: 0; 2: 0; 3: 0; 4: 0 | 0 |  | 0 | 0 | 0 | 19978 | 0 | 0 | 0 |  | 0 | 5782 | 5782 | 1997-08-10 | #NAME? | #NAME? | #NAME?
1997-08-11 | 1997 | 8 | 223 | 11 | 2 | 10 | 3.5743 | 10 | 0 | 0 | 0 | #NAME? | #NAME? | #NAME? | #NAME? | #NAME? | #NAME? | FALSE | 0 | TRUE | TRUE | #NAME? | #NAME? | #NAME? | #NAME? | #NAME? | #NAME? | #NAME? | #NAME? | #NAME? | #NAME? |  |  | 1: 0; 2: 0; 3: 9.6101; 4: 6.1873 | 15.7974 |  | 322.4415 | 496.4576 | 511.8119 | 19978 | 15.7974 | 322.4415 | 527.4117 |  | 0 | 5783 | 5783 | 1997-08-11 | #NAME? | #NAME? | #NAME?
1997-08-12 | 1997 | 8 | 224 | 12 | 3 | 8.7 | 3.3194 | 3.3333 | 3.2 | 3.2 | 0 | #NAME? | #NAME? | #NAME? | #NAME? | #NAME? | #NAME? | TRUE | 0 | TRUE | TRUE | #NAME? | #NAME? | #NAME? | #NAME? | #NAME? | #NAME? | #NAME? | #NAME? | #NAME? | #NAME? |  |  | 1: 10.14; 2: 11.5046; 3: 0; 4: 0 | 21.6446 |  | 486.189 | 785.6613 | 812.9336 | 19978 | 21.6446 | 486.189 | 795.2505 |  | 0 | 5784 | 5784 | 1997-08-12 | #NAME? | #NAME? | #NAME?
1997-08-13 | 1997 | 8 | 225 | 13 | 4 | 8.8 | 3.6563 | 6.8333 | 0.4 | 0.4 | 0 | #NAME? | #NAME? | #NAME? | #NAME? | #NAME? | #NAME? | FALSE | 3.2 | TRUE | TRUE | #NAME? | #NAME? | #NAME? | #NAME? | #NAME? | #NAME? | #NAME? | #NAME? | #NAME? | #NAME? |  |  | 1: 0; 2: 0; 3: 2.8522; 4: 4.1057 | 6.9579 |  | 162.2649 | 249.8365 | 257.5634 | 19978 | 6.9579 | 162.2649 | 265.4138 |  | 0 | 5785 | 5785 | 1997-08-13 | #NAME? | #NAME? | #NAME?
1997-08-14 | 1997 | 8 | 226 | 14 | 5 | 10.9 | 4.2285 | 9.6667 | 2 | 2 | 0 | #NAME? | #NAME? | #NAME? | #NAME? | #NAME? | #NAME? | TRUE | 3.6 | TRUE | TRUE | #NAME? | #NAME? | #NAME? | #NAME? | #NAME? | #NAME? | #NAME? | #NAME? | #NAME? | #NAME? |  |  | 1: 0; 2: 0; 3: 0; 4: 0 | 0 |  | 0 | 0 | 0 | 19978 | 0 | 0 | 0 |  | 0 | 5786 | 5786 | 1997-08-14 | #NAME? | #NAME? | #NAME?
1997-08-15 | 1997 | 8 | 227 | 15 | 6 | 8.3 | 2.9872 | 23.5 | 29.7 | 29.7 | 18.525 | #NAME? | #NAME? | #NAME? | #NAME? | #NAME? | #NAME? | FALSE | 2.4 | TRUE | TRUE | #NAME? | #NAME? | #NAME? | #NAME? | #NAME? | #NAME? | #NAME? | #NAME? | #NAME? | #NAME? |  |  | 1: 0; 2: 0; 3: 0; 4: 4.6057 | 4.6057 |  | 135.0999 | 208.011 | 214.4444 | 19978 | 4.6057 | 135.0999 | 220.9805 |  | 0 | 5787 | 5787 | 1997-08-15 | #NAME? | #NAME? | #NAME?
1997-08-16 | 1997 | 8 | 228 | 16 | 7 | 8.3 | 1.835 | 22.5 | 1.9 | 1.9 | 0 | #NAME? | #NAME? | #NAME? | #NAME? | #NAME? | #NAME? | FALSE | 31.7 | FALSE | TRUE | #NAME? | #NAME? | #NAME? | #NAME? | #NAME? | #NAME? | #NAME? | #NAME? | #NAME? | #NAME? |  |  | 1: 0; 2: 0; 3: 0; 4: 0 | 0 |  | 0 | 0 | 0 | 19978 | 0 | 0 | 0 |  | 0 | 5788 | 5788 | 1997-08-16 | #NAME? | #NAME? | #NAME?
1997-08-17 | 1997 | 8 | 229 | 17 | 1 | 7.7 | 2.0829 | 6.3333 | 0.2 | 0.2 | 0 | #NAME? | #NAME? | #NAME? | #NAME? | #NAME? | #NAME? | TRUE | 31.6 | FALSE | TRUE | #NAME? | #NAME? | #NAME? | #NAME? | #NAME? | #NAME? | #NAME? | #NAME? | #NAME? | #NAME? |  |  | 1: 0; 2: 0; 3: 0; 4: 0 | 0 |  | 0 | 0 | 0 | 19978 | 0 | 0 | 0 |  | 0 | 5789 | 5789 | 1997-08-17 | #NAME? | #NAME? | #NAME?
1997-08-18 | 1997 | 8 | 230 | 18 | 2 | 5.8 | 2.9767 | 3.6667 | 0.4 | 0.4 | 0 | #NAME? | #NAME? | #NAME? | #NAME? | #NAME? | #NAME? | FALSE | 2.1 | TRUE | TRUE | #NAME? | #NAME? | #NAME? | #NAME? | #NAME? | #NAME? | #NAME? | #NAME? | #NAME? | #NAME? |  |  | 1: 0; 2: 0; 3: 2.4441; 4: 3.4256 | 5.8697 |  | 136.3308 | 209.9061 | 216.3981 | 19978 | 5.8697 | 136.3308 | 222.9938 |  | 0 | 5790 | 5790 | 1997-08-18 | #NAME? | #NAME? | #NAME?
1997-08-19 | 1997 | 8 | 231 | 19 | 3 | 7.7 | 3.4246 | 6.6667 | 0 | 0 | 0 | #NAME? | #NAME? | #NAME? | #NAME? | #NAME? | #NAME? | TRUE | 0.6 | TRUE | TRUE | #NAME? | #NAME? | #NAME? | #NAME? | #NAME? | #NAME? | #NAME? | #NAME? | #NAME? | #NAME? |  |  | 1: 6.5874; 2: 9.3138; 3: 0; 4: 0 | 15.9011 |  | 369.8182 | 599.4249 | 620.3711 | 19978 | 15.9011 | 369.8182 | 604.9048 |  | 0 | 5791 | 5791 | 1997-08-19 | #NAME? | #NAME? | #NAME?
1997-08-20 | 1997 | 8 | 232 | 20 | 4 | 6.5 | 4.1044 | 6.6667 | 0 | 0 | 0 | #NAME? | #NAME? | #NAME? | #NAME? | #NAME? | #NAME? | FALSE | 0.4 | TRUE | TRUE | #NAME? | #NAME? | #NAME? | #NAME? | #NAME? | #NAME? | #NAME? | #NAME? | #NAME? | #NAME? |  |  | 1: 0; 2: 0; 3: 0; 4: 4.1636 | 4.1636 |  | 122.1308 | 188.0427 | 193.8584 | 19978 | 4.1636 | 122.1308 | 199.7671 |  | 0 | 5792 | 5792 | 1997-08-20 | #NAME? | #NAME? | #NAME?
1997-08-21 | 1997 | 8 | 233 | 21 | 5 | 12.8 | 4.3035 | 11.3333 | 0.2 | 0.2 | 0 | #NAME? | #NAME? | #NAME? | #NAME? | #NAME? | #NAME? | TRUE | 0 | TRUE | TRUE | #NAME? | #NAME? | #NAME? | #NAME? | #NAME? | #NAME? | #NAME? | #NAME? | #NAME? | #NAME? |  |  | 1: 6.9172; 2: 9.6891; 3: 0; 4: 0 | 16.6063 |  | 385.6662 | 625.0358 | 646.8711 | 19978 | 16.6063 | 385.6662 | 630.8271 |  | 0 | 5793 | 5793 | 1997-08-21 | #NAME? | #NAME? | #NAME?
1997-08-22 | 1997 | 8 | 234 | 22 | 6 | 8.7 | 4.4986 | 3.8333 | 0 | 0 | 0 | #NAME? | #NAME? | #NAME? | #NAME? | #NAME? | #NAME? | FALSE | 0.2 | TRUE | TRUE | #NAME? | #NAME? | #NAME? | #NAME? | #NAME? | #NAME? | #NAME? | #NAME? | #NAME? | #NAME? |  |  | 1: 0; 2: 0; 3: 0; 4: 4.6469 | 4.6469 |  | 136.3095 | 209.8734 | 216.3643 | 19978 | 4.6469 | 136.3095 | 222.959 |  | 0 | 5794 | 5794 | 1997-08-22 | #NAME? | #NAME? | #NAME?
1997-08-23 | 1997 | 8 | 235 | 23 | 7 | 7.5 | 5.3818 | 7.5 | 0 | 0 | 0 | #NAME? | #NAME? | #NAME? | #NAME? | #NAME? | #NAME? | FALSE | 0.2 | TRUE | TRUE | #NAME? | #NAME? | #NAME? | #NAME? | #NAME? | #NAME? | #NAME? | #NAME? | #NAME? | #NAME? |  |  | 1: 0; 2: 0; 3: 8.7187; 4: 0 | 8.7187 |  | 127.8741 | 196.8855 | 202.9747 | 19978 | 8.7187 | 127.8741 | 209.1613 |  | 0 | 5795 | 5795 | 1997-08-23 | #NAME? | #NAME? | #NAME?
1997-08-24 | 1997 | 8 | 236 | 24 | 1 | 9.9 | 2.4506 | 7 | 0 | 0 | 0 | #NAME? | #NAME? | #NAME? | #NAME? | #NAME? | #NAME? | TRUE | 0 | TRUE | TRUE | #NAME? | #NAME? | #NAME? | #NAME? | #NAME? | #NAME? | #NAME? | #NAME? | #NAME? | #NAME? |  |  | 1: 4.1297; 2: 5.4929; 3: 0; 4: 0 | 9.6226 |  | 221.695 | 359.0461 | 371.5704 | 19978 | 9.6226 | 221.695 | 362.6225 |  | 0 | 5796 | 5796 | 1997-08-24 | #NAME? | #NAME? | #NAME?
1997-08-25 | 1997 | 8 | 237 | 25 | 2 | 9 | 3.1603 | 11.1667 | 2.8 | 2.8 | 0 | #NAME? | #NAME? | #NAME? | #NAME? | #NAME? | #NAME? | FALSE | 0 | TRUE | TRUE | #NAME? | #NAME? | #NAME? | #NAME? | #NAME? | #NAME? | #NAME? | #NAME? | #NAME? | #NAME? |  |  | 1: 0; 2: 0; 3: 2.5655; 4: 6.7821 | 9.3476 |  | 236.5687 | 364.2407 | 375.5059 | 19978 | 9.3476 | 236.5687 | 386.9511 |  | 0 | 5797 | 5797 | 1997-08-25 | #NAME? | #NAME? | #NAME?
1997-08-26 | 1997 | 8 | 238 | 26 | 3 | 8 | 3.9925 | 6.3333 | 0 | 0 | 0 | #NAME? | #NAME? | #NAME? | #NAME? | #NAME? | #NAME? | TRUE | 2.8 | TRUE | TRUE | #NAME? | #NAME? | #NAME? | #NAME? | #NAME? | #NAME? | #NAME? | #NAME? | #NAME? | #NAME? |  |  | 1: 2.0244; 2: 2.4334; 3: 0; 4: 0 | 4.4578 |  | 101.0711 | 163.4614 | 169.1459 | 19978 | 4.4578 | 101.0711 | 165.3202 |  | 0 | 5798 | 5798 | 1997-08-26 | #NAME? | #NAME? | #NAME?
1997-08-27 | 1997 | 8 | 239 | 27 | 4 | 12.3 | 5.0795 | 10.1667 | 0 | 0 | 0 | #NAME? | #NAME? | #NAME? | #NAME? | #NAME? | #NAME? | FALSE | 2.8 | TRUE | TRUE | #NAME? | #NAME? | #NAME? | #NAME? | #NAME? | #NAME? | #NAME? | #NAME? | #NAME? | #NAME? |  |  | 1: 0; 2: 0; 3: 3.3866; 4: 4.4759 | 7.8625 |  | 180.9629 | 278.6255 | 287.2428 | 19978 | 7.8625 | 180.9629 | 295.9978 |  | 0 | 5799 | 5799 | 1997-08-27 | #NAME? | #NAME? | #NAME?
1997-08-28 | 1997 | 8 | 240 | 28 | 5 | 8.8 | 4.0959 | 7.5 | 0 | 0 | 0 | #NAME? | #NAME? | #NAME? | #NAME? | #NAME? | #NAME? | TRUE | 0 | TRUE | TRUE | #NAME? | #NAME? | #NAME? | #NAME? | #NAME? | #NAME? | #NAME? | #NAME? | #NAME? | #NAME? |  |  | 1: 5.6621; 2: 6.4336; 3: 0; 4: 0 | 12.0957 |  | 271.7637 | 439.1683 | 454.4137 | 19978 | 12.0957 | 271.7637 | 444.5189 |  | 0 | 5800 | 5800 | 1997-08-28 | #NAME? | #NAME? | #NAME?
1997-08-29 | 1997 | 8 | 241 | 29 | 6 | 8.1 | 4.697 | 11.5 | 0 | 0 | 0 | #NAME? | #NAME? | #NAME? | #NAME? | #NAME? | #NAME? | FALSE | 0 | TRUE | TRUE | #NAME? | #NAME? | #NAME? | #NAME? | #NAME? | #NAME? | #NAME? | #NAME? | #NAME? | #NAME? |  |  | 1: 0; 2: 0; 3: 0; 4: 5.0465 | 5.0465 |  | 148.0294 | 227.9183 | 234.9673 | 19978 | 5.0465 | 148.0294 | 242.129 |  | 0 | 5801 | 5801 | 1997-08-29 | #NAME? | #NAME? | #NAME?
1997-08-30 | 1997 | 8 | 242 | 30 | 7 | 3.3 | 3.805 | 10.5 | 0 | 0 | 0 | #NAME? | #NAME? | #NAME? | #NAME? | #NAME? | #NAME? | FALSE | 0 | TRUE | TRUE | #NAME? | #NAME? | #NAME? | #NAME? | #NAME? | #NAME? | #NAME? | #NAME? | #NAME? | #NAME? |  |  | 1: 0; 2: 0; 3: 0; 4: 0 | 0 |  | 0 | 0 | 0 | 19978 | 0 | 0 | 0 |  | 0 | 5802 | 5802 | 1997-08-30 | #NAME? | #NAME? | #NAME?
1997-08-31 | 1997 | 8 | 243 | 31 | 1 | 6.2 | 2.3584 | 14.3333 | 0 | 0 | 0 | #NAME? | #NAME? | #NAME? | #NAME? | #NAME? | #NAME? | TRUE | 0 | TRUE | TRUE | #NAME? | #NAME? | #NAME? | #NAME? | #NAME? | #NAME? | #NAME? | #NAME? | #NAME? | #NAME? |  |  | 1: 0; 2: 0; 3: 0; 4: 0 | 0 |  | 0 | 0 | 0 | 19978 | 0 | 0 | 0 |  | 0 | 5803 | 5803 | 1997-08-31 | #NAME? | #NAME? | #NAME?
1997-09-01 | 1997 | 9 | 244 | 1 | 2 | 7.9 | 4.1855 | 17.5 | 0 | 0 | 0 | #NAME? | #NAME? | #NAME? | #NAME? | #NAME? | #NAME? | FALSE | 0 | TRUE | TRUE | #NAME? | #NAME? | #NAME? | #NAME? | #NAME? | #NAME? | #NAME? | #NAME? | #NAME? | #NAME? |  |  | 1: 0; 2: 0; 3: 0; 4: 5.9732 | 5.9732 |  | 175.2144 | 269.7745 | 278.1181 | 19979 | 5.9732 | 175.2144 | 286.595 |  | 0 | 5804 | 5804 | 1997-09-01 | #NAME? | #NAME? | #NAME?
1997-09-02 | 1997 | 9 | 245 | 2 | 3 | 7.3 | 4.241 | 11 | 0 | 0 | 0 | #NAME? | #NAME? | #NAME? | #NAME? | #NAME? | #NAME? | TRUE | 0 | TRUE | TRUE | #NAME? | #NAME? | #NAME? | #NAME? | #NAME? | #NAME? | #NAME? | #NAME? | #NAME? | #NAME? |  |  | 1: 3.2222; 2: 4.6099; 3: 0; 4: 0 | 7.8321 |  | 182.4833 | 295.8262 | 306.167 | 19979 | 7.8321 | 182.4833 | 298.4846 |  | 0 | 5805 | 5805 | 1997-09-02 | #NAME? | #NAME? | #NAME?
1997-09-03 | 1997 | 9 | 246 | 3 | 4 | 13.5 | 3.6074 | 13.5 | 7.8 | 7.8 | 2.1 | #NAME? | #NAME? | #NAME? | #NAME? | #NAME? | #NAME? | FALSE | 0 | TRUE | TRUE | #NAME? | #NAME? | #NAME? | #NAME? | #NAME? | #NAME? | #NAME? | #NAME? | #NAME? | #NAME? |  |  | 1: 0; 2: 0; 3: 6.9862; 4: 4.6346 | 11.6208 |  | 238.4129 | 367.0802 | 378.4332 | 19979 | 11.6208 | 238.4129 | 389.9676 |  | 0 | 5806 | 5806 | 1997-09-03 | #NAME? | #NAME? | #NAME?
1997-09-04 | 1997 | 9 | 247 | 4 | 5 | 10 | 2.4707 | 8.5 | 0.6 | 0.6 | 0 | #NAME? | #NAME? | #NAME? | #NAME? | #NAME? | #NAME? | TRUE | 7.8 | TRUE | TRUE | #NAME? | #NAME? | #NAME? | #NAME? | #NAME? | #NAME? | #NAME? | #NAME? | #NAME? | #NAME? |  |  | 1: 7.6105; 2: 12.7636; 3: 0; 4: 0 | 20.3741 |  | 486.0186 | 789.457 | 817.1721 | 19979 | 20.3741 | 486.0186 | 794.9717 |  | 0 | 5807 | 5807 | 1997-09-04 | #NAME? | #NAME? | #NAME?
1997-09-05 | 1997 | 9 | 248 | 5 | 6 | 4.8 | 3.0602 | 5.6667 | 4 | 4 | 0 | #NAME? | #NAME? | #NAME? | #NAME? | #NAME? | #NAME? | FALSE | 8.4 | TRUE | TRUE | #NAME? | #NAME? | #NAME? | #NAME? | #NAME? | #NAME? | #NAME? | #NAME? | #NAME? | #NAME? |  |  | 1: 0; 2: 0; 3: 0; 4: 3.6389 | 3.6389 |  | 106.7404 | 164.3463 | 169.4292 | 19979 | 3.6389 | 106.7404 | 174.5933 |  | 0 | 5808 | 5808 | 1997-09-05 | #NAME? | #NAME? | #NAME?
1997-09-06 | 1997 | 9 | 249 | 6 | 7 | 8 | 3.2911 | 8.5 | 0.4 | 0.4 | 0 | #NAME? | #NAME? | #NAME? | #NAME? | #NAME? | #NAME? | FALSE | 4.6 | TRUE | TRUE | #NAME? | #NAME? | #NAME? | #NAME? | #NAME? | #NAME? | #NAME? | #NAME? | #NAME? | #NAME? |  |  | 1: 0; 2: 0; 3: 3.582; 4: 0 | 3.582 |  | 52.5358 | 80.8885 | 83.3902 | 19979 | 3.582 | 52.5358 | 85.9319 |  | 0 | 5809 | 5809 | 1997-09-06 | #NAME? | #NAME? | #NAME?
1997-09-07 | 1997 | 9 | 250 | 7 | 1 | 4.7 | 3.5646 | 9.3333 | 0 | 0 | 0 | #NAME? | #NAME? | #NAME? | #NAME? | #NAME? | #NAME? | TRUE | 4.4 | TRUE | TRUE | #NAME? | #NAME? | #NAME? | #NAME? | #NAME? | #NAME? | #NAME? | #NAME? | #NAME? | #NAME? |  |  | 1: 10.6585; 2: 14.6061; 3: 0; 4: 0 | 25.2646 |  | 584.769 | 947.4405 | 980.5179 | 19979 | 25.2646 | 584.769 | 956.496 |  | 0 | 5810 | 5810 | 1997-09-07 | #NAME? | #NAME? | #NAME?
1997-09-08 | 1997 | 9 | 251 | 8 | 2 | 3.4 | 3.272 | 1.6667 | 0 | 0 | 0 | #NAME? | #NAME? | #NAME? | #NAME? | #NAME? | #NAME? | FALSE | 0.4 | TRUE | TRUE | #NAME? | #NAME? | #NAME? | #NAME? | #NAME? | #NAME? | #NAME? | #NAME? | #NAME? | #NAME? |  |  | 1: 0; 2: 0; 3: 6.1586; 4: 6.0507 | 12.2093 |  | 267.8125 | 412.3463 | 425.0993 | 19979 | 12.2093 | 267.8125 | 438.0561 |  | 0 | 5811 | 5811 | 1997-09-08 | #NAME? | #NAME? | #NAME?
1997-09-09 | 1997 | 9 | 252 | 9 | 3 | 5.8 | 4.058 | 3 | 0 | 0 | 0 | #NAME? | #NAME? | #NAME? | #NAME? | #NAME? | #NAME? | TRUE | 0 | TRUE | TRUE | #NAME? | #NAME? | #NAME? | #NAME? | #NAME? | #NAME? | #NAME? | #NAME? | #NAME? | #NAME? |  |  | 1: 5.6984; 2: 9.1064; 3: 0; 4: 0 | 14.8047 |  | 350.6963 | 569.3149 | 589.2763 | 19979 | 14.8047 | 350.6963 | 573.6276 |  | 0 | 5812 | 5812 | 1997-09-09 | #NAME? | #NAME? | #NAME?
1997-09-10 | 1997 | 9 | 253 | 10 | 4 | 5.3 | 4.3437 | 3.5 | 0 | 0 | 0 | #NAME? | #NAME? | #NAME? | #NAME? | #NAME? | #NAME? | FALSE | 0 | TRUE | TRUE | #NAME? | #NAME? | #NAME? | #NAME? | #NAME? | #NAME? | #NAME? | #NAME? | #NAME? | #NAME? |  |  | 1: 0; 2: 0; 3: 2.064; 4: 4.5119 | 6.5758 |  | 162.6198 | 250.3829 | 258.1267 | 19979 | 6.5758 | 162.6198 | 265.9943 |  | 0 | 5813 | 5813 | 1997-09-10 | #NAME? | #NAME? | #NAME?
1997-09-11 | 1997 | 9 | 254 | 11 | 5 | 9.7 | 3.6548 | 9.1667 | 1.4 | 1.4 | 0 | #NAME? | #NAME? | #NAME? | #NAME? | #NAME? | #NAME? | TRUE | 0 | TRUE | TRUE | #NAME? | #NAME? | #NAME? | #NAME? | #NAME? | #NAME? | #NAME? | #NAME? | #NAME? | #NAME? |  |  | 1: 0; 2: 0; 3: 0; 4: 0 | 0 |  | 0 | 0 | 0 | 19979 | 0 | 0 | 0 |  | 0 | 5814 | 5814 | 1997-09-11 | #NAME? | #NAME? | #NAME?
1997-09-12 | 1997 | 9 | 255 | 12 | 6 | 5.4 | 1.3694 | 12.3333 | 7.3 | 7.3 | 1.725 | #NAME? | #NAME? | #NAME? | #NAME? | #NAME? | #NAME? | FALSE | 1.4 | TRUE | FALSE | #NAME? | #NAME? | #NAME? | #NAME? | #NAME? | #NAME? | #NAME? | #NAME? | #NAME? | #NAME? |  |  | 1: 0; 2: 0; 3: 0; 4: 0 | 0 |  | 0 | 0 | 0 | 19979 | 0 | 0 | 0 |  | 0 | 5815 | 5815 | 1997-09-12 | #NAME? | #NAME? | #NAME?
1997-09-13 | 1997 | 9 | 256 | 13 | 7 | 1.8 | 1.8665 | 4.8333 | 0 | 0 | 0 | #NAME? | #NAME? | #NAME? | #NAME? | #NAME? | #NAME? | FALSE | 8.7 | TRUE | TRUE | #NAME? | #NAME? | #NAME? | #NAME? | #NAME? | #NAME? | #NAME? | #NAME? | #NAME? | #NAME? |  |  | 1: 0; 2: 0; 3: 0; 4: 0 | 0 |  | 0 | 0 | 0 | 19979 | 0 | 0 | 0 |  | 0 | 5816 | 5816 | 1997-09-13 | #NAME? | #NAME? | #NAME?
1997-09-14 | 1997 | 9 | 257 | 14 | 1 | 5.4 | 2.0854 | 13.3333 | 1.2 | 1.2 | 0 | #NAME? | #NAME? | #NAME? | #NAME? | #NAME? | #NAME? | TRUE | 7.3 | TRUE | TRUE | #NAME? | #NAME? | #NAME? | #NAME? | #NAME? | #NAME? | #NAME? | #NAME? | #NAME? | #NAME? |  |  | 1: 0; 2: 0; 3: 0; 4: 0 | 0 |  | 0 | 0 | 0 | 19979 | 0 | 0 | 0 |  | 0 | 5817 | 5817 | 1997-09-14 | #NAME? | #NAME? | #NAME?
1997-09-15 | 1997 | 9 | 258 | 15 | 2 | 6.4 | 1.95 | 12.1667 | 3.8 | 3.8 | 0 | #NAME? | #NAME? | #NAME? | #NAME? | #NAME? | #NAME? | FALSE | 1.2 | TRUE | TRUE | #NAME? | #NAME? | #NAME? | #NAME? | #NAME? | #NAME? | #NAME? | #NAME? | #NAME? | #NAME? |  |  | 1: 0; 2: 0; 3: 0; 4: 5.6009 | 5.6009 |  | 164.2934 | 252.9596 | 260.7831 | 19979 | 5.6009 | 164.2934 | 268.7317 |  | 0 | 5818 | 5818 | 1997-09-15 | #NAME? | #NAME? | #NAME?
1997-09-16 | 1997 | 9 | 259 | 16 | 3 | 4 | 1.684 | 12 | 0 | 0 | 0 | #NAME? | #NAME? | #NAME? | #NAME? | #NAME? | #NAME? | TRUE | 5 | TRUE | FALSE | #NAME? | #NAME? | #NAME? | #NAME? | #NAME? | #NAME? | #NAME? | #NAME? | #NAME? | #NAME? |  |  | 1: 0; 2: 0; 3: 0; 4: 0 | 0 |  | 0 | 0 | 0 | 19979 | 0 | 0 | 0 |  | 0 | 5819 | 5819 | 1997-09-16 | #NAME? | #NAME? | #NAME?
1997-09-17 | 1997 | 9 | 260 | 17 | 4 | 2.8 | 1.1446 | 5 | 8.1 | 8.1 | 2.325 | #NAME? | #NAME? | #NAME? | #NAME? | #NAME? | #NAME? | FALSE | 3.8 | TRUE | FALSE | #NAME? | #NAME? | #NAME? | #NAME? | #NAME? | #NAME? | #NAME? | #NAME? | #NAME? | #NAME? |  |  | 1: 0; 2: 0; 3: 0; 4: 0 | 0 |  | 0 | 0 | 0 | 19979 | 0 | 0 | 0 |  | 0 | 5820 | 5820 | 1997-09-17 | #NAME? | #NAME? | #NAME?
1997-09-18 | 1997 | 9 | 261 | 18 | 5 | 0.8 | 1.3104 | 29.8333 | 3.3 | 3.3 | 0 | #NAME? | #NAME? | #NAME? | #NAME? | #NAME? | #NAME? | TRUE | 8.1 | TRUE | FALSE | #NAME? | #NAME? | #NAME? | #NAME? | #NAME? | #NAME? | #NAME? | #NAME? | #NAME? | #NAME? |  |  | 1: 0; 2: 0; 3: 0; 4: 0 | 0 |  | 0 | 0 | 0 | 19979 | 0 | 0 | 0 |  | 0 | 5821 | 5821 | 1997-09-18 | #NAME? | #NAME? | #NAME?
1997-09-19 | 1997 | 9 | 262 | 19 | 6 | -1.7 | 2.4372 | 8.8333 | 0 | 0 | 0 | #NAME? | #NAME? | #NAME? | #NAME? | #NAME? | #NAME? | FALSE | 11.4 | FALSE | TRUE | #NAME? | #NAME? | #NAME? | #NAME? | #NAME? | #NAME? | #NAME? | #NAME? | #NAME? | #NAME? |  |  | 1: 0; 2: 0; 3: 0; 4: 0 | 0 |  | 0 | 0 | 0 | 19979 | 0 | 0 | 0 |  | 0 | 5822 | 5822 | 1997-09-19 | #NAME? | #NAME? | #NAME?
1997-09-20 | 1997 | 9 | 263 | 20 | 7 | 4.2 | 2.7271 | 2.8333 | 0 | 0 | 0 | #NAME? | #NAME? | #NAME? | #NAME? | #NAME? | #NAME? | FALSE | 3.3 | TRUE | TRUE | #NAME? | #NAME? | #NAME? | #NAME? | #NAME? | #NAME? | #NAME? | #NAME? | #NAME? | #NAME? |  |  | 1: 0; 2: 0; 3: 9.4922; 4: 0 | 9.4922 |  | 139.2195 | 214.3539 | 220.9834 | 19979 | 9.4922 | 139.2195 | 227.7189 |  | 0 | 5823 | 5823 | 1997-09-20 | #NAME? | #NAME? | #NAME?
1997-09-21 | 1997 | 9 | 264 | 21 | 1 | 5.3 | 3.0936 | 2.8333 | 0 | 0 | 0 | #NAME? | #NAME? | #NAME? | #NAME? | #NAME? | #NAME? | TRUE | 0 | TRUE | TRUE | #NAME? | #NAME? | #NAME? | #NAME? | #NAME? | #NAME? | #NAME? | #NAME? | #NAME? | #NAME? |  |  | 1: 8.642; 2: 11.9803; 3: 0; 4: 0 | 20.6224 |  | 478.1725 | 774.8518 | 801.9128 | 19979 | 20.6224 | 478.1725 | 782.1381 |  | 0 | 5824 | 5824 | 1997-09-21 | #NAME? | #NAME? | #NAME?
1997-09-22 | 1997 | 9 | 265 | 22 | 2 | 5.4 | 3.9043 | 8.3333 | 0 | 0 | 0 | #NAME? | #NAME? | #NAME? | #NAME? | #NAME? | #NAME? | FALSE | 0 | TRUE | TRUE | #NAME? | #NAME? | #NAME? | #NAME? | #NAME? | #NAME? | #NAME? | #NAME? | #NAME? | #NAME? |  |  | 1: 0; 2: 0; 3: 1.8518; 4: 7.5426 | 9.3943 |  | 248.4078 | 382.4692 | 394.2981 | 19979 | 9.3943 | 248.4078 | 406.3161 |  | 0 | 5825 | 5825 | 1997-09-22 | #NAME? | #NAME? | #NAME?
1997-09-23 | 1997 | 9 | 266 | 23 | 3 | 8.7 | 4.5762 | 9.8333 | 0 | 0 | 0 | #NAME? | #NAME? | #NAME? | #NAME? | #NAME? | #NAME? | TRUE | 0 | TRUE | TRUE | #NAME? | #NAME? | #NAME? | #NAME? | #NAME? | #NAME? | #NAME? | #NAME? | #NAME? | #NAME? |  |  | 1: 3.7528; 2: 5.1541; 3: 0; 4: 0 | 8.907 |  | 206.2295 | 334.1421 | 345.8085 | 19979 | 8.907 | 206.2295 | 337.3258 |  | 0 | 5826 | 5826 | 1997-09-23 | #NAME? | #NAME? | #NAME?
1997-09-24 | 1997 | 9 | 267 | 24 | 4 | 8.3 | 3.9364 | 8.8333 | 0 | 0 | 0 | #NAME? | #NAME? | #NAME? | #NAME? | #NAME? | #NAME? | FALSE | 0 | TRUE | TRUE | #NAME? | #NAME? | #NAME? | #NAME? | #NAME? | #NAME? | #NAME? | #NAME? | #NAME? | #NAME? |  |  | 1: 0; 2: 0; 3: 7.442; 4: 4.7969 | 12.2389 |  | 249.8585 | 384.7028 | 396.6008 | 19979 | 12.2389 | 249.8585 | 408.689 |  | 0 | 5827 | 5827 | 1997-09-24 | #NAME? | #NAME? | #NAME?
1997-09-25 | 1997 | 9 | 268 | 25 | 5 | 5.6 | 4.3669 | 4 | 0 | 0 | 0 | #NAME? | #NAME? | #NAME? | #NAME? | #NAME? | #NAME? | TRUE | 0 | TRUE | TRUE | #NAME? | #NAME? | #NAME? | #NAME? | #NAME? | #NAME? | #NAME? | #NAME? | #NAME? | #NAME? |  |  | 1: 0; 2: 0; 3: 0; 4: 0 | 0 |  | 0 | 0 | 0 | 19979 | 0 | 0 | 0 |  | 0 | 5828 | 5828 | 1997-09-25 | #NAME? | #NAME? | #NAME?
1997-09-26 | 1997 | 9 | 269 | 26 | 6 | 9.5 | 4.6224 | 14.3333 | 0 | 0 | 0 | #NAME? | #NAME? | #NAME? | #NAME? | #NAME? | #NAME? | FALSE | 0 | TRUE | TRUE | #NAME? | #NAME? | #NAME? | #NAME? | #NAME? | #NAME? | #NAME? | #NAME? | #NAME? | #NAME? |  |  | 1: 0; 2: 0; 3: 0; 4: 4.6818 | 4.6818 |  | 137.3321 | 211.4478 | 217.9874 | 19979 | 4.6818 | 137.3321 | 224.6315 |  | 0 | 5829 | 5829 | 1997-09-26 | #NAME? | #NAME? | #NAME?
1997-09-27 | 1997 | 9 | 270 | 27 | 7 | 7.2 | 4.7276 | 13.6667 | 0 | 0 | 0 | #NAME? | #NAME? | #NAME? | #NAME? | #NAME? | #NAME? | FALSE | 0 | TRUE | TRUE | #NAME? | #NAME? | #NAME? | #NAME? | #NAME? | #NAME? | #NAME? | #NAME? | #NAME? | #NAME? |  |  | 1: 0; 2: 0; 3: 0; 4: 0 | 0 |  | 0 | 0 | 0 | 19979 | 0 | 0 | 0 |  | 0 | 5830 | 5830 | 1997-09-27 | #NAME? | #NAME? | #NAME?
1997-09-28 | 1997 | 9 | 271 | 28 | 1 | 9.6 | 5.0515 | 19.8333 | 0 | 0 | 0 | #NAME? | #NAME? | #NAME? | #NAME? | #NAME? | #NAME? | TRUE | 0 | TRUE | TRUE | #NAME? | #NAME? | #NAME? | #NAME? | #NAME? | #NAME? | #NAME? | #NAME? | #NAME? | #NAME? |  |  | 1: 3.2727; 2: 4.6584; 3: 0; 4: 0 | 7.9311 |  | 184.6455 | 299.3115 | 309.7726 | 19979 | 7.9311 | 184.6455 | 302.0212 |  | 0 | 5831 | 5831 | 1997-09-28 | #NAME? | #NAME? | #NAME?
1997-09-29 | 1997 | 9 | 272 | 29 | 2 | 5.7 | 3.4577 | 10 | 0 | 0 | 0 | #NAME? | #NAME? | #NAME? | #NAME? | #NAME? | #NAME? | FALSE | 0 | TRUE | TRUE | #NAME? | #NAME? | #NAME? | #NAME? | #NAME? | #NAME? | #NAME? | #NAME? | #NAME? | #NAME? |  |  | 1: 0; 2: 0; 3: 4.4791; 4: 7.9209 | 12.3999 |  | 298.0383 | 458.8844 | 473.0767 | 19979 | 12.3999 | 298.0383 | 487.4958 |  | 0 | 5832 | 5832 | 1997-09-29 | #NAME? | #NAME? | #NAME?
1997-09-30 | 1997 | 9 | 273 | 30 | 3 | 3.3 | 4.2121 | 7.6667 | 0 | 0 | 0 | #NAME? | #NAME? | #NAME? | #NAME? | #NAME? | #NAME? | TRUE | 0 | TRUE | TRUE | #NAME? | #NAME? | #NAME? | #NAME? | #NAME? | #NAME? | #NAME? | #NAME? | #NAME? | #NAME? |  |  | 1: 2.9666; 2: 4.7531; 3: 0; 4: 0 | 7.7197 |  | 182.9332 | 296.9803 | 307.3937 | 19979 | 7.7197 | 182.9332 | 299.2205 |  | 0 | 5833 | 5833 | 1997-09-30 | #NAME? | #NAME? | #NAME?
1998-05-01 | 1998 | 5 | 121 | 1 | 6 | 3.8 | 5.5654 | 10.3333 | 0 | 0 | 0 | #NAME? | #NAME? | #NAME? | #NAME? | #NAME? | #NAME? | FALSE | 0 | TRUE | TRUE | #NAME? | #NAME? | #NAME? | #NAME? | #NAME? | #NAME? | #NAME? | #NAME? | #NAME? | #NAME? |  |  | 1: 0; 2: 0; 3: 0; 4: 2.28 | 2.28 |  | 66.88 | 102.974 | 106.1587 | 19985 | 2.28 | 66.88 | 109.3944 |  | 0 | 5834 | 5834 | 1998-05-01 | #NAME? | #NAME? | #NAME?
1998-05-02 | 1998 | 5 | 122 | 2 | 7 | 4.8 | 5.9349 | 8.1667 | 0 | 0 | 0 | #NAME? | #NAME? | #NAME? | #NAME? | #NAME? | #NAME? | FALSE | 0 | TRUE | TRUE | #NAME? | #NAME? | #NAME? | #NAME? | #NAME? | #NAME? | #NAME? | #NAME? | #NAME? | #NAME? |  |  | 1: 0; 2: 0; 3: 1.7568; 4: 0 | 1.7568 |  | 25.7664 | 39.6721 | 40.899 | 19985 | 1.7568 | 25.7664 | 42.1456 |  | 0 | 5835 | 5835 | 1998-05-02 | #NAME? | #NAME? | #NAME?
1998-05-03 | 1998 | 5 | 123 | 3 | 1 | 7.3 | 7.4113 | 10.3333 | 0 | 0 | 0 | #NAME? | #NAME? | #NAME? | #NAME? | #NAME? | #NAME? | TRUE | 0 | TRUE | TRUE | #NAME? | #NAME? | #NAME? | #NAME? | #NAME? | #NAME? | #NAME? | #NAME? | #NAME? | #NAME? |  |  | 1: 7.5625; 2: 10.9705; 3: 0; 4: 0 | 18.5329 |  | 432.7164 | 701.6085 | 726.1433 | 19985 | 18.5329 | 432.7164 | 707.7863 |  | 0 | 5836 | 5836 | 1998-05-03 | #NAME? | #NAME? | #NAME?
1998-05-04 | 1998 | 5 | 124 | 4 | 2 | 3.1 | 5.0482 | 5.3333 | 0 | 0 | 0 | #NAME? | #NAME? | #NAME? | #NAME? | #NAME? | #NAME? | FALSE | 0 | TRUE | TRUE | #NAME? | #NAME? | #NAME? | #NAME? | #NAME? | #NAME? | #NAME? | #NAME? | #NAME? | #NAME? |  |  | 1: 0; 2: 0; 3: 1.7023; 4: 9.6204 | 11.3228 |  | 307.1672 | 472.94 | 487.567 | 19985 | 11.3228 | 307.1672 | 502.4278 |  | 0 | 5837 | 5837 | 1998-05-04 | #NAME? | #NAME? | #NAME?
1998-05-05 | 1998 | 5 | 125 | 5 | 3 | 5.8 | 5.6337 | 14.8333 | 0 | 0 | 0 | #NAME? | #NAME? | #NAME? | #NAME? | #NAME? | #NAME? | TRUE | 0 | TRUE | FALSE | #NAME? | #NAME? | #NAME? | #NAME? | #NAME? | #NAME? | #NAME? | #NAME? | #NAME? | #NAME? |  |  | 1: 0; 2: 0; 3: 0; 4: 0 | 0 |  | 0 | 0 | 0 | 19985 | 0 | 0 | 0 |  | 0 | 5838 | 5838 | 1998-05-05 | #NAME? | #NAME? | #NAME?
1998-05-06 | 1998 | 5 | 126 | 6 | 4 | 0.8 | 4.1889 | 7.3333 | 0 | 0 | 0 | #NAME? | #NAME? | #NAME? | #NAME? | #NAME? | #NAME? | FALSE | 0 | TRUE | FALSE | #NAME? | #NAME? | #NAME? | #NAME? | #NAME? | #NAME? | #NAME? | #NAME? | #NAME? | #NAME? |  |  | 1: 0; 2: 0; 3: 0; 4: 0 | 0 |  | 0 | 0 | 0 | 19985 | 0 | 0 | 0 |  | 0 | 5839 | 5839 | 1998-05-06 | #NAME? | #NAME? | #NAME?
1998-05-07 | 1998 | 5 | 127 | 7 | 5 | 2.5 | 5.5873 | 12.1667 | 0 | 0 | 0 | #NAME? | #NAME? | #NAME? | #NAME? | #NAME? | #NAME? | TRUE | 0 | TRUE | TRUE | #NAME? | #NAME? | #NAME? | #NAME? | #NAME? | #NAME? | #NAME? | #NAME? | #NAME? | #NAME? |  |  | 1: 0; 2: 0; 3: 0; 4: 0 | 0 |  | 0 | 0 | 0 | 19985 | 0 | 0 | 0 |  | 0 | 5840 | 5840 | 1998-05-07 | #NAME? | #NAME? | #NAME?
1998-05-08 | 1998 | 5 | 128 | 8 | 6 | 9 | 5.1414 | 14.8333 | 0 | 0 | 0 | #NAME? | #NAME? | #NAME? | #NAME? | #NAME? | #NAME? | FALSE | 0 | TRUE | TRUE | #NAME? | #NAME? | #NAME? | #NAME? | #NAME? | #NAME? | #NAME? | #NAME? | #NAME? | #NAME? |  |  | 1: 0; 2: 0; 3: 0; 4: 10.5246 | 10.5246 |  | 308.722 | 475.3339 | 490.035 | 19985 | 10.5246 | 308.722 | 504.971 |  | 0 | 5841 | 5841 | 1998-05-08 | #NAME? | #NAME? | #NAME?
1998-05-09 | 1998 | 5 | 129 | 9 | 7 | 5.5 | 5.1776 | 18.5 | 0 | 0 | 0 | #NAME? | #NAME? | #NAME? | #NAME? | #NAME? | #NAME? | FALSE | 0 | TRUE | TRUE | #NAME? | #NAME? | #NAME? | #NAME? | #NAME? | #NAME? | #NAME? | #NAME? | #NAME? | #NAME? |  |  | 1: 0; 2: 0; 3: 0; 4: 0 | 0 |  | 0 | 0 | 0 | 19985 | 0 | 0 | 0 |  | 0 | 5842 | 5842 | 1998-05-09 | #NAME? | #NAME? | #NAME?
1998-05-10 | 1998 | 5 | 130 | 10 | 1 | 7.3 | 3.3214 | 14 | 0 | 0 | 0 | #NAME? | #NAME? | #NAME? | #NAME? | #NAME? | #NAME? | TRUE | 0 | TRUE | FALSE | #NAME? | #NAME? | #NAME? | #NAME? | #NAME? | #NAME? | #NAME? | #NAME? | #NAME? | #NAME? |  |  | 1: 0; 2: 0; 3: 0; 4: 0 | 0 |  | 0 | 0 | 0 | 19985 | 0 | 0 | 0 |  | 0 | 5843 | 5843 | 1998-05-10 | #NAME? | #NAME? | #NAME?
1998-05-11 | 1998 | 5 | 131 | 11 | 2 | 2.4 | 4.0209 | 2.8333 | 0 | 0 | 0 | #NAME? | #NAME? | #NAME? | #NAME? | #NAME? | #NAME? | FALSE | 0 | TRUE | FALSE | #NAME? | #NAME? | #NAME? | #NAME? | #NAME? | #NAME? | #NAME? | #NAME? | #NAME? | #NAME? |  |  | 1: 0; 2: 0; 3: 0; 4: 0 | 0 |  | 0 | 0 | 0 | 19985 | 0 | 0 | 0 |  | 0 | 5844 | 5844 | 1998-05-11 | #NAME? | #NAME? | #NAME?
1998-05-12 | 1998 | 5 | 132 | 12 | 3 | 1.4 | 4.5788 | 5.6667 | 0 | 0 | 0 | #NAME? | #NAME? | #NAME? | #NAME? | #NAME? | #NAME? | TRUE | 0 | TRUE | TRUE | #NAME? | #NAME? | #NAME? | #NAME? | #NAME? | #NAME? | #NAME? | #NAME? | #NAME? | #NAME? |  |  | 1: 3.427; 2: 5.9302; 3: 0; 4: 0 | 9.3573 |  | 224.2161 | 364.3373 | 377.1382 | 19985 | 9.3573 | 224.2161 | 366.7461 |  | 0 | 5845 | 5845 | 1998-05-12 | #NAME? | #NAME? | #NAME?
1998-05-13 | 1998 | 5 | 133 | 13 | 4 | 3.6 | 5.7064 | 9.1667 | 0 | 0 | 0 | #NAME? | #NAME? | #NAME? | #NAME? | #NAME? | #NAME? | FALSE | 0 | TRUE | FALSE | #NAME? | #NAME? | #NAME? | #NAME? | #NAME? | #NAME? | #NAME? | #NAME? | #NAME? | #NAME? |  |  | 1: 0; 2: 0; 3: 0; 4: 0 | 0 |  | 0 | 0 | 0 | 19985 | 0 | 0 | 0 |  | 0 | 5846 | 5846 | 1998-05-13 | #NAME? | #NAME? | #NAME?
1998-05-14 | 1998 | 5 | 134 | 14 | 5 | 2.6 | 4.5064 | 8.3333 | 0 | 0 | 0 | #NAME? | #NAME? | #NAME? | #NAME? | #NAME? | #NAME? | TRUE | 0 | TRUE | TRUE | #NAME? | #NAME? | #NAME? | #NAME? | #NAME? | #NAME? | #NAME? | #NAME? | #NAME? | #NAME? |  |  | 1: 0; 2: 0; 3: 0; 4: 0 | 0 |  | 0 | 0 | 0 | 19985 | 0 | 0 | 0 |  | 0 | 5847 | 5847 | 1998-05-14 | #NAME? | #NAME? | #NAME?
1998-05-15 | 1998 | 5 | 135 | 15 | 6 | 5.8 | 3.1699 | 17.3333 | 9 | 9 | 3 | #NAME? | #NAME? | #NAME? | #NAME? | #NAME? | #NAME? | FALSE | 0 | TRUE | TRUE | #NAME? | #NAME? | #NAME? | #NAME? | #NAME? | #NAME? | #NAME? | #NAME? | #NAME? | #NAME? |  |  | 1: 0; 2: 0; 3: 0; 4: 12.0297 | 12.0297 |  | 352.8716 | 543.3103 | 560.1137 | 19985 | 12.0297 | 352.8716 | 577.1856 |  | 0 | 5848 | 5848 | 1998-05-15 | #NAME? | #NAME? | #NAME?
1998-05-16 | 1998 | 5 | 136 | 16 | 7 | 5.7 | 3.2443 | 14 | 0 | 0 | 0 | #NAME? | #NAME? | #NAME? | #NAME? | #NAME? | #NAME? | FALSE | 9 | TRUE | FALSE | #NAME? | #NAME? | #NAME? | #NAME? | #NAME? | #NAME? | #NAME? | #NAME? | #NAME? | #NAME? |  |  | 1: 0; 2: 0; 3: 0; 4: 0 | 0 |  | 0 | 0 | 0 | 19985 | 0 | 0 | 0 |  | 0 | 5849 | 5849 | 1998-05-16 | #NAME? | #NAME? | #NAME?
1998-05-17 | 1998 | 5 | 137 | 17 | 1 | 2 | 2.2372 | 9.8333 | 6.5 | 6.5 | 1.125 | #NAME? | #NAME? | #NAME? | #NAME? | #NAME? | #NAME? | TRUE | 9 | TRUE | TRUE | #NAME? | #NAME? | #NAME? | #NAME? | #NAME? | #NAME? | #NAME? | #NAME? | #NAME? | #NAME? |  |  | 1: 2.9717; 2: 5.6513; 3: 0; 4: 0 | 8.623 |  | 209.356 | 340.5584 | 352.5518 | 19985 | 8.623 | 209.356 | 342.4398 |  | 0 | 5850 | 5850 | 1998-05-17 | #NAME? | #NAME? | #NAME?
1998-05-18 | 1998 | 5 | 138 | 18 | 2 | 7.5 | 2.714 | 14.8333 | 5.6 | 5.6 | 0.45 | #NAME? | #NAME? | #NAME? | #NAME? | #NAME? | #NAME? | FALSE | 6.5 | TRUE | TRUE | #NAME? | #NAME? | #NAME? | #NAME? | #NAME? | #NAME? | #NAME? | #NAME? | #NAME? | #NAME? |  |  | 1: 0; 2: 0; 3: 5.6315; 4: 4.1698 | 9.8014 |  | 204.911 | 315.4979 | 325.2555 | 19985 | 9.8014 | 204.911 | 335.1692 |  | 0 | 5851 | 5851 | 1998-05-18 | #NAME? | #NAME? | #NAME?
1998-05-19 | 1998 | 5 | 139 | 19 | 3 | 4.9 | 3.4312 | 7.6667 | 0 | 0 | 0 | #NAME? | #NAME? | #NAME? | #NAME? | #NAME? | #NAME? | TRUE | 12.1 | FALSE | TRUE | #NAME? | #NAME? | #NAME? | #NAME? | #NAME? | #NAME? | #NAME? | #NAME? | #NAME? | #NAME? |  |  | 1: 0; 2: 0; 3: 0; 4: 0 | 0 |  | 0 | 0 | 0 | 19985 | 0 | 0 | 0 |  | 0 | 5852 | 5852 | 1998-05-19 | #NAME? | #NAME? | #NAME?
1998-05-20 | 1998 | 5 | 140 | 20 | 4 | 4.4 | 4.1534 | 11 | 0 | 0 | 0 | #NAME? | #NAME? | #NAME? | #NAME? | #NAME? | #NAME? | FALSE | 5.6 | TRUE | TRUE | #NAME? | #NAME? | #NAME? | #NAME? | #NAME? | #NAME? | #NAME? | #NAME? | #NAME? | #NAME? |  |  | 1: 0; 2: 0; 3: 2.4023; 4: 4.1672 | 6.5695 |  | 157.4713 | 242.4558 | 249.9544 | 19985 | 6.5695 | 157.4713 | 257.5729 |  | 0 | 5853 | 5853 | 1998-05-20 | #NAME? | #NAME? | #NAME?
1998-05-21 | 1998 | 5 | 141 | 21 | 5 | 10.4 | 3.578 | 11.1667 | 14 | 14 | 6.75 | #NAME? | #NAME? | #NAME? | #NAME? | #NAME? | #NAME? | TRUE | 0 | TRUE | TRUE | #NAME? | #NAME? | #NAME? | #NAME? | #NAME? | #NAME? | #NAME? | #NAME? | #NAME? | #NAME? |  |  | 1: 0; 2: 0; 3: 0; 4: 0 | 0 |  | 0 | 0 | 0 | 19985 | 0 | 0 | 0 |  | 0 | 5854 | 5854 | 1998-05-21 | #NAME? | #NAME? | #NAME?
1998-05-22 | 1998 | 5 | 142 | 22 | 6 | 10.6 | 2.0869 | 12 | 22.4 | 22.4 | 13.05 | #NAME? | #NAME? | #NAME? | #NAME? | #NAME? | #NAME? | FALSE | 14 | FALSE | TRUE | #NAME? | #NAME? | #NAME? | #NAME? | #NAME? | #NAME? | #NAME? | #NAME? | #NAME? | #NAME? |  |  | 1: 0; 2: 0; 3: 0; 4: 0 | 0 |  | 0 | 0 | 0 | 19985 | 0 | 0 | 0 |  | 0 | 5855 | 5855 | 1998-05-22 | #NAME? | #NAME? | #NAME?
1998-05-23 | 1998 | 5 | 143 | 23 | 7 | 11.1 | 3.4962 | 10 | 0 | 0 | 0 | #NAME? | #NAME? | #NAME? | #NAME? | #NAME? | #NAME? | FALSE | 36.4 | FALSE | TRUE | #NAME? | #NAME? | #NAME? | #NAME? | #NAME? | #NAME? | #NAME? | #NAME? | #NAME? | #NAME? |  |  | 1: 0; 2: 0; 3: 0; 4: 0 | 0 |  | 0 | 0 | 0 | 19985 | 0 | 0 | 0 |  | 0 | 5856 | 5856 | 1998-05-23 | #NAME? | #NAME? | #NAME?
1998-05-24 | 1998 | 5 | 144 | 24 | 1 | 9.1 | 4.2101 | 5.6667 | 0 | 0 | 0 | #NAME? | #NAME? | #NAME? | #NAME? | #NAME? | #NAME? | TRUE | 22.4 | FALSE | TRUE | #NAME? | #NAME? | #NAME? | #NAME? | #NAME? | #NAME? | #NAME? | #NAME? | #NAME? | #NAME? |  |  | 1: 0; 2: 0; 3: 0; 4: 0 | 0 |  | 0 | 0 | 0 | 19985 | 0 | 0 | 0 |  | 0 | 5857 | 5857 | 1998-05-24 | #NAME? | #NAME? | #NAME?
1998-05-25 | 1998 | 5 | 145 | 25 | 2 | 4.1 | 4.334 | 3.8333 | 0 | 0 | 0 | #NAME? | #NAME? | #NAME? | #NAME? | #NAME? | #NAME? | FALSE | 0 | TRUE | TRUE | #NAME? | #NAME? | #NAME? | #NAME? | #NAME? | #NAME? | #NAME? | #NAME? | #NAME? | #NAME? |  |  | 1: 0; 2: 0; 3: 2.8666; 4: 6.5185 | 9.3851 |  | 233.2517 | 359.1336 | 370.2408 | 19985 | 9.3851 | 233.2517 | 381.5256 |  | 0 | 5858 | 5858 | 1998-05-25 | #NAME? | #NAME? | #NAME?
1998-05-26 | 1998 | 5 | 146 | 26 | 3 | 9.3 | 3.4657 | 7.5833 | 0 | 0 | 0 | #NAME? | #NAME? | #NAME? | #NAME? | #NAME? | #NAME? | TRUE | 0 | TRUE | TRUE | #NAME? | #NAME? | #NAME? | #NAME? | #NAME? | #NAME? | #NAME? | #NAME? | #NAME? | #NAME? |  |  | 1: 0; 2: 0; 3: 0; 4: 0 | 0 |  | 0 | 0 | 0 | 19985 | 0 | 0 | 0 |  | 0 | 5859 | 5859 | 1998-05-26 | #NAME? | #NAME? | #NAME?
1998-05-27 | 1998 | 5 | 147 | 27 | 4 | 8.5 | 3.5214 | 15 | 25.8 | 25.8 | 15.6 | #NAME? | #NAME? | #NAME? | #NAME? | #NAME? | #NAME? | FALSE | 0 | TRUE | TRUE | #NAME? | #NAME? | #NAME? | #NAME? | #NAME? | #NAME? | #NAME? | #NAME? | #NAME? | #NAME? |  |  | 1: 0; 2: 0; 3: 5.1538; 4: 4.2898 | 9.4436 |  | 201.4242 | 310.1293 | 319.7209 | 19985 | 9.4436 | 201.4242 | 329.4658 |  | 0 | 5860 | 5860 | 1998-05-27 | #NAME? | #NAME? | #NAME?
1998-05-28 | 1998 | 5 | 148 | 28 | 5 | 4.5 | 2.6814 | 7.6667 | 0.2 | 0.2 | 0 | #NAME? | #NAME? | #NAME? | #NAME? | #NAME? | #NAME? | TRUE | 25.8 | FALSE | TRUE | #NAME? | #NAME? | #NAME? | #NAME? | #NAME? | #NAME? | #NAME? | #NAME? | #NAME? | #NAME? |  |  | 1: 0; 2: 0; 3: 0; 4: 0 | 0 |  | 0 | 0 | 0 | 19985 | 0 | 0 | 0 |  | 0 | 5861 | 5861 | 1998-05-28 | #NAME? | #NAME? | #NAME?
1998-05-29 | 1998 | 5 | 149 | 29 | 6 | 5.1 | 3.6752 | 5.1667 | 0 | 0 | 0 | #NAME? | #NAME? | #NAME? | #NAME? | #NAME? | #NAME? | FALSE | 26 | FALSE | TRUE | #NAME? | #NAME? | #NAME? | #NAME? | #NAME? | #NAME? | #NAME? | #NAME? | #NAME? | #NAME? |  |  | 1: 0; 2: 0; 3: 0; 4: 0 | 0 |  | 0 | 0 | 0 | 19985 | 0 | 0 | 0 |  | 0 | 5862 | 5862 | 1998-05-29 | #NAME? | #NAME? | #NAME?
1998-05-30 | 1998 | 5 | 150 | 30 | 7 | 8 | 4.1467 | 15 | 1 | 1 | 0 | #NAME? | #NAME? | #NAME? | #NAME? | #NAME? | #NAME? | FALSE | 0.2 | TRUE | TRUE | #NAME? | #NAME? | #NAME? | #NAME? | #NAME? | #NAME? | #NAME? | #NAME? | #NAME? | #NAME? |  |  | 1: 0; 2: 0; 3: 0.98987; 4: 0 | 0.98987 |  | 14.5182 | 22.3533 | 23.0447 | 19985 | 0.98987 | 14.5182 | 23.7471 |  | 0 | 5863 | 5863 | 1998-05-30 | #NAME? | #NAME? | #NAME?
1998-05-31 | 1998 | 5 | 151 | 31 | 1 | 6.7 | 5.9998 | 11.3333 | 1.8 | 1.8 | 0 | #NAME? | #NAME? | #NAME? | #NAME? | #NAME? | #NAME? | TRUE | 1 | TRUE | TRUE | #NAME? | #NAME? | #NAME? | #NAME? | #NAME? | #NAME? | #NAME? | #NAME? | #NAME? | #NAME? |  |  | 1: 0; 2: 0; 3: 0; 4: 0 | 0 |  | 0 | 0 | 0 | 19985 | 0 | 0 | 0 |  | 0 | 5864 | 5864 | 1998-05-31 | #NAME? | #NAME? | #NAME?
1998-06-01 | 1998 | 6 | 152 | 1 | 2 | 3.9 | 3.8605 | 15.5 | 7 | 7 | 1.5 | #NAME? | #NAME? | #NAME? | #NAME? | #NAME? | #NAME? | FALSE | 2.8 | TRUE | FALSE | #NAME? | #NAME? | #NAME? | #NAME? | #NAME? | #NAME? | #NAME? | #NAME? | #NAME? | #NAME? |  |  | 1: 0; 2: 0; 3: 0; 4: 0 | 0 |  | 0 | 0 | 0 | 19986 | 0 | 0 | 0 |  | 0 | 5865 | 5865 | 1998-06-01 | #NAME? | #NAME? | #NAME?
1998-06-02 | 1998 | 6 | 153 | 2 | 3 | 1.7 | 2.9672 | 13.1667 | 0 | 0 | 0 | #NAME? | #NAME? | #NAME? | #NAME? | #NAME? | #NAME? | TRUE | 8.8 | TRUE | FALSE | #NAME? | #NAME? | #NAME? | #NAME? | #NAME? | #NAME? | #NAME? | #NAME? | #NAME? | #NAME? |  |  | 1: 0; 2: 0; 3: 0; 4: 0 | 0 |  | 0 | 0 | 0 | 19986 | 0 | 0 | 0 |  | 0 | 5866 | 5866 | 1998-06-02 | #NAME? | #NAME? | #NAME?
1998-06-03 | 1998 | 6 | 154 | 3 | 4 | 2.7 | 3.3263 | 7.8333 | 0 | 0 | 0 | #NAME? | #NAME? | #NAME? | #NAME? | #NAME? | #NAME? | FALSE | 7 | TRUE | TRUE | #NAME? | #NAME? | #NAME? | #NAME? | #NAME? | #NAME? | #NAME? | #NAME? | #NAME? | #NAME? |  |  | 1: 0; 2: 0; 3: 2.0222; 4: 10.3626 | 12.3848 |  | 333.6291 | 513.683 | 529.5701 | 19986 | 12.3848 | 333.6291 | 545.7111 |  | 0 | 5867 | 5867 | 1998-06-03 | #NAME? | #NAME? | #NAME?
1998-06-04 | 1998 | 6 | 155 | 4 | 5 | 5.9 | 1.8565 | 12 | 4.3 | 4.3 | 0 | #NAME? | #NAME? | #NAME? | #NAME? | #NAME? | #NAME? | TRUE | 0 | TRUE | TRUE | #NAME? | #NAME? | #NAME? | #NAME? | #NAME? | #NAME? | #NAME? | #NAME? | #NAME? | #NAME? |  |  | 1: 12.6583; 2: 19.68; 3: 0; 4: 0 | 32.3383 |  | 762.9359 | 1238.1166 | 1281.4955 | 19986 | 32.3383 | 762.9359 | 1247.9203 |  | 0 | 5868 | 5868 | 1998-06-04 | #NAME? | #NAME? | #NAME?
1998-06-05 | 1998 | 6 | 156 | 5 | 6 | 4.4 | 3.4539 | 5.3333 | 0 | 0 | 0 | #NAME? | #NAME? | #NAME? | #NAME? | #NAME? | #NAME? | FALSE | 4.3 | TRUE | TRUE | #NAME? | #NAME? | #NAME? | #NAME? | #NAME? | #NAME? | #NAME? | #NAME? | #NAME? | #NAME? |  |  | 1: 0; 2: 0; 3: 0; 4: 3.3011 | 3.3011 |  | 96.8311 | 149.0892 | 153.7002 | 19986 | 3.3011 | 96.8311 | 158.3849 |  | 0 | 5869 | 5869 | 1998-06-05 | #NAME? | #NAME? | #NAME?
1998-06-06 | 1998 | 6 | 157 | 6 | 7 | 3.6 | 3.3967 | 6 | 10.2 | 10.2 | 3.9 | #NAME? | #NAME? | #NAME? | #NAME? | #NAME? | #NAME? | FALSE | 4.3 | TRUE | TRUE | #NAME? | #NAME? | #NAME? | #NAME? | #NAME? | #NAME? | #NAME? | #NAME? | #NAME? | #NAME? |  |  | 1: 0; 2: 0; 3: 6.2865; 4: 0 | 6.2865 |  | 92.2016 | 141.9613 | 146.3518 | 19986 | 6.2865 | 92.2016 | 150.8125 |  | 0 | 5870 | 5870 | 1998-06-06 | #NAME? | #NAME? | #NAME?
1998-06-07 | 1998 | 6 | 158 | 7 | 1 | 3 | 3.4476 | 6 | 0 | 0 | 0 | #NAME? | #NAME? | #NAME? | #NAME? | #NAME? | #NAME? | TRUE | 10.2 | FALSE | FALSE | #NAME? | #NAME? | #NAME? | #NAME? | #NAME? | #NAME? | #NAME? | #NAME? | #NAME? | #NAME? |  |  | 1: 0; 2: 0; 3: 0; 4: 0 | 0 |  | 0 | 0 | 0 | 19986 | 0 | 0 | 0 |  | 0 | 5871 | 5871 | 1998-06-07 | #NAME? | #NAME? | #NAME?
1998-06-08 | 1998 | 6 | 159 | 8 | 2 | 2.3 | 4.1046 | 4 | 0 | 0 | 0 | #NAME? | #NAME? | #NAME? | #NAME? | #NAME? | #NAME? | FALSE | 10.2 | FALSE | TRUE | #NAME? | #NAME? | #NAME? | #NAME? | #NAME? | #NAME? | #NAME? | #NAME? | #NAME? | #NAME? |  |  | 1: 0; 2: 0; 3: 0; 4: 0 | 0 |  | 0 | 0 | 0 | 19986 | 0 | 0 | 0 |  | 0 | 5872 | 5872 | 1998-06-08 | #NAME? | #NAME? | #NAME?
1998-06-09 | 1998 | 6 | 160 | 9 | 3 | 6.9 | 4.7597 | 11.5 | 0 | 0 | 0 | #NAME? | #NAME? | #NAME? | #NAME? | #NAME? | #NAME? | TRUE | 0 | TRUE | TRUE | #NAME? | #NAME? | #NAME? | #NAME? | #NAME? | #NAME? | #NAME? | #NAME? | #NAME? | #NAME? |  |  | 1: 1.9225; 2: 2.5996; 3: 0; 4: 0 | 4.5221 |  | 104.4512 | 169.2013 | 175.1062 | 19986 | 4.5221 | 104.4512 | 170.8489 |  | 0 | 5873 | 5873 | 1998-06-09 | #NAME? | #NAME? | #NAME?
1998-06-10 | 1998 | 6 | 161 | 10 | 4 | 10.9 | 5.1929 | 12.3333 | 0 | 0 | 0 | #NAME? | #NAME? | #NAME? | #NAME? | #NAME? | #NAME? | FALSE | 0 | TRUE | TRUE | #NAME? | #NAME? | #NAME? | #NAME? | #NAME? | #NAME? | #NAME? | #NAME? | #NAME? | #NAME? |  |  | 1: 0; 2: 0; 3: 0; 4: 9.0516 | 9.0516 |  | 265.5129 | 408.8056 | 421.4491 | 19986 | 9.0516 | 265.5129 | 434.2946 |  | 0 | 5874 | 5874 | 1998-06-10 | #NAME? | #NAME? | #NAME?
1998-06-11 | 1998 | 6 | 162 | 11 | 5 | 11.8 | 4.0553 | 15.1667 | 9.7 | 9.7 | 3.525 | #NAME? | #NAME? | #NAME? | #NAME? | #NAME? | #NAME? | TRUE | 0 | TRUE | TRUE | #NAME? | #NAME? | #NAME? | #NAME? | #NAME? | #NAME? | #NAME? | #NAME? | #NAME? | #NAME? |  |  | 1: 5.7158; 2: 6.9461; 3: 0; 4: 0 | 12.6619 |  | 287.5836 | 465.1778 | 481.3601 | 19986 | 12.6619 | 287.5836 | 470.3953 |  | 0 | 5875 | 5875 | 1998-06-11 | #NAME? | #NAME? | #NAME?
1998-06-12 | 1998 | 6 | 163 | 12 | 6 | 10.4 | 2.9519 | 11 | 2 | 2 | 0 | #NAME? | #NAME? | #NAME? | #NAME? | #NAME? | #NAME? | FALSE | 9.7 | TRUE | TRUE | #NAME? | #NAME? | #NAME? | #NAME? | #NAME? | #NAME? | #NAME? | #NAME? | #NAME? | #NAME? |  |  | 1: 0; 2: 0; 3: 0; 4: 2.28 | 2.28 |  | 66.88 | 102.974 | 106.1587 | 19986 | 2.28 | 66.88 | 109.3944 |  | 0 | 5876 | 5876 | 1998-06-12 | #NAME? | #NAME? | #NAME?
1998-06-13 | 1998 | 6 | 164 | 13 | 7 | 9.1 | 3.3359 | 11.8333 | 0 | 0 | 0 | #NAME? | #NAME? | #NAME? | #NAME? | #NAME? | #NAME? | FALSE | 11.7 | FALSE | TRUE | #NAME? | #NAME? | #NAME? | #NAME? | #NAME? | #NAME? | #NAME? | #NAME? | #NAME? | #NAME? |  |  | 1: 0; 2: 0; 3: 0; 4: 0 | 0 |  | 0 | 0 | 0 | 19986 | 0 | 0 | 0 |  | 0 | 5877 | 5877 | 1998-06-13 | #NAME? | #NAME? | #NAME?
1998-06-14 | 1998 | 6 | 165 | 14 | 1 | 4.8 | 3.7218 | 6 | 0 | 0 | 0 | #NAME? | #NAME? | #NAME? | #NAME? | #NAME? | #NAME? | TRUE | 2 | TRUE | TRUE | #NAME? | #NAME? | #NAME? | #NAME? | #NAME? | #NAME? | #NAME? | #NAME? | #NAME? | #NAME? |  |  | 1: 2.1321; 2: 2.8269; 3: 0; 4: 0 | 4.959 |  | 114.1919 | 184.9315 | 191.3816 | 19986 | 4.959 | 114.1919 | 186.7816 |  | 0 | 5878 | 5878 | 1998-06-14 | #NAME? | #NAME? | #NAME?
1998-06-15 | 1998 | 6 | 166 | 15 | 2 | 8.9 | 2.2004 | 8.3333 | 13.7 | 13.7 | 6.525 | #NAME? | #NAME? | #NAME? | #NAME? | #NAME? | #NAME? | FALSE | 0 | TRUE | TRUE | #NAME? | #NAME? | #NAME? | #NAME? | #NAME? | #NAME? | #NAME? | #NAME? | #NAME? | #NAME? |  |  | 1: 0; 2: 0; 3: 0; 4: 6.1617 | 6.1617 |  | 180.7441 | 278.2885 | 286.8954 | 19986 | 6.1617 | 180.7441 | 295.6398 |  | 0 | 5879 | 5879 | 1998-06-15 | #NAME? | #NAME? | #NAME?
1998-06-16 | 1998 | 6 | 167 | 16 | 3 | 7.6 | 3.9885 | 30.5 | 0.4 | 0.4 | 0 | #NAME? | #NAME? | #NAME? | #NAME? | #NAME? | #NAME? | TRUE | 13.7 | FALSE | TRUE | #NAME? | #NAME? | #NAME? | #NAME? | #NAME? | #NAME? | #NAME? | #NAME? | #NAME? | #NAME? |  |  | 1: 0; 2: 0; 3: 0; 4: 0 | 0 |  | 0 | 0 | 0 | 19986 | 0 | 0 | 0 |  | 0 | 5880 | 5880 | 1998-06-16 | #NAME? | #NAME? | #NAME?
1998-06-17 | 1998 | 6 | 168 | 17 | 4 | 4.3 | 3.7539 | 6.1667 | 0 | 0 | 0 | #NAME? | #NAME? | #NAME? | #NAME? | #NAME? | #NAME? | FALSE | 14.1 | FALSE | TRUE | #NAME? | #NAME? | #NAME? | #NAME? | #NAME? | #NAME? | #NAME? | #NAME? | #NAME? | #NAME? |  |  | 1: 0; 2: 0; 3: 0; 4: 0 | 0 |  | 0 | 0 | 0 | 19986 | 0 | 0 | 0 |  | 0 | 5881 | 5881 | 1998-06-17 | #NAME? | #NAME? | #NAME?
1998-06-18 | 1998 | 6 | 169 | 18 | 5 | 8.9 | 2.6562 | 8.75 | 19 | 19 | 10.5 | #NAME? | #NAME? | #NAME? | #NAME? | #NAME? | #NAME? | TRUE | 0.4 | TRUE | TRUE | #NAME? | #NAME? | #NAME? | #NAME? | #NAME? | #NAME? | #NAME? | #NAME? | #NAME? | #NAME? |  |  | 1: 0; 2: 0; 3: 0; 4: 0 | 0 |  | 0 | 0 | 0 | 19986 | 0 | 0 | 0 |  | 0 | 5882 | 5882 | 1998-06-18 | #NAME? | #NAME? | #NAME?
1998-06-19 | 1998 | 6 | 170 | 19 | 6 | 9.2 | 3.2922 | 18.6667 | 9.5 | 9.5 | 3.375 | #NAME? | #NAME? | #NAME? | #NAME? | #NAME? | #NAME? | FALSE | 19 | FALSE | TRUE | #NAME? | #NAME? | #NAME? | #NAME? | #NAME? | #NAME? | #NAME? | #NAME? | #NAME? | #NAME? |  |  | 1: 0; 2: 0; 3: 0; 4: 0 | 0 |  | 0 | 0 | 0 | 19986 | 0 | 0 | 0 |  | 0 | 5883 | 5883 | 1998-06-19 | #NAME? | #NAME? | #NAME?
1998-06-20 | 1998 | 6 | 171 | 20 | 7 | 10.4 | 3.9333 | 22 | 0 | 0 | 0 | #NAME? | #NAME? | #NAME? | #NAME? | #NAME? | #NAME? | FALSE | 28.5 | FALSE | TRUE | #NAME? | #NAME? | #NAME? | #NAME? | #NAME? | #NAME? | #NAME? | #NAME? | #NAME? | #NAME? |  |  | 1: 0; 2: 0; 3: 0; 4: 0 | 0 |  | 0 | 0 | 0 | 19986 | 0 | 0 | 0 |  | 0 | 5884 | 5884 | 1998-06-20 | #NAME? | #NAME? | #NAME?
1998-06-21 | 1998 | 6 | 172 | 21 | 1 | 6.2 | 3.9918 | 2.3333 | 0 | 0 | 0 | #NAME? | #NAME? | #NAME? | #NAME? | #NAME? | #NAME? | TRUE | 9.5 | TRUE | TRUE | #NAME? | #NAME? | #NAME? | #NAME? | #NAME? | #NAME? | #NAME? | #NAME? | #NAME? | #NAME? |  |  | 1: 3.6968; 2: 5.7416; 3: 0; 4: 0 | 9.4384 |  | 222.6398 | 361.3023 | 373.9606 | 19986 | 9.4384 | 222.6398 | 364.1678 |  | 0 | 5885 | 5885 | 1998-06-21 | #NAME? | #NAME? | #NAME?
1998-06-22 | 1998 | 6 | 173 | 22 | 2 | 5.9 | 4.4616 | 3.6667 | 0 | 0 | 0 | #NAME? | #NAME? | #NAME? | #NAME? | #NAME? | #NAME? | FALSE | 0 | TRUE | TRUE | #NAME? | #NAME? | #NAME? | #NAME? | #NAME? | #NAME? | #NAME? | #NAME? | #NAME? | #NAME? |  |  | 1: 0; 2: 0; 3: 2.9147; 4: 6.6388 | 9.5535 |  | 237.488 | 365.6561 | 376.965 | 19986 | 9.5535 | 237.488 | 388.4547 |  | 0 | 5886 | 5886 | 1998-06-22 | #NAME? | #NAME? | #NAME?
1998-06-23 | 1998 | 6 | 174 | 23 | 3 | 8.2 | 4.4476 | 9.8333 | 0.8 | 0.8 | 0 | #NAME? | #NAME? | #NAME? | #NAME? | #NAME? | #NAME? | TRUE | 0 | TRUE | TRUE | #NAME? | #NAME? | #NAME? | #NAME? | #NAME? | #NAME? | #NAME? | #NAME? | #NAME? | #NAME? |  |  | 1: 1.6764; 2: 1.9878; 3: 0; 4: 0 | 3.6642 |  | 82.8967 | 134.0423 | 138.7017 | 19986 | 3.6642 | 82.8967 | 135.5926 |  | 0 | 5887 | 5887 | 1998-06-23 | #NAME? | #NAME? | #NAME?
1998-06-24 | 1998 | 6 | 175 | 24 | 4 | 11.8 | 5.0736 | 9.6667 | 0 | 0 | 0 | #NAME? | #NAME? | #NAME? | #NAME? | #NAME? | #NAME? | FALSE | 0.8 | TRUE | TRUE | #NAME? | #NAME? | #NAME? | #NAME? | #NAME? | #NAME? | #NAME? | #NAME? | #NAME? | #NAME? |  |  | 1: 0; 2: 0; 3: 0; 4: 4.9001 | 4.9001 |  | 143.7365 | 221.3085 | 228.1531 | 19986 | 4.9001 | 143.7365 | 235.1071 |  | 0 | 5888 | 5888 | 1998-06-24 | #NAME? | #NAME? | #NAME?
1998-06-25 | 1998 | 6 | 176 | 25 | 5 | 11.8 | 4.9646 | 18.6667 | 0 | 0 | 0 | #NAME? | #NAME? | #NAME? | #NAME? | #NAME? | #NAME? | TRUE | 0.8 | TRUE | TRUE | #NAME? | #NAME? | #NAME? | #NAME? | #NAME? | #NAME? | #NAME? | #NAME? | #NAME? | #NAME? |  |  | 1: 0; 2: 0; 3: 0; 4: 0 | 0 |  | 0 | 0 | 0 | 19986 | 0 | 0 | 0 |  | 0 | 5889 | 5889 | 1998-06-25 | #NAME? | #NAME? | #NAME?
1998-06-26 | 1998 | 6 | 177 | 26 | 6 | 9.6 | 3.6457 | 19.8333 | 3.1 | 3.1 | 0 | #NAME? | #NAME? | #NAME? | #NAME? | #NAME? | #NAME? | FALSE | 0 | TRUE | TRUE | #NAME? | #NAME? | #NAME? | #NAME? | #NAME? | #NAME? | #NAME? | #NAME? | #NAME? | #NAME? |  |  | 1: 0; 2: 0; 3: 0; 4: 5.521 | 5.521 |  | 161.9492 | 249.3503 | 257.0622 | 19986 | 5.521 | 161.9492 | 264.8973 |  | 0 | 5890 | 5890 | 1998-06-26 | #NAME? | #NAME? | #NAME?
1998-06-27 | 1998 | 6 | 178 | 27 | 7 | 9.7 | 5.0666 | 40 | 2.4 | 2.4 | 0 | #NAME? | #NAME? | #NAME? | #NAME? | #NAME? | #NAME? | FALSE | 3.1 | TRUE | TRUE | #NAME? | #NAME? | #NAME? | #NAME? | #NAME? | #NAME? | #NAME? | #NAME? | #NAME? | #NAME? |  |  | 1: 0; 2: 0; 3: 0; 4: 0 | 0 |  | 0 | 0 | 0 | 19986 | 0 | 0 | 0 |  | 0 | 5891 | 5891 | 1998-06-27 | #NAME? | #NAME? | #NAME?
1998-06-28 | 1998 | 6 | 179 | 28 | 1 | 9.9 | 3.4716 | 27.1667 | 13.9 | 13.9 | 6.675 | #NAME? | #NAME? | #NAME? | #NAME? | #NAME? | #NAME? | TRUE | 5.5 | TRUE | TRUE | #NAME? | #NAME? | #NAME? | #NAME? | #NAME? | #NAME? | #NAME? | #NAME? | #NAME? | #NAME? |  |  | 1: 0; 2: 0; 3: 0; 4: 0 | 0 |  | 0 | 0 | 0 | 19986 | 0 | 0 | 0 |  | 0 | 5892 | 5892 | 1998-06-28 | #NAME? | #NAME? | #NAME?
1998-06-29 | 1998 | 6 | 180 | 29 | 2 | 12.3 | 2.5654 | 17.8333 | 13.9 | 13.9 | 6.675 | #NAME? | #NAME? | #NAME? | #NAME? | #NAME? | #NAME? | FALSE | 16.3 | FALSE | TRUE | #NAME? | #NAME? | #NAME? | #NAME? | #NAME? | #NAME? | #NAME? | #NAME? | #NAME? | #NAME? |  |  | 1: 0; 2: 0; 3: 0; 4: 0 | 0 |  | 0 | 0 | 0 | 19986 | 0 | 0 | 0 |  | 0 | 5893 | 5893 | 1998-06-29 | #NAME? | #NAME? | #NAME?
1998-06-30 | 1998 | 6 | 181 | 30 | 3 | 7.2 | 3.3508 | 2.8333 | 0 | 0 | 0 | #NAME? | #NAME? | #NAME? | #NAME? | #NAME? | #NAME? | TRUE | 27.8 | FALSE | TRUE | #NAME? | #NAME? | #NAME? | #NAME? | #NAME? | #NAME? | #NAME? | #NAME? | #NAME? | #NAME? |  |  | 1: 0; 2: 0; 3: 0; 4: 0 | 0 |  | 0 | 0 | 0 | 19986 | 0 | 0 | 0 |  | 0 | 5894 | 5894 | 1998-06-30 | #NAME? | #NAME? | #NAME?
1998-07-01 | 1998 | 7 | 182 | 1 | 4 | 12.4 | 3.392 | 8.5 | 16.4 | 16.4 | 8.55 | #NAME? | #NAME? | #NAME? | #NAME? | #NAME? | #NAME? | FALSE | 13.9 | FALSE | TRUE | #NAME? | #NAME? | #NAME? | #NAME? | #NAME? | #NAME? | #NAME? | #NAME? | #NAME? | #NAME? |  |  | 1: 0; 2: 0; 3: 0; 4: 0 | 0 |  | 0 | 0 | 0 | 19987 | 0 | 0 | 0 |  | 0 | 5895 | 5895 | 1998-07-01 | #NAME? | #NAME? | #NAME?
1998-07-02 | 1998 | 7 | 183 | 2 | 5 | 11.1 | 2.6953 | 12.1667 | 0.4 | 0.4 | 0 | #NAME? | #NAME? | #NAME? | #NAME? | #NAME? | #NAME? | TRUE | 16.4 | FALSE | TRUE | #NAME? | #NAME? | #NAME? | #NAME? | #NAME? | #NAME? | #NAME? | #NAME? | #NAME? | #NAME? |  |  | 1: 0; 2: 0; 3: 0; 4: 0 | 0 |  | 0 | 0 | 0 | 19987 | 0 | 0 | 0 |  | 0 | 5896 | 5896 | 1998-07-02 | #NAME? | #NAME? | #NAME?
1998-07-03 | 1998 | 7 | 184 | 3 | 6 | 11.8 | 2.274 | 6.3333 | 7.2 | 7.2 | 1.65 | #NAME? | #NAME? | #NAME? | #NAME? | #NAME? | #NAME? | FALSE | 16.8 | FALSE | TRUE | #NAME? | #NAME? | #NAME? | #NAME? | #NAME? | #NAME? | #NAME? | #NAME? | #NAME? | #NAME? |  |  | 1: 0; 2: 0; 3: 0; 4: 0 | 0 |  | 0 | 0 | 0 | 19987 | 0 | 0 | 0 |  | 0 | 5897 | 5897 | 1998-07-03 | #NAME? | #NAME? | #NAME?
1998-07-04 | 1998 | 7 | 185 | 4 | 7 | 13.6 | 2.3243 | 7.8333 | 53.6 | 53.6 | 36.45 | #NAME? | #NAME? | #NAME? | #NAME? | #NAME? | #NAME? | FALSE | 7.6 | TRUE | TRUE | #NAME? | #NAME? | #NAME? | #NAME? | #NAME? | #NAME? | #NAME? | #NAME? | #NAME? | #NAME? |  |  | 1: 0; 2: 0; 3: 4.0111; 4: 0 | 4.0111 |  | 58.8296 | 90.5788 | 93.3802 | 19987 | 4.0111 | 58.8296 | 96.2264 |  | 0 | 5898 | 5898 | 1998-07-04 | #NAME? | #NAME? | #NAME?
1998-07-05 | 1998 | 7 | 186 | 5 | 1 | 10.7 | 2.8754 | 5 | 13.4 | 13.4 | 6.3 | #NAME? | #NAME? | #NAME? | #NAME? | #NAME? | #NAME? | TRUE | 60.8 | FALSE | TRUE | #NAME? | #NAME? | #NAME? | #NAME? | #NAME? | #NAME? | #NAME? | #NAME? | #NAME? | #NAME? |  |  | 1: 0; 2: 0; 3: 0; 4: 0 | 0 |  | 0 | 0 | 0 | 19987 | 0 | 0 | 0 |  | 0 | 5899 | 5899 | 1998-07-05 | #NAME? | #NAME? | #NAME?
1998-07-06 | 1998 | 7 | 187 | 6 | 2 | 12.8 | 3.3504 | 5.6667 | 4.2 | 4.2 | 0 | #NAME? | #NAME? | #NAME? | #NAME? | #NAME? | #NAME? | FALSE | 67 | FALSE | TRUE | #NAME? | #NAME? | #NAME? | #NAME? | #NAME? | #NAME? | #NAME? | #NAME? | #NAME? | #NAME? |  |  | 1: 0; 2: 0; 3: 0; 4: 0 | 0 |  | 0 | 0 | 0 | 19987 | 0 | 0 | 0 |  | 0 | 5900 | 5900 | 1998-07-06 | #NAME? | #NAME? | #NAME?
1998-07-07 | 1998 | 7 | 188 | 7 | 3 | 12.2 | 3.2046 | 7.6667 | 0.8 | 0.8 | 0 | #NAME? | #NAME? | #NAME? | #NAME? | #NAME? | #NAME? | TRUE | 17.6 | FALSE | TRUE | #NAME? | #NAME? | #NAME? | #NAME? | #NAME? | #NAME? | #NAME? | #NAME? | #NAME? | #NAME? |  |  | 1: 0; 2: 0; 3: 0; 4: 0 | 0 |  | 0 | 0 | 0 | 19987 | 0 | 0 | 0 |  | 0 | 5901 | 5901 | 1998-07-07 | #NAME? | #NAME? | #NAME?
1998-07-08 | 1998 | 7 | 189 | 8 | 4 | 10.4 | 3.7667 | 6.1667 | 7.6 | 7.6 | 1.95 | #NAME? | #NAME? | #NAME? | #NAME? | #NAME? | #NAME? | FALSE | 5 | TRUE | TRUE | #NAME? | #NAME? | #NAME? | #NAME? | #NAME? | #NAME? | #NAME? | #NAME? | #NAME? | #NAME? |  |  | 1: 0; 2: 0; 3: 2.6133; 4: 5.8852 | 8.4985 |  | 210.9621 | 324.8147 | 334.8605 | 19987 | 8.4985 | 210.9621 | 345.0669 |  | 0 | 5902 | 5902 | 1998-07-08 | #NAME? | #NAME? | #NAME?
1998-07-09 | 1998 | 7 | 190 | 9 | 5 | 11.6 | 3.586 | 7 | 0 | 0 | 0 | #NAME? | #NAME? | #NAME? | #NAME? | #NAME? | #NAME? | TRUE | 8.4 | TRUE | TRUE | #NAME? | #NAME? | #NAME? | #NAME? | #NAME? | #NAME? | #NAME? | #NAME? | #NAME? | #NAME? |  |  | 1: 6.9465; 2: 9.6729; 3: 0; 4: 0 | 16.6195 |  | 385.6221 | 624.9157 | 646.7431 | 19987 | 16.6195 | 385.6221 | 630.7549 |  | 0 | 5903 | 5903 | 1998-07-09 | #NAME? | #NAME? | #NAME?
1998-07-10 | 1998 | 7 | 191 | 10 | 6 | 14.2 | 3.781 | 4.6667 | 2 | 2 | 0 | #NAME? | #NAME? | #NAME? | #NAME? | #NAME? | #NAME? | FALSE | 7.6 | TRUE | TRUE | #NAME? | #NAME? | #NAME? | #NAME? | #NAME? | #NAME? | #NAME? | #NAME? | #NAME? | #NAME? |  |  | 1: 0; 2: 0; 3: 0; 4: 4.2523 | 4.2523 |  | 124.7337 | 192.0502 | 197.9899 | 19987 | 4.2523 | 124.7337 | 204.0246 |  | 0 | 5904 | 5904 | 1998-07-10 | #NAME? | #NAME? | #NAME?
1998-07-11 | 1998 | 7 | 192 | 11 | 7 | 12.8 | 3.6 | 7.6667 | 1.4 | 1.4 | 0 | #NAME? | #NAME? | #NAME? | #NAME? | #NAME? | #NAME? | FALSE | 2 | TRUE | TRUE | #NAME? | #NAME? | #NAME? | #NAME? | #NAME? | #NAME? | #NAME? | #NAME? | #NAME? | #NAME? |  |  | 1: 0; 2: 0; 3: 3.2374; 4: 0 | 3.2374 |  | 47.4817 | 73.1067 | 75.3677 | 19987 | 3.2374 | 47.4817 | 77.6649 |  | 0 | 5905 | 5905 | 1998-07-11 | #NAME? | #NAME? | #NAME?
1998-07-12 | 1998 | 7 | 193 | 12 | 1 | 10.1 | 5.6585 | 10.8333 | 0 | 0 | 0 | #NAME? | #NAME? | #NAME? | #NAME? | #NAME? | #NAME? | TRUE | 3.4 | TRUE | TRUE | #NAME? | #NAME? | #NAME? | #NAME? | #NAME? | #NAME? | #NAME? | #NAME? | #NAME? | #NAME? |  |  | 1: 3.7654; 2: 4.7931; 3: 0; 4: 0 | 8.5585 |  | 195.8229 | 316.9553 | 327.9969 | 19987 | 8.5585 | 195.8229 | 320.3039 |  | 0 | 5906 | 5906 | 1998-07-12 | #NAME? | #NAME? | #NAME?
1998-07-13 | 1998 | 7 | 194 | 13 | 2 | 8.4 | 6.1449 | 14.1667 | 0 | 0 | 0 | #NAME? | #NAME? | #NAME? | #NAME? | #NAME? | #NAME? | FALSE | 1.4 | TRUE | TRUE | #NAME? | #NAME? | #NAME? | #NAME? | #NAME? | #NAME? | #NAME? | #NAME? | #NAME? | #NAME? |  |  | 1: 0; 2: 0; 3: 5.7748; 4: 7.3722 | 13.147 |  | 300.9476 | 463.3638 | 477.6946 | 19987 | 13.147 | 300.9476 | 492.2545 |  | 0 | 5907 | 5907 | 1998-07-13 | #NAME? | #NAME? | #NAME?
1998-07-14 | 1998 | 7 | 195 | 14 | 3 | 6.2 | 4.9634 | 5.8333 | 0 | 0 | 0 | #NAME? | #NAME? | #NAME? | #NAME? | #NAME? | #NAME? | TRUE | 0 | TRUE | TRUE | #NAME? | #NAME? | #NAME? | #NAME? | #NAME? | #NAME? | #NAME? | #NAME? | #NAME? | #NAME? |  |  | 1: 5.5642; 2: 6.1808; 3: 0; 4: 0 | 11.745 |  | 262.9118 | 424.7242 | 439.4575 | 19987 | 11.745 | 262.9118 | 430.04 |  | 0 | 5908 | 5908 | 1998-07-14 | #NAME? | #NAME? | #NAME?
1998-07-15 | 1998 | 7 | 196 | 15 | 4 | 9.1 | 3.0738 | 11.3333 | 0 | 0 | 0 | #NAME? | #NAME? | #NAME? | #NAME? | #NAME? | #NAME? | FALSE | 0 | TRUE | TRUE | #NAME? | #NAME? | #NAME? | #NAME? | #NAME? | #NAME? | #NAME? | #NAME? | #NAME? | #NAME? |  |  | 1: 0; 2: 0; 3: 8.2417; 4: 6.0644 | 14.3061 |  | 298.7679 | 460.0077 | 474.2348 | 19987 | 14.3061 | 298.7679 | 488.6892 |  | 0 | 5909 | 5909 | 1998-07-15 | #NAME? | #NAME? | #NAME?
1998-07-16 | 1998 | 7 | 197 | 16 | 5 | 14.5 | 4.496 | 4.8333 | 0 | 0 | 0 | #NAME? | #NAME? | #NAME? | #NAME? | #NAME? | #NAME? | TRUE | 0 | TRUE | TRUE | #NAME? | #NAME? | #NAME? | #NAME? | #NAME? | #NAME? | #NAME? | #NAME? | #NAME? | #NAME? |  |  | 1: 9.7359; 2: 11.9178; 3: 0; 4: 0 | 21.6537 |  | 492.3823 | 796.5288 | 824.2441 | 19987 | 21.6537 | 492.3823 | 805.3807 |  | 0 | 5910 | 5910 | 1998-07-16 | #NAME? | #NAME? | #NAME?
1998-07-17 | 1998 | 7 | 198 | 17 | 6 | 11.5 | 6.0274 | 4.8333 | 0 | 0 | 0 | #NAME? | #NAME? | #NAME? | #NAME? | #NAME? | #NAME? | FALSE | 0 | TRUE | TRUE | #NAME? | #NAME? | #NAME? | #NAME? | #NAME? | #NAME? | #NAME? | #NAME? | #NAME? | #NAME? |  |  | 1: 0; 2: 0; 3: 0; 4: 4.7528 | 4.7528 |  | 139.415 | 214.6548 | 221.2936 | 19987 | 4.7528 | 139.415 | 228.0385 |  | 0 | 5911 | 5911 | 1998-07-17 | #NAME? | #NAME? | #NAME?
1998-07-18 | 1998 | 7 | 199 | 18 | 7 | 11.9 | 4.4705 | 12.6667 | 0 | 0 | 0 | #NAME? | #NAME? | #NAME? | #NAME? | #NAME? | #NAME? | FALSE | 0 | TRUE | TRUE | #NAME? | #NAME? | #NAME? | #NAME? | #NAME? | #NAME? | #NAME? | #NAME? | #NAME? | #NAME? |  |  | 1: 0; 2: 0; 3: 8.7158; 4: 0 | 8.7158 |  | 127.8322 | 196.821 | 202.9083 | 19987 | 8.7158 | 127.8322 | 209.0928 |  | 0 | 5912 | 5912 | 1998-07-18 | #NAME? | #NAME? | #NAME?
1998-07-19 | 1998 | 7 | 200 | 19 | 1 | 12.3 | 5.1846 | 4.5 | 3.2 | 3.2 | 0 | #NAME? | #NAME? | #NAME? | #NAME? | #NAME? | #NAME? | TRUE | 0 | TRUE | TRUE | #NAME? | #NAME? | #NAME? | #NAME? | #NAME? | #NAME? | #NAME? | #NAME? | #NAME? | #NAME? |  |  | 1: 7.2535; 2: 8.4987; 3: 0; 4: 0 | 15.7522 |  | 355.6802 | 575.0297 | 595.0107 | 19987 | 15.7522 | 355.6802 | 581.7795 |  | 0 | 5913 | 5913 | 1998-07-19 | #NAME? | #NAME? | #NAME?
1998-07-20 | 1998 | 7 | 201 | 20 | 2 | 9.5 | 3.6845 | 7.3333 | 0 | 0 | 0 | #NAME? | #NAME? | #NAME? | #NAME? | #NAME? | #NAME? | FALSE | 3.2 | TRUE | TRUE | #NAME? | #NAME? | #NAME? | #NAME? | #NAME? | #NAME? | #NAME? | #NAME? | #NAME? | #NAME? |  |  | 1: 0; 2: 0; 3: 1.1559; 4: 8.6254 | 9.7813 |  | 269.9643 | 415.6593 | 428.5148 | 19987 | 9.7813 | 269.9643 | 441.5757 |  | 0 | 5914 | 5914 | 1998-07-20 | #NAME? | #NAME? | #NAME?
1998-07-21 | 1998 | 7 | 202 | 21 | 3 | 8.2 | 3.353 | 11 | 0 | 0 | 0 | #NAME? | #NAME? | #NAME? | #NAME? | #NAME? | #NAME? | TRUE | 3.2 | TRUE | TRUE | #NAME? | #NAME? | #NAME? | #NAME? | #NAME? | #NAME? | #NAME? | #NAME? | #NAME? | #NAME? |  |  | 1: 10.1171; 2: 11.8742; 3: 0; 4: 0 | 21.9913 |  | 496.6936 | 803.0263 | 830.9312 | 19987 | 21.9913 | 496.6936 | 812.4327 |  | 0 | 5915 | 5915 | 1998-07-21 | #NAME? | #NAME? | #NAME?
1998-07-22 | 1998 | 7 | 203 | 22 | 4 | 7.9 | 3.9606 | 4.3333 | 0 | 0 | 0 | #NAME? | #NAME? | #NAME? | #NAME? | #NAME? | #NAME? | FALSE | 0 | TRUE | TRUE | #NAME? | #NAME? | #NAME? | #NAME? | #NAME? | #NAME? | #NAME? | #NAME? | #NAME? | #NAME? |  |  | 1: 0; 2: 0; 3: 0; 4: 4.1241 | 4.1241 |  | 120.9746 | 186.2624 | 192.0231 | 19987 | 4.1241 | 120.9746 | 197.8759 |  | 0 | 5916 | 5916 | 1998-07-22 | #NAME? | #NAME? | #NAME?
1998-07-23 | 1998 | 7 | 204 | 23 | 5 | 10.9 | 4.4099 | 10.1667 | 0 | 0 | 0 | #NAME? | #NAME? | #NAME? | #NAME? | #NAME? | #NAME? | TRUE | 0 | TRUE | TRUE | #NAME? | #NAME? | #NAME? | #NAME? | #NAME? | #NAME? | #NAME? | #NAME? | #NAME? | #NAME? |  |  | 1: 4.9443; 2: 7.6707; 3: 0; 4: 0 | 12.6151 |  | 297.5249 | 482.8201 | 499.7353 | 19987 | 12.6151 | 297.5249 | 486.6561 |  | 0 | 5917 | 5917 | 1998-07-23 | #NAME? | #NAME? | #NAME?
1998-07-24 | 1998 | 7 | 205 | 24 | 6 | 12.8 | 5.1521 | 4.8333 | 0 | 0 | 0 | #NAME? | #NAME? | #NAME? | #NAME? | #NAME? | #NAME? | FALSE | 0 | TRUE | TRUE | #NAME? | #NAME? | #NAME? | #NAME? | #NAME? | #NAME? | #NAME? | #NAME? | #NAME? | #NAME? |  |  | 1: 0; 2: 0; 3: 0; 4: 4.7054 | 4.7054 |  | 138.026 | 212.5162 | 219.0889 | 19987 | 4.7054 | 138.026 | 225.7666 |  | 0 | 5918 | 5918 | 1998-07-24 | #NAME? | #NAME? | #NAME?
1998-07-25 | 1998 | 7 | 206 | 25 | 7 | 13.8 | 4.6947 | 9.3333 | 0 | 0 | 0 | #NAME? | #NAME? | #NAME? | #NAME? | #NAME? | #NAME? | FALSE | 0 | TRUE | TRUE | #NAME? | #NAME? | #NAME? | #NAME? | #NAME? | #NAME? | #NAME? | #NAME? | #NAME? | #NAME? |  |  | 1: 0; 2: 0; 3: 11.5309; 4: 0 | 11.5309 |  | 169.12 | 260.3912 | 268.4445 | 19987 | 11.5309 | 169.12 | 276.6265 |  | 0 | 5919 | 5919 | 1998-07-25 | #NAME? | #NAME? | #NAME?
1998-07-26 | 1998 | 7 | 207 | 26 | 1 | 15 | 4.6166 | 5.3333 | 0 | 0 | 0 | #NAME? | #NAME? | #NAME? | #NAME? | #NAME? | #NAME? | TRUE | 0 | TRUE | TRUE | #NAME? | #NAME? | #NAME? | #NAME? | #NAME? | #NAME? | #NAME? | #NAME? | #NAME? | #NAME? |  |  | 1: 6.7295; 2: 8.2253; 3: 0; 4: 0 | 14.9547 |  | 339.9735 | 549.9649 | 569.1001 | 19987 | 14.9547 | 339.9735 | 556.0884 |  | 0 | 5920 | 5920 | 1998-07-26 | #NAME? | #NAME? | #NAME?
1998-07-27 | 1998 | 7 | 208 | 27 | 2 | 14.8 | 4.6624 | 8.8333 | 0 | 0 | 0 | #NAME? | #NAME? | #NAME? | #NAME? | #NAME? | #NAME? | FALSE | 0 | TRUE | TRUE | #NAME? | #NAME? | #NAME? | #NAME? | #NAME? | #NAME? | #NAME? | #NAME? | #NAME? | #NAME? |  |  | 1: 0; 2: 0; 3: 1.0934; 4: 7.9549 | 9.0483 |  | 249.3801 | 383.9661 | 395.8414 | 19987 | 9.0483 | 249.3801 | 407.9064 |  | 0 | 5921 | 5921 | 1998-07-27 | #NAME? | #NAME? | #NAME?
1998-07-28 | 1998 | 7 | 209 | 28 | 3 | 15 | 4.262 | 12.6667 | 0 | 0 | 0 | #NAME? | #NAME? | #NAME? | #NAME? | #NAME? | #NAME? | TRUE | 0 | TRUE | TRUE | #NAME? | #NAME? | #NAME? | #NAME? | #NAME? | #NAME? | #NAME? | #NAME? | #NAME? | #NAME? |  |  | 1: 10.5644; 2: 11.9788; 3: 0; 4: 0 | 22.5432 |  | 506.3238 | 818.191 | 846.592 | 19987 | 22.5432 | 506.3238 | 828.1846 |  | 0 | 5922 | 5922 | 1998-07-28 | #NAME? | #NAME? | #NAME?
1998-07-29 | 1998 | 7 | 210 | 29 | 4 | 12.5 | 4.4775 | 4.1667 | 0 | 0 | 0 | #NAME? | #NAME? | #NAME? | #NAME? | #NAME? | #NAME? | FALSE | 0 | TRUE | TRUE | #NAME? | #NAME? | #NAME? | #NAME? | #NAME? | #NAME? | #NAME? | #NAME? | #NAME? | #NAME? |  |  | 1: 0; 2: 0; 3: 0; 4: 4.6241 | 4.6241 |  | 135.64 | 208.8425 | 215.3016 | 19987 | 4.6241 | 135.64 | 221.8638 |  | 0 | 5923 | 5923 | 1998-07-29 | #NAME? | #NAME? | #NAME?
1998-07-30 | 1998 | 7 | 211 | 30 | 5 | 14.1 | 4.6381 | 14.6667 | 0 | 0 | 0 | #NAME? | #NAME? | #NAME? | #NAME? | #NAME? | #NAME? | TRUE | 0 | TRUE | TRUE | #NAME? | #NAME? | #NAME? | #NAME? | #NAME? | #NAME? | #NAME? | #NAME? | #NAME? | #NAME? |  |  | 1: 3.9254; 2: 5.9702; 3: 0; 4: 0 | 9.8955 |  | 232.6969 | 377.5239 | 390.743 | 19987 | 9.8955 | 232.6969 | 380.6181 |  | 0 | 5924 | 5924 | 1998-07-30 | #NAME? | #NAME? | #NAME?
1998-07-31 | 1998 | 7 | 212 | 31 | 6 | 12.4 | 3.804 | 7.3333 | 22 | 22 | 12.75 | #NAME? | #NAME? | #NAME? | #NAME? | #NAME? | #NAME? | FALSE | 0 | TRUE | TRUE | #NAME? | #NAME? | #NAME? | #NAME? | #NAME? | #NAME? | #NAME? | #NAME? | #NAME? | #NAME? |  |  | 1: 0; 2: 0; 3: 0; 4: 5.0136 | 5.0136 |  | 147.0658 | 226.4346 | 233.4377 | 19987 | 5.0136 | 147.0658 | 240.5528 |  | 0 | 5925 | 5925 | 1998-07-31 | #NAME? | #NAME? | #NAME?
1998-08-01 | 1998 | 8 | 213 | 1 | 7 | 15.6 | 2.9337 | 17.5 | 2.6 | 2.6 | 0 | #NAME? | #NAME? | #NAME? | #NAME? | #NAME? | #NAME? | FALSE | 22 | FALSE | TRUE | #NAME? | #NAME? | #NAME? | #NAME? | #NAME? | #NAME? | #NAME? | #NAME? | #NAME? | #NAME? |  |  | 1: 0; 2: 0; 3: 0; 4: 0 | 0 |  | 0 | 0 | 0 | 19988 | 0 | 0 | 0 |  | 0 | 5926 | 5926 | 1998-08-01 | #NAME? | #NAME? | #NAME?
1998-08-02 | 1998 | 8 | 214 | 2 | 1 | 13.9 | 3.0084 | 12.6667 | 0 | 0 | 0 | #NAME? | #NAME? | #NAME? | #NAME? | #NAME? | #NAME? | TRUE | 24.6 | FALSE | TRUE | #NAME? | #NAME? | #NAME? | #NAME? | #NAME? | #NAME? | #NAME? | #NAME? | #NAME? | #NAME? |  |  | 1: 0; 2: 0; 3: 0; 4: 0 | 0 |  | 0 | 0 | 0 | 19988 | 0 | 0 | 0 |  | 0 | 5927 | 5927 | 1998-08-02 | #NAME? | #NAME? | #NAME?
1998-08-03 | 1998 | 8 | 215 | 3 | 2 | 10.8 | 4.2159 | 2.5 | 0 | 0 | 0 | #NAME? | #NAME? | #NAME? | #NAME? | #NAME? | #NAME? | FALSE | 2.6 | TRUE | TRUE | #NAME? | #NAME? | #NAME? | #NAME? | #NAME? | #NAME? | #NAME? | #NAME? | #NAME? | #NAME? |  |  | 1: 0; 2: 0; 3: 0; 4: 4.8023 | 4.8023 |  | 140.8685 | 216.8927 | 223.6008 | 19988 | 4.8023 | 140.8685 | 230.416 |  | 0 | 5928 | 5928 | 1998-08-03 | #NAME? | #NAME? | #NAME?
1998-08-04 | 1998 | 8 | 216 | 4 | 3 | 13 | 5.6307 | 12 | 0 | 0 | 0 | #NAME? | #NAME? | #NAME? | #NAME? | #NAME? | #NAME? | TRUE | 0 | TRUE | TRUE | #NAME? | #NAME? | #NAME? | #NAME? | #NAME? | #NAME? | #NAME? | #NAME? | #NAME? | #NAME? |  |  | 1: 4.2074; 2: 5.5706; 3: 0; 4: 0 | 9.7781 |  | 225.1145 | 364.5616 | 377.2765 | 19988 | 9.7781 | 225.1145 | 368.2157 |  | 0 | 5929 | 5929 | 1998-08-04 | #NAME? | #NAME? | #NAME?
1998-08-05 | 1998 | 8 | 217 | 5 | 4 | 15 | 7.199 | 8.3333 | 0 | 0 | 0 | #NAME? | #NAME? | #NAME? | #NAME? | #NAME? | #NAME? | FALSE | 0 | TRUE | TRUE | #NAME? | #NAME? | #NAME? | #NAME? | #NAME? | #NAME? | #NAME? | #NAME? | #NAME? | #NAME? |  |  | 1: 0; 2: 0; 3: 6.4871; 4: 5.4156 | 11.9027 |  | 254.0023 | 391.083 | 403.1783 | 19988 | 11.9027 | 254.0023 | 415.467 |  | 0 | 5930 | 5930 | 1998-08-05 | #NAME? | #NAME? | #NAME?
1998-08-06 | 1998 | 8 | 218 | 6 | 5 | 11.4 | 4.9664 | 9.8333 | 0 | 0 | 0 | #NAME? | #NAME? | #NAME? | #NAME? | #NAME? | #NAME? | TRUE | 0 | TRUE | TRUE | #NAME? | #NAME? | #NAME? | #NAME? | #NAME? | #NAME? | #NAME? | #NAME? | #NAME? | #NAME? |  |  | 1: 0; 2: 0; 3: 0; 4: 0 | 0 |  | 0 | 0 | 0 | 19988 | 0 | 0 | 0 |  | 0 | 5931 | 5931 | 1998-08-06 | #NAME? | #NAME? | #NAME?
1998-08-07 | 1998 | 8 | 219 | 7 | 6 | 10.1 | 4.7914 | 14 | 0 | 0 | 0 | #NAME? | #NAME? | #NAME? | #NAME? | #NAME? | #NAME? | FALSE | 0 | TRUE | TRUE | #NAME? | #NAME? | #NAME? | #NAME? | #NAME? | #NAME? | #NAME? | #NAME? | #NAME? | #NAME? |  |  | 1: 0; 2: 0; 3: 0; 4: 6.691 | 6.691 |  | 196.2692 | 302.1923 | 311.5384 | 19988 | 6.691 | 196.2692 | 321.0339 |  | 0 | 5932 | 5932 | 1998-08-07 | #NAME? | #NAME? | #NAME?
1998-08-08 | 1998 | 8 | 220 | 8 | 7 | 8.4 | 4.8387 | 2.8333 | 0 | 0 | 0 | #NAME? | #NAME? | #NAME? | #NAME? | #NAME? | #NAME? | FALSE | 0 | TRUE | TRUE | #NAME? | #NAME? | #NAME? | #NAME? | #NAME? | #NAME? | #NAME? | #NAME? | #NAME? | #NAME? |  |  | 1: 0; 2: 0; 3: 8.1901; 4: 0 | 8.1901 |  | 120.1216 | 184.9491 | 190.6692 | 19988 | 8.1901 | 120.1216 | 196.4807 |  | 0 | 5933 | 5933 | 1998-08-08 | #NAME? | #NAME? | #NAME?
1998-08-09 | 1998 | 8 | 221 | 9 | 1 | 10 | 5.6779 | 7.3333 | 0 | 0 | 0 | #NAME? | #NAME? | #NAME? | #NAME? | #NAME? | #NAME? | TRUE | 0 | TRUE | TRUE | #NAME? | #NAME? | #NAME? | #NAME? | #NAME? | #NAME? | #NAME? | #NAME? | #NAME? | #NAME? |  |  | 1: 16.9692; 2: 26.6613; 3: 0; 4: 0 | 43.6305 |  | 1030.9463 | 1673.2712 | 1731.9129 | 19988 | 43.6305 | 1030.9463 | 1686.3 |  | 0 | 5934 | 5934 | 1998-08-09 | #NAME? | #NAME? | #NAME?
1998-08-10 | 1998 | 8 | 222 | 10 | 2 | 11.7 | 6.2682 | 2.1667 | 0 | 0 | 0 | #NAME? | #NAME? | #NAME? | #NAME? | #NAME? | #NAME? | FALSE | 0 | TRUE | TRUE | #NAME? | #NAME? | #NAME? | #NAME? | #NAME? | #NAME? | #NAME? | #NAME? | #NAME? | #NAME? |  |  | 1: 0; 2: 0; 3: 0; 4: 8.4194 | 8.4194 |  | 246.9679 | 380.2522 | 392.0125 | 19988 | 8.4194 | 246.9679 | 403.9609 |  | 0 | 5935 | 5935 | 1998-08-10 | #NAME? | #NAME? | #NAME?
1998-08-11 | 1998 | 8 | 223 | 11 | 3 | 11.5 | 4.7805 | 11.1667 | 0 | 0 | 0 | #NAME? | #NAME? | #NAME? | #NAME? | #NAME? | #NAME? | TRUE | 0 | TRUE | TRUE | #NAME? | #NAME? | #NAME? | #NAME? | #NAME? | #NAME? | #NAME? | #NAME? | #NAME? | #NAME? |  |  | 1: 1.5592; 2: 2.2408; 3: 0; 4: 0 | 3.7999 |  | 88.5963 | 143.6332 | 148.6546 | 19988 | 3.7999 | 88.5963 | 144.9154 |  | 0 | 5936 | 5936 | 1998-08-11 | #NAME? | #NAME? | #NAME?
1998-08-12 | 1998 | 8 | 224 | 12 | 4 | 11 | 4.958 | 10.3333 | 0 | 0 | 0 | #NAME? | #NAME? | #NAME? | #NAME? | #NAME? | #NAME? | FALSE | 0 | TRUE | TRUE | #NAME? | #NAME? | #NAME? | #NAME? | #NAME? | #NAME? | #NAME? | #NAME? | #NAME? | #NAME? |  |  | 1: 0; 2: 0; 3: 2.1782; 4: 5.3123 | 7.4905 |  | 187.7739 | 289.1122 | 298.0538 | 19988 | 7.4905 | 187.7739 | 307.1383 |  | 0 | 5937 | 5937 | 1998-08-12 | #NAME? | #NAME? | #NAME?
1998-08-13 | 1998 | 8 | 225 | 13 | 5 | 14 | 4.833 | 14.8333 | 0 | 0 | 0 | #NAME? | #NAME? | #NAME? | #NAME? | #NAME? | #NAME? | TRUE | 0 | TRUE | TRUE | #NAME? | #NAME? | #NAME? | #NAME? | #NAME? | #NAME? | #NAME? | #NAME? | #NAME? | #NAME? |  |  | 1: 0; 2: 0; 3: 0; 4: 0 | 0 |  | 0 | 0 | 0 | 19988 | 0 | 0 | 0 |  | 0 | 5938 | 5938 | 1998-08-13 | #NAME? | #NAME? | #NAME?
1998-08-14 | 1998 | 8 | 226 | 14 | 6 | 12 | 5.1192 | 11.6667 | 0 | 0 | 0 | #NAME? | #NAME? | #NAME? | #NAME? | #NAME? | #NAME? | FALSE | 0 | TRUE | TRUE | #NAME? | #NAME? | #NAME? | #NAME? | #NAME? | #NAME? | #NAME? | #NAME? | #NAME? | #NAME? |  |  | 1: 0; 2: 0; 3: 0; 4: 5.3851 | 5.3851 |  | 157.9618 | 243.211 | 250.733 | 19988 | 5.3851 | 157.9618 | 258.3752 |  | 0 | 5939 | 5939 | 1998-08-14 | #NAME? | #NAME? | #NAME?
1998-08-15 | 1998 | 8 | 227 | 15 | 7 | 14.2 | 3.7199 | 19.8333 | 10.7 | 10.7 | 4.275 | #NAME? | #NAME? | #NAME? | #NAME? | #NAME? | #NAME? | FALSE | 0 | TRUE | TRUE | #NAME? | #NAME? | #NAME? | #NAME? | #NAME? | #NAME? | #NAME? | #NAME? | #NAME? | #NAME? |  |  | 1: 0; 2: 0; 3: 4.5745; 4: 0 | 4.5745 |  | 67.0925 | 103.3012 | 106.4961 | 19988 | 4.5745 | 67.0925 | 109.742 |  | 0 | 5940 | 5940 | 1998-08-15 | #NAME? | #NAME? | #NAME?
1998-08-16 | 1998 | 8 | 228 | 16 | 1 | 12.5 | 2.996 | 10.8333 | 2.6 | 2.6 | 0 | #NAME? | #NAME? | #NAME? | #NAME? | #NAME? | #NAME? | TRUE | 10.7 | FALSE | TRUE | #NAME? | #NAME? | #NAME? | #NAME? | #NAME? | #NAME? | #NAME? | #NAME? | #NAME? | #NAME? |  |  | 1: 0; 2: 0; 3: 0; 4: 0 | 0 |  | 0 | 0 | 0 | 19988 | 0 | 0 | 0 |  | 0 | 5941 | 5941 | 1998-08-16 | #NAME? | #NAME? | #NAME?
1998-08-17 | 1998 | 8 | 229 | 17 | 2 | 8.3 | 3.8935 | 11.6667 | 0 | 0 | 0 | #NAME? | #NAME? | #NAME? | #NAME? | #NAME? | #NAME? | FALSE | 13.3 | FALSE | TRUE | #NAME? | #NAME? | #NAME? | #NAME? | #NAME? | #NAME? | #NAME? | #NAME? | #NAME? | #NAME? |  |  | 1: 0; 2: 0; 3: 0; 4: 0 | 0 |  | 0 | 0 | 0 | 19988 | 0 | 0 | 0 |  | 0 | 5942 | 5942 | 1998-08-17 | #NAME? | #NAME? | #NAME?
1998-08-18 | 1998 | 8 | 230 | 18 | 3 | 7.9 | 5.0656 | 14.8333 | 0 | 0 | 0 | #NAME? | #NAME? | #NAME? | #NAME? | #NAME? | #NAME? | TRUE | 2.6 | TRUE | TRUE | #NAME? | #NAME? | #NAME? | #NAME? | #NAME? | #NAME? | #NAME? | #NAME? | #NAME? | #NAME? |  |  | 1: 0; 2: 0; 3: 0; 4: 0 | 0 |  | 0 | 0 | 0 | 19988 | 0 | 0 | 0 |  | 0 | 5943 | 5943 | 1998-08-18 | #NAME? | #NAME? | #NAME?
1998-08-19 | 1998 | 8 | 231 | 19 | 4 | 8.2 | 4.2056 | 9.8333 | 0 | 0 | 0 | #NAME? | #NAME? | #NAME? | #NAME? | #NAME? | #NAME? | FALSE | 0 | TRUE | TRUE | #NAME? | #NAME? | #NAME? | #NAME? | #NAME? | #NAME? | #NAME? | #NAME? | #NAME? | #NAME? |  |  | 1: 0; 2: 0; 3: 7.6026; 4: 8.8553 | 16.4579 |  | 371.2611 | 571.6242 | 589.3033 | 19988 | 16.4579 | 371.2611 | 607.2649 |  | 0 | 5944 | 5944 | 1998-08-19 | #NAME? | #NAME? | #NAME?
1998-08-20 | 1998 | 8 | 232 | 20 | 5 | 7.9 | 4.8318 | 3.3333 | 0 | 0 | 0 | #NAME? | #NAME? | #NAME? | #NAME? | #NAME? | #NAME? | TRUE | 0 | TRUE | TRUE | #NAME? | #NAME? | #NAME? | #NAME? | #NAME? | #NAME? | #NAME? | #NAME? | #NAME? | #NAME? |  |  | 1: 9.9944; 2: 17.3853; 3: 0; 4: 0 | 27.3796 |  | 656.5523 | 1066.9225 | 1104.4136 | 19988 | 27.3796 | 656.5523 | 1073.9105 |  | 0 | 5945 | 5945 | 1998-08-20 | #NAME? | #NAME? | #NAME?
1998-08-21 | 1998 | 8 | 233 | 21 | 6 | 11.4 | 4.2881 | 9.3333 | 1.6 | 1.6 | 0 | #NAME? | #NAME? | #NAME? | #NAME? | #NAME? | #NAME? | FALSE | 0 | TRUE | TRUE | #NAME? | #NAME? | #NAME? | #NAME? | #NAME? | #NAME? | #NAME? | #NAME? | #NAME? | #NAME? |  |  | 1: 0; 2: 0; 3: 0; 4: 4.9375 | 4.9375 |  | 144.8328 | 222.9966 | 229.8934 | 19988 | 4.9375 | 144.8328 | 236.9004 |  | 0 | 5946 | 5946 | 1998-08-21 | #NAME? | #NAME? | #NAME?
1998-08-22 | 1998 | 8 | 234 | 22 | 7 | 9 | 4.0299 | 9.0833 | 0.2 | 0.2 | 0 | #NAME? | #NAME? | #NAME? | #NAME? | #NAME? | #NAME? | FALSE | 1.6 | TRUE | TRUE | #NAME? | #NAME? | #NAME? | #NAME? | #NAME? | #NAME? | #NAME? | #NAME? | #NAME? | #NAME? |  |  | 1: 0; 2: 0; 3: 6.4938; 4: 0 | 6.4938 |  | 95.2426 | 146.6434 | 151.1788 | 19988 | 6.4938 | 95.2426 | 155.7866 |  | 0 | 5947 | 5947 | 1998-08-22 | #NAME? | #NAME? | #NAME?
1998-08-23 | 1998 | 8 | 235 | 23 | 1 | 7.6 | 3.7684 | 6.1667 | 0.2 | 0.2 | 0 | #NAME? | #NAME? | #NAME? | #NAME? | #NAME? | #NAME? | TRUE | 1.8 | TRUE | TRUE | #NAME? | #NAME? | #NAME? | #NAME? | #NAME? | #NAME? | #NAME? | #NAME? | #NAME? | #NAME? |  |  | 1: 7.6617; 2: 11.2548; 3: 0; 4: 0 | 18.9165 |  | 442.5129 | 717.6087 | 742.7117 | 19988 | 18.9165 | 442.5129 | 723.8103 |  | 0 | 5948 | 5948 | 1998-08-23 | #NAME? | #NAME? | #NAME?
1998-08-24 | 1998 | 8 | 236 | 24 | 2 | 7.8 | 3.6099 | 8 | 0 | 0 | 0 | #NAME? | #NAME? | #NAME? | #NAME? | #NAME? | #NAME? | FALSE | 0.4 | TRUE | TRUE | #NAME? | #NAME? | #NAME? | #NAME? | #NAME? | #NAME? | #NAME? | #NAME? | #NAME? | #NAME? |  |  | 1: 0; 2: 0; 3: 3.3231; 4: 6.6475 | 9.9706 |  | 243.7328 | 375.2712 | 386.8775 | 19988 | 9.9706 | 243.7328 | 398.6693 |  | 0 | 5949 | 5949 | 1998-08-24 | #NAME? | #NAME? | #NAME?
1998-08-25 | 1998 | 8 | 237 | 25 | 3 | 7.9 | 4.2172 | 5.8333 | 0 | 0 | 0 | #NAME? | #NAME? | #NAME? | #NAME? | #NAME? | #NAME? | TRUE | 0.2 | TRUE | TRUE | #NAME? | #NAME? | #NAME? | #NAME? | #NAME? | #NAME? | #NAME? | #NAME? | #NAME? | #NAME? |  |  | 1: 0; 2: 0; 3: 0; 4: 0 | 0 |  | 0 | 0 | 0 | 19988 | 0 | 0 | 0 |  | 0 | 5950 | 5950 | 1998-08-25 | #NAME? | #NAME? | #NAME?
1998-08-26 | 1998 | 8 | 238 | 26 | 4 | 10.4 | 4.5284 | 16.8333 | 0 | 0 | 0 | #NAME? | #NAME? | #NAME? | #NAME? | #NAME? | #NAME? | FALSE | 0 | TRUE | TRUE | #NAME? | #NAME? | #NAME? | #NAME? | #NAME? | #NAME? | #NAME? | #NAME? | #NAME? | #NAME? |  |  | 1: 0; 2: 0; 3: 1.3041; 4: 4.5995 | 5.9036 |  | 154.0445 | 237.1797 | 244.5151 | 19988 | 5.9036 | 154.0445 | 251.9678 |  | 0 | 5951 | 5951 | 1998-08-26 | #NAME? | #NAME? | #NAME?
1998-08-27 | 1998 | 8 | 239 | 27 | 5 | 9.5 | 4.3256 | 9.8333 | 0 | 0 | 0 | #NAME? | #NAME? | #NAME? | #NAME? | #NAME? | #NAME? | TRUE | 0 | TRUE | TRUE | #NAME? | #NAME? | #NAME? | #NAME? | #NAME? | #NAME? | #NAME? | #NAME? | #NAME? | #NAME? |  |  | 1: 11.6472; 2: 15.032; 3: 0; 4: 0 | 26.6792 |  | 611.7636 | 990.3765 | 1024.892 | 19988 | 26.6792 | 611.7636 | 1000.6505 |  | 0 | 5952 | 5952 | 1998-08-27 | #NAME? | #NAME? | #NAME?
1998-08-28 | 1998 | 8 | 240 | 28 | 6 | 6.1 | 4.6955 | 5.6667 | 0 | 0 | 0 | #NAME? | #NAME? | #NAME? | #NAME? | #NAME? | #NAME? | FALSE | 0 | TRUE | TRUE | #NAME? | #NAME? | #NAME? | #NAME? | #NAME? | #NAME? | #NAME? | #NAME? | #NAME? | #NAME? |  |  | 1: 0; 2: 0; 3: 0; 4: 4.8697 | 4.8697 |  | 142.8449 | 219.9357 | 226.7379 | 19988 | 4.8697 | 142.8449 | 233.6487 |  | 0 | 5953 | 5953 | 1998-08-28 | #NAME? | #NAME? | #NAME?
1998-08-29 | 1998 | 8 | 241 | 29 | 7 | 9.7 | 5.3749 | 6.1667 | 0 | 0 | 0 | #NAME? | #NAME? | #NAME? | #NAME? | #NAME? | #NAME? | FALSE | 0 | TRUE | TRUE | #NAME? | #NAME? | #NAME? | #NAME? | #NAME? | #NAME? | #NAME? | #NAME? | #NAME? | #NAME? |  |  | 1: 0; 2: 0; 3: 4.4046; 4: 0 | 4.4046 |  | 64.6015 | 99.4658 | 102.542 | 19988 | 4.4046 | 64.6015 | 105.6675 |  | 0 | 5954 | 5954 | 1998-08-29 | #NAME? | #NAME? | #NAME?
1998-08-30 | 1998 | 8 | 242 | 30 | 1 | 11.6 | 5.3722 | 10.3333 | 0 | 0 | 0 | #NAME? | #NAME? | #NAME? | #NAME? | #NAME? | #NAME? | TRUE | 0 | TRUE | TRUE | #NAME? | #NAME? | #NAME? | #NAME? | #NAME? | #NAME? | #NAME? | #NAME? | #NAME? | #NAME? |  |  | 1: 0; 2: 0; 3: 0; 4: 0 | 0 |  | 0 | 0 | 0 | 19988 | 0 | 0 | 0 |  | 0 | 5955 | 5955 | 1998-08-30 | #NAME? | #NAME? | #NAME?
1998-08-31 | 1998 | 8 | 243 | 31 | 2 | 7.1 | 4.5433 | 10 | 0 | 0 | 0 | #NAME? | #NAME? | #NAME? | #NAME? | #NAME? | #NAME? | FALSE | 0 | TRUE | TRUE | #NAME? | #NAME? | #NAME? | #NAME? | #NAME? | #NAME? | #NAME? | #NAME? | #NAME? | #NAME? |  |  | 1: 0; 2: 0; 3: 4.0368; 4: 8.4934 | 12.5302 |  | 308.3459 | 474.7547 | 489.4379 | 19988 | 12.5302 | 308.3459 | 504.3557 |  | 0 | 5956 | 5956 | 1998-08-31 | #NAME? | #NAME? | #NAME?
1998-09-01 | 1998 | 9 | 244 | 1 | 3 | 8.5 | 3.9433 | 9.3333 | 0 | 0 | 0 | #NAME? | #NAME? | #NAME? | #NAME? | #NAME? | #NAME? | TRUE | 0 | TRUE | TRUE | #NAME? | #NAME? | #NAME? | #NAME? | #NAME? | #NAME? | #NAME? | #NAME? | #NAME? | #NAME? |  |  | 1: 12.5873; 2: 16.6449; 3: 0; 4: 0 | 29.2322 |  | 672.8634 | 1089.6498 | 1127.6524 | 19989 | 29.2322 | 672.8634 | 1100.5903 |  | 0 | 5957 | 5957 | 1998-09-01 | #NAME? | #NAME? | #NAME?
1998-09-02 | 1998 | 9 | 245 | 2 | 4 | 8.2 | 5.6719 | 3.1667 | 0 | 0 | 0 | #NAME? | #NAME? | #NAME? | #NAME? | #NAME? | #NAME? | FALSE | 0 | TRUE | TRUE | #NAME? | #NAME? | #NAME? | #NAME? | #NAME? | #NAME? | #NAME? | #NAME? | #NAME? | #NAME? |  |  | 1: 0; 2: 0; 3: 0; 4: 4.4488 | 4.4488 |  | 130.4985 | 200.9262 | 207.1404 | 19989 | 4.4488 | 130.4985 | 213.4539 |  | 0 | 5958 | 5958 | 1998-09-02 | #NAME? | #NAME? | #NAME?
1998-09-03 | 1998 | 9 | 246 | 3 | 5 | 7.9 | 4.753 | 11.1667 | 0 | 0 | 0 | #NAME? | #NAME? | #NAME? | #NAME? | #NAME? | #NAME? | TRUE | 0 | TRUE | TRUE | #NAME? | #NAME? | #NAME? | #NAME? | #NAME? | #NAME? | #NAME? | #NAME? | #NAME? | #NAME? |  |  | 1: 4.6305; 2: 6.5159; 3: 0; 4: 0 | 11.1464 |  | 259.0475 | 419.8547 | 434.5241 | 19989 | 11.1464 | 259.0475 | 423.7193 |  | 0 | 5959 | 5959 | 1998-09-03 | #NAME? | #NAME? | #NAME?
1998-09-04 | 1998 | 9 | 247 | 4 | 6 | 10.1 | 4.0872 | 20 | 0 | 0 | 0 | #NAME? | #NAME? | #NAME? | #NAME? | #NAME? | #NAME? | FALSE | 0 | TRUE | TRUE | #NAME? | #NAME? | #NAME? | #NAME? | #NAME? | #NAME? | #NAME? | #NAME? | #NAME? | #NAME? |  |  | 1: 0; 2: 0; 3: 0; 4: 5.7337 | 5.7337 |  | 168.1878 | 258.9558 | 266.9647 | 19989 | 5.7337 | 168.1878 | 275.1016 |  | 0 | 5960 | 5960 | 1998-09-04 | #NAME? | #NAME? | #NAME?
1998-09-05 | 1998 | 9 | 248 | 5 | 7 | 4.7 | 3.8945 | 6.3333 | 0 | 0 | 0 | #NAME? | #NAME? | #NAME? | #NAME? | #NAME? | #NAME? | FALSE | 0 | TRUE | TRUE | #NAME? | #NAME? | #NAME? | #NAME? | #NAME? | #NAME? | #NAME? | #NAME? | #NAME? | #NAME? |  |  | 1: 0; 2: 0; 3: 11.6499; 4: 0 | 11.6499 |  | 170.8654 | 263.0784 | 271.2149 | 19989 | 11.6499 | 170.8654 | 279.4814 |  | 0 | 5961 | 5961 | 1998-09-05 | #NAME? | #NAME? | #NAME?
1998-09-06 | 1998 | 9 | 249 | 6 | 1 | 5.7 | 4.7954 | 4.8333 | 0 | 0 | 0 | #NAME? | #NAME? | #NAME? | #NAME? | #NAME? | #NAME? | TRUE | 0 | TRUE | TRUE | #NAME? | #NAME? | #NAME? | #NAME? | #NAME? | #NAME? | #NAME? | #NAME? | #NAME? | #NAME? |  |  | 1: 4.8005; 2: 5.3033; 3: 0; 4: 0 | 10.1038 |  | 225.971 | 365.0185 | 377.6784 | 19989 | 10.1038 | 225.971 | 369.6166 |  | 0 | 5962 | 5962 | 1998-09-06 | #NAME? | #NAME? | #NAME?
1998-09-07 | 1998 | 9 | 250 | 7 | 2 | 12.9 | 6.4022 | 10 | 0 | 0 | 0 | #NAME? | #NAME? | #NAME? | #NAME? | #NAME? | #NAME? | FALSE | 0 | TRUE | TRUE | #NAME? | #NAME? | #NAME? | #NAME? | #NAME? | #NAME? | #NAME? | #NAME? | #NAME? | #NAME? |  |  | 1: 0; 2: 0; 3: 3.3393; 4: 7.0595 | 10.3988 |  | 256.0539 | 394.2417 | 406.4347 | 19989 | 10.3988 | 256.0539 | 418.8226 |  | 0 | 5963 | 5963 | 1998-09-07 | #NAME? | #NAME? | #NAME?
1998-09-08 | 1998 | 9 | 251 | 8 | 3 | 11.6 | 4.059 | 10.3333 | 0 | 0 | 0 | #NAME? | #NAME? | #NAME? | #NAME? | #NAME? | #NAME? | TRUE | 0 | TRUE | TRUE | #NAME? | #NAME? | #NAME? | #NAME? | #NAME? | #NAME? | #NAME? | #NAME? | #NAME? | #NAME? |  |  | 1: 11.3795; 2: 12.6346; 3: 0; 4: 0 | 24.0141 |  | 537.515 | 868.3294 | 898.4506 | 19989 | 24.0141 | 537.515 | 879.2034 |  | 0 | 5964 | 5964 | 1998-09-08 | #NAME? | #NAME? | #NAME?
1998-09-09 | 1998 | 9 | 252 | 9 | 4 | 8.6 | 2.0557 | 7.6667 | 0 | 0 | 0 | #NAME? | #NAME? | #NAME? | #NAME? | #NAME? | #NAME? | FALSE | 0 | TRUE | TRUE | #NAME? | #NAME? | #NAME? | #NAME? | #NAME? | #NAME? | #NAME? | #NAME? | #NAME? | #NAME? |  |  | 1: 0; 2: 0; 3: 6.3838; 4: 5.7536 | 12.1375 |  | 262.4024 | 404.0164 | 416.5118 | 19989 | 12.1375 | 262.4024 | 429.2068 |  | 0 | 5965 | 5965 | 1998-09-09 | #NAME? | #NAME? | #NAME?
1998-09-10 | 1998 | 9 | 253 | 10 | 5 | 6.8 | 3.7164 | 7.6667 | 0 | 0 | 0 | #NAME? | #NAME? | #NAME? | #NAME? | #NAME? | #NAME? | TRUE | 0 | TRUE | TRUE | #NAME? | #NAME? | #NAME? | #NAME? | #NAME? | #NAME? | #NAME? | #NAME? | #NAME? | #NAME? |  |  | 1: 3.3133; 2: 4.953; 3: 0; 4: 0 | 8.2663 |  | 193.8827 | 314.4834 | 325.4899 | 19989 | 8.2663 | 193.8827 | 317.1303 |  | 0 | 5966 | 5966 | 1998-09-10 | #NAME? | #NAME? | #NAME?
1998-09-11 | 1998 | 9 | 254 | 11 | 6 | 5.7 | 4.4798 | 4.8333 | 0 | 0 | 0 | #NAME? | #NAME? | #NAME? | #NAME? | #NAME? | #NAME? | FALSE | 0 | TRUE | TRUE | #NAME? | #NAME? | #NAME? | #NAME? | #NAME? | #NAME? | #NAME? | #NAME? | #NAME? | #NAME? |  |  | 1: 0; 2: 0; 3: 0; 4: 4.324 | 4.324 |  | 126.838 | 195.2903 | 201.3302 | 19989 | 4.324 | 126.838 | 207.4666 |  | 0 | 5967 | 5967 | 1998-09-11 | #NAME? | #NAME? | #NAME?
1998-09-12 | 1998 | 9 | 255 | 12 | 7 | 5.5 | 4.3192 | 9.3333 | 0 | 0 | 0 | #NAME? | #NAME? | #NAME? | #NAME? | #NAME? | #NAME? | FALSE | 0 | TRUE | TRUE | #NAME? | #NAME? | #NAME? | #NAME? | #NAME? | #NAME? | #NAME? | #NAME? | #NAME? | #NAME? |  |  | 1: 0; 2: 0; 3: 5.9487; 4: 0 | 5.9487 |  | 87.2482 | 134.3345 | 138.4891 | 19989 | 5.9487 | 87.2482 | 142.7102 |  | 0 | 5968 | 5968 | 1998-09-12 | #NAME? | #NAME? | #NAME?
1998-09-13 | 1998 | 9 | 256 | 13 | 1 | 8 | 3.604 | 7.5 | 0 | 0 | 0 | #NAME? | #NAME? | #NAME? | #NAME? | #NAME? | #NAME? | TRUE | 0 | TRUE | TRUE | #NAME? | #NAME? | #NAME? | #NAME? | #NAME? | #NAME? | #NAME? | #NAME? | #NAME? | #NAME? |  |  | 1: 8.7757; 2: 10.3803; 3: 0; 4: 0 | 19.156 |  | 433.1984 | 700.4483 | 724.7946 | 19989 | 19.156 | 433.1984 | 708.5747 |  | 0 | 5969 | 5969 | 1998-09-13 | #NAME? | #NAME? | #NAME?
1998-09-14 | 1998 | 9 | 257 | 14 | 2 | 3.3 | 4.2766 | 5.3333 | 0 | 0 | 0 | #NAME? | #NAME? | #NAME? | #NAME? | #NAME? | #NAME? | FALSE | 0 | TRUE | TRUE | #NAME? | #NAME? | #NAME? | #NAME? | #NAME? | #NAME? | #NAME? | #NAME? | #NAME? | #NAME? |  |  | 1: 0; 2: 0; 3: 0; 4: 6.8217 | 6.8217 |  | 200.1031 | 308.0953 | 317.624 | 19989 | 6.8217 | 200.1031 | 327.305 |  | 0 | 5970 | 5970 | 1998-09-14 | #NAME? | #NAME? | #NAME?
1998-09-15 | 1998 | 9 | 258 | 15 | 3 | 6.5 | 3.5708 | 14.8333 | 0 | 0 | 0 | #NAME? | #NAME? | #NAME? | #NAME? | #NAME? | #NAME? | TRUE | 0 | TRUE | TRUE | #NAME? | #NAME? | #NAME? | #NAME? | #NAME? | #NAME? | #NAME? | #NAME? | #NAME? | #NAME? |  |  | 1: 2.9898; 2: 3.9238; 3: 0; 4: 0 | 6.9136 |  | 158.9494 | 257.3799 | 266.3543 | 19989 | 6.9136 | 158.9494 | 259.9906 |  | 0 | 5971 | 5971 | 1998-09-15 | #NAME? | #NAME? | #NAME?
1998-09-16 | 1998 | 9 | 259 | 16 | 4 | 4.5 | 4.2402 | 9 | 0 | 0 | 0 | #NAME? | #NAME? | #NAME? | #NAME? | #NAME? | #NAME? | FALSE | 0 | TRUE | TRUE | #NAME? | #NAME? | #NAME? | #NAME? | #NAME? | #NAME? | #NAME? | #NAME? | #NAME? | #NAME? |  |  | 1: 0; 2: 0; 3: 0; 4: 4.3161 | 4.3161 |  | 126.6043 | 194.9304 | 200.9592 | 19989 | 4.3161 | 126.6043 | 207.0843 |  | 0 | 5972 | 5972 | 1998-09-16 | #NAME? | #NAME? | #NAME?
1998-09-17 | 1998 | 9 | 260 | 17 | 5 | 5.9 | 2.046 | 12.3333 | 9.3 | 9.3 | 3.225 | #NAME? | #NAME? | #NAME? | #NAME? | #NAME? | #NAME? | TRUE | 0 | TRUE | TRUE | #NAME? | #NAME? | #NAME? | #NAME? | #NAME? | #NAME? | #NAME? | #NAME? | #NAME? | #NAME? |  |  | 1: 0; 2: 0; 3: 0; 4: 0 | 0 |  | 0 | 0 | 0 | 19989 | 0 | 0 | 0 |  | 0 | 5973 | 5973 | 1998-09-17 | #NAME? | #NAME? | #NAME?
1998-09-18 | 1998 | 9 | 261 | 18 | 6 | 7.6 | 1.4966 | 10 | 7.7 | 7.7 | 2.025 | #NAME? | #NAME? | #NAME? | #NAME? | #NAME? | #NAME? | FALSE | 9.3 | TRUE | TRUE | #NAME? | #NAME? | #NAME? | #NAME? | #NAME? | #NAME? | #NAME? | #NAME? | #NAME? | #NAME? |  |  | 1: 0; 2: 0; 3: 0; 4: 2.28 | 2.28 |  | 66.88 | 102.974 | 106.1587 | 19989 | 2.28 | 66.88 | 109.3944 |  | 0 | 5974 | 5974 | 1998-09-18 | #NAME? | #NAME? | #NAME?
1998-09-19 | 1998 | 9 | 262 | 19 | 7 | 4.6 | 1.6461 | 23 | 2.8 | 2.8 | 0 | #NAME? | #NAME? | #NAME? | #NAME? | #NAME? | #NAME? | FALSE | 17 | FALSE | TRUE | #NAME? | #NAME? | #NAME? | #NAME? | #NAME? | #NAME? | #NAME? | #NAME? | #NAME? | #NAME? |  |  | 1: 0; 2: 0; 3: 0; 4: 0 | 0 |  | 0 | 0 | 0 | 19989 | 0 | 0 | 0 |  | 0 | 5975 | 5975 | 1998-09-19 | #NAME? | #NAME? | #NAME?
1998-09-20 | 1998 | 9 | 263 | 20 | 1 | 5 | 1.6546 | 11 | 2.4 | 2.4 | 0 | #NAME? | #NAME? | #NAME? | #NAME? | #NAME? | #NAME? | TRUE | 10.5 | FALSE | TRUE | #NAME? | #NAME? | #NAME? | #NAME? | #NAME? | #NAME? | #NAME? | #NAME? | #NAME? | #NAME? |  |  | 1: 0; 2: 0; 3: 0; 4: 0 | 0 |  | 0 | 0 | 0 | 19989 | 0 | 0 | 0 |  | 0 | 5976 | 5976 | 1998-09-20 | #NAME? | #NAME? | #NAME?
1998-09-21 | 1998 | 9 | 264 | 21 | 2 | 3.8 | 2.9944 | 9.8333 | 0 | 0 | 0 | #NAME? | #NAME? | #NAME? | #NAME? | #NAME? | #NAME? | FALSE | 5.2 | TRUE | TRUE | #NAME? | #NAME? | #NAME? | #NAME? | #NAME? | #NAME? | #NAME? | #NAME? | #NAME? | #NAME? |  |  | 1: 0; 2: 0; 3: 5.0174; 4: 4.0954 | 9.1128 |  | 193.7192 | 298.266 | 307.4907 | 19989 | 9.1128 | 193.7192 | 316.8629 |  | 0 | 5977 | 5977 | 1998-09-21 | #NAME? | #NAME? | #NAME?
1998-09-22 | 1998 | 9 | 265 | 22 | 3 | 3.7 | 3.02 | 6.1667 | 0 | 0 | 0 | #NAME? | #NAME? | #NAME? | #NAME? | #NAME? | #NAME? | TRUE | 2.4 | TRUE | TRUE | #NAME? | #NAME? | #NAME? | #NAME? | #NAME? | #NAME? | #NAME? | #NAME? | #NAME? | #NAME? |  |  | 1: 11.5887; 2: 12.9898; 3: 0; 4: 0 | 24.5785 |  | 551.0028 | 890.2414 | 921.132 | 19989 | 24.5785 | 551.0028 | 901.2652 |  | 0 | 5978 | 5978 | 1998-09-22 | #NAME? | #NAME? | #NAME?
1998-09-23 | 1998 | 9 | 266 | 23 | 4 | 6 | 3.1118 | 1.8333 | 0 | 0 | 0 | #NAME? | #NAME? | #NAME? | #NAME? | #NAME? | #NAME? | FALSE | 0 | TRUE | TRUE | #NAME? | #NAME? | #NAME? | #NAME? | #NAME? | #NAME? | #NAME? | #NAME? | #NAME? | #NAME? |  |  | 1: 0; 2: 0; 3: 0; 4: 3.941 | 3.941 |  | 115.6034 | 177.9925 | 183.4974 | 19989 | 3.941 | 115.6034 | 189.0903 |  | 0 | 5979 | 5979 | 1998-09-23 | #NAME? | #NAME? | #NAME?
1998-09-24 | 1998 | 9 | 267 | 24 | 5 | 7.1 | 1.7562 | 13.8333 | 0 | 0 | 0 | #NAME? | #NAME? | #NAME? | #NAME? | #NAME? | #NAME? | TRUE | 0 | TRUE | TRUE | #NAME? | #NAME? | #NAME? | #NAME? | #NAME? | #NAME? | #NAME? | #NAME? | #NAME? | #NAME? |  |  | 1: 1.1172; 2: 1.7988; 3: 0; 4: 0 | 2.9161 |  | 69.1525 | 112.2714 | 116.2087 | 19989 | 2.9161 | 69.1525 | 113.1115 |  | 0 | 5980 | 5980 | 1998-09-24 | #NAME? | #NAME? | #NAME?
1998-09-25 | 1998 | 9 | 268 | 25 | 6 | 5.9 | 1.535 | 11.5 | 3 | 3 | 0 | #NAME? | #NAME? | #NAME? | #NAME? | #NAME? | #NAME? | FALSE | 0 | TRUE | FALSE | #NAME? | #NAME? | #NAME? | #NAME? | #NAME? | #NAME? | #NAME? | #NAME? | #NAME? | #NAME? |  |  | 1: 0; 2: 0; 3: 0; 4: 0 | 0 |  | 0 | 0 | 0 | 19989 | 0 | 0 | 0 |  | 0 | 5981 | 5981 | 1998-09-25 | #NAME? | #NAME? | #NAME?
1998-09-26 | 1998 | 9 | 269 | 26 | 7 | 0 | 2.794 | 6.3333 | 0 | 0 | 0 | #NAME? | #NAME? | #NAME? | #NAME? | #NAME? | #NAME? | FALSE | 3 | TRUE | TRUE | #NAME? | #NAME? | #NAME? | #NAME? | #NAME? | #NAME? | #NAME? | #NAME? | #NAME? | #NAME? |  |  | 1: 0; 2: 0; 3: 3.7568; 4: 0 | 3.7568 |  | 55.1004 | 84.8371 | 87.461 | 19989 | 3.7568 | 55.1004 | 90.1267 |  | 0 | 5982 | 5982 | 1998-09-26 | #NAME? | #NAME? | #NAME?
1998-09-27 | 1998 | 9 | 270 | 27 | 1 | 4.4 | 3.5223 | 9.3333 | 0 | 0 | 0 | #NAME? | #NAME? | #NAME? | #NAME? | #NAME? | #NAME? | TRUE | 3 | TRUE | TRUE | #NAME? | #NAME? | #NAME? | #NAME? | #NAME? | #NAME? | #NAME? | #NAME? | #NAME? | #NAME? |  |  | 1: 3.4914; 2: 4.582; 3: 0; 4: 0 | 8.0735 |  | 185.6135 | 300.5557 | 311.0355 | 19989 | 8.0735 | 185.6135 | 303.6046 |  | 0 | 5983 | 5983 | 1998-09-27 | #NAME? | #NAME? | #NAME?
1998-09-28 | 1998 | 9 | 271 | 28 | 2 | 4.7 | 2.3196 | 6.8333 | 0.2 | 0.2 | 0 | #NAME? | #NAME? | #NAME? | #NAME? | #NAME? | #NAME? | FALSE | 0 | TRUE | TRUE | #NAME? | #NAME? | #NAME? | #NAME? | #NAME? | #NAME? | #NAME? | #NAME? | #NAME? | #NAME? |  |  | 1: 0; 2: 0; 3: 1.6817; 4: 7.5641 | 9.2458 |  | 246.546 | 379.6026 | 391.3429 | 19989 | 9.2458 | 246.546 | 403.2708 |  | 0 | 5984 | 5984 | 1998-09-28 | #NAME? | #NAME? | #NAME?
1998-09-29 | 1998 | 9 | 272 | 29 | 3 | 3.7 | 0.85153 | 12.3333 | 0.7 | 0.7 | 0 | #NAME? | #NAME? | #NAME? | #NAME? | #NAME? | #NAME? | TRUE | 0.2 | TRUE | FALSE | #NAME? | #NAME? | #NAME? | #NAME? | #NAME? | #NAME? | #NAME? | #NAME? | #NAME? | #NAME? |  |  | 1: 0; 2: 0; 3: 0; 4: 0 | 0 |  | 0 | 0 | 0 | 19989 | 0 | 0 | 0 |  | 0 | 5985 | 5985 | 1998-09-29 | #NAME? | #NAME? | #NAME?
1998-09-30 | 1998 | 9 | 273 | 30 | 4 | 2.8 | 2.2399 | 12.6667 | 0 | 0 | 0 | #NAME? | #NAME? | #NAME? | #NAME? | #NAME? | #NAME? | FALSE | 0.9 | TRUE | FALSE | #NAME? | #NAME? | #NAME? | #NAME? | #NAME? | #NAME? | #NAME? | #NAME? | #NAME? | #NAME? |  |  | 1: 0; 2: 0; 3: 0; 4: 0 | 0 |  | 0 | 0 | 0 | 19989 | 0 | 0 | 0 |  | 0 | 5986 | 5986 | 1998-09-30 | #NAME? | #NAME? | #NAME?
1999-05-01 | 1999 | 5 | 121 | 1 | 7 | -0.7 | 4.1399 | 7.1667 | 0 | 0 | 0 | #NAME? | #NAME? | #NAME? | #NAME? | #NAME? | #NAME? | FALSE | 0.7 | TRUE | TRUE | #NAME? | #NAME? | #NAME? | #NAME? | #NAME? | #NAME? | #NAME? | #NAME? | #NAME? | #NAME? |  |  | 1: 0; 2: 0; 3: 0.5856; 4: 0 | 0.5856 |  | 8.5888 | 13.224 | 13.633 | 19995 | 0.5856 | 8.5888 | 14.0485 |  | 0 | 5987 | 5987 | 1999-05-01 | #NAME? | #NAME? | #NAME?
1999-05-02 | 1999 | 5 | 122 | 2 | 1 | 5.9 | 4.8158 | 22.3333 | 0 | 0 | 0 | #NAME? | #NAME? | #NAME? | #NAME? | #NAME? | #NAME? | TRUE | 0 | TRUE | FALSE | #NAME? | #NAME? | #NAME? | #NAME? | #NAME? | #NAME? | #NAME? | #NAME? | #NAME? | #NAME? |  |  | 1: 0; 2: 0; 3: 0; 4: 0 | 0 |  | 0 | 0 | 0 | 19995 | 0 | 0 | 0 |  | 0 | 5988 | 5988 | 1999-05-02 | #NAME? | #NAME? | #NAME?
1999-05-03 | 1999 | 5 | 123 | 3 | 2 | 0.2 | 3.8671 | 13.3333 | 0 | 0 | 0 | #NAME? | #NAME? | #NAME? | #NAME? | #NAME? | #NAME? | FALSE | 0 | TRUE | TRUE | #NAME? | #NAME? | #NAME? | #NAME? | #NAME? | #NAME? | #NAME? | #NAME? | #NAME? | #NAME? |  |  | 1: 0; 2: 0; 3: 2.2307; 4: 4.9287 | 7.1594 |  | 177.2917 | 272.9729 | 281.4154 | 19995 | 7.1594 | 177.2917 | 289.9928 |  | 0 | 5989 | 5989 | 1999-05-03 | #NAME? | #NAME? | #NAME?
1999-05-04 | 1999 | 5 | 124 | 4 | 3 | 3.4 | 4.4139 | 20.1667 | 0 | 0 | 0 | #NAME? | #NAME? | #NAME? | #NAME? | #NAME? | #NAME? | TRUE | 0 | TRUE | FALSE | #NAME? | #NAME? | #NAME? | #NAME? | #NAME? | #NAME? | #NAME? | #NAME? | #NAME? | #NAME? |  |  | 1: 0; 2: 0; 3: 0; 4: 0 | 0 |  | 0 | 0 | 0 | 19995 | 0 | 0 | 0 |  | 0 | 5990 | 5990 | 1999-05-04 | #NAME? | #NAME? | #NAME?
1999-05-05 | 1999 | 5 | 125 | 5 | 4 | 1.3 | 3.9155 | 20.8333 | 0 | 0 | 0 | #NAME? | #NAME? | #NAME? | #NAME? | #NAME? | #NAME? | FALSE | 0 | TRUE | FALSE | #NAME? | #NAME? | #NAME? | #NAME? | #NAME? | #NAME? | #NAME? | #NAME? | #NAME? | #NAME? |  |  | 1: 0; 2: 0; 3: 0; 4: 0 | 0 |  | 0 | 0 | 0 | 19995 | 0 | 0 | 0 |  | 0 | 5991 | 5991 | 1999-05-05 | #NAME? | #NAME? | #NAME?
1999-05-06 | 1999 | 5 | 126 | 6 | 5 | -2 | 5.5749 | 8 | 0 | 0 | 0 | #NAME? | #NAME? | #NAME? | #NAME? | #NAME? | #NAME? | TRUE | 0 | TRUE | FALSE | #NAME? | #NAME? | #NAME? | #NAME? | #NAME? | #NAME? | #NAME? | #NAME? | #NAME? | #NAME? |  |  | 1: 0; 2: 0; 3: 0; 4: 0 | 0 |  | 0 | 0 | 0 | 19995 | 0 | 0 | 0 |  | 0 | 5992 | 5992 | 1999-05-06 | #NAME? | #NAME? | #NAME?
1999-05-07 | 1999 | 5 | 127 | 7 | 6 | 1.6 | 5.6121 | 17.5 | 0 | 0 | 0 | #NAME? | #NAME? | #NAME? | #NAME? | #NAME? | #NAME? | FALSE | 0 | TRUE | FALSE | #NAME? | #NAME? | #NAME? | #NAME? | #NAME? | #NAME? | #NAME? | #NAME? | #NAME? | #NAME? |  |  | 1: 0; 2: 0; 3: 0; 4: 0 | 0 |  | 0 | 0 | 0 | 19995 | 0 | 0 | 0 |  | 0 | 5993 | 5993 | 1999-05-07 | #NAME? | #NAME? | #NAME?
1999-05-08 | 1999 | 5 | 128 | 8 | 7 | -0.6 | 3.3095 | 12.8333 | 0 | 0 | 0 | #NAME? | #NAME? | #NAME? | #NAME? | #NAME? | #NAME? | FALSE | 0 | TRUE | FALSE | #NAME? | #NAME? | #NAME? | #NAME? | #NAME? | #NAME? | #NAME? | #NAME? | #NAME? | #NAME? |  |  | 1: 0; 2: 0; 3: 0; 4: 0 | 0 |  | 0 | 0 | 0 | 19995 | 0 | 0 | 0 |  | 0 | 5994 | 5994 | 1999-05-08 | #NAME? | #NAME? | #NAME?
1999-05-09 | 1999 | 5 | 129 | 9 | 1 | -3.8 | 3.2982 | 15.6667 | 0.6 | 0.6 | 0 | #NAME? | #NAME? | #NAME? | #NAME? | #NAME? | #NAME? | TRUE | 0 | TRUE | FALSE | #NAME? | #NAME? | #NAME? | #NAME? | #NAME? | #NAME? | #NAME? | #NAME? | #NAME? | #NAME? |  |  | 1: 0; 2: 0; 3: 0; 4: 0 | 0 |  | 0 | 0 | 0 | 19995 | 0 | 0 | 0 |  | 0 | 5995 | 5995 | 1999-05-09 | #NAME? | #NAME? | #NAME?
1999-05-10 | 1999 | 5 | 130 | 10 | 2 | -1.1 | 1.6042 | 17.3333 | 5 | 5 | 0 | #NAME? | #NAME? | #NAME? | #NAME? | #NAME? | #NAME? | FALSE | 0.6 | TRUE | FALSE | #NAME? | #NAME? | #NAME? | #NAME? | #NAME? | #NAME? | #NAME? | #NAME? | #NAME? | #NAME? |  |  | 1: 0; 2: 0; 3: 0; 4: 0 | 0 |  | 0 | 0 | 0 | 19995 | 0 | 0 | 0 |  | 0 | 5996 | 5996 | 1999-05-10 | #NAME? | #NAME? | #NAME?
1999-05-11 | 1999 | 5 | 131 | 11 | 3 | -5.6 | 3.1122 | 5.6667 | 0 | 0 | 0 | #NAME? | #NAME? | #NAME? | #NAME? | #NAME? | #NAME? | TRUE | 5.6 | TRUE | FALSE | #NAME? | #NAME? | #NAME? | #NAME? | #NAME? | #NAME? | #NAME? | #NAME? | #NAME? | #NAME? |  |  | 1: 0; 2: 0; 3: 0; 4: 0 | 0 |  | 0 | 0 | 0 | 19995 | 0 | 0 | 0 |  | 0 | 5997 | 5997 | 1999-05-11 | #NAME? | #NAME? | #NAME?
1999-05-12 | 1999 | 5 | 132 | 12 | 4 | 0.6 | 1.5503 | 3.3333 | 7.2 | 7.2 | 1.65 | #NAME? | #NAME? | #NAME? | #NAME? | #NAME? | #NAME? | FALSE | 5 | TRUE | FALSE | #NAME? | #NAME? | #NAME? | #NAME? | #NAME? | #NAME? | #NAME? | #NAME? | #NAME? | #NAME? |  |  | 1: 0; 2: 0; 3: 0; 4: 0 | 0 |  | 0 | 0 | 0 | 19995 | 0 | 0 | 0 |  | 0 | 5998 | 5998 | 1999-05-12 | #NAME? | #NAME? | #NAME?
1999-05-13 | 1999 | 5 | 133 | 13 | 5 | 1.9 | 2.7323 | 5.8333 | 1.4 | 1.4 | 0 | #NAME? | #NAME? | #NAME? | #NAME? | #NAME? | #NAME? | TRUE | 7.2 | TRUE | TRUE | #NAME? | #NAME? | #NAME? | #NAME? | #NAME? | #NAME? | #NAME? | #NAME? | #NAME? | #NAME? |  |  | 1: 0; 2: 0; 3: 0; 4: 0 | 0 |  | 0 | 0 | 0 | 19995 | 0 | 0 | 0 |  | 0 | 5999 | 5999 | 1999-05-13 | #NAME? | #NAME? | #NAME?
1999-05-14 | 1999 | 5 | 134 | 14 | 6 | 3.3 | 3.2681 | 27.5 | 5.4 | 5.4 | 0.3 | #NAME? | #NAME? | #NAME? | #NAME? | #NAME? | #NAME? | FALSE | 8.6 | TRUE | FALSE | #NAME? | #NAME? | #NAME? | #NAME? | #NAME? | #NAME? | #NAME? | #NAME? | #NAME? | #NAME? |  |  | 1: 0; 2: 0; 3: 0; 4: 0 | 0 |  | 0 | 0 | 0 | 19995 | 0 | 0 | 0 |  | 0 | 6000 | 6000 | 1999-05-14 | #NAME? | #NAME? | #NAME?
1999-05-15 | 1999 | 5 | 135 | 15 | 7 | 1.9 | 4.1761 | 35.3333 | 0.8 | 0.8 | 0 | #NAME? | #NAME? | #NAME? | #NAME? | #NAME? | #NAME? | FALSE | 6.8 | TRUE | FALSE | #NAME? | #NAME? | #NAME? | #NAME? | #NAME? | #NAME? | #NAME? | #NAME? | #NAME? | #NAME? |  |  | 1: 0; 2: 0; 3: 0; 4: 0 | 0 |  | 0 | 0 | 0 | 19995 | 0 | 0 | 0 |  | 0 | 6001 | 6001 | 1999-05-15 | #NAME? | #NAME? | #NAME?
1999-05-16 | 1999 | 5 | 136 | 16 | 1 | -0.9 | 3.351 | 5.1667 | 0 | 0 | 0 | #NAME? | #NAME? | #NAME? | #NAME? | #NAME? | #NAME? | TRUE | 6.2 | TRUE | FALSE | #NAME? | #NAME? | #NAME? | #NAME? | #NAME? | #NAME? | #NAME? | #NAME? | #NAME? | #NAME? |  |  | 1: 0; 2: 0; 3: 0; 4: 0 | 0 |  | 0 | 0 | 0 | 19995 | 0 | 0 | 0 |  | 0 | 6002 | 6002 | 1999-05-16 | #NAME? | #NAME? | #NAME?
1999-05-17 | 1999 | 5 | 137 | 17 | 2 | 1.3 | 4.0476 | 6.8333 | 0 | 0 | 0 | #NAME? | #NAME? | #NAME? | #NAME? | #NAME? | #NAME? | FALSE | 0.8 | TRUE | FALSE | #NAME? | #NAME? | #NAME? | #NAME? | #NAME? | #NAME? | #NAME? | #NAME? | #NAME? | #NAME? |  |  | 1: 0; 2: 0; 3: 0; 4: 0 | 0 |  | 0 | 0 | 0 | 19995 | 0 | 0 | 0 |  | 0 | 6003 | 6003 | 1999-05-17 | #NAME? | #NAME? | #NAME?
1999-05-18 | 1999 | 5 | 138 | 18 | 3 | 1.3 | 3.4158 | 8.1667 | 1.4 | 1.4 | 0 | #NAME? | #NAME? | #NAME? | #NAME? | #NAME? | #NAME? | TRUE | 0 | TRUE | TRUE | #NAME? | #NAME? | #NAME? | #NAME? | #NAME? | #NAME? | #NAME? | #NAME? | #NAME? | #NAME? |  |  | 1: 13.5826; 2: 25.7043; 3: 0; 4: 0 | 39.2869 |  | 953.2039 | 1550.4877 | 1605.0846 | 19995 | 39.2869 | 953.2039 | 1559.1381 |  | 0 | 6004 | 6004 | 1999-05-18 | #NAME? | #NAME? | #NAME?
1999-05-19 | 1999 | 5 | 139 | 19 | 4 | 4.4 | 2.743 | 7.8333 | 3.1 | 3.1 | 0 | #NAME? | #NAME? | #NAME? | #NAME? | #NAME? | #NAME? | FALSE | 1.4 | TRUE | FALSE | #NAME? | #NAME? | #NAME? | #NAME? | #NAME? | #NAME? | #NAME? | #NAME? | #NAME? | #NAME? |  |  | 1: 0; 2: 0; 3: 0; 4: 0 | 0 |  | 0 | 0 | 0 | 19995 | 0 | 0 | 0 |  | 0 | 6005 | 6005 | 1999-05-19 | #NAME? | #NAME? | #NAME?
1999-05-20 | 1999 | 5 | 140 | 20 | 5 | 0.3 | 3.0881 | 1.6667 | 7.8 | 7.8 | 2.1 | #NAME? | #NAME? | #NAME? | #NAME? | #NAME? | #NAME? | TRUE | 4.5 | TRUE | TRUE | #NAME? | #NAME? | #NAME? | #NAME? | #NAME? | #NAME? | #NAME? | #NAME? | #NAME? | #NAME? |  |  | 1: 0; 2: 0; 3: 0; 4: 0 | 0 |  | 0 | 0 | 0 | 19995 | 0 | 0 | 0 |  | 0 | 6006 | 6006 | 1999-05-20 | #NAME? | #NAME? | #NAME?
1999-05-21 | 1999 | 5 | 141 | 21 | 6 | 4.1 | 3.3074 | 13 | 3.5 | 3.5 | 0 | #NAME? | #NAME? | #NAME? | #NAME? | #NAME? | #NAME? | FALSE | 10.9 | FALSE | TRUE | #NAME? | #NAME? | #NAME? | #NAME? | #NAME? | #NAME? | #NAME? | #NAME? | #NAME? | #NAME? |  |  | 1: 0; 2: 0; 3: 0; 4: 0 | 0 |  | 0 | 0 | 0 | 19995 | 0 | 0 | 0 |  | 0 | 6007 | 6007 | 1999-05-21 | #NAME? | #NAME? | #NAME?
1999-05-22 | 1999 | 5 | 142 | 22 | 7 | 4.1 | 4.9203 | 6.1667 | 0 | 0 | 0 | #NAME? | #NAME? | #NAME? | #NAME? | #NAME? | #NAME? | FALSE | 11.3 | FALSE | TRUE | #NAME? | #NAME? | #NAME? | #NAME? | #NAME? | #NAME? | #NAME? | #NAME? | #NAME? | #NAME? |  |  | 1: 0; 2: 0; 3: 0; 4: 0 | 0 |  | 0 | 0 | 0 | 19995 | 0 | 0 | 0 |  | 0 | 6008 | 6008 | 1999-05-22 | #NAME? | #NAME? | #NAME?
1999-05-23 | 1999 | 5 | 143 | 23 | 1 | 8.7 | 6.2158 | 9.1667 | 0 | 0 | 0 | #NAME? | #NAME? | #NAME? | #NAME? | #NAME? | #NAME? | TRUE | 3.5 | TRUE | TRUE | #NAME? | #NAME? | #NAME? | #NAME? | #NAME? | #NAME? | #NAME? | #NAME? | #NAME? | #NAME? |  |  | 1: 8.9814; 2: 11.6583; 3: 0; 4: 0 | 20.6397 |  | 473.7032 | 766.9324 | 793.6652 | 19995 | 20.6397 | 473.7032 | 774.8277 |  | 0 | 6009 | 6009 | 1999-05-23 | #NAME? | #NAME? | #NAME?
1999-05-24 | 1999 | 5 | 144 | 24 | 2 | 7.3 | 7.0405 | 6.3333 | 0 | 0 | 0 | #NAME? | #NAME? | #NAME? | #NAME? | #NAME? | #NAME? | FALSE | 0 | TRUE | TRUE | #NAME? | #NAME? | #NAME? | #NAME? | #NAME? | #NAME? | #NAME? | #NAME? | #NAME? | #NAME? |  |  | 1: 0; 2: 0; 3: 0; 4: 12.1265 | 12.1265 |  | 355.7111 | 547.6822 | 564.6208 | 19995 | 12.1265 | 355.7111 | 581.8301 |  | 0 | 6010 | 6010 | 1999-05-24 | #NAME? | #NAME? | #NAME?
1999-05-25 | 1999 | 5 | 145 | 25 | 3 | 9.8 | 7.2289 | 13.5 | 0 | 0 | 0 | #NAME? | #NAME? | #NAME? | #NAME? | #NAME? | #NAME? | TRUE | 0 | TRUE | TRUE | #NAME? | #NAME? | #NAME? | #NAME? | #NAME? | #NAME? | #NAME? | #NAME? | #NAME? | #NAME? |  |  | 1: 0; 2: 0; 3: 0; 4: 0 | 0 |  | 0 | 0 | 0 | 19995 | 0 | 0 | 0 |  | 0 | 6011 | 6011 | 1999-05-25 | #NAME? | #NAME? | #NAME?
1999-05-26 | 1999 | 5 | 146 | 26 | 4 | 4.8 | 5.1212 | 18.5 | 4.7 | 4.7 | 0 | #NAME? | #NAME? | #NAME? | #NAME? | #NAME? | #NAME? | FALSE | 0 | TRUE | TRUE | #NAME? | #NAME? | #NAME? | #NAME? | #NAME? | #NAME? | #NAME? | #NAME? | #NAME? | #NAME? |  |  | 1: 0; 2: 0; 3: 7.0839; 4: 6.2559 | 13.3398 |  | 287.4038 | 442.5106 | 456.1965 | 19995 | 13.3398 | 287.4038 | 470.1011 |  | 0 | 6012 | 6012 | 1999-05-26 | #NAME? | #NAME? | #NAME?
1999-05-27 | 1999 | 5 | 147 | 27 | 5 | 6.7 | 6.5315 | 6.3333 | 0 | 0 | 0 | #NAME? | #NAME? | #NAME? | #NAME? | #NAME? | #NAME? | TRUE | 4.7 | TRUE | TRUE | #NAME? | #NAME? | #NAME? | #NAME? | #NAME? | #NAME? | #NAME? | #NAME? | #NAME? | #NAME? |  |  | 1: 9.8559; 2: 12.5034; 3: 0; 4: 0 | 22.3594 |  | 511.3211 | 827.5762 | 856.4031 | 19995 | 22.3594 | 511.3211 | 836.3585 |  | 0 | 6013 | 6013 | 1999-05-27 | #NAME? | #NAME? | #NAME?
1999-05-28 | 1999 | 5 | 148 | 28 | 6 | 6.3 | 4.0561 | 18.1667 | 0 | 0 | 0 | #NAME? | #NAME? | #NAME? | #NAME? | #NAME? | #NAME? | FALSE | 4.7 | TRUE | TRUE | #NAME? | #NAME? | #NAME? | #NAME? | #NAME? | #NAME? | #NAME? | #NAME? | #NAME? | #NAME? |  |  | 1: 0; 2: 0; 3: 0; 4: 6.409 | 6.409 |  | 187.9966 | 289.455 | 298.4072 | 19995 | 6.409 | 187.9966 | 307.5025 |  | 0 | 6014 | 6014 | 1999-05-28 | #NAME? | #NAME? | #NAME?
1999-05-29 | 1999 | 5 | 149 | 29 | 7 | 4.5 | 2.248 | 19.1667 | 9.2 | 9.2 | 3.15 | #NAME? | #NAME? | #NAME? | #NAME? | #NAME? | #NAME? | FALSE | 0 | TRUE | FALSE | #NAME? | #NAME? | #NAME? | #NAME? | #NAME? | #NAME? | #NAME? | #NAME? | #NAME? | #NAME? |  |  | 1: 0; 2: 0; 3: 0; 4: 0 | 0 |  | 0 | 0 | 0 | 19995 | 0 | 0 | 0 |  | 0 | 6015 | 6015 | 1999-05-29 | #NAME? | #NAME? | #NAME?
1999-05-30 | 1999 | 5 | 150 | 30 | 1 | 0.8 | 3.7787 | 7.1667 | 0 | 0 | 0 | #NAME? | #NAME? | #NAME? | #NAME? | #NAME? | #NAME? | TRUE | 9.2 | TRUE | TRUE | #NAME? | #NAME? | #NAME? | #NAME? | #NAME? | #NAME? | #NAME? | #NAME? | #NAME? | #NAME? |  |  | 1: 5.022; 2: 8.464; 3: 0; 4: 0 | 13.486 |  | 321.9345 | 522.9602 | 541.3219 | 19995 | 13.486 | 321.9345 | 526.5823 |  | 0 | 6016 | 6016 | 1999-05-30 | #NAME? | #NAME? | #NAME?
1999-05-31 | 1999 | 5 | 151 | 31 | 2 | 5.4 | 3.6295 | 6.3333 | 2.4 | 2.4 | 0 | #NAME? | #NAME? | #NAME? | #NAME? | #NAME? | #NAME? | FALSE | 9.2 | TRUE | TRUE | #NAME? | #NAME? | #NAME? | #NAME? | #NAME? | #NAME? | #NAME? | #NAME? | #NAME? | #NAME? |  |  | 1: 0; 2: 0; 3: 3.7862; 4: 4.3583 | 8.1445 |  | 183.3742 | 282.3381 | 291.0702 | 19995 | 8.1445 | 183.3742 | 299.9418 |  | 0 | 6017 | 6017 | 1999-05-31 | #NAME? | #NAME? | #NAME?
1999-06-01 | 1999 | 6 | 152 | 1 | 3 | 5.7 | 2.9528 | 7 | 5.6 | 5.6 | 0.45 | #NAME? | #NAME? | #NAME? | #NAME? | #NAME? | #NAME? | TRUE | 2.4 | TRUE | TRUE | #NAME? | #NAME? | #NAME? | #NAME? | #NAME? | #NAME? | #NAME? | #NAME? | #NAME? | #NAME? |  |  | 1: 1.7067; 2: 2.1657; 3: 0; 4: 0 | 3.8724 |  | 88.5591 | 143.3338 | 148.3266 | 19996 | 3.8724 | 88.5591 | 144.8545 |  | 0 | 6018 | 6018 | 1999-06-01 | #NAME? | #NAME? | #NAME?
1999-06-02 | 1999 | 6 | 153 | 2 | 4 | 6.3 | 2.145 | 11.1667 | 9.2 | 9.2 | 3.15 | #NAME? | #NAME? | #NAME? | #NAME? | #NAME? | #NAME? | FALSE | 8 | TRUE | TRUE | #NAME? | #NAME? | #NAME? | #NAME? | #NAME? | #NAME? | #NAME? | #NAME? | #NAME? | #NAME? |  |  | 1: 0; 2: 0; 3: 1.5813; 4: 3.454 | 5.0353 |  | 124.5106 | 191.7067 | 197.6358 | 19996 | 5.0353 | 124.5106 | 203.6596 |  | 0 | 6019 | 6019 | 1999-06-02 | #NAME? | #NAME? | #NAME?
1999-06-03 | 1999 | 6 | 154 | 3 | 5 | 8.9 | 2.7688 | 9.8333 | 11.1 | 11.1 | 4.575 | #NAME? | #NAME? | #NAME? | #NAME? | #NAME? | #NAME? | TRUE | 14.8 | FALSE | TRUE | #NAME? | #NAME? | #NAME? | #NAME? | #NAME? | #NAME? | #NAME? | #NAME? | #NAME? | #NAME? |  |  | 1: 0; 2: 0; 3: 0; 4: 0 | 0 |  | 0 | 0 | 0 | 19996 | 0 | 0 | 0 |  | 0 | 6020 | 6020 | 1999-06-03 | #NAME? | #NAME? | #NAME?
1999-06-04 | 1999 | 6 | 155 | 4 | 6 | 8.3 | 4.7434 | 14.8333 | 0 | 0 | 0 | #NAME? | #NAME? | #NAME? | #NAME? | #NAME? | #NAME? | FALSE | 20.3 | FALSE | TRUE | #NAME? | #NAME? | #NAME? | #NAME? | #NAME? | #NAME? | #NAME? | #NAME? | #NAME? | #NAME? |  |  | 1: 0; 2: 0; 3: 0; 4: 0 | 0 |  | 0 | 0 | 0 | 19996 | 0 | 0 | 0 |  | 0 | 6021 | 6021 | 1999-06-04 | #NAME? | #NAME? | #NAME?
1999-06-05 | 1999 | 6 | 156 | 5 | 7 | 6.2 | 5.5708 | 4.8333 | 0 | 0 | 0 | #NAME? | #NAME? | #NAME? | #NAME? | #NAME? | #NAME? | FALSE | 11.1 | FALSE | TRUE | #NAME? | #NAME? | #NAME? | #NAME? | #NAME? | #NAME? | #NAME? | #NAME? | #NAME? | #NAME? |  |  | 1: 0; 2: 0; 3: 0; 4: 0 | 0 |  | 0 | 0 | 0 | 19996 | 0 | 0 | 0 |  | 0 | 6022 | 6022 | 1999-06-05 | #NAME? | #NAME? | #NAME?
1999-06-06 | 1999 | 6 | 157 | 6 | 1 | 4.2 | 3.7517 | 12 | 2.8 | 2.8 | 0 | #NAME? | #NAME? | #NAME? | #NAME? | #NAME? | #NAME? | TRUE | 0 | TRUE | FALSE | #NAME? | #NAME? | #NAME? | #NAME? | #NAME? | #NAME? | #NAME? | #NAME? | #NAME? | #NAME? |  |  | 1: 0; 2: 0; 3: 0; 4: 0 | 0 |  | 0 | 0 | 0 | 19996 | 0 | 0 | 0 |  | 0 | 6023 | 6023 | 1999-06-06 | #NAME? | #NAME? | #NAME?
1999-06-07 | 1999 | 6 | 158 | 7 | 2 | 2.4 | 3.1256 | 5.8333 | 0 | 0 | 0 | #NAME? | #NAME? | #NAME? | #NAME? | #NAME? | #NAME? | FALSE | 2.8 | TRUE | FALSE | #NAME? | #NAME? | #NAME? | #NAME? | #NAME? | #NAME? | #NAME? | #NAME? | #NAME? | #NAME? |  |  | 1: 0; 2: 0; 3: 0; 4: 0 | 0 |  | 0 | 0 | 0 | 19996 | 0 | 0 | 0 |  | 0 | 6024 | 6024 | 1999-06-07 | #NAME? | #NAME? | #NAME?
1999-06-08 | 1999 | 6 | 159 | 8 | 3 | 0.8 | 3.6984 | 11.3333 | 0 | 0 | 0 | #NAME? | #NAME? | #NAME? | #NAME? | #NAME? | #NAME? | TRUE | 2.8 | TRUE | FALSE | #NAME? | #NAME? | #NAME? | #NAME? | #NAME? | #NAME? | #NAME? | #NAME? | #NAME? | #NAME? |  |  | 1: 0; 2: 0; 3: 0; 4: 0 | 0 |  | 0 | 0 | 0 | 19996 | 0 | 0 | 0 |  | 0 | 6025 | 6025 | 1999-06-08 | #NAME? | #NAME? | #NAME?
1999-06-09 | 1999 | 6 | 160 | 9 | 4 | 2.7 | 3.0394 | 11.3333 | 3.4 | 3.4 | 0 | #NAME? | #NAME? | #NAME? | #NAME? | #NAME? | #NAME? | FALSE | 0 | TRUE | FALSE | #NAME? | #NAME? | #NAME? | #NAME? | #NAME? | #NAME? | #NAME? | #NAME? | #NAME? | #NAME? |  |  | 1: 0; 2: 0; 3: 0; 4: 0 | 0 |  | 0 | 0 | 0 | 19996 | 0 | 0 | 0 |  | 0 | 6026 | 6026 | 1999-06-09 | #NAME? | #NAME? | #NAME?
1999-06-10 | 1999 | 6 | 161 | 10 | 5 | 0.6 | 2.8776 | 6.6667 | 9.6 | 9.6 | 3.45 | #NAME? | #NAME? | #NAME? | #NAME? | #NAME? | #NAME? | TRUE | 3.4 | TRUE | FALSE | #NAME? | #NAME? | #NAME? | #NAME? | #NAME? | #NAME? | #NAME? | #NAME? | #NAME? | #NAME? |  |  | 1: 0; 2: 0; 3: 0; 4: 0 | 0 |  | 0 | 0 | 0 | 19996 | 0 | 0 | 0 |  | 0 | 6027 | 6027 | 1999-06-10 | #NAME? | #NAME? | #NAME?
1999-06-11 | 1999 | 6 | 162 | 11 | 6 | 1.4 | 3.7275 | 7.8333 | 2.6 | 2.6 | 0 | #NAME? | #NAME? | #NAME? | #NAME? | #NAME? | #NAME? | FALSE | 13 | FALSE | TRUE | #NAME? | #NAME? | #NAME? | #NAME? | #NAME? | #NAME? | #NAME? | #NAME? | #NAME? | #NAME? |  |  | 1: 0; 2: 0; 3: 0; 4: 0 | 0 |  | 0 | 0 | 0 | 19996 | 0 | 0 | 0 |  | 0 | 6028 | 6028 | 1999-06-11 | #NAME? | #NAME? | #NAME?
1999-06-12 | 1999 | 6 | 163 | 12 | 7 | 4.1 | 4.1439 | 4.6667 | 0 | 0 | 0 | #NAME? | #NAME? | #NAME? | #NAME? | #NAME? | #NAME? | FALSE | 12.2 | FALSE | TRUE | #NAME? | #NAME? | #NAME? | #NAME? | #NAME? | #NAME? | #NAME? | #NAME? | #NAME? | #NAME? |  |  | 1: 0; 2: 0; 3: 0; 4: 0 | 0 |  | 0 | 0 | 0 | 19996 | 0 | 0 | 0 |  | 0 | 6029 | 6029 | 1999-06-12 | #NAME? | #NAME? | #NAME?
1999-06-13 | 1999 | 6 | 164 | 13 | 1 | 3.8 | 4.6414 | 5.8333 | 0 | 0 | 0 | #NAME? | #NAME? | #NAME? | #NAME? | #NAME? | #NAME? | TRUE | 2.6 | TRUE | TRUE | #NAME? | #NAME? | #NAME? | #NAME? | #NAME? | #NAME? | #NAME? | #NAME? | #NAME? | #NAME? |  |  | 1: 6.2861; 2: 10.4885; 3: 0; 4: 0 | 16.7746 |  | 399.8586 | 649.4643 | 672.2617 | 19996 | 16.7746 | 399.8586 | 654.0413 |  | 0 | 6030 | 6030 | 1999-06-13 | #NAME? | #NAME? | #NAME?
1999-06-14 | 1999 | 6 | 165 | 14 | 2 | 10.9 | 4.1683 | 7.6667 | 0 | 0 | 0 | #NAME? | #NAME? | #NAME? | #NAME? | #NAME? | #NAME? | FALSE | 0 | TRUE | TRUE | #NAME? | #NAME? | #NAME? | #NAME? | #NAME? | #NAME? | #NAME? | #NAME? | #NAME? | #NAME? |  |  | 1: 0; 2: 0; 3: 4.5594; 4: 11.7074 | 16.2668 |  | 410.2879 | 631.7131 | 651.2506 | 19996 | 16.2668 | 410.2879 | 671.1004 |  | 0 | 6031 | 6031 | 1999-06-14 | #NAME? | #NAME? | #NAME?
1999-06-15 | 1999 | 6 | 166 | 15 | 3 | 8.7 | 5.079 | 8.5 | 0 | 0 | 0 | #NAME? | #NAME? | #NAME? | #NAME? | #NAME? | #NAME? | TRUE | 0 | TRUE | TRUE | #NAME? | #NAME? | #NAME? | #NAME? | #NAME? | #NAME? | #NAME? | #NAME? | #NAME? | #NAME? |  |  | 1: 0; 2: 0; 3: 0; 4: 0 | 0 |  | 0 | 0 | 0 | 19996 | 0 | 0 | 0 |  | 0 | 6032 | 6032 | 1999-06-15 | #NAME? | #NAME? | #NAME?
1999-06-16 | 1999 | 6 | 167 | 16 | 4 | 9 | 5.6391 | 16.8333 | 1.6 | 1.6 | 0 | #NAME? | #NAME? | #NAME? | #NAME? | #NAME? | #NAME? | FALSE | 0 | TRUE | TRUE | #NAME? | #NAME? | #NAME? | #NAME? | #NAME? | #NAME? | #NAME? | #NAME? | #NAME? | #NAME? |  |  | 1: 0; 2: 0; 3: 7.8752; 4: 5.0734 | 12.9486 |  | 264.3231 | 406.9736 | 419.5604 | 19996 | 12.9486 | 264.3231 | 432.3484 |  | 0 | 6033 | 6033 | 1999-06-16 | #NAME? | #NAME? | #NAME?
1999-06-17 | 1999 | 6 | 168 | 17 | 5 | 9.3 | 3.9677 | 6.1667 | 0 | 0 | 0 | #NAME? | #NAME? | #NAME? | #NAME? | #NAME? | #NAME? | TRUE | 1.6 | TRUE | TRUE | #NAME? | #NAME? | #NAME? | #NAME? | #NAME? | #NAME? | #NAME? | #NAME? | #NAME? | #NAME? |  |  | 1: 13.0939; 2: 21.6749; 3: 0; 4: 0 | 34.7688 |  | 827.8419 | 1344.4817 | 1391.6659 | 19996 | 34.7688 | 827.8419 | 1354.0859 |  | 0 | 6034 | 6034 | 1999-06-17 | #NAME? | #NAME? | #NAME?
1999-06-18 | 1999 | 6 | 169 | 18 | 6 | 9.6 | 5.1919 | 5 | 0 | 0 | 0 | #NAME? | #NAME? | #NAME? | #NAME? | #NAME? | #NAME? | FALSE | 1.6 | TRUE | TRUE | #NAME? | #NAME? | #NAME? | #NAME? | #NAME? | #NAME? | #NAME? | #NAME? | #NAME? | #NAME? |  |  | 1: 0; 2: 0; 3: 0; 4: 5.2838 | 5.2838 |  | 154.9903 | 238.6359 | 246.0164 | 19996 | 5.2838 | 154.9903 | 253.5148 |  | 0 | 6035 | 6035 | 1999-06-18 | #NAME? | #NAME? | #NAME?
1999-06-19 | 1999 | 6 | 170 | 19 | 7 | 8.6 | 5.4077 | 5.8333 | 0 | 0 | 0 | #NAME? | #NAME? | #NAME? | #NAME? | #NAME? | #NAME? | FALSE | 0 | TRUE | TRUE | #NAME? | #NAME? | #NAME? | #NAME? | #NAME? | #NAME? | #NAME? | #NAME? | #NAME? | #NAME? |  |  | 1: 0; 2: 0; 3: 8.3786; 4: 0 | 8.3786 |  | 122.8857 | 189.2049 | 195.0566 | 19996 | 8.3786 | 122.8857 | 201.0019 |  | 0 | 6036 | 6036 | 1999-06-19 | #NAME? | #NAME? | #NAME?
1999-06-20 | 1999 | 6 | 171 | 20 | 1 | 5.8 | 4.6719 | 1 | 0 | 0 | 0 | #NAME? | #NAME? | #NAME? | #NAME? | #NAME? | #NAME? | TRUE | 0 | TRUE | TRUE | #NAME? | #NAME? | #NAME? | #NAME? | #NAME? | #NAME? | #NAME? | #NAME? | #NAME? | #NAME? |  |  | 1: 4.4172; 2: 5.7284; 3: 0; 4: 0 | 10.1456 |  | 232.8184 | 376.9316 | 390.0699 | 19996 | 10.1456 | 232.8184 | 380.8168 |  | 0 | 6037 | 6037 | 1999-06-20 | #NAME? | #NAME? | #NAME?
1999-06-21 | 1999 | 6 | 172 | 21 | 2 | 9.6 | 4.6855 | 8.8333 | 0.3 | 0.3 | 0 | #NAME? | #NAME? | #NAME? | #NAME? | #NAME? | #NAME? | FALSE | 0 | TRUE | TRUE | #NAME? | #NAME? | #NAME? | #NAME? | #NAME? | #NAME? | #NAME? | #NAME? | #NAME? | #NAME? |  |  | 1: 0; 2: 0; 3: 0; 4: 8.3993 | 8.3993 |  | 246.3806 | 379.3479 | 391.0804 | 19996 | 8.3993 | 246.3806 | 403.0003 |  | 0 | 6038 | 6038 | 1999-06-21 | #NAME? | #NAME? | #NAME?
1999-06-22 | 1999 | 6 | 173 | 22 | 3 | 9.1 | 4.8969 | 11.1667 | 2.2 | 2.2 | 0 | #NAME? | #NAME? | #NAME? | #NAME? | #NAME? | #NAME? | TRUE | 0.3 | TRUE | TRUE | #NAME? | #NAME? | #NAME? | #NAME? | #NAME? | #NAME? | #NAME? | #NAME? | #NAME? | #NAME? |  |  | 1: 2.5671; 2: 3.0286; 3: 0; 4: 0 | 5.5957 |  | 126.4885 | 204.5145 | 211.6224 | 19996 | 5.5957 | 126.4885 | 206.8949 |  | 0 | 6039 | 6039 | 1999-06-22 | #NAME? | #NAME? | #NAME?
1999-06-23 | 1999 | 6 | 174 | 23 | 4 | 5.6 | 5.2494 | 9.3333 | 0 | 0 | 0 | #NAME? | #NAME? | #NAME? | #NAME? | #NAME? | #NAME? | FALSE | 2.5 | TRUE | FALSE | #NAME? | #NAME? | #NAME? | #NAME? | #NAME? | #NAME? | #NAME? | #NAME? | #NAME? | #NAME? |  |  | 1: 0; 2: 0; 3: 0; 4: 0 | 0 |  | 0 | 0 | 0 | 19996 | 0 | 0 | 0 |  | 0 | 6040 | 6040 | 1999-06-23 | #NAME? | #NAME? | #NAME?
1999-06-24 | 1999 | 6 | 175 | 24 | 5 | 2.1 | 3.3853 | 4.5 | 4 | 4 | 0 | #NAME? | #NAME? | #NAME? | #NAME? | #NAME? | #NAME? | TRUE | 2.2 | TRUE | TRUE | #NAME? | #NAME? | #NAME? | #NAME? | #NAME? | #NAME? | #NAME? | #NAME? | #NAME? | #NAME? |  |  | 1: 0; 2: 0; 3: 0; 4: 0 | 0 |  | 0 | 0 | 0 | 19996 | 0 | 0 | 0 |  | 0 | 6041 | 6041 | 1999-06-24 | #NAME? | #NAME? | #NAME?
1999-06-25 | 1999 | 6 | 176 | 25 | 6 | 3.7 | 2.7181 | 15.3333 | 31.2 | 31.2 | 19.65 | #NAME? | #NAME? | #NAME? | #NAME? | #NAME? | #NAME? | FALSE | 4 | TRUE | TRUE | #NAME? | #NAME? | #NAME? | #NAME? | #NAME? | #NAME? | #NAME? | #NAME? | #NAME? | #NAME? |  |  | 1: 0; 2: 0; 3: 0; 4: 9.5166 | 9.5166 |  | 279.1522 | 429.8057 | 443.0987 | 19996 | 9.5166 | 279.1522 | 456.6041 |  | 0 | 6042 | 6042 | 1999-06-25 | #NAME? | #NAME? | #NAME?
1999-06-26 | 1999 | 6 | 177 | 26 | 7 | 3.8 | 2.6416 | 3.6667 | 5.2 | 5.2 | 0.15 | #NAME? | #NAME? | #NAME? | #NAME? | #NAME? | #NAME? | FALSE | 35.2 | FALSE | TRUE | #NAME? | #NAME? | #NAME? | #NAME? | #NAME? | #NAME? | #NAME? | #NAME? | #NAME? | #NAME? |  |  | 1: 0; 2: 0; 3: 0; 4: 0 | 0 |  | 0 | 0 | 0 | 19996 | 0 | 0 | 0 |  | 0 | 6043 | 6043 | 1999-06-26 | #NAME? | #NAME? | #NAME?
1999-06-27 | 1999 | 6 | 178 | 27 | 1 | 6.7 | 2.9912 | 5.8333 | 2 | 2 | 0 | #NAME? | #NAME? | #NAME? | #NAME? | #NAME? | #NAME? | TRUE | 36.4 | FALSE | TRUE | #NAME? | #NAME? | #NAME? | #NAME? | #NAME? | #NAME? | #NAME? | #NAME? | #NAME? | #NAME? |  |  | 1: 0; 2: 0; 3: 0; 4: 0 | 0 |  | 0 | 0 | 0 | 19996 | 0 | 0 | 0 |  | 0 | 6044 | 6044 | 1999-06-27 | #NAME? | #NAME? | #NAME?
1999-06-28 | 1999 | 6 | 179 | 28 | 2 | 4.8 | 4.0903 | 8.6667 | 0 | 0 | 0 | #NAME? | #NAME? | #NAME? | #NAME? | #NAME? | #NAME? | FALSE | 7.2 | TRUE | TRUE | #NAME? | #NAME? | #NAME? | #NAME? | #NAME? | #NAME? | #NAME? | #NAME? | #NAME? | #NAME? |  |  | 1: 0; 2: 0; 3: 3.5256; 4: 3.9252 | 7.4508 |  | 166.8472 | 256.8917 | 264.8368 | 19996 | 7.4508 | 166.8472 | 272.9089 |  | 0 | 6045 | 6045 | 1999-06-28 | #NAME? | #NAME? | #NAME?
1999-06-29 | 1999 | 6 | 180 | 29 | 3 | 7.7 | 4.2143 | 7.6667 | 0 | 0 | 0 | #NAME? | #NAME? | #NAME? | #NAME? | #NAME? | #NAME? | TRUE | 2 | TRUE | TRUE | #NAME? | #NAME? | #NAME? | #NAME? | #NAME? | #NAME? | #NAME? | #NAME? | #NAME? | #NAME? |  |  | 1: 0; 2: 0; 3: 0; 4: 0 | 0 |  | 0 | 0 | 0 | 19996 | 0 | 0 | 0 |  | 0 | 6046 | 6046 | 1999-06-29 | #NAME? | #NAME? | #NAME?
1999-06-30 | 1999 | 6 | 181 | 30 | 4 | 8.4 | 3.2285 | 9.8333 | 4.6 | 4.6 | 0 | #NAME? | #NAME? | #NAME? | #NAME? | #NAME? | #NAME? | FALSE | 0 | TRUE | TRUE | #NAME? | #NAME? | #NAME? | #NAME? | #NAME? | #NAME? | #NAME? | #NAME? | #NAME? | #NAME? |  |  | 1: 0; 2: 0; 3: 6.9179; 4: 4.5979 | 11.5158 |  | 236.3336 | 363.8788 | 375.1327 | 19996 | 11.5158 | 236.3336 | 386.5666 |  | 0 | 6047 | 6047 | 1999-06-30 | #NAME? | #NAME? | #NAME?
1999-07-01 | 1999 | 7 | 182 | 1 | 5 | 6.2 | 2.7503 | 3.3333 | 0.6 | 0.6 | 0 | #NAME? | #NAME? | #NAME? | #NAME? | #NAME? | #NAME? | TRUE | 4.6 | TRUE | TRUE | #NAME? | #NAME? | #NAME? | #NAME? | #NAME? | #NAME? | #NAME? | #NAME? | #NAME? | #NAME? |  |  | 1: 0; 2: 0; 3: 0; 4: 0 | 0 |  | 0 | 0 | 0 | 19997 | 0 | 0 | 0 |  | 0 | 6048 | 6048 | 1999-07-01 | #NAME? | #NAME? | #NAME?
1999-07-02 | 1999 | 7 | 183 | 2 | 6 | 7.8 | 2.653 | 12 | 23.4 | 23.4 | 13.8 | #NAME? | #NAME? | #NAME? | #NAME? | #NAME? | #NAME? | FALSE | 5.2 | TRUE | TRUE | #NAME? | #NAME? | #NAME? | #NAME? | #NAME? | #NAME? | #NAME? | #NAME? | #NAME? | #NAME? |  |  | 1: 0; 2: 0; 3: 0; 4: 3.7927 | 3.7927 |  | 111.2521 | 171.2929 | 176.5906 | 19997 | 3.7927 | 111.2521 | 181.973 |  | 0 | 6049 | 6049 | 1999-07-02 | #NAME? | #NAME? | #NAME?
1999-07-03 | 1999 | 7 | 184 | 3 | 7 | 6.3 | 3.0246 | 9 | 3.8 | 3.8 | 0 | #NAME? | #NAME? | #NAME? | #NAME? | #NAME? | #NAME? | FALSE | 24 | FALSE | TRUE | #NAME? | #NAME? | #NAME? | #NAME? | #NAME? | #NAME? | #NAME? | #NAME? | #NAME? | #NAME? |  |  | 1: 0; 2: 0; 3: 0; 4: 0 | 0 |  | 0 | 0 | 0 | 19997 | 0 | 0 | 0 |  | 0 | 6050 | 6050 | 1999-07-03 | #NAME? | #NAME? | #NAME?
1999-07-04 | 1999 | 7 | 185 | 4 | 1 | 7.2 | 2.678 | 17.8333 | 14.6 | 14.6 | 7.2 | #NAME? | #NAME? | #NAME? | #NAME? | #NAME? | #NAME? | TRUE | 27.2 | FALSE | TRUE | #NAME? | #NAME? | #NAME? | #NAME? | #NAME? | #NAME? | #NAME? | #NAME? | #NAME? | #NAME? |  |  | 1: 0; 2: 0; 3: 0; 4: 0 | 0 |  | 0 | 0 | 0 | 19997 | 0 | 0 | 0 |  | 0 | 6051 | 6051 | 1999-07-04 | #NAME? | #NAME? | #NAME?
1999-07-05 | 1999 | 7 | 186 | 5 | 2 | 6.4 | 5.1292 | 15.5 | 0 | 0 | 0 | #NAME? | #NAME? | #NAME? | #NAME? | #NAME? | #NAME? | FALSE | 18.4 | FALSE | TRUE | #NAME? | #NAME? | #NAME? | #NAME? | #NAME? | #NAME? | #NAME? | #NAME? | #NAME? | #NAME? |  |  | 1: 0; 2: 0; 3: 0; 4: 0 | 0 |  | 0 | 0 | 0 | 19997 | 0 | 0 | 0 |  | 0 | 6052 | 6052 | 1999-07-05 | #NAME? | #NAME? | #NAME?
1999-07-06 | 1999 | 7 | 187 | 6 | 3 | 4.1 | 3.906 | 5.6667 | 0 | 0 | 0 | #NAME? | #NAME? | #NAME? | #NAME? | #NAME? | #NAME? | TRUE | 14.6 | FALSE | TRUE | #NAME? | #NAME? | #NAME? | #NAME? | #NAME? | #NAME? | #NAME? | #NAME? | #NAME? | #NAME? |  |  | 1: 0; 2: 0; 3: 0; 4: 0 | 0 |  | 0 | 0 | 0 | 19997 | 0 | 0 | 0 |  | 0 | 6053 | 6053 | 1999-07-06 | #NAME? | #NAME? | #NAME?
1999-07-07 | 1999 | 7 | 188 | 7 | 4 | 8.7 | 5.1209 | 9.5 | 0 | 0 | 0 | #NAME? | #NAME? | #NAME? | #NAME? | #NAME? | #NAME? | FALSE | 0 | TRUE | TRUE | #NAME? | #NAME? | #NAME? | #NAME? | #NAME? | #NAME? | #NAME? | #NAME? | #NAME? | #NAME? |  |  | 1: 0; 2: 0; 3: 0; 4: 7.2494 | 7.2494 |  | 212.6482 | 327.4108 | 337.5369 | 19997 | 7.2494 | 212.6482 | 347.8248 |  | 0 | 6054 | 6054 | 1999-07-07 | #NAME? | #NAME? | #NAME?
1999-07-08 | 1999 | 7 | 189 | 8 | 5 | 9.5 | 5.6509 | 28.1667 | 3.8 | 3.8 | 0 | #NAME? | #NAME? | #NAME? | #NAME? | #NAME? | #NAME? | TRUE | 0 | TRUE | TRUE | #NAME? | #NAME? | #NAME? | #NAME? | #NAME? | #NAME? | #NAME? | #NAME? | #NAME? | #NAME? |  |  | 1: 13.3173; 2: 16.7253; 3: 0; 4: 0 | 30.0426 |  | 685.9298 | 1110.0272 | 1148.6809 | 19997 | 30.0426 | 685.9298 | 1121.9628 |  | 0 | 6055 | 6055 | 1999-07-08 | #NAME? | #NAME? | #NAME?
1999-07-09 | 1999 | 7 | 190 | 9 | 6 | 7.5 | 4.2724 | 4 | 0 | 0 | 0 | #NAME? | #NAME? | #NAME? | #NAME? | #NAME? | #NAME? | FALSE | 3.8 | TRUE | TRUE | #NAME? | #NAME? | #NAME? | #NAME? | #NAME? | #NAME? | #NAME? | #NAME? | #NAME? | #NAME? |  |  | 1: 0; 2: 0; 3: 0; 4: 5.9245 | 5.9245 |  | 173.7853 | 267.5741 | 275.8496 | 19997 | 5.9245 | 173.7853 | 284.2574 |  | 0 | 6056 | 6056 | 1999-07-09 | #NAME? | #NAME? | #NAME?
1999-07-10 | 1999 | 7 | 191 | 10 | 7 | 7.9 | 4.9094 | 7.1667 | 0 | 0 | 0 | #NAME? | #NAME? | #NAME? | #NAME? | #NAME? | #NAME? | FALSE | 3.8 | TRUE | TRUE | #NAME? | #NAME? | #NAME? | #NAME? | #NAME? | #NAME? | #NAME? | #NAME? | #NAME? | #NAME? |  |  | 1: 0; 2: 0; 3: 4.6424; 4: 0 | 4.6424 |  | 68.0888 | 104.8352 | 108.0775 | 19997 | 4.6424 | 68.0888 | 111.3716 |  | 0 | 6057 | 6057 | 1999-07-10 | #NAME? | #NAME? | #NAME?
1999-07-11 | 1999 | 7 | 192 | 11 | 1 | 10.5 | 5.4852 | 8.6667 | 0 | 0 | 0 | #NAME? | #NAME? | #NAME? | #NAME? | #NAME? | #NAME? | TRUE | 0 | TRUE | TRUE | #NAME? | #NAME? | #NAME? | #NAME? | #NAME? | #NAME? | #NAME? | #NAME? | #NAME? | #NAME? |  |  | 1: 3.9341; 2: 5.2973; 3: 0; 4: 0 | 9.2314 |  | 213.0875 | 345.1627 | 357.207 | 19997 | 9.2314 | 213.0875 | 348.5433 |  | 0 | 6058 | 6058 | 1999-07-11 | #NAME? | #NAME? | #NAME?
1999-07-12 | 1999 | 7 | 193 | 12 | 2 | 10.3 | 5.3017 | 8.8333 | 0 | 0 | 0 | #NAME? | #NAME? | #NAME? | #NAME? | #NAME? | #NAME? | FALSE | 0 | TRUE | TRUE | #NAME? | #NAME? | #NAME? | #NAME? | #NAME? | #NAME? | #NAME? | #NAME? | #NAME? | #NAME? |  |  | 1: 0; 2: 0; 3: 0; 4: 8.0668 | 8.0668 |  | 236.6266 | 364.3299 | 375.5978 | 19997 | 8.0668 | 236.6266 | 387.0458 |  | 0 | 6059 | 6059 | 1999-07-12 | #NAME? | #NAME? | #NAME?
1999-07-13 | 1999 | 7 | 194 | 13 | 3 | 11.2 | 4.1198 | 15 | 2 | 2 | 0 | #NAME? | #NAME? | #NAME? | #NAME? | #NAME? | #NAME? | TRUE | 0 | TRUE | TRUE | #NAME? | #NAME? | #NAME? | #NAME? | #NAME? | #NAME? | #NAME? | #NAME? | #NAME? | #NAME? |  |  | 1: 0; 2: 0; 3: 0; 4: 0 | 0 |  | 0 | 0 | 0 | 19997 | 0 | 0 | 0 |  | 0 | 6060 | 6060 | 1999-07-13 | #NAME? | #NAME? | #NAME?
1999-07-14 | 1999 | 7 | 195 | 14 | 4 | 8.7 | 2.831 | 18 | 32 | 32 | 20.25 | #NAME? | #NAME? | #NAME? | #NAME? | #NAME? | #NAME? | FALSE | 2 | TRUE | FALSE | #NAME? | #NAME? | #NAME? | #NAME? | #NAME? | #NAME? | #NAME? | #NAME? | #NAME? | #NAME? |  |  | 1: 0; 2: 0; 3: 0; 4: 0 | 0 |  | 0 | 0 | 0 | 19997 | 0 | 0 | 0 |  | 0 | 6061 | 6061 | 1999-07-14 | #NAME? | #NAME? | #NAME?
1999-07-15 | 1999 | 7 | 196 | 15 | 5 | 2.5 | 2.9965 | 39.1667 | 6.6 | 6.6 | 1.2 | #NAME? | #NAME? | #NAME? | #NAME? | #NAME? | #NAME? | TRUE | 34 | FALSE | FALSE | #NAME? | #NAME? | #NAME? | #NAME? | #NAME? | #NAME? | #NAME? | #NAME? | #NAME? | #NAME? |  |  | 1: 0; 2: 0; 3: 0; 4: 0 | 0 |  | 0 | 0 | 0 | 19997 | 0 | 0 | 0 |  | 0 | 6062 | 6062 | 1999-07-15 | #NAME? | #NAME? | #NAME?
1999-07-16 | 1999 | 7 | 197 | 16 | 6 | 2.3 | 2.4359 | 6.8333 | 0 | 0 | 0 | #NAME? | #NAME? | #NAME? | #NAME? | #NAME? | #NAME? | FALSE | 38.6 | FALSE | TRUE | #NAME? | #NAME? | #NAME? | #NAME? | #NAME? | #NAME? | #NAME? | #NAME? | #NAME? | #NAME? |  |  | 1: 0; 2: 0; 3: 0; 4: 0 | 0 |  | 0 | 0 | 0 | 19997 | 0 | 0 | 0 |  | 0 | 6063 | 6063 | 1999-07-16 | #NAME? | #NAME? | #NAME?
1999-07-17 | 1999 | 7 | 198 | 17 | 7 | 3.8 | 3.2849 | 9.8333 | 0.8 | 0.8 | 0 | #NAME? | #NAME? | #NAME? | #NAME? | #NAME? | #NAME? | FALSE | 6.6 | TRUE | TRUE | #NAME? | #NAME? | #NAME? | #NAME? | #NAME? | #NAME? | #NAME? | #NAME? | #NAME? | #NAME? |  |  | 1: 0; 2: 0; 3: 1.8863; 4: 0 | 1.8863 |  | 27.6661 | 42.597 | 43.9144 | 19997 | 1.8863 | 27.6661 | 45.2529 |  | 0 | 6064 | 6064 | 1999-07-17 | #NAME? | #NAME? | #NAME?
1999-07-18 | 1999 | 7 | 199 | 18 | 1 | 9.9 | 2.8013 | 8.6667 | 0.6 | 0.6 | 0 | #NAME? | #NAME? | #NAME? | #NAME? | #NAME? | #NAME? | TRUE | 0.8 | TRUE | TRUE | #NAME? | #NAME? | #NAME? | #NAME? | #NAME? | #NAME? | #NAME? | #NAME? | #NAME? | #NAME? |  |  | 1: 1.662; 2: 2.3436; 3: 0; 4: 0 | 4.0056 |  | 93.1223 | 150.9333 | 156.2071 | 19997 | 4.0056 | 93.1223 | 152.3184 |  | 0 | 6065 | 6065 | 1999-07-18 | #NAME? | #NAME? | #NAME?
1999-07-19 | 1999 | 7 | 200 | 19 | 2 | 7.2 | 4.9462 | 10 | 0 | 0 | 0 | #NAME? | #NAME? | #NAME? | #NAME? | #NAME? | #NAME? | FALSE | 1.4 | TRUE | TRUE | #NAME? | #NAME? | #NAME? | #NAME? | #NAME? | #NAME? | #NAME? | #NAME? | #NAME? | #NAME? |  |  | 1: 0; 2: 0; 3: 3.7061; 4: 6.9671 | 10.6732 |  | 258.7249 | 398.3542 | 410.6745 | 19997 | 10.6732 | 258.7249 | 423.1916 |  | 0 | 6066 | 6066 | 1999-07-19 | #NAME? | #NAME? | #NAME?
1999-07-20 | 1999 | 7 | 201 | 20 | 3 | 8.5 | 4.9561 | 8.3333 | 0 | 0 | 0 | #NAME? | #NAME? | #NAME? | #NAME? | #NAME? | #NAME? | TRUE | 0.6 | TRUE | TRUE | #NAME? | #NAME? | #NAME? | #NAME? | #NAME? | #NAME? | #NAME? | #NAME? | #NAME? | #NAME? |  |  | 1: 12.0713; 2: 14.7977; 3: 0; 4: 0 | 26.869 |  | 611.1121 | 988.6183 | 1023.0188 | 19997 | 26.869 | 611.1121 | 999.5849 |  | 0 | 6067 | 6067 | 1999-07-20 | #NAME? | #NAME? | #NAME?
1999-07-21 | 1999 | 7 | 202 | 21 | 4 | 8.7 | 5.348 | 4 | 0 | 0 | 0 | #NAME? | #NAME? | #NAME? | #NAME? | #NAME? | #NAME? | FALSE | 0 | TRUE | TRUE | #NAME? | #NAME? | #NAME? | #NAME? | #NAME? | #NAME? | #NAME? | #NAME? | #NAME? | #NAME? |  |  | 1: 0; 2: 0; 3: 4.7502; 4: 5.4463 | 10.1965 |  | 229.428 | 353.2463 | 364.1715 | 19997 | 10.1965 | 229.428 | 375.2712 |  | 0 | 6068 | 6068 | 1999-07-21 | #NAME? | #NAME? | #NAME?
1999-07-22 | 1999 | 7 | 203 | 22 | 5 | 13.8 | 6.8095 | 10.1667 | 0 | 0 | 0 | #NAME? | #NAME? | #NAME? | #NAME? | #NAME? | #NAME? | TRUE | 0 | TRUE | TRUE | #NAME? | #NAME? | #NAME? | #NAME? | #NAME? | #NAME? | #NAME? | #NAME? | #NAME? | #NAME? |  |  | 1: 4.291; 2: 6.3358; 3: 0; 4: 0 | 10.6267 |  | 248.7832 | 403.4701 | 417.5861 | 19997 | 10.6267 | 248.7832 | 406.9301 |  | 0 | 6069 | 6069 | 1999-07-22 | #NAME? | #NAME? | #NAME?
1999-07-23 | 1999 | 7 | 204 | 23 | 6 | 9.8 | 5.7639 | 8.6667 | 0 | 0 | 0 | #NAME? | #NAME? | #NAME? | #NAME? | #NAME? | #NAME? | FALSE | 0 | TRUE | TRUE | #NAME? | #NAME? | #NAME? | #NAME? | #NAME? | #NAME? | #NAME? | #NAME? | #NAME? | #NAME? |  |  | 1: 0; 2: 0; 3: 0; 4: 6.6866 | 6.6866 |  | 196.1413 | 301.9953 | 311.3353 | 19997 | 6.6866 | 196.1413 | 320.8247 |  | 0 | 6070 | 6070 | 1999-07-23 | #NAME? | #NAME? | #NAME?
1999-07-24 | 1999 | 7 | 205 | 24 | 7 | 8.5 | 2.9952 | 13.5 | 5 | 5 | 0 | #NAME? | #NAME? | #NAME? | #NAME? | #NAME? | #NAME? | FALSE | 0 | TRUE | TRUE | #NAME? | #NAME? | #NAME? | #NAME? | #NAME? | #NAME? | #NAME? | #NAME? | #NAME? | #NAME? |  |  | 1: 0; 2: 0; 3: 0; 4: 0 | 0 |  | 0 | 0 | 0 | 19997 | 0 | 0 | 0 |  | 0 | 6071 | 6071 | 1999-07-24 | #NAME? | #NAME? | #NAME?
1999-07-25 | 1999 | 7 | 206 | 25 | 1 | 6.8 | 2.9853 | 13.6667 | 9.8 | 9.8 | 3.6 | #NAME? | #NAME? | #NAME? | #NAME? | #NAME? | #NAME? | TRUE | 5 | TRUE | TRUE | #NAME? | #NAME? | #NAME? | #NAME? | #NAME? | #NAME? | #NAME? | #NAME? | #NAME? | #NAME? |  |  | 1: 2.6705; 2: 3.0244; 3: 0; 4: 0 | 5.6949 |  | 127.8825 | 206.6474 | 213.8203 | 19997 | 5.6949 | 127.8825 | 209.1751 |  | 0 | 6072 | 6072 | 1999-07-25 | #NAME? | #NAME? | #NAME?
1999-07-26 | 1999 | 7 | 207 | 26 | 2 | 4.4 | 4.8975 | 9.5 | 0 | 0 | 0 | #NAME? | #NAME? | #NAME? | #NAME? | #NAME? | #NAME? | FALSE | 14.8 | FALSE | TRUE | #NAME? | #NAME? | #NAME? | #NAME? | #NAME? | #NAME? | #NAME? | #NAME? | #NAME? | #NAME? |  |  | 1: 0; 2: 0; 3: 0; 4: 0 | 0 |  | 0 | 0 | 0 | 19997 | 0 | 0 | 0 |  | 0 | 6073 | 6073 | 1999-07-26 | #NAME? | #NAME? | #NAME?
1999-07-27 | 1999 | 7 | 208 | 27 | 3 | 10.1 | 6.2079 | 10 | 0 | 0 | 0 | #NAME? | #NAME? | #NAME? | #NAME? | #NAME? | #NAME? | TRUE | 9.8 | TRUE | TRUE | #NAME? | #NAME? | #NAME? | #NAME? | #NAME? | #NAME? | #NAME? | #NAME? | #NAME? | #NAME? |  |  | 1: 7.0107; 2: 8.4093; 3: 0; 4: 0 | 15.42 |  | 349.4957 | 565.2193 | 584.8738 | 19997 | 15.42 | 349.4957 | 571.6638 |  | 0 | 6074 | 6074 | 1999-07-27 | #NAME? | #NAME? | #NAME?
1999-07-28 | 1999 | 7 | 209 | 28 | 4 | 10.8 | 7.3496 | 7 | 0 | 0 | 0 | #NAME? | #NAME? | #NAME? | #NAME? | #NAME? | #NAME? | FALSE | 0 | TRUE | TRUE | #NAME? | #NAME? | #NAME? | #NAME? | #NAME? | #NAME? | #NAME? | #NAME? | #NAME? | #NAME? |  |  | 1: 0; 2: 0; 3: 2.2914; 4: 8.9674 | 11.2588 |  | 296.6499 | 456.7466 | 470.8728 | 19997 | 11.2588 | 296.6499 | 485.2248 |  | 0 | 6075 | 6075 | 1999-07-28 | #NAME? | #NAME? | #NAME?
1999-07-29 | 1999 | 7 | 210 | 29 | 5 | 11.8 | 5.5966 | 10.6667 | 0 | 0 | 0 | #NAME? | #NAME? | #NAME? | #NAME? | #NAME? | #NAME? | TRUE | 0 | TRUE | TRUE | #NAME? | #NAME? | #NAME? | #NAME? | #NAME? | #NAME? | #NAME? | #NAME? | #NAME? | #NAME? |  |  | 1: 5.3234; 2: 6.0386; 3: 0; 4: 0 | 11.362 |  | 255.2078 | 412.404 | 426.7195 | 19997 | 11.362 | 255.2078 | 417.4387 |  | 0 | 6076 | 6076 | 1999-07-29 | #NAME? | #NAME? | #NAME?
1999-07-30 | 1999 | 7 | 211 | 30 | 6 | 6.9 | 3.6704 | 7.3333 | 0 | 0 | 0 | #NAME? | #NAME? | #NAME? | #NAME? | #NAME? | #NAME? | FALSE | 0 | TRUE | TRUE | #NAME? | #NAME? | #NAME? | #NAME? | #NAME? | #NAME? | #NAME? | #NAME? | #NAME? | #NAME? |  |  | 1: 0; 2: 0; 3: 0; 4: 5.7832 | 5.7832 |  | 169.6401 | 261.1919 | 269.27 | 19997 | 5.7832 | 169.6401 | 277.4772 |  | 0 | 6077 | 6077 | 1999-07-30 | #NAME? | #NAME? | #NAME?
1999-07-31 | 1999 | 7 | 212 | 31 | 7 | 7.2 | 2.5631 | 9.3333 | 0.8 | 0.8 | 0 | #NAME? | #NAME? | #NAME? | #NAME? | #NAME? | #NAME? | FALSE | 0 | TRUE | TRUE | #NAME? | #NAME? | #NAME? | #NAME? | #NAME? | #NAME? | #NAME? | #NAME? | #NAME? | #NAME? |  |  | 1: 0; 2: 0; 3: 9.1356; 4: 0 | 9.1356 |  | 133.9884 | 206.2995 | 212.6799 | 19997 | 9.1356 | 133.9884 | 219.1623 |  | 0 | 6078 | 6078 | 1999-07-31 | #NAME? | #NAME? | #NAME?
1999-08-01 | 1999 | 8 | 213 | 1 | 1 | 4.4 | 3.0417 | 4.5 | 0 | 0 | 0 | #NAME? | #NAME? | #NAME? | #NAME? | #NAME? | #NAME? | TRUE | 0.8 | TRUE | TRUE | #NAME? | #NAME? | #NAME? | #NAME? | #NAME? | #NAME? | #NAME? | #NAME? | #NAME? | #NAME? |  |  | 1: 8.3623; 2: 10.4033; 3: 0; 4: 0 | 18.7656 |  | 427.8111 | 692.2279 | 716.3259 | 19998 | 18.7656 | 427.8111 | 699.7628 |  | 0 | 6079 | 6079 | 1999-08-01 | #NAME? | #NAME? | #NAME?
1999-08-02 | 1999 | 8 | 214 | 2 | 2 | 5.7 | 3.7157 | 7 | 0 | 0 | 0 | #NAME? | #NAME? | #NAME? | #NAME? | #NAME? | #NAME? | FALSE | 0.8 | TRUE | TRUE | #NAME? | #NAME? | #NAME? | #NAME? | #NAME? | #NAME? | #NAME? | #NAME? | #NAME? | #NAME? |  |  | 1: 0; 2: 0; 3: 1.8404; 4: 5.3626 | 7.203 |  | 184.2962 | 283.7577 | 292.5337 | 19998 | 7.203 | 184.2962 | 301.45 |  | 0 | 6080 | 6080 | 1999-08-02 | #NAME? | #NAME? | #NAME?
1999-08-03 | 1999 | 8 | 215 | 3 | 3 | 9 | 3.8111 | 7.1667 | 0 | 0 | 0 | #NAME? | #NAME? | #NAME? | #NAME? | #NAME? | #NAME? | TRUE | 0 | TRUE | TRUE | #NAME? | #NAME? | #NAME? | #NAME? | #NAME? | #NAME? | #NAME? | #NAME? | #NAME? | #NAME? |  |  | 1: 9.1922; 2: 11.6657; 3: 0; 4: 0 | 20.8579 |  | 477.0137 | 772.0536 | 798.9467 | 19998 | 20.8579 | 477.0137 | 780.2426 |  | 0 | 6081 | 6081 | 1999-08-03 | #NAME? | #NAME? | #NAME?
1999-08-04 | 1999 | 8 | 216 | 4 | 4 | 10.7 | 3.8693 | 3.6667 | 0 | 0 | 0 | #NAME? | #NAME? | #NAME? | #NAME? | #NAME? | #NAME? | FALSE | 0 | TRUE | TRUE | #NAME? | #NAME? | #NAME? | #NAME? | #NAME? | #NAME? | #NAME? | #NAME? | #NAME? | #NAME? |  |  | 1: 0; 2: 0; 3: 5.5203; 4: 4.3761 | 9.8964 |  | 209.3302 | 322.3021 | 332.2702 | 19998 | 9.8964 | 209.3302 | 342.3976 |  | 0 | 6082 | 6082 | 1999-08-04 | #NAME? | #NAME? | #NAME?
1999-08-05 | 1999 | 8 | 217 | 5 | 5 | 14.9 | 3.1328 | 5 | 0.8 | 0.8 | 0 | #NAME? | #NAME? | #NAME? | #NAME? | #NAME? | #NAME? | TRUE | 0 | TRUE | TRUE | #NAME? | #NAME? | #NAME? | #NAME? | #NAME? | #NAME? | #NAME? | #NAME? | #NAME? | #NAME? |  |  | 1: 3.6699; 2: 5.7147; 3: 0; 4: 0 | 9.3846 |  | 221.4565 | 359.3938 | 371.9861 | 19998 | 9.3846 | 221.4565 | 362.2324 |  | 0 | 6083 | 6083 | 1999-08-05 | #NAME? | #NAME? | #NAME?
1999-08-06 | 1999 | 8 | 218 | 6 | 6 | 8.3 | 3.3092 | 7.8333 | 0 | 0 | 0 | #NAME? | #NAME? | #NAME? | #NAME? | #NAME? | #NAME? | FALSE | 0.8 | TRUE | TRUE | #NAME? | #NAME? | #NAME? | #NAME? | #NAME? | #NAME? | #NAME? | #NAME? | #NAME? | #NAME? |  |  | 1: 0; 2: 0; 3: 0; 4: 4.0031 | 4.0031 |  | 117.4231 | 180.7943 | 186.3858 | 19998 | 4.0031 | 117.4231 | 192.0668 |  | 0 | 6084 | 6084 | 1999-08-06 | #NAME? | #NAME? | #NAME?
1999-08-07 | 1999 | 8 | 219 | 7 | 7 | 14.2 | 3.4938 | 6.5 | 1 | 1 | 0 | #NAME? | #NAME? | #NAME? | #NAME? | #NAME? | #NAME? | FALSE | 0.8 | TRUE | TRUE | #NAME? | #NAME? | #NAME? | #NAME? | #NAME? | #NAME? | #NAME? | #NAME? | #NAME? | #NAME? |  |  | 1: 0; 2: 0; 3: 2.8205; 4: 0 | 2.8205 |  | 41.3676 | 63.693 | 65.6628 | 19998 | 2.8205 | 41.3676 | 67.6642 |  | 0 | 6085 | 6085 | 1999-08-07 | #NAME? | #NAME? | #NAME?
1999-08-08 | 1999 | 8 | 220 | 8 | 1 | 14.6 | 2.9808 | 9.8333 | 5.2 | 5.2 | 0.15 | #NAME? | #NAME? | #NAME? | #NAME? | #NAME? | #NAME? | TRUE | 1 | TRUE | TRUE | #NAME? | #NAME? | #NAME? | #NAME? | #NAME? | #NAME? | #NAME? | #NAME? | #NAME? | #NAME? |  |  | 1: 0; 2: 0; 3: 0; 4: 0 | 0 |  | 0 | 0 | 0 | 19998 | 0 | 0 | 0 |  | 0 | 6086 | 6086 | 1999-08-08 | #NAME? | #NAME? | #NAME?
1999-08-09 | 1999 | 8 | 221 | 9 | 2 | 11.4 | 4.114 | 12.6667 | 0 | 0 | 0 | #NAME? | #NAME? | #NAME? | #NAME? | #NAME? | #NAME? | FALSE | 6.2 | TRUE | TRUE | #NAME? | #NAME? | #NAME? | #NAME? | #NAME? | #NAME? | #NAME? | #NAME? | #NAME? | #NAME? |  |  | 1: 0; 2: 0; 3: 0; 4: 5.691 | 5.691 |  | 166.9354 | 257.0275 | 264.9768 | 19998 | 5.691 | 166.9354 | 273.0532 |  | 0 | 6087 | 6087 | 1999-08-09 | #NAME? | #NAME? | #NAME?
1999-08-10 | 1999 | 8 | 222 | 10 | 3 | 10.4 | 2.681 | 14 | 0.8 | 0.8 | 0 | #NAME? | #NAME? | #NAME? | #NAME? | #NAME? | #NAME? | TRUE | 5.2 | TRUE | TRUE | #NAME? | #NAME? | #NAME? | #NAME? | #NAME? | #NAME? | #NAME? | #NAME? | #NAME? | #NAME? |  |  | 1: 8.2771; 2: 9.8366; 3: 0; 4: 0 | 18.1138 |  | 409.9393 | 662.8842 | 685.9282 | 19998 | 18.1138 | 409.9393 | 670.5301 |  | 0 | 6088 | 6088 | 1999-08-10 | #NAME? | #NAME? | #NAME?
1999-08-11 | 1999 | 8 | 223 | 11 | 4 | 12.9 | 1.4489 | 7.3333 | 52.4 | 52.4 | 35.55 | #NAME? | #NAME? | #NAME? | #NAME? | #NAME? | #NAME? | FALSE | 0.8 | TRUE | TRUE | #NAME? | #NAME? | #NAME? | #NAME? | #NAME? | #NAME? | #NAME? | #NAME? | #NAME? | #NAME? |  |  | 1: 0; 2: 0; 3: 0; 4: 3.7546 | 3.7546 |  | 110.1341 | 169.5716 | 174.816 | 19998 | 3.7546 | 110.1341 | 180.1443 |  | 0 | 6089 | 6089 | 1999-08-11 | #NAME? | #NAME? | #NAME?
1999-08-12 | 1999 | 8 | 224 | 12 | 5 | 11.9 | 1.9525 | 13.6667 | 16.8 | 16.8 | 8.85 | #NAME? | #NAME? | #NAME? | #NAME? | #NAME? | #NAME? | TRUE | 53.2 | FALSE | TRUE | #NAME? | #NAME? | #NAME? | #NAME? | #NAME? | #NAME? | #NAME? | #NAME? | #NAME? | #NAME? |  |  | 1: 0; 2: 0; 3: 0; 4: 0 | 0 |  | 0 | 0 | 0 | 19998 | 0 | 0 | 0 |  | 0 | 6090 | 6090 | 1999-08-12 | #NAME? | #NAME? | #NAME?
1999-08-13 | 1999 | 8 | 225 | 13 | 6 | 9.8 | 1.9671 | 3.8333 | 0 | 0 | 0 | #NAME? | #NAME? | #NAME? | #NAME? | #NAME? | #NAME? | FALSE | 69.2 | FALSE | TRUE | #NAME? | #NAME? | #NAME? | #NAME? | #NAME? | #NAME? | #NAME? | #NAME? | #NAME? | #NAME? |  |  | 1: 0; 2: 0; 3: 0; 4: 0 | 0 |  | 0 | 0 | 0 | 19998 | 0 | 0 | 0 |  | 0 | 6091 | 6091 | 1999-08-13 | #NAME? | #NAME? | #NAME?
1999-08-14 | 1999 | 8 | 226 | 14 | 7 | 10.2 | 2.2561 | 11.1667 | 2.6 | 2.6 | 0 | #NAME? | #NAME? | #NAME? | #NAME? | #NAME? | #NAME? | FALSE | 16.8 | FALSE | TRUE | #NAME? | #NAME? | #NAME? | #NAME? | #NAME? | #NAME? | #NAME? | #NAME? | #NAME? | #NAME? |  |  | 1: 0; 2: 0; 3: 0; 4: 0 | 0 |  | 0 | 0 | 0 | 19998 | 0 | 0 | 0 |  | 0 | 6092 | 6092 | 1999-08-14 | #NAME? | #NAME? | #NAME?
1999-08-15 | 1999 | 8 | 227 | 15 | 1 | 8.1 | 2.3169 | 6.3333 | 3 | 3 | 0 | #NAME? | #NAME? | #NAME? | #NAME? | #NAME? | #NAME? | TRUE | 2.6 | TRUE | TRUE | #NAME? | #NAME? | #NAME? | #NAME? | #NAME? | #NAME? | #NAME? | #NAME? | #NAME? | #NAME? |  |  | 1: 1.2729; 2: 1.9545; 3: 0; 4: 0 | 3.2273 |  | 75.999 | 123.3144 | 127.6334 | 19998 | 3.2273 | 75.999 | 124.3102 |  | 0 | 6093 | 6093 | 1999-08-15 | #NAME? | #NAME? | #NAME?
1999-08-16 | 1999 | 8 | 228 | 16 | 2 | 11.1 | 3.1844 | 12.8333 | 0.2 | 0.2 | 0 | #NAME? | #NAME? | #NAME? | #NAME? | #NAME? | #NAME? | FALSE | 5.6 | TRUE | TRUE | #NAME? | #NAME? | #NAME? | #NAME? | #NAME? | #NAME? | #NAME? | #NAME? | #NAME? | #NAME? |  |  | 1: 0; 2: 0; 3: 5.4432; 4: 4.7952 | 10.2383 |  | 220.4908 | 339.4858 | 349.9854 | 19998 | 10.2383 | 220.4908 | 360.6527 |  | 0 | 6094 | 6094 | 1999-08-16 | #NAME? | #NAME? | #NAME?
1999-08-17 | 1999 | 8 | 229 | 17 | 3 | 9.7 | 3.4777 | 5.6667 | 0 | 0 | 0 | #NAME? | #NAME? | #NAME? | #NAME? | #NAME? | #NAME? | TRUE | 3.2 | TRUE | TRUE | #NAME? | #NAME? | #NAME? | #NAME? | #NAME? | #NAME? | #NAME? | #NAME? | #NAME? | #NAME? |  |  | 1: 7.1538; 2: 9.335; 3: 0; 4: 0 | 16.4888 |  | 378.7482 | 613.2427 | 634.6218 | 19998 | 16.4888 | 378.7482 | 619.5115 |  | 0 | 6095 | 6095 | 1999-08-17 | #NAME? | #NAME? | #NAME?
1999-08-18 | 1999 | 8 | 230 | 18 | 4 | 8 | 3.7887 | 5.8333 | 0 | 0 | 0 | #NAME? | #NAME? | #NAME? | #NAME? | #NAME? | #NAME? | FALSE | 0.2 | TRUE | TRUE | #NAME? | #NAME? | #NAME? | #NAME? | #NAME? | #NAME? | #NAME? | #NAME? | #NAME? | #NAME? |  |  | 1: 0; 2: 0; 3: 0.96815; 4: 4.1927 | 5.1609 |  | 137.1864 | 211.2235 | 217.7562 | 19998 | 5.1609 | 137.1864 | 224.3933 |  | 0 | 6096 | 6096 | 1999-08-18 | #NAME? | #NAME? | #NAME?
1999-08-19 | 1999 | 8 | 231 | 19 | 5 | 14.4 | 3.4446 | 9.1667 | 0.2 | 0.2 | 0 | #NAME? | #NAME? | #NAME? | #NAME? | #NAME? | #NAME? | TRUE | 0 | TRUE | TRUE | #NAME? | #NAME? | #NAME? | #NAME? | #NAME? | #NAME? | #NAME? | #NAME? | #NAME? | #NAME? |  |  | 1: 4.125; 2: 5.6808; 3: 0; 4: 0 | 9.8058 |  | 227.1374 | 368.0313 | 380.882 | 19998 | 9.8058 | 227.1374 | 371.5244 |  | 0 | 6097 | 6097 | 1999-08-19 | #NAME? | #NAME? | #NAME?
1999-08-20 | 1999 | 8 | 232 | 20 | 6 | 9.8 | 3.6158 | 3.6667 | 0 | 0 | 0 | #NAME? | #NAME? | #NAME? | #NAME? | #NAME? | #NAME? | FALSE | 0.2 | TRUE | TRUE | #NAME? | #NAME? | #NAME? | #NAME? | #NAME? | #NAME? | #NAME? | #NAME? | #NAME? | #NAME? |  |  | 1: 0; 2: 0; 3: 0; 4: 4.1745 | 4.1745 |  | 122.4522 | 188.5375 | 194.3686 | 19998 | 4.1745 | 122.4522 | 200.2928 |  | 0 | 6098 | 6098 | 1999-08-20 | #NAME? | #NAME? | #NAME?
1999-08-21 | 1999 | 8 | 233 | 21 | 7 | 10.9 | 4.1933 | 4.3333 | 1.4 | 1.4 | 0 | #NAME? | #NAME? | #NAME? | #NAME? | #NAME? | #NAME? | FALSE | 0.2 | TRUE | TRUE | #NAME? | #NAME? | #NAME? | #NAME? | #NAME? | #NAME? | #NAME? | #NAME? | #NAME? | #NAME? |  |  | 1: 0; 2: 0; 3: 7.6986; 4: 0 | 7.6986 |  | 112.9132 | 173.8505 | 179.2273 | 19998 | 7.6986 | 112.9132 | 184.69 |  | 0 | 6099 | 6099 | 1999-08-21 | #NAME? | #NAME? | #NAME?
1999-08-22 | 1999 | 8 | 234 | 22 | 1 | 6.5 | 3.4903 | 6.6667 | 0 | 0 | 0 | #NAME? | #NAME? | #NAME? | #NAME? | #NAME? | #NAME? | TRUE | 1.4 | TRUE | TRUE | #NAME? | #NAME? | #NAME? | #NAME? | #NAME? | #NAME? | #NAME? | #NAME? | #NAME? | #NAME? |  |  | 1: 4.251; 2: 4.9129; 3: 0; 4: 0 | 9.164 |  | 206.4612 | 333.7214 | 345.3125 | 19998 | 9.164 | 206.4612 | 337.7049 |  | 0 | 6100 | 6100 | 1999-08-22 | #NAME? | #NAME? | #NAME?
1999-08-23 | 1999 | 8 | 235 | 23 | 2 | 8.8 | 4.5979 | 8.6667 | 0 | 0 | 0 | #NAME? | #NAME? | #NAME? | #NAME? | #NAME? | #NAME? | FALSE | 1.4 | TRUE | TRUE | #NAME? | #NAME? | #NAME? | #NAME? | #NAME? | #NAME? | #NAME? | #NAME? | #NAME? | #NAME? |  |  | 1: 0; 2: 0; 3: 0; 4: 6.506 | 6.506 |  | 190.8421 | 293.8363 | 302.924 | 19998 | 6.506 | 190.8421 | 312.157 |  | 0 | 6101 | 6101 | 1999-08-23 | #NAME? | #NAME? | #NAME?
1999-08-24 | 1999 | 8 | 236 | 24 | 3 | 12.2 | 4.7352 | 14 | 0 | 0 | 0 | #NAME? | #NAME? | #NAME? | #NAME? | #NAME? | #NAME? | TRUE | 0 | TRUE | TRUE | #NAME? | #NAME? | #NAME? | #NAME? | #NAME? | #NAME? | #NAME? | #NAME? | #NAME? | #NAME? |  |  | 1: 2.3861; 2: 2.6062; 3: 0; 4: 0 | 4.9924 |  | 111.4459 | 179.9923 | 186.2327 | 19998 | 4.9924 | 111.4459 | 182.29 |  | 0 | 6102 | 6102 | 1999-08-24 | #NAME? | #NAME? | #NAME?
1999-08-25 | 1999 | 8 | 237 | 25 | 4 | 11.3 | 5.5601 | 12.3333 | 0 | 0 | 0 | #NAME? | #NAME? | #NAME? | #NAME? | #NAME? | #NAME? | FALSE | 0 | TRUE | TRUE | #NAME? | #NAME? | #NAME? | #NAME? | #NAME? | #NAME? | #NAME? | #NAME? | #NAME? | #NAME? |  |  | 1: 0; 2: 0; 3: 6.0182; 4: 5.1332 | 11.1514 |  | 238.8402 | 367.7381 | 379.1115 | 19998 | 11.1514 | 238.8402 | 390.6666 |  | 0 | 6103 | 6103 | 1999-08-25 | #NAME? | #NAME? | #NAME?
1999-08-26 | 1999 | 8 | 238 | 26 | 5 | 6.6 | 3.8302 | 5.5 | 0 | 0 | 0 | #NAME? | #NAME? | #NAME? | #NAME? | #NAME? | #NAME? | TRUE | 0 | TRUE | TRUE | #NAME? | #NAME? | #NAME? | #NAME? | #NAME? | #NAME? | #NAME? | #NAME? | #NAME? | #NAME? |  |  | 1: 2.9974; 2: 3.5263; 3: 0; 4: 0 | 6.5237 |  | 147.4009 | 238.3175 | 246.5996 | 19998 | 6.5237 | 147.4009 | 241.1009 |  | 0 | 6104 | 6104 | 1999-08-26 | #NAME? | #NAME? | #NAME?
1999-08-27 | 1999 | 8 | 239 | 27 | 6 | 10.9 | 3.2083 | 8.6667 | 0 | 0 | 0 | #NAME? | #NAME? | #NAME? | #NAME? | #NAME? | #NAME? | FALSE | 0 | TRUE | TRUE | #NAME? | #NAME? | #NAME? | #NAME? | #NAME? | #NAME? | #NAME? | #NAME? | #NAME? | #NAME? |  |  | 1: 0; 2: 0; 3: 0; 4: 5.1647 | 5.1647 |  | 151.4975 | 233.2581 | 240.4723 | 19998 | 5.1647 | 151.4975 | 247.8018 |  | 0 | 6105 | 6105 | 1999-08-27 | #NAME? | #NAME? | #NAME?
1999-08-28 | 1999 | 8 | 240 | 28 | 7 | 7.4 | 3.7819 | 6.3333 | 0 | 0 | 0 | #NAME? | #NAME? | #NAME? | #NAME? | #NAME? | #NAME? | FALSE | 0 | TRUE | TRUE | #NAME? | #NAME? | #NAME? | #NAME? | #NAME? | #NAME? | #NAME? | #NAME? | #NAME? | #NAME? |  |  | 1: 0; 2: 0; 3: 0; 4: 0 | 0 |  | 0 | 0 | 0 | 19998 | 0 | 0 | 0 |  | 0 | 6106 | 6106 | 1999-08-28 | #NAME? | #NAME? | #NAME?
1999-08-29 | 1999 | 8 | 241 | 29 | 1 | 13.5 | 3.7464 | 17.6667 | 3.8 | 3.8 | 0 | #NAME? | #NAME? | #NAME? | #NAME? | #NAME? | #NAME? | TRUE | 0 | TRUE | TRUE | #NAME? | #NAME? | #NAME? | #NAME? | #NAME? | #NAME? | #NAME? | #NAME? | #NAME? | #NAME? |  |  | 1: 3.0829; 2: 4.3359; 3: 0; 4: 0 | 7.4189 |  | 172.4035 | 279.4233 | 289.186 | 19998 | 7.4189 | 172.4035 | 281.9973 |  | 0 | 6107 | 6107 | 1999-08-29 | #NAME? | #NAME? | #NAME?
1999-08-30 | 1999 | 8 | 242 | 30 | 2 | 7.1 | 2.4053 | 13.8333 | 0.4 | 0.4 | 0 | #NAME? | #NAME? | #NAME? | #NAME? | #NAME? | #NAME? | FALSE | 3.8 | TRUE | TRUE | #NAME? | #NAME? | #NAME? | #NAME? | #NAME? | #NAME? | #NAME? | #NAME? | #NAME? | #NAME? |  |  | 1: 0; 2: 0; 3: 4.4155; 4: 6.4206 | 10.8361 |  | 253.0985 | 389.6913 | 401.7436 | 19998 | 10.8361 | 253.0985 | 413.9886 |  | 0 | 6108 | 6108 | 1999-08-30 | #NAME? | #NAME? | #NAME?
1999-08-31 | 1999 | 8 | 243 | 31 | 3 | 4.7 | 1.8927 | 9.8333 | 0.6 | 0.6 | 0 | #NAME? | #NAME? | #NAME? | #NAME? | #NAME? | #NAME? | TRUE | 4.2 | TRUE | FALSE | #NAME? | #NAME? | #NAME? | #NAME? | #NAME? | #NAME? | #NAME? | #NAME? | #NAME? | #NAME? |  |  | 1: 0; 2: 0; 3: 0; 4: 0 | 0 |  | 0 | 0 | 0 | 19998 | 0 | 0 | 0 |  | 0 | 6109 | 6109 | 1999-08-31 | #NAME? | #NAME? | #NAME?
1999-09-01 | 1999 | 9 | 244 | 1 | 4 | 2.2 | 2.1111 | 8.5 | 0 | 0 | 0 | #NAME? | #NAME? | #NAME? | #NAME? | #NAME? | #NAME? | FALSE | 1 | TRUE | FALSE | #NAME? | #NAME? | #NAME? | #NAME? | #NAME? | #NAME? | #NAME? | #NAME? | #NAME? | #NAME? |  |  | 1: 0; 2: 0; 3: 0; 4: 0 | 0 |  | 0 | 0 | 0 | 19999 | 0 | 0 | 0 |  | 0 | 6110 | 6110 | 1999-09-01 | #NAME? | #NAME? | #NAME?
1999-09-02 | 1999 | 9 | 245 | 2 | 5 | 1.1 | 2.207 | 9 | 0 | 0 | 0 | #NAME? | #NAME? | #NAME? | #NAME? | #NAME? | #NAME? | TRUE | 0.6 | TRUE | FALSE | #NAME? | #NAME? | #NAME? | #NAME? | #NAME? | #NAME? | #NAME? | #NAME? | #NAME? | #NAME? |  |  | 1: 0; 2: 0; 3: 0; 4: 0 | 0 |  | 0 | 0 | 0 | 19999 | 0 | 0 | 0 |  | 0 | 6111 | 6111 | 1999-09-02 | #NAME? | #NAME? | #NAME?
1999-09-03 | 1999 | 9 | 246 | 3 | 6 | 0 | 2.8477 | 4.3333 | 0 | 0 | 0 | #NAME? | #NAME? | #NAME? | #NAME? | #NAME? | #NAME? | FALSE | 0 | TRUE | FALSE | #NAME? | #NAME? | #NAME? | #NAME? | #NAME? | #NAME? | #NAME? | #NAME? | #NAME? | #NAME? |  |  | 1: 0; 2: 0; 3: 0; 4: 0 | 0 |  | 0 | 0 | 0 | 19999 | 0 | 0 | 0 |  | 0 | 6112 | 6112 | 1999-09-03 | #NAME? | #NAME? | #NAME?
1999-09-04 | 1999 | 9 | 247 | 4 | 7 | 1.8 | 2.712 | 8 | 0 | 0 | 0 | #NAME? | #NAME? | #NAME? | #NAME? | #NAME? | #NAME? | FALSE | 0 | TRUE | TRUE | #NAME? | #NAME? | #NAME? | #NAME? | #NAME? | #NAME? | #NAME? | #NAME? | #NAME? | #NAME? |  |  | 1: 0; 2: 0; 3: 6.2691; 4: 0 | 6.2691 |  | 91.9463 | 141.5681 | 145.9465 | 19999 | 6.2691 | 91.9463 | 150.3948 |  | 0 | 6113 | 6113 | 1999-09-04 | #NAME? | #NAME? | #NAME?
1999-09-05 | 1999 | 9 | 248 | 5 | 1 | 5.1 | 3.3723 | 7.8333 | 0 | 0 | 0 | #NAME? | #NAME? | #NAME? | #NAME? | #NAME? | #NAME? | TRUE | 0 | TRUE | TRUE | #NAME? | #NAME? | #NAME? | #NAME? | #NAME? | #NAME? | #NAME? | #NAME? | #NAME? | #NAME? |  |  | 1: 0; 2: 0; 3: 0; 4: 0 | 0 |  | 0 | 0 | 0 | 19999 | 0 | 0 | 0 |  | 0 | 6114 | 6114 | 1999-09-05 | #NAME? | #NAME? | #NAME?
1999-09-06 | 1999 | 9 | 249 | 6 | 2 | 6.7 | 3.502 | 17.5 | 0.8 | 0.8 | 0 | #NAME? | #NAME? | #NAME? | #NAME? | #NAME? | #NAME? | FALSE | 0 | TRUE | TRUE | #NAME? | #NAME? | #NAME? | #NAME? | #NAME? | #NAME? | #NAME? | #NAME? | #NAME? | #NAME? |  |  | 1: 0; 2: 0; 3: 0; 4: 10.0738 | 10.0738 |  | 295.4969 | 454.9714 | 469.0427 | 19999 | 10.0738 | 295.4969 | 483.3389 |  | 0 | 6115 | 6115 | 1999-09-06 | #NAME? | #NAME? | #NAME?
1999-09-07 | 1999 | 9 | 250 | 7 | 3 | 7.2 | 3.0489 | 23.8333 | 0 | 0 | 0 | #NAME? | #NAME? | #NAME? | #NAME? | #NAME? | #NAME? | TRUE | 0.8 | TRUE | FALSE | #NAME? | #NAME? | #NAME? | #NAME? | #NAME? | #NAME? | #NAME? | #NAME? | #NAME? | #NAME? |  |  | 1: 0; 2: 0; 3: 0; 4: 0 | 0 |  | 0 | 0 | 0 | 19999 | 0 | 0 | 0 |  | 0 | 6116 | 6116 | 1999-09-07 | #NAME? | #NAME? | #NAME?
1999-09-08 | 1999 | 9 | 251 | 8 | 4 | 2.4 | 2.6802 | 6 | 0 | 0 | 0 | #NAME? | #NAME? | #NAME? | #NAME? | #NAME? | #NAME? | FALSE | 0.8 | TRUE | TRUE | #NAME? | #NAME? | #NAME? | #NAME? | #NAME? | #NAME? | #NAME? | #NAME? | #NAME? | #NAME? |  |  | 1: 0; 2: 0; 3: 0; 4: 3.9569 | 3.9569 |  | 116.069 | 178.7094 | 184.2365 | 19999 | 3.9569 | 116.069 | 189.852 |  | 0 | 6117 | 6117 | 1999-09-08 | #NAME? | #NAME? | #NAME?
1999-09-09 | 1999 | 9 | 252 | 9 | 5 | 3.8 | 3.855 | 11.6667 | 0 | 0 | 0 | #NAME? | #NAME? | #NAME? | #NAME? | #NAME? | #NAME? | TRUE | 0 | TRUE | TRUE | #NAME? | #NAME? | #NAME? | #NAME? | #NAME? | #NAME? | #NAME? | #NAME? | #NAME? | #NAME? |  |  | 1: 0; 2: 0; 3: 0; 4: 0 | 0 |  | 0 | 0 | 0 | 19999 | 0 | 0 | 0 |  | 0 | 6118 | 6118 | 1999-09-09 | #NAME? | #NAME? | #NAME?
1999-09-10 | 1999 | 9 | 253 | 10 | 6 | 5.8 | 2.8148 | 23.8333 | 0.4 | 0.4 | 0 | #NAME? | #NAME? | #NAME? | #NAME? | #NAME? | #NAME? | FALSE | 0 | TRUE | TRUE | #NAME? | #NAME? | #NAME? | #NAME? | #NAME? | #NAME? | #NAME? | #NAME? | #NAME? | #NAME? |  |  | 1: 0; 2: 0; 3: 0; 4: 4.4003 | 4.4003 |  | 129.0746 | 198.7339 | 204.8803 | 19999 | 4.4003 | 129.0746 | 211.1249 |  | 0 | 6119 | 6119 | 1999-09-10 | #NAME? | #NAME? | #NAME?
1999-09-11 | 1999 | 9 | 254 | 11 | 7 | 3 | 3.0313 | 19.5 | 0 | 0 | 0 | #NAME? | #NAME? | #NAME? | #NAME? | #NAME? | #NAME? | FALSE | 0.4 | TRUE | FALSE | #NAME? | #NAME? | #NAME? | #NAME? | #NAME? | #NAME? | #NAME? | #NAME? | #NAME? | #NAME? |  |  | 1: 0; 2: 0; 3: 0; 4: 0 | 0 |  | 0 | 0 | 0 | 19999 | 0 | 0 | 0 |  | 0 | 6120 | 6120 | 1999-09-11 | #NAME? | #NAME? | #NAME?
1999-09-12 | 1999 | 9 | 255 | 12 | 1 | 0.4 | 2.5377 | 0 | 0 | 0 | 0 | #NAME? | #NAME? | #NAME? | #NAME? | #NAME? | #NAME? | TRUE | 0.4 | TRUE | TRUE | #NAME? | #NAME? | #NAME? | #NAME? | #NAME? | #NAME? | #NAME? | #NAME? | #NAME? | #NAME? |  |  | 1: 10.3112; 2: 19.4795; 3: 0; 4: 0 | 29.7907 |  | 722.6304 | 1175.4125 | 1216.8003 | 19999 | 29.7907 | 722.6304 | 1181.9933 |  | 0 | 6121 | 6121 | 1999-09-12 | #NAME? | #NAME? | #NAME?
1999-09-13 | 1999 | 9 | 256 | 13 | 2 | 5.8 | 2.7515 | 7 | 0 | 0 | 0 | #NAME? | #NAME? | #NAME? | #NAME? | #NAME? | #NAME? | FALSE | 0 | TRUE | FALSE | #NAME? | #NAME? | #NAME? | #NAME? | #NAME? | #NAME? | #NAME? | #NAME? | #NAME? | #NAME? |  |  | 1: 0; 2: 0; 3: 0; 4: 0 | 0 |  | 0 | 0 | 0 | 19999 | 0 | 0 | 0 |  | 0 | 6122 | 6122 | 1999-09-13 | #NAME? | #NAME? | #NAME?
1999-09-14 | 1999 | 9 | 257 | 14 | 3 | 2.4 | 3.2036 | 6 | 0 | 0 | 0 | #NAME? | #NAME? | #NAME? | #NAME? | #NAME? | #NAME? | TRUE | 0 | TRUE | TRUE | #NAME? | #NAME? | #NAME? | #NAME? | #NAME? | #NAME? | #NAME? | #NAME? | #NAME? | #NAME? |  |  | 1: 8.8137; 2: 15.1706; 3: 0; 4: 0 | 23.9843 |  | 574.2723 | 933.0986 | 965.8784 | 19999 | 23.9843 | 574.2723 | 939.3267 |  | 0 | 6123 | 6123 | 1999-09-14 | #NAME? | #NAME? | #NAME?
1999-09-15 | 1999 | 9 | 258 | 15 | 4 | 5 | 3.2381 | 5 | 0 | 0 | 0 | #NAME? | #NAME? | #NAME? | #NAME? | #NAME? | #NAME? | FALSE | 0 | TRUE | TRUE | #NAME? | #NAME? | #NAME? | #NAME? | #NAME? | #NAME? | #NAME? | #NAME? | #NAME? | #NAME? |  |  | 1: 0; 2: 0; 3: 7.0358; 4: 8.6183 | 15.6541 |  | 355.9939 | 548.1176 | 565.0696 | 19999 | 15.6541 | 355.9939 | 582.2927 |  | 0 | 6124 | 6124 | 1999-09-15 | #NAME? | #NAME? | #NAME?
1999-09-16 | 1999 | 9 | 259 | 16 | 5 | 6.2 | 3.3571 | 3.6667 | 0 | 0 | 0 | #NAME? | #NAME? | #NAME? | #NAME? | #NAME? | #NAME? | TRUE | 0 | TRUE | TRUE | #NAME? | #NAME? | #NAME? | #NAME? | #NAME? | #NAME? | #NAME? | #NAME? | #NAME? | #NAME? |  |  | 1: 1.1349; 2: 1.8165; 3: 0; 4: 0 | 2.9515 |  | 69.9308 | 113.5267 | 117.5074 | 19999 | 2.9515 | 69.9308 | 114.3845 |  | 0 | 6125 | 6125 | 1999-09-16 | #NAME? | #NAME? | #NAME?
1999-09-17 | 1999 | 9 | 260 | 17 | 6 | 6.5 | 2.189 | 16.3333 | 0 | 0 | 0 | #NAME? | #NAME? | #NAME? | #NAME? | #NAME? | #NAME? | FALSE | 0 | TRUE | TRUE | #NAME? | #NAME? | #NAME? | #NAME? | #NAME? | #NAME? | #NAME? | #NAME? | #NAME? | #NAME? |  |  | 1: 0; 2: 0; 3: 0; 4: 4.1264 | 4.1264 |  | 121.0417 | 186.3657 | 192.1296 | 19999 | 4.1264 | 121.0417 | 197.9856 |  | 0 | 6126 | 6126 | 1999-09-17 | #NAME? | #NAME? | #NAME?
1999-09-18 | 1999 | 9 | 261 | 18 | 7 | 7.2 | 2.3902 | 6.8333 | 0 | 0 | 0 | #NAME? | #NAME? | #NAME? | #NAME? | #NAME? | #NAME? | FALSE | 0 | TRUE | FALSE | #NAME? | #NAME? | #NAME? | #NAME? | #NAME? | #NAME? | #NAME? | #NAME? | #NAME? | #NAME? |  |  | 1: 0; 2: 0; 3: 0; 4: 0 | 0 |  | 0 | 0 | 0 | 19999 | 0 | 0 | 0 |  | 0 | 6127 | 6127 | 1999-09-18 | #NAME? | #NAME? | #NAME?
1999-09-19 | 1999 | 9 | 262 | 19 | 1 | 0.9 | 3.5006 | 9.6667 | 0 | 0 | 0 | #NAME? | #NAME? | #NAME? | #NAME? | #NAME? | #NAME? | TRUE | 0 | TRUE | TRUE | #NAME? | #NAME? | #NAME? | #NAME? | #NAME? | #NAME? | #NAME? | #NAME? | #NAME? | #NAME? |  |  | 1: 8.0761; 2: 10.2572; 3: 0; 4: 0 | 18.3334 |  | 419.3286 | 678.6966 | 702.3383 | 19999 | 18.3334 | 419.3286 | 685.8881 |  | 0 | 6128 | 6128 | 1999-09-19 | #NAME? | #NAME? | #NAME?
1999-09-20 | 1999 | 9 | 263 | 20 | 2 | 4.9 | 3.6476 | 5.3333 | 0 | 0 | 0 | #NAME? | #NAME? | #NAME? | #NAME? | #NAME? | #NAME? | FALSE | 0 | TRUE | TRUE | #NAME? | #NAME? | #NAME? | #NAME? | #NAME? | #NAME? | #NAME? | #NAME? | #NAME? | #NAME? |  |  | 1: 0; 2: 0; 3: 0; 4: 5.5199 | 5.5199 |  | 161.9181 | 249.3025 | 257.0129 | 19999 | 5.5199 | 161.9181 | 264.8465 |  | 0 | 6129 | 6129 | 1999-09-20 | #NAME? | #NAME? | #NAME?
1999-09-21 | 1999 | 9 | 264 | 21 | 3 | 9.3 | 3.97 | 15.3333 | 0 | 0 | 0 | #NAME? | #NAME? | #NAME? | #NAME? | #NAME? | #NAME? | TRUE | 0 | TRUE | TRUE | #NAME? | #NAME? | #NAME? | #NAME? | #NAME? | #NAME? | #NAME? | #NAME? | #NAME? | #NAME? |  |  | 1: 0; 2: 0; 3: 0; 4: 0 | 0 |  | 0 | 0 | 0 | 19999 | 0 | 0 | 0 |  | 0 | 6130 | 6130 | 1999-09-21 | #NAME? | #NAME? | #NAME?
1999-09-22 | 1999 | 9 | 265 | 22 | 4 | 7.3 | 3.5603 | 15.5 | 0 | 0 | 0 | #NAME? | #NAME? | #NAME? | #NAME? | #NAME? | #NAME? | FALSE | 0 | TRUE | TRUE | #NAME? | #NAME? | #NAME? | #NAME? | #NAME? | #NAME? | #NAME? | #NAME? | #NAME? | #NAME? |  |  | 1: 0; 2: 0; 3: 0; 4: 4.4635 | 4.4635 |  | 130.9292 | 201.5894 | 207.8241 | 19999 | 4.4635 | 130.9292 | 214.1585 |  | 0 | 6131 | 6131 | 1999-09-22 | #NAME? | #NAME? | #NAME?
1999-09-23 | 1999 | 9 | 266 | 23 | 5 | 7.9 | 4.8031 | 12.3333 | 0 | 0 | 0 | #NAME? | #NAME? | #NAME? | #NAME? | #NAME? | #NAME? | TRUE | 0 | TRUE | FALSE | #NAME? | #NAME? | #NAME? | #NAME? | #NAME? | #NAME? | #NAME? | #NAME? | #NAME? | #NAME? |  |  | 1: 0; 2: 0; 3: 0; 4: 0 | 0 |  | 0 | 0 | 0 | 19999 | 0 | 0 | 0 |  | 0 | 6132 | 6132 | 1999-09-23 | #NAME? | #NAME? | #NAME?
1999-09-24 | 1999 | 9 | 267 | 24 | 6 | 0.4 | 2.8165 | 19.5 | 7.2 | 7.2 | 1.65 | #NAME? | #NAME? | #NAME? | #NAME? | #NAME? | #NAME? | FALSE | 0 | TRUE | TRUE | #NAME? | #NAME? | #NAME? | #NAME? | #NAME? | #NAME? | #NAME? | #NAME? | #NAME? | #NAME? |  |  | 1: 0; 2: 0; 3: 0; 4: 4.9217 | 4.9217 |  | 144.3702 | 222.2843 | 229.1591 | 19999 | 4.9217 | 144.3702 | 236.1438 |  | 0 | 6133 | 6133 | 1999-09-24 | #NAME? | #NAME? | #NAME?
1999-09-25 | 1999 | 9 | 268 | 25 | 7 | 3.3 | 1.7893 | 6 | 0 | 0 | 0 | #NAME? | #NAME? | #NAME? | #NAME? | #NAME? | #NAME? | FALSE | 7.2 | TRUE | FALSE | #NAME? | #NAME? | #NAME? | #NAME? | #NAME? | #NAME? | #NAME? | #NAME? | #NAME? | #NAME? |  |  | 1: 0; 2: 0; 3: 0; 4: 0 | 0 |  | 0 | 0 | 0 | 19999 | 0 | 0 | 0 |  | 0 | 6134 | 6134 | 1999-09-25 | #NAME? | #NAME? | #NAME?
1999-09-26 | 1999 | 9 | 269 | 26 | 1 | -0.3 | 1.9502 | 13.6667 | 0 | 0 | 0 | #NAME? | #NAME? | #NAME? | #NAME? | #NAME? | #NAME? | TRUE | 7.2 | TRUE | FALSE | #NAME? | #NAME? | #NAME? | #NAME? | #NAME? | #NAME? | #NAME? | #NAME? | #NAME? | #NAME? |  |  | 1: 0; 2: 0; 3: 0; 4: 0 | 0 |  | 0 | 0 | 0 | 19999 | 0 | 0 | 0 |  | 0 | 6135 | 6135 | 1999-09-26 | #NAME? | #NAME? | #NAME?
1999-09-27 | 1999 | 9 | 270 | 27 | 2 | -0.2 | 1.7414 | 17.6667 | 0 | 0 | 0 | #NAME? | #NAME? | #NAME? | #NAME? | #NAME? | #NAME? | FALSE | 0 | TRUE | FALSE | #NAME? | #NAME? | #NAME? | #NAME? | #NAME? | #NAME? | #NAME? | #NAME? | #NAME? | #NAME? |  |  | 1: 0; 2: 0; 3: 0; 4: 0 | 0 |  | 0 | 0 | 0 | 19999 | 0 | 0 | 0 |  | 0 | 6136 | 6136 | 1999-09-27 | #NAME? | #NAME? | #NAME?
1999-09-28 | 1999 | 9 | 271 | 28 | 3 | -3.9 | 2.3717 | 8.6667 | 0 | 0 | 0 | #NAME? | #NAME? | #NAME? | #NAME? | #NAME? | #NAME? | TRUE | 0 | TRUE | TRUE | #NAME? | #NAME? | #NAME? | #NAME? | #NAME? | #NAME? | #NAME? | #NAME? | #NAME? | #NAME? |  |  | 1: 0; 2: 0; 3: 0; 4: 0 | 0 |  | 0 | 0 | 0 | 19999 | 0 | 0 | 0 |  | 0 | 6137 | 6137 | 1999-09-28 | #NAME? | #NAME? | #NAME?
1999-09-29 | 1999 | 9 | 272 | 29 | 4 | 3.2 | 3.5304 | 22.6667 | 0 | 0 | 0 | #NAME? | #NAME? | #NAME? | #NAME? | #NAME? | #NAME? | FALSE | 0 | TRUE | FALSE | #NAME? | #NAME? | #NAME? | #NAME? | #NAME? | #NAME? | #NAME? | #NAME? | #NAME? | #NAME? |  |  | 1: 0; 2: 0; 3: 0; 4: 0 | 0 |  | 0 | 0 | 0 | 19999 | 0 | 0 | 0 |  | 0 | 6138 | 6138 | 1999-09-29 | #NAME? | #NAME? | #NAME?
1999-09-30 | 1999 | 9 | 273 | 30 | 5 | -2.9 | 0.67767 | 8.5 | 0.7 | 0.7 | 0 | #NAME? | #NAME? | #NAME? | #NAME? | #NAME? | #NAME? | TRUE | 0 | TRUE | TRUE | #NAME? | #NAME? | #NAME? | #NAME? | #NAME? | #NAME? | #NAME? | #NAME? | #NAME? | #NAME? |  |  | 1: 6.5287; 2: 10.2228; 3: 0; 4: 0 | 16.7515 |  | 395.6218 | 642.0844 | 664.5849 | 19999 | 16.7515 | 395.6218 | 647.1113 |  | 0 | 6139 | 6139 | 1999-09-30 | #NAME? | #NAME? | #NAME?
2000-05-01 | 2000 | 5 | 122 | 1 | 2 | 4.7 | 5.0667 | 8 | 0 | 0 | 0 | #NAME? | #NAME? | #NAME? | #NAME? | #NAME? | #NAME? | FALSE | 0.7 | TRUE | TRUE | #NAME? | #NAME? | #NAME? | #NAME? | #NAME? | #NAME? | #NAME? | #NAME? | #NAME? | #NAME? |  |  | 1: 0; 2: 0; 3: 2.3424; 4: 2.28 | 4.6224 |  | 101.2352 | 155.8701 | 160.6908 | 20005 | 4.6224 | 101.2352 | 165.5886 |  | 0 | 6140 | 6140 | 2000-05-01 | #NAME? | #NAME? | #NAME?
2000-05-02 | 2000 | 5 | 123 | 2 | 3 | 4 | 3.9617 | 4.5 | 0 | 0 | 0 | #NAME? | #NAME? | #NAME? | #NAME? | #NAME? | #NAME? | TRUE | 0.7 | TRUE | TRUE | #NAME? | #NAME? | #NAME? | #NAME? | #NAME? | #NAME? | #NAME? | #NAME? | #NAME? | #NAME? |  |  | 1: 2.7819; 2: 4.1451; 3: 0; 4: 0 | 6.9269 |  | 162.3895 | 263.3898 | 272.6072 | 20005 | 6.9269 | 162.3895 | 265.6176 |  | 0 | 6141 | 6141 | 2000-05-02 | #NAME? | #NAME? | #NAME?
2000-05-03 | 2000 | 5 | 124 | 3 | 4 | 3.7 | 4.1553 | 8.6667 | 0 | 0 | 0 | #NAME? | #NAME? | #NAME? | #NAME? | #NAME? | #NAME? | FALSE | 0 | TRUE | TRUE | #NAME? | #NAME? | #NAME? | #NAME? | #NAME? | #NAME? | #NAME? | #NAME? | #NAME? | #NAME? |  |  | 1: 0; 2: 0; 3: 0; 4: 4.9656 | 4.9656 |  | 145.6581 | 224.2673 | 231.2034 | 20005 | 4.9656 | 145.6581 | 238.2503 |  | 0 | 6142 | 6142 | 2000-05-03 | #NAME? | #NAME? | #NAME?
2000-05-04 | 2000 | 5 | 125 | 4 | 5 | 3.8 | 5.1596 | 30.5 | 0 | 0 | 0 | #NAME? | #NAME? | #NAME? | #NAME? | #NAME? | #NAME? | TRUE | 0 | TRUE | FALSE | #NAME? | #NAME? | #NAME? | #NAME? | #NAME? | #NAME? | #NAME? | #NAME? | #NAME? | #NAME? |  |  | 1: 0; 2: 0; 3: 0; 4: 0 | 0 |  | 0 | 0 | 0 | 20005 | 0 | 0 | 0 |  | 0 | 6143 | 6143 | 2000-05-04 | #NAME? | #NAME? | #NAME?
2000-05-05 | 2000 | 5 | 126 | 5 | 6 | 1.2 | 4.3682 | 16 | 0 | 0 | 0 | #NAME? | #NAME? | #NAME? | #NAME? | #NAME? | #NAME? | FALSE | 0 | TRUE | FALSE | #NAME? | #NAME? | #NAME? | #NAME? | #NAME? | #NAME? | #NAME? | #NAME? | #NAME? | #NAME? |  |  | 1: 0; 2: 0; 3: 0; 4: 0 | 0 |  | 0 | 0 | 0 | 20005 | 0 | 0 | 0 |  | 0 | 6144 | 6144 | 2000-05-05 | #NAME? | #NAME? | #NAME?
2000-05-06 | 2000 | 5 | 127 | 6 | 7 | 2.4 | 3.8843 | 15.8333 | 0 | 0 | 0 | #NAME? | #NAME? | #NAME? | #NAME? | #NAME? | #NAME? | FALSE | 0 | TRUE | FALSE | #NAME? | #NAME? | #NAME? | #NAME? | #NAME? | #NAME? | #NAME? | #NAME? | #NAME? | #NAME? |  |  | 1: 0; 2: 0; 3: 0; 4: 0 | 0 |  | 0 | 0 | 0 | 20005 | 0 | 0 | 0 |  | 0 | 6145 | 6145 | 2000-05-06 | #NAME? | #NAME? | #NAME?
2000-05-07 | 2000 | 5 | 128 | 7 | 1 | -2.6 | 2.4847 | 6.5 | 0.2 | 0.2 | 0 | #NAME? | #NAME? | #NAME? | #NAME? | #NAME? | #NAME? | TRUE | 0 | TRUE | FALSE | #NAME? | #NAME? | #NAME? | #NAME? | #NAME? | #NAME? | #NAME? | #NAME? | #NAME? | #NAME? |  |  | 1: 0; 2: 0; 3: 0; 4: 0 | 0 |  | 0 | 0 | 0 | 20005 | 0 | 0 | 0 |  | 0 | 6146 | 6146 | 2000-05-07 | #NAME? | #NAME? | #NAME?
2000-05-08 | 2000 | 5 | 129 | 8 | 2 | -4.6 | 3.3129 | 2 | 0 | 0 | 0 | #NAME? | #NAME? | #NAME? | #NAME? | #NAME? | #NAME? | FALSE | 0.2 | TRUE | FALSE | #NAME? | #NAME? | #NAME? | #NAME? | #NAME? | #NAME? | #NAME? | #NAME? | #NAME? | #NAME? |  |  | 1: 0; 2: 0; 3: 0; 4: 0 | 0 |  | 0 | 0 | 0 | 20005 | 0 | 0 | 0 |  | 0 | 6147 | 6147 | 2000-05-08 | #NAME? | #NAME? | #NAME?
2000-05-09 | 2000 | 5 | 130 | 9 | 3 | -0.5 | 3.5782 | 4 | 0 | 0 | 0 | #NAME? | #NAME? | #NAME? | #NAME? | #NAME? | #NAME? | TRUE | 0.2 | TRUE | FALSE | #NAME? | #NAME? | #NAME? | #NAME? | #NAME? | #NAME? | #NAME? | #NAME? | #NAME? | #NAME? |  |  | 1: 0; 2: 0; 3: 0; 4: 0 | 0 |  | 0 | 0 | 0 | 20005 | 0 | 0 | 0 |  | 0 | 6148 | 6148 | 2000-05-09 | #NAME? | #NAME? | #NAME?
2000-05-10 | 2000 | 5 | 131 | 10 | 4 | 1.1 | 1.5793 | 13.3333 | 21 | 21 | 12 | #NAME? | #NAME? | #NAME? | #NAME? | #NAME? | #NAME? | FALSE | 0 | TRUE | FALSE | #NAME? | #NAME? | #NAME? | #NAME? | #NAME? | #NAME? | #NAME? | #NAME? | #NAME? | #NAME? |  |  | 1: 0; 2: 0; 3: 0; 4: 0 | 0 |  | 0 | 0 | 0 | 20005 | 0 | 0 | 0 |  | 0 | 6149 | 6149 | 2000-05-10 | #NAME? | #NAME? | #NAME?
2000-05-11 | 2000 | 5 | 132 | 11 | 5 | 0.7 | 1.7118 | 12.1667 | 1.4 | 1.4 | 0 | #NAME? | #NAME? | #NAME? | #NAME? | #NAME? | #NAME? | TRUE | 21 | FALSE | FALSE | #NAME? | #NAME? | #NAME? | #NAME? | #NAME? | #NAME? | #NAME? | #NAME? | #NAME? | #NAME? |  |  | 1: 0; 2: 0; 3: 0; 4: 0 | 0 |  | 0 | 0 | 0 | 20005 | 0 | 0 | 0 |  | 0 | 6150 | 6150 | 2000-05-11 | #NAME? | #NAME? | #NAME?
2000-05-12 | 2000 | 5 | 133 | 12 | 6 | -2.4 | 2.5929 | 8 | 0 | 0 | 0 | #NAME? | #NAME? | #NAME? | #NAME? | #NAME? | #NAME? | FALSE | 22.4 | FALSE | FALSE | #NAME? | #NAME? | #NAME? | #NAME? | #NAME? | #NAME? | #NAME? | #NAME? | #NAME? | #NAME? |  |  | 1: 0; 2: 0; 3: 0; 4: 0 | 0 |  | 0 | 0 | 0 | 20005 | 0 | 0 | 0 |  | 0 | 6151 | 6151 | 2000-05-12 | #NAME? | #NAME? | #NAME?
2000-05-13 | 2000 | 5 | 134 | 13 | 7 | 1.1 | 2.6528 | 5 | 0 | 0 | 0 | #NAME? | #NAME? | #NAME? | #NAME? | #NAME? | #NAME? | FALSE | 1.4 | TRUE | FALSE | #NAME? | #NAME? | #NAME? | #NAME? | #NAME? | #NAME? | #NAME? | #NAME? | #NAME? | #NAME? |  |  | 1: 0; 2: 0; 3: 0; 4: 0 | 0 |  | 0 | 0 | 0 | 20005 | 0 | 0 | 0 |  | 0 | 6152 | 6152 | 2000-05-13 | #NAME? | #NAME? | #NAME?
2000-05-14 | 2000 | 5 | 135 | 14 | 1 | 1.3 | 3.5005 | 6.3333 | 0 | 0 | 0 | #NAME? | #NAME? | #NAME? | #NAME? | #NAME? | #NAME? | TRUE | 0 | TRUE | TRUE | #NAME? | #NAME? | #NAME? | #NAME? | #NAME? | #NAME? | #NAME? | #NAME? | #NAME? | #NAME? |  |  | 1: 5.8608; 2: 12.0697; 3: 0; 4: 0 | 17.9304 |  | 440.0016 | 716.3687 | 741.6441 | 20005 | 17.9304 | 440.0016 | 719.7026 |  | 0 | 6153 | 6153 | 2000-05-14 | #NAME? | #NAME? | #NAME?
2000-05-15 | 2000 | 5 | 136 | 15 | 2 | 4.1 | 4.4605 | 8.1667 | 0 | 0 | 0 | #NAME? | #NAME? | #NAME? | #NAME? | #NAME? | #NAME? | FALSE | 0 | TRUE | TRUE | #NAME? | #NAME? | #NAME? | #NAME? | #NAME? | #NAME? | #NAME? | #NAME? | #NAME? | #NAME? |  |  | 1: 0; 2: 0; 3: 0; 4: 8.0319 | 8.0319 |  | 235.6029 | 362.7536 | 373.9728 | 20005 | 8.0319 | 235.6029 | 385.3713 |  | 0 | 6154 | 6154 | 2000-05-15 | #NAME? | #NAME? | #NAME?
2000-05-16 | 2000 | 5 | 137 | 16 | 3 | 4.7 | 3.5929 | 13.3333 | 0 | 0 | 0 | #NAME? | #NAME? | #NAME? | #NAME? | #NAME? | #NAME? | TRUE | 0 | TRUE | TRUE | #NAME? | #NAME? | #NAME? | #NAME? | #NAME? | #NAME? | #NAME? | #NAME? | #NAME? | #NAME? |  |  | 1: 0; 2: 0; 3: 0; 4: 0 | 0 |  | 0 | 0 | 0 | 20005 | 0 | 0 | 0 |  | 0 | 6155 | 6155 | 2000-05-16 | #NAME? | #NAME? | #NAME?
2000-05-17 | 2000 | 5 | 138 | 17 | 4 | 7.1 | 4.4266 | 18.6667 | 0 | 0 | 0 | #NAME? | #NAME? | #NAME? | #NAME? | #NAME? | #NAME? | FALSE | 0 | TRUE | TRUE | #NAME? | #NAME? | #NAME? | #NAME? | #NAME? | #NAME? | #NAME? | #NAME? | #NAME? | #NAME? |  |  | 1: 0; 2: 0; 3: 0; 4: 4.2561 | 4.2561 |  | 124.846 | 192.2233 | 198.1683 | 20005 | 4.2561 | 124.846 | 204.2084 |  | 0 | 6156 | 6156 | 2000-05-17 | #NAME? | #NAME? | #NAME?
2000-05-18 | 2000 | 5 | 139 | 18 | 5 | 5.9 | 3.51 | 14 | 2.6 | 2.6 | 0 | #NAME? | #NAME? | #NAME? | #NAME? | #NAME? | #NAME? | TRUE | 0 | TRUE | TRUE | #NAME? | #NAME? | #NAME? | #NAME? | #NAME? | #NAME? | #NAME? | #NAME? | #NAME? | #NAME? |  |  | 1: 8.6066; 2: 11.5397; 3: 0; 4: 0 | 20.1463 |  | 464.7272 | 752.7299 | 778.9928 | 20005 | 20.1463 | 464.7272 | 760.1458 |  | 0 | 6157 | 6157 | 2000-05-18 | #NAME? | #NAME? | #NAME?
2000-05-19 | 2000 | 5 | 140 | 19 | 6 | 5.4 | 4.5535 | 6.5 | 0 | 0 | 0 | #NAME? | #NAME? | #NAME? | #NAME? | #NAME? | #NAME? | FALSE | 2.6 | TRUE | TRUE | #NAME? | #NAME? | #NAME? | #NAME? | #NAME? | #NAME? | #NAME? | #NAME? | #NAME? | #NAME? |  |  | 1: 0; 2: 0; 3: 0; 4: 4.3651 | 4.3651 |  | 128.044 | 197.1471 | 203.2444 | 20005 | 4.3651 | 128.044 | 209.4392 |  | 0 | 6158 | 6158 | 2000-05-19 | #NAME? | #NAME? | #NAME?
2000-05-20 | 2000 | 5 | 141 | 20 | 7 | 9.2 | 5.5479 | 14.1667 | 0 | 0 | 0 | #NAME? | #NAME? | #NAME? | #NAME? | #NAME? | #NAME? | FALSE | 2.6 | TRUE | TRUE | #NAME? | #NAME? | #NAME? | #NAME? | #NAME? | #NAME? | #NAME? | #NAME? | #NAME? | #NAME? |  |  | 1: 0; 2: 0; 3: 4.6886; 4: 0 | 4.6886 |  | 68.7665 | 105.8785 | 109.1531 | 20005 | 4.6886 | 68.7665 | 112.4801 |  | 0 | 6159 | 6159 | 2000-05-20 | #NAME? | #NAME? | #NAME?
2000-05-21 | 2000 | 5 | 142 | 21 | 1 | 7.2 | 5.9746 | 9.3333 | 0 | 0 | 0 | #NAME? | #NAME? | #NAME? | #NAME? | #NAME? | #NAME? | TRUE | 0 | TRUE | TRUE | #NAME? | #NAME? | #NAME? | #NAME? | #NAME? | #NAME? | #NAME? | #NAME? | #NAME? | #NAME? |  |  | 1: 0; 2: 0; 3: 0; 4: 0 | 0 |  | 0 | 0 | 0 | 20005 | 0 | 0 | 0 |  | 0 | 6160 | 6160 | 2000-05-21 | #NAME? | #NAME? | #NAME?
2000-05-22 | 2000 | 5 | 143 | 22 | 2 | 3.7 | 5.9097 | 15.6667 | 0 | 0 | 0 | #NAME? | #NAME? | #NAME? | #NAME? | #NAME? | #NAME? | FALSE | 0 | TRUE | FALSE | #NAME? | #NAME? | #NAME? | #NAME? | #NAME? | #NAME? | #NAME? | #NAME? | #NAME? | #NAME? |  |  | 1: 0; 2: 0; 3: 0; 4: 0 | 0 |  | 0 | 0 | 0 | 20005 | 0 | 0 | 0 |  | 0 | 6161 | 6161 | 2000-05-22 | #NAME? | #NAME? | #NAME?
2000-05-23 | 2000 | 5 | 144 | 23 | 3 | 2 | 4.5026 | 5.8333 | 0 | 0 | 0 | #NAME? | #NAME? | #NAME? | #NAME? | #NAME? | #NAME? | TRUE | 0 | TRUE | FALSE | #NAME? | #NAME? | #NAME? | #NAME? | #NAME? | #NAME? | #NAME? | #NAME? | #NAME? | #NAME? |  |  | 1: 0; 2: 0; 3: 0; 4: 0 | 0 |  | 0 | 0 | 0 | 20005 | 0 | 0 | 0 |  | 0 | 6162 | 6162 | 2000-05-23 | #NAME? | #NAME? | #NAME?
2000-05-24 | 2000 | 5 | 145 | 24 | 4 | -0.9 | 5.5508 | 3.6667 | 0 | 0 | 0 | #NAME? | #NAME? | #NAME? | #NAME? | #NAME? | #NAME? | FALSE | 0 | TRUE | TRUE | #NAME? | #NAME? | #NAME? | #NAME? | #NAME? | #NAME? | #NAME? | #NAME? | #NAME? | #NAME? |  |  | 1: 0; 2: 0; 3: 0; 4: 11.7052 | 11.7052 |  | 343.3523 | 528.6536 | 545.0037 | 20005 | 11.7052 | 343.3523 | 561.6151 |  | 0 | 6163 | 6163 | 2000-05-24 | #NAME? | #NAME? | #NAME?
2000-05-25 | 2000 | 5 | 146 | 25 | 5 | 4.7 | 4.7917 | 26.3333 | 0 | 0 | 0 | #NAME? | #NAME? | #NAME? | #NAME? | #NAME? | #NAME? | TRUE | 0 | TRUE | TRUE | #NAME? | #NAME? | #NAME? | #NAME? | #NAME? | #NAME? | #NAME? | #NAME? | #NAME? | #NAME? |  |  | 1: 0; 2: 0; 3: 0; 4: 0 | 0 |  | 0 | 0 | 0 | 20005 | 0 | 0 | 0 |  | 0 | 6164 | 6164 | 2000-05-25 | #NAME? | #NAME? | #NAME?
2000-05-26 | 2000 | 5 | 147 | 26 | 6 | 4.7 | 3.134 | 24.3333 | 1.6 | 1.6 | 0 | #NAME? | #NAME? | #NAME? | #NAME? | #NAME? | #NAME? | FALSE | 0 | TRUE | FALSE | #NAME? | #NAME? | #NAME? | #NAME? | #NAME? | #NAME? | #NAME? | #NAME? | #NAME? | #NAME? |  |  | 1: 0; 2: 0; 3: 0; 4: 0 | 0 |  | 0 | 0 | 0 | 20005 | 0 | 0 | 0 |  | 0 | 6165 | 6165 | 2000-05-26 | #NAME? | #NAME? | #NAME?
2000-05-27 | 2000 | 5 | 148 | 27 | 7 | 1.1 | 4.2681 | 4 | 0 | 0 | 0 | #NAME? | #NAME? | #NAME? | #NAME? | #NAME? | #NAME? | FALSE | 1.6 | TRUE | TRUE | #NAME? | #NAME? | #NAME? | #NAME? | #NAME? | #NAME? | #NAME? | #NAME? | #NAME? | #NAME? |  |  | 1: 0; 2: 0; 3: 2.359; 4: 0 | 2.359 |  | 34.5982 | 53.2702 | 54.9178 | 20005 | 2.359 | 34.5982 | 56.5916 |  | 0 | 6166 | 6166 | 2000-05-27 | #NAME? | #NAME? | #NAME?
2000-05-28 | 2000 | 5 | 149 | 28 | 1 | 3.9 | 3.8063 | 11.8333 | 1.2 | 1.2 | 0 | #NAME? | #NAME? | #NAME? | #NAME? | #NAME? | #NAME? | TRUE | 1.6 | TRUE | TRUE | #NAME? | #NAME? | #NAME? | #NAME? | #NAME? | #NAME? | #NAME? | #NAME? | #NAME? | #NAME? |  |  | 1: 6.8849; 2: 12.7738; 3: 0; 4: 0 | 19.6587 |  | 475.6763 | 773.5661 | 800.7924 | 20005 | 19.6587 | 475.6763 | 778.055 |  | 0 | 6167 | 6167 | 2000-05-28 | #NAME? | #NAME? | #NAME?
2000-05-29 | 2000 | 5 | 150 | 29 | 2 | 4 | 2.2435 | 8.6667 | 0.9 | 0.9 | 0 | #NAME? | #NAME? | #NAME? | #NAME? | #NAME? | #NAME? | FALSE | 1.2 | TRUE | TRUE | #NAME? | #NAME? | #NAME? | #NAME? | #NAME? | #NAME? | #NAME? | #NAME? | #NAME? | #NAME? |  |  | 1: 0; 2: 0; 3: 8.4464; 4: 10.3795 | 18.8259 |  | 428.3454 | 659.516 | 679.9134 | 20005 | 18.8259 | 428.3454 | 700.6368 |  | 0 | 6168 | 6168 | 2000-05-29 | #NAME? | #NAME? | #NAME?
2000-05-30 | 2000 | 5 | 151 | 30 | 3 | 3.4 | 3.2451 | 5.1667 | 0 | 0 | 0 | #NAME? | #NAME? | #NAME? | #NAME? | #NAME? | #NAME? | TRUE | 2.1 | TRUE | FALSE | #NAME? | #NAME? | #NAME? | #NAME? | #NAME? | #NAME? | #NAME? | #NAME? | #NAME? | #NAME? |  |  | 1: 0; 2: 0; 3: 0; 4: 0 | 0 |  | 0 | 0 | 0 | 20005 | 0 | 0 | 0 |  | 0 | 6169 | 6169 | 2000-05-30 | #NAME? | #NAME? | #NAME?
2000-05-31 | 2000 | 5 | 152 | 31 | 4 | 1.9 | 3.1809 | 9.1667 | 0 | 0 | 0 | #NAME? | #NAME? | #NAME? | #NAME? | #NAME? | #NAME? | FALSE | 0.9 | TRUE | FALSE | #NAME? | #NAME? | #NAME? | #NAME? | #NAME? | #NAME? | #NAME? | #NAME? | #NAME? | #NAME? |  |  | 1: 0; 2: 0; 3: 0; 4: 0 | 0 |  | 0 | 0 | 0 | 20005 | 0 | 0 | 0 |  | 0 | 6170 | 6170 | 2000-05-31 | #NAME? | #NAME? | #NAME?
2000-06-01 | 2000 | 6 | 153 | 1 | 5 | -1.9 | 3.9817 | 6.6667 | 0 | 0 | 0 | #NAME? | #NAME? | #NAME? | #NAME? | #NAME? | #NAME? | TRUE | 0 | TRUE | FALSE | #NAME? | #NAME? | #NAME? | #NAME? | #NAME? | #NAME? | #NAME? | #NAME? | #NAME? | #NAME? |  |  | 1: 0; 2: 0; 3: 0; 4: 0 | 0 |  | 0 | 0 | 0 | 20006 | 0 | 0 | 0 |  | 0 | 6171 | 6171 | 2000-06-01 | #NAME? | #NAME? | #NAME?
2000-06-02 | 2000 | 6 | 154 | 2 | 6 | 2.5 | 4.2631 | 8.6667 | 13 | 13 | 6 | #NAME? | #NAME? | #NAME? | #NAME? | #NAME? | #NAME? | FALSE | 0 | TRUE | TRUE | #NAME? | #NAME? | #NAME? | #NAME? | #NAME? | #NAME? | #NAME? | #NAME? | #NAME? | #NAME? |  |  | 1: 0; 2: 0; 3: 0; 4: 8.0043 | 8.0043 |  | 234.7924 | 361.5057 | 372.6863 | 20006 | 8.0043 | 234.7924 | 384.0456 |  | 0 | 6172 | 6172 | 2000-06-02 | #NAME? | #NAME? | #NAME?
2000-06-03 | 2000 | 6 | 155 | 3 | 7 | 6.8 | 4.0799 | 9.3333 | 6 | 6 | 0.75 | #NAME? | #NAME? | #NAME? | #NAME? | #NAME? | #NAME? | FALSE | 13 | FALSE | TRUE | #NAME? | #NAME? | #NAME? | #NAME? | #NAME? | #NAME? | #NAME? | #NAME? | #NAME? | #NAME? |  |  | 1: 0; 2: 0; 3: 0; 4: 0 | 0 |  | 0 | 0 | 0 | 20006 | 0 | 0 | 0 |  | 0 | 6173 | 6173 | 2000-06-03 | #NAME? | #NAME? | #NAME?
2000-06-04 | 2000 | 6 | 156 | 4 | 1 | 5.3 | 5.4945 | 13 | 0 | 0 | 0 | #NAME? | #NAME? | #NAME? | #NAME? | #NAME? | #NAME? | TRUE | 19 | FALSE | TRUE | #NAME? | #NAME? | #NAME? | #NAME? | #NAME? | #NAME? | #NAME? | #NAME? | #NAME? | #NAME? |  |  | 1: 0; 2: 0; 3: 0; 4: 0 | 0 |  | 0 | 0 | 0 | 20006 | 0 | 0 | 0 |  | 0 | 6174 | 6174 | 2000-06-04 | #NAME? | #NAME? | #NAME?
2000-06-05 | 2000 | 6 | 157 | 5 | 2 | 6.6 | 5.2324 | 5.3333 | 6.8 | 6.8 | 1.35 | #NAME? | #NAME? | #NAME? | #NAME? | #NAME? | #NAME? | FALSE | 6 | TRUE | TRUE | #NAME? | #NAME? | #NAME? | #NAME? | #NAME? | #NAME? | #NAME? | #NAME? | #NAME? | #NAME? |  |  | 1: 0; 2: 0; 3: 3.5339; 4: 6.7959 | 10.3298 |  | 251.1762 | 386.7316 | 398.6923 | 20006 | 10.3298 | 251.1762 | 410.8443 |  | 0 | 6175 | 6175 | 2000-06-05 | #NAME? | #NAME? | #NAME?
2000-06-06 | 2000 | 6 | 158 | 6 | 3 | 8.1 | 5.4085 | 7.6667 | 0 | 0 | 0 | #NAME? | #NAME? | #NAME? | #NAME? | #NAME? | #NAME? | TRUE | 6.8 | TRUE | TRUE | #NAME? | #NAME? | #NAME? | #NAME? | #NAME? | #NAME? | #NAME? | #NAME? | #NAME? | #NAME? |  |  | 1: 2.9791; 2: 5.5501; 3: 0; 4: 0 | 8.5291 |  | 206.4949 | 335.8269 | 347.6479 | 20006 | 8.5291 | 206.4949 | 337.76 |  | 0 | 6176 | 6176 | 2000-06-06 | #NAME? | #NAME? | #NAME?
2000-06-07 | 2000 | 6 | 159 | 7 | 4 | 8.7 | 4.8114 | 13.5 | 0 | 0 | 0 | #NAME? | #NAME? | #NAME? | #NAME? | #NAME? | #NAME? | FALSE | 6.8 | TRUE | TRUE | #NAME? | #NAME? | #NAME? | #NAME? | #NAME? | #NAME? | #NAME? | #NAME? | #NAME? | #NAME? |  |  | 1: 0; 2: 0; 3: 5.3116; 4: 5.2547 | 10.5663 |  | 232.0407 | 357.269 | 368.3186 | 20006 | 10.5663 | 232.0407 | 379.5447 |  | 0 | 6177 | 6177 | 2000-06-07 | #NAME? | #NAME? | #NAME?
2000-06-08 | 2000 | 6 | 160 | 8 | 5 | 9.6 | 2.9547 | 8.8333 | 25.2 | 25.2 | 15.15 | #NAME? | #NAME? | #NAME? | #NAME? | #NAME? | #NAME? | TRUE | 0 | TRUE | TRUE | #NAME? | #NAME? | #NAME? | #NAME? | #NAME? | #NAME? | #NAME? | #NAME? | #NAME? | #NAME? |  |  | 1: 0; 2: 0; 3: 0; 4: 0 | 0 |  | 0 | 0 | 0 | 20006 | 0 | 0 | 0 |  | 0 | 6178 | 6178 | 2000-06-08 | #NAME? | #NAME? | #NAME?
2000-06-09 | 2000 | 6 | 161 | 9 | 6 | 7.5 | 2.6532 | 16 | 4.8 | 4.8 | 0 | #NAME? | #NAME? | #NAME? | #NAME? | #NAME? | #NAME? | FALSE | 25.2 | FALSE | TRUE | #NAME? | #NAME? | #NAME? | #NAME? | #NAME? | #NAME? | #NAME? | #NAME? | #NAME? | #NAME? |  |  | 1: 0; 2: 0; 3: 0; 4: 0 | 0 |  | 0 | 0 | 0 | 20006 | 0 | 0 | 0 |  | 0 | 6179 | 6179 | 2000-06-09 | #NAME? | #NAME? | #NAME?
2000-06-10 | 2000 | 6 | 162 | 10 | 7 | 9 | 3.4717 | 5.5 | 0.6 | 0.6 | 0 | #NAME? | #NAME? | #NAME? | #NAME? | #NAME? | #NAME? | FALSE | 30 | FALSE | TRUE | #NAME? | #NAME? | #NAME? | #NAME? | #NAME? | #NAME? | #NAME? | #NAME? | #NAME? | #NAME? |  |  | 1: 0; 2: 0; 3: 0; 4: 0 | 0 |  | 0 | 0 | 0 | 20006 | 0 | 0 | 0 |  | 0 | 6180 | 6180 | 2000-06-10 | #NAME? | #NAME? | #NAME?
2000-06-11 | 2000 | 6 | 163 | 11 | 1 | 4.7 | 4.5254 | 19.6667 | 0 | 0 | 0 | #NAME? | #NAME? | #NAME? | #NAME? | #NAME? | #NAME? | TRUE | 5.4 | TRUE | FALSE | #NAME? | #NAME? | #NAME? | #NAME? | #NAME? | #NAME? | #NAME? | #NAME? | #NAME? | #NAME? |  |  | 1: 0; 2: 0; 3: 0; 4: 0 | 0 |  | 0 | 0 | 0 | 20006 | 0 | 0 | 0 |  | 0 | 6181 | 6181 | 2000-06-11 | #NAME? | #NAME? | #NAME?
2000-06-12 | 2000 | 6 | 164 | 12 | 2 | 0.1 | 3.3484 | 2.1667 | 0 | 0 | 0 | #NAME? | #NAME? | #NAME? | #NAME? | #NAME? | #NAME? | FALSE | 0.6 | TRUE | TRUE | #NAME? | #NAME? | #NAME? | #NAME? | #NAME? | #NAME? | #NAME? | #NAME? | #NAME? | #NAME? |  |  | 1: 0; 2: 0; 3: 0; 4: 7.171 | 7.171 |  | 210.3493 | 323.8712 | 333.8879 | 20006 | 7.171 | 210.3493 | 344.0646 |  | 0 | 6182 | 6182 | 2000-06-12 | #NAME? | #NAME? | #NAME?
2000-06-13 | 2000 | 6 | 165 | 13 | 3 | 5 | 4.8021 | 12.6667 | 0 | 0 | 0 | #NAME? | #NAME? | #NAME? | #NAME? | #NAME? | #NAME? | TRUE | 0 | TRUE | TRUE | #NAME? | #NAME? | #NAME? | #NAME? | #NAME? | #NAME? | #NAME? | #NAME? | #NAME? | #NAME? |  |  | 1: 7.8144; 2: 13.4473; 3: 0; 4: 0 | 21.2617 |  | 509.064 | 827.1434 | 856.2008 | 20006 | 21.2617 | 509.064 | 832.6666 |  | 0 | 6183 | 6183 | 2000-06-13 | #NAME? | #NAME? | #NAME?
2000-06-14 | 2000 | 6 | 166 | 14 | 4 | 7.9 | 3.7593 | 5.1667 | 1.9 | 1.9 | 0 | #NAME? | #NAME? | #NAME? | #NAME? | #NAME? | #NAME? | FALSE | 0 | TRUE | TRUE | #NAME? | #NAME? | #NAME? | #NAME? | #NAME? | #NAME? | #NAME? | #NAME? | #NAME? | #NAME? |  |  | 1: 0; 2: 0; 3: 0; 4: 4.9212 | 4.9212 |  | 144.3541 | 222.2595 | 229.1335 | 20006 | 4.9212 | 144.3541 | 236.1173 |  | 0 | 6184 | 6184 | 2000-06-14 | #NAME? | #NAME? | #NAME?
2000-06-15 | 2000 | 6 | 167 | 15 | 5 | 5.5 | 4.985 | 16.8333 | 0.2 | 0.2 | 0 | #NAME? | #NAME? | #NAME? | #NAME? | #NAME? | #NAME? | TRUE | 1.9 | TRUE | TRUE | #NAME? | #NAME? | #NAME? | #NAME? | #NAME? | #NAME? | #NAME? | #NAME? | #NAME? | #NAME? |  |  | 1: 0; 2: 0; 3: 0; 4: 0 | 0 |  | 0 | 0 | 0 | 20006 | 0 | 0 | 0 |  | 0 | 6185 | 6185 | 2000-06-15 | #NAME? | #NAME? | #NAME?
2000-06-16 | 2000 | 6 | 168 | 16 | 6 | 7.2 | 3.5827 | 19.5 | 1.2 | 1.2 | 0 | #NAME? | #NAME? | #NAME? | #NAME? | #NAME? | #NAME? | FALSE | 2.1 | TRUE | TRUE | #NAME? | #NAME? | #NAME? | #NAME? | #NAME? | #NAME? | #NAME? | #NAME? | #NAME? | #NAME? |  |  | 1: 0; 2: 0; 3: 0; 4: 5.0218 | 5.0218 |  | 147.3052 | 226.8032 | 233.8178 | 20006 | 5.0218 | 147.3052 | 240.9444 |  | 0 | 6186 | 6186 | 2000-06-16 | #NAME? | #NAME? | #NAME?
2000-06-17 | 2000 | 6 | 169 | 17 | 7 | 3.3 | 4.237 | 6.6667 | 0.4 | 0.4 | 0 | #NAME? | #NAME? | #NAME? | #NAME? | #NAME? | #NAME? | FALSE | 1.4 | TRUE | TRUE | #NAME? | #NAME? | #NAME? | #NAME? | #NAME? | #NAME? | #NAME? | #NAME? | #NAME? | #NAME? |  |  | 1: 0; 2: 0; 3: 7.0359; 4: 0 | 7.0359 |  | 103.1936 | 158.8854 | 163.7994 | 20006 | 7.0359 | 103.1936 | 168.7919 |  | 0 | 6187 | 6187 | 2000-06-17 | #NAME? | #NAME? | #NAME?
2000-06-18 | 2000 | 6 | 170 | 18 | 1 | 7.2 | 4.5201 | 6 | 3 | 3 | 0 | #NAME? | #NAME? | #NAME? | #NAME? | #NAME? | #NAME? | TRUE | 1.6 | TRUE | TRUE | #NAME? | #NAME? | #NAME? | #NAME? | #NAME? | #NAME? | #NAME? | #NAME? | #NAME? | #NAME? |  |  | 1: 6.3334; 2: 9.3967; 3: 0; 4: 0 | 15.7301 |  | 368.5271 | 597.7046 | 618.6191 | 20006 | 15.7301 | 368.5271 | 602.7931 |  | 0 | 6188 | 6188 | 2000-06-18 | #NAME? | #NAME? | #NAME?
2000-06-19 | 2000 | 6 | 171 | 19 | 2 | 7.8 | 3.6453 | 11.1667 | 11.2 | 11.2 | 4.65 | #NAME? | #NAME? | #NAME? | #NAME? | #NAME? | #NAME? | FALSE | 3.4 | TRUE | TRUE | #NAME? | #NAME? | #NAME? | #NAME? | #NAME? | #NAME? | #NAME? | #NAME? | #NAME? | #NAME? |  |  | 1: 0; 2: 0; 3: 0; 4: 7.0964 | 7.0964 |  | 208.1607 | 320.5013 | 330.4137 | 20006 | 7.0964 | 208.1607 | 340.4846 |  | 0 | 6189 | 6189 | 2000-06-19 | #NAME? | #NAME? | #NAME?
2000-06-20 | 2000 | 6 | 172 | 20 | 3 | 5.5 | 4.8996 | 15.3333 | 1.2 | 1.2 | 0 | #NAME? | #NAME? | #NAME? | #NAME? | #NAME? | #NAME? | TRUE | 14.2 | FALSE | TRUE | #NAME? | #NAME? | #NAME? | #NAME? | #NAME? | #NAME? | #NAME? | #NAME? | #NAME? | #NAME? |  |  | 1: 0; 2: 0; 3: 0; 4: 0 | 0 |  | 0 | 0 | 0 | 20006 | 0 | 0 | 0 |  | 0 | 6190 | 6190 | 2000-06-20 | #NAME? | #NAME? | #NAME?
2000-06-21 | 2000 | 6 | 173 | 21 | 4 | 8 | 4.8597 | 7 | 0.2 | 0.2 | 0 | #NAME? | #NAME? | #NAME? | #NAME? | #NAME? | #NAME? | FALSE | 12.4 | FALSE | TRUE | #NAME? | #NAME? | #NAME? | #NAME? | #NAME? | #NAME? | #NAME? | #NAME? | #NAME? | #NAME? |  |  | 1: 0; 2: 0; 3: 0; 4: 0 | 0 |  | 0 | 0 | 0 | 20006 | 0 | 0 | 0 |  | 0 | 6191 | 6191 | 2000-06-21 | #NAME? | #NAME? | #NAME?
2000-06-22 | 2000 | 6 | 174 | 22 | 5 | 5.5 | 4.0771 | 10.8333 | 1.6 | 1.6 | 0 | #NAME? | #NAME? | #NAME? | #NAME? | #NAME? | #NAME? | TRUE | 1.4 | TRUE | TRUE | #NAME? | #NAME? | #NAME? | #NAME? | #NAME? | #NAME? | #NAME? | #NAME? | #NAME? | #NAME? |  |  | 1: 2.8619; 2: 4.2683; 3: 0; 4: 0 | 7.1302 |  | 167.1776 | 271.159 | 280.6485 | 20006 | 7.1302 | 167.1776 | 273.4494 |  | 0 | 6192 | 6192 | 2000-06-22 | #NAME? | #NAME? | #NAME?
2000-06-23 | 2000 | 6 | 175 | 23 | 6 | 5.9 | 3.9643 | 11.1667 | 0.6 | 0.6 | 0 | #NAME? | #NAME? | #NAME? | #NAME? | #NAME? | #NAME? | FALSE | 1.8 | TRUE | TRUE | #NAME? | #NAME? | #NAME? | #NAME? | #NAME? | #NAME? | #NAME? | #NAME? | #NAME? | #NAME? |  |  | 1: 0; 2: 0; 3: 0; 4: 9.7371 | 9.7371 |  | 285.6221 | 439.7673 | 453.3684 | 20006 | 9.7371 | 285.6221 | 467.1868 |  | 0 | 6193 | 6193 | 2000-06-23 | #NAME? | #NAME? | #NAME?
2000-06-24 | 2000 | 6 | 176 | 24 | 7 | 5.8 | 2.8107 | 9.1667 | 14.4 | 14.4 | 7.05 | #NAME? | #NAME? | #NAME? | #NAME? | #NAME? | #NAME? | FALSE | 2.2 | TRUE | TRUE | #NAME? | #NAME? | #NAME? | #NAME? | #NAME? | #NAME? | #NAME? | #NAME? | #NAME? | #NAME? |  |  | 1: 0; 2: 0; 3: 2.2676; 4: 0 | 2.2676 |  | 33.258 | 51.2067 | 52.7905 | 20006 | 2.2676 | 33.258 | 54.3995 |  | 0 | 6194 | 6194 | 2000-06-24 | #NAME? | #NAME? | #NAME?
2000-06-25 | 2000 | 6 | 177 | 25 | 1 | 5.1 | 3.6832 | 9.5 | 13.8 | 13.8 | 6.6 | #NAME? | #NAME? | #NAME? | #NAME? | #NAME? | #NAME? | TRUE | 15 | FALSE | TRUE | #NAME? | #NAME? | #NAME? | #NAME? | #NAME? | #NAME? | #NAME? | #NAME? | #NAME? | #NAME? |  |  | 1: 0; 2: 0; 3: 0; 4: 0 | 0 |  | 0 | 0 | 0 | 20006 | 0 | 0 | 0 |  | 0 | 6195 | 6195 | 2000-06-25 | #NAME? | #NAME? | #NAME?
2000-06-26 | 2000 | 6 | 178 | 26 | 2 | 6.3 | 3.7046 | 12 | 0.6 | 0.6 | 0 | #NAME? | #NAME? | #NAME? | #NAME? | #NAME? | #NAME? | FALSE | 28.2 | FALSE | TRUE | #NAME? | #NAME? | #NAME? | #NAME? | #NAME? | #NAME? | #NAME? | #NAME? | #NAME? | #NAME? |  |  | 1: 0; 2: 0; 3: 0; 4: 0 | 0 |  | 0 | 0 | 0 | 20006 | 0 | 0 | 0 |  | 0 | 6196 | 6196 | 2000-06-26 | #NAME? | #NAME? | #NAME?
2000-06-27 | 2000 | 6 | 179 | 27 | 3 | 4.8 | 4.0552 | 4 | 0 | 0 | 0 | #NAME? | #NAME? | #NAME? | #NAME? | #NAME? | #NAME? | TRUE | 14.4 | FALSE | TRUE | #NAME? | #NAME? | #NAME? | #NAME? | #NAME? | #NAME? | #NAME? | #NAME? | #NAME? | #NAME? |  |  | 1: 0; 2: 0; 3: 0; 4: 0 | 0 |  | 0 | 0 | 0 | 20006 | 0 | 0 | 0 |  | 0 | 6197 | 6197 | 2000-06-27 | #NAME? | #NAME? | #NAME?
2000-06-28 | 2000 | 6 | 180 | 28 | 4 | 7.6 | 4.6044 | 2.8333 | 3.2 | 3.2 | 0 | #NAME? | #NAME? | #NAME? | #NAME? | #NAME? | #NAME? | FALSE | 0.6 | TRUE | TRUE | #NAME? | #NAME? | #NAME? | #NAME? | #NAME? | #NAME? | #NAME? | #NAME? | #NAME? | #NAME? |  |  | 1: 0; 2: 0; 3: 2.8784; 4: 6.5479 | 9.4262 |  | 234.2874 | 360.7282 | 371.8848 | 20006 | 9.4262 | 234.2874 | 383.2196 |  | 0 | 6198 | 6198 | 2000-06-28 | #NAME? | #NAME? | #NAME?
2000-06-29 | 2000 | 6 | 181 | 29 | 5 | 11.4 | 5.5797 | 14.8333 | 0 | 0 | 0 | #NAME? | #NAME? | #NAME? | #NAME? | #NAME? | #NAME? | TRUE | 3.2 | TRUE | TRUE | #NAME? | #NAME? | #NAME? | #NAME? | #NAME? | #NAME? | #NAME? | #NAME? | #NAME? | #NAME? |  |  | 1: 10.2869; 2: 17.4697; 3: 0; 4: 0 | 27.7565 |  | 663.3179 | 1077.6115 | 1115.455 | 20006 | 27.7565 | 663.3179 | 1084.9769 |  | 0 | 6199 | 6199 | 2000-06-29 | #NAME? | #NAME? | #NAME?
2000-06-30 | 2000 | 6 | 182 | 30 | 6 | 11.7 | 4.7351 | 4 | 0 | 0 | 0 | #NAME? | #NAME? | #NAME? | #NAME? | #NAME? | #NAME? | FALSE | 3.2 | TRUE | TRUE | #NAME? | #NAME? | #NAME? | #NAME? | #NAME? | #NAME? | #NAME? | #NAME? | #NAME? | #NAME? |  |  | 1: 0; 2: 0; 3: 0; 4: 5.6012 | 5.6012 |  | 164.3023 | 252.9734 | 260.7973 | 20006 | 5.6012 | 164.3023 | 268.7462 |  | 0 | 6200 | 6200 | 2000-06-30 | #NAME? | #NAME? | #NAME?
2000-07-01 | 2000 | 7 | 183 | 1 | 7 | 10.7 | 3.4251 | 7.5 | 7.2 | 7.2 | 1.65 | #NAME? | #NAME? | #NAME? | #NAME? | #NAME? | #NAME? | FALSE | 0 | TRUE | TRUE | #NAME? | #NAME? | #NAME? | #NAME? | #NAME? | #NAME? | #NAME? | #NAME? | #NAME? | #NAME? |  |  | 1: 0; 2: 0; 3: 4.4108; 4: 0 | 4.4108 |  | 64.6911 | 99.6038 | 102.6843 | 20007 | 4.4108 | 64.6911 | 105.814 |  | 0 | 6201 | 6201 | 2000-07-01 | #NAME? | #NAME? | #NAME?
2000-07-02 | 2000 | 7 | 184 | 2 | 1 | 7.2 | 4.8591 | 6.5 | 0 | 0 | 0 | #NAME? | #NAME? | #NAME? | #NAME? | #NAME? | #NAME? | TRUE | 7.2 | TRUE | TRUE | #NAME? | #NAME? | #NAME? | #NAME? | #NAME? | #NAME? | #NAME? | #NAME? | #NAME? | #NAME? |  |  | 1: 1.8215; 2: 2.3998; 3: 0; 4: 0 | 4.2213 |  | 97.109 | 157.2527 | 162.7364 | 20007 | 4.2213 | 97.109 | 158.8395 |  | 0 | 6202 | 6202 | 2000-07-02 | #NAME? | #NAME? | #NAME?
2000-07-03 | 2000 | 7 | 185 | 3 | 2 | 4.7 | 4.5723 | 10.6667 | 0 | 0 | 0 | #NAME? | #NAME? | #NAME? | #NAME? | #NAME? | #NAME? | FALSE | 7.2 | TRUE | TRUE | #NAME? | #NAME? | #NAME? | #NAME? | #NAME? | #NAME? | #NAME? | #NAME? | #NAME? | #NAME? |  |  | 1: 0; 2: 0; 3: 3.188; 4: 5.5106 | 8.6986 |  | 208.4022 | 320.8732 | 330.7972 | 20007 | 8.6986 | 208.4022 | 340.8797 |  | 0 | 6203 | 6203 | 2000-07-03 | #NAME? | #NAME? | #NAME?
2000-07-04 | 2000 | 7 | 186 | 4 | 3 | 5.4 | 4.2875 | 10 | 5 | 5 | 0 | #NAME? | #NAME? | #NAME? | #NAME? | #NAME? | #NAME? | TRUE | 0 | TRUE | TRUE | #NAME? | #NAME? | #NAME? | #NAME? | #NAME? | #NAME? | #NAME? | #NAME? | #NAME? | #NAME? |  |  | 1: 2.7439; 2: 3.2402; 3: 0; 4: 0 | 5.9841 |  | 135.2899 | 218.7482 | 226.3511 | 20007 | 5.9841 | 135.2899 | 221.2912 |  | 0 | 6204 | 6204 | 2000-07-04 | #NAME? | #NAME? | #NAME?
2000-07-05 | 2000 | 7 | 187 | 5 | 4 | 7.7 | 5.1133 | 15.6667 | 0 | 0 | 0 | #NAME? | #NAME? | #NAME? | #NAME? | #NAME? | #NAME? | FALSE | 5 | TRUE | TRUE | #NAME? | #NAME? | #NAME? | #NAME? | #NAME? | #NAME? | #NAME? | #NAME? | #NAME? | #NAME? |  |  | 1: 0; 2: 0; 3: 0; 4: 4.8729 | 4.8729 |  | 142.9376 | 220.0786 | 226.8851 | 20007 | 4.8729 | 142.9376 | 233.8004 |  | 0 | 6205 | 6205 | 2000-07-05 | #NAME? | #NAME? | #NAME?
2000-07-06 | 2000 | 7 | 188 | 6 | 5 | 8 | 3.7745 | 15.1667 | 0 | 0 | 0 | #NAME? | #NAME? | #NAME? | #NAME? | #NAME? | #NAME? | TRUE | 5 | TRUE | TRUE | #NAME? | #NAME? | #NAME? | #NAME? | #NAME? | #NAME? | #NAME? | #NAME? | #NAME? | #NAME? |  |  | 1: 8.9722; 2: 11.7249; 3: 0; 4: 0 | 20.6971 |  | 475.522 | 769.9473 | 796.7906 | 20007 | 20.6971 | 475.522 | 777.8026 |  | 0 | 6206 | 6206 | 2000-07-06 | #NAME? | #NAME? | #NAME?
2000-07-07 | 2000 | 7 | 189 | 7 | 6 | 7.6 | 5.3212 | 6 | 0 | 0 | 0 | #NAME? | #NAME? | #NAME? | #NAME? | #NAME? | #NAME? | FALSE | 0 | TRUE | TRUE | #NAME? | #NAME? | #NAME? | #NAME? | #NAME? | #NAME? | #NAME? | #NAME? | #NAME? | #NAME? |  |  | 1: 0; 2: 0; 3: 0; 4: 4.8883 | 4.8883 |  | 143.3904 | 220.7758 | 227.6039 | 20007 | 4.8883 | 143.3904 | 234.5411 |  | 0 | 6207 | 6207 | 2000-07-07 | #NAME? | #NAME? | #NAME?
2000-07-08 | 2000 | 7 | 190 | 8 | 7 | 7.7 | 4.8022 | 10.3333 | 0 | 0 | 0 | #NAME? | #NAME? | #NAME? | #NAME? | #NAME? | #NAME? | FALSE | 0 | TRUE | TRUE | #NAME? | #NAME? | #NAME? | #NAME? | #NAME? | #NAME? | #NAME? | #NAME? | #NAME? | #NAME? |  |  | 1: 0; 2: 0; 3: 0; 4: 0 | 0 |  | 0 | 0 | 0 | 20007 | 0 | 0 | 0 |  | 0 | 6208 | 6208 | 2000-07-08 | #NAME? | #NAME? | #NAME?
2000-07-09 | 2000 | 7 | 191 | 9 | 1 | 10.6 | 3.6709 | 17.1667 | 23.6 | 23.6 | 13.95 | #NAME? | #NAME? | #NAME? | #NAME? | #NAME? | #NAME? | TRUE | 0 | TRUE | TRUE | #NAME? | #NAME? | #NAME? | #NAME? | #NAME? | #NAME? | #NAME? | #NAME? | #NAME? | #NAME? |  |  | 1: 2.7632; 2: 3.509; 3: 0; 4: 0 | 6.2723 |  | 143.4589 | 232.1922 | 240.2804 | 20007 | 6.2723 | 143.4589 | 234.653 |  | 0 | 6209 | 6209 | 2000-07-09 | #NAME? | #NAME? | #NAME?
2000-07-10 | 2000 | 7 | 192 | 10 | 2 | 8.1 | 3.6164 | 10.3333 | 0.8 | 0.8 | 0 | #NAME? | #NAME? | #NAME? | #NAME? | #NAME? | #NAME? | FALSE | 23.6 | FALSE | TRUE | #NAME? | #NAME? | #NAME? | #NAME? | #NAME? | #NAME? | #NAME? | #NAME? | #NAME? | #NAME? |  |  | 1: 0; 2: 0; 3: 0; 4: 0 | 0 |  | 0 | 0 | 0 | 20007 | 0 | 0 | 0 |  | 0 | 6210 | 6210 | 2000-07-10 | #NAME? | #NAME? | #NAME?
2000-07-11 | 2000 | 7 | 193 | 11 | 3 | 8.5 | 4.9333 | 8.1667 | 0 | 0 | 0 | #NAME? | #NAME? | #NAME? | #NAME? | #NAME? | #NAME? | TRUE | 24.4 | FALSE | TRUE | #NAME? | #NAME? | #NAME? | #NAME? | #NAME? | #NAME? | #NAME? | #NAME? | #NAME? | #NAME? |  |  | 1: 0; 2: 0; 3: 0; 4: 0 | 0 |  | 0 | 0 | 0 | 20007 | 0 | 0 | 0 |  | 0 | 6211 | 6211 | 2000-07-11 | #NAME? | #NAME? | #NAME?
2000-07-12 | 2000 | 7 | 194 | 12 | 4 | 8.3 | 5.111 | 5 | 0 | 0 | 0 | #NAME? | #NAME? | #NAME? | #NAME? | #NAME? | #NAME? | FALSE | 0.8 | TRUE | TRUE | #NAME? | #NAME? | #NAME? | #NAME? | #NAME? | #NAME? | #NAME? | #NAME? | #NAME? | #NAME? |  |  | 1: 0; 2: 0; 3: 3.0521; 4: 6.9823 | 10.0344 |  | 249.5789 | 384.2723 | 396.157 | 20007 | 10.0344 | 249.5789 | 408.2316 |  | 0 | 6212 | 6212 | 2000-07-12 | #NAME? | #NAME? | #NAME?
2000-07-13 | 2000 | 7 | 195 | 13 | 5 | 9.4 | 6.813 | 6.6667 | 0 | 0 | 0 | #NAME? | #NAME? | #NAME? | #NAME? | #NAME? | #NAME? | TRUE | 0 | TRUE | TRUE | #NAME? | #NAME? | #NAME? | #NAME? | #NAME? | #NAME? | #NAME? | #NAME? | #NAME? | #NAME? |  |  | 1: 7.7823; 2: 9.8271; 3: 0; 4: 0 | 17.6093 |  | 402.4003 | 651.2458 | 673.9273 | 20007 | 17.6093 | 402.4003 | 658.1989 |  | 0 | 6213 | 6213 | 2000-07-13 | #NAME? | #NAME? | #NAME?
2000-07-14 | 2000 | 7 | 196 | 14 | 6 | 11.4 | 7.3695 | 8 | 0 | 0 | 0 | #NAME? | #NAME? | #NAME? | #NAME? | #NAME? | #NAME? | FALSE | 0 | TRUE | TRUE | #NAME? | #NAME? | #NAME? | #NAME? | #NAME? | #NAME? | #NAME? | #NAME? | #NAME? | #NAME? |  |  | 1: 0; 2: 0; 3: 0; 4: 6.5582 | 6.5582 |  | 192.3731 | 296.1935 | 305.3541 | 20007 | 6.5582 | 192.3731 | 314.6612 |  | 0 | 6214 | 6214 | 2000-07-14 | #NAME? | #NAME? | #NAME?
2000-07-15 | 2000 | 7 | 197 | 15 | 7 | 7.8 | 4.6296 | 21.8333 | 10.4 | 10.4 | 4.05 | #NAME? | #NAME? | #NAME? | #NAME? | #NAME? | #NAME? | FALSE | 0 | TRUE | TRUE | #NAME? | #NAME? | #NAME? | #NAME? | #NAME? | #NAME? | #NAME? | #NAME? | #NAME? | #NAME? |  |  | 1: 0; 2: 0; 3: 9.388; 4: 0 | 9.388 |  | 137.691 | 212.0004 | 218.5571 | 20007 | 9.388 | 137.691 | 225.2186 |  | 0 | 6215 | 6215 | 2000-07-15 | #NAME? | #NAME? | #NAME?
2000-07-16 | 2000 | 7 | 198 | 16 | 1 | 6.8 | 3.9977 | 6.3333 | 0 | 0 | 0 | #NAME? | #NAME? | #NAME? | #NAME? | #NAME? | #NAME? | TRUE | 10.4 | FALSE | TRUE | #NAME? | #NAME? | #NAME? | #NAME? | #NAME? | #NAME? | #NAME? | #NAME? | #NAME? | #NAME? |  |  | 1: 0; 2: 0; 3: 0; 4: 0 | 0 |  | 0 | 0 | 0 | 20007 | 0 | 0 | 0 |  | 0 | 6216 | 6216 | 2000-07-16 | #NAME? | #NAME? | #NAME?
2000-07-17 | 2000 | 7 | 199 | 17 | 2 | 8.3 | 3.6953 | 16.8333 | 0 | 0 | 0 | #NAME? | #NAME? | #NAME? | #NAME? | #NAME? | #NAME? | FALSE | 10.4 | FALSE | TRUE | #NAME? | #NAME? | #NAME? | #NAME? | #NAME? | #NAME? | #NAME? | #NAME? | #NAME? | #NAME? |  |  | 1: 0; 2: 0; 3: 0; 4: 0 | 0 |  | 0 | 0 | 0 | 20007 | 0 | 0 | 0 |  | 0 | 6217 | 6217 | 2000-07-17 | #NAME? | #NAME? | #NAME?
2000-07-18 | 2000 | 7 | 200 | 18 | 3 | 9.1 | 4.062 | 7.6667 | 0 | 0 | 0 | #NAME? | #NAME? | #NAME? | #NAME? | #NAME? | #NAME? | TRUE | 0 | TRUE | TRUE | #NAME? | #NAME? | #NAME? | #NAME? | #NAME? | #NAME? | #NAME? | #NAME? | #NAME? | #NAME? |  |  | 1: 11.9577; 2: 16.8439; 3: 0; 4: 0 | 28.8017 |  | 669.4684 | 1085.0642 | 1122.9765 | 20007 | 28.8017 | 669.4684 | 1095.0372 |  | 0 | 6218 | 6218 | 2000-07-18 | #NAME? | #NAME? | #NAME?
2000-07-19 | 2000 | 7 | 201 | 19 | 4 | 11.4 | 4.0777 | 6.3333 | 0.6 | 0.6 | 0 | #NAME? | #NAME? | #NAME? | #NAME? | #NAME? | #NAME? | FALSE | 0 | TRUE | TRUE | #NAME? | #NAME? | #NAME? | #NAME? | #NAME? | #NAME? | #NAME? | #NAME? | #NAME? | #NAME? |  |  | 1: 0; 2: 0; 3: 5.6359; 4: 9.0147 | 14.6507 |  | 347.0921 | 534.4117 | 550.9399 | 20007 | 14.6507 | 347.0921 | 567.7322 |  | 0 | 6219 | 6219 | 2000-07-19 | #NAME? | #NAME? | #NAME?
2000-07-20 | 2000 | 7 | 202 | 20 | 5 | 12.4 | 4.728 | 7.5 | 0 | 0 | 0 | #NAME? | #NAME? | #NAME? | #NAME? | #NAME? | #NAME? | TRUE | 0.6 | TRUE | TRUE | #NAME? | #NAME? | #NAME? | #NAME? | #NAME? | #NAME? | #NAME? | #NAME? | #NAME? | #NAME? |  |  | 1: 5.4286; 2: 7.8597; 3: 0; 4: 0 | 13.2884 |  | 310.1724 | 502.9024 | 520.4876 | 20007 | 13.2884 | 310.1724 | 507.3432 |  | 0 | 6220 | 6220 | 2000-07-20 | #NAME? | #NAME? | #NAME?
2000-07-21 | 2000 | 7 | 203 | 21 | 6 | 10.4 | 4.8428 | 6.3333 | 0.8 | 0.8 | 0 | #NAME? | #NAME? | #NAME? | #NAME? | #NAME? | #NAME? | FALSE | 0.6 | TRUE | TRUE | #NAME? | #NAME? | #NAME? | #NAME? | #NAME? | #NAME? | #NAME? | #NAME? | #NAME? | #NAME? |  |  | 1: 0; 2: 0; 3: 0; 4: 4.8804 | 4.8804 |  | 143.1588 | 220.4192 | 227.2363 | 20007 | 4.8804 | 143.1588 | 234.1623 |  | 0 | 6221 | 6221 | 2000-07-21 | #NAME? | #NAME? | #NAME?
2000-07-22 | 2000 | 7 | 204 | 22 | 7 | 10.7 | 5.6278 | 3.1667 | 1.2 | 1.2 | 0 | #NAME? | #NAME? | #NAME? | #NAME? | #NAME? | #NAME? | FALSE | 0.8 | TRUE | TRUE | #NAME? | #NAME? | #NAME? | #NAME? | #NAME? | #NAME? | #NAME? | #NAME? | #NAME? | #NAME? |  |  | 1: 0; 2: 0; 3: 4.0461; 4: 0 | 4.0461 |  | 59.3433 | 91.3698 | 94.1957 | 20007 | 4.0461 | 59.3433 | 97.0668 |  | 0 | 6222 | 6222 | 2000-07-22 | #NAME? | #NAME? | #NAME?
2000-07-23 | 2000 | 7 | 205 | 23 | 1 | 13.2 | 5.3709 | 9.5 | 0.4 | 0.4 | 0 | #NAME? | #NAME? | #NAME? | #NAME? | #NAME? | #NAME? | TRUE | 2 | TRUE | TRUE | #NAME? | #NAME? | #NAME? | #NAME? | #NAME? | #NAME? | #NAME? | #NAME? | #NAME? | #NAME? |  |  | 1: 0; 2: 0; 3: 0; 4: 0 | 0 |  | 0 | 0 | 0 | 20007 | 0 | 0 | 0 |  | 0 | 6223 | 6223 | 2000-07-23 | #NAME? | #NAME? | #NAME?
2000-07-24 | 2000 | 7 | 206 | 24 | 2 | 11.8 | 4.8855 | 20 | 5.4 | 5.4 | 0.3 | #NAME? | #NAME? | #NAME? | #NAME? | #NAME? | #NAME? | FALSE | 1.6 | TRUE | TRUE | #NAME? | #NAME? | #NAME? | #NAME? | #NAME? | #NAME? | #NAME? | #NAME? | #NAME? | #NAME? |  |  | 1: 0; 2: 0; 3: 10.2032; 4: 8.7128 | 18.9161 |  | 405.2238 | 623.916 | 643.2124 | 20007 | 18.9161 | 405.2238 | 662.8172 |  | 0 | 6224 | 6224 | 2000-07-24 | #NAME? | #NAME? | #NAME?
2000-07-25 | 2000 | 7 | 207 | 25 | 3 | 9.2 | 4.5285 | 4.1667 | 4.9 | 4.9 | 0 | #NAME? | #NAME? | #NAME? | #NAME? | #NAME? | #NAME? | TRUE | 5.8 | TRUE | TRUE | #NAME? | #NAME? | #NAME? | #NAME? | #NAME? | #NAME? | #NAME? | #NAME? | #NAME? | #NAME? |  |  | 1: 3.1458; 2: 4.205; 3: 0; 4: 0 | 7.3508 |  | 169.4848 | 274.5073 | 284.0841 | 20007 | 7.3508 | 169.4848 | 277.2232 |  | 0 | 6225 | 6225 | 2000-07-25 | #NAME? | #NAME? | #NAME?
2000-07-26 | 2000 | 7 | 208 | 26 | 4 | 10 | 4.943 | 7.3333 | 0 | 0 | 0 | #NAME? | #NAME? | #NAME? | #NAME? | #NAME? | #NAME? | FALSE | 10.3 | FALSE | TRUE | #NAME? | #NAME? | #NAME? | #NAME? | #NAME? | #NAME? | #NAME? | #NAME? | #NAME? | #NAME? |  |  | 1: 0; 2: 0; 3: 0; 4: 0 | 0 |  | 0 | 0 | 0 | 20007 | 0 | 0 | 0 |  | 0 | 6226 | 6226 | 2000-07-26 | #NAME? | #NAME? | #NAME?
2000-07-27 | 2000 | 7 | 209 | 27 | 5 | 10.4 | 5.8737 | 12.8333 | 0 | 0 | 0 | #NAME? | #NAME? | #NAME? | #NAME? | #NAME? | #NAME? | TRUE | 4.9 | TRUE | TRUE | #NAME? | #NAME? | #NAME? | #NAME? | #NAME? | #NAME? | #NAME? | #NAME? | #NAME? | #NAME? |  |  | 1: 9.1548; 2: 14.0179; 3: 0; 4: 0 | 23.1726 |  | 545.4607 | 885.0222 | 916.0171 | 20007 | 23.1726 | 545.4607 | 892.2001 |  | 0 | 6227 | 6227 | 2000-07-27 | #NAME? | #NAME? | #NAME?
2000-07-28 | 2000 | 7 | 210 | 28 | 6 | 14.2 | 6.6881 | 7 | 0 | 0 | 0 | #NAME? | #NAME? | #NAME? | #NAME? | #NAME? | #NAME? | FALSE | 0 | TRUE | TRUE | #NAME? | #NAME? | #NAME? | #NAME? | #NAME? | #NAME? | #NAME? | #NAME? | #NAME? | #NAME? |  |  | 1: 0; 2: 0; 3: 0; 4: 10.6013 | 10.6013 |  | 310.9728 | 478.7994 | 493.6076 | 20007 | 10.6013 | 310.9728 | 508.6525 |  | 0 | 6228 | 6228 | 2000-07-28 | #NAME? | #NAME? | #NAME?
2000-07-29 | 2000 | 7 | 211 | 29 | 7 | 12.5 | 5.5493 | 11.1667 | 0 | 0 | 0 | #NAME? | #NAME? | #NAME? | #NAME? | #NAME? | #NAME? | FALSE | 0 | TRUE | TRUE | #NAME? | #NAME? | #NAME? | #NAME? | #NAME? | #NAME? | #NAME? | #NAME? | #NAME? | #NAME? |  |  | 1: 0; 2: 0; 3: 4.6546; 4: 0 | 4.6546 |  | 68.2674 | 105.1102 | 108.361 | 20007 | 4.6546 | 68.2674 | 111.6638 |  | 0 | 6229 | 6229 | 2000-07-29 | #NAME? | #NAME? | #NAME?
2000-07-30 | 2000 | 7 | 212 | 30 | 1 | 10.9 | 5.3573 | 8.3333 | 0 | 0 | 0 | #NAME? | #NAME? | #NAME? | #NAME? | #NAME? | #NAME? | TRUE | 0 | TRUE | TRUE | #NAME? | #NAME? | #NAME? | #NAME? | #NAME? | #NAME? | #NAME? | #NAME? | #NAME? | #NAME? |  |  | 1: 2.9852; 2: 4.2431; 3: 0; 4: 0 | 7.2282 |  | 168.2454 | 272.7218 | 282.2532 | 20007 | 7.2282 | 168.2454 | 275.196 |  | 0 | 6230 | 6230 | 2000-07-30 | #NAME? | #NAME? | #NAME?
2000-07-31 | 2000 | 7 | 213 | 31 | 2 | 10.8 | 5.7234 | 8.5 | 6.4 | 6.4 | 1.05 | #NAME? | #NAME? | #NAME? | #NAME? | #NAME? | #NAME? | FALSE | 0 | TRUE | TRUE | #NAME? | #NAME? | #NAME? | #NAME? | #NAME? | #NAME? | #NAME? | #NAME? | #NAME? | #NAME? |  |  | 1: 0; 2: 0; 3: 6.0278; 4: 8.2787 | 14.3065 |  | 331.2488 | 510.0181 | 525.7918 | 20007 | 14.3065 | 331.2488 | 541.8177 |  | 0 | 6231 | 6231 | 2000-07-31 | #NAME? | #NAME? | #NAME?
2000-08-01 | 2000 | 8 | 214 | 1 | 3 | 12.5 | 4.4174 | 8 | 0.8 | 0.8 | 0 | #NAME? | #NAME? | #NAME? | #NAME? | #NAME? | #NAME? | TRUE | 6.4 | TRUE | TRUE | #NAME? | #NAME? | #NAME? | #NAME? | #NAME? | #NAME? | #NAME? | #NAME? | #NAME? | #NAME? |  |  | 1: 5.7949; 2: 9.4097; 3: 0; 4: 0 | 15.2046 |  | 361.0109 | 586.174 | 606.7352 | 20008 | 15.2046 | 361.0109 | 590.4989 |  | 0 | 6232 | 6232 | 2000-08-01 | #NAME? | #NAME? | #NAME?
2000-08-02 | 2000 | 8 | 215 | 2 | 4 | 7.6 | 4.275 | 7.6667 | 0 | 0 | 0 | #NAME? | #NAME? | #NAME? | #NAME? | #NAME? | #NAME? | FALSE | 7.2 | TRUE | TRUE | #NAME? | #NAME? | #NAME? | #NAME? | #NAME? | #NAME? | #NAME? | #NAME? | #NAME? | #NAME? |  |  | 1: 0; 2: 0; 3: 5.3177; 4: 4.7096 | 10.0273 |  | 216.1402 | 332.7873 | 343.0797 | 20008 | 10.0273 | 216.1402 | 353.5365 |  | 0 | 6233 | 6233 | 2000-08-02 | #NAME? | #NAME? | #NAME?
2000-08-03 | 2000 | 8 | 216 | 3 | 5 | 10 | 3.5255 | 5.3333 | 0 | 0 | 0 | #NAME? | #NAME? | #NAME? | #NAME? | #NAME? | #NAME? | TRUE | 0.8 | TRUE | TRUE | #NAME? | #NAME? | #NAME? | #NAME? | #NAME? | #NAME? | #NAME? | #NAME? | #NAME? | #NAME? |  |  | 1: 5.166; 2: 7.8223; 3: 0; 4: 0 | 12.9882 |  | 305.2211 | 495.1583 | 512.4942 | 20008 | 12.9882 | 305.2211 | 499.2445 |  | 0 | 6234 | 6234 | 2000-08-03 | #NAME? | #NAME? | #NAME?
2000-08-04 | 2000 | 8 | 217 | 4 | 6 | 13.9 | 3.7355 | 9.6667 | 5.2 | 5.2 | 0.15 | #NAME? | #NAME? | #NAME? | #NAME? | #NAME? | #NAME? | FALSE | 0 | TRUE | TRUE | #NAME? | #NAME? | #NAME? | #NAME? | #NAME? | #NAME? | #NAME? | #NAME? | #NAME? | #NAME? |  |  | 1: 0; 2: 0; 3: 0; 4: 4.2902 | 4.2902 |  | 125.8471 | 193.7646 | 199.7573 | 20008 | 4.2902 | 125.8471 | 205.8458 |  | 0 | 6235 | 6235 | 2000-08-04 | #NAME? | #NAME? | #NAME?
2000-08-05 | 2000 | 8 | 218 | 5 | 7 | 13.8 | 4.7069 | 4.1667 | 0 | 0 | 0 | #NAME? | #NAME? | #NAME? | #NAME? | #NAME? | #NAME? | FALSE | 5.2 | TRUE | TRUE | #NAME? | #NAME? | #NAME? | #NAME? | #NAME? | #NAME? | #NAME? | #NAME? | #NAME? | #NAME? |  |  | 1: 0; 2: 0; 3: 3.0097; 4: 0 | 3.0097 |  | 44.1419 | 67.9645 | 70.0665 | 20008 | 3.0097 | 44.1419 | 72.2021 |  | 0 | 6236 | 6236 | 2000-08-05 | #NAME? | #NAME? | #NAME?
2000-08-06 | 2000 | 8 | 219 | 6 | 1 | 12.5 | 5.1729 | 7.5 | 6.3 | 6.3 | 0.975 | #NAME? | #NAME? | #NAME? | #NAME? | #NAME? | #NAME? | TRUE | 5.2 | TRUE | TRUE | #NAME? | #NAME? | #NAME? | #NAME? | #NAME? | #NAME? | #NAME? | #NAME? | #NAME? | #NAME? |  |  | 1: 0; 2: 0; 3: 0; 4: 0 | 0 |  | 0 | 0 | 0 | 20008 | 0 | 0 | 0 |  | 0 | 6237 | 6237 | 2000-08-06 | #NAME? | #NAME? | #NAME?
2000-08-07 | 2000 | 8 | 220 | 7 | 2 | 9.6 | 3.5676 | 11.5 | 4.4 | 4.4 | 0 | #NAME? | #NAME? | #NAME? | #NAME? | #NAME? | #NAME? | FALSE | 6.3 | TRUE | TRUE | #NAME? | #NAME? | #NAME? | #NAME? | #NAME? | #NAME? | #NAME? | #NAME? | #NAME? | #NAME? |  |  | 1: 0; 2: 0; 3: 7.1059; 4: 6.7389 | 13.8448 |  | 301.8936 | 464.8204 | 479.1963 | 20008 | 13.8448 | 301.8936 | 493.8019 |  | 0 | 6238 | 6238 | 2000-08-07 | #NAME? | #NAME? | #NAME?
2000-08-08 | 2000 | 8 | 221 | 8 | 3 | 7.8 | 4.051 | 3.8333 | 0 | 0 | 0 | #NAME? | #NAME? | #NAME? | #NAME? | #NAME? | #NAME? | TRUE | 10.7 | FALSE | TRUE | #NAME? | #NAME? | #NAME? | #NAME? | #NAME? | #NAME? | #NAME? | #NAME? | #NAME? | #NAME? |  |  | 1: 0; 2: 0; 3: 0; 4: 0 | 0 |  | 0 | 0 | 0 | 20008 | 0 | 0 | 0 |  | 0 | 6239 | 6239 | 2000-08-08 | #NAME? | #NAME? | #NAME?
2000-08-09 | 2000 | 8 | 222 | 9 | 4 | 9.4 | 4.8207 | 13.3333 | 0 | 0 | 0 | #NAME? | #NAME? | #NAME? | #NAME? | #NAME? | #NAME? | FALSE | 4.4 | TRUE | TRUE | #NAME? | #NAME? | #NAME? | #NAME? | #NAME? | #NAME? | #NAME? | #NAME? | #NAME? | #NAME? |  |  | 1: 0; 2: 0; 3: 0; 4: 4.5081 | 4.5081 |  | 132.2366 | 203.6023 | 209.8993 | 20008 | 4.5081 | 132.2366 | 216.2969 |  | 0 | 6240 | 6240 | 2000-08-09 | #NAME? | #NAME? | #NAME?
2000-08-10 | 2000 | 8 | 223 | 10 | 5 | 13.5 | 3.6789 | 25.3333 | 11.4 | 11.4 | 4.8 | #NAME? | #NAME? | #NAME? | #NAME? | #NAME? | #NAME? | TRUE | 0 | TRUE | TRUE | #NAME? | #NAME? | #NAME? | #NAME? | #NAME? | #NAME? | #NAME? | #NAME? | #NAME? | #NAME? |  |  | 1: 13.4289; 2: 22.9047; 3: 0; 4: 0 | 36.3336 |  | 868.8277 | 1411.5509 | 1461.1272 | 20008 | 36.3336 | 868.8277 | 1421.1256 |  | 0 | 6241 | 6241 | 2000-08-10 | #NAME? | #NAME? | #NAME?
2000-08-11 | 2000 | 8 | 224 | 11 | 6 | 11.5 | 2.7592 | 8.8333 | 15.7 | 15.7 | 8.025 | #NAME? | #NAME? | #NAME? | #NAME? | #NAME? | #NAME? | FALSE | 11.4 | FALSE | TRUE | #NAME? | #NAME? | #NAME? | #NAME? | #NAME? | #NAME? | #NAME? | #NAME? | #NAME? | #NAME? |  |  | 1: 0; 2: 0; 3: 0; 4: 0 | 0 |  | 0 | 0 | 0 | 20008 | 0 | 0 | 0 |  | 0 | 6242 | 6242 | 2000-08-11 | #NAME? | #NAME? | #NAME?
2000-08-12 | 2000 | 8 | 225 | 12 | 7 | 9.6 | 2.4908 | 10.5 | 2.3 | 2.3 | 0 | #NAME? | #NAME? | #NAME? | #NAME? | #NAME? | #NAME? | FALSE | 27.1 | FALSE | TRUE | #NAME? | #NAME? | #NAME? | #NAME? | #NAME? | #NAME? | #NAME? | #NAME? | #NAME? | #NAME? |  |  | 1: 0; 2: 0; 3: 0; 4: 0 | 0 |  | 0 | 0 | 0 | 20008 | 0 | 0 | 0 |  | 0 | 6243 | 6243 | 2000-08-12 | #NAME? | #NAME? | #NAME?
2000-08-13 | 2000 | 8 | 226 | 13 | 1 | 7.7 | 2.885 | 6.8333 | 6.7 | 6.7 | 1.275 | #NAME? | #NAME? | #NAME? | #NAME? | #NAME? | #NAME? | TRUE | 18 | FALSE | TRUE | #NAME? | #NAME? | #NAME? | #NAME? | #NAME? | #NAME? | #NAME? | #NAME? | #NAME? | #NAME? |  |  | 1: 0; 2: 0; 3: 0; 4: 0 | 0 |  | 0 | 0 | 0 | 20008 | 0 | 0 | 0 |  | 0 | 6244 | 6244 | 2000-08-13 | #NAME? | #NAME? | #NAME?
2000-08-14 | 2000 | 8 | 227 | 14 | 2 | 4.8 | 3.2781 | 9 | 0 | 0 | 0 | #NAME? | #NAME? | #NAME? | #NAME? | #NAME? | #NAME? | FALSE | 9 | TRUE | TRUE | #NAME? | #NAME? | #NAME? | #NAME? | #NAME? | #NAME? | #NAME? | #NAME? | #NAME? | #NAME? |  |  | 1: 0; 2: 0; 3: 1.8439; 4: 3.9617 | 5.8055 |  | 143.2526 | 220.5635 | 227.3851 | 20008 | 5.8055 | 143.2526 | 234.3156 |  | 0 | 6245 | 6245 | 2000-08-14 | #NAME? | #NAME? | #NAME?
2000-08-15 | 2000 | 8 | 228 | 15 | 3 | 8 | 3.356 | 7.6667 | 1 | 1 | 0 | #NAME? | #NAME? | #NAME? | #NAME? | #NAME? | #NAME? | TRUE | 6.7 | TRUE | TRUE | #NAME? | #NAME? | #NAME? | #NAME? | #NAME? | #NAME? | #NAME? | #NAME? | #NAME? | #NAME? |  |  | 1: 0; 2: 0; 3: 0; 4: 0 | 0 |  | 0 | 0 | 0 | 20008 | 0 | 0 | 0 |  | 0 | 6246 | 6246 | 2000-08-15 | #NAME? | #NAME? | #NAME?
2000-08-16 | 2000 | 8 | 229 | 16 | 4 | 7.9 | 3.5361 | 15.8333 | 0 | 0 | 0 | #NAME? | #NAME? | #NAME? | #NAME? | #NAME? | #NAME? | FALSE | 1 | TRUE | TRUE | #NAME? | #NAME? | #NAME? | #NAME? | #NAME? | #NAME? | #NAME? | #NAME? | #NAME? | #NAME? |  |  | 1: 0; 2: 0; 3: 1.2829; 4: 4.1258 | 5.4087 |  | 139.8396 | 215.3086 | 221.9677 | 20008 | 5.4087 | 139.8396 | 228.7331 |  | 0 | 6247 | 6247 | 2000-08-16 | #NAME? | #NAME? | #NAME?
2000-08-17 | 2000 | 8 | 230 | 17 | 5 | 8.5 | 4.9629 | 8.8333 | 0 | 0 | 0 | #NAME? | #NAME? | #NAME? | #NAME? | #NAME? | #NAME? | TRUE | 1 | TRUE | TRUE | #NAME? | #NAME? | #NAME? | #NAME? | #NAME? | #NAME? | #NAME? | #NAME? | #NAME? | #NAME? |  |  | 1: 7.7625; 2: 9.8539; 3: 0; 4: 0 | 17.6164 |  | 402.8985 | 652.0993 | 674.8143 | 20008 | 17.6164 | 402.8985 | 659.0137 |  | 0 | 6248 | 6248 | 2000-08-17 | #NAME? | #NAME? | #NAME?
2000-08-18 | 2000 | 8 | 231 | 18 | 6 | 7.1 | 5.8942 | 7 | 0 | 0 | 0 | #NAME? | #NAME? | #NAME? | #NAME? | #NAME? | #NAME? | FALSE | 0 | TRUE | TRUE | #NAME? | #NAME? | #NAME? | #NAME? | #NAME? | #NAME? | #NAME? | #NAME? | #NAME? | #NAME? |  |  | 1: 0; 2: 0; 3: 0; 4: 5.0096 | 5.0096 |  | 146.9484 | 226.2539 | 233.2514 | 20008 | 5.0096 | 146.9484 | 240.3608 |  | 0 | 6249 | 6249 | 2000-08-18 | #NAME? | #NAME? | #NAME?
2000-08-19 | 2000 | 8 | 232 | 19 | 7 | 9.9 | 5.0154 | 9.3333 | 0 | 0 | 0 | #NAME? | #NAME? | #NAME? | #NAME? | #NAME? | #NAME? | FALSE | 0 | TRUE | TRUE | #NAME? | #NAME? | #NAME? | #NAME? | #NAME? | #NAME? | #NAME? | #NAME? | #NAME? | #NAME? |  |  | 1: 0; 2: 0; 3: 0; 4: 0 | 0 |  | 0 | 0 | 0 | 20008 | 0 | 0 | 0 |  | 0 | 6250 | 6250 | 2000-08-19 | #NAME? | #NAME? | #NAME?
2000-08-20 | 2000 | 8 | 233 | 20 | 1 | 9.2 | 4.9133 | 16 | 0 | 0 | 0 | #NAME? | #NAME? | #NAME? | #NAME? | #NAME? | #NAME? | TRUE | 0 | TRUE | TRUE | #NAME? | #NAME? | #NAME? | #NAME? | #NAME? | #NAME? | #NAME? | #NAME? | #NAME? | #NAME? |  |  | 1: 8.6365; 2: 10.608; 3: 0; 4: 0 | 19.2445 |  | 437.8375 | 708.3251 | 732.9739 | 20008 | 19.2445 | 437.8375 | 716.1628 |  | 0 | 6251 | 6251 | 2000-08-20 | #NAME? | #NAME? | #NAME?
2000-08-21 | 2000 | 8 | 234 | 21 | 2 | 5.4 | 4.743 | 9 | 0 | 0 | 0 | #NAME? | #NAME? | #NAME? | #NAME? | #NAME? | #NAME? | FALSE | 0 | TRUE | TRUE | #NAME? | #NAME? | #NAME? | #NAME? | #NAME? | #NAME? | #NAME? | #NAME? | #NAME? | #NAME? |  |  | 1: 0; 2: 0; 3: 9.3823; 4: 8.7026 | 18.0849 |  | 392.8834 | 604.9157 | 623.6244 | 20008 | 18.0849 | 392.8834 | 642.6322 |  | 0 | 6252 | 6252 | 2000-08-21 | #NAME? | #NAME? | #NAME?
2000-08-22 | 2000 | 8 | 235 | 22 | 3 | 5.6 | 5.2637 | 4.5 | 0 | 0 | 0 | #NAME? | #NAME? | #NAME? | #NAME? | #NAME? | #NAME? | TRUE | 0 | TRUE | TRUE | #NAME? | #NAME? | #NAME? | #NAME? | #NAME? | #NAME? | #NAME? | #NAME? | #NAME? | #NAME? |  |  | 1: 6.2953; 2: 8.2989; 3: 0; 4: 0 | 14.5942 |  | 335.7643 | 543.7212 | 562.6823 | 20008 | 14.5942 | 335.7643 | 549.2034 |  | 0 | 6253 | 6253 | 2000-08-22 | #NAME? | #NAME? | #NAME?
2000-08-23 | 2000 | 8 | 236 | 23 | 4 | 9.6 | 5.5334 | 6 | 0 | 0 | 0 | #NAME? | #NAME? | #NAME? | #NAME? | #NAME? | #NAME? | FALSE | 0 | TRUE | TRUE | #NAME? | #NAME? | #NAME? | #NAME? | #NAME? | #NAME? | #NAME? | #NAME? | #NAME? | #NAME? |  |  | 1: 0; 2: 0; 3: 2.3292; 4: 5.175 | 7.5043 |  | 185.963 | 286.3239 | 295.1793 | 20008 | 7.5043 | 185.963 | 304.1762 |  | 0 | 6254 | 6254 | 2000-08-23 | #NAME? | #NAME? | #NAME?
2000-08-24 | 2000 | 8 | 237 | 24 | 5 | 9.6 | 4.0834 | 7 | 0 | 0 | 0 | #NAME? | #NAME? | #NAME? | #NAME? | #NAME? | #NAME? | TRUE | 0 | TRUE | TRUE | #NAME? | #NAME? | #NAME? | #NAME? | #NAME? | #NAME? | #NAME? | #NAME? | #NAME? | #NAME? |  |  | 1: 4.6659; 2: 5.2362; 3: 0; 4: 0 | 9.9021 |  | 222.0289 | 358.7327 | 371.1809 | 20008 | 9.9021 | 222.0289 | 363.1686 |  | 0 | 6255 | 6255 | 2000-08-24 | #NAME? | #NAME? | #NAME?
2000-08-25 | 2000 | 8 | 238 | 25 | 6 | 11.6 | 5.0725 | 12.3333 | 0 | 0 | 0 | #NAME? | #NAME? | #NAME? | #NAME? | #NAME? | #NAME? | FALSE | 0 | TRUE | TRUE | #NAME? | #NAME? | #NAME? | #NAME? | #NAME? | #NAME? | #NAME? | #NAME? | #NAME? | #NAME? |  |  | 1: 0; 2: 0; 3: 0; 4: 5.2893 | 5.2893 |  | 155.1514 | 238.884 | 246.2721 | 20008 | 5.2893 | 155.1514 | 253.7784 |  | 0 | 6256 | 6256 | 2000-08-25 | #NAME? | #NAME? | #NAME?
2000-08-26 | 2000 | 8 | 239 | 26 | 7 | 9.7 | 3.8667 | 7.6667 | 1.6 | 1.6 | 0 | #NAME? | #NAME? | #NAME? | #NAME? | #NAME? | #NAME? | FALSE | 0 | TRUE | TRUE | #NAME? | #NAME? | #NAME? | #NAME? | #NAME? | #NAME? | #NAME? | #NAME? | #NAME? | #NAME? |  |  | 1: 0; 2: 0; 3: 4.2735; 4: 0 | 4.2735 |  | 62.6782 | 96.5046 | 99.4892 | 20008 | 4.2735 | 62.6782 | 102.5216 |  | 0 | 6257 | 6257 | 2000-08-26 | #NAME? | #NAME? | #NAME?
2000-08-27 | 2000 | 8 | 240 | 27 | 1 | 5.4 | 3.7977 | 8 | 0 | 0 | 0 | #NAME? | #NAME? | #NAME? | #NAME? | #NAME? | #NAME? | TRUE | 1.6 | TRUE | TRUE | #NAME? | #NAME? | #NAME? | #NAME? | #NAME? | #NAME? | #NAME? | #NAME? | #NAME? | #NAME? |  |  | 1: 8.7418; 2: 10.1821; 3: 0; 4: 0 | 18.9239 |  | 426.8873 | 690.0924 | 714.0672 | 20008 | 18.9239 | 426.8873 | 698.2518 |  | 0 | 6258 | 6258 | 2000-08-27 | #NAME? | #NAME? | #NAME?
2000-08-28 | 2000 | 8 | 241 | 28 | 2 | 3.4 | 3.8592 | 8.5 | 0 | 0 | 0 | #NAME? | #NAME? | #NAME? | #NAME? | #NAME? | #NAME? | FALSE | 1.6 | TRUE | TRUE | #NAME? | #NAME? | #NAME? | #NAME? | #NAME? | #NAME? | #NAME? | #NAME? | #NAME? | #NAME? |  |  | 1: 0; 2: 0; 3: 3.615; 4: 7.0053 | 10.6203 |  | 258.5094 | 398.0224 | 410.3323 | 20008 | 10.6203 | 258.5094 | 422.839 |  | 0 | 6259 | 6259 | 2000-08-28 | #NAME? | #NAME? | #NAME?
2000-08-29 | 2000 | 8 | 242 | 29 | 3 | 7.1 | 1.9995 | 7.3333 | 4.1 | 4.1 | 0 | #NAME? | #NAME? | #NAME? | #NAME? | #NAME? | #NAME? | TRUE | 0 | TRUE | TRUE | #NAME? | #NAME? | #NAME? | #NAME? | #NAME? | #NAME? | #NAME? | #NAME? | #NAME? | #NAME? |  |  | 1: 0; 2: 0; 3: 0; 4: 0 | 0 |  | 0 | 0 | 0 | 20008 | 0 | 0 | 0 |  | 0 | 6260 | 6260 | 2000-08-29 | #NAME? | #NAME? | #NAME?
2000-08-30 | 2000 | 8 | 243 | 30 | 4 | 5.8 | 1.4271 | 16 | 4.3 | 4.3 | 0 | #NAME? | #NAME? | #NAME? | #NAME? | #NAME? | #NAME? | FALSE | 4.1 | TRUE | TRUE | #NAME? | #NAME? | #NAME? | #NAME? | #NAME? | #NAME? | #NAME? | #NAME? | #NAME? | #NAME? |  |  | 1: 0; 2: 0; 3: 0; 4: 3.3797 | 3.3797 |  | 99.1383 | 152.6416 | 157.3625 | 20008 | 3.3797 | 99.1383 | 162.1588 |  | 0 | 6261 | 6261 | 2000-08-30 | #NAME? | #NAME? | #NAME?
2000-08-31 | 2000 | 8 | 244 | 31 | 5 | 7.2 | 2.9863 | 20.6667 | 0 | 0 | 0 | #NAME? | #NAME? | #NAME? | #NAME? | #NAME? | #NAME? | TRUE | 8.4 | TRUE | TRUE | #NAME? | #NAME? | #NAME? | #NAME? | #NAME? | #NAME? | #NAME? | #NAME? | #NAME? | #NAME? |  |  | 1: 2.3725; 2: 2.9093; 3: 0; 4: 0 | 5.2818 |  | 120.1359 | 194.3492 | 201.1119 | 20008 | 5.2818 | 120.1359 | 196.5041 |  | 0 | 6262 | 6262 | 2000-08-31 | #NAME? | #NAME? | #NAME?
2000-09-01 | 2000 | 9 | 245 | 1 | 6 | 8.3 | 2.2188 | 10.3333 | 0 | 0 | 0 | #NAME? | #NAME? | #NAME? | #NAME? | #NAME? | #NAME? | FALSE | 4.3 | TRUE | TRUE | #NAME? | #NAME? | #NAME? | #NAME? | #NAME? | #NAME? | #NAME? | #NAME? | #NAME? | #NAME? |  |  | 1: 0; 2: 0; 3: 0; 4: 3.9225 | 3.9225 |  | 115.0592 | 177.1546 | 182.6336 | 20009 | 3.9225 | 115.0592 | 188.2002 |  | 0 | 6263 | 6263 | 2000-09-01 | #NAME? | #NAME? | #NAME?
2000-09-02 | 2000 | 9 | 246 | 2 | 7 | 7.3 | 1.457 | 22.3333 | 31.5 | 31.5 | 19.875 | #NAME? | #NAME? | #NAME? | #NAME? | #NAME? | #NAME? | FALSE | 0 | TRUE | TRUE | #NAME? | #NAME? | #NAME? | #NAME? | #NAME? | #NAME? | #NAME? | #NAME? | #NAME? | #NAME? |  |  | 1: 0; 2: 0; 3: 0; 4: 0 | 0 |  | 0 | 0 | 0 | 20009 | 0 | 0 | 0 |  | 0 | 6264 | 6264 | 2000-09-02 | #NAME? | #NAME? | #NAME?
2000-09-03 | 2000 | 9 | 247 | 3 | 1 | 5.7 | 1.3185 | 13.3333 | 8.4 | 8.4 | 2.55 | #NAME? | #NAME? | #NAME? | #NAME? | #NAME? | #NAME? | TRUE | 31.5 | FALSE | TRUE | #NAME? | #NAME? | #NAME? | #NAME? | #NAME? | #NAME? | #NAME? | #NAME? | #NAME? | #NAME? |  |  | 1: 0; 2: 0; 3: 0; 4: 0 | 0 |  | 0 | 0 | 0 | 20009 | 0 | 0 | 0 |  | 0 | 6265 | 6265 | 2000-09-03 | #NAME? | #NAME? | #NAME?
2000-09-04 | 2000 | 9 | 248 | 4 | 2 | 5.8 | 2.04 | 8.5 | 0 | 0 | 0 | #NAME? | #NAME? | #NAME? | #NAME? | #NAME? | #NAME? | FALSE | 39.9 | FALSE | TRUE | #NAME? | #NAME? | #NAME? | #NAME? | #NAME? | #NAME? | #NAME? | #NAME? | #NAME? | #NAME? |  |  | 1: 0; 2: 0; 3: 0; 4: 0 | 0 |  | 0 | 0 | 0 | 20009 | 0 | 0 | 0 |  | 0 | 6266 | 6266 | 2000-09-04 | #NAME? | #NAME? | #NAME?
2000-09-05 | 2000 | 9 | 249 | 5 | 3 | 3.5 | 3.1029 | 4.1667 | 0 | 0 | 0 | #NAME? | #NAME? | #NAME? | #NAME? | #NAME? | #NAME? | TRUE | 8.4 | TRUE | TRUE | #NAME? | #NAME? | #NAME? | #NAME? | #NAME? | #NAME? | #NAME? | #NAME? | #NAME? | #NAME? |  |  | 1: 0.96719; 2: 1.6488; 3: 0; 4: 0 | 2.616 |  | 62.5501 | 101.6221 | 105.1912 | 20009 | 2.616 | 62.5501 | 102.3121 |  | 0 | 6267 | 6267 | 2000-09-05 | #NAME? | #NAME? | #NAME?
2000-09-06 | 2000 | 9 | 250 | 6 | 4 | 8.4 | 2.9099 | 15.3333 | 0.2 | 0.2 | 0 | #NAME? | #NAME? | #NAME? | #NAME? | #NAME? | #NAME? | FALSE | 0 | TRUE | TRUE | #NAME? | #NAME? | #NAME? | #NAME? | #NAME? | #NAME? | #NAME? | #NAME? | #NAME? | #NAME? |  |  | 1: 0; 2: 0; 3: 2.3026; 4: 5.1086 | 7.4112 |  | 183.6232 | 282.7215 | 291.4654 | 20009 | 7.4112 | 183.6232 | 300.3491 |  | 0 | 6268 | 6268 | 2000-09-06 | #NAME? | #NAME? | #NAME?
2000-09-07 | 2000 | 9 | 251 | 7 | 5 | 9.9 | 4.5884 | 11.6667 | 0 | 0 | 0 | #NAME? | #NAME? | #NAME? | #NAME? | #NAME? | #NAME? | TRUE | 0.2 | TRUE | TRUE | #NAME? | #NAME? | #NAME? | #NAME? | #NAME? | #NAME? | #NAME? | #NAME? | #NAME? | #NAME? |  |  | 1: 1.6156; 2: 2.1608; 3: 0; 4: 0 | 3.7764 |  | 87.0791 | 141.0395 | 145.9601 | 20009 | 3.7764 | 87.0791 | 142.4337 |  | 0 | 6269 | 6269 | 2000-09-07 | #NAME? | #NAME? | #NAME?
2000-09-08 | 2000 | 9 | 252 | 8 | 6 | 5.4 | 3.1446 | 12.25 | 0 | 0 | 0 | #NAME? | #NAME? | #NAME? | #NAME? | #NAME? | #NAME? | FALSE | 0.2 | TRUE | TRUE | #NAME? | #NAME? | #NAME? | #NAME? | #NAME? | #NAME? | #NAME? | #NAME? | #NAME? | #NAME? |  |  | 1: 0; 2: 0; 3: 0; 4: 4.8036 | 4.8036 |  | 140.9067 | 216.9516 | 223.6615 | 20009 | 4.8036 | 140.9067 | 230.4786 |  | 0 | 6270 | 6270 | 2000-09-08 | #NAME? | #NAME? | #NAME?
2000-09-09 | 2000 | 9 | 253 | 9 | 7 | 3.6 | 3.8398 | 11.1667 | 0 | 0 | 0 | #NAME? | #NAME? | #NAME? | #NAME? | #NAME? | #NAME? | FALSE | 0 | TRUE | FALSE | #NAME? | #NAME? | #NAME? | #NAME? | #NAME? | #NAME? | #NAME? | #NAME? | #NAME? | #NAME? |  |  | 1: 0; 2: 0; 3: 0; 4: 0 | 0 |  | 0 | 0 | 0 | 20009 | 0 | 0 | 0 |  | 0 | 6271 | 6271 | 2000-09-09 | #NAME? | #NAME? | #NAME?
2000-09-10 | 2000 | 9 | 254 | 10 | 1 | 2.2 | 2.6367 | 12.8333 | 0 | 0 | 0 | #NAME? | #NAME? | #NAME? | #NAME? | #NAME? | #NAME? | TRUE | 0 | TRUE | FALSE | #NAME? | #NAME? | #NAME? | #NAME? | #NAME? | #NAME? | #NAME? | #NAME? | #NAME? | #NAME? |  |  | 1: 0; 2: 0; 3: 0; 4: 0 | 0 |  | 0 | 0 | 0 | 20009 | 0 | 0 | 0 |  | 0 | 6272 | 6272 | 2000-09-10 | #NAME? | #NAME? | #NAME?
2000-09-11 | 2000 | 9 | 255 | 11 | 2 | -0.9 | 3.6303 | 6.6667 | 0 | 0 | 0 | #NAME? | #NAME? | #NAME? | #NAME? | #NAME? | #NAME? | FALSE | 0 | TRUE | TRUE | #NAME? | #NAME? | #NAME? | #NAME? | #NAME? | #NAME? | #NAME? | #NAME? | #NAME? | #NAME? |  |  | 1: 0; 2: 0; 3: 2.1792; 4: 5.8421 | 8.0213 |  | 203.3302 | 313.064 | 322.7464 | 20009 | 8.0213 | 203.3302 | 332.5835 |  | 0 | 6273 | 6273 | 2000-09-11 | #NAME? | #NAME? | #NAME?
2000-09-12 | 2000 | 9 | 256 | 12 | 3 | 10.2 | 4.0524 | 16.1667 | 0 | 0 | 0 | #NAME? | #NAME? | #NAME? | #NAME? | #NAME? | #NAME? | TRUE | 0 | TRUE | TRUE | #NAME? | #NAME? | #NAME? | #NAME? | #NAME? | #NAME? | #NAME? | #NAME? | #NAME? | #NAME? |  |  | 1: 6.2872; 2: 8.4525; 3: 0; 4: 0 | 14.7397 |  | 340.1511 | 550.9709 | 570.1959 | 20009 | 14.7397 | 340.1511 | 556.379 |  | 0 | 6274 | 6274 | 2000-09-12 | #NAME? | #NAME? | #NAME?
2000-09-13 | 2000 | 9 | 257 | 13 | 4 | 3.5 | 3.0484 | 7.8333 | 0 | 0 | 0 | #NAME? | #NAME? | #NAME? | #NAME? | #NAME? | #NAME? | FALSE | 0 | TRUE | TRUE | #NAME? | #NAME? | #NAME? | #NAME? | #NAME? | #NAME? | #NAME? | #NAME? | #NAME? | #NAME? |  |  | 1: 0; 2: 0; 3: 10.4728; 4: 4.5088 | 14.9816 |  | 285.8598 | 440.1334 | 453.7457 | 20009 | 14.9816 | 285.8598 | 467.5757 |  | 0 | 6275 | 6275 | 2000-09-13 | #NAME? | #NAME? | #NAME?
2000-09-14 | 2000 | 9 | 258 | 14 | 5 | 4.7 | 3.8475 | 5 | 0 | 0 | 0 | #NAME? | #NAME? | #NAME? | #NAME? | #NAME? | #NAME? | TRUE | 0 | TRUE | TRUE | #NAME? | #NAME? | #NAME? | #NAME? | #NAME? | #NAME? | #NAME? | #NAME? | #NAME? | #NAME? |  |  | 1: 4.8753; 2: 7.0199; 3: 0; 4: 0 | 11.8952 |  | 277.4209 | 449.7683 | 465.493 | 20009 | 11.8952 | 277.4209 | 453.7722 |  | 0 | 6276 | 6276 | 2000-09-14 | #NAME? | #NAME? | #NAME?
2000-09-15 | 2000 | 9 | 259 | 15 | 6 | 12.8 | 3.7862 | 15.5 | 0 | 0 | 0 | #NAME? | #NAME? | #NAME? | #NAME? | #NAME? | #NAME? | FALSE | 0 | TRUE | TRUE | #NAME? | #NAME? | #NAME? | #NAME? | #NAME? | #NAME? | #NAME? | #NAME? | #NAME? | #NAME? |  |  | 1: 0; 2: 0; 3: 0; 4: 4.3962 | 4.3962 |  | 128.9537 | 198.5478 | 204.6885 | 20009 | 4.3962 | 128.9537 | 210.9273 |  | 0 | 6277 | 6277 | 2000-09-15 | #NAME? | #NAME? | #NAME?
2000-09-16 | 2000 | 9 | 260 | 16 | 7 | 7.8 | 3.3957 | 5.8333 | 0 | 0 | 0 | #NAME? | #NAME? | #NAME? | #NAME? | #NAME? | #NAME? | FALSE | 0 | TRUE | TRUE | #NAME? | #NAME? | #NAME? | #NAME? | #NAME? | #NAME? | #NAME? | #NAME? | #NAME? | #NAME? |  |  | 1: 0; 2: 0; 3: 4.2759; 4: 0 | 4.2759 |  | 62.7139 | 96.5595 | 99.5459 | 20009 | 4.2759 | 62.7139 | 102.58 |  | 0 | 6278 | 6278 | 2000-09-16 | #NAME? | #NAME? | #NAME?
2000-09-17 | 2000 | 9 | 261 | 17 | 1 | 10.3 | 4.2455 | 8.6667 | 0 | 0 | 0 | #NAME? | #NAME? | #NAME? | #NAME? | #NAME? | #NAME? | TRUE | 0 | TRUE | TRUE | #NAME? | #NAME? | #NAME? | #NAME? | #NAME? | #NAME? | #NAME? | #NAME? | #NAME? | #NAME? |  |  | 1: 2.7509; 2: 3.6501; 3: 0; 4: 0 | 6.401 |  | 147.4167 | 238.7408 | 247.0679 | 20009 | 6.401 | 147.4167 | 241.1268 |  | 0 | 6279 | 6279 | 2000-09-17 | #NAME? | #NAME? | #NAME?
2000-09-18 | 2000 | 9 | 262 | 18 | 2 | 8.2 | 1.9212 | 13 | 9.3 | 9.3 | 3.225 | #NAME? | #NAME? | #NAME? | #NAME? | #NAME? | #NAME? | FALSE | 0 | TRUE | TRUE | #NAME? | #NAME? | #NAME? | #NAME? | #NAME? | #NAME? | #NAME? | #NAME? | #NAME? | #NAME? |  |  | 1: 0; 2: 0; 3: 1.4107; 4: 6.4827 | 7.8933 |  | 210.8481 | 324.6392 | 334.6796 | 20009 | 7.8933 | 210.8481 | 344.8804 |  | 0 | 6280 | 6280 | 2000-09-18 | #NAME? | #NAME? | #NAME?
2000-09-19 | 2000 | 9 | 263 | 19 | 3 | 4.5 | 3.1359 | 9.5 | 0 | 0 | 0 | #NAME? | #NAME? | #NAME? | #NAME? | #NAME? | #NAME? | TRUE | 9.3 | TRUE | FALSE | #NAME? | #NAME? | #NAME? | #NAME? | #NAME? | #NAME? | #NAME? | #NAME? | #NAME? | #NAME? |  |  | 1: 0; 2: 0; 3: 0; 4: 0 | 0 |  | 0 | 0 | 0 | 20009 | 0 | 0 | 0 |  | 0 | 6281 | 6281 | 2000-09-19 | #NAME? | #NAME? | #NAME?
2000-09-20 | 2000 | 9 | 264 | 20 | 4 | 1.3 | 1.9603 | 9.6667 | 3.6 | 3.6 | 0 | #NAME? | #NAME? | #NAME? | #NAME? | #NAME? | #NAME? | FALSE | 9.3 | TRUE | FALSE | #NAME? | #NAME? | #NAME? | #NAME? | #NAME? | #NAME? | #NAME? | #NAME? | #NAME? | #NAME? |  |  | 1: 0; 2: 0; 3: 0; 4: 0 | 0 |  | 0 | 0 | 0 | 20009 | 0 | 0 | 0 |  | 0 | 6282 | 6282 | 2000-09-20 | #NAME? | #NAME? | #NAME?
2000-09-21 | 2000 | 9 | 265 | 21 | 5 | -3.3 | 1.2338 | 25 | 0.4 | 0.4 | 0 | #NAME? | #NAME? | #NAME? | #NAME? | #NAME? | #NAME? | TRUE | 3.6 | TRUE | FALSE | #NAME? | #NAME? | #NAME? | #NAME? | #NAME? | #NAME? | #NAME? | #NAME? | #NAME? | #NAME? |  |  | 1: 0; 2: 0; 3: 0; 4: 0 | 0 |  | 0 | 0 | 0 | 20009 | 0 | 0 | 0 |  | 0 | 6283 | 6283 | 2000-09-21 | #NAME? | #NAME? | #NAME?
2000-09-22 | 2000 | 9 | 266 | 22 | 6 | -7.2 | 1.3296 | 7.3333 | 0 | 0 | 0 | #NAME? | #NAME? | #NAME? | #NAME? | #NAME? | #NAME? | FALSE | 4 | TRUE | FALSE | #NAME? | #NAME? | #NAME? | #NAME? | #NAME? | #NAME? | #NAME? | #NAME? | #NAME? | #NAME? |  |  | 1: 0; 2: 0; 3: 0; 4: 0 | 0 |  | 0 | 0 | 0 | 20009 | 0 | 0 | 0 |  | 0 | 6284 | 6284 | 2000-09-22 | #NAME? | #NAME? | #NAME?
2000-09-23 | 2000 | 9 | 267 | 23 | 7 | -6.1 | 2.9801 | 12.6667 | 0 | 0 | 0 | #NAME? | #NAME? | #NAME? | #NAME? | #NAME? | #NAME? | FALSE | 0.4 | TRUE | FALSE | #NAME? | #NAME? | #NAME? | #NAME? | #NAME? | #NAME? | #NAME? | #NAME? | #NAME? | #NAME? |  |  | 1: 0; 2: 0; 3: 0; 4: 0 | 0 |  | 0 | 0 | 0 | 20009 | 0 | 0 | 0 |  | 0 | 6285 | 6285 | 2000-09-23 | #NAME? | #NAME? | #NAME?
2000-09-24 | 2000 | 9 | 268 | 24 | 1 | 0.6 | 2.8739 | 3.3333 | 0 | 0 | 0 | #NAME? | #NAME? | #NAME? | #NAME? | #NAME? | #NAME? | TRUE | 0 | TRUE | TRUE | #NAME? | #NAME? | #NAME? | #NAME? | #NAME? | #NAME? | #NAME? | #NAME? | #NAME? | #NAME? |  |  | 1: 15.1838; 2: 23.0784; 3: 0; 4: 0 | 38.2622 |  | 899.6611 | 1459.5842 | 1510.691 | 20009 | 38.2622 | 899.6611 | 1471.5591 |  | 0 | 6286 | 6286 | 2000-09-24 | #NAME? | #NAME? | #NAME?
2000-09-25 | 2000 | 9 | 269 | 25 | 2 | 4.9 | 2.9978 | 3 | 0 | 0 | 0 | #NAME? | #NAME? | #NAME? | #NAME? | #NAME? | #NAME? | FALSE | 0 | TRUE | TRUE | #NAME? | #NAME? | #NAME? | #NAME? | #NAME? | #NAME? | #NAME? | #NAME? | #NAME? | #NAME? |  |  | 1: 0; 2: 0; 3: 10.1338; 4: 9.4524 | 19.5863 |  | 425.9007 | 655.7519 | 676.0329 | 20009 | 19.5863 | 425.9007 | 696.638 |  | 0 | 6287 | 6287 | 2000-09-25 | #NAME? | #NAME? | #NAME?
2000-09-26 | 2000 | 9 | 270 | 26 | 3 | 3.7 | 3.2542 | 4.6667 | 0 | 0 | 0 | #NAME? | #NAME? | #NAME? | #NAME? | #NAME? | #NAME? | TRUE | 0 | TRUE | TRUE | #NAME? | #NAME? | #NAME? | #NAME? | #NAME? | #NAME? | #NAME? | #NAME? | #NAME? | #NAME? |  |  | 1: 4.4052; 2: 7.1316; 3: 0; 4: 0 | 11.5367 |  | 273.8012 | 444.5551 | 460.1475 | 20009 | 11.5367 | 273.8012 | 447.8516 |  | 0 | 6288 | 6288 | 2000-09-26 | #NAME? | #NAME? | #NAME?
2000-09-27 | 2000 | 9 | 271 | 27 | 4 | 4.8 | 3.6047 | 4.5 | 0 | 0 | 0 | #NAME? | #NAME? | #NAME? | #NAME? | #NAME? | #NAME? | FALSE | 0 | TRUE | TRUE | #NAME? | #NAME? | #NAME? | #NAME? | #NAME? | #NAME? | #NAME? | #NAME? | #NAME? | #NAME? |  |  | 1: 0; 2: 0; 3: 2.8307; 4: 4.0698 | 6.9005 |  | 160.8988 | 247.7331 | 255.395 | 20009 | 6.9005 | 160.8988 | 263.1793 |  | 0 | 6289 | 6289 | 2000-09-27 | #NAME? | #NAME? | #NAME?
2000-09-28 | 2000 | 9 | 272 | 28 | 5 | 9 | 3.8443 | 7 | 0 | 0 | 0 | #NAME? | #NAME? | #NAME? | #NAME? | #NAME? | #NAME? | TRUE | 0 | TRUE | TRUE | #NAME? | #NAME? | #NAME? | #NAME? | #NAME? | #NAME? | #NAME? | #NAME? | #NAME? | #NAME? |  |  | 1: 5.9313; 2: 9.3393; 3: 0; 4: 0 | 15.2706 |  | 360.9453 | 585.8459 | 606.3787 | 20009 | 15.2706 | 360.9453 | 590.3916 |  | 0 | 6290 | 6290 | 2000-09-28 | #NAME? | #NAME? | #NAME?
2000-09-29 | 2000 | 9 | 273 | 29 | 6 | 5.9 | 2.9877 | 4.3333 | 0 | 0 | 0 | #NAME? | #NAME? | #NAME? | #NAME? | #NAME? | #NAME? | FALSE | 0 | TRUE | TRUE | #NAME? | #NAME? | #NAME? | #NAME? | #NAME? | #NAME? | #NAME? | #NAME? | #NAME? | #NAME? |  |  | 1: 0; 2: 0; 3: 0; 4: 4.3944 | 4.3944 |  | 128.9014 | 198.4672 | 204.6054 | 20009 | 4.3944 | 128.9014 | 210.8416 |  | 0 | 6291 | 6291 | 2000-09-29 | #NAME? | #NAME? | #NAME?
2000-09-30 | 2000 | 9 | 274 | 30 | 7 | 3 | 3.2095 | 9 | 0 | 0 | 0 | #NAME? | #NAME? | #NAME? | #NAME? | #NAME? | #NAME? | FALSE | 0 | TRUE | FALSE | #NAME? | #NAME? | #NAME? | #NAME? | #NAME? | #NAME? | #NAME? | #NAME? | #NAME? | #NAME? |  |  | 1: 0; 2: 0; 3: 0; 4: 0 | 0 |  | 0 | 0 | 0 | 20009 | 0 | 0 | 0 |  | 0 | 6292 | 6292 | 2000-09-30 | #NAME? | #NAME? | #NAME?
2001-05-01 | 2001 | 5 | 121 | 1 | 3 | 1.7 | 4.7158 | 28.5 | 0 | 0 | 0 | #NAME? | #NAME? | #NAME? | #NAME? | #NAME? | #NAME? | TRUE | 0 | TRUE | FALSE | #NAME? | #NAME? | #NAME? | #NAME? | #NAME? | #NAME? | #NAME? | #NAME? | #NAME? | #NAME? |  |  | 1: 0; 2: 0; 3: 0; 4: 0 | 0 |  | 0 | 0 | 0 | 20015 | 0 | 0 | 0 |  | 0 | 6293 | 6293 | 2001-05-01 | #NAME? | #NAME? | #NAME?
2001-05-02 | 2001 | 5 | 122 | 2 | 4 | -3.6 | 3.8298 | 15.6667 | 0 | 0 | 0 | #NAME? | #NAME? | #NAME? | #NAME? | #NAME? | #NAME? | FALSE | 0 | TRUE | FALSE | #NAME? | #NAME? | #NAME? | #NAME? | #NAME? | #NAME? | #NAME? | #NAME? | #NAME? | #NAME? |  |  | 1: 0; 2: 0; 3: 0; 4: 0 | 0 |  | 0 | 0 | 0 | 20015 | 0 | 0 | 0 |  | 0 | 6294 | 6294 | 2001-05-02 | #NAME? | #NAME? | #NAME?
2001-05-03 | 2001 | 5 | 123 | 3 | 5 | 1.1 | 5.391 | 7.6667 | 0 | 0 | 0 | #NAME? | #NAME? | #NAME? | #NAME? | #NAME? | #NAME? | TRUE | 0 | TRUE | TRUE | #NAME? | #NAME? | #NAME? | #NAME? | #NAME? | #NAME? | #NAME? | #NAME? | #NAME? | #NAME? |  |  | 1: 1.2178; 2: 1.8994; 3: 0; 4: 0 | 3.1171 |  | 73.5755 | 119.4055 | 123.5893 | 20015 | 3.1171 | 73.5755 | 120.3461 |  | 0 | 6295 | 6295 | 2001-05-03 | #NAME? | #NAME? | #NAME?
2001-05-04 | 2001 | 5 | 124 | 4 | 6 | 5.1 | 5.1874 | 13.5 | 0 | 0 | 0 | #NAME? | #NAME? | #NAME? | #NAME? | #NAME? | #NAME? | FALSE | 0 | TRUE | FALSE | #NAME? | #NAME? | #NAME? | #NAME? | #NAME? | #NAME? | #NAME? | #NAME? | #NAME? | #NAME? |  |  | 1: 0; 2: 0; 3: 0; 4: 0 | 0 |  | 0 | 0 | 0 | 20015 | 0 | 0 | 0 |  | 0 | 6296 | 6296 | 2001-05-04 | #NAME? | #NAME? | #NAME?
2001-05-05 | 2001 | 5 | 125 | 5 | 7 | 2.8 | 4.2412 | 22.5 | 3.3 | 3.3 | 0 | #NAME? | #NAME? | #NAME? | #NAME? | #NAME? | #NAME? | FALSE | 0 | TRUE | TRUE | #NAME? | #NAME? | #NAME? | #NAME? | #NAME? | #NAME? | #NAME? | #NAME? | #NAME? | #NAME? |  |  | 1: 0; 2: 0; 3: 0; 4: 0 | 0 |  | 0 | 0 | 0 | 20015 | 0 | 0 | 0 |  | 0 | 6297 | 6297 | 2001-05-05 | #NAME? | #NAME? | #NAME?
2001-05-06 | 2001 | 5 | 126 | 6 | 1 | 3 | 4.8211 | 28.5 | 0 | 0 | 0 | #NAME? | #NAME? | #NAME? | #NAME? | #NAME? | #NAME? | TRUE | 3.3 | TRUE | FALSE | #NAME? | #NAME? | #NAME? | #NAME? | #NAME? | #NAME? | #NAME? | #NAME? | #NAME? | #NAME? |  |  | 1: 0; 2: 0; 3: 0; 4: 0 | 0 |  | 0 | 0 | 0 | 20015 | 0 | 0 | 0 |  | 0 | 6298 | 6298 | 2001-05-06 | #NAME? | #NAME? | #NAME?
2001-05-07 | 2001 | 5 | 127 | 7 | 2 | -3.8 | 4.6187 | 1.8333 | 0 | 0 | 0 | #NAME? | #NAME? | #NAME? | #NAME? | #NAME? | #NAME? | FALSE | 3.3 | TRUE | FALSE | #NAME? | #NAME? | #NAME? | #NAME? | #NAME? | #NAME? | #NAME? | #NAME? | #NAME? | #NAME? |  |  | 1: 0; 2: 0; 3: 0; 4: 0 | 0 |  | 0 | 0 | 0 | 20015 | 0 | 0 | 0 |  | 0 | 6299 | 6299 | 2001-05-07 | #NAME? | #NAME? | #NAME?
2001-05-08 | 2001 | 5 | 128 | 8 | 3 | 2.5 | 5.427 | 11 | 0 | 0 | 0 | #NAME? | #NAME? | #NAME? | #NAME? | #NAME? | #NAME? | TRUE | 0 | TRUE | FALSE | #NAME? | #NAME? | #NAME? | #NAME? | #NAME? | #NAME? | #NAME? | #NAME? | #NAME? | #NAME? |  |  | 1: 0; 2: 0; 3: 0; 4: 0 | 0 |  | 0 | 0 | 0 | 20015 | 0 | 0 | 0 |  | 0 | 6300 | 6300 | 2001-05-08 | #NAME? | #NAME? | #NAME?
2001-05-09 | 2001 | 5 | 129 | 9 | 4 | 2.9 | 3.5101 | 15.3333 | 0.4 | 0.4 | 0 | #NAME? | #NAME? | #NAME? | #NAME? | #NAME? | #NAME? | FALSE | 0 | TRUE | FALSE | #NAME? | #NAME? | #NAME? | #NAME? | #NAME? | #NAME? | #NAME? | #NAME? | #NAME? | #NAME? |  |  | 1: 0; 2: 0; 3: 0; 4: 0 | 0 |  | 0 | 0 | 0 | 20015 | 0 | 0 | 0 |  | 0 | 6301 | 6301 | 2001-05-09 | #NAME? | #NAME? | #NAME?
2001-05-10 | 2001 | 5 | 130 | 10 | 5 | -1 | 3.3117 | 5.6667 | 0 | 0 | 0 | #NAME? | #NAME? | #NAME? | #NAME? | #NAME? | #NAME? | TRUE | 0.4 | TRUE | FALSE | #NAME? | #NAME? | #NAME? | #NAME? | #NAME? | #NAME? | #NAME? | #NAME? | #NAME? | #NAME? |  |  | 1: 0; 2: 0; 3: 0; 4: 0 | 0 |  | 0 | 0 | 0 | 20015 | 0 | 0 | 0 |  | 0 | 6302 | 6302 | 2001-05-10 | #NAME? | #NAME? | #NAME?
2001-05-11 | 2001 | 5 | 131 | 11 | 6 | 0.5 | 4.5702 | 11.1667 | 0 | 0 | 0 | #NAME? | #NAME? | #NAME? | #NAME? | #NAME? | #NAME? | FALSE | 0.4 | TRUE | TRUE | #NAME? | #NAME? | #NAME? | #NAME? | #NAME? | #NAME? | #NAME? | #NAME? | #NAME? | #NAME? |  |  | 1: 0; 2: 0; 3: 0; 4: 12.2871 | 12.2871 |  | 360.421 | 554.934 | 572.0969 | 20015 | 12.2871 | 360.421 | 589.5341 |  | 0 | 6303 | 6303 | 2001-05-11 | #NAME? | #NAME? | #NAME?
2001-05-12 | 2001 | 5 | 132 | 12 | 7 | 3.2 | 6.2391 | 7.3333 | 0 | 0 | 0 | #NAME? | #NAME? | #NAME? | #NAME? | #NAME? | #NAME? | FALSE | 0 | TRUE | TRUE | #NAME? | #NAME? | #NAME? | #NAME? | #NAME? | #NAME? | #NAME? | #NAME? | #NAME? | #NAME? |  |  | 1: 0; 2: 0; 3: 0; 4: 0 | 0 |  | 0 | 0 | 0 | 20015 | 0 | 0 | 0 |  | 0 | 6304 | 6304 | 2001-05-12 | #NAME? | #NAME? | #NAME?
2001-05-13 | 2001 | 5 | 133 | 13 | 1 | 12.7 | 6.578 | 16.8333 | 0 | 0 | 0 | #NAME? | #NAME? | #NAME? | #NAME? | #NAME? | #NAME? | TRUE | 0 | TRUE | TRUE | #NAME? | #NAME? | #NAME? | #NAME? | #NAME? | #NAME? | #NAME? | #NAME? | #NAME? | #NAME? |  |  | 1: 17.2085; 2: 31.849; 3: 0; 4: 0 | 49.0575 |  | 1186.6288 | 1929.6952 | 1997.6084 | 20015 | 49.0575 | 1186.6288 | 1940.947 |  | 0 | 6305 | 6305 | 2001-05-13 | #NAME? | #NAME? | #NAME?
2001-05-14 | 2001 | 5 | 134 | 14 | 2 | 7.6 | 5.2216 | 5.5 | 0 | 0 | 0 | #NAME? | #NAME? | #NAME? | #NAME? | #NAME? | #NAME? | FALSE | 0 | TRUE | TRUE | #NAME? | #NAME? | #NAME? | #NAME? | #NAME? | #NAME? | #NAME? | #NAME? | #NAME? | #NAME? |  |  | 1: 0; 2: 0; 3: 0; 4: 9.3294 | 9.3294 |  | 273.6619 | 421.3524 | 434.3839 | 20015 | 9.3294 | 273.6619 | 447.6237 |  | 0 | 6306 | 6306 | 2001-05-14 | #NAME? | #NAME? | #NAME?
2001-05-15 | 2001 | 5 | 135 | 15 | 3 | 7.7 | 5.2581 | 19.5 | 0 | 0 | 0 | #NAME? | #NAME? | #NAME? | #NAME? | #NAME? | #NAME? | TRUE | 0 | TRUE | FALSE | #NAME? | #NAME? | #NAME? | #NAME? | #NAME? | #NAME? | #NAME? | #NAME? | #NAME? | #NAME? |  |  | 1: 0; 2: 0; 3: 0; 4: 0 | 0 |  | 0 | 0 | 0 | 20015 | 0 | 0 | 0 |  | 0 | 6307 | 6307 | 2001-05-15 | #NAME? | #NAME? | #NAME?
2001-05-16 | 2001 | 5 | 136 | 16 | 4 | 2.3 | 2.699 | 8.5 | 17.6 | 17.6 | 9.45 | #NAME? | #NAME? | #NAME? | #NAME? | #NAME? | #NAME? | FALSE | 0 | TRUE | FALSE | #NAME? | #NAME? | #NAME? | #NAME? | #NAME? | #NAME? | #NAME? | #NAME? | #NAME? | #NAME? |  |  | 1: 0; 2: 0; 3: 0; 4: 0 | 0 |  | 0 | 0 | 0 | 20015 | 0 | 0 | 0 |  | 0 | 6308 | 6308 | 2001-05-16 | #NAME? | #NAME? | #NAME?
2001-05-17 | 2001 | 5 | 137 | 17 | 5 | 2.6 | 5.1967 | 13 | 0 | 0 | 0 | #NAME? | #NAME? | #NAME? | #NAME? | #NAME? | #NAME? | TRUE | 17.6 | FALSE | FALSE | #NAME? | #NAME? | #NAME? | #NAME? | #NAME? | #NAME? | #NAME? | #NAME? | #NAME? | #NAME? |  |  | 1: 0; 2: 0; 3: 0; 4: 0 | 0 |  | 0 | 0 | 0 | 20015 | 0 | 0 | 0 |  | 0 | 6309 | 6309 | 2001-05-17 | #NAME? | #NAME? | #NAME?
2001-05-18 | 2001 | 5 | 138 | 18 | 6 | 1.8 | 4.8305 | 7.5 | 0 | 0 | 0 | #NAME? | #NAME? | #NAME? | #NAME? | #NAME? | #NAME? | FALSE | 17.6 | FALSE | FALSE | #NAME? | #NAME? | #NAME? | #NAME? | #NAME? | #NAME? | #NAME? | #NAME? | #NAME? | #NAME? |  |  | 1: 0; 2: 0; 3: 0; 4: 0 | 0 |  | 0 | 0 | 0 | 20015 | 0 | 0 | 0 |  | 0 | 6310 | 6310 | 2001-05-18 | #NAME? | #NAME? | #NAME?
2001-05-19 | 2001 | 5 | 139 | 19 | 7 | 1.1 | 4.8763 | 4.3333 | 0 | 0 | 0 | #NAME? | #NAME? | #NAME? | #NAME? | #NAME? | #NAME? | FALSE | 0 | TRUE | FALSE | #NAME? | #NAME? | #NAME? | #NAME? | #NAME? | #NAME? | #NAME? | #NAME? | #NAME? | #NAME? |  |  | 1: 0; 2: 0; 3: 0; 4: 0 | 0 |  | 0 | 0 | 0 | 20015 | 0 | 0 | 0 |  | 0 | 6311 | 6311 | 2001-05-19 | #NAME? | #NAME? | #NAME?
2001-05-20 | 2001 | 5 | 140 | 20 | 1 | 2.3 | 5.3231 | 34.6667 | 0 | 0 | 0 | #NAME? | #NAME? | #NAME? | #NAME? | #NAME? | #NAME? | TRUE | 0 | TRUE | FALSE | #NAME? | #NAME? | #NAME? | #NAME? | #NAME? | #NAME? | #NAME? | #NAME? | #NAME? | #NAME? |  |  | 1: 0; 2: 0; 3: 0; 4: 0 | 0 |  | 0 | 0 | 0 | 20015 | 0 | 0 | 0 |  | 0 | 6312 | 6312 | 2001-05-20 | #NAME? | #NAME? | #NAME?
2001-05-21 | 2001 | 5 | 141 | 21 | 2 | -2.3 | 4.7548 | 4.6667 | 0 | 0 | 0 | #NAME? | #NAME? | #NAME? | #NAME? | #NAME? | #NAME? | FALSE | 0 | TRUE | TRUE | #NAME? | #NAME? | #NAME? | #NAME? | #NAME? | #NAME? | #NAME? | #NAME? | #NAME? | #NAME? |  |  | 1: 0; 2: 0; 3: 2.2708; 4: 11.4474 | 13.7183 |  | 369.0967 | 568.2917 | 585.8677 | 20015 | 13.7183 | 369.0967 | 603.7246 |  | 0 | 6313 | 6313 | 2001-05-21 | #NAME? | #NAME? | #NAME?
2001-05-22 | 2001 | 5 | 142 | 22 | 3 | 4.1 | 6.3166 | 10 | 0 | 0 | 0 | #NAME? | #NAME? | #NAME? | #NAME? | #NAME? | #NAME? | TRUE | 0 | TRUE | TRUE | #NAME? | #NAME? | #NAME? | #NAME? | #NAME? | #NAME? | #NAME? | #NAME? | #NAME? | #NAME? |  |  | 1: 16.4131; 2: 24.2239; 3: 0; 4: 0 | 40.6369 |  | 951.2915 | 1542.7712 | 1596.7469 | 20015 | 40.6369 | 951.2915 | 1556.0101 |  | 0 | 6314 | 6314 | 2001-05-22 | #NAME? | #NAME? | #NAME?
2001-05-23 | 2001 | 5 | 143 | 23 | 4 | 10.4 | 6.849 | 3 | 0 | 0 | 0 | #NAME? | #NAME? | #NAME? | #NAME? | #NAME? | #NAME? | FALSE | 0 | TRUE | TRUE | #NAME? | #NAME? | #NAME? | #NAME? | #NAME? | #NAME? | #NAME? | #NAME? | #NAME? | #NAME? |  |  | 1: 0; 2: 0; 3: 2.2547; 4: 5.7541 | 8.0088 |  | 201.8571 | 310.7959 | 320.4081 | 20015 | 8.0088 | 201.8571 | 330.174 |  | 0 | 6315 | 6315 | 2001-05-23 | #NAME? | #NAME? | #NAME?
2001-05-24 | 2001 | 5 | 144 | 24 | 5 | 10 | 6.5246 | 10.6667 | 4.4 | 4.4 | 0 | #NAME? | #NAME? | #NAME? | #NAME? | #NAME? | #NAME? | TRUE | 0 | TRUE | TRUE | #NAME? | #NAME? | #NAME? | #NAME? | #NAME? | #NAME? | #NAME? | #NAME? | #NAME? | #NAME? |  |  | 1: 0; 2: 0; 3: 0; 4: 0 | 0 |  | 0 | 0 | 0 | 20015 | 0 | 0 | 0 |  | 0 | 6316 | 6316 | 2001-05-24 | #NAME? | #NAME? | #NAME?
2001-05-25 | 2001 | 5 | 145 | 25 | 6 | 9.4 | 4.736 | 19.1667 | 4.8 | 4.8 | 0 | #NAME? | #NAME? | #NAME? | #NAME? | #NAME? | #NAME? | FALSE | 4.4 | TRUE | TRUE | #NAME? | #NAME? | #NAME? | #NAME? | #NAME? | #NAME? | #NAME? | #NAME? | #NAME? | #NAME? |  |  | 1: 0; 2: 0; 3: 0; 4: 7.3555 | 7.3555 |  | 215.7612 | 332.2038 | 342.4781 | 20015 | 7.3555 | 215.7612 | 352.9166 |  | 0 | 6317 | 6317 | 2001-05-25 | #NAME? | #NAME? | #NAME?
2001-05-26 | 2001 | 5 | 146 | 26 | 7 | 6.5 | 4.8188 | 9.1667 | 0 | 0 | 0 | #NAME? | #NAME? | #NAME? | #NAME? | #NAME? | #NAME? | FALSE | 9.2 | TRUE | TRUE | #NAME? | #NAME? | #NAME? | #NAME? | #NAME? | #NAME? | #NAME? | #NAME? | #NAME? | #NAME? |  |  | 1: 0; 2: 0; 3: 0; 4: 0 | 0 |  | 0 | 0 | 0 | 20015 | 0 | 0 | 0 |  | 0 | 6318 | 6318 | 2001-05-26 | #NAME? | #NAME? | #NAME?
2001-05-27 | 2001 | 5 | 147 | 27 | 1 | 7.2 | 6.9383 | 11.3333 | 0 | 0 | 0 | #NAME? | #NAME? | #NAME? | #NAME? | #NAME? | #NAME? | TRUE | 4.8 | TRUE | TRUE | #NAME? | #NAME? | #NAME? | #NAME? | #NAME? | #NAME? | #NAME? | #NAME? | #NAME? | #NAME? |  |  | 1: 0; 2: 0; 3: 0; 4: 0 | 0 |  | 0 | 0 | 0 | 20015 | 0 | 0 | 0 |  | 0 | 6319 | 6319 | 2001-05-27 | #NAME? | #NAME? | #NAME?
2001-05-28 | 2001 | 5 | 148 | 28 | 2 | 10.3 | 7.4314 | 18 | 0 | 0 | 0 | #NAME? | #NAME? | #NAME? | #NAME? | #NAME? | #NAME? | FALSE | 0 | TRUE | TRUE | #NAME? | #NAME? | #NAME? | #NAME? | #NAME? | #NAME? | #NAME? | #NAME? | #NAME? | #NAME? |  |  | 1: 0; 2: 0; 3: 0; 4: 9.0451 | 9.0451 |  | 265.3221 | 408.5118 | 421.1462 | 20015 | 9.0451 | 265.3221 | 433.9825 |  | 0 | 6320 | 6320 | 2001-05-28 | #NAME? | #NAME? | #NAME?
2001-05-29 | 2001 | 5 | 149 | 29 | 3 | 7.4 | 5.3401 | 26.8333 | 0 | 0 | 0 | #NAME? | #NAME? | #NAME? | #NAME? | #NAME? | #NAME? | TRUE | 0 | TRUE | TRUE | #NAME? | #NAME? | #NAME? | #NAME? | #NAME? | #NAME? | #NAME? | #NAME? | #NAME? | #NAME? |  |  | 1: 0; 2: 0; 3: 0; 4: 0 | 0 |  | 0 | 0 | 0 | 20015 | 0 | 0 | 0 |  | 0 | 6321 | 6321 | 2001-05-29 | #NAME? | #NAME? | #NAME?
2001-05-30 | 2001 | 5 | 150 | 30 | 4 | 5.4 | 7.0177 | 24.8333 | 0 | 0 | 0 | #NAME? | #NAME? | #NAME? | #NAME? | #NAME? | #NAME? | FALSE | 0 | TRUE | TRUE | #NAME? | #NAME? | #NAME? | #NAME? | #NAME? | #NAME? | #NAME? | #NAME? | #NAME? | #NAME? |  |  | 1: 0; 2: 0; 3: 0; 4: 5.609 | 5.609 |  | 164.5296 | 253.3234 | 261.1581 | 20015 | 5.609 | 164.5296 | 269.1181 |  | 0 | 6322 | 6322 | 2001-05-30 | #NAME? | #NAME? | #NAME?
2001-05-31 | 2001 | 5 | 151 | 31 | 5 | 9.8 | 5.7151 | 21 | 0 | 0 | 0 | #NAME? | #NAME? | #NAME? | #NAME? | #NAME? | #NAME? | TRUE | 0 | TRUE | TRUE | #NAME? | #NAME? | #NAME? | #NAME? | #NAME? | #NAME? | #NAME? | #NAME? | #NAME? | #NAME? |  |  | 1: 0; 2: 0; 3: 0; 4: 0 | 0 |  | 0 | 0 | 0 | 20015 | 0 | 0 | 0 |  | 0 | 6323 | 6323 | 2001-05-31 | #NAME? | #NAME? | #NAME?
2001-06-01 | 2001 | 6 | 152 | 1 | 6 | 8.7 | 7.2346 | 14.6667 | 0 | 0 | 0 | #NAME? | #NAME? | #NAME? | #NAME? | #NAME? | #NAME? | FALSE | 0 | TRUE | TRUE | #NAME? | #NAME? | #NAME? | #NAME? | #NAME? | #NAME? | #NAME? | #NAME? | #NAME? | #NAME? |  |  | 1: 0; 2: 0; 3: 0; 4: 7.003 | 7.003 |  | 205.4222 | 316.285 | 326.0671 | 20016 | 7.003 | 205.4222 | 336.0054 |  | 0 | 6324 | 6324 | 2001-06-01 | #NAME? | #NAME? | #NAME?
2001-06-02 | 2001 | 6 | 153 | 2 | 7 | 9.5 | 5.9446 | 27.6667 | 0 | 0 | 0 | #NAME? | #NAME? | #NAME? | #NAME? | #NAME? | #NAME? | FALSE | 0 | TRUE | TRUE | #NAME? | #NAME? | #NAME? | #NAME? | #NAME? | #NAME? | #NAME? | #NAME? | #NAME? | #NAME? |  |  | 1: 0; 2: 0; 3: 0; 4: 0 | 0 |  | 0 | 0 | 0 | 20016 | 0 | 0 | 0 |  | 0 | 6325 | 6325 | 2001-06-02 | #NAME? | #NAME? | #NAME?
2001-06-03 | 2001 | 6 | 154 | 3 | 1 | 6.2 | 3.6397 | 26.1667 | 9.8 | 9.8 | 3.6 | #NAME? | #NAME? | #NAME? | #NAME? | #NAME? | #NAME? | TRUE | 0 | TRUE | TRUE | #NAME? | #NAME? | #NAME? | #NAME? | #NAME? | #NAME? | #NAME? | #NAME? | #NAME? | #NAME? |  |  | 1: 0; 2: 0; 3: 0; 4: 0 | 0 |  | 0 | 0 | 0 | 20016 | 0 | 0 | 0 |  | 0 | 6326 | 6326 | 2001-06-03 | #NAME? | #NAME? | #NAME?
2001-06-04 | 2001 | 6 | 155 | 4 | 2 | 7.6 | 2.6708 | 22 | 27.5 | 27.5 | 16.875 | #NAME? | #NAME? | #NAME? | #NAME? | #NAME? | #NAME? | FALSE | 9.8 | TRUE | TRUE | #NAME? | #NAME? | #NAME? | #NAME? | #NAME? | #NAME? | #NAME? | #NAME? | #NAME? | #NAME? |  |  | 1: 0; 2: 0; 3: 0; 4: 5.6504 | 5.6504 |  | 165.7449 | 255.1945 | 263.0871 | 20016 | 5.6504 | 165.7449 | 271.1058 |  | 0 | 6327 | 6327 | 2001-06-04 | #NAME? | #NAME? | #NAME?
2001-06-05 | 2001 | 6 | 156 | 5 | 3 | 7.7 | 2.3749 | 20.1667 | 13.1 | 13.1 | 6.075 | #NAME? | #NAME? | #NAME? | #NAME? | #NAME? | #NAME? | TRUE | 37.3 | FALSE | TRUE | #NAME? | #NAME? | #NAME? | #NAME? | #NAME? | #NAME? | #NAME? | #NAME? | #NAME? | #NAME? |  |  | 1: 0; 2: 0; 3: 0; 4: 0 | 0 |  | 0 | 0 | 0 | 20016 | 0 | 0 | 0 |  | 0 | 6328 | 6328 | 2001-06-05 | #NAME? | #NAME? | #NAME?
2001-06-06 | 2001 | 6 | 157 | 6 | 4 | 5.4 | 2.6469 | 5 | 25.3 | 25.3 | 15.225 | #NAME? | #NAME? | #NAME? | #NAME? | #NAME? | #NAME? | FALSE | 40.6 | FALSE | TRUE | #NAME? | #NAME? | #NAME? | #NAME? | #NAME? | #NAME? | #NAME? | #NAME? | #NAME? | #NAME? |  |  | 1: 0; 2: 0; 3: 0; 4: 0 | 0 |  | 0 | 0 | 0 | 20016 | 0 | 0 | 0 |  | 0 | 6329 | 6329 | 2001-06-06 | #NAME? | #NAME? | #NAME?
2001-06-07 | 2001 | 6 | 158 | 7 | 5 | 5.8 | 4.0718 | 12 | 0 | 0 | 0 | #NAME? | #NAME? | #NAME? | #NAME? | #NAME? | #NAME? | TRUE | 38.4 | FALSE | TRUE | #NAME? | #NAME? | #NAME? | #NAME? | #NAME? | #NAME? | #NAME? | #NAME? | #NAME? | #NAME? |  |  | 1: 0; 2: 0; 3: 0; 4: 0 | 0 |  | 0 | 0 | 0 | 20016 | 0 | 0 | 0 |  | 0 | 6330 | 6330 | 2001-06-07 | #NAME? | #NAME? | #NAME?
2001-06-08 | 2001 | 6 | 159 | 8 | 6 | 5.1 | 4.3635 | 5.6667 | 0 | 0 | 0 | #NAME? | #NAME? | #NAME? | #NAME? | #NAME? | #NAME? | FALSE | 25.3 | FALSE | TRUE | #NAME? | #NAME? | #NAME? | #NAME? | #NAME? | #NAME? | #NAME? | #NAME? | #NAME? | #NAME? |  |  | 1: 0; 2: 0; 3: 0; 4: 0 | 0 |  | 0 | 0 | 0 | 20016 | 0 | 0 | 0 |  | 0 | 6331 | 6331 | 2001-06-08 | #NAME? | #NAME? | #NAME?
2001-06-09 | 2001 | 6 | 160 | 9 | 7 | 6.1 | 5.1267 | 3.8333 | 0.2 | 0.2 | 0 | #NAME? | #NAME? | #NAME? | #NAME? | #NAME? | #NAME? | FALSE | 0 | TRUE | TRUE | #NAME? | #NAME? | #NAME? | #NAME? | #NAME? | #NAME? | #NAME? | #NAME? | #NAME? | #NAME? |  |  | 1: 0; 2: 0; 3: 1.198; 4: 0 | 1.198 |  | 17.5712 | 27.0541 | 27.8908 | 20016 | 1.198 | 17.5712 | 28.7409 |  | 0 | 6332 | 6332 | 2001-06-09 | #NAME? | #NAME? | #NAME?
2001-06-10 | 2001 | 6 | 161 | 10 | 1 | 5.7 | 4.185 | 12 | 1 | 1 | 0 | #NAME? | #NAME? | #NAME? | #NAME? | #NAME? | #NAME? | TRUE | 0.2 | TRUE | TRUE | #NAME? | #NAME? | #NAME? | #NAME? | #NAME? | #NAME? | #NAME? | #NAME? | #NAME? | #NAME? |  |  | 1: 0; 2: 0; 3: 0; 4: 0 | 0 |  | 0 | 0 | 0 | 20016 | 0 | 0 | 0 |  | 0 | 6333 | 6333 | 2001-06-10 | #NAME? | #NAME? | #NAME?
2001-06-11 | 2001 | 6 | 162 | 11 | 2 | 4.2 | 5.1298 | 16 | 0 | 0 | 0 | #NAME? | #NAME? | #NAME? | #NAME? | #NAME? | #NAME? | FALSE | 1.2 | TRUE | TRUE | #NAME? | #NAME? | #NAME? | #NAME? | #NAME? | #NAME? | #NAME? | #NAME? | #NAME? | #NAME? |  |  | 1: 0; 2: 0; 3: 0; 4: 10.0712 | 10.0712 |  | 295.4205 | 454.8538 | 468.9214 | 20016 | 10.0712 | 295.4205 | 483.2139 |  | 0 | 6334 | 6334 | 2001-06-11 | #NAME? | #NAME? | #NAME?
2001-06-12 | 2001 | 6 | 163 | 12 | 3 | 6.4 | 3.7627 | 17.6667 | 0.2 | 0.2 | 0 | #NAME? | #NAME? | #NAME? | #NAME? | #NAME? | #NAME? | TRUE | 1 | TRUE | TRUE | #NAME? | #NAME? | #NAME? | #NAME? | #NAME? | #NAME? | #NAME? | #NAME? | #NAME? | #NAME? |  |  | 1: 3.2073; 2: 4.566; 3: 0; 4: 0 | 7.7733 |  | 180.9754 | 293.3627 | 303.6159 | 20016 | 7.7733 | 180.9754 | 296.0181 |  | 0 | 6335 | 6335 | 2001-06-12 | #NAME? | #NAME? | #NAME?
2001-06-13 | 2001 | 6 | 164 | 13 | 4 | 4.1 | 3.6416 | 10 | 0.8 | 0.8 | 0 | #NAME? | #NAME? | #NAME? | #NAME? | #NAME? | #NAME? | FALSE | 0.2 | TRUE | TRUE | #NAME? | #NAME? | #NAME? | #NAME? | #NAME? | #NAME? | #NAME? | #NAME? | #NAME? | #NAME? |  |  | 1: 0; 2: 0; 3: 6.8488; 4: 4.3495 | 11.1983 |  | 228.0347 | 351.1011 | 361.9598 | 20016 | 11.1983 | 228.0347 | 372.9922 |  | 0 | 6336 | 6336 | 2001-06-13 | #NAME? | #NAME? | #NAME?
2001-06-14 | 2001 | 6 | 165 | 14 | 5 | 5.3 | 4.0836 | 8.1667 | 0 | 0 | 0 | #NAME? | #NAME? | #NAME? | #NAME? | #NAME? | #NAME? | TRUE | 1 | TRUE | TRUE | #NAME? | #NAME? | #NAME? | #NAME? | #NAME? | #NAME? | #NAME? | #NAME? | #NAME? | #NAME? |  |  | 1: 0; 2: 0; 3: 0; 4: 0 | 0 |  | 0 | 0 | 0 | 20016 | 0 | 0 | 0 |  | 0 | 6337 | 6337 | 2001-06-14 | #NAME? | #NAME? | #NAME?
2001-06-15 | 2001 | 6 | 166 | 15 | 6 | 7.4 | 3.1728 | 19.3333 | 15.9 | 15.9 | 8.175 | #NAME? | #NAME? | #NAME? | #NAME? | #NAME? | #NAME? | FALSE | 0.8 | TRUE | TRUE | #NAME? | #NAME? | #NAME? | #NAME? | #NAME? | #NAME? | #NAME? | #NAME? | #NAME? | #NAME? |  |  | 1: 0; 2: 0; 3: 0; 4: 4.526 | 4.526 |  | 132.7615 | 204.4105 | 210.7325 | 20016 | 4.526 | 132.7615 | 217.1555 |  | 0 | 6338 | 6338 | 2001-06-15 | #NAME? | #NAME? | #NAME?
2001-06-16 | 2001 | 6 | 167 | 16 | 7 | 4.5 | 3.1851 | 9.3333 | 0.6 | 0.6 | 0 | #NAME? | #NAME? | #NAME? | #NAME? | #NAME? | #NAME? | FALSE | 15.9 | FALSE | TRUE | #NAME? | #NAME? | #NAME? | #NAME? | #NAME? | #NAME? | #NAME? | #NAME? | #NAME? | #NAME? |  |  | 1: 0; 2: 0; 3: 0; 4: 0 | 0 |  | 0 | 0 | 0 | 20016 | 0 | 0 | 0 |  | 0 | 6339 | 6339 | 2001-06-16 | #NAME? | #NAME? | #NAME?
2001-06-17 | 2001 | 6 | 168 | 17 | 1 | 3.5 | 3.3088 | 14 | 0.6 | 0.6 | 0 | #NAME? | #NAME? | #NAME? | #NAME? | #NAME? | #NAME? | TRUE | 16.5 | FALSE | TRUE | #NAME? | #NAME? | #NAME? | #NAME? | #NAME? | #NAME? | #NAME? | #NAME? | #NAME? | #NAME? |  |  | 1: 0; 2: 0; 3: 0; 4: 0 | 0 |  | 0 | 0 | 0 | 20016 | 0 | 0 | 0 |  | 0 | 6340 | 6340 | 2001-06-17 | #NAME? | #NAME? | #NAME?
2001-06-18 | 2001 | 6 | 169 | 18 | 2 | 5.5 | 3.7458 | 12.3333 | 0.6 | 0.6 | 0 | #NAME? | #NAME? | #NAME? | #NAME? | #NAME? | #NAME? | FALSE | 1.2 | TRUE | TRUE | #NAME? | #NAME? | #NAME? | #NAME? | #NAME? | #NAME? | #NAME? | #NAME? | #NAME? | #NAME? |  |  | 1: 0; 2: 0; 3: 5.1997; 4: 5.8516 | 11.0513 |  | 247.9103 | 381.7031 | 393.5084 | 20016 | 11.0513 | 247.9103 | 405.5023 |  | 0 | 6341 | 6341 | 2001-06-18 | #NAME? | #NAME? | #NAME?
2001-06-19 | 2001 | 6 | 170 | 19 | 3 | 6.1 | 4.9714 | 6 | 0 | 0 | 0 | #NAME? | #NAME? | #NAME? | #NAME? | #NAME? | #NAME? | TRUE | 1.2 | TRUE | TRUE | #NAME? | #NAME? | #NAME? | #NAME? | #NAME? | #NAME? | #NAME? | #NAME? | #NAME? | #NAME? |  |  | 1: 5.7473; 2: 10.1291; 3: 0; 4: 0 | 15.8763 |  | 381.4125 | 619.9046 | 641.695 | 20016 | 15.8763 | 381.4125 | 623.8694 |  | 0 | 6342 | 6342 | 2001-06-19 | #NAME? | #NAME? | #NAME?
2001-06-20 | 2001 | 6 | 171 | 20 | 4 | 6.4 | 5.5521 | 7 | 0 | 0 | 0 | #NAME? | #NAME? | #NAME? | #NAME? | #NAME? | #NAME? | FALSE | 0.6 | TRUE | TRUE | #NAME? | #NAME? | #NAME? | #NAME? | #NAME? | #NAME? | #NAME? | #NAME? | #NAME? | #NAME? |  |  | 1: 0; 2: 0; 3: 3.6566; 4: 5.0143 | 8.6709 |  | 200.7159 | 309.0388 | 318.5967 | 20016 | 8.6709 | 200.7159 | 328.3074 |  | 0 | 6343 | 6343 | 2001-06-20 | #NAME? | #NAME? | #NAME?
2001-06-21 | 2001 | 6 | 172 | 21 | 5 | 9 | 6.028 | 5.8333 | 3.4 | 3.4 | 0 | #NAME? | #NAME? | #NAME? | #NAME? | #NAME? | #NAME? | TRUE | 0 | TRUE | TRUE | #NAME? | #NAME? | #NAME? | #NAME? | #NAME? | #NAME? | #NAME? | #NAME? | #NAME? | #NAME? |  |  | 1: 5.5807; 2: 8.5533; 3: 0; 4: 0 | 14.134 |  | 332.747 | 539.896 | 558.8045 | 20016 | 14.134 | 332.747 | 544.2682 |  | 0 | 6344 | 6344 | 2001-06-21 | #NAME? | #NAME? | #NAME?
2001-06-22 | 2001 | 6 | 173 | 22 | 6 | 13.5 | 5.4147 | 17.5 | 0 | 0 | 0 | #NAME? | #NAME? | #NAME? | #NAME? | #NAME? | #NAME? | FALSE | 3.4 | TRUE | TRUE | #NAME? | #NAME? | #NAME? | #NAME? | #NAME? | #NAME? | #NAME? | #NAME? | #NAME? | #NAME? |  |  | 1: 0; 2: 0; 3: 0; 4: 6.3691 | 6.3691 |  | 186.8259 | 287.6526 | 296.549 | 20016 | 6.3691 | 186.8259 | 305.5877 |  | 0 | 6345 | 6345 | 2001-06-22 | #NAME? | #NAME? | #NAME?
2001-06-23 | 2001 | 6 | 174 | 23 | 7 | 9.4 | 4.8691 | 12.5 | 0 | 0 | 0 | #NAME? | #NAME? | #NAME? | #NAME? | #NAME? | #NAME? | FALSE | 3.4 | TRUE | TRUE | #NAME? | #NAME? | #NAME? | #NAME? | #NAME? | #NAME? | #NAME? | #NAME? | #NAME? | #NAME? |  |  | 1: 0; 2: 0; 3: 2.164; 4: 0 | 2.164 |  | 31.7382 | 48.8667 | 50.378 | 20016 | 2.164 | 31.7382 | 51.9135 |  | 0 | 6346 | 6346 | 2001-06-23 | #NAME? | #NAME? | #NAME?
2001-06-24 | 2001 | 6 | 175 | 24 | 1 | 8.4 | 4.0152 | 9.8333 | 1.8 | 1.8 | 0 | #NAME? | #NAME? | #NAME? | #NAME? | #NAME? | #NAME? | TRUE | 0 | TRUE | TRUE | #NAME? | #NAME? | #NAME? | #NAME? | #NAME? | #NAME? | #NAME? | #NAME? | #NAME? | #NAME? |  |  | 1: 3.1331; 2: 4.8047; 3: 0; 4: 0 | 7.9378 |  | 186.8893 | 303.2377 | 313.858 | 20016 | 7.9378 | 186.8893 | 305.6914 |  | 0 | 6347 | 6347 | 2001-06-24 | #NAME? | #NAME? | #NAME?
2001-06-25 | 2001 | 6 | 176 | 25 | 2 | 7.2 | 4.0942 | 14.1667 | 5.1 | 5.1 | 0.075 | #NAME? | #NAME? | #NAME? | #NAME? | #NAME? | #NAME? | FALSE | 1.8 | TRUE | TRUE | #NAME? | #NAME? | #NAME? | #NAME? | #NAME? | #NAME? | #NAME? | #NAME? | #NAME? | #NAME? |  |  | 1: 0; 2: 0; 3: 6.3139; 4: 7.8644 | 14.1784 |  | 323.2944 | 497.7708 | 513.1657 | 20016 | 14.1784 | 323.2944 | 528.8067 |  | 0 | 6348 | 6348 | 2001-06-25 | #NAME? | #NAME? | #NAME?
2001-06-26 | 2001 | 6 | 177 | 26 | 3 | 7 | 2.2154 | 7.1667 | 3.7 | 3.7 | 0 | #NAME? | #NAME? | #NAME? | #NAME? | #NAME? | #NAME? | TRUE | 6.9 | TRUE | TRUE | #NAME? | #NAME? | #NAME? | #NAME? | #NAME? | #NAME? | #NAME? | #NAME? | #NAME? | #NAME? |  |  | 1: 11.8256; 2: 19.1915; 3: 0; 4: 0 | 31.0171 |  | 736.3935 | 1195.6751 | 1237.6151 | 20016 | 31.0171 | 736.3935 | 1204.5053 |  | 0 | 6349 | 6349 | 2001-06-26 | #NAME? | #NAME? | #NAME?
2001-06-27 | 2001 | 6 | 178 | 27 | 4 | 3.4 | 2.4998 | 6.1667 | 0.4 | 0.4 | 0 | #NAME? | #NAME? | #NAME? | #NAME? | #NAME? | #NAME? | FALSE | 8.8 | TRUE | TRUE | #NAME? | #NAME? | #NAME? | #NAME? | #NAME? | #NAME? | #NAME? | #NAME? | #NAME? | #NAME? |  |  | 1: 0; 2: 0; 3: 2.4018; 4: 3.4985 | 5.9002 |  | 137.8482 | 212.2425 | 218.8067 | 20016 | 5.9002 | 137.8482 | 225.4758 |  | 0 | 6350 | 6350 | 2001-06-27 | #NAME? | #NAME? | #NAME?
2001-06-28 | 2001 | 6 | 179 | 28 | 5 | 10.7 | 4.1069 | 9.6667 | 0.4 | 0.4 | 0 | #NAME? | #NAME? | #NAME? | #NAME? | #NAME? | #NAME? | TRUE | 4.1 | TRUE | TRUE | #NAME? | #NAME? | #NAME? | #NAME? | #NAME? | #NAME? | #NAME? | #NAME? | #NAME? | #NAME? |  |  | 1: 0; 2: 0; 3: 0; 4: 0 | 0 |  | 0 | 0 | 0 | 20016 | 0 | 0 | 0 |  | 0 | 6351 | 6351 | 2001-06-28 | #NAME? | #NAME? | #NAME?
2001-06-29 | 2001 | 6 | 180 | 29 | 6 | 8.9 | 3.4493 | 13.3333 | 10.7 | 10.7 | 4.275 | #NAME? | #NAME? | #NAME? | #NAME? | #NAME? | #NAME? | FALSE | 0.8 | TRUE | TRUE | #NAME? | #NAME? | #NAME? | #NAME? | #NAME? | #NAME? | #NAME? | #NAME? | #NAME? | #NAME? |  |  | 1: 0; 2: 0; 3: 0; 4: 4.5388 | 4.5388 |  | 133.1376 | 204.9896 | 211.3295 | 20016 | 4.5388 | 133.1376 | 217.7707 |  | 0 | 6352 | 6352 | 2001-06-29 | #NAME? | #NAME? | #NAME?
2001-06-30 | 2001 | 6 | 181 | 30 | 7 | 10.1 | 4.0072 | 8.3333 | 0.4 | 0.4 | 0 | #NAME? | #NAME? | #NAME? | #NAME? | #NAME? | #NAME? | FALSE | 11.1 | FALSE | TRUE | #NAME? | #NAME? | #NAME? | #NAME? | #NAME? | #NAME? | #NAME? | #NAME? | #NAME? | #NAME? |  |  | 1: 0; 2: 0; 3: 0; 4: 0 | 0 |  | 0 | 0 | 0 | 20016 | 0 | 0 | 0 |  | 0 | 6353 | 6353 | 2001-06-30 | #NAME? | #NAME? | #NAME?
2001-07-01 | 2001 | 7 | 182 | 1 | 1 | 9.2 | 4.9993 | 12.8333 | 0.8 | 0.8 | 0 | #NAME? | #NAME? | #NAME? | #NAME? | #NAME? | #NAME? | TRUE | 11.1 | FALSE | TRUE | #NAME? | #NAME? | #NAME? | #NAME? | #NAME? | #NAME? | #NAME? | #NAME? | #NAME? | #NAME? |  |  | 1: 0; 2: 0; 3: 0; 4: 0 | 0 |  | 0 | 0 | 0 | 20017 | 0 | 0 | 0 |  | 0 | 6354 | 6354 | 2001-07-01 | #NAME? | #NAME? | #NAME?
2001-07-02 | 2001 | 7 | 183 | 2 | 2 | 12.6 | 4.5393 | 5.6667 | 0 | 0 | 0 | #NAME? | #NAME? | #NAME? | #NAME? | #NAME? | #NAME? | FALSE | 1.2 | TRUE | TRUE | #NAME? | #NAME? | #NAME? | #NAME? | #NAME? | #NAME? | #NAME? | #NAME? | #NAME? | #NAME? |  |  | 1: 0; 2: 0; 3: 1.9624; 4: 7.2335 | 9.1959 |  | 240.9657 | 371.0107 | 382.4853 | 20017 | 9.1959 | 240.9657 | 394.1432 |  | 0 | 6355 | 6355 | 2001-07-02 | #NAME? | #NAME? | #NAME?
2001-07-03 | 2001 | 7 | 184 | 3 | 3 | 9.5 | 4.7782 | 8.8333 | 0 | 0 | 0 | #NAME? | #NAME? | #NAME? | #NAME? | #NAME? | #NAME? | TRUE | 0.8 | TRUE | TRUE | #NAME? | #NAME? | #NAME? | #NAME? | #NAME? | #NAME? | #NAME? | #NAME? | #NAME? | #NAME? |  |  | 1: 0; 2: 0; 3: 0; 4: 0 | 0 |  | 0 | 0 | 0 | 20017 | 0 | 0 | 0 |  | 0 | 6356 | 6356 | 2001-07-03 | #NAME? | #NAME? | #NAME?
2001-07-04 | 2001 | 7 | 185 | 4 | 4 | 14.4 | 6.8967 | 11.6667 | 0 | 0 | 0 | #NAME? | #NAME? | #NAME? | #NAME? | #NAME? | #NAME? | FALSE | 0 | TRUE | TRUE | #NAME? | #NAME? | #NAME? | #NAME? | #NAME? | #NAME? | #NAME? | #NAME? | #NAME? | #NAME? |  |  | 1: 0; 2: 0; 3: 4.2602; 4: 5.1246 | 9.3849 |  | 212.8061 | 327.6538 | 337.7874 | 20017 | 9.3849 | 212.8061 | 348.083 |  | 0 | 6357 | 6357 | 2001-07-04 | #NAME? | #NAME? | #NAME?
2001-07-05 | 2001 | 7 | 186 | 5 | 5 | 10.3 | 5.3816 | 11.8333 | 0 | 0 | 0 | #NAME? | #NAME? | #NAME? | #NAME? | #NAME? | #NAME? | TRUE | 0 | TRUE | TRUE | #NAME? | #NAME? | #NAME? | #NAME? | #NAME? | #NAME? | #NAME? | #NAME? | #NAME? | #NAME? |  |  | 1: 0; 2: 0; 3: 0; 4: 0 | 0 |  | 0 | 0 | 0 | 20017 | 0 | 0 | 0 |  | 0 | 6358 | 6358 | 2001-07-05 | #NAME? | #NAME? | #NAME?
2001-07-06 | 2001 | 7 | 187 | 6 | 6 | 7.5 | 5.4724 | 11.6667 | 0 | 0 | 0 | #NAME? | #NAME? | #NAME? | #NAME? | #NAME? | #NAME? | FALSE | 0 | TRUE | TRUE | #NAME? | #NAME? | #NAME? | #NAME? | #NAME? | #NAME? | #NAME? | #NAME? | #NAME? | #NAME? |  |  | 1: 0; 2: 0; 3: 0; 4: 6.753 | 6.753 |  | 198.089 | 304.9942 | 314.427 | 20017 | 6.753 | 198.089 | 324.0106 |  | 0 | 6359 | 6359 | 2001-07-06 | #NAME? | #NAME? | #NAME?
2001-07-07 | 2001 | 7 | 188 | 7 | 7 | 8.9 | 6.9639 | 6.8333 | 0 | 0 | 0 | #NAME? | #NAME? | #NAME? | #NAME? | #NAME? | #NAME? | FALSE | 0 | TRUE | TRUE | #NAME? | #NAME? | #NAME? | #NAME? | #NAME? | #NAME? | #NAME? | #NAME? | #NAME? | #NAME? |  |  | 1: 0; 2: 0; 3: 9.0659; 4: 0 | 9.0659 |  | 132.9671 | 204.7271 | 211.0588 | 20017 | 9.0659 | 132.9671 | 217.4918 |  | 0 | 6360 | 6360 | 2001-07-07 | #NAME? | #NAME? | #NAME?
2001-07-08 | 2001 | 7 | 189 | 8 | 1 | 10.2 | 6.4814 | 3.1667 | 0 | 0 | 0 | #NAME? | #NAME? | #NAME? | #NAME? | #NAME? | #NAME? | TRUE | 0 | TRUE | TRUE | #NAME? | #NAME? | #NAME? | #NAME? | #NAME? | #NAME? | #NAME? | #NAME? | #NAME? | #NAME? |  |  | 1: 6.8858; 2: 12.7199; 3: 0; 4: 0 | 19.6057 |  | 474.1096 | 770.9803 | 798.1127 | 20017 | 19.6057 | 474.1096 | 775.4924 |  | 0 | 6361 | 6361 | 2001-07-08 | #NAME? | #NAME? | #NAME?
2001-07-09 | 2001 | 7 | 190 | 9 | 2 | 11.1 | 6.1159 | 9.8333 | 0.2 | 0.2 | 0 | #NAME? | #NAME? | #NAME? | #NAME? | #NAME? | #NAME? | FALSE | 0 | TRUE | TRUE | #NAME? | #NAME? | #NAME? | #NAME? | #NAME? | #NAME? | #NAME? | #NAME? | #NAME? | #NAME? |  |  | 1: 0; 2: 0; 3: 2.5971; 4: 10.4047 | 13.0018 |  | 343.2952 | 528.5657 | 544.9131 | 20017 | 13.0018 | 343.2952 | 561.5217 |  | 0 | 6362 | 6362 | 2001-07-09 | #NAME? | #NAME? | #NAME?
2001-07-10 | 2001 | 7 | 191 | 10 | 3 | 14.3 | 7.4968 | 8 | 6.6 | 6.6 | 1.2 | #NAME? | #NAME? | #NAME? | #NAME? | #NAME? | #NAME? | TRUE | 0.2 | TRUE | TRUE | #NAME? | #NAME? | #NAME? | #NAME? | #NAME? | #NAME? | #NAME? | #NAME? | #NAME? | #NAME? |  |  | 1: 0; 2: 0; 3: 0; 4: 0 | 0 |  | 0 | 0 | 0 | 20017 | 0 | 0 | 0 |  | 0 | 6363 | 6363 | 2001-07-10 | #NAME? | #NAME? | #NAME?
2001-07-11 | 2001 | 7 | 192 | 11 | 4 | 13.8 | 5.1673 | 17 | 0 | 0 | 0 | #NAME? | #NAME? | #NAME? | #NAME? | #NAME? | #NAME? | FALSE | 6.8 | TRUE | TRUE | #NAME? | #NAME? | #NAME? | #NAME? | #NAME? | #NAME? | #NAME? | #NAME? | #NAME? | #NAME? |  |  | 1: 0; 2: 0; 3: 0; 4: 5.2033 | 5.2033 |  | 152.6291 | 235.0003 | 242.2684 | 20017 | 5.2033 | 152.6291 | 249.6526 |  | 0 | 6364 | 6364 | 2001-07-11 | #NAME? | #NAME? | #NAME?
2001-07-12 | 2001 | 7 | 193 | 12 | 5 | 13 | 4.3897 | 14.3333 | 5 | 5 | 0 | #NAME? | #NAME? | #NAME? | #NAME? | #NAME? | #NAME? | TRUE | 6.6 | TRUE | TRUE | #NAME? | #NAME? | #NAME? | #NAME? | #NAME? | #NAME? | #NAME? | #NAME? | #NAME? | #NAME? |  |  | 1: 0; 2: 0; 3: 0; 4: 0 | 0 |  | 0 | 0 | 0 | 20017 | 0 | 0 | 0 |  | 0 | 6365 | 6365 | 2001-07-12 | #NAME? | #NAME? | #NAME?
2001-07-13 | 2001 | 7 | 194 | 13 | 6 | 12.5 | 4.8064 | 13 | 13.2 | 13.2 | 6.15 | #NAME? | #NAME? | #NAME? | #NAME? | #NAME? | #NAME? | FALSE | 5 | TRUE | TRUE | #NAME? | #NAME? | #NAME? | #NAME? | #NAME? | #NAME? | #NAME? | #NAME? | #NAME? | #NAME? |  |  | 1: 0; 2: 0; 3: 0; 4: 5.2564 | 5.2564 |  | 154.1867 | 237.3986 | 244.7408 | 20017 | 5.2564 | 154.1867 | 252.2003 |  | 0 | 6366 | 6366 | 2001-07-13 | #NAME? | #NAME? | #NAME?
2001-07-14 | 2001 | 7 | 195 | 14 | 7 | 11.2 | 5.7214 | 14.1667 | 0 | 0 | 0 | #NAME? | #NAME? | #NAME? | #NAME? | #NAME? | #NAME? | FALSE | 18.2 | FALSE | TRUE | #NAME? | #NAME? | #NAME? | #NAME? | #NAME? | #NAME? | #NAME? | #NAME? | #NAME? | #NAME? |  |  | 1: 0; 2: 0; 3: 0; 4: 0 | 0 |  | 0 | 0 | 0 | 20017 | 0 | 0 | 0 |  | 0 | 6367 | 6367 | 2001-07-14 | #NAME? | #NAME? | #NAME?
2001-07-15 | 2001 | 7 | 196 | 15 | 1 | 10.5 | 4.9849 | 13 | 0.6 | 0.6 | 0 | #NAME? | #NAME? | #NAME? | #NAME? | #NAME? | #NAME? | TRUE | 13.2 | FALSE | TRUE | #NAME? | #NAME? | #NAME? | #NAME? | #NAME? | #NAME? | #NAME? | #NAME? | #NAME? | #NAME? |  |  | 1: 0; 2: 0; 3: 0; 4: 0 | 0 |  | 0 | 0 | 0 | 20017 | 0 | 0 | 0 |  | 0 | 6368 | 6368 | 2001-07-15 | #NAME? | #NAME? | #NAME?
2001-07-16 | 2001 | 7 | 197 | 16 | 2 | 11.4 | 3.7232 | 19.5 | 16 | 16 | 8.25 | #NAME? | #NAME? | #NAME? | #NAME? | #NAME? | #NAME? | FALSE | 0.6 | TRUE | TRUE | #NAME? | #NAME? | #NAME? | #NAME? | #NAME? | #NAME? | #NAME? | #NAME? | #NAME? | #NAME? |  |  | 1: 0; 2: 0; 3: 6.3708; 4: 8.1685 | 14.5392 |  | 333.0465 | 512.7858 | 528.6452 | 20017 | 14.5392 | 333.0465 | 544.758 |  | 0 | 6369 | 6369 | 2001-07-16 | #NAME? | #NAME? | #NAME?
2001-07-17 | 2001 | 7 | 198 | 17 | 3 | 11.8 | 4.9648 | 9 | 0 | 0 | 0 | #NAME? | #NAME? | #NAME? | #NAME? | #NAME? | #NAME? | TRUE | 16.6 | FALSE | TRUE | #NAME? | #NAME? | #NAME? | #NAME? | #NAME? | #NAME? | #NAME? | #NAME? | #NAME? | #NAME? |  |  | 1: 0; 2: 0; 3: 0; 4: 0 | 0 |  | 0 | 0 | 0 | 20017 | 0 | 0 | 0 |  | 0 | 6370 | 6370 | 2001-07-17 | #NAME? | #NAME? | #NAME?
2001-07-18 | 2001 | 7 | 199 | 18 | 4 | 7.5 | 5.4531 | 11 | 0 | 0 | 0 | #NAME? | #NAME? | #NAME? | #NAME? | #NAME? | #NAME? | FALSE | 16 | FALSE | TRUE | #NAME? | #NAME? | #NAME? | #NAME? | #NAME? | #NAME? | #NAME? | #NAME? | #NAME? | #NAME? |  |  | 1: 0; 2: 0; 3: 0; 4: 0 | 0 |  | 0 | 0 | 0 | 20017 | 0 | 0 | 0 |  | 0 | 6371 | 6371 | 2001-07-18 | #NAME? | #NAME? | #NAME?
2001-07-19 | 2001 | 7 | 200 | 19 | 5 | 7.3 | 5.3258 | 9 | 0 | 0 | 0 | #NAME? | #NAME? | #NAME? | #NAME? | #NAME? | #NAME? | TRUE | 0 | TRUE | TRUE | #NAME? | #NAME? | #NAME? | #NAME? | #NAME? | #NAME? | #NAME? | #NAME? | #NAME? | #NAME? |  |  | 1: 8.836; 2: 16.6799; 3: 0; 4: 0 | 25.5159 |  | 618.8721 | 1006.6334 | 1042.0776 | 20017 | 25.5159 | 618.8721 | 1012.2778 |  | 0 | 6372 | 6372 | 2001-07-19 | #NAME? | #NAME? | #NAME?
2001-07-20 | 2001 | 7 | 201 | 20 | 6 | 7.6 | 5.2063 | 6.3333 | 0 | 0 | 0 | #NAME? | #NAME? | #NAME? | #NAME? | #NAME? | #NAME? | FALSE | 0 | TRUE | TRUE | #NAME? | #NAME? | #NAME? | #NAME? | #NAME? | #NAME? | #NAME? | #NAME? | #NAME? | #NAME? |  |  | 1: 0; 2: 0; 3: 0; 4: 10.5281 | 10.5281 |  | 308.8257 | 475.4936 | 490.1996 | 20017 | 10.5281 | 308.8257 | 505.1406 |  | 0 | 6373 | 6373 | 2001-07-20 | #NAME? | #NAME? | #NAME?
2001-07-21 | 2001 | 7 | 202 | 21 | 7 | 11.4 | 3.8131 | 11.6667 | 0.6 | 0.6 | 0 | #NAME? | #NAME? | #NAME? | #NAME? | #NAME? | #NAME? | FALSE | 0 | TRUE | TRUE | #NAME? | #NAME? | #NAME? | #NAME? | #NAME? | #NAME? | #NAME? | #NAME? | #NAME? | #NAME? |  |  | 1: 0; 2: 0; 3: 4.571; 4: 0 | 4.571 |  | 67.0406 | 103.2213 | 106.4137 | 20017 | 4.571 | 67.0406 | 109.6572 |  | 0 | 6374 | 6374 | 2001-07-21 | #NAME? | #NAME? | #NAME?
2001-07-22 | 2001 | 7 | 203 | 22 | 1 | 11.7 | 3.365 | 11.3333 | 3.3 | 3.3 | 0 | #NAME? | #NAME? | #NAME? | #NAME? | #NAME? | #NAME? | TRUE | 0.6 | TRUE | TRUE | #NAME? | #NAME? | #NAME? | #NAME? | #NAME? | #NAME? | #NAME? | #NAME? | #NAME? | #NAME? |  |  | 1: 13.3397; 2: 19.2331; 3: 0; 4: 0 | 32.5728 |  | 759.8204 | 1231.8792 | 1274.9496 | 20017 | 32.5728 | 759.8204 | 1242.8244 |  | 0 | 6375 | 6375 | 2001-07-22 | #NAME? | #NAME? | #NAME?
2001-07-23 | 2001 | 7 | 204 | 23 | 2 | 7.2 | 4.3622 | 3.6667 | 0 | 0 | 0 | #NAME? | #NAME? | #NAME? | #NAME? | #NAME? | #NAME? | FALSE | 3.9 | TRUE | TRUE | #NAME? | #NAME? | #NAME? | #NAME? | #NAME? | #NAME? | #NAME? | #NAME? | #NAME? | #NAME? |  |  | 1: 0; 2: 0; 3: 0; 4: 6.2279 | 6.2279 |  | 182.6859 | 281.2783 | 289.9776 | 20017 | 6.2279 | 182.6859 | 298.8159 |  | 0 | 6376 | 6376 | 2001-07-23 | #NAME? | #NAME? | #NAME?
2001-07-24 | 2001 | 7 | 205 | 24 | 3 | 10 | 3.2875 | 18.3333 | 11.9 | 11.9 | 5.175 | #NAME? | #NAME? | #NAME? | #NAME? | #NAME? | #NAME? | TRUE | 3.3 | TRUE | TRUE | #NAME? | #NAME? | #NAME? | #NAME? | #NAME? | #NAME? | #NAME? | #NAME? | #NAME? | #NAME? |  |  | 1: 3.8769; 2: 5.9217; 3: 0; 4: 0 | 9.7986 |  | 230.5649 | 374.0851 | 387.1853 | 20017 | 9.7986 | 230.5649 | 377.1308 |  | 0 | 6377 | 6377 | 2001-07-24 | #NAME? | #NAME? | #NAME?
2001-07-25 | 2001 | 7 | 206 | 25 | 4 | 6.8 | 3.8561 | 8.3333 | 0 | 0 | 0 | #NAME? | #NAME? | #NAME? | #NAME? | #NAME? | #NAME? | FALSE | 11.9 | FALSE | TRUE | #NAME? | #NAME? | #NAME? | #NAME? | #NAME? | #NAME? | #NAME? | #NAME? | #NAME? | #NAME? |  |  | 1: 0; 2: 0; 3: 0; 4: 0 | 0 |  | 0 | 0 | 0 | 20017 | 0 | 0 | 0 |  | 0 | 6378 | 6378 | 2001-07-25 | #NAME? | #NAME? | #NAME?
2001-07-26 | 2001 | 7 | 207 | 26 | 5 | 9 | 3.9242 | 7.5 | 0.2 | 0.2 | 0 | #NAME? | #NAME? | #NAME? | #NAME? | #NAME? | #NAME? | TRUE | 11.9 | FALSE | TRUE | #NAME? | #NAME? | #NAME? | #NAME? | #NAME? | #NAME? | #NAME? | #NAME? | #NAME? | #NAME? |  |  | 1: 0; 2: 0; 3: 0; 4: 0 | 0 |  | 0 | 0 | 0 | 20017 | 0 | 0 | 0 |  | 0 | 6379 | 6379 | 2001-07-26 | #NAME? | #NAME? | #NAME?
2001-07-27 | 2001 | 7 | 208 | 27 | 6 | 7.7 | 5.3839 | 7.5 | 0 | 0 | 0 | #NAME? | #NAME? | #NAME? | #NAME? | #NAME? | #NAME? | FALSE | 0.2 | TRUE | TRUE | #NAME? | #NAME? | #NAME? | #NAME? | #NAME? | #NAME? | #NAME? | #NAME? | #NAME? | #NAME? |  |  | 1: 0; 2: 0; 3: 0; 4: 6.5592 | 6.5592 |  | 192.4025 | 296.2387 | 305.4008 | 20017 | 6.5592 | 192.4025 | 314.7092 |  | 0 | 6380 | 6380 | 2001-07-27 | #NAME? | #NAME? | #NAME?
2001-07-28 | 2001 | 7 | 209 | 28 | 7 | 10.4 | 4.6767 | 14 | 0 | 0 | 0 | #NAME? | #NAME? | #NAME? | #NAME? | #NAME? | #NAME? | FALSE | 0.2 | TRUE | TRUE | #NAME? | #NAME? | #NAME? | #NAME? | #NAME? | #NAME? | #NAME? | #NAME? | #NAME? | #NAME? |  |  | 1: 0; 2: 0; 3: 11.149; 4: 0 | 11.149 |  | 163.5189 | 251.7671 | 259.5538 | 20017 | 11.149 | 163.5189 | 267.4648 |  | 0 | 6381 | 6381 | 2001-07-28 | #NAME? | #NAME? | #NAME?
2001-07-29 | 2001 | 7 | 210 | 29 | 1 | 3.5 | 4.3574 | 4.3333 | 0 | 0 | 0 | #NAME? | #NAME? | #NAME? | #NAME? | #NAME? | #NAME? | TRUE | 0 | TRUE | TRUE | #NAME? | #NAME? | #NAME? | #NAME? | #NAME? | #NAME? | #NAME? | #NAME? | #NAME? | #NAME? |  |  | 1: 5.9231; 2: 7.7219; 3: 0; 4: 0 | 13.645 |  | 313.3804 | 507.3973 | 525.0859 | 20017 | 13.645 | 313.3804 | 512.5906 |  | 0 | 6382 | 6382 | 2001-07-29 | #NAME? | #NAME? | #NAME?
2001-07-30 | 2001 | 7 | 211 | 30 | 2 | 11.2 | 3.5175 | 7.5 | 0.2 | 0.2 | 0 | #NAME? | #NAME? | #NAME? | #NAME? | #NAME? | #NAME? | FALSE | 0 | TRUE | TRUE | #NAME? | #NAME? | #NAME? | #NAME? | #NAME? | #NAME? | #NAME? | #NAME? | #NAME? | #NAME? |  |  | 1: 0; 2: 0; 3: 2.1298; 4: 7.9299 | 10.0597 |  | 263.8477 | 406.2418 | 418.8059 | 20017 | 10.0597 | 263.8477 | 431.5709 |  | 0 | 6383 | 6383 | 2001-07-30 | #NAME? | #NAME? | #NAME?
2001-07-31 | 2001 | 7 | 212 | 31 | 3 | 7.5 | 3.4796 | 9 | 0 | 0 | 0 | #NAME? | #NAME? | #NAME? | #NAME? | #NAME? | #NAME? | TRUE | 0.2 | TRUE | TRUE | #NAME? | #NAME? | #NAME? | #NAME? | #NAME? | #NAME? | #NAME? | #NAME? | #NAME? | #NAME? |  |  | 1: 12.4189; 2: 17.0952; 3: 0; 4: 0 | 29.514 |  | 683.6022 | 1107.6357 | 1146.311 | 20017 | 29.514 | 683.6022 | 1118.1556 |  | 0 | 6384 | 6384 | 2001-07-31 | #NAME? | #NAME? | #NAME?
2001-08-01 | 2001 | 8 | 213 | 1 | 4 | 5.9 | 4.7789 | 1.8333 | 0 | 0 | 0 | #NAME? | #NAME? | #NAME? | #NAME? | #NAME? | #NAME? | FALSE | 0.2 | TRUE | TRUE | #NAME? | #NAME? | #NAME? | #NAME? | #NAME? | #NAME? | #NAME? | #NAME? | #NAME? | #NAME? |  |  | 1: 0; 2: 0; 3: 2.8173; 4: 4.1938 | 7.0111 |  | 164.3381 | 253.0286 | 260.8542 | 20018 | 7.0111 | 164.3381 | 268.8049 |  | 0 | 6385 | 6385 | 2001-08-01 | #NAME? | #NAME? | #NAME?
2001-08-02 | 2001 | 8 | 214 | 2 | 5 | 11.5 | 6.106 | 8.6667 | 0 | 0 | 0 | #NAME? | #NAME? | #NAME? | #NAME? | #NAME? | #NAME? | TRUE | 0 | TRUE | TRUE | #NAME? | #NAME? | #NAME? | #NAME? | #NAME? | #NAME? | #NAME? | #NAME? | #NAME? | #NAME? |  |  | 1: 4.0519; 2: 6.0967; 3: 0; 4: 0 | 10.1486 |  | 238.2653 | 386.5053 | 400.0349 | 20018 | 10.1486 | 238.2653 | 389.7262 |  | 0 | 6386 | 6386 | 2001-08-02 | #NAME? | #NAME? | #NAME?
2001-08-03 | 2001 | 8 | 215 | 3 | 6 | 10.5 | 8.007 | 6.1667 | 0 | 0 | 0 | #NAME? | #NAME? | #NAME? | #NAME? | #NAME? | #NAME? | FALSE | 0 | TRUE | TRUE | #NAME? | #NAME? | #NAME? | #NAME? | #NAME? | #NAME? | #NAME? | #NAME? | #NAME? | #NAME? |  |  | 1: 0; 2: 0; 3: 0; 4: 5.9867 | 5.9867 |  | 175.6086 | 270.3816 | 278.7439 | 20018 | 5.9867 | 175.6086 | 287.2398 |  | 0 | 6387 | 6387 | 2001-08-03 | #NAME? | #NAME? | #NAME?
2001-08-04 | 2001 | 8 | 216 | 4 | 7 | 11.8 | 5.8765 | 10 | 0 | 0 | 0 | #NAME? | #NAME? | #NAME? | #NAME? | #NAME? | #NAME? | FALSE | 0 | TRUE | TRUE | #NAME? | #NAME? | #NAME? | #NAME? | #NAME? | #NAME? | #NAME? | #NAME? | #NAME? | #NAME? |  |  | 1: 0; 2: 0; 3: 9.436; 4: 0 | 9.436 |  | 138.3948 | 213.084 | 219.6742 | 20018 | 9.436 | 138.3948 | 226.3698 |  | 0 | 6388 | 6388 | 2001-08-04 | #NAME? | #NAME? | #NAME?
2001-08-05 | 2001 | 8 | 217 | 5 | 1 | 6.7 | 5.6728 | 5.8333 | 0 | 0 | 0 | #NAME? | #NAME? | #NAME? | #NAME? | #NAME? | #NAME? | TRUE | 0 | TRUE | TRUE | #NAME? | #NAME? | #NAME? | #NAME? | #NAME? | #NAME? | #NAME? | #NAME? | #NAME? | #NAME? |  |  | 1: 15.3511; 2: 18.0571; 3: 0; 4: 0 | 33.4082 |  | 754.824 | 1220.3954 | 1262.8068 | 20018 | 33.4082 | 754.824 | 1234.6518 |  | 0 | 6389 | 6389 | 2001-08-05 | #NAME? | #NAME? | #NAME?
2001-08-06 | 2001 | 8 | 218 | 6 | 2 | 9.7 | 6.3487 | 4.3333 | 0 | 0 | 0 | #NAME? | #NAME? | #NAME? | #NAME? | #NAME? | #NAME? | FALSE | 0 | TRUE | TRUE | #NAME? | #NAME? | #NAME? | #NAME? | #NAME? | #NAME? | #NAME? | #NAME? | #NAME? | #NAME? |  |  | 1: 0; 2: 0; 3: 2.4192; 4: 10.5505 | 12.9697 |  | 344.9628 | 531.1332 | 547.5599 | 20018 | 12.9697 | 344.9628 | 564.2493 |  | 0 | 6390 | 6390 | 2001-08-06 | #NAME? | #NAME? | #NAME?
2001-08-07 | 2001 | 8 | 219 | 7 | 3 | 11.1 | 4.6343 | 11.1667 | 0 | 0 | 0 | #NAME? | #NAME? | #NAME? | #NAME? | #NAME? | #NAME? | TRUE | 0 | TRUE | TRUE | #NAME? | #NAME? | #NAME? | #NAME? | #NAME? | #NAME? | #NAME? | #NAME? | #NAME? | #NAME? |  |  | 1: 0; 2: 0; 3: 0; 4: 0 | 0 |  | 0 | 0 | 0 | 20018 | 0 | 0 | 0 |  | 0 | 6391 | 6391 | 2001-08-07 | #NAME? | #NAME? | #NAME?
2001-08-08 | 2001 | 8 | 220 | 8 | 4 | 9.3 | 3.6779 | 22.8333 | 11.6 | 11.6 | 4.95 | #NAME? | #NAME? | #NAME? | #NAME? | #NAME? | #NAME? | FALSE | 0 | TRUE | TRUE | #NAME? | #NAME? | #NAME? | #NAME? | #NAME? | #NAME? | #NAME? | #NAME? | #NAME? | #NAME? |  |  | 1: 0; 2: 0; 3: 7.7356; 4: 4.8289 | 12.5645 |  | 255.1023 | 392.7765 | 404.9242 | 20018 | 12.5645 | 255.1023 | 417.2661 |  | 0 | 6392 | 6392 | 2001-08-08 | #NAME? | #NAME? | #NAME?
2001-08-09 | 2001 | 8 | 221 | 9 | 5 | 6.9 | 4.381 | 4.8333 | 0 | 0 | 0 | #NAME? | #NAME? | #NAME? | #NAME? | #NAME? | #NAME? | TRUE | 11.6 | FALSE | TRUE | #NAME? | #NAME? | #NAME? | #NAME? | #NAME? | #NAME? | #NAME? | #NAME? | #NAME? | #NAME? |  |  | 1: 0; 2: 0; 3: 0; 4: 0 | 0 |  | 0 | 0 | 0 | 20018 | 0 | 0 | 0 |  | 0 | 6393 | 6393 | 2001-08-09 | #NAME? | #NAME? | #NAME?
2001-08-10 | 2001 | 8 | 222 | 10 | 6 | 6.6 | 5.0121 | 7.3333 | 0 | 0 | 0 | #NAME? | #NAME? | #NAME? | #NAME? | #NAME? | #NAME? | FALSE | 11.6 | FALSE | TRUE | #NAME? | #NAME? | #NAME? | #NAME? | #NAME? | #NAME? | #NAME? | #NAME? | #NAME? | #NAME? |  |  | 1: 0; 2: 0; 3: 0; 4: 0 | 0 |  | 0 | 0 | 0 | 20018 | 0 | 0 | 0 |  | 0 | 6394 | 6394 | 2001-08-10 | #NAME? | #NAME? | #NAME?
2001-08-11 | 2001 | 8 | 223 | 11 | 7 | 8.8 | 5.1937 | 5.3333 | 0 | 0 | 0 | #NAME? | #NAME? | #NAME? | #NAME? | #NAME? | #NAME? | FALSE | 0 | TRUE | TRUE | #NAME? | #NAME? | #NAME? | #NAME? | #NAME? | #NAME? | #NAME? | #NAME? | #NAME? | #NAME? |  |  | 1: 0; 2: 0; 3: 6.4754; 4: 0 | 6.4754 |  | 94.9721 | 146.2269 | 150.7494 | 20018 | 6.4754 | 94.9721 | 155.3441 |  | 0 | 6395 | 6395 | 2001-08-11 | #NAME? | #NAME? | #NAME?
2001-08-12 | 2001 | 8 | 224 | 12 | 1 | 9.4 | 5.7392 | 6 | 0 | 0 | 0 | #NAME? | #NAME? | #NAME? | #NAME? | #NAME? | #NAME? | TRUE | 0 | TRUE | TRUE | #NAME? | #NAME? | #NAME? | #NAME? | #NAME? | #NAME? | #NAME? | #NAME? | #NAME? | #NAME? |  |  | 1: 9.5384; 2: 13.4036; 3: 0; 4: 0 | 22.942 |  | 533.0701 | 863.9647 | 894.1496 | 20018 | 22.942 | 533.0701 | 871.933 |  | 0 | 6396 | 6396 | 2001-08-12 | #NAME? | #NAME? | #NAME?
2001-08-13 | 2001 | 8 | 225 | 13 | 2 | 9.9 | 6.9165 | 5.6667 | 0 | 0 | 0 | #NAME? | #NAME? | #NAME? | #NAME? | #NAME? | #NAME? | FALSE | 0 | TRUE | TRUE | #NAME? | #NAME? | #NAME? | #NAME? | #NAME? | #NAME? | #NAME? | #NAME? | #NAME? | #NAME? |  |  | 1: 0; 2: 0; 3: 5.7318; 4: 11.5464 | 17.2781 |  | 422.7595 | 650.9154 | 671.0468 | 20018 | 17.2781 | 422.7595 | 691.4999 |  | 0 | 6397 | 6397 | 2001-08-13 | #NAME? | #NAME? | #NAME?
2001-08-14 | 2001 | 8 | 226 | 14 | 3 | 12.2 | 5.2731 | 8.5 | 2.4 | 2.4 | 0 | #NAME? | #NAME? | #NAME? | #NAME? | #NAME? | #NAME? | TRUE | 0 | TRUE | TRUE | #NAME? | #NAME? | #NAME? | #NAME? | #NAME? | #NAME? | #NAME? | #NAME? | #NAME? | #NAME? |  |  | 1: 11.9794; 2: 17.3028; 3: 0; 4: 0 | 29.2822 |  | 683.2465 | 1107.7573 | 1146.49 | 20018 | 29.2822 | 683.2465 | 1117.5737 |  | 0 | 6398 | 6398 | 2001-08-14 | #NAME? | #NAME? | #NAME?
2001-08-15 | 2001 | 8 | 227 | 15 | 4 | 10 | 4.9467 | 5.3333 | 0 | 0 | 0 | #NAME? | #NAME? | #NAME? | #NAME? | #NAME? | #NAME? | FALSE | 2.4 | TRUE | TRUE | #NAME? | #NAME? | #NAME? | #NAME? | #NAME? | #NAME? | #NAME? | #NAME? | #NAME? | #NAME? |  |  | 1: 0; 2: 0; 3: 6.5098; 4: 5.1802 | 11.69 |  | 247.4291 | 380.9623 | 392.7446 | 20018 | 11.69 | 247.4291 | 404.7152 |  | 0 | 6399 | 6399 | 2001-08-15 | #NAME? | #NAME? | #NAME?
2001-08-16 | 2001 | 8 | 228 | 16 | 5 | 11.9 | 5.895 | 5.3333 | 0 | 0 | 0 | #NAME? | #NAME? | #NAME? | #NAME? | #NAME? | #NAME? | TRUE | 2.4 | TRUE | TRUE | #NAME? | #NAME? | #NAME? | #NAME? | #NAME? | #NAME? | #NAME? | #NAME? | #NAME? | #NAME? |  |  | 1: 6.8707; 2: 10.2787; 3: 0; 4: 0 | 17.1493 |  | 402.2772 | 652.5119 | 675.3494 | 20018 | 17.1493 | 402.2772 | 657.9975 |  | 0 | 6400 | 6400 | 2001-08-16 | #NAME? | #NAME? | #NAME?
2001-08-17 | 2001 | 8 | 229 | 17 | 6 | 9.5 | 6.8853 | 5.1667 | 0 | 0 | 0 | #NAME? | #NAME? | #NAME? | #NAME? | #NAME? | #NAME? | FALSE | 0 | TRUE | TRUE | #NAME? | #NAME? | #NAME? | #NAME? | #NAME? | #NAME? | #NAME? | #NAME? | #NAME? | #NAME? |  |  | 1: 0; 2: 0; 3: 0; 4: 5.9629 | 5.9629 |  | 174.9122 | 269.3092 | 277.6384 | 20018 | 5.9629 | 174.9122 | 286.1006 |  | 0 | 6401 | 6401 | 2001-08-17 | #NAME? | #NAME? | #NAME?
2001-08-18 | 2001 | 8 | 230 | 18 | 7 | 12.8 | 7.2523 | 7.3333 | 0 | 0 | 0 | #NAME? | #NAME? | #NAME? | #NAME? | #NAME? | #NAME? | FALSE | 0 | TRUE | TRUE | #NAME? | #NAME? | #NAME? | #NAME? | #NAME? | #NAME? | #NAME? | #NAME? | #NAME? | #NAME? |  |  | 1: 0; 2: 0; 3: 0; 4: 0 | 0 |  | 0 | 0 | 0 | 20018 | 0 | 0 | 0 |  | 0 | 6402 | 6402 | 2001-08-18 | #NAME? | #NAME? | #NAME?
2001-08-19 | 2001 | 8 | 231 | 19 | 1 | 10 | 4.4318 | 22.3333 | 0.2 | 0.2 | 0 | #NAME? | #NAME? | #NAME? | #NAME? | #NAME? | #NAME? | TRUE | 0 | TRUE | TRUE | #NAME? | #NAME? | #NAME? | #NAME? | #NAME? | #NAME? | #NAME? | #NAME? | #NAME? | #NAME? |  |  | 1: 14.0228; 2: 16.7123; 3: 0; 4: 0 | 30.7351 |  | 695.8951 | 1125.3287 | 1164.4522 | 20018 | 30.7351 | 695.8951 | 1138.2628 |  | 0 | 6403 | 6403 | 2001-08-19 | #NAME? | #NAME? | #NAME?
2001-08-20 | 2001 | 8 | 232 | 20 | 2 | 7.2 | 4.3272 | 2.5 | 0 | 0 | 0 | #NAME? | #NAME? | #NAME? | #NAME? | #NAME? | #NAME? | FALSE | 0.2 | TRUE | TRUE | #NAME? | #NAME? | #NAME? | #NAME? | #NAME? | #NAME? | #NAME? | #NAME? | #NAME? | #NAME? |  |  | 1: 0; 2: 0; 3: 7.06; 4: 9.9849 | 17.0449 |  | 396.4361 | 610.3857 | 629.2636 | 20018 | 17.0449 | 396.4361 | 648.4432 |  | 0 | 6404 | 6404 | 2001-08-20 | #NAME? | #NAME? | #NAME?
2001-08-21 | 2001 | 8 | 233 | 21 | 3 | 6.7 | 4.3855 | 8.3333 | 0 | 0 | 0 | #NAME? | #NAME? | #NAME? | #NAME? | #NAME? | #NAME? | TRUE | 0.2 | TRUE | TRUE | #NAME? | #NAME? | #NAME? | #NAME? | #NAME? | #NAME? | #NAME? | #NAME? | #NAME? | #NAME? |  |  | 1: 3.8622; 2: 5.907; 3: 0; 4: 0 | 9.7692 |  | 229.9186 | 373.0426 | 386.1068 | 20018 | 9.7692 | 229.9186 | 376.0737 |  | 0 | 6405 | 6405 | 2001-08-21 | #NAME? | #NAME? | #NAME?
2001-08-22 | 2001 | 8 | 234 | 22 | 4 | 7.5 | 4.6226 | 5.8333 | 0 | 0 | 0 | #NAME? | #NAME? | #NAME? | #NAME? | #NAME? | #NAME? | FALSE | 0 | TRUE | TRUE | #NAME? | #NAME? | #NAME? | #NAME? | #NAME? | #NAME? | #NAME? | #NAME? | #NAME? | #NAME? |  |  | 1: 0; 2: 0; 3: 0; 4: 4.692 | 4.692 |  | 137.6324 | 211.9103 | 218.4642 | 20018 | 4.692 | 137.6324 | 225.1229 |  | 0 | 6406 | 6406 | 2001-08-22 | #NAME? | #NAME? | #NAME?
2001-08-23 | 2001 | 8 | 235 | 23 | 5 | 13.6 | 6.1353 | 15.6667 | 0 | 0 | 0 | #NAME? | #NAME? | #NAME? | #NAME? | #NAME? | #NAME? | TRUE | 0 | TRUE | TRUE | #NAME? | #NAME? | #NAME? | #NAME? | #NAME? | #NAME? | #NAME? | #NAME? | #NAME? | #NAME? |  |  | 1: 0; 2: 0; 3: 0; 4: 0 | 0 |  | 0 | 0 | 0 | 20018 | 0 | 0 | 0 |  | 0 | 6407 | 6407 | 2001-08-23 | #NAME? | #NAME? | #NAME?
2001-08-24 | 2001 | 8 | 236 | 24 | 6 | 10.4 | 5.866 | 22.6667 | 0 | 0 | 0 | #NAME? | #NAME? | #NAME? | #NAME? | #NAME? | #NAME? | FALSE | 0 | TRUE | TRUE | #NAME? | #NAME? | #NAME? | #NAME? | #NAME? | #NAME? | #NAME? | #NAME? | #NAME? | #NAME? |  |  | 1: 0; 2: 0; 3: 0; 4: 5.9168 | 5.9168 |  | 173.5607 | 267.2284 | 275.4932 | 20018 | 5.9168 | 173.5607 | 283.8901 |  | 0 | 6408 | 6408 | 2001-08-24 | #NAME? | #NAME? | #NAME?
2001-08-25 | 2001 | 8 | 237 | 25 | 7 | 8.1 | 5.6171 | 5.6667 | 0 | 0 | 0 | #NAME? | #NAME? | #NAME? | #NAME? | #NAME? | #NAME? | FALSE | 0 | TRUE | TRUE | #NAME? | #NAME? | #NAME? | #NAME? | #NAME? | #NAME? | #NAME? | #NAME? | #NAME? | #NAME? |  |  | 1: 0; 2: 0; 3: 4.6674; 4: 0 | 4.6674 |  | 68.4558 | 105.4002 | 108.66 | 20018 | 4.6674 | 68.4558 | 111.9719 |  | 0 | 6409 | 6409 | 2001-08-25 | #NAME? | #NAME? | #NAME?
2001-08-26 | 2001 | 8 | 238 | 26 | 1 | 5.3 | 5.2601 | 9.3333 | 0 | 0 | 0 | #NAME? | #NAME? | #NAME? | #NAME? | #NAME? | #NAME? | TRUE | 0 | TRUE | TRUE | #NAME? | #NAME? | #NAME? | #NAME? | #NAME? | #NAME? | #NAME? | #NAME? | #NAME? | #NAME? |  |  | 1: 9.9157; 2: 13.5459; 3: 0; 4: 0 | 23.4616 |  | 542.7772 | 879.3691 | 910.0673 | 20018 | 23.4616 | 542.7772 | 887.8107 |  | 0 | 6410 | 6410 | 2001-08-26 | #NAME? | #NAME? | #NAME?
2001-08-27 | 2001 | 8 | 239 | 27 | 2 | 9 | 6.2211 | 6.1667 | 0 | 0 | 0 | #NAME? | #NAME? | #NAME? | #NAME? | #NAME? | #NAME? | FALSE | 0 | TRUE | TRUE | #NAME? | #NAME? | #NAME? | #NAME? | #NAME? | #NAME? | #NAME? | #NAME? | #NAME? | #NAME? |  |  | 1: 0; 2: 0; 3: 0; 4: 9.2088 | 9.2088 |  | 270.1234 | 415.9042 | 428.7672 | 20018 | 9.2088 | 270.1234 | 441.8358 |  | 0 | 6411 | 6411 | 2001-08-27 | #NAME? | #NAME? | #NAME?
2001-08-28 | 2001 | 8 | 240 | 28 | 3 | 14.7 | 4.435 | 18.8333 | 0 | 0 | 0 | #NAME? | #NAME? | #NAME? | #NAME? | #NAME? | #NAME? | TRUE | 0 | TRUE | TRUE | #NAME? | #NAME? | #NAME? | #NAME? | #NAME? | #NAME? | #NAME? | #NAME? | #NAME? | #NAME? |  |  | 1: 9.0754; 2: 13.2427; 3: 0; 4: 0 | 22.3182 |  | 521.5598 | 845.7238 | 875.303 | 20018 | 22.3182 | 521.5598 | 853.1059 |  | 0 | 6412 | 6412 | 2001-08-28 | #NAME? | #NAME? | #NAME?
2001-08-29 | 2001 | 8 | 241 | 29 | 4 | 12.8 | 3.9201 | 4.5 | 0 | 0 | 0 | #NAME? | #NAME? | #NAME? | #NAME? | #NAME? | #NAME? | FALSE | 0 | TRUE | TRUE | #NAME? | #NAME? | #NAME? | #NAME? | #NAME? | #NAME? | #NAME? | #NAME? | #NAME? | #NAME? |  |  | 1: 0; 2: 0; 3: 6.9721; 4: 4.7193 | 11.6914 |  | 240.6894 | 370.5852 | 382.0466 | 20018 | 11.6914 | 240.6894 | 393.6912 |  | 0 | 6413 | 6413 | 2001-08-29 | #NAME? | #NAME? | #NAME?
2001-08-30 | 2001 | 8 | 242 | 30 | 5 | 9.9 | 5.6601 | 8.8333 | 0 | 0 | 0 | #NAME? | #NAME? | #NAME? | #NAME? | #NAME? | #NAME? | TRUE | 0 | TRUE | TRUE | #NAME? | #NAME? | #NAME? | #NAME? | #NAME? | #NAME? | #NAME? | #NAME? | #NAME? | #NAME? |  |  | 1: 4.5954; 2: 5.7361; 3: 0; 4: 0 | 10.3314 |  | 235.6563 | 381.3258 | 394.6019 | 20018 | 10.3314 | 235.6563 | 385.4587 |  | 0 | 6414 | 6414 | 2001-08-30 | #NAME? | #NAME? | #NAME?
2001-08-31 | 2001 | 8 | 243 | 31 | 6 | 11.8 | 5.8671 | 5.8333 | 0 | 0 | 0 | #NAME? | #NAME? | #NAME? | #NAME? | #NAME? | #NAME? | FALSE | 0 | TRUE | TRUE | #NAME? | #NAME? | #NAME? | #NAME? | #NAME? | #NAME? | #NAME? | #NAME? | #NAME? | #NAME? |  |  | 1: 0; 2: 0; 3: 0; 4: 5.393 | 5.393 |  | 158.1958 | 243.5713 | 251.1044 | 20018 | 5.393 | 158.1958 | 258.7579 |  | 0 | 6415 | 6415 | 2001-08-31 | #NAME? | #NAME? | #NAME?
2001-09-01 | 2001 | 9 | 244 | 1 | 7 | 12.6 | 5.6741 | 9.5 | 0 | 0 | 0 | #NAME? | #NAME? | #NAME? | #NAME? | #NAME? | #NAME? | FALSE | 0 | TRUE | TRUE | #NAME? | #NAME? | #NAME? | #NAME? | #NAME? | #NAME? | #NAME? | #NAME? | #NAME? | #NAME? |  |  | 1: 0; 2: 0; 3: 4.2909; 4: 0 | 4.2909 |  | 62.9331 | 96.897 | 99.8938 | 20019 | 4.2909 | 62.9331 | 102.9385 |  | 0 | 6416 | 6416 | 2001-09-01 | #NAME? | #NAME? | #NAME?
2001-09-02 | 2001 | 9 | 245 | 2 | 1 | 6.5 | 4.332 | 8.3333 | 0 | 0 | 0 | #NAME? | #NAME? | #NAME? | #NAME? | #NAME? | #NAME? | TRUE | 0 | TRUE | TRUE | #NAME? | #NAME? | #NAME? | #NAME? | #NAME? | #NAME? | #NAME? | #NAME? | #NAME? | #NAME? |  |  | 1: 2.9279; 2: 3.173; 3: 0; 4: 0 | 6.1009 |  | 136.0168 | 219.6507 | 227.2641 | 20019 | 6.1009 | 136.0168 | 222.4802 |  | 0 | 6417 | 6417 | 2001-09-02 | #NAME? | #NAME? | #NAME?
2001-09-03 | 2001 | 9 | 246 | 3 | 2 | 8.6 | 5.8912 | 7.8333 | 0 | 0 | 0 | #NAME? | #NAME? | #NAME? | #NAME? | #NAME? | #NAME? | FALSE | 0 | TRUE | TRUE | #NAME? | #NAME? | #NAME? | #NAME? | #NAME? | #NAME? | #NAME? | #NAME? | #NAME? | #NAME? |  |  | 1: 0; 2: 0; 3: 7.6629; 4: 8.7303 | 16.3932 |  | 368.477 | 567.3376 | 584.8841 | 20019 | 16.3932 | 368.477 | 602.7111 |  | 0 | 6418 | 6418 | 2001-09-03 | #NAME? | #NAME? | #NAME?
2001-09-04 | 2001 | 9 | 247 | 4 | 3 | 9.7 | 5.471 | 7 | 0 | 0 | 0 | #NAME? | #NAME? | #NAME? | #NAME? | #NAME? | #NAME? | TRUE | 0 | TRUE | TRUE | #NAME? | #NAME? | #NAME? | #NAME? | #NAME? | #NAME? | #NAME? | #NAME? | #NAME? | #NAME? |  |  | 1: 0; 2: 0; 3: 0; 4: 0 | 0 |  | 0 | 0 | 0 | 20019 | 0 | 0 | 0 |  | 0 | 6419 | 6419 | 2001-09-04 | #NAME? | #NAME? | #NAME?
2001-09-05 | 2001 | 9 | 248 | 5 | 4 | 8.1 | 2.1005 | 11.3333 | 1.3 | 1.3 | 0 | #NAME? | #NAME? | #NAME? | #NAME? | #NAME? | #NAME? | FALSE | 0 | TRUE | FALSE | #NAME? | #NAME? | #NAME? | #NAME? | #NAME? | #NAME? | #NAME? | #NAME? | #NAME? | #NAME? |  |  | 1: 0; 2: 0; 3: 0; 4: 0 | 0 |  | 0 | 0 | 0 | 20019 | 0 | 0 | 0 |  | 0 | 6420 | 6420 | 2001-09-05 | #NAME? | #NAME? | #NAME?
2001-09-06 | 2001 | 9 | 249 | 6 | 5 | 2 | 3.7498 | 7.3333 | 0 | 0 | 0 | #NAME? | #NAME? | #NAME? | #NAME? | #NAME? | #NAME? | TRUE | 1.3 | TRUE | FALSE | #NAME? | #NAME? | #NAME? | #NAME? | #NAME? | #NAME? | #NAME? | #NAME? | #NAME? | #NAME? |  |  | 1: 0; 2: 0; 3: 0; 4: 0 | 0 |  | 0 | 0 | 0 | 20019 | 0 | 0 | 0 |  | 0 | 6421 | 6421 | 2001-09-06 | #NAME? | #NAME? | #NAME?
2001-09-07 | 2001 | 9 | 250 | 7 | 6 | 2.9 | 4.0518 | 19.5 | 0.8 | 0.8 | 0 | #NAME? | #NAME? | #NAME? | #NAME? | #NAME? | #NAME? | FALSE | 1.3 | TRUE | FALSE | #NAME? | #NAME? | #NAME? | #NAME? | #NAME? | #NAME? | #NAME? | #NAME? | #NAME? | #NAME? |  |  | 1: 0; 2: 0; 3: 0; 4: 0 | 0 |  | 0 | 0 | 0 | 20019 | 0 | 0 | 0 |  | 0 | 6422 | 6422 | 2001-09-07 | #NAME? | #NAME? | #NAME?
2001-09-08 | 2001 | 9 | 251 | 8 | 7 | 1.4 | 4.0948 | 9.5 | 0 | 0 | 0 | #NAME? | #NAME? | #NAME? | #NAME? | #NAME? | #NAME? | FALSE | 0.8 | TRUE | TRUE | #NAME? | #NAME? | #NAME? | #NAME? | #NAME? | #NAME? | #NAME? | #NAME? | #NAME? | #NAME? |  |  | 1: 0; 2: 0; 3: 0; 4: 0 | 0 |  | 0 | 0 | 0 | 20019 | 0 | 0 | 0 |  | 0 | 6423 | 6423 | 2001-09-08 | #NAME? | #NAME? | #NAME?
2001-09-09 | 2001 | 9 | 252 | 9 | 1 | 5.1 | 3.1585 | 13.3333 | 0 | 0 | 0 | #NAME? | #NAME? | #NAME? | #NAME? | #NAME? | #NAME? | TRUE | 0.8 | TRUE | TRUE | #NAME? | #NAME? | #NAME? | #NAME? | #NAME? | #NAME? | #NAME? | #NAME? | #NAME? | #NAME? |  |  | 1: 6.8419; 2: 11.8196; 3: 0; 4: 0 | 18.6615 |  | 447.0561 | 726.4242 | 751.9459 | 20019 | 18.6615 | 447.0561 | 731.2414 |  | 0 | 6424 | 6424 | 2001-09-09 | #NAME? | #NAME? | #NAME?
2001-09-10 | 2001 | 9 | 253 | 10 | 2 | 5.2 | 1.2925 | 10 | 0 | 0 | 0 | #NAME? | #NAME? | #NAME? | #NAME? | #NAME? | #NAME? | FALSE | 0 | TRUE | TRUE | #NAME? | #NAME? | #NAME? | #NAME? | #NAME? | #NAME? | #NAME? | #NAME? | #NAME? | #NAME? |  |  | 1: 0; 2: 0; 3: 9.1839; 4: 11.5701 | 20.754 |  | 474.0858 | 729.9416 | 752.5171 | 20019 | 20.754 | 474.0858 | 775.4534 |  | 0 | 6425 | 6425 | 2001-09-10 | #NAME? | #NAME? | #NAME?
2001-09-11 | 2001 | 9 | 254 | 11 | 3 | 5.6 | 1.0892 | 6.6667 | 0 | 0 | 0 | #NAME? | #NAME? | #NAME? | #NAME? | #NAME? | #NAME? | TRUE | 0 | TRUE | TRUE | #NAME? | #NAME? | #NAME? | #NAME? | #NAME? | #NAME? | #NAME? | #NAME? | #NAME? | #NAME? |  |  | 1: 0; 2: 0; 3: 0; 4: 0 | 0 |  | 0 | 0 | 0 | 20019 | 0 | 0 | 0 |  | 0 | 6426 | 6426 | 2001-09-11 | #NAME? | #NAME? | #NAME?
2001-09-12 | 2001 | 9 | 255 | 12 | 4 | 7.4 | 3.2698 | 12.3333 | 0 | 0 | 0 | #NAME? | #NAME? | #NAME? | #NAME? | #NAME? | #NAME? | FALSE | 0 | TRUE | FALSE | #NAME? | #NAME? | #NAME? | #NAME? | #NAME? | #NAME? | #NAME? | #NAME? | #NAME? | #NAME? |  |  | 1: 0; 2: 0; 3: 0; 4: 0 | 0 |  | 0 | 0 | 0 | 20019 | 0 | 0 | 0 |  | 0 | 6427 | 6427 | 2001-09-12 | #NAME? | #NAME? | #NAME?
2001-09-13 | 2001 | 9 | 256 | 13 | 5 | 2.2 | 2.953 | 5.3333 | 0 | 0 | 0 | #NAME? | #NAME? | #NAME? | #NAME? | #NAME? | #NAME? | TRUE | 0 | TRUE | TRUE | #NAME? | #NAME? | #NAME? | #NAME? | #NAME? | #NAME? | #NAME? | #NAME? | #NAME? | #NAME? |  |  | 1: 13.65; 2: 22.4731; 3: 0; 4: 0 | 36.1231 |  | 859.4097 | 1395.6587 | 1444.632 | 20019 | 36.1231 | 859.4097 | 1405.7207 |  | 0 | 6428 | 6428 | 2001-09-13 | #NAME? | #NAME? | #NAME?
2001-09-14 | 2001 | 9 | 257 | 14 | 6 | 4.9 | 3.6201 | 1.8333 | 0 | 0 | 0 | #NAME? | #NAME? | #NAME? | #NAME? | #NAME? | #NAME? | FALSE | 0 | TRUE | TRUE | #NAME? | #NAME? | #NAME? | #NAME? | #NAME? | #NAME? | #NAME? | #NAME? | #NAME? | #NAME? |  |  | 1: 0; 2: 0; 3: 0; 4: 6.3016 | 6.3016 |  | 184.8462 | 284.6044 | 293.4066 | 20019 | 6.3016 | 184.8462 | 302.3495 |  | 0 | 6429 | 6429 | 2001-09-14 | #NAME? | #NAME? | #NAME?
2001-09-15 | 2001 | 9 | 258 | 15 | 7 | 4.7 | 4.2655 | 4.1667 | 0 | 0 | 0 | #NAME? | #NAME? | #NAME? | #NAME? | #NAME? | #NAME? | FALSE | 0 | TRUE | TRUE | #NAME? | #NAME? | #NAME? | #NAME? | #NAME? | #NAME? | #NAME? | #NAME? | #NAME? | #NAME? |  |  | 1: 0; 2: 0; 3: 0; 4: 0 | 0 |  | 0 | 0 | 0 | 20019 | 0 | 0 | 0 |  | 0 | 6430 | 6430 | 2001-09-15 | #NAME? | #NAME? | #NAME?
2001-09-16 | 2001 | 9 | 259 | 16 | 1 | 8.8 | 3.7366 | 21.1667 | 0 | 0 | 0 | #NAME? | #NAME? | #NAME? | #NAME? | #NAME? | #NAME? | TRUE | 0 | TRUE | TRUE | #NAME? | #NAME? | #NAME? | #NAME? | #NAME? | #NAME? | #NAME? | #NAME? | #NAME? | #NAME? |  |  | 1: 8.9279; 2: 12.3359; 3: 0; 4: 0 | 21.2638 |  | 492.7959 | 798.5133 | 826.398 | 20019 | 21.2638 | 492.7959 | 806.0572 |  | 0 | 6431 | 6431 | 2001-09-16 | #NAME? | #NAME? | #NAME?
2001-09-17 | 2001 | 9 | 260 | 17 | 2 | 9 | 3.7959 | 4.3333 | 0 | 0 | 0 | #NAME? | #NAME? | #NAME? | #NAME? | #NAME? | #NAME? | FALSE | 0 | TRUE | TRUE | #NAME? | #NAME? | #NAME? | #NAME? | #NAME? | #NAME? | #NAME? | #NAME? | #NAME? | #NAME? |  |  | 1: 0; 2: 0; 3: 0; 4: 6.6812 | 6.6812 |  | 195.9807 | 301.7481 | 311.0805 | 20019 | 6.6812 | 195.9807 | 320.5621 |  | 0 | 6432 | 6432 | 2001-09-17 | #NAME? | #NAME? | #NAME?
2001-09-18 | 2001 | 9 | 261 | 18 | 3 | 8.4 | 3.5763 | 17.1667 | 0 | 0 | 0 | #NAME? | #NAME? | #NAME? | #NAME? | #NAME? | #NAME? | TRUE | 0 | TRUE | TRUE | #NAME? | #NAME? | #NAME? | #NAME? | #NAME? | #NAME? | #NAME? | #NAME? | #NAME? | #NAME? |  |  | 1: 1.213; 2: 1.8946; 3: 0; 4: 0 | 3.1076 |  | 73.3666 | 119.0685 | 123.2407 | 20019 | 3.1076 | 73.3666 | 120.0044 |  | 0 | 6433 | 6433 | 2001-09-18 | #NAME? | #NAME? | #NAME?
2001-09-19 | 2001 | 9 | 262 | 19 | 4 | 7.9 | 1.8457 | 12.3333 | 9.5 | 9.5 | 3.375 | #NAME? | #NAME? | #NAME? | #NAME? | #NAME? | #NAME? | FALSE | 0 | TRUE | TRUE | #NAME? | #NAME? | #NAME? | #NAME? | #NAME? | #NAME? | #NAME? | #NAME? | #NAME? | #NAME? |  |  | 1: 0; 2: 0; 3: 9.2749; 4: 4.247 | 13.5219 |  | 260.6101 | 401.2569 | 413.6669 | 20019 | 13.5219 | 260.6101 | 426.2752 |  | 0 | 6434 | 6434 | 2001-09-19 | #NAME? | #NAME? | #NAME?
2001-09-20 | 2001 | 9 | 263 | 20 | 5 | 3.3 | 1.9559 | 5 | 0 | 0 | 0 | #NAME? | #NAME? | #NAME? | #NAME? | #NAME? | #NAME? | TRUE | 9.5 | TRUE | TRUE | #NAME? | #NAME? | #NAME? | #NAME? | #NAME? | #NAME? | #NAME? | #NAME? | #NAME? | #NAME? |  |  | 1: 2.109; 2: 3.1995; 3: 0; 4: 0 | 5.3085 |  | 124.7853 | 202.4433 | 209.5314 | 20019 | 5.3085 | 124.7853 | 204.109 |  | 0 | 6435 | 6435 | 2001-09-20 | #NAME? | #NAME? | #NAME?
2001-09-21 | 2001 | 9 | 264 | 21 | 6 | 5.8 | 3.0077 | 8.5 | 0 | 0 | 0 | #NAME? | #NAME? | #NAME? | #NAME? | #NAME? | #NAME? | FALSE | 9.5 | TRUE | FALSE | #NAME? | #NAME? | #NAME? | #NAME? | #NAME? | #NAME? | #NAME? | #NAME? | #NAME? | #NAME? |  |  | 1: 0; 2: 0; 3: 0; 4: 0 | 0 |  | 0 | 0 | 0 | 20019 | 0 | 0 | 0 |  | 0 | 6436 | 6436 | 2001-09-21 | #NAME? | #NAME? | #NAME?
2001-09-22 | 2001 | 9 | 265 | 22 | 7 | 1.3 | 3.2116 | 3 | 0 | 0 | 0 | #NAME? | #NAME? | #NAME? | #NAME? | #NAME? | #NAME? | FALSE | 0 | TRUE | TRUE | #NAME? | #NAME? | #NAME? | #NAME? | #NAME? | #NAME? | #NAME? | #NAME? | #NAME? | #NAME? |  |  | 1: 0; 2: 0; 3: 2.2632; 4: 0 | 2.2632 |  | 33.1937 | 51.1078 | 52.6884 | 20019 | 2.2632 | 33.1937 | 54.2943 |  | 0 | 6437 | 6437 | 2001-09-22 | #NAME? | #NAME? | #NAME?
2001-09-23 | 2001 | 9 | 266 | 23 | 1 | 6.7 | 3.9936 | 9.1667 | 0 | 0 | 0 | #NAME? | #NAME? | #NAME? | #NAME? | #NAME? | #NAME? | TRUE | 0 | TRUE | TRUE | #NAME? | #NAME? | #NAME? | #NAME? | #NAME? | #NAME? | #NAME? | #NAME? | #NAME? | #NAME? |  |  | 1: 8.8862; 2: 11.1695; 3: 0; 4: 0 | 20.0557 |  | 457.9702 | 741.1331 | 766.9417 | 20019 | 20.0557 | 457.9702 | 749.0935 |  | 0 | 6438 | 6438 | 2001-09-23 | #NAME? | #NAME? | #NAME?
2001-09-24 | 2001 | 9 | 267 | 24 | 2 | 8.5 | 4.8521 | 6.8333 | 0 | 0 | 0 | #NAME? | #NAME? | #NAME? | #NAME? | #NAME? | #NAME? | FALSE | 0 | TRUE | TRUE | #NAME? | #NAME? | #NAME? | #NAME? | #NAME? | #NAME? | #NAME? | #NAME? | #NAME? | #NAME? |  |  | 1: 0; 2: 0; 3: 5.8861; 4: 8.9729 | 14.859 |  | 349.5345 | 538.1722 | 554.8167 | 20019 | 14.859 | 349.5345 | 571.7273 |  | 0 | 6439 | 6439 | 2001-09-24 | #NAME? | #NAME? | #NAME?
2001-09-25 | 2001 | 9 | 268 | 25 | 3 | 8.9 | 5.0522 | 8 | 0 | 0 | 0 | #NAME? | #NAME? | #NAME? | #NAME? | #NAME? | #NAME? | TRUE | 0 | TRUE | TRUE | #NAME? | #NAME? | #NAME? | #NAME? | #NAME? | #NAME? | #NAME? | #NAME? | #NAME? | #NAME? |  |  | 1: 0; 2: 0; 3: 0; 4: 0 | 0 |  | 0 | 0 | 0 | 20019 | 0 | 0 | 0 |  | 0 | 6440 | 6440 | 2001-09-25 | #NAME? | #NAME? | #NAME?
2001-09-26 | 2001 | 9 | 269 | 26 | 4 | 11.2 | 4.6051 | 14.5 | 0 | 0 | 0 | #NAME? | #NAME? | #NAME? | #NAME? | #NAME? | #NAME? | FALSE | 0 | TRUE | TRUE | #NAME? | #NAME? | #NAME? | #NAME? | #NAME? | #NAME? | #NAME? | #NAME? | #NAME? | #NAME? |  |  | 1: 0; 2: 0; 3: 4.1513; 4: 5.0587 | 9.2101 |  | 209.2756 | 322.218 | 332.1835 | 20019 | 9.2101 | 209.2756 | 342.3083 |  | 0 | 6441 | 6441 | 2001-09-26 | #NAME? | #NAME? | #NAME?
2001-09-27 | 2001 | 9 | 270 | 27 | 5 | 5.8 | 3.5116 | 8.5 | 0 | 0 | 0 | #NAME? | #NAME? | #NAME? | #NAME? | #NAME? | #NAME? | TRUE | 0 | TRUE | TRUE | #NAME? | #NAME? | #NAME? | #NAME? | #NAME? | #NAME? | #NAME? | #NAME? | #NAME? | #NAME? |  |  | 1: 2.7112; 2: 3.3945; 3: 0; 4: 0 | 6.1057 |  | 139.337 | 225.4768 | 233.3276 | 20019 | 6.1057 | 139.337 | 227.911 |  | 0 | 6442 | 6442 | 2001-09-27 | #NAME? | #NAME? | #NAME?
2001-09-28 | 2001 | 9 | 271 | 28 | 6 | 8.3 | 1.9455 | 14.6667 | 1.2 | 1.2 | 0 | #NAME? | #NAME? | #NAME? | #NAME? | #NAME? | #NAME? | FALSE | 0 | TRUE | FALSE | #NAME? | #NAME? | #NAME? | #NAME? | #NAME? | #NAME? | #NAME? | #NAME? | #NAME? | #NAME? |  |  | 1: 0; 2: 0; 3: 0; 4: 0 | 0 |  | 0 | 0 | 0 | 20019 | 0 | 0 | 0 |  | 0 | 6443 | 6443 | 2001-09-28 | #NAME? | #NAME? | #NAME?
2001-09-29 | 2001 | 9 | 272 | 29 | 7 | 1.1 | 3.5943 | 6 | 0 | 0 | 0 | #NAME? | #NAME? | #NAME? | #NAME? | #NAME? | #NAME? | FALSE | 1.2 | TRUE | TRUE | #NAME? | #NAME? | #NAME? | #NAME? | #NAME? | #NAME? | #NAME? | #NAME? | #NAME? | #NAME? |  |  | 1: 0; 2: 0; 3: 1.6604; 4: 0 | 1.6604 |  | 24.3519 | 37.4942 | 38.6538 | 20019 | 1.6604 | 24.3519 | 39.8319 |  | 0 | 6444 | 6444 | 2001-09-29 | #NAME? | #NAME? | #NAME?
2001-09-30 | 2001 | 9 | 273 | 30 | 1 | 5.7 | 3.8971 | 16.1667 | 0 | 0 | 0 | #NAME? | #NAME? | #NAME? | #NAME? | #NAME? | #NAME? | TRUE | 1.2 | TRUE | FALSE | #NAME? | #NAME? | #NAME? | #NAME? | #NAME? | #NAME? | #NAME? | #NAME? | #NAME? | #NAME? |  |  | 1: 0; 2: 0; 3: 0; 4: 0 | 0 |  | 0 | 0 | 0 | 20019 | 0 | 0 | 0 |  | 0 | 6445 | 6445 | 2001-09-30 | #NAME? | #NAME? | #NAME?
2002-05-01 | 2002 | 5 | 121 | 1 | 4 | -0.9 | 3.3422 | 10 | 0 | 0 | 0 | #NAME? | #NAME? | #NAME? | #NAME? | #NAME? | #NAME? | FALSE | 0 | TRUE | FALSE | #NAME? | #NAME? | #NAME? | #NAME? | #NAME? | #NAME? | #NAME? | #NAME? | #NAME? | #NAME? |  |  | 1: 0; 2: 0; 3: 0; 4: 0 | 0 |  | 0 | 0 | 0 | 20025 | 0 | 0 | 0 |  | 0 | 6446 | 6446 | 2002-05-01 | #NAME? | #NAME? | #NAME?
2002-05-02 | 2002 | 5 | 122 | 2 | 5 | -1.6 | 5.6894 | 9.1667 | 2.2 | 2.2 | 0 | #NAME? | #NAME? | #NAME? | #NAME? | #NAME? | #NAME? | TRUE | 0 | TRUE | FALSE | #NAME? | #NAME? | #NAME? | #NAME? | #NAME? | #NAME? | #NAME? | #NAME? | #NAME? | #NAME? |  |  | 1: 0; 2: 0; 3: 0; 4: 0 | 0 |  | 0 | 0 | 0 | 20025 | 0 | 0 | 0 |  | 0 | 6447 | 6447 | 2002-05-02 | #NAME? | #NAME? | #NAME?
2002-05-03 | 2002 | 5 | 123 | 3 | 6 | -6.9 | 1.6365 | 41.8333 | 0.6 | 0.6 | 0 | #NAME? | #NAME? | #NAME? | #NAME? | #NAME? | #NAME? | FALSE | 2.2 | TRUE | FALSE | #NAME? | #NAME? | #NAME? | #NAME? | #NAME? | #NAME? | #NAME? | #NAME? | #NAME? | #NAME? |  |  | 1: 0; 2: 0; 3: 0; 4: 0 | 0 |  | 0 | 0 | 0 | 20025 | 0 | 0 | 0 |  | 0 | 6448 | 6448 | 2002-05-03 | #NAME? | #NAME? | #NAME?
2002-05-04 | 2002 | 5 | 124 | 4 | 7 | -4.6 | 1.6723 | 15.8333 | 0 | 0 | 0 | #NAME? | #NAME? | #NAME? | #NAME? | #NAME? | #NAME? | FALSE | 2.8 | TRUE | FALSE | #NAME? | #NAME? | #NAME? | #NAME? | #NAME? | #NAME? | #NAME? | #NAME? | #NAME? | #NAME? |  |  | 1: 0; 2: 0; 3: 0; 4: 0 | 0 |  | 0 | 0 | 0 | 20025 | 0 | 0 | 0 |  | 0 | 6449 | 6449 | 2002-05-04 | #NAME? | #NAME? | #NAME?
2002-05-05 | 2002 | 5 | 125 | 5 | 1 | -2.1 | 1.7081 | 21.5 | 5.7 | 5.7 | 0.525 | #NAME? | #NAME? | #NAME? | #NAME? | #NAME? | #NAME? | TRUE | 0.6 | TRUE | FALSE | #NAME? | #NAME? | #NAME? | #NAME? | #NAME? | #NAME? | #NAME? | #NAME? | #NAME? | #NAME? |  |  | 1: 0; 2: 0; 3: 0; 4: 0 | 0 |  | 0 | 0 | 0 | 20025 | 0 | 0 | 0 |  | 0 | 6450 | 6450 | 2002-05-05 | #NAME? | #NAME? | #NAME?
2002-05-06 | 2002 | 5 | 126 | 6 | 2 | -5.8 | 1.4868 | 23.5 | 9 | 9 | 3 | #NAME? | #NAME? | #NAME? | #NAME? | #NAME? | #NAME? | FALSE | 5.7 | TRUE | FALSE | #NAME? | #NAME? | #NAME? | #NAME? | #NAME? | #NAME? | #NAME? | #NAME? | #NAME? | #NAME? |  |  | 1: 0; 2: 0; 3: 0; 4: 0 | 0 |  | 0 | 0 | 0 | 20025 | 0 | 0 | 0 |  | 0 | 6451 | 6451 | 2002-05-06 | #NAME? | #NAME? | #NAME?
2002-05-07 | 2002 | 5 | 127 | 7 | 3 | -4.6 | 1.5927 | 10.1667 | 2 | 2 | 0 | #NAME? | #NAME? | #NAME? | #NAME? | #NAME? | #NAME? | TRUE | 14.7 | FALSE | FALSE | #NAME? | #NAME? | #NAME? | #NAME? | #NAME? | #NAME? | #NAME? | #NAME? | #NAME? | #NAME? |  |  | 1: 0; 2: 0; 3: 0; 4: 0 | 0 |  | 0 | 0 | 0 | 20025 | 0 | 0 | 0 |  | 0 | 6452 | 6452 | 2002-05-07 | #NAME? | #NAME? | #NAME?
2002-05-08 | 2002 | 5 | 128 | 8 | 4 | -7.1 | 2.0138 | 9.6667 | 0 | 0 | 0 | #NAME? | #NAME? | #NAME? | #NAME? | #NAME? | #NAME? | FALSE | 11 | FALSE | FALSE | #NAME? | #NAME? | #NAME? | #NAME? | #NAME? | #NAME? | #NAME? | #NAME? | #NAME? | #NAME? |  |  | 1: 0; 2: 0; 3: 0; 4: 0 | 0 |  | 0 | 0 | 0 | 20025 | 0 | 0 | 0 |  | 0 | 6453 | 6453 | 2002-05-08 | #NAME? | #NAME? | #NAME?
2002-05-09 | 2002 | 5 | 129 | 9 | 5 | -3.9 | 2.4213 | 4 | 0 | 0 | 0 | #NAME? | #NAME? | #NAME? | #NAME? | #NAME? | #NAME? | TRUE | 2 | TRUE | FALSE | #NAME? | #NAME? | #NAME? | #NAME? | #NAME? | #NAME? | #NAME? | #NAME? | #NAME? | #NAME? |  |  | 1: 0; 2: 0; 3: 0; 4: 0 | 0 |  | 0 | 0 | 0 | 20025 | 0 | 0 | 0 |  | 0 | 6454 | 6454 | 2002-05-09 | #NAME? | #NAME? | #NAME?
2002-05-10 | 2002 | 5 | 130 | 10 | 6 | -2 | 3.1327 | 3.3333 | 0 | 0 | 0 | #NAME? | #NAME? | #NAME? | #NAME? | #NAME? | #NAME? | FALSE | 0 | TRUE | FALSE | #NAME? | #NAME? | #NAME? | #NAME? | #NAME? | #NAME? | #NAME? | #NAME? | #NAME? | #NAME? |  |  | 1: 0; 2: 0; 3: 0; 4: 0 | 0 |  | 0 | 0 | 0 | 20025 | 0 | 0 | 0 |  | 0 | 6455 | 6455 | 2002-05-10 | #NAME? | #NAME? | #NAME?
2002-05-11 | 2002 | 5 | 131 | 11 | 7 | 2 | 3.7032 | 12.1667 | 0 | 0 | 0 | #NAME? | #NAME? | #NAME? | #NAME? | #NAME? | #NAME? | FALSE | 0 | TRUE | FALSE | #NAME? | #NAME? | #NAME? | #NAME? | #NAME? | #NAME? | #NAME? | #NAME? | #NAME? | #NAME? |  |  | 1: 0; 2: 0; 3: 0; 4: 0 | 0 |  | 0 | 0 | 0 | 20025 | 0 | 0 | 0 |  | 0 | 6456 | 6456 | 2002-05-11 | #NAME? | #NAME? | #NAME?
2002-05-12 | 2002 | 5 | 132 | 12 | 1 | 0.5 | 4.1915 | 6.5 | 0 | 0 | 0 | #NAME? | #NAME? | #NAME? | #NAME? | #NAME? | #NAME? | TRUE | 0 | TRUE | FALSE | #NAME? | #NAME? | #NAME? | #NAME? | #NAME? | #NAME? | #NAME? | #NAME? | #NAME? | #NAME? |  |  | 1: 0; 2: 0; 3: 0; 4: 0 | 0 |  | 0 | 0 | 0 | 20025 | 0 | 0 | 0 |  | 0 | 6457 | 6457 | 2002-05-12 | #NAME? | #NAME? | #NAME?
2002-05-13 | 2002 | 5 | 133 | 13 | 2 | 1.7 | 5.2503 | 8.3333 | 0 | 0 | 0 | #NAME? | #NAME? | #NAME? | #NAME? | #NAME? | #NAME? | FALSE | 0 | TRUE | TRUE | #NAME? | #NAME? | #NAME? | #NAME? | #NAME? | #NAME? | #NAME? | #NAME? | #NAME? | #NAME? |  |  | 1: 0; 2: 0; 3: 4.546; 4: 11.562 | 16.1081 |  | 405.8284 | 624.8468 | 644.172 | 20025 | 16.1081 | 405.8284 | 663.806 |  | 0 | 6458 | 6458 | 2002-05-13 | #NAME? | #NAME? | #NAME?
2002-05-14 | 2002 | 5 | 134 | 14 | 3 | 3 | 5.3854 | 9 | 4.8 | 4.8 | 0 | #NAME? | #NAME? | #NAME? | #NAME? | #NAME? | #NAME? | TRUE | 0 | TRUE | FALSE | #NAME? | #NAME? | #NAME? | #NAME? | #NAME? | #NAME? | #NAME? | #NAME? | #NAME? | #NAME? |  |  | 1: 0; 2: 0; 3: 0; 4: 0 | 0 |  | 0 | 0 | 0 | 20025 | 0 | 0 | 0 |  | 0 | 6459 | 6459 | 2002-05-14 | #NAME? | #NAME? | #NAME?
2002-05-15 | 2002 | 5 | 135 | 15 | 4 | 0.5 | 3.0903 | 31.5 | 0.8 | 0.8 | 0 | #NAME? | #NAME? | #NAME? | #NAME? | #NAME? | #NAME? | FALSE | 4.8 | TRUE | FALSE | #NAME? | #NAME? | #NAME? | #NAME? | #NAME? | #NAME? | #NAME? | #NAME? | #NAME? | #NAME? |  |  | 1: 0; 2: 0; 3: 0; 4: 0 | 0 |  | 0 | 0 | 0 | 20025 | 0 | 0 | 0 |  | 0 | 6460 | 6460 | 2002-05-15 | #NAME? | #NAME? | #NAME?
2002-05-16 | 2002 | 5 | 136 | 16 | 5 | -1.7 | 3.5945 | 1.5 | 0 | 0 | 0 | #NAME? | #NAME? | #NAME? | #NAME? | #NAME? | #NAME? | TRUE | 5.6 | TRUE | FALSE | #NAME? | #NAME? | #NAME? | #NAME? | #NAME? | #NAME? | #NAME? | #NAME? | #NAME? | #NAME? |  |  | 1: 0; 2: 0; 3: 0; 4: 0 | 0 |  | 0 | 0 | 0 | 20025 | 0 | 0 | 0 |  | 0 | 6461 | 6461 | 2002-05-16 | #NAME? | #NAME? | #NAME?
2002-05-17 | 2002 | 5 | 137 | 17 | 6 | 1 | 3.6592 | 19 | 0.6 | 0.6 | 0 | #NAME? | #NAME? | #NAME? | #NAME? | #NAME? | #NAME? | FALSE | 0.8 | TRUE | FALSE | #NAME? | #NAME? | #NAME? | #NAME? | #NAME? | #NAME? | #NAME? | #NAME? | #NAME? | #NAME? |  |  | 1: 0; 2: 0; 3: 0; 4: 0 | 0 |  | 0 | 0 | 0 | 20025 | 0 | 0 | 0 |  | 0 | 6462 | 6462 | 2002-05-17 | #NAME? | #NAME? | #NAME?
2002-05-18 | 2002 | 5 | 138 | 18 | 7 | 2.4 | 3.4433 | 19.1667 | 0.6 | 0.6 | 0 | #NAME? | #NAME? | #NAME? | #NAME? | #NAME? | #NAME? | FALSE | 0.6 | TRUE | TRUE | #NAME? | #NAME? | #NAME? | #NAME? | #NAME? | #NAME? | #NAME? | #NAME? | #NAME? | #NAME? |  |  | 1: 0; 2: 0; 3: 2.2965; 4: 0 | 2.2965 |  | 33.682 | 51.8596 | 53.4635 | 20025 | 2.2965 | 33.682 | 55.093 |  | 0 | 6463 | 6463 | 2002-05-18 | #NAME? | #NAME? | #NAME?
2002-05-19 | 2002 | 5 | 139 | 19 | 1 | 5.7 | 4.7108 | 13 | 0.8 | 0.8 | 0 | #NAME? | #NAME? | #NAME? | #NAME? | #NAME? | #NAME? | TRUE | 1.2 | TRUE | TRUE | #NAME? | #NAME? | #NAME? | #NAME? | #NAME? | #NAME? | #NAME? | #NAME? | #NAME? | #NAME? |  |  | 1: 3.4387; 2: 6.362; 3: 0; 4: 0 | 9.8007 |  | 237.0525 | 385.4932 | 399.06 | 20025 | 9.8007 | 237.0525 | 387.7424 |  | 0 | 6464 | 6464 | 2002-05-19 | #NAME? | #NAME? | #NAME?
2002-05-20 | 2002 | 5 | 140 | 20 | 2 | 6.7 | 4.5353 | 8.6667 | 0 | 0 | 0 | #NAME? | #NAME? | #NAME? | #NAME? | #NAME? | #NAME? | FALSE | 1.4 | TRUE | FALSE | #NAME? | #NAME? | #NAME? | #NAME? | #NAME? | #NAME? | #NAME? | #NAME? | #NAME? | #NAME? |  |  | 1: 0; 2: 0; 3: 0; 4: 0 | 0 |  | 0 | 0 | 0 | 20025 | 0 | 0 | 0 |  | 0 | 6465 | 6465 | 2002-05-20 | #NAME? | #NAME? | #NAME?
2002-05-21 | 2002 | 5 | 141 | 21 | 3 | 0.6 | 5.1167 | 42.3333 | 0 | 0 | 0 | #NAME? | #NAME? | #NAME? | #NAME? | #NAME? | #NAME? | TRUE | 0.8 | TRUE | FALSE | #NAME? | #NAME? | #NAME? | #NAME? | #NAME? | #NAME? | #NAME? | #NAME? | #NAME? | #NAME? |  |  | 1: 0; 2: 0; 3: 0; 4: 0 | 0 |  | 0 | 0 | 0 | 20025 | 0 | 0 | 0 |  | 0 | 6466 | 6466 | 2002-05-21 | #NAME? | #NAME? | #NAME?
2002-05-22 | 2002 | 5 | 142 | 22 | 4 | -1.4 | 3.2717 | 46.3333 | 3.8 | 3.8 | 0 | #NAME? | #NAME? | #NAME? | #NAME? | #NAME? | #NAME? | FALSE | 0 | TRUE | FALSE | #NAME? | #NAME? | #NAME? | #NAME? | #NAME? | #NAME? | #NAME? | #NAME? | #NAME? | #NAME? |  |  | 1: 0; 2: 0; 3: 0; 4: 0 | 0 |  | 0 | 0 | 0 | 20025 | 0 | 0 | 0 |  | 0 | 6467 | 6467 | 2002-05-22 | #NAME? | #NAME? | #NAME?
2002-05-23 | 2002 | 5 | 143 | 23 | 5 | -2.8 | 2.6178 | 8.8333 | 0 | 0 | 0 | #NAME? | #NAME? | #NAME? | #NAME? | #NAME? | #NAME? | TRUE | 3.8 | TRUE | FALSE | #NAME? | #NAME? | #NAME? | #NAME? | #NAME? | #NAME? | #NAME? | #NAME? | #NAME? | #NAME? |  |  | 1: 0; 2: 0; 3: 0; 4: 0 | 0 |  | 0 | 0 | 0 | 20025 | 0 | 0 | 0 |  | 0 | 6468 | 6468 | 2002-05-23 | #NAME? | #NAME? | #NAME?
2002-05-24 | 2002 | 5 | 144 | 24 | 6 | -1.6 | 2.6441 | 11.6667 | 3.1 | 3.1 | 0 | #NAME? | #NAME? | #NAME? | #NAME? | #NAME? | #NAME? | FALSE | 3.8 | TRUE | FALSE | #NAME? | #NAME? | #NAME? | #NAME? | #NAME? | #NAME? | #NAME? | #NAME? | #NAME? | #NAME? |  |  | 1: 0; 2: 0; 3: 0; 4: 0 | 0 |  | 0 | 0 | 0 | 20025 | 0 | 0 | 0 |  | 0 | 6469 | 6469 | 2002-05-24 | #NAME? | #NAME? | #NAME?
2002-05-25 | 2002 | 5 | 145 | 25 | 7 | 1.3 | 3.0235 | 6.5 | 0 | 0 | 0 | #NAME? | #NAME? | #NAME? | #NAME? | #NAME? | #NAME? | FALSE | 3.1 | TRUE | FALSE | #NAME? | #NAME? | #NAME? | #NAME? | #NAME? | #NAME? | #NAME? | #NAME? | #NAME? | #NAME? |  |  | 1: 0; 2: 0; 3: 0; 4: 0 | 0 |  | 0 | 0 | 0 | 20025 | 0 | 0 | 0 |  | 0 | 6470 | 6470 | 2002-05-25 | #NAME? | #NAME? | #NAME?
2002-05-26 | 2002 | 5 | 146 | 26 | 1 | 2.4 | 5.0133 | 3.3333 | 0 | 0 | 0 | #NAME? | #NAME? | #NAME? | #NAME? | #NAME? | #NAME? | TRUE | 3.1 | TRUE | TRUE | #NAME? | #NAME? | #NAME? | #NAME? | #NAME? | #NAME? | #NAME? | #NAME? | #NAME? | #NAME? |  |  | 1: 13.61; 2: 25.5454; 3: 0; 4: 0 | 39.1554 |  | 948.944 | 1543.4165 | 1597.7537 | 20025 | 39.1554 | 948.944 | 1552.1703 |  | 0 | 6471 | 6471 | 2002-05-26 | #NAME? | #NAME? | #NAME?
2002-05-27 | 2002 | 5 | 147 | 27 | 2 | 9.4 | 6.1224 | 7.1667 | 0 | 0 | 0 | #NAME? | #NAME? | #NAME? | #NAME? | #NAME? | #NAME? | FALSE | 0 | TRUE | TRUE | #NAME? | #NAME? | #NAME? | #NAME? | #NAME? | #NAME? | #NAME? | #NAME? | #NAME? | #NAME? |  |  | 1: 0; 2: 0; 3: 7.0784; 4: 12.3166 | 19.395 |  | 465.1027 | 716.1104 | 738.2582 | 20025 | 19.395 | 465.1027 | 760.7599 |  | 0 | 6472 | 6472 | 2002-05-27 | #NAME? | #NAME? | #NAME?
2002-05-28 | 2002 | 5 | 148 | 28 | 3 | 7.6 | 5.7666 | 6.1667 | 0 | 0 | 0 | #NAME? | #NAME? | #NAME? | #NAME? | #NAME? | #NAME? | TRUE | 0 | TRUE | TRUE | #NAME? | #NAME? | #NAME? | #NAME? | #NAME? | #NAME? | #NAME? | #NAME? | #NAME? | #NAME? |  |  | 1: 6.2421; 2: 9.0541; 3: 0; 4: 0 | 15.2962 |  | 357.1372 | 579.0633 | 599.3126 | 20025 | 15.2962 | 357.1372 | 584.1628 |  | 0 | 6473 | 6473 | 2002-05-28 | #NAME? | #NAME? | #NAME?
2002-05-29 | 2002 | 5 | 149 | 29 | 4 | 13 | 6.8883 | 8.8333 | 0 | 0 | 0 | #NAME? | #NAME? | #NAME? | #NAME? | #NAME? | #NAME? | FALSE | 0 | TRUE | TRUE | #NAME? | #NAME? | #NAME? | #NAME? | #NAME? | #NAME? | #NAME? | #NAME? | #NAME? | #NAME? |  |  | 1: 0; 2: 0; 3: 0; 4: 5.4516 | 5.4516 |  | 159.9141 | 246.217 | 253.8319 | 20025 | 5.4516 | 159.9141 | 261.5686 |  | 0 | 6474 | 6474 | 2002-05-29 | #NAME? | #NAME? | #NAME?
2002-05-30 | 2002 | 5 | 150 | 30 | 5 | 9.7 | 6.3238 | 15.5 | 0 | 0 | 0 | #NAME? | #NAME? | #NAME? | #NAME? | #NAME? | #NAME? | TRUE | 0 | TRUE | TRUE | #NAME? | #NAME? | #NAME? | #NAME? | #NAME? | #NAME? | #NAME? | #NAME? | #NAME? | #NAME? |  |  | 1: 0; 2: 0; 3: 0; 4: 0 | 0 |  | 0 | 0 | 0 | 20025 | 0 | 0 | 0 |  | 0 | 6475 | 6475 | 2002-05-30 | #NAME? | #NAME? | #NAME?
2002-05-31 | 2002 | 5 | 151 | 31 | 6 | 8 | 5.1851 | 23.6667 | 0 | 0 | 0 | #NAME? | #NAME? | #NAME? | #NAME? | #NAME? | #NAME? | FALSE | 0 | TRUE | TRUE | #NAME? | #NAME? | #NAME? | #NAME? | #NAME? | #NAME? | #NAME? | #NAME? | #NAME? | #NAME? |  |  | 1: 0; 2: 0; 3: 0; 4: 7.2667 | 7.2667 |  | 213.1553 | 328.1915 | 338.3418 | 20025 | 7.2667 | 213.1553 | 348.6542 |  | 0 | 6476 | 6476 | 2002-05-31 | #NAME? | #NAME? | #NAME?
2002-06-01 | 2002 | 6 | 152 | 1 | 7 | 6.9 | 4.1503 | 6.8333 | 0 | 0 | 0 | #NAME? | #NAME? | #NAME? | #NAME? | #NAME? | #NAME? | FALSE | 0 | TRUE | TRUE | #NAME? | #NAME? | #NAME? | #NAME? | #NAME? | #NAME? | #NAME? | #NAME? | #NAME? | #NAME? |  |  | 1: 0; 2: 0; 3: 0; 4: 0 | 0 |  | 0 | 0 | 0 | 20026 | 0 | 0 | 0 |  | 0 | 6477 | 6477 | 2002-06-01 | #NAME? | #NAME? | #NAME?
2002-06-02 | 2002 | 6 | 153 | 2 | 1 | 7.1 | 2.3571 | 14.1667 | 26 | 26 | 15.75 | #NAME? | #NAME? | #NAME? | #NAME? | #NAME? | #NAME? | TRUE | 0 | TRUE | TRUE | #NAME? | #NAME? | #NAME? | #NAME? | #NAME? | #NAME? | #NAME? | #NAME? | #NAME? | #NAME? |  |  | 1: 16.562; 2: 22.5992; 3: 0; 4: 0 | 39.1612 |  | 905.8198 | 1467.5223 | 1518.7508 | 20026 | 39.1612 | 905.8198 | 1481.6328 |  | 0 | 6478 | 6478 | 2002-06-02 | #NAME? | #NAME? | #NAME?
2002-06-03 | 2002 | 6 | 154 | 3 | 2 | 6.7 | 3.1699 | 3.3333 | 2.2 | 2.2 | 0 | #NAME? | #NAME? | #NAME? | #NAME? | #NAME? | #NAME? | FALSE | 26 | FALSE | TRUE | #NAME? | #NAME? | #NAME? | #NAME? | #NAME? | #NAME? | #NAME? | #NAME? | #NAME? | #NAME? |  |  | 1: 0; 2: 0; 3: 0; 4: 0 | 0 |  | 0 | 0 | 0 | 20026 | 0 | 0 | 0 |  | 0 | 6479 | 6479 | 2002-06-03 | #NAME? | #NAME? | #NAME?
2002-06-04 | 2002 | 6 | 155 | 4 | 3 | 6.8 | 5.2895 | 6.8333 | 0 | 0 | 0 | #NAME? | #NAME? | #NAME? | #NAME? | #NAME? | #NAME? | TRUE | 28.2 | FALSE | TRUE | #NAME? | #NAME? | #NAME? | #NAME? | #NAME? | #NAME? | #NAME? | #NAME? | #NAME? | #NAME? |  |  | 1: 0; 2: 0; 3: 0; 4: 0 | 0 |  | 0 | 0 | 0 | 20026 | 0 | 0 | 0 |  | 0 | 6480 | 6480 | 2002-06-04 | #NAME? | #NAME? | #NAME?
2002-06-05 | 2002 | 6 | 156 | 5 | 4 | 10 | 5.9253 | 5.75 | 0 | 0 | 0 | #NAME? | #NAME? | #NAME? | #NAME? | #NAME? | #NAME? | FALSE | 2.2 | TRUE | TRUE | #NAME? | #NAME? | #NAME? | #NAME? | #NAME? | #NAME? | #NAME? | #NAME? | #NAME? | #NAME? |  |  | 1: 0; 2: 0; 3: 0; 4: 6.9327 | 6.9327 |  | 203.3582 | 313.1071 | 322.7908 | 20026 | 6.9327 | 203.3582 | 332.6293 |  | 0 | 6481 | 6481 | 2002-06-05 | #NAME? | #NAME? | #NAME?
2002-06-06 | 2002 | 6 | 157 | 6 | 5 | 7.6 | 5.6266 | 12.5 | 0 | 0 | 0 | #NAME? | #NAME? | #NAME? | #NAME? | #NAME? | #NAME? | TRUE | 0 | TRUE | FALSE | #NAME? | #NAME? | #NAME? | #NAME? | #NAME? | #NAME? | #NAME? | #NAME? | #NAME? | #NAME? |  |  | 1: 0; 2: 0; 3: 0; 4: 0 | 0 |  | 0 | 0 | 0 | 20026 | 0 | 0 | 0 |  | 0 | 6482 | 6482 | 2002-06-06 | #NAME? | #NAME? | #NAME?
2002-06-07 | 2002 | 6 | 158 | 7 | 6 | 1.1 | 4.3665 | 12.3333 | 0 | 0 | 0 | #NAME? | #NAME? | #NAME? | #NAME? | #NAME? | #NAME? | FALSE | 0 | TRUE | TRUE | #NAME? | #NAME? | #NAME? | #NAME? | #NAME? | #NAME? | #NAME? | #NAME? | #NAME? | #NAME? |  |  | 1: 0; 2: 0; 3: 0; 4: 6.3535 | 6.3535 |  | 186.3695 | 286.9499 | 295.8246 | 20026 | 6.3535 | 186.3695 | 304.8412 |  | 0 | 6483 | 6483 | 2002-06-07 | #NAME? | #NAME? | #NAME?
2002-06-08 | 2002 | 6 | 159 | 8 | 7 | 5.1 | 3.0549 | 16 | 7 | 7 | 1.5 | #NAME? | #NAME? | #NAME? | #NAME? | #NAME? | #NAME? | FALSE | 0 | TRUE | TRUE | #NAME? | #NAME? | #NAME? | #NAME? | #NAME? | #NAME? | #NAME? | #NAME? | #NAME? | #NAME? |  |  | 1: 0; 2: 0; 3: 2.3303; 4: 0 | 2.3303 |  | 34.1779 | 52.6231 | 54.2506 | 20026 | 2.3303 | 34.1779 | 55.9042 |  | 0 | 6484 | 6484 | 2002-06-08 | #NAME? | #NAME? | #NAME?
2002-06-09 | 2002 | 6 | 160 | 9 | 1 | 6 | 2.4739 | 12.1667 | 15.6 | 15.6 | 7.95 | #NAME? | #NAME? | #NAME? | #NAME? | #NAME? | #NAME? | TRUE | 7 | TRUE | TRUE | #NAME? | #NAME? | #NAME? | #NAME? | #NAME? | #NAME? | #NAME? | #NAME? | #NAME? | #NAME? |  |  | 1: 6.0456; 2: 9.5942; 3: 0; 4: 0 | 15.6398 |  | 370.0991 | 600.7615 | 621.8216 | 20026 | 15.6398 | 370.0991 | 605.3644 |  | 0 | 6485 | 6485 | 2002-06-09 | #NAME? | #NAME? | #NAME?
2002-06-10 | 2002 | 6 | 161 | 10 | 2 | 6.5 | 3.0275 | 10.6667 | 6.8 | 6.8 | 1.35 | #NAME? | #NAME? | #NAME? | #NAME? | #NAME? | #NAME? | FALSE | 22.6 | FALSE | TRUE | #NAME? | #NAME? | #NAME? | #NAME? | #NAME? | #NAME? | #NAME? | #NAME? | #NAME? | #NAME? |  |  | 1: 0; 2: 0; 3: 0; 4: 0 | 0 |  | 0 | 0 | 0 | 20026 | 0 | 0 | 0 |  | 0 | 6486 | 6486 | 2002-06-10 | #NAME? | #NAME? | #NAME?
2002-06-11 | 2002 | 6 | 162 | 11 | 3 | 7.2 | 4.1852 | 19 | 0 | 0 | 0 | #NAME? | #NAME? | #NAME? | #NAME? | #NAME? | #NAME? | TRUE | 22.4 | FALSE | FALSE | #NAME? | #NAME? | #NAME? | #NAME? | #NAME? | #NAME? | #NAME? | #NAME? | #NAME? | #NAME? |  |  | 1: 0; 2: 0; 3: 0; 4: 0 | 0 |  | 0 | 0 | 0 | 20026 | 0 | 0 | 0 |  | 0 | 6487 | 6487 | 2002-06-11 | #NAME? | #NAME? | #NAME?
2002-06-12 | 2002 | 6 | 163 | 12 | 4 | 2.3 | 4.9494 | 7 | 0 | 0 | 0 | #NAME? | #NAME? | #NAME? | #NAME? | #NAME? | #NAME? | FALSE | 6.8 | TRUE | TRUE | #NAME? | #NAME? | #NAME? | #NAME? | #NAME? | #NAME? | #NAME? | #NAME? | #NAME? | #NAME? |  |  | 1: 0; 2: 0; 3: 5.545; 4: 4.897 | 10.4419 |  | 224.9708 | 346.3836 | 357.0965 | 20026 | 10.4419 | 224.9708 | 367.9806 |  | 0 | 6488 | 6488 | 2002-06-12 | #NAME? | #NAME? | #NAME?
2002-06-13 | 2002 | 6 | 164 | 13 | 5 | 6.2 | 5.641 | 3.8333 | 0 | 0 | 0 | #NAME? | #NAME? | #NAME? | #NAME? | #NAME? | #NAME? | TRUE | 0 | TRUE | TRUE | #NAME? | #NAME? | #NAME? | #NAME? | #NAME? | #NAME? | #NAME? | #NAME? | #NAME? | #NAME? |  |  | 1: 6.3429; 2: 8.951; 3: 0; 4: 0 | 15.2939 |  | 355.591 | 576.3503 | 596.4891 | 20026 | 15.2939 | 355.591 | 581.6337 |  | 0 | 6489 | 6489 | 2002-06-13 | #NAME? | #NAME? | #NAME?
2002-06-14 | 2002 | 6 | 165 | 14 | 6 | 7.4 | 5.5654 | 11.5 | 0 | 0 | 0 | #NAME? | #NAME? | #NAME? | #NAME? | #NAME? | #NAME? | FALSE | 0 | TRUE | TRUE | #NAME? | #NAME? | #NAME? | #NAME? | #NAME? | #NAME? | #NAME? | #NAME? | #NAME? | #NAME? |  |  | 1: 0; 2: 0; 3: 0; 4: 5.8247 | 5.8247 |  | 170.8576 | 263.0665 | 271.2026 | 20026 | 5.8247 | 170.8576 | 279.4687 |  | 0 | 6490 | 6490 | 2002-06-14 | #NAME? | #NAME? | #NAME?
2002-06-15 | 2002 | 6 | 166 | 15 | 7 | 6.9 | 5.3382 | 5.6667 | 0 | 0 | 0 | #NAME? | #NAME? | #NAME? | #NAME? | #NAME? | #NAME? | FALSE | 0 | TRUE | TRUE | #NAME? | #NAME? | #NAME? | #NAME? | #NAME? | #NAME? | #NAME? | #NAME? | #NAME? | #NAME? |  |  | 1: 0; 2: 0; 3: 5.4549; 4: 0 | 5.4549 |  | 80.0051 | 123.1825 | 126.9923 | 20026 | 5.4549 | 80.0051 | 130.8629 |  | 0 | 6491 | 6491 | 2002-06-15 | #NAME? | #NAME? | #NAME?
2002-06-16 | 2002 | 6 | 167 | 16 | 1 | 9.8 | 5.8634 | 7.8333 | 0 | 0 | 0 | #NAME? | #NAME? | #NAME? | #NAME? | #NAME? | #NAME? | TRUE | 0 | TRUE | TRUE | #NAME? | #NAME? | #NAME? | #NAME? | #NAME? | #NAME? | #NAME? | #NAME? | #NAME? | #NAME? |  |  | 1: 0; 2: 0; 3: 0; 4: 0 | 0 |  | 0 | 0 | 0 | 20026 | 0 | 0 | 0 |  | 0 | 6492 | 6492 | 2002-06-16 | #NAME? | #NAME? | #NAME?
2002-06-17 | 2002 | 6 | 168 | 17 | 2 | 9.7 | 5.8363 | 11.6667 | 0 | 0 | 0 | #NAME? | #NAME? | #NAME? | #NAME? | #NAME? | #NAME? | FALSE | 0 | TRUE | TRUE | #NAME? | #NAME? | #NAME? | #NAME? | #NAME? | #NAME? | #NAME? | #NAME? | #NAME? | #NAME? |  |  | 1: 0; 2: 0; 3: 0; 4: 9.2218 | 9.2218 |  | 270.5066 | 416.4942 | 429.3755 | 20026 | 9.2218 | 270.5066 | 442.4626 |  | 0 | 6493 | 6493 | 2002-06-17 | #NAME? | #NAME? | #NAME?
2002-06-18 | 2002 | 6 | 169 | 18 | 3 | 7.5 | 1.8496 | 11.6667 | 0.6 | 0.6 | 0 | #NAME? | #NAME? | #NAME? | #NAME? | #NAME? | #NAME? | TRUE | 0 | TRUE | FALSE | #NAME? | #NAME? | #NAME? | #NAME? | #NAME? | #NAME? | #NAME? | #NAME? | #NAME? | #NAME? |  |  | 1: 0; 2: 0; 3: 0; 4: 0 | 0 |  | 0 | 0 | 0 | 20026 | 0 | 0 | 0 |  | 0 | 6494 | 6494 | 2002-06-18 | #NAME? | #NAME? | #NAME?
2002-06-19 | 2002 | 6 | 170 | 19 | 4 | 2.5 | 3.8218 | 12.8333 | 0 | 0 | 0 | #NAME? | #NAME? | #NAME? | #NAME? | #NAME? | #NAME? | FALSE | 0.6 | TRUE | TRUE | #NAME? | #NAME? | #NAME? | #NAME? | #NAME? | #NAME? | #NAME? | #NAME? | #NAME? | #NAME? |  |  | 1: 0; 2: 0; 3: 8.9082; 4: 3.2973 | 12.2054 |  | 227.3732 | 350.0826 | 360.9099 | 20026 | 12.2054 | 227.3732 | 371.9102 |  | 0 | 6495 | 6495 | 2002-06-19 | #NAME? | #NAME? | #NAME?
2002-06-20 | 2002 | 6 | 171 | 20 | 5 | 4.7 | 4.3676 | 4.6667 | 0 | 0 | 0 | #NAME? | #NAME? | #NAME? | #NAME? | #NAME? | #NAME? | TRUE | 0.6 | TRUE | TRUE | #NAME? | #NAME? | #NAME? | #NAME? | #NAME? | #NAME? | #NAME? | #NAME? | #NAME? | #NAME? |  |  | 1: 13.6287; 2: 22.2966; 3: 0; 4: 0 | 35.9253 |  | 853.9221 | 1386.6409 | 1435.2896 | 20026 | 35.9253 | 853.9221 | 1396.7447 |  | 0 | 6496 | 6496 | 2002-06-20 | #NAME? | #NAME? | #NAME?
2002-06-21 | 2002 | 6 | 172 | 21 | 6 | 7.4 | 5.4735 | 5 | 0 | 0 | 0 | #NAME? | #NAME? | #NAME? | #NAME? | #NAME? | #NAME? | FALSE | 0 | TRUE | TRUE | #NAME? | #NAME? | #NAME? | #NAME? | #NAME? | #NAME? | #NAME? | #NAME? | #NAME? | #NAME? |  |  | 1: 0; 2: 0; 3: 0; 4: 4.6822 | 4.6822 |  | 137.3443 | 211.4667 | 218.0069 | 20026 | 4.6822 | 137.3443 | 224.6516 |  | 0 | 6497 | 6497 | 2002-06-21 | #NAME? | #NAME? | #NAME?
2002-06-22 | 2002 | 6 | 173 | 22 | 7 | 6.7 | 6.3039 | 7.5 | 0 | 0 | 0 | #NAME? | #NAME? | #NAME? | #NAME? | #NAME? | #NAME? | FALSE | 0 | TRUE | TRUE | #NAME? | #NAME? | #NAME? | #NAME? | #NAME? | #NAME? | #NAME? | #NAME? | #NAME? | #NAME? |  |  | 1: 0; 2: 0; 3: 6.6725; 4: 0 | 6.6725 |  | 97.8635 | 150.6787 | 155.3389 | 20026 | 6.6725 | 97.8635 | 160.0736 |  | 0 | 6498 | 6498 | 2002-06-22 | #NAME? | #NAME? | #NAME?
2002-06-23 | 2002 | 6 | 174 | 23 | 1 | 10.6 | 5.5465 | 5 | 0 | 0 | 0 | #NAME? | #NAME? | #NAME? | #NAME? | #NAME? | #NAME? | TRUE | 0 | TRUE | TRUE | #NAME? | #NAME? | #NAME? | #NAME? | #NAME? | #NAME? | #NAME? | #NAME? | #NAME? | #NAME? |  |  | 1: 9.3926; 2: 12.2228; 3: 0; 4: 0 | 21.6154 |  | 496.2944 | 803.5354 | 831.5462 | 20026 | 21.6154 | 496.2944 | 811.7796 |  | 0 | 6499 | 6499 | 2002-06-23 | #NAME? | #NAME? | #NAME?
2002-06-24 | 2002 | 6 | 175 | 24 | 2 | 11.6 | 6.12 | 8.5 | 0 | 0 | 0 | #NAME? | #NAME? | #NAME? | #NAME? | #NAME? | #NAME? | FALSE | 0 | TRUE | TRUE | #NAME? | #NAME? | #NAME? | #NAME? | #NAME? | #NAME? | #NAME? | #NAME? | #NAME? | #NAME? |  |  | 1: 0; 2: 0; 3: 7.4263; 4: 9.5281 | 16.9545 |  | 388.4114 | 598.0303 | 616.5261 | 20026 | 16.9545 | 388.4114 | 635.3175 |  | 0 | 6500 | 6500 | 2002-06-24 | #NAME? | #NAME? | #NAME?
2002-06-25 | 2002 | 6 | 176 | 25 | 3 | 10.5 | 6.5149 | 6.3333 | 0 | 0 | 0 | #NAME? | #NAME? | #NAME? | #NAME? | #NAME? | #NAME? | TRUE | 0 | TRUE | TRUE | #NAME? | #NAME? | #NAME? | #NAME? | #NAME? | #NAME? | #NAME? | #NAME? | #NAME? | #NAME? |  |  | 1: 9.7186; 2: 11.2222; 3: 0; 4: 0 | 20.9409 |  | 471.7254 | 762.4816 | 788.964 | 20026 | 20.9409 | 471.7254 | 771.5926 |  | 0 | 6501 | 6501 | 2002-06-25 | #NAME? | #NAME? | #NAME?
2002-06-26 | 2002 | 6 | 177 | 26 | 4 | 13 | 7.3628 | 2.5 | 0 | 0 | 0 | #NAME? | #NAME? | #NAME? | #NAME? | #NAME? | #NAME? | FALSE | 0 | TRUE | TRUE | #NAME? | #NAME? | #NAME? | #NAME? | #NAME? | #NAME? | #NAME? | #NAME? | #NAME? | #NAME? |  |  | 1: 0; 2: 0; 3: 5.524; 4: 5.8632 | 11.3872 |  | 253.0056 | 389.5483 | 401.5962 | 20026 | 11.3872 | 253.0056 | 413.8367 |  | 0 | 6502 | 6502 | 2002-06-26 | #NAME? | #NAME? | #NAME?
2002-06-27 | 2002 | 6 | 178 | 27 | 5 | 16.3 | 7.3867 | 5 | 0.4 | 0.4 | 0 | #NAME? | #NAME? | #NAME? | #NAME? | #NAME? | #NAME? | TRUE | 0 | TRUE | TRUE | #NAME? | #NAME? | #NAME? | #NAME? | #NAME? | #NAME? | #NAME? | #NAME? | #NAME? | #NAME? |  |  | 1: 1.9429; 2: 2.394; 3: 0; 4: 0 | 4.3369 |  | 98.7196 | 159.7138 | 165.2722 | 20026 | 4.3369 | 98.7196 | 161.4739 |  | 0 | 6503 | 6503 | 2002-06-27 | #NAME? | #NAME? | #NAME?
2002-06-28 | 2002 | 6 | 179 | 28 | 6 | 15 | 6.1182 | 12.1667 | 0 | 0 | 0 | #NAME? | #NAME? | #NAME? | #NAME? | #NAME? | #NAME? | FALSE | 0.4 | TRUE | TRUE | #NAME? | #NAME? | #NAME? | #NAME? | #NAME? | #NAME? | #NAME? | #NAME? | #NAME? | #NAME? |  |  | 1: 0; 2: 0; 3: 0; 4: 8.1123 | 8.1123 |  | 237.9599 | 366.3827 | 377.7141 | 20026 | 8.1123 | 237.9599 | 389.2266 |  | 0 | 6504 | 6504 | 2002-06-28 | #NAME? | #NAME? | #NAME?
2002-06-29 | 2002 | 6 | 180 | 29 | 7 | 13.7 | 6.4327 | 9.8333 | 0 | 0 | 0 | #NAME? | #NAME? | #NAME? | #NAME? | #NAME? | #NAME? | FALSE | 0.4 | TRUE | TRUE | #NAME? | #NAME? | #NAME? | #NAME? | #NAME? | #NAME? | #NAME? | #NAME? | #NAME? | #NAME? |  |  | 1: 0; 2: 0; 3: 4.499; 4: 0 | 4.499 |  | 65.9858 | 101.5971 | 104.7393 | 20026 | 4.499 | 65.9858 | 107.9317 |  | 0 | 6505 | 6505 | 2002-06-29 | #NAME? | #NAME? | #NAME?
2002-06-30 | 2002 | 6 | 181 | 30 | 1 | 8.3 | 5.5826 | 8.5 | 0 | 0 | 0 | #NAME? | #NAME? | #NAME? | #NAME? | #NAME? | #NAME? | TRUE | 0 | TRUE | TRUE | #NAME? | #NAME? | #NAME? | #NAME? | #NAME? | #NAME? | #NAME? | #NAME? | #NAME? | #NAME? |  |  | 1: 6.667; 2: 9.4129; 3: 0; 4: 0 | 16.08 |  | 373.8957 | 606.0227 | 627.1986 | 20026 | 16.08 | 373.8957 | 611.5743 |  | 0 | 6506 | 6506 | 2002-06-30 | #NAME? | #NAME? | #NAME?
2002-07-01 | 2002 | 7 | 182 | 1 | 2 | 8.1 | 6.2935 | 10.8333 | 0 | 0 | 0 | #NAME? | #NAME? | #NAME? | #NAME? | #NAME? | #NAME? | FALSE | 0 | TRUE | TRUE | #NAME? | #NAME? | #NAME? | #NAME? | #NAME? | #NAME? | #NAME? | #NAME? | #NAME? | #NAME? |  |  | 1: 0; 2: 0; 3: 4.1062; 4: 9.4328 | 13.539 |  | 336.9205 | 518.7506 | 534.7944 | 20027 | 13.539 | 336.9205 | 551.0947 |  | 0 | 6507 | 6507 | 2002-07-01 | #NAME? | #NAME? | #NAME?
2002-07-02 | 2002 | 7 | 183 | 2 | 3 | 5 | 6.3589 | 8.8333 | 0 | 0 | 0 | #NAME? | #NAME? | #NAME? | #NAME? | #NAME? | #NAME? | TRUE | 0 | TRUE | TRUE | #NAME? | #NAME? | #NAME? | #NAME? | #NAME? | #NAME? | #NAME? | #NAME? | #NAME? | #NAME? |  |  | 1: 0; 2: 0; 3: 0; 4: 0 | 0 |  | 0 | 0 | 0 | 20027 | 0 | 0 | 0 |  | 0 | 6508 | 6508 | 2002-07-02 | #NAME? | #NAME? | #NAME?
2002-07-03 | 2002 | 7 | 184 | 3 | 4 | 6.2 | 5.6149 | 13.3333 | 0 | 0 | 0 | #NAME? | #NAME? | #NAME? | #NAME? | #NAME? | #NAME? | FALSE | 0 | TRUE | TRUE | #NAME? | #NAME? | #NAME? | #NAME? | #NAME? | #NAME? | #NAME? | #NAME? | #NAME? | #NAME? |  |  | 1: 0; 2: 0; 3: 2.1718; 4: 5.7774 | 7.9493 |  | 201.3246 | 309.9759 | 319.5628 | 20027 | 7.9493 | 201.3246 | 329.3029 |  | 0 | 6509 | 6509 | 2002-07-03 | #NAME? | #NAME? | #NAME?
2002-07-04 | 2002 | 7 | 185 | 4 | 5 | 7.3 | 6.2259 | 9.3333 | 0 | 0 | 0 | #NAME? | #NAME? | #NAME? | #NAME? | #NAME? | #NAME? | TRUE | 0 | TRUE | TRUE | #NAME? | #NAME? | #NAME? | #NAME? | #NAME? | #NAME? | #NAME? | #NAME? | #NAME? | #NAME? |  |  | 1: 0; 2: 0; 3: 0; 4: 0 | 0 |  | 0 | 0 | 0 | 20027 | 0 | 0 | 0 |  | 0 | 6510 | 6510 | 2002-07-04 | #NAME? | #NAME? | #NAME?
2002-07-05 | 2002 | 7 | 186 | 5 | 6 | 8.4 | 6.4536 | 17 | 0 | 0 | 0 | #NAME? | #NAME? | #NAME? | #NAME? | #NAME? | #NAME? | FALSE | 0 | TRUE | TRUE | #NAME? | #NAME? | #NAME? | #NAME? | #NAME? | #NAME? | #NAME? | #NAME? | #NAME? | #NAME? |  |  | 1: 0; 2: 0; 3: 0; 4: 6.5124 | 6.5124 |  | 191.0317 | 294.1282 | 303.225 | 20027 | 6.5124 | 191.0317 | 312.4671 |  | 0 | 6511 | 6511 | 2002-07-05 | #NAME? | #NAME? | #NAME?
2002-07-06 | 2002 | 7 | 187 | 6 | 7 | 3.5 | 6.1249 | 12.3333 | 0 | 0 | 0 | #NAME? | #NAME? | #NAME? | #NAME? | #NAME? | #NAME? | FALSE | 0 | TRUE | TRUE | #NAME? | #NAME? | #NAME? | #NAME? | #NAME? | #NAME? | #NAME? | #NAME? | #NAME? | #NAME? |  |  | 1: 0; 2: 0; 3: 2.339; 4: 0 | 2.339 |  | 34.3056 | 52.8197 | 54.4533 | 20027 | 2.339 | 34.3056 | 56.1131 |  | 0 | 6512 | 6512 | 2002-07-06 | #NAME? | #NAME? | #NAME?
2002-07-07 | 2002 | 7 | 188 | 7 | 1 | 9 | 6.7586 | 13.5 | 2.7 | 2.7 | 0 | #NAME? | #NAME? | #NAME? | #NAME? | #NAME? | #NAME? | TRUE | 0 | TRUE | TRUE | #NAME? | #NAME? | #NAME? | #NAME? | #NAME? | #NAME? | #NAME? | #NAME? | #NAME? | #NAME? |  |  | 1: 6.8877; 2: 12.9959; 3: 0; 4: 0 | 19.8836 |  | 482.2332 | 784.3777 | 811.9958 | 20027 | 19.8836 | 482.2332 | 788.78 |  | 0 | 6513 | 6513 | 2002-07-07 | #NAME? | #NAME? | #NAME?
2002-07-08 | 2002 | 7 | 189 | 8 | 2 | 13.1 | 2.8766 | 8 | 12.8 | 12.8 | 5.85 | #NAME? | #NAME? | #NAME? | #NAME? | #NAME? | #NAME? | FALSE | 2.7 | TRUE | TRUE | #NAME? | #NAME? | #NAME? | #NAME? | #NAME? | #NAME? | #NAME? | #NAME? | #NAME? | #NAME? |  |  | 1: 0; 2: 0; 3: 4.5691; 4: 10.6355 | 15.2046 |  | 378.9872 | 583.5199 | 601.5669 | 20027 | 15.2046 | 378.9872 | 619.9023 |  | 0 | 6514 | 6514 | 2002-07-08 | #NAME? | #NAME? | #NAME?
2002-07-09 | 2002 | 7 | 190 | 9 | 3 | 13.1 | 4.4515 | 25.1667 | 1.4 | 1.4 | 0 | #NAME? | #NAME? | #NAME? | #NAME? | #NAME? | #NAME? | TRUE | 15.5 | FALSE | TRUE | #NAME? | #NAME? | #NAME? | #NAME? | #NAME? | #NAME? | #NAME? | #NAME? | #NAME? | #NAME? |  |  | 1: 0; 2: 0; 3: 0; 4: 0 | 0 |  | 0 | 0 | 0 | 20027 | 0 | 0 | 0 |  | 0 | 6515 | 6515 | 2002-07-09 | #NAME? | #NAME? | #NAME?
2002-07-10 | 2002 | 7 | 191 | 10 | 4 | 12.1 | 5.4451 | 7.5 | 0 | 0 | 0 | #NAME? | #NAME? | #NAME? | #NAME? | #NAME? | #NAME? | FALSE | 14.2 | FALSE | TRUE | #NAME? | #NAME? | #NAME? | #NAME? | #NAME? | #NAME? | #NAME? | #NAME? | #NAME? | #NAME? |  |  | 1: 0; 2: 0; 3: 0; 4: 0 | 0 |  | 0 | 0 | 0 | 20027 | 0 | 0 | 0 |  | 0 | 6516 | 6516 | 2002-07-10 | #NAME? | #NAME? | #NAME?
2002-07-11 | 2002 | 7 | 192 | 11 | 5 | 15.1 | 6.9586 | 10.8333 | 0 | 0 | 0 | #NAME? | #NAME? | #NAME? | #NAME? | #NAME? | #NAME? | TRUE | 1.4 | TRUE | TRUE | #NAME? | #NAME? | #NAME? | #NAME? | #NAME? | #NAME? | #NAME? | #NAME? | #NAME? | #NAME? |  |  | 1: 0; 2: 0; 3: 0; 4: 0 | 0 |  | 0 | 0 | 0 | 20027 | 0 | 0 | 0 |  | 0 | 6517 | 6517 | 2002-07-11 | #NAME? | #NAME? | #NAME?
2002-07-12 | 2002 | 7 | 193 | 12 | 6 | 15 | 8.0945 | 12.1667 | 0 | 0 | 0 | #NAME? | #NAME? | #NAME? | #NAME? | #NAME? | #NAME? | FALSE | 0 | TRUE | TRUE | #NAME? | #NAME? | #NAME? | #NAME? | #NAME? | #NAME? | #NAME? | #NAME? | #NAME? | #NAME? |  |  | 1: 0; 2: 0; 3: 0; 4: 11.2319 | 11.2319 |  | 329.4685 | 507.2768 | 522.9658 | 20027 | 11.2319 | 329.4685 | 538.9055 |  | 0 | 6518 | 6518 | 2002-07-12 | #NAME? | #NAME? | #NAME?
2002-07-13 | 2002 | 7 | 194 | 13 | 7 | 14.5 | 7.9944 | 3.5 | 0 | 0 | 0 | #NAME? | #NAME? | #NAME? | #NAME? | #NAME? | #NAME? | FALSE | 0 | TRUE | TRUE | #NAME? | #NAME? | #NAME? | #NAME? | #NAME? | #NAME? | #NAME? | #NAME? | #NAME? | #NAME? |  |  | 1: 0; 2: 0; 3: 2.3619; 4: 0 | 2.3619 |  | 34.6405 | 53.3354 | 54.985 | 20027 | 2.3619 | 34.6405 | 56.6609 |  | 0 | 6519 | 6519 | 2002-07-13 | #NAME? | #NAME? | #NAME?
2002-07-14 | 2002 | 7 | 195 | 14 | 1 | 16.3 | 6.6313 | 14.6667 | 0 | 0 | 0 | #NAME? | #NAME? | #NAME? | #NAME? | #NAME? | #NAME? | TRUE | 0 | TRUE | TRUE | #NAME? | #NAME? | #NAME? | #NAME? | #NAME? | #NAME? | #NAME? | #NAME? | #NAME? | #NAME? |  |  | 1: 10.3195; 2: 19.1541; 3: 0; 4: 0 | 29.4737 |  | 713.2076 | 1159.8555 | 1200.678 | 20027 | 29.4737 | 713.2076 | 1166.5805 |  | 0 | 6520 | 6520 | 2002-07-14 | #NAME? | #NAME? | #NAME?
2002-07-15 | 2002 | 7 | 196 | 15 | 2 | 11.8 | 6.0208 | 5 | 0 | 0 | 0 | #NAME? | #NAME? | #NAME? | #NAME? | #NAME? | #NAME? | FALSE | 0 | TRUE | TRUE | #NAME? | #NAME? | #NAME? | #NAME? | #NAME? | #NAME? | #NAME? | #NAME? | #NAME? | #NAME? |  |  | 1: 0; 2: 0; 3: 0; 4: 10.3241 | 10.3241 |  | 302.8415 | 466.2798 | 480.7008 | 20027 | 10.3241 | 302.8415 | 495.3523 |  | 0 | 6521 | 6521 | 2002-07-15 | #NAME? | #NAME? | #NAME?
2002-07-16 | 2002 | 7 | 197 | 16 | 3 | 13.5 | 6.6426 | 19.1667 | 0 | 0 | 0 | #NAME? | #NAME? | #NAME? | #NAME? | #NAME? | #NAME? | TRUE | 0 | TRUE | TRUE | #NAME? | #NAME? | #NAME? | #NAME? | #NAME? | #NAME? | #NAME? | #NAME? | #NAME? | #NAME? |  |  | 1: 2.2241; 2: 3.5681; 3: 0; 4: 0 | 5.7922 |  | 137.285 | 222.8769 | 230.6923 | 20027 | 5.7922 | 137.285 | 224.5545 |  | 0 | 6522 | 6522 | 2002-07-16 | #NAME? | #NAME? | #NAME?
2002-07-17 | 2002 | 7 | 198 | 17 | 4 | 13.9 | 7.4911 | 8.1667 | 0 | 0 | 0 | #NAME? | #NAME? | #NAME? | #NAME? | #NAME? | #NAME? | FALSE | 0 | TRUE | TRUE | #NAME? | #NAME? | #NAME? | #NAME? | #NAME? | #NAME? | #NAME? | #NAME? | #NAME? | #NAME? |  |  | 1: 0; 2: 0; 3: 0; 4: 5.9334 | 5.9334 |  | 174.0475 | 267.978 | 276.2659 | 20027 | 5.9334 | 174.0475 | 284.6864 |  | 0 | 6523 | 6523 | 2002-07-17 | #NAME? | #NAME? | #NAME?
2002-07-18 | 2002 | 7 | 199 | 18 | 5 | 14.9 | 6.677 | 15.8333 | 0 | 0 | 0 | #NAME? | #NAME? | #NAME? | #NAME? | #NAME? | #NAME? | TRUE | 0 | TRUE | TRUE | #NAME? | #NAME? | #NAME? | #NAME? | #NAME? | #NAME? | #NAME? | #NAME? | #NAME? | #NAME? |  |  | 1: 0; 2: 0; 3: 0; 4: 0 | 0 |  | 0 | 0 | 0 | 20027 | 0 | 0 | 0 |  | 0 | 6524 | 6524 | 2002-07-18 | #NAME? | #NAME? | #NAME?
2002-07-19 | 2002 | 7 | 200 | 19 | 6 | 14.3 | 6.2515 | 24 | 0 | 0 | 0 | #NAME? | #NAME? | #NAME? | #NAME? | #NAME? | #NAME? | FALSE | 0 | TRUE | TRUE | #NAME? | #NAME? | #NAME? | #NAME? | #NAME? | #NAME? | #NAME? | #NAME? | #NAME? | #NAME? |  |  | 1: 0; 2: 0; 3: 0; 4: 7.7924 | 7.7924 |  | 228.578 | 351.9375 | 362.8221 | 20027 | 7.7924 | 228.578 | 373.8808 |  | 0 | 6525 | 6525 | 2002-07-19 | #NAME? | #NAME? | #NAME?
2002-07-20 | 2002 | 7 | 201 | 20 | 7 | 10 | 4.8463 | 15.3333 | 1.2 | 1.2 | 0 | #NAME? | #NAME? | #NAME? | #NAME? | #NAME? | #NAME? | FALSE | 0 | TRUE | TRUE | #NAME? | #NAME? | #NAME? | #NAME? | #NAME? | #NAME? | #NAME? | #NAME? | #NAME? | #NAME? |  |  | 1: 0; 2: 0; 3: 0; 4: 0 | 0 |  | 0 | 0 | 0 | 20027 | 0 | 0 | 0 |  | 0 | 6526 | 6526 | 2002-07-20 | #NAME? | #NAME? | #NAME?
2002-07-21 | 2002 | 7 | 202 | 21 | 1 | 9.2 | 5.2825 | 15.6667 | 0 | 0 | 0 | #NAME? | #NAME? | #NAME? | #NAME? | #NAME? | #NAME? | TRUE | 1.2 | TRUE | TRUE | #NAME? | #NAME? | #NAME? | #NAME? | #NAME? | #NAME? | #NAME? | #NAME? | #NAME? | #NAME? |  |  | 1: 10.3056; 2: 18.5728; 3: 0; 4: 0 | 28.8784 |  | 695.9512 | 1131.4122 | 1171.2048 | 20027 | 28.8784 | 695.9512 | 1138.3546 |  | 0 | 6527 | 6527 | 2002-07-21 | #NAME? | #NAME? | #NAME?
2002-07-22 | 2002 | 7 | 203 | 22 | 2 | 5.2 | 5.7633 | 7 | 0 | 0 | 0 | #NAME? | #NAME? | #NAME? | #NAME? | #NAME? | #NAME? | FALSE | 1.2 | TRUE | TRUE | #NAME? | #NAME? | #NAME? | #NAME? | #NAME? | #NAME? | #NAME? | #NAME? | #NAME? | #NAME? |  |  | 1: 0; 2: 0; 3: 7.0848; 4: 8.6757 | 15.7605 |  | 358.3966 | 551.8169 | 568.8834 | 20027 | 15.7605 | 358.3966 | 586.2227 |  | 0 | 6528 | 6528 | 2002-07-22 | #NAME? | #NAME? | #NAME?
2002-07-23 | 2002 | 7 | 204 | 23 | 3 | 11.2 | 6.3942 | 7 | 0 | 0 | 0 | #NAME? | #NAME? | #NAME? | #NAME? | #NAME? | #NAME? | TRUE | 0 | TRUE | TRUE | #NAME? | #NAME? | #NAME? | #NAME? | #NAME? | #NAME? | #NAME? | #NAME? | #NAME? | #NAME? |  |  | 1: 0; 2: 0; 3: 0; 4: 0 | 0 |  | 0 | 0 | 0 | 20027 | 0 | 0 | 0 |  | 0 | 6529 | 6529 | 2002-07-23 | #NAME? | #NAME? | #NAME?
2002-07-24 | 2002 | 7 | 205 | 24 | 4 | 14.6 | 6.5917 | 18.1667 | 0.4 | 0.4 | 0 | #NAME? | #NAME? | #NAME? | #NAME? | #NAME? | #NAME? | FALSE | 0 | TRUE | TRUE | #NAME? | #NAME? | #NAME? | #NAME? | #NAME? | #NAME? | #NAME? | #NAME? | #NAME? | #NAME? |  |  | 1: 0; 2: 0; 3: 8.24; 4: 5.822 | 14.062 |  | 291.631 | 449.0192 | 462.9063 | 20027 | 14.062 | 291.631 | 477.0155 |  | 0 | 6530 | 6530 | 2002-07-24 | #NAME? | #NAME? | #NAME?
2002-07-25 | 2002 | 7 | 206 | 25 | 5 | 13.3 | 6.9974 | 3.5 | 2.6 | 2.6 | 0 | #NAME? | #NAME? | #NAME? | #NAME? | #NAME? | #NAME? | TRUE | 0.4 | TRUE | TRUE | #NAME? | #NAME? | #NAME? | #NAME? | #NAME? | #NAME? | #NAME? | #NAME? | #NAME? | #NAME? |  |  | 1: 13.1989; 2: 20.8412; 3: 0; 4: 0 | 34.0401 |  | 804.927 | 1306.5126 | 1352.307 | 20027 | 34.0401 | 804.927 | 1316.6043 |  | 0 | 6531 | 6531 | 2002-07-25 | #NAME? | #NAME? | #NAME?
2002-07-26 | 2002 | 7 | 207 | 26 | 6 | 15.7 | 4.6129 | 11.5 | 4.3 | 4.3 | 0 | #NAME? | #NAME? | #NAME? | #NAME? | #NAME? | #NAME? | FALSE | 3 | TRUE | TRUE | #NAME? | #NAME? | #NAME? | #NAME? | #NAME? | #NAME? | #NAME? | #NAME? | #NAME? | #NAME? |  |  | 1: 0; 2: 0; 3: 0; 4: 7.474 | 7.474 |  | 219.2375 | 337.5561 | 347.996 | 20027 | 7.474 | 219.2375 | 358.6027 |  | 0 | 6532 | 6532 | 2002-07-26 | #NAME? | #NAME? | #NAME?
2002-07-27 | 2002 | 7 | 208 | 27 | 7 | 9.6 | 4.4093 | 9.3333 | 2.2 | 2.2 | 0 | #NAME? | #NAME? | #NAME? | #NAME? | #NAME? | #NAME? | FALSE | 6.9 | TRUE | TRUE | #NAME? | #NAME? | #NAME? | #NAME? | #NAME? | #NAME? | #NAME? | #NAME? | #NAME? | #NAME? |  |  | 1: 0; 2: 0; 3: 7.4509; 4: 0 | 7.4509 |  | 109.2805 | 168.2573 | 173.4612 | 20027 | 7.4509 | 109.2805 | 178.7482 |  | 0 | 6533 | 6533 | 2002-07-27 | #NAME? | #NAME? | #NAME?
2002-07-28 | 2002 | 7 | 209 | 28 | 1 | 9.1 | 5.8604 | 6.3333 | 0 | 0 | 0 | #NAME? | #NAME? | #NAME? | #NAME? | #NAME? | #NAME? | TRUE | 6.5 | TRUE | TRUE | #NAME? | #NAME? | #NAME? | #NAME? | #NAME? | #NAME? | #NAME? | #NAME? | #NAME? | #NAME? |  |  | 1: 6.0834; 2: 8.7057; 3: 0; 4: 0 | 14.7891 |  | 344.5916 | 558.6241 | 578.1513 | 20027 | 14.7891 | 344.5916 | 563.6422 |  | 0 | 6534 | 6534 | 2002-07-28 | #NAME? | #NAME? | #NAME?
2002-07-29 | 2002 | 7 | 210 | 29 | 2 | 10.6 | 5.5927 | 6.5 | 0 | 0 | 0 | #NAME? | #NAME? | #NAME? | #NAME? | #NAME? | #NAME? | FALSE | 2.2 | TRUE | TRUE | #NAME? | #NAME? | #NAME? | #NAME? | #NAME? | #NAME? | #NAME? | #NAME? | #NAME? | #NAME? |  |  | 1: 0; 2: 0; 3: 2.5793; 4: 8.1001 | 10.6795 |  | 275.4341 | 424.081 | 437.197 | 20027 | 10.6795 | 275.4341 | 450.5225 |  | 0 | 6535 | 6535 | 2002-07-29 | #NAME? | #NAME? | #NAME?
2002-07-30 | 2002 | 7 | 211 | 30 | 3 | 8.9 | 4.6259 | 8.8333 | 0.4 | 0.4 | 0 | #NAME? | #NAME? | #NAME? | #NAME? | #NAME? | #NAME? | TRUE | 0 | TRUE | TRUE | #NAME? | #NAME? | #NAME? | #NAME? | #NAME? | #NAME? | #NAME? | #NAME? | #NAME? | #NAME? |  |  | 1: 2.4146; 2: 2.7642; 3: 0; 4: 0 | 5.1788 |  | 116.4971 | 188.2787 | 194.8163 | 20027 | 5.1788 | 116.4971 | 190.5521 |  | 0 | 6536 | 6536 | 2002-07-30 | #NAME? | #NAME? | #NAME?
2002-07-31 | 2002 | 7 | 212 | 31 | 4 | 6.2 | 3.4737 | 11.8333 | 6.8 | 6.8 | 1.35 | #NAME? | #NAME? | #NAME? | #NAME? | #NAME? | #NAME? | FALSE | 0.4 | TRUE | TRUE | #NAME? | #NAME? | #NAME? | #NAME? | #NAME? | #NAME? | #NAME? | #NAME? | #NAME? | #NAME? |  |  | 1: 0; 2: 0; 3: 3.7957; 4: 5.1335 | 8.9293 |  | 206.2546 | 317.5667 | 327.3883 | 20027 | 8.9293 | 206.2546 | 337.3669 |  | 0 | 6537 | 6537 | 2002-07-31 | #NAME? | #NAME? | #NAME?
2002-08-01 | 2002 | 8 | 213 | 1 | 5 | 5.1 | 2.5731 | 10.3333 | 0.2 | 0.2 | 0 | #NAME? | #NAME? | #NAME? | #NAME? | #NAME? | #NAME? | TRUE | 7.2 | TRUE | FALSE | #NAME? | #NAME? | #NAME? | #NAME? | #NAME? | #NAME? | #NAME? | #NAME? | #NAME? | #NAME? |  |  | 1: 0; 2: 0; 3: 0; 4: 0 | 0 |  | 0 | 0 | 0 | 20028 | 0 | 0 | 0 |  | 0 | 6538 | 6538 | 2002-08-01 | #NAME? | #NAME? | #NAME?
2002-08-02 | 2002 | 8 | 214 | 2 | 6 | 2 | 3.2833 | 13.3333 | 11.2 | 11.2 | 4.65 | #NAME? | #NAME? | #NAME? | #NAME? | #NAME? | #NAME? | FALSE | 7 | TRUE | FALSE | #NAME? | #NAME? | #NAME? | #NAME? | #NAME? | #NAME? | #NAME? | #NAME? | #NAME? | #NAME? |  |  | 1: 0; 2: 0; 3: 0; 4: 0 | 0 |  | 0 | 0 | 0 | 20028 | 0 | 0 | 0 |  | 0 | 6539 | 6539 | 2002-08-02 | #NAME? | #NAME? | #NAME?
2002-08-03 | 2002 | 8 | 215 | 3 | 7 | 2.3 | 2.0115 | 16.8333 | 0 | 0 | 0 | #NAME? | #NAME? | #NAME? | #NAME? | #NAME? | #NAME? | FALSE | 11.4 | FALSE | TRUE | #NAME? | #NAME? | #NAME? | #NAME? | #NAME? | #NAME? | #NAME? | #NAME? | #NAME? | #NAME? |  |  | 1: 0; 2: 0; 3: 0; 4: 0 | 0 |  | 0 | 0 | 0 | 20028 | 0 | 0 | 0 |  | 0 | 6540 | 6540 | 2002-08-03 | #NAME? | #NAME? | #NAME?
2002-08-04 | 2002 | 8 | 216 | 4 | 1 | 5.6 | 1.854 | 12.3333 | 3.5 | 3.5 | 0 | #NAME? | #NAME? | #NAME? | #NAME? | #NAME? | #NAME? | TRUE | 11.2 | FALSE | TRUE | #NAME? | #NAME? | #NAME? | #NAME? | #NAME? | #NAME? | #NAME? | #NAME? | #NAME? | #NAME? |  |  | 1: 0; 2: 0; 3: 0; 4: 0 | 0 |  | 0 | 0 | 0 | 20028 | 0 | 0 | 0 |  | 0 | 6541 | 6541 | 2002-08-04 | #NAME? | #NAME? | #NAME?
2002-08-05 | 2002 | 8 | 217 | 5 | 2 | 7.8 | 3.7252 | 12.3333 | 2.5 | 2.5 | 0 | #NAME? | #NAME? | #NAME? | #NAME? | #NAME? | #NAME? | FALSE | 3.5 | TRUE | TRUE | #NAME? | #NAME? | #NAME? | #NAME? | #NAME? | #NAME? | #NAME? | #NAME? | #NAME? | #NAME? |  |  | 1: 0; 2: 0; 3: 2.4153; 4: 4.406 | 6.8213 |  | 164.6671 | 253.5351 | 261.3764 | 20028 | 6.8213 | 164.6671 | 269.343 |  | 0 | 6542 | 6542 | 2002-08-05 | #NAME? | #NAME? | #NAME?
2002-08-06 | 2002 | 8 | 218 | 6 | 3 | 8.7 | 3.2067 | 6.3333 | 0 | 0 | 0 | #NAME? | #NAME? | #NAME? | #NAME? | #NAME? | #NAME? | TRUE | 6 | TRUE | TRUE | #NAME? | #NAME? | #NAME? | #NAME? | #NAME? | #NAME? | #NAME? | #NAME? | #NAME? | #NAME? |  |  | 1: 5.7697; 2: 8.0558; 3: 0; 4: 0 | 13.8255 |  | 320.9256 | 520.0909 | 538.2584 | 20028 | 13.8255 | 320.9256 | 524.9321 |  | 0 | 6543 | 6543 | 2002-08-06 | #NAME? | #NAME? | #NAME?
2002-08-07 | 2002 | 8 | 219 | 7 | 4 | 5.1 | 3.9806 | 8 | 0 | 0 | 0 | #NAME? | #NAME? | #NAME? | #NAME? | #NAME? | #NAME? | FALSE | 2.5 | TRUE | TRUE | #NAME? | #NAME? | #NAME? | #NAME? | #NAME? | #NAME? | #NAME? | #NAME? | #NAME? | #NAME? |  |  | 1: 0; 2: 0; 3: 7.4355; 4: 4.0437 | 11.4792 |  | 227.6683 | 350.5369 | 361.3782 | 20028 | 11.4792 | 227.6683 | 372.3928 |  | 0 | 6544 | 6544 | 2002-08-07 | #NAME? | #NAME? | #NAME?
2002-08-08 | 2002 | 8 | 220 | 8 | 5 | 6.7 | 4.7488 | 6.8333 | 0 | 0 | 0 | #NAME? | #NAME? | #NAME? | #NAME? | #NAME? | #NAME? | TRUE | 0 | TRUE | TRUE | #NAME? | #NAME? | #NAME? | #NAME? | #NAME? | #NAME? | #NAME? | #NAME? | #NAME? | #NAME? |  |  | 1: 12.3544; 2: 17.1148; 3: 0; 4: 0 | 29.4692 |  | 683.2319 | 1107.1288 | 1145.7935 | 20028 | 29.4692 | 683.2319 | 1117.5498 |  | 0 | 6545 | 6545 | 2002-08-08 | #NAME? | #NAME? | #NAME?
2002-08-09 | 2002 | 8 | 221 | 9 | 6 | 9.1 | 6.1398 | 4.1667 | 0 | 0 | 0 | #NAME? | #NAME? | #NAME? | #NAME? | #NAME? | #NAME? | FALSE | 0 | TRUE | TRUE | #NAME? | #NAME? | #NAME? | #NAME? | #NAME? | #NAME? | #NAME? | #NAME? | #NAME? | #NAME? |  |  | 1: 0; 2: 0; 3: 0; 4: 4.8918 | 4.8918 |  | 143.4937 | 220.9347 | 227.7677 | 20028 | 4.8918 | 143.4937 | 234.7099 |  | 0 | 6546 | 6546 | 2002-08-09 | #NAME? | #NAME? | #NAME?
2002-08-10 | 2002 | 8 | 222 | 10 | 7 | 9.4 | 3.7671 | 9.3333 | 7.7 | 7.7 | 2.025 | #NAME? | #NAME? | #NAME? | #NAME? | #NAME? | #NAME? | FALSE | 0 | TRUE | TRUE | #NAME? | #NAME? | #NAME? | #NAME? | #NAME? | #NAME? | #NAME? | #NAME? | #NAME? | #NAME? |  |  | 1: 0; 2: 0; 3: 0; 4: 0 | 0 |  | 0 | 0 | 0 | 20028 | 0 | 0 | 0 |  | 0 | 6547 | 6547 | 2002-08-10 | #NAME? | #NAME? | #NAME?
2002-08-11 | 2002 | 8 | 223 | 11 | 1 | 7.8 | 3.9997 | 18 | 0 | 0 | 0 | #NAME? | #NAME? | #NAME? | #NAME? | #NAME? | #NAME? | TRUE | 7.7 | TRUE | TRUE | #NAME? | #NAME? | #NAME? | #NAME? | #NAME? | #NAME? | #NAME? | #NAME? | #NAME? | #NAME? |  |  | 1: 8.3179; 2: 11.7259; 3: 0; 4: 0 | 20.0437 |  | 465.9536 | 755.2182 | 781.6062 | 20028 | 20.0437 | 465.9536 | 762.1517 |  | 0 | 6548 | 6548 | 2002-08-11 | #NAME? | #NAME? | #NAME?
2002-08-12 | 2002 | 8 | 224 | 12 | 2 | 6.1 | 4.3024 | 2.1667 | 0 | 0 | 0 | #NAME? | #NAME? | #NAME? | #NAME? | #NAME? | #NAME? | FALSE | 7.7 | TRUE | TRUE | #NAME? | #NAME? | #NAME? | #NAME? | #NAME? | #NAME? | #NAME? | #NAME? | #NAME? | #NAME? |  |  | 1: 0; 2: 0; 3: 4.0033; 4: 5.6236 | 9.6269 |  | 223.6749 | 344.3883 | 355.0395 | 20028 | 9.6269 | 223.6749 | 365.8609 |  | 0 | 6549 | 6549 | 2002-08-12 | #NAME? | #NAME? | #NAME?
2002-08-13 | 2002 | 8 | 225 | 13 | 3 | 11 | 6.2304 | 8.3333 | 0 | 0 | 0 | #NAME? | #NAME? | #NAME? | #NAME? | #NAME? | #NAME? | TRUE | 0 | TRUE | TRUE | #NAME? | #NAME? | #NAME? | #NAME? | #NAME? | #NAME? | #NAME? | #NAME? | #NAME? | #NAME? |  |  | 1: 2.5679; 2: 3.9311; 3: 0; 4: 0 | 6.499 |  | 152.9741 | 248.2031 | 256.8956 | 20028 | 6.499 | 152.9741 | 250.2169 |  | 0 | 6550 | 6550 | 2002-08-13 | #NAME? | #NAME? | #NAME?
2002-08-14 | 2002 | 8 | 226 | 14 | 4 | 10.4 | 3.9884 | 12.1667 | 6.4 | 6.4 | 1.05 | #NAME? | #NAME? | #NAME? | #NAME? | #NAME? | #NAME? | FALSE | 0 | TRUE | TRUE | #NAME? | #NAME? | #NAME? | #NAME? | #NAME? | #NAME? | #NAME? | #NAME? | #NAME? | #NAME? |  |  | 1: 0; 2: 0; 3: 4.1563; 4: 5.7931 | 9.9494 |  | 230.8897 | 355.4968 | 366.4916 | 20028 | 9.9494 | 230.8897 | 377.662 |  | 0 | 6551 | 6551 | 2002-08-14 | #NAME? | #NAME? | #NAME?
2002-08-15 | 2002 | 8 | 227 | 15 | 5 | 7.5 | 2.5352 | 8.1667 | 0 | 0 | 0 | #NAME? | #NAME? | #NAME? | #NAME? | #NAME? | #NAME? | TRUE | 6.4 | TRUE | TRUE | #NAME? | #NAME? | #NAME? | #NAME? | #NAME? | #NAME? | #NAME? | #NAME? | #NAME? | #NAME? |  |  | 1: 1.991; 2: 2.4; 3: 0; 4: 0 | 4.391 |  | 99.5999 | 161.0884 | 166.6908 | 20028 | 4.391 | 99.5999 | 162.9138 |  | 0 | 6552 | 6552 | 2002-08-15 | #NAME? | #NAME? | #NAME?
2002-08-16 | 2002 | 8 | 228 | 16 | 6 | 4.5 | 3.0476 | 13.8333 | 7.7 | 7.7 | 2.025 | #NAME? | #NAME? | #NAME? | #NAME? | #NAME? | #NAME? | FALSE | 6.4 | TRUE | TRUE | #NAME? | #NAME? | #NAME? | #NAME? | #NAME? | #NAME? | #NAME? | #NAME? | #NAME? | #NAME? |  |  | 1: 0; 2: 0; 3: 0; 4: 3.6744 | 3.6744 |  | 107.7819 | 165.95 | 171.0824 | 20028 | 3.6744 | 107.7819 | 176.2969 |  | 0 | 6553 | 6553 | 2002-08-16 | #NAME? | #NAME? | #NAME?
2002-08-17 | 2002 | 8 | 229 | 17 | 7 | 3.9 | 3.8544 | 11.3333 | 2.4 | 2.4 | 0 | #NAME? | #NAME? | #NAME? | #NAME? | #NAME? | #NAME? | FALSE | 7.7 | TRUE | TRUE | #NAME? | #NAME? | #NAME? | #NAME? | #NAME? | #NAME? | #NAME? | #NAME? | #NAME? | #NAME? |  |  | 1: 0; 2: 0; 3: 2.7721; 4: 0 | 2.7721 |  | 40.6573 | 62.5993 | 64.5353 | 20028 | 2.7721 | 40.6573 | 66.5023 |  | 0 | 6554 | 6554 | 2002-08-17 | #NAME? | #NAME? | #NAME?
2002-08-18 | 2002 | 8 | 230 | 18 | 1 | 5.5 | 3.8048 | 11.5 | 0 | 0 | 0 | #NAME? | #NAME? | #NAME? | #NAME? | #NAME? | #NAME? | TRUE | 10.1 | FALSE | TRUE | #NAME? | #NAME? | #NAME? | #NAME? | #NAME? | #NAME? | #NAME? | #NAME? | #NAME? | #NAME? |  |  | 1: 0; 2: 0; 3: 0; 4: 0 | 0 |  | 0 | 0 | 0 | 20028 | 0 | 0 | 0 |  | 0 | 6555 | 6555 | 2002-08-18 | #NAME? | #NAME? | #NAME?
2002-08-19 | 2002 | 8 | 231 | 19 | 2 | 10.3 | 4.5372 | 2.8333 | 3.2 | 3.2 | 0 | #NAME? | #NAME? | #NAME? | #NAME? | #NAME? | #NAME? | FALSE | 2.4 | TRUE | TRUE | #NAME? | #NAME? | #NAME? | #NAME? | #NAME? | #NAME? | #NAME? | #NAME? | #NAME? | #NAME? |  |  | 1: 0; 2: 0; 3: 3.3483; 4: 6.4926 | 9.8409 |  | 239.5572 | 368.8421 | 380.2495 | 20028 | 9.8409 | 239.5572 | 391.8393 |  | 0 | 6556 | 6556 | 2002-08-19 | #NAME? | #NAME? | #NAME?
2002-08-20 | 2002 | 8 | 232 | 20 | 3 | 10.7 | 2.863 | 9 | 2.4 | 2.4 | 0 | #NAME? | #NAME? | #NAME? | #NAME? | #NAME? | #NAME? | TRUE | 3.2 | TRUE | TRUE | #NAME? | #NAME? | #NAME? | #NAME? | #NAME? | #NAME? | #NAME? | #NAME? | #NAME? | #NAME? |  |  | 1: 12.5423; 2: 16.0163; 3: 0; 4: 0 | 28.5585 |  | 653.7638 | 1058.2162 | 1095.0842 | 20028 | 28.5585 | 653.7638 | 1069.3495 |  | 0 | 6557 | 6557 | 2002-08-20 | #NAME? | #NAME? | #NAME?
2002-08-21 | 2002 | 8 | 233 | 21 | 4 | 7.2 | 3.9724 | 5.3333 | 0 | 0 | 0 | #NAME? | #NAME? | #NAME? | #NAME? | #NAME? | #NAME? | FALSE | 5.6 | TRUE | TRUE | #NAME? | #NAME? | #NAME? | #NAME? | #NAME? | #NAME? | #NAME? | #NAME? | #NAME? | #NAME? |  |  | 1: 0; 2: 0; 3: 5.1174; 4: 4.0701 | 9.1875 |  | 194.4457 | 299.3847 | 308.644 | 20028 | 9.1875 | 194.4457 | 318.0513 |  | 0 | 6558 | 6558 | 2002-08-21 | #NAME? | #NAME? | #NAME?
2002-08-22 | 2002 | 8 | 234 | 22 | 5 | 8.4 | 4.6142 | 8 | 0 | 0 | 0 | #NAME? | #NAME? | #NAME? | #NAME? | #NAME? | #NAME? | TRUE | 2.4 | TRUE | TRUE | #NAME? | #NAME? | #NAME? | #NAME? | #NAME? | #NAME? | #NAME? | #NAME? | #NAME? | #NAME? |  |  | 1: 3.8211; 2: 5.758; 3: 0; 4: 0 | 9.5791 |  | 224.9443 | 364.9035 | 377.6775 | 20028 | 9.5791 | 224.9443 | 367.9373 |  | 0 | 6559 | 6559 | 2002-08-22 | #NAME? | #NAME? | #NAME?
2002-08-23 | 2002 | 8 | 235 | 23 | 6 | 11 | 4.9116 | 6.5 | 0 | 0 | 0 | #NAME? | #NAME? | #NAME? | #NAME? | #NAME? | #NAME? | FALSE | 0 | TRUE | TRUE | #NAME? | #NAME? | #NAME? | #NAME? | #NAME? | #NAME? | #NAME? | #NAME? | #NAME? | #NAME? |  |  | 1: 0; 2: 0; 3: 0; 4: 4.8178 | 4.8178 |  | 141.3219 | 217.5908 | 224.3205 | 20028 | 4.8178 | 141.3219 | 231.1576 |  | 0 | 6560 | 6560 | 2002-08-23 | #NAME? | #NAME? | #NAME?
2002-08-24 | 2002 | 8 | 236 | 24 | 7 | 10.1 | 4.8267 | 9.5 | 0 | 0 | 0 | #NAME? | #NAME? | #NAME? | #NAME? | #NAME? | #NAME? | FALSE | 0 | TRUE | TRUE | #NAME? | #NAME? | #NAME? | #NAME? | #NAME? | #NAME? | #NAME? | #NAME? | #NAME? | #NAME? |  |  | 1: 0; 2: 0; 3: 10.1457; 4: 0 | 10.1457 |  | 148.8039 | 229.1108 | 236.1967 | 20028 | 10.1457 | 148.8039 | 243.3958 |  | 0 | 6561 | 6561 | 2002-08-24 | #NAME? | #NAME? | #NAME?
2002-08-25 | 2002 | 8 | 237 | 25 | 1 | 10.8 | 4.5733 | 5.1667 | 0 | 0 | 0 | #NAME? | #NAME? | #NAME? | #NAME? | #NAME? | #NAME? | TRUE | 0 | TRUE | TRUE | #NAME? | #NAME? | #NAME? | #NAME? | #NAME? | #NAME? | #NAME? | #NAME? | #NAME? | #NAME? |  |  | 1: 0; 2: 0; 3: 0; 4: 0 | 0 |  | 0 | 0 | 0 | 20028 | 0 | 0 | 0 |  | 0 | 6562 | 6562 | 2002-08-25 | #NAME? | #NAME? | #NAME?
2002-08-26 | 2002 | 8 | 238 | 26 | 2 | 11.8 | 4.6036 | 18.1667 | 0 | 0 | 0 | #NAME? | #NAME? | #NAME? | #NAME? | #NAME? | #NAME? | FALSE | 0 | TRUE | TRUE | #NAME? | #NAME? | #NAME? | #NAME? | #NAME? | #NAME? | #NAME? | #NAME? | #NAME? | #NAME? |  |  | 1: 0; 2: 0; 3: 2.1773; 4: 7.8714 | 10.0487 |  | 262.8283 | 404.6721 | 417.1877 | 20028 | 10.0487 | 262.8283 | 429.9034 |  | 0 | 6563 | 6563 | 2002-08-26 | #NAME? | #NAME? | #NAME?
2002-08-27 | 2002 | 8 | 239 | 27 | 3 | 10.1 | 4.6054 | 12 | 0 | 0 | 0 | #NAME? | #NAME? | #NAME? | #NAME? | #NAME? | #NAME? | TRUE | 0 | TRUE | TRUE | #NAME? | #NAME? | #NAME? | #NAME? | #NAME? | #NAME? | #NAME? | #NAME? | #NAME? | #NAME? |  |  | 1: 3.1813; 2: 4.0619; 3: 0; 4: 0 | 7.2431 |  | 165.8061 | 268.3819 | 277.7322 | 20028 | 7.2431 | 165.8061 | 271.206 |  | 0 | 6564 | 6564 | 2002-08-27 | #NAME? | #NAME? | #NAME?
2002-08-28 | 2002 | 8 | 240 | 28 | 4 | 9 | 5.2091 | 9 | 0 | 0 | 0 | #NAME? | #NAME? | #NAME? | #NAME? | #NAME? | #NAME? | FALSE | 0 | TRUE | TRUE | #NAME? | #NAME? | #NAME? | #NAME? | #NAME? | #NAME? | #NAME? | #NAME? | #NAME? | #NAME? |  |  | 1: 0; 2: 0; 3: 1.6662; 4: 4.813 | 6.4792 |  | 165.6178 | 254.9989 | 262.8855 | 20028 | 6.4792 | 165.6178 | 270.8981 |  | 0 | 6565 | 6565 | 2002-08-28 | #NAME? | #NAME? | #NAME?
2002-08-29 | 2002 | 8 | 241 | 29 | 5 | 10.8 | 4.6686 | 9.8333 | 0 | 0 | 0 | #NAME? | #NAME? | #NAME? | #NAME? | #NAME? | #NAME? | TRUE | 0 | TRUE | TRUE | #NAME? | #NAME? | #NAME? | #NAME? | #NAME? | #NAME? | #NAME? | #NAME? | #NAME? | #NAME? |  |  | 1: 0; 2: 0; 3: 0; 4: 0 | 0 |  | 0 | 0 | 0 | 20028 | 0 | 0 | 0 |  | 0 | 6566 | 6566 | 2002-08-29 | #NAME? | #NAME? | #NAME?
2002-08-30 | 2002 | 8 | 242 | 30 | 6 | 12 | 3.3336 | 22 | 10.2 | 10.2 | 3.9 | #NAME? | #NAME? | #NAME? | #NAME? | #NAME? | #NAME? | FALSE | 0 | TRUE | TRUE | #NAME? | #NAME? | #NAME? | #NAME? | #NAME? | #NAME? | #NAME? | #NAME? | #NAME? | #NAME? |  |  | 1: 0; 2: 0; 3: 0; 4: 5.4327 | 5.4327 |  | 159.3596 | 245.3632 | 252.9518 | 20028 | 5.4327 | 159.3596 | 260.6616 |  | 0 | 6567 | 6567 | 2002-08-30 | #NAME? | #NAME? | #NAME?
2002-08-31 | 2002 | 8 | 243 | 31 | 7 | 7.8 | 3.4067 | 2.5 | 0 | 0 | 0 | #NAME? | #NAME? | #NAME? | #NAME? | #NAME? | #NAME? | FALSE | 10.2 | FALSE | TRUE | #NAME? | #NAME? | #NAME? | #NAME? | #NAME? | #NAME? | #NAME? | #NAME? | #NAME? | #NAME? |  |  | 1: 0; 2: 0; 3: 0; 4: 0 | 0 |  | 0 | 0 | 0 | 20028 | 0 | 0 | 0 |  | 0 | 6568 | 6568 | 2002-08-31 | #NAME? | #NAME? | #NAME?
2002-09-01 | 2002 | 9 | 244 | 1 | 1 | 6.9 | 2.8394 | 14.8333 | 10.4 | 10.4 | 4.05 | #NAME? | #NAME? | #NAME? | #NAME? | #NAME? | #NAME? | TRUE | 10.2 | FALSE | TRUE | #NAME? | #NAME? | #NAME? | #NAME? | #NAME? | #NAME? | #NAME? | #NAME? | #NAME? | #NAME? |  |  | 1: 0; 2: 0; 3: 0; 4: 0 | 0 |  | 0 | 0 | 0 | 20029 | 0 | 0 | 0 |  | 0 | 6569 | 6569 | 2002-09-01 | #NAME? | #NAME? | #NAME?
2002-09-02 | 2002 | 9 | 245 | 2 | 2 | 3.5 | 3.6708 | 7.6667 | 0 | 0 | 0 | #NAME? | #NAME? | #NAME? | #NAME? | #NAME? | #NAME? | FALSE | 10.4 | FALSE | TRUE | #NAME? | #NAME? | #NAME? | #NAME? | #NAME? | #NAME? | #NAME? | #NAME? | #NAME? | #NAME? |  |  | 1: 0; 2: 0; 3: 0; 4: 0 | 0 |  | 0 | 0 | 0 | 20029 | 0 | 0 | 0 |  | 0 | 6570 | 6570 | 2002-09-02 | #NAME? | #NAME? | #NAME?
2002-09-03 | 2002 | 9 | 246 | 3 | 3 | 8.8 | 3.2392 | 9.6667 | 0 | 0 | 0 | #NAME? | #NAME? | #NAME? | #NAME? | #NAME? | #NAME? | TRUE | 10.4 | FALSE | TRUE | #NAME? | #NAME? | #NAME? | #NAME? | #NAME? | #NAME? | #NAME? | #NAME? | #NAME? | #NAME? |  |  | 1: 0; 2: 0; 3: 0; 4: 0 | 0 |  | 0 | 0 | 0 | 20029 | 0 | 0 | 0 |  | 0 | 6571 | 6571 | 2002-09-03 | #NAME? | #NAME? | #NAME?
2002-09-04 | 2002 | 9 | 247 | 4 | 4 | 7.2 | 1.8065 | 13.6667 | 0 | 0 | 0 | #NAME? | #NAME? | #NAME? | #NAME? | #NAME? | #NAME? | FALSE | 0 | TRUE | TRUE | #NAME? | #NAME? | #NAME? | #NAME? | #NAME? | #NAME? | #NAME? | #NAME? | #NAME? | #NAME? |  |  | 1: 0; 2: 0; 3: 0; 4: 6.0805 | 6.0805 |  | 178.3621 | 274.6211 | 283.1145 | 20029 | 6.0805 | 178.3621 | 291.7437 |  | 0 | 6572 | 6572 | 2002-09-04 | #NAME? | #NAME? | #NAME?
2002-09-05 | 2002 | 9 | 248 | 5 | 5 | 4.9 | 1.4897 | 19.3333 | 5.5 | 5.5 | 0.375 | #NAME? | #NAME? | #NAME? | #NAME? | #NAME? | #NAME? | TRUE | 0 | TRUE | TRUE | #NAME? | #NAME? | #NAME? | #NAME? | #NAME? | #NAME? | #NAME? | #NAME? | #NAME? | #NAME? |  |  | 1: 0; 2: 0; 3: 0; 4: 0 | 0 |  | 0 | 0 | 0 | 20029 | 0 | 0 | 0 |  | 0 | 6573 | 6573 | 2002-09-05 | #NAME? | #NAME? | #NAME?
2002-09-06 | 2002 | 9 | 249 | 6 | 6 | 5.5 | 1.4199 | 16 | 1.9 | 1.9 | 0 | #NAME? | #NAME? | #NAME? | #NAME? | #NAME? | #NAME? | FALSE | 5.5 | TRUE | TRUE | #NAME? | #NAME? | #NAME? | #NAME? | #NAME? | #NAME? | #NAME? | #NAME? | #NAME? | #NAME? |  |  | 1: 0; 2: 0; 3: 0; 4: 2.7243 | 2.7243 |  | 79.9136 | 123.0415 | 126.8469 | 20029 | 2.7243 | 79.9136 | 130.7131 |  | 0 | 6574 | 6574 | 2002-09-06 | #NAME? | #NAME? | #NAME?
2002-09-07 | 2002 | 9 | 250 | 7 | 7 | 6.4 | 1.6928 | 3.8333 | 12.3 | 12.3 | 5.475 | #NAME? | #NAME? | #NAME? | #NAME? | #NAME? | #NAME? | FALSE | 7.4 | TRUE | TRUE | #NAME? | #NAME? | #NAME? | #NAME? | #NAME? | #NAME? | #NAME? | #NAME? | #NAME? | #NAME? |  |  | 1: 0; 2: 0; 3: 4.1236; 4: 0 | 4.1236 |  | 60.4793 | 93.1189 | 95.9988 | 20029 | 4.1236 | 60.4793 | 98.9248 |  | 0 | 6575 | 6575 | 2002-09-07 | #NAME? | #NAME? | #NAME?
2002-09-08 | 2002 | 9 | 251 | 8 | 1 | 3.4 | 3.8479 | 9.8333 | 0 | 0 | 0 | #NAME? | #NAME? | #NAME? | #NAME? | #NAME? | #NAME? | TRUE | 14.2 | FALSE | TRUE | #NAME? | #NAME? | #NAME? | #NAME? | #NAME? | #NAME? | #NAME? | #NAME? | #NAME? | #NAME? |  |  | 1: 0; 2: 0; 3: 0; 4: 0 | 0 |  | 0 | 0 | 0 | 20029 | 0 | 0 | 0 |  | 0 | 6576 | 6576 | 2002-09-08 | #NAME? | #NAME? | #NAME?
2002-09-09 | 2002 | 9 | 252 | 9 | 2 | 7.2 | 4.4587 | 11.5 | 0 | 0 | 0 | #NAME? | #NAME? | #NAME? | #NAME? | #NAME? | #NAME? | FALSE | 12.3 | FALSE | TRUE | #NAME? | #NAME? | #NAME? | #NAME? | #NAME? | #NAME? | #NAME? | #NAME? | #NAME? | #NAME? |  |  | 1: 0; 2: 0; 3: 0; 4: 0 | 0 |  | 0 | 0 | 0 | 20029 | 0 | 0 | 0 |  | 0 | 6577 | 6577 | 2002-09-09 | #NAME? | #NAME? | #NAME?
2002-09-10 | 2002 | 9 | 253 | 10 | 3 | 9.7 | 5.142 | 7.1667 | 0 | 0 | 0 | #NAME? | #NAME? | #NAME? | #NAME? | #NAME? | #NAME? | TRUE | 0 | TRUE | TRUE | #NAME? | #NAME? | #NAME? | #NAME? | #NAME? | #NAME? | #NAME? | #NAME? | #NAME? | #NAME? |  |  | 1: 2.9724; 2: 5.4512; 3: 0; 4: 0 | 8.4236 |  | 203.497 | 330.8924 | 342.5352 | 20029 | 8.4236 | 203.497 | 332.8563 |  | 0 | 6578 | 6578 | 2002-09-10 | #NAME? | #NAME? | #NAME?
2002-09-11 | 2002 | 9 | 254 | 11 | 4 | 8.1 | 3.4205 | 15.8333 | 0 | 0 | 0 | #NAME? | #NAME? | #NAME? | #NAME? | #NAME? | #NAME? | FALSE | 0 | TRUE | TRUE | #NAME? | #NAME? | #NAME? | #NAME? | #NAME? | #NAME? | #NAME? | #NAME? | #NAME? | #NAME? |  |  | 1: 0; 2: 0; 3: 6.1457; 4: 9.6767 | 15.8224 |  | 373.9864 | 575.8203 | 593.6292 | 20029 | 15.8224 | 373.9864 | 611.7227 |  | 0 | 6579 | 6579 | 2002-09-11 | #NAME? | #NAME? | #NAME?
2002-09-12 | 2002 | 9 | 255 | 12 | 5 | 5.3 | 4.101 | 7.8333 | 0 | 0 | 0 | #NAME? | #NAME? | #NAME? | #NAME? | #NAME? | #NAME? | TRUE | 0 | TRUE | TRUE | #NAME? | #NAME? | #NAME? | #NAME? | #NAME? | #NAME? | #NAME? | #NAME? | #NAME? | #NAME? |  |  | 1: 0; 2: 0; 3: 0; 4: 0 | 0 |  | 0 | 0 | 0 | 20029 | 0 | 0 | 0 |  | 0 | 6580 | 6580 | 2002-09-12 | #NAME? | #NAME? | #NAME?
2002-09-13 | 2002 | 9 | 256 | 13 | 6 | 7.6 | 2.5521 | 26.6667 | 0 | 0 | 0 | #NAME? | #NAME? | #NAME? | #NAME? | #NAME? | #NAME? | FALSE | 0 | TRUE | TRUE | #NAME? | #NAME? | #NAME? | #NAME? | #NAME? | #NAME? | #NAME? | #NAME? | #NAME? | #NAME? |  |  | 1: 0; 2: 0; 3: 0; 4: 4.5355 | 4.5355 |  | 133.0427 | 204.8436 | 211.179 | 20029 | 4.5355 | 133.0427 | 217.6156 |  | 0 | 6581 | 6581 | 2002-09-13 | #NAME? | #NAME? | #NAME?
2002-09-14 | 2002 | 9 | 257 | 14 | 7 | 4.7 | 3.8485 | 8.6667 | 0 | 0 | 0 | #NAME? | #NAME? | #NAME? | #NAME? | #NAME? | #NAME? | FALSE | 0 | TRUE | TRUE | #NAME? | #NAME? | #NAME? | #NAME? | #NAME? | #NAME? | #NAME? | #NAME? | #NAME? | #NAME? |  |  | 1: 0; 2: 0; 3: 5.0517; 4: 0 | 5.0517 |  | 74.0915 | 114.0775 | 117.6056 | 20029 | 5.0517 | 74.0915 | 121.1902 |  | 0 | 6582 | 6582 | 2002-09-14 | #NAME? | #NAME? | #NAME?
2002-09-15 | 2002 | 9 | 258 | 15 | 1 | 6.8 | 4.7474 | 6.6667 | 0 | 0 | 0 | #NAME? | #NAME? | #NAME? | #NAME? | #NAME? | #NAME? | TRUE | 0 | TRUE | TRUE | #NAME? | #NAME? | #NAME? | #NAME? | #NAME? | #NAME? | #NAME? | #NAME? | #NAME? | #NAME? |  |  | 1: 9.9158; 2: 17.7105; 3: 0; 4: 0 | 27.6263 |  | 664.9397 | 1080.885 | 1118.892 | 20029 | 27.6263 | 664.9397 | 1087.6297 |  | 0 | 6583 | 6583 | 2002-09-15 | #NAME? | #NAME? | #NAME?
2002-09-16 | 2002 | 9 | 259 | 16 | 2 | 8.2 | 4.8952 | 7 | 0 | 0 | 0 | #NAME? | #NAME? | #NAME? | #NAME? | #NAME? | #NAME? | FALSE | 0 | TRUE | TRUE | #NAME? | #NAME? | #NAME? | #NAME? | #NAME? | #NAME? | #NAME? | #NAME? | #NAME? | #NAME? |  |  | 1: 0; 2: 0; 3: 1.5189; 4: 7.0077 | 8.5266 |  | 227.8366 | 350.796 | 361.6453 | 20029 | 8.5266 | 227.8366 | 372.6681 |  | 0 | 6584 | 6584 | 2002-09-16 | #NAME? | #NAME? | #NAME?
2002-09-17 | 2002 | 9 | 260 | 17 | 3 | 7.2 | 2.1125 | 13 | 0 | 0 | 0 | #NAME? | #NAME? | #NAME? | #NAME? | #NAME? | #NAME? | TRUE | 0 | TRUE | TRUE | #NAME? | #NAME? | #NAME? | #NAME? | #NAME? | #NAME? | #NAME? | #NAME? | #NAME? | #NAME? |  |  | 1: 4.1517; 2: 6.57; 3: 0; 4: 0 | 10.7217 |  | 253.6121 | 411.6603 | 426.0902 | 20029 | 10.7217 | 253.6121 | 414.8287 |  | 0 | 6585 | 6585 | 2002-09-17 | #NAME? | #NAME? | #NAME?
2002-09-18 | 2002 | 9 | 261 | 18 | 4 | 4.2 | 3.4197 | 8.6667 | 0 | 0 | 0 | #NAME? | #NAME? | #NAME? | #NAME? | #NAME? | #NAME? | FALSE | 0 | TRUE | FALSE | #NAME? | #NAME? | #NAME? | #NAME? | #NAME? | #NAME? | #NAME? | #NAME? | #NAME? | #NAME? |  |  | 1: 0; 2: 0; 3: 0; 4: 0 | 0 |  | 0 | 0 | 0 | 20029 | 0 | 0 | 0 |  | 0 | 6586 | 6586 | 2002-09-18 | #NAME? | #NAME? | #NAME?
2002-09-19 | 2002 | 9 | 262 | 19 | 5 | 1.3 | 4.8944 | 16.8333 | 5 | 5 | 0 | #NAME? | #NAME? | #NAME? | #NAME? | #NAME? | #NAME? | TRUE | 0 | TRUE | FALSE | #NAME? | #NAME? | #NAME? | #NAME? | #NAME? | #NAME? | #NAME? | #NAME? | #NAME? | #NAME? |  |  | 1: 0; 2: 0; 3: 0; 4: 0 | 0 |  | 0 | 0 | 0 | 20029 | 0 | 0 | 0 |  | 0 | 6587 | 6587 | 2002-09-19 | #NAME? | #NAME? | #NAME?
2002-09-20 | 2002 | 9 | 263 | 20 | 6 | 1.4 | 2.2664 | 4.6667 | 0 | 0 | 0 | #NAME? | #NAME? | #NAME? | #NAME? | #NAME? | #NAME? | FALSE | 5 | TRUE | FALSE | #NAME? | #NAME? | #NAME? | #NAME? | #NAME? | #NAME? | #NAME? | #NAME? | #NAME? | #NAME? |  |  | 1: 0; 2: 0; 3: 0; 4: 0 | 0 |  | 0 | 0 | 0 | 20029 | 0 | 0 | 0 |  | 0 | 6588 | 6588 | 2002-09-20 | #NAME? | #NAME? | #NAME?
2002-09-21 | 2002 | 9 | 264 | 21 | 7 | 1.3 | 2.8492 | 15.1667 | 0 | 0 | 0 | #NAME? | #NAME? | #NAME? | #NAME? | #NAME? | #NAME? | FALSE | 5 | TRUE | FALSE | #NAME? | #NAME? | #NAME? | #NAME? | #NAME? | #NAME? | #NAME? | #NAME? | #NAME? | #NAME? |  |  | 1: 0; 2: 0; 3: 0; 4: 0 | 0 |  | 0 | 0 | 0 | 20029 | 0 | 0 | 0 |  | 0 | 6589 | 6589 | 2002-09-21 | #NAME? | #NAME? | #NAME?
2002-09-22 | 2002 | 9 | 265 | 22 | 1 | 2.1 | 2.3259 | 10.6667 | 0 | 0 | 0 | #NAME? | #NAME? | #NAME? | #NAME? | #NAME? | #NAME? | TRUE | 0 | TRUE | FALSE | #NAME? | #NAME? | #NAME? | #NAME? | #NAME? | #NAME? | #NAME? | #NAME? | #NAME? | #NAME? |  |  | 1: 0; 2: 0; 3: 0; 4: 0 | 0 |  | 0 | 0 | 0 | 20029 | 0 | 0 | 0 |  | 0 | 6590 | 6590 | 2002-09-22 | #NAME? | #NAME? | #NAME?
2002-09-23 | 2002 | 9 | 266 | 23 | 2 | 0 | 2.5362 | 10.3333 | 5.9 | 5.9 | 0.675 | #NAME? | #NAME? | #NAME? | #NAME? | #NAME? | #NAME? | FALSE | 0 | TRUE | TRUE | #NAME? | #NAME? | #NAME? | #NAME? | #NAME? | #NAME? | #NAME? | #NAME? | #NAME? | #NAME? |  |  | 1: 0; 2: 0; 3: 2.3263; 4: 10.8246 | 13.1509 |  | 351.64 | 541.4139 | 558.1587 | 20029 | 13.1509 | 351.64 | 575.171 |  | 0 | 6591 | 6591 | 2002-09-23 | #NAME? | #NAME? | #NAME?
2002-09-24 | 2002 | 9 | 267 | 24 | 3 | 3.5 | 1.2441 | 10 | 0.9 | 0.9 | 0 | #NAME? | #NAME? | #NAME? | #NAME? | #NAME? | #NAME? | TRUE | 5.9 | TRUE | FALSE | #NAME? | #NAME? | #NAME? | #NAME? | #NAME? | #NAME? | #NAME? | #NAME? | #NAME? | #NAME? |  |  | 1: 0; 2: 0; 3: 0; 4: 0 | 0 |  | 0 | 0 | 0 | 20029 | 0 | 0 | 0 |  | 0 | 6592 | 6592 | 2002-09-24 | #NAME? | #NAME? | #NAME?
2002-09-25 | 2002 | 9 | 268 | 25 | 4 | 2.4 | 1.8691 | 8.5 | 0 | 0 | 0 | #NAME? | #NAME? | #NAME? | #NAME? | #NAME? | #NAME? | FALSE | 6.8 | TRUE | FALSE | #NAME? | #NAME? | #NAME? | #NAME? | #NAME? | #NAME? | #NAME? | #NAME? | #NAME? | #NAME? |  |  | 1: 0; 2: 0; 3: 0; 4: 0 | 0 |  | 0 | 0 | 0 | 20029 | 0 | 0 | 0 |  | 0 | 6593 | 6593 | 2002-09-25 | #NAME? | #NAME? | #NAME?
2002-09-26 | 2002 | 9 | 269 | 26 | 5 | 2.1 | 1.1295 | 3.3333 | 0 | 0 | 0 | #NAME? | #NAME? | #NAME? | #NAME? | #NAME? | #NAME? | TRUE | 0.9 | TRUE | FALSE | #NAME? | #NAME? | #NAME? | #NAME? | #NAME? | #NAME? | #NAME? | #NAME? | #NAME? | #NAME? |  |  | 1: 0; 2: 0; 3: 0; 4: 0 | 0 |  | 0 | 0 | 0 | 20029 | 0 | 0 | 0 |  | 0 | 6594 | 6594 | 2002-09-26 | #NAME? | #NAME? | #NAME?
2002-09-27 | 2002 | 9 | 270 | 27 | 6 | -0.2 | 1.3939 | 12.5 | 1.2 | 1.2 | 0 | #NAME? | #NAME? | #NAME? | #NAME? | #NAME? | #NAME? | FALSE | 0 | TRUE | FALSE | #NAME? | #NAME? | #NAME? | #NAME? | #NAME? | #NAME? | #NAME? | #NAME? | #NAME? | #NAME? |  |  | 1: 0; 2: 0; 3: 0; 4: 0 | 0 |  | 0 | 0 | 0 | 20029 | 0 | 0 | 0 |  | 0 | 6595 | 6595 | 2002-09-27 | #NAME? | #NAME? | #NAME?
2002-09-28 | 2002 | 9 | 271 | 28 | 7 | 0.5 | 3.6383 | 13 | 0 | 0 | 0 | #NAME? | #NAME? | #NAME? | #NAME? | #NAME? | #NAME? | FALSE | 1.2 | TRUE | TRUE | #NAME? | #NAME? | #NAME? | #NAME? | #NAME? | #NAME? | #NAME? | #NAME? | #NAME? | #NAME? |  |  | 1: 0; 2: 0; 3: 0; 4: 0 | 0 |  | 0 | 0 | 0 | 20029 | 0 | 0 | 0 |  | 0 | 6596 | 6596 | 2002-09-28 | #NAME? | #NAME? | #NAME?
2002-09-29 | 2002 | 9 | 272 | 29 | 1 | 4.1 | 1.9477 | 15.5 | 4.4 | 4.4 | 0 | #NAME? | #NAME? | #NAME? | #NAME? | #NAME? | #NAME? | TRUE | 1.2 | TRUE | FALSE | #NAME? | #NAME? | #NAME? | #NAME? | #NAME? | #NAME? | #NAME? | #NAME? | #NAME? | #NAME? |  |  | 1: 0; 2: 0; 3: 0; 4: 0 | 0 |  | 0 | 0 | 0 | 20029 | 0 | 0 | 0 |  | 0 | 6597 | 6597 | 2002-09-29 | #NAME? | #NAME? | #NAME?
2002-09-30 | 2002 | 9 | 273 | 30 | 2 | 0.6 | 1.1674 | 18 | 10.6 | 10.6 | 4.2 | #NAME? | #NAME? | #NAME? | #NAME? | #NAME? | #NAME? | FALSE | 4.4 | TRUE | FALSE | #NAME? | #NAME? | #NAME? | #NAME? | #NAME? | #NAME? | #NAME? | #NAME? | #NAME? | #NAME? |  |  | 1: 0; 2: 0; 3: 0; 4: 0 | 0 |  | 0 | 0 | 0 | 20029 | 0 | 0 | 0 |  | 0 | 6598 | 6598 | 2002-09-30 | #NAME? | #NAME? | #NAME?
2003-05-01 | 2003 | 5 | 121 | 1 | 5 | 0 | 3.4884 | 6 | 0 | 0 | 0 | #NAME? | #NAME? | #NAME? | #NAME? | #NAME? | #NAME? | TRUE | 15 | FALSE | FALSE | #NAME? | #NAME? | #NAME? | #NAME? | #NAME? | #NAME? | #NAME? | #NAME? | #NAME? | #NAME? |  |  | 1: 0; 2: 0; 3: 0; 4: 0 | 0 |  | 0 | 0 | 0 | 20035 | 0 | 0 | 0 |  | 0 | 6599 | 6599 | 2003-05-01 | #NAME? | #NAME? | #NAME?
2003-05-02 | 2003 | 5 | 122 | 2 | 6 | 0.1 | 3.9169 | 1.3333 | 0 | 0 | 0 | #NAME? | #NAME? | #NAME? | #NAME? | #NAME? | #NAME? | FALSE | 10.6 | FALSE | FALSE | #NAME? | #NAME? | #NAME? | #NAME? | #NAME? | #NAME? | #NAME? | #NAME? | #NAME? | #NAME? |  |  | 1: 0; 2: 0; 3: 0; 4: 0 | 0 |  | 0 | 0 | 0 | 20035 | 0 | 0 | 0 |  | 0 | 6600 | 6600 | 2003-05-02 | #NAME? | #NAME? | #NAME?
2003-05-03 | 2003 | 5 | 123 | 3 | 7 | -2.6 | 1.1392 | 19.3333 | 2.8 | 2.8 | 0 | #NAME? | #NAME? | #NAME? | #NAME? | #NAME? | #NAME? | FALSE | 0 | TRUE | FALSE | #NAME? | #NAME? | #NAME? | #NAME? | #NAME? | #NAME? | #NAME? | #NAME? | #NAME? | #NAME? |  |  | 1: 0; 2: 0; 3: 0; 4: 0 | 0 |  | 0 | 0 | 0 | 20035 | 0 | 0 | 0 |  | 0 | 6601 | 6601 | 2003-05-03 | #NAME? | #NAME? | #NAME?
2003-05-04 | 2003 | 5 | 124 | 4 | 1 | -2.8 | 0.92659 | 10.3333 | 2.5 | 2.5 | 0 | #NAME? | #NAME? | #NAME? | #NAME? | #NAME? | #NAME? | TRUE | 2.8 | TRUE | FALSE | #NAME? | #NAME? | #NAME? | #NAME? | #NAME? | #NAME? | #NAME? | #NAME? | #NAME? | #NAME? |  |  | 1: 0; 2: 0; 3: 0; 4: 0 | 0 |  | 0 | 0 | 0 | 20035 | 0 | 0 | 0 |  | 0 | 6602 | 6602 | 2003-05-04 | #NAME? | #NAME? | #NAME?
2003-05-05 | 2003 | 5 | 125 | 5 | 2 | -2.4 | 1.395 | 11.3333 | 8.8 | 8.8 | 2.85 | #NAME? | #NAME? | #NAME? | #NAME? | #NAME? | #NAME? | FALSE | 5.3 | TRUE | FALSE | #NAME? | #NAME? | #NAME? | #NAME? | #NAME? | #NAME? | #NAME? | #NAME? | #NAME? | #NAME? |  |  | 1: 0; 2: 0; 3: 0; 4: 0 | 0 |  | 0 | 0 | 0 | 20035 | 0 | 0 | 0 |  | 0 | 6603 | 6603 | 2003-05-05 | #NAME? | #NAME? | #NAME?
2003-05-06 | 2003 | 5 | 126 | 6 | 3 | -2 | 2.5891 | 31 | 2.4 | 2.4 | 0 | #NAME? | #NAME? | #NAME? | #NAME? | #NAME? | #NAME? | TRUE | 11.3 | FALSE | FALSE | #NAME? | #NAME? | #NAME? | #NAME? | #NAME? | #NAME? | #NAME? | #NAME? | #NAME? | #NAME? |  |  | 1: 0; 2: 0; 3: 0; 4: 0 | 0 |  | 0 | 0 | 0 | 20035 | 0 | 0 | 0 |  | 0 | 6604 | 6604 | 2003-05-06 | #NAME? | #NAME? | #NAME?
2003-05-07 | 2003 | 5 | 127 | 7 | 4 | -0.9 | 2.7472 | 35.6667 | 1 | 1 | 0 | #NAME? | #NAME? | #NAME? | #NAME? | #NAME? | #NAME? | FALSE | 11.2 | FALSE | FALSE | #NAME? | #NAME? | #NAME? | #NAME? | #NAME? | #NAME? | #NAME? | #NAME? | #NAME? | #NAME? |  |  | 1: 0; 2: 0; 3: 0; 4: 0 | 0 |  | 0 | 0 | 0 | 20035 | 0 | 0 | 0 |  | 0 | 6605 | 6605 | 2003-05-07 | #NAME? | #NAME? | #NAME?
2003-05-08 | 2003 | 5 | 128 | 8 | 5 | 0.2 | 2.6187 | 26.8333 | 0.6 | 0.6 | 0 | #NAME? | #NAME? | #NAME? | #NAME? | #NAME? | #NAME? | TRUE | 3.4 | TRUE | FALSE | #NAME? | #NAME? | #NAME? | #NAME? | #NAME? | #NAME? | #NAME? | #NAME? | #NAME? | #NAME? |  |  | 1: 0; 2: 0; 3: 0; 4: 0 | 0 |  | 0 | 0 | 0 | 20035 | 0 | 0 | 0 |  | 0 | 6606 | 6606 | 2003-05-08 | #NAME? | #NAME? | #NAME?
2003-05-09 | 2003 | 5 | 129 | 9 | 6 | -0.1 | 1.7412 | 20.8333 | 3 | 3 | 0 | #NAME? | #NAME? | #NAME? | #NAME? | #NAME? | #NAME? | FALSE | 1.6 | TRUE | FALSE | #NAME? | #NAME? | #NAME? | #NAME? | #NAME? | #NAME? | #NAME? | #NAME? | #NAME? | #NAME? |  |  | 1: 0; 2: 0; 3: 0; 4: 0 | 0 |  | 0 | 0 | 0 | 20035 | 0 | 0 | 0 |  | 0 | 6607 | 6607 | 2003-05-09 | #NAME? | #NAME? | #NAME?
2003-05-10 | 2003 | 5 | 130 | 10 | 7 | -2.5 | 2.7715 | 4 | 0 | 0 | 0 | #NAME? | #NAME? | #NAME? | #NAME? | #NAME? | #NAME? | FALSE | 3.6 | TRUE | FALSE | #NAME? | #NAME? | #NAME? | #NAME? | #NAME? | #NAME? | #NAME? | #NAME? | #NAME? | #NAME? |  |  | 1: 0; 2: 0; 3: 0; 4: 0 | 0 |  | 0 | 0 | 0 | 20035 | 0 | 0 | 0 |  | 0 | 6608 | 6608 | 2003-05-10 | #NAME? | #NAME? | #NAME?
2003-05-11 | 2003 | 5 | 131 | 11 | 1 | -0.1 | 3.604 | 8 | 0 | 0 | 0 | #NAME? | #NAME? | #NAME? | #NAME? | #NAME? | #NAME? | TRUE | 3 | TRUE | FALSE | #NAME? | #NAME? | #NAME? | #NAME? | #NAME? | #NAME? | #NAME? | #NAME? | #NAME? | #NAME? |  |  | 1: 0; 2: 0; 3: 0; 4: 0 | 0 |  | 0 | 0 | 0 | 20035 | 0 | 0 | 0 |  | 0 | 6609 | 6609 | 2003-05-11 | #NAME? | #NAME? | #NAME?
2003-05-12 | 2003 | 5 | 132 | 12 | 2 | 2.7 | 3.944 | 2.5 | 0.4 | 0.4 | 0 | #NAME? | #NAME? | #NAME? | #NAME? | #NAME? | #NAME? | FALSE | 0 | TRUE | TRUE | #NAME? | #NAME? | #NAME? | #NAME? | #NAME? | #NAME? | #NAME? | #NAME? | #NAME? | #NAME? |  |  | 1: 0; 2: 0; 3: 2.1736; 4: 10.8047 | 12.9783 |  | 348.8181 | 537.0691 | 553.6795 | 20035 | 12.9783 | 348.8181 | 570.5553 |  | 0 | 6610 | 6610 | 2003-05-12 | #NAME? | #NAME? | #NAME?
2003-05-13 | 2003 | 5 | 133 | 13 | 3 | 5.7 | 5.064 | 11.5 | 0 | 0 | 0 | #NAME? | #NAME? | #NAME? | #NAME? | #NAME? | #NAME? | TRUE | 0.4 | TRUE | TRUE | #NAME? | #NAME? | #NAME? | #NAME? | #NAME? | #NAME? | #NAME? | #NAME? | #NAME? | #NAME? |  |  | 1: 15.8931; 2: 23.1413; 3: 0; 4: 0 | 39.0345 |  | 911.9116 | 1478.6492 | 1530.3619 | 20035 | 39.0345 | 911.9116 | 1491.5971 |  | 0 | 6611 | 6611 | 2003-05-13 | #NAME? | #NAME? | #NAME?
2003-05-14 | 2003 | 5 | 134 | 14 | 4 | 5.4 | 5.6251 | 5.1667 | 0 | 0 | 0 | #NAME? | #NAME? | #NAME? | #NAME? | #NAME? | #NAME? | FALSE | 0.4 | TRUE | FALSE | #NAME? | #NAME? | #NAME? | #NAME? | #NAME? | #NAME? | #NAME? | #NAME? | #NAME? | #NAME? |  |  | 1: 0; 2: 0; 3: 0; 4: 0 | 0 |  | 0 | 0 | 0 | 20035 | 0 | 0 | 0 |  | 0 | 6612 | 6612 | 2003-05-14 | #NAME? | #NAME? | #NAME?
2003-05-15 | 2003 | 5 | 135 | 15 | 5 | 2.5 | 3.4701 | 9.3333 | 2 | 2 | 0 | #NAME? | #NAME? | #NAME? | #NAME? | #NAME? | #NAME? | TRUE | 0 | TRUE | FALSE | #NAME? | #NAME? | #NAME? | #NAME? | #NAME? | #NAME? | #NAME? | #NAME? | #NAME? | #NAME? |  |  | 1: 0; 2: 0; 3: 0; 4: 0 | 0 |  | 0 | 0 | 0 | 20035 | 0 | 0 | 0 |  | 0 | 6613 | 6613 | 2003-05-15 | #NAME? | #NAME? | #NAME?
2003-05-16 | 2003 | 5 | 136 | 16 | 6 | 0.8 | 2.5511 | 12.1667 | 1 | 1 | 0 | #NAME? | #NAME? | #NAME? | #NAME? | #NAME? | #NAME? | FALSE | 2 | TRUE | FALSE | #NAME? | #NAME? | #NAME? | #NAME? | #NAME? | #NAME? | #NAME? | #NAME? | #NAME? | #NAME? |  |  | 1: 0; 2: 0; 3: 0; 4: 0 | 0 |  | 0 | 0 | 0 | 20035 | 0 | 0 | 0 |  | 0 | 6614 | 6614 | 2003-05-16 | #NAME? | #NAME? | #NAME?
2003-05-17 | 2003 | 5 | 137 | 17 | 7 | -1.5 | 3.1636 | 13.5 | 0 | 0 | 0 | #NAME? | #NAME? | #NAME? | #NAME? | #NAME? | #NAME? | FALSE | 3 | TRUE | FALSE | #NAME? | #NAME? | #NAME? | #NAME? | #NAME? | #NAME? | #NAME? | #NAME? | #NAME? | #NAME? |  |  | 1: 0; 2: 0; 3: 0; 4: 0 | 0 |  | 0 | 0 | 0 | 20035 | 0 | 0 | 0 |  | 0 | 6615 | 6615 | 2003-05-17 | #NAME? | #NAME? | #NAME?
2003-05-18 | 2003 | 5 | 138 | 18 | 1 | -1.7 | 3.9712 | 15.5 | 0 | 0 | 0 | #NAME? | #NAME? | #NAME? | #NAME? | #NAME? | #NAME? | TRUE | 1 | TRUE | FALSE | #NAME? | #NAME? | #NAME? | #NAME? | #NAME? | #NAME? | #NAME? | #NAME? | #NAME? | #NAME? |  |  | 1: 0; 2: 0; 3: 0; 4: 0 | 0 |  | 0 | 0 | 0 | 20035 | 0 | 0 | 0 |  | 0 | 6616 | 6616 | 2003-05-18 | #NAME? | #NAME? | #NAME?
2003-05-19 | 2003 | 5 | 139 | 19 | 2 | -3.1 | 3.9174 | 2.3333 | 0 | 0 | 0 | #NAME? | #NAME? | #NAME? | #NAME? | #NAME? | #NAME? | FALSE | 0 | TRUE | FALSE | #NAME? | #NAME? | #NAME? | #NAME? | #NAME? | #NAME? | #NAME? | #NAME? | #NAME? | #NAME? |  |  | 1: 0; 2: 0; 3: 0; 4: 0 | 0 |  | 0 | 0 | 0 | 20035 | 0 | 0 | 0 |  | 0 | 6617 | 6617 | 2003-05-19 | #NAME? | #NAME? | #NAME?
2003-05-20 | 2003 | 5 | 140 | 20 | 3 | 2.5 | 4.2958 | 7.5 | 0 | 0 | 0 | #NAME? | #NAME? | #NAME? | #NAME? | #NAME? | #NAME? | TRUE | 0 | TRUE | TRUE | #NAME? | #NAME? | #NAME? | #NAME? | #NAME? | #NAME? | #NAME? | #NAME? | #NAME? | #NAME? |  |  | 1: 0; 2: 0; 3: 0; 4: 0 | 0 |  | 0 | 0 | 0 | 20035 | 0 | 0 | 0 |  | 0 | 6618 | 6618 | 2003-05-20 | #NAME? | #NAME? | #NAME?
2003-05-21 | 2003 | 5 | 141 | 21 | 4 | 3.1 | 4.3591 | 14.8333 | 0 | 0 | 0 | #NAME? | #NAME? | #NAME? | #NAME? | #NAME? | #NAME? | FALSE | 0 | TRUE | TRUE | #NAME? | #NAME? | #NAME? | #NAME? | #NAME? | #NAME? | #NAME? | #NAME? | #NAME? | #NAME? |  |  | 1: 0; 2: 0; 3: 0; 4: 12.1215 | 12.1215 |  | 355.5626 | 547.4535 | 564.385 | 20035 | 12.1215 | 355.5626 | 581.5872 |  | 0 | 6619 | 6619 | 2003-05-21 | #NAME? | #NAME? | #NAME?
2003-05-22 | 2003 | 5 | 142 | 22 | 5 | 4.8 | 4.9819 | 10.6667 | 0 | 0 | 0 | #NAME? | #NAME? | #NAME? | #NAME? | #NAME? | #NAME? | TRUE | 0 | TRUE | TRUE | #NAME? | #NAME? | #NAME? | #NAME? | #NAME? | #NAME? | #NAME? | #NAME? | #NAME? | #NAME? |  |  | 1: 0; 2: 0; 3: 0; 4: 0 | 0 |  | 0 | 0 | 0 | 20035 | 0 | 0 | 0 |  | 0 | 6620 | 6620 | 2003-05-22 | #NAME? | #NAME? | #NAME?
2003-05-23 | 2003 | 5 | 143 | 23 | 6 | 8.7 | 5.3541 | 14.6667 | 0 | 0 | 0 | #NAME? | #NAME? | #NAME? | #NAME? | #NAME? | #NAME? | FALSE | 0 | TRUE | TRUE | #NAME? | #NAME? | #NAME? | #NAME? | #NAME? | #NAME? | #NAME? | #NAME? | #NAME? | #NAME? |  |  | 1: 0; 2: 0; 3: 0; 4: 5.02 | 5.02 |  | 147.2539 | 226.7242 | 233.7363 | 20035 | 5.02 | 147.2539 | 240.8605 |  | 0 | 6621 | 6621 | 2003-05-23 | #NAME? | #NAME? | #NAME?
2003-05-24 | 2003 | 5 | 144 | 24 | 7 | 7.3 | 6.5125 | 3.8333 | 0 | 0 | 0 | #NAME? | #NAME? | #NAME? | #NAME? | #NAME? | #NAME? | FALSE | 0 | TRUE | TRUE | #NAME? | #NAME? | #NAME? | #NAME? | #NAME? | #NAME? | #NAME? | #NAME? | #NAME? | #NAME? |  |  | 1: 0; 2: 0; 3: 4.723; 4: 0 | 4.723 |  | 69.2706 | 106.6547 | 109.9533 | 20035 | 4.723 | 69.2706 | 113.3046 |  | 0 | 6622 | 6622 | 2003-05-24 | #NAME? | #NAME? | #NAME?
2003-05-25 | 2003 | 5 | 145 | 25 | 1 | 11.8 | 5.9395 | 10 | 0 | 0 | 0 | #NAME? | #NAME? | #NAME? | #NAME? | #NAME? | #NAME? | TRUE | 0 | TRUE | TRUE | #NAME? | #NAME? | #NAME? | #NAME? | #NAME? | #NAME? | #NAME? | #NAME? | #NAME? | #NAME? |  |  | 1: 0; 2: 0; 3: 0; 4: 0 | 0 |  | 0 | 0 | 0 | 20035 | 0 | 0 | 0 |  | 0 | 6623 | 6623 | 2003-05-25 | #NAME? | #NAME? | #NAME?
2003-05-26 | 2003 | 5 | 146 | 26 | 2 | 10.4 | 3.5661 | 23 | 9.6 | 9.6 | 3.45 | #NAME? | #NAME? | #NAME? | #NAME? | #NAME? | #NAME? | FALSE | 0 | TRUE | TRUE | #NAME? | #NAME? | #NAME? | #NAME? | #NAME? | #NAME? | #NAME? | #NAME? | #NAME? | #NAME? |  |  | 1: 0; 2: 0; 3: 0; 4: 9.7933 | 9.7933 |  | 287.2714 | 442.3067 | 455.9863 | 20035 | 9.7933 | 287.2714 | 469.8845 |  | 0 | 6624 | 6624 | 2003-05-26 | #NAME? | #NAME? | #NAME?
2003-05-27 | 2003 | 5 | 147 | 27 | 3 | 9.8 | 5.7515 | 17.3333 | 0 | 0 | 0 | #NAME? | #NAME? | #NAME? | #NAME? | #NAME? | #NAME? | TRUE | 9.6 | TRUE | TRUE | #NAME? | #NAME? | #NAME? | #NAME? | #NAME? | #NAME? | #NAME? | #NAME? | #NAME? | #NAME? |  |  | 1: 11.0235; 2: 23.6177; 3: 0; 4: 0 | 34.6412 |  | 854.4644 | 1391.7344 | 1440.8821 | 20035 | 34.6412 | 854.4644 | 1397.6318 |  | 0 | 6625 | 6625 | 2003-05-27 | #NAME? | #NAME? | #NAME?
2003-05-28 | 2003 | 5 | 148 | 28 | 4 | 8.9 | 5.4916 | 5.1667 | 0 | 0 | 0 | #NAME? | #NAME? | #NAME? | #NAME? | #NAME? | #NAME? | FALSE | 9.6 | TRUE | TRUE | #NAME? | #NAME? | #NAME? | #NAME? | #NAME? | #NAME? | #NAME? | #NAME? | #NAME? | #NAME? |  |  | 1: 0; 2: 0; 3: 0; 4: 5.4433 | 5.4433 |  | 159.6711 | 245.8428 | 253.4461 | 20035 | 5.4433 | 159.6711 | 261.171 |  | 0 | 6626 | 6626 | 2003-05-28 | #NAME? | #NAME? | #NAME?
2003-05-29 | 2003 | 5 | 149 | 29 | 5 | 10.4 | 6.2692 | 21.1667 | 0 | 0 | 0 | #NAME? | #NAME? | #NAME? | #NAME? | #NAME? | #NAME? | TRUE | 0 | TRUE | TRUE | #NAME? | #NAME? | #NAME? | #NAME? | #NAME? | #NAME? | #NAME? | #NAME? | #NAME? | #NAME? |  |  | 1: 8.6137; 2: 11.1907; 3: 0; 4: 0 | 19.8044 |  | 454.5939 | 736.0028 | 761.6582 | 20035 | 19.8044 | 454.5939 | 743.571 |  | 0 | 6627 | 6627 | 2003-05-29 | #NAME? | #NAME? | #NAME?
2003-05-30 | 2003 | 5 | 150 | 30 | 6 | 3.3 | 5.8595 | 4.8333 | 0 | 0 | 0 | #NAME? | #NAME? | #NAME? | #NAME? | #NAME? | #NAME? | FALSE | 0 | TRUE | TRUE | #NAME? | #NAME? | #NAME? | #NAME? | #NAME? | #NAME? | #NAME? | #NAME? | #NAME? | #NAME? |  |  | 1: 0; 2: 0; 3: 0; 4: 6.4684 | 6.4684 |  | 189.741 | 292.1408 | 301.1761 | 20035 | 6.4684 | 189.741 | 310.3558 |  | 0 | 6628 | 6628 | 2003-05-30 | #NAME? | #NAME? | #NAME?
2003-05-31 | 2003 | 5 | 151 | 31 | 7 | 10.1 | 3.9135 | 15.6667 | 0.4 | 0.4 | 0 | #NAME? | #NAME? | #NAME? | #NAME? | #NAME? | #NAME? | FALSE | 0 | TRUE | TRUE | #NAME? | #NAME? | #NAME? | #NAME? | #NAME? | #NAME? | #NAME? | #NAME? | #NAME? | #NAME? |  |  | 1: 0; 2: 0; 3: 2.3568; 4: 0 | 2.3568 |  | 34.5664 | 53.2213 | 54.8673 | 20035 | 2.3568 | 34.5664 | 56.5396 |  | 0 | 6629 | 6629 | 2003-05-31 | #NAME? | #NAME? | #NAME?
2003-06-01 | 2003 | 6 | 152 | 1 | 1 | 10.4 | 3.8845 | 15.3333 | 3.6 | 3.6 | 0 | #NAME? | #NAME? | #NAME? | #NAME? | #NAME? | #NAME? | TRUE | 0.4 | TRUE | TRUE | #NAME? | #NAME? | #NAME? | #NAME? | #NAME? | #NAME? | #NAME? | #NAME? | #NAME? | #NAME? |  |  | 1: 0; 2: 0; 3: 0; 4: 0 | 0 |  | 0 | 0 | 0 | 20036 | 0 | 0 | 0 |  | 0 | 6630 | 6630 | 2003-06-01 | #NAME? | #NAME? | #NAME?
2003-06-02 | 2003 | 6 | 153 | 2 | 2 | 8 | 4.0955 | 21 | 0.6 | 0.6 | 0 | #NAME? | #NAME? | #NAME? | #NAME? | #NAME? | #NAME? | FALSE | 4 | TRUE | TRUE | #NAME? | #NAME? | #NAME? | #NAME? | #NAME? | #NAME? | #NAME? | #NAME? | #NAME? | #NAME? |  |  | 1: 0; 2: 0; 3: 6.3473; 4: 7.5116 | 13.8589 |  | 313.4343 | 482.5894 | 497.5148 | 20036 | 13.8589 | 313.4343 | 512.6788 |  | 0 | 6631 | 6631 | 2003-06-02 | #NAME? | #NAME? | #NAME?
2003-06-03 | 2003 | 6 | 154 | 3 | 3 | 5.8 | 4.8169 | 8.5 | 0 | 0 | 0 | #NAME? | #NAME? | #NAME? | #NAME? | #NAME? | #NAME? | TRUE | 4.2 | TRUE | TRUE | #NAME? | #NAME? | #NAME? | #NAME? | #NAME? | #NAME? | #NAME? | #NAME? | #NAME? | #NAME? |  |  | 1: 0; 2: 0; 3: 0; 4: 0 | 0 |  | 0 | 0 | 0 | 20036 | 0 | 0 | 0 |  | 0 | 6632 | 6632 | 2003-06-03 | #NAME? | #NAME? | #NAME?
2003-06-04 | 2003 | 6 | 155 | 4 | 4 | 8.4 | 6.2671 | 24.5 | 0 | 0 | 0 | #NAME? | #NAME? | #NAME? | #NAME? | #NAME? | #NAME? | FALSE | 0.6 | TRUE | TRUE | #NAME? | #NAME? | #NAME? | #NAME? | #NAME? | #NAME? | #NAME? | #NAME? | #NAME? | #NAME? |  |  | 1: 0; 2: 0; 3: 6.0035; 4: 4.9293 | 10.9328 |  | 232.6434 | 358.197 | 369.2753 | 20036 | 10.9328 | 232.6434 | 380.5306 |  | 0 | 6633 | 6633 | 2003-06-04 | #NAME? | #NAME? | #NAME?
2003-06-05 | 2003 | 6 | 156 | 5 | 5 | 6.9 | 4.9901 | 7 | 0 | 0 | 0 | #NAME? | #NAME? | #NAME? | #NAME? | #NAME? | #NAME? | TRUE | 0 | TRUE | TRUE | #NAME? | #NAME? | #NAME? | #NAME? | #NAME? | #NAME? | #NAME? | #NAME? | #NAME? | #NAME? |  |  | 1: 0; 2: 0; 3: 0; 4: 0 | 0 |  | 0 | 0 | 0 | 20036 | 0 | 0 | 0 |  | 0 | 6634 | 6634 | 2003-06-05 | #NAME? | #NAME? | #NAME?
2003-06-06 | 2003 | 6 | 157 | 6 | 6 | 3.1 | 3.8929 | 12 | 0 | 0 | 0 | #NAME? | #NAME? | #NAME? | #NAME? | #NAME? | #NAME? | FALSE | 0 | TRUE | TRUE | #NAME? | #NAME? | #NAME? | #NAME? | #NAME? | #NAME? | #NAME? | #NAME? | #NAME? | #NAME? |  |  | 1: 0; 2: 0; 3: 0; 4: 6.1914 | 6.1914 |  | 181.6152 | 279.6298 | 288.2781 | 20036 | 6.1914 | 181.6152 | 297.0647 |  | 0 | 6635 | 6635 | 2003-06-06 | #NAME? | #NAME? | #NAME?
2003-06-07 | 2003 | 6 | 158 | 7 | 7 | 3.9 | 5.0514 | 10.6667 | 0 | 0 | 0 | #NAME? | #NAME? | #NAME? | #NAME? | #NAME? | #NAME? | FALSE | 0 | TRUE | TRUE | #NAME? | #NAME? | #NAME? | #NAME? | #NAME? | #NAME? | #NAME? | #NAME? | #NAME? | #NAME? |  |  | 1: 0; 2: 0; 3: 0; 4: 0 | 0 |  | 0 | 0 | 0 | 20036 | 0 | 0 | 0 |  | 0 | 6636 | 6636 | 2003-06-07 | #NAME? | #NAME? | #NAME?
2003-06-08 | 2003 | 6 | 159 | 8 | 1 | 9.2 | 3.6014 | 11 | 0.8 | 0.8 | 0 | #NAME? | #NAME? | #NAME? | #NAME? | #NAME? | #NAME? | TRUE | 0 | TRUE | TRUE | #NAME? | #NAME? | #NAME? | #NAME? | #NAME? | #NAME? | #NAME? | #NAME? | #NAME? | #NAME? |  |  | 1: 6.8718; 2: 12.3433; 3: 0; 4: 0 | 19.2151 |  | 462.8558 | 752.439 | 778.9006 | 20036 | 19.2151 | 462.8558 | 757.0848 |  | 0 | 6637 | 6637 | 2003-06-08 | #NAME? | #NAME? | #NAME?
2003-06-09 | 2003 | 6 | 160 | 9 | 2 | 9.3 | 3.2382 | 10.3333 | 1.2 | 1.2 | 0 | #NAME? | #NAME? | #NAME? | #NAME? | #NAME? | #NAME? | FALSE | 0.8 | TRUE | TRUE | #NAME? | #NAME? | #NAME? | #NAME? | #NAME? | #NAME? | #NAME? | #NAME? | #NAME? | #NAME? |  |  | 1: 0; 2: 0; 3: 0; 4: 7.0391 | 7.0391 |  | 206.4789 | 317.912 | 327.7443 | 20036 | 7.0391 | 206.4789 | 337.7338 |  | 0 | 6638 | 6638 | 2003-06-09 | #NAME? | #NAME? | #NAME?
2003-06-10 | 2003 | 6 | 161 | 10 | 3 | 8.1 | 2.5836 | 13.6667 | 18.3 | 18.3 | 9.975 | #NAME? | #NAME? | #NAME? | #NAME? | #NAME? | #NAME? | TRUE | 2 | TRUE | TRUE | #NAME? | #NAME? | #NAME? | #NAME? | #NAME? | #NAME? | #NAME? | #NAME? | #NAME? | #NAME? |  |  | 1: 0; 2: 0; 3: 0; 4: 0 | 0 |  | 0 | 0 | 0 | 20036 | 0 | 0 | 0 |  | 0 | 6639 | 6639 | 2003-06-10 | #NAME? | #NAME? | #NAME?
2003-06-11 | 2003 | 6 | 162 | 11 | 4 | 7.8 | 3.4972 | 17.3333 | 7 | 7 | 1.5 | #NAME? | #NAME? | #NAME? | #NAME? | #NAME? | #NAME? | FALSE | 19.5 | FALSE | TRUE | #NAME? | #NAME? | #NAME? | #NAME? | #NAME? | #NAME? | #NAME? | #NAME? | #NAME? | #NAME? |  |  | 1: 0; 2: 0; 3: 0; 4: 0 | 0 |  | 0 | 0 | 0 | 20036 | 0 | 0 | 0 |  | 0 | 6640 | 6640 | 2003-06-11 | #NAME? | #NAME? | #NAME?
2003-06-12 | 2003 | 6 | 163 | 12 | 5 | 6.7 | 4.7013 | 10.3333 | 0 | 0 | 0 | #NAME? | #NAME? | #NAME? | #NAME? | #NAME? | #NAME? | TRUE | 25.3 | FALSE | TRUE | #NAME? | #NAME? | #NAME? | #NAME? | #NAME? | #NAME? | #NAME? | #NAME? | #NAME? | #NAME? |  |  | 1: 0; 2: 0; 3: 0; 4: 0 | 0 |  | 0 | 0 | 0 | 20036 | 0 | 0 | 0 |  | 0 | 6641 | 6641 | 2003-06-12 | #NAME? | #NAME? | #NAME?
2003-06-13 | 2003 | 6 | 164 | 13 | 6 | 8.3 | 5.3118 | 3.8333 | 0 | 0 | 0 | #NAME? | #NAME? | #NAME? | #NAME? | #NAME? | #NAME? | FALSE | 7 | TRUE | TRUE | #NAME? | #NAME? | #NAME? | #NAME? | #NAME? | #NAME? | #NAME? | #NAME? | #NAME? | #NAME? |  |  | 1: 0; 2: 0; 3: 0; 4: 5.2892 | 5.2892 |  | 155.1501 | 238.8819 | 246.27 | 20036 | 5.2892 | 155.1501 | 253.7762 |  | 0 | 6642 | 6642 | 2003-06-13 | #NAME? | #NAME? | #NAME?
2003-06-14 | 2003 | 6 | 165 | 14 | 7 | 11.7 | 6.0428 | 12.1667 | 0 | 0 | 0 | #NAME? | #NAME? | #NAME? | #NAME? | #NAME? | #NAME? | FALSE | 0 | TRUE | TRUE | #NAME? | #NAME? | #NAME? | #NAME? | #NAME? | #NAME? | #NAME? | #NAME? | #NAME? | #NAME? |  |  | 1: 0; 2: 0; 3: 3.5435; 4: 0 | 3.5435 |  | 51.9711 | 80.019 | 82.4938 | 20036 | 3.5435 | 51.9711 | 85.0081 |  | 0 | 6643 | 6643 | 2003-06-14 | #NAME? | #NAME? | #NAME?
2003-06-15 | 2003 | 6 | 166 | 15 | 1 | 6.5 | 5.516 | 9.8333 | 0 | 0 | 0 | #NAME? | #NAME? | #NAME? | #NAME? | #NAME? | #NAME? | TRUE | 0 | TRUE | TRUE | #NAME? | #NAME? | #NAME? | #NAME? | #NAME? | #NAME? | #NAME? | #NAME? | #NAME? | #NAME? |  |  | 1: 6.0491; 2: 10.0842; 3: 0; 4: 0 | 16.1333 |  | 384.5241 | 624.5509 | 646.4733 | 20036 | 16.1333 | 384.5241 | 628.959 |  | 0 | 6644 | 6644 | 2003-06-15 | #NAME? | #NAME? | #NAME?
2003-06-16 | 2003 | 6 | 167 | 16 | 2 | 5.7 | 5.4326 | 9 | 0 | 0 | 0 | #NAME? | #NAME? | #NAME? | #NAME? | #NAME? | #NAME? | FALSE | 0 | TRUE | TRUE | #NAME? | #NAME? | #NAME? | #NAME? | #NAME? | #NAME? | #NAME? | #NAME? | #NAME? | #NAME? |  |  | 1: 0; 2: 0; 3: 2.0902; 4: 9.2789 | 11.369 |  | 302.8356 | 466.2707 | 480.6915 | 20036 | 11.369 | 302.8356 | 495.3427 |  | 0 | 6645 | 6645 | 2003-06-16 | #NAME? | #NAME? | #NAME?
2003-06-17 | 2003 | 6 | 168 | 17 | 3 | 7 | 6.0651 | 9.8333 | 0 | 0 | 0 | #NAME? | #NAME? | #NAME? | #NAME? | #NAME? | #NAME? | TRUE | 0 | TRUE | TRUE | #NAME? | #NAME? | #NAME? | #NAME? | #NAME? | #NAME? | #NAME? | #NAME? | #NAME? | #NAME? |  |  | 1: 2.8115; 2: 4.3032; 3: 0; 4: 0 | 7.1147 |  | 167.4626 | 271.7103 | 281.226 | 20036 | 7.1147 | 167.4626 | 273.9155 |  | 0 | 6646 | 6646 | 2003-06-17 | #NAME? | #NAME? | #NAME?
2003-06-18 | 2003 | 6 | 169 | 18 | 4 | 11.7 | 5.9839 | 12.6667 | 16 | 16 | 8.25 | #NAME? | #NAME? | #NAME? | #NAME? | #NAME? | #NAME? | FALSE | 0 | TRUE | TRUE | #NAME? | #NAME? | #NAME? | #NAME? | #NAME? | #NAME? | #NAME? | #NAME? | #NAME? | #NAME? |  |  | 1: 0; 2: 0; 3: 2.2356; 4: 5.6158 | 7.8514 |  | 197.5184 | 304.1157 | 313.5213 | 20036 | 7.8514 | 197.5184 | 323.0773 |  | 0 | 6647 | 6647 | 2003-06-18 | #NAME? | #NAME? | #NAME?
2003-06-19 | 2003 | 6 | 170 | 19 | 5 | 11.8 | 3.3852 | 20.1667 | 3 | 3 | 0 | #NAME? | #NAME? | #NAME? | #NAME? | #NAME? | #NAME? | TRUE | 16 | FALSE | TRUE | #NAME? | #NAME? | #NAME? | #NAME? | #NAME? | #NAME? | #NAME? | #NAME? | #NAME? | #NAME? |  |  | 1: 0; 2: 0; 3: 0; 4: 0 | 0 |  | 0 | 0 | 0 | 20036 | 0 | 0 | 0 |  | 0 | 6648 | 6648 | 2003-06-19 | #NAME? | #NAME? | #NAME?
2003-06-20 | 2003 | 6 | 171 | 20 | 6 | 9.8 | 3.3667 | 16.1667 | 26.2 | 26.2 | 15.9 | #NAME? | #NAME? | #NAME? | #NAME? | #NAME? | #NAME? | FALSE | 19 | FALSE | TRUE | #NAME? | #NAME? | #NAME? | #NAME? | #NAME? | #NAME? | #NAME? | #NAME? | #NAME? | #NAME? |  |  | 1: 0; 2: 0; 3: 0; 4: 0 | 0 |  | 0 | 0 | 0 | 20036 | 0 | 0 | 0 |  | 0 | 6649 | 6649 | 2003-06-20 | #NAME? | #NAME? | #NAME?
2003-06-21 | 2003 | 6 | 172 | 21 | 7 | 6.8 | 3.1872 | 22.8333 | 13.2 | 13.2 | 6.15 | #NAME? | #NAME? | #NAME? | #NAME? | #NAME? | #NAME? | FALSE | 29.2 | FALSE | TRUE | #NAME? | #NAME? | #NAME? | #NAME? | #NAME? | #NAME? | #NAME? | #NAME? | #NAME? | #NAME? |  |  | 1: 0; 2: 0; 3: 0; 4: 0 | 0 |  | 0 | 0 | 0 | 20036 | 0 | 0 | 0 |  | 0 | 6650 | 6650 | 2003-06-21 | #NAME? | #NAME? | #NAME?
2003-06-22 | 2003 | 6 | 173 | 22 | 1 | 4.9 | 2.289 | 8.5 | 8.8 | 8.8 | 2.85 | #NAME? | #NAME? | #NAME? | #NAME? | #NAME? | #NAME? | TRUE | 39.4 | FALSE | TRUE | #NAME? | #NAME? | #NAME? | #NAME? | #NAME? | #NAME? | #NAME? | #NAME? | #NAME? | #NAME? |  |  | 1: 0; 2: 0; 3: 0; 4: 0 | 0 |  | 0 | 0 | 0 | 20036 | 0 | 0 | 0 |  | 0 | 6651 | 6651 | 2003-06-22 | #NAME? | #NAME? | #NAME?
2003-06-23 | 2003 | 6 | 174 | 23 | 2 | 5.9 | 3.3262 | 13 | 1.4 | 1.4 | 0 | #NAME? | #NAME? | #NAME? | #NAME? | #NAME? | #NAME? | FALSE | 22 | FALSE | TRUE | #NAME? | #NAME? | #NAME? | #NAME? | #NAME? | #NAME? | #NAME? | #NAME? | #NAME? | #NAME? |  |  | 1: 0; 2: 0; 3: 0; 4: 0 | 0 |  | 0 | 0 | 0 | 20036 | 0 | 0 | 0 |  | 0 | 6652 | 6652 | 2003-06-23 | #NAME? | #NAME? | #NAME?
2003-06-24 | 2003 | 6 | 175 | 24 | 3 | 4.3 | 3.2579 | 4.8333 | 0 | 0 | 0 | #NAME? | #NAME? | #NAME? | #NAME? | #NAME? | #NAME? | TRUE | 10.2 | FALSE | TRUE | #NAME? | #NAME? | #NAME? | #NAME? | #NAME? | #NAME? | #NAME? | #NAME? | #NAME? | #NAME? |  |  | 1: 0; 2: 0; 3: 0; 4: 0 | 0 |  | 0 | 0 | 0 | 20036 | 0 | 0 | 0 |  | 0 | 6653 | 6653 | 2003-06-24 | #NAME? | #NAME? | #NAME?
2003-06-25 | 2003 | 6 | 176 | 25 | 4 | 5.1 | 4.3063 | 4.1667 | 0 | 0 | 0 | #NAME? | #NAME? | #NAME? | #NAME? | #NAME? | #NAME? | FALSE | 1.4 | TRUE | TRUE | #NAME? | #NAME? | #NAME? | #NAME? | #NAME? | #NAME? | #NAME? | #NAME? | #NAME? | #NAME? |  |  | 1: 0; 2: 0; 3: 0; 4: 5.9013 | 5.9013 |  | 173.1049 | 266.5266 | 274.7697 | 20036 | 5.9013 | 173.1049 | 283.1446 |  | 0 | 6654 | 6654 | 2003-06-25 | #NAME? | #NAME? | #NAME?
2003-06-26 | 2003 | 6 | 177 | 26 | 5 | 9.7 | 5.8909 | 13.8333 | 0 | 0 | 0 | #NAME? | #NAME? | #NAME? | #NAME? | #NAME? | #NAME? | TRUE | 0 | TRUE | TRUE | #NAME? | #NAME? | #NAME? | #NAME? | #NAME? | #NAME? | #NAME? | #NAME? | #NAME? | #NAME? |  |  | 1: 6.6188; 2: 8.6636; 3: 0; 4: 0 | 15.2824 |  | 351.2085 | 568.6762 | 588.5034 | 20036 | 15.2824 | 351.2085 | 574.4653 |  | 0 | 6655 | 6655 | 2003-06-26 | #NAME? | #NAME? | #NAME?
2003-06-27 | 2003 | 6 | 178 | 27 | 6 | 11.2 | 4.1573 | 8.1667 | 0 | 0 | 0 | #NAME? | #NAME? | #NAME? | #NAME? | #NAME? | #NAME? | FALSE | 0 | TRUE | TRUE | #NAME? | #NAME? | #NAME? | #NAME? | #NAME? | #NAME? | #NAME? | #NAME? | #NAME? | #NAME? |  |  | 1: 0; 2: 0; 3: 0; 4: 5.6085 | 5.6085 |  | 164.5145 | 253.3002 | 261.1342 | 20036 | 5.6085 | 164.5145 | 269.0934 |  | 0 | 6656 | 6656 | 2003-06-27 | #NAME? | #NAME? | #NAME?
2003-06-28 | 2003 | 6 | 179 | 28 | 7 | 11 | 4.5811 | 8.8333 | 4.6 | 4.6 | 0 | #NAME? | #NAME? | #NAME? | #NAME? | #NAME? | #NAME? | FALSE | 0 | TRUE | TRUE | #NAME? | #NAME? | #NAME? | #NAME? | #NAME? | #NAME? | #NAME? | #NAME? | #NAME? | #NAME? |  |  | 1: 0; 2: 0; 3: 2.2858; 4: 0 | 2.2858 |  | 33.5254 | 51.6185 | 53.215 | 20036 | 2.2858 | 33.5254 | 54.8369 |  | 0 | 6657 | 6657 | 2003-06-28 | #NAME? | #NAME? | #NAME?
2003-06-29 | 2003 | 6 | 180 | 29 | 1 | 9.2 | 6.0991 | 7.6667 | 0 | 0 | 0 | #NAME? | #NAME? | #NAME? | #NAME? | #NAME? | #NAME? | TRUE | 4.6 | TRUE | TRUE | #NAME? | #NAME? | #NAME? | #NAME? | #NAME? | #NAME? | #NAME? | #NAME? | #NAME? | #NAME? |  |  | 1: 2.7811; 2: 3.2032; 3: 0; 4: 0 | 5.9844 |  | 134.7514 | 217.7998 | 225.3639 | 20036 | 5.9844 | 134.7514 | 220.4104 |  | 0 | 6658 | 6658 | 2003-06-29 | #NAME? | #NAME? | #NAME?
2003-06-30 | 2003 | 6 | 181 | 30 | 2 | 14.4 | 7.3786 | 11.6667 | 0 | 0 | 0 | #NAME? | #NAME? | #NAME? | #NAME? | #NAME? | #NAME? | FALSE | 4.6 | TRUE | TRUE | #NAME? | #NAME? | #NAME? | #NAME? | #NAME? | #NAME? | #NAME? | #NAME? | #NAME? | #NAME? |  |  | 1: 0; 2: 0; 3: 11.2091; 4: 8.1606 | 19.3697 |  | 403.7783 | 621.6904 | 640.9179 | 20036 | 19.3697 | 403.7783 | 660.4527 |  | 0 | 6659 | 6659 | 2003-06-30 | #NAME? | #NAME? | #NAME?
2003-07-01 | 2003 | 7 | 182 | 1 | 3 | 6.8 | 6.0434 | 3.8333 | 0 | 0 | 0 | #NAME? | #NAME? | #NAME? | #NAME? | #NAME? | #NAME? | TRUE | 0 | TRUE | TRUE | #NAME? | #NAME? | #NAME? | #NAME? | #NAME? | #NAME? | #NAME? | #NAME? | #NAME? | #NAME? |  |  | 1: 12.9692; 2: 17.7979; 3: 0; 4: 0 | 30.7672 |  | 712.2879 | 1154.0679 | 1194.3609 | 20037 | 30.7672 | 712.2879 | 1165.0763 |  | 0 | 6660 | 6660 | 2003-07-01 | #NAME? | #NAME? | #NAME?
2003-07-02 | 2003 | 7 | 183 | 2 | 4 | 7.7 | 5.3515 | 10.1667 | 1.8 | 1.8 | 0 | #NAME? | #NAME? | #NAME? | #NAME? | #NAME? | #NAME? | FALSE | 0 | TRUE | TRUE | #NAME? | #NAME? | #NAME? | #NAME? | #NAME? | #NAME? | #NAME? | #NAME? | #NAME? | #NAME? |  |  | 1: 0; 2: 0; 3: 0; 4: 6.6911 | 6.6911 |  | 196.2729 | 302.198 | 311.5444 | 20037 | 6.6911 | 196.2729 | 321.0401 |  | 0 | 6661 | 6661 | 2003-07-02 | #NAME? | #NAME? | #NAME?
2003-07-03 | 2003 | 7 | 184 | 3 | 5 | 10.7 | 6.9291 | 20.1667 | 0 | 0 | 0 | #NAME? | #NAME? | #NAME? | #NAME? | #NAME? | #NAME? | TRUE | 1.8 | TRUE | TRUE | #NAME? | #NAME? | #NAME? | #NAME? | #NAME? | #NAME? | #NAME? | #NAME? | #NAME? | #NAME? |  |  | 1: 1.5233; 2: 2.3872; 3: 0; 4: 0 | 3.9105 |  | 92.366 | 149.9094 | 155.1628 | 20037 | 3.9105 | 92.366 | 151.0815 |  | 0 | 6662 | 6662 | 2003-07-03 | #NAME? | #NAME? | #NAME?
2003-07-04 | 2003 | 7 | 185 | 4 | 6 | 9.7 | 6.28 | 14 | 0 | 0 | 0 | #NAME? | #NAME? | #NAME? | #NAME? | #NAME? | #NAME? | FALSE | 1.8 | TRUE | TRUE | #NAME? | #NAME? | #NAME? | #NAME? | #NAME? | #NAME? | #NAME? | #NAME? | #NAME? | #NAME? |  |  | 1: 0; 2: 0; 3: 0; 4: 6.7543 | 6.7543 |  | 198.1274 | 305.0534 | 314.488 | 20037 | 6.7543 | 198.1274 | 324.0734 |  | 0 | 6663 | 6663 | 2003-07-04 | #NAME? | #NAME? | #NAME?
2003-07-05 | 2003 | 7 | 186 | 5 | 7 | 7.3 | 3.1712 | 11.1667 | 16.3 | 16.3 | 8.475 | #NAME? | #NAME? | #NAME? | #NAME? | #NAME? | #NAME? | FALSE | 0 | TRUE | TRUE | #NAME? | #NAME? | #NAME? | #NAME? | #NAME? | #NAME? | #NAME? | #NAME? | #NAME? | #NAME? |  |  | 1: 0; 2: 0; 3: 7.0355; 4: 0 | 7.0355 |  | 103.1871 | 158.8753 | 163.789 | 20037 | 7.0355 | 103.1871 | 168.7812 |  | 0 | 6664 | 6664 | 2003-07-05 | #NAME? | #NAME? | #NAME?
2003-07-06 | 2003 | 7 | 187 | 6 | 1 | 5.1 | 4.0178 | 10 | 0 | 0 | 0 | #NAME? | #NAME? | #NAME? | #NAME? | #NAME? | #NAME? | TRUE | 16.3 | FALSE | TRUE | #NAME? | #NAME? | #NAME? | #NAME? | #NAME? | #NAME? | #NAME? | #NAME? | #NAME? | #NAME? |  |  | 1: 0; 2: 0; 3: 0; 4: 0 | 0 |  | 0 | 0 | 0 | 20037 | 0 | 0 | 0 |  | 0 | 6665 | 6665 | 2003-07-06 | #NAME? | #NAME? | #NAME?
2003-07-07 | 2003 | 7 | 188 | 7 | 2 | 9 | 4.6028 | 15 | 0 | 0 | 0 | #NAME? | #NAME? | #NAME? | #NAME? | #NAME? | #NAME? | FALSE | 16.3 | FALSE | TRUE | #NAME? | #NAME? | #NAME? | #NAME? | #NAME? | #NAME? | #NAME? | #NAME? | #NAME? | #NAME? |  |  | 1: 0; 2: 0; 3: 0; 4: 0 | 0 |  | 0 | 0 | 0 | 20037 | 0 | 0 | 0 |  | 0 | 6666 | 6666 | 2003-07-07 | #NAME? | #NAME? | #NAME?
2003-07-08 | 2003 | 7 | 189 | 8 | 3 | 8.8 | 3.3871 | 7 | 12.4 | 12.4 | 5.55 | #NAME? | #NAME? | #NAME? | #NAME? | #NAME? | #NAME? | TRUE | 0 | TRUE | TRUE | #NAME? | #NAME? | #NAME? | #NAME? | #NAME? | #NAME? | #NAME? | #NAME? | #NAME? | #NAME? |  |  | 1: 2.6481; 2: 3.7149; 3: 0; 4: 0 | 6.363 |  | 147.8096 | 239.5547 | 247.9238 | 20037 | 6.363 | 147.8096 | 241.7695 |  | 0 | 6667 | 6667 | 2003-07-08 | #NAME? | #NAME? | #NAME?
2003-07-09 | 2003 | 7 | 190 | 9 | 4 | 8.6 | 3.7964 | 9.3333 | 0 | 0 | 0 | #NAME? | #NAME? | #NAME? | #NAME? | #NAME? | #NAME? | FALSE | 12.4 | FALSE | TRUE | #NAME? | #NAME? | #NAME? | #NAME? | #NAME? | #NAME? | #NAME? | #NAME? | #NAME? | #NAME? |  |  | 1: 0; 2: 0; 3: 0; 4: 0 | 0 |  | 0 | 0 | 0 | 20037 | 0 | 0 | 0 |  | 0 | 6668 | 6668 | 2003-07-09 | #NAME? | #NAME? | #NAME?
2003-07-10 | 2003 | 7 | 191 | 10 | 5 | 7 | 4.1429 | 5.3333 | 0 | 0 | 0 | #NAME? | #NAME? | #NAME? | #NAME? | #NAME? | #NAME? | TRUE | 12.4 | FALSE | TRUE | #NAME? | #NAME? | #NAME? | #NAME? | #NAME? | #NAME? | #NAME? | #NAME? | #NAME? | #NAME? |  |  | 1: 0; 2: 0; 3: 0; 4: 0 | 0 |  | 0 | 0 | 0 | 20037 | 0 | 0 | 0 |  | 0 | 6669 | 6669 | 2003-07-10 | #NAME? | #NAME? | #NAME?
2003-07-11 | 2003 | 7 | 192 | 11 | 6 | 11.5 | 5.2148 | 8.3333 | 0 | 0 | 0 | #NAME? | #NAME? | #NAME? | #NAME? | #NAME? | #NAME? | FALSE | 0 | TRUE | TRUE | #NAME? | #NAME? | #NAME? | #NAME? | #NAME? | #NAME? | #NAME? | #NAME? | #NAME? | #NAME? |  |  | 1: 0; 2: 0; 3: 0; 4: 7.7009 | 7.7009 |  | 225.8918 | 347.8016 | 358.5583 | 20037 | 7.7009 | 225.8918 | 369.487 |  | 0 | 6670 | 6670 | 2003-07-11 | #NAME? | #NAME? | #NAME?
2003-07-12 | 2003 | 7 | 193 | 12 | 7 | 12.1 | 6.8612 | 7.5 | 0 | 0 | 0 | #NAME? | #NAME? | #NAME? | #NAME? | #NAME? | #NAME? | FALSE | 0 | TRUE | TRUE | #NAME? | #NAME? | #NAME? | #NAME? | #NAME? | #NAME? | #NAME? | #NAME? | #NAME? | #NAME? |  |  | 1: 0; 2: 0; 3: 6.3232; 4: 0 | 6.3232 |  | 92.74 | 142.7901 | 147.2063 | 20037 | 6.3232 | 92.74 | 151.6931 |  | 0 | 6671 | 6671 | 2003-07-12 | #NAME? | #NAME? | #NAME?
2003-07-13 | 2003 | 7 | 194 | 13 | 1 | 11.5 | 4.5054 | 7.1667 | 6.4 | 6.4 | 1.05 | #NAME? | #NAME? | #NAME? | #NAME? | #NAME? | #NAME? | TRUE | 0 | TRUE | TRUE | #NAME? | #NAME? | #NAME? | #NAME? | #NAME? | #NAME? | #NAME? | #NAME? | #NAME? | #NAME? |  |  | 1: 13.1827; 2: 20.4857; 3: 0; 4: 0 | 33.6684 |  | 794.2608 | 1288.944 | 1334.1031 | 20037 | 33.6684 | 794.2608 | 1299.1578 |  | 0 | 6672 | 6672 | 2003-07-13 | #NAME? | #NAME? | #NAME?
2003-07-14 | 2003 | 7 | 195 | 14 | 2 | 9.8 | 6.0536 | 8.5 | 0 | 0 | 0 | #NAME? | #NAME? | #NAME? | #NAME? | #NAME? | #NAME? | FALSE | 6.4 | TRUE | TRUE | #NAME? | #NAME? | #NAME? | #NAME? | #NAME? | #NAME? | #NAME? | #NAME? | #NAME? | #NAME? |  |  | 1: 0; 2: 0; 3: 2.6889; 4: 7.8439 | 10.5328 |  | 269.5239 | 414.9812 | 427.8157 | 20037 | 10.5328 | 269.5239 | 440.8552 |  | 0 | 6673 | 6673 | 2003-07-14 | #NAME? | #NAME? | #NAME?
2003-07-15 | 2003 | 7 | 196 | 15 | 3 | 8.8 | 5.2438 | 8 | 0 | 0 | 0 | #NAME? | #NAME? | #NAME? | #NAME? | #NAME? | #NAME? | TRUE | 6.4 | TRUE | TRUE | #NAME? | #NAME? | #NAME? | #NAME? | #NAME? | #NAME? | #NAME? | #NAME? | #NAME? | #NAME? |  |  | 1: 3.0582; 2: 4.4214; 3: 0; 4: 0 | 7.4796 |  | 174.5487 | 283.0018 | 292.8973 | 20037 | 7.4796 | 174.5487 | 285.5062 |  | 0 | 6674 | 6674 | 2003-07-15 | #NAME? | #NAME? | #NAME?
2003-07-16 | 2003 | 7 | 197 | 16 | 4 | 10 | 6.5716 | 8.5 | 0 | 0 | 0 | #NAME? | #NAME? | #NAME? | #NAME? | #NAME? | #NAME? | FALSE | 0 | TRUE | TRUE | #NAME? | #NAME? | #NAME? | #NAME? | #NAME? | #NAME? | #NAME? | #NAME? | #NAME? | #NAME? |  |  | 1: 0; 2: 0; 3: 0; 4: 5.8565 | 5.8565 |  | 171.7915 | 264.5044 | 272.685 | 20037 | 5.8565 | 171.7915 | 280.9962 |  | 0 | 6675 | 6675 | 2003-07-16 | #NAME? | #NAME? | #NAME?
2003-07-17 | 2003 | 7 | 198 | 17 | 5 | 12.8 | 5.5779 | 13 | 0 | 0 | 0 | #NAME? | #NAME? | #NAME? | #NAME? | #NAME? | #NAME? | TRUE | 0 | TRUE | TRUE | #NAME? | #NAME? | #NAME? | #NAME? | #NAME? | #NAME? | #NAME? | #NAME? | #NAME? | #NAME? |  |  | 1: 2.5716; 2: 2.9806; 3: 0; 4: 0 | 5.5522 |  | 125.1472 | 202.2947 | 209.3216 | 20037 | 5.5522 | 125.1472 | 204.701 |  | 0 | 6676 | 6676 | 2003-07-17 | #NAME? | #NAME? | #NAME?
2003-07-18 | 2003 | 7 | 199 | 18 | 6 | 11.2 | 5.936 | 9.6667 | 0 | 0 | 0 | #NAME? | #NAME? | #NAME? | #NAME? | #NAME? | #NAME? | FALSE | 0 | TRUE | TRUE | #NAME? | #NAME? | #NAME? | #NAME? | #NAME? | #NAME? | #NAME? | #NAME? | #NAME? | #NAME? |  |  | 1: 0; 2: 0; 3: 0; 4: 6.6822 | 6.6822 |  | 196.0111 | 301.7949 | 311.1287 | 20037 | 6.6822 | 196.0111 | 320.6117 |  | 0 | 6677 | 6677 | 2003-07-18 | #NAME? | #NAME? | #NAME?
2003-07-19 | 2003 | 7 | 200 | 19 | 7 | 8.5 | 5.0335 | 6.8333 | 0 | 0 | 0 | #NAME? | #NAME? | #NAME? | #NAME? | #NAME? | #NAME? | FALSE | 0 | TRUE | TRUE | #NAME? | #NAME? | #NAME? | #NAME? | #NAME? | #NAME? | #NAME? | #NAME? | #NAME? | #NAME? |  |  | 1: 0; 2: 0; 3: 0; 4: 0 | 0 |  | 0 | 0 | 0 | 20037 | 0 | 0 | 0 |  | 0 | 6678 | 6678 | 2003-07-19 | #NAME? | #NAME? | #NAME?
2003-07-20 | 2003 | 7 | 201 | 20 | 1 | 14.1 | 6.1591 | 11.3333 | 0 | 0 | 0 | #NAME? | #NAME? | #NAME? | #NAME? | #NAME? | #NAME? | TRUE | 0 | TRUE | TRUE | #NAME? | #NAME? | #NAME? | #NAME? | #NAME? | #NAME? | #NAME? | #NAME? | #NAME? | #NAME? |  |  | 1: 9.8168; 2: 14.1033; 3: 0; 4: 0 | 23.9201 |  | 557.6761 | 904.1053 | 935.7126 | 20037 | 23.9201 | 557.6761 | 912.1806 |  | 0 | 6679 | 6679 | 2003-07-20 | #NAME? | #NAME? | #NAME?
2003-07-21 | 2003 | 7 | 202 | 21 | 2 | 10.4 | 5.7497 | 7.1667 | 0 | 0 | 0 | #NAME? | #NAME? | #NAME? | #NAME? | #NAME? | #NAME? | FALSE | 0 | TRUE | TRUE | #NAME? | #NAME? | #NAME? | #NAME? | #NAME? | #NAME? | #NAME? | #NAME? | #NAME? | #NAME? |  |  | 1: 0; 2: 0; 3: 0; 4: 9.4207 | 9.4207 |  | 276.3412 | 425.4777 | 438.6368 | 20037 | 9.4207 | 276.3412 | 452.0062 |  | 0 | 6680 | 6680 | 2003-07-21 | #NAME? | #NAME? | #NAME?
2003-07-22 | 2003 | 7 | 203 | 22 | 3 | 11.8 | 6.7568 | 8.5 | 0 | 0 | 0 | #NAME? | #NAME? | #NAME? | #NAME? | #NAME? | #NAME? | TRUE | 0 | TRUE | TRUE | #NAME? | #NAME? | #NAME? | #NAME? | #NAME? | #NAME? | #NAME? | #NAME? | #NAME? | #NAME? |  |  | 1: 0; 2: 0; 3: 0; 4: 0 | 0 |  | 0 | 0 | 0 | 20037 | 0 | 0 | 0 |  | 0 | 6681 | 6681 | 2003-07-22 | #NAME? | #NAME? | #NAME?
2003-07-23 | 2003 | 7 | 204 | 23 | 4 | 12.9 | 6.1457 | 12.3333 | 0 | 0 | 0 | #NAME? | #NAME? | #NAME? | #NAME? | #NAME? | #NAME? | FALSE | 0 | TRUE | TRUE | #NAME? | #NAME? | #NAME? | #NAME? | #NAME? | #NAME? | #NAME? | #NAME? | #NAME? | #NAME? |  |  | 1: 0; 2: 0; 3: 0; 4: 5.9962 | 5.9962 |  | 175.8894 | 270.8138 | 279.1895 | 20037 | 5.9962 | 175.8894 | 287.699 |  | 0 | 6682 | 6682 | 2003-07-23 | #NAME? | #NAME? | #NAME?
2003-07-24 | 2003 | 7 | 205 | 24 | 5 | 12.9 | 4.5667 | 20.6667 | 0 | 0 | 0 | #NAME? | #NAME? | #NAME? | #NAME? | #NAME? | #NAME? | TRUE | 0 | TRUE | TRUE | #NAME? | #NAME? | #NAME? | #NAME? | #NAME? | #NAME? | #NAME? | #NAME? | #NAME? | #NAME? |  |  | 1: 0; 2: 0; 3: 0; 4: 0 | 0 |  | 0 | 0 | 0 | 20037 | 0 | 0 | 0 |  | 0 | 6683 | 6683 | 2003-07-24 | #NAME? | #NAME? | #NAME?
2003-07-25 | 2003 | 7 | 206 | 25 | 6 | 10.8 | 3.7628 | 16.1667 | 0 | 0 | 0 | #NAME? | #NAME? | #NAME? | #NAME? | #NAME? | #NAME? | FALSE | 0 | TRUE | TRUE | #NAME? | #NAME? | #NAME? | #NAME? | #NAME? | #NAME? | #NAME? | #NAME? | #NAME? | #NAME? |  |  | 1: 0; 2: 0; 3: 0; 4: 5.8919 | 5.8919 |  | 172.8281 | 266.1004 | 274.3303 | 20037 | 5.8919 | 172.8281 | 282.6917 |  | 0 | 6684 | 6684 | 2003-07-25 | #NAME? | #NAME? | #NAME?
2003-07-26 | 2003 | 7 | 207 | 26 | 7 | 8.3 | 5.1964 | 3.1667 | 3.2 | 3.2 | 0 | #NAME? | #NAME? | #NAME? | #NAME? | #NAME? | #NAME? | FALSE | 0 | TRUE | TRUE | #NAME? | #NAME? | #NAME? | #NAME? | #NAME? | #NAME? | #NAME? | #NAME? | #NAME? | #NAME? |  |  | 1: 0; 2: 0; 3: 4.7232; 4: 0 | 4.7232 |  | 69.2736 | 106.6593 | 109.958 | 20037 | 4.7232 | 69.2736 | 113.3095 |  | 0 | 6685 | 6685 | 2003-07-26 | #NAME? | #NAME? | #NAME?
2003-07-27 | 2003 | 7 | 208 | 27 | 1 | 10 | 6.6631 | 8.3333 | 0 | 0 | 0 | #NAME? | #NAME? | #NAME? | #NAME? | #NAME? | #NAME? | TRUE | 3.2 | TRUE | TRUE | #NAME? | #NAME? | #NAME? | #NAME? | #NAME? | #NAME? | #NAME? | #NAME? | #NAME? | #NAME? |  |  | 1: 0; 2: 0; 3: 0; 4: 0 | 0 |  | 0 | 0 | 0 | 20037 | 0 | 0 | 0 |  | 0 | 6686 | 6686 | 2003-07-27 | #NAME? | #NAME? | #NAME?
2003-07-28 | 2003 | 7 | 209 | 28 | 2 | 15 | 6.1034 | 19.6667 | 0 | 0 | 0 | #NAME? | #NAME? | #NAME? | #NAME? | #NAME? | #NAME? | FALSE | 3.2 | TRUE | TRUE | #NAME? | #NAME? | #NAME? | #NAME? | #NAME? | #NAME? | #NAME? | #NAME? | #NAME? | #NAME? |  |  | 1: 0; 2: 0; 3: 0; 4: 8.8027 | 8.8027 |  | 258.2131 | 397.5662 | 409.8621 | 20037 | 8.8027 | 258.2131 | 422.3545 |  | 0 | 6687 | 6687 | 2003-07-28 | #NAME? | #NAME? | #NAME?
2003-07-29 | 2003 | 7 | 210 | 29 | 3 | 12.3 | 5.5955 | 9.3333 | 0 | 0 | 0 | #NAME? | #NAME? | #NAME? | #NAME? | #NAME? | #NAME? | TRUE | 0 | TRUE | TRUE | #NAME? | #NAME? | #NAME? | #NAME? | #NAME? | #NAME? | #NAME? | #NAME? | #NAME? | #NAME? |  |  | 1: 17.2237; 2: 32.6089; 3: 0; 4: 0 | 49.8325 |  | 1209.1411 | 1966.8064 | 2036.0638 | 20037 | 49.8325 | 1209.1411 | 1977.77 |  | 0 | 6688 | 6688 | 2003-07-29 | #NAME? | #NAME? | #NAME?
2003-07-30 | 2003 | 7 | 211 | 30 | 4 | 14.1 | 5.7176 | 5.1667 | 0 | 0 | 0 | #NAME? | #NAME? | #NAME? | #NAME? | #NAME? | #NAME? | FALSE | 0 | TRUE | TRUE | #NAME? | #NAME? | #NAME? | #NAME? | #NAME? | #NAME? | #NAME? | #NAME? | #NAME? | #NAME? |  |  | 1: 0; 2: 0; 3: 2.3458; 4: 5.4339 | 7.7796 |  | 193.7978 | 298.3871 | 307.6156 | 20037 | 7.7796 | 193.7978 | 316.9915 |  | 0 | 6689 | 6689 | 2003-07-30 | #NAME? | #NAME? | #NAME?
2003-07-31 | 2003 | 7 | 212 | 31 | 5 | 15.8 | 5.9653 | 10 | 2 | 2 | 0 | #NAME? | #NAME? | #NAME? | #NAME? | #NAME? | #NAME? | TRUE | 0 | TRUE | TRUE | #NAME? | #NAME? | #NAME? | #NAME? | #NAME? | #NAME? | #NAME? | #NAME? | #NAME? | #NAME? |  |  | 1: 1.4821; 2: 2.1637; 3: 0; 4: 0 | 3.6457 |  | 85.2044 | 138.1621 | 142.9944 | 20037 | 3.6457 | 85.2044 | 139.3672 |  | 0 | 6690 | 6690 | 2003-07-31 | #NAME? | #NAME? | #NAME?
2003-08-01 | 2003 | 8 | 213 | 1 | 6 | 12.1 | 7.1868 | 8.6667 | 0 | 0 | 0 | #NAME? | #NAME? | #NAME? | #NAME? | #NAME? | #NAME? | FALSE | 2 | TRUE | TRUE | #NAME? | #NAME? | #NAME? | #NAME? | #NAME? | #NAME? | #NAME? | #NAME? | #NAME? | #NAME? |  |  | 1: 0; 2: 0; 3: 0; 4: 6.4256 | 6.4256 |  | 188.4832 | 290.2043 | 299.1797 | 20038 | 6.4256 | 188.4832 | 308.2985 |  | 0 | 6691 | 6691 | 2003-08-01 | #NAME? | #NAME? | #NAME?
2003-08-02 | 2003 | 8 | 214 | 2 | 7 | 15.6 | 5.5139 | 17.8333 | 0 | 0 | 0 | #NAME? | #NAME? | #NAME? | #NAME? | #NAME? | #NAME? | FALSE | 2 | TRUE | TRUE | #NAME? | #NAME? | #NAME? | #NAME? | #NAME? | #NAME? | #NAME? | #NAME? | #NAME? | #NAME? |  |  | 1: 0; 2: 0; 3: 0; 4: 0 | 0 |  | 0 | 0 | 0 | 20038 | 0 | 0 | 0 |  | 0 | 6692 | 6692 | 2003-08-02 | #NAME? | #NAME? | #NAME?
2003-08-03 | 2003 | 8 | 215 | 3 | 1 | 12.5 | 4.2117 | 9.3333 | 0 | 0 | 0 | #NAME? | #NAME? | #NAME? | #NAME? | #NAME? | #NAME? | TRUE | 0 | TRUE | TRUE | #NAME? | #NAME? | #NAME? | #NAME? | #NAME? | #NAME? | #NAME? | #NAME? | #NAME? | #NAME? |  |  | 1: 9.7852; 2: 13.0325; 3: 0; 4: 0 | 22.8177 |  | 525.8032 | 851.5795 | 881.2855 | 20038 | 22.8177 | 525.8032 | 860.0466 |  | 0 | 6693 | 6693 | 2003-08-03 | #NAME? | #NAME? | #NAME?
2003-08-04 | 2003 | 8 | 216 | 4 | 2 | 12.7 | 4.1908 | 12 | 0 | 0 | 0 | #NAME? | #NAME? | #NAME? | #NAME? | #NAME? | #NAME? | FALSE | 0 | TRUE | TRUE | #NAME? | #NAME? | #NAME? | #NAME? | #NAME? | #NAME? | #NAME? | #NAME? | #NAME? | #NAME? |  |  | 1: 0; 2: 0; 3: 0; 4: 9.3018 | 9.3018 |  | 272.8534 | 420.1077 | 433.1007 | 20038 | 9.3018 | 272.8534 | 446.3013 |  | 0 | 6694 | 6694 | 2003-08-04 | #NAME? | #NAME? | #NAME?
2003-08-05 | 2003 | 8 | 217 | 5 | 3 | 13.3 | 5.2973 | 13.3333 | 19.9 | 19.9 | 11.175 | #NAME? | #NAME? | #NAME? | #NAME? | #NAME? | #NAME? | TRUE | 0 | TRUE | TRUE | #NAME? | #NAME? | #NAME? | #NAME? | #NAME? | #NAME? | #NAME? | #NAME? | #NAME? | #NAME? |  |  | 1: 0; 2: 0; 3: 0; 4: 0 | 0 |  | 0 | 0 | 0 | 20038 | 0 | 0 | 0 |  | 0 | 6695 | 6695 | 2003-08-05 | #NAME? | #NAME? | #NAME?
2003-08-06 | 2003 | 8 | 218 | 6 | 4 | 13.1 | 4.6988 | 9.1667 | 2.6 | 2.6 | 0 | #NAME? | #NAME? | #NAME? | #NAME? | #NAME? | #NAME? | FALSE | 19.9 | FALSE | TRUE | #NAME? | #NAME? | #NAME? | #NAME? | #NAME? | #NAME? | #NAME? | #NAME? | #NAME? | #NAME? |  |  | 1: 0; 2: 0; 3: 0; 4: 0 | 0 |  | 0 | 0 | 0 | 20038 | 0 | 0 | 0 |  | 0 | 6696 | 6696 | 2003-08-06 | #NAME? | #NAME? | #NAME?
2003-08-07 | 2003 | 8 | 219 | 7 | 5 | 10.7 | 3.9955 | 10.5 | 2.4 | 2.4 | 0 | #NAME? | #NAME? | #NAME? | #NAME? | #NAME? | #NAME? | TRUE | 22.5 | FALSE | TRUE | #NAME? | #NAME? | #NAME? | #NAME? | #NAME? | #NAME? | #NAME? | #NAME? | #NAME? | #NAME? |  |  | 1: 0; 2: 0; 3: 0; 4: 0 | 0 |  | 0 | 0 | 0 | 20038 | 0 | 0 | 0 |  | 0 | 6697 | 6697 | 2003-08-07 | #NAME? | #NAME? | #NAME?
2003-08-08 | 2003 | 8 | 220 | 8 | 6 | 10.5 | 3.7385 | 13.5 | 0 | 0 | 0 | #NAME? | #NAME? | #NAME? | #NAME? | #NAME? | #NAME? | FALSE | 5 | TRUE | TRUE | #NAME? | #NAME? | #NAME? | #NAME? | #NAME? | #NAME? | #NAME? | #NAME? | #NAME? | #NAME? |  |  | 1: 0; 2: 0; 3: 0; 4: 7.0619 | 7.0619 |  | 207.148 | 318.9422 | 328.8064 | 20038 | 7.0619 | 207.148 | 338.8282 |  | 0 | 6698 | 6698 | 2003-08-08 | #NAME? | #NAME? | #NAME?
2003-08-09 | 2003 | 8 | 221 | 9 | 7 | 11.5 | 4.2235 | 8.3333 | 0.4 | 0.4 | 0 | #NAME? | #NAME? | #NAME? | #NAME? | #NAME? | #NAME? | FALSE | 2.4 | TRUE | TRUE | #NAME? | #NAME? | #NAME? | #NAME? | #NAME? | #NAME? | #NAME? | #NAME? | #NAME? | #NAME? |  |  | 1: 0; 2: 0; 3: 0; 4: 0 | 0 |  | 0 | 0 | 0 | 20038 | 0 | 0 | 0 |  | 0 | 6699 | 6699 | 2003-08-09 | #NAME? | #NAME? | #NAME?
2003-08-10 | 2003 | 8 | 222 | 10 | 1 | 12.3 | 4.0555 | 11.1667 | 0 | 0 | 0 | #NAME? | #NAME? | #NAME? | #NAME? | #NAME? | #NAME? | TRUE | 0.4 | TRUE | TRUE | #NAME? | #NAME? | #NAME? | #NAME? | #NAME? | #NAME? | #NAME? | #NAME? | #NAME? | #NAME? |  |  | 1: 8.5818; 2: 11.1201; 3: 0; 4: 0 | 19.7019 |  | 452.055 | 731.8661 | 757.3753 | 20038 | 19.7019 | 452.055 | 739.418 |  | 0 | 6700 | 6700 | 2003-08-10 | #NAME? | #NAME? | #NAME?
2003-08-11 | 2003 | 8 | 223 | 11 | 2 | 10.7 | 4.0815 | 6.1667 | 0.5 | 0.5 | 0 | #NAME? | #NAME? | #NAME? | #NAME? | #NAME? | #NAME? | FALSE | 0.4 | TRUE | TRUE | #NAME? | #NAME? | #NAME? | #NAME? | #NAME? | #NAME? | #NAME? | #NAME? | #NAME? | #NAME? |  |  | 1: 0; 2: 0; 3: 2.2572; 4: 6.8334 | 9.0906 |  | 233.5529 | 359.5973 | 370.7189 | 20038 | 9.0906 | 233.5529 | 382.0182 |  | 0 | 6701 | 6701 | 2003-08-11 | #NAME? | #NAME? | #NAME?
2003-08-12 | 2003 | 8 | 224 | 12 | 3 | 12.7 | 4.4837 | 11 | 0 | 0 | 0 | #NAME? | #NAME? | #NAME? | #NAME? | #NAME? | #NAME? | TRUE | 0.5 | TRUE | TRUE | #NAME? | #NAME? | #NAME? | #NAME? | #NAME? | #NAME? | #NAME? | #NAME? | #NAME? | #NAME? |  |  | 1: 0; 2: 0; 3: 0; 4: 0 | 0 |  | 0 | 0 | 0 | 20038 | 0 | 0 | 0 |  | 0 | 6702 | 6702 | 2003-08-12 | #NAME? | #NAME? | #NAME?
2003-08-13 | 2003 | 8 | 225 | 13 | 4 | 10 | 5.9455 | 14.5 | 0 | 0 | 0 | #NAME? | #NAME? | #NAME? | #NAME? | #NAME? | #NAME? | FALSE | 0.5 | TRUE | TRUE | #NAME? | #NAME? | #NAME? | #NAME? | #NAME? | #NAME? | #NAME? | #NAME? | #NAME? | #NAME? |  |  | 1: 0; 2: 0; 3: 4.2759; 4: 4.746 | 9.0219 |  | 201.9297 | 310.9077 | 320.5234 | 20038 | 9.0219 | 201.9297 | 330.2927 |  | 0 | 6703 | 6703 | 2003-08-13 | #NAME? | #NAME? | #NAME?
2003-08-14 | 2003 | 8 | 226 | 14 | 5 | 8.2 | 6.6148 | 8 | 0 | 0 | 0 | #NAME? | #NAME? | #NAME? | #NAME? | #NAME? | #NAME? | TRUE | 0 | TRUE | TRUE | #NAME? | #NAME? | #NAME? | #NAME? | #NAME? | #NAME? | #NAME? | #NAME? | #NAME? | #NAME? |  |  | 1: 12.4156; 2: 16.3278; 3: 0; 4: 0 | 28.7435 |  | 661.0454 | 1070.4319 | 1107.7582 | 20038 | 28.7435 | 661.0454 | 1081.2599 |  | 0 | 6704 | 6704 | 2003-08-14 | #NAME? | #NAME? | #NAME?
2003-08-15 | 2003 | 8 | 227 | 15 | 6 | 7.6 | 7.0897 | 3.5 | 0 | 0 | 0 | #NAME? | #NAME? | #NAME? | #NAME? | #NAME? | #NAME? | FALSE | 0 | TRUE | TRUE | #NAME? | #NAME? | #NAME? | #NAME? | #NAME? | #NAME? | #NAME? | #NAME? | #NAME? | #NAME? |  |  | 1: 0; 2: 0; 3: 0; 4: 6.9082 | 6.9082 |  | 202.6401 | 312.0015 | 321.651 | 20038 | 6.9082 | 202.6401 | 331.4548 |  | 0 | 6705 | 6705 | 2003-08-15 | #NAME? | #NAME? | #NAME?
2003-08-16 | 2003 | 8 | 228 | 16 | 7 | 16.2 | 4.6232 | 7.8333 | 0.6 | 0.6 | 0 | #NAME? | #NAME? | #NAME? | #NAME? | #NAME? | #NAME? | FALSE | 0 | TRUE | TRUE | #NAME? | #NAME? | #NAME? | #NAME? | #NAME? | #NAME? | #NAME? | #NAME? | #NAME? | #NAME? |  |  | 1: 0; 2: 0; 3: 4.6778; 4: 0 | 4.6778 |  | 68.6075 | 105.6338 | 108.9008 | 20038 | 4.6778 | 68.6075 | 112.22 |  | 0 | 6706 | 6706 | 2003-08-16 | #NAME? | #NAME? | #NAME?
2003-08-17 | 2003 | 8 | 229 | 17 | 1 | 10.8 | 5.3915 | 7.5 | 0 | 0 | 0 | #NAME? | #NAME? | #NAME? | #NAME? | #NAME? | #NAME? | TRUE | 0.6 | TRUE | TRUE | #NAME? | #NAME? | #NAME? | #NAME? | #NAME? | #NAME? | #NAME? | #NAME? | #NAME? | #NAME? |  |  | 1: 7.4722; 2: 10.1468; 3: 0; 4: 0 | 17.619 |  | 407.2315 | 659.7148 | 682.741 | 20038 | 17.619 | 407.2315 | 666.101 |  | 0 | 6707 | 6707 | 2003-08-17 | #NAME? | #NAME? | #NAME?
2003-08-18 | 2003 | 8 | 230 | 18 | 2 | 12.2 | 6.7367 | 7.5 | 0 | 0 | 0 | #NAME? | #NAME? | #NAME? | #NAME? | #NAME? | #NAME? | FALSE | 0.6 | TRUE | TRUE | #NAME? | #NAME? | #NAME? | #NAME? | #NAME? | #NAME? | #NAME? | #NAME? | #NAME? | #NAME? |  |  | 1: 0; 2: 0; 3: 0; 4: 9.4074 | 9.4074 |  | 275.9515 | 424.8777 | 438.0182 | 20038 | 9.4074 | 275.9515 | 451.3688 |  | 0 | 6708 | 6708 | 2003-08-18 | #NAME? | #NAME? | #NAME?
2003-08-19 | 2003 | 8 | 231 | 19 | 3 | 10.6 | 4.576 | 14.6667 | 5.2 | 5.2 | 0.15 | #NAME? | #NAME? | #NAME? | #NAME? | #NAME? | #NAME? | TRUE | 0 | TRUE | TRUE | #NAME? | #NAME? | #NAME? | #NAME? | #NAME? | #NAME? | #NAME? | #NAME? | #NAME? | #NAME? |  |  | 1: 0; 2: 0; 3: 0; 4: 0 | 0 |  | 0 | 0 | 0 | 20038 | 0 | 0 | 0 |  | 0 | 6709 | 6709 | 2003-08-19 | #NAME? | #NAME? | #NAME?
2003-08-20 | 2003 | 8 | 232 | 20 | 4 | 11.2 | 3.8354 | 19.8333 | 0.8 | 0.8 | 0 | #NAME? | #NAME? | #NAME? | #NAME? | #NAME? | #NAME? | FALSE | 5.2 | TRUE | TRUE | #NAME? | #NAME? | #NAME? | #NAME? | #NAME? | #NAME? | #NAME? | #NAME? | #NAME? | #NAME? |  |  | 1: 0; 2: 0; 3: 11.5318; 4: 4.6468 | 16.1786 |  | 305.4384 | 470.2781 | 484.8228 | 20038 | 16.1786 | 305.4384 | 499.5999 |  | 0 | 6710 | 6710 | 2003-08-20 | #NAME? | #NAME? | #NAME?
2003-08-21 | 2003 | 8 | 233 | 21 | 5 | 8.7 | 5.6548 | 6.6667 | 0 | 0 | 0 | #NAME? | #NAME? | #NAME? | #NAME? | #NAME? | #NAME? | TRUE | 6 | TRUE | TRUE | #NAME? | #NAME? | #NAME? | #NAME? | #NAME? | #NAME? | #NAME? | #NAME? | #NAME? | #NAME? |  |  | 1: 0; 2: 0; 3: 0; 4: 0 | 0 |  | 0 | 0 | 0 | 20038 | 0 | 0 | 0 |  | 0 | 6711 | 6711 | 2003-08-21 | #NAME? | #NAME? | #NAME?
2003-08-22 | 2003 | 8 | 234 | 22 | 6 | 13.2 | 5.2292 | 10.6667 | 0 | 0 | 0 | #NAME? | #NAME? | #NAME? | #NAME? | #NAME? | #NAME? | FALSE | 0.8 | TRUE | TRUE | #NAME? | #NAME? | #NAME? | #NAME? | #NAME? | #NAME? | #NAME? | #NAME? | #NAME? | #NAME? |  |  | 1: 0; 2: 0; 3: 0; 4: 5.3901 | 5.3901 |  | 158.1108 | 243.4404 | 250.9695 | 20038 | 5.3901 | 158.1108 | 258.6189 |  | 0 | 6712 | 6712 | 2003-08-22 | #NAME? | #NAME? | #NAME?
2003-08-23 | 2003 | 8 | 235 | 23 | 7 | 9.7 | 4.5461 | 15.8333 | 0.8 | 0.8 | 0 | #NAME? | #NAME? | #NAME? | #NAME? | #NAME? | #NAME? | FALSE | 0 | TRUE | TRUE | #NAME? | #NAME? | #NAME? | #NAME? | #NAME? | #NAME? | #NAME? | #NAME? | #NAME? | #NAME? |  |  | 1: 0; 2: 0; 3: 7.1314; 4: 0 | 7.1314 |  | 104.5932 | 161.0403 | 166.0209 | 20038 | 7.1314 | 104.5932 | 171.0811 |  | 0 | 6713 | 6713 | 2003-08-23 | #NAME? | #NAME? | #NAME?
2003-08-24 | 2003 | 8 | 236 | 24 | 1 | 4.5 | 4.3043 | 4.6667 | 0 | 0 | 0 | #NAME? | #NAME? | #NAME? | #NAME? | #NAME? | #NAME? | TRUE | 0.8 | TRUE | TRUE | #NAME? | #NAME? | #NAME? | #NAME? | #NAME? | #NAME? | #NAME? | #NAME? | #NAME? | #NAME? |  |  | 1: 0; 2: 0; 3: 0; 4: 0 | 0 |  | 0 | 0 | 0 | 20038 | 0 | 0 | 0 |  | 0 | 6714 | 6714 | 2003-08-24 | #NAME? | #NAME? | #NAME?
2003-08-25 | 2003 | 8 | 237 | 25 | 2 | 7.5 | 5.1898 | 13.6667 | 0 | 0 | 0 | #NAME? | #NAME? | #NAME? | #NAME? | #NAME? | #NAME? | FALSE | 0.8 | TRUE | TRUE | #NAME? | #NAME? | #NAME? | #NAME? | #NAME? | #NAME? | #NAME? | #NAME? | #NAME? | #NAME? |  |  | 1: 0; 2: 0; 3: 3.4679; 4: 7.7438 | 11.2117 |  | 278.013 | 428.0517 | 441.2905 | 20038 | 11.2117 | 278.013 | 454.7407 |  | 0 | 6715 | 6715 | 2003-08-25 | #NAME? | #NAME? | #NAME?
2003-08-26 | 2003 | 8 | 238 | 26 | 3 | 11.8 | 5.2326 | 7.8333 | 0 | 0 | 0 | #NAME? | #NAME? | #NAME? | #NAME? | #NAME? | #NAME? | TRUE | 0 | TRUE | TRUE | #NAME? | #NAME? | #NAME? | #NAME? | #NAME? | #NAME? | #NAME? | #NAME? | #NAME? | #NAME? |  |  | 1: 0; 2: 0; 3: 0; 4: 0 | 0 |  | 0 | 0 | 0 | 20038 | 0 | 0 | 0 |  | 0 | 6716 | 6716 | 2003-08-26 | #NAME? | #NAME? | #NAME?
2003-08-27 | 2003 | 8 | 239 | 27 | 4 | 9.5 | 3.5621 | 12.6667 | 6 | 6 | 0.75 | #NAME? | #NAME? | #NAME? | #NAME? | #NAME? | #NAME? | FALSE | 0 | TRUE | TRUE | #NAME? | #NAME? | #NAME? | #NAME? | #NAME? | #NAME? | #NAME? | #NAME? | #NAME? | #NAME? |  |  | 1: 0; 2: 0; 3: 0; 4: 5.4831 | 5.4831 |  | 160.8384 | 247.64 | 255.299 | 20038 | 5.4831 | 160.8384 | 263.0804 |  | 0 | 6717 | 6717 | 2003-08-27 | #NAME? | #NAME? | #NAME?
2003-08-28 | 2003 | 8 | 240 | 28 | 5 | 9.3 | 2.7809 | 20.1667 | 0.2 | 0.2 | 0 | #NAME? | #NAME? | #NAME? | #NAME? | #NAME? | #NAME? | TRUE | 6 | TRUE | FALSE | #NAME? | #NAME? | #NAME? | #NAME? | #NAME? | #NAME? | #NAME? | #NAME? | #NAME? | #NAME? |  |  | 1: 0; 2: 0; 3: 0; 4: 0 | 0 |  | 0 | 0 | 0 | 20038 | 0 | 0 | 0 |  | 0 | 6718 | 6718 | 2003-08-28 | #NAME? | #NAME? | #NAME?
2003-08-29 | 2003 | 8 | 241 | 29 | 6 | 2.8 | 3.8898 | 4 | 0 | 0 | 0 | #NAME? | #NAME? | #NAME? | #NAME? | #NAME? | #NAME? | FALSE | 6.2 | TRUE | TRUE | #NAME? | #NAME? | #NAME? | #NAME? | #NAME? | #NAME? | #NAME? | #NAME? | #NAME? | #NAME? |  |  | 1: 0; 2: 0; 3: 0; 4: 3.8095 | 3.8095 |  | 111.7446 | 172.0512 | 177.3723 | 20038 | 3.8095 | 111.7446 | 182.7785 |  | 0 | 6719 | 6719 | 2003-08-29 | #NAME? | #NAME? | #NAME?
2003-08-30 | 2003 | 8 | 242 | 30 | 7 | 5.6 | 4.8598 | 7.5 | 0 | 0 | 0 | #NAME? | #NAME? | #NAME? | #NAME? | #NAME? | #NAME? | FALSE | 0.2 | TRUE | TRUE | #NAME? | #NAME? | #NAME? | #NAME? | #NAME? | #NAME? | #NAME? | #NAME? | #NAME? | #NAME? |  |  | 1: 0; 2: 0; 3: 10.839; 4: 0 | 10.839 |  | 158.9714 | 244.7655 | 252.3355 | 20038 | 10.839 | 158.9714 | 260.0266 |  | 0 | 6720 | 6720 | 2003-08-30 | #NAME? | #NAME? | #NAME?
2003-08-31 | 2003 | 8 | 243 | 31 | 1 | 7.6 | 5.1669 | 4.5 | 0 | 0 | 0 | #NAME? | #NAME? | #NAME? | #NAME? | #NAME? | #NAME? | TRUE | 0 | TRUE | TRUE | #NAME? | #NAME? | #NAME? | #NAME? | #NAME? | #NAME? | #NAME? | #NAME? | #NAME? | #NAME? |  |  | 1: 0; 2: 0; 3: 0; 4: 0 | 0 |  | 0 | 0 | 0 | 20038 | 0 | 0 | 0 |  | 0 | 6721 | 6721 | 2003-08-31 | #NAME? | #NAME? | #NAME?
2003-09-01 | 2003 | 9 | 244 | 1 | 2 | 10 | 3.8137 | 20.5 | 0 | 0 | 0 | #NAME? | #NAME? | #NAME? | #NAME? | #NAME? | #NAME? | FALSE | 0 | TRUE | TRUE | #NAME? | #NAME? | #NAME? | #NAME? | #NAME? | #NAME? | #NAME? | #NAME? | #NAME? | #NAME? |  |  | 1: 0; 2: 0; 3: 5.7698; 4: 7.7947 | 13.5644 |  | 313.267 | 482.3318 | 497.2493 | 20039 | 13.5644 | 313.267 | 512.4051 |  | 0 | 6722 | 6722 | 2003-09-01 | #NAME? | #NAME? | #NAME?
2003-09-02 | 2003 | 9 | 245 | 2 | 3 | 7.1 | 4.3347 | 4.6667 | 0 | 0 | 0 | #NAME? | #NAME? | #NAME? | #NAME? | #NAME? | #NAME? | TRUE | 0 | TRUE | TRUE | #NAME? | #NAME? | #NAME? | #NAME? | #NAME? | #NAME? | #NAME? | #NAME? | #NAME? | #NAME? |  |  | 1: 3.4377; 2: 6.7313; 3: 0; 4: 0 | 10.1689 |  | 247.8696 | 403.3383 | 417.5525 | 20039 | 10.1689 | 247.8696 | 405.4358 |  | 0 | 6723 | 6723 | 2003-09-02 | #NAME? | #NAME? | #NAME?
2003-09-03 | 2003 | 9 | 246 | 3 | 4 | 6.3 | 5.8325 | 10 | 0 | 0 | 0 | #NAME? | #NAME? | #NAME? | #NAME? | #NAME? | #NAME? | FALSE | 0 | TRUE | TRUE | #NAME? | #NAME? | #NAME? | #NAME? | #NAME? | #NAME? | #NAME? | #NAME? | #NAME? | #NAME? |  |  | 1: 0; 2: 0; 3: 2.1248; 4: 4.6641 | 6.7889 |  | 167.9774 | 258.6318 | 266.6308 | 20039 | 6.7889 | 167.9774 | 274.7575 |  | 0 | 6724 | 6724 | 2003-09-03 | #NAME? | #NAME? | #NAME?
2003-09-04 | 2003 | 9 | 247 | 4 | 5 | 16 | 4.7891 | 9.1667 | 0 | 0 | 0 | #NAME? | #NAME? | #NAME? | #NAME? | #NAME? | #NAME? | TRUE | 0 | TRUE | TRUE | #NAME? | #NAME? | #NAME? | #NAME? | #NAME? | #NAME? | #NAME? | #NAME? | #NAME? | #NAME? |  |  | 1: 15.8186; 2: 29.2809; 3: 0; 4: 0 | 45.0995 |  | 1090.9119 | 1774.0433 | 1836.4787 | 20039 | 45.0995 | 1090.9119 | 1784.3846 |  | 0 | 6725 | 6725 | 2003-09-04 | #NAME? | #NAME? | #NAME?
2003-09-05 | 2003 | 9 | 248 | 5 | 6 | 8.6 | 5.1963 | 3.3333 | 0 | 0 | 0 | #NAME? | #NAME? | #NAME? | #NAME? | #NAME? | #NAME? | FALSE | 0 | TRUE | TRUE | #NAME? | #NAME? | #NAME? | #NAME? | #NAME? | #NAME? | #NAME? | #NAME? | #NAME? | #NAME? |  |  | 1: 0; 2: 0; 3: 0; 4: 5.8418 | 5.8418 |  | 171.3609 | 263.8414 | 272.0015 | 20039 | 5.8418 | 171.3609 | 280.2919 |  | 0 | 6726 | 6726 | 2003-09-05 | #NAME? | #NAME? | #NAME?
2003-09-06 | 2003 | 9 | 249 | 6 | 7 | 8 | 5.4308 | 8.5 | 0 | 0 | 0 | #NAME? | #NAME? | #NAME? | #NAME? | #NAME? | #NAME? | FALSE | 0 | TRUE | TRUE | #NAME? | #NAME? | #NAME? | #NAME? | #NAME? | #NAME? | #NAME? | #NAME? | #NAME? | #NAME? |  |  | 1: 0; 2: 0; 3: 6.4907; 4: 0 | 6.4907 |  | 95.1968 | 146.5729 | 151.1061 | 20039 | 6.4907 | 95.1968 | 155.7117 |  | 0 | 6727 | 6727 | 2003-09-06 | #NAME? | #NAME? | #NAME?
2003-09-07 | 2003 | 9 | 250 | 7 | 1 | 11.2 | 6.2501 | 6.5 | 0 | 0 | 0 | #NAME? | #NAME? | #NAME? | #NAME? | #NAME? | #NAME? | TRUE | 0 | TRUE | TRUE | #NAME? | #NAME? | #NAME? | #NAME? | #NAME? | #NAME? | #NAME? | #NAME? | #NAME? | #NAME? |  |  | 1: 0; 2: 0; 3: 0; 4: 0 | 0 |  | 0 | 0 | 0 | 20039 | 0 | 0 | 0 |  | 0 | 6728 | 6728 | 2003-09-07 | #NAME? | #NAME? | #NAME?
2003-09-08 | 2003 | 9 | 251 | 8 | 2 | 9.2 | 2.4945 | 18.1667 | 5.7 | 5.7 | 0.525 | #NAME? | #NAME? | #NAME? | #NAME? | #NAME? | #NAME? | FALSE | 0 | TRUE | TRUE | #NAME? | #NAME? | #NAME? | #NAME? | #NAME? | #NAME? | #NAME? | #NAME? | #NAME? | #NAME? |  |  | 1: 0; 2: 0; 3: 0; 4: 9.2824 | 9.2824 |  | 272.2845 | 419.2317 | 432.1977 | 20039 | 9.2824 | 272.2845 | 445.3708 |  | 0 | 6729 | 6729 | 2003-09-08 | #NAME? | #NAME? | #NAME?
2003-09-09 | 2003 | 9 | 252 | 9 | 3 | 7.2 | 1.8351 | 14.3333 | 5.9 | 5.9 | 0.675 | #NAME? | #NAME? | #NAME? | #NAME? | #NAME? | #NAME? | TRUE | 5.7 | TRUE | TRUE | #NAME? | #NAME? | #NAME? | #NAME? | #NAME? | #NAME? | #NAME? | #NAME? | #NAME? | #NAME? |  |  | 1: 8.975; 2: 11.9107; 3: 0; 4: 0 | 20.8856 |  | 481.0126 | 779 | 806.1713 | 20039 | 20.8856 | 481.0126 | 786.7834 |  | 0 | 6730 | 6730 | 2003-09-09 | #NAME? | #NAME? | #NAME?
2003-09-10 | 2003 | 9 | 253 | 10 | 4 | 6.7 | 3.4701 | 6 | 0 | 0 | 0 | #NAME? | #NAME? | #NAME? | #NAME? | #NAME? | #NAME? | FALSE | 11.6 | FALSE | TRUE | #NAME? | #NAME? | #NAME? | #NAME? | #NAME? | #NAME? | #NAME? | #NAME? | #NAME? | #NAME? |  |  | 1: 0; 2: 0; 3: 0; 4: 0 | 0 |  | 0 | 0 | 0 | 20039 | 0 | 0 | 0 |  | 0 | 6731 | 6731 | 2003-09-10 | #NAME? | #NAME? | #NAME?
2003-09-11 | 2003 | 9 | 254 | 11 | 5 | 7.2 | 2.6652 | 9 | 4.8 | 4.8 | 0 | #NAME? | #NAME? | #NAME? | #NAME? | #NAME? | #NAME? | TRUE | 5.9 | TRUE | TRUE | #NAME? | #NAME? | #NAME? | #NAME? | #NAME? | #NAME? | #NAME? | #NAME? | #NAME? | #NAME? |  |  | 1: 8.1609; 2: 10.9791; 3: 0; 4: 0 | 19.14 |  | 441.7469 | 715.5406 | 740.5084 | 20039 | 19.14 | 441.7469 | 722.5574 |  | 0 | 6732 | 6732 | 2003-09-11 | #NAME? | #NAME? | #NAME?
2003-09-12 | 2003 | 9 | 255 | 12 | 6 | 4.2 | 2.7285 | 5.3333 | 1.6 | 1.6 | 0 | #NAME? | #NAME? | #NAME? | #NAME? | #NAME? | #NAME? | FALSE | 4.8 | TRUE | TRUE | #NAME? | #NAME? | #NAME? | #NAME? | #NAME? | #NAME? | #NAME? | #NAME? | #NAME? | #NAME? |  |  | 1: 0; 2: 0; 3: 0; 4: 5.9887 | 5.9887 |  | 175.6697 | 270.4755 | 278.8408 | 20039 | 5.9887 | 175.6697 | 287.3397 |  | 0 | 6733 | 6733 | 2003-09-12 | #NAME? | #NAME? | #NAME?
2003-09-13 | 2003 | 9 | 256 | 13 | 7 | 5.6 | 3.3101 | 17.8333 | 0 | 0 | 0 | #NAME? | #NAME? | #NAME? | #NAME? | #NAME? | #NAME? | FALSE | 6.4 | TRUE | TRUE | #NAME? | #NAME? | #NAME? | #NAME? | #NAME? | #NAME? | #NAME? | #NAME? | #NAME? | #NAME? |  |  | 1: 0; 2: 0; 3: 8.8631; 4: 0 | 8.8631 |  | 129.9923 | 200.1468 | 206.3369 | 20039 | 8.8631 | 129.9923 | 212.626 |  | 0 | 6734 | 6734 | 2003-09-13 | #NAME? | #NAME? | #NAME?
2003-09-14 | 2003 | 9 | 257 | 14 | 1 | 7.2 | 3.2771 | 6.3333 | 0 | 0 | 0 | #NAME? | #NAME? | #NAME? | #NAME? | #NAME? | #NAME? | TRUE | 1.6 | TRUE | FALSE | #NAME? | #NAME? | #NAME? | #NAME? | #NAME? | #NAME? | #NAME? | #NAME? | #NAME? | #NAME? |  |  | 1: 0; 2: 0; 3: 0; 4: 0 | 0 |  | 0 | 0 | 0 | 20039 | 0 | 0 | 0 |  | 0 | 6735 | 6735 | 2003-09-14 | #NAME? | #NAME? | #NAME?
2003-09-15 | 2003 | 9 | 258 | 15 | 2 | 2.4 | 1.6251 | 11.8333 | 4.7 | 4.7 | 0 | #NAME? | #NAME? | #NAME? | #NAME? | #NAME? | #NAME? | FALSE | 0 | TRUE | FALSE | #NAME? | #NAME? | #NAME? | #NAME? | #NAME? | #NAME? | #NAME? | #NAME? | #NAME? | #NAME? |  |  | 1: 0; 2: 0; 3: 0; 4: 0 | 0 |  | 0 | 0 | 0 | 20039 | 0 | 0 | 0 |  | 0 | 6736 | 6736 | 2003-09-15 | #NAME? | #NAME? | #NAME?
2003-09-16 | 2003 | 9 | 259 | 16 | 3 | -1.3 | 0.71874 | 11.3333 | 7.8 | 7.8 | 2.1 | #NAME? | #NAME? | #NAME? | #NAME? | #NAME? | #NAME? | TRUE | 4.7 | TRUE | FALSE | #NAME? | #NAME? | #NAME? | #NAME? | #NAME? | #NAME? | #NAME? | #NAME? | #NAME? | #NAME? |  |  | 1: 0; 2: 0; 3: 0; 4: 0 | 0 |  | 0 | 0 | 0 | 20039 | 0 | 0 | 0 |  | 0 | 6737 | 6737 | 2003-09-16 | #NAME? | #NAME? | #NAME?
2003-09-17 | 2003 | 9 | 260 | 17 | 4 | -2.4 | 0.89641 | 14.3333 | 2.2 | 2.2 | 0 | #NAME? | #NAME? | #NAME? | #NAME? | #NAME? | #NAME? | FALSE | 12.5 | FALSE | FALSE | #NAME? | #NAME? | #NAME? | #NAME? | #NAME? | #NAME? | #NAME? | #NAME? | #NAME? | #NAME? |  |  | 1: 0; 2: 0; 3: 0; 4: 0 | 0 |  | 0 | 0 | 0 | 20039 | 0 | 0 | 0 |  | 0 | 6738 | 6738 | 2003-09-17 | #NAME? | #NAME? | #NAME?
2003-09-18 | 2003 | 9 | 261 | 18 | 5 | -1.5 | 2.6963 | 13.6667 | 0 | 0 | 0 | #NAME? | #NAME? | #NAME? | #NAME? | #NAME? | #NAME? | TRUE | 10 | FALSE | TRUE | #NAME? | #NAME? | #NAME? | #NAME? | #NAME? | #NAME? | #NAME? | #NAME? | #NAME? | #NAME? |  |  | 1: 0; 2: 0; 3: 0; 4: 0 | 0 |  | 0 | 0 | 0 | 20039 | 0 | 0 | 0 |  | 0 | 6739 | 6739 | 2003-09-18 | #NAME? | #NAME? | #NAME?
2003-09-19 | 2003 | 9 | 262 | 19 | 6 | 3.3 | 3.2323 | 6.8333 | 0 | 0 | 0 | #NAME? | #NAME? | #NAME? | #NAME? | #NAME? | #NAME? | FALSE | 2.2 | TRUE | TRUE | #NAME? | #NAME? | #NAME? | #NAME? | #NAME? | #NAME? | #NAME? | #NAME? | #NAME? | #NAME? |  |  | 1: 0; 2: 0; 3: 0; 4: 7.0681 | 7.0681 |  | 207.3301 | 319.2225 | 329.0954 | 20039 | 7.0681 | 207.3301 | 339.126 |  | 0 | 6740 | 6740 | 2003-09-19 | #NAME? | #NAME? | #NAME?
2003-09-20 | 2003 | 9 | 263 | 20 | 7 | 5.6 | 2.5147 | 12.8333 | 0 | 0 | 0 | #NAME? | #NAME? | #NAME? | #NAME? | #NAME? | #NAME? | FALSE | 0 | TRUE | TRUE | #NAME? | #NAME? | #NAME? | #NAME? | #NAME? | #NAME? | #NAME? | #NAME? | #NAME? | #NAME? |  |  | 1: 0; 2: 0; 3: 1.5347; 4: 0 | 1.5347 |  | 22.5082 | 34.6555 | 35.7273 | 20039 | 1.5347 | 22.5082 | 36.8163 |  | 0 | 6741 | 6741 | 2003-09-20 | #NAME? | #NAME? | #NAME?
2003-09-21 | 2003 | 9 | 264 | 21 | 1 | 4.4 | 2.0756 | 10.5 | 3.9 | 3.9 | 0 | #NAME? | #NAME? | #NAME? | #NAME? | #NAME? | #NAME? | TRUE | 0 | TRUE | TRUE | #NAME? | #NAME? | #NAME? | #NAME? | #NAME? | #NAME? | #NAME? | #NAME? | #NAME? | #NAME? |  |  | 1: 2.9152; 2: 3.8831; 3: 0; 4: 0 | 6.7983 |  | 156.6606 | 253.7244 | 262.5752 | 20039 | 6.7983 | 156.6606 | 256.2468 |  | 0 | 6742 | 6742 | 2003-09-21 | #NAME? | #NAME? | #NAME?
2003-09-22 | 2003 | 9 | 265 | 22 | 2 | 4.2 | 3.8132 | 10 | 0 | 0 | 0 | #NAME? | #NAME? | #NAME? | #NAME? | #NAME? | #NAME? | FALSE | 3.9 | TRUE | FALSE | #NAME? | #NAME? | #NAME? | #NAME? | #NAME? | #NAME? | #NAME? | #NAME? | #NAME? | #NAME? |  |  | 1: 0; 2: 0; 3: 0; 4: 0 | 0 |  | 0 | 0 | 0 | 20039 | 0 | 0 | 0 |  | 0 | 6743 | 6743 | 2003-09-22 | #NAME? | #NAME? | #NAME?
2003-09-23 | 2003 | 9 | 266 | 23 | 3 | 2.4 | 2.2866 | 23.5 | 3.2 | 3.2 | 0 | #NAME? | #NAME? | #NAME? | #NAME? | #NAME? | #NAME? | TRUE | 3.9 | TRUE | FALSE | #NAME? | #NAME? | #NAME? | #NAME? | #NAME? | #NAME? | #NAME? | #NAME? | #NAME? | #NAME? |  |  | 1: 0; 2: 0; 3: 0; 4: 0 | 0 |  | 0 | 0 | 0 | 20039 | 0 | 0 | 0 |  | 0 | 6744 | 6744 | 2003-09-23 | #NAME? | #NAME? | #NAME?
2003-09-24 | 2003 | 9 | 267 | 24 | 4 | -0.2 | 2.721 | 2.3333 | 0 | 0 | 0 | #NAME? | #NAME? | #NAME? | #NAME? | #NAME? | #NAME? | FALSE | 3.2 | TRUE | TRUE | #NAME? | #NAME? | #NAME? | #NAME? | #NAME? | #NAME? | #NAME? | #NAME? | #NAME? | #NAME? |  |  | 1: 0; 2: 0; 3: 6.3462; 4: 8.1596 | 14.5058 |  | 332.4251 | 511.8292 | 527.6589 | 20039 | 14.5058 | 332.4251 | 543.7417 |  | 0 | 6745 | 6745 | 2003-09-24 | #NAME? | #NAME? | #NAME?
2003-09-25 | 2003 | 9 | 268 | 25 | 5 | 5.8 | 3.3875 | 4.3333 | 0 | 0 | 0 | #NAME? | #NAME? | #NAME? | #NAME? | #NAME? | #NAME? | TRUE | 3.2 | TRUE | TRUE | #NAME? | #NAME? | #NAME? | #NAME? | #NAME? | #NAME? | #NAME? | #NAME? | #NAME? | #NAME? |  |  | 1: 9.3134; 2: 13.8456; 3: 0; 4: 0 | 23.159 |  | 542.7335 | 880.2676 | 911.071 | 20039 | 23.159 | 542.7335 | 887.7392 |  | 0 | 6746 | 6746 | 2003-09-25 | #NAME? | #NAME? | #NAME?
2003-09-26 | 2003 | 9 | 269 | 26 | 6 | 4 | 2.6908 | 8.8333 | 0 | 0 | 0 | #NAME? | #NAME? | #NAME? | #NAME? | #NAME? | #NAME? | FALSE | 0 | TRUE | TRUE | #NAME? | #NAME? | #NAME? | #NAME? | #NAME? | #NAME? | #NAME? | #NAME? | #NAME? | #NAME? |  |  | 1: 0; 2: 0; 3: 0; 4: 4.1431 | 4.1431 |  | 121.5318 | 187.1204 | 192.9077 | 20039 | 4.1431 | 121.5318 | 198.7874 |  | 0 | 6747 | 6747 | 2003-09-26 | #NAME? | #NAME? | #NAME?
2003-09-27 | 2003 | 9 | 270 | 27 | 7 | 3.7 | 2.1065 | 5.1667 | 0 | 0 | 0 | #NAME? | #NAME? | #NAME? | #NAME? | #NAME? | #NAME? | FALSE | 0 | TRUE | TRUE | #NAME? | #NAME? | #NAME? | #NAME? | #NAME? | #NAME? | #NAME? | #NAME? | #NAME? | #NAME? |  |  | 1: 0; 2: 0; 3: 7.9888; 4: 0 | 7.9888 |  | 117.1692 | 180.4034 | 185.9829 | 20039 | 7.9888 | 117.1692 | 191.6515 |  | 0 | 6748 | 6748 | 2003-09-27 | #NAME? | #NAME? | #NAME?
2003-09-28 | 2003 | 9 | 271 | 28 | 1 | 7.6 | 1.7519 | 4.8333 | 0 | 0 | 0 | #NAME? | #NAME? | #NAME? | #NAME? | #NAME? | #NAME? | TRUE | 0 | TRUE | FALSE | #NAME? | #NAME? | #NAME? | #NAME? | #NAME? | #NAME? | #NAME? | #NAME? | #NAME? | #NAME? |  |  | 1: 0; 2: 0; 3: 0; 4: 0 | 0 |  | 0 | 0 | 0 | 20039 | 0 | 0 | 0 |  | 0 | 6749 | 6749 | 2003-09-28 | #NAME? | #NAME? | #NAME?
2003-09-29 | 2003 | 9 | 272 | 29 | 2 | 1.1 | 1.9573 | 3.8333 | 0 | 0 | 0 | #NAME? | #NAME? | #NAME? | #NAME? | #NAME? | #NAME? | FALSE | 0 | TRUE | FALSE | #NAME? | #NAME? | #NAME? | #NAME? | #NAME? | #NAME? | #NAME? | #NAME? | #NAME? | #NAME? |  |  | 1: 0; 2: 0; 3: 0; 4: 0 | 0 |  | 0 | 0 | 0 | 20039 | 0 | 0 | 0 |  | 0 | 6750 | 6750 | 2003-09-29 | #NAME? | #NAME? | #NAME?
2003-09-30 | 2003 | 9 | 273 | 30 | 3 | -0.7 | 2.5832 | 5.3333 | 0 | 0 | 0 | #NAME? | #NAME? | #NAME? | #NAME? | #NAME? | #NAME? | TRUE | 0 | TRUE | FALSE | #NAME? | #NAME? | #NAME? | #NAME? | #NAME? | #NAME? | #NAME? | #NAME? | #NAME? | #NAME? |  |  | 1: 0; 2: 0; 3: 0; 4: 0 | 0 |  | 0 | 0 | 0 | 20039 | 0 | 0 | 0 |  | 0 | 6751 | 6751 | 2003-09-30 | #NAME? | #NAME? | #NAME?
2004-05-01 | 2004 | 5 | 122 | 1 | 7 | -1.8 | 4.9578 | 6 | 0 | 0 | 0 | #NAME? | #NAME? | #NAME? | #NAME? | #NAME? | #NAME? | FALSE | 0 | TRUE | TRUE | #NAME? | #NAME? | #NAME? | #NAME? | #NAME? | #NAME? | #NAME? | #NAME? | #NAME? | #NAME? |  |  | 1: 0; 2: 0; 3: 1.7568; 4: 0 | 1.7568 |  | 25.7664 | 39.6721 | 40.899 | 20045 | 1.7568 | 25.7664 | 42.1456 |  | 0 | 6752 | 6752 | 2004-05-01 | #NAME? | #NAME? | #NAME?
2004-05-02 | 2004 | 5 | 123 | 2 | 1 | 7.5 | 5.8593 | 8.3333 | 0 | 0 | 0 | #NAME? | #NAME? | #NAME? | #NAME? | #NAME? | #NAME? | TRUE | 0 | TRUE | TRUE | #NAME? | #NAME? | #NAME? | #NAME? | #NAME? | #NAME? | #NAME? | #NAME? | #NAME? | #NAME? |  |  | 1: 1.3757; 2: 2.0573; 3: 0; 4: 0 | 3.433 |  | 80.5239 | 130.6128 | 135.1842 | 20045 | 3.433 | 80.5239 | 131.7115 |  | 0 | 6753 | 6753 | 2004-05-02 | #NAME? | #NAME? | #NAME?
2004-05-03 | 2004 | 5 | 124 | 3 | 2 | 3.9 | 3.8297 | 11.6667 | 0 | 0 | 0 | #NAME? | #NAME? | #NAME? | #NAME? | #NAME? | #NAME? | FALSE | 0 | TRUE | TRUE | #NAME? | #NAME? | #NAME? | #NAME? | #NAME? | #NAME? | #NAME? | #NAME? | #NAME? | #NAME? |  |  | 1: 0; 2: 0; 3: 4.2724; 4: 8.2294 | 12.5017 |  | 304.0566 | 468.1507 | 482.6296 | 20045 | 12.5017 | 304.0566 | 497.3399 |  | 0 | 6754 | 6754 | 2004-05-03 | #NAME? | #NAME? | #NAME?
2004-05-04 | 2004 | 5 | 125 | 4 | 3 | 3.8 | 4.1132 | 6.3333 | 4.6 | 4.6 | 0 | #NAME? | #NAME? | #NAME? | #NAME? | #NAME? | #NAME? | TRUE | 0 | TRUE | FALSE | #NAME? | #NAME? | #NAME? | #NAME? | #NAME? | #NAME? | #NAME? | #NAME? | #NAME? | #NAME? |  |  | 1: 0; 2: 0; 3: 0; 4: 0 | 0 |  | 0 | 0 | 0 | 20045 | 0 | 0 | 0 |  | 0 | 6755 | 6755 | 2004-05-04 | #NAME? | #NAME? | #NAME?
2004-05-05 | 2004 | 5 | 126 | 5 | 4 | -3.1 | 1.2841 | 28.8333 | 2.4 | 2.4 | 0 | #NAME? | #NAME? | #NAME? | #NAME? | #NAME? | #NAME? | FALSE | 4.6 | TRUE | FALSE | #NAME? | #NAME? | #NAME? | #NAME? | #NAME? | #NAME? | #NAME? | #NAME? | #NAME? | #NAME? |  |  | 1: 0; 2: 0; 3: 0; 4: 0 | 0 |  | 0 | 0 | 0 | 20045 | 0 | 0 | 0 |  | 0 | 6756 | 6756 | 2004-05-05 | #NAME? | #NAME? | #NAME?
2004-05-06 | 2004 | 5 | 127 | 6 | 5 | -3.2 | 2.4994 | 7.3333 | 0 | 0 | 0 | #NAME? | #NAME? | #NAME? | #NAME? | #NAME? | #NAME? | TRUE | 7 | TRUE | FALSE | #NAME? | #NAME? | #NAME? | #NAME? | #NAME? | #NAME? | #NAME? | #NAME? | #NAME? | #NAME? |  |  | 1: 0; 2: 0; 3: 0; 4: 0 | 0 |  | 0 | 0 | 0 | 20045 | 0 | 0 | 0 |  | 0 | 6757 | 6757 | 2004-05-06 | #NAME? | #NAME? | #NAME?
2004-05-07 | 2004 | 5 | 128 | 7 | 6 | 0.5 | 3.7076 | 6.3333 | 0 | 0 | 0 | #NAME? | #NAME? | #NAME? | #NAME? | #NAME? | #NAME? | FALSE | 2.4 | TRUE | TRUE | #NAME? | #NAME? | #NAME? | #NAME? | #NAME? | #NAME? | #NAME? | #NAME? | #NAME? | #NAME? |  |  | 1: 0; 2: 0; 3: 0; 4: 6.6232 | 6.6232 |  | 194.2813 | 299.1315 | 308.383 | 20045 | 6.6232 | 194.2813 | 317.7823 |  | 0 | 6758 | 6758 | 2004-05-07 | #NAME? | #NAME? | #NAME?
2004-05-08 | 2004 | 5 | 129 | 8 | 7 | 5.6 | 4.8646 | 6.6667 | 0.2 | 0.2 | 0 | #NAME? | #NAME? | #NAME? | #NAME? | #NAME? | #NAME? | FALSE | 0 | TRUE | FALSE | #NAME? | #NAME? | #NAME? | #NAME? | #NAME? | #NAME? | #NAME? | #NAME? | #NAME? | #NAME? |  |  | 1: 0; 2: 0; 3: 0; 4: 0 | 0 |  | 0 | 0 | 0 | 20045 | 0 | 0 | 0 |  | 0 | 6759 | 6759 | 2004-05-08 | #NAME? | #NAME? | #NAME?
2004-05-09 | 2004 | 5 | 130 | 9 | 1 | -2.8 | 1.9278 | 24.5 | 2.4 | 2.4 | 0 | #NAME? | #NAME? | #NAME? | #NAME? | #NAME? | #NAME? | TRUE | 0.2 | TRUE | FALSE | #NAME? | #NAME? | #NAME? | #NAME? | #NAME? | #NAME? | #NAME? | #NAME? | #NAME? | #NAME? |  |  | 1: 0; 2: 0; 3: 0; 4: 0 | 0 |  | 0 | 0 | 0 | 20045 | 0 | 0 | 0 |  | 0 | 6760 | 6760 | 2004-05-09 | #NAME? | #NAME? | #NAME?
2004-05-10 | 2004 | 5 | 131 | 10 | 2 | -2.1 | 3.5736 | 21.5 | 1.2 | 1.2 | 0 | #NAME? | #NAME? | #NAME? | #NAME? | #NAME? | #NAME? | FALSE | 2.6 | TRUE | FALSE | #NAME? | #NAME? | #NAME? | #NAME? | #NAME? | #NAME? | #NAME? | #NAME? | #NAME? | #NAME? |  |  | 1: 0; 2: 0; 3: 0; 4: 0 | 0 |  | 0 | 0 | 0 | 20045 | 0 | 0 | 0 |  | 0 | 6761 | 6761 | 2004-05-10 | #NAME? | #NAME? | #NAME?
2004-05-11 | 2004 | 5 | 132 | 11 | 3 | -1.1 | 1.1632 | 25.3333 | 19.8 | 19.8 | 11.1 | #NAME? | #NAME? | #NAME? | #NAME? | #NAME? | #NAME? | TRUE | 3.6 | TRUE | FALSE | #NAME? | #NAME? | #NAME? | #NAME? | #NAME? | #NAME? | #NAME? | #NAME? | #NAME? | #NAME? |  |  | 1: 0; 2: 0; 3: 0; 4: 0 | 0 |  | 0 | 0 | 0 | 20045 | 0 | 0 | 0 |  | 0 | 6762 | 6762 | 2004-05-11 | #NAME? | #NAME? | #NAME?
2004-05-12 | 2004 | 5 | 133 | 12 | 4 | -2 | 1.5372 | 4.3333 | 1.2 | 1.2 | 0 | #NAME? | #NAME? | #NAME? | #NAME? | #NAME? | #NAME? | FALSE | 21 | FALSE | FALSE | #NAME? | #NAME? | #NAME? | #NAME? | #NAME? | #NAME? | #NAME? | #NAME? | #NAME? | #NAME? |  |  | 1: 0; 2: 0; 3: 0; 4: 0 | 0 |  | 0 | 0 | 0 | 20045 | 0 | 0 | 0 |  | 0 | 6763 | 6763 | 2004-05-12 | #NAME? | #NAME? | #NAME?
2004-05-13 | 2004 | 5 | 134 | 13 | 5 | -1.6 | 2.2413 | 6.5 | 0 | 0 | 0 | #NAME? | #NAME? | #NAME? | #NAME? | #NAME? | #NAME? | TRUE | 21 | FALSE | FALSE | #NAME? | #NAME? | #NAME? | #NAME? | #NAME? | #NAME? | #NAME? | #NAME? | #NAME? | #NAME? |  |  | 1: 0; 2: 0; 3: 0; 4: 0 | 0 |  | 0 | 0 | 0 | 20045 | 0 | 0 | 0 |  | 0 | 6764 | 6764 | 2004-05-13 | #NAME? | #NAME? | #NAME?
2004-05-14 | 2004 | 5 | 135 | 14 | 6 | -0.4 | 2.763 | 7.8333 | 0 | 0 | 0 | #NAME? | #NAME? | #NAME? | #NAME? | #NAME? | #NAME? | FALSE | 1.2 | TRUE | FALSE | #NAME? | #NAME? | #NAME? | #NAME? | #NAME? | #NAME? | #NAME? | #NAME? | #NAME? | #NAME? |  |  | 1: 0; 2: 0; 3: 0; 4: 0 | 0 |  | 0 | 0 | 0 | 20045 | 0 | 0 | 0 |  | 0 | 6765 | 6765 | 2004-05-14 | #NAME? | #NAME? | #NAME?
2004-05-15 | 2004 | 5 | 136 | 15 | 7 | 1.5 | 2.7822 | 5.6667 | 0 | 0 | 0 | #NAME? | #NAME? | #NAME? | #NAME? | #NAME? | #NAME? | FALSE | 0 | TRUE | FALSE | #NAME? | #NAME? | #NAME? | #NAME? | #NAME? | #NAME? | #NAME? | #NAME? | #NAME? | #NAME? |  |  | 1: 0; 2: 0; 3: 0; 4: 0 | 0 |  | 0 | 0 | 0 | 20045 | 0 | 0 | 0 |  | 0 | 6766 | 6766 | 2004-05-15 | #NAME? | #NAME? | #NAME?
2004-05-16 | 2004 | 5 | 137 | 16 | 1 | 1.9 | 3.862 | 6.3333 | 0 | 0 | 0 | #NAME? | #NAME? | #NAME? | #NAME? | #NAME? | #NAME? | TRUE | 0 | TRUE | TRUE | #NAME? | #NAME? | #NAME? | #NAME? | #NAME? | #NAME? | #NAME? | #NAME? | #NAME? | #NAME? |  |  | 1: 2.4719; 2: 4.7527; 3: 0; 4: 0 | 7.2246 |  | 175.6679 | 285.7928 | 295.8602 | 20045 | 7.2246 | 175.6679 | 287.3367 |  | 0 | 6767 | 6767 | 2004-05-16 | #NAME? | #NAME? | #NAME?
2004-05-17 | 2004 | 5 | 138 | 17 | 2 | 5.9 | 4.2373 | 10.3333 | 0 | 0 | 0 | #NAME? | #NAME? | #NAME? | #NAME? | #NAME? | #NAME? | FALSE | 0 | TRUE | TRUE | #NAME? | #NAME? | #NAME? | #NAME? | #NAME? | #NAME? | #NAME? | #NAME? | #NAME? | #NAME? |  |  | 1: 0; 2: 0; 3: 1.9702; 4: 9.4886 | 11.4588 |  | 307.2279 | 473.0334 | 487.6633 | 20045 | 11.4588 | 307.2279 | 502.527 |  | 0 | 6768 | 6768 | 2004-05-17 | #NAME? | #NAME? | #NAME?
2004-05-18 | 2004 | 5 | 139 | 18 | 3 | 3.3 | 4.8794 | 9.1667 | 0 | 0 | 0 | #NAME? | #NAME? | #NAME? | #NAME? | #NAME? | #NAME? | TRUE | 0 | TRUE | TRUE | #NAME? | #NAME? | #NAME? | #NAME? | #NAME? | #NAME? | #NAME? | #NAME? | #NAME? | #NAME? |  |  | 1: 0; 2: 0; 3: 0; 4: 0 | 0 |  | 0 | 0 | 0 | 20045 | 0 | 0 | 0 |  | 0 | 6769 | 6769 | 2004-05-18 | #NAME? | #NAME? | #NAME?
2004-05-19 | 2004 | 5 | 140 | 19 | 4 | 9.7 | 4.4099 | 23.1667 | 1.6 | 1.6 | 0 | #NAME? | #NAME? | #NAME? | #NAME? | #NAME? | #NAME? | FALSE | 0 | TRUE | TRUE | #NAME? | #NAME? | #NAME? | #NAME? | #NAME? | #NAME? | #NAME? | #NAME? | #NAME? | #NAME? |  |  | 1: 0; 2: 0; 3: 6.3965; 4: 4.9637 | 11.3602 |  | 239.4161 | 368.6248 | 380.0256 | 20045 | 11.3602 | 239.4161 | 391.6086 |  | 0 | 6770 | 6770 | 2004-05-19 | #NAME? | #NAME? | #NAME?
2004-05-20 | 2004 | 5 | 141 | 20 | 5 | 5.1 | 1.9448 | 9.5 | 7.6 | 7.6 | 1.95 | #NAME? | #NAME? | #NAME? | #NAME? | #NAME? | #NAME? | TRUE | 1.6 | TRUE | TRUE | #NAME? | #NAME? | #NAME? | #NAME? | #NAME? | #NAME? | #NAME? | #NAME? | #NAME? | #NAME? |  |  | 1: 16.3672; 2: 28.332; 3: 0; 4: 0 | 44.6992 |  | 1071.1234 | 1740.5166 | 1801.6699 | 20045 | 44.6992 | 1071.1234 | 1752.017 |  | 0 | 6771 | 6771 | 2004-05-20 | #NAME? | #NAME? | #NAME?
2004-05-21 | 2004 | 5 | 142 | 21 | 6 | 3.7 | 1.7659 | 6.6667 | 0 | 0 | 0 | #NAME? | #NAME? | #NAME? | #NAME? | #NAME? | #NAME? | FALSE | 9.2 | TRUE | FALSE | #NAME? | #NAME? | #NAME? | #NAME? | #NAME? | #NAME? | #NAME? | #NAME? | #NAME? | #NAME? |  |  | 1: 0; 2: 0; 3: 0; 4: 0 | 0 |  | 0 | 0 | 0 | 20045 | 0 | 0 | 0 |  | 0 | 6772 | 6772 | 2004-05-21 | #NAME? | #NAME? | #NAME?
2004-05-22 | 2004 | 5 | 143 | 22 | 7 | 1.4 | 1.3724 | 9.6667 | 8.4 | 8.4 | 2.55 | #NAME? | #NAME? | #NAME? | #NAME? | #NAME? | #NAME? | FALSE | 7.6 | TRUE | FALSE | #NAME? | #NAME? | #NAME? | #NAME? | #NAME? | #NAME? | #NAME? | #NAME? | #NAME? | #NAME? |  |  | 1: 0; 2: 0; 3: 0; 4: 0 | 0 |  | 0 | 0 | 0 | 20045 | 0 | 0 | 0 |  | 0 | 6773 | 6773 | 2004-05-22 | #NAME? | #NAME? | #NAME?
2004-05-23 | 2004 | 5 | 144 | 23 | 1 | 1.1 | 2.5232 | 11.6667 | 0 | 0 | 0 | #NAME? | #NAME? | #NAME? | #NAME? | #NAME? | #NAME? | TRUE | 8.4 | TRUE | FALSE | #NAME? | #NAME? | #NAME? | #NAME? | #NAME? | #NAME? | #NAME? | #NAME? | #NAME? | #NAME? |  |  | 1: 0; 2: 0; 3: 0; 4: 0 | 0 |  | 0 | 0 | 0 | 20045 | 0 | 0 | 0 |  | 0 | 6774 | 6774 | 2004-05-23 | #NAME? | #NAME? | #NAME?
2004-05-24 | 2004 | 5 | 145 | 24 | 2 | 0 | 3.0844 | 4.1667 | 0.4 | 0.4 | 0 | #NAME? | #NAME? | #NAME? | #NAME? | #NAME? | #NAME? | FALSE | 8.4 | TRUE | FALSE | #NAME? | #NAME? | #NAME? | #NAME? | #NAME? | #NAME? | #NAME? | #NAME? | #NAME? | #NAME? |  |  | 1: 0; 2: 0; 3: 0; 4: 0 | 0 |  | 0 | 0 | 0 | 20045 | 0 | 0 | 0 |  | 0 | 6775 | 6775 | 2004-05-24 | #NAME? | #NAME? | #NAME?
2004-05-25 | 2004 | 5 | 146 | 25 | 3 | 1.4 | 4.9633 | 5.1667 | 0 | 0 | 0 | #NAME? | #NAME? | #NAME? | #NAME? | #NAME? | #NAME? | TRUE | 0.4 | TRUE | TRUE | #NAME? | #NAME? | #NAME? | #NAME? | #NAME? | #NAME? | #NAME? | #NAME? | #NAME? | #NAME? |  |  | 1: 0; 2: 0; 3: 0; 4: 0 | 0 |  | 0 | 0 | 0 | 20045 | 0 | 0 | 0 |  | 0 | 6776 | 6776 | 2004-05-25 | #NAME? | #NAME? | #NAME?
2004-05-26 | 2004 | 5 | 147 | 26 | 4 | 9.6 | 5.1294 | 21 | 0 | 0 | 0 | #NAME? | #NAME? | #NAME? | #NAME? | #NAME? | #NAME? | FALSE | 0.4 | TRUE | TRUE | #NAME? | #NAME? | #NAME? | #NAME? | #NAME? | #NAME? | #NAME? | #NAME? | #NAME? | #NAME? |  |  | 1: 0; 2: 0; 3: 3.6003; 4: 8.094 | 11.6943 |  | 290.2273 | 446.8579 | 460.6783 | 20045 | 11.6943 | 290.2273 | 474.7195 |  | 0 | 6777 | 6777 | 2004-05-26 | #NAME? | #NAME? | #NAME?
2004-05-27 | 2004 | 5 | 148 | 27 | 5 | 3.9 | 4.6833 | 9.3333 | 0.6 | 0.6 | 0 | #NAME? | #NAME? | #NAME? | #NAME? | #NAME? | #NAME? | TRUE | 0 | TRUE | TRUE | #NAME? | #NAME? | #NAME? | #NAME? | #NAME? | #NAME? | #NAME? | #NAME? | #NAME? | #NAME? |  |  | 1: 0; 2: 0; 3: 0; 4: 0 | 0 |  | 0 | 0 | 0 | 20045 | 0 | 0 | 0 |  | 0 | 6778 | 6778 | 2004-05-27 | #NAME? | #NAME? | #NAME?
2004-05-28 | 2004 | 5 | 149 | 28 | 6 | 6.7 | 4.1138 | 11.6667 | 3.2 | 3.2 | 0 | #NAME? | #NAME? | #NAME? | #NAME? | #NAME? | #NAME? | FALSE | 0.6 | TRUE | TRUE | #NAME? | #NAME? | #NAME? | #NAME? | #NAME? | #NAME? | #NAME? | #NAME? | #NAME? | #NAME? |  |  | 1: 0; 2: 0; 3: 0; 4: 4.954 | 4.954 |  | 145.3172 | 223.7424 | 230.6623 | 20045 | 4.954 | 145.3172 | 237.6927 |  | 0 | 6779 | 6779 | 2004-05-28 | #NAME? | #NAME? | #NAME?
2004-05-29 | 2004 | 5 | 150 | 29 | 7 | 7.4 | 3.9349 | 17.5 | 1.9 | 1.9 | 0 | #NAME? | #NAME? | #NAME? | #NAME? | #NAME? | #NAME? | FALSE | 3.8 | TRUE | TRUE | #NAME? | #NAME? | #NAME? | #NAME? | #NAME? | #NAME? | #NAME? | #NAME? | #NAME? | #NAME? |  |  | 1: 0; 2: 0; 3: 0; 4: 0 | 0 |  | 0 | 0 | 0 | 20045 | 0 | 0 | 0 |  | 0 | 6780 | 6780 | 2004-05-29 | #NAME? | #NAME? | #NAME?
2004-05-30 | 2004 | 5 | 151 | 30 | 1 | 7.2 | 4.3593 | 15 | 0 | 0 | 0 | #NAME? | #NAME? | #NAME? | #NAME? | #NAME? | #NAME? | TRUE | 5.1 | TRUE | TRUE | #NAME? | #NAME? | #NAME? | #NAME? | #NAME? | #NAME? | #NAME? | #NAME? | #NAME? | #NAME? |  |  | 1: 6.6669; 2: 10.3938; 3: 0; 4: 0 | 17.0607 |  | 402.6662 | 653.4821 | 676.3793 | 20045 | 17.0607 | 402.6662 | 658.6338 |  | 0 | 6781 | 6781 | 2004-05-30 | #NAME? | #NAME? | #NAME?
2004-05-31 | 2004 | 5 | 152 | 31 | 2 | 7.3 | 4.5519 | 11.6667 | 0 | 0 | 0 | #NAME? | #NAME? | #NAME? | #NAME? | #NAME? | #NAME? | FALSE | 1.9 | TRUE | TRUE | #NAME? | #NAME? | #NAME? | #NAME? | #NAME? | #NAME? | #NAME? | #NAME? | #NAME? | #NAME? |  |  | 1: 0; 2: 0; 3: 6.9427; 4: 6.8418 | 13.7845 |  | 302.5197 | 465.7844 | 480.1901 | 20045 | 13.7845 | 302.5197 | 494.826 |  | 0 | 6782 | 6782 | 2004-05-31 | #NAME? | #NAME? | #NAME?
2004-06-01 | 2004 | 6 | 153 | 1 | 3 | 5 | 4.554 | 8.3333 | 0 | 0 | 0 | #NAME? | #NAME? | #NAME? | #NAME? | #NAME? | #NAME? | TRUE | 0 | TRUE | TRUE | #NAME? | #NAME? | #NAME? | #NAME? | #NAME? | #NAME? | #NAME? | #NAME? | #NAME? | #NAME? |  |  | 1: 2.6877; 2: 4.1301; 3: 0; 4: 0 | 6.8178 |  | 160.5701 | 260.5402 | 269.6657 | 20046 | 6.8178 | 160.5701 | 262.6416 |  | 0 | 6783 | 6783 | 2004-06-01 | #NAME? | #NAME? | #NAME?
2004-06-02 | 2004 | 6 | 154 | 2 | 4 | 6.7 | 4.7367 | 11.1667 | 0 | 0 | 0 | #NAME? | #NAME? | #NAME? | #NAME? | #NAME? | #NAME? | FALSE | 0 | TRUE | TRUE | #NAME? | #NAME? | #NAME? | #NAME? | #NAME? | #NAME? | #NAME? | #NAME? | #NAME? | #NAME? |  |  | 1: 0; 2: 0; 3: 2.9067; 4: 5.0083 | 7.915 |  | 189.5406 | 291.8323 | 300.858 | 20046 | 7.915 | 189.5406 | 310.028 |  | 0 | 6784 | 6784 | 2004-06-02 | #NAME? | #NAME? | #NAME?
2004-06-03 | 2004 | 6 | 155 | 3 | 5 | 8.4 | 5.2706 | 8.8333 | 0 | 0 | 0 | #NAME? | #NAME? | #NAME? | #NAME? | #NAME? | #NAME? | TRUE | 0 | TRUE | TRUE | #NAME? | #NAME? | #NAME? | #NAME? | #NAME? | #NAME? | #NAME? | #NAME? | #NAME? | #NAME? |  |  | 1: 0; 2: 0; 3: 0; 4: 0 | 0 |  | 0 | 0 | 0 | 20046 | 0 | 0 | 0 |  | 0 | 6785 | 6785 | 2004-06-03 | #NAME? | #NAME? | #NAME?
2004-06-04 | 2004 | 6 | 156 | 4 | 6 | 5.9 | 5.8771 | 11.3333 | 0 | 0 | 0 | #NAME? | #NAME? | #NAME? | #NAME? | #NAME? | #NAME? | FALSE | 0 | TRUE | TRUE | #NAME? | #NAME? | #NAME? | #NAME? | #NAME? | #NAME? | #NAME? | #NAME? | #NAME? | #NAME? |  |  | 1: 0; 2: 0; 3: 0; 4: 5.504 | 5.504 |  | 161.4516 | 248.5843 | 256.2724 | 20046 | 5.504 | 161.4516 | 264.0835 |  | 0 | 6786 | 6786 | 2004-06-04 | #NAME? | #NAME? | #NAME?
2004-06-05 | 2004 | 6 | 157 | 5 | 7 | 11.3 | 6.0116 | 9.3333 | 0 | 0 | 0 | #NAME? | #NAME? | #NAME? | #NAME? | #NAME? | #NAME? | FALSE | 0 | TRUE | TRUE | #NAME? | #NAME? | #NAME? | #NAME? | #NAME? | #NAME? | #NAME? | #NAME? | #NAME? | #NAME? |  |  | 1: 0; 2: 0; 3: 0; 4: 0 | 0 |  | 0 | 0 | 0 | 20046 | 0 | 0 | 0 |  | 0 | 6787 | 6787 | 2004-06-05 | #NAME? | #NAME? | #NAME?
2004-06-06 | 2004 | 6 | 158 | 6 | 1 | 7.5 | 4.0797 | 11 | 45.8 | 45.8 | 30.6 | #NAME? | #NAME? | #NAME? | #NAME? | #NAME? | #NAME? | TRUE | 0 | TRUE | TRUE | #NAME? | #NAME? | #NAME? | #NAME? | #NAME? | #NAME? | #NAME? | #NAME? | #NAME? | #NAME? |  |  | 1: 0; 2: 0; 3: 0; 4: 0 | 0 |  | 0 | 0 | 0 | 20046 | 0 | 0 | 0 |  | 0 | 6788 | 6788 | 2004-06-06 | #NAME? | #NAME? | #NAME?
2004-06-07 | 2004 | 6 | 159 | 7 | 2 | 7.5 | 4.7988 | 35.3333 | 0.4 | 0.4 | 0 | #NAME? | #NAME? | #NAME? | #NAME? | #NAME? | #NAME? | FALSE | 45.8 | FALSE | FALSE | #NAME? | #NAME? | #NAME? | #NAME? | #NAME? | #NAME? | #NAME? | #NAME? | #NAME? | #NAME? |  |  | 1: 0; 2: 0; 3: 0; 4: 0 | 0 |  | 0 | 0 | 0 | 20046 | 0 | 0 | 0 |  | 0 | 6789 | 6789 | 2004-06-07 | #NAME? | #NAME? | #NAME?
2004-06-08 | 2004 | 6 | 160 | 8 | 3 | 2.1 | 3.9609 | 2.5 | 0 | 0 | 0 | #NAME? | #NAME? | #NAME? | #NAME? | #NAME? | #NAME? | TRUE | 46.2 | FALSE | TRUE | #NAME? | #NAME? | #NAME? | #NAME? | #NAME? | #NAME? | #NAME? | #NAME? | #NAME? | #NAME? |  |  | 1: 0; 2: 0; 3: 0; 4: 0 | 0 |  | 0 | 0 | 0 | 20046 | 0 | 0 | 0 |  | 0 | 6790 | 6790 | 2004-06-08 | #NAME? | #NAME? | #NAME?
2004-06-09 | 2004 | 6 | 161 | 9 | 4 | 3.7 | 4.4301 | 12.3333 | 0 | 0 | 0 | #NAME? | #NAME? | #NAME? | #NAME? | #NAME? | #NAME? | FALSE | 0.4 | TRUE | TRUE | #NAME? | #NAME? | #NAME? | #NAME? | #NAME? | #NAME? | #NAME? | #NAME? | #NAME? | #NAME? |  |  | 1: 0; 2: 0; 3: 1.0213; 4: 4.4585 | 5.4798 |  | 145.7608 | 224.4254 | 231.3664 | 20046 | 5.4798 | 145.7608 | 238.4183 |  | 0 | 6791 | 6791 | 2004-06-09 | #NAME? | #NAME? | #NAME?
2004-06-10 | 2004 | 6 | 162 | 10 | 5 | 9.8 | 2.7166 | 10 | 0 | 0 | 0 | #NAME? | #NAME? | #NAME? | #NAME? | #NAME? | #NAME? | TRUE | 0 | TRUE | TRUE | #NAME? | #NAME? | #NAME? | #NAME? | #NAME? | #NAME? | #NAME? | #NAME? | #NAME? | #NAME? |  |  | 1: 10.1126; 2: 12.839; 3: 0; 4: 0 | 22.9517 |  | 524.9305 | 849.6122 | 879.2073 | 20046 | 22.9517 | 524.9305 | 858.6191 |  | 0 | 6792 | 6792 | 2004-06-10 | #NAME? | #NAME? | #NAME?
2004-06-11 | 2004 | 6 | 163 | 11 | 6 | 9.9 | 3.8389 | 8.5 | 0 | 0 | 0 | #NAME? | #NAME? | #NAME? | #NAME? | #NAME? | #NAME? | FALSE | 0 | TRUE | TRUE | #NAME? | #NAME? | #NAME? | #NAME? | #NAME? | #NAME? | #NAME? | #NAME? | #NAME? | #NAME? |  |  | 1: 0; 2: 0; 3: 0; 4: 3.9307 | 3.9307 |  | 115.2998 | 177.5251 | 183.0156 | 20046 | 3.9307 | 115.2998 | 188.5938 |  | 0 | 6793 | 6793 | 2004-06-11 | #NAME? | #NAME? | #NAME?
2004-06-12 | 2004 | 6 | 164 | 12 | 7 | 8.6 | 3.46 | 24.6667 | 7.3 | 7.3 | 1.725 | #NAME? | #NAME? | #NAME? | #NAME? | #NAME? | #NAME? | FALSE | 0 | TRUE | TRUE | #NAME? | #NAME? | #NAME? | #NAME? | #NAME? | #NAME? | #NAME? | #NAME? | #NAME? | #NAME? |  |  | 1: 0; 2: 0; 3: 9.8192; 4: 0 | 9.8192 |  | 144.0144 | 221.7365 | 228.5943 | 20046 | 9.8192 | 144.0144 | 235.5617 |  | 0 | 6794 | 6794 | 2004-06-12 | #NAME? | #NAME? | #NAME?
2004-06-13 | 2004 | 6 | 165 | 13 | 1 | 8.4 | 3.219 | 6.1667 | 7.2 | 7.2 | 1.65 | #NAME? | #NAME? | #NAME? | #NAME? | #NAME? | #NAME? | TRUE | 7.3 | TRUE | TRUE | #NAME? | #NAME? | #NAME? | #NAME? | #NAME? | #NAME? | #NAME? | #NAME? | #NAME? | #NAME? |  |  | 1: 1.4353; 2: 2.0401; 3: 0; 4: 0 | 3.4754 |  | 80.893 | 131.1255 | 135.7083 | 20046 | 3.4754 | 80.893 | 132.3152 |  | 0 | 6795 | 6795 | 2004-06-13 | #NAME? | #NAME? | #NAME?
2004-06-14 | 2004 | 6 | 166 | 14 | 2 | 5.8 | 3.291 | 15.5 | 4.8 | 4.8 | 0 | #NAME? | #NAME? | #NAME? | #NAME? | #NAME? | #NAME? | FALSE | 14.5 | FALSE | TRUE | #NAME? | #NAME? | #NAME? | #NAME? | #NAME? | #NAME? | #NAME? | #NAME? | #NAME? | #NAME? |  |  | 1: 0; 2: 0; 3: 0; 4: 0 | 0 |  | 0 | 0 | 0 | 20046 | 0 | 0 | 0 |  | 0 | 6796 | 6796 | 2004-06-14 | #NAME? | #NAME? | #NAME?
2004-06-15 | 2004 | 6 | 167 | 15 | 3 | 6.1 | 4.1662 | 13.6667 | 1 | 1 | 0 | #NAME? | #NAME? | #NAME? | #NAME? | #NAME? | #NAME? | TRUE | 12 | FALSE | TRUE | #NAME? | #NAME? | #NAME? | #NAME? | #NAME? | #NAME? | #NAME? | #NAME? | #NAME? | #NAME? |  |  | 1: 0; 2: 0; 3: 0; 4: 0 | 0 |  | 0 | 0 | 0 | 20046 | 0 | 0 | 0 |  | 0 | 6797 | 6797 | 2004-06-15 | #NAME? | #NAME? | #NAME?
2004-06-16 | 2004 | 6 | 168 | 16 | 4 | 6.1 | 3.7922 | 10.5 | 0.9 | 0.9 | 0 | #NAME? | #NAME? | #NAME? | #NAME? | #NAME? | #NAME? | FALSE | 5.8 | TRUE | TRUE | #NAME? | #NAME? | #NAME? | #NAME? | #NAME? | #NAME? | #NAME? | #NAME? | #NAME? | #NAME? |  |  | 1: 0; 2: 0; 3: 4.29; 4: 6.68 | 10.9699 |  | 258.8648 | 398.5696 | 410.8965 | 20046 | 10.9699 | 258.8648 | 423.4204 |  | 0 | 6798 | 6798 | 2004-06-16 | #NAME? | #NAME? | #NAME?
2004-06-17 | 2004 | 6 | 169 | 17 | 5 | 3 | 3.3028 | 5.8333 | 0 | 0 | 0 | #NAME? | #NAME? | #NAME? | #NAME? | #NAME? | #NAME? | TRUE | 1.9 | TRUE | FALSE | #NAME? | #NAME? | #NAME? | #NAME? | #NAME? | #NAME? | #NAME? | #NAME? | #NAME? | #NAME? |  |  | 1: 0; 2: 0; 3: 0; 4: 0 | 0 |  | 0 | 0 | 0 | 20046 | 0 | 0 | 0 |  | 0 | 6799 | 6799 | 2004-06-17 | #NAME? | #NAME? | #NAME?
2004-06-18 | 2004 | 6 | 170 | 18 | 6 | 2.3 | 4.1044 | 5 | 0 | 0 | 0 | #NAME? | #NAME? | #NAME? | #NAME? | #NAME? | #NAME? | FALSE | 0.9 | TRUE | TRUE | #NAME? | #NAME? | #NAME? | #NAME? | #NAME? | #NAME? | #NAME? | #NAME? | #NAME? | #NAME? |  |  | 1: 0; 2: 0; 3: 0; 4: 4.0965 | 4.0965 |  | 120.1645 | 185.0152 | 190.7373 | 20046 | 4.0965 | 120.1645 | 196.5509 |  | 0 | 6800 | 6800 | 2004-06-18 | #NAME? | #NAME? | #NAME?
2004-06-19 | 2004 | 6 | 171 | 19 | 7 | 5.1 | 4.9401 | 4.8333 | 0 | 0 | 0 | #NAME? | #NAME? | #NAME? | #NAME? | #NAME? | #NAME? | FALSE | 0 | TRUE | TRUE | #NAME? | #NAME? | #NAME? | #NAME? | #NAME? | #NAME? | #NAME? | #NAME? | #NAME? | #NAME? |  |  | 1: 0; 2: 0; 3: 5.4118; 4: 0 | 5.4118 |  | 79.3725 | 122.2084 | 125.988 | 20046 | 5.4118 | 79.3725 | 129.8281 |  | 0 | 6801 | 6801 | 2004-06-19 | #NAME? | #NAME? | #NAME?
2004-06-20 | 2004 | 6 | 172 | 20 | 1 | 10.1 | 3.9645 | 10.5 | 2.7 | 2.7 | 0 | #NAME? | #NAME? | #NAME? | #NAME? | #NAME? | #NAME? | TRUE | 0 | TRUE | TRUE | #NAME? | #NAME? | #NAME? | #NAME? | #NAME? | #NAME? | #NAME? | #NAME? | #NAME? | #NAME? |  |  | 1: 9.9349; 2: 14.9921; 3: 0; 4: 0 | 24.927 |  | 585.4801 | 949.7797 | 983.0293 | 20046 | 24.927 | 585.4801 | 957.659 |  | 0 | 6802 | 6802 | 2004-06-20 | #NAME? | #NAME? | #NAME?
2004-06-21 | 2004 | 6 | 173 | 21 | 2 | 6.7 | 5.0018 | 10.1667 | 2.2 | 2.2 | 0 | #NAME? | #NAME? | #NAME? | #NAME? | #NAME? | #NAME? | FALSE | 2.7 | TRUE | TRUE | #NAME? | #NAME? | #NAME? | #NAME? | #NAME? | #NAME? | #NAME? | #NAME? | #NAME? | #NAME? |  |  | 1: 0; 2: 0; 3: 4.4968; 4: 7.1775 | 11.6743 |  | 276.494 | 425.713 | 438.8793 | 20046 | 11.6743 | 276.494 | 452.2561 |  | 0 | 6803 | 6803 | 2004-06-21 | #NAME? | #NAME? | #NAME?
2004-06-22 | 2004 | 6 | 174 | 22 | 3 | 10.4 | 4.4931 | 9.8333 | 2.4 | 2.4 | 0 | #NAME? | #NAME? | #NAME? | #NAME? | #NAME? | #NAME? | TRUE | 4.9 | TRUE | TRUE | #NAME? | #NAME? | #NAME? | #NAME? | #NAME? | #NAME? | #NAME? | #NAME? | #NAME? | #NAME? |  |  | 1: 10.3973; 2: 15.4001; 3: 0; 4: 0 | 25.7974 |  | 604.2296 | 979.9631 | 1014.2516 | 20046 | 25.7974 | 604.2296 | 988.3273 |  | 0 | 6804 | 6804 | 2004-06-22 | #NAME? | #NAME? | #NAME?
2004-06-23 | 2004 | 6 | 175 | 23 | 4 | 9.3 | 3.8122 | 5.8333 | 3.6 | 3.6 | 0 | #NAME? | #NAME? | #NAME? | #NAME? | #NAME? | #NAME? | FALSE | 4.6 | TRUE | TRUE | #NAME? | #NAME? | #NAME? | #NAME? | #NAME? | #NAME? | #NAME? | #NAME? | #NAME? | #NAME? |  |  | 1: 0; 2: 0; 3: 6.5133; 4: 5.2222 | 11.7355 |  | 248.7121 | 382.9376 | 394.781 | 20046 | 11.7355 | 248.7121 | 406.8137 |  | 0 | 6805 | 6805 | 2004-06-23 | #NAME? | #NAME? | #NAME?
2004-06-24 | 2004 | 6 | 176 | 24 | 5 | 7.6 | 3.5437 | 6.6667 | 0 | 0 | 0 | #NAME? | #NAME? | #NAME? | #NAME? | #NAME? | #NAME? | TRUE | 6 | TRUE | TRUE | #NAME? | #NAME? | #NAME? | #NAME? | #NAME? | #NAME? | #NAME? | #NAME? | #NAME? | #NAME? |  |  | 1: 4.8612; 2: 7.5876; 3: 0; 4: 0 | 12.4489 |  | 293.8694 | 476.9239 | 493.6353 | 20046 | 12.4489 | 293.8694 | 480.6767 |  | 0 | 6806 | 6806 | 2004-06-24 | #NAME? | #NAME? | #NAME?
2004-06-25 | 2004 | 6 | 177 | 25 | 6 | 7.5 | 3.6837 | 5.3333 | 16.8 | 16.8 | 8.85 | #NAME? | #NAME? | #NAME? | #NAME? | #NAME? | #NAME? | FALSE | 3.6 | TRUE | TRUE | #NAME? | #NAME? | #NAME? | #NAME? | #NAME? | #NAME? | #NAME? | #NAME? | #NAME? | #NAME? |  |  | 1: 0; 2: 0; 3: 0; 4: 4.229 | 4.229 |  | 124.0515 | 190.9999 | 196.9071 | 20046 | 4.229 | 124.0515 | 202.9087 |  | 0 | 6807 | 6807 | 2004-06-25 | #NAME? | #NAME? | #NAME?
2004-06-26 | 2004 | 6 | 178 | 26 | 7 | 9.3 | 4.1061 | 8.6667 | 0 | 0 | 0 | #NAME? | #NAME? | #NAME? | #NAME? | #NAME? | #NAME? | FALSE | 16.8 | FALSE | TRUE | #NAME? | #NAME? | #NAME? | #NAME? | #NAME? | #NAME? | #NAME? | #NAME? | #NAME? | #NAME? |  |  | 1: 0; 2: 0; 3: 0; 4: 0 | 0 |  | 0 | 0 | 0 | 20046 | 0 | 0 | 0 |  | 0 | 6808 | 6808 | 2004-06-26 | #NAME? | #NAME? | #NAME?
2004-06-27 | 2004 | 6 | 179 | 27 | 1 | 8.6 | 4.7421 | 1.3333 | 0 | 0 | 0 | #NAME? | #NAME? | #NAME? | #NAME? | #NAME? | #NAME? | TRUE | 16.8 | FALSE | TRUE | #NAME? | #NAME? | #NAME? | #NAME? | #NAME? | #NAME? | #NAME? | #NAME? | #NAME? | #NAME? |  |  | 1: 0; 2: 0; 3: 0; 4: 0 | 0 |  | 0 | 0 | 0 | 20046 | 0 | 0 | 0 |  | 0 | 6809 | 6809 | 2004-06-27 | #NAME? | #NAME? | #NAME?
2004-06-28 | 2004 | 6 | 180 | 28 | 2 | 9.6 | 4.9318 | 8.3333 | 0 | 0 | 0 | #NAME? | #NAME? | #NAME? | #NAME? | #NAME? | #NAME? | FALSE | 0 | TRUE | TRUE | #NAME? | #NAME? | #NAME? | #NAME? | #NAME? | #NAME? | #NAME? | #NAME? | #NAME? | #NAME? |  |  | 1: 0; 2: 0; 3: 3.1178; 4: 7.1465 | 10.2643 |  | 255.3583 | 393.1707 | 405.3306 | 20046 | 10.2643 | 255.3583 | 417.6848 |  | 0 | 6810 | 6810 | 2004-06-28 | #NAME? | #NAME? | #NAME?
2004-06-29 | 2004 | 6 | 181 | 29 | 3 | 11.6 | 4.7849 | 8.6667 | 0 | 0 | 0 | #NAME? | #NAME? | #NAME? | #NAME? | #NAME? | #NAME? | TRUE | 0 | TRUE | TRUE | #NAME? | #NAME? | #NAME? | #NAME? | #NAME? | #NAME? | #NAME? | #NAME? | #NAME? | #NAME? |  |  | 1: 5.2216; 2: 6.5848; 3: 0; 4: 0 | 11.8064 |  | 269.7376 | 436.536 | 451.7391 | 20046 | 11.8064 | 269.7376 | 441.2049 |  | 0 | 6811 | 6811 | 2004-06-29 | #NAME? | #NAME? | #NAME?
2004-06-30 | 2004 | 6 | 182 | 30 | 4 | 13.5 | 3.3116 | 8.3333 | 3.2 | 3.2 | 0 | #NAME? | #NAME? | #NAME? | #NAME? | #NAME? | #NAME? | FALSE | 0 | TRUE | TRUE | #NAME? | #NAME? | #NAME? | #NAME? | #NAME? | #NAME? | #NAME? | #NAME? | #NAME? | #NAME? |  |  | 1: 0; 2: 0; 3: 7.8083; 4: 5.3442 | 13.1525 |  | 271.2849 | 417.6926 | 430.6109 | 20046 | 13.1525 | 271.2849 | 443.7357 |  | 0 | 6812 | 6812 | 2004-06-30 | #NAME? | #NAME? | #NAME?
2004-07-01 | 2004 | 7 | 183 | 1 | 5 | 11.5 | 3.8202 | 4.3333 | 1 | 1 | 0 | #NAME? | #NAME? | #NAME? | #NAME? | #NAME? | #NAME? | TRUE | 3.2 | TRUE | TRUE | #NAME? | #NAME? | #NAME? | #NAME? | #NAME? | #NAME? | #NAME? | #NAME? | #NAME? | #NAME? |  |  | 1: 0; 2: 0; 3: 0; 4: 0 | 0 |  | 0 | 0 | 0 | 20047 | 0 | 0 | 0 |  | 0 | 6813 | 6813 | 2004-07-01 | #NAME? | #NAME? | #NAME?
2004-07-02 | 2004 | 7 | 184 | 2 | 6 | 13.5 | 3.9929 | 11 | 4.2 | 4.2 | 0 | #NAME? | #NAME? | #NAME? | #NAME? | #NAME? | #NAME? | FALSE | 4.2 | TRUE | TRUE | #NAME? | #NAME? | #NAME? | #NAME? | #NAME? | #NAME? | #NAME? | #NAME? | #NAME? | #NAME? |  |  | 1: 0; 2: 0; 3: 0; 4: 4.3811 | 4.3811 |  | 128.5126 | 197.8687 | 203.9883 | 20047 | 4.3811 | 128.5126 | 210.2058 |  | 0 | 6814 | 6814 | 2004-07-02 | #NAME? | #NAME? | #NAME?
2004-07-03 | 2004 | 7 | 185 | 3 | 7 | 10.6 | 3.3746 | 14.1667 | 4.6 | 4.6 | 0 | #NAME? | #NAME? | #NAME? | #NAME? | #NAME? | #NAME? | FALSE | 5.2 | TRUE | TRUE | #NAME? | #NAME? | #NAME? | #NAME? | #NAME? | #NAME? | #NAME? | #NAME? | #NAME? | #NAME? |  |  | 1: 0; 2: 0; 3: 0; 4: 0 | 0 |  | 0 | 0 | 0 | 20047 | 0 | 0 | 0 |  | 0 | 6815 | 6815 | 2004-07-03 | #NAME? | #NAME? | #NAME?
2004-07-04 | 2004 | 7 | 186 | 4 | 1 | 7.6 | 2.2 | 18.1667 | 1.5 | 1.5 | 0 | #NAME? | #NAME? | #NAME? | #NAME? | #NAME? | #NAME? | TRUE | 8.8 | TRUE | TRUE | #NAME? | #NAME? | #NAME? | #NAME? | #NAME? | #NAME? | #NAME? | #NAME? | #NAME? | #NAME? |  |  | 1: 16.0205; 2: 23.3133; 3: 0; 4: 0 | 39.3337 |  | 918.8226 | 1489.844 | 1541.9474 | 20047 | 39.3337 | 918.8226 | 1502.9012 |  | 0 | 6816 | 6816 | 2004-07-04 | #NAME? | #NAME? | #NAME?
2004-07-05 | 2004 | 7 | 187 | 5 | 2 | 5.2 | 3.4047 | 7.3333 | 0 | 0 | 0 | #NAME? | #NAME? | #NAME? | #NAME? | #NAME? | #NAME? | FALSE | 6.1 | TRUE | TRUE | #NAME? | #NAME? | #NAME? | #NAME? | #NAME? | #NAME? | #NAME? | #NAME? | #NAME? | #NAME? |  |  | 1: 0; 2: 0; 3: 3.9297; 4: 5.346 | 9.2757 |  | 214.4523 | 330.1885 | 340.4005 | 20047 | 9.2757 | 214.4523 | 350.7757 |  | 0 | 6817 | 6817 | 2004-07-05 | #NAME? | #NAME? | #NAME?
2004-07-06 | 2004 | 7 | 188 | 6 | 3 | 8 | 4.1522 | 9.1667 | 0 | 0 | 0 | #NAME? | #NAME? | #NAME? | #NAME? | #NAME? | #NAME? | TRUE | 1.5 | TRUE | TRUE | #NAME? | #NAME? | #NAME? | #NAME? | #NAME? | #NAME? | #NAME? | #NAME? | #NAME? | #NAME? |  |  | 1: 0; 2: 0; 3: 0; 4: 0 | 0 |  | 0 | 0 | 0 | 20047 | 0 | 0 | 0 |  | 0 | 6818 | 6818 | 2004-07-06 | #NAME? | #NAME? | #NAME?
2004-07-07 | 2004 | 7 | 189 | 7 | 4 | 8.2 | 3.1377 | 19 | 15.4 | 15.4 | 7.8 | #NAME? | #NAME? | #NAME? | #NAME? | #NAME? | #NAME? | FALSE | 0 | TRUE | TRUE | #NAME? | #NAME? | #NAME? | #NAME? | #NAME? | #NAME? | #NAME? | #NAME? | #NAME? | #NAME? |  |  | 1: 0; 2: 0; 3: 3.606; 4: 4.5637 | 8.1697 |  | 186.7572 | 287.5468 | 296.44 | 20047 | 8.1697 | 186.7572 | 305.4753 |  | 0 | 6819 | 6819 | 2004-07-07 | #NAME? | #NAME? | #NAME?
2004-07-08 | 2004 | 7 | 190 | 8 | 5 | 8 | 3.2197 | 7.5 | 0.6 | 0.6 | 0 | #NAME? | #NAME? | #NAME? | #NAME? | #NAME? | #NAME? | TRUE | 15.4 | FALSE | TRUE | #NAME? | #NAME? | #NAME? | #NAME? | #NAME? | #NAME? | #NAME? | #NAME? | #NAME? | #NAME? |  |  | 1: 0; 2: 0; 3: 0; 4: 0 | 0 |  | 0 | 0 | 0 | 20047 | 0 | 0 | 0 |  | 0 | 6820 | 6820 | 2004-07-08 | #NAME? | #NAME? | #NAME?
2004-07-09 | 2004 | 7 | 191 | 9 | 6 | 8.8 | 3.9117 | 5.8333 | 0 | 0 | 0 | #NAME? | #NAME? | #NAME? | #NAME? | #NAME? | #NAME? | FALSE | 16 | FALSE | TRUE | #NAME? | #NAME? | #NAME? | #NAME? | #NAME? | #NAME? | #NAME? | #NAME? | #NAME? | #NAME? |  |  | 1: 0; 2: 0; 3: 0; 4: 0 | 0 |  | 0 | 0 | 0 | 20047 | 0 | 0 | 0 |  | 0 | 6821 | 6821 | 2004-07-09 | #NAME? | #NAME? | #NAME?
2004-07-10 | 2004 | 7 | 192 | 10 | 7 | 7.2 | 4.338 | 2.8333 | 0 | 0 | 0 | #NAME? | #NAME? | #NAME? | #NAME? | #NAME? | #NAME? | FALSE | 0.6 | TRUE | TRUE | #NAME? | #NAME? | #NAME? | #NAME? | #NAME? | #NAME? | #NAME? | #NAME? | #NAME? | #NAME? |  |  | 1: 0; 2: 0; 3: 0; 4: 0 | 0 |  | 0 | 0 | 0 | 20047 | 0 | 0 | 0 |  | 0 | 6822 | 6822 | 2004-07-10 | #NAME? | #NAME? | #NAME?
2004-07-11 | 2004 | 7 | 193 | 11 | 1 | 9.8 | 4.421 | 14.1667 | 5 | 5 | 0 | #NAME? | #NAME? | #NAME? | #NAME? | #NAME? | #NAME? | TRUE | 0 | TRUE | TRUE | #NAME? | #NAME? | #NAME? | #NAME? | #NAME? | #NAME? | #NAME? | #NAME? | #NAME? | #NAME? |  |  | 1: 0; 2: 0; 3: 0; 4: 0 | 0 |  | 0 | 0 | 0 | 20047 | 0 | 0 | 0 |  | 0 | 6823 | 6823 | 2004-07-11 | #NAME? | #NAME? | #NAME?
2004-07-12 | 2004 | 7 | 194 | 12 | 2 | 13.5 | 5.2146 | 11.3333 | 0 | 0 | 0 | #NAME? | #NAME? | #NAME? | #NAME? | #NAME? | #NAME? | FALSE | 5 | TRUE | TRUE | #NAME? | #NAME? | #NAME? | #NAME? | #NAME? | #NAME? | #NAME? | #NAME? | #NAME? | #NAME? |  |  | 1: 0; 2: 0; 3: 4.2579; 4: 10.3988 | 14.6567 |  | 367.4803 | 565.803 | 583.3021 | 20047 | 14.6567 | 367.4803 | 601.0808 |  | 0 | 6824 | 6824 | 2004-07-12 | #NAME? | #NAME? | #NAME?
2004-07-13 | 2004 | 7 | 195 | 13 | 3 | 11.8 | 4.9591 | 7.8333 | 0.4 | 0.4 | 0 | #NAME? | #NAME? | #NAME? | #NAME? | #NAME? | #NAME? | TRUE | 5 | TRUE | TRUE | #NAME? | #NAME? | #NAME? | #NAME? | #NAME? | #NAME? | #NAME? | #NAME? | #NAME? | #NAME? |  |  | 1: 3.145; 2: 4.3179; 3: 0; 4: 0 | 7.4629 |  | 172.7845 | 279.9519 | 289.7262 | 20047 | 7.4629 | 172.7845 | 282.6205 |  | 0 | 6825 | 6825 | 2004-07-13 | #NAME? | #NAME? | #NAME?
2004-07-14 | 2004 | 7 | 196 | 14 | 4 | 11.7 | 4.7019 | 12.8333 | 0 | 0 | 0 | #NAME? | #NAME? | #NAME? | #NAME? | #NAME? | #NAME? | FALSE | 0.4 | TRUE | TRUE | #NAME? | #NAME? | #NAME? | #NAME? | #NAME? | #NAME? | #NAME? | #NAME? | #NAME? | #NAME? |  |  | 1: 0; 2: 0; 3: 3.9463; 4: 5.0075 | 8.9538 |  | 204.7654 | 315.2738 | 325.0245 | 20047 | 8.9538 | 204.7654 | 334.9311 |  | 0 | 6826 | 6826 | 2004-07-14 | #NAME? | #NAME? | #NAME?
2004-07-15 | 2004 | 7 | 197 | 15 | 5 | 14.3 | 5.0291 | 7.6667 | 1.8 | 1.8 | 0 | #NAME? | #NAME? | #NAME? | #NAME? | #NAME? | #NAME? | TRUE | 0.4 | TRUE | TRUE | #NAME? | #NAME? | #NAME? | #NAME? | #NAME? | #NAME? | #NAME? | #NAME? | #NAME? | #NAME? |  |  | 1: 9.117; 2: 14.2785; 3: 0; 4: 0 | 23.3955 |  | 552.5522 | 896.7808 | 928.2068 | 20047 | 23.3955 | 552.5522 | 903.7995 |  | 0 | 6827 | 6827 | 2004-07-15 | #NAME? | #NAME? | #NAME?
2004-07-16 | 2004 | 7 | 198 | 16 | 6 | 11.1 | 4.877 | 6.6667 | 0 | 0 | 0 | #NAME? | #NAME? | #NAME? | #NAME? | #NAME? | #NAME? | FALSE | 1.8 | TRUE | TRUE | #NAME? | #NAME? | #NAME? | #NAME? | #NAME? | #NAME? | #NAME? | #NAME? | #NAME? | #NAME? |  |  | 1: 0; 2: 0; 3: 0; 4: 5.3521 | 5.3521 |  | 156.9943 | 241.7215 | 249.1974 | 20047 | 5.3521 | 156.9943 | 256.7928 |  | 0 | 6828 | 6828 | 2004-07-16 | #NAME? | #NAME? | #NAME?
2004-07-17 | 2004 | 7 | 199 | 17 | 7 | 12.9 | 6.2921 | 7.6667 | 0 | 0 | 0 | #NAME? | #NAME? | #NAME? | #NAME? | #NAME? | #NAME? | FALSE | 1.8 | TRUE | TRUE | #NAME? | #NAME? | #NAME? | #NAME? | #NAME? | #NAME? | #NAME? | #NAME? | #NAME? | #NAME? |  |  | 1: 0; 2: 0; 3: 0; 4: 0 | 0 |  | 0 | 0 | 0 | 20047 | 0 | 0 | 0 |  | 0 | 6829 | 6829 | 2004-07-17 | #NAME? | #NAME? | #NAME?
2004-07-18 | 2004 | 7 | 200 | 18 | 1 | 17 | 6.483 | 14.6667 | 0 | 0 | 0 | #NAME? | #NAME? | #NAME? | #NAME? | #NAME? | #NAME? | TRUE | 0 | TRUE | TRUE | #NAME? | #NAME? | #NAME? | #NAME? | #NAME? | #NAME? | #NAME? | #NAME? | #NAME? | #NAME? |  |  | 1: 2.9607; 2: 4.0111; 3: 0; 4: 0 | 6.9718 |  | 161.0823 | 260.9453 | 270.0525 | 20047 | 6.9718 | 161.0823 | 263.4794 |  | 0 | 6830 | 6830 | 2004-07-18 | #NAME? | #NAME? | #NAME?
2004-07-19 | 2004 | 7 | 201 | 19 | 2 | 15.9 | 4.8727 | 11.8333 | 9.6 | 9.6 | 3.45 | #NAME? | #NAME? | #NAME? | #NAME? | #NAME? | #NAME? | FALSE | 0 | TRUE | TRUE | #NAME? | #NAME? | #NAME? | #NAME? | #NAME? | #NAME? | #NAME? | #NAME? | #NAME? | #NAME? |  |  | 1: 0; 2: 0; 3: 9.419; 4: 9.7087 | 19.1277 |  | 422.9333 | 651.1831 | 671.3228 | 20047 | 19.1277 | 422.9333 | 691.7843 |  | 0 | 6831 | 6831 | 2004-07-19 | #NAME? | #NAME? | #NAME?
2004-07-20 | 2004 | 7 | 202 | 20 | 3 | 13.9 | 5.2781 | 8.8333 | 0.4 | 0.4 | 0 | #NAME? | #NAME? | #NAME? | #NAME? | #NAME? | #NAME? | TRUE | 9.6 | TRUE | TRUE | #NAME? | #NAME? | #NAME? | #NAME? | #NAME? | #NAME? | #NAME? | #NAME? | #NAME? | #NAME? |  |  | 1: 2.3727; 2: 4.1087; 3: 0; 4: 0 | 6.4814 |  | 155.3216 | 252.39 | 261.2579 | 20047 | 6.4814 | 155.3216 | 254.0566 |  | 0 | 6832 | 6832 | 2004-07-20 | #NAME? | #NAME? | #NAME?
2004-07-21 | 2004 | 7 | 203 | 21 | 4 | 11.1 | 4.2631 | 13 | 0.8 | 0.8 | 0 | #NAME? | #NAME? | #NAME? | #NAME? | #NAME? | #NAME? | FALSE | 10 | FALSE | TRUE | #NAME? | #NAME? | #NAME? | #NAME? | #NAME? | #NAME? | #NAME? | #NAME? | #NAME? | #NAME? |  |  | 1: 0; 2: 0; 3: 0; 4: 0 | 0 |  | 0 | 0 | 0 | 20047 | 0 | 0 | 0 |  | 0 | 6833 | 6833 | 2004-07-21 | #NAME? | #NAME? | #NAME?
2004-07-22 | 2004 | 7 | 204 | 22 | 5 | 10.9 | 3.2405 | 5.6667 | 0 | 0 | 0 | #NAME? | #NAME? | #NAME? | #NAME? | #NAME? | #NAME? | TRUE | 1.2 | TRUE | TRUE | #NAME? | #NAME? | #NAME? | #NAME? | #NAME? | #NAME? | #NAME? | #NAME? | #NAME? | #NAME? |  |  | 1: 8.6799; 2: 13.8681; 3: 0; 4: 0 | 22.548 |  | 534.1033 | 867.0527 | 897.4532 | 20047 | 22.548 | 534.1033 | 873.623 |  | 0 | 6834 | 6834 | 2004-07-22 | #NAME? | #NAME? | #NAME?
2004-07-23 | 2004 | 7 | 205 | 23 | 6 | 7.9 | 4.312 | 6.5 | 0 | 0 | 0 | #NAME? | #NAME? | #NAME? | #NAME? | #NAME? | #NAME? | FALSE | 0.8 | TRUE | TRUE | #NAME? | #NAME? | #NAME? | #NAME? | #NAME? | #NAME? | #NAME? | #NAME? | #NAME? | #NAME? |  |  | 1: 0; 2: 0; 3: 0; 4: 9.2309 | 9.2309 |  | 270.7743 | 416.9064 | 429.8004 | 20047 | 9.2309 | 270.7743 | 442.9005 |  | 0 | 6835 | 6835 | 2004-07-23 | #NAME? | #NAME? | #NAME?
2004-07-24 | 2004 | 7 | 206 | 24 | 7 | 10.6 | 6.1406 | 12 | 0 | 0 | 0 | #NAME? | #NAME? | #NAME? | #NAME? | #NAME? | #NAME? | FALSE | 0 | TRUE | TRUE | #NAME? | #NAME? | #NAME? | #NAME? | #NAME? | #NAME? | #NAME? | #NAME? | #NAME? | #NAME? |  |  | 1: 0; 2: 0; 3: 4.318; 4: 0 | 4.318 |  | 63.3311 | 97.5099 | 100.5256 | 20047 | 4.318 | 63.3311 | 103.5896 |  | 0 | 6836 | 6836 | 2004-07-24 | #NAME? | #NAME? | #NAME?
2004-07-25 | 2004 | 7 | 207 | 25 | 1 | 11.4 | 6.504 | 5.5 | 0 | 0 | 0 | #NAME? | #NAME? | #NAME? | #NAME? | #NAME? | #NAME? | TRUE | 0 | TRUE | TRUE | #NAME? | #NAME? | #NAME? | #NAME? | #NAME? | #NAME? | #NAME? | #NAME? | #NAME? | #NAME? |  |  | 1: 0; 2: 0; 3: 0; 4: 0 | 0 |  | 0 | 0 | 0 | 20047 | 0 | 0 | 0 |  | 0 | 6837 | 6837 | 2004-07-25 | #NAME? | #NAME? | #NAME?
2004-07-26 | 2004 | 7 | 208 | 26 | 2 | 11.4 | 3.8771 | 15.8333 | 0.6 | 0.6 | 0 | #NAME? | #NAME? | #NAME? | #NAME? | #NAME? | #NAME? | FALSE | 0 | TRUE | TRUE | #NAME? | #NAME? | #NAME? | #NAME? | #NAME? | #NAME? | #NAME? | #NAME? | #NAME? | #NAME? |  |  | 1: 0; 2: 0; 3: 2.1649; 4: 9.2345 | 11.3994 |  | 302.6311 | 465.9558 | 480.3668 | 20047 | 11.3994 | 302.6311 | 495.0081 |  | 0 | 6838 | 6838 | 2004-07-26 | #NAME? | #NAME? | #NAME?
2004-07-27 | 2004 | 7 | 209 | 27 | 3 | 7.8 | 4.2649 | 8.1667 | 0.2 | 0.2 | 0 | #NAME? | #NAME? | #NAME? | #NAME? | #NAME? | #NAME? | TRUE | 0.6 | TRUE | TRUE | #NAME? | #NAME? | #NAME? | #NAME? | #NAME? | #NAME? | #NAME? | #NAME? | #NAME? | #NAME? |  |  | 1: 16.5686; 2: 25.2348; 3: 0; 4: 0 | 41.8034 |  | 983.2278 | 1595.2017 | 1651.0602 | 20047 | 41.8034 | 983.2278 | 1608.2477 |  | 0 | 6839 | 6839 | 2004-07-27 | #NAME? | #NAME? | #NAME?
2004-07-28 | 2004 | 7 | 210 | 28 | 4 | 6.5 | 4.1275 | 1.3333 | 6.8 | 6.8 | 1.35 | #NAME? | #NAME? | #NAME? | #NAME? | #NAME? | #NAME? | FALSE | 0.8 | TRUE | TRUE | #NAME? | #NAME? | #NAME? | #NAME? | #NAME? | #NAME? | #NAME? | #NAME? | #NAME? | #NAME? |  |  | 1: 0; 2: 0; 3: 0; 4: 4.6257 | 4.6257 |  | 135.6864 | 208.914 | 215.3753 | 20047 | 4.6257 | 135.6864 | 221.9398 |  | 0 | 6840 | 6840 | 2004-07-28 | #NAME? | #NAME? | #NAME?
2004-07-29 | 2004 | 7 | 211 | 29 | 5 | 12.5 | 4.5301 | 14 | 1.2 | 1.2 | 0 | #NAME? | #NAME? | #NAME? | #NAME? | #NAME? | #NAME? | TRUE | 7 | TRUE | TRUE | #NAME? | #NAME? | #NAME? | #NAME? | #NAME? | #NAME? | #NAME? | #NAME? | #NAME? | #NAME? |  |  | 1: 1.9789; 2: 3.3421; 3: 0; 4: 0 | 5.321 |  | 127.0585 | 206.4028 | 213.6502 | 20047 | 5.321 | 127.0585 | 207.8273 |  | 0 | 6841 | 6841 | 2004-07-29 | #NAME? | #NAME? | #NAME?
2004-07-30 | 2004 | 7 | 212 | 30 | 6 | 13.3 | 4.431 | 10.5 | 0 | 0 | 0 | #NAME? | #NAME? | #NAME? | #NAME? | #NAME? | #NAME? | FALSE | 8 | TRUE | TRUE | #NAME? | #NAME? | #NAME? | #NAME? | #NAME? | #NAME? | #NAME? | #NAME? | #NAME? | #NAME? |  |  | 1: 0; 2: 0; 3: 0; 4: 4.7716 | 4.7716 |  | 139.9662 | 215.5035 | 222.1685 | 20047 | 4.7716 | 139.9662 | 228.9401 |  | 0 | 6842 | 6842 | 2004-07-30 | #NAME? | #NAME? | #NAME?
2004-07-31 | 2004 | 7 | 213 | 31 | 7 | 12.3 | 3.4306 | 5.6667 | 0 | 0 | 0 | #NAME? | #NAME? | #NAME? | #NAME? | #NAME? | #NAME? | FALSE | 1.2 | TRUE | TRUE | #NAME? | #NAME? | #NAME? | #NAME? | #NAME? | #NAME? | #NAME? | #NAME? | #NAME? | #NAME? |  |  | 1: 0; 2: 0; 3: 2.2837; 4: 0 | 2.2837 |  | 33.4947 | 51.5711 | 53.1661 | 20047 | 2.2837 | 33.4947 | 54.7866 |  | 0 | 6843 | 6843 | 2004-07-31 | #NAME? | #NAME? | #NAME?
2004-08-01 | 2004 | 8 | 214 | 1 | 1 | 10.2 | 2.5754 | 12.8333 | 0.2 | 0.2 | 0 | #NAME? | #NAME? | #NAME? | #NAME? | #NAME? | #NAME? | TRUE | 0 | TRUE | TRUE | #NAME? | #NAME? | #NAME? | #NAME? | #NAME? | #NAME? | #NAME? | #NAME? | #NAME? | #NAME? |  |  | 1: 2.3285; 2: 2.7375; 3: 0; 4: 0 | 5.066 |  | 114.451 | 185.0424 | 191.4729 | 20048 | 5.066 | 114.451 | 187.2055 |  | 0 | 6844 | 6844 | 2004-08-01 | #NAME? | #NAME? | #NAME?
2004-08-02 | 2004 | 8 | 215 | 2 | 2 | 11.3 | 3.8739 | 9.3333 | 0 | 0 | 0 | #NAME? | #NAME? | #NAME? | #NAME? | #NAME? | #NAME? | FALSE | 0.2 | TRUE | TRUE | #NAME? | #NAME? | #NAME? | #NAME? | #NAME? | #NAME? | #NAME? | #NAME? | #NAME? | #NAME? |  |  | 1: 0; 2: 0; 3: 8.0803; 4: 5.7404 | 13.8207 |  | 286.8951 | 441.7273 | 455.389 | 20048 | 13.8207 | 286.8951 | 469.269 |  | 0 | 6845 | 6845 | 2004-08-02 | #NAME? | #NAME? | #NAME?
2004-08-03 | 2004 | 8 | 216 | 3 | 3 | 11.1 | 3.5666 | 6.5 | 0.6 | 0.6 | 0 | #NAME? | #NAME? | #NAME? | #NAME? | #NAME? | #NAME? | TRUE | 0.2 | TRUE | TRUE | #NAME? | #NAME? | #NAME? | #NAME? | #NAME? | #NAME? | #NAME? | #NAME? | #NAME? | #NAME? |  |  | 1: 7.9849; 2: 9.2786; 3: 0; 4: 0 | 17.2635 |  | 389.2846 | 629.2838 | 651.1444 | 20048 | 17.2635 | 389.2846 | 636.7457 |  | 0 | 6846 | 6846 | 2004-08-03 | #NAME? | #NAME? | #NAME?
2004-08-04 | 2004 | 8 | 217 | 4 | 4 | 14.2 | 2.8701 | 9.8333 | 5.5 | 5.5 | 0.375 | #NAME? | #NAME? | #NAME? | #NAME? | #NAME? | #NAME? | FALSE | 0.6 | TRUE | TRUE | #NAME? | #NAME? | #NAME? | #NAME? | #NAME? | #NAME? | #NAME? | #NAME? | #NAME? | #NAME? |  |  | 1: 0; 2: 0; 3: 4.8896; 4: 4.2416 | 9.1312 |  | 196.1353 | 301.9861 | 311.3259 | 20048 | 9.1312 | 196.1353 | 320.815 |  | 0 | 6847 | 6847 | 2004-08-04 | #NAME? | #NAME? | #NAME?
2004-08-05 | 2004 | 8 | 218 | 5 | 5 | 9 | 3.8995 | 4.1667 | 1.4 | 1.4 | 0 | #NAME? | #NAME? | #NAME? | #NAME? | #NAME? | #NAME? | TRUE | 6.1 | TRUE | TRUE | #NAME? | #NAME? | #NAME? | #NAME? | #NAME? | #NAME? | #NAME? | #NAME? | #NAME? | #NAME? |  |  | 1: 6.7009; 2: 8.2531; 3: 0; 4: 0 | 14.9541 |  | 340.3723 | 550.6689 | 569.833 | 20048 | 14.9541 | 340.3723 | 556.7408 |  | 0 | 6848 | 6848 | 2004-08-05 | #NAME? | #NAME? | #NAME?
2004-08-06 | 2004 | 8 | 219 | 6 | 6 | 8 | 3.7429 | 5 | 0 | 0 | 0 | #NAME? | #NAME? | #NAME? | #NAME? | #NAME? | #NAME? | FALSE | 6.9 | TRUE | TRUE | #NAME? | #NAME? | #NAME? | #NAME? | #NAME? | #NAME? | #NAME? | #NAME? | #NAME? | #NAME? |  |  | 1: 0; 2: 0; 3: 0; 4: 4.4247 | 4.4247 |  | 129.7921 | 199.8387 | 206.0192 | 20048 | 4.4247 | 129.7921 | 212.2986 |  | 0 | 6849 | 6849 | 2004-08-06 | #NAME? | #NAME? | #NAME?
2004-08-07 | 2004 | 8 | 220 | 7 | 7 | 10 | 3.4365 | 22.5 | 6.1 | 6.1 | 0.825 | #NAME? | #NAME? | #NAME? | #NAME? | #NAME? | #NAME? | FALSE | 1.4 | TRUE | TRUE | #NAME? | #NAME? | #NAME? | #NAME? | #NAME? | #NAME? | #NAME? | #NAME? | #NAME? | #NAME? |  |  | 1: 0; 2: 0; 3: 0; 4: 0 | 0 |  | 0 | 0 | 0 | 20048 | 0 | 0 | 0 |  | 0 | 6850 | 6850 | 2004-08-07 | #NAME? | #NAME? | #NAME?
2004-08-08 | 2004 | 8 | 221 | 8 | 1 | 10.1 | 2.235 | 11.3333 | 1 | 1 | 0 | #NAME? | #NAME? | #NAME? | #NAME? | #NAME? | #NAME? | TRUE | 6.1 | TRUE | TRUE | #NAME? | #NAME? | #NAME? | #NAME? | #NAME? | #NAME? | #NAME? | #NAME? | #NAME? | #NAME? |  |  | 1: 5.1633; 2: 6.6099; 3: 0; 4: 0 | 11.7732 |  | 269.6191 | 436.4346 | 451.641 | 20048 | 11.7732 | 269.6191 | 441.011 |  | 0 | 6851 | 6851 | 2004-08-08 | #NAME? | #NAME? | #NAME?
2004-08-09 | 2004 | 8 | 222 | 9 | 2 | 10 | 1.9094 | 8.8333 | 2 | 2 | 0 | #NAME? | #NAME? | #NAME? | #NAME? | #NAME? | #NAME? | FALSE | 7.1 | TRUE | TRUE | #NAME? | #NAME? | #NAME? | #NAME? | #NAME? | #NAME? | #NAME? | #NAME? | #NAME? | #NAME? |  |  | 1: 0; 2: 0; 3: 7.357; 4: 4.5743 | 11.9314 |  | 242.0836 | 372.7319 | 384.2596 | 20048 | 11.9314 | 242.0836 | 395.9717 |  | 0 | 6852 | 6852 | 2004-08-09 | #NAME? | #NAME? | #NAME?
2004-08-10 | 2004 | 8 | 223 | 10 | 3 | 5.4 | 3.2298 | 5.6667 | 0 | 0 | 0 | #NAME? | #NAME? | #NAME? | #NAME? | #NAME? | #NAME? | TRUE | 3 | TRUE | TRUE | #NAME? | #NAME? | #NAME? | #NAME? | #NAME? | #NAME? | #NAME? | #NAME? | #NAME? | #NAME? |  |  | 1: 6.3433; 2: 8.1526; 3: 0; 4: 0 | 14.4959 |  | 332.1771 | 537.7266 | 556.4645 | 20048 | 14.4959 | 332.1771 | 543.3359 |  | 0 | 6853 | 6853 | 2004-08-10 | #NAME? | #NAME? | #NAME?
2004-08-11 | 2004 | 8 | 224 | 11 | 4 | 6.9 | 4.1607 | 3.8333 | 0 | 0 | 0 | #NAME? | #NAME? | #NAME? | #NAME? | #NAME? | #NAME? | FALSE | 2 | TRUE | TRUE | #NAME? | #NAME? | #NAME? | #NAME? | #NAME? | #NAME? | #NAME? | #NAME? | #NAME? | #NAME? |  |  | 1: 0; 2: 0; 3: 1.8818; 4: 4.0564 | 5.9381 |  | 146.5866 | 225.6968 | 232.6771 | 20048 | 5.9381 | 146.5866 | 239.7689 |  | 0 | 6854 | 6854 | 2004-08-11 | #NAME? | #NAME? | #NAME?
2004-08-12 | 2004 | 8 | 225 | 12 | 5 | 11.1 | 5.3457 | 8 | 0 | 0 | 0 | #NAME? | #NAME? | #NAME? | #NAME? | #NAME? | #NAME? | TRUE | 0 | TRUE | TRUE | #NAME? | #NAME? | #NAME? | #NAME? | #NAME? | #NAME? | #NAME? | #NAME? | #NAME? | #NAME? |  |  | 1: 3.7923; 2: 5.8371; 3: 0; 4: 0 | 9.6294 |  | 226.8414 | 368.0793 | 380.9719 | 20048 | 9.6294 | 226.8414 | 371.0403 |  | 0 | 6855 | 6855 | 2004-08-12 | #NAME? | #NAME? | #NAME?
2004-08-13 | 2004 | 8 | 226 | 13 | 6 | 9.2 | 5.1837 | 6.1667 | 0 | 0 | 0 | #NAME? | #NAME? | #NAME? | #NAME? | #NAME? | #NAME? | FALSE | 0 | TRUE | TRUE | #NAME? | #NAME? | #NAME? | #NAME? | #NAME? | #NAME? | #NAME? | #NAME? | #NAME? | #NAME? |  |  | 1: 0; 2: 0; 3: 0; 4: 5.2285 | 5.2285 |  | 153.3689 | 236.1394 | 243.4427 | 20048 | 5.2285 | 153.3689 | 250.8627 |  | 0 | 6856 | 6856 | 2004-08-13 | #NAME? | #NAME? | #NAME?
2004-08-14 | 2004 | 8 | 227 | 14 | 7 | 12.5 | 4.0578 | 9 | 0 | 0 | 0 | #NAME? | #NAME? | #NAME? | #NAME? | #NAME? | #NAME? | FALSE | 0 | TRUE | TRUE | #NAME? | #NAME? | #NAME? | #NAME? | #NAME? | #NAME? | #NAME? | #NAME? | #NAME? | #NAME? |  |  | 1: 0; 2: 0; 3: 6.2781; 4: 0 | 6.2781 |  | 92.079 | 141.7724 | 146.1571 | 20048 | 6.2781 | 92.079 | 150.6119 |  | 0 | 6857 | 6857 | 2004-08-14 | #NAME? | #NAME? | #NAME?
2004-08-15 | 2004 | 8 | 228 | 15 | 1 | 13.8 | 3.0276 | 5.8333 | 7.6 | 7.6 | 1.95 | #NAME? | #NAME? | #NAME? | #NAME? | #NAME? | #NAME? | TRUE | 0 | TRUE | TRUE | #NAME? | #NAME? | #NAME? | #NAME? | #NAME? | #NAME? | #NAME? | #NAME? | #NAME? | #NAME? |  |  | 1: 12.7392; 2: 14.1024; 3: 0; 4: 0 | 26.8416 |  | 600.5129 | 970.0577 | 1003.7044 | 20048 | 26.8416 | 600.5129 | 982.248 |  | 0 | 6858 | 6858 | 2004-08-15 | #NAME? | #NAME? | #NAME?
2004-08-16 | 2004 | 8 | 229 | 16 | 2 | 14.7 | 2.7763 | 6 | 0.6 | 0.6 | 0 | #NAME? | #NAME? | #NAME? | #NAME? | #NAME? | #NAME? | FALSE | 7.6 | TRUE | TRUE | #NAME? | #NAME? | #NAME? | #NAME? | #NAME? | #NAME? | #NAME? | #NAME? | #NAME? | #NAME? |  |  | 1: 0; 2: 0; 3: 0; 4: 4.798 | 4.798 |  | 140.7414 | 216.6971 | 223.3991 | 20048 | 4.798 | 140.7414 | 230.2081 |  | 0 | 6859 | 6859 | 2004-08-16 | #NAME? | #NAME? | #NAME?
2004-08-17 | 2004 | 8 | 230 | 17 | 3 | 13.2 | 3.6432 | 15.3333 | 0 | 0 | 0 | #NAME? | #NAME? | #NAME? | #NAME? | #NAME? | #NAME? | TRUE | 8.2 | TRUE | TRUE | #NAME? | #NAME? | #NAME? | #NAME? | #NAME? | #NAME? | #NAME? | #NAME? | #NAME? | #NAME? |  |  | 1: 3.2108; 2: 5.2556; 3: 0; 4: 0 | 8.4665 |  | 201.2572 | 326.8135 | 338.2795 | 20048 | 8.4665 | 201.2572 | 329.1928 |  | 0 | 6860 | 6860 | 2004-08-17 | #NAME? | #NAME? | #NAME?
2004-08-18 | 2004 | 8 | 231 | 18 | 4 | 8.5 | 3.4455 | 5.8333 | 0 | 0 | 0 | #NAME? | #NAME? | #NAME? | #NAME? | #NAME? | #NAME? | FALSE | 0.6 | TRUE | TRUE | #NAME? | #NAME? | #NAME? | #NAME? | #NAME? | #NAME? | #NAME? | #NAME? | #NAME? | #NAME? |  |  | 1: 0; 2: 0; 3: 3.2428; 4: 4.2837 | 7.5266 |  | 173.2175 | 266.7 | 274.9485 | 20048 | 7.5266 | 173.2175 | 283.3288 |  | 0 | 6861 | 6861 | 2004-08-18 | #NAME? | #NAME? | #NAME?
2004-08-19 | 2004 | 8 | 232 | 19 | 5 | 11.9 | 3.3729 | 10.8333 | 0.6 | 0.6 | 0 | #NAME? | #NAME? | #NAME? | #NAME? | #NAME? | #NAME? | TRUE | 0 | TRUE | TRUE | #NAME? | #NAME? | #NAME? | #NAME? | #NAME? | #NAME? | #NAME? | #NAME? | #NAME? | #NAME? |  |  | 1: 7.1026; 2: 9.2279; 3: 0; 4: 0 | 16.3305 |  | 374.8553 | 606.9035 | 628.0588 | 20048 | 16.3305 | 374.8553 | 613.1439 |  | 0 | 6862 | 6862 | 2004-08-19 | #NAME? | #NAME? | #NAME?
2004-08-20 | 2004 | 8 | 233 | 20 | 6 | 7.9 | 3.7291 | 4.1667 | 0 | 0 | 0 | #NAME? | #NAME? | #NAME? | #NAME? | #NAME? | #NAME? | FALSE | 0.6 | TRUE | TRUE | #NAME? | #NAME? | #NAME? | #NAME? | #NAME? | #NAME? | #NAME? | #NAME? | #NAME? | #NAME? |  |  | 1: 0; 2: 0; 3: 0; 4: 4.1351 | 4.1351 |  | 121.2955 | 186.7566 | 192.5326 | 20048 | 4.1351 | 121.2955 | 198.4009 |  | 0 | 6863 | 6863 | 2004-08-20 | #NAME? | #NAME? | #NAME?
2004-08-21 | 2004 | 8 | 234 | 21 | 7 | 9.6 | 3.2264 | 6.3333 | 2.5 | 2.5 | 0 | #NAME? | #NAME? | #NAME? | #NAME? | #NAME? | #NAME? | FALSE | 0.6 | TRUE | TRUE | #NAME? | #NAME? | #NAME? | #NAME? | #NAME? | #NAME? | #NAME? | #NAME? | #NAME? | #NAME? |  |  | 1: 0; 2: 0; 3: 0; 4: 0 | 0 |  | 0 | 0 | 0 | 20048 | 0 | 0 | 0 |  | 0 | 6864 | 6864 | 2004-08-21 | #NAME? | #NAME? | #NAME?
2004-08-22 | 2004 | 8 | 235 | 22 | 1 | 8.1 | 1.5177 | 20.5 | 15.6 | 15.6 | 7.95 | #NAME? | #NAME? | #NAME? | #NAME? | #NAME? | #NAME? | TRUE | 2.5 | TRUE | TRUE | #NAME? | #NAME? | #NAME? | #NAME? | #NAME? | #NAME? | #NAME? | #NAME? | #NAME? | #NAME? |  |  | 1: 0; 2: 0; 3: 0; 4: 0 | 0 |  | 0 | 0 | 0 | 20048 | 0 | 0 | 0 |  | 0 | 6865 | 6865 | 2004-08-22 | #NAME? | #NAME? | #NAME?
2004-08-23 | 2004 | 8 | 236 | 23 | 2 | 7.2 | 1.8417 | 19 | 1.9 | 1.9 | 0 | #NAME? | #NAME? | #NAME? | #NAME? | #NAME? | #NAME? | FALSE | 18.1 | FALSE | TRUE | #NAME? | #NAME? | #NAME? | #NAME? | #NAME? | #NAME? | #NAME? | #NAME? | #NAME? | #NAME? |  |  | 1: 0; 2: 0; 3: 0; 4: 0 | 0 |  | 0 | 0 | 0 | 20048 | 0 | 0 | 0 |  | 0 | 6866 | 6866 | 2004-08-23 | #NAME? | #NAME? | #NAME?
2004-08-24 | 2004 | 8 | 237 | 24 | 3 | 7.6 | 1.8189 | 8.6667 | 4 | 4 | 0 | #NAME? | #NAME? | #NAME? | #NAME? | #NAME? | #NAME? | TRUE | 17.5 | FALSE | TRUE | #NAME? | #NAME? | #NAME? | #NAME? | #NAME? | #NAME? | #NAME? | #NAME? | #NAME? | #NAME? |  |  | 1: 0; 2: 0; 3: 0; 4: 0 | 0 |  | 0 | 0 | 0 | 20048 | 0 | 0 | 0 |  | 0 | 6867 | 6867 | 2004-08-24 | #NAME? | #NAME? | #NAME?
2004-08-25 | 2004 | 8 | 238 | 25 | 4 | 8.2 | 0.97598 | 2.6667 | 8.9 | 8.9 | 2.925 | #NAME? | #NAME? | #NAME? | #NAME? | #NAME? | #NAME? | FALSE | 5.9 | TRUE | TRUE | #NAME? | #NAME? | #NAME? | #NAME? | #NAME? | #NAME? | #NAME? | #NAME? | #NAME? | #NAME? |  |  | 1: 0; 2: 0; 3: 4.9509; 4: 4.2933 | 9.2442 |  | 198.5509 | 305.7053 | 315.1601 | 20048 | 9.2442 | 198.5509 | 324.766 |  | 0 | 6868 | 6868 | 2004-08-25 | #NAME? | #NAME? | #NAME?
2004-08-26 | 2004 | 8 | 239 | 26 | 5 | 9 | 2.306 | 4.5 | 0 | 0 | 0 | #NAME? | #NAME? | #NAME? | #NAME? | #NAME? | #NAME? | TRUE | 12.9 | FALSE | TRUE | #NAME? | #NAME? | #NAME? | #NAME? | #NAME? | #NAME? | #NAME? | #NAME? | #NAME? | #NAME? |  |  | 1: 0; 2: 0; 3: 0; 4: 0 | 0 |  | 0 | 0 | 0 | 20048 | 0 | 0 | 0 |  | 0 | 6869 | 6869 | 2004-08-26 | #NAME? | #NAME? | #NAME?
2004-08-27 | 2004 | 8 | 240 | 27 | 6 | 6.2 | 2.8305 | 4.1667 | 0 | 0 | 0 | #NAME? | #NAME? | #NAME? | #NAME? | #NAME? | #NAME? | FALSE | 8.9 | TRUE | TRUE | #NAME? | #NAME? | #NAME? | #NAME? | #NAME? | #NAME? | #NAME? | #NAME? | #NAME? | #NAME? |  |  | 1: 0; 2: 0; 3: 0; 4: 3.5483 | 3.5483 |  | 104.084 | 160.2564 | 165.2128 | 20048 | 3.5483 | 104.084 | 170.2484 |  | 0 | 6870 | 6870 | 2004-08-27 | #NAME? | #NAME? | #NAME?
2004-08-28 | 2004 | 8 | 241 | 28 | 7 | 8.5 | 3.1522 | 7.1667 | 0 | 0 | 0 | #NAME? | #NAME? | #NAME? | #NAME? | #NAME? | #NAME? | FALSE | 0 | TRUE | TRUE | #NAME? | #NAME? | #NAME? | #NAME? | #NAME? | #NAME? | #NAME? | #NAME? | #NAME? | #NAME? |  |  | 1: 0; 2: 0; 3: 4.6025; 4: 0 | 4.6025 |  | 67.5031 | 103.9334 | 107.1478 | 20048 | 4.6025 | 67.5031 | 110.4136 |  | 0 | 6871 | 6871 | 2004-08-28 | #NAME? | #NAME? | #NAME?
2004-08-29 | 2004 | 8 | 242 | 29 | 1 | 7.7 | 3.2819 | 6.3333 | 0 | 0 | 0 | #NAME? | #NAME? | #NAME? | #NAME? | #NAME? | #NAME? | TRUE | 0 | TRUE | TRUE | #NAME? | #NAME? | #NAME? | #NAME? | #NAME? | #NAME? | #NAME? | #NAME? | #NAME? | #NAME? |  |  | 1: 3.8123; 2: 5.1755; 3: 0; 4: 0 | 8.9878 |  | 207.7278 | 336.5178 | 348.2632 | 20048 | 8.9878 | 207.7278 | 339.7766 |  | 0 | 6872 | 6872 | 2004-08-29 | #NAME? | #NAME? | #NAME?
2004-08-30 | 2004 | 8 | 243 | 30 | 2 | 9.3 | 2.7229 | 12.3333 | 0 | 0 | 0 | #NAME? | #NAME? | #NAME? | #NAME? | #NAME? | #NAME? | FALSE | 0 | TRUE | TRUE | #NAME? | #NAME? | #NAME? | #NAME? | #NAME? | #NAME? | #NAME? | #NAME? | #NAME? | #NAME? |  |  | 1: 0; 2: 0; 3: 0; 4: 5.8188 | 5.8188 |  | 170.6836 | 262.7985 | 270.9263 | 20048 | 5.8188 | 170.6836 | 279.184 |  | 0 | 6873 | 6873 | 2004-08-30 | #NAME? | #NAME? | #NAME?
2004-08-31 | 2004 | 8 | 244 | 31 | 3 | 11.4 | 3.8225 | 11 | 0 | 0 | 0 | #NAME? | #NAME? | #NAME? | #NAME? | #NAME? | #NAME? | TRUE | 0 | TRUE | TRUE | #NAME? | #NAME? | #NAME? | #NAME? | #NAME? | #NAME? | #NAME? | #NAME? | #NAME? | #NAME? |  |  | 1: 3.9687; 2: 4.7866; 3: 0; 4: 0 | 8.7554 |  | 198.6164 | 321.2357 | 332.408 | 20048 | 8.7554 | 198.6164 | 324.8732 |  | 0 | 6874 | 6874 | 2004-08-31 | #NAME? | #NAME? | #NAME?
2004-09-01 | 2004 | 9 | 245 | 1 | 4 | 11.1 | 2.1551 | 12 | 2 | 2 | 0 | #NAME? | #NAME? | #NAME? | #NAME? | #NAME? | #NAME? | FALSE | 0 | TRUE | TRUE | #NAME? | #NAME? | #NAME? | #NAME? | #NAME? | #NAME? | #NAME? | #NAME? | #NAME? | #NAME? |  |  | 1: 0; 2: 0; 3: 1.6666; 4: 4.3824 | 6.049 |  | 152.9928 | 235.5603 | 242.8456 | 20049 | 6.049 | 152.9928 | 250.2474 |  | 0 | 6875 | 6875 | 2004-09-01 | #NAME? | #NAME? | #NAME?
2004-09-02 | 2004 | 9 | 246 | 2 | 5 | 6.8 | 2.2267 | 11.1667 | 3.7 | 3.7 | 0 | #NAME? | #NAME? | #NAME? | #NAME? | #NAME? | #NAME? | TRUE | 2 | TRUE | TRUE | #NAME? | #NAME? | #NAME? | #NAME? | #NAME? | #NAME? | #NAME? | #NAME? | #NAME? | #NAME? |  |  | 1: 0; 2: 0; 3: 0; 4: 0 | 0 |  | 0 | 0 | 0 | 20049 | 0 | 0 | 0 |  | 0 | 6876 | 6876 | 2004-09-02 | #NAME? | #NAME? | #NAME?
2004-09-03 | 2004 | 9 | 247 | 3 | 6 | 6.2 | 2.3367 | 20.1667 | 9.3 | 9.3 | 3.225 | #NAME? | #NAME? | #NAME? | #NAME? | #NAME? | #NAME? | FALSE | 5.7 | TRUE | TRUE | #NAME? | #NAME? | #NAME? | #NAME? | #NAME? | #NAME? | #NAME? | #NAME? | #NAME? | #NAME? |  |  | 1: 0; 2: 0; 3: 0; 4: 3.5047 | 3.5047 |  | 102.8041 | 158.2858 | 163.1812 | 20049 | 3.5047 | 102.8041 | 168.1549 |  | 0 | 6877 | 6877 | 2004-09-03 | #NAME? | #NAME? | #NAME?
2004-09-04 | 2004 | 9 | 248 | 4 | 7 | 6.7 | 2.8381 | 10.1667 | 0 | 0 | 0 | #NAME? | #NAME? | #NAME? | #NAME? | #NAME? | #NAME? | FALSE | 13 | FALSE | TRUE | #NAME? | #NAME? | #NAME? | #NAME? | #NAME? | #NAME? | #NAME? | #NAME? | #NAME? | #NAME? |  |  | 1: 0; 2: 0; 3: 0; 4: 0 | 0 |  | 0 | 0 | 0 | 20049 | 0 | 0 | 0 |  | 0 | 6878 | 6878 | 2004-09-04 | #NAME? | #NAME? | #NAME?
2004-09-05 | 2004 | 9 | 249 | 5 | 1 | 5.4 | 3.1268 | 10.5 | 0.2 | 0.2 | 0 | #NAME? | #NAME? | #NAME? | #NAME? | #NAME? | #NAME? | TRUE | 9.3 | TRUE | FALSE | #NAME? | #NAME? | #NAME? | #NAME? | #NAME? | #NAME? | #NAME? | #NAME? | #NAME? | #NAME? |  |  | 1: 0; 2: 0; 3: 0; 4: 0 | 0 |  | 0 | 0 | 0 | 20049 | 0 | 0 | 0 |  | 0 | 6879 | 6879 | 2004-09-05 | #NAME? | #NAME? | #NAME?
2004-09-06 | 2004 | 9 | 250 | 6 | 2 | 2.5 | 2.1397 | 1.8333 | 0 | 0 | 0 | #NAME? | #NAME? | #NAME? | #NAME? | #NAME? | #NAME? | FALSE | 0.2 | TRUE | TRUE | #NAME? | #NAME? | #NAME? | #NAME? | #NAME? | #NAME? | #NAME? | #NAME? | #NAME? | #NAME? |  |  | 1: 0; 2: 0; 3: 9.4601; 4: 5.5607 | 15.0208 |  | 301.8614 | 464.7708 | 479.1451 | 20049 | 15.0208 | 301.8614 | 493.7492 |  | 0 | 6880 | 6880 | 2004-09-06 | #NAME? | #NAME? | #NAME?
2004-09-07 | 2004 | 9 | 251 | 7 | 3 | 7.5 | 1.5611 | 6.8333 | 2.3 | 2.3 | 0 | #NAME? | #NAME? | #NAME? | #NAME? | #NAME? | #NAME? | TRUE | 0.2 | TRUE | TRUE | #NAME? | #NAME? | #NAME? | #NAME? | #NAME? | #NAME? | #NAME? | #NAME? | #NAME? | #NAME? |  |  | 1: 11.4476; 2: 13.6055; 3: 0; 4: 0 | 25.0531 |  | 566.9938 | 916.8471 | 948.7197 | 20049 | 25.0531 | 566.9938 | 927.4213 |  | 0 | 6881 | 6881 | 2004-09-07 | #NAME? | #NAME? | #NAME?
2004-09-08 | 2004 | 9 | 252 | 8 | 4 | 5.8 | 3.0287 | 7.1667 | 0.9 | 0.9 | 0 | #NAME? | #NAME? | #NAME? | #NAME? | #NAME? | #NAME? | FALSE | 2.3 | TRUE | FALSE | #NAME? | #NAME? | #NAME? | #NAME? | #NAME? | #NAME? | #NAME? | #NAME? | #NAME? | #NAME? |  |  | 1: 0; 2: 0; 3: 0; 4: 0 | 0 |  | 0 | 0 | 0 | 20049 | 0 | 0 | 0 |  | 0 | 6882 | 6882 | 2004-09-08 | #NAME? | #NAME? | #NAME?
2004-09-09 | 2004 | 9 | 253 | 9 | 5 | 1.7 | 1.4636 | 26.1667 | 3.2 | 3.2 | 0 | #NAME? | #NAME? | #NAME? | #NAME? | #NAME? | #NAME? | TRUE | 3.2 | TRUE | FALSE | #NAME? | #NAME? | #NAME? | #NAME? | #NAME? | #NAME? | #NAME? | #NAME? | #NAME? | #NAME? |  |  | 1: 0; 2: 0; 3: 0; 4: 0 | 0 |  | 0 | 0 | 0 | 20049 | 0 | 0 | 0 |  | 0 | 6883 | 6883 | 2004-09-09 | #NAME? | #NAME? | #NAME?
2004-09-10 | 2004 | 9 | 254 | 10 | 6 | 2.7 | 1.059 | 7.6667 | 0.4 | 0.4 | 0 | #NAME? | #NAME? | #NAME? | #NAME? | #NAME? | #NAME? | FALSE | 4.1 | TRUE | TRUE | #NAME? | #NAME? | #NAME? | #NAME? | #NAME? | #NAME? | #NAME? | #NAME? | #NAME? | #NAME? |  |  | 1: 0; 2: 0; 3: 0; 4: 5.6094 | 5.6094 |  | 164.541 | 253.3409 | 261.1761 | 20049 | 5.6094 | 164.541 | 269.1366 |  | 0 | 6884 | 6884 | 2004-09-10 | #NAME? | #NAME? | #NAME?
2004-09-11 | 2004 | 9 | 255 | 11 | 7 | 5.4 | 3.1719 | 17.3333 | 2 | 2 | 0 | #NAME? | #NAME? | #NAME? | #NAME? | #NAME? | #NAME? | FALSE | 3.6 | TRUE | TRUE | #NAME? | #NAME? | #NAME? | #NAME? | #NAME? | #NAME? | #NAME? | #NAME? | #NAME? | #NAME? |  |  | 1: 0; 2: 0; 3: 5.4718; 4: 0 | 5.4718 |  | 80.2536 | 123.565 | 127.3866 | 20049 | 5.4718 | 80.2536 | 131.2693 |  | 0 | 6885 | 6885 | 2004-09-11 | #NAME? | #NAME? | #NAME?
2004-09-12 | 2004 | 9 | 256 | 12 | 1 | 5.8 | 2.0406 | 6.6667 | 0.2 | 0.2 | 0 | #NAME? | #NAME? | #NAME? | #NAME? | #NAME? | #NAME? | TRUE | 2.4 | TRUE | TRUE | #NAME? | #NAME? | #NAME? | #NAME? | #NAME? | #NAME? | #NAME? | #NAME? | #NAME? | #NAME? |  |  | 1: 5.7085; 2: 7.7533; 3: 0; 4: 0 | 13.4618 |  | 311.1551 | 504.0724 | 521.6663 | 20049 | 13.4618 | 311.1551 | 508.9507 |  | 0 | 6886 | 6886 | 2004-09-12 | #NAME? | #NAME? | #NAME?
2004-09-13 | 2004 | 9 | 257 | 13 | 2 | 6.5 | 2.2443 | 8.1667 | 0 | 0 | 0 | #NAME? | #NAME? | #NAME? | #NAME? | #NAME? | #NAME? | FALSE | 2.2 | TRUE | TRUE | #NAME? | #NAME? | #NAME? | #NAME? | #NAME? | #NAME? | #NAME? | #NAME? | #NAME? | #NAME? |  |  | 1: 0; 2: 0; 3: 3.3879; 4: 5.1469 | 8.5347 |  | 200.6636 | 308.9582 | 318.5136 | 20049 | 8.5347 | 200.6636 | 328.2217 |  | 0 | 6887 | 6887 | 2004-09-13 | #NAME? | #NAME? | #NAME?
2004-09-14 | 2004 | 9 | 258 | 14 | 3 | 4.1 | 2.5404 | 6 | 4.4 | 4.4 | 0 | #NAME? | #NAME? | #NAME? | #NAME? | #NAME? | #NAME? | TRUE | 0.2 | TRUE | FALSE | #NAME? | #NAME? | #NAME? | #NAME? | #NAME? | #NAME? | #NAME? | #NAME? | #NAME? | #NAME? |  |  | 1: 0; 2: 0; 3: 0; 4: 0 | 0 |  | 0 | 0 | 0 | 20049 | 0 | 0 | 0 |  | 0 | 6888 | 6888 | 2004-09-14 | #NAME? | #NAME? | #NAME?
2004-09-15 | 2004 | 9 | 259 | 15 | 4 | 2.3 | 1.7476 | 2.8333 | 0 | 0 | 0 | #NAME? | #NAME? | #NAME? | #NAME? | #NAME? | #NAME? | FALSE | 4.4 | TRUE | FALSE | #NAME? | #NAME? | #NAME? | #NAME? | #NAME? | #NAME? | #NAME? | #NAME? | #NAME? | #NAME? |  |  | 1: 0; 2: 0; 3: 0; 4: 0 | 0 |  | 0 | 0 | 0 | 20049 | 0 | 0 | 0 |  | 0 | 6889 | 6889 | 2004-09-15 | #NAME? | #NAME? | #NAME?
2004-09-16 | 2004 | 9 | 260 | 16 | 5 | 1.3 | 1.6827 | 5.3333 | 0 | 0 | 0 | #NAME? | #NAME? | #NAME? | #NAME? | #NAME? | #NAME? | TRUE | 4.4 | TRUE | TRUE | #NAME? | #NAME? | #NAME? | #NAME? | #NAME? | #NAME? | #NAME? | #NAME? | #NAME? | #NAME? |  |  | 1: 7.8454; 2: 9.1109; 3: 0; 4: 0 | 16.9563 |  | 382.3189 | 618.0183 | 639.4871 | 20049 | 16.9563 | 382.3189 | 625.3521 |  | 0 | 6890 | 6890 | 2004-09-16 | #NAME? | #NAME? | #NAME?
2004-09-17 | 2004 | 9 | 261 | 17 | 6 | 4.2 | 2.9016 | 6.3333 | 0 | 0 | 0 | #NAME? | #NAME? | #NAME? | #NAME? | #NAME? | #NAME? | FALSE | 0 | TRUE | TRUE | #NAME? | #NAME? | #NAME? | #NAME? | #NAME? | #NAME? | #NAME? | #NAME? | #NAME? | #NAME? |  |  | 1: 0; 2: 0; 3: 0; 4: 5.5639 | 5.5639 |  | 163.2076 | 251.2879 | 259.0597 | 20049 | 5.5639 | 163.2076 | 266.9557 |  | 0 | 6891 | 6891 | 2004-09-17 | #NAME? | #NAME? | #NAME?
2004-09-18 | 2004 | 9 | 262 | 18 | 7 | 5.6 | 1.4327 | 9.1667 | 0 | 0 | 0 | #NAME? | #NAME? | #NAME? | #NAME? | #NAME? | #NAME? | FALSE | 0 | TRUE | FALSE | #NAME? | #NAME? | #NAME? | #NAME? | #NAME? | #NAME? | #NAME? | #NAME? | #NAME? | #NAME? |  |  | 1: 0; 2: 0; 3: 0; 4: 0 | 0 |  | 0 | 0 | 0 | 20049 | 0 | 0 | 0 |  | 0 | 6892 | 6892 | 2004-09-18 | #NAME? | #NAME? | #NAME?
2004-09-19 | 2004 | 9 | 263 | 19 | 1 | -0.6 | 1.6669 | 6.6667 | 0 | 0 | 0 | #NAME? | #NAME? | #NAME? | #NAME? | #NAME? | #NAME? | TRUE | 0 | TRUE | FALSE | #NAME? | #NAME? | #NAME? | #NAME? | #NAME? | #NAME? | #NAME? | #NAME? | #NAME? | #NAME? |  |  | 1: 0; 2: 0; 3: 0; 4: 0 | 0 |  | 0 | 0 | 0 | 20049 | 0 | 0 | 0 |  | 0 | 6893 | 6893 | 2004-09-19 | #NAME? | #NAME? | #NAME?
2004-09-20 | 2004 | 9 | 264 | 20 | 2 | 1.8 | 0.60013 | 8.1667 | 1.7 | 1.7 | 0 | #NAME? | #NAME? | #NAME? | #NAME? | #NAME? | #NAME? | FALSE | 0 | TRUE | FALSE | #NAME? | #NAME? | #NAME? | #NAME? | #NAME? | #NAME? | #NAME? | #NAME? | #NAME? | #NAME? |  |  | 1: 0; 2: 0; 3: 0; 4: 0 | 0 |  | 0 | 0 | 0 | 20049 | 0 | 0 | 0 |  | 0 | 6894 | 6894 | 2004-09-20 | #NAME? | #NAME? | #NAME?
2004-09-21 | 2004 | 9 | 265 | 21 | 3 | -0.9 | 3.8239 | 8.8333 | 0 | 0 | 0 | #NAME? | #NAME? | #NAME? | #NAME? | #NAME? | #NAME? | TRUE | 1.7 | TRUE | TRUE | #NAME? | #NAME? | #NAME? | #NAME? | #NAME? | #NAME? | #NAME? | #NAME? | #NAME? | #NAME? |  |  | 1: 0; 2: 0; 3: 0; 4: 0 | 0 |  | 0 | 0 | 0 | 20049 | 0 | 0 | 0 |  | 0 | 6895 | 6895 | 2004-09-21 | #NAME? | #NAME? | #NAME?
2004-09-22 | 2004 | 9 | 266 | 22 | 4 | 11.1 | 3.3786 | 19.6667 | 0 | 0 | 0 | #NAME? | #NAME? | #NAME? | #NAME? | #NAME? | #NAME? | FALSE | 1.7 | TRUE | TRUE | #NAME? | #NAME? | #NAME? | #NAME? | #NAME? | #NAME? | #NAME? | #NAME? | #NAME? | #NAME? |  |  | 1: 0; 2: 0; 3: 8.4288; 4: 6.418 | 14.8468 |  | 311.885 | 480.2038 | 495.0555 | 20049 | 14.8468 | 311.885 | 510.1445 |  | 0 | 6896 | 6896 | 2004-09-22 | #NAME? | #NAME? | #NAME?
2004-09-23 | 2004 | 9 | 267 | 23 | 5 | 3 | 3.0036 | 6.8333 | 0 | 0 | 0 | #NAME? | #NAME? | #NAME? | #NAME? | #NAME? | #NAME? | TRUE | 0 | TRUE | TRUE | #NAME? | #NAME? | #NAME? | #NAME? | #NAME? | #NAME? | #NAME? | #NAME? | #NAME? | #NAME? |  |  | 1: 12.9398; 2: 16.4787; 3: 0; 4: 0 | 29.4186 |  | 673.1606 | 1089.5719 | 1127.5292 | 20049 | 29.4186 | 673.1606 | 1101.0765 |  | 0 | 6897 | 6897 | 2004-09-23 | #NAME? | #NAME? | #NAME?
2004-09-24 | 2004 | 9 | 268 | 24 | 6 | 3.4 | 3.7384 | 3.5 | 0 | 0 | 0 | #NAME? | #NAME? | #NAME? | #NAME? | #NAME? | #NAME? | FALSE | 0 | TRUE | TRUE | #NAME? | #NAME? | #NAME? | #NAME? | #NAME? | #NAME? | #NAME? | #NAME? | #NAME? | #NAME? |  |  | 1: 0; 2: 0; 3: 0; 4: 3.932 | 3.932 |  | 115.3384 | 177.5845 | 183.0768 | 20049 | 3.932 | 115.3384 | 188.6569 |  | 0 | 6898 | 6898 | 2004-09-24 | #NAME? | #NAME? | #NAME?
2004-09-25 | 2004 | 9 | 269 | 25 | 7 | 9.1 | 3.7255 | 20.1667 | 0 | 0 | 0 | #NAME? | #NAME? | #NAME? | #NAME? | #NAME? | #NAME? | FALSE | 0 | TRUE | TRUE | #NAME? | #NAME? | #NAME? | #NAME? | #NAME? | #NAME? | #NAME? | #NAME? | #NAME? | #NAME? |  |  | 1: 0; 2: 0; 3: 2.6544; 4: 0 | 2.6544 |  | 38.9318 | 59.9426 | 61.7965 | 20049 | 2.6544 | 38.9318 | 63.68 |  | 0 | 6899 | 6899 | 2004-09-25 | #NAME? | #NAME? | #NAME?
2004-09-26 | 2004 | 9 | 270 | 26 | 1 | 5.8 | 1.7287 | 7.6667 | 0 | 0 | 0 | #NAME? | #NAME? | #NAME? | #NAME? | #NAME? | #NAME? | TRUE | 0 | TRUE | TRUE | #NAME? | #NAME? | #NAME? | #NAME? | #NAME? | #NAME? | #NAME? | #NAME? | #NAME? | #NAME? |  |  | 1: 0; 2: 0; 3: 0; 4: 0 | 0 |  | 0 | 0 | 0 | 20049 | 0 | 0 | 0 |  | 0 | 6900 | 6900 | 2004-09-26 | #NAME? | #NAME? | #NAME?
2004-09-27 | 2004 | 9 | 271 | 27 | 2 | 3.4 | 3.3791 | 11 | 0 | 0 | 0 | #NAME? | #NAME? | #NAME? | #NAME? | #NAME? | #NAME? | FALSE | 0 | TRUE | TRUE | #NAME? | #NAME? | #NAME? | #NAME? | #NAME? | #NAME? | #NAME? | #NAME? | #NAME? | #NAME? |  |  | 1: 0; 2: 0; 3: 5.5852; 4: 5.2798 | 10.865 |  | 236.791 | 364.583 | 375.8588 | 20049 | 10.865 | 236.791 | 387.3147 |  | 0 | 6901 | 6901 | 2004-09-27 | #NAME? | #NAME? | #NAME?
2004-09-28 | 2004 | 9 | 272 | 28 | 3 | 8.2 | 3.1605 | 9.1667 | 0 | 0 | 0 | #NAME? | #NAME? | #NAME? | #NAME? | #NAME? | #NAME? | TRUE | 0 | TRUE | FALSE | #NAME? | #NAME? | #NAME? | #NAME? | #NAME? | #NAME? | #NAME? | #NAME? | #NAME? | #NAME? |  |  | 1: 0; 2: 0; 3: 0; 4: 0 | 0 |  | 0 | 0 | 0 | 20049 | 0 | 0 | 0 |  | 0 | 6902 | 6902 | 2004-09-28 | #NAME? | #NAME? | #NAME?
2004-09-29 | 2004 | 9 | 273 | 29 | 4 | 1.2 | 1.5264 | 16.1667 | 0 | 0 | 0 | #NAME? | #NAME? | #NAME? | #NAME? | #NAME? | #NAME? | FALSE | 0 | TRUE | FALSE | #NAME? | #NAME? | #NAME? | #NAME? | #NAME? | #NAME? | #NAME? | #NAME? | #NAME? | #NAME? |  |  | 1: 0; 2: 0; 3: 0; 4: 0 | 0 |  | 0 | 0 | 0 | 20049 | 0 | 0 | 0 |  | 0 | 6903 | 6903 | 2004-09-29 | #NAME? | #NAME? | #NAME?
2004-09-30 | 2004 | 9 | 274 | 30 | 5 | -1.9 | 1.9987 | 5.3333 | 0 | 0 | 0 | #NAME? | #NAME? | #NAME? | #NAME? | #NAME? | #NAME? | TRUE | 0 | TRUE | FALSE | #NAME? | #NAME? | #NAME? | #NAME? | #NAME? | #NAME? | #NAME? | #NAME? | #NAME? | #NAME? |  |  | 1: 0; 2: 0; 3: 0; 4: 0 | 0 |  | 0 | 0 | 0 | 20049 | 0 | 0 | 0 |  | 0 | 6904 | 6904 | 2004-09-30 | #NAME? | #NAME? | #NAME?
2005-05-01 | 2005 | 5 | 121 | 1 | 1 | -5.5 | 2.1609 | 8.3333 | 0 | 0 | 0 | #NAME? | #NAME? | #NAME? | #NAME? | #NAME? | #NAME? | TRUE | 0 | TRUE | FALSE | #NAME? | #NAME? | #NAME? | #NAME? | #NAME? | #NAME? | #NAME? | #NAME? | #NAME? | #NAME? |  |  | 1: 0; 2: 0; 3: 0; 4: 0 | 0 |  | 0 | 0 | 0 | 20055 | 0 | 0 | 0 |  | 0 | 6905 | 6905 | 2005-05-01 | #NAME? | #NAME? | #NAME?
2005-05-02 | 2005 | 5 | 122 | 2 | 2 | -6.1 | 3.4581 | 7.8333 | 0 | 0 | 0 | #NAME? | #NAME? | #NAME? | #NAME? | #NAME? | #NAME? | FALSE | 0 | TRUE | FALSE | #NAME? | #NAME? | #NAME? | #NAME? | #NAME? | #NAME? | #NAME? | #NAME? | #NAME? | #NAME? |  |  | 1: 0; 2: 0; 3: 0; 4: 0 | 0 |  | 0 | 0 | 0 | 20055 | 0 | 0 | 0 |  | 0 | 6906 | 6906 | 2005-05-02 | #NAME? | #NAME? | #NAME?
2005-05-03 | 2005 | 5 | 123 | 3 | 3 | -1.5 | 4.7273 | 12 | 0 | 0 | 0 | #NAME? | #NAME? | #NAME? | #NAME? | #NAME? | #NAME? | TRUE | 0 | TRUE | TRUE | #NAME? | #NAME? | #NAME? | #NAME? | #NAME? | #NAME? | #NAME? | #NAME? | #NAME? | #NAME? |  |  | 1: 2.3315; 2: 3.6947; 3: 0; 4: 0 | 6.0261 |  | 142.5719 | 231.4251 | 239.5375 | 20055 | 6.0261 | 142.5719 | 233.2023 |  | 0 | 6907 | 6907 | 2005-05-03 | #NAME? | #NAME? | #NAME?
2005-05-04 | 2005 | 5 | 124 | 4 | 4 | 3.8 | 3.6012 | 8.8333 | 0 | 0 | 0 | #NAME? | #NAME? | #NAME? | #NAME? | #NAME? | #NAME? | FALSE | 0 | TRUE | TRUE | #NAME? | #NAME? | #NAME? | #NAME? | #NAME? | #NAME? | #NAME? | #NAME? | #NAME? | #NAME? |  |  | 1: 0; 2: 0; 3: 1.486; 4: 6.782 | 8.268 |  | 220.7322 | 339.8575 | 350.3685 | 20055 | 8.268 | 220.7322 | 361.0476 |  | 0 | 6908 | 6908 | 2005-05-04 | #NAME? | #NAME? | #NAME?
2005-05-05 | 2005 | 5 | 125 | 5 | 5 | 3.4 | 4.7447 | 12.3333 | 0 | 0 | 0 | #NAME? | #NAME? | #NAME? | #NAME? | #NAME? | #NAME? | TRUE | 0 | TRUE | TRUE | #NAME? | #NAME? | #NAME? | #NAME? | #NAME? | #NAME? | #NAME? | #NAME? | #NAME? | #NAME? |  |  | 1: 1.8654; 2: 2.2744; 3: 0; 4: 0 | 4.1398 |  | 94.0751 | 152.1772 | 157.4716 | 20055 | 4.1398 | 94.0751 | 153.877 |  | 0 | 6909 | 6909 | 2005-05-05 | #NAME? | #NAME? | #NAME?
2005-05-06 | 2005 | 5 | 126 | 6 | 6 | 10.1 | 3.9825 | 15.6667 | 0 | 0 | 0 | #NAME? | #NAME? | #NAME? | #NAME? | #NAME? | #NAME? | FALSE | 0 | TRUE | TRUE | #NAME? | #NAME? | #NAME? | #NAME? | #NAME? | #NAME? | #NAME? | #NAME? | #NAME? | #NAME? |  |  | 1: 0; 2: 0; 3: 0; 4: 4.8896 | 4.8896 |  | 143.4274 | 220.8326 | 227.6625 | 20055 | 4.8896 | 143.4274 | 234.6015 |  | 0 | 6910 | 6910 | 2005-05-06 | #NAME? | #NAME? | #NAME?
2005-05-07 | 2005 | 5 | 127 | 7 | 7 | 5.7 | 2.5684 | 11.6667 | 0 | 0 | 0 | #NAME? | #NAME? | #NAME? | #NAME? | #NAME? | #NAME? | FALSE | 0 | TRUE | TRUE | #NAME? | #NAME? | #NAME? | #NAME? | #NAME? | #NAME? | #NAME? | #NAME? | #NAME? | #NAME? |  |  | 1: 0; 2: 0; 3: 8.7929; 4: 0 | 8.7929 |  | 128.9619 | 198.5604 | 204.7015 | 20055 | 8.7929 | 128.9619 | 210.9406 |  | 0 | 6911 | 6911 | 2005-05-07 | #NAME? | #NAME? | #NAME?
2005-05-08 | 2005 | 5 | 128 | 8 | 1 | 3.9 | 2.995 | 7.6667 | 0 | 0 | 0 | #NAME? | #NAME? | #NAME? | #NAME? | #NAME? | #NAME? | TRUE | 0 | TRUE | TRUE | #NAME? | #NAME? | #NAME? | #NAME? | #NAME? | #NAME? | #NAME? | #NAME? | #NAME? | #NAME? |  |  | 1: 0; 2: 0; 3: 0; 4: 0 | 0 |  | 0 | 0 | 0 | 20055 | 0 | 0 | 0 |  | 0 | 6912 | 6912 | 2005-05-08 | #NAME? | #NAME? | #NAME?
2005-05-09 | 2005 | 5 | 129 | 9 | 2 | 6.5 | 2.9899 | 12.6667 | 0 | 0 | 0 | #NAME? | #NAME? | #NAME? | #NAME? | #NAME? | #NAME? | FALSE | 0 | TRUE | FALSE | #NAME? | #NAME? | #NAME? | #NAME? | #NAME? | #NAME? | #NAME? | #NAME? | #NAME? | #NAME? |  |  | 1: 0; 2: 0; 3: 0; 4: 0 | 0 |  | 0 | 0 | 0 | 20055 | 0 | 0 | 0 |  | 0 | 6913 | 6913 | 2005-05-09 | #NAME? | #NAME? | #NAME?
2005-05-10 | 2005 | 5 | 130 | 10 | 3 | -0.8 | 2.3633 | 18.5 | 5.4 | 5.4 | 0.3 | #NAME? | #NAME? | #NAME? | #NAME? | #NAME? | #NAME? | TRUE | 0 | TRUE | FALSE | #NAME? | #NAME? | #NAME? | #NAME? | #NAME? | #NAME? | #NAME? | #NAME? | #NAME? | #NAME? |  |  | 1: 0; 2: 0; 3: 0; 4: 0 | 0 |  | 0 | 0 | 0 | 20055 | 0 | 0 | 0 |  | 0 | 6914 | 6914 | 2005-05-10 | #NAME? | #NAME? | #NAME?
2005-05-11 | 2005 | 5 | 131 | 11 | 4 | -0.4 | 4.6187 | 19.6667 | 0 | 0 | 0 | #NAME? | #NAME? | #NAME? | #NAME? | #NAME? | #NAME? | FALSE | 5.4 | TRUE | FALSE | #NAME? | #NAME? | #NAME? | #NAME? | #NAME? | #NAME? | #NAME? | #NAME? | #NAME? | #NAME? |  |  | 1: 0; 2: 0; 3: 0; 4: 0 | 0 |  | 0 | 0 | 0 | 20055 | 0 | 0 | 0 |  | 0 | 6915 | 6915 | 2005-05-11 | #NAME? | #NAME? | #NAME?
2005-05-12 | 2005 | 5 | 132 | 12 | 5 | 1.3 | 4.0124 | 10.8333 | 0 | 0 | 0 | #NAME? | #NAME? | #NAME? | #NAME? | #NAME? | #NAME? | TRUE | 5.4 | TRUE | TRUE | #NAME? | #NAME? | #NAME? | #NAME? | #NAME? | #NAME? | #NAME? | #NAME? | #NAME? | #NAME? |  |  | 1: 9.9103; 2: 15.1719; 3: 0; 4: 0 | 25.0821 |  | 590.3916 | 957.9212 | 991.469 | 20055 | 25.0821 | 590.3916 | 965.6926 |  | 0 | 6916 | 6916 | 2005-05-12 | #NAME? | #NAME? | #NAME?
2005-05-13 | 2005 | 5 | 133 | 13 | 6 | 6.3 | 3.3472 | 11 | 0 | 0 | 0 | #NAME? | #NAME? | #NAME? | #NAME? | #NAME? | #NAME? | FALSE | 0 | TRUE | TRUE | #NAME? | #NAME? | #NAME? | #NAME? | #NAME? | #NAME? | #NAME? | #NAME? | #NAME? | #NAME? |  |  | 1: 0; 2: 0; 3: 0; 4: 11.1248 | 11.1248 |  | 326.3283 | 502.4419 | 517.9814 | 20055 | 11.1248 | 326.3283 | 533.7691 |  | 0 | 6917 | 6917 | 2005-05-13 | #NAME? | #NAME? | #NAME?
2005-05-14 | 2005 | 5 | 134 | 14 | 7 | 4.7 | 5.7596 | 17 | 0 | 0 | 0 | #NAME? | #NAME? | #NAME? | #NAME? | #NAME? | #NAME? | FALSE | 0 | TRUE | TRUE | #NAME? | #NAME? | #NAME? | #NAME? | #NAME? | #NAME? | #NAME? | #NAME? | #NAME? | #NAME? |  |  | 1: 0; 2: 0; 3: 0; 4: 0 | 0 |  | 0 | 0 | 0 | 20055 | 0 | 0 | 0 |  | 0 | 6918 | 6918 | 2005-05-14 | #NAME? | #NAME? | #NAME?
2005-05-15 | 2005 | 5 | 135 | 15 | 1 | 11.5 | 5.2945 | 16.6667 | 0 | 0 | 0 | #NAME? | #NAME? | #NAME? | #NAME? | #NAME? | #NAME? | TRUE | 0 | TRUE | TRUE | #NAME? | #NAME? | #NAME? | #NAME? | #NAME? | #NAME? | #NAME? | #NAME? | #NAME? | #NAME? |  |  | 1: 10.6195; 2: 14.6845; 3: 0; 4: 0 | 25.304 |  | 586.4976 | 950.3547 | 983.5426 | 20055 | 25.304 | 586.4976 | 959.3234 |  | 0 | 6919 | 6919 | 2005-05-15 | #NAME? | #NAME? | #NAME?
2005-05-16 | 2005 | 5 | 136 | 16 | 2 | 8.6 | 4.9505 | 5 | 0 | 0 | 0 | #NAME? | #NAME? | #NAME? | #NAME? | #NAME? | #NAME? | FALSE | 0 | TRUE | TRUE | #NAME? | #NAME? | #NAME? | #NAME? | #NAME? | #NAME? | #NAME? | #NAME? | #NAME? | #NAME? |  |  | 1: 0; 2: 0; 3: 0; 4: 8.3598 | 8.3598 |  | 245.2196 | 377.5603 | 389.2374 | 20055 | 8.3598 | 245.2196 | 401.1011 |  | 0 | 6920 | 6920 | 2005-05-16 | #NAME? | #NAME? | #NAME?
2005-05-17 | 2005 | 5 | 137 | 17 | 3 | 7.5 | 3.6093 | 25.1667 | 12.7 | 12.7 | 5.775 | #NAME? | #NAME? | #NAME? | #NAME? | #NAME? | #NAME? | TRUE | 0 | TRUE | TRUE | #NAME? | #NAME? | #NAME? | #NAME? | #NAME? | #NAME? | #NAME? | #NAME? | #NAME? | #NAME? |  |  | 1: 4.9467; 2: 6.5056; 3: 0; 4: 0 | 11.4523 |  | 263.3821 | 426.4951 | 441.3672 | 20055 | 11.4523 | 263.3821 | 430.8092 |  | 0 | 6921 | 6921 | 2005-05-17 | #NAME? | #NAME? | #NAME?
2005-05-18 | 2005 | 5 | 138 | 18 | 4 | 8 | 3.7527 | 6.6667 | 0 | 0 | 0 | #NAME? | #NAME? | #NAME? | #NAME? | #NAME? | #NAME? | FALSE | 12.7 | FALSE | TRUE | #NAME? | #NAME? | #NAME? | #NAME? | #NAME? | #NAME? | #NAME? | #NAME? | #NAME? | #NAME? |  |  | 1: 0; 2: 0; 3: 0; 4: 0 | 0 |  | 0 | 0 | 0 | 20055 | 0 | 0 | 0 |  | 0 | 6922 | 6922 | 2005-05-18 | #NAME? | #NAME? | #NAME?
2005-05-19 | 2005 | 5 | 139 | 19 | 5 | 7.9 | 5.7646 | 7.8333 | 0 | 0 | 0 | #NAME? | #NAME? | #NAME? | #NAME? | #NAME? | #NAME? | TRUE | 12.7 | FALSE | TRUE | #NAME? | #NAME? | #NAME? | #NAME? | #NAME? | #NAME? | #NAME? | #NAME? | #NAME? | #NAME? |  |  | 1: 0; 2: 0; 3: 0; 4: 0 | 0 |  | 0 | 0 | 0 | 20055 | 0 | 0 | 0 |  | 0 | 6923 | 6923 | 2005-05-19 | #NAME? | #NAME? | #NAME?
2005-05-20 | 2005 | 5 | 140 | 20 | 6 | 3.8 | 4.6125 | 9 | 0 | 0 | 0 | #NAME? | #NAME? | #NAME? | #NAME? | #NAME? | #NAME? | FALSE | 0 | TRUE | FALSE | #NAME? | #NAME? | #NAME? | #NAME? | #NAME? | #NAME? | #NAME? | #NAME? | #NAME? | #NAME? |  |  | 1: 0; 2: 0; 3: 0; 4: 0 | 0 |  | 0 | 0 | 0 | 20055 | 0 | 0 | 0 |  | 0 | 6924 | 6924 | 2005-05-20 | #NAME? | #NAME? | #NAME?
2005-05-21 | 2005 | 5 | 141 | 21 | 7 | 2 | 4.919 | 14 | 0 | 0 | 0 | #NAME? | #NAME? | #NAME? | #NAME? | #NAME? | #NAME? | FALSE | 0 | TRUE | TRUE | #NAME? | #NAME? | #NAME? | #NAME? | #NAME? | #NAME? | #NAME? | #NAME? | #NAME? | #NAME? |  |  | 1: 0; 2: 0; 3: 11.3517; 4: 0 | 11.3517 |  | 166.491 | 256.3433 | 264.2714 | 20055 | 11.3517 | 166.491 | 272.3263 |  | 0 | 6925 | 6925 | 2005-05-21 | #NAME? | #NAME? | #NAME?
2005-05-22 | 2005 | 5 | 142 | 22 | 1 | 6.2 | 5.4513 | 5 | 0 | 0 | 0 | #NAME? | #NAME? | #NAME? | #NAME? | #NAME? | #NAME? | TRUE | 0 | TRUE | TRUE | #NAME? | #NAME? | #NAME? | #NAME? | #NAME? | #NAME? | #NAME? | #NAME? | #NAME? | #NAME? |  |  | 1: 3.0521; 2: 4.03; 3: 0; 4: 0 | 7.0821 |  | 162.9785 | 263.9258 | 273.13 | 20055 | 7.0821 | 162.9785 | 266.5809 |  | 0 | 6926 | 6926 | 2005-05-22 | #NAME? | #NAME? | #NAME?
2005-05-23 | 2005 | 5 | 143 | 23 | 2 | 4 | 4.7852 | 9.6667 | 0.4 | 0.4 | 0 | #NAME? | #NAME? | #NAME? | #NAME? | #NAME? | #NAME? | FALSE | 0 | TRUE | TRUE | #NAME? | #NAME? | #NAME? | #NAME? | #NAME? | #NAME? | #NAME? | #NAME? | #NAME? | #NAME? |  |  | 1: 0; 2: 0; 3: 0; 4: 11.8861 | 11.8861 |  | 348.6583 | 536.8231 | 553.4259 | 20055 | 11.8861 | 348.6583 | 570.294 |  | 0 | 6927 | 6927 | 2005-05-23 | #NAME? | #NAME? | #NAME?
2005-05-24 | 2005 | 5 | 144 | 24 | 3 | 6.7 | 3.9535 | 16 | 0.2 | 0.2 | 0 | #NAME? | #NAME? | #NAME? | #NAME? | #NAME? | #NAME? | TRUE | 0.4 | TRUE | TRUE | #NAME? | #NAME? | #NAME? | #NAME? | #NAME? | #NAME? | #NAME? | #NAME? | #NAME? | #NAME? |  |  | 1: 0; 2: 0; 3: 0; 4: 0 | 0 |  | 0 | 0 | 0 | 20055 | 0 | 0 | 0 |  | 0 | 6928 | 6928 | 2005-05-24 | #NAME? | #NAME? | #NAME?
2005-05-25 | 2005 | 5 | 145 | 25 | 4 | 5.9 | 5.2713 | 16.8333 | 0 | 0 | 0 | #NAME? | #NAME? | #NAME? | #NAME? | #NAME? | #NAME? | FALSE | 0.6 | TRUE | FALSE | #NAME? | #NAME? | #NAME? | #NAME? | #NAME? | #NAME? | #NAME? | #NAME? | #NAME? | #NAME? |  |  | 1: 0; 2: 0; 3: 0; 4: 0 | 0 |  | 0 | 0 | 0 | 20055 | 0 | 0 | 0 |  | 0 | 6929 | 6929 | 2005-05-25 | #NAME? | #NAME? | #NAME?
2005-05-26 | 2005 | 5 | 146 | 26 | 5 | 2.8 | 5.5182 | 13.3333 | 0 | 0 | 0 | #NAME? | #NAME? | #NAME? | #NAME? | #NAME? | #NAME? | TRUE | 0.2 | TRUE | FALSE | #NAME? | #NAME? | #NAME? | #NAME? | #NAME? | #NAME? | #NAME? | #NAME? | #NAME? | #NAME? |  |  | 1: 0; 2: 0; 3: 0; 4: 0 | 0 |  | 0 | 0 | 0 | 20055 | 0 | 0 | 0 |  | 0 | 6930 | 6930 | 2005-05-26 | #NAME? | #NAME? | #NAME?
2005-05-27 | 2005 | 5 | 147 | 27 | 6 | 2 | 5.0944 | 4 | 0 | 0 | 0 | #NAME? | #NAME? | #NAME? | #NAME? | #NAME? | #NAME? | FALSE | 0 | TRUE | FALSE | #NAME? | #NAME? | #NAME? | #NAME? | #NAME? | #NAME? | #NAME? | #NAME? | #NAME? | #NAME? |  |  | 1: 0; 2: 0; 3: 0; 4: 0 | 0 |  | 0 | 0 | 0 | 20055 | 0 | 0 | 0 |  | 0 | 6931 | 6931 | 2005-05-27 | #NAME? | #NAME? | #NAME?
2005-05-28 | 2005 | 5 | 148 | 28 | 7 | 2.1 | 5.1478 | 8.5 | 0 | 0 | 0 | #NAME? | #NAME? | #NAME? | #NAME? | #NAME? | #NAME? | FALSE | 0 | TRUE | TRUE | #NAME? | #NAME? | #NAME? | #NAME? | #NAME? | #NAME? | #NAME? | #NAME? | #NAME? | #NAME? |  |  | 1: 0; 2: 0; 3: 0; 4: 0 | 0 |  | 0 | 0 | 0 | 20055 | 0 | 0 | 0 |  | 0 | 6932 | 6932 | 2005-05-28 | #NAME? | #NAME? | #NAME?
2005-05-29 | 2005 | 5 | 149 | 29 | 1 | 5.1 | 5.0117 | 12.6667 | 0 | 0 | 0 | #NAME? | #NAME? | #NAME? | #NAME? | #NAME? | #NAME? | TRUE | 0 | TRUE | TRUE | #NAME? | #NAME? | #NAME? | #NAME? | #NAME? | #NAME? | #NAME? | #NAME? | #NAME? | #NAME? |  |  | 1: 0; 2: 0; 3: 0; 4: 0 | 0 |  | 0 | 0 | 0 | 20055 | 0 | 0 | 0 |  | 0 | 6933 | 6933 | 2005-05-29 | #NAME? | #NAME? | #NAME?
2005-05-30 | 2005 | 5 | 150 | 30 | 2 | 7.1 | 6.5746 | 18.1667 | 0 | 0 | 0 | #NAME? | #NAME? | #NAME? | #NAME? | #NAME? | #NAME? | FALSE | 0 | TRUE | TRUE | #NAME? | #NAME? | #NAME? | #NAME? | #NAME? | #NAME? | #NAME? | #NAME? | #NAME? | #NAME? |  |  | 1: 0; 2: 0; 3: 0; 4: 12.1582 | 12.1582 |  | 356.6396 | 549.1118 | 566.0946 | 20055 | 12.1582 | 356.6396 | 583.3489 |  | 0 | 6934 | 6934 | 2005-05-30 | #NAME? | #NAME? | #NAME?
2005-05-31 | 2005 | 5 | 151 | 31 | 3 | 6.9 | 6.7614 | 15.3333 | 0 | 0 | 0 | #NAME? | #NAME? | #NAME? | #NAME? | #NAME? | #NAME? | TRUE | 0 | TRUE | TRUE | #NAME? | #NAME? | #NAME? | #NAME? | #NAME? | #NAME? | #NAME? | #NAME? | #NAME? | #NAME? |  |  | 1: 3.4457; 2: 6.6367; 3: 0; 4: 0 | 10.0824 |  | 245.2129 | 398.943 | 412.9968 | 20055 | 10.0824 | 245.2129 | 401.0902 |  | 0 | 6935 | 6935 | 2005-05-31 | #NAME? | #NAME? | #NAME?
2005-06-01 | 2005 | 6 | 152 | 1 | 4 | 9.5 | 2.8182 | 11.1667 | 8.2 | 8.2 | 2.4 | #NAME? | #NAME? | #NAME? | #NAME? | #NAME? | #NAME? | FALSE | 0 | TRUE | TRUE | #NAME? | #NAME? | #NAME? | #NAME? | #NAME? | #NAME? | #NAME? | #NAME? | #NAME? | #NAME? |  |  | 1: 0; 2: 0; 3: 0; 4: 5.9988 | 5.9988 |  | 175.9637 | 270.9283 | 279.3075 | 20056 | 5.9988 | 175.9637 | 287.8207 |  | 0 | 6936 | 6936 | 2005-06-01 | #NAME? | #NAME? | #NAME?
2005-06-02 | 2005 | 6 | 153 | 2 | 5 | 9.2 | 4.182 | 27.5 | 18.6 | 18.6 | 10.2 | #NAME? | #NAME? | #NAME? | #NAME? | #NAME? | #NAME? | TRUE | 8.2 | TRUE | TRUE | #NAME? | #NAME? | #NAME? | #NAME? | #NAME? | #NAME? | #NAME? | #NAME? | #NAME? | #NAME? |  |  | 1: 0; 2: 0; 3: 0; 4: 0 | 0 |  | 0 | 0 | 0 | 20056 | 0 | 0 | 0 |  | 0 | 6937 | 6937 | 2005-06-02 | #NAME? | #NAME? | #NAME?
2005-06-03 | 2005 | 6 | 154 | 3 | 6 | 10.2 | 2.8936 | 25.8333 | 14.8 | 14.8 | 7.35 | #NAME? | #NAME? | #NAME? | #NAME? | #NAME? | #NAME? | FALSE | 26.8 | FALSE | TRUE | #NAME? | #NAME? | #NAME? | #NAME? | #NAME? | #NAME? | #NAME? | #NAME? | #NAME? | #NAME? |  |  | 1: 0; 2: 0; 3: 0; 4: 0 | 0 |  | 0 | 0 | 0 | 20056 | 0 | 0 | 0 |  | 0 | 6938 | 6938 | 2005-06-03 | #NAME? | #NAME? | #NAME?
2005-06-04 | 2005 | 6 | 155 | 4 | 7 | 8.3 | 2.4819 | 5 | 5.6 | 5.6 | 0.45 | #NAME? | #NAME? | #NAME? | #NAME? | #NAME? | #NAME? | FALSE | 33.4 | FALSE | TRUE | #NAME? | #NAME? | #NAME? | #NAME? | #NAME? | #NAME? | #NAME? | #NAME? | #NAME? | #NAME? |  |  | 1: 0; 2: 0; 3: 0; 4: 0 | 0 |  | 0 | 0 | 0 | 20056 | 0 | 0 | 0 |  | 0 | 6939 | 6939 | 2005-06-04 | #NAME? | #NAME? | #NAME?
2005-06-05 | 2005 | 6 | 156 | 5 | 1 | 10.3 | 2.2603 | 5.3333 | 36.6 | 36.6 | 23.7 | #NAME? | #NAME? | #NAME? | #NAME? | #NAME? | #NAME? | TRUE | 20.4 | FALSE | TRUE | #NAME? | #NAME? | #NAME? | #NAME? | #NAME? | #NAME? | #NAME? | #NAME? | #NAME? | #NAME? |  |  | 1: 0; 2: 0; 3: 0; 4: 0 | 0 |  | 0 | 0 | 0 | 20056 | 0 | 0 | 0 |  | 0 | 6940 | 6940 | 2005-06-05 | #NAME? | #NAME? | #NAME?
2005-06-06 | 2005 | 6 | 157 | 6 | 2 | 8.4 | 2.1664 | 8.1667 | 17.9 | 17.9 | 9.675 | #NAME? | #NAME? | #NAME? | #NAME? | #NAME? | #NAME? | FALSE | 42.2 | FALSE | TRUE | #NAME? | #NAME? | #NAME? | #NAME? | #NAME? | #NAME? | #NAME? | #NAME? | #NAME? | #NAME? |  |  | 1: 0; 2: 0; 3: 0; 4: 0 | 0 |  | 0 | 0 | 0 | 20056 | 0 | 0 | 0 |  | 0 | 6941 | 6941 | 2005-06-06 | #NAME? | #NAME? | #NAME?
2005-06-07 | 2005 | 6 | 158 | 7 | 3 | 6 | 2.7915 | 27 | 46.1 | 46.1 | 30.825 | #NAME? | #NAME? | #NAME? | #NAME? | #NAME? | #NAME? | TRUE | 54.5 | FALSE | TRUE | #NAME? | #NAME? | #NAME? | #NAME? | #NAME? | #NAME? | #NAME? | #NAME? | #NAME? | #NAME? |  |  | 1: 0; 2: 0; 3: 0; 4: 0 | 0 |  | 0 | 0 | 0 | 20056 | 0 | 0 | 0 |  | 0 | 6942 | 6942 | 2005-06-07 | #NAME? | #NAME? | #NAME?
2005-06-08 | 2005 | 6 | 159 | 8 | 4 | 5.8 | 2.4143 | 16.1667 | 10.1 | 10.1 | 3.825 | #NAME? | #NAME? | #NAME? | #NAME? | #NAME? | #NAME? | FALSE | 64 | FALSE | TRUE | #NAME? | #NAME? | #NAME? | #NAME? | #NAME? | #NAME? | #NAME? | #NAME? | #NAME? | #NAME? |  |  | 1: 0; 2: 0; 3: 0; 4: 0 | 0 |  | 0 | 0 | 0 | 20056 | 0 | 0 | 0 |  | 0 | 6943 | 6943 | 2005-06-08 | #NAME? | #NAME? | #NAME?
2005-06-09 | 2005 | 6 | 160 | 9 | 5 | 5.9 | 3.0805 | 11 | 0 | 0 | 0 | #NAME? | #NAME? | #NAME? | #NAME? | #NAME? | #NAME? | TRUE | 56.2 | FALSE | TRUE | #NAME? | #NAME? | #NAME? | #NAME? | #NAME? | #NAME? | #NAME? | #NAME? | #NAME? | #NAME? |  |  | 1: 0; 2: 0; 3: 0; 4: 0 | 0 |  | 0 | 0 | 0 | 20056 | 0 | 0 | 0 |  | 0 | 6944 | 6944 | 2005-06-09 | #NAME? | #NAME? | #NAME?
2005-06-10 | 2005 | 6 | 161 | 10 | 6 | 7.1 | 3.8682 | 7.8333 | 3.9 | 3.9 | 0 | #NAME? | #NAME? | #NAME? | #NAME? | #NAME? | #NAME? | FALSE | 10.1 | FALSE | TRUE | #NAME? | #NAME? | #NAME? | #NAME? | #NAME? | #NAME? | #NAME? | #NAME? | #NAME? | #NAME? |  |  | 1: 0; 2: 0; 3: 0; 4: 0 | 0 |  | 0 | 0 | 0 | 20056 | 0 | 0 | 0 |  | 0 | 6945 | 6945 | 2005-06-10 | #NAME? | #NAME? | #NAME?
2005-06-11 | 2005 | 6 | 162 | 11 | 7 | 9.5 | 2.9421 | 5.1667 | 1 | 1 | 0 | #NAME? | #NAME? | #NAME? | #NAME? | #NAME? | #NAME? | FALSE | 3.9 | TRUE | TRUE | #NAME? | #NAME? | #NAME? | #NAME? | #NAME? | #NAME? | #NAME? | #NAME? | #NAME? | #NAME? |  |  | 1: 0; 2: 0; 3: 0; 4: 0 | 0 |  | 0 | 0 | 0 | 20056 | 0 | 0 | 0 |  | 0 | 6946 | 6946 | 2005-06-11 | #NAME? | #NAME? | #NAME?
2005-06-12 | 2005 | 6 | 163 | 12 | 1 | 8.2 | 2.877 | 13.6667 | 1.6 | 1.6 | 0 | #NAME? | #NAME? | #NAME? | #NAME? | #NAME? | #NAME? | TRUE | 4.9 | TRUE | TRUE | #NAME? | #NAME? | #NAME? | #NAME? | #NAME? | #NAME? | #NAME? | #NAME? | #NAME? | #NAME? |  |  | 1: 8.2652; 2: 10.9916; 3: 0; 4: 0 | 19.2569 |  | 443.6448 | 718.503 | 743.5657 | 20056 | 19.2569 | 443.6448 | 725.6616 |  | 0 | 6947 | 6947 | 2005-06-12 | #NAME? | #NAME? | #NAME?
2005-06-13 | 2005 | 6 | 164 | 13 | 2 | 7.8 | 3.6821 | 6.6667 | 2.2 | 2.2 | 0 | #NAME? | #NAME? | #NAME? | #NAME? | #NAME? | #NAME? | FALSE | 2.6 | TRUE | TRUE | #NAME? | #NAME? | #NAME? | #NAME? | #NAME? | #NAME? | #NAME? | #NAME? | #NAME? | #NAME? |  |  | 1: 0; 2: 0; 3: 7.6751; 4: 9.1716 | 16.8468 |  | 381.6029 | 587.5474 | 605.7189 | 20056 | 16.8468 | 381.6029 | 624.1809 |  | 0 | 6948 | 6948 | 2005-06-13 | #NAME? | #NAME? | #NAME?
2005-06-14 | 2005 | 6 | 165 | 14 | 3 | 6.2 | 4.4435 | 6 | 0 | 0 | 0 | #NAME? | #NAME? | #NAME? | #NAME? | #NAME? | #NAME? | TRUE | 3.8 | TRUE | TRUE | #NAME? | #NAME? | #NAME? | #NAME? | #NAME? | #NAME? | #NAME? | #NAME? | #NAME? | #NAME? |  |  | 1: 0; 2: 0; 3: 0; 4: 0 | 0 |  | 0 | 0 | 0 | 20056 | 0 | 0 | 0 |  | 0 | 6949 | 6949 | 2005-06-14 | #NAME? | #NAME? | #NAME?
2005-06-15 | 2005 | 6 | 166 | 15 | 4 | 5.8 | 4.5298 | 11.3333 | 0 | 0 | 0 | #NAME? | #NAME? | #NAME? | #NAME? | #NAME? | #NAME? | FALSE | 2.2 | TRUE | TRUE | #NAME? | #NAME? | #NAME? | #NAME? | #NAME? | #NAME? | #NAME? | #NAME? | #NAME? | #NAME? |  |  | 1: 0; 2: 0; 3: 4.2981; 4: 4.7239 | 9.022 |  | 201.6062 | 310.4095 | 320.0098 | 20056 | 9.022 | 201.6062 | 329.7635 |  | 0 | 6950 | 6950 | 2005-06-15 | #NAME? | #NAME? | #NAME?
2005-06-16 | 2005 | 6 | 167 | 16 | 5 | 4.9 | 4.4079 | 6.1667 | 0 | 0 | 0 | #NAME? | #NAME? | #NAME? | #NAME? | #NAME? | #NAME? | TRUE | 0 | TRUE | TRUE | #NAME? | #NAME? | #NAME? | #NAME? | #NAME? | #NAME? | #NAME? | #NAME? | #NAME? | #NAME? |  |  | 1: 5.1746; 2: 6.2699; 3: 0; 4: 0 | 11.4445 |  | 259.8109 | 420.237 | 434.8546 | 20056 | 11.4445 | 259.8109 | 424.968 |  | 0 | 6951 | 6951 | 2005-06-16 | #NAME? | #NAME? | #NAME?
2005-06-17 | 2005 | 6 | 168 | 17 | 6 | 10.3 | 2.7699 | 8.6667 | 25.1 | 25.1 | 15.075 | #NAME? | #NAME? | #NAME? | #NAME? | #NAME? | #NAME? | FALSE | 0 | TRUE | TRUE | #NAME? | #NAME? | #NAME? | #NAME? | #NAME? | #NAME? | #NAME? | #NAME? | #NAME? | #NAME? |  |  | 1: 0; 2: 0; 3: 0; 4: 4.9157 | 4.9157 |  | 144.1948 | 222.0143 | 228.8807 | 20056 | 4.9157 | 144.1948 | 235.8569 |  | 0 | 6952 | 6952 | 2005-06-17 | #NAME? | #NAME? | #NAME?
2005-06-18 | 2005 | 6 | 169 | 18 | 7 | 6.9 | 3.1435 | 15.5 | 25.6 | 25.6 | 15.45 | #NAME? | #NAME? | #NAME? | #NAME? | #NAME? | #NAME? | FALSE | 25.1 | FALSE | TRUE | #NAME? | #NAME? | #NAME? | #NAME? | #NAME? | #NAME? | #NAME? | #NAME? | #NAME? | #NAME? |  |  | 1: 0; 2: 0; 3: 0; 4: 0 | 0 |  | 0 | 0 | 0 | 20056 | 0 | 0 | 0 |  | 0 | 6953 | 6953 | 2005-06-18 | #NAME? | #NAME? | #NAME?
2005-06-19 | 2005 | 6 | 170 | 19 | 1 | 4.9 | 4.605 | 6 | 0 | 0 | 0 | #NAME? | #NAME? | #NAME? | #NAME? | #NAME? | #NAME? | TRUE | 50.7 | FALSE | TRUE | #NAME? | #NAME? | #NAME? | #NAME? | #NAME? | #NAME? | #NAME? | #NAME? | #NAME? | #NAME? |  |  | 1: 0; 2: 0; 3: 0; 4: 0 | 0 |  | 0 | 0 | 0 | 20056 | 0 | 0 | 0 |  | 0 | 6954 | 6954 | 2005-06-19 | #NAME? | #NAME? | #NAME?
2005-06-20 | 2005 | 6 | 171 | 20 | 2 | 7.5 | 4.1855 | 6.8333 | 0 | 0 | 0 | #NAME? | #NAME? | #NAME? | #NAME? | #NAME? | #NAME? | FALSE | 25.6 | FALSE | TRUE | #NAME? | #NAME? | #NAME? | #NAME? | #NAME? | #NAME? | #NAME? | #NAME? | #NAME? | #NAME? |  |  | 1: 0; 2: 0; 3: 0; 4: 0 | 0 |  | 0 | 0 | 0 | 20056 | 0 | 0 | 0 |  | 0 | 6955 | 6955 | 2005-06-20 | #NAME? | #NAME? | #NAME?
2005-06-21 | 2005 | 6 | 172 | 21 | 3 | 11.4 | 5.3925 | 5.1667 | 0 | 0 | 0 | #NAME? | #NAME? | #NAME? | #NAME? | #NAME? | #NAME? | TRUE | 0 | TRUE | TRUE | #NAME? | #NAME? | #NAME? | #NAME? | #NAME? | #NAME? | #NAME? | #NAME? | #NAME? | #NAME? |  |  | 1: 3.8245; 2: 5.1877; 3: 0; 4: 0 | 9.0123 |  | 208.2672 | 337.3878 | 349.1633 | 20056 | 9.0123 | 208.2672 | 340.6589 |  | 0 | 6956 | 6956 | 2005-06-21 | #NAME? | #NAME? | #NAME?
2005-06-22 | 2005 | 6 | 173 | 22 | 4 | 11.5 | 6.2483 | 13.3333 | 0 | 0 | 0 | #NAME? | #NAME? | #NAME? | #NAME? | #NAME? | #NAME? | FALSE | 0 | TRUE | TRUE | #NAME? | #NAME? | #NAME? | #NAME? | #NAME? | #NAME? | #NAME? | #NAME? | #NAME? | #NAME? |  |  | 1: 0; 2: 0; 3: 0; 4: 7.5479 | 7.5479 |  | 221.4058 | 340.8946 | 351.4378 | 20056 | 7.5479 | 221.4058 | 362.1494 |  | 0 | 6957 | 6957 | 2005-06-22 | #NAME? | #NAME? | #NAME?
2005-06-23 | 2005 | 6 | 174 | 23 | 5 | 5.9 | 4.2447 | 21.5 | 1.2 | 1.2 | 0 | #NAME? | #NAME? | #NAME? | #NAME? | #NAME? | #NAME? | TRUE | 0 | TRUE | TRUE | #NAME? | #NAME? | #NAME? | #NAME? | #NAME? | #NAME? | #NAME? | #NAME? | #NAME? | #NAME? |  |  | 1: 11.1083; 2: 12.7442; 3: 0; 4: 0 | 23.8525 |  | 536.7506 | 867.5056 | 897.6296 | 20056 | 23.8525 | 536.7506 | 877.9532 |  | 0 | 6958 | 6958 | 2005-06-23 | #NAME? | #NAME? | #NAME?
2005-06-24 | 2005 | 6 | 175 | 24 | 6 | 4.9 | 3.814 | 7.8333 | 0 | 0 | 0 | #NAME? | #NAME? | #NAME? | #NAME? | #NAME? | #NAME? | FALSE | 1.2 | TRUE | TRUE | #NAME? | #NAME? | #NAME? | #NAME? | #NAME? | #NAME? | #NAME? | #NAME? | #NAME? | #NAME? |  |  | 1: 0; 2: 0; 3: 0; 4: 5.605 | 5.605 |  | 164.4135 | 253.1446 | 260.9738 | 20056 | 5.605 | 164.4135 | 268.9282 |  | 0 | 6959 | 6959 | 2005-06-24 | #NAME? | #NAME? | #NAME?
2005-06-25 | 2005 | 6 | 176 | 25 | 7 | 7 | 3.112 | 6 | 0.2 | 0.2 | 0 | #NAME? | #NAME? | #NAME? | #NAME? | #NAME? | #NAME? | FALSE | 1.2 | TRUE | TRUE | #NAME? | #NAME? | #NAME? | #NAME? | #NAME? | #NAME? | #NAME? | #NAME? | #NAME? | #NAME? |  |  | 1: 0; 2: 0; 3: 0; 4: 0 | 0 |  | 0 | 0 | 0 | 20056 | 0 | 0 | 0 |  | 0 | 6960 | 6960 | 2005-06-25 | #NAME? | #NAME? | #NAME?
2005-06-26 | 2005 | 6 | 177 | 26 | 1 | 8.8 | 3.4015 | 19.8333 | 0 | 0 | 0 | #NAME? | #NAME? | #NAME? | #NAME? | #NAME? | #NAME? | TRUE | 0.2 | TRUE | TRUE | #NAME? | #NAME? | #NAME? | #NAME? | #NAME? | #NAME? | #NAME? | #NAME? | #NAME? | #NAME? |  |  | 1: 7.2527; 2: 9.3314; 3: 0; 4: 0 | 16.584 |  | 380.0926 | 615.3011 | 636.7429 | 20056 | 16.584 | 380.0926 | 621.7105 |  | 0 | 6961 | 6961 | 2005-06-26 | #NAME? | #NAME? | #NAME?
2005-06-27 | 2005 | 6 | 178 | 27 | 2 | 9.7 | 3.092 | 7.8333 | 1.2 | 1.2 | 0 | #NAME? | #NAME? | #NAME? | #NAME? | #NAME? | #NAME? | FALSE | 0.2 | TRUE | TRUE | #NAME? | #NAME? | #NAME? | #NAME? | #NAME? | #NAME? | #NAME? | #NAME? | #NAME? | #NAME? |  |  | 1: 0; 2: 0; 3: 0; 4: 5.8624 | 5.8624 |  | 171.9641 | 264.7702 | 272.9589 | 20056 | 5.8624 | 171.9641 | 281.2786 |  | 0 | 6962 | 6962 | 2005-06-27 | #NAME? | #NAME? | #NAME?
2005-06-28 | 2005 | 6 | 179 | 28 | 3 | 10 | 2.2312 | 16 | 27.4 | 27.4 | 16.8 | #NAME? | #NAME? | #NAME? | #NAME? | #NAME? | #NAME? | TRUE | 1.2 | TRUE | TRUE | #NAME? | #NAME? | #NAME? | #NAME? | #NAME? | #NAME? | #NAME? | #NAME? | #NAME? | #NAME? |  |  | 1: 0; 2: 0; 3: 0; 4: 0 | 0 |  | 0 | 0 | 0 | 20056 | 0 | 0 | 0 |  | 0 | 6963 | 6963 | 2005-06-28 | #NAME? | #NAME? | #NAME?
2005-06-29 | 2005 | 6 | 180 | 29 | 4 | 6.4 | 3.6888 | 12.6667 | 0 | 0 | 0 | #NAME? | #NAME? | #NAME? | #NAME? | #NAME? | #NAME? | FALSE | 28.6 | FALSE | TRUE | #NAME? | #NAME? | #NAME? | #NAME? | #NAME? | #NAME? | #NAME? | #NAME? | #NAME? | #NAME? |  |  | 1: 0; 2: 0; 3: 0; 4: 0 | 0 |  | 0 | 0 | 0 | 20056 | 0 | 0 | 0 |  | 0 | 6964 | 6964 | 2005-06-29 | #NAME? | #NAME? | #NAME?
2005-06-30 | 2005 | 6 | 181 | 30 | 5 | 10.4 | 4.8239 | 12.6667 | 0 | 0 | 0 | #NAME? | #NAME? | #NAME? | #NAME? | #NAME? | #NAME? | TRUE | 27.4 | FALSE | TRUE | #NAME? | #NAME? | #NAME? | #NAME? | #NAME? | #NAME? | #NAME? | #NAME? | #NAME? | #NAME? |  |  | 1: 0; 2: 0; 3: 0; 4: 0 | 0 |  | 0 | 0 | 0 | 20056 | 0 | 0 | 0 |  | 0 | 6965 | 6965 | 2005-06-30 | #NAME? | #NAME? | #NAME?
2005-07-01 | 2005 | 7 | 182 | 1 | 6 | 12.3 | 4.7587 | 11.8333 | 0.6 | 0.6 | 0 | #NAME? | #NAME? | #NAME? | #NAME? | #NAME? | #NAME? | FALSE | 0 | TRUE | TRUE | #NAME? | #NAME? | #NAME? | #NAME? | #NAME? | #NAME? | #NAME? | #NAME? | #NAME? | #NAME? |  |  | 1: 0; 2: 0; 3: 0; 4: 4.9331 | 4.9331 |  | 144.7055 | 222.8006 | 229.6913 | 20057 | 4.9331 | 144.7055 | 236.6922 |  | 0 | 6966 | 6966 | 2005-07-01 | #NAME? | #NAME? | #NAME?
2005-07-02 | 2005 | 7 | 183 | 2 | 7 | 10.1 | 3.2784 | 6.8333 | 1 | 1 | 0 | #NAME? | #NAME? | #NAME? | #NAME? | #NAME? | #NAME? | FALSE | 0.6 | TRUE | TRUE | #NAME? | #NAME? | #NAME? | #NAME? | #NAME? | #NAME? | #NAME? | #NAME? | #NAME? | #NAME? |  |  | 1: 0; 2: 0; 3: 0; 4: 0 | 0 |  | 0 | 0 | 0 | 20057 | 0 | 0 | 0 |  | 0 | 6967 | 6967 | 2005-07-02 | #NAME? | #NAME? | #NAME?
2005-07-03 | 2005 | 7 | 184 | 3 | 1 | 11.1 | 5.3895 | 19.8333 | 0 | 0 | 0 | #NAME? | #NAME? | #NAME? | #NAME? | #NAME? | #NAME? | TRUE | 1.6 | TRUE | TRUE | #NAME? | #NAME? | #NAME? | #NAME? | #NAME? | #NAME? | #NAME? | #NAME? | #NAME? | #NAME? |  |  | 1: 8.5228; 2: 11.0405; 3: 0; 4: 0 | 19.5633 |  | 448.856 | 726.6842 | 752.0126 | 20057 | 19.5633 | 448.856 | 734.1856 |  | 0 | 6968 | 6968 | 2005-07-03 | #NAME? | #NAME? | #NAME?
2005-07-04 | 2005 | 7 | 185 | 4 | 2 | 8.3 | 5.7583 | 6.1667 | 0 | 0 | 0 | #NAME? | #NAME? | #NAME? | #NAME? | #NAME? | #NAME? | FALSE | 1 | TRUE | TRUE | #NAME? | #NAME? | #NAME? | #NAME? | #NAME? | #NAME? | #NAME? | #NAME? | #NAME? | #NAME? |  |  | 1: 0; 2: 0; 3: 9.1742; 4: 7.3846 | 16.5589 |  | 351.1713 | 540.6923 | 557.4148 | 20057 | 16.5589 | 351.1713 | 574.4045 |  | 0 | 6969 | 6969 | 2005-07-04 | #NAME? | #NAME? | #NAME?
2005-07-05 | 2005 | 7 | 186 | 5 | 3 | 11 | 5.7441 | 7.5 | 0 | 0 | 0 | #NAME? | #NAME? | #NAME? | #NAME? | #NAME? | #NAME? | TRUE | 0 | TRUE | TRUE | #NAME? | #NAME? | #NAME? | #NAME? | #NAME? | #NAME? | #NAME? | #NAME? | #NAME? | #NAME? |  |  | 1: 0; 2: 0; 3: 0; 4: 0 | 0 |  | 0 | 0 | 0 | 20057 | 0 | 0 | 0 |  | 0 | 6970 | 6970 | 2005-07-05 | #NAME? | #NAME? | #NAME?
2005-07-06 | 2005 | 7 | 187 | 6 | 4 | 15.4 | 6.7598 | 11.6667 | 0 | 0 | 0 | #NAME? | #NAME? | #NAME? | #NAME? | #NAME? | #NAME? | FALSE | 0 | TRUE | TRUE | #NAME? | #NAME? | #NAME? | #NAME? | #NAME? | #NAME? | #NAME? | #NAME? | #NAME? | #NAME? |  |  | 1: 0; 2: 0; 3: 0; 4: 6.2762 | 6.2762 |  | 184.1006 | 283.4565 | 292.2232 | 20057 | 6.2762 | 184.1006 | 301.13 |  | 0 | 6971 | 6971 | 2005-07-06 | #NAME? | #NAME? | #NAME?
2005-07-07 | 2005 | 7 | 188 | 7 | 5 | 8.7 | 4.4641 | 13 | 1.9 | 1.9 | 0 | #NAME? | #NAME? | #NAME? | #NAME? | #NAME? | #NAME? | TRUE | 0 | TRUE | TRUE | #NAME? | #NAME? | #NAME? | #NAME? | #NAME? | #NAME? | #NAME? | #NAME? | #NAME? | #NAME? |  |  | 1: 16.4623; 2: 23.9165; 3: 0; 4: 0 | 40.3789 |  | 942.9992 | 1529.0131 | 1582.4837 | 20057 | 40.3789 | 942.9992 | 1542.4465 |  | 0 | 6972 | 6972 | 2005-07-07 | #NAME? | #NAME? | #NAME?
2005-07-08 | 2005 | 7 | 189 | 8 | 6 | 10.7 | 5.8152 | 3.6667 | 0 | 0 | 0 | #NAME? | #NAME? | #NAME? | #NAME? | #NAME? | #NAME? | FALSE | 1.9 | TRUE | TRUE | #NAME? | #NAME? | #NAME? | #NAME? | #NAME? | #NAME? | #NAME? | #NAME? | #NAME? | #NAME? |  |  | 1: 0; 2: 0; 3: 0; 4: 6.1732 | 6.1732 |  | 181.0798 | 278.8054 | 287.4283 | 20057 | 6.1732 | 181.0798 | 296.1889 |  | 0 | 6973 | 6973 | 2005-07-08 | #NAME? | #NAME? | #NAME?
2005-07-09 | 2005 | 7 | 190 | 9 | 7 | 13.5 | 5.3892 | 16.8333 | 0 | 0 | 0 | #NAME? | #NAME? | #NAME? | #NAME? | #NAME? | #NAME? | FALSE | 1.9 | TRUE | TRUE | #NAME? | #NAME? | #NAME? | #NAME? | #NAME? | #NAME? | #NAME? | #NAME? | #NAME? | #NAME? |  |  | 1: 0; 2: 0; 3: 0; 4: 0 | 0 |  | 0 | 0 | 0 | 20057 | 0 | 0 | 0 |  | 0 | 6974 | 6974 | 2005-07-09 | #NAME? | #NAME? | #NAME?
2005-07-10 | 2005 | 7 | 191 | 10 | 1 | 6.2 | 4.5952 | 12.8333 | 0 | 0 | 0 | #NAME? | #NAME? | #NAME? | #NAME? | #NAME? | #NAME? | TRUE | 0 | TRUE | TRUE | #NAME? | #NAME? | #NAME? | #NAME? | #NAME? | #NAME? | #NAME? | #NAME? | #NAME? | #NAME? |  |  | 1: 0; 2: 0; 3: 0; 4: 0 | 0 |  | 0 | 0 | 0 | 20057 | 0 | 0 | 0 |  | 0 | 6975 | 6975 | 2005-07-10 | #NAME? | #NAME? | #NAME?
2005-07-11 | 2005 | 7 | 192 | 11 | 2 | 9.2 | 4.9455 | 14.8333 | 0 | 0 | 0 | #NAME? | #NAME? | #NAME? | #NAME? | #NAME? | #NAME? | FALSE | 0 | TRUE | TRUE | #NAME? | #NAME? | #NAME? | #NAME? | #NAME? | #NAME? | #NAME? | #NAME? | #NAME? | #NAME? |  |  | 1: 0; 2: 0; 3: 11.7721; 4: 8.6898 | 20.462 |  | 427.5595 | 658.3058 | 678.6658 | 20057 | 20.462 | 427.5595 | 699.3512 |  | 0 | 6976 | 6976 | 2005-07-11 | #NAME? | #NAME? | #NAME?
2005-07-12 | 2005 | 7 | 193 | 12 | 3 | 7.9 | 5.737 | 3.1667 | 0 | 0 | 0 | #NAME? | #NAME? | #NAME? | #NAME? | #NAME? | #NAME? | TRUE | 0 | TRUE | TRUE | #NAME? | #NAME? | #NAME? | #NAME? | #NAME? | #NAME? | #NAME? | #NAME? | #NAME? | #NAME? |  |  | 1: 0; 2: 0; 3: 0; 4: 0 | 0 |  | 0 | 0 | 0 | 20057 | 0 | 0 | 0 |  | 0 | 6977 | 6977 | 2005-07-12 | #NAME? | #NAME? | #NAME?
2005-07-13 | 2005 | 7 | 194 | 13 | 4 | 11.4 | 4.7134 | 16.3333 | 2.6 | 2.6 | 0 | #NAME? | #NAME? | #NAME? | #NAME? | #NAME? | #NAME? | FALSE | 0 | TRUE | TRUE | #NAME? | #NAME? | #NAME? | #NAME? | #NAME? | #NAME? | #NAME? | #NAME? | #NAME? | #NAME? |  |  | 1: 0; 2: 0; 3: 3.65; 4: 5.4353 | 9.0853 |  | 212.9696 | 327.9055 | 338.0469 | 20057 | 9.0853 | 212.9696 | 348.3504 |  | 0 | 6978 | 6978 | 2005-07-13 | #NAME? | #NAME? | #NAME?
2005-07-14 | 2005 | 7 | 195 | 14 | 5 | 7.4 | 5.009 | 7.6667 | 0 | 0 | 0 | #NAME? | #NAME? | #NAME? | #NAME? | #NAME? | #NAME? | TRUE | 2.6 | TRUE | TRUE | #NAME? | #NAME? | #NAME? | #NAME? | #NAME? | #NAME? | #NAME? | #NAME? | #NAME? | #NAME? |  |  | 1: 10.1325; 2: 16.4261; 3: 0; 4: 0 | 26.5586 |  | 630.4432 | 1023.6312 | 1059.5355 | 20057 | 26.5586 | 630.4432 | 1031.2044 |  | 0 | 6979 | 6979 | 2005-07-14 | #NAME? | #NAME? | #NAME?
2005-07-15 | 2005 | 7 | 196 | 15 | 6 | 11.3 | 3.9211 | 5.8333 | 0.4 | 0.4 | 0 | #NAME? | #NAME? | #NAME? | #NAME? | #NAME? | #NAME? | FALSE | 2.6 | TRUE | TRUE | #NAME? | #NAME? | #NAME? | #NAME? | #NAME? | #NAME? | #NAME? | #NAME? | #NAME? | #NAME? |  |  | 1: 0; 2: 0; 3: 0; 4: 5.3473 | 5.3473 |  | 156.8548 | 241.5066 | 248.9759 | 20057 | 5.3473 | 156.8548 | 256.5646 |  | 0 | 6980 | 6980 | 2005-07-15 | #NAME? | #NAME? | #NAME?
2005-07-16 | 2005 | 7 | 197 | 16 | 7 | 11.6 | 3.6966 | 18.1667 | 0.6 | 0.6 | 0 | #NAME? | #NAME? | #NAME? | #NAME? | #NAME? | #NAME? | FALSE | 0.4 | TRUE | TRUE | #NAME? | #NAME? | #NAME? | #NAME? | #NAME? | #NAME? | #NAME? | #NAME? | #NAME? | #NAME? |  |  | 1: 0; 2: 0; 3: 0; 4: 0 | 0 |  | 0 | 0 | 0 | 20057 | 0 | 0 | 0 |  | 0 | 6981 | 6981 | 2005-07-16 | #NAME? | #NAME? | #NAME?
2005-07-17 | 2005 | 7 | 198 | 17 | 1 | 9.3 | 4.9415 | 18.1667 | 0 | 0 | 0 | #NAME? | #NAME? | #NAME? | #NAME? | #NAME? | #NAME? | TRUE | 1 | TRUE | TRUE | #NAME? | #NAME? | #NAME? | #NAME? | #NAME? | #NAME? | #NAME? | #NAME? | #NAME? | #NAME? |  |  | 1: 7.3591; 2: 10.8498; 3: 0; 4: 0 | 18.2088 |  | 426.1928 | 691.1753 | 715.3562 | 20057 | 18.2088 | 426.1928 | 697.1158 |  | 0 | 6982 | 6982 | 2005-07-17 | #NAME? | #NAME? | #NAME?
2005-07-18 | 2005 | 7 | 199 | 18 | 2 | 9.7 | 5.2954 | 5.3333 | 0 | 0 | 0 | #NAME? | #NAME? | #NAME? | #NAME? | #NAME? | #NAME? | FALSE | 0.6 | TRUE | TRUE | #NAME? | #NAME? | #NAME? | #NAME? | #NAME? | #NAME? | #NAME? | #NAME? | #NAME? | #NAME? |  |  | 1: 0; 2: 0; 3: 11.3725; 4: 7.031 | 18.4035 |  | 373.039 | 574.3616 | 592.1254 | 20057 | 18.4035 | 373.039 | 610.173 |  | 0 | 6983 | 6983 | 2005-07-18 | #NAME? | #NAME? | #NAME?
2005-07-19 | 2005 | 7 | 200 | 19 | 3 | 11.1 | 3.2766 | 7.6667 | 3.3 | 3.3 | 0 | #NAME? | #NAME? | #NAME? | #NAME? | #NAME? | #NAME? | TRUE | 0 | TRUE | TRUE | #NAME? | #NAME? | #NAME? | #NAME? | #NAME? | #NAME? | #NAME? | #NAME? | #NAME? | #NAME? |  |  | 1: 11.1004; 2: 14.399; 3: 0; 4: 0 | 25.4994 |  | 585.1778 | 947.4025 | 980.4252 | 20057 | 25.4994 | 585.1778 | 957.1645 |  | 0 | 6984 | 6984 | 2005-07-19 | #NAME? | #NAME? | #NAME?
2005-07-20 | 2005 | 7 | 201 | 20 | 4 | 10.2 | 4.224 | 5.3333 | 0 | 0 | 0 | #NAME? | #NAME? | #NAME? | #NAME? | #NAME? | #NAME? | FALSE | 3.3 | TRUE | TRUE | #NAME? | #NAME? | #NAME? | #NAME? | #NAME? | #NAME? | #NAME? | #NAME? | #NAME? | #NAME? |  |  | 1: 0; 2: 0; 3: 0.94603; 4: 4.7146 | 5.6607 |  | 152.1708 | 234.2947 | 241.541 | 20057 | 5.6607 | 152.1708 | 248.903 |  | 0 | 6985 | 6985 | 2005-07-20 | #NAME? | #NAME? | #NAME?
2005-07-21 | 2005 | 7 | 202 | 21 | 5 | 10.4 | 3.7057 | 12.5 | 0 | 0 | 0 | #NAME? | #NAME? | #NAME? | #NAME? | #NAME? | #NAME? | TRUE | 3.3 | TRUE | TRUE | #NAME? | #NAME? | #NAME? | #NAME? | #NAME? | #NAME? | #NAME? | #NAME? | #NAME? | #NAME? |  |  | 1: 3.8189; 2: 5.8637; 3: 0; 4: 0 | 9.6825 |  | 228.011 | 369.9658 | 382.9236 | 20057 | 9.6825 | 228.011 | 372.9535 |  | 0 | 6986 | 6986 | 2005-07-21 | #NAME? | #NAME? | #NAME?
2005-07-22 | 2005 | 7 | 203 | 22 | 6 | 11.5 | 3.27 | 6.1667 | 0 | 0 | 0 | #NAME? | #NAME? | #NAME? | #NAME? | #NAME? | #NAME? | FALSE | 0 | TRUE | TRUE | #NAME? | #NAME? | #NAME? | #NAME? | #NAME? | #NAME? | #NAME? | #NAME? | #NAME? | #NAME? |  |  | 1: 0; 2: 0; 3: 0; 4: 4.3613 | 4.3613 |  | 127.9318 | 196.9744 | 203.0664 | 20057 | 4.3613 | 127.9318 | 209.2557 |  | 0 | 6987 | 6987 | 2005-07-22 | #NAME? | #NAME? | #NAME?
2005-07-23 | 2005 | 7 | 204 | 23 | 7 | 13.1 | 5.9266 | 17.1667 | 0 | 0 | 0 | #NAME? | #NAME? | #NAME? | #NAME? | #NAME? | #NAME? | FALSE | 0 | TRUE | TRUE | #NAME? | #NAME? | #NAME? | #NAME? | #NAME? | #NAME? | #NAME? | #NAME? | #NAME? | #NAME? |  |  | 1: 0; 2: 0; 3: 3.8516; 4: 0 | 3.8516 |  | 56.4902 | 86.977 | 89.667 | 20057 | 3.8516 | 56.4902 | 92.4 |  | 0 | 6988 | 6988 | 2005-07-23 | #NAME? | #NAME? | #NAME?
2005-07-24 | 2005 | 7 | 205 | 24 | 1 | 6.8 | 2.9371 | 11.1667 | 5.4 | 5.4 | 0.3 | #NAME? | #NAME? | #NAME? | #NAME? | #NAME? | #NAME? | TRUE | 0 | TRUE | TRUE | #NAME? | #NAME? | #NAME? | #NAME? | #NAME? | #NAME? | #NAME? | #NAME? | #NAME? | #NAME? |  |  | 1: 9.262; 2: 10.6029; 3: 0; 4: 0 | 19.8649 |  | 446.8615 | 722.2026 | 747.2793 | 20057 | 19.8649 | 446.8615 | 730.9231 |  | 0 | 6989 | 6989 | 2005-07-24 | #NAME? | #NAME? | #NAME?
2005-07-25 | 2005 | 7 | 206 | 25 | 2 | 4.8 | 3.6521 | 4.1667 | 2.2 | 2.2 | 0 | #NAME? | #NAME? | #NAME? | #NAME? | #NAME? | #NAME? | FALSE | 5.4 | TRUE | TRUE | #NAME? | #NAME? | #NAME? | #NAME? | #NAME? | #NAME? | #NAME? | #NAME? | #NAME? | #NAME? |  |  | 1: 0; 2: 0; 3: 3.4757; 4: 6.855 | 10.3307 |  | 252.058 | 388.0894 | 400.0921 | 20057 | 10.3307 | 252.058 | 412.2867 |  | 0 | 6990 | 6990 | 2005-07-25 | #NAME? | #NAME? | #NAME?
2005-07-26 | 2005 | 7 | 207 | 26 | 3 | 8 | 3.8544 | 10 | 1.8 | 1.8 | 0 | #NAME? | #NAME? | #NAME? | #NAME? | #NAME? | #NAME? | TRUE | 7.6 | TRUE | TRUE | #NAME? | #NAME? | #NAME? | #NAME? | #NAME? | #NAME? | #NAME? | #NAME? | #NAME? | #NAME? |  |  | 1: 2.502; 2: 3.749; 3: 0; 4: 0 | 6.251 |  | 146.6663 | 237.9042 | 246.2311 | 20057 | 6.251 | 146.6663 | 239.8994 |  | 0 | 6991 | 6991 | 2005-07-26 | #NAME? | #NAME? | #NAME?
2005-07-27 | 2005 | 7 | 208 | 27 | 4 | 9.8 | 4.0196 | 7 | 0 | 0 | 0 | #NAME? | #NAME? | #NAME? | #NAME? | #NAME? | #NAME? | FALSE | 4 | TRUE | TRUE | #NAME? | #NAME? | #NAME? | #NAME? | #NAME? | #NAME? | #NAME? | #NAME? | #NAME? | #NAME? |  |  | 1: 0; 2: 0; 3: 0; 4: 4.3999 | 4.3999 |  | 129.065 | 198.7192 | 204.8651 | 20057 | 4.3999 | 129.065 | 211.1093 |  | 0 | 6992 | 6992 | 2005-07-27 | #NAME? | #NAME? | #NAME?
2005-07-28 | 2005 | 7 | 209 | 28 | 5 | 11.1 | 4.6213 | 9.1667 | 0 | 0 | 0 | #NAME? | #NAME? | #NAME? | #NAME? | #NAME? | #NAME? | TRUE | 1.8 | TRUE | TRUE | #NAME? | #NAME? | #NAME? | #NAME? | #NAME? | #NAME? | #NAME? | #NAME? | #NAME? | #NAME? |  |  | 1: 5.5589; 2: 6.6812; 3: 0; 4: 0 | 12.24 |  | 277.5112 | 448.8156 | 464.4233 | 20057 | 12.24 | 277.5112 | 453.92 |  | 0 | 6993 | 6993 | 2005-07-28 | #NAME? | #NAME? | #NAME?
2005-07-29 | 2005 | 7 | 210 | 29 | 6 | 10.7 | 4.4038 | 7.1667 | 0 | 0 | 0 | #NAME? | #NAME? | #NAME? | #NAME? | #NAME? | #NAME? | FALSE | 0 | TRUE | TRUE | #NAME? | #NAME? | #NAME? | #NAME? | #NAME? | #NAME? | #NAME? | #NAME? | #NAME? | #NAME? |  |  | 1: 0; 2: 0; 3: 0; 4: 4.8217 | 4.8217 |  | 141.4364 | 217.7672 | 224.5022 | 20057 | 4.8217 | 141.4364 | 231.345 |  | 0 | 6994 | 6994 | 2005-07-29 | #NAME? | #NAME? | #NAME?
2005-07-30 | 2005 | 7 | 211 | 30 | 7 | 9.9 | 5.5343 | 3.5 | 0 | 0 | 0 | #NAME? | #NAME? | #NAME? | #NAME? | #NAME? | #NAME? | FALSE | 0 | TRUE | TRUE | #NAME? | #NAME? | #NAME? | #NAME? | #NAME? | #NAME? | #NAME? | #NAME? | #NAME? | #NAME? |  |  | 1: 0; 2: 0; 3: 9.2073; 4: 0 | 9.2073 |  | 135.0403 | 207.9192 | 214.3497 | 20057 | 9.2073 | 135.0403 | 220.8829 |  | 0 | 6995 | 6995 | 2005-07-30 | #NAME? | #NAME? | #NAME?
2005-07-31 | 2005 | 7 | 212 | 31 | 1 | 10.8 | 6.4764 | 5.5 | 0 | 0 | 0 | #NAME? | #NAME? | #NAME? | #NAME? | #NAME? | #NAME? | TRUE | 0 | TRUE | TRUE | #NAME? | #NAME? | #NAME? | #NAME? | #NAME? | #NAME? | #NAME? | #NAME? | #NAME? | #NAME? |  |  | 1: 8.3385; 2: 8.7874; 3: 0; 4: 0 | 17.1259 |  | 380.0623 | 613.501 | 634.7465 | 20057 | 17.1259 | 380.0623 | 621.6609 |  | 0 | 6996 | 6996 | 2005-07-31 | #NAME? | #NAME? | #NAME?
2005-08-01 | 2005 | 8 | 213 | 1 | 2 | 12 | 6.7719 | 7 | 0 | 0 | 0 | #NAME? | #NAME? | #NAME? | #NAME? | #NAME? | #NAME? | FALSE | 0 | TRUE | TRUE | #NAME? | #NAME? | #NAME? | #NAME? | #NAME? | #NAME? | #NAME? | #NAME? | #NAME? | #NAME? |  |  | 1: 0; 2: 0; 3: 3.894; 4: 9.028 | 12.922 |  | 321.9334 | 495.6753 | 511.0055 | 20058 | 12.922 | 321.9334 | 526.5806 |  | 0 | 6997 | 6997 | 2005-08-01 | #NAME? | #NAME? | #NAME?
2005-08-02 | 2005 | 8 | 214 | 2 | 3 | 11.8 | 4.4435 | 7.1667 | 4.1 | 4.1 | 0 | #NAME? | #NAME? | #NAME? | #NAME? | #NAME? | #NAME? | TRUE | 0 | TRUE | TRUE | #NAME? | #NAME? | #NAME? | #NAME? | #NAME? | #NAME? | #NAME? | #NAME? | #NAME? | #NAME? |  |  | 1: 4.9957; 2: 6.0528; 3: 0; 4: 0 | 11.0486 |  | 250.8208 | 405.6954 | 419.8071 | 20058 | 11.0486 | 250.8208 | 410.263 |  | 0 | 6998 | 6998 | 2005-08-02 | #NAME? | #NAME? | #NAME?
2005-08-03 | 2005 | 8 | 215 | 3 | 4 | 8 | 4.2575 | 7.8333 | 0 | 0 | 0 | #NAME? | #NAME? | #NAME? | #NAME? | #NAME? | #NAME? | FALSE | 4.1 | TRUE | TRUE | #NAME? | #NAME? | #NAME? | #NAME? | #NAME? | #NAME? | #NAME? | #NAME? | #NAME? | #NAME? |  |  | 1: 0; 2: 0; 3: 1.7529; 4: 4.8914 | 6.6443 |  | 169.1891 | 260.4975 | 268.5542 | 20058 | 6.6443 | 169.1891 | 276.7395 |  | 0 | 6999 | 6999 | 2005-08-03 | #NAME? | #NAME? | #NAME?
2005-08-04 | 2005 | 8 | 216 | 4 | 5 | 9.7 | 5.2344 | 12 | 0 | 0 | 0 | #NAME? | #NAME? | #NAME? | #NAME? | #NAME? | #NAME? | TRUE | 4.1 | TRUE | TRUE | #NAME? | #NAME? | #NAME? | #NAME? | #NAME? | #NAME? | #NAME? | #NAME? | #NAME? | #NAME? |  |  | 1: 5.0439; 2: 6.068; 3: 0; 4: 0 | 11.1119 |  | 251.9714 | 407.5158 | 421.6877 | 20058 | 11.1119 | 251.9714 | 412.145 |  | 0 | 7000 | 7000 | 2005-08-04 | #NAME? | #NAME? | #NAME?
2005-08-05 | 2005 | 8 | 217 | 5 | 6 | 9 | 6.1094 | 7.5 | 0 | 0 | 0 | #NAME? | #NAME? | #NAME? | #NAME? | #NAME? | #NAME? | FALSE | 0 | TRUE | TRUE | #NAME? | #NAME? | #NAME? | #NAME? | #NAME? | #NAME? | #NAME? | #NAME? | #NAME? | #NAME? |  |  | 1: 0; 2: 0; 3: 0; 4: 5.2205 | 5.2205 |  | 153.1354 | 235.7799 | 243.072 | 20058 | 5.2205 | 153.1354 | 250.4807 |  | 0 | 7001 | 7001 | 2005-08-05 | #NAME? | #NAME? | #NAME?
2005-08-06 | 2005 | 8 | 218 | 6 | 7 | 10.6 | 5.2268 | 14.8333 | 0 | 0 | 0 | #NAME? | #NAME? | #NAME? | #NAME? | #NAME? | #NAME? | FALSE | 0 | TRUE | TRUE | #NAME? | #NAME? | #NAME? | #NAME? | #NAME? | #NAME? | #NAME? | #NAME? | #NAME? | #NAME? |  |  | 1: 0; 2: 0; 3: 0; 4: 0 | 0 |  | 0 | 0 | 0 | 20058 | 0 | 0 | 0 |  | 0 | 7002 | 7002 | 2005-08-06 | #NAME? | #NAME? | #NAME?
2005-08-07 | 2005 | 8 | 219 | 7 | 1 | 13.4 | 4.2042 | 30.6667 | 0 | 0 | 0 | #NAME? | #NAME? | #NAME? | #NAME? | #NAME? | #NAME? | TRUE | 0 | TRUE | TRUE | #NAME? | #NAME? | #NAME? | #NAME? | #NAME? | #NAME? | #NAME? | #NAME? | #NAME? | #NAME? |  |  | 1: 3.1704; 2: 4.1403; 3: 0; 4: 0 | 7.3107 |  | 167.9475 | 271.9317 | 281.4121 | 20058 | 7.3107 | 167.9475 | 274.7086 |  | 0 | 7003 | 7003 | 2005-08-07 | #NAME? | #NAME? | #NAME?
2005-08-08 | 2005 | 8 | 220 | 8 | 2 | 12.1 | 2.8462 | 11.6667 | 4.9 | 4.9 | 0 | #NAME? | #NAME? | #NAME? | #NAME? | #NAME? | #NAME? | FALSE | 0 | TRUE | TRUE | #NAME? | #NAME? | #NAME? | #NAME? | #NAME? | #NAME? | #NAME? | #NAME? | #NAME? | #NAME? |  |  | 1: 0; 2: 0; 3: 11.7619; 4: 8.5472 | 20.3091 |  | 423.2263 | 651.6342 | 671.7878 | 20058 | 20.3091 | 423.2263 | 692.2635 |  | 0 | 7004 | 7004 | 2005-08-08 | #NAME? | #NAME? | #NAME?
2005-08-09 | 2005 | 8 | 221 | 9 | 3 | 10 | 2.6938 | 3 | 6 | 6 | 0.75 | #NAME? | #NAME? | #NAME? | #NAME? | #NAME? | #NAME? | TRUE | 4.9 | TRUE | TRUE | #NAME? | #NAME? | #NAME? | #NAME? | #NAME? | #NAME? | #NAME? | #NAME? | #NAME? | #NAME? |  |  | 1: 0; 2: 0; 3: 0; 4: 0 | 0 |  | 0 | 0 | 0 | 20058 | 0 | 0 | 0 |  | 0 | 7005 | 7005 | 2005-08-09 | #NAME? | #NAME? | #NAME?
2005-08-10 | 2005 | 8 | 222 | 10 | 4 | 8 | 1.7225 | 19.1667 | 4.2 | 4.2 | 0 | #NAME? | #NAME? | #NAME? | #NAME? | #NAME? | #NAME? | FALSE | 10.9 | FALSE | TRUE | #NAME? | #NAME? | #NAME? | #NAME? | #NAME? | #NAME? | #NAME? | #NAME? | #NAME? | #NAME? |  |  | 1: 0; 2: 0; 3: 0; 4: 0 | 0 |  | 0 | 0 | 0 | 20058 | 0 | 0 | 0 |  | 0 | 7006 | 7006 | 2005-08-10 | #NAME? | #NAME? | #NAME?
2005-08-11 | 2005 | 8 | 223 | 11 | 5 | 5.7 | 3.5373 | 6.5 | 0 | 0 | 0 | #NAME? | #NAME? | #NAME? | #NAME? | #NAME? | #NAME? | TRUE | 10.2 | FALSE | TRUE | #NAME? | #NAME? | #NAME? | #NAME? | #NAME? | #NAME? | #NAME? | #NAME? | #NAME? | #NAME? |  |  | 1: 0; 2: 0; 3: 0; 4: 0 | 0 |  | 0 | 0 | 0 | 20058 | 0 | 0 | 0 |  | 0 | 7007 | 7007 | 2005-08-11 | #NAME? | #NAME? | #NAME?
2005-08-12 | 2005 | 8 | 224 | 12 | 6 | 6.8 | 2.8659 | 12.1667 | 2.8 | 2.8 | 0 | #NAME? | #NAME? | #NAME? | #NAME? | #NAME? | #NAME? | FALSE | 4.2 | TRUE | TRUE | #NAME? | #NAME? | #NAME? | #NAME? | #NAME? | #NAME? | #NAME? | #NAME? | #NAME? | #NAME? |  |  | 1: 0; 2: 0; 3: 0; 4: 5.9045 | 5.9045 |  | 173.1991 | 266.6716 | 274.9191 | 20058 | 5.9045 | 173.1991 | 283.2985 |  | 0 | 7008 | 7008 | 2005-08-12 | #NAME? | #NAME? | #NAME?
2005-08-13 | 2005 | 8 | 225 | 13 | 7 | 3 | 3.6029 | 6.6667 | 0 | 0 | 0 | #NAME? | #NAME? | #NAME? | #NAME? | #NAME? | #NAME? | FALSE | 2.8 | TRUE | TRUE | #NAME? | #NAME? | #NAME? | #NAME? | #NAME? | #NAME? | #NAME? | #NAME? | #NAME? | #NAME? |  |  | 1: 0; 2: 0; 3: 6.503; 4: 0 | 6.503 |  | 95.3771 | 146.8505 | 151.3922 | 20058 | 6.503 | 95.3771 | 156.0066 |  | 0 | 7009 | 7009 | 2005-08-13 | #NAME? | #NAME? | #NAME?
2005-08-14 | 2005 | 8 | 226 | 14 | 1 | 9.6 | 2.5944 | 5.5 | 3.9 | 3.9 | 0 | #NAME? | #NAME? | #NAME? | #NAME? | #NAME? | #NAME? | TRUE | 2.8 | TRUE | TRUE | #NAME? | #NAME? | #NAME? | #NAME? | #NAME? | #NAME? | #NAME? | #NAME? | #NAME? | #NAME? |  |  | 1: 16.5679; 2: 28.2055; 3: 0; 4: 0 | 44.7734 |  | 1070.3562 | 1738.9276 | 1799.999 | 20058 | 44.7734 | 1070.3562 | 1750.7621 |  | 0 | 7010 | 7010 | 2005-08-14 | #NAME? | #NAME? | #NAME?
2005-08-15 | 2005 | 8 | 227 | 15 | 2 | 7.2 | 1.4677 | 4.1667 | 3.9 | 3.9 | 0 | #NAME? | #NAME? | #NAME? | #NAME? | #NAME? | #NAME? | FALSE | 3.9 | TRUE | TRUE | #NAME? | #NAME? | #NAME? | #NAME? | #NAME? | #NAME? | #NAME? | #NAME? | #NAME? | #NAME? |  |  | 1: 0; 2: 0; 3: 1.8779; 4: 5.6885 | 7.5664 |  | 194.4052 | 299.3224 | 308.5797 | 20058 | 7.5664 | 194.4052 | 317.9851 |  | 0 | 7011 | 7011 | 2005-08-15 | #NAME? | #NAME? | #NAME?
2005-08-16 | 2005 | 8 | 228 | 16 | 3 | 6.9 | 1.2075 | 9.3333 | 13.2 | 13.2 | 6.15 | #NAME? | #NAME? | #NAME? | #NAME? | #NAME? | #NAME? | TRUE | 7.8 | TRUE | TRUE | #NAME? | #NAME? | #NAME? | #NAME? | #NAME? | #NAME? | #NAME? | #NAME? | #NAME? | #NAME? |  |  | 1: 1.7742; 2: 3.1374; 3: 0; 4: 0 | 4.9115 |  | 118.0502 | 191.873 | 198.6181 | 20058 | 4.9115 | 118.0502 | 193.0926 |  | 0 | 7012 | 7012 | 2005-08-16 | #NAME? | #NAME? | #NAME?
2005-08-17 | 2005 | 8 | 229 | 17 | 4 | 6.9 | 1.9293 | 8.8333 | 19.8 | 19.8 | 11.1 | #NAME? | #NAME? | #NAME? | #NAME? | #NAME? | #NAME? | FALSE | 17.1 | FALSE | TRUE | #NAME? | #NAME? | #NAME? | #NAME? | #NAME? | #NAME? | #NAME? | #NAME? | #NAME? | #NAME? |  |  | 1: 0; 2: 0; 3: 0; 4: 0 | 0 |  | 0 | 0 | 0 | 20058 | 0 | 0 | 0 |  | 0 | 7013 | 7013 | 2005-08-17 | #NAME? | #NAME? | #NAME?
2005-08-18 | 2005 | 8 | 230 | 18 | 5 | 4.8 | 2.3413 | 8.5 | 0 | 0 | 0 | #NAME? | #NAME? | #NAME? | #NAME? | #NAME? | #NAME? | TRUE | 33 | FALSE | FALSE | #NAME? | #NAME? | #NAME? | #NAME? | #NAME? | #NAME? | #NAME? | #NAME? | #NAME? | #NAME? |  |  | 1: 0; 2: 0; 3: 0; 4: 0 | 0 |  | 0 | 0 | 0 | 20058 | 0 | 0 | 0 |  | 0 | 7014 | 7014 | 2005-08-18 | #NAME? | #NAME? | #NAME?
2005-08-19 | 2005 | 8 | 231 | 19 | 6 | 2.5 | 3.6752 | 4.3333 | 0 | 0 | 0 | #NAME? | #NAME? | #NAME? | #NAME? | #NAME? | #NAME? | FALSE | 19.8 | FALSE | TRUE | #NAME? | #NAME? | #NAME? | #NAME? | #NAME? | #NAME? | #NAME? | #NAME? | #NAME? | #NAME? |  |  | 1: 0; 2: 0; 3: 0; 4: 0 | 0 |  | 0 | 0 | 0 | 20058 | 0 | 0 | 0 |  | 0 | 7015 | 7015 | 2005-08-19 | #NAME? | #NAME? | #NAME?
2005-08-20 | 2005 | 8 | 232 | 20 | 7 | 7.4 | 4.0115 | 4.5 | 0 | 0 | 0 | #NAME? | #NAME? | #NAME? | #NAME? | #NAME? | #NAME? | FALSE | 0 | TRUE | TRUE | #NAME? | #NAME? | #NAME? | #NAME? | #NAME? | #NAME? | #NAME? | #NAME? | #NAME? | #NAME? |  |  | 1: 0; 2: 0; 3: 6.2371; 4: 0 | 6.2371 |  | 91.4772 | 140.8458 | 145.2019 | 20058 | 6.2371 | 91.4772 | 149.6275 |  | 0 | 7016 | 7016 | 2005-08-20 | #NAME? | #NAME? | #NAME?
2005-08-21 | 2005 | 8 | 233 | 21 | 1 | 9 | 5.1306 | 6 | 0 | 0 | 0 | #NAME? | #NAME? | #NAME? | #NAME? | #NAME? | #NAME? | TRUE | 0 | TRUE | TRUE | #NAME? | #NAME? | #NAME? | #NAME? | #NAME? | #NAME? | #NAME? | #NAME? | #NAME? | #NAME? |  |  | 1: 0; 2: 0; 3: 0; 4: 0 | 0 |  | 0 | 0 | 0 | 20058 | 0 | 0 | 0 |  | 0 | 7017 | 7017 | 2005-08-21 | #NAME? | #NAME? | #NAME?
2005-08-22 | 2005 | 8 | 234 | 22 | 2 | 9.1 | 3.3029 | 17.6667 | 0 | 0 | 0 | #NAME? | #NAME? | #NAME? | #NAME? | #NAME? | #NAME? | FALSE | 0 | TRUE | TRUE | #NAME? | #NAME? | #NAME? | #NAME? | #NAME? | #NAME? | #NAME? | #NAME? | #NAME? | #NAME? |  |  | 1: 0; 2: 0; 3: 2.2999; 4: 10.3418 | 12.6418 |  | 337.0925 | 519.0154 | 535.0674 | 20058 | 12.6418 | 337.0925 | 551.3759 |  | 0 | 7018 | 7018 | 2005-08-22 | #NAME? | #NAME? | #NAME?
2005-08-23 | 2005 | 8 | 235 | 23 | 3 | 5.8 | 2.2943 | 12.8333 | 6.5 | 6.5 | 1.125 | #NAME? | #NAME? | #NAME? | #NAME? | #NAME? | #NAME? | TRUE | 0 | TRUE | TRUE | #NAME? | #NAME? | #NAME? | #NAME? | #NAME? | #NAME? | #NAME? | #NAME? | #NAME? | #NAME? |  |  | 1: 0; 2: 0; 3: 0; 4: 0 | 0 |  | 0 | 0 | 0 | 20058 | 0 | 0 | 0 |  | 0 | 7019 | 7019 | 2005-08-23 | #NAME? | #NAME? | #NAME?
2005-08-24 | 2005 | 8 | 236 | 24 | 4 | 6.8 | 3.0742 | 40.5 | 27.8 | 27.8 | 17.1 | #NAME? | #NAME? | #NAME? | #NAME? | #NAME? | #NAME? | FALSE | 6.5 | TRUE | TRUE | #NAME? | #NAME? | #NAME? | #NAME? | #NAME? | #NAME? | #NAME? | #NAME? | #NAME? | #NAME? |  |  | 1: 0; 2: 0; 3: 0; 4: 2.4169 | 2.4169 |  | 70.8947 | 109.1554 | 112.5313 | 20058 | 2.4169 | 70.8947 | 115.9612 |  | 0 | 7020 | 7020 | 2005-08-24 | #NAME? | #NAME? | #NAME?
2005-08-25 | 2005 | 8 | 237 | 25 | 5 | 6.5 | 3.702 | 18.8333 | 0 | 0 | 0 | #NAME? | #NAME? | #NAME? | #NAME? | #NAME? | #NAME? | TRUE | 34.3 | FALSE | TRUE | #NAME? | #NAME? | #NAME? | #NAME? | #NAME? | #NAME? | #NAME? | #NAME? | #NAME? | #NAME? |  |  | 1: 0; 2: 0; 3: 0; 4: 0 | 0 |  | 0 | 0 | 0 | 20058 | 0 | 0 | 0 |  | 0 | 7021 | 7021 | 2005-08-25 | #NAME? | #NAME? | #NAME?
2005-08-26 | 2005 | 8 | 238 | 26 | 6 | 5.5 | 4.2203 | 4.3333 | 0 | 0 | 0 | #NAME? | #NAME? | #NAME? | #NAME? | #NAME? | #NAME? | FALSE | 27.8 | FALSE | TRUE | #NAME? | #NAME? | #NAME? | #NAME? | #NAME? | #NAME? | #NAME? | #NAME? | #NAME? | #NAME? |  |  | 1: 0; 2: 0; 3: 0; 4: 0 | 0 |  | 0 | 0 | 0 | 20058 | 0 | 0 | 0 |  | 0 | 7022 | 7022 | 2005-08-26 | #NAME? | #NAME? | #NAME?
2005-08-27 | 2005 | 8 | 239 | 27 | 7 | 7.7 | 4.194 | 6.6667 | 0 | 0 | 0 | #NAME? | #NAME? | #NAME? | #NAME? | #NAME? | #NAME? | FALSE | 0 | TRUE | TRUE | #NAME? | #NAME? | #NAME? | #NAME? | #NAME? | #NAME? | #NAME? | #NAME? | #NAME? | #NAME? |  |  | 1: 0; 2: 0; 3: 6.5434; 4: 0 | 6.5434 |  | 95.9703 | 147.7638 | 152.3338 | 20058 | 6.5434 | 95.9703 | 156.9768 |  | 0 | 7023 | 7023 | 2005-08-27 | #NAME? | #NAME? | #NAME?
2005-08-28 | 2005 | 8 | 240 | 28 | 1 | 9.8 | 4.7016 | 4.1667 | 0 | 0 | 0 | #NAME? | #NAME? | #NAME? | #NAME? | #NAME? | #NAME? | TRUE | 0 | TRUE | TRUE | #NAME? | #NAME? | #NAME? | #NAME? | #NAME? | #NAME? | #NAME? | #NAME? | #NAME? | #NAME? |  |  | 1: 4.7558; 2: 6.119; 3: 0; 4: 0 | 10.8747 |  | 249.2405 | 403.4753 | 417.5355 | 20058 | 10.8747 | 249.2405 | 407.6781 |  | 0 | 7024 | 7024 | 2005-08-28 | #NAME? | #NAME? | #NAME?
2005-08-29 | 2005 | 8 | 241 | 29 | 2 | 7.4 | 2.9605 | 11.5 | 0.8 | 0.8 | 0 | #NAME? | #NAME? | #NAME? | #NAME? | #NAME? | #NAME? | FALSE | 0 | TRUE | TRUE | #NAME? | #NAME? | #NAME? | #NAME? | #NAME? | #NAME? | #NAME? | #NAME? | #NAME? | #NAME? |  |  | 1: 0; 2: 0; 3: 2.2055; 4: 9.4937 | 11.6993 |  | 310.8307 | 478.5806 | 493.382 | 20058 | 11.6993 | 310.8307 | 508.42 |  | 0 | 7025 | 7025 | 2005-08-29 | #NAME? | #NAME? | #NAME?
2005-08-30 | 2005 | 8 | 242 | 30 | 3 | 5.4 | 3.0533 | 10.1667 | 0 | 0 | 0 | #NAME? | #NAME? | #NAME? | #NAME? | #NAME? | #NAME? | TRUE | 0.8 | TRUE | TRUE | #NAME? | #NAME? | #NAME? | #NAME? | #NAME? | #NAME? | #NAME? | #NAME? | #NAME? | #NAME? |  |  | 1: 2.3503; 2: 2.9084; 3: 0; 4: 0 | 5.2587 |  | 119.7837 | 193.8038 | 200.5495 | 20058 | 5.2587 | 119.7837 | 195.928 |  | 0 | 7026 | 7026 | 2005-08-30 | #NAME? | #NAME? | #NAME?
2005-08-31 | 2005 | 8 | 243 | 31 | 4 | 5.8 | 3.7187 | 12.6667 | 0 | 0 | 0 | #NAME? | #NAME? | #NAME? | #NAME? | #NAME? | #NAME? | FALSE | 0.8 | TRUE | TRUE | #NAME? | #NAME? | #NAME? | #NAME? | #NAME? | #NAME? | #NAME? | #NAME? | #NAME? | #NAME? |  |  | 1: 0; 2: 0; 3: 3.9696; 4: 3.9593 | 7.9289 |  | 174.3607 | 268.4601 | 276.763 | 20058 | 7.9289 | 174.3607 | 285.1986 |  | 0 | 7027 | 7027 | 2005-08-31 | #NAME? | #NAME? | #NAME?
2005-09-01 | 2005 | 9 | 244 | 1 | 5 | 7 | 3.5744 | 5.8333 | 0 | 0 | 0 | #NAME? | #NAME? | #NAME? | #NAME? | #NAME? | #NAME? | TRUE | 0 | TRUE | TRUE | #NAME? | #NAME? | #NAME? | #NAME? | #NAME? | #NAME? | #NAME? | #NAME? | #NAME? | #NAME? |  |  | 1: 10.727; 2: 13.0992; 3: 0; 4: 0 | 23.8262 |  | 541.572 | 876.0734 | 906.5542 | 20059 | 23.8262 | 541.572 | 885.8394 |  | 0 | 7028 | 7028 | 2005-09-01 | #NAME? | #NAME? | #NAME?
2005-09-02 | 2005 | 9 | 245 | 2 | 6 | 9.4 | 3.4662 | 5.8333 | 0 | 0 | 0 | #NAME? | #NAME? | #NAME? | #NAME? | #NAME? | #NAME? | FALSE | 0 | TRUE | TRUE | #NAME? | #NAME? | #NAME? | #NAME? | #NAME? | #NAME? | #NAME? | #NAME? | #NAME? | #NAME? |  |  | 1: 0; 2: 0; 3: 0; 4: 4.2459 | 4.2459 |  | 124.547 | 191.7628 | 197.6936 | 20059 | 4.2459 | 124.547 | 203.7192 |  | 0 | 7029 | 7029 | 2005-09-02 | #NAME? | #NAME? | #NAME?
2005-09-03 | 2005 | 9 | 246 | 3 | 7 | 8.4 | 4.2412 | 11.1667 | 0 | 0 | 0 | #NAME? | #NAME? | #NAME? | #NAME? | #NAME? | #NAME? | FALSE | 0 | TRUE | TRUE | #NAME? | #NAME? | #NAME? | #NAME? | #NAME? | #NAME? | #NAME? | #NAME? | #NAME? | #NAME? |  |  | 1: 0; 2: 0; 3: 5.1384; 4: 0 | 5.1384 |  | 75.3632 | 116.0355 | 119.6242 | 20059 | 5.1384 | 75.3632 | 123.2703 |  | 0 | 7030 | 7030 | 2005-09-03 | #NAME? | #NAME? | #NAME?
2005-09-04 | 2005 | 9 | 247 | 4 | 1 | 5.5 | 3.0967 | 4 | 0 | 0 | 0 | #NAME? | #NAME? | #NAME? | #NAME? | #NAME? | #NAME? | TRUE | 0 | TRUE | TRUE | #NAME? | #NAME? | #NAME? | #NAME? | #NAME? | #NAME? | #NAME? | #NAME? | #NAME? | #NAME? |  |  | 1: 5.6775; 2: 7.3267; 3: 0; 4: 0 | 13.0042 |  | 298.1858 | 482.7286 | 499.552 | 20059 | 13.0042 | 298.1858 | 487.737 |  | 0 | 7031 | 7031 | 2005-09-04 | #NAME? | #NAME? | #NAME?
2005-09-05 | 2005 | 9 | 248 | 5 | 2 | 5.7 | 2.7199 | 9.5 | 0 | 0 | 0 | #NAME? | #NAME? | #NAME? | #NAME? | #NAME? | #NAME? | FALSE | 0 | TRUE | FALSE | #NAME? | #NAME? | #NAME? | #NAME? | #NAME? | #NAME? | #NAME? | #NAME? | #NAME? | #NAME? |  |  | 1: 0; 2: 0; 3: 0; 4: 0 | 0 |  | 0 | 0 | 0 | 20059 | 0 | 0 | 0 |  | 0 | 7032 | 7032 | 2005-09-05 | #NAME? | #NAME? | #NAME?
2005-09-06 | 2005 | 9 | 249 | 6 | 3 | 2.7 | 3.0698 | 4.1667 | 0 | 0 | 0 | #NAME? | #NAME? | #NAME? | #NAME? | #NAME? | #NAME? | TRUE | 0 | TRUE | FALSE | #NAME? | #NAME? | #NAME? | #NAME? | #NAME? | #NAME? | #NAME? | #NAME? | #NAME? | #NAME? |  |  | 1: 0; 2: 0; 3: 0; 4: 0 | 0 |  | 0 | 0 | 0 | 20059 | 0 | 0 | 0 |  | 0 | 7033 | 7033 | 2005-09-06 | #NAME? | #NAME? | #NAME?
2005-09-07 | 2005 | 9 | 250 | 7 | 4 | 2.8 | 3.394 | 4.6667 | 0 | 0 | 0 | #NAME? | #NAME? | #NAME? | #NAME? | #NAME? | #NAME? | FALSE | 0 | TRUE | TRUE | #NAME? | #NAME? | #NAME? | #NAME? | #NAME? | #NAME? | #NAME? | #NAME? | #NAME? | #NAME? |  |  | 1: 0; 2: 0; 3: 9.652; 4: 9.3299 | 18.9819 |  | 415.2397 | 639.3373 | 659.1106 | 20059 | 18.9819 | 415.2397 | 679.2 |  | 0 | 7034 | 7034 | 2005-09-07 | #NAME? | #NAME? | #NAME?
2005-09-08 | 2005 | 9 | 251 | 8 | 5 | 4.5 | 3.626 | 2 | 1.8 | 1.8 | 0 | #NAME? | #NAME? | #NAME? | #NAME? | #NAME? | #NAME? | TRUE | 0 | TRUE | TRUE | #NAME? | #NAME? | #NAME? | #NAME? | #NAME? | #NAME? | #NAME? | #NAME? | #NAME? | #NAME? |  |  | 1: 4.9525; 2: 5.3923; 3: 0; 4: 0 | 10.3448 |  | 230.8107 | 372.7569 | 385.6792 | 20059 | 10.3448 | 230.8107 | 377.5328 |  | 0 | 7035 | 7035 | 2005-09-08 | #NAME? | #NAME? | #NAME?
2005-09-09 | 2005 | 9 | 252 | 9 | 6 | 4.8 | 1.4754 | 9 | 8.1 | 8.1 | 2.325 | #NAME? | #NAME? | #NAME? | #NAME? | #NAME? | #NAME? | FALSE | 1.8 | TRUE | TRUE | #NAME? | #NAME? | #NAME? | #NAME? | #NAME? | #NAME? | #NAME? | #NAME? | #NAME? | #NAME? |  |  | 1: 0; 2: 0; 3: 0; 4: 4.2743 | 4.2743 |  | 125.3789 | 193.0437 | 199.0141 | 20059 | 4.2743 | 125.3789 | 205.0799 |  | 0 | 7036 | 7036 | 2005-09-09 | #NAME? | #NAME? | #NAME?
2005-09-10 | 2005 | 9 | 253 | 10 | 7 | 5.3 | 2.3702 | 30.6667 | 64.8 | 64.8 | 44.85 | #NAME? | #NAME? | #NAME? | #NAME? | #NAME? | #NAME? | FALSE | 9.9 | TRUE | TRUE | #NAME? | #NAME? | #NAME? | #NAME? | #NAME? | #NAME? | #NAME? | #NAME? | #NAME? | #NAME? |  |  | 1: 0; 2: 0; 3: 0; 4: 0 | 0 |  | 0 | 0 | 0 | 20059 | 0 | 0 | 0 |  | 0 | 7037 | 7037 | 2005-09-10 | #NAME? | #NAME? | #NAME?
2005-09-11 | 2005 | 9 | 254 | 11 | 1 | 4.7 | 1.7479 | 23.8333 | 3 | 3 | 0 | #NAME? | #NAME? | #NAME? | #NAME? | #NAME? | #NAME? | TRUE | 72.9 | FALSE | TRUE | #NAME? | #NAME? | #NAME? | #NAME? | #NAME? | #NAME? | #NAME? | #NAME? | #NAME? | #NAME? |  |  | 1: 0; 2: 0; 3: 0; 4: 0 | 0 |  | 0 | 0 | 0 | 20059 | 0 | 0 | 0 |  | 0 | 7038 | 7038 | 2005-09-11 | #NAME? | #NAME? | #NAME?
2005-09-12 | 2005 | 9 | 255 | 12 | 2 | 3.5 | 1.8195 | 11.8333 | 1 | 1 | 0 | #NAME? | #NAME? | #NAME? | #NAME? | #NAME? | #NAME? | FALSE | 67.8 | FALSE | FALSE | #NAME? | #NAME? | #NAME? | #NAME? | #NAME? | #NAME? | #NAME? | #NAME? | #NAME? | #NAME? |  |  | 1: 0; 2: 0; 3: 0; 4: 0 | 0 |  | 0 | 0 | 0 | 20059 | 0 | 0 | 0 |  | 0 | 7039 | 7039 | 2005-09-12 | #NAME? | #NAME? | #NAME?
2005-09-13 | 2005 | 9 | 256 | 13 | 3 | 0.8 | 2.75 | 5.8333 | 0 | 0 | 0 | #NAME? | #NAME? | #NAME? | #NAME? | #NAME? | #NAME? | TRUE | 4 | TRUE | TRUE | #NAME? | #NAME? | #NAME? | #NAME? | #NAME? | #NAME? | #NAME? | #NAME? | #NAME? | #NAME? |  |  | 1: 1.8727; 2: 3.2359; 3: 0; 4: 0 | 5.1085 |  | 122.3846 | 198.864 | 205.8508 | 20059 | 5.1085 | 122.3846 | 200.1822 |  | 0 | 7040 | 7040 | 2005-09-13 | #NAME? | #NAME? | #NAME?
2005-09-14 | 2005 | 9 | 257 | 14 | 4 | 4.7 | 2.1643 | 8.6667 | 0 | 0 | 0 | #NAME? | #NAME? | #NAME? | #NAME? | #NAME? | #NAME? | FALSE | 1 | TRUE | TRUE | #NAME? | #NAME? | #NAME? | #NAME? | #NAME? | #NAME? | #NAME? | #NAME? | #NAME? | #NAME? |  |  | 1: 0; 2: 0; 3: 4.353; 4: 4.7932 | 9.1462 |  | 204.4459 | 314.7818 | 324.5173 | 20059 | 9.1462 | 204.4459 | 334.4084 |  | 0 | 7041 | 7041 | 2005-09-14 | #NAME? | #NAME? | #NAME?
2005-09-15 | 2005 | 9 | 258 | 15 | 5 | 6.4 | 0.95625 | 5.8333 | 0.8 | 0.8 | 0 | #NAME? | #NAME? | #NAME? | #NAME? | #NAME? | #NAME? | TRUE | 0 | TRUE | TRUE | #NAME? | #NAME? | #NAME? | #NAME? | #NAME? | #NAME? | #NAME? | #NAME? | #NAME? | #NAME? |  |  | 1: 0; 2: 0; 3: 0; 4: 0 | 0 |  | 0 | 0 | 0 | 20059 | 0 | 0 | 0 |  | 0 | 7042 | 7042 | 2005-09-15 | #NAME? | #NAME? | #NAME?
2005-09-16 | 2005 | 9 | 259 | 16 | 6 | 4.7 | 0.98689 | 17.1667 | 0.6 | 0.6 | 0 | #NAME? | #NAME? | #NAME? | #NAME? | #NAME? | #NAME? | FALSE | 0.8 | TRUE | FALSE | #NAME? | #NAME? | #NAME? | #NAME? | #NAME? | #NAME? | #NAME? | #NAME? | #NAME? | #NAME? |  |  | 1: 0; 2: 0; 3: 0; 4: 0 | 0 |  | 0 | 0 | 0 | 20059 | 0 | 0 | 0 |  | 0 | 7043 | 7043 | 2005-09-16 | #NAME? | #NAME? | #NAME?
2005-09-17 | 2005 | 9 | 260 | 17 | 7 | 1.1 | 2.15 | 9 | 0 | 0 | 0 | #NAME? | #NAME? | #NAME? | #NAME? | #NAME? | #NAME? | FALSE | 1.4 | TRUE | TRUE | #NAME? | #NAME? | #NAME? | #NAME? | #NAME? | #NAME? | #NAME? | #NAME? | #NAME? | #NAME? |  |  | 1: 0; 2: 0; 3: 3.1974; 4: 0 | 3.1974 |  | 46.8949 | 72.2033 | 74.4364 | 20059 | 3.1974 | 46.8949 | 76.7052 |  | 0 | 7044 | 7044 | 2005-09-17 | #NAME? | #NAME? | #NAME?
2005-09-18 | 2005 | 9 | 261 | 18 | 1 | 3.5 | 3.16 | 7.3333 | 0 | 0 | 0 | #NAME? | #NAME? | #NAME? | #NAME? | #NAME? | #NAME? | TRUE | 0.6 | TRUE | TRUE | #NAME? | #NAME? | #NAME? | #NAME? | #NAME? | #NAME? | #NAME? | #NAME? | #NAME? | #NAME? |  |  | 1: 3.6457; 2: 4.4785; 3: 0; 4: 0 | 8.1242 |  | 184.8391 | 299.0297 | 309.4356 | 20059 | 8.1242 | 184.8391 | 302.338 |  | 0 | 7045 | 7045 | 2005-09-18 | #NAME? | #NAME? | #NAME?
2005-09-19 | 2005 | 9 | 262 | 19 | 2 | 5.7 | 2.479 | 13.1667 | 0 | 0 | 0 | #NAME? | #NAME? | #NAME? | #NAME? | #NAME? | #NAME? | FALSE | 0 | TRUE | TRUE | #NAME? | #NAME? | #NAME? | #NAME? | #NAME? | #NAME? | #NAME? | #NAME? | #NAME? | #NAME? |  |  | 1: 0; 2: 0; 3: 1.8664; 4: 6.2692 | 8.1356 |  | 211.2713 | 325.2907 | 335.3513 | 20059 | 8.1356 | 211.2713 | 345.5726 |  | 0 | 7046 | 7046 | 2005-09-19 | #NAME? | #NAME? | #NAME?
2005-09-20 | 2005 | 9 | 263 | 20 | 3 | 3.8 | 2.1827 | 9 | 0 | 0 | 0 | #NAME? | #NAME? | #NAME? | #NAME? | #NAME? | #NAME? | TRUE | 0 | TRUE | FALSE | #NAME? | #NAME? | #NAME? | #NAME? | #NAME? | #NAME? | #NAME? | #NAME? | #NAME? | #NAME? |  |  | 1: 0; 2: 0; 3: 0; 4: 0 | 0 |  | 0 | 0 | 0 | 20059 | 0 | 0 | 0 |  | 0 | 7047 | 7047 | 2005-09-20 | #NAME? | #NAME? | #NAME?
2005-09-21 | 2005 | 9 | 264 | 21 | 4 | -0.4 | 2.1678 | 8.8333 | 0 | 0 | 0 | #NAME? | #NAME? | #NAME? | #NAME? | #NAME? | #NAME? | FALSE | 0 | TRUE | FALSE | #NAME? | #NAME? | #NAME? | #NAME? | #NAME? | #NAME? | #NAME? | #NAME? | #NAME? | #NAME? |  |  | 1: 0; 2: 0; 3: 0; 4: 0 | 0 |  | 0 | 0 | 0 | 20059 | 0 | 0 | 0 |  | 0 | 7048 | 7048 | 2005-09-21 | #NAME? | #NAME? | #NAME?
2005-09-22 | 2005 | 9 | 265 | 22 | 5 | 0.5 | 1.2212 | 7.5 | 0.2 | 0.2 | 0 | #NAME? | #NAME? | #NAME? | #NAME? | #NAME? | #NAME? | TRUE | 0 | TRUE | FALSE | #NAME? | #NAME? | #NAME? | #NAME? | #NAME? | #NAME? | #NAME? | #NAME? | #NAME? | #NAME? |  |  | 1: 0; 2: 0; 3: 0; 4: 0 | 0 |  | 0 | 0 | 0 | 20059 | 0 | 0 | 0 |  | 0 | 7049 | 7049 | 2005-09-22 | #NAME? | #NAME? | #NAME?
2005-09-23 | 2005 | 9 | 266 | 23 | 6 | -2.4 | 1.7122 | 2.8333 | 0 | 0 | 0 | #NAME? | #NAME? | #NAME? | #NAME? | #NAME? | #NAME? | FALSE | 0.2 | TRUE | FALSE | #NAME? | #NAME? | #NAME? | #NAME? | #NAME? | #NAME? | #NAME? | #NAME? | #NAME? | #NAME? |  |  | 1: 0; 2: 0; 3: 0; 4: 0 | 0 |  | 0 | 0 | 0 | 20059 | 0 | 0 | 0 |  | 0 | 7050 | 7050 | 2005-09-23 | #NAME? | #NAME? | #NAME?
2005-09-24 | 2005 | 9 | 267 | 24 | 7 | -2.1 | 2.2822 | 4.6667 | 0 | 0 | 0 | #NAME? | #NAME? | #NAME? | #NAME? | #NAME? | #NAME? | FALSE | 0.2 | TRUE | FALSE | #NAME? | #NAME? | #NAME? | #NAME? | #NAME? | #NAME? | #NAME? | #NAME? | #NAME? | #NAME? |  |  | 1: 0; 2: 0; 3: 0; 4: 0 | 0 |  | 0 | 0 | 0 | 20059 | 0 | 0 | 0 |  | 0 | 7051 | 7051 | 2005-09-24 | #NAME? | #NAME? | #NAME?
2005-09-25 | 2005 | 9 | 268 | 25 | 1 | 1.6 | 3.6463 | 6 | 0 | 0 | 0 | #NAME? | #NAME? | #NAME? | #NAME? | #NAME? | #NAME? | TRUE | 0 | TRUE | TRUE | #NAME? | #NAME? | #NAME? | #NAME? | #NAME? | #NAME? | #NAME? | #NAME? | #NAME? | #NAME? |  |  | 1: 5.8004; 2: 6.9445; 3: 0; 4: 0 | 12.7449 |  | 288.7781 | 467.0119 | 483.2505 | 20059 | 12.7449 | 288.7781 | 472.3491 |  | 0 | 7052 | 7052 | 2005-09-25 | #NAME? | #NAME? | #NAME?
2005-09-26 | 2005 | 9 | 269 | 26 | 2 | 5 | 4.061 | 9 | 0 | 0 | 0 | #NAME? | #NAME? | #NAME? | #NAME? | #NAME? | #NAME? | FALSE | 0 | TRUE | FALSE | #NAME? | #NAME? | #NAME? | #NAME? | #NAME? | #NAME? | #NAME? | #NAME? | #NAME? | #NAME? |  |  | 1: 0; 2: 0; 3: 0; 4: 0 | 0 |  | 0 | 0 | 0 | 20059 | 0 | 0 | 0 |  | 0 | 7053 | 7053 | 2005-09-26 | #NAME? | #NAME? | #NAME?
2005-09-27 | 2005 | 9 | 270 | 27 | 3 | 1 | 1.1304 | 10 | 4 | 4 | 0 | #NAME? | #NAME? | #NAME? | #NAME? | #NAME? | #NAME? | TRUE | 0 | TRUE | FALSE | #NAME? | #NAME? | #NAME? | #NAME? | #NAME? | #NAME? | #NAME? | #NAME? | #NAME? | #NAME? |  |  | 1: 0; 2: 0; 3: 0; 4: 0 | 0 |  | 0 | 0 | 0 | 20059 | 0 | 0 | 0 |  | 0 | 7054 | 7054 | 2005-09-27 | #NAME? | #NAME? | #NAME?
2005-09-28 | 2005 | 9 | 271 | 28 | 4 | -1.7 | 3.1728 | 10 | 0 | 0 | 0 | #NAME? | #NAME? | #NAME? | #NAME? | #NAME? | #NAME? | FALSE | 4 | TRUE | TRUE | #NAME? | #NAME? | #NAME? | #NAME? | #NAME? | #NAME? | #NAME? | #NAME? | #NAME? | #NAME? |  |  | 1: 0; 2: 0; 3: 6.7178; 4: 10.9293 | 17.6471 |  | 419.1208 | 645.313 | 665.2712 | 20059 | 17.6471 | 419.1208 | 685.5483 |  | 0 | 7055 | 7055 | 2005-09-28 | #NAME? | #NAME? | #NAME?
2005-09-29 | 2005 | 9 | 272 | 29 | 5 | 8.1 | 2.5947 | 8.8333 | 0 | 0 | 0 | #NAME? | #NAME? | #NAME? | #NAME? | #NAME? | #NAME? | TRUE | 4 | TRUE | TRUE | #NAME? | #NAME? | #NAME? | #NAME? | #NAME? | #NAME? | #NAME? | #NAME? | #NAME? | #NAME? |  |  | 1: 0; 2: 0; 3: 0; 4: 0 | 0 |  | 0 | 0 | 0 | 20059 | 0 | 0 | 0 |  | 0 | 7056 | 7056 | 2005-09-29 | #NAME? | #NAME? | #NAME?
2005-09-30 | 2005 | 9 | 273 | 30 | 6 | 5.4 | 1.504 | 16.3333 | 1.6 | 1.6 | 0 | #NAME? | #NAME? | #NAME? | #NAME? | #NAME? | #NAME? | FALSE | 0 | TRUE | FALSE | #NAME? | #NAME? | #NAME? | #NAME? | #NAME? | #NAME? | #NAME? | #NAME? | #NAME? | #NAME? |  |  | 1: 0; 2: 0; 3: 0; 4: 0 | 0 |  | 0 | 0 | 0 | 20059 | 0 | 0 | 0 |  | 0 | 7057 | 7057 | 2005-09-30 | #NAME? | #NAME? | #NAME?
2006-05-01 | 2006 | 5 | 121 | 1 | 2 | -0.9 | 2.7068 | 1.8333 | 0 | 0 | 0 | #NAME? | #NAME? | #NAME? | #NAME? | #NAME? | #NAME? | FALSE | 1.6 | TRUE | FALSE | #NAME? | #NAME? | #NAME? | #NAME? | #NAME? | #NAME? | #NAME? | #NAME? | #NAME? | #NAME? |  |  | 1: 0; 2: 0; 3: 0; 4: 0 | 0 |  | 0 | 0 | 0 | 20065 | 0 | 0 | 0 |  | 0 | 7058 | 7058 | 2006-05-01 | #NAME? | #NAME? | #NAME?
2006-05-02 | 2006 | 5 | 122 | 2 | 3 | 2.1 | 4.2517 | 35.6667 | 0.2 | 0.2 | 0 | #NAME? | #NAME? | #NAME? | #NAME? | #NAME? | #NAME? | TRUE | 1.6 | TRUE | FALSE | #NAME? | #NAME? | #NAME? | #NAME? | #NAME? | #NAME? | #NAME? | #NAME? | #NAME? | #NAME? |  |  | 1: 0; 2: 0; 3: 0; 4: 0 | 0 |  | 0 | 0 | 0 | 20065 | 0 | 0 | 0 |  | 0 | 7059 | 7059 | 2006-05-02 | #NAME? | #NAME? | #NAME?
2006-05-03 | 2006 | 5 | 123 | 3 | 4 | 0.6 | 3.5372 | 22.5 | 0.8 | 0.8 | 0 | #NAME? | #NAME? | #NAME? | #NAME? | #NAME? | #NAME? | FALSE | 0.2 | TRUE | FALSE | #NAME? | #NAME? | #NAME? | #NAME? | #NAME? | #NAME? | #NAME? | #NAME? | #NAME? | #NAME? |  |  | 1: 0; 2: 0; 3: 0; 4: 0 | 0 |  | 0 | 0 | 0 | 20065 | 0 | 0 | 0 |  | 0 | 7060 | 7060 | 2006-05-03 | #NAME? | #NAME? | #NAME?
2006-05-04 | 2006 | 5 | 124 | 4 | 5 | -4.5 | 4.2505 | 4.5 | 0 | 0 | 0 | #NAME? | #NAME? | #NAME? | #NAME? | #NAME? | #NAME? | TRUE | 1 | TRUE | TRUE | #NAME? | #NAME? | #NAME? | #NAME? | #NAME? | #NAME? | #NAME? | #NAME? | #NAME? | #NAME? |  |  | 1: 8.8602; 2: 12.2682; 3: 0; 4: 0 | 21.1283 |  | 489.8157 | 793.7064 | 821.425 | 20065 | 21.1283 | 489.8157 | 801.1825 |  | 0 | 7061 | 7061 | 2006-05-04 | #NAME? | #NAME? | #NAME?
2006-05-05 | 2006 | 5 | 125 | 5 | 6 | 4.3 | 5.2053 | 5.1667 | 0 | 0 | 0 | #NAME? | #NAME? | #NAME? | #NAME? | #NAME? | #NAME? | FALSE | 0.8 | TRUE | TRUE | #NAME? | #NAME? | #NAME? | #NAME? | #NAME? | #NAME? | #NAME? | #NAME? | #NAME? | #NAME? |  |  | 1: 0; 2: 0; 3: 0; 4: 8.9016 | 8.9016 |  | 261.1148 | 402.034 | 414.468 | 20065 | 8.9016 | 261.1148 | 427.1008 |  | 0 | 7062 | 7062 | 2006-05-05 | #NAME? | #NAME? | #NAME?
2006-05-06 | 2006 | 5 | 126 | 6 | 7 | 8.6 | 5.4196 | 11.1667 | 0 | 0 | 0 | #NAME? | #NAME? | #NAME? | #NAME? | #NAME? | #NAME? | FALSE | 0 | TRUE | TRUE | #NAME? | #NAME? | #NAME? | #NAME? | #NAME? | #NAME? | #NAME? | #NAME? | #NAME? | #NAME? |  |  | 1: 0; 2: 0; 3: 11.0058; 4: 0 | 11.0058 |  | 161.419 | 248.5341 | 256.2207 | 20065 | 11.0058 | 161.419 | 264.0302 |  | 0 | 7063 | 7063 | 2006-05-06 | #NAME? | #NAME? | #NAME?
2006-05-07 | 2006 | 5 | 127 | 7 | 1 | 5.8 | 4.6295 | 5 | 0 | 0 | 0 | #NAME? | #NAME? | #NAME? | #NAME? | #NAME? | #NAME? | TRUE | 0 | TRUE | TRUE | #NAME? | #NAME? | #NAME? | #NAME? | #NAME? | #NAME? | #NAME? | #NAME? | #NAME? | #NAME? |  |  | 1: 0; 2: 0; 3: 0; 4: 0 | 0 |  | 0 | 0 | 0 | 20065 | 0 | 0 | 0 |  | 0 | 7064 | 7064 | 2006-05-07 | #NAME? | #NAME? | #NAME?
2006-05-08 | 2006 | 5 | 128 | 8 | 2 | 3.3 | 4.0791 | 20.1667 | 0 | 0 | 0 | #NAME? | #NAME? | #NAME? | #NAME? | #NAME? | #NAME? | FALSE | 0 | TRUE | FALSE | #NAME? | #NAME? | #NAME? | #NAME? | #NAME? | #NAME? | #NAME? | #NAME? | #NAME? | #NAME? |  |  | 1: 0; 2: 0; 3: 0; 4: 0 | 0 |  | 0 | 0 | 0 | 20065 | 0 | 0 | 0 |  | 0 | 7065 | 7065 | 2006-05-08 | #NAME? | #NAME? | #NAME?
2006-05-09 | 2006 | 5 | 129 | 9 | 3 | 2.4 | 4.7567 | 16.8333 | 0 | 0 | 0 | #NAME? | #NAME? | #NAME? | #NAME? | #NAME? | #NAME? | TRUE | 0 | TRUE | FALSE | #NAME? | #NAME? | #NAME? | #NAME? | #NAME? | #NAME? | #NAME? | #NAME? | #NAME? | #NAME? |  |  | 1: 0; 2: 0; 3: 0; 4: 0 | 0 |  | 0 | 0 | 0 | 20065 | 0 | 0 | 0 |  | 0 | 7066 | 7066 | 2006-05-09 | #NAME? | #NAME? | #NAME?
2006-05-10 | 2006 | 5 | 130 | 10 | 4 | -1.7 | 3.925 | 4.3333 | 0 | 0 | 0 | #NAME? | #NAME? | #NAME? | #NAME? | #NAME? | #NAME? | FALSE | 0 | TRUE | FALSE | #NAME? | #NAME? | #NAME? | #NAME? | #NAME? | #NAME? | #NAME? | #NAME? | #NAME? | #NAME? |  |  | 1: 0; 2: 0; 3: 0; 4: 0 | 0 |  | 0 | 0 | 0 | 20065 | 0 | 0 | 0 |  | 0 | 7067 | 7067 | 2006-05-10 | #NAME? | #NAME? | #NAME?
2006-05-11 | 2006 | 5 | 131 | 11 | 5 | -0.2 | 4.5504 | 10.5 | 0 | 0 | 0 | #NAME? | #NAME? | #NAME? | #NAME? | #NAME? | #NAME? | TRUE | 0 | TRUE | TRUE | #NAME? | #NAME? | #NAME? | #NAME? | #NAME? | #NAME? | #NAME? | #NAME? | #NAME? | #NAME? |  |  | 1: 3.323; 2: 5.1648; 3: 0; 4: 0 | 8.4878 |  | 200.2383 | 324.9519 | 336.3369 | 20065 | 8.4878 | 200.2383 | 327.5261 |  | 0 | 7068 | 7068 | 2006-05-11 | #NAME? | #NAME? | #NAME?
2006-05-12 | 2006 | 5 | 132 | 12 | 6 | 6.7 | 5.1349 | 23.6667 | 0 | 0 | 0 | #NAME? | #NAME? | #NAME? | #NAME? | #NAME? | #NAME? | FALSE | 0 | TRUE | FALSE | #NAME? | #NAME? | #NAME? | #NAME? | #NAME? | #NAME? | #NAME? | #NAME? | #NAME? | #NAME? |  |  | 1: 0; 2: 0; 3: 0; 4: 0 | 0 |  | 0 | 0 | 0 | 20065 | 0 | 0 | 0 |  | 0 | 7069 | 7069 | 2006-05-12 | #NAME? | #NAME? | #NAME?
2006-05-13 | 2006 | 5 | 133 | 13 | 7 | 2.3 | 3.5481 | 11 | 0.9 | 0.9 | 0 | #NAME? | #NAME? | #NAME? | #NAME? | #NAME? | #NAME? | FALSE | 0 | TRUE | FALSE | #NAME? | #NAME? | #NAME? | #NAME? | #NAME? | #NAME? | #NAME? | #NAME? | #NAME? | #NAME? |  |  | 1: 0; 2: 0; 3: 0; 4: 0 | 0 |  | 0 | 0 | 0 | 20065 | 0 | 0 | 0 |  | 0 | 7070 | 7070 | 2006-05-13 | #NAME? | #NAME? | #NAME?
2006-05-14 | 2006 | 5 | 134 | 14 | 1 | 1.7 | 4.7795 | 3.1667 | 0 | 0 | 0 | #NAME? | #NAME? | #NAME? | #NAME? | #NAME? | #NAME? | TRUE | 0.9 | TRUE | TRUE | #NAME? | #NAME? | #NAME? | #NAME? | #NAME? | #NAME? | #NAME? | #NAME? | #NAME? | #NAME? |  |  | 1: 12.8896; 2: 21.8373; 3: 0; 4: 0 | 34.7269 |  | 829.6083 | 1347.7246 | 1395.051 | 20065 | 34.7269 | 829.6083 | 1356.975 |  | 0 | 7071 | 7071 | 2006-05-14 | #NAME? | #NAME? | #NAME?
2006-05-15 | 2006 | 5 | 135 | 15 | 2 | 3.4 | 5.6775 | 3.8333 | 0 | 0 | 0 | #NAME? | #NAME? | #NAME? | #NAME? | #NAME? | #NAME? | FALSE | 0.9 | TRUE | TRUE | #NAME? | #NAME? | #NAME? | #NAME? | #NAME? | #NAME? | #NAME? | #NAME? | #NAME? | #NAME? |  |  | 1: 0; 2: 0; 3: 9.4213; 4: 12.2861 | 21.7074 |  | 498.5719 | 767.6425 | 791.384 | 20065 | 21.7074 | 498.5719 | 815.5049 |  | 0 | 7072 | 7072 | 2006-05-15 | #NAME? | #NAME? | #NAME?
2006-05-16 | 2006 | 5 | 136 | 16 | 3 | 10 | 6.5372 | 5.1667 | 0 | 0 | 0 | #NAME? | #NAME? | #NAME? | #NAME? | #NAME? | #NAME? | TRUE | 0 | TRUE | TRUE | #NAME? | #NAME? | #NAME? | #NAME? | #NAME? | #NAME? | #NAME? | #NAME? | #NAME? | #NAME? |  |  | 1: 4.6449; 2: 6.7022; 3: 0; 4: 0 | 11.3471 |  | 264.7239 | 429.195 | 444.2014 | 20065 | 11.3471 | 264.7239 | 433.004 |  | 0 | 7073 | 7073 | 2006-05-16 | #NAME? | #NAME? | #NAME?
2006-05-17 | 2006 | 5 | 137 | 17 | 4 | 9.5 | 7.1385 | 4.8333 | 0 | 0 | 0 | #NAME? | #NAME? | #NAME? | #NAME? | #NAME? | #NAME? | FALSE | 0 | TRUE | TRUE | #NAME? | #NAME? | #NAME? | #NAME? | #NAME? | #NAME? | #NAME? | #NAME? | #NAME? | #NAME? |  |  | 1: 0; 2: 0; 3: 5.2188; 4: 5.8755 | 11.0943 |  | 248.8896 | 383.211 | 395.0629 | 20065 | 11.0943 | 248.8896 | 407.1042 |  | 0 | 7074 | 7074 | 2006-05-17 | #NAME? | #NAME? | #NAME?
2006-05-18 | 2006 | 5 | 138 | 18 | 5 | 14.6 | 6.0385 | 4.3333 | 0 | 0 | 0 | #NAME? | #NAME? | #NAME? | #NAME? | #NAME? | #NAME? | TRUE | 0 | TRUE | TRUE | #NAME? | #NAME? | #NAME? | #NAME? | #NAME? | #NAME? | #NAME? | #NAME? | #NAME? | #NAME? |  |  | 1: 5.0679; 2: 5.6165; 3: 0; 4: 0 | 10.6843 |  | 239.0786 | 386.2095 | 399.6058 | 20065 | 10.6843 | 239.0786 | 391.0565 |  | 0 | 7075 | 7075 | 2006-05-18 | #NAME? | #NAME? | #NAME?
2006-05-19 | 2006 | 5 | 139 | 19 | 6 | 9.3 | 5.571 | 8.6667 | 0.2 | 0.2 | 0 | #NAME? | #NAME? | #NAME? | #NAME? | #NAME? | #NAME? | FALSE | 0 | TRUE | TRUE | #NAME? | #NAME? | #NAME? | #NAME? | #NAME? | #NAME? | #NAME? | #NAME? | #NAME? | #NAME? |  |  | 1: 0; 2: 0; 3: 0; 4: 7.2474 | 7.2474 |  | 212.5899 | 327.321 | 337.4443 | 20065 | 7.2474 | 212.5899 | 347.7295 |  | 0 | 7076 | 7076 | 2006-05-19 | #NAME? | #NAME? | #NAME?
2006-05-20 | 2006 | 5 | 140 | 20 | 7 | 9.7 | 3.9965 | 13.1667 | 0 | 0 | 0 | #NAME? | #NAME? | #NAME? | #NAME? | #NAME? | #NAME? | FALSE | 0.2 | TRUE | TRUE | #NAME? | #NAME? | #NAME? | #NAME? | #NAME? | #NAME? | #NAME? | #NAME? | #NAME? | #NAME? |  |  | 1: 0; 2: 0; 3: 8.6392; 4: 0 | 8.6392 |  | 126.7083 | 195.0905 | 201.1243 | 20065 | 8.6392 | 126.7083 | 207.2544 |  | 0 | 7077 | 7077 | 2006-05-20 | #NAME? | #NAME? | #NAME?
2006-05-21 | 2006 | 5 | 141 | 21 | 1 | 9.3 | 5.5914 | 4.6667 | 0 | 0 | 0 | #NAME? | #NAME? | #NAME? | #NAME? | #NAME? | #NAME? | TRUE | 0.2 | TRUE | TRUE | #NAME? | #NAME? | #NAME? | #NAME? | #NAME? | #NAME? | #NAME? | #NAME? | #NAME? | #NAME? |  |  | 1: 12.3689; 2: 15.4792; 3: 0; 4: 0 | 27.848 |  | 635.4653 | 1028.311 | 1064.1152 | 20065 | 27.848 | 635.4653 | 1039.4189 |  | 0 | 7078 | 7078 | 2006-05-21 | #NAME? | #NAME? | #NAME?
2006-05-22 | 2006 | 5 | 142 | 22 | 2 | 8.9 | 4.5368 | 2.5 | 2.2 | 2.2 | 0 | #NAME? | #NAME? | #NAME? | #NAME? | #NAME? | #NAME? | FALSE | 0 | TRUE | TRUE | #NAME? | #NAME? | #NAME? | #NAME? | #NAME? | #NAME? | #NAME? | #NAME? | #NAME? | #NAME? |  |  | 1: 0; 2: 0; 3: 2.4013; 4: 8.3374 | 10.7387 |  | 279.7835 | 430.7778 | 444.1008 | 20065 | 10.7387 | 279.7835 | 457.6367 |  | 0 | 7079 | 7079 | 2006-05-22 | #NAME? | #NAME? | #NAME?
2006-05-23 | 2006 | 5 | 143 | 23 | 3 | 11.1 | 4.7909 | 7.5 | 0 | 0 | 0 | #NAME? | #NAME? | #NAME? | #NAME? | #NAME? | #NAME? | TRUE | 2.2 | TRUE | TRUE | #NAME? | #NAME? | #NAME? | #NAME? | #NAME? | #NAME? | #NAME? | #NAME? | #NAME? | #NAME? |  |  | 1: 5.819; 2: 8.7676; 3: 0; 4: 0 | 14.5866 |  | 342.5283 | 555.6467 | 575.0978 | 20065 | 14.5866 | 342.5283 | 560.2672 |  | 0 | 7080 | 7080 | 2006-05-23 | #NAME? | #NAME? | #NAME?
2006-05-24 | 2006 | 5 | 144 | 24 | 4 | 4.9 | 4.4435 | 5.6667 | 0 | 0 | 0 | #NAME? | #NAME? | #NAME? | #NAME? | #NAME? | #NAME? | FALSE | 2.2 | TRUE | TRUE | #NAME? | #NAME? | #NAME? | #NAME? | #NAME? | #NAME? | #NAME? | #NAME? | #NAME? | #NAME? |  |  | 1: 0; 2: 0; 3: 0; 4: 4.915 | 4.915 |  | 144.1734 | 221.9813 | 228.8467 | 20065 | 4.915 | 144.1734 | 235.8218 |  | 0 | 7081 | 7081 | 2006-05-24 | #NAME? | #NAME? | #NAME?
2006-05-25 | 2006 | 5 | 145 | 25 | 5 | 4.9 | 4.0853 | 14.3333 | 6 | 6 | 0.75 | #NAME? | #NAME? | #NAME? | #NAME? | #NAME? | #NAME? | TRUE | 0 | TRUE | TRUE | #NAME? | #NAME? | #NAME? | #NAME? | #NAME? | #NAME? | #NAME? | #NAME? | #NAME? | #NAME? |  |  | 1: 3.1675; 2: 3.9706; 3: 0; 4: 0 | 7.1381 |  | 162.9278 | 263.656 | 272.8366 | 20065 | 7.1381 | 162.9278 | 266.498 |  | 0 | 7082 | 7082 | 2006-05-25 | #NAME? | #NAME? | #NAME?
2006-05-26 | 2006 | 5 | 146 | 26 | 6 | 5.1 | 1.591 | 9.1667 | 15.8 | 15.8 | 8.1 | #NAME? | #NAME? | #NAME? | #NAME? | #NAME? | #NAME? | FALSE | 6 | TRUE | TRUE | #NAME? | #NAME? | #NAME? | #NAME? | #NAME? | #NAME? | #NAME? | #NAME? | #NAME? | #NAME? |  |  | 1: 0; 2: 0; 3: 0; 4: 3.9409 | 3.9409 |  | 115.5987 | 177.9852 | 183.4899 | 20065 | 3.9409 | 115.5987 | 189.0826 |  | 0 | 7083 | 7083 | 2006-05-26 | #NAME? | #NAME? | #NAME?
2006-05-27 | 2006 | 5 | 147 | 27 | 7 | 3.7 | 2.1383 | 17.6667 | 4 | 4 | 0 | #NAME? | #NAME? | #NAME? | #NAME? | #NAME? | #NAME? | FALSE | 21.8 | FALSE | TRUE | #NAME? | #NAME? | #NAME? | #NAME? | #NAME? | #NAME? | #NAME? | #NAME? | #NAME? | #NAME? |  |  | 1: 0; 2: 0; 3: 0; 4: 0 | 0 |  | 0 | 0 | 0 | 20065 | 0 | 0 | 0 |  | 0 | 7084 | 7084 | 2006-05-27 | #NAME? | #NAME? | #NAME?
2006-05-28 | 2006 | 5 | 148 | 28 | 1 | 5.4 | 2.4144 | 12.6667 | 4.8 | 4.8 | 0 | #NAME? | #NAME? | #NAME? | #NAME? | #NAME? | #NAME? | TRUE | 19.8 | FALSE | FALSE | #NAME? | #NAME? | #NAME? | #NAME? | #NAME? | #NAME? | #NAME? | #NAME? | #NAME? | #NAME? |  |  | 1: 0; 2: 0; 3: 0; 4: 0 | 0 |  | 0 | 0 | 0 | 20065 | 0 | 0 | 0 |  | 0 | 7085 | 7085 | 2006-05-28 | #NAME? | #NAME? | #NAME?
2006-05-29 | 2006 | 5 | 149 | 29 | 2 | 2.3 | 3.1645 | 5.3333 | 1.8 | 1.8 | 0 | #NAME? | #NAME? | #NAME? | #NAME? | #NAME? | #NAME? | FALSE | 8.8 | TRUE | TRUE | #NAME? | #NAME? | #NAME? | #NAME? | #NAME? | #NAME? | #NAME? | #NAME? | #NAME? | #NAME? |  |  | 1: 0; 2: 0; 3: 3.2592; 4: 4.784 | 8.0432 |  | 188.1324 | 289.6641 | 298.6228 | 20065 | 8.0432 | 188.1324 | 307.7247 |  | 0 | 7086 | 7086 | 2006-05-29 | #NAME? | #NAME? | #NAME?
2006-05-30 | 2006 | 5 | 150 | 30 | 3 | 6.5 | 3.7914 | 8.3333 | 0.2 | 0.2 | 0 | #NAME? | #NAME? | #NAME? | #NAME? | #NAME? | #NAME? | TRUE | 6.6 | TRUE | TRUE | #NAME? | #NAME? | #NAME? | #NAME? | #NAME? | #NAME? | #NAME? | #NAME? | #NAME? | #NAME? |  |  | 1: 7.0481; 2: 9.7745; 3: 0; 4: 0 | 16.8226 |  | 390.0897 | 632.1218 | 654.1983 | 20065 | 16.8226 | 390.0897 | 638.0626 |  | 0 | 7087 | 7087 | 2006-05-30 | #NAME? | #NAME? | #NAME?
2006-05-31 | 2006 | 5 | 151 | 31 | 4 | 4.6 | 4.8192 | 4.3333 | 0 | 0 | 0 | #NAME? | #NAME? | #NAME? | #NAME? | #NAME? | #NAME? | FALSE | 2 | TRUE | TRUE | #NAME? | #NAME? | #NAME? | #NAME? | #NAME? | #NAME? | #NAME? | #NAME? | #NAME? | #NAME? |  |  | 1: 0; 2: 0; 3: 4.7989; 4: 4.3653 | 9.1641 |  | 198.4313 | 305.5212 | 314.9703 | 20065 | 9.1641 | 198.4313 | 324.5704 |  | 0 | 7088 | 7088 | 2006-05-31 | #NAME? | #NAME? | #NAME?
2006-06-01 | 2006 | 6 | 152 | 1 | 5 | 7.6 | 5.5118 | 4.1667 | 0 | 0 | 0 | #NAME? | #NAME? | #NAME? | #NAME? | #NAME? | #NAME? | TRUE | 0.2 | TRUE | TRUE | #NAME? | #NAME? | #NAME? | #NAME? | #NAME? | #NAME? | #NAME? | #NAME? | #NAME? | #NAME? |  |  | 1: 0; 2: 0; 3: 0; 4: 0 | 0 |  | 0 | 0 | 0 | 20066 | 0 | 0 | 0 |  | 0 | 7089 | 7089 | 2006-06-01 | #NAME? | #NAME? | #NAME?
2006-06-02 | 2006 | 6 | 153 | 2 | 6 | 14.2 | 6.0643 | 10.6667 | 0 | 0 | 0 | #NAME? | #NAME? | #NAME? | #NAME? | #NAME? | #NAME? | FALSE | 0 | TRUE | TRUE | #NAME? | #NAME? | #NAME? | #NAME? | #NAME? | #NAME? | #NAME? | #NAME? | #NAME? | #NAME? |  |  | 1: 0; 2: 0; 3: 0; 4: 5.6821 | 5.6821 |  | 166.6735 | 256.6242 | 264.5611 | 20066 | 5.6821 | 166.6735 | 272.6247 |  | 0 | 7090 | 7090 | 2006-06-02 | #NAME? | #NAME? | #NAME?
2006-06-03 | 2006 | 6 | 154 | 3 | 7 | 12.9 | 6.5841 | 27 | 0 | 0 | 0 | #NAME? | #NAME? | #NAME? | #NAME? | #NAME? | #NAME? | FALSE | 0 | TRUE | TRUE | #NAME? | #NAME? | #NAME? | #NAME? | #NAME? | #NAME? | #NAME? | #NAME? | #NAME? | #NAME? |  |  | 1: 0; 2: 0; 3: 0; 4: 0 | 0 |  | 0 | 0 | 0 | 20066 | 0 | 0 | 0 |  | 0 | 7091 | 7091 | 2006-06-03 | #NAME? | #NAME? | #NAME?
2006-06-04 | 2006 | 6 | 155 | 4 | 1 | 5 | 4.8983 | 8.3333 | 0 | 0 | 0 | #NAME? | #NAME? | #NAME? | #NAME? | #NAME? | #NAME? | TRUE | 0 | TRUE | TRUE | #NAME? | #NAME? | #NAME? | #NAME? | #NAME? | #NAME? | #NAME? | #NAME? | #NAME? | #NAME? |  |  | 1: 0; 2: 0; 3: 0; 4: 0 | 0 |  | 0 | 0 | 0 | 20066 | 0 | 0 | 0 |  | 0 | 7092 | 7092 | 2006-06-04 | #NAME? | #NAME? | #NAME?
2006-06-05 | 2006 | 6 | 156 | 5 | 2 | 9.7 | 6.4733 | 22 | 0 | 0 | 0 | #NAME? | #NAME? | #NAME? | #NAME? | #NAME? | #NAME? | FALSE | 0 | TRUE | TRUE | #NAME? | #NAME? | #NAME? | #NAME? | #NAME? | #NAME? | #NAME? | #NAME? | #NAME? | #NAME? |  |  | 1: 0; 2: 0; 3: 7.0156; 4: 9.6507 | 16.6663 |  | 385.9818 | 594.2894 | 612.6695 | 20066 | 16.6663 | 385.9818 | 631.3433 |  | 0 | 7093 | 7093 | 2006-06-05 | #NAME? | #NAME? | #NAME?
2006-06-06 | 2006 | 6 | 157 | 6 | 3 | 4.3 | 4.5504 | 4.3333 | 0 | 0 | 0 | #NAME? | #NAME? | #NAME? | #NAME? | #NAME? | #NAME? | TRUE | 0 | TRUE | TRUE | #NAME? | #NAME? | #NAME? | #NAME? | #NAME? | #NAME? | #NAME? | #NAME? | #NAME? | #NAME? |  |  | 1: 10.2677; 2: 17.1739; 3: 0; 4: 0 | 27.4417 |  | 654.3624 | 1062.8696 | 1100.1807 | 20066 | 27.4417 | 654.3624 | 1070.3285 |  | 0 | 7094 | 7094 | 2006-06-06 | #NAME? | #NAME? | #NAME?
2006-06-07 | 2006 | 6 | 158 | 7 | 4 | 9.9 | 5.1934 | 9.3333 | 0 | 0 | 0 | #NAME? | #NAME? | #NAME? | #NAME? | #NAME? | #NAME? | FALSE | 0 | TRUE | TRUE | #NAME? | #NAME? | #NAME? | #NAME? | #NAME? | #NAME? | #NAME? | #NAME? | #NAME? | #NAME? |  |  | 1: 0; 2: 0; 3: 4.3634; 4: 4.7827 | 9.1461 |  | 204.2888 | 314.5399 | 324.268 | 20066 | 9.1461 | 204.2888 | 334.1515 |  | 0 | 7095 | 7095 | 2006-06-07 | #NAME? | #NAME? | #NAME?
2006-06-08 | 2006 | 6 | 159 | 8 | 5 | 10 | 1.8842 | 7.8333 | 14.1 | 14.1 | 6.825 | #NAME? | #NAME? | #NAME? | #NAME? | #NAME? | #NAME? | TRUE | 0 | TRUE | TRUE | #NAME? | #NAME? | #NAME? | #NAME? | #NAME? | #NAME? | #NAME? | #NAME? | #NAME? | #NAME? |  |  | 1: 0; 2: 0; 3: 0; 4: 0 | 0 |  | 0 | 0 | 0 | 20066 | 0 | 0 | 0 |  | 0 | 7096 | 7096 | 2006-06-08 | #NAME? | #NAME? | #NAME?
2006-06-09 | 2006 | 6 | 160 | 9 | 6 | 8.6 | 2.8761 | 12.6667 | 0.2 | 0.2 | 0 | #NAME? | #NAME? | #NAME? | #NAME? | #NAME? | #NAME? | FALSE | 14.1 | FALSE | TRUE | #NAME? | #NAME? | #NAME? | #NAME? | #NAME? | #NAME? | #NAME? | #NAME? | #NAME? | #NAME? |  |  | 1: 0; 2: 0; 3: 0; 4: 0 | 0 |  | 0 | 0 | 0 | 20066 | 0 | 0 | 0 |  | 0 | 7097 | 7097 | 2006-06-09 | #NAME? | #NAME? | #NAME?
2006-06-10 | 2006 | 6 | 161 | 10 | 7 | 7.9 | 3.4614 | 14.6667 | 0 | 0 | 0 | #NAME? | #NAME? | #NAME? | #NAME? | #NAME? | #NAME? | FALSE | 14.3 | FALSE | TRUE | #NAME? | #NAME? | #NAME? | #NAME? | #NAME? | #NAME? | #NAME? | #NAME? | #NAME? | #NAME? |  |  | 1: 0; 2: 0; 3: 0; 4: 0 | 0 |  | 0 | 0 | 0 | 20066 | 0 | 0 | 0 |  | 0 | 7098 | 7098 | 2006-06-10 | #NAME? | #NAME? | #NAME?
2006-06-11 | 2006 | 6 | 162 | 11 | 1 | 7.9 | 3.2996 | 17 | 1 | 1 | 0 | #NAME? | #NAME? | #NAME? | #NAME? | #NAME? | #NAME? | TRUE | 0.2 | TRUE | TRUE | #NAME? | #NAME? | #NAME? | #NAME? | #NAME? | #NAME? | #NAME? | #NAME? | #NAME? | #NAME? |  |  | 1: 1.8855; 2: 3.0726; 3: 0; 4: 0 | 4.958 |  | 117.782 | 191.2511 | 197.9603 | 20066 | 4.958 | 117.782 | 192.6539 |  | 0 | 7099 | 7099 | 2006-06-11 | #NAME? | #NAME? | #NAME?
2006-06-12 | 2006 | 6 | 163 | 12 | 2 | 6.7 | 2.5287 | 9.3333 | 0 | 0 | 0 | #NAME? | #NAME? | #NAME? | #NAME? | #NAME? | #NAME? | FALSE | 1 | TRUE | TRUE | #NAME? | #NAME? | #NAME? | #NAME? | #NAME? | #NAME? | #NAME? | #NAME? | #NAME? | #NAME? |  |  | 1: 0; 2: 0; 3: 3.2914; 4: 7.5804 | 10.8717 |  | 270.631 | 416.6858 | 429.5729 | 20066 | 10.8717 | 270.631 | 442.6661 |  | 0 | 7100 | 7100 | 2006-06-12 | #NAME? | #NAME? | #NAME?
2006-06-13 | 2006 | 6 | 164 | 13 | 3 | 11.8 | 3.0967 | 11 | 0 | 0 | 0 | #NAME? | #NAME? | #NAME? | #NAME? | #NAME? | #NAME? | TRUE | 1 | TRUE | TRUE | #NAME? | #NAME? | #NAME? | #NAME? | #NAME? | #NAME? | #NAME? | #NAME? | #NAME? | #NAME? |  |  | 1: 4.6487; 2: 6.548; 3: 0; 4: 0 | 11.1967 |  | 260.2565 | 421.8196 | 436.558 | 20066 | 11.1967 | 260.2565 | 425.6968 |  | 0 | 7101 | 7101 | 2006-06-13 | #NAME? | #NAME? | #NAME?
2006-06-14 | 2006 | 6 | 165 | 14 | 4 | 12.5 | 2.8229 | 10.8333 | 20.9 | 20.9 | 11.925 | #NAME? | #NAME? | #NAME? | #NAME? | #NAME? | #NAME? | FALSE | 0 | TRUE | TRUE | #NAME? | #NAME? | #NAME? | #NAME? | #NAME? | #NAME? | #NAME? | #NAME? | #NAME? | #NAME? |  |  | 1: 0; 2: 0; 3: 0; 4: 3.9832 | 3.9832 |  | 116.8405 | 179.8972 | 185.4611 | 20066 | 3.9832 | 116.8405 | 191.1138 |  | 0 | 7102 | 7102 | 2006-06-14 | #NAME? | #NAME? | #NAME?
2006-06-15 | 2006 | 6 | 166 | 15 | 5 | 12.5 | 3.2535 | 23.5 | 32.5 | 32.5 | 20.625 | #NAME? | #NAME? | #NAME? | #NAME? | #NAME? | #NAME? | TRUE | 20.9 | FALSE | TRUE | #NAME? | #NAME? | #NAME? | #NAME? | #NAME? | #NAME? | #NAME? | #NAME? | #NAME? | #NAME? |  |  | 1: 0; 2: 0; 3: 0; 4: 0 | 0 |  | 0 | 0 | 0 | 20066 | 0 | 0 | 0 |  | 0 | 7103 | 7103 | 2006-06-15 | #NAME? | #NAME? | #NAME?
2006-06-16 | 2006 | 6 | 167 | 16 | 6 | 12.1 | 4.2352 | 20.6667 | 7.4 | 7.4 | 1.8 | #NAME? | #NAME? | #NAME? | #NAME? | #NAME? | #NAME? | FALSE | 53.4 | FALSE | TRUE | #NAME? | #NAME? | #NAME? | #NAME? | #NAME? | #NAME? | #NAME? | #NAME? | #NAME? | #NAME? |  |  | 1: 0; 2: 0; 3: 0; 4: 0 | 0 |  | 0 | 0 | 0 | 20066 | 0 | 0 | 0 |  | 0 | 7104 | 7104 | 2006-06-16 | #NAME? | #NAME? | #NAME?
2006-06-17 | 2006 | 6 | 168 | 17 | 7 | 6.4 | 3.9207 | 6.1667 | 4.8 | 4.8 | 0 | #NAME? | #NAME? | #NAME? | #NAME? | #NAME? | #NAME? | FALSE | 39.9 | FALSE | TRUE | #NAME? | #NAME? | #NAME? | #NAME? | #NAME? | #NAME? | #NAME? | #NAME? | #NAME? | #NAME? |  |  | 1: 0; 2: 0; 3: 0; 4: 0 | 0 |  | 0 | 0 | 0 | 20066 | 0 | 0 | 0 |  | 0 | 7105 | 7105 | 2006-06-17 | #NAME? | #NAME? | #NAME?
2006-06-18 | 2006 | 6 | 169 | 18 | 1 | 6.8 | 4.4142 | 13 | 2.4 | 2.4 | 0 | #NAME? | #NAME? | #NAME? | #NAME? | #NAME? | #NAME? | TRUE | 12.2 | FALSE | TRUE | #NAME? | #NAME? | #NAME? | #NAME? | #NAME? | #NAME? | #NAME? | #NAME? | #NAME? | #NAME? |  |  | 1: 0; 2: 0; 3: 0; 4: 0 | 0 |  | 0 | 0 | 0 | 20066 | 0 | 0 | 0 |  | 0 | 7106 | 7106 | 2006-06-18 | #NAME? | #NAME? | #NAME?
2006-06-19 | 2006 | 6 | 170 | 19 | 2 | 5.8 | 3.4302 | 5.6667 | 0.6 | 0.6 | 0 | #NAME? | #NAME? | #NAME? | #NAME? | #NAME? | #NAME? | FALSE | 7.2 | TRUE | TRUE | #NAME? | #NAME? | #NAME? | #NAME? | #NAME? | #NAME? | #NAME? | #NAME? | #NAME? | #NAME? |  |  | 1: 0; 2: 0; 3: 0; 4: 6.8642 | 6.8642 |  | 201.3499 | 310.0149 | 319.603 | 20066 | 6.8642 | 201.3499 | 329.3443 |  | 0 | 7107 | 7107 | 2006-06-19 | #NAME? | #NAME? | #NAME?
2006-06-20 | 2006 | 6 | 171 | 20 | 3 | 8.3 | 4.0342 | 15.1667 | 19.7 | 19.7 | 11.025 | #NAME? | #NAME? | #NAME? | #NAME? | #NAME? | #NAME? | TRUE | 3 | TRUE | TRUE | #NAME? | #NAME? | #NAME? | #NAME? | #NAME? | #NAME? | #NAME? | #NAME? | #NAME? | #NAME? |  |  | 1: 0; 2: 0; 3: 0; 4: 0 | 0 |  | 0 | 0 | 0 | 20066 | 0 | 0 | 0 |  | 0 | 7108 | 7108 | 2006-06-20 | #NAME? | #NAME? | #NAME?
2006-06-21 | 2006 | 6 | 172 | 21 | 4 | 8.9 | 4.0471 | 13.8333 | 19.2 | 19.2 | 10.65 | #NAME? | #NAME? | #NAME? | #NAME? | #NAME? | #NAME? | FALSE | 20.3 | FALSE | TRUE | #NAME? | #NAME? | #NAME? | #NAME? | #NAME? | #NAME? | #NAME? | #NAME? | #NAME? | #NAME? |  |  | 1: 0; 2: 0; 3: 0; 4: 0 | 0 |  | 0 | 0 | 0 | 20066 | 0 | 0 | 0 |  | 0 | 7109 | 7109 | 2006-06-21 | #NAME? | #NAME? | #NAME?
2006-06-22 | 2006 | 6 | 173 | 22 | 5 | 6.7 | 3.6122 | 4.8333 | 0 | 0 | 0 | #NAME? | #NAME? | #NAME? | #NAME? | #NAME? | #NAME? | TRUE | 38.9 | FALSE | TRUE | #NAME? | #NAME? | #NAME? | #NAME? | #NAME? | #NAME? | #NAME? | #NAME? | #NAME? | #NAME? |  |  | 1: 0; 2: 0; 3: 0; 4: 0 | 0 |  | 0 | 0 | 0 | 20066 | 0 | 0 | 0 |  | 0 | 7110 | 7110 | 2006-06-22 | #NAME? | #NAME? | #NAME?
2006-06-23 | 2006 | 6 | 174 | 23 | 6 | 8 | 3.8364 | 13.3333 | 0 | 0 | 0 | #NAME? | #NAME? | #NAME? | #NAME? | #NAME? | #NAME? | FALSE | 19.2 | FALSE | TRUE | #NAME? | #NAME? | #NAME? | #NAME? | #NAME? | #NAME? | #NAME? | #NAME? | #NAME? | #NAME? |  |  | 1: 0; 2: 0; 3: 0; 4: 0 | 0 |  | 0 | 0 | 0 | 20066 | 0 | 0 | 0 |  | 0 | 7111 | 7111 | 2006-06-23 | #NAME? | #NAME? | #NAME?
2006-06-24 | 2006 | 6 | 175 | 24 | 7 | 8.3 | 4.6134 | 5 | 0 | 0 | 0 | #NAME? | #NAME? | #NAME? | #NAME? | #NAME? | #NAME? | FALSE | 0 | TRUE | TRUE | #NAME? | #NAME? | #NAME? | #NAME? | #NAME? | #NAME? | #NAME? | #NAME? | #NAME? | #NAME? |  |  | 1: 0; 2: 0; 3: 4.2148; 4: 0 | 4.2148 |  | 61.8177 | 95.1796 | 98.1233 | 20066 | 4.2148 | 61.8177 | 101.1141 |  | 0 | 7112 | 7112 | 2006-06-24 | #NAME? | #NAME? | #NAME?
2006-06-25 | 2006 | 6 | 176 | 25 | 1 | 9.1 | 4.5225 | 8.1667 | 0 | 0 | 0 | #NAME? | #NAME? | #NAME? | #NAME? | #NAME? | #NAME? | TRUE | 0 | TRUE | TRUE | #NAME? | #NAME? | #NAME? | #NAME? | #NAME? | #NAME? | #NAME? | #NAME? | #NAME? | #NAME? |  |  | 1: 11.8514; 2: 15.2594; 3: 0; 4: 0 | 27.1109 |  | 621.4315 | 1005.9951 | 1041.0524 | 20066 | 27.1109 | 621.4315 | 1016.464 |  | 0 | 7113 | 7113 | 2006-06-25 | #NAME? | #NAME? | #NAME?
2006-06-26 | 2006 | 6 | 177 | 26 | 2 | 12.8 | 5.4718 | 4.6667 | 0 | 0 | 0 | #NAME? | #NAME? | #NAME? | #NAME? | #NAME? | #NAME? | FALSE | 0 | TRUE | TRUE | #NAME? | #NAME? | #NAME? | #NAME? | #NAME? | #NAME? | #NAME? | #NAME? | #NAME? | #NAME? |  |  | 1: 0; 2: 0; 3: 0; 4: 10.605 | 10.605 |  | 311.0794 | 478.9635 | 493.7768 | 20066 | 10.605 | 311.0794 | 508.8268 |  | 0 | 7114 | 7114 | 2006-06-26 | #NAME? | #NAME? | #NAME?
2006-06-27 | 2006 | 6 | 178 | 27 | 3 | 13.4 | 5.9027 | 12.6667 | 0 | 0 | 0 | #NAME? | #NAME? | #NAME? | #NAME? | #NAME? | #NAME? | TRUE | 0 | TRUE | TRUE | #NAME? | #NAME? | #NAME? | #NAME? | #NAME? | #NAME? | #NAME? | #NAME? | #NAME? | #NAME? |  |  | 1: 0; 2: 0; 3: 0; 4: 0 | 0 |  | 0 | 0 | 0 | 20066 | 0 | 0 | 0 |  | 0 | 7115 | 7115 | 2006-06-27 | #NAME? | #NAME? | #NAME?
2006-06-28 | 2006 | 6 | 179 | 28 | 4 | 15.9 | 6.2419 | 9.5 | 0 | 0 | 0 | #NAME? | #NAME? | #NAME? | #NAME? | #NAME? | #NAME? | FALSE | 0 | TRUE | TRUE | #NAME? | #NAME? | #NAME? | #NAME? | #NAME? | #NAME? | #NAME? | #NAME? | #NAME? | #NAME? |  |  | 1: 0; 2: 0; 3: 0; 4: 5.5265 | 5.5265 |  | 162.1097 | 249.5974 | 257.3169 | 20066 | 5.5265 | 162.1097 | 265.1598 |  | 0 | 7116 | 7116 | 2006-06-28 | #NAME? | #NAME? | #NAME?
2006-06-29 | 2006 | 6 | 180 | 29 | 5 | 13.9 | 4.2087 | 29.1667 | 0 | 0 | 0 | #NAME? | #NAME? | #NAME? | #NAME? | #NAME? | #NAME? | TRUE | 0 | TRUE | TRUE | #NAME? | #NAME? | #NAME? | #NAME? | #NAME? | #NAME? | #NAME? | #NAME? | #NAME? | #NAME? |  |  | 1: 12.0622; 2: 15.318; 3: 0; 4: 0 | 27.3802 |  | 626.2399 | 1013.5873 | 1048.8945 | 20066 | 27.3802 | 626.2399 | 1024.3292 |  | 0 | 7117 | 7117 | 2006-06-29 | #NAME? | #NAME? | #NAME?
2006-06-30 | 2006 | 6 | 181 | 30 | 6 | 13.3 | 4.3026 | 7 | 0 | 0 | 0 | #NAME? | #NAME? | #NAME? | #NAME? | #NAME? | #NAME? | FALSE | 0 | TRUE | TRUE | #NAME? | #NAME? | #NAME? | #NAME? | #NAME? | #NAME? | #NAME? | #NAME? | #NAME? | #NAME? |  |  | 1: 0; 2: 0; 3: 0; 4: 5.7478 | 5.7478 |  | 168.603 | 259.5951 | 267.6238 | 20066 | 5.7478 | 168.603 | 275.7808 |  | 0 | 7118 | 7118 | 2006-06-30 | #NAME? | #NAME? | #NAME?
2006-07-01 | 2006 | 7 | 182 | 1 | 7 | 9.4 | 4.378 | 7.5 | 4.6 | 4.6 | 0 | #NAME? | #NAME? | #NAME? | #NAME? | #NAME? | #NAME? | FALSE | 0 | TRUE | TRUE | #NAME? | #NAME? | #NAME? | #NAME? | #NAME? | #NAME? | #NAME? | #NAME? | #NAME? | #NAME? |  |  | 1: 0; 2: 0; 3: 9.4324; 4: 0 | 9.4324 |  | 138.3425 | 213.0035 | 219.5913 | 20067 | 9.4324 | 138.3425 | 226.2843 |  | 0 | 7119 | 7119 | 2006-07-01 | #NAME? | #NAME? | #NAME?
2006-07-02 | 2006 | 7 | 183 | 2 | 1 | 10.8 | 4.4401 | 6.8333 | 0 | 0 | 0 | #NAME? | #NAME? | #NAME? | #NAME? | #NAME? | #NAME? | TRUE | 4.6 | TRUE | TRUE | #NAME? | #NAME? | #NAME? | #NAME? | #NAME? | #NAME? | #NAME? | #NAME? | #NAME? | #NAME? |  |  | 1: 8.0099; 2: 10.3139; 3: 0; 4: 0 | 18.3238 |  | 420.0206 | 679.9448 | 703.6398 | 20067 | 18.3238 | 420.0206 | 687.02 |  | 0 | 7120 | 7120 | 2006-07-02 | #NAME? | #NAME? | #NAME?
2006-07-03 | 2006 | 7 | 184 | 3 | 2 | 9.6 | 5.2397 | 3.6667 | 0 | 0 | 0 | #NAME? | #NAME? | #NAME? | #NAME? | #NAME? | #NAME? | FALSE | 4.6 | TRUE | TRUE | #NAME? | #NAME? | #NAME? | #NAME? | #NAME? | #NAME? | #NAME? | #NAME? | #NAME? | #NAME? |  |  | 1: 0; 2: 0; 3: 5.3701; 4: 7.2164 | 12.5865 |  | 290.4425 | 447.1892 | 461.0198 | 20067 | 12.5865 | 290.4425 | 475.0714 |  | 0 | 7121 | 7121 | 2006-07-03 | #NAME? | #NAME? | #NAME?
2006-07-04 | 2006 | 7 | 185 | 4 | 3 | 11.4 | 5.7677 | 2.6667 | 0 | 0 | 0 | #NAME? | #NAME? | #NAME? | #NAME? | #NAME? | #NAME? | TRUE | 0 | TRUE | TRUE | #NAME? | #NAME? | #NAME? | #NAME? | #NAME? | #NAME? | #NAME? | #NAME? | #NAME? | #NAME? |  |  | 1: 3.5113; 2: 4.1935; 3: 0; 4: 0 | 7.7048 |  | 174.5089 | 282.2059 | 292.0178 | 20067 | 7.7048 | 174.5089 | 285.441 |  | 0 | 7122 | 7122 | 2006-07-04 | #NAME? | #NAME? | #NAME?
2006-07-05 | 2006 | 7 | 186 | 5 | 4 | 11.5 | 5.537 | 8 | 0.4 | 0.4 | 0 | #NAME? | #NAME? | #NAME? | #NAME? | #NAME? | #NAME? | FALSE | 0 | TRUE | TRUE | #NAME? | #NAME? | #NAME? | #NAME? | #NAME? | #NAME? | #NAME? | #NAME? | #NAME? | #NAME? |  |  | 1: 0; 2: 0; 3: 2.4401; 4: 6.054 | 8.4941 |  | 213.373 | 328.5266 | 338.6873 | 20067 | 8.4941 | 213.373 | 349.0103 |  | 0 | 7123 | 7123 | 2006-07-05 | #NAME? | #NAME? | #NAME?
2006-07-06 | 2006 | 7 | 187 | 6 | 5 | 14.7 | 4.5203 | 13.3333 | 23.8 | 23.8 | 14.1 | #NAME? | #NAME? | #NAME? | #NAME? | #NAME? | #NAME? | TRUE | 0.4 | TRUE | TRUE | #NAME? | #NAME? | #NAME? | #NAME? | #NAME? | #NAME? | #NAME? | #NAME? | #NAME? | #NAME? |  |  | 1: 0; 2: 0; 3: 0; 4: 0 | 0 |  | 0 | 0 | 0 | 20067 | 0 | 0 | 0 |  | 0 | 7124 | 7124 | 2006-07-06 | #NAME? | #NAME? | #NAME?
2006-07-07 | 2006 | 7 | 188 | 7 | 6 | 14.2 | 5.9582 | 15.8333 | 0 | 0 | 0 | #NAME? | #NAME? | #NAME? | #NAME? | #NAME? | #NAME? | FALSE | 24.2 | FALSE | TRUE | #NAME? | #NAME? | #NAME? | #NAME? | #NAME? | #NAME? | #NAME? | #NAME? | #NAME? | #NAME? |  |  | 1: 0; 2: 0; 3: 0; 4: 0 | 0 |  | 0 | 0 | 0 | 20067 | 0 | 0 | 0 |  | 0 | 7125 | 7125 | 2006-07-07 | #NAME? | #NAME? | #NAME?
2006-07-08 | 2006 | 7 | 189 | 8 | 7 | 10 | 5.0195 | 8.5 | 0 | 0 | 0 | #NAME? | #NAME? | #NAME? | #NAME? | #NAME? | #NAME? | FALSE | 23.8 | FALSE | TRUE | #NAME? | #NAME? | #NAME? | #NAME? | #NAME? | #NAME? | #NAME? | #NAME? | #NAME? | #NAME? |  |  | 1: 0; 2: 0; 3: 0; 4: 0 | 0 |  | 0 | 0 | 0 | 20067 | 0 | 0 | 0 |  | 0 | 7126 | 7126 | 2006-07-08 | #NAME? | #NAME? | #NAME?
2006-07-09 | 2006 | 7 | 190 | 9 | 1 | 13.9 | 4.5472 | 9.1667 | 14.6 | 14.6 | 7.2 | #NAME? | #NAME? | #NAME? | #NAME? | #NAME? | #NAME? | TRUE | 0 | TRUE | TRUE | #NAME? | #NAME? | #NAME? | #NAME? | #NAME? | #NAME? | #NAME? | #NAME? | #NAME? | #NAME? |  |  | 1: 6.6555; 2: 8.7003; 3: 0; 4: 0 | 15.3557 |  | 352.8216 | 571.2781 | 591.1952 | 20067 | 15.3557 | 352.8216 | 577.1038 |  | 0 | 7127 | 7127 | 2006-07-09 | #NAME? | #NAME? | #NAME?
2006-07-10 | 2006 | 7 | 191 | 10 | 2 | 12.5 | 3.6741 | 7.6667 | 4 | 4 | 0 | #NAME? | #NAME? | #NAME? | #NAME? | #NAME? | #NAME? | FALSE | 14.6 | FALSE | TRUE | #NAME? | #NAME? | #NAME? | #NAME? | #NAME? | #NAME? | #NAME? | #NAME? | #NAME? | #NAME? |  |  | 1: 0; 2: 0; 3: 0; 4: 0 | 0 |  | 0 | 0 | 0 | 20067 | 0 | 0 | 0 |  | 0 | 7128 | 7128 | 2006-07-10 | #NAME? | #NAME? | #NAME?
2006-07-11 | 2006 | 7 | 192 | 11 | 3 | 8.2 | 4.3165 | 5.5 | 0 | 0 | 0 | #NAME? | #NAME? | #NAME? | #NAME? | #NAME? | #NAME? | TRUE | 18.6 | FALSE | TRUE | #NAME? | #NAME? | #NAME? | #NAME? | #NAME? | #NAME? | #NAME? | #NAME? | #NAME? | #NAME? |  |  | 1: 0; 2: 0; 3: 0; 4: 0 | 0 |  | 0 | 0 | 0 | 20067 | 0 | 0 | 0 |  | 0 | 7129 | 7129 | 2006-07-11 | #NAME? | #NAME? | #NAME?
2006-07-12 | 2006 | 7 | 193 | 12 | 4 | 13.4 | 4.3917 | 8.6667 | 0 | 0 | 0 | #NAME? | #NAME? | #NAME? | #NAME? | #NAME? | #NAME? | FALSE | 4 | TRUE | TRUE | #NAME? | #NAME? | #NAME? | #NAME? | #NAME? | #NAME? | #NAME? | #NAME? | #NAME? | #NAME? |  |  | 1: 0; 2: 0; 3: 1.5523; 4: 7.5095 | 9.0618 |  | 243.0451 | 374.2124 | 385.7859 | 20067 | 9.0618 | 243.0451 | 397.5445 |  | 0 | 7130 | 7130 | 2006-07-12 | #NAME? | #NAME? | #NAME?
2006-07-13 | 2006 | 7 | 194 | 13 | 5 | 11.6 | 5.8538 | 23.3333 | 0 | 0 | 0 | #NAME? | #NAME? | #NAME? | #NAME? | #NAME? | #NAME? | TRUE | 0 | TRUE | TRUE | #NAME? | #NAME? | #NAME? | #NAME? | #NAME? | #NAME? | #NAME? | #NAME? | #NAME? | #NAME? |  |  | 1: 4.8302; 2: 6.1934; 3: 0; 4: 0 | 11.0237 |  | 252.5176 | 408.7612 | 423.0041 | 20067 | 11.0237 | 252.5176 | 413.0384 |  | 0 | 7131 | 7131 | 2006-07-13 | #NAME? | #NAME? | #NAME?
2006-07-14 | 2006 | 7 | 195 | 14 | 6 | 6.8 | 5.3541 | 6.1667 | 0 | 0 | 0 | #NAME? | #NAME? | #NAME? | #NAME? | #NAME? | #NAME? | FALSE | 0 | TRUE | TRUE | #NAME? | #NAME? | #NAME? | #NAME? | #NAME? | #NAME? | #NAME? | #NAME? | #NAME? | #NAME? |  |  | 1: 0; 2: 0; 3: 0; 4: 5.5367 | 5.5367 |  | 162.4112 | 250.0617 | 257.7956 | 20067 | 5.5367 | 162.4112 | 265.6531 |  | 0 | 7132 | 7132 | 2006-07-14 | #NAME? | #NAME? | #NAME?
2006-07-15 | 2006 | 7 | 196 | 15 | 7 | 8.6 | 5.2823 | 7.6667 | 0 | 0 | 0 | #NAME? | #NAME? | #NAME? | #NAME? | #NAME? | #NAME? | FALSE | 0 | TRUE | TRUE | #NAME? | #NAME? | #NAME? | #NAME? | #NAME? | #NAME? | #NAME? | #NAME? | #NAME? | #NAME? |  |  | 1: 0; 2: 0; 3: 0; 4: 0 | 0 |  | 0 | 0 | 0 | 20067 | 0 | 0 | 0 |  | 0 | 7133 | 7133 | 2006-07-15 | #NAME? | #NAME? | #NAME?
2006-07-16 | 2006 | 7 | 197 | 16 | 1 | 10 | 4.2942 | 17 | 0 | 0 | 0 | #NAME? | #NAME? | #NAME? | #NAME? | #NAME? | #NAME? | TRUE | 0 | TRUE | TRUE | #NAME? | #NAME? | #NAME? | #NAME? | #NAME? | #NAME? | #NAME? | #NAME? | #NAME? | #NAME? |  |  | 1: 0; 2: 0; 3: 0; 4: 0 | 0 |  | 0 | 0 | 0 | 20067 | 0 | 0 | 0 |  | 0 | 7134 | 7134 | 2006-07-16 | #NAME? | #NAME? | #NAME?
2006-07-17 | 2006 | 7 | 198 | 17 | 2 | 12.3 | 5.6483 | 12.6667 | 0 | 0 | 0 | #NAME? | #NAME? | #NAME? | #NAME? | #NAME? | #NAME? | FALSE | 0 | TRUE | TRUE | #NAME? | #NAME? | #NAME? | #NAME? | #NAME? | #NAME? | #NAME? | #NAME? | #NAME? | #NAME? |  |  | 1: 0; 2: 0; 3: 0; 4: 8.2118 | 8.2118 |  | 240.88 | 370.8787 | 382.3492 | 20067 | 8.2118 | 240.88 | 394.003 |  | 0 | 7135 | 7135 | 2006-07-17 | #NAME? | #NAME? | #NAME?
2006-07-18 | 2006 | 7 | 199 | 18 | 3 | 10.7 | 3.4177 | 16.6667 | 1 | 1 | 0 | #NAME? | #NAME? | #NAME? | #NAME? | #NAME? | #NAME? | TRUE | 0 | TRUE | TRUE | #NAME? | #NAME? | #NAME? | #NAME? | #NAME? | #NAME? | #NAME? | #NAME? | #NAME? | #NAME? |  |  | 1: 10.1275; 2: 16.1106; 3: 0; 4: 0 | 26.2381 |  | 621.1152 | 1008.2519 | 1043.599 | 20067 | 26.2381 | 621.1152 | 1015.9467 |  | 0 | 7136 | 7136 | 2006-07-18 | #NAME? | #NAME? | #NAME?
2006-07-19 | 2006 | 7 | 200 | 19 | 4 | 9.5 | 4.0984 | 8 | 0 | 0 | 0 | #NAME? | #NAME? | #NAME? | #NAME? | #NAME? | #NAME? | FALSE | 1 | TRUE | TRUE | #NAME? | #NAME? | #NAME? | #NAME? | #NAME? | #NAME? | #NAME? | #NAME? | #NAME? | #NAME? |  |  | 1: 0; 2: 0; 3: 4.7197; 4: 4.4257 | 9.1453 |  | 199.0415 | 306.4607 | 315.9389 | 20067 | 9.1453 | 199.0415 | 325.5686 |  | 0 | 7137 | 7137 | 2006-07-19 | #NAME? | #NAME? | #NAME?
2006-07-20 | 2006 | 7 | 201 | 20 | 5 | 12.7 | 4.8706 | 9.1667 | 0.2 | 0.2 | 0 | #NAME? | #NAME? | #NAME? | #NAME? | #NAME? | #NAME? | TRUE | 1 | TRUE | TRUE | #NAME? | #NAME? | #NAME? | #NAME? | #NAME? | #NAME? | #NAME? | #NAME? | #NAME? | #NAME? |  |  | 1: 9.7447; 2: 14.9283; 3: 0; 4: 0 | 24.673 |  | 580.8184 | 942.3964 | 975.4012 | 20067 | 24.673 | 580.8184 | 950.034 |  | 0 | 7138 | 7138 | 2006-07-20 | #NAME? | #NAME? | #NAME?
2006-07-21 | 2006 | 7 | 202 | 21 | 6 | 11.2 | 5.4757 | 1.8333 | 0 | 0 | 0 | #NAME? | #NAME? | #NAME? | #NAME? | #NAME? | #NAME? | FALSE | 0.2 | TRUE | TRUE | #NAME? | #NAME? | #NAME? | #NAME? | #NAME? | #NAME? | #NAME? | #NAME? | #NAME? | #NAME? |  |  | 1: 0; 2: 0; 3: 0; 4: 4.9588 | 4.9588 |  | 145.4584 | 223.9598 | 230.8863 | 20067 | 4.9588 | 145.4584 | 237.9236 |  | 0 | 7139 | 7139 | 2006-07-21 | #NAME? | #NAME? | #NAME?
2006-07-22 | 2006 | 7 | 203 | 22 | 7 | 12.7 | 5.8063 | 4 | 0 | 0 | 0 | #NAME? | #NAME? | #NAME? | #NAME? | #NAME? | #NAME? | FALSE | 0.2 | TRUE | TRUE | #NAME? | #NAME? | #NAME? | #NAME? | #NAME? | #NAME? | #NAME? | #NAME? | #NAME? | #NAME? |  |  | 1: 0; 2: 0; 3: 2.23; 4: 0 | 2.23 |  | 32.7068 | 50.3581 | 51.9156 | 20067 | 2.23 | 32.7068 | 53.4979 |  | 0 | 7140 | 7140 | 2006-07-22 | #NAME? | #NAME? | #NAME?
2006-07-23 | 2006 | 7 | 204 | 23 | 1 | 18.4 | 6.0558 | 11.3333 | 0 | 0 | 0 | #NAME? | #NAME? | #NAME? | #NAME? | #NAME? | #NAME? | TRUE | 0 | TRUE | TRUE | #NAME? | #NAME? | #NAME? | #NAME? | #NAME? | #NAME? | #NAME? | #NAME? | #NAME? | #NAME? |  |  | 1: 11.3068; 2: 14.7134; 3: 0; 4: 0 | 26.0202 |  | 597.4262 | 967.2745 | 1000.9931 | 20067 | 26.0202 | 597.4262 | 977.199 |  | 0 | 7141 | 7141 | 2006-07-23 | #NAME? | #NAME? | #NAME?
2006-07-24 | 2006 | 7 | 205 | 24 | 2 | 13.7 | 4.5391 | 5.6667 | 0 | 0 | 0 | #NAME? | #NAME? | #NAME? | #NAME? | #NAME? | #NAME? | FALSE | 0 | TRUE | TRUE | #NAME? | #NAME? | #NAME? | #NAME? | #NAME? | #NAME? | #NAME? | #NAME? | #NAME? | #NAME? |  |  | 1: 0; 2: 0; 3: 6.7228; 4: 9.5358 | 16.2586 |  | 378.3184 | 582.4902 | 600.5053 | 20067 | 16.2586 | 378.3184 | 618.8084 |  | 0 | 7142 | 7142 | 2006-07-24 | #NAME? | #NAME? | #NAME?
2006-07-25 | 2006 | 7 | 206 | 25 | 3 | 12.8 | 4.8356 | 4.1667 | 0.4 | 0.4 | 0 | #NAME? | #NAME? | #NAME? | #NAME? | #NAME? | #NAME? | TRUE | 0 | TRUE | TRUE | #NAME? | #NAME? | #NAME? | #NAME? | #NAME? | #NAME? | #NAME? | #NAME? | #NAME? | #NAME? |  |  | 1: 4.088; 2: 5.996; 3: 0; 4: 0 | 10.084 |  | 235.8402 | 382.4468 | 395.8249 | 20067 | 10.084 | 235.8402 | 385.7595 |  | 0 | 7143 | 7143 | 2006-07-25 | #NAME? | #NAME? | #NAME?
2006-07-26 | 2006 | 7 | 207 | 26 | 4 | 13.8 | 5.2344 | 7 | 0 | 0 | 0 | #NAME? | #NAME? | #NAME? | #NAME? | #NAME? | #NAME? | FALSE | 0.4 | TRUE | TRUE | #NAME? | #NAME? | #NAME? | #NAME? | #NAME? | #NAME? | #NAME? | #NAME? | #NAME? | #NAME? |  |  | 1: 0; 2: 0; 3: 1.4961; 4: 4.9396 | 6.4357 |  | 166.8373 | 256.8765 | 264.8211 | 20067 | 6.4357 | 166.8373 | 272.8927 |  | 0 | 7144 | 7144 | 2006-07-26 | #NAME? | #NAME? | #NAME?
2006-07-27 | 2006 | 7 | 208 | 27 | 5 | 12.7 | 4.298 | 9.8333 | 0 | 0 | 0 | #NAME? | #NAME? | #NAME? | #NAME? | #NAME? | #NAME? | TRUE | 0.4 | TRUE | TRUE | #NAME? | #NAME? | #NAME? | #NAME? | #NAME? | #NAME? | #NAME? | #NAME? | #NAME? | #NAME? |  |  | 1: 1.9549; 2: 2.2093; 3: 0; 4: 0 | 4.1641 |  | 93.4763 | 151.0453 | 156.2878 | 20067 | 4.1641 | 93.4763 | 152.8975 |  | 0 | 7145 | 7145 | 2006-07-27 | #NAME? | #NAME? | #NAME?
2006-07-28 | 2006 | 7 | 209 | 28 | 6 | 14.1 | 3.5217 | 14.3333 | 0 | 0 | 0 | #NAME? | #NAME? | #NAME? | #NAME? | #NAME? | #NAME? | FALSE | 0 | TRUE | TRUE | #NAME? | #NAME? | #NAME? | #NAME? | #NAME? | #NAME? | #NAME? | #NAME? | #NAME? | #NAME? |  |  | 1: 0; 2: 0; 3: 0; 4: 5.2428 | 5.2428 |  | 153.7885 | 236.7855 | 244.1087 | 20067 | 5.2428 | 153.7885 | 251.549 |  | 0 | 7146 | 7146 | 2006-07-28 | #NAME? | #NAME? | #NAME?
2006-07-29 | 2006 | 7 | 210 | 29 | 7 | 13.7 | 4.9868 | 10.6667 | 0 | 0 | 0 | #NAME? | #NAME? | #NAME? | #NAME? | #NAME? | #NAME? | FALSE | 0 | TRUE | TRUE | #NAME? | #NAME? | #NAME? | #NAME? | #NAME? | #NAME? | #NAME? | #NAME? | #NAME? | #NAME? |  |  | 1: 0; 2: 0; 3: 2.2025; 4: 0 | 2.2025 |  | 32.3034 | 49.737 | 51.2753 | 20067 | 2.2025 | 32.3034 | 52.8381 |  | 0 | 7147 | 7147 | 2006-07-29 | #NAME? | #NAME? | #NAME?
2006-07-30 | 2006 | 7 | 211 | 30 | 1 | 9.2 | 4.6008 | 10.3333 | 2.4 | 2.4 | 0 | #NAME? | #NAME? | #NAME? | #NAME? | #NAME? | #NAME? | TRUE | 0 | TRUE | TRUE | #NAME? | #NAME? | #NAME? | #NAME? | #NAME? | #NAME? | #NAME? | #NAME? | #NAME? | #NAME? |  |  | 1: 3.0391; 2: 3.5603; 3: 0; 4: 0 | 6.5994 |  | 149.0088 | 240.9027 | 249.2735 | 20067 | 6.5994 | 149.0088 | 243.731 |  | 0 | 7148 | 7148 | 2006-07-30 | #NAME? | #NAME? | #NAME?
2006-07-31 | 2006 | 7 | 212 | 31 | 2 | 8.2 | 5.0537 | 9.5 | 0 | 0 | 0 | #NAME? | #NAME? | #NAME? | #NAME? | #NAME? | #NAME? | FALSE | 2.4 | TRUE | TRUE | #NAME? | #NAME? | #NAME? | #NAME? | #NAME? | #NAME? | #NAME? | #NAME? | #NAME? | #NAME? |  |  | 1: 0; 2: 0; 3: 6.438; 4: 7.5532 | 13.9911 |  | 315.9827 | 486.5131 | 501.5599 | 20067 | 13.9911 | 315.9827 | 516.8471 |  | 0 | 7149 | 7149 | 2006-07-31 | #NAME? | #NAME? | #NAME?
2006-08-01 | 2006 | 8 | 213 | 1 | 3 | 4.9 | 4.8178 | 7 | 0 | 0 | 0 | #NAME? | #NAME? | #NAME? | #NAME? | #NAME? | #NAME? | TRUE | 2.4 | TRUE | TRUE | #NAME? | #NAME? | #NAME? | #NAME? | #NAME? | #NAME? | #NAME? | #NAME? | #NAME? | #NAME? |  |  | 1: 9.1324; 2: 12.5996; 3: 0; 4: 0 | 21.732 |  | 503.5304 | 815.8911 | 844.3814 | 20068 | 21.732 | 503.5304 | 823.6154 |  | 0 | 7150 | 7150 | 2006-08-01 | #NAME? | #NAME? | #NAME?
2006-08-02 | 2006 | 8 | 214 | 2 | 4 | 7.2 | 4.6592 | 7.6667 | 0 | 0 | 0 | #NAME? | #NAME? | #NAME? | #NAME? | #NAME? | #NAME? | FALSE | 0 | TRUE | TRUE | #NAME? | #NAME? | #NAME? | #NAME? | #NAME? | #NAME? | #NAME? | #NAME? | #NAME? | #NAME? |  |  | 1: 0; 2: 0; 3: 0; 4: 5.2921 | 5.2921 |  | 155.2339 | 239.0109 | 246.403 | 20068 | 5.2921 | 155.2339 | 253.9132 |  | 0 | 7151 | 7151 | 2006-08-02 | #NAME? | #NAME? | #NAME?
2006-08-03 | 2006 | 8 | 215 | 3 | 5 | 9.6 | 3.8988 | 13.3333 | 0.4 | 0.4 | 0 | #NAME? | #NAME? | #NAME? | #NAME? | #NAME? | #NAME? | TRUE | 0 | TRUE | TRUE | #NAME? | #NAME? | #NAME? | #NAME? | #NAME? | #NAME? | #NAME? | #NAME? | #NAME? | #NAME? |  |  | 1: 2.0667; 2: 2.9895; 3: 0; 4: 0 | 5.0562 |  | 118.0035 | 191.3244 | 198.0143 | 20068 | 5.0562 | 118.0035 | 193.0161 |  | 0 | 7152 | 7152 | 2006-08-03 | #NAME? | #NAME? | #NAME?
2006-08-04 | 2006 | 8 | 216 | 4 | 6 | 7.9 | 3.5432 | 12.3333 | 0 | 0 | 0 | #NAME? | #NAME? | #NAME? | #NAME? | #NAME? | #NAME? | FALSE | 0.4 | TRUE | TRUE | #NAME? | #NAME? | #NAME? | #NAME? | #NAME? | #NAME? | #NAME? | #NAME? | #NAME? | #NAME? |  |  | 1: 0; 2: 0; 3: 0; 4: 4.7069 | 4.7069 |  | 138.0692 | 212.5827 | 219.1574 | 20068 | 4.7069 | 138.0692 | 225.8372 |  | 0 | 7153 | 7153 | 2006-08-04 | #NAME? | #NAME? | #NAME?
2006-08-05 | 2006 | 8 | 217 | 5 | 7 | 5 | 4.4476 | 11 | 0 | 0 | 0 | #NAME? | #NAME? | #NAME? | #NAME? | #NAME? | #NAME? | FALSE | 0.4 | TRUE | TRUE | #NAME? | #NAME? | #NAME? | #NAME? | #NAME? | #NAME? | #NAME? | #NAME? | #NAME? | #NAME? |  |  | 1: 0; 2: 0; 3: 9.0351; 4: 0 | 9.0351 |  | 132.5144 | 204.0302 | 210.3404 | 20068 | 9.0351 | 132.5144 | 216.7514 |  | 0 | 7154 | 7154 | 2006-08-05 | #NAME? | #NAME? | #NAME?
2006-08-06 | 2006 | 8 | 218 | 6 | 1 | 5 | 5.0502 | 4.6667 | 0 | 0 | 0 | #NAME? | #NAME? | #NAME? | #NAME? | #NAME? | #NAME? | TRUE | 0 | TRUE | TRUE | #NAME? | #NAME? | #NAME? | #NAME? | #NAME? | #NAME? | #NAME? | #NAME? | #NAME? | #NAME? |  |  | 1: 6.0143; 2: 8.1123; 3: 0; 4: 0 | 14.1266 |  | 326.1698 | 528.3474 | 546.7848 | 20068 | 14.1266 | 326.1698 | 533.5099 |  | 0 | 7155 | 7155 | 2006-08-06 | #NAME? | #NAME? | #NAME?
2006-08-07 | 2006 | 8 | 219 | 7 | 2 | 9.6 | 5.7769 | 5.8333 | 0 | 0 | 0 | #NAME? | #NAME? | #NAME? | #NAME? | #NAME? | #NAME? | FALSE | 0 | TRUE | TRUE | #NAME? | #NAME? | #NAME? | #NAME? | #NAME? | #NAME? | #NAME? | #NAME? | #NAME? | #NAME? |  |  | 1: 0; 2: 0; 3: 3.4234; 4: 7.5038 | 10.9271 |  | 270.3204 | 416.2076 | 429.08 | 20068 | 10.9271 | 270.3204 | 442.1581 |  | 0 | 7156 | 7156 | 2006-08-07 | #NAME? | #NAME? | #NAME?
2006-08-08 | 2006 | 8 | 220 | 8 | 3 | 10.4 | 6.4573 | 6.3333 | 0 | 0 | 0 | #NAME? | #NAME? | #NAME? | #NAME? | #NAME? | #NAME? | TRUE | 0 | TRUE | TRUE | #NAME? | #NAME? | #NAME? | #NAME? | #NAME? | #NAME? | #NAME? | #NAME? | #NAME? | #NAME? |  |  | 1: 2.8382; 2: 3.9495; 3: 0; 4: 0 | 6.7877 |  | 157.4789 | 255.1984 | 264.1119 | 20068 | 6.7877 | 157.4789 | 257.5853 |  | 0 | 7157 | 7157 | 2006-08-08 | #NAME? | #NAME? | #NAME?
2006-08-09 | 2006 | 8 | 221 | 9 | 4 | 14.3 | 3.924 | 21.3333 | 9.1 | 9.1 | 3.075 | #NAME? | #NAME? | #NAME? | #NAME? | #NAME? | #NAME? | FALSE | 0 | TRUE | TRUE | #NAME? | #NAME? | #NAME? | #NAME? | #NAME? | #NAME? | #NAME? | #NAME? | #NAME? | #NAME? |  |  | 1: 0; 2: 0; 3: 9.0111; 4: 6.6031 | 15.6142 |  | 325.8543 | 501.7122 | 517.2291 | 20068 | 15.6142 | 325.8543 | 532.9939 |  | 0 | 7158 | 7158 | 2006-08-09 | #NAME? | #NAME? | #NAME?
2006-08-10 | 2006 | 8 | 222 | 10 | 5 | 10.7 | 2.2452 | 6.1667 | 5.1 | 5.1 | 0.075 | #NAME? | #NAME? | #NAME? | #NAME? | #NAME? | #NAME? | TRUE | 9.1 | TRUE | TRUE | #NAME? | #NAME? | #NAME? | #NAME? | #NAME? | #NAME? | #NAME? | #NAME? | #NAME? | #NAME? |  |  | 1: 11.8161; 2: 19.9898; 3: 0; 4: 0 | 31.8059 |  | 759.6714 | 1234.089 | 1277.4234 | 20068 | 31.8059 | 759.6714 | 1242.5807 |  | 0 | 7159 | 7159 | 2006-08-10 | #NAME? | #NAME? | #NAME?
2006-08-11 | 2006 | 8 | 223 | 11 | 6 | 9.6 | 2.9673 | 6.1667 | 10.7 | 10.7 | 4.275 | #NAME? | #NAME? | #NAME? | #NAME? | #NAME? | #NAME? | FALSE | 14.2 | FALSE | TRUE | #NAME? | #NAME? | #NAME? | #NAME? | #NAME? | #NAME? | #NAME? | #NAME? | #NAME? | #NAME? |  |  | 1: 0; 2: 0; 3: 0; 4: 0 | 0 |  | 0 | 0 | 0 | 20068 | 0 | 0 | 0 |  | 0 | 7160 | 7160 | 2006-08-11 | #NAME? | #NAME? | #NAME?
2006-08-12 | 2006 | 8 | 224 | 12 | 7 | 10.4 | 3.3517 | 10.8333 | 1.9 | 1.9 | 0 | #NAME? | #NAME? | #NAME? | #NAME? | #NAME? | #NAME? | FALSE | 15.8 | FALSE | TRUE | #NAME? | #NAME? | #NAME? | #NAME? | #NAME? | #NAME? | #NAME? | #NAME? | #NAME? | #NAME? |  |  | 1: 0; 2: 0; 3: 0; 4: 0 | 0 |  | 0 | 0 | 0 | 20068 | 0 | 0 | 0 |  | 0 | 7161 | 7161 | 2006-08-12 | #NAME? | #NAME? | #NAME?
2006-08-13 | 2006 | 8 | 225 | 13 | 1 | 6.7 | 4.241 | 4 | 0 | 0 | 0 | #NAME? | #NAME? | #NAME? | #NAME? | #NAME? | #NAME? | TRUE | 12.6 | FALSE | TRUE | #NAME? | #NAME? | #NAME? | #NAME? | #NAME? | #NAME? | #NAME? | #NAME? | #NAME? | #NAME? |  |  | 1: 0; 2: 0; 3: 0; 4: 0 | 0 |  | 0 | 0 | 0 | 20068 | 0 | 0 | 0 |  | 0 | 7162 | 7162 | 2006-08-13 | #NAME? | #NAME? | #NAME?
2006-08-14 | 2006 | 8 | 226 | 14 | 2 | 8.4 | 4.5415 | 3.6667 | 0 | 0 | 0 | #NAME? | #NAME? | #NAME? | #NAME? | #NAME? | #NAME? | FALSE | 1.9 | TRUE | TRUE | #NAME? | #NAME? | #NAME? | #NAME? | #NAME? | #NAME? | #NAME? | #NAME? | #NAME? | #NAME? |  |  | 1: 0; 2: 0; 3: 0; 4: 6.456 | 6.456 |  | 189.3753 | 291.5778 | 300.5956 | 20068 | 6.456 | 189.3753 | 309.7576 |  | 0 | 7163 | 7163 | 2006-08-14 | #NAME? | #NAME? | #NAME?
2006-08-15 | 2006 | 8 | 227 | 15 | 3 | 9.7 | 3.5879 | 13 | 0 | 0 | 0 | #NAME? | #NAME? | #NAME? | #NAME? | #NAME? | #NAME? | TRUE | 0 | TRUE | TRUE | #NAME? | #NAME? | #NAME? | #NAME? | #NAME? | #NAME? | #NAME? | #NAME? | #NAME? | #NAME? |  |  | 1: 11.9019; 2: 15.3099; 3: 0; 4: 0 | 27.2119 |  | 623.653 | 1009.5784 | 1044.7596 | 20068 | 27.2119 | 623.653 | 1020.0978 |  | 0 | 7164 | 7164 | 2006-08-15 | #NAME? | #NAME? | #NAME?
2006-08-16 | 2006 | 8 | 228 | 16 | 4 | 11 | 2.5892 | 7.6667 | 0.2 | 0.2 | 0 | #NAME? | #NAME? | #NAME? | #NAME? | #NAME? | #NAME? | FALSE | 0 | TRUE | TRUE | #NAME? | #NAME? | #NAME? | #NAME? | #NAME? | #NAME? | #NAME? | #NAME? | #NAME? | #NAME? |  |  | 1: 0; 2: 0; 3: 8.4659; 4: 4.4712 | 12.9371 |  | 255.3209 | 393.1131 | 405.2713 | 20068 | 12.9371 | 255.3209 | 417.6237 |  | 0 | 7165 | 7165 | 2006-08-16 | #NAME? | #NAME? | #NAME?
2006-08-17 | 2006 | 8 | 229 | 17 | 5 | 5.8 | 4.0169 | 5.8333 | 0 | 0 | 0 | #NAME? | #NAME? | #NAME? | #NAME? | #NAME? | #NAME? | TRUE | 0.2 | TRUE | TRUE | #NAME? | #NAME? | #NAME? | #NAME? | #NAME? | #NAME? | #NAME? | #NAME? | #NAME? | #NAME? |  |  | 1: 2.0882; 2: 3.4514; 3: 0; 4: 0 | 5.5395 |  | 131.8668 | 214.1584 | 221.6739 | 20068 | 5.5395 | 131.8668 | 215.6922 |  | 0 | 7166 | 7166 | 2006-08-17 | #NAME? | #NAME? | #NAME?
2006-08-18 | 2006 | 8 | 230 | 18 | 6 | 8.6 | 4.8738 | 6.6667 | 0 | 0 | 0 | #NAME? | #NAME? | #NAME? | #NAME? | #NAME? | #NAME? | FALSE | 0.2 | TRUE | TRUE | #NAME? | #NAME? | #NAME? | #NAME? | #NAME? | #NAME? | #NAME? | #NAME? | #NAME? | #NAME? |  |  | 1: 0; 2: 0; 3: 0; 4: 4.4893 | 4.4893 |  | 131.6866 | 202.7556 | 209.0264 | 20068 | 4.4893 | 131.6866 | 215.3974 |  | 0 | 7167 | 7167 | 2006-08-18 | #NAME? | #NAME? | #NAME?
2006-08-19 | 2006 | 8 | 231 | 19 | 7 | 9.6 | 5.0189 | 9.6667 | 0 | 0 | 0 | #NAME? | #NAME? | #NAME? | #NAME? | #NAME? | #NAME? | FALSE | 0 | TRUE | TRUE | #NAME? | #NAME? | #NAME? | #NAME? | #NAME? | #NAME? | #NAME? | #NAME? | #NAME? | #NAME? |  |  | 1: 0; 2: 0; 3: 7.8179; 4: 0 | 7.8179 |  | 114.6623 | 176.5436 | 182.0037 | 20068 | 7.8179 | 114.6623 | 187.551 |  | 0 | 7168 | 7168 | 2006-08-19 | #NAME? | #NAME? | #NAME?
2006-08-20 | 2006 | 8 | 232 | 20 | 1 | 10 | 4.0277 | 3.5 | 0 | 0 | 0 | #NAME? | #NAME? | #NAME? | #NAME? | #NAME? | #NAME? | TRUE | 0 | TRUE | TRUE | #NAME? | #NAME? | #NAME? | #NAME? | #NAME? | #NAME? | #NAME? | #NAME? | #NAME? | #NAME? |  |  | 1: 12.869; 2: 14.9138; 3: 0; 4: 0 | 27.7828 |  | 626.2162 | 1012.2479 | 1047.4092 | 20068 | 27.7828 | 626.2162 | 1024.2903 |  | 0 | 7169 | 7169 | 2006-08-20 | #NAME? | #NAME? | #NAME?
2006-08-21 | 2006 | 8 | 233 | 21 | 2 | 7.6 | 5.2763 | 2.8333 | 0 | 0 | 0 | #NAME? | #NAME? | #NAME? | #NAME? | #NAME? | #NAME? | FALSE | 0 | TRUE | TRUE | #NAME? | #NAME? | #NAME? | #NAME? | #NAME? | #NAME? | #NAME? | #NAME? | #NAME? | #NAME? |  |  | 1: 0; 2: 0; 3: 5.1432; 4: 7.6562 | 12.7994 |  | 300.0152 | 461.9282 | 476.2146 | 20068 | 12.7994 | 300.0152 | 490.7293 |  | 0 | 7170 | 7170 | 2006-08-21 | #NAME? | #NAME? | #NAME?
2006-08-22 | 2006 | 8 | 234 | 22 | 3 | 10.8 | 5.6511 | 5 | 0 | 0 | 0 | #NAME? | #NAME? | #NAME? | #NAME? | #NAME? | #NAME? | TRUE | 0 | TRUE | TRUE | #NAME? | #NAME? | #NAME? | #NAME? | #NAME? | #NAME? | #NAME? | #NAME? | #NAME? | #NAME? |  |  | 1: 4.2608; 2: 6.3056; 3: 0; 4: 0 | 10.5665 |  | 247.4572 | 401.3314 | 415.3735 | 20068 | 10.5665 | 247.4572 | 404.7612 |  | 0 | 7171 | 7171 | 2006-08-22 | #NAME? | #NAME? | #NAME?
2006-08-23 | 2006 | 8 | 235 | 23 | 4 | 9.5 | 2.9271 | 8.1667 | 3.2 | 3.2 | 0 | #NAME? | #NAME? | #NAME? | #NAME? | #NAME? | #NAME? | FALSE | 0 | TRUE | TRUE | #NAME? | #NAME? | #NAME? | #NAME? | #NAME? | #NAME? | #NAME? | #NAME? | #NAME? | #NAME? |  |  | 1: 0; 2: 0; 3: 3.6217; 4: 5.8072 | 9.4289 |  | 223.4635 | 344.0629 | 354.704 | 20068 | 9.4289 | 223.4635 | 365.5152 |  | 0 | 7172 | 7172 | 2006-08-23 | #NAME? | #NAME? | #NAME?
2006-08-24 | 2006 | 8 | 236 | 24 | 5 | 5.9 | 3.3148 | 4.6667 | 0.4 | 0.4 | 0 | #NAME? | #NAME? | #NAME? | #NAME? | #NAME? | #NAME? | TRUE | 3.2 | TRUE | TRUE | #NAME? | #NAME? | #NAME? | #NAME? | #NAME? | #NAME? | #NAME? | #NAME? | #NAME? | #NAME? |  |  | 1: 0; 2: 0; 3: 0; 4: 0 | 0 |  | 0 | 0 | 0 | 20068 | 0 | 0 | 0 |  | 0 | 7173 | 7173 | 2006-08-24 | #NAME? | #NAME? | #NAME?
2006-08-25 | 2006 | 8 | 237 | 25 | 6 | 10.4 | 3.844 | 19 | 0 | 0 | 0 | #NAME? | #NAME? | #NAME? | #NAME? | #NAME? | #NAME? | FALSE | 3.6 | TRUE | TRUE | #NAME? | #NAME? | #NAME? | #NAME? | #NAME? | #NAME? | #NAME? | #NAME? | #NAME? | #NAME? |  |  | 1: 0; 2: 0; 3: 0; 4: 4.1031 | 4.1031 |  | 120.3589 | 185.3145 | 191.0459 | 20068 | 4.1031 | 120.3589 | 196.8689 |  | 0 | 7174 | 7174 | 2006-08-25 | #NAME? | #NAME? | #NAME?
2006-08-26 | 2006 | 8 | 238 | 26 | 7 | 7.6 | 4.293 | 5.1667 | 0 | 0 | 0 | #NAME? | #NAME? | #NAME? | #NAME? | #NAME? | #NAME? | FALSE | 0.4 | TRUE | TRUE | #NAME? | #NAME? | #NAME? | #NAME? | #NAME? | #NAME? | #NAME? | #NAME? | #NAME? | #NAME? |  |  | 1: 0; 2: 0; 3: 6.3694; 4: 0 | 6.3694 |  | 93.4175 | 143.8333 | 148.2817 | 20068 | 6.3694 | 93.4175 | 152.8013 |  | 0 | 7175 | 7175 | 2006-08-26 | #NAME? | #NAME? | #NAME?
2006-08-27 | 2006 | 8 | 239 | 27 | 1 | 7.8 | 4.9869 | 5.8333 | 0 | 0 | 0 | #NAME? | #NAME? | #NAME? | #NAME? | #NAME? | #NAME? | TRUE | 0 | TRUE | TRUE | #NAME? | #NAME? | #NAME? | #NAME? | #NAME? | #NAME? | #NAME? | #NAME? | #NAME? | #NAME? |  |  | 1: 6.0562; 2: 7.2899; 3: 0; 4: 0 | 13.3462 |  | 302.6629 | 489.5034 | 506.5269 | 20068 | 13.3462 | 302.6629 | 495.0601 |  | 0 | 7176 | 7176 | 2006-08-27 | #NAME? | #NAME? | #NAME?
2006-08-28 | 2006 | 8 | 240 | 28 | 2 | 10.7 | 5.55 | 6.5 | 0 | 0 | 0 | #NAME? | #NAME? | #NAME? | #NAME? | #NAME? | #NAME? | FALSE | 0 | TRUE | TRUE | #NAME? | #NAME? | #NAME? | #NAME? | #NAME? | #NAME? | #NAME? | #NAME? | #NAME? | #NAME? |  |  | 1: 0; 2: 0; 3: 2.5522; 4: 7.384 | 9.9362 |  | 254.0295 | 391.1248 | 403.2215 | 20068 | 9.9362 | 254.0295 | 415.5114 |  | 0 | 7177 | 7177 | 2006-08-28 | #NAME? | #NAME? | #NAME?
2006-08-29 | 2006 | 8 | 241 | 29 | 3 | 11.9 | 3.7868 | 8.1667 | 0 | 0 | 0 | #NAME? | #NAME? | #NAME? | #NAME? | #NAME? | #NAME? | TRUE | 0 | TRUE | TRUE | #NAME? | #NAME? | #NAME? | #NAME? | #NAME? | #NAME? | #NAME? | #NAME? | #NAME? | #NAME? |  |  | 1: 0; 2: 0; 3: 0; 4: 0 | 0 |  | 0 | 0 | 0 | 20068 | 0 | 0 | 0 |  | 0 | 7178 | 7178 | 2006-08-29 | #NAME? | #NAME? | #NAME?
2006-08-30 | 2006 | 8 | 242 | 30 | 4 | 7.2 | 2.4879 | 20.5 | 0.6 | 0.6 | 0 | #NAME? | #NAME? | #NAME? | #NAME? | #NAME? | #NAME? | FALSE | 0 | TRUE | TRUE | #NAME? | #NAME? | #NAME? | #NAME? | #NAME? | #NAME? | #NAME? | #NAME? | #NAME? | #NAME? |  |  | 1: 0; 2: 0; 3: 0; 4: 5.0873 | 5.0873 |  | 149.2272 | 229.7625 | 236.8686 | 20068 | 5.0873 | 149.2272 | 244.0882 |  | 0 | 7179 | 7179 | 2006-08-30 | #NAME? | #NAME? | #NAME?
2006-08-31 | 2006 | 8 | 243 | 31 | 5 | 6.3 | 2.9025 | 19.1667 | 1.7 | 1.7 | 0 | #NAME? | #NAME? | #NAME? | #NAME? | #NAME? | #NAME? | TRUE | 0.6 | TRUE | FALSE | #NAME? | #NAME? | #NAME? | #NAME? | #NAME? | #NAME? | #NAME? | #NAME? | #NAME? | #NAME? |  |  | 1: 0; 2: 0; 3: 0; 4: 0 | 0 |  | 0 | 0 | 0 | 20068 | 0 | 0 | 0 |  | 0 | 7180 | 7180 | 2006-08-31 | #NAME? | #NAME? | #NAME?
2006-09-01 | 2006 | 9 | 244 | 1 | 6 | 2.5 | 3.7737 | 9 | 0 | 0 | 0 | #NAME? | #NAME? | #NAME? | #NAME? | #NAME? | #NAME? | FALSE | 2.3 | TRUE | TRUE | #NAME? | #NAME? | #NAME? | #NAME? | #NAME? | #NAME? | #NAME? | #NAME? | #NAME? | #NAME? |  |  | 1: 0; 2: 0; 3: 0; 4: 3.8764 | 3.8764 |  | 113.7065 | 175.072 | 180.4866 | 20069 | 3.8764 | 113.7065 | 185.9877 |  | 0 | 7181 | 7181 | 2006-09-01 | #NAME? | #NAME? | #NAME?
2006-09-02 | 2006 | 9 | 245 | 2 | 7 | 5.8 | 5.0041 | 7 | 0 | 0 | 0 | #NAME? | #NAME? | #NAME? | #NAME? | #NAME? | #NAME? | FALSE | 1.7 | TRUE | TRUE | #NAME? | #NAME? | #NAME? | #NAME? | #NAME? | #NAME? | #NAME? | #NAME? | #NAME? | #NAME? |  |  | 1: 0; 2: 0; 3: 8.9095; 4: 0 | 8.9095 |  | 130.6723 | 201.1939 | 207.4164 | 20069 | 8.9095 | 130.6723 | 213.7384 |  | 0 | 7182 | 7182 | 2006-09-02 | #NAME? | #NAME? | #NAME?
2006-09-03 | 2006 | 9 | 246 | 3 | 1 | 9 | 5.061 | 5.6667 | 0 | 0 | 0 | #NAME? | #NAME? | #NAME? | #NAME? | #NAME? | #NAME? | TRUE | 0 | TRUE | TRUE | #NAME? | #NAME? | #NAME? | #NAME? | #NAME? | #NAME? | #NAME? | #NAME? | #NAME? | #NAME? |  |  | 1: 13.5353; 2: 22.7107; 3: 0; 4: 0 | 36.246 |  | 864.6978 | 1404.5667 | 1453.8768 | 20069 | 36.246 | 864.6978 | 1414.3703 |  | 0 | 7183 | 7183 | 2006-09-03 | #NAME? | #NAME? | #NAME?
2006-09-04 | 2006 | 9 | 247 | 4 | 2 | 9.1 | 4.6473 | 3 | 0 | 0 | 0 | #NAME? | #NAME? | #NAME? | #NAME? | #NAME? | #NAME? | FALSE | 0 | TRUE | TRUE | #NAME? | #NAME? | #NAME? | #NAME? | #NAME? | #NAME? | #NAME? | #NAME? | #NAME? | #NAME? |  |  | 1: 0; 2: 0; 3: 3.4269; 4: 7.8158 | 11.2427 |  | 279.5254 | 430.3804 | 443.6911 | 20069 | 11.2427 | 279.5254 | 457.2145 |  | 0 | 7184 | 7184 | 2006-09-04 | #NAME? | #NAME? | #NAME?
2006-09-05 | 2006 | 9 | 248 | 5 | 3 | 9.6 | 4.8523 | 5.1667 | 0 | 0 | 0 | #NAME? | #NAME? | #NAME? | #NAME? | #NAME? | #NAME? | TRUE | 0 | TRUE | TRUE | #NAME? | #NAME? | #NAME? | #NAME? | #NAME? | #NAME? | #NAME? | #NAME? | #NAME? | #NAME? |  |  | 1: 6.8003; 2: 10.4902; 3: 0; 4: 0 | 17.2905 |  | 407.4503 | 661.1587 | 684.3183 | 20069 | 17.2905 | 407.4503 | 666.459 |  | 0 | 7185 | 7185 | 2006-09-05 | #NAME? | #NAME? | #NAME?
2006-09-06 | 2006 | 9 | 249 | 6 | 4 | 9.7 | 4.2422 | 6.3333 | 0 | 0 | 0 | #NAME? | #NAME? | #NAME? | #NAME? | #NAME? | #NAME? | FALSE | 0 | TRUE | TRUE | #NAME? | #NAME? | #NAME? | #NAME? | #NAME? | #NAME? | #NAME? | #NAME? | #NAME? | #NAME? |  |  | 1: 0; 2: 0; 3: 4.5056; 4: 4.9649 | 9.4706 |  | 211.7205 | 325.9823 | 336.0643 | 20069 | 9.4706 | 211.7205 | 346.3073 |  | 0 | 7186 | 7186 | 2006-09-06 | #NAME? | #NAME? | #NAME?
2006-09-07 | 2006 | 9 | 250 | 7 | 5 | 8.8 | 3.7199 | 5.8333 | 0 | 0 | 0 | #NAME? | #NAME? | #NAME? | #NAME? | #NAME? | #NAME? | TRUE | 0 | TRUE | TRUE | #NAME? | #NAME? | #NAME? | #NAME? | #NAME? | #NAME? | #NAME? | #NAME? | #NAME? | #NAME? |  |  | 1: 5.1021; 2: 7.8285; 3: 0; 4: 0 | 12.9305 |  | 304.465 | 494.014 | 511.3162 | 20069 | 12.9305 | 304.465 | 498.0078 |  | 0 | 7187 | 7187 | 2006-09-07 | #NAME? | #NAME? | #NAME?
2006-09-08 | 2006 | 9 | 251 | 8 | 6 | 8.5 | 4.3173 | 4 | 0 | 0 | 0 | #NAME? | #NAME? | #NAME? | #NAME? | #NAME? | #NAME? | FALSE | 0 | TRUE | TRUE | #NAME? | #NAME? | #NAME? | #NAME? | #NAME? | #NAME? | #NAME? | #NAME? | #NAME? | #NAME? |  |  | 1: 0; 2: 0; 3: 0; 4: 4.3792 | 4.3792 |  | 128.4552 | 197.7803 | 203.8972 | 20069 | 4.3792 | 128.4552 | 210.1119 |  | 0 | 7188 | 7188 | 2006-09-08 | #NAME? | #NAME? | #NAME?
2006-09-09 | 2006 | 9 | 252 | 9 | 7 | 8.1 | 4.6169 | 7.1667 | 0 | 0 | 0 | #NAME? | #NAME? | #NAME? | #NAME? | #NAME? | #NAME? | FALSE | 0 | TRUE | TRUE | #NAME? | #NAME? | #NAME? | #NAME? | #NAME? | #NAME? | #NAME? | #NAME? | #NAME? | #NAME? |  |  | 1: 0; 2: 0; 3: 0; 4: 0 | 0 |  | 0 | 0 | 0 | 20069 | 0 | 0 | 0 |  | 0 | 7189 | 7189 | 2006-09-09 | #NAME? | #NAME? | #NAME?
2006-09-10 | 2006 | 9 | 253 | 10 | 1 | 11.4 | 4.1477 | 16.5 | 0 | 0 | 0 | #NAME? | #NAME? | #NAME? | #NAME? | #NAME? | #NAME? | TRUE | 0 | TRUE | TRUE | #NAME? | #NAME? | #NAME? | #NAME? | #NAME? | #NAME? | #NAME? | #NAME? | #NAME? | #NAME? |  |  | 1: 10.1334; 2: 13.07; 3: 0; 4: 0 | 23.2033 |  | 532.0086 | 861.2547 | 891.2696 | 20069 | 23.2033 | 532.0086 | 870.1968 |  | 0 | 7190 | 7190 | 2006-09-10 | #NAME? | #NAME? | #NAME?
2006-09-11 | 2006 | 9 | 254 | 11 | 2 | 7.3 | 4.3582 | 4.6667 | 0 | 0 | 0 | #NAME? | #NAME? | #NAME? | #NAME? | #NAME? | #NAME? | FALSE | 0 | TRUE | TRUE | #NAME? | #NAME? | #NAME? | #NAME? | #NAME? | #NAME? | #NAME? | #NAME? | #NAME? | #NAME? |  |  | 1: 0; 2: 0; 3: 0; 4: 7.195 | 7.195 |  | 211.0546 | 324.9571 | 335.0073 | 20069 | 7.195 | 211.0546 | 345.2181 |  | 0 | 7191 | 7191 | 2006-09-11 | #NAME? | #NAME? | #NAME?
2006-09-12 | 2006 | 9 | 255 | 12 | 3 | 10 | 3.6796 | 18.6667 | 0 | 0 | 0 | #NAME? | #NAME? | #NAME? | #NAME? | #NAME? | #NAME? | TRUE | 0 | TRUE | TRUE | #NAME? | #NAME? | #NAME? | #NAME? | #NAME? | #NAME? | #NAME? | #NAME? | #NAME? | #NAME? |  |  | 1: 0; 2: 0; 3: 0; 4: 0 | 0 |  | 0 | 0 | 0 | 20069 | 0 | 0 | 0 |  | 0 | 7192 | 7192 | 2006-09-12 | #NAME? | #NAME? | #NAME?
2006-09-13 | 2006 | 9 | 256 | 13 | 4 | 6.5 | 1.6661 | 14.5 | 24 | 24 | 14.25 | #NAME? | #NAME? | #NAME? | #NAME? | #NAME? | #NAME? | FALSE | 0 | TRUE | TRUE | #NAME? | #NAME? | #NAME? | #NAME? | #NAME? | #NAME? | #NAME? | #NAME? | #NAME? | #NAME? |  |  | 1: 0; 2: 0; 3: 0; 4: 4.4208 | 4.4208 |  | 129.6773 | 199.6618 | 205.8369 | 20069 | 4.4208 | 129.6773 | 212.1107 |  | 0 | 7193 | 7193 | 2006-09-13 | #NAME? | #NAME? | #NAME?
2006-09-14 | 2006 | 9 | 257 | 14 | 5 | 5.8 | 1.5211 | 21.5 | 28.6 | 28.6 | 17.7 | #NAME? | #NAME? | #NAME? | #NAME? | #NAME? | #NAME? | TRUE | 24 | FALSE | FALSE | #NAME? | #NAME? | #NAME? | #NAME? | #NAME? | #NAME? | #NAME? | #NAME? | #NAME? | #NAME? |  |  | 1: 0; 2: 0; 3: 0; 4: 0 | 0 |  | 0 | 0 | 0 | 20069 | 0 | 0 | 0 |  | 0 | 7194 | 7194 | 2006-09-14 | #NAME? | #NAME? | #NAME?
2006-09-15 | 2006 | 9 | 258 | 15 | 6 | 1.2 | 1.6124 | 20.5 | 4.2 | 4.2 | 0 | #NAME? | #NAME? | #NAME? | #NAME? | #NAME? | #NAME? | FALSE | 52.6 | FALSE | FALSE | #NAME? | #NAME? | #NAME? | #NAME? | #NAME? | #NAME? | #NAME? | #NAME? | #NAME? | #NAME? |  |  | 1: 0; 2: 0; 3: 0; 4: 0 | 0 |  | 0 | 0 | 0 | 20069 | 0 | 0 | 0 |  | 0 | 7195 | 7195 | 2006-09-15 | #NAME? | #NAME? | #NAME?
2006-09-16 | 2006 | 9 | 259 | 16 | 7 | 1 | 2.7368 | 27.3333 | 0.4 | 0.4 | 0 | #NAME? | #NAME? | #NAME? | #NAME? | #NAME? | #NAME? | FALSE | 32.8 | FALSE | FALSE | #NAME? | #NAME? | #NAME? | #NAME? | #NAME? | #NAME? | #NAME? | #NAME? | #NAME? | #NAME? |  |  | 1: 0; 2: 0; 3: 0; 4: 0 | 0 |  | 0 | 0 | 0 | 20069 | 0 | 0 | 0 |  | 0 | 7196 | 7196 | 2006-09-16 | #NAME? | #NAME? | #NAME?
2006-09-17 | 2006 | 9 | 260 | 17 | 1 | -0.1 | 2.3916 | 29.3333 | 0 | 0 | 0 | #NAME? | #NAME? | #NAME? | #NAME? | #NAME? | #NAME? | TRUE | 4.6 | TRUE | FALSE | #NAME? | #NAME? | #NAME? | #NAME? | #NAME? | #NAME? | #NAME? | #NAME? | #NAME? | #NAME? |  |  | 1: 0; 2: 0; 3: 0; 4: 0 | 0 |  | 0 | 0 | 0 | 20069 | 0 | 0 | 0 |  | 0 | 7197 | 7197 | 2006-09-17 | #NAME? | #NAME? | #NAME?
2006-09-18 | 2006 | 9 | 261 | 18 | 2 | -1.1 | 2.4835 | 9.6667 | 0 | 0 | 0 | #NAME? | #NAME? | #NAME? | #NAME? | #NAME? | #NAME? | FALSE | 0.4 | TRUE | TRUE | #NAME? | #NAME? | #NAME? | #NAME? | #NAME? | #NAME? | #NAME? | #NAME? | #NAME? | #NAME? |  |  | 1: 0; 2: 0; 3: 1.1497; 4: 5.1006 | 6.2504 |  | 166.4812 | 256.3282 | 264.2558 | 20069 | 6.2504 | 166.4812 | 272.3102 |  | 0 | 7198 | 7198 | 2006-09-18 | #NAME? | #NAME? | #NAME?
2006-09-19 | 2006 | 9 | 262 | 19 | 3 | 3.3 | 0.7847 | 5.1667 | 0 | 0 | 0 | #NAME? | #NAME? | #NAME? | #NAME? | #NAME? | #NAME? | TRUE | 0 | TRUE | TRUE | #NAME? | #NAME? | #NAME? | #NAME? | #NAME? | #NAME? | #NAME? | #NAME? | #NAME? | #NAME? |  |  | 1: 9.865; 2: 13.273; 3: 0; 4: 0 | 23.138 |  | 534.029 | 865.02 | 895.2038 | 20069 | 23.138 | 534.029 | 873.5014 |  | 0 | 7199 | 7199 | 2006-09-19 | #NAME? | #NAME? | #NAME?
2006-09-20 | 2006 | 9 | 263 | 20 | 4 | 6.2 | 1.4838 | 1.6667 | 0 | 0 | 0 | #NAME? | #NAME? | #NAME? | #NAME? | #NAME? | #NAME? | FALSE | 0 | TRUE | FALSE | #NAME? | #NAME? | #NAME? | #NAME? | #NAME? | #NAME? | #NAME? | #NAME? | #NAME? | #NAME? |  |  | 1: 0; 2: 0; 3: 0; 4: 0 | 0 |  | 0 | 0 | 0 | 20069 | 0 | 0 | 0 |  | 0 | 7200 | 7200 | 2006-09-20 | #NAME? | #NAME? | #NAME?
2006-09-21 | 2006 | 9 | 264 | 21 | 5 | 2.3 | 2.1248 | 12.5 | 3.9 | 3.9 | 0 | #NAME? | #NAME? | #NAME? | #NAME? | #NAME? | #NAME? | TRUE | 0 | TRUE | TRUE | #NAME? | #NAME? | #NAME? | #NAME? | #NAME? | #NAME? | #NAME? | #NAME? | #NAME? | #NAME? |  |  | 1: 0; 2: 0; 3: 0; 4: 0 | 0 |  | 0 | 0 | 0 | 20069 | 0 | 0 | 0 |  | 0 | 7201 | 7201 | 2006-09-21 | #NAME? | #NAME? | #NAME?
2006-09-22 | 2006 | 9 | 265 | 22 | 6 | 4.1 | 2.5124 | 26.6667 | 0 | 0 | 0 | #NAME? | #NAME? | #NAME? | #NAME? | #NAME? | #NAME? | FALSE | 3.9 | TRUE | FALSE | #NAME? | #NAME? | #NAME? | #NAME? | #NAME? | #NAME? | #NAME? | #NAME? | #NAME? | #NAME? |  |  | 1: 0; 2: 0; 3: 0; 4: 0 | 0 |  | 0 | 0 | 0 | 20069 | 0 | 0 | 0 |  | 0 | 7202 | 7202 | 2006-09-22 | #NAME? | #NAME? | #NAME?
2006-09-23 | 2006 | 9 | 266 | 23 | 7 | -0.6 | 2.3894 | 4.6667 | 0 | 0 | 0 | #NAME? | #NAME? | #NAME? | #NAME? | #NAME? | #NAME? | FALSE | 3.9 | TRUE | TRUE | #NAME? | #NAME? | #NAME? | #NAME? | #NAME? | #NAME? | #NAME? | #NAME? | #NAME? | #NAME? |  |  | 1: 0; 2: 0; 3: 9.4476; 4: 0 | 9.4476 |  | 138.5654 | 213.3468 | 219.9451 | 20069 | 9.4476 | 138.5654 | 226.6489 |  | 0 | 7203 | 7203 | 2006-09-23 | #NAME? | #NAME? | #NAME?
2006-09-24 | 2006 | 9 | 267 | 24 | 1 | 6.1 | 2.9124 | 3 | 0 | 0 | 0 | #NAME? | #NAME? | #NAME? | #NAME? | #NAME? | #NAME? | TRUE | 0 | TRUE | TRUE | #NAME? | #NAME? | #NAME? | #NAME? | #NAME? | #NAME? | #NAME? | #NAME? | #NAME? | #NAME? |  |  | 1: 5.6192; 2: 7.664; 3: 0; 4: 0 | 13.2831 |  | 307.224 | 497.7318 | 515.1065 | 20069 | 13.2831 | 307.224 | 502.5207 |  | 0 | 7204 | 7204 | 2006-09-24 | #NAME? | #NAME? | #NAME?
2006-09-25 | 2006 | 9 | 268 | 25 | 2 | 5.5 | 3.6799 | 5.1667 | 0 | 0 | 0 | #NAME? | #NAME? | #NAME? | #NAME? | #NAME? | #NAME? | FALSE | 0 | TRUE | TRUE | #NAME? | #NAME? | #NAME? | #NAME? | #NAME? | #NAME? | #NAME? | #NAME? | #NAME? | #NAME? |  |  | 1: 0; 2: 0; 3: 0; 4: 8.9663 | 8.9663 |  | 263.011 | 404.9534 | 417.4777 | 20069 | 8.9663 | 263.011 | 430.2022 |  | 0 | 7205 | 7205 | 2006-09-25 | #NAME? | #NAME? | #NAME?
2006-09-26 | 2006 | 9 | 269 | 26 | 3 | 9.8 | 1.915 | 15.8333 | 0.8 | 0.8 | 0 | #NAME? | #NAME? | #NAME? | #NAME? | #NAME? | #NAME? | TRUE | 0 | TRUE | TRUE | #NAME? | #NAME? | #NAME? | #NAME? | #NAME? | #NAME? | #NAME? | #NAME? | #NAME? | #NAME? |  |  | 1: 8.3607; 2: 9.7239; 3: 0; 4: 0 | 18.0846 |  | 407.8582 | 659.3167 | 682.2212 | 20069 | 18.0846 | 407.8582 | 667.1263 |  | 0 | 7206 | 7206 | 2006-09-26 | #NAME? | #NAME? | #NAME?
2006-09-27 | 2006 | 9 | 270 | 27 | 4 | 3.1 | 2.4819 | 4.6667 | 0 | 0 | 0 | #NAME? | #NAME? | #NAME? | #NAME? | #NAME? | #NAME? | FALSE | 0.8 | TRUE | TRUE | #NAME? | #NAME? | #NAME? | #NAME? | #NAME? | #NAME? | #NAME? | #NAME? | #NAME? | #NAME? |  |  | 1: 0; 2: 0; 3: 0; 4: 3.3332 | 3.3332 |  | 97.7749 | 150.5423 | 155.1982 | 20069 | 3.3332 | 97.7749 | 159.9286 |  | 0 | 7207 | 7207 | 2006-09-27 | #NAME? | #NAME? | #NAME?
2006-09-28 | 2006 | 9 | 271 | 28 | 5 | 9.2 | 3.6836 | 18.1667 | 0 | 0 | 0 | #NAME? | #NAME? | #NAME? | #NAME? | #NAME? | #NAME? | TRUE | 0.8 | TRUE | TRUE | #NAME? | #NAME? | #NAME? | #NAME? | #NAME? | #NAME? | #NAME? | #NAME? | #NAME? | #NAME? |  |  | 1: 4.1163; 2: 6.8427; 3: 0; 4: 0 | 10.9589 |  | 261.0897 | 424.0521 | 438.9357 | 20069 | 10.9589 | 261.0897 | 427.0596 |  | 0 | 7208 | 7208 | 2006-09-28 | #NAME? | #NAME? | #NAME?
2006-09-29 | 2006 | 9 | 272 | 29 | 6 | 5.7 | 4.3207 | 7 | 0 | 0 | 0 | #NAME? | #NAME? | #NAME? | #NAME? | #NAME? | #NAME? | FALSE | 0 | TRUE | TRUE | #NAME? | #NAME? | #NAME? | #NAME? | #NAME? | #NAME? | #NAME? | #NAME? | #NAME? | #NAME? |  |  | 1: 0; 2: 0; 3: 0; 4: 4.306 | 4.306 |  | 126.3087 | 194.4754 | 200.4901 | 20069 | 4.306 | 126.3087 | 206.6009 |  | 0 | 7209 | 7209 | 2006-09-29 | #NAME? | #NAME? | #NAME?
2006-09-30 | 2006 | 9 | 273 | 30 | 7 | 4.9 | 4.3092 | 8.5 | 0 | 0 | 0 | #NAME? | #NAME? | #NAME? | #NAME? | #NAME? | #NAME? | FALSE | 0 | TRUE | TRUE | #NAME? | #NAME? | #NAME? | #NAME? | #NAME? | #NAME? | #NAME? | #NAME? | #NAME? | #NAME? |  |  | 1: 0; 2: 0; 3: 6.6437; 4: 0 | 6.6437 |  | 97.4406 | 150.0275 | 154.6676 | 20069 | 6.6437 | 97.4406 | 159.3817 |  | 0 | 7210 | 7210 | 2006-09-30 | #NAME? | #NAME? | #NAME?
2007-05-01 | 2007 | 5 | 121 | 1 | 3 | 4 | 3.3586 | 6.6667 | 0 | 0 | 0 | #NAME? | #NAME? | #NAME? | #NAME? | #NAME? | #NAME? | TRUE | 0 | TRUE | TRUE | #NAME? | #NAME? | #NAME? | #NAME? | #NAME? | #NAME? | #NAME? | #NAME? | #NAME? | #NAME? |  |  | 1: 0.6816; 2: 1.3632; 3: 0; 4: 0 | 2.0448 |  | 49.984 | 81.3537 | 84.2221 | 20075 | 2.0448 | 49.984 | 81.7579 |  | 0 | 7211 | 7211 | 2007-05-01 | #NAME? | #NAME? | #NAME?
2007-05-02 | 2007 | 5 | 122 | 2 | 4 | 3.7 | 2.6993 | 12.6667 | 1 | 1 | 0 | #NAME? | #NAME? | #NAME? | #NAME? | #NAME? | #NAME? | FALSE | 0 | TRUE | FALSE | #NAME? | #NAME? | #NAME? | #NAME? | #NAME? | #NAME? | #NAME? | #NAME? | #NAME? | #NAME? |  |  | 1: 0; 2: 0; 3: 0; 4: 0 | 0 |  | 0 | 0 | 0 | 20075 | 0 | 0 | 0 |  | 0 | 7212 | 7212 | 2007-05-02 | #NAME? | #NAME? | #NAME?
2007-05-03 | 2007 | 5 | 123 | 3 | 5 | 1.4 | 2.3157 | 16.3333 | 37 | 37 | 24 | #NAME? | #NAME? | #NAME? | #NAME? | #NAME? | #NAME? | TRUE | 1 | TRUE | TRUE | #NAME? | #NAME? | #NAME? | #NAME? | #NAME? | #NAME? | #NAME? | #NAME? | #NAME? | #NAME? |  |  | 1: 0; 2: 0; 3: 0; 4: 0 | 0 |  | 0 | 0 | 0 | 20075 | 0 | 0 | 0 |  | 0 | 7213 | 7213 | 2007-05-03 | #NAME? | #NAME? | #NAME?
2007-05-04 | 2007 | 5 | 124 | 4 | 6 | 3.2 | 2.1539 | 16.8333 | 7.9 | 7.9 | 2.175 | #NAME? | #NAME? | #NAME? | #NAME? | #NAME? | #NAME? | FALSE | 38 | FALSE | TRUE | #NAME? | #NAME? | #NAME? | #NAME? | #NAME? | #NAME? | #NAME? | #NAME? | #NAME? | #NAME? |  |  | 1: 0; 2: 0; 3: 0; 4: 0 | 0 |  | 0 | 0 | 0 | 20075 | 0 | 0 | 0 |  | 0 | 7214 | 7214 | 2007-05-04 | #NAME? | #NAME? | #NAME?
2007-05-05 | 2007 | 5 | 125 | 5 | 7 | 3.2 | 4.4534 | 10.8333 | 0 | 0 | 0 | #NAME? | #NAME? | #NAME? | #NAME? | #NAME? | #NAME? | FALSE | 44.9 | FALSE | FALSE | #NAME? | #NAME? | #NAME? | #NAME? | #NAME? | #NAME? | #NAME? | #NAME? | #NAME? | #NAME? |  |  | 1: 0; 2: 0; 3: 0; 4: 0 | 0 |  | 0 | 0 | 0 | 20075 | 0 | 0 | 0 |  | 0 | 7215 | 7215 | 2007-05-05 | #NAME? | #NAME? | #NAME?
2007-05-06 | 2007 | 5 | 126 | 6 | 1 | 2.7 | 5.3245 | 10.6667 | 0 | 0 | 0 | #NAME? | #NAME? | #NAME? | #NAME? | #NAME? | #NAME? | TRUE | 7.9 | TRUE | TRUE | #NAME? | #NAME? | #NAME? | #NAME? | #NAME? | #NAME? | #NAME? | #NAME? | #NAME? | #NAME? |  |  | 1: 0; 2: 0; 3: 0; 4: 0 | 0 |  | 0 | 0 | 0 | 20075 | 0 | 0 | 0 |  | 0 | 7216 | 7216 | 2007-05-06 | #NAME? | #NAME? | #NAME?
2007-05-07 | 2007 | 5 | 127 | 7 | 2 | 9.6 | 5.8408 | 18 | 0 | 0 | 0 | #NAME? | #NAME? | #NAME? | #NAME? | #NAME? | #NAME? | FALSE | 0 | TRUE | TRUE | #NAME? | #NAME? | #NAME? | #NAME? | #NAME? | #NAME? | #NAME? | #NAME? | #NAME? | #NAME? |  |  | 1: 0; 2: 0; 3: 0; 4: 7.6579 | 7.6579 |  | 224.631 | 345.8604 | 356.5571 | 20075 | 7.6579 | 224.631 | 367.4247 |  | 0 | 7217 | 7217 | 2007-05-07 | #NAME? | #NAME? | #NAME?
2007-05-08 | 2007 | 5 | 128 | 8 | 3 | 6 | 6.4194 | 11.5 | 0 | 0 | 0 | #NAME? | #NAME? | #NAME? | #NAME? | #NAME? | #NAME? | TRUE | 0 | TRUE | TRUE | #NAME? | #NAME? | #NAME? | #NAME? | #NAME? | #NAME? | #NAME? | #NAME? | #NAME? | #NAME? |  |  | 1: 0; 2: 0; 3: 0; 4: 0 | 0 |  | 0 | 0 | 0 | 20075 | 0 | 0 | 0 |  | 0 | 7218 | 7218 | 2007-05-08 | #NAME? | #NAME? | #NAME?
2007-05-09 | 2007 | 5 | 129 | 9 | 4 | 5.7 | 4.3887 | 30.3333 | 0 | 0 | 0 | #NAME? | #NAME? | #NAME? | #NAME? | #NAME? | #NAME? | FALSE | 0 | TRUE | FALSE | #NAME? | #NAME? | #NAME? | #NAME? | #NAME? | #NAME? | #NAME? | #NAME? | #NAME? | #NAME? |  |  | 1: 0; 2: 0; 3: 0; 4: 0 | 0 |  | 0 | 0 | 0 | 20075 | 0 | 0 | 0 |  | 0 | 7219 | 7219 | 2007-05-09 | #NAME? | #NAME? | #NAME?
2007-05-10 | 2007 | 5 | 130 | 10 | 5 | 2.5 | 4.0578 | 17.5 | 0 | 0 | 0 | #NAME? | #NAME? | #NAME? | #NAME? | #NAME? | #NAME? | TRUE | 0 | TRUE | FALSE | #NAME? | #NAME? | #NAME? | #NAME? | #NAME? | #NAME? | #NAME? | #NAME? | #NAME? | #NAME? |  |  | 1: 0; 2: 0; 3: 0; 4: 0 | 0 |  | 0 | 0 | 0 | 20075 | 0 | 0 | 0 |  | 0 | 7220 | 7220 | 2007-05-10 | #NAME? | #NAME? | #NAME?
2007-05-11 | 2007 | 5 | 131 | 11 | 6 | 1.5 | 4.9464 | 4.1667 | 0 | 0 | 0 | #NAME? | #NAME? | #NAME? | #NAME? | #NAME? | #NAME? | FALSE | 0 | TRUE | TRUE | #NAME? | #NAME? | #NAME? | #NAME? | #NAME? | #NAME? | #NAME? | #NAME? | #NAME? | #NAME? |  |  | 1: 0; 2: 0; 3: 0; 4: 10.4408 | 10.4408 |  | 306.2643 | 471.5498 | 486.1338 | 20075 | 10.4408 | 306.2643 | 500.9509 |  | 0 | 7221 | 7221 | 2007-05-11 | #NAME? | #NAME? | #NAME?
2007-05-12 | 2007 | 5 | 132 | 12 | 7 | 6 | 5.7285 | 5.5 | 0 | 0 | 0 | #NAME? | #NAME? | #NAME? | #NAME? | #NAME? | #NAME? | FALSE | 0 | TRUE | TRUE | #NAME? | #NAME? | #NAME? | #NAME? | #NAME? | #NAME? | #NAME? | #NAME? | #NAME? | #NAME? |  |  | 1: 0; 2: 0; 3: 9.4325; 4: 0 | 9.4325 |  | 138.3427 | 213.0038 | 219.5916 | 20075 | 9.4325 | 138.3427 | 226.2846 |  | 0 | 7222 | 7222 | 2007-05-12 | #NAME? | #NAME? | #NAME?
2007-05-13 | 2007 | 5 | 133 | 13 | 1 | 4.2 | 2.0961 | 6.3333 | 3.5 | 3.5 | 0 | #NAME? | #NAME? | #NAME? | #NAME? | #NAME? | #NAME? | TRUE | 0 | TRUE | FALSE | #NAME? | #NAME? | #NAME? | #NAME? | #NAME? | #NAME? | #NAME? | #NAME? | #NAME? | #NAME? |  |  | 1: 0; 2: 0; 3: 0; 4: 0 | 0 |  | 0 | 0 | 0 | 20075 | 0 | 0 | 0 |  | 0 | 7223 | 7223 | 2007-05-13 | #NAME? | #NAME? | #NAME?
2007-05-14 | 2007 | 5 | 134 | 14 | 2 | 0.5 | 3.0714 | 13 | 1.2 | 1.2 | 0 | #NAME? | #NAME? | #NAME? | #NAME? | #NAME? | #NAME? | FALSE | 3.5 | TRUE | FALSE | #NAME? | #NAME? | #NAME? | #NAME? | #NAME? | #NAME? | #NAME? | #NAME? | #NAME? | #NAME? |  |  | 1: 0; 2: 0; 3: 0; 4: 0 | 0 |  | 0 | 0 | 0 | 20075 | 0 | 0 | 0 |  | 0 | 7224 | 7224 | 2007-05-14 | #NAME? | #NAME? | #NAME?
2007-05-15 | 2007 | 5 | 135 | 15 | 3 | 1.4 | 4.2047 | 4.8333 | 0 | 0 | 0 | #NAME? | #NAME? | #NAME? | #NAME? | #NAME? | #NAME? | TRUE | 4.7 | TRUE | TRUE | #NAME? | #NAME? | #NAME? | #NAME? | #NAME? | #NAME? | #NAME? | #NAME? | #NAME? | #NAME? |  |  | 1: 0; 2: 0; 3: 0; 4: 0 | 0 |  | 0 | 0 | 0 | 20075 | 0 | 0 | 0 |  | 0 | 7225 | 7225 | 2007-05-15 | #NAME? | #NAME? | #NAME?
2007-05-16 | 2007 | 5 | 136 | 16 | 4 | 5.8 | 5.7542 | 14 | 0 | 0 | 0 | #NAME? | #NAME? | #NAME? | #NAME? | #NAME? | #NAME? | FALSE | 1.2 | TRUE | TRUE | #NAME? | #NAME? | #NAME? | #NAME? | #NAME? | #NAME? | #NAME? | #NAME? | #NAME? | #NAME? |  |  | 1: 0; 2: 0; 3: 6.4662; 4: 10.14 | 16.6061 |  | 392.2761 | 603.9806 | 622.6605 | 20075 | 16.6061 | 392.2761 | 641.6388 |  | 0 | 7226 | 7226 | 2007-05-16 | #NAME? | #NAME? | #NAME?
2007-05-17 | 2007 | 5 | 137 | 17 | 5 | 6.7 | 5.4125 | 4.5 | 0 | 0 | 0 | #NAME? | #NAME? | #NAME? | #NAME? | #NAME? | #NAME? | TRUE | 0 | TRUE | TRUE | #NAME? | #NAME? | #NAME? | #NAME? | #NAME? | #NAME? | #NAME? | #NAME? | #NAME? | #NAME? |  |  | 1: 0; 2: 0; 3: 0; 4: 0 | 0 |  | 0 | 0 | 0 | 20075 | 0 | 0 | 0 |  | 0 | 7227 | 7227 | 2007-05-17 | #NAME? | #NAME? | #NAME?
2007-05-18 | 2007 | 5 | 138 | 18 | 6 | 6.3 | 2.9001 | 24 | 0 | 0 | 0 | #NAME? | #NAME? | #NAME? | #NAME? | #NAME? | #NAME? | FALSE | 0 | TRUE | TRUE | #NAME? | #NAME? | #NAME? | #NAME? | #NAME? | #NAME? | #NAME? | #NAME? | #NAME? | #NAME? |  |  | 1: 0; 2: 0; 3: 0; 4: 5.2569 | 5.2569 |  | 154.2011 | 237.4207 | 244.7636 | 20075 | 5.2569 | 154.2011 | 252.2239 |  | 0 | 7228 | 7228 | 2007-05-18 | #NAME? | #NAME? | #NAME?
2007-05-19 | 2007 | 5 | 139 | 19 | 7 | 4.1 | 4.2892 | 24.5 | 0 | 0 | 0 | #NAME? | #NAME? | #NAME? | #NAME? | #NAME? | #NAME? | FALSE | 0 | TRUE | TRUE | #NAME? | #NAME? | #NAME? | #NAME? | #NAME? | #NAME? | #NAME? | #NAME? | #NAME? | #NAME? |  |  | 1: 0; 2: 0; 3: 1.7688; 4: 0 | 1.7688 |  | 25.9419 | 39.9423 | 41.1776 | 20075 | 1.7688 | 25.9419 | 42.4327 |  | 0 | 7229 | 7229 | 2007-05-19 | #NAME? | #NAME? | #NAME?
2007-05-20 | 2007 | 5 | 140 | 20 | 1 | 4.7 | 2.8321 | 13.5 | 11 | 11 | 4.5 | #NAME? | #NAME? | #NAME? | #NAME? | #NAME? | #NAME? | TRUE | 0 | TRUE | FALSE | #NAME? | #NAME? | #NAME? | #NAME? | #NAME? | #NAME? | #NAME? | #NAME? | #NAME? | #NAME? |  |  | 1: 0; 2: 0; 3: 0; 4: 0 | 0 |  | 0 | 0 | 0 | 20075 | 0 | 0 | 0 |  | 0 | 7230 | 7230 | 2007-05-20 | #NAME? | #NAME? | #NAME?
2007-05-21 | 2007 | 5 | 141 | 21 | 2 | 0.6 | 2.7166 | 22.5 | 15.6 | 15.6 | 7.95 | #NAME? | #NAME? | #NAME? | #NAME? | #NAME? | #NAME? | FALSE | 11 | FALSE | FALSE | #NAME? | #NAME? | #NAME? | #NAME? | #NAME? | #NAME? | #NAME? | #NAME? | #NAME? | #NAME? |  |  | 1: 0; 2: 0; 3: 0; 4: 0 | 0 |  | 0 | 0 | 0 | 20075 | 0 | 0 | 0 |  | 0 | 7231 | 7231 | 2007-05-21 | #NAME? | #NAME? | #NAME?
2007-05-22 | 2007 | 5 | 142 | 22 | 3 | 2.4 | 3.654 | 19.1667 | 0 | 0 | 0 | #NAME? | #NAME? | #NAME? | #NAME? | #NAME? | #NAME? | TRUE | 26.6 | FALSE | FALSE | #NAME? | #NAME? | #NAME? | #NAME? | #NAME? | #NAME? | #NAME? | #NAME? | #NAME? | #NAME? |  |  | 1: 0; 2: 0; 3: 0; 4: 0 | 0 |  | 0 | 0 | 0 | 20075 | 0 | 0 | 0 |  | 0 | 7232 | 7232 | 2007-05-22 | #NAME? | #NAME? | #NAME?
2007-05-23 | 2007 | 5 | 143 | 23 | 4 | 0.3 | 2.136 | 18.6667 | 4.4 | 4.4 | 0 | #NAME? | #NAME? | #NAME? | #NAME? | #NAME? | #NAME? | FALSE | 15.6 | FALSE | FALSE | #NAME? | #NAME? | #NAME? | #NAME? | #NAME? | #NAME? | #NAME? | #NAME? | #NAME? | #NAME? |  |  | 1: 0; 2: 0; 3: 0; 4: 0 | 0 |  | 0 | 0 | 0 | 20075 | 0 | 0 | 0 |  | 0 | 7233 | 7233 | 2007-05-23 | #NAME? | #NAME? | #NAME?
2007-05-24 | 2007 | 5 | 144 | 24 | 5 | -0.1 | 1.9955 | 22.3333 | 8.2 | 8.2 | 2.4 | #NAME? | #NAME? | #NAME? | #NAME? | #NAME? | #NAME? | TRUE | 4.4 | TRUE | TRUE | #NAME? | #NAME? | #NAME? | #NAME? | #NAME? | #NAME? | #NAME? | #NAME? | #NAME? | #NAME? |  |  | 1: 10.0777; 2: 25.4339; 3: 0; 4: 0 | 35.5116 |  | 893.8664 | 1458.2552 | 1509.9297 | 20075 | 35.5116 | 893.8664 | 1462.0809 |  | 0 | 7234 | 7234 | 2007-05-24 | #NAME? | #NAME? | #NAME?
2007-05-25 | 2007 | 5 | 145 | 25 | 6 | 3.2 | 3.1927 | 3.6667 | 0.6 | 0.6 | 0 | #NAME? | #NAME? | #NAME? | #NAME? | #NAME? | #NAME? | FALSE | 12.6 | FALSE | TRUE | #NAME? | #NAME? | #NAME? | #NAME? | #NAME? | #NAME? | #NAME? | #NAME? | #NAME? | #NAME? |  |  | 1: 0; 2: 0; 3: 0; 4: 0 | 0 |  | 0 | 0 | 0 | 20075 | 0 | 0 | 0 |  | 0 | 7235 | 7235 | 2007-05-25 | #NAME? | #NAME? | #NAME?
2007-05-26 | 2007 | 5 | 146 | 26 | 7 | 3.2 | 4.3419 | 3.8333 | 0 | 0 | 0 | #NAME? | #NAME? | #NAME? | #NAME? | #NAME? | #NAME? | FALSE | 8.8 | TRUE | TRUE | #NAME? | #NAME? | #NAME? | #NAME? | #NAME? | #NAME? | #NAME? | #NAME? | #NAME? | #NAME? |  |  | 1: 0; 2: 0; 3: 2.6264; 4: 0 | 2.6264 |  | 38.5208 | 59.3098 | 61.1442 | 20075 | 2.6264 | 38.5208 | 63.0078 |  | 0 | 7236 | 7236 | 2007-05-26 | #NAME? | #NAME? | #NAME?
2007-05-27 | 2007 | 5 | 147 | 27 | 1 | 9.3 | 4.9599 | 8.1667 | 0.8 | 0.8 | 0 | #NAME? | #NAME? | #NAME? | #NAME? | #NAME? | #NAME? | TRUE | 0.6 | TRUE | TRUE | #NAME? | #NAME? | #NAME? | #NAME? | #NAME? | #NAME? | #NAME? | #NAME? | #NAME? | #NAME? |  |  | 1: 3.4729; 2: 4.8361; 3: 0; 4: 0 | 8.309 |  | 192.7947 | 312.4316 | 323.3444 | 20075 | 8.309 | 192.7947 | 315.3508 |  | 0 | 7237 | 7237 | 2007-05-27 | #NAME? | #NAME? | #NAME?
2007-05-28 | 2007 | 5 | 148 | 28 | 2 | 8 | 5.0829 | 20.8333 | 0.4 | 0.4 | 0 | #NAME? | #NAME? | #NAME? | #NAME? | #NAME? | #NAME? | FALSE | 0.8 | TRUE | TRUE | #NAME? | #NAME? | #NAME? | #NAME? | #NAME? | #NAME? | #NAME? | #NAME? | #NAME? | #NAME? |  |  | 1: 0; 2: 0; 3: 0; 4: 10.4906 | 10.4906 |  | 307.724 | 473.7972 | 488.4508 | 20075 | 10.4906 | 307.724 | 503.3385 |  | 0 | 7238 | 7238 | 2007-05-28 | #NAME? | #NAME? | #NAME?
2007-05-29 | 2007 | 5 | 149 | 29 | 3 | 4.8 | 4.07 | 15.1667 | 0 | 0 | 0 | #NAME? | #NAME? | #NAME? | #NAME? | #NAME? | #NAME? | TRUE | 1.2 | TRUE | TRUE | #NAME? | #NAME? | #NAME? | #NAME? | #NAME? | #NAME? | #NAME? | #NAME? | #NAME? | #NAME? |  |  | 1: 12.2393; 2: 14.2841; 3: 0; 4: 0 | 26.5234 |  | 598.5107 | 967.5605 | 1001.177 | 20075 | 26.5234 | 598.5107 | 978.9729 |  | 0 | 7239 | 7239 | 2007-05-29 | #NAME? | #NAME? | #NAME?
2007-05-30 | 2007 | 5 | 150 | 30 | 4 | 3.3 | 4.5208 | 3.5 | 0 | 0 | 0 | #NAME? | #NAME? | #NAME? | #NAME? | #NAME? | #NAME? | FALSE | 0.4 | TRUE | TRUE | #NAME? | #NAME? | #NAME? | #NAME? | #NAME? | #NAME? | #NAME? | #NAME? | #NAME? | #NAME? |  |  | 1: 0; 2: 0; 3: 2.2605; 4: 4.5185 | 6.779 |  | 165.6973 | 255.1212 | 263.0115 | 20075 | 6.779 | 165.6973 | 271.028 |  | 0 | 7240 | 7240 | 2007-05-30 | #NAME? | #NAME? | #NAME?
2007-05-31 | 2007 | 5 | 151 | 31 | 5 | 6.2 | 5.1112 | 9.6667 | 0 | 0 | 0 | #NAME? | #NAME? | #NAME? | #NAME? | #NAME? | #NAME? | TRUE | 0 | TRUE | TRUE | #NAME? | #NAME? | #NAME? | #NAME? | #NAME? | #NAME? | #NAME? | #NAME? | #NAME? | #NAME? |  |  | 1: 2.629; 2: 3.9922; 3: 0; 4: 0 | 6.6212 |  | 155.6642 | 252.5422 | 261.3847 | 20075 | 6.6212 | 155.6642 | 254.6171 |  | 0 | 7241 | 7241 | 2007-05-31 | #NAME? | #NAME? | #NAME?
2007-06-01 | 2007 | 6 | 152 | 1 | 6 | 9.6 | 5.3832 | 8.5 | 0 | 0 | 0 | #NAME? | #NAME? | #NAME? | #NAME? | #NAME? | #NAME? | FALSE | 0 | TRUE | TRUE | #NAME? | #NAME? | #NAME? | #NAME? | #NAME? | #NAME? | #NAME? | #NAME? | #NAME? | #NAME? |  |  | 1: 0; 2: 0; 3: 0; 4: 5.2976 | 5.2976 |  | 155.3968 | 239.2617 | 246.6615 | 20076 | 5.2976 | 155.3968 | 254.1796 |  | 0 | 7242 | 7242 | 2007-06-01 | #NAME? | #NAME? | #NAME?
2007-06-02 | 2007 | 6 | 153 | 2 | 7 | 11.9 | 5.8753 | 8.1667 | 0.6 | 0.6 | 0 | #NAME? | #NAME? | #NAME? | #NAME? | #NAME? | #NAME? | FALSE | 0 | TRUE | TRUE | #NAME? | #NAME? | #NAME? | #NAME? | #NAME? | #NAME? | #NAME? | #NAME? | #NAME? | #NAME? |  |  | 1: 0; 2: 0; 3: 4.6018; 4: 0 | 4.6018 |  | 67.4933 | 103.9182 | 107.1322 | 20076 | 4.6018 | 67.4933 | 110.3975 |  | 0 | 7243 | 7243 | 2007-06-02 | #NAME? | #NAME? | #NAME?
2007-06-03 | 2007 | 6 | 154 | 3 | 1 | 12.1 | 4.669 | 11 | 2.4 | 2.4 | 0 | #NAME? | #NAME? | #NAME? | #NAME? | #NAME? | #NAME? | TRUE | 0.6 | TRUE | TRUE | #NAME? | #NAME? | #NAME? | #NAME? | #NAME? | #NAME? | #NAME? | #NAME? | #NAME? | #NAME? |  |  | 1: 11.8619; 2: 13.9577; 3: 0; 4: 0 | 25.8197 |  | 583.4014 | 943.2448 | 976.0249 | 20076 | 25.8197 | 583.4014 | 954.2589 |  | 0 | 7244 | 7244 | 2007-06-03 | #NAME? | #NAME? | #NAME?
2007-06-04 | 2007 | 6 | 155 | 4 | 2 | 9.6 | 5.2205 | 5.8333 | 0 | 0 | 0 | #NAME? | #NAME? | #NAME? | #NAME? | #NAME? | #NAME? | FALSE | 3 | TRUE | TRUE | #NAME? | #NAME? | #NAME? | #NAME? | #NAME? | #NAME? | #NAME? | #NAME? | #NAME? | #NAME? |  |  | 1: 0; 2: 0; 3: 7.7532; 4: 8.7601 | 16.5133 |  | 370.6767 | 570.7244 | 588.3757 | 20076 | 16.5133 | 370.6767 | 606.309 |  | 0 | 7245 | 7245 | 2007-06-04 | #NAME? | #NAME? | #NAME?
2007-06-05 | 2007 | 6 | 156 | 5 | 3 | 11.2 | 4.286 | 6 | 72.4 | 72.4 | 50.55 | #NAME? | #NAME? | #NAME? | #NAME? | #NAME? | #NAME? | TRUE | 2.4 | TRUE | TRUE | #NAME? | #NAME? | #NAME? | #NAME? | #NAME? | #NAME? | #NAME? | #NAME? | #NAME? | #NAME? |  |  | 1: 0; 2: 0; 3: 0; 4: 0 | 0 |  | 0 | 0 | 0 | 20076 | 0 | 0 | 0 |  | 0 | 7246 | 7246 | 2007-06-05 | #NAME? | #NAME? | #NAME?
2007-06-06 | 2007 | 6 | 157 | 6 | 4 | 9.1 | 3.092 | 16 | 26.5 | 26.5 | 16.125 | #NAME? | #NAME? | #NAME? | #NAME? | #NAME? | #NAME? | FALSE | 72.4 | FALSE | TRUE | #NAME? | #NAME? | #NAME? | #NAME? | #NAME? | #NAME? | #NAME? | #NAME? | #NAME? | #NAME? |  |  | 1: 0; 2: 0; 3: 0; 4: 0 | 0 |  | 0 | 0 | 0 | 20076 | 0 | 0 | 0 |  | 0 | 7247 | 7247 | 2007-06-06 | #NAME? | #NAME? | #NAME?
2007-06-07 | 2007 | 6 | 158 | 7 | 5 | 6.4 | 3.8128 | 15.6667 | 0 | 0 | 0 | #NAME? | #NAME? | #NAME? | #NAME? | #NAME? | #NAME? | TRUE | 98.9 | FALSE | TRUE | #NAME? | #NAME? | #NAME? | #NAME? | #NAME? | #NAME? | #NAME? | #NAME? | #NAME? | #NAME? |  |  | 1: 0; 2: 0; 3: 0; 4: 0 | 0 |  | 0 | 0 | 0 | 20076 | 0 | 0 | 0 |  | 0 | 7248 | 7248 | 2007-06-07 | #NAME? | #NAME? | #NAME?
2007-06-08 | 2007 | 6 | 159 | 8 | 6 | 11.1 | 3.9968 | 15.5 | 0 | 0 | 0 | #NAME? | #NAME? | #NAME? | #NAME? | #NAME? | #NAME? | FALSE | 26.5 | FALSE | TRUE | #NAME? | #NAME? | #NAME? | #NAME? | #NAME? | #NAME? | #NAME? | #NAME? | #NAME? | #NAME? |  |  | 1: 0; 2: 0; 3: 0; 4: 0 | 0 |  | 0 | 0 | 0 | 20076 | 0 | 0 | 0 |  | 0 | 7249 | 7249 | 2007-06-08 | #NAME? | #NAME? | #NAME?
2007-06-09 | 2007 | 6 | 160 | 9 | 7 | 7.6 | 4.1733 | 5.8333 | 0.2 | 0.2 | 0 | #NAME? | #NAME? | #NAME? | #NAME? | #NAME? | #NAME? | FALSE | 0 | TRUE | TRUE | #NAME? | #NAME? | #NAME? | #NAME? | #NAME? | #NAME? | #NAME? | #NAME? | #NAME? | #NAME? |  |  | 1: 0; 2: 0; 3: 0; 4: 0 | 0 |  | 0 | 0 | 0 | 20076 | 0 | 0 | 0 |  | 0 | 7250 | 7250 | 2007-06-09 | #NAME? | #NAME? | #NAME?
2007-06-10 | 2007 | 6 | 161 | 10 | 1 | 11.9 | 5.3514 | 19.8333 | 0 | 0 | 0 | #NAME? | #NAME? | #NAME? | #NAME? | #NAME? | #NAME? | TRUE | 0.2 | TRUE | TRUE | #NAME? | #NAME? | #NAME? | #NAME? | #NAME? | #NAME? | #NAME? | #NAME? | #NAME? | #NAME? |  |  | 1: 0; 2: 0; 3: 0; 4: 0 | 0 |  | 0 | 0 | 0 | 20076 | 0 | 0 | 0 |  | 0 | 7251 | 7251 | 2007-06-10 | #NAME? | #NAME? | #NAME?
2007-06-11 | 2007 | 6 | 162 | 11 | 2 | 8.3 | 3.733 | 13 | 1 | 1 | 0 | #NAME? | #NAME? | #NAME? | #NAME? | #NAME? | #NAME? | FALSE | 0.2 | TRUE | TRUE | #NAME? | #NAME? | #NAME? | #NAME? | #NAME? | #NAME? | #NAME? | #NAME? | #NAME? | #NAME? |  |  | 1: 0; 2: 0; 3: 0; 4: 9.7168 | 9.7168 |  | 285.0275 | 438.8519 | 452.4246 | 20076 | 9.7168 | 285.0275 | 466.2143 |  | 0 | 7252 | 7252 | 2007-06-11 | #NAME? | #NAME? | #NAME?
2007-06-12 | 2007 | 6 | 163 | 12 | 3 | 7 | 3.5811 | 14.1667 | 2 | 2 | 0 | #NAME? | #NAME? | #NAME? | #NAME? | #NAME? | #NAME? | TRUE | 1 | TRUE | TRUE | #NAME? | #NAME? | #NAME? | #NAME? | #NAME? | #NAME? | #NAME? | #NAME? | #NAME? | #NAME? |  |  | 1: 6.2746; 2: 7.5577; 3: 0; 4: 0 | 13.8323 |  | 313.7191 | 507.3895 | 525.0354 | 20076 | 13.8323 | 313.7191 | 513.1446 |  | 0 | 7253 | 7253 | 2007-06-12 | #NAME? | #NAME? | #NAME?
2007-06-13 | 2007 | 6 | 164 | 13 | 4 | 6.3 | 4.8522 | 9.8333 | 0 | 0 | 0 | #NAME? | #NAME? | #NAME? | #NAME? | #NAME? | #NAME? | FALSE | 3 | TRUE | TRUE | #NAME? | #NAME? | #NAME? | #NAME? | #NAME? | #NAME? | #NAME? | #NAME? | #NAME? | #NAME? |  |  | 1: 0; 2: 0; 3: 2.2731; 4: 4.2496 | 6.5228 |  | 157.9952 | 243.2625 | 250.7861 | 20076 | 6.5228 | 157.9952 | 258.4299 |  | 0 | 7254 | 7254 | 2007-06-13 | #NAME? | #NAME? | #NAME?
2007-06-14 | 2007 | 6 | 165 | 14 | 5 | 4.4 | 2.9762 | 10 | 0.4 | 0.4 | 0 | #NAME? | #NAME? | #NAME? | #NAME? | #NAME? | #NAME? | TRUE | 2 | TRUE | TRUE | #NAME? | #NAME? | #NAME? | #NAME? | #NAME? | #NAME? | #NAME? | #NAME? | #NAME? | #NAME? |  |  | 1: 8.0225; 2: 10.3439; 3: 0; 4: 0 | 18.3664 |  | 421.0845 | 681.6794 | 705.4359 | 20076 | 18.3664 | 421.0845 | 688.7602 |  | 0 | 7255 | 7255 | 2007-06-14 | #NAME? | #NAME? | #NAME?
2007-06-15 | 2007 | 6 | 166 | 15 | 6 | 6 | 2.9503 | 8.1667 | 9 | 9 | 3 | #NAME? | #NAME? | #NAME? | #NAME? | #NAME? | #NAME? | FALSE | 0.4 | TRUE | TRUE | #NAME? | #NAME? | #NAME? | #NAME? | #NAME? | #NAME? | #NAME? | #NAME? | #NAME? | #NAME? |  |  | 1: 0; 2: 0; 3: 0; 4: 4.3056 | 4.3056 |  | 126.2981 | 194.459 | 200.4732 | 20076 | 4.3056 | 126.2981 | 206.5835 |  | 0 | 7256 | 7256 | 2007-06-15 | #NAME? | #NAME? | #NAME?
2007-06-16 | 2007 | 6 | 167 | 16 | 7 | 8.9 | 2.5531 | 3.8333 | 6.9 | 6.9 | 1.425 | #NAME? | #NAME? | #NAME? | #NAME? | #NAME? | #NAME? | FALSE | 9.4 | TRUE | TRUE | #NAME? | #NAME? | #NAME? | #NAME? | #NAME? | #NAME? | #NAME? | #NAME? | #NAME? | #NAME? |  |  | 1: 0; 2: 0; 3: 1.5653; 4: 0 | 1.5653 |  | 22.9583 | 35.3485 | 36.4418 | 20076 | 1.5653 | 22.9583 | 37.5525 |  | 0 | 7257 | 7257 | 2007-06-16 | #NAME? | #NAME? | #NAME?
2007-06-17 | 2007 | 6 | 168 | 17 | 1 | 7.3 | 2.7654 | 11.1667 | 27.6 | 27.6 | 16.95 | #NAME? | #NAME? | #NAME? | #NAME? | #NAME? | #NAME? | TRUE | 15.9 | FALSE | TRUE | #NAME? | #NAME? | #NAME? | #NAME? | #NAME? | #NAME? | #NAME? | #NAME? | #NAME? | #NAME? |  |  | 1: 0; 2: 0; 3: 0; 4: 0 | 0 |  | 0 | 0 | 0 | 20076 | 0 | 0 | 0 |  | 0 | 7258 | 7258 | 2007-06-17 | #NAME? | #NAME? | #NAME?
2007-06-18 | 2007 | 6 | 169 | 18 | 2 | 5.7 | 3.5254 | 3.5 | 3.4 | 3.4 | 0 | #NAME? | #NAME? | #NAME? | #NAME? | #NAME? | #NAME? | FALSE | 34.5 | FALSE | TRUE | #NAME? | #NAME? | #NAME? | #NAME? | #NAME? | #NAME? | #NAME? | #NAME? | #NAME? | #NAME? |  |  | 1: 0; 2: 0; 3: 0; 4: 0 | 0 |  | 0 | 0 | 0 | 20076 | 0 | 0 | 0 |  | 0 | 7259 | 7259 | 2007-06-18 | #NAME? | #NAME? | #NAME?
2007-06-19 | 2007 | 6 | 170 | 19 | 3 | 7 | 5.1825 | 12.5 | 0 | 0 | 0 | #NAME? | #NAME? | #NAME? | #NAME? | #NAME? | #NAME? | TRUE | 31 | FALSE | TRUE | #NAME? | #NAME? | #NAME? | #NAME? | #NAME? | #NAME? | #NAME? | #NAME? | #NAME? | #NAME? |  |  | 1: 0; 2: 0; 3: 0; 4: 0 | 0 |  | 0 | 0 | 0 | 20076 | 0 | 0 | 0 |  | 0 | 7260 | 7260 | 2007-06-19 | #NAME? | #NAME? | #NAME?
2007-06-20 | 2007 | 6 | 171 | 20 | 4 | 7.8 | 4.6183 | 12.1667 | 0 | 0 | 0 | #NAME? | #NAME? | #NAME? | #NAME? | #NAME? | #NAME? | FALSE | 3.4 | TRUE | TRUE | #NAME? | #NAME? | #NAME? | #NAME? | #NAME? | #NAME? | #NAME? | #NAME? | #NAME? | #NAME? |  |  | 1: 0; 2: 0; 3: 3.0591; 4: 5.1304 | 8.1895 |  | 195.3577 | 300.7888 | 310.0915 | 20076 | 8.1895 | 195.3577 | 319.5429 |  | 0 | 7261 | 7261 | 2007-06-20 | #NAME? | #NAME? | #NAME?
2007-06-21 | 2007 | 6 | 172 | 21 | 5 | 10.7 | 6.0144 | 8 | 0 | 0 | 0 | #NAME? | #NAME? | #NAME? | #NAME? | #NAME? | #NAME? | TRUE | 0 | TRUE | TRUE | #NAME? | #NAME? | #NAME? | #NAME? | #NAME? | #NAME? | #NAME? | #NAME? | #NAME? | #NAME? |  |  | 1: 2.5473; 2: 3.2289; 3: 0; 4: 0 | 5.7761 |  | 132.073 | 213.7586 | 221.2042 | 20076 | 5.7761 | 132.073 | 216.0295 |  | 0 | 7262 | 7262 | 2007-06-21 | #NAME? | #NAME? | #NAME?
2007-06-22 | 2007 | 6 | 173 | 22 | 6 | 8.9 | 5.2752 | 7.6667 | 0 | 0 | 0 | #NAME? | #NAME? | #NAME? | #NAME? | #NAME? | #NAME? | FALSE | 0 | TRUE | TRUE | #NAME? | #NAME? | #NAME? | #NAME? | #NAME? | #NAME? | #NAME? | #NAME? | #NAME? | #NAME? |  |  | 1: 0; 2: 0; 3: 0; 4: 5.848 | 5.848 |  | 171.541 | 264.1187 | 272.2873 | 20076 | 5.848 | 171.541 | 280.5865 |  | 0 | 7263 | 7263 | 2007-06-22 | #NAME? | #NAME? | #NAME?
2007-06-23 | 2007 | 6 | 174 | 23 | 7 | 9.6 | 3.7017 | 10 | 0.2 | 0.2 | 0 | #NAME? | #NAME? | #NAME? | #NAME? | #NAME? | #NAME? | FALSE | 0 | TRUE | TRUE | #NAME? | #NAME? | #NAME? | #NAME? | #NAME? | #NAME? | #NAME? | #NAME? | #NAME? | #NAME? |  |  | 1: 0; 2: 0; 3: 11.2773; 4: 0 | 11.2773 |  | 165.4006 | 254.6644 | 262.5406 | 20076 | 11.2773 | 165.4006 | 270.5427 |  | 0 | 7264 | 7264 | 2007-06-23 | #NAME? | #NAME? | #NAME?
2007-06-24 | 2007 | 6 | 175 | 24 | 1 | 7.2 | 3.3469 | 5 | 3.4 | 3.4 | 0 | #NAME? | #NAME? | #NAME? | #NAME? | #NAME? | #NAME? | TRUE | 0.2 | TRUE | TRUE | #NAME? | #NAME? | #NAME? | #NAME? | #NAME? | #NAME? | #NAME? | #NAME? | #NAME? | #NAME? |  |  | 1: 0; 2: 0; 3: 0; 4: 0 | 0 |  | 0 | 0 | 0 | 20076 | 0 | 0 | 0 |  | 0 | 7265 | 7265 | 2007-06-24 | #NAME? | #NAME? | #NAME?
2007-06-25 | 2007 | 6 | 176 | 25 | 2 | 5.8 | 3.6108 | 10.6667 | 5.2 | 5.2 | 0.15 | #NAME? | #NAME? | #NAME? | #NAME? | #NAME? | #NAME? | FALSE | 3.6 | TRUE | TRUE | #NAME? | #NAME? | #NAME? | #NAME? | #NAME? | #NAME? | #NAME? | #NAME? | #NAME? | #NAME? |  |  | 1: 0; 2: 0; 3: 0; 4: 6.7781 | 6.7781 |  | 198.824 | 306.1258 | 315.5937 | 20076 | 6.7781 | 198.824 | 325.2128 |  | 0 | 7266 | 7266 | 2007-06-25 | #NAME? | #NAME? | #NAME?
2007-06-26 | 2007 | 6 | 177 | 26 | 3 | 7.5 | 5.0642 | 20.3333 | 0 | 0 | 0 | #NAME? | #NAME? | #NAME? | #NAME? | #NAME? | #NAME? | TRUE | 8.6 | TRUE | TRUE | #NAME? | #NAME? | #NAME? | #NAME? | #NAME? | #NAME? | #NAME? | #NAME? | #NAME? | #NAME? |  |  | 1: 0; 2: 0; 3: 0; 4: 0 | 0 |  | 0 | 0 | 0 | 20076 | 0 | 0 | 0 |  | 0 | 7267 | 7267 | 2007-06-26 | #NAME? | #NAME? | #NAME?
2007-06-27 | 2007 | 6 | 178 | 27 | 4 | 8.8 | 5.1049 | 13.1667 | 0 | 0 | 0 | #NAME? | #NAME? | #NAME? | #NAME? | #NAME? | #NAME? | FALSE | 5.2 | TRUE | TRUE | #NAME? | #NAME? | #NAME? | #NAME? | #NAME? | #NAME? | #NAME? | #NAME? | #NAME? | #NAME? |  |  | 1: 0; 2: 0; 3: 0; 4: 5.0653 | 5.0653 |  | 148.5818 | 228.7688 | 235.8442 | 20076 | 5.0653 | 148.5818 | 243.0326 |  | 0 | 7268 | 7268 | 2007-06-27 | #NAME? | #NAME? | #NAME?
2007-06-28 | 2007 | 6 | 179 | 28 | 5 | 12.8 | 3.9072 | 11.3333 | 0.2 | 0.2 | 0 | #NAME? | #NAME? | #NAME? | #NAME? | #NAME? | #NAME? | TRUE | 0 | TRUE | TRUE | #NAME? | #NAME? | #NAME? | #NAME? | #NAME? | #NAME? | #NAME? | #NAME? | #NAME? | #NAME? |  |  | 1: 13.6629; 2: 24.1905; 3: 0; 4: 0 | 37.8534 |  | 909.9777 | 1479.0534 | 1531.0498 | 20076 | 37.8534 | 909.9777 | 1488.4338 |  | 0 | 7269 | 7269 | 2007-06-28 | #NAME? | #NAME? | #NAME?
2007-06-29 | 2007 | 6 | 180 | 29 | 6 | 12.1 | 3.578 | 4.6667 | 4.2 | 4.2 | 0 | #NAME? | #NAME? | #NAME? | #NAME? | #NAME? | #NAME? | FALSE | 0.2 | TRUE | TRUE | #NAME? | #NAME? | #NAME? | #NAME? | #NAME? | #NAME? | #NAME? | #NAME? | #NAME? | #NAME? |  |  | 1: 0; 2: 0; 3: 0; 4: 4.9567 | 4.9567 |  | 145.3961 | 223.8638 | 230.7874 | 20076 | 4.9567 | 145.3961 | 237.8217 |  | 0 | 7270 | 7270 | 2007-06-29 | #NAME? | #NAME? | #NAME?
2007-06-30 | 2007 | 6 | 181 | 30 | 7 | 12.2 | 5.5871 | 21.3333 | 0 | 0 | 0 | #NAME? | #NAME? | #NAME? | #NAME? | #NAME? | #NAME? | FALSE | 4.4 | TRUE | TRUE | #NAME? | #NAME? | #NAME? | #NAME? | #NAME? | #NAME? | #NAME? | #NAME? | #NAME? | #NAME? |  |  | 1: 0; 2: 0; 3: 4.621; 4: 0 | 4.621 |  | 67.7753 | 104.3525 | 107.5799 | 20076 | 4.621 | 67.7753 | 110.8588 |  | 0 | 7271 | 7271 | 2007-06-30 | #NAME? | #NAME? | #NAME?
2007-07-01 | 2007 | 7 | 182 | 1 | 1 | 6.7 | 5.2225 | 7.8333 | 0 | 0 | 0 | #NAME? | #NAME? | #NAME? | #NAME? | #NAME? | #NAME? | TRUE | 4.2 | TRUE | TRUE | #NAME? | #NAME? | #NAME? | #NAME? | #NAME? | #NAME? | #NAME? | #NAME? | #NAME? | #NAME? |  |  | 1: 1.9789; 2: 2.6602; 3: 0; 4: 0 | 4.6391 |  | 107.0572 | 173.4092 | 179.46 | 20077 | 4.6391 | 107.0572 | 175.1114 |  | 0 | 7272 | 7272 | 2007-07-01 | #NAME? | #NAME? | #NAME?
2007-07-02 | 2007 | 7 | 183 | 2 | 2 | 10.1 | 5.1272 | 10.6667 | 0 | 0 | 0 | #NAME? | #NAME? | #NAME? | #NAME? | #NAME? | #NAME? | FALSE | 0 | TRUE | TRUE | #NAME? | #NAME? | #NAME? | #NAME? | #NAME? | #NAME? | #NAME? | #NAME? | #NAME? | #NAME? |  |  | 1: 0; 2: 0; 3: 3.9923; 4: 8.2253 | 12.2175 |  | 299.8279 | 461.6397 | 475.9172 | 20077 | 12.2175 | 299.8279 | 490.4229 |  | 0 | 7273 | 7273 | 2007-07-02 | #NAME? | #NAME? | #NAME?
2007-07-03 | 2007 | 7 | 184 | 3 | 3 | 11.7 | 5.6113 | 7.8333 | 0 | 0 | 0 | #NAME? | #NAME? | #NAME? | #NAME? | #NAME? | #NAME? | TRUE | 0 | TRUE | TRUE | #NAME? | #NAME? | #NAME? | #NAME? | #NAME? | #NAME? | #NAME? | #NAME? | #NAME? | #NAME? |  |  | 1: 8.7074; 2: 10.7315; 3: 0; 4: 0 | 19.4389 |  | 442.4987 | 715.8997 | 740.8147 | 20077 | 19.4389 | 442.4987 | 723.7869 |  | 0 | 7274 | 7274 | 2007-07-03 | #NAME? | #NAME? | #NAME?
2007-07-04 | 2007 | 7 | 185 | 4 | 4 | 10.2 | 5.4268 | 7.1667 | 0 | 0 | 0 | #NAME? | #NAME? | #NAME? | #NAME? | #NAME? | #NAME? | FALSE | 0 | TRUE | TRUE | #NAME? | #NAME? | #NAME? | #NAME? | #NAME? | #NAME? | #NAME? | #NAME? | #NAME? | #NAME? |  |  | 1: 0; 2: 0; 3: 6.1411; 4: 5.3897 | 11.5308 |  | 248.1682 | 382.1003 | 393.9179 | 20077 | 11.5308 | 248.1682 | 405.9243 |  | 0 | 7275 | 7275 | 2007-07-04 | #NAME? | #NAME? | #NAME?
2007-07-05 | 2007 | 7 | 186 | 5 | 5 | 12.3 | 6.0128 | 5.8333 | 0 | 0 | 0 | #NAME? | #NAME? | #NAME? | #NAME? | #NAME? | #NAME? | TRUE | 0 | TRUE | TRUE | #NAME? | #NAME? | #NAME? | #NAME? | #NAME? | #NAME? | #NAME? | #NAME? | #NAME? | #NAME? |  |  | 1: 4.4608; 2: 5.9524; 3: 0; 4: 0 | 10.4132 |  | 240.0282 | 388.7544 | 402.3162 | 20077 | 10.4132 | 240.0282 | 392.6097 |  | 0 | 7276 | 7276 | 2007-07-05 | #NAME? | #NAME? | #NAME?
2007-07-06 | 2007 | 7 | 187 | 6 | 6 | 15 | 4.7554 | 14.5 | 0 | 0 | 0 | #NAME? | #NAME? | #NAME? | #NAME? | #NAME? | #NAME? | FALSE | 0 | TRUE | TRUE | #NAME? | #NAME? | #NAME? | #NAME? | #NAME? | #NAME? | #NAME? | #NAME? | #NAME? | #NAME? |  |  | 1: 0; 2: 0; 3: 0; 4: 6.2918 | 6.2918 |  | 184.5583 | 284.1612 | 292.9497 | 20077 | 6.2918 | 184.5583 | 301.8786 |  | 0 | 7277 | 7277 | 2007-07-06 | #NAME? | #NAME? | #NAME?
2007-07-07 | 2007 | 7 | 188 | 7 | 7 | 10.9 | 3.7008 | 18 | 1 | 1 | 0 | #NAME? | #NAME? | #NAME? | #NAME? | #NAME? | #NAME? | FALSE | 0 | TRUE | TRUE | #NAME? | #NAME? | #NAME? | #NAME? | #NAME? | #NAME? | #NAME? | #NAME? | #NAME? | #NAME? |  |  | 1: 0; 2: 0; 3: 0; 4: 0 | 0 |  | 0 | 0 | 0 | 20077 | 0 | 0 | 0 |  | 0 | 7278 | 7278 | 2007-07-07 | #NAME? | #NAME? | #NAME?
2007-07-08 | 2007 | 7 | 189 | 8 | 1 | 12.8 | 4.138 | 14.8333 | 0 | 0 | 0 | #NAME? | #NAME? | #NAME? | #NAME? | #NAME? | #NAME? | TRUE | 1 | TRUE | TRUE | #NAME? | #NAME? | #NAME? | #NAME? | #NAME? | #NAME? | #NAME? | #NAME? | #NAME? | #NAME? |  |  | 1: 9.0113; 2: 11.4341; 3: 0; 4: 0 | 20.4454 |  | 467.5654 | 756.7594 | 783.1196 | 20077 | 20.4454 | 467.5654 | 764.7881 |  | 0 | 7279 | 7279 | 2007-07-08 | #NAME? | #NAME? | #NAME?
2007-07-09 | 2007 | 7 | 190 | 9 | 2 | 8.2 | 4.4359 | 9 | 2.4 | 2.4 | 0 | #NAME? | #NAME? | #NAME? | #NAME? | #NAME? | #NAME? | FALSE | 1 | TRUE | TRUE | #NAME? | #NAME? | #NAME? | #NAME? | #NAME? | #NAME? | #NAME? | #NAME? | #NAME? | #NAME? |  |  | 1: 0; 2: 0; 3: 11.4447; 4: 6.9268 | 18.3714 |  | 371.0404 | 571.2844 | 588.953 | 20077 | 18.3714 | 371.0404 | 606.904 |  | 0 | 7280 | 7280 | 2007-07-09 | #NAME? | #NAME? | #NAME?
2007-07-10 | 2007 | 7 | 191 | 10 | 3 | 7.6 | 4.3376 | 1.3333 | 0 | 0 | 0 | #NAME? | #NAME? | #NAME? | #NAME? | #NAME? | #NAME? | TRUE | 2.4 | TRUE | TRUE | #NAME? | #NAME? | #NAME? | #NAME? | #NAME? | #NAME? | #NAME? | #NAME? | #NAME? | #NAME? |  |  | 1: 10.0423; 2: 13.6245; 3: 0; 4: 0 | 23.6667 |  | 546.9374 | 886.0277 | 916.9521 | 20077 | 23.6667 | 546.9374 | 894.6155 |  | 0 | 7281 | 7281 | 2007-07-10 | #NAME? | #NAME? | #NAME?
2007-07-11 | 2007 | 7 | 192 | 11 | 4 | 12.5 | 4.7773 | 5 | 0 | 0 | 0 | #NAME? | #NAME? | #NAME? | #NAME? | #NAME? | #NAME? | FALSE | 2.4 | TRUE | TRUE | #NAME? | #NAME? | #NAME? | #NAME? | #NAME? | #NAME? | #NAME? | #NAME? | #NAME? | #NAME? |  |  | 1: 0; 2: 0; 3: 4.2509; 4: 4.8254 | 9.0764 |  | 203.8932 | 313.9309 | 323.6401 | 20077 | 9.0764 | 203.8932 | 333.5044 |  | 0 | 7282 | 7282 | 2007-07-11 | #NAME? | #NAME? | #NAME?
2007-07-12 | 2007 | 7 | 193 | 12 | 5 | 14.6 | 5.0389 | 5.5 | 0 | 0 | 0 | #NAME? | #NAME? | #NAME? | #NAME? | #NAME? | #NAME? | TRUE | 0 | TRUE | TRUE | #NAME? | #NAME? | #NAME? | #NAME? | #NAME? | #NAME? | #NAME? | #NAME? | #NAME? | #NAME? |  |  | 1: 5.4017; 2: 8.1281; 3: 0; 4: 0 | 13.5297 |  | 317.6475 | 515.2766 | 533.3138 | 20077 | 13.5297 | 317.6475 | 519.5701 |  | 0 | 7283 | 7283 | 2007-07-12 | #NAME? | #NAME? | #NAME?
2007-07-13 | 2007 | 7 | 194 | 13 | 6 | 13.7 | 5.4272 | 6.6667 | 0 | 0 | 0 | #NAME? | #NAME? | #NAME? | #NAME? | #NAME? | #NAME? | FALSE | 0 | TRUE | TRUE | #NAME? | #NAME? | #NAME? | #NAME? | #NAME? | #NAME? | #NAME? | #NAME? | #NAME? | #NAME? |  |  | 1: 0; 2: 0; 3: 0; 4: 5.3989 | 5.3989 |  | 158.3679 | 243.8362 | 251.3776 | 20077 | 5.3989 | 158.3679 | 259.0394 |  | 0 | 7284 | 7284 | 2007-07-13 | #NAME? | #NAME? | #NAME?
2007-07-14 | 2007 | 7 | 195 | 14 | 7 | 15.6 | 6.0265 | 5.6667 | 0 | 0 | 0 | #NAME? | #NAME? | #NAME? | #NAME? | #NAME? | #NAME? | FALSE | 0 | TRUE | TRUE | #NAME? | #NAME? | #NAME? | #NAME? | #NAME? | #NAME? | #NAME? | #NAME? | #NAME? | #NAME? |  |  | 1: 0; 2: 0; 3: 7.5573; 4: 0 | 7.5573 |  | 110.8401 | 170.6586 | 175.9367 | 20077 | 7.5573 | 110.8401 | 181.2992 |  | 0 | 7285 | 7285 | 2007-07-14 | #NAME? | #NAME? | #NAME?
2007-07-15 | 2007 | 7 | 196 | 15 | 1 | 15.2 | 5.1513 | 8.5 | 1.2 | 1.2 | 0 | #NAME? | #NAME? | #NAME? | #NAME? | #NAME? | #NAME? | TRUE | 0 | TRUE | TRUE | #NAME? | #NAME? | #NAME? | #NAME? | #NAME? | #NAME? | #NAME? | #NAME? | #NAME? | #NAME? |  |  | 1: 2.5791; 2: 2.9667; 3: 0; 4: 0 | 5.5458 |  | 124.8499 | 201.7923 | 208.8001 | 20077 | 5.5458 | 124.8499 | 204.2148 |  | 0 | 7286 | 7286 | 2007-07-15 | #NAME? | #NAME? | #NAME?
2007-07-16 | 2007 | 7 | 197 | 16 | 2 | 15.3 | 4.1336 | 10.8333 | 0 | 0 | 0 | #NAME? | #NAME? | #NAME? | #NAME? | #NAME? | #NAME? | FALSE | 1.2 | TRUE | TRUE | #NAME? | #NAME? | #NAME? | #NAME? | #NAME? | #NAME? | #NAME? | #NAME? | #NAME? | #NAME? |  |  | 1: 0; 2: 0; 3: 1.2971; 4: 9.1328 | 10.4299 |  | 286.919 | 441.7641 | 455.4269 | 20077 | 10.4299 | 286.919 | 469.3081 |  | 0 | 7287 | 7287 | 2007-07-16 | #NAME? | #NAME? | #NAME?
2007-07-17 | 2007 | 7 | 198 | 17 | 3 | 15.1 | 3.661 | 10.6667 | 0 | 0 | 0 | #NAME? | #NAME? | #NAME? | #NAME? | #NAME? | #NAME? | TRUE | 1.2 | TRUE | TRUE | #NAME? | #NAME? | #NAME? | #NAME? | #NAME? | #NAME? | #NAME? | #NAME? | #NAME? | #NAME? |  |  | 1: 0; 2: 0; 3: 0; 4: 0 | 0 |  | 0 | 0 | 0 | 20077 | 0 | 0 | 0 |  | 0 | 7288 | 7288 | 2007-07-17 | #NAME? | #NAME? | #NAME?
2007-07-18 | 2007 | 7 | 199 | 18 | 4 | 16.2 | 3.8217 | 16.1667 | 9.8 | 9.8 | 3.6 | #NAME? | #NAME? | #NAME? | #NAME? | #NAME? | #NAME? | FALSE | 0 | TRUE | TRUE | #NAME? | #NAME? | #NAME? | #NAME? | #NAME? | #NAME? | #NAME? | #NAME? | #NAME? | #NAME? |  |  | 1: 0; 2: 0; 3: 3.7731; 4: 4.2935 | 8.0666 |  | 181.2825 | 279.1174 | 287.7499 | 20077 | 8.0666 | 181.2825 | 296.5204 |  | 0 | 7289 | 7289 | 2007-07-18 | #NAME? | #NAME? | #NAME?
2007-07-19 | 2007 | 7 | 200 | 19 | 5 | 16.5 | 4.9232 | 8.1667 | 0 | 0 | 0 | #NAME? | #NAME? | #NAME? | #NAME? | #NAME? | #NAME? | TRUE | 9.8 | TRUE | TRUE | #NAME? | #NAME? | #NAME? | #NAME? | #NAME? | #NAME? | #NAME? | #NAME? | #NAME? | #NAME? |  |  | 1: 12.5928; 2: 19.9495; 3: 0; 4: 0 | 32.5422 |  | 769.8782 | 1249.6739 | 1293.4799 | 20077 | 32.5422 | 769.8782 | 1259.2756 |  | 0 | 7290 | 7290 | 2007-07-19 | #NAME? | #NAME? | #NAME?
2007-07-20 | 2007 | 7 | 201 | 20 | 6 | 8.9 | 5.8501 | 1.6667 | 0 | 0 | 0 | #NAME? | #NAME? | #NAME? | #NAME? | #NAME? | #NAME? | FALSE | 9.8 | TRUE | TRUE | #NAME? | #NAME? | #NAME? | #NAME? | #NAME? | #NAME? | #NAME? | #NAME? | #NAME? | #NAME? |  |  | 1: 0; 2: 0; 3: 0; 4: 4.9878 | 4.9878 |  | 146.3076 | 225.2673 | 232.2344 | 20077 | 4.9878 | 146.3076 | 239.3127 |  | 0 | 7291 | 7291 | 2007-07-20 | #NAME? | #NAME? | #NAME?
2007-07-21 | 2007 | 7 | 202 | 21 | 7 | 13.5 | 5.8126 | 6.3333 | 0 | 0 | 0 | #NAME? | #NAME? | #NAME? | #NAME? | #NAME? | #NAME? | FALSE | 0 | TRUE | TRUE | #NAME? | #NAME? | #NAME? | #NAME? | #NAME? | #NAME? | #NAME? | #NAME? | #NAME? | #NAME? |  |  | 1: 0; 2: 0; 3: 0; 4: 0 | 0 |  | 0 | 0 | 0 | 20077 | 0 | 0 | 0 |  | 0 | 7292 | 7292 | 2007-07-21 | #NAME? | #NAME? | #NAME?
2007-07-22 | 2007 | 7 | 203 | 22 | 1 | 15.1 | 6.3834 | 11.5 | 0 | 0 | 0 | #NAME? | #NAME? | #NAME? | #NAME? | #NAME? | #NAME? | TRUE | 0 | TRUE | TRUE | #NAME? | #NAME? | #NAME? | #NAME? | #NAME? | #NAME? | #NAME? | #NAME? | #NAME? | #NAME? |  |  | 1: 11.5719; 2: 14.9799; 3: 0; 4: 0 | 26.5518 |  | 609.1314 | 986.1558 | 1020.5273 | 20077 | 26.5518 | 609.1314 | 996.345 |  | 0 | 7293 | 7293 | 2007-07-22 | #NAME? | #NAME? | #NAME?
2007-07-23 | 2007 | 7 | 204 | 23 | 2 | 13.9 | 6.2249 | 3.8333 | 0 | 0 | 0 | #NAME? | #NAME? | #NAME? | #NAME? | #NAME? | #NAME? | FALSE | 0 | TRUE | TRUE | #NAME? | #NAME? | #NAME? | #NAME? | #NAME? | #NAME? | #NAME? | #NAME? | #NAME? | #NAME? |  |  | 1: 0; 2: 0; 3: 0; 4: 9.9253 | 9.9253 |  | 291.1432 | 448.2681 | 462.1321 | 20077 | 9.9253 | 291.1432 | 476.2176 |  | 0 | 7294 | 7294 | 2007-07-23 | #NAME? | #NAME? | #NAME?
2007-07-24 | 2007 | 7 | 205 | 24 | 3 | 15 | 4.2152 | 14.3333 | 8.2 | 8.2 | 2.4 | #NAME? | #NAME? | #NAME? | #NAME? | #NAME? | #NAME? | TRUE | 0 | TRUE | TRUE | #NAME? | #NAME? | #NAME? | #NAME? | #NAME? | #NAME? | #NAME? | #NAME? | #NAME? | #NAME? |  |  | 1: 6.415; 2: 8.9388; 3: 0; 4: 0 | 15.3538 |  | 356.291 | 577.3886 | 597.5563 | 20077 | 15.3538 | 356.291 | 582.7786 |  | 0 | 7295 | 7295 | 2007-07-24 | #NAME? | #NAME? | #NAME?
2007-07-25 | 2007 | 7 | 206 | 25 | 4 | 13.3 | 3.6717 | 2.5 | 2.1 | 2.1 | 0 | #NAME? | #NAME? | #NAME? | #NAME? | #NAME? | #NAME? | FALSE | 8.2 | TRUE | TRUE | #NAME? | #NAME? | #NAME? | #NAME? | #NAME? | #NAME? | #NAME? | #NAME? | #NAME? | #NAME? |  |  | 1: 0; 2: 0; 3: 7.5126; 4: 2.28 | 9.7926 |  | 177.0643 | 272.6228 | 281.0544 | 20077 | 9.7926 | 177.0643 | 289.6208 |  | 0 | 7296 | 7296 | 2007-07-25 | #NAME? | #NAME? | #NAME?
2007-07-26 | 2007 | 7 | 207 | 26 | 5 | 10.4 | 5.4235 | 5.6667 | 0 | 0 | 0 | #NAME? | #NAME? | #NAME? | #NAME? | #NAME? | #NAME? | TRUE | 10.3 | FALSE | TRUE | #NAME? | #NAME? | #NAME? | #NAME? | #NAME? | #NAME? | #NAME? | #NAME? | #NAME? | #NAME? |  |  | 1: 0; 2: 0; 3: 0; 4: 0 | 0 |  | 0 | 0 | 0 | 20077 | 0 | 0 | 0 |  | 0 | 7297 | 7297 | 2007-07-26 | #NAME? | #NAME? | #NAME?
2007-07-27 | 2007 | 7 | 208 | 27 | 6 | 12.5 | 6.2391 | 5.5 | 0 | 0 | 0 | #NAME? | #NAME? | #NAME? | #NAME? | #NAME? | #NAME? | FALSE | 2.1 | TRUE | TRUE | #NAME? | #NAME? | #NAME? | #NAME? | #NAME? | #NAME? | #NAME? | #NAME? | #NAME? | #NAME? |  |  | 1: 0; 2: 0; 3: 0; 4: 5.2629 | 5.2629 |  | 154.3787 | 237.6942 | 245.0456 | 20077 | 5.2629 | 154.3787 | 252.5145 |  | 0 | 7298 | 7298 | 2007-07-27 | #NAME? | #NAME? | #NAME?
2007-07-28 | 2007 | 7 | 209 | 28 | 7 | 13.7 | 6.0474 | 8.3333 | 0 | 0 | 0 | #NAME? | #NAME? | #NAME? | #NAME? | #NAME? | #NAME? | FALSE | 0 | TRUE | TRUE | #NAME? | #NAME? | #NAME? | #NAME? | #NAME? | #NAME? | #NAME? | #NAME? | #NAME? | #NAME? |  |  | 1: 0; 2: 0; 3: 3.7568; 4: 0 | 3.7568 |  | 55.0999 | 84.8364 | 87.4602 | 20077 | 3.7568 | 55.0999 | 90.1259 |  | 0 | 7299 | 7299 | 2007-07-28 | #NAME? | #NAME? | #NAME?
2007-07-29 | 2007 | 7 | 210 | 29 | 1 | 13.5 | 6.7015 | 8.8333 | 0 | 0 | 0 | #NAME? | #NAME? | #NAME? | #NAME? | #NAME? | #NAME? | TRUE | 0 | TRUE | TRUE | #NAME? | #NAME? | #NAME? | #NAME? | #NAME? | #NAME? | #NAME? | #NAME? | #NAME? | #NAME? |  |  | 1: 12.8299; 2: 17.4266; 3: 0; 4: 0 | 30.2564 |  | 699.3512 | 1132.9525 | 1172.4965 | 20077 | 30.2564 | 699.3512 | 1143.916 |  | 0 | 7300 | 7300 | 2007-07-29 | #NAME? | #NAME? | #NAME?
2007-07-30 | 2007 | 7 | 211 | 30 | 2 | 13.5 | 4.4763 | 9.8333 | 0.4 | 0.4 | 0 | #NAME? | #NAME? | #NAME? | #NAME? | #NAME? | #NAME? | FALSE | 0 | TRUE | TRUE | #NAME? | #NAME? | #NAME? | #NAME? | #NAME? | #NAME? | #NAME? | #NAME? | #NAME? | #NAME? |  |  | 1: 0; 2: 0; 3: 0; 4: 10.4434 | 10.4434 |  | 306.3405 | 471.6671 | 486.2547 | 20077 | 10.4434 | 306.3405 | 501.0755 |  | 0 | 7301 | 7301 | 2007-07-30 | #NAME? | #NAME? | #NAME?
2007-07-31 | 2007 | 7 | 212 | 31 | 3 | 11.7 | 3.1319 | 13.8333 | 0 | 0 | 0 | #NAME? | #NAME? | #NAME? | #NAME? | #NAME? | #NAME? | TRUE | 0.4 | TRUE | TRUE | #NAME? | #NAME? | #NAME? | #NAME? | #NAME? | #NAME? | #NAME? | #NAME? | #NAME? | #NAME? |  |  | 1: 2.8622; 2: 4.7182; 3: 0; 4: 0 | 7.5803 |  | 180.3777 | 292.9331 | 303.2124 | 20077 | 7.5803 | 180.3777 | 295.0405 |  | 0 | 7302 | 7302 | 2007-07-31 | #NAME? | #NAME? | #NAME?
2007-08-01 | 2007 | 8 | 213 | 1 | 4 | 8.6 | 4.1654 | 8 | 0 | 0 | 0 | #NAME? | #NAME? | #NAME? | #NAME? | #NAME? | #NAME? | FALSE | 0.4 | TRUE | TRUE | #NAME? | #NAME? | #NAME? | #NAME? | #NAME? | #NAME? | #NAME? | #NAME? | #NAME? | #NAME? |  |  | 1: 0; 2: 0; 3: 2.3212; 4: 4.0026 | 6.3238 |  | 151.4528 | 233.1892 | 240.4012 | 20078 | 6.3238 | 151.4528 | 247.7285 |  | 0 | 7303 | 7303 | 2007-08-01 | #NAME? | #NAME? | #NAME?
2007-08-02 | 2007 | 8 | 214 | 2 | 5 | 11.2 | 5.9206 | 8.8333 | 0 | 0 | 0 | #NAME? | #NAME? | #NAME? | #NAME? | #NAME? | #NAME? | TRUE | 0 | TRUE | TRUE | #NAME? | #NAME? | #NAME? | #NAME? | #NAME? | #NAME? | #NAME? | #NAME? | #NAME? | #NAME? |  |  | 1: 9.4014; 2: 12.1854; 3: 0; 4: 0 | 21.5868 |  | 495.326 | 801.9238 | 829.875 | 20078 | 21.5868 | 495.326 | 810.1957 |  | 0 | 7304 | 7304 | 2007-08-02 | #NAME? | #NAME? | #NAME?
2007-08-03 | 2007 | 8 | 215 | 3 | 6 | 10.4 | 5.4335 | 5.1667 | 0 | 0 | 0 | #NAME? | #NAME? | #NAME? | #NAME? | #NAME? | #NAME? | FALSE | 0 | TRUE | TRUE | #NAME? | #NAME? | #NAME? | #NAME? | #NAME? | #NAME? | #NAME? | #NAME? | #NAME? | #NAME? |  |  | 1: 0; 2: 0; 3: 0; 4: 5.5473 | 5.5473 |  | 162.7214 | 250.5394 | 258.288 | 20078 | 5.5473 | 162.7214 | 266.1605 |  | 0 | 7305 | 7305 | 2007-08-03 | #NAME? | #NAME? | #NAME?
2007-08-04 | 2007 | 8 | 216 | 4 | 7 | 10.9 | 4.2998 | 14.3333 | 2.8 | 2.8 | 0 | #NAME? | #NAME? | #NAME? | #NAME? | #NAME? | #NAME? | FALSE | 0 | TRUE | TRUE | #NAME? | #NAME? | #NAME? | #NAME? | #NAME? | #NAME? | #NAME? | #NAME? | #NAME? | #NAME? |  |  | 1: 0; 2: 0; 3: 6.9583; 4: 0 | 6.9583 |  | 102.055 | 157.1324 | 161.9921 | 20078 | 6.9583 | 102.055 | 166.9296 |  | 0 | 7306 | 7306 | 2007-08-04 | #NAME? | #NAME? | #NAME?
2007-08-05 | 2007 | 8 | 217 | 5 | 1 | 10 | 3.3604 | 7.6667 | 1.6 | 1.6 | 0 | #NAME? | #NAME? | #NAME? | #NAME? | #NAME? | #NAME? | TRUE | 2.8 | TRUE | TRUE | #NAME? | #NAME? | #NAME? | #NAME? | #NAME? | #NAME? | #NAME? | #NAME? | #NAME? | #NAME? |  |  | 1: 6.5746; 2: 8.1775; 3: 0; 4: 0 | 14.7521 |  | 336.3022 | 544.1585 | 563.1018 | 20078 | 14.7521 | 336.3022 | 550.0834 |  | 0 | 7307 | 7307 | 2007-08-05 | #NAME? | #NAME? | #NAME?
2007-08-06 | 2007 | 8 | 218 | 6 | 2 | 8.7 | 3.9626 | 9 | 0 | 0 | 0 | #NAME? | #NAME? | #NAME? | #NAME? | #NAME? | #NAME? | FALSE | 4.4 | TRUE | TRUE | #NAME? | #NAME? | #NAME? | #NAME? | #NAME? | #NAME? | #NAME? | #NAME? | #NAME? | #NAME? |  |  | 1: 0; 2: 0; 3: 3.9596; 4: 7.2015 | 11.1611 |  | 269.3173 | 414.6631 | 427.4877 | 20078 | 11.1611 | 269.3173 | 440.5173 |  | 0 | 7308 | 7308 | 2007-08-06 | #NAME? | #NAME? | #NAME?
2007-08-07 | 2007 | 8 | 219 | 7 | 3 | 11.1 | 5.9132 | 9.3333 | 0 | 0 | 0 | #NAME? | #NAME? | #NAME? | #NAME? | #NAME? | #NAME? | TRUE | 1.6 | TRUE | TRUE | #NAME? | #NAME? | #NAME? | #NAME? | #NAME? | #NAME? | #NAME? | #NAME? | #NAME? | #NAME? |  |  | 1: 1.8586; 2: 2.1155; 3: 0; 4: 0 | 3.9742 |  | 89.3162 | 144.338 | 149.3489 | 20078 | 3.9742 | 89.3162 | 146.0929 |  | 0 | 7309 | 7309 | 2007-08-07 | #NAME? | #NAME? | #NAME?
2007-08-08 | 2007 | 8 | 220 | 8 | 4 | 11.3 | 2.134 | 12.8333 | 8.8 | 8.8 | 2.85 | #NAME? | #NAME? | #NAME? | #NAME? | #NAME? | #NAME? | FALSE | 0 | TRUE | TRUE | #NAME? | #NAME? | #NAME? | #NAME? | #NAME? | #NAME? | #NAME? | #NAME? | #NAME? | #NAME? |  |  | 1: 0; 2: 0; 3: 0; 4: 5.5322 | 5.5322 |  | 162.2788 | 249.8579 | 257.5854 | 20078 | 5.5322 | 162.2788 | 265.4365 |  | 0 | 7310 | 7310 | 2007-08-08 | #NAME? | #NAME? | #NAME?
2007-08-09 | 2007 | 8 | 221 | 9 | 5 | 8.9 | 1.6442 | 15.8333 | 7.3 | 7.3 | 1.725 | #NAME? | #NAME? | #NAME? | #NAME? | #NAME? | #NAME? | TRUE | 8.8 | TRUE | TRUE | #NAME? | #NAME? | #NAME? | #NAME? | #NAME? | #NAME? | #NAME? | #NAME? | #NAME? | #NAME? |  |  | 1: 0; 2: 0; 3: 0; 4: 0 | 0 |  | 0 | 0 | 0 | 20078 | 0 | 0 | 0 |  | 0 | 7311 | 7311 | 2007-08-09 | #NAME? | #NAME? | #NAME?
2007-08-10 | 2007 | 8 | 222 | 10 | 6 | 6.5 | 1.8702 | 15.3333 | 5.5 | 5.5 | 0.375 | #NAME? | #NAME? | #NAME? | #NAME? | #NAME? | #NAME? | FALSE | 16.1 | FALSE | FALSE | #NAME? | #NAME? | #NAME? | #NAME? | #NAME? | #NAME? | #NAME? | #NAME? | #NAME? | #NAME? |  |  | 1: 0; 2: 0; 3: 0; 4: 0 | 0 |  | 0 | 0 | 0 | 20078 | 0 | 0 | 0 |  | 0 | 7312 | 7312 | 2007-08-10 | #NAME? | #NAME? | #NAME?
2007-08-11 | 2007 | 8 | 223 | 11 | 7 | 2.8 | 3.4994 | 6.3333 | 0 | 0 | 0 | #NAME? | #NAME? | #NAME? | #NAME? | #NAME? | #NAME? | FALSE | 12.8 | FALSE | TRUE | #NAME? | #NAME? | #NAME? | #NAME? | #NAME? | #NAME? | #NAME? | #NAME? | #NAME? | #NAME? |  |  | 1: 0; 2: 0; 3: 0; 4: 0 | 0 |  | 0 | 0 | 0 | 20078 | 0 | 0 | 0 |  | 0 | 7313 | 7313 | 2007-08-11 | #NAME? | #NAME? | #NAME?
2007-08-12 | 2007 | 8 | 224 | 12 | 1 | 5.8 | 3.2456 | 4.1667 | 0 | 0 | 0 | #NAME? | #NAME? | #NAME? | #NAME? | #NAME? | #NAME? | TRUE | 5.5 | TRUE | TRUE | #NAME? | #NAME? | #NAME? | #NAME? | #NAME? | #NAME? | #NAME? | #NAME? | #NAME? | #NAME? |  |  | 1: 0; 2: 0; 3: 0; 4: 0 | 0 |  | 0 | 0 | 0 | 20078 | 0 | 0 | 0 |  | 0 | 7314 | 7314 | 2007-08-12 | #NAME? | #NAME? | #NAME?
2007-08-13 | 2007 | 8 | 225 | 13 | 2 | 10.2 | 2.3317 | 18.1667 | 0 | 0 | 0 | #NAME? | #NAME? | #NAME? | #NAME? | #NAME? | #NAME? | FALSE | 0 | TRUE | TRUE | #NAME? | #NAME? | #NAME? | #NAME? | #NAME? | #NAME? | #NAME? | #NAME? | #NAME? | #NAME? |  |  | 1: 0; 2: 0; 3: 5.7067; 4: 6.6434 | 12.35 |  | 278.5698 | 428.909 | 442.1742 | 20078 | 12.35 | 278.5698 | 455.6515 |  | 0 | 7315 | 7315 | 2007-08-13 | #NAME? | #NAME? | #NAME?
2007-08-14 | 2007 | 8 | 226 | 14 | 3 | 9.8 | 3.2634 | 7.5 | 0 | 0 | 0 | #NAME? | #NAME? | #NAME? | #NAME? | #NAME? | #NAME? | TRUE | 0 | TRUE | TRUE | #NAME? | #NAME? | #NAME? | #NAME? | #NAME? | #NAME? | #NAME? | #NAME? | #NAME? | #NAME? |  |  | 1: 2.9879; 2: 3.5918; 3: 0; 4: 0 | 6.5797 |  | 149.1815 | 241.27 | 249.6604 | 20078 | 6.5797 | 149.1815 | 244.0134 |  | 0 | 7316 | 7316 | 2007-08-14 | #NAME? | #NAME? | #NAME?
2007-08-15 | 2007 | 8 | 227 | 15 | 4 | 5.8 | 4.056 | 9.8333 | 0 | 0 | 0 | #NAME? | #NAME? | #NAME? | #NAME? | #NAME? | #NAME? | FALSE | 0 | TRUE | TRUE | #NAME? | #NAME? | #NAME? | #NAME? | #NAME? | #NAME? | #NAME? | #NAME? | #NAME? | #NAME? |  |  | 1: 0; 2: 0; 3: 3.7576; 4: 4.0749 | 7.8325 |  | 174.6415 | 268.8924 | 277.2087 | 20078 | 7.8325 | 174.6415 | 285.6578 |  | 0 | 7317 | 7317 | 2007-08-15 | #NAME? | #NAME? | #NAME?
2007-08-16 | 2007 | 8 | 228 | 16 | 5 | 7.5 | 4.6156 | 6.5 | 0 | 0 | 0 | #NAME? | #NAME? | #NAME? | #NAME? | #NAME? | #NAME? | TRUE | 0 | TRUE | TRUE | #NAME? | #NAME? | #NAME? | #NAME? | #NAME? | #NAME? | #NAME? | #NAME? | #NAME? | #NAME? |  |  | 1: 8.7418; 2: 11.6944; 3: 0; 4: 0 | 20.4362 |  | 471.2495 | 763.271 | 789.8999 | 20078 | 20.4362 | 471.2495 | 770.8142 |  | 0 | 7318 | 7318 | 2007-08-16 | #NAME? | #NAME? | #NAME?
2007-08-17 | 2007 | 8 | 229 | 17 | 6 | 9 | 3.2996 | 4.6667 | 0 | 0 | 0 | #NAME? | #NAME? | #NAME? | #NAME? | #NAME? | #NAME? | FALSE | 0 | TRUE | TRUE | #NAME? | #NAME? | #NAME? | #NAME? | #NAME? | #NAME? | #NAME? | #NAME? | #NAME? | #NAME? |  |  | 1: 0; 2: 0; 3: 0; 4: 4.8186 | 4.8186 |  | 141.3446 | 217.6258 | 224.3565 | 20078 | 4.8186 | 141.3446 | 231.1948 |  | 0 | 7319 | 7319 | 2007-08-17 | #NAME? | #NAME? | #NAME?
2007-08-18 | 2007 | 8 | 230 | 18 | 7 | 7.6 | 3.3647 | 9.1667 | 0.2 | 0.2 | 0 | #NAME? | #NAME? | #NAME? | #NAME? | #NAME? | #NAME? | FALSE | 0 | TRUE | TRUE | #NAME? | #NAME? | #NAME? | #NAME? | #NAME? | #NAME? | #NAME? | #NAME? | #NAME? | #NAME? |  |  | 1: 0; 2: 0; 3: 9.0892; 4: 0 | 9.0892 |  | 133.3087 | 205.2531 | 211.6011 | 20078 | 9.0892 | 133.3087 | 218.0506 |  | 0 | 7320 | 7320 | 2007-08-18 | #NAME? | #NAME? | #NAME?
2007-08-19 | 2007 | 8 | 231 | 19 | 1 | 7.1 | 2.0995 | 5.5 | 0 | 0 | 0 | #NAME? | #NAME? | #NAME? | #NAME? | #NAME? | #NAME? | TRUE | 0.2 | TRUE | TRUE | #NAME? | #NAME? | #NAME? | #NAME? | #NAME? | #NAME? | #NAME? | #NAME? | #NAME? | #NAME? |  |  | 1: 0; 2: 0; 3: 0; 4: 0 | 0 |  | 0 | 0 | 0 | 20078 | 0 | 0 | 0 |  | 0 | 7321 | 7321 | 2007-08-19 | #NAME? | #NAME? | #NAME?
2007-08-20 | 2007 | 8 | 232 | 20 | 2 | 12.1 | 4.5693 | 16.6667 | 0 | 0 | 0 | #NAME? | #NAME? | #NAME? | #NAME? | #NAME? | #NAME? | FALSE | 0.2 | TRUE | TRUE | #NAME? | #NAME? | #NAME? | #NAME? | #NAME? | #NAME? | #NAME? | #NAME? | #NAME? | #NAME? |  |  | 1: 0; 2: 0; 3: 0; 4: 5.2853 | 5.2853 |  | 155.0364 | 238.7068 | 246.0895 | 20078 | 5.2853 | 155.0364 | 253.5902 |  | 0 | 7322 | 7322 | 2007-08-20 | #NAME? | #NAME? | #NAME?
2007-08-21 | 2007 | 8 | 233 | 21 | 3 | 6.3 | 4.3579 | 17.3333 | 0 | 0 | 0 | #NAME? | #NAME? | #NAME? | #NAME? | #NAME? | #NAME? | TRUE | 0 | TRUE | TRUE | #NAME? | #NAME? | #NAME? | #NAME? | #NAME? | #NAME? | #NAME? | #NAME? | #NAME? | #NAME? |  |  | 1: 0; 2: 0; 3: 0; 4: 0 | 0 |  | 0 | 0 | 0 | 20078 | 0 | 0 | 0 |  | 0 | 7323 | 7323 | 2007-08-21 | #NAME? | #NAME? | #NAME?
2007-08-22 | 2007 | 8 | 234 | 22 | 4 | 8.6 | 3.5075 | 13.8333 | 0 | 0 | 0 | #NAME? | #NAME? | #NAME? | #NAME? | #NAME? | #NAME? | FALSE | 0 | TRUE | TRUE | #NAME? | #NAME? | #NAME? | #NAME? | #NAME? | #NAME? | #NAME? | #NAME? | #NAME? | #NAME? |  |  | 1: 0; 2: 0; 3: 8.9927; 4: 4.91 | 13.9027 |  | 275.9189 | 424.8275 | 437.9665 | 20078 | 13.9027 | 275.9189 | 451.3155 |  | 0 | 7324 | 7324 | 2007-08-22 | #NAME? | #NAME? | #NAME?
2007-08-23 | 2007 | 8 | 235 | 23 | 5 | 9 | 1.5471 | 3.3333 | 3.1 | 3.1 | 0 | #NAME? | #NAME? | #NAME? | #NAME? | #NAME? | #NAME? | TRUE | 0 | TRUE | TRUE | #NAME? | #NAME? | #NAME? | #NAME? | #NAME? | #NAME? | #NAME? | #NAME? | #NAME? | #NAME? |  |  | 1: 16.3993; 2: 25.3753; 3: 0; 4: 0 | 41.7746 |  | 984.8653 | 1598.1758 | 1654.1626 | 20078 | 41.7746 | 984.8653 | 1610.9261 |  | 0 | 7325 | 7325 | 2007-08-23 | #NAME? | #NAME? | #NAME?
2007-08-24 | 2007 | 8 | 236 | 24 | 6 | 4.1 | 3.3471 | 3.5 | 0 | 0 | 0 | #NAME? | #NAME? | #NAME? | #NAME? | #NAME? | #NAME? | FALSE | 3.1 | TRUE | TRUE | #NAME? | #NAME? | #NAME? | #NAME? | #NAME? | #NAME? | #NAME? | #NAME? | #NAME? | #NAME? |  |  | 1: 0; 2: 0; 3: 0; 4: 3.1309 | 3.1309 |  | 91.84 | 141.4044 | 145.7778 | 20078 | 3.1309 | 91.84 | 150.221 |  | 0 | 7326 | 7326 | 2007-08-24 | #NAME? | #NAME? | #NAME?
2007-08-25 | 2007 | 8 | 237 | 25 | 7 | 9 | 3.8087 | 11.6667 | 0.4 | 0.4 | 0 | #NAME? | #NAME? | #NAME? | #NAME? | #NAME? | #NAME? | FALSE | 3.1 | TRUE | TRUE | #NAME? | #NAME? | #NAME? | #NAME? | #NAME? | #NAME? | #NAME? | #NAME? | #NAME? | #NAME? |  |  | 1: 0; 2: 0; 3: 5.6198; 4: 0 | 5.6198 |  | 82.4242 | 126.907 | 130.832 | 20078 | 5.6198 | 82.4242 | 134.8197 |  | 0 | 7327 | 7327 | 2007-08-25 | #NAME? | #NAME? | #NAME?
2007-08-26 | 2007 | 8 | 238 | 26 | 1 | 7.7 | 1.1589 | 5.3333 | 18.3 | 18.3 | 9.975 | #NAME? | #NAME? | #NAME? | #NAME? | #NAME? | #NAME? | TRUE | 0.4 | TRUE | TRUE | #NAME? | #NAME? | #NAME? | #NAME? | #NAME? | #NAME? | #NAME? | #NAME? | #NAME? | #NAME? |  |  | 1: 8.4171; 2: 11.8251; 3: 0; 4: 0 | 20.2421 |  | 470.3186 | 762.2588 | 788.8902 | 20078 | 20.2421 | 470.3186 | 769.2916 |  | 0 | 7328 | 7328 | 2007-08-26 | #NAME? | #NAME? | #NAME?
2007-08-27 | 2007 | 8 | 239 | 27 | 2 | 5.9 | 1.5827 | 6 | 5.5 | 5.5 | 0.375 | #NAME? | #NAME? | #NAME? | #NAME? | #NAME? | #NAME? | FALSE | 18.7 | FALSE | FALSE | #NAME? | #NAME? | #NAME? | #NAME? | #NAME? | #NAME? | #NAME? | #NAME? | #NAME? | #NAME? |  |  | 1: 0; 2: 0; 3: 0; 4: 0 | 0 |  | 0 | 0 | 0 | 20078 | 0 | 0 | 0 |  | 0 | 7329 | 7329 | 2007-08-27 | #NAME? | #NAME? | #NAME?
2007-08-28 | 2007 | 8 | 240 | 28 | 3 | 0.9 | 2.6673 | 3.5 | 0 | 0 | 0 | #NAME? | #NAME? | #NAME? | #NAME? | #NAME? | #NAME? | TRUE | 23.8 | FALSE | TRUE | #NAME? | #NAME? | #NAME? | #NAME? | #NAME? | #NAME? | #NAME? | #NAME? | #NAME? | #NAME? |  |  | 1: 0; 2: 0; 3: 0; 4: 0 | 0 |  | 0 | 0 | 0 | 20078 | 0 | 0 | 0 |  | 0 | 7330 | 7330 | 2007-08-28 | #NAME? | #NAME? | #NAME?
2007-08-29 | 2007 | 8 | 241 | 29 | 4 | 5.7 | 3.654 | 7.3333 | 0 | 0 | 0 | #NAME? | #NAME? | #NAME? | #NAME? | #NAME? | #NAME? | FALSE | 5.5 | TRUE | TRUE | #NAME? | #NAME? | #NAME? | #NAME? | #NAME? | #NAME? | #NAME? | #NAME? | #NAME? | #NAME? |  |  | 1: 0; 2: 0; 3: 4.8905; 4: 4.2425 | 9.1331 |  | 196.1754 | 302.0478 | 311.3895 | 20078 | 9.1331 | 196.1754 | 320.8805 |  | 0 | 7331 | 7331 | 2007-08-29 | #NAME? | #NAME? | #NAME?
2007-08-30 | 2007 | 8 | 242 | 30 | 5 | 8 | 3.7902 | 4.1667 | 0 | 0 | 0 | #NAME? | #NAME? | #NAME? | #NAME? | #NAME? | #NAME? | TRUE | 0 | TRUE | TRUE | #NAME? | #NAME? | #NAME? | #NAME? | #NAME? | #NAME? | #NAME? | #NAME? | #NAME? | #NAME? |  |  | 1: 1.7132; 2: 2.3948; 3: 0; 4: 0 | 4.1079 |  | 95.3733 | 154.564 | 159.9633 | 20078 | 4.1079 | 95.3733 | 156.0003 |  | 0 | 7332 | 7332 | 2007-08-30 | #NAME? | #NAME? | #NAME?
2007-08-31 | 2007 | 8 | 243 | 31 | 6 | 12.2 | 3.0701 | 10.1667 | 0.8 | 0.8 | 0 | #NAME? | #NAME? | #NAME? | #NAME? | #NAME? | #NAME? | FALSE | 0 | TRUE | TRUE | #NAME? | #NAME? | #NAME? | #NAME? | #NAME? | #NAME? | #NAME? | #NAME? | #NAME? | #NAME? |  |  | 1: 0; 2: 0; 3: 0; 4: 4.3646 | 4.3646 |  | 128.028 | 197.1225 | 203.2191 | 20078 | 4.3646 | 128.028 | 209.4131 |  | 0 | 7333 | 7333 | 2007-08-31 | #NAME? | #NAME? | #NAME?
2007-09-01 | 2007 | 9 | 244 | 1 | 7 | 10 | 2.4772 | 9.3333 | 1.5 | 1.5 | 0 | #NAME? | #NAME? | #NAME? | #NAME? | #NAME? | #NAME? | FALSE | 0.8 | TRUE | TRUE | #NAME? | #NAME? | #NAME? | #NAME? | #NAME? | #NAME? | #NAME? | #NAME? | #NAME? | #NAME? |  |  | 1: 0; 2: 0; 3: 0; 4: 0 | 0 |  | 0 | 0 | 0 | 20079 | 0 | 0 | 0 |  | 0 | 7334 | 7334 | 2007-09-01 | #NAME? | #NAME? | #NAME?
2007-09-02 | 2007 | 9 | 245 | 2 | 1 | 8.6 | 3.7335 | 11.6667 | 0 | 0 | 0 | #NAME? | #NAME? | #NAME? | #NAME? | #NAME? | #NAME? | TRUE | 2.3 | TRUE | TRUE | #NAME? | #NAME? | #NAME? | #NAME? | #NAME? | #NAME? | #NAME? | #NAME? | #NAME? | #NAME? |  |  | 1: 2.611; 2: 3.2231; 3: 0; 4: 0 | 5.8341 |  | 132.8379 | 214.9175 | 222.3975 | 20079 | 5.8341 | 132.8379 | 217.2805 |  | 0 | 7335 | 7335 | 2007-09-02 | #NAME? | #NAME? | #NAME?
2007-09-03 | 2007 | 9 | 246 | 3 | 2 | 8.1 | 3.2072 | 8.8333 | 0 | 0 | 0 | #NAME? | #NAME? | #NAME? | #NAME? | #NAME? | #NAME? | FALSE | 1.5 | TRUE | TRUE | #NAME? | #NAME? | #NAME? | #NAME? | #NAME? | #NAME? | #NAME? | #NAME? | #NAME? | #NAME? |  |  | 1: 0; 2: 0; 3: 9.7954; 4: 5.6959 | 15.4913 |  | 310.7456 | 478.4496 | 493.2471 | 20079 | 15.4913 | 310.7456 | 508.2809 |  | 0 | 7336 | 7336 | 2007-09-03 | #NAME? | #NAME? | #NAME?
2007-09-04 | 2007 | 9 | 247 | 4 | 3 | 7.2 | 3.5772 | 5 | 0 | 0 | 0 | #NAME? | #NAME? | #NAME? | #NAME? | #NAME? | #NAME? | TRUE | 0 | TRUE | TRUE | #NAME? | #NAME? | #NAME? | #NAME? | #NAME? | #NAME? | #NAME? | #NAME? | #NAME? | #NAME? |  |  | 1: 13.7174; 2: 17.7508; 3: 0; 4: 0 | 31.4682 |  | 721.878 | 1168.6815 | 1209.4143 | 20079 | 31.4682 | 721.878 | 1180.7625 |  | 0 | 7337 | 7337 | 2007-09-04 | #NAME? | #NAME? | #NAME?
2007-09-05 | 2007 | 9 | 248 | 5 | 4 | 8.1 | 3.1071 | 2.6667 | 0 | 0 | 0 | #NAME? | #NAME? | #NAME? | #NAME? | #NAME? | #NAME? | FALSE | 0 | TRUE | TRUE | #NAME? | #NAME? | #NAME? | #NAME? | #NAME? | #NAME? | #NAME? | #NAME? | #NAME? | #NAME? |  |  | 1: 0; 2: 0; 3: 1.9582; 4: 4.2475 | 6.2057 |  | 153.313 | 236.0534 | 243.354 | 20079 | 6.2057 | 153.313 | 250.7713 |  | 0 | 7338 | 7338 | 2007-09-05 | #NAME? | #NAME? | #NAME?
2007-09-06 | 2007 | 9 | 249 | 6 | 5 | 6.3 | 2.402 | 11 | 3.8 | 3.8 | 0 | #NAME? | #NAME? | #NAME? | #NAME? | #NAME? | #NAME? | TRUE | 0 | TRUE | TRUE | #NAME? | #NAME? | #NAME? | #NAME? | #NAME? | #NAME? | #NAME? | #NAME? | #NAME? | #NAME? |  |  | 1: 4.4664; 2: 7.1928; 3: 0; 4: 0 | 11.6592 |  | 276.4957 | 448.9012 | 464.6438 | 20079 | 11.6592 | 276.4957 | 452.259 |  | 0 | 7339 | 7339 | 2007-09-06 | #NAME? | #NAME? | #NAME?
2007-09-07 | 2007 | 9 | 250 | 7 | 6 | 5.1 | 1.6829 | 5.5 | 0.2 | 0.2 | 0 | #NAME? | #NAME? | #NAME? | #NAME? | #NAME? | #NAME? | FALSE | 3.8 | TRUE | FALSE | #NAME? | #NAME? | #NAME? | #NAME? | #NAME? | #NAME? | #NAME? | #NAME? | #NAME? | #NAME? |  |  | 1: 0; 2: 0; 3: 0; 4: 0 | 0 |  | 0 | 0 | 0 | 20079 | 0 | 0 | 0 |  | 0 | 7340 | 7340 | 2007-09-07 | #NAME? | #NAME? | #NAME?
2007-09-08 | 2007 | 9 | 251 | 8 | 7 | 0.7 | 2.0752 | 5 | 0.6 | 0.6 | 0 | #NAME? | #NAME? | #NAME? | #NAME? | #NAME? | #NAME? | FALSE | 4 | TRUE | FALSE | #NAME? | #NAME? | #NAME? | #NAME? | #NAME? | #NAME? | #NAME? | #NAME? | #NAME? | #NAME? |  |  | 1: 0; 2: 0; 3: 0; 4: 0 | 0 |  | 0 | 0 | 0 | 20079 | 0 | 0 | 0 |  | 0 | 7341 | 7341 | 2007-09-08 | #NAME? | #NAME? | #NAME?
2007-09-09 | 2007 | 9 | 252 | 9 | 1 | 1.2 | 3.0309 | 3.5 | 0 | 0 | 0 | #NAME? | #NAME? | #NAME? | #NAME? | #NAME? | #NAME? | TRUE | 0.8 | TRUE | TRUE | #NAME? | #NAME? | #NAME? | #NAME? | #NAME? | #NAME? | #NAME? | #NAME? | #NAME? | #NAME? |  |  | 1: 2.4155; 2: 3.7787; 3: 0; 4: 0 | 6.1941 |  | 146.2677 | 237.3862 | 245.7047 | 20079 | 6.1941 | 146.2677 | 239.2474 |  | 0 | 7342 | 7342 | 2007-09-09 | #NAME? | #NAME? | #NAME?
2007-09-10 | 2007 | 9 | 253 | 10 | 2 | 5.7 | 3.3694 | 6.8333 | 0 | 0 | 0 | #NAME? | #NAME? | #NAME? | #NAME? | #NAME? | #NAME? | FALSE | 0.6 | TRUE | TRUE | #NAME? | #NAME? | #NAME? | #NAME? | #NAME? | #NAME? | #NAME? | #NAME? | #NAME? | #NAME? |  |  | 1: 0; 2: 0; 3: 9.4511; 4: 7.3351 | 16.7862 |  | 353.7778 | 544.7055 | 561.5521 | 20079 | 16.7862 | 353.7778 | 578.6679 |  | 0 | 7343 | 7343 | 2007-09-10 | #NAME? | #NAME? | #NAME?
2007-09-11 | 2007 | 9 | 254 | 11 | 3 | 6.9 | 4.0655 | 4.8333 | 0 | 0 | 0 | #NAME? | #NAME? | #NAME? | #NAME? | #NAME? | #NAME? | TRUE | 0 | TRUE | TRUE | #NAME? | #NAME? | #NAME? | #NAME? | #NAME? | #NAME? | #NAME? | #NAME? | #NAME? | #NAME? |  |  | 1: 0; 2: 0; 3: 0; 4: 0 | 0 |  | 0 | 0 | 0 | 20079 | 0 | 0 | 0 |  | 0 | 7344 | 7344 | 2007-09-11 | #NAME? | #NAME? | #NAME?
2007-09-12 | 2007 | 9 | 255 | 12 | 4 | 3.7 | 2.6695 | 24 | 20 | 20 | 11.25 | #NAME? | #NAME? | #NAME? | #NAME? | #NAME? | #NAME? | FALSE | 0 | TRUE | FALSE | #NAME? | #NAME? | #NAME? | #NAME? | #NAME? | #NAME? | #NAME? | #NAME? | #NAME? | #NAME? |  |  | 1: 0; 2: 0; 3: 0; 4: 0 | 0 |  | 0 | 0 | 0 | 20079 | 0 | 0 | 0 |  | 0 | 7345 | 7345 | 2007-09-12 | #NAME? | #NAME? | #NAME?
2007-09-13 | 2007 | 9 | 256 | 13 | 5 | 0.2 | 2.5906 | 3.5 | 0 | 0 | 0 | #NAME? | #NAME? | #NAME? | #NAME? | #NAME? | #NAME? | TRUE | 20 | FALSE | TRUE | #NAME? | #NAME? | #NAME? | #NAME? | #NAME? | #NAME? | #NAME? | #NAME? | #NAME? | #NAME? |  |  | 1: 0; 2: 0; 3: 0; 4: 0 | 0 |  | 0 | 0 | 0 | 20079 | 0 | 0 | 0 |  | 0 | 7346 | 7346 | 2007-09-13 | #NAME? | #NAME? | #NAME?
2007-09-14 | 2007 | 9 | 257 | 14 | 6 | 3.7 | 3.3982 | 4.5 | 0 | 0 | 0 | #NAME? | #NAME? | #NAME? | #NAME? | #NAME? | #NAME? | FALSE | 20 | FALSE | TRUE | #NAME? | #NAME? | #NAME? | #NAME? | #NAME? | #NAME? | #NAME? | #NAME? | #NAME? | #NAME? |  |  | 1: 0; 2: 0; 3: 0; 4: 0 | 0 |  | 0 | 0 | 0 | 20079 | 0 | 0 | 0 |  | 0 | 7347 | 7347 | 2007-09-14 | #NAME? | #NAME? | #NAME?
2007-09-15 | 2007 | 9 | 258 | 15 | 7 | 3.9 | 3.4028 | 1.6667 | 0 | 0 | 0 | #NAME? | #NAME? | #NAME? | #NAME? | #NAME? | #NAME? | FALSE | 0 | TRUE | TRUE | #NAME? | #NAME? | #NAME? | #NAME? | #NAME? | #NAME? | #NAME? | #NAME? | #NAME? | #NAME? |  |  | 1: 0; 2: 0; 3: 6.2218; 4: 0 | 6.2218 |  | 91.2536 | 140.5015 | 144.8469 | 20079 | 6.2218 | 91.2536 | 149.2618 |  | 0 | 7348 | 7348 | 2007-09-15 | #NAME? | #NAME? | #NAME?
2007-09-16 | 2007 | 9 | 259 | 16 | 1 | 5.1 | 4.125 | 3.1667 | 0 | 0 | 0 | #NAME? | #NAME? | #NAME? | #NAME? | #NAME? | #NAME? | TRUE | 0 | TRUE | TRUE | #NAME? | #NAME? | #NAME? | #NAME? | #NAME? | #NAME? | #NAME? | #NAME? | #NAME? | #NAME? |  |  | 1: 0; 2: 0; 3: 0; 4: 0 | 0 |  | 0 | 0 | 0 | 20079 | 0 | 0 | 0 |  | 0 | 7349 | 7349 | 2007-09-16 | #NAME? | #NAME? | #NAME?
2007-09-17 | 2007 | 9 | 260 | 17 | 2 | 5.9 | 1.7424 | 20.8333 | 1.6 | 1.6 | 0 | #NAME? | #NAME? | #NAME? | #NAME? | #NAME? | #NAME? | FALSE | 0 | TRUE | FALSE | #NAME? | #NAME? | #NAME? | #NAME? | #NAME? | #NAME? | #NAME? | #NAME? | #NAME? | #NAME? |  |  | 1: 0; 2: 0; 3: 0; 4: 0 | 0 |  | 0 | 0 | 0 | 20079 | 0 | 0 | 0 |  | 0 | 7350 | 7350 | 2007-09-17 | #NAME? | #NAME? | #NAME?
2007-09-18 | 2007 | 9 | 261 | 18 | 3 | 2 | 1.8469 | 11 | 0 | 0 | 0 | #NAME? | #NAME? | #NAME? | #NAME? | #NAME? | #NAME? | TRUE | 1.6 | TRUE | FALSE | #NAME? | #NAME? | #NAME? | #NAME? | #NAME? | #NAME? | #NAME? | #NAME? | #NAME? | #NAME? |  |  | 1: 0; 2: 0; 3: 0; 4: 0 | 0 |  | 0 | 0 | 0 | 20079 | 0 | 0 | 0 |  | 0 | 7351 | 7351 | 2007-09-18 | #NAME? | #NAME? | #NAME?
2007-09-19 | 2007 | 9 | 262 | 19 | 4 | 1.1 | 1.5938 | 16.8333 | 0 | 0 | 0 | #NAME? | #NAME? | #NAME? | #NAME? | #NAME? | #NAME? | FALSE | 1.6 | TRUE | FALSE | #NAME? | #NAME? | #NAME? | #NAME? | #NAME? | #NAME? | #NAME? | #NAME? | #NAME? | #NAME? |  |  | 1: 0; 2: 0; 3: 0; 4: 0 | 0 |  | 0 | 0 | 0 | 20079 | 0 | 0 | 0 |  | 0 | 7352 | 7352 | 2007-09-19 | #NAME? | #NAME? | #NAME?
2007-09-20 | 2007 | 9 | 263 | 20 | 5 | 1 | 2.28 | 11.3333 | 4.2 | 4.2 | 0 | #NAME? | #NAME? | #NAME? | #NAME? | #NAME? | #NAME? | TRUE | 0 | TRUE | FALSE | #NAME? | #NAME? | #NAME? | #NAME? | #NAME? | #NAME? | #NAME? | #NAME? | #NAME? | #NAME? |  |  | 1: 0; 2: 0; 3: 0; 4: 0 | 0 |  | 0 | 0 | 0 | 20079 | 0 | 0 | 0 |  | 0 | 7353 | 7353 | 2007-09-20 | #NAME? | #NAME? | #NAME?
2007-09-21 | 2007 | 9 | 264 | 21 | 6 | -0.2 | 2.6935 | 6.1667 | 0 | 0 | 0 | #NAME? | #NAME? | #NAME? | #NAME? | #NAME? | #NAME? | FALSE | 4.2 | TRUE | TRUE | #NAME? | #NAME? | #NAME? | #NAME? | #NAME? | #NAME? | #NAME? | #NAME? | #NAME? | #NAME? |  |  | 1: 0; 2: 0; 3: 0; 4: 11.2582 | 11.2582 |  | 330.2408 | 508.466 | 524.1917 | 20079 | 11.2582 | 330.2408 | 540.1688 |  | 0 | 7354 | 7354 | 2007-09-21 | #NAME? | #NAME? | #NAME?
2007-09-22 | 2007 | 9 | 265 | 22 | 7 | 3.6 | 2.181 | 13.1667 | 7.1 | 7.1 | 1.575 | #NAME? | #NAME? | #NAME? | #NAME? | #NAME? | #NAME? | FALSE | 4.2 | TRUE | FALSE | #NAME? | #NAME? | #NAME? | #NAME? | #NAME? | #NAME? | #NAME? | #NAME? | #NAME? | #NAME? |  |  | 1: 0; 2: 0; 3: 0; 4: 0 | 0 |  | 0 | 0 | 0 | 20079 | 0 | 0 | 0 |  | 0 | 7355 | 7355 | 2007-09-22 | #NAME? | #NAME? | #NAME?
2007-09-23 | 2007 | 9 | 266 | 23 | 1 | 0 | 1.3012 | 17.8333 | 3.4 | 3.4 | 0 | #NAME? | #NAME? | #NAME? | #NAME? | #NAME? | #NAME? | TRUE | 7.1 | TRUE | FALSE | #NAME? | #NAME? | #NAME? | #NAME? | #NAME? | #NAME? | #NAME? | #NAME? | #NAME? | #NAME? |  |  | 1: 0; 2: 0; 3: 0; 4: 0 | 0 |  | 0 | 0 | 0 | 20079 | 0 | 0 | 0 |  | 0 | 7356 | 7356 | 2007-09-23 | #NAME? | #NAME? | #NAME?
2007-09-24 | 2007 | 9 | 267 | 24 | 2 | -3.4 | 2.1963 | 7 | 0 | 0 | 0 | #NAME? | #NAME? | #NAME? | #NAME? | #NAME? | #NAME? | FALSE | 10.5 | FALSE | TRUE | #NAME? | #NAME? | #NAME? | #NAME? | #NAME? | #NAME? | #NAME? | #NAME? | #NAME? | #NAME? |  |  | 1: 0; 2: 0; 3: 0; 4: 0 | 0 |  | 0 | 0 | 0 | 20079 | 0 | 0 | 0 |  | 0 | 7357 | 7357 | 2007-09-24 | #NAME? | #NAME? | #NAME?
2007-09-25 | 2007 | 9 | 268 | 25 | 3 | 4.2 | 2.9724 | 21.1667 | 1 | 1 | 0 | #NAME? | #NAME? | #NAME? | #NAME? | #NAME? | #NAME? | TRUE | 3.4 | TRUE | FALSE | #NAME? | #NAME? | #NAME? | #NAME? | #NAME? | #NAME? | #NAME? | #NAME? | #NAME? | #NAME? |  |  | 1: 0; 2: 0; 3: 0; 4: 0 | 0 |  | 0 | 0 | 0 | 20079 | 0 | 0 | 0 |  | 0 | 7358 | 7358 | 2007-09-25 | #NAME? | #NAME? | #NAME?
2007-09-26 | 2007 | 9 | 269 | 26 | 4 | 2.4 | 2.7902 | 10.8333 | 0.4 | 0.4 | 0 | #NAME? | #NAME? | #NAME? | #NAME? | #NAME? | #NAME? | FALSE | 1 | TRUE | FALSE | #NAME? | #NAME? | #NAME? | #NAME? | #NAME? | #NAME? | #NAME? | #NAME? | #NAME? | #NAME? |  |  | 1: 0; 2: 0; 3: 0; 4: 0 | 0 |  | 0 | 0 | 0 | 20079 | 0 | 0 | 0 |  | 0 | 7359 | 7359 | 2007-09-26 | #NAME? | #NAME? | #NAME?
2007-09-27 | 2007 | 9 | 270 | 27 | 5 | 2 | 2.9619 | 6.6667 | 0 | 0 | 0 | #NAME? | #NAME? | #NAME? | #NAME? | #NAME? | #NAME? | TRUE | 1.4 | TRUE | FALSE | #NAME? | #NAME? | #NAME? | #NAME? | #NAME? | #NAME? | #NAME? | #NAME? | #NAME? | #NAME? |  |  | 1: 0; 2: 0; 3: 0; 4: 0 | 0 |  | 0 | 0 | 0 | 20079 | 0 | 0 | 0 |  | 0 | 7360 | 7360 | 2007-09-27 | #NAME? | #NAME? | #NAME?
2007-09-28 | 2007 | 9 | 271 | 28 | 6 | 2.2 | 2.1712 | 14 | 0.2 | 0.2 | 0 | #NAME? | #NAME? | #NAME? | #NAME? | #NAME? | #NAME? | FALSE | 0.4 | TRUE | FALSE | #NAME? | #NAME? | #NAME? | #NAME? | #NAME? | #NAME? | #NAME? | #NAME? | #NAME? | #NAME? |  |  | 1: 0; 2: 0; 3: 0; 4: 0 | 0 |  | 0 | 0 | 0 | 20079 | 0 | 0 | 0 |  | 0 | 7361 | 7361 | 2007-09-28 | #NAME? | #NAME? | #NAME?
2007-09-29 | 2007 | 9 | 272 | 29 | 7 | 1.3 | 1.7071 | 16.5 | 0.2 | 0.2 | 0 | #NAME? | #NAME? | #NAME? | #NAME? | #NAME? | #NAME? | FALSE | 0.2 | TRUE | FALSE | #NAME? | #NAME? | #NAME? | #NAME? | #NAME? | #NAME? | #NAME? | #NAME? | #NAME? | #NAME? |  |  | 1: 0; 2: 0; 3: 0; 4: 0 | 0 |  | 0 | 0 | 0 | 20079 | 0 | 0 | 0 |  | 0 | 7362 | 7362 | 2007-09-29 | #NAME? | #NAME? | #NAME?
2007-09-30 | 2007 | 9 | 273 | 30 | 1 | 0.6 | 2.8382 | 9.8333 | 0 | 0 | 0 | #NAME? | #NAME? | #NAME? | #NAME? | #NAME? | #NAME? | TRUE | 0.4 | TRUE | FALSE | #NAME? | #NAME? | #NAME? | #NAME? | #NAME? | #NAME? | #NAME? | #NAME? | #NAME? | #NAME? |  |  | 1: 0; 2: 0; 3: 0; 4: 0 | 0 |  | 0 | 0 | 0 | 20079 | 0 | 0 | 0 |  | 0 | 7363 | 7363 | 2007-09-30 | #NAME? | #NAME? | #NAME?
2008-05-01 | 2008 | 5 | 122 | 1 | 5 | 0.1 | 2.5081 | 6.6667 | 6.4 | 6.4 | 1.05 | #NAME? | #NAME? | #NAME? | #NAME? | #NAME? | #NAME? | TRUE | 0.2 | TRUE | FALSE | #NAME? | #NAME? | #NAME? | #NAME? | #NAME? | #NAME? | #NAME? | #NAME? | #NAME? | #NAME? |  |  | 1: 0; 2: 0; 3: 0; 4: 0 | 0 |  | 0 | 0 | 0 | 20085 | 0 | 0 | 0 |  | 0 | 7364 | 7364 | 2008-05-01 | #NAME? | #NAME? | #NAME?
2008-05-02 | 2008 | 5 | 123 | 2 | 6 | 2.2 | 3.1192 | 4.5 | 0 | 0 | 0 | #NAME? | #NAME? | #NAME? | #NAME? | #NAME? | #NAME? | FALSE | 6.4 | TRUE | FALSE | #NAME? | #NAME? | #NAME? | #NAME? | #NAME? | #NAME? | #NAME? | #NAME? | #NAME? | #NAME? |  |  | 1: 0; 2: 0; 3: 0; 4: 0 | 0 |  | 0 | 0 | 0 | 20085 | 0 | 0 | 0 |  | 0 | 7365 | 7365 | 2008-05-02 | #NAME? | #NAME? | #NAME?
2008-05-03 | 2008 | 5 | 124 | 3 | 7 | -0.4 | 3.7884 | 6.1667 | 0 | 0 | 0 | #NAME? | #NAME? | #NAME? | #NAME? | #NAME? | #NAME? | FALSE | 6.4 | TRUE | FALSE | #NAME? | #NAME? | #NAME? | #NAME? | #NAME? | #NAME? | #NAME? | #NAME? | #NAME? | #NAME? |  |  | 1: 0; 2: 0; 3: 0; 4: 0 | 0 |  | 0 | 0 | 0 | 20085 | 0 | 0 | 0 |  | 0 | 7366 | 7366 | 2008-05-03 | #NAME? | #NAME? | #NAME?
2008-05-04 | 2008 | 5 | 125 | 4 | 1 | 2.1 | 4.1723 | 4.3333 | 0 | 0 | 0 | #NAME? | #NAME? | #NAME? | #NAME? | #NAME? | #NAME? | TRUE | 0 | TRUE | TRUE | #NAME? | #NAME? | #NAME? | #NAME? | #NAME? | #NAME? | #NAME? | #NAME? | #NAME? | #NAME? |  |  | 1: 8.949; 2: 12.357; 3: 0; 4: 0 | 21.306 |  | 493.7239 | 800.0101 | 827.9466 | 20085 | 21.306 | 493.7239 | 807.5751 |  | 0 | 7367 | 7367 | 2008-05-04 | #NAME? | #NAME? | #NAME?
2008-05-05 | 2008 | 5 | 126 | 5 | 2 | 3.9 | 3.9095 | 4.5 | 0 | 0 | 0 | #NAME? | #NAME? | #NAME? | #NAME? | #NAME? | #NAME? | FALSE | 0 | TRUE | TRUE | #NAME? | #NAME? | #NAME? | #NAME? | #NAME? | #NAME? | #NAME? | #NAME? | #NAME? | #NAME? |  |  | 1: 0; 2: 0; 3: 0; 4: 8.7034 | 8.7034 |  | 255.2991 | 393.0796 | 405.2367 | 20085 | 8.7034 | 255.2991 | 417.5881 |  | 0 | 7368 | 7368 | 2008-05-05 | #NAME? | #NAME? | #NAME?
2008-05-06 | 2008 | 5 | 127 | 6 | 3 | 6.1 | 2.5035 | 18 | 1.4 | 1.4 | 0 | #NAME? | #NAME? | #NAME? | #NAME? | #NAME? | #NAME? | TRUE | 0 | TRUE | FALSE | #NAME? | #NAME? | #NAME? | #NAME? | #NAME? | #NAME? | #NAME? | #NAME? | #NAME? | #NAME? |  |  | 1: 0; 2: 0; 3: 0; 4: 0 | 0 |  | 0 | 0 | 0 | 20085 | 0 | 0 | 0 |  | 0 | 7369 | 7369 | 2008-05-06 | #NAME? | #NAME? | #NAME?
2008-05-07 | 2008 | 5 | 128 | 7 | 4 | 0 | 2.5856 | 6 | 2.2 | 2.2 | 0 | #NAME? | #NAME? | #NAME? | #NAME? | #NAME? | #NAME? | FALSE | 1.4 | TRUE | FALSE | #NAME? | #NAME? | #NAME? | #NAME? | #NAME? | #NAME? | #NAME? | #NAME? | #NAME? | #NAME? |  |  | 1: 0; 2: 0; 3: 0; 4: 0 | 0 |  | 0 | 0 | 0 | 20085 | 0 | 0 | 0 |  | 0 | 7370 | 7370 | 2008-05-07 | #NAME? | #NAME? | #NAME?
2008-05-08 | 2008 | 5 | 129 | 8 | 5 | 0 | 1.9756 | 20.8333 | 10 | 10 | 3.75 | #NAME? | #NAME? | #NAME? | #NAME? | #NAME? | #NAME? | TRUE | 3.6 | TRUE | FALSE | #NAME? | #NAME? | #NAME? | #NAME? | #NAME? | #NAME? | #NAME? | #NAME? | #NAME? | #NAME? |  |  | 1: 0; 2: 0; 3: 0; 4: 0 | 0 |  | 0 | 0 | 0 | 20085 | 0 | 0 | 0 |  | 0 | 7371 | 7371 | 2008-05-08 | #NAME? | #NAME? | #NAME?
2008-05-09 | 2008 | 5 | 130 | 9 | 6 | 0.1 | 2.4512 | 23.1667 | 1.8 | 1.8 | 0 | #NAME? | #NAME? | #NAME? | #NAME? | #NAME? | #NAME? | FALSE | 12.2 | FALSE | FALSE | #NAME? | #NAME? | #NAME? | #NAME? | #NAME? | #NAME? | #NAME? | #NAME? | #NAME? | #NAME? |  |  | 1: 0; 2: 0; 3: 0; 4: 0 | 0 |  | 0 | 0 | 0 | 20085 | 0 | 0 | 0 |  | 0 | 7372 | 7372 | 2008-05-09 | #NAME? | #NAME? | #NAME?
2008-05-10 | 2008 | 5 | 131 | 10 | 7 | -0.3 | 3.7464 | 11 | 0 | 0 | 0 | #NAME? | #NAME? | #NAME? | #NAME? | #NAME? | #NAME? | FALSE | 11.8 | FALSE | TRUE | #NAME? | #NAME? | #NAME? | #NAME? | #NAME? | #NAME? | #NAME? | #NAME? | #NAME? | #NAME? |  |  | 1: 0; 2: 0; 3: 0; 4: 0 | 0 |  | 0 | 0 | 0 | 20085 | 0 | 0 | 0 |  | 0 | 7373 | 7373 | 2008-05-10 | #NAME? | #NAME? | #NAME?
2008-05-11 | 2008 | 5 | 132 | 11 | 1 | 3 | 3.5328 | 8.5 | 0 | 0 | 0 | #NAME? | #NAME? | #NAME? | #NAME? | #NAME? | #NAME? | TRUE | 1.8 | TRUE | FALSE | #NAME? | #NAME? | #NAME? | #NAME? | #NAME? | #NAME? | #NAME? | #NAME? | #NAME? | #NAME? |  |  | 1: 0; 2: 0; 3: 0; 4: 0 | 0 |  | 0 | 0 | 0 | 20085 | 0 | 0 | 0 |  | 0 | 7374 | 7374 | 2008-05-11 | #NAME? | #NAME? | #NAME?
2008-05-12 | 2008 | 5 | 133 | 12 | 2 | 2.2 | 3.526 | 19.5 | 1.4 | 1.4 | 0 | #NAME? | #NAME? | #NAME? | #NAME? | #NAME? | #NAME? | FALSE | 0 | TRUE | FALSE | #NAME? | #NAME? | #NAME? | #NAME? | #NAME? | #NAME? | #NAME? | #NAME? | #NAME? | #NAME? |  |  | 1: 0; 2: 0; 3: 0; 4: 0 | 0 |  | 0 | 0 | 0 | 20085 | 0 | 0 | 0 |  | 0 | 7375 | 7375 | 2008-05-12 | #NAME? | #NAME? | #NAME?
2008-05-13 | 2008 | 5 | 134 | 13 | 3 | 2.5 | 4.8054 | 10.6667 | 0 | 0 | 0 | #NAME? | #NAME? | #NAME? | #NAME? | #NAME? | #NAME? | TRUE | 1.4 | TRUE | TRUE | #NAME? | #NAME? | #NAME? | #NAME? | #NAME? | #NAME? | #NAME? | #NAME? | #NAME? | #NAME? |  |  | 1: 0; 2: 0; 3: 0; 4: 0 | 0 |  | 0 | 0 | 0 | 20085 | 0 | 0 | 0 |  | 0 | 7376 | 7376 | 2008-05-13 | #NAME? | #NAME? | #NAME?
2008-05-14 | 2008 | 5 | 135 | 14 | 4 | 8.3 | 5.0364 | 15.5 | 0 | 0 | 0 | #NAME? | #NAME? | #NAME? | #NAME? | #NAME? | #NAME? | FALSE | 1.4 | TRUE | TRUE | #NAME? | #NAME? | #NAME? | #NAME? | #NAME? | #NAME? | #NAME? | #NAME? | #NAME? | #NAME? |  |  | 1: 0; 2: 0; 3: 4.6428; 4: 11.0018 | 15.6447 |  | 390.8154 | 601.7316 | 620.3419 | 20085 | 15.6447 | 390.8154 | 639.2495 |  | 0 | 7377 | 7377 | 2008-05-14 | #NAME? | #NAME? | #NAME?
2008-05-15 | 2008 | 5 | 136 | 15 | 5 | 12.5 | 7.137 | 10.8333 | 0 | 0 | 0 | #NAME? | #NAME? | #NAME? | #NAME? | #NAME? | #NAME? | TRUE | 0 | TRUE | TRUE | #NAME? | #NAME? | #NAME? | #NAME? | #NAME? | #NAME? | #NAME? | #NAME? | #NAME? | #NAME? |  |  | 1: 6.6639; 2: 10.4868; 3: 0; 4: 0 | 17.1507 |  | 405.3494 | 657.9129 | 680.9712 | 20085 | 17.1507 | 405.3494 | 663.0227 |  | 0 | 7378 | 7378 | 2008-05-15 | #NAME? | #NAME? | #NAME?
2008-05-16 | 2008 | 5 | 137 | 16 | 6 | 11.8 | 7.2202 | 8.3333 | 0 | 0 | 0 | #NAME? | #NAME? | #NAME? | #NAME? | #NAME? | #NAME? | FALSE | 0 | TRUE | TRUE | #NAME? | #NAME? | #NAME? | #NAME? | #NAME? | #NAME? | #NAME? | #NAME? | #NAME? | #NAME? |  |  | 1: 0; 2: 0; 3: 0; 4: 6.2053 | 6.2053 |  | 182.0229 | 280.2575 | 288.9252 | 20085 | 6.2053 | 182.0229 | 297.7315 |  | 0 | 7379 | 7379 | 2008-05-16 | #NAME? | #NAME? | #NAME?
2008-05-17 | 2008 | 5 | 138 | 17 | 7 | 8 | 7.0501 | 10.1667 | 0 | 0 | 0 | #NAME? | #NAME? | #NAME? | #NAME? | #NAME? | #NAME? | FALSE | 0 | TRUE | TRUE | #NAME? | #NAME? | #NAME? | #NAME? | #NAME? | #NAME? | #NAME? | #NAME? | #NAME? | #NAME? |  |  | 1: 0; 2: 0; 3: 4.6897; 4: 0 | 4.6897 |  | 68.7822 | 105.9028 | 109.1782 | 20085 | 4.6897 | 68.7822 | 112.5058 |  | 0 | 7380 | 7380 | 2008-05-17 | #NAME? | #NAME? | #NAME?
2008-05-18 | 2008 | 5 | 139 | 18 | 1 | 13 | 5.9795 | 12.1667 | 0 | 0 | 0 | #NAME? | #NAME? | #NAME? | #NAME? | #NAME? | #NAME? | TRUE | 0 | TRUE | TRUE | #NAME? | #NAME? | #NAME? | #NAME? | #NAME? | #NAME? | #NAME? | #NAME? | #NAME? | #NAME? |  |  | 1: 0; 2: 0; 3: 0; 4: 0 | 0 |  | 0 | 0 | 0 | 20085 | 0 | 0 | 0 |  | 0 | 7381 | 7381 | 2008-05-18 | #NAME? | #NAME? | #NAME?
2008-05-19 | 2008 | 5 | 140 | 19 | 2 | 9.3 | 4.7176 | 9.5 | 0 | 0 | 0 | #NAME? | #NAME? | #NAME? | #NAME? | #NAME? | #NAME? | FALSE | 0 | TRUE | TRUE | #NAME? | #NAME? | #NAME? | #NAME? | #NAME? | #NAME? | #NAME? | #NAME? | #NAME? | #NAME? |  |  | 1: 0; 2: 0; 3: 8.3171; 4: 10.7816 | 19.0987 |  | 438.2442 | 674.757 | 695.6258 | 20085 | 19.0987 | 438.2442 | 716.8281 |  | 0 | 7382 | 7382 | 2008-05-19 | #NAME? | #NAME? | #NAME?
2008-05-20 | 2008 | 5 | 141 | 20 | 3 | 12 | 5.046 | 6.1667 | 0 | 0 | 0 | #NAME? | #NAME? | #NAME? | #NAME? | #NAME? | #NAME? | TRUE | 0 | TRUE | TRUE | #NAME? | #NAME? | #NAME? | #NAME? | #NAME? | #NAME? | #NAME? | #NAME? | #NAME? | #NAME? |  |  | 1: 0; 2: 0; 3: 0; 4: 0 | 0 |  | 0 | 0 | 0 | 20085 | 0 | 0 | 0 |  | 0 | 7383 | 7383 | 2008-05-20 | #NAME? | #NAME? | #NAME?
2008-05-21 | 2008 | 5 | 142 | 21 | 4 | 6.2 | 3.7552 | 33.6667 | 15.7 | 15.7 | 8.025 | #NAME? | #NAME? | #NAME? | #NAME? | #NAME? | #NAME? | FALSE | 0 | TRUE | TRUE | #NAME? | #NAME? | #NAME? | #NAME? | #NAME? | #NAME? | #NAME? | #NAME? | #NAME? | #NAME? |  |  | 1: 0; 2: 0; 3: 0; 4: 5.0553 | 5.0553 |  | 148.2895 | 228.3187 | 235.3802 | 20085 | 5.0553 | 148.2895 | 242.5544 |  | 0 | 7384 | 7384 | 2008-05-21 | #NAME? | #NAME? | #NAME?
2008-05-22 | 2008 | 5 | 143 | 22 | 5 | 5.5 | 2.2676 | 28.6667 | 20.4 | 20.4 | 11.55 | #NAME? | #NAME? | #NAME? | #NAME? | #NAME? | #NAME? | TRUE | 15.7 | FALSE | TRUE | #NAME? | #NAME? | #NAME? | #NAME? | #NAME? | #NAME? | #NAME? | #NAME? | #NAME? | #NAME? |  |  | 1: 0; 2: 0; 3: 0; 4: 0 | 0 |  | 0 | 0 | 0 | 20085 | 0 | 0 | 0 |  | 0 | 7385 | 7385 | 2008-05-22 | #NAME? | #NAME? | #NAME?
2008-05-23 | 2008 | 5 | 144 | 23 | 6 | 5.4 | 3.178 | 21.6667 | 8.6 | 8.6 | 2.7 | #NAME? | #NAME? | #NAME? | #NAME? | #NAME? | #NAME? | FALSE | 36.1 | FALSE | TRUE | #NAME? | #NAME? | #NAME? | #NAME? | #NAME? | #NAME? | #NAME? | #NAME? | #NAME? | #NAME? |  |  | 1: 0; 2: 0; 3: 0; 4: 0 | 0 |  | 0 | 0 | 0 | 20085 | 0 | 0 | 0 |  | 0 | 7386 | 7386 | 2008-05-23 | #NAME? | #NAME? | #NAME?
2008-05-24 | 2008 | 5 | 145 | 24 | 7 | 8.2 | 2.9774 | 20.5 | 14.6 | 14.6 | 7.2 | #NAME? | #NAME? | #NAME? | #NAME? | #NAME? | #NAME? | FALSE | 29 | FALSE | TRUE | #NAME? | #NAME? | #NAME? | #NAME? | #NAME? | #NAME? | #NAME? | #NAME? | #NAME? | #NAME? |  |  | 1: 0; 2: 0; 3: 0; 4: 0 | 0 |  | 0 | 0 | 0 | 20085 | 0 | 0 | 0 |  | 0 | 7387 | 7387 | 2008-05-24 | #NAME? | #NAME? | #NAME?
2008-05-25 | 2008 | 5 | 146 | 25 | 1 | 6.7 | 2.7977 | 30.1667 | 6.1 | 6.1 | 0.825 | #NAME? | #NAME? | #NAME? | #NAME? | #NAME? | #NAME? | TRUE | 23.2 | FALSE | TRUE | #NAME? | #NAME? | #NAME? | #NAME? | #NAME? | #NAME? | #NAME? | #NAME? | #NAME? | #NAME? |  |  | 1: 0; 2: 0; 3: 0; 4: 0 | 0 |  | 0 | 0 | 0 | 20085 | 0 | 0 | 0 |  | 0 | 7388 | 7388 | 2008-05-25 | #NAME? | #NAME? | #NAME?
2008-05-26 | 2008 | 5 | 147 | 26 | 2 | 5.1 | 1.7923 | 10.6667 | 4.6 | 4.6 | 0 | #NAME? | #NAME? | #NAME? | #NAME? | #NAME? | #NAME? | FALSE | 20.7 | FALSE | TRUE | #NAME? | #NAME? | #NAME? | #NAME? | #NAME? | #NAME? | #NAME? | #NAME? | #NAME? | #NAME? |  |  | 1: 0; 2: 0; 3: 0; 4: 0 | 0 |  | 0 | 0 | 0 | 20085 | 0 | 0 | 0 |  | 0 | 7389 | 7389 | 2008-05-26 | #NAME? | #NAME? | #NAME?
2008-05-27 | 2008 | 5 | 148 | 27 | 3 | 3.9 | 3.806 | 8.1667 | 0 | 0 | 0 | #NAME? | #NAME? | #NAME? | #NAME? | #NAME? | #NAME? | TRUE | 10.7 | FALSE | TRUE | #NAME? | #NAME? | #NAME? | #NAME? | #NAME? | #NAME? | #NAME? | #NAME? | #NAME? | #NAME? |  |  | 1: 0; 2: 0; 3: 0; 4: 0 | 0 |  | 0 | 0 | 0 | 20085 | 0 | 0 | 0 |  | 0 | 7390 | 7390 | 2008-05-27 | #NAME? | #NAME? | #NAME?
2008-05-28 | 2008 | 5 | 149 | 28 | 4 | 6.2 | 4.2146 | 16.6667 | 0 | 0 | 0 | #NAME? | #NAME? | #NAME? | #NAME? | #NAME? | #NAME? | FALSE | 4.6 | TRUE | TRUE | #NAME? | #NAME? | #NAME? | #NAME? | #NAME? | #NAME? | #NAME? | #NAME? | #NAME? | #NAME? |  |  | 1: 0; 2: 0; 3: 4.0325; 4: 6.0728 | 10.1053 |  | 237.2801 | 365.336 | 376.6351 | 20085 | 10.1053 | 237.2801 | 388.1147 |  | 0 | 7391 | 7391 | 2008-05-28 | #NAME? | #NAME? | #NAME?
2008-05-29 | 2008 | 5 | 150 | 29 | 5 | 6.5 | 4.7061 | 5.8333 | 0.2 | 0.2 | 0 | #NAME? | #NAME? | #NAME? | #NAME? | #NAME? | #NAME? | TRUE | 0 | TRUE | TRUE | #NAME? | #NAME? | #NAME? | #NAME? | #NAME? | #NAME? | #NAME? | #NAME? | #NAME? | #NAME? |  |  | 1: 4.5642; 2: 6.5126; 3: 0; 4: 0 | 11.0768 |  | 257.9791 | 418.199 | 432.8163 | 20085 | 11.0768 | 257.9791 | 421.9716 |  | 0 | 7392 | 7392 | 2008-05-29 | #NAME? | #NAME? | #NAME?
2008-05-30 | 2008 | 5 | 151 | 30 | 6 | 9.7 | 3.8007 | 8 | 8.8 | 8.8 | 2.85 | #NAME? | #NAME? | #NAME? | #NAME? | #NAME? | #NAME? | FALSE | 0.2 | TRUE | TRUE | #NAME? | #NAME? | #NAME? | #NAME? | #NAME? | #NAME? | #NAME? | #NAME? | #NAME? | #NAME? |  |  | 1: 0; 2: 0; 3: 0; 4: 4.9064 | 4.9064 |  | 143.9214 | 221.5933 | 228.4467 | 20085 | 4.9064 | 143.9214 | 235.4096 |  | 0 | 7393 | 7393 | 2008-05-30 | #NAME? | #NAME? | #NAME?
2008-05-31 | 2008 | 5 | 152 | 31 | 7 | 6.3 | 4.5885 | 10.5 | 0 | 0 | 0 | #NAME? | #NAME? | #NAME? | #NAME? | #NAME? | #NAME? | FALSE | 9 | TRUE | TRUE | #NAME? | #NAME? | #NAME? | #NAME? | #NAME? | #NAME? | #NAME? | #NAME? | #NAME? | #NAME? |  |  | 1: 0; 2: 0; 3: 4.037; 4: 0 | 4.037 |  | 59.2098 | 91.1643 | 93.9839 | 20085 | 4.037 | 59.2098 | 96.8484 |  | 0 | 7394 | 7394 | 2008-05-31 | #NAME? | #NAME? | #NAME?
2008-06-01 | 2008 | 6 | 153 | 1 | 1 | 6.1 | 3.9553 | 6 | 0.8 | 0.8 | 0 | #NAME? | #NAME? | #NAME? | #NAME? | #NAME? | #NAME? | TRUE | 8.8 | TRUE | TRUE | #NAME? | #NAME? | #NAME? | #NAME? | #NAME? | #NAME? | #NAME? | #NAME? | #NAME? | #NAME? |  |  | 1: 0; 2: 0; 3: 0; 4: 0 | 0 |  | 0 | 0 | 0 | 20086 | 0 | 0 | 0 |  | 0 | 7395 | 7395 | 2008-06-01 | #NAME? | #NAME? | #NAME?
2008-06-02 | 2008 | 6 | 154 | 2 | 2 | 9.9 | 2.55 | 14 | 1.2 | 1.2 | 0 | #NAME? | #NAME? | #NAME? | #NAME? | #NAME? | #NAME? | FALSE | 0.8 | TRUE | TRUE | #NAME? | #NAME? | #NAME? | #NAME? | #NAME? | #NAME? | #NAME? | #NAME? | #NAME? | #NAME? |  |  | 1: 0; 2: 0; 3: 1.4781; 4: 6.9791 | 8.4572 |  | 226.3984 | 348.5816 | 359.3625 | 20086 | 8.4572 | 226.3984 | 370.3157 |  | 0 | 7396 | 7396 | 2008-06-02 | #NAME? | #NAME? | #NAME?
2008-06-03 | 2008 | 6 | 155 | 3 | 3 | 7.8 | 2.3389 | 12 | 4.3 | 4.3 | 0 | #NAME? | #NAME? | #NAME? | #NAME? | #NAME? | #NAME? | TRUE | 2 | TRUE | TRUE | #NAME? | #NAME? | #NAME? | #NAME? | #NAME? | #NAME? | #NAME? | #NAME? | #NAME? | #NAME? |  |  | 1: 6.0779; 2: 8.2557; 3: 0; 4: 0 | 14.3337 |  | 331.3119 | 536.7271 | 555.4607 | 20086 | 14.3337 | 331.3119 | 541.9208 |  | 0 | 7397 | 7397 | 2008-06-03 | #NAME? | #NAME? | #NAME?
2008-06-04 | 2008 | 6 | 156 | 4 | 4 | 6.7 | 3.1024 | 7.8333 | 1 | 1 | 0 | #NAME? | #NAME? | #NAME? | #NAME? | #NAME? | #NAME? | FALSE | 5.5 | TRUE | TRUE | #NAME? | #NAME? | #NAME? | #NAME? | #NAME? | #NAME? | #NAME? | #NAME? | #NAME? | #NAME? |  |  | 1: 0; 2: 0; 3: 6.8753; 4: 3.5664 | 10.4417 |  | 205.4522 | 316.3312 | 326.1146 | 20086 | 10.4417 | 205.4522 | 336.0544 |  | 0 | 7398 | 7398 | 2008-06-04 | #NAME? | #NAME? | #NAME?
2008-06-05 | 2008 | 6 | 157 | 5 | 5 | 5.3 | 4.5098 | 3.1667 | 0.4 | 0.4 | 0 | #NAME? | #NAME? | #NAME? | #NAME? | #NAME? | #NAME? | TRUE | 5.3 | TRUE | TRUE | #NAME? | #NAME? | #NAME? | #NAME? | #NAME? | #NAME? | #NAME? | #NAME? | #NAME? | #NAME? |  |  | 1: 4.7089; 2: 6.477; 3: 0; 4: 0 | 11.1859 |  | 259.0563 | 419.7426 | 434.3985 | 20086 | 11.1859 | 259.0563 | 423.7336 |  | 0 | 7399 | 7399 | 2008-06-05 | #NAME? | #NAME? | #NAME?
2008-06-06 | 2008 | 6 | 158 | 6 | 6 | 9 | 3.8305 | 11.5 | 2.2 | 2.2 | 0 | #NAME? | #NAME? | #NAME? | #NAME? | #NAME? | #NAME? | FALSE | 1.4 | TRUE | TRUE | #NAME? | #NAME? | #NAME? | #NAME? | #NAME? | #NAME? | #NAME? | #NAME? | #NAME? | #NAME? |  |  | 1: 0; 2: 0; 3: 0; 4: 4.7604 | 4.7604 |  | 139.6385 | 214.9989 | 221.6483 | 20086 | 4.7604 | 139.6385 | 228.4041 |  | 0 | 7400 | 7400 | 2008-06-06 | #NAME? | #NAME? | #NAME?
2008-06-07 | 2008 | 6 | 159 | 7 | 7 | 6.5 | 2.7672 | 24.5 | 35 | 35 | 22.5 | #NAME? | #NAME? | #NAME? | #NAME? | #NAME? | #NAME? | FALSE | 2.6 | TRUE | TRUE | #NAME? | #NAME? | #NAME? | #NAME? | #NAME? | #NAME? | #NAME? | #NAME? | #NAME? | #NAME? |  |  | 1: 0; 2: 0; 3: 1.5082; 4: 0 | 1.5082 |  | 22.1206 | 34.0587 | 35.112 | 20086 | 1.5082 | 22.1206 | 36.1822 |  | 0 | 7401 | 7401 | 2008-06-07 | #NAME? | #NAME? | #NAME?
2008-06-08 | 2008 | 6 | 160 | 8 | 1 | 6.6 | 2.8785 | 14.1667 | 2.4 | 2.4 | 0 | #NAME? | #NAME? | #NAME? | #NAME? | #NAME? | #NAME? | TRUE | 37.2 | FALSE | TRUE | #NAME? | #NAME? | #NAME? | #NAME? | #NAME? | #NAME? | #NAME? | #NAME? | #NAME? | #NAME? |  |  | 1: 0; 2: 0; 3: 0; 4: 0 | 0 |  | 0 | 0 | 0 | 20086 | 0 | 0 | 0 |  | 0 | 7402 | 7402 | 2008-06-08 | #NAME? | #NAME? | #NAME?
2008-06-09 | 2008 | 6 | 161 | 9 | 2 | 3.2 | 2.9355 | 2.6667 | 0.8 | 0.8 | 0 | #NAME? | #NAME? | #NAME? | #NAME? | #NAME? | #NAME? | FALSE | 37.4 | FALSE | TRUE | #NAME? | #NAME? | #NAME? | #NAME? | #NAME? | #NAME? | #NAME? | #NAME? | #NAME? | #NAME? |  |  | 1: 0; 2: 0; 3: 0; 4: 0 | 0 |  | 0 | 0 | 0 | 20086 | 0 | 0 | 0 |  | 0 | 7403 | 7403 | 2008-06-09 | #NAME? | #NAME? | #NAME?
2008-06-10 | 2008 | 6 | 162 | 10 | 3 | 6.9 | 2.3344 | 14.6667 | 27.2 | 27.2 | 16.65 | #NAME? | #NAME? | #NAME? | #NAME? | #NAME? | #NAME? | TRUE | 3.2 | TRUE | TRUE | #NAME? | #NAME? | #NAME? | #NAME? | #NAME? | #NAME? | #NAME? | #NAME? | #NAME? | #NAME? |  |  | 1: 0; 2: 0; 3: 0; 4: 0 | 0 |  | 0 | 0 | 0 | 20086 | 0 | 0 | 0 |  | 0 | 7404 | 7404 | 2008-06-10 | #NAME? | #NAME? | #NAME?
2008-06-11 | 2008 | 6 | 163 | 11 | 4 | 7.4 | 3.06 | 27.5 | 16.6 | 16.6 | 8.7 | #NAME? | #NAME? | #NAME? | #NAME? | #NAME? | #NAME? | FALSE | 28 | FALSE | TRUE | #NAME? | #NAME? | #NAME? | #NAME? | #NAME? | #NAME? | #NAME? | #NAME? | #NAME? | #NAME? |  |  | 1: 0; 2: 0; 3: 0; 4: 0 | 0 |  | 0 | 0 | 0 | 20086 | 0 | 0 | 0 |  | 0 | 7405 | 7405 | 2008-06-11 | #NAME? | #NAME? | #NAME?
2008-06-12 | 2008 | 6 | 164 | 12 | 5 | 6.1 | 4.4125 | 11.6667 | 2.8 | 2.8 | 0 | #NAME? | #NAME? | #NAME? | #NAME? | #NAME? | #NAME? | TRUE | 43.8 | FALSE | TRUE | #NAME? | #NAME? | #NAME? | #NAME? | #NAME? | #NAME? | #NAME? | #NAME? | #NAME? | #NAME? |  |  | 1: 0; 2: 0; 3: 0; 4: 0 | 0 |  | 0 | 0 | 0 | 20086 | 0 | 0 | 0 |  | 0 | 7406 | 7406 | 2008-06-12 | #NAME? | #NAME? | #NAME?
2008-06-13 | 2008 | 6 | 165 | 13 | 6 | 7 | 4.3503 | 12.1667 | 4.1 | 4.1 | 0 | #NAME? | #NAME? | #NAME? | #NAME? | #NAME? | #NAME? | FALSE | 19.4 | FALSE | TRUE | #NAME? | #NAME? | #NAME? | #NAME? | #NAME? | #NAME? | #NAME? | #NAME? | #NAME? | #NAME? |  |  | 1: 0; 2: 0; 3: 0; 4: 0 | 0 |  | 0 | 0 | 0 | 20086 | 0 | 0 | 0 |  | 0 | 7407 | 7407 | 2008-06-13 | #NAME? | #NAME? | #NAME?
2008-06-14 | 2008 | 6 | 166 | 14 | 7 | 6.2 | 3.3739 | 10.8333 | 0.6 | 0.6 | 0 | #NAME? | #NAME? | #NAME? | #NAME? | #NAME? | #NAME? | FALSE | 6.9 | TRUE | TRUE | #NAME? | #NAME? | #NAME? | #NAME? | #NAME? | #NAME? | #NAME? | #NAME? | #NAME? | #NAME? |  |  | 1: 0; 2: 0; 3: 6.1981; 4: 0 | 6.1981 |  | 90.905 | 139.9648 | 144.2937 | 20086 | 6.1981 | 90.905 | 148.6916 |  | 0 | 7408 | 7408 | 2008-06-14 | #NAME? | #NAME? | #NAME?
2008-06-15 | 2008 | 6 | 167 | 15 | 1 | 4 | 3.6438 | 8 | 0 | 0 | 0 | #NAME? | #NAME? | #NAME? | #NAME? | #NAME? | #NAME? | TRUE | 4.7 | TRUE | TRUE | #NAME? | #NAME? | #NAME? | #NAME? | #NAME? | #NAME? | #NAME? | #NAME? | #NAME? | #NAME? |  |  | 1: 7.1422; 2: 9.187; 3: 0; 4: 0 | 16.3293 |  | 374.2396 | 605.8241 | 626.9355 | 20086 | 16.3293 | 374.2396 | 612.1369 |  | 0 | 7409 | 7409 | 2008-06-15 | #NAME? | #NAME? | #NAME?
2008-06-16 | 2008 | 6 | 168 | 16 | 2 | 6.6 | 4.9332 | 6.8333 | 0 | 0 | 0 | #NAME? | #NAME? | #NAME? | #NAME? | #NAME? | #NAME? | FALSE | 0.6 | TRUE | TRUE | #NAME? | #NAME? | #NAME? | #NAME? | #NAME? | #NAME? | #NAME? | #NAME? | #NAME? | #NAME? |  |  | 1: 0; 2: 0; 3: 5.2506; 4: 10.3012 | 15.5518 |  | 379.1762 | 583.811 | 601.867 | 20086 | 15.5518 | 379.1762 | 620.2116 |  | 0 | 7410 | 7410 | 2008-06-16 | #NAME? | #NAME? | #NAME?
2008-06-17 | 2008 | 6 | 169 | 17 | 3 | 8.7 | 5.6461 | 3.5 | 0 | 0 | 0 | #NAME? | #NAME? | #NAME? | #NAME? | #NAME? | #NAME? | TRUE | 0 | TRUE | TRUE | #NAME? | #NAME? | #NAME? | #NAME? | #NAME? | #NAME? | #NAME? | #NAME? | #NAME? | #NAME? |  |  | 1: 6.1094; 2: 7.2771; 3: 0; 4: 0 | 13.3865 |  | 303.0672 | 490.0847 | 507.1229 | 20086 | 13.3865 | 303.0672 | 495.7214 |  | 0 | 7411 | 7411 | 2008-06-17 | #NAME? | #NAME? | #NAME?
2008-06-18 | 2008 | 6 | 170 | 18 | 4 | 9.4 | 4.7421 | 6.8333 | 0 | 0 | 0 | #NAME? | #NAME? | #NAME? | #NAME? | #NAME? | #NAME? | FALSE | 0 | TRUE | TRUE | #NAME? | #NAME? | #NAME? | #NAME? | #NAME? | #NAME? | #NAME? | #NAME? | #NAME? | #NAME? |  |  | 1: 0; 2: 0; 3: 3.62; 4: 5.3853 | 9.0053 |  | 211.0631 | 324.9701 | 335.0208 | 20086 | 9.0053 | 211.0631 | 345.232 |  | 0 | 7412 | 7412 | 2008-06-18 | #NAME? | #NAME? | #NAME?
2008-06-19 | 2008 | 6 | 171 | 19 | 5 | 7.9 | 4.4068 | 8.3333 | 0 | 0 | 0 | #NAME? | #NAME? | #NAME? | #NAME? | #NAME? | #NAME? | TRUE | 0 | TRUE | TRUE | #NAME? | #NAME? | #NAME? | #NAME? | #NAME? | #NAME? | #NAME? | #NAME? | #NAME? | #NAME? |  |  | 1: 11.3446; 2: 12.1231; 3: 0; 4: 0 | 23.4678 |  | 521.9999 | 842.7923 | 871.9915 | 20086 | 23.4678 | 521.9999 | 853.8256 |  | 0 | 7413 | 7413 | 2008-06-19 | #NAME? | #NAME? | #NAME?
2008-06-20 | 2008 | 6 | 172 | 20 | 6 | 8.2 | 5.1263 | 4.5 | 0 | 0 | 0 | #NAME? | #NAME? | #NAME? | #NAME? | #NAME? | #NAME? | FALSE | 0 | TRUE | TRUE | #NAME? | #NAME? | #NAME? | #NAME? | #NAME? | #NAME? | #NAME? | #NAME? | #NAME? | #NAME? |  |  | 1: 0; 2: 0; 3: 0; 4: 5.0319 | 5.0319 |  | 147.6019 | 227.2601 | 234.2888 | 20086 | 5.0319 | 147.6019 | 241.4298 |  | 0 | 7414 | 7414 | 2008-06-20 | #NAME? | #NAME? | #NAME?
2008-06-21 | 2008 | 6 | 173 | 21 | 7 | 9.4 | 6.0618 | 6.1667 | 0 | 0 | 0 | #NAME? | #NAME? | #NAME? | #NAME? | #NAME? | #NAME? | FALSE | 0 | TRUE | TRUE | #NAME? | #NAME? | #NAME? | #NAME? | #NAME? | #NAME? | #NAME? | #NAME? | #NAME? | #NAME? |  |  | 1: 0; 2: 0; 3: 0; 4: 0 | 0 |  | 0 | 0 | 0 | 20086 | 0 | 0 | 0 |  | 0 | 7415 | 7415 | 2008-06-21 | #NAME? | #NAME? | #NAME?
2008-06-22 | 2008 | 6 | 174 | 22 | 1 | 13 | 4.7436 | 21.3333 | 1.1 | 1.1 | 0 | #NAME? | #NAME? | #NAME? | #NAME? | #NAME? | #NAME? | TRUE | 0 | TRUE | TRUE | #NAME? | #NAME? | #NAME? | #NAME? | #NAME? | #NAME? | #NAME? | #NAME? | #NAME? | #NAME? |  |  | 1: 8.9917; 2: 11.7181; 3: 0; 4: 0 | 20.7098 |  | 475.6099 | 770.0609 | 796.9059 | 20086 | 20.7098 | 475.6099 | 777.9463 |  | 0 | 7416 | 7416 | 2008-06-22 | #NAME? | #NAME? | #NAME?
2008-06-23 | 2008 | 6 | 175 | 23 | 2 | 8.6 | 4.5284 | 7 | 0 | 0 | 0 | #NAME? | #NAME? | #NAME? | #NAME? | #NAME? | #NAME? | FALSE | 1.1 | TRUE | TRUE | #NAME? | #NAME? | #NAME? | #NAME? | #NAME? | #NAME? | #NAME? | #NAME? | #NAME? | #NAME? |  |  | 1: 0; 2: 0; 3: 4.6578; 4: 8.7624 | 13.4202 |  | 325.3449 | 500.9279 | 516.4205 | 20086 | 13.4202 | 325.3449 | 532.1607 |  | 0 | 7417 | 7417 | 2008-06-23 | #NAME? | #NAME? | #NAME?
2008-06-24 | 2008 | 6 | 176 | 24 | 3 | 10.1 | 3.5469 | 9.6667 | 11 | 11 | 4.5 | #NAME? | #NAME? | #NAME? | #NAME? | #NAME? | #NAME? | TRUE | 1.1 | TRUE | TRUE | #NAME? | #NAME? | #NAME? | #NAME? | #NAME? | #NAME? | #NAME? | #NAME? | #NAME? | #NAME? |  |  | 1: 4.9789; 2: 5.9915; 3: 0; 4: 0 | 10.9704 |  | 248.7757 | 402.349 | 416.3414 | 20086 | 10.9704 | 248.7757 | 406.9179 |  | 0 | 7418 | 7418 | 2008-06-24 | #NAME? | #NAME? | #NAME?
2008-06-25 | 2008 | 6 | 177 | 25 | 4 | 8.2 | 4.3626 | 8.6667 | 0 | 0 | 0 | #NAME? | #NAME? | #NAME? | #NAME? | #NAME? | #NAME? | FALSE | 11 | FALSE | TRUE | #NAME? | #NAME? | #NAME? | #NAME? | #NAME? | #NAME? | #NAME? | #NAME? | #NAME? | #NAME? |  |  | 1: 0; 2: 0; 3: 0; 4: 0 | 0 |  | 0 | 0 | 0 | 20086 | 0 | 0 | 0 |  | 0 | 7419 | 7419 | 2008-06-25 | #NAME? | #NAME? | #NAME?
2008-06-26 | 2008 | 6 | 178 | 26 | 5 | 7.5 | 4.6924 | 6 | 0 | 0 | 0 | #NAME? | #NAME? | #NAME? | #NAME? | #NAME? | #NAME? | TRUE | 11 | FALSE | TRUE | #NAME? | #NAME? | #NAME? | #NAME? | #NAME? | #NAME? | #NAME? | #NAME? | #NAME? | #NAME? |  |  | 1: 0; 2: 0; 3: 0; 4: 0 | 0 |  | 0 | 0 | 0 | 20086 | 0 | 0 | 0 |  | 0 | 7420 | 7420 | 2008-06-26 | #NAME? | #NAME? | #NAME?
2008-06-27 | 2008 | 6 | 179 | 27 | 6 | 5.7 | 4.3832 | 4.1667 | 0 | 0 | 0 | #NAME? | #NAME? | #NAME? | #NAME? | #NAME? | #NAME? | FALSE | 0 | TRUE | TRUE | #NAME? | #NAME? | #NAME? | #NAME? | #NAME? | #NAME? | #NAME? | #NAME? | #NAME? | #NAME? |  |  | 1: 0; 2: 0; 3: 0; 4: 7.2602 | 7.2602 |  | 212.9668 | 327.9013 | 338.0426 | 20086 | 7.2602 | 212.9668 | 348.3459 |  | 0 | 7421 | 7421 | 2008-06-27 | #NAME? | #NAME? | #NAME?
2008-06-28 | 2008 | 6 | 180 | 28 | 7 | 9.3 | 5.8438 | 6.8333 | 0 | 0 | 0 | #NAME? | #NAME? | #NAME? | #NAME? | #NAME? | #NAME? | FALSE | 0 | TRUE | TRUE | #NAME? | #NAME? | #NAME? | #NAME? | #NAME? | #NAME? | #NAME? | #NAME? | #NAME? | #NAME? |  |  | 1: 0; 2: 0; 3: 4.303; 4: 0 | 4.303 |  | 63.1106 | 97.1703 | 100.1755 | 20086 | 4.303 | 63.1106 | 103.2288 |  | 0 | 7422 | 7422 | 2008-06-28 | #NAME? | #NAME? | #NAME?
2008-06-29 | 2008 | 6 | 181 | 29 | 1 | 11.7 | 6.6808 | 8.5 | 0 | 0 | 0 | #NAME? | #NAME? | #NAME? | #NAME? | #NAME? | #NAME? | TRUE | 0 | TRUE | TRUE | #NAME? | #NAME? | #NAME? | #NAME? | #NAME? | #NAME? | #NAME? | #NAME? | #NAME? | #NAME? |  |  | 1: 9.2588; 2: 12.188; 3: 0; 4: 0 | 21.4468 |  | 493.3111 | 798.8299 | 826.6862 | 20086 | 21.4468 | 493.3111 | 806.9 |  | 0 | 7423 | 7423 | 2008-06-29 | #NAME? | #NAME? | #NAME?
2008-06-30 | 2008 | 6 | 182 | 30 | 2 | 15.5 | 5.7776 | 5.5 | 1.8 | 1.8 | 0 | #NAME? | #NAME? | #NAME? | #NAME? | #NAME? | #NAME? | FALSE | 0 | TRUE | TRUE | #NAME? | #NAME? | #NAME? | #NAME? | #NAME? | #NAME? | #NAME? | #NAME? | #NAME? | #NAME? |  |  | 1: 0; 2: 0; 3: 4.3557; 4: 9.2993 | 13.655 |  | 336.6626 | 518.3535 | 534.3851 | 20086 | 13.655 | 336.6626 | 550.6728 |  | 0 | 7424 | 7424 | 2008-06-30 | #NAME? | #NAME? | #NAME?
2008-07-01 | 2008 | 7 | 183 | 1 | 3 | 15 | 3.9696 | 9.8333 | 0 | 0 | 0 | #NAME? | #NAME? | #NAME? | #NAME? | #NAME? | #NAME? | TRUE | 1.8 | TRUE | TRUE | #NAME? | #NAME? | #NAME? | #NAME? | #NAME? | #NAME? | #NAME? | #NAME? | #NAME? | #NAME? |  |  | 1: 4.5755; 2: 6.7385; 3: 0; 4: 0 | 11.314 |  | 264.7696 | 429.3822 | 444.4037 | 20087 | 11.314 | 264.7696 | 433.0787 |  | 0 | 7425 | 7425 | 2008-07-01 | #NAME? | #NAME? | #NAME?
2008-07-02 | 2008 | 7 | 184 | 2 | 4 | 13.7 | 3.7635 | 8.1667 | 0.2 | 0.2 | 0 | #NAME? | #NAME? | #NAME? | #NAME? | #NAME? | #NAME? | FALSE | 1.8 | TRUE | TRUE | #NAME? | #NAME? | #NAME? | #NAME? | #NAME? | #NAME? | #NAME? | #NAME? | #NAME? | #NAME? |  |  | 1: 0; 2: 0; 3: 9.3744; 4: 4.4633 | 13.8377 |  | 268.4138 | 413.2721 | 426.0537 | 20087 | 13.8377 | 268.4138 | 439.0396 |  | 0 | 7426 | 7426 | 2008-07-02 | #NAME? | #NAME? | #NAME?
2008-07-03 | 2008 | 7 | 185 | 3 | 5 | 10.9 | 5.1551 | 6 | 0 | 0 | 0 | #NAME? | #NAME? | #NAME? | #NAME? | #NAME? | #NAME? | TRUE | 0.2 | TRUE | TRUE | #NAME? | #NAME? | #NAME? | #NAME? | #NAME? | #NAME? | #NAME? | #NAME? | #NAME? | #NAME? |  |  | 1: 9.4625; 2: 12.4168; 3: 0; 4: 0 | 21.8792 |  | 503.0077 | 814.4969 | 842.8968 | 20087 | 21.8792 | 503.0077 | 822.7605 |  | 0 | 7427 | 7427 | 2008-07-03 | #NAME? | #NAME? | #NAME?
2008-07-04 | 2008 | 7 | 186 | 4 | 6 | 14.6 | 5.3789 | 6 | 6.6 | 6.6 | 1.2 | #NAME? | #NAME? | #NAME? | #NAME? | #NAME? | #NAME? | FALSE | 0.2 | TRUE | TRUE | #NAME? | #NAME? | #NAME? | #NAME? | #NAME? | #NAME? | #NAME? | #NAME? | #NAME? | #NAME? |  |  | 1: 0; 2: 0; 3: 0; 4: 5.1153 | 5.1153 |  | 150.0493 | 231.0283 | 238.1735 | 20087 | 5.1153 | 150.0493 | 245.4329 |  | 0 | 7428 | 7428 | 2008-07-04 | #NAME? | #NAME? | #NAME?
2008-07-05 | 2008 | 7 | 187 | 5 | 7 | 12.6 | 5.3113 | 9.3333 | 0.3 | 0.3 | 0 | #NAME? | #NAME? | #NAME? | #NAME? | #NAME? | #NAME? | FALSE | 6.6 | TRUE | TRUE | #NAME? | #NAME? | #NAME? | #NAME? | #NAME? | #NAME? | #NAME? | #NAME? | #NAME? | #NAME? |  |  | 1: 0; 2: 0; 3: 3.0087; 4: 0 | 3.0087 |  | 44.1272 | 67.9419 | 70.0432 | 20087 | 3.0087 | 44.1272 | 72.1781 |  | 0 | 7429 | 7429 | 2008-07-05 | #NAME? | #NAME? | #NAME?
2008-07-06 | 2008 | 7 | 188 | 6 | 1 | 11.5 | 4.4317 | 8.6667 | 1.4 | 1.4 | 0 | #NAME? | #NAME? | #NAME? | #NAME? | #NAME? | #NAME? | TRUE | 6.9 | TRUE | TRUE | #NAME? | #NAME? | #NAME? | #NAME? | #NAME? | #NAME? | #NAME? | #NAME? | #NAME? | #NAME? |  |  | 1: 2.2944; 2: 2.6198; 3: 0; 4: 0 | 4.9142 |  | 110.4991 | 178.5784 | 184.7786 | 20087 | 4.9142 | 110.4991 | 180.7414 |  | 0 | 7430 | 7430 | 2008-07-06 | #NAME? | #NAME? | #NAME?
2008-07-07 | 2008 | 7 | 189 | 7 | 2 | 9.2 | 3.672 | 8.8333 | 16.6 | 16.6 | 8.7 | #NAME? | #NAME? | #NAME? | #NAME? | #NAME? | #NAME? | FALSE | 1.7 | TRUE | TRUE | #NAME? | #NAME? | #NAME? | #NAME? | #NAME? | #NAME? | #NAME? | #NAME? | #NAME? | #NAME? |  |  | 1: 0; 2: 0; 3: 9.7705; 4: 7.6386 | 17.4092 |  | 367.3679 | 565.63 | 583.1237 | 20087 | 17.4092 | 367.3679 | 600.897 |  | 0 | 7431 | 7431 | 2008-07-07 | #NAME? | #NAME? | #NAME?
2008-07-08 | 2008 | 7 | 190 | 8 | 3 | 12.3 | 4.5974 | 5.8333 | 0.2 | 0.2 | 0 | #NAME? | #NAME? | #NAME? | #NAME? | #NAME? | #NAME? | TRUE | 18 | FALSE | TRUE | #NAME? | #NAME? | #NAME? | #NAME? | #NAME? | #NAME? | #NAME? | #NAME? | #NAME? | #NAME? |  |  | 1: 0; 2: 0; 3: 0; 4: 0 | 0 |  | 0 | 0 | 0 | 20087 | 0 | 0 | 0 |  | 0 | 7432 | 7432 | 2008-07-08 | #NAME? | #NAME? | #NAME?
2008-07-09 | 2008 | 7 | 191 | 9 | 4 | 10.9 | 4.9611 | 6.5 | 0 | 0 | 0 | #NAME? | #NAME? | #NAME? | #NAME? | #NAME? | #NAME? | FALSE | 16.8 | FALSE | TRUE | #NAME? | #NAME? | #NAME? | #NAME? | #NAME? | #NAME? | #NAME? | #NAME? | #NAME? | #NAME? |  |  | 1: 0; 2: 0; 3: 0; 4: 0 | 0 |  | 0 | 0 | 0 | 20087 | 0 | 0 | 0 |  | 0 | 7433 | 7433 | 2008-07-09 | #NAME? | #NAME? | #NAME?
2008-07-10 | 2008 | 7 | 192 | 10 | 5 | 7.3 | 3.0875 | 20.5 | 8.6 | 8.6 | 2.7 | #NAME? | #NAME? | #NAME? | #NAME? | #NAME? | #NAME? | TRUE | 0.2 | TRUE | TRUE | #NAME? | #NAME? | #NAME? | #NAME? | #NAME? | #NAME? | #NAME? | #NAME? | #NAME? | #NAME? |  |  | 1: 2.358; 2: 2.8286; 3: 0; 4: 0 | 5.1865 |  | 117.5544 | 190.1142 | 196.7251 | 20087 | 5.1865 | 117.5544 | 192.2816 |  | 0 | 7434 | 7434 | 2008-07-10 | #NAME? | #NAME? | #NAME?
2008-07-11 | 2008 | 7 | 193 | 11 | 6 | 6.2 | 4.7347 | 19.6667 | 3 | 3 | 0 | #NAME? | #NAME? | #NAME? | #NAME? | #NAME? | #NAME? | FALSE | 8.6 | TRUE | TRUE | #NAME? | #NAME? | #NAME? | #NAME? | #NAME? | #NAME? | #NAME? | #NAME? | #NAME? | #NAME? |  |  | 1: 0; 2: 0; 3: 0; 4: 6.4568 | 6.4568 |  | 189.3996 | 291.6153 | 300.6343 | 20087 | 6.4568 | 189.3996 | 309.7975 |  | 0 | 7435 | 7435 | 2008-07-11 | #NAME? | #NAME? | #NAME?
2008-07-12 | 2008 | 7 | 194 | 12 | 7 | 9.8 | 5.0763 | 10.1667 | 0 | 0 | 0 | #NAME? | #NAME? | #NAME? | #NAME? | #NAME? | #NAME? | FALSE | 11.6 | FALSE | TRUE | #NAME? | #NAME? | #NAME? | #NAME? | #NAME? | #NAME? | #NAME? | #NAME? | #NAME? | #NAME? |  |  | 1: 0; 2: 0; 3: 0; 4: 0 | 0 |  | 0 | 0 | 0 | 20087 | 0 | 0 | 0 |  | 0 | 7436 | 7436 | 2008-07-12 | #NAME? | #NAME? | #NAME?
2008-07-13 | 2008 | 7 | 195 | 13 | 1 | 10.2 | 4.3956 | 1.6667 | 9.8 | 9.8 | 3.6 | #NAME? | #NAME? | #NAME? | #NAME? | #NAME? | #NAME? | TRUE | 3 | TRUE | TRUE | #NAME? | #NAME? | #NAME? | #NAME? | #NAME? | #NAME? | #NAME? | #NAME? | #NAME? | #NAME? |  |  | 1: 8.7418; 2: 10.5859; 3: 0; 4: 0 | 19.3277 |  | 438.732 | 709.6311 | 734.3145 | 20087 | 19.3277 | 438.732 | 717.626 |  | 0 | 7437 | 7437 | 2008-07-13 | #NAME? | #NAME? | #NAME?
2008-07-14 | 2008 | 7 | 196 | 14 | 2 | 9.8 | 3.3815 | 7.6667 | 0.8 | 0.8 | 0 | #NAME? | #NAME? | #NAME? | #NAME? | #NAME? | #NAME? | FALSE | 9.8 | TRUE | TRUE | #NAME? | #NAME? | #NAME? | #NAME? | #NAME? | #NAME? | #NAME? | #NAME? | #NAME? | #NAME? |  |  | 1: 0; 2: 0; 3: 1.5627; 4: 4.2137 | 5.7764 |  | 146.5207 | 225.5953 | 232.5725 | 20087 | 5.7764 | 146.5207 | 239.6612 |  | 0 | 7438 | 7438 | 2008-07-14 | #NAME? | #NAME? | #NAME?
2008-07-15 | 2008 | 7 | 197 | 15 | 3 | 10.9 | 3.1679 | 12.3333 | 2.8 | 2.8 | 0 | #NAME? | #NAME? | #NAME? | #NAME? | #NAME? | #NAME? | TRUE | 10.6 | FALSE | TRUE | #NAME? | #NAME? | #NAME? | #NAME? | #NAME? | #NAME? | #NAME? | #NAME? | #NAME? | #NAME? |  |  | 1: 0; 2: 0; 3: 0; 4: 0 | 0 |  | 0 | 0 | 0 | 20087 | 0 | 0 | 0 |  | 0 | 7439 | 7439 | 2008-07-15 | #NAME? | #NAME? | #NAME?
2008-07-16 | 2008 | 7 | 198 | 16 | 4 | 8.6 | 3.3171 | 8.1667 | 1 | 1 | 0 | #NAME? | #NAME? | #NAME? | #NAME? | #NAME? | #NAME? | FALSE | 3.6 | TRUE | TRUE | #NAME? | #NAME? | #NAME? | #NAME? | #NAME? | #NAME? | #NAME? | #NAME? | #NAME? | #NAME? |  |  | 1: 0; 2: 0; 3: 9.4482; 4: 4.0224 | 13.4705 |  | 256.5626 | 395.025 | 407.2423 | 20087 | 13.4705 | 256.5626 | 419.6548 |  | 0 | 7440 | 7440 | 2008-07-16 | #NAME? | #NAME? | #NAME?
2008-07-17 | 2008 | 7 | 199 | 17 | 5 | 7.5 | 4.4502 | 3.5 | 0 | 0 | 0 | #NAME? | #NAME? | #NAME? | #NAME? | #NAME? | #NAME? | TRUE | 3.8 | TRUE | TRUE | #NAME? | #NAME? | #NAME? | #NAME? | #NAME? | #NAME? | #NAME? | #NAME? | #NAME? | #NAME? |  |  | 1: 6.1931; 2: 8.2335; 3: 0; 4: 0 | 14.4266 |  | 332.3489 | 538.2522 | 557.0272 | 20087 | 14.4266 | 332.3489 | 543.617 |  | 0 | 7441 | 7441 | 2008-07-17 | #NAME? | #NAME? | #NAME?
2008-07-18 | 2008 | 7 | 200 | 18 | 6 | 10.3 | 3.085 | 8.5 | 5.5 | 5.5 | 0.375 | #NAME? | #NAME? | #NAME? | #NAME? | #NAME? | #NAME? | FALSE | 1 | TRUE | TRUE | #NAME? | #NAME? | #NAME? | #NAME? | #NAME? | #NAME? | #NAME? | #NAME? | #NAME? | #NAME? |  |  | 1: 0; 2: 0; 3: 0; 4: 4.7276 | 4.7276 |  | 138.6765 | 213.5177 | 220.1214 | 20087 | 4.7276 | 138.6765 | 226.8305 |  | 0 | 7442 | 7442 | 2008-07-18 | #NAME? | #NAME? | #NAME?
2008-07-19 | 2008 | 7 | 201 | 19 | 7 | 9 | 4.1653 | 5.1667 | 0 | 0 | 0 | #NAME? | #NAME? | #NAME? | #NAME? | #NAME? | #NAME? | FALSE | 5.5 | TRUE | TRUE | #NAME? | #NAME? | #NAME? | #NAME? | #NAME? | #NAME? | #NAME? | #NAME? | #NAME? | #NAME? |  |  | 1: 0; 2: 0; 3: 6.6974; 4: 0 | 6.6974 |  | 98.228 | 151.24 | 155.9175 | 20087 | 6.6974 | 98.228 | 160.6698 |  | 0 | 7443 | 7443 | 2008-07-19 | #NAME? | #NAME? | #NAME?
2008-07-20 | 2008 | 7 | 202 | 20 | 1 | 9 | 5.1247 | 4.5 | 0 | 0 | 0 | #NAME? | #NAME? | #NAME? | #NAME? | #NAME? | #NAME? | TRUE | 5.5 | TRUE | TRUE | #NAME? | #NAME? | #NAME? | #NAME? | #NAME? | #NAME? | #NAME? | #NAME? | #NAME? | #NAME? |  |  | 1: 7.1664; 2: 7.9826; 3: 0; 4: 0 | 15.1491 |  | 339.2646 | 548.0913 | 567.1058 | 20087 | 15.1491 | 339.2646 | 554.9289 |  | 0 | 7444 | 7444 | 2008-07-20 | #NAME? | #NAME? | #NAME?
2008-07-21 | 2008 | 7 | 203 | 21 | 2 | 12.5 | 5.987 | 6.1667 | 0 | 0 | 0 | #NAME? | #NAME? | #NAME? | #NAME? | #NAME? | #NAME? | FALSE | 0 | TRUE | TRUE | #NAME? | #NAME? | #NAME? | #NAME? | #NAME? | #NAME? | #NAME? | #NAME? | #NAME? | #NAME? |  |  | 1: 0; 2: 0; 3: 0; 4: 7.3895 | 7.3895 |  | 216.7578 | 333.7383 | 344.0601 | 20087 | 7.3895 | 216.7578 | 354.5468 |  | 0 | 7445 | 7445 | 2008-07-21 | #NAME? | #NAME? | #NAME?
2008-07-22 | 2008 | 7 | 204 | 22 | 3 | 12.9 | 4.1071 | 19.8333 | 0 | 0 | 0 | #NAME? | #NAME? | #NAME? | #NAME? | #NAME? | #NAME? | TRUE | 0 | TRUE | TRUE | #NAME? | #NAME? | #NAME? | #NAME? | #NAME? | #NAME? | #NAME? | #NAME? | #NAME? | #NAME? |  |  | 1: 0; 2: 0; 3: 0; 4: 0 | 0 |  | 0 | 0 | 0 | 20087 | 0 | 0 | 0 |  | 0 | 7446 | 7446 | 2008-07-22 | #NAME? | #NAME? | #NAME?
2008-07-23 | 2008 | 7 | 205 | 23 | 4 | 11.6 | 3.4214 | 13.6667 | 0.2 | 0.2 | 0 | #NAME? | #NAME? | #NAME? | #NAME? | #NAME? | #NAME? | FALSE | 0 | TRUE | TRUE | #NAME? | #NAME? | #NAME? | #NAME? | #NAME? | #NAME? | #NAME? | #NAME? | #NAME? | #NAME? |  |  | 1: 0; 2: 0; 3: 0; 4: 5.4964 | 5.4964 |  | 161.2268 | 248.2381 | 255.9156 | 20087 | 5.4964 | 161.2268 | 263.7157 |  | 0 | 7447 | 7447 | 2008-07-23 | #NAME? | #NAME? | #NAME?
2008-07-24 | 2008 | 7 | 206 | 24 | 5 | 10.5 | 4.0299 | 10.3333 | 3.6 | 3.6 | 0 | #NAME? | #NAME? | #NAME? | #NAME? | #NAME? | #NAME? | TRUE | 0.2 | TRUE | TRUE | #NAME? | #NAME? | #NAME? | #NAME? | #NAME? | #NAME? | #NAME? | #NAME? | #NAME? | #NAME? |  |  | 1: 6.0515; 2: 7.3479; 3: 0; 4: 0 | 13.3994 |  | 304.2944 | 492.2025 | 509.3244 | 20087 | 13.3994 | 304.2944 | 497.7288 |  | 0 | 7448 | 7448 | 2008-07-24 | #NAME? | #NAME? | #NAME?
2008-07-25 | 2008 | 7 | 207 | 25 | 6 | 10.2 | 4.8518 | 7.3333 | 0 | 0 | 0 | #NAME? | #NAME? | #NAME? | #NAME? | #NAME? | #NAME? | FALSE | 3.8 | TRUE | TRUE | #NAME? | #NAME? | #NAME? | #NAME? | #NAME? | #NAME? | #NAME? | #NAME? | #NAME? | #NAME? |  |  | 1: 0; 2: 0; 3: 0; 4: 4.4964 | 4.4964 |  | 131.8954 | 203.077 | 209.3577 | 20087 | 4.4964 | 131.8954 | 215.7388 |  | 0 | 7449 | 7449 | 2008-07-25 | #NAME? | #NAME? | #NAME?
2008-07-26 | 2008 | 7 | 208 | 26 | 7 | 12.3 | 4.7197 | 7.8333 | 1.8 | 1.8 | 0 | #NAME? | #NAME? | #NAME? | #NAME? | #NAME? | #NAME? | FALSE | 3.6 | TRUE | TRUE | #NAME? | #NAME? | #NAME? | #NAME? | #NAME? | #NAME? | #NAME? | #NAME? | #NAME? | #NAME? |  |  | 1: 0; 2: 0; 3: 2.3303; 4: 0 | 2.3303 |  | 34.1775 | 52.6225 | 54.25 | 20087 | 2.3303 | 34.1775 | 55.9035 |  | 0 | 7450 | 7450 | 2008-07-26 | #NAME? | #NAME? | #NAME?
2008-07-27 | 2008 | 7 | 209 | 27 | 1 | 14.1 | 3.9708 | 13.5 | 14 | 14 | 6.75 | #NAME? | #NAME? | #NAME? | #NAME? | #NAME? | #NAME? | TRUE | 1.8 | TRUE | TRUE | #NAME? | #NAME? | #NAME? | #NAME? | #NAME? | #NAME? | #NAME? | #NAME? | #NAME? | #NAME? |  |  | 1: 12.1594; 2: 16.4343; 3: 0; 4: 0 | 28.5937 |  | 660.4098 | 1069.7965 | 1107.1307 | 20087 | 28.5937 | 660.4098 | 1080.2203 |  | 0 | 7451 | 7451 | 2008-07-27 | #NAME? | #NAME? | #NAME?
2008-07-28 | 2008 | 7 | 210 | 28 | 2 | 12 | 4.0286 | 6.8333 | 0 | 0 | 0 | #NAME? | #NAME? | #NAME? | #NAME? | #NAME? | #NAME? | FALSE | 15.8 | FALSE | TRUE | #NAME? | #NAME? | #NAME? | #NAME? | #NAME? | #NAME? | #NAME? | #NAME? | #NAME? | #NAME? |  |  | 1: 0; 2: 0; 3: 0; 4: 0 | 0 |  | 0 | 0 | 0 | 20087 | 0 | 0 | 0 |  | 0 | 7452 | 7452 | 2008-07-28 | #NAME? | #NAME? | #NAME?
2008-07-29 | 2008 | 7 | 211 | 29 | 3 | 10.5 | 4.9492 | 4.3333 | 0 | 0 | 0 | #NAME? | #NAME? | #NAME? | #NAME? | #NAME? | #NAME? | TRUE | 14 | FALSE | TRUE | #NAME? | #NAME? | #NAME? | #NAME? | #NAME? | #NAME? | #NAME? | #NAME? | #NAME? | #NAME? |  |  | 1: 0; 2: 0; 3: 0; 4: 0 | 0 |  | 0 | 0 | 0 | 20087 | 0 | 0 | 0 |  | 0 | 7453 | 7453 | 2008-07-29 | #NAME? | #NAME? | #NAME?
2008-07-30 | 2008 | 7 | 212 | 30 | 4 | 13.2 | 4.8895 | 7.1667 | 0.6 | 0.6 | 0 | #NAME? | #NAME? | #NAME? | #NAME? | #NAME? | #NAME? | FALSE | 0 | TRUE | TRUE | #NAME? | #NAME? | #NAME? | #NAME? | #NAME? | #NAME? | #NAME? | #NAME? | #NAME? | #NAME? |  |  | 1: 0; 2: 0; 3: 5.2672; 4: 7.2178 | 12.485 |  | 288.9747 | 444.9293 | 458.69 | 20087 | 12.485 | 288.9747 | 472.6706 |  | 0 | 7454 | 7454 | 2008-07-30 | #NAME? | #NAME? | #NAME?
2008-07-31 | 2008 | 7 | 213 | 31 | 5 | 7 | 4.9133 | 8.8333 | 0 | 0 | 0 | #NAME? | #NAME? | #NAME? | #NAME? | #NAME? | #NAME? | TRUE | 0.6 | TRUE | TRUE | #NAME? | #NAME? | #NAME? | #NAME? | #NAME? | #NAME? | #NAME? | #NAME? | #NAME? | #NAME? |  |  | 1: 13.1151; 2: 16.5231; 3: 0; 4: 0 | 29.6382 |  | 677.0322 | 1095.6758 | 1133.8334 | 20087 | 29.6382 | 677.0322 | 1107.4091 |  | 0 | 7455 | 7455 | 2008-07-31 | #NAME? | #NAME? | #NAME?
2008-08-01 | 2008 | 8 | 214 | 1 | 6 | 8.4 | 5.1884 | 3.8333 | 0 | 0 | 0 | #NAME? | #NAME? | #NAME? | #NAME? | #NAME? | #NAME? | FALSE | 0.6 | TRUE | TRUE | #NAME? | #NAME? | #NAME? | #NAME? | #NAME? | #NAME? | #NAME? | #NAME? | #NAME? | #NAME? |  |  | 1: 0; 2: 0; 3: 0; 4: 5.3915 | 5.3915 |  | 158.1518 | 243.5035 | 251.0345 | 20088 | 5.3915 | 158.1518 | 258.6859 |  | 0 | 7456 | 7456 | 2008-08-01 | #NAME? | #NAME? | #NAME?
2008-08-02 | 2008 | 8 | 215 | 2 | 7 | 10.2 | 3.6808 | 5.5 | 0 | 0 | 0 | #NAME? | #NAME? | #NAME? | #NAME? | #NAME? | #NAME? | FALSE | 0 | TRUE | TRUE | #NAME? | #NAME? | #NAME? | #NAME? | #NAME? | #NAME? | #NAME? | #NAME? | #NAME? | #NAME? |  |  | 1: 0; 2: 0; 3: 6.2789; 4: 0 | 6.2789 |  | 92.09 | 141.7894 | 146.1746 | 20088 | 6.2789 | 92.09 | 150.63 |  | 0 | 7457 | 7457 | 2008-08-02 | #NAME? | #NAME? | #NAME?
2008-08-03 | 2008 | 8 | 216 | 3 | 1 | 9.9 | 3.3051 | 11.5 | 6.8 | 6.8 | 1.35 | #NAME? | #NAME? | #NAME? | #NAME? | #NAME? | #NAME? | TRUE | 0 | TRUE | TRUE | #NAME? | #NAME? | #NAME? | #NAME? | #NAME? | #NAME? | #NAME? | #NAME? | #NAME? | #NAME? |  |  | 1: 3.8466; 2: 5.2098; 3: 0; 4: 0 | 9.0563 |  | 209.2362 | 338.9507 | 350.7802 | 20088 | 9.0563 | 209.2362 | 342.2438 |  | 0 | 7458 | 7458 | 2008-08-03 | #NAME? | #NAME? | #NAME?
2008-08-04 | 2008 | 8 | 217 | 4 | 2 | 9.5 | 4.3087 | 7.1667 | 0 | 0 | 0 | #NAME? | #NAME? | #NAME? | #NAME? | #NAME? | #NAME? | FALSE | 6.8 | TRUE | TRUE | #NAME? | #NAME? | #NAME? | #NAME? | #NAME? | #NAME? | #NAME? | #NAME? | #NAME? | #NAME? |  |  | 1: 0; 2: 0; 3: 3.1597; 4: 5.3458 | 8.5055 |  | 203.1532 | 312.7915 | 322.4655 | 20088 | 8.5055 | 203.1532 | 332.294 |  | 0 | 7459 | 7459 | 2008-08-04 | #NAME? | #NAME? | #NAME?
2008-08-05 | 2008 | 8 | 218 | 5 | 3 | 11.3 | 4.2614 | 14.6667 | 0 | 0 | 0 | #NAME? | #NAME? | #NAME? | #NAME? | #NAME? | #NAME? | TRUE | 6.8 | TRUE | TRUE | #NAME? | #NAME? | #NAME? | #NAME? | #NAME? | #NAME? | #NAME? | #NAME? | #NAME? | #NAME? |  |  | 1: 9.7495; 2: 11.7943; 3: 0; 4: 0 | 21.5437 |  | 488.9577 | 790.8578 | 818.3657 | 20088 | 21.5437 | 488.9577 | 799.7791 |  | 0 | 7460 | 7460 | 2008-08-05 | #NAME? | #NAME? | #NAME?
2008-08-06 | 2008 | 8 | 219 | 6 | 4 | 9.8 | 5.18 | 2 | 0 | 0 | 0 | #NAME? | #NAME? | #NAME? | #NAME? | #NAME? | #NAME? | FALSE | 0 | TRUE | TRUE | #NAME? | #NAME? | #NAME? | #NAME? | #NAME? | #NAME? | #NAME? | #NAME? | #NAME? | #NAME? |  |  | 1: 0; 2: 0; 3: 2.728; 4: 4.7135 | 7.4415 |  | 178.2744 | 274.486 | 282.9752 | 20088 | 7.4415 | 178.2744 | 291.6001 |  | 0 | 7461 | 7461 | 2008-08-06 | #NAME? | #NAME? | #NAME?
2008-08-07 | 2008 | 8 | 220 | 7 | 5 | 14.1 | 5.6601 | 10.1667 | 0 | 0 | 0 | #NAME? | #NAME? | #NAME? | #NAME? | #NAME? | #NAME? | TRUE | 0 | TRUE | TRUE | #NAME? | #NAME? | #NAME? | #NAME? | #NAME? | #NAME? | #NAME? | #NAME? | #NAME? | #NAME? |  |  | 1: 1.4068; 2: 2.0884; 3: 0; 4: 0 | 3.4952 |  | 81.8929 | 132.8209 | 137.4685 | 20088 | 3.4952 | 81.8929 | 133.9507 |  | 0 | 7462 | 7462 | 2008-08-07 | #NAME? | #NAME? | #NAME?
2008-08-08 | 2008 | 8 | 221 | 8 | 6 | 14.9 | 4.9744 | 12 | 0 | 0 | 0 | #NAME? | #NAME? | #NAME? | #NAME? | #NAME? | #NAME? | FALSE | 0 | TRUE | TRUE | #NAME? | #NAME? | #NAME? | #NAME? | #NAME? | #NAME? | #NAME? | #NAME? | #NAME? | #NAME? |  |  | 1: 0; 2: 0; 3: 0; 4: 5.9621 | 5.9621 |  | 174.8876 | 269.2714 | 277.5994 | 20088 | 5.9621 | 174.8876 | 286.0605 |  | 0 | 7463 | 7463 | 2008-08-08 | #NAME? | #NAME? | #NAME?
2008-08-09 | 2008 | 8 | 222 | 9 | 7 | 14.4 | 5.2873 | 10.8333 | 0 | 0 | 0 | #NAME? | #NAME? | #NAME? | #NAME? | #NAME? | #NAME? | FALSE | 0 | TRUE | TRUE | #NAME? | #NAME? | #NAME? | #NAME? | #NAME? | #NAME? | #NAME? | #NAME? | #NAME? | #NAME? |  |  | 1: 0; 2: 0; 3: 2.227; 4: 0 | 2.227 |  | 32.6622 | 50.2894 | 51.8448 | 20088 | 2.227 | 32.6622 | 53.425 |  | 0 | 7464 | 7464 | 2008-08-09 | #NAME? | #NAME? | #NAME?
2008-08-10 | 2008 | 8 | 223 | 10 | 1 | 12.1 | 4.7416 | 9.1667 | 0 | 0 | 0 | #NAME? | #NAME? | #NAME? | #NAME? | #NAME? | #NAME? | TRUE | 0 | TRUE | TRUE | #NAME? | #NAME? | #NAME? | #NAME? | #NAME? | #NAME? | #NAME? | #NAME? | #NAME? | #NAME? |  |  | 1: 0; 2: 0; 3: 0; 4: 0 | 0 |  | 0 | 0 | 0 | 20088 | 0 | 0 | 0 |  | 0 | 7465 | 7465 | 2008-08-10 | #NAME? | #NAME? | #NAME?
2008-08-11 | 2008 | 8 | 224 | 11 | 2 | 12.4 | 4.6172 | 24.8333 | 0 | 0 | 0 | #NAME? | #NAME? | #NAME? | #NAME? | #NAME? | #NAME? | FALSE | 0 | TRUE | TRUE | #NAME? | #NAME? | #NAME? | #NAME? | #NAME? | #NAME? | #NAME? | #NAME? | #NAME? | #NAME? |  |  | 1: 0; 2: 0; 3: 0; 4: 8.2518 | 8.2518 |  | 242.0533 | 372.6852 | 384.2115 | 20088 | 8.2518 | 242.0533 | 395.9221 |  | 0 | 7466 | 7466 | 2008-08-11 | #NAME? | #NAME? | #NAME?
2008-08-12 | 2008 | 8 | 225 | 12 | 3 | 11.4 | 4.1586 | 19.6667 | 0 | 0 | 0 | #NAME? | #NAME? | #NAME? | #NAME? | #NAME? | #NAME? | TRUE | 0 | TRUE | TRUE | #NAME? | #NAME? | #NAME? | #NAME? | #NAME? | #NAME? | #NAME? | #NAME? | #NAME? | #NAME? |  |  | 1: 16.7017; 2: 25.5425; 3: 0; 4: 0 | 42.2441 |  | 994.2035 | 1613.0925 | 1669.5838 | 20088 | 42.2441 | 994.2035 | 1626.2004 |  | 0 | 7467 | 7467 | 2008-08-12 | #NAME? | #NAME? | #NAME?
2008-08-13 | 2008 | 8 | 226 | 13 | 4 | 9.2 | 3.536 | 3 | 0 | 0 | 0 | #NAME? | #NAME? | #NAME? | #NAME? | #NAME? | #NAME? | FALSE | 0 | TRUE | TRUE | #NAME? | #NAME? | #NAME? | #NAME? | #NAME? | #NAME? | #NAME? | #NAME? | #NAME? | #NAME? |  |  | 1: 0; 2: 0; 3: 4.639; 4: 4.5672 | 9.2062 |  | 202.01 | 311.0313 | 320.6508 | 20088 | 9.2062 | 202.01 | 330.424 |  | 0 | 7468 | 7468 | 2008-08-13 | #NAME? | #NAME? | #NAME?
2008-08-14 | 2008 | 8 | 227 | 14 | 5 | 11.6 | 4.2143 | 7.3333 | 0 | 0 | 0 | #NAME? | #NAME? | #NAME? | #NAME? | #NAME? | #NAME? | TRUE | 0 | TRUE | TRUE | #NAME? | #NAME? | #NAME? | #NAME? | #NAME? | #NAME? | #NAME? | #NAME? | #NAME? | #NAME? |  |  | 1: 5.8832; 2: 9.2912; 3: 0; 4: 0 | 15.1744 |  | 358.8296 | 582.4334 | 602.8483 | 20088 | 15.1744 | 358.8296 | 586.931 |  | 0 | 7469 | 7469 | 2008-08-14 | #NAME? | #NAME? | #NAME?
2008-08-15 | 2008 | 8 | 228 | 15 | 6 | 11.3 | 5.1304 | 1.8333 | 0 | 0 | 0 | #NAME? | #NAME? | #NAME? | #NAME? | #NAME? | #NAME? | FALSE | 0 | TRUE | TRUE | #NAME? | #NAME? | #NAME? | #NAME? | #NAME? | #NAME? | #NAME? | #NAME? | #NAME? | #NAME? |  |  | 1: 0; 2: 0; 3: 0; 4: 4.5979 | 4.5979 |  | 134.8713 | 207.6589 | 214.0814 | 20088 | 4.5979 | 134.8713 | 220.6065 |  | 0 | 7470 | 7470 | 2008-08-15 | #NAME? | #NAME? | #NAME?
2008-08-16 | 2008 | 8 | 229 | 16 | 7 | 12 | 5.2623 | 9.8333 | 0 | 0 | 0 | #NAME? | #NAME? | #NAME? | #NAME? | #NAME? | #NAME? | FALSE | 0 | TRUE | TRUE | #NAME? | #NAME? | #NAME? | #NAME? | #NAME? | #NAME? | #NAME? | #NAME? | #NAME? | #NAME? |  |  | 1: 0; 2: 0; 3: 8.7351; 4: 0 | 8.7351 |  | 128.1148 | 197.2561 | 203.3568 | 20088 | 8.7351 | 128.1148 | 209.555 |  | 0 | 7471 | 7471 | 2008-08-16 | #NAME? | #NAME? | #NAME?
2008-08-17 | 2008 | 8 | 230 | 17 | 1 | 14.8 | 5.1692 | 4.1667 | 2.4 | 2.4 | 0 | #NAME? | #NAME? | #NAME? | #NAME? | #NAME? | #NAME? | TRUE | 0 | TRUE | TRUE | #NAME? | #NAME? | #NAME? | #NAME? | #NAME? | #NAME? | #NAME? | #NAME? | #NAME? | #NAME? |  |  | 1: 4.2732; 2: 5.6364; 3: 0; 4: 0 | 9.9095 |  | 228.0064 | 369.2259 | 382.1021 | 20088 | 9.9095 | 228.0064 | 372.9458 |  | 0 | 7472 | 7472 | 2008-08-17 | #NAME? | #NAME? | #NAME?
2008-08-18 | 2008 | 8 | 231 | 18 | 2 | 14.9 | 6.6539 | 9.3333 | 0 | 0 | 0 | #NAME? | #NAME? | #NAME? | #NAME? | #NAME? | #NAME? | FALSE | 2.4 | TRUE | TRUE | #NAME? | #NAME? | #NAME? | #NAME? | #NAME? | #NAME? | #NAME? | #NAME? | #NAME? | #NAME? |  |  | 1: 0; 2: 0; 3: 2.3084; 4: 8.5591 | 10.8675 |  | 284.9233 | 438.6914 | 452.2592 | 20088 | 10.8675 | 284.9233 | 466.0438 |  | 0 | 7473 | 7473 | 2008-08-18 | #NAME? | #NAME? | #NAME?
2008-08-19 | 2008 | 8 | 232 | 19 | 3 | 16.4 | 4.6544 | 13.8333 | 0.2 | 0.2 | 0 | #NAME? | #NAME? | #NAME? | #NAME? | #NAME? | #NAME? | TRUE | 2.4 | TRUE | TRUE | #NAME? | #NAME? | #NAME? | #NAME? | #NAME? | #NAME? | #NAME? | #NAME? | #NAME? | #NAME? |  |  | 1: 5.799; 2: 6.6923; 3: 0; 4: 0 | 12.4913 |  | 281.3595 | 454.7764 | 470.5714 | 20088 | 12.4913 | 281.3595 | 460.2145 |  | 0 | 7474 | 7474 | 2008-08-19 | #NAME? | #NAME? | #NAME?
2008-08-20 | 2008 | 8 | 233 | 20 | 4 | 11.8 | 3.5129 | 7.1667 | 0.2 | 0.2 | 0 | #NAME? | #NAME? | #NAME? | #NAME? | #NAME? | #NAME? | FALSE | 0.2 | TRUE | TRUE | #NAME? | #NAME? | #NAME? | #NAME? | #NAME? | #NAME? | #NAME? | #NAME? | #NAME? | #NAME? |  |  | 1: 0; 2: 0; 3: 1.9364; 4: 5.3062 | 7.2427 |  | 184.051 | 283.3801 | 292.1444 | 20088 | 7.2427 | 184.051 | 301.0488 |  | 0 | 7475 | 7475 | 2008-08-20 | #NAME? | #NAME? | #NAME?
2008-08-21 | 2008 | 8 | 234 | 21 | 5 | 8.2 | 2.7193 | 11.3333 | 13.2 | 13.2 | 6.15 | #NAME? | #NAME? | #NAME? | #NAME? | #NAME? | #NAME? | TRUE | 0.4 | TRUE | TRUE | #NAME? | #NAME? | #NAME? | #NAME? | #NAME? | #NAME? | #NAME? | #NAME? | #NAME? | #NAME? |  |  | 1: 0; 2: 0; 3: 0; 4: 0 | 0 |  | 0 | 0 | 0 | 20088 | 0 | 0 | 0 |  | 0 | 7476 | 7476 | 2008-08-21 | #NAME? | #NAME? | #NAME?
2008-08-22 | 2008 | 8 | 235 | 22 | 6 | 7.6 | 2.8155 | 16.6667 | 1.6 | 1.6 | 0 | #NAME? | #NAME? | #NAME? | #NAME? | #NAME? | #NAME? | FALSE | 13.4 | FALSE | TRUE | #NAME? | #NAME? | #NAME? | #NAME? | #NAME? | #NAME? | #NAME? | #NAME? | #NAME? | #NAME? |  |  | 1: 0; 2: 0; 3: 0; 4: 0 | 0 |  | 0 | 0 | 0 | 20088 | 0 | 0 | 0 |  | 0 | 7477 | 7477 | 2008-08-22 | #NAME? | #NAME? | #NAME?
2008-08-23 | 2008 | 8 | 236 | 23 | 7 | 7.4 | 3.473 | 3.3333 | 0 | 0 | 0 | #NAME? | #NAME? | #NAME? | #NAME? | #NAME? | #NAME? | FALSE | 14.8 | FALSE | TRUE | #NAME? | #NAME? | #NAME? | #NAME? | #NAME? | #NAME? | #NAME? | #NAME? | #NAME? | #NAME? |  |  | 1: 0; 2: 0; 3: 0; 4: 0 | 0 |  | 0 | 0 | 0 | 20088 | 0 | 0 | 0 |  | 0 | 7478 | 7478 | 2008-08-23 | #NAME? | #NAME? | #NAME?
2008-08-24 | 2008 | 8 | 237 | 24 | 1 | 10.3 | 3.869 | 2.6667 | 0 | 0 | 0 | #NAME? | #NAME? | #NAME? | #NAME? | #NAME? | #NAME? | TRUE | 1.6 | TRUE | TRUE | #NAME? | #NAME? | #NAME? | #NAME? | #NAME? | #NAME? | #NAME? | #NAME? | #NAME? | #NAME? |  |  | 1: 7.2114; 2: 9.5466; 3: 0; 4: 0 | 16.7581 |  | 385.8026 | 624.7866 | 646.5774 | 20088 | 16.7581 | 385.8026 | 631.0503 |  | 0 | 7479 | 7479 | 2008-08-24 | #NAME? | #NAME? | #NAME?
2008-08-25 | 2008 | 8 | 238 | 25 | 2 | 10.8 | 4.0652 | 7.5 | 0 | 0 | 0 | #NAME? | #NAME? | #NAME? | #NAME? | #NAME? | #NAME? | FALSE | 0 | TRUE | TRUE | #NAME? | #NAME? | #NAME? | #NAME? | #NAME? | #NAME? | #NAME? | #NAME? | #NAME? | #NAME? |  |  | 1: 0; 2: 0; 3: 0; 4: 7.8666 | 7.8666 |  | 230.754 | 355.2879 | 366.2762 | 20088 | 7.8666 | 230.754 | 377.4401 |  | 0 | 7480 | 7480 | 2008-08-25 | #NAME? | #NAME? | #NAME?
2008-08-26 | 2008 | 8 | 239 | 26 | 3 | 7.5 | 2.9485 | 18 | 9.6 | 9.6 | 3.45 | #NAME? | #NAME? | #NAME? | #NAME? | #NAME? | #NAME? | TRUE | 0 | TRUE | TRUE | #NAME? | #NAME? | #NAME? | #NAME? | #NAME? | #NAME? | #NAME? | #NAME? | #NAME? | #NAME? |  |  | 1: 5.8184; 2: 7.151; 3: 0; 4: 0 | 12.9694 |  | 295.0989 | 477.4094 | 494.023 | 20088 | 12.9694 | 295.0989 | 482.6878 |  | 0 | 7481 | 7481 | 2008-08-26 | #NAME? | #NAME? | #NAME?
2008-08-27 | 2008 | 8 | 240 | 27 | 4 | 9.3 | 3.4022 | 8 | 0 | 0 | 0 | #NAME? | #NAME? | #NAME? | #NAME? | #NAME? | #NAME? | FALSE | 9.6 | TRUE | TRUE | #NAME? | #NAME? | #NAME? | #NAME? | #NAME? | #NAME? | #NAME? | #NAME? | #NAME? | #NAME? |  |  | 1: 0; 2: 0; 3: 3.01; 4: 2.28 | 5.29 |  | 111.0261 | 170.945 | 176.232 | 20088 | 5.29 | 111.0261 | 181.6034 |  | 0 | 7482 | 7482 | 2008-08-27 | #NAME? | #NAME? | #NAME?
2008-08-28 | 2008 | 8 | 241 | 28 | 5 | 6.9 | 4.7119 | 10.5 | 0 | 0 | 0 | #NAME? | #NAME? | #NAME? | #NAME? | #NAME? | #NAME? | TRUE | 9.6 | TRUE | TRUE | #NAME? | #NAME? | #NAME? | #NAME? | #NAME? | #NAME? | #NAME? | #NAME? | #NAME? | #NAME? |  |  | 1: 3.4737; 2: 5.5185; 3: 0; 4: 0 | 8.9922 |  | 212.8243 | 345.4705 | 357.5815 | 20088 | 8.9922 | 212.8243 | 348.1128 |  | 0 | 7483 | 7483 | 2008-08-28 | #NAME? | #NAME? | #NAME?
2008-08-29 | 2008 | 8 | 242 | 29 | 6 | 7.5 | 3.9751 | 7.3333 | 0 | 0 | 0 | #NAME? | #NAME? | #NAME? | #NAME? | #NAME? | #NAME? | FALSE | 0 | TRUE | TRUE | #NAME? | #NAME? | #NAME? | #NAME? | #NAME? | #NAME? | #NAME? | #NAME? | #NAME? | #NAME? |  |  | 1: 0; 2: 0; 3: 0; 4: 4.8715 | 4.8715 |  | 142.8985 | 220.0184 | 226.8231 | 20088 | 4.8715 | 142.8985 | 233.7365 |  | 0 | 7484 | 7484 | 2008-08-29 | #NAME? | #NAME? | #NAME?
2008-08-30 | 2008 | 8 | 243 | 30 | 7 | 7.3 | 2.5007 | 16.1667 | 9.2 | 9.2 | 3.15 | #NAME? | #NAME? | #NAME? | #NAME? | #NAME? | #NAME? | FALSE | 0 | TRUE | TRUE | #NAME? | #NAME? | #NAME? | #NAME? | #NAME? | #NAME? | #NAME? | #NAME? | #NAME? | #NAME? |  |  | 1: 0; 2: 0; 3: 0; 4: 0 | 0 |  | 0 | 0 | 0 | 20088 | 0 | 0 | 0 |  | 0 | 7485 | 7485 | 2008-08-30 | #NAME? | #NAME? | #NAME?
2008-08-31 | 2008 | 8 | 244 | 31 | 1 | 3.6 | 0.87956 | 15.3333 | 10.4 | 10.4 | 4.05 | #NAME? | #NAME? | #NAME? | #NAME? | #NAME? | #NAME? | TRUE | 9.2 | TRUE | TRUE | #NAME? | #NAME? | #NAME? | #NAME? | #NAME? | #NAME? | #NAME? | #NAME? | #NAME? | #NAME? |  |  | 1: 5.5978; 2: 6.6883; 3: 0; 4: 0 | 12.2861 |  | 278.2921 | 450.041 | 465.6885 | 20088 | 12.2861 | 278.2921 | 455.1974 |  | 0 | 7486 | 7486 | 2008-08-31 | #NAME? | #NAME? | #NAME?
2008-09-01 | 2008 | 9 | 245 | 1 | 2 | 3.6 | 1.8357 | 6.6667 | 0 | 0 | 0 | #NAME? | #NAME? | #NAME? | #NAME? | #NAME? | #NAME? | FALSE | 19.6 | FALSE | FALSE | #NAME? | #NAME? | #NAME? | #NAME? | #NAME? | #NAME? | #NAME? | #NAME? | #NAME? | #NAME? |  |  | 1: 0; 2: 0; 3: 0; 4: 0 | 0 |  | 0 | 0 | 0 | 20089 | 0 | 0 | 0 |  | 0 | 7487 | 7487 | 2008-09-01 | #NAME? | #NAME? | #NAME?
2008-09-02 | 2008 | 9 | 246 | 2 | 3 | 1.8 | 2.9219 | 7.1667 | 0 | 0 | 0 | #NAME? | #NAME? | #NAME? | #NAME? | #NAME? | #NAME? | TRUE | 10.4 | FALSE | TRUE | #NAME? | #NAME? | #NAME? | #NAME? | #NAME? | #NAME? | #NAME? | #NAME? | #NAME? | #NAME? |  |  | 1: 0; 2: 0; 3: 0; 4: 0 | 0 |  | 0 | 0 | 0 | 20089 | 0 | 0 | 0 |  | 0 | 7488 | 7488 | 2008-09-02 | #NAME? | #NAME? | #NAME?
2008-09-03 | 2008 | 9 | 247 | 3 | 4 | 6 | 2.356 | 4.1667 | 0.2 | 0.2 | 0 | #NAME? | #NAME? | #NAME? | #NAME? | #NAME? | #NAME? | FALSE | 0 | TRUE | FALSE | #NAME? | #NAME? | #NAME? | #NAME? | #NAME? | #NAME? | #NAME? | #NAME? | #NAME? | #NAME? |  |  | 1: 0; 2: 0; 3: 0; 4: 0 | 0 |  | 0 | 0 | 0 | 20089 | 0 | 0 | 0 |  | 0 | 7489 | 7489 | 2008-09-03 | #NAME? | #NAME? | #NAME?
2008-09-04 | 2008 | 9 | 248 | 4 | 5 | 2.4 | 2.2597 | 3 | 0 | 0 | 0 | #NAME? | #NAME? | #NAME? | #NAME? | #NAME? | #NAME? | TRUE | 0.2 | TRUE | TRUE | #NAME? | #NAME? | #NAME? | #NAME? | #NAME? | #NAME? | #NAME? | #NAME? | #NAME? | #NAME? |  |  | 1: 6.71; 2: 9.4364; 3: 0; 4: 0 | 16.1464 |  | 375.2138 | 608.1278 | 629.3749 | 20089 | 16.1464 | 375.2138 | 613.7304 |  | 0 | 7490 | 7490 | 2008-09-04 | #NAME? | #NAME? | #NAME?
2008-09-05 | 2008 | 9 | 249 | 5 | 6 | 4.4 | 2.2315 | 7.1667 | 0.2 | 0.2 | 0 | #NAME? | #NAME? | #NAME? | #NAME? | #NAME? | #NAME? | FALSE | 0.2 | TRUE | TRUE | #NAME? | #NAME? | #NAME? | #NAME? | #NAME? | #NAME? | #NAME? | #NAME? | #NAME? | #NAME? |  |  | 1: 0; 2: 0; 3: 0; 4: 7.4353 | 7.4353 |  | 218.101 | 335.8063 | 346.192 | 20089 | 7.4353 | 218.101 | 356.7438 |  | 0 | 7491 | 7491 | 2008-09-05 | #NAME? | #NAME? | #NAME?
2008-09-06 | 2008 | 9 | 250 | 6 | 7 | 4.3 | 1.8615 | 10 | 1 | 1 | 0 | #NAME? | #NAME? | #NAME? | #NAME? | #NAME? | #NAME? | FALSE | 0.2 | TRUE | TRUE | #NAME? | #NAME? | #NAME? | #NAME? | #NAME? | #NAME? | #NAME? | #NAME? | #NAME? | #NAME? |  |  | 1: 0; 2: 0; 3: 7.8422; 4: 0 | 7.8422 |  | 115.019 | 177.0927 | 182.5698 | 20089 | 7.8422 | 115.019 | 188.1344 |  | 0 | 7492 | 7492 | 2008-09-06 | #NAME? | #NAME? | #NAME?
2008-09-07 | 2008 | 9 | 251 | 7 | 1 | 6.4 | 1.4316 | 6.1667 | 1.2 | 1.2 | 0 | #NAME? | #NAME? | #NAME? | #NAME? | #NAME? | #NAME? | TRUE | 1.2 | TRUE | FALSE | #NAME? | #NAME? | #NAME? | #NAME? | #NAME? | #NAME? | #NAME? | #NAME? | #NAME? | #NAME? |  |  | 1: 0; 2: 0; 3: 0; 4: 0 | 0 |  | 0 | 0 | 0 | 20089 | 0 | 0 | 0 |  | 0 | 7493 | 7493 | 2008-09-07 | #NAME? | #NAME? | #NAME?
2008-09-08 | 2008 | 9 | 252 | 8 | 2 | 2.6 | 2.4906 | 7.1667 | 0 | 0 | 0 | #NAME? | #NAME? | #NAME? | #NAME? | #NAME? | #NAME? | FALSE | 2.2 | TRUE | TRUE | #NAME? | #NAME? | #NAME? | #NAME? | #NAME? | #NAME? | #NAME? | #NAME? | #NAME? | #NAME? |  |  | 1: 0; 2: 0; 3: 2.2292; 4: 4.0912 | 6.3204 |  | 152.7035 | 235.1148 | 242.3864 | 20089 | 6.3204 | 152.7035 | 249.7742 |  | 0 | 7494 | 7494 | 2008-09-08 | #NAME? | #NAME? | #NAME?
2008-09-09 | 2008 | 9 | 253 | 9 | 3 | 6.9 | 2.3543 | 10.5 | 0.6 | 0.6 | 0 | #NAME? | #NAME? | #NAME? | #NAME? | #NAME? | #NAME? | TRUE | 1.2 | TRUE | TRUE | #NAME? | #NAME? | #NAME? | #NAME? | #NAME? | #NAME? | #NAME? | #NAME? | #NAME? | #NAME? |  |  | 1: 0; 2: 0; 3: 0; 4: 0 | 0 |  | 0 | 0 | 0 | 20089 | 0 | 0 | 0 |  | 0 | 7495 | 7495 | 2008-09-09 | #NAME? | #NAME? | #NAME?
2008-09-10 | 2008 | 9 | 254 | 10 | 4 | 3.8 | 2.4336 | 14 | 0 | 0 | 0 | #NAME? | #NAME? | #NAME? | #NAME? | #NAME? | #NAME? | FALSE | 0.6 | TRUE | TRUE | #NAME? | #NAME? | #NAME? | #NAME? | #NAME? | #NAME? | #NAME? | #NAME? | #NAME? | #NAME? |  |  | 1: 0; 2: 0; 3: 0.84457; 4: 3.5749 | 4.4194 |  | 117.2497 | 180.5273 | 186.1107 | 20089 | 4.4194 | 117.2497 | 191.7832 |  | 0 | 7496 | 7496 | 2008-09-10 | #NAME? | #NAME? | #NAME?
2008-09-11 | 2008 | 9 | 255 | 11 | 5 | 5.7 | 3.6546 | 9.5 | 0 | 0 | 0 | #NAME? | #NAME? | #NAME? | #NAME? | #NAME? | #NAME? | TRUE | 0.6 | TRUE | TRUE | #NAME? | #NAME? | #NAME? | #NAME? | #NAME? | #NAME? | #NAME? | #NAME? | #NAME? | #NAME? |  |  | 1: 0; 2: 0; 3: 0; 4: 0 | 0 |  | 0 | 0 | 0 | 20089 | 0 | 0 | 0 |  | 0 | 7497 | 7497 | 2008-09-11 | #NAME? | #NAME? | #NAME?
2008-09-12 | 2008 | 9 | 256 | 12 | 6 | 5.9 | 2.2404 | 13.6667 | 6.2 | 6.2 | 0.9 | #NAME? | #NAME? | #NAME? | #NAME? | #NAME? | #NAME? | FALSE | 0 | TRUE | FALSE | #NAME? | #NAME? | #NAME? | #NAME? | #NAME? | #NAME? | #NAME? | #NAME? | #NAME? | #NAME? |  |  | 1: 0; 2: 0; 3: 0; 4: 0 | 0 |  | 0 | 0 | 0 | 20089 | 0 | 0 | 0 |  | 0 | 7498 | 7498 | 2008-09-12 | #NAME? | #NAME? | #NAME?
2008-09-13 | 2008 | 9 | 257 | 13 | 7 | 2.2 | 2.5916 | 13 | 0 | 0 | 0 | #NAME? | #NAME? | #NAME? | #NAME? | #NAME? | #NAME? | FALSE | 6.2 | TRUE | TRUE | #NAME? | #NAME? | #NAME? | #NAME? | #NAME? | #NAME? | #NAME? | #NAME? | #NAME? | #NAME? |  |  | 1: 0; 2: 0; 3: 4.2354; 4: 0 | 4.2354 |  | 62.1195 | 95.6443 | 98.6023 | 20089 | 4.2354 | 62.1195 | 101.6077 |  | 0 | 7499 | 7499 | 2008-09-13 | #NAME? | #NAME? | #NAME?
2008-09-14 | 2008 | 9 | 258 | 14 | 1 | 4.3 | 3.0142 | 5 | 0 | 0 | 0 | #NAME? | #NAME? | #NAME? | #NAME? | #NAME? | #NAME? | TRUE | 6.2 | TRUE | TRUE | #NAME? | #NAME? | #NAME? | #NAME? | #NAME? | #NAME? | #NAME? | #NAME? | #NAME? | #NAME? |  |  | 1: 8.8766; 2: 12.4913; 3: 0; 4: 0 | 21.3679 |  | 496.6008 | 804.8724 | 832.9939 | 20089 | 21.3679 | 496.6008 | 812.2808 |  | 0 | 7500 | 7500 | 2008-09-14 | #NAME? | #NAME? | #NAME?
2008-09-15 | 2008 | 9 | 259 | 15 | 2 | 6.4 | 4.0161 | 6.8333 | 0 | 0 | 0 | #NAME? | #NAME? | #NAME? | #NAME? | #NAME? | #NAME? | FALSE | 0 | TRUE | TRUE | #NAME? | #NAME? | #NAME? | #NAME? | #NAME? | #NAME? | #NAME? | #NAME? | #NAME? | #NAME? |  |  | 1: 0; 2: 0; 3: 3.5441; 4: 7.7054 | 11.2495 |  | 278.006 | 428.0409 | 441.2793 | 20089 | 11.2495 | 278.006 | 454.7293 |  | 0 | 7501 | 7501 | 2008-09-15 | #NAME? | #NAME? | #NAME?
2008-09-16 | 2008 | 9 | 260 | 16 | 3 | 8.1 | 3.5852 | 6.8333 | 0 | 0 | 0 | #NAME? | #NAME? | #NAME? | #NAME? | #NAME? | #NAME? | TRUE | 0 | TRUE | TRUE | #NAME? | #NAME? | #NAME? | #NAME? | #NAME? | #NAME? | #NAME? | #NAME? | #NAME? | #NAME? |  |  | 1: 9.4746; 2: 13.2224; 3: 0; 4: 0 | 22.697 |  | 526.8167 | 853.7519 | 883.5742 | 20089 | 22.697 | 526.8167 | 861.7044 |  | 0 | 7502 | 7502 | 2008-09-16 | #NAME? | #NAME? | #NAME?
2008-09-17 | 2008 | 9 | 261 | 17 | 4 | 5.1 | 3.4929 | 3.3333 | 0 | 0 | 0 | #NAME? | #NAME? | #NAME? | #NAME? | #NAME? | #NAME? | FALSE | 0 | TRUE | TRUE | #NAME? | #NAME? | #NAME? | #NAME? | #NAME? | #NAME? | #NAME? | #NAME? | #NAME? | #NAME? |  |  | 1: 0; 2: 0; 3: 6.5434; 4: 4.2519 | 10.7953 |  | 220.6921 | 339.7957 | 350.3049 | 20089 | 10.7953 | 220.6921 | 360.982 |  | 0 | 7503 | 7503 | 2008-09-17 | #NAME? | #NAME? | #NAME?
2008-09-18 | 2008 | 9 | 262 | 18 | 5 | 9.3 | 3.2704 | 5.5 | 0 | 0 | 0 | #NAME? | #NAME? | #NAME? | #NAME? | #NAME? | #NAME? | TRUE | 0 | TRUE | TRUE | #NAME? | #NAME? | #NAME? | #NAME? | #NAME? | #NAME? | #NAME? | #NAME? | #NAME? | #NAME? |  |  | 1: 1.1706; 2: 1.8522; 3: 0; 4: 0 | 3.0228 |  | 71.5005 | 116.0585 | 120.1267 | 20089 | 3.0228 | 71.5005 | 116.952 |  | 0 | 7504 | 7504 | 2008-09-18 | #NAME? | #NAME? | #NAME?
2008-09-19 | 2008 | 9 | 263 | 19 | 6 | 7.7 | 3.2909 | 9 | 0 | 0 | 0 | #NAME? | #NAME? | #NAME? | #NAME? | #NAME? | #NAME? | FALSE | 0 | TRUE | TRUE | #NAME? | #NAME? | #NAME? | #NAME? | #NAME? | #NAME? | #NAME? | #NAME? | #NAME? | #NAME? |  |  | 1: 0; 2: 0; 3: 0; 4: 4.0787 | 4.0787 |  | 119.643 | 184.2122 | 189.9095 | 20089 | 4.0787 | 119.643 | 195.6978 |  | 0 | 7505 | 7505 | 2008-09-19 | #NAME? | #NAME? | #NAME?
2008-09-20 | 2008 | 9 | 264 | 20 | 7 | 5.2 | 3.0584 | 8 | 0 | 0 | 0 | #NAME? | #NAME? | #NAME? | #NAME? | #NAME? | #NAME? | FALSE | 0 | TRUE | TRUE | #NAME? | #NAME? | #NAME? | #NAME? | #NAME? | #NAME? | #NAME? | #NAME? | #NAME? | #NAME? |  |  | 1: 0; 2: 0; 3: 5.2294; 4: 0 | 5.2294 |  | 76.6975 | 118.0899 | 121.7421 | 20089 | 5.2294 | 76.6975 | 125.4528 |  | 0 | 7506 | 7506 | 2008-09-20 | #NAME? | #NAME? | #NAME?
2008-09-21 | 2008 | 9 | 265 | 21 | 1 | 7.7 | 1.423 | 4.8333 | 4.4 | 4.4 | 0 | #NAME? | #NAME? | #NAME? | #NAME? | #NAME? | #NAME? | TRUE | 0 | TRUE | TRUE | #NAME? | #NAME? | #NAME? | #NAME? | #NAME? | #NAME? | #NAME? | #NAME? | #NAME? | #NAME? |  |  | 1: 0; 2: 0; 3: 0; 4: 0 | 0 |  | 0 | 0 | 0 | 20089 | 0 | 0 | 0 |  | 0 | 7507 | 7507 | 2008-09-21 | #NAME? | #NAME? | #NAME?
2008-09-22 | 2008 | 9 | 266 | 22 | 2 | 6.3 | 2.1596 | 23.5 | 1.4 | 1.4 | 0 | #NAME? | #NAME? | #NAME? | #NAME? | #NAME? | #NAME? | FALSE | 4.4 | TRUE | TRUE | #NAME? | #NAME? | #NAME? | #NAME? | #NAME? | #NAME? | #NAME? | #NAME? | #NAME? | #NAME? |  |  | 1: 0; 2: 0; 3: 0.75442; 4: 4.7447 | 5.4992 |  | 150.2437 | 231.3276 | 238.4821 | 20089 | 5.4992 | 150.2437 | 245.7509 |  | 0 | 7508 | 7508 | 2008-09-22 | #NAME? | #NAME? | #NAME?
2008-09-23 | 2008 | 9 | 267 | 23 | 3 | 4.1 | 1.9438 | 10.6667 | 10 | 10 | 3.75 | #NAME? | #NAME? | #NAME? | #NAME? | #NAME? | #NAME? | TRUE | 5.8 | TRUE | FALSE | #NAME? | #NAME? | #NAME? | #NAME? | #NAME? | #NAME? | #NAME? | #NAME? | #NAME? | #NAME? |  |  | 1: 0; 2: 0; 3: 0; 4: 0 | 0 |  | 0 | 0 | 0 | 20089 | 0 | 0 | 0 |  | 0 | 7509 | 7509 | 2008-09-23 | #NAME? | #NAME? | #NAME?
2008-09-24 | 2008 | 9 | 268 | 24 | 4 | -1 | 1.5887 | 3.5 | 0 | 0 | 0 | #NAME? | #NAME? | #NAME? | #NAME? | #NAME? | #NAME? | FALSE | 11.4 | FALSE | TRUE | #NAME? | #NAME? | #NAME? | #NAME? | #NAME? | #NAME? | #NAME? | #NAME? | #NAME? | #NAME? |  |  | 1: 0; 2: 0; 3: 0; 4: 0 | 0 |  | 0 | 0 | 0 | 20089 | 0 | 0 | 0 |  | 0 | 7510 | 7510 | 2008-09-24 | #NAME? | #NAME? | #NAME?
2008-09-25 | 2008 | 9 | 269 | 25 | 5 | 4.4 | 2.2876 | 6.1667 | 2.6 | 2.6 | 0 | #NAME? | #NAME? | #NAME? | #NAME? | #NAME? | #NAME? | TRUE | 10 | FALSE | TRUE | #NAME? | #NAME? | #NAME? | #NAME? | #NAME? | #NAME? | #NAME? | #NAME? | #NAME? | #NAME? |  |  | 1: 0; 2: 0; 3: 0; 4: 0 | 0 |  | 0 | 0 | 0 | 20089 | 0 | 0 | 0 |  | 0 | 7511 | 7511 | 2008-09-25 | #NAME? | #NAME? | #NAME?
2008-09-26 | 2008 | 9 | 270 | 26 | 6 | 4.1 | 1.9676 | 5.5 | 0 | 0 | 0 | #NAME? | #NAME? | #NAME? | #NAME? | #NAME? | #NAME? | FALSE | 2.6 | TRUE | TRUE | #NAME? | #NAME? | #NAME? | #NAME? | #NAME? | #NAME? | #NAME? | #NAME? | #NAME? | #NAME? |  |  | 1: 0; 2: 0; 3: 0; 4: 4.412 | 4.412 |  | 129.4175 | 199.2619 | 205.4246 | 20089 | 4.412 | 129.4175 | 211.6859 |  | 0 | 7512 | 7512 | 2008-09-26 | #NAME? | #NAME? | #NAME?
2008-09-27 | 2008 | 9 | 271 | 27 | 7 | 5.5 | 2.7996 | 7.5 | 0 | 0 | 0 | #NAME? | #NAME? | #NAME? | #NAME? | #NAME? | #NAME? | FALSE | 2.6 | TRUE | FALSE | #NAME? | #NAME? | #NAME? | #NAME? | #NAME? | #NAME? | #NAME? | #NAME? | #NAME? | #NAME? |  |  | 1: 0; 2: 0; 3: 0; 4: 0 | 0 |  | 0 | 0 | 0 | 20089 | 0 | 0 | 0 |  | 0 | 7513 | 7513 | 2008-09-27 | #NAME? | #NAME? | #NAME?
2008-09-28 | 2008 | 9 | 272 | 28 | 1 | 0.7 | 2.3842 | 5.3333 | 0 | 0 | 0 | #NAME? | #NAME? | #NAME? | #NAME? | #NAME? | #NAME? | TRUE | 0 | TRUE | TRUE | #NAME? | #NAME? | #NAME? | #NAME? | #NAME? | #NAME? | #NAME? | #NAME? | #NAME? | #NAME? |  |  | 1: 11.7543; 2: 16.2492; 3: 0; 4: 0 | 28.0035 |  | 649.0405 | 1051.6948 | 1088.4213 | 20089 | 28.0035 | 649.0405 | 1061.6236 |  | 0 | 7514 | 7514 | 2008-09-28 | #NAME? | #NAME? | #NAME?
2008-09-29 | 2008 | 9 | 273 | 29 | 2 | 5.1 | 3.3093 | 7 | 0 | 0 | 0 | #NAME? | #NAME? | #NAME? | #NAME? | #NAME? | #NAME? | FALSE | 0 | TRUE | TRUE | #NAME? | #NAME? | #NAME? | #NAME? | #NAME? | #NAME? | #NAME? | #NAME? | #NAME? | #NAME? |  |  | 1: 0; 2: 0; 3: 8.9005; 4: 5.1311 | 14.0317 |  | 281.0547 | 432.735 | 446.1186 | 20089 | 14.0317 | 281.0547 | 459.7161 |  | 0 | 7515 | 7515 | 2008-09-29 | #NAME? | #NAME? | #NAME?
2008-09-30 | 2008 | 9 | 274 | 30 | 3 | 6.7 | 3.04 | 3.8333 | 0 | 0 | 0 | #NAME? | #NAME? | #NAME? | #NAME? | #NAME? | #NAME? | TRUE | 0 | TRUE | FALSE | #NAME? | #NAME? | #NAME? | #NAME? | #NAME? | #NAME? | #NAME? | #NAME? | #NAME? | #NAME? |  |  | 1: 0; 2: 0; 3: 0; 4: 0 | 0 |  | 0 | 0 | 0 | 20089 | 0 | 0 | 0 |  | 0 | 7516 | 7516 | 2008-09-30 | #NAME? | #NAME? | #NAME?
2009-05-01 | 2009 | 5 | 121 | 1 | 6 | -1.4 | 3.2403 | 3 | 0 | 0 | 0 | #NAME? | #NAME? | #NAME? | #NAME? | #NAME? | #NAME? | FALSE | 0 | TRUE | FALSE | #NAME? | #NAME? | #NAME? | #NAME? | #NAME? | #NAME? | #NAME? | #NAME? | #NAME? | #NAME? |  |  | 1: 0; 2: 0; 3: 0; 4: 0 | 0 |  | 0 | 0 | 0 | 20095 | 0 | 0 | 0 |  | 0 | 7517 | 7517 | 2009-05-01 | #NAME? | #NAME? | #NAME?
2009-05-02 | 2009 | 5 | 122 | 2 | 7 | -0.9 | 4.003 | 3.6667 | 0 | 0 | 0 | #NAME? | #NAME? | #NAME? | #NAME? | #NAME? | #NAME? | FALSE | 0 | TRUE | FALSE | #NAME? | #NAME? | #NAME? | #NAME? | #NAME? | #NAME? | #NAME? | #NAME? | #NAME? | #NAME? |  |  | 1: 0; 2: 0; 3: 0; 4: 0 | 0 |  | 0 | 0 | 0 | 20095 | 0 | 0 | 0 |  | 0 | 7518 | 7518 | 2009-05-02 | #NAME? | #NAME? | #NAME?
2009-05-03 | 2009 | 5 | 123 | 3 | 1 | 2.4 | 4.8674 | 11 | 0 | 0 | 0 | #NAME? | #NAME? | #NAME? | #NAME? | #NAME? | #NAME? | TRUE | 0 | TRUE | TRUE | #NAME? | #NAME? | #NAME? | #NAME? | #NAME? | #NAME? | #NAME? | #NAME? | #NAME? | #NAME? |  |  | 1: 0; 2: 0; 3: 0; 4: 0 | 0 |  | 0 | 0 | 0 | 20095 | 0 | 0 | 0 |  | 0 | 7519 | 7519 | 2009-05-03 | #NAME? | #NAME? | #NAME?
2009-05-04 | 2009 | 5 | 124 | 4 | 2 | 6.6 | 4.853 | 17 | 0 | 0 | 0 | #NAME? | #NAME? | #NAME? | #NAME? | #NAME? | #NAME? | FALSE | 0 | TRUE | TRUE | #NAME? | #NAME? | #NAME? | #NAME? | #NAME? | #NAME? | #NAME? | #NAME? | #NAME? | #NAME? |  |  | 1: 0; 2: 0; 3: 7.8068; 4: 7.1588 | 14.9655 |  | 324.489 | 499.6101 | 515.0619 | 20095 | 14.9655 | 324.489 | 530.7607 |  | 0 | 7520 | 7520 | 2009-05-04 | #NAME? | #NAME? | #NAME?
2009-05-05 | 2009 | 5 | 125 | 5 | 3 | 3.6 | 4.3569 | 5.5 | 0.8 | 0.8 | 0 | #NAME? | #NAME? | #NAME? | #NAME? | #NAME? | #NAME? | TRUE | 0 | TRUE | TRUE | #NAME? | #NAME? | #NAME? | #NAME? | #NAME? | #NAME? | #NAME? | #NAME? | #NAME? | #NAME? |  |  | 1: 0; 2: 0; 3: 0; 4: 0 | 0 |  | 0 | 0 | 0 | 20095 | 0 | 0 | 0 |  | 0 | 7521 | 7521 | 2009-05-05 | #NAME? | #NAME? | #NAME?
2009-05-06 | 2009 | 5 | 126 | 6 | 4 | 3.4 | 4.7044 | 16.3333 | 0 | 0 | 0 | #NAME? | #NAME? | #NAME? | #NAME? | #NAME? | #NAME? | FALSE | 0.8 | TRUE | TRUE | #NAME? | #NAME? | #NAME? | #NAME? | #NAME? | #NAME? | #NAME? | #NAME? | #NAME? | #NAME? |  |  | 1: 0; 2: 0; 3: 0; 4: 5.0654 | 5.0654 |  | 148.5862 | 228.7755 | 235.8511 | 20095 | 5.0654 | 148.5862 | 243.0397 |  | 0 | 7522 | 7522 | 2009-05-06 | #NAME? | #NAME? | #NAME?
2009-05-07 | 2009 | 5 | 127 | 7 | 5 | 3.8 | 2.042 | 15.1667 | 0 | 0 | 0 | #NAME? | #NAME? | #NAME? | #NAME? | #NAME? | #NAME? | TRUE | 0.8 | TRUE | TRUE | #NAME? | #NAME? | #NAME? | #NAME? | #NAME? | #NAME? | #NAME? | #NAME? | #NAME? | #NAME? |  |  | 1: 0; 2: 0; 3: 0; 4: 0 | 0 |  | 0 | 0 | 0 | 20095 | 0 | 0 | 0 |  | 0 | 7523 | 7523 | 2009-05-07 | #NAME? | #NAME? | #NAME?
2009-05-08 | 2009 | 5 | 128 | 8 | 6 | 3.6 | 3.1846 | 17.3333 | 0 | 0 | 0 | #NAME? | #NAME? | #NAME? | #NAME? | #NAME? | #NAME? | FALSE | 0 | TRUE | TRUE | #NAME? | #NAME? | #NAME? | #NAME? | #NAME? | #NAME? | #NAME? | #NAME? | #NAME? | #NAME? |  |  | 1: 0; 2: 0; 3: 0; 4: 3.7105 | 3.7105 |  | 108.8421 | 167.5823 | 172.7652 | 20095 | 3.7105 | 108.8421 | 178.031 |  | 0 | 7524 | 7524 | 2009-05-08 | #NAME? | #NAME? | #NAME?
2009-05-09 | 2009 | 5 | 129 | 9 | 7 | 3.7 | 2.9965 | 15.3333 | 1 | 1 | 0 | #NAME? | #NAME? | #NAME? | #NAME? | #NAME? | #NAME? | FALSE | 0 | TRUE | FALSE | #NAME? | #NAME? | #NAME? | #NAME? | #NAME? | #NAME? | #NAME? | #NAME? | #NAME? | #NAME? |  |  | 1: 0; 2: 0; 3: 0; 4: 0 | 0 |  | 0 | 0 | 0 | 20095 | 0 | 0 | 0 |  | 0 | 7525 | 7525 | 2009-05-09 | #NAME? | #NAME? | #NAME?
2009-05-10 | 2009 | 5 | 130 | 10 | 1 | 1.1 | 3.5048 | 5.5 | 0 | 0 | 0 | #NAME? | #NAME? | #NAME? | #NAME? | #NAME? | #NAME? | TRUE | 1 | TRUE | FALSE | #NAME? | #NAME? | #NAME? | #NAME? | #NAME? | #NAME? | #NAME? | #NAME? | #NAME? | #NAME? |  |  | 1: 0; 2: 0; 3: 0; 4: 0 | 0 |  | 0 | 0 | 0 | 20095 | 0 | 0 | 0 |  | 0 | 7526 | 7526 | 2009-05-10 | #NAME? | #NAME? | #NAME?
2009-05-11 | 2009 | 5 | 131 | 11 | 2 | 1.9 | 4.0664 | 1.8333 | 0 | 0 | 0 | #NAME? | #NAME? | #NAME? | #NAME? | #NAME? | #NAME? | FALSE | 1 | TRUE | FALSE | #NAME? | #NAME? | #NAME? | #NAME? | #NAME? | #NAME? | #NAME? | #NAME? | #NAME? | #NAME? |  |  | 1: 0; 2: 0; 3: 0; 4: 0 | 0 |  | 0 | 0 | 0 | 20095 | 0 | 0 | 0 |  | 0 | 7527 | 7527 | 2009-05-11 | #NAME? | #NAME? | #NAME?
2009-05-12 | 2009 | 5 | 132 | 12 | 3 | 0.7 | 3.6147 | 16.3333 | 5.8 | 5.8 | 0.6 | #NAME? | #NAME? | #NAME? | #NAME? | #NAME? | #NAME? | TRUE | 0 | TRUE | FALSE | #NAME? | #NAME? | #NAME? | #NAME? | #NAME? | #NAME? | #NAME? | #NAME? | #NAME? | #NAME? |  |  | 1: 0; 2: 0; 3: 0; 4: 0 | 0 |  | 0 | 0 | 0 | 20095 | 0 | 0 | 0 |  | 0 | 7528 | 7528 | 2009-05-12 | #NAME? | #NAME? | #NAME?
2009-05-13 | 2009 | 5 | 133 | 13 | 4 | -1.9 | 3.3478 | 26.8333 | 0.8 | 0.8 | 0 | #NAME? | #NAME? | #NAME? | #NAME? | #NAME? | #NAME? | FALSE | 5.8 | TRUE | FALSE | #NAME? | #NAME? | #NAME? | #NAME? | #NAME? | #NAME? | #NAME? | #NAME? | #NAME? | #NAME? |  |  | 1: 0; 2: 0; 3: 0; 4: 0 | 0 |  | 0 | 0 | 0 | 20095 | 0 | 0 | 0 |  | 0 | 7529 | 7529 | 2009-05-13 | #NAME? | #NAME? | #NAME?
2009-05-14 | 2009 | 5 | 134 | 14 | 5 | 1.2 | 2.6058 | 11 | 0.2 | 0.2 | 0 | #NAME? | #NAME? | #NAME? | #NAME? | #NAME? | #NAME? | TRUE | 6.6 | TRUE | FALSE | #NAME? | #NAME? | #NAME? | #NAME? | #NAME? | #NAME? | #NAME? | #NAME? | #NAME? | #NAME? |  |  | 1: 0; 2: 0; 3: 0; 4: 0 | 0 |  | 0 | 0 | 0 | 20095 | 0 | 0 | 0 |  | 0 | 7530 | 7530 | 2009-05-14 | #NAME? | #NAME? | #NAME?
2009-05-15 | 2009 | 5 | 135 | 15 | 6 | 0.2 | 2.9759 | 9.5 | 1.4 | 1.4 | 0 | #NAME? | #NAME? | #NAME? | #NAME? | #NAME? | #NAME? | FALSE | 1 | TRUE | TRUE | #NAME? | #NAME? | #NAME? | #NAME? | #NAME? | #NAME? | #NAME? | #NAME? | #NAME? | #NAME? |  |  | 1: 0; 2: 0; 3: 0; 4: 10.8984 | 10.8984 |  | 319.6864 | 492.2156 | 507.4388 | 20095 | 10.8984 | 319.6864 | 522.9052 |  | 0 | 7531 | 7531 | 2009-05-15 | #NAME? | #NAME? | #NAME?
2009-05-16 | 2009 | 5 | 136 | 16 | 7 | 3.4 | 5.3661 | 9.3333 | 0 | 0 | 0 | #NAME? | #NAME? | #NAME? | #NAME? | #NAME? | #NAME? | FALSE | 1.6 | TRUE | TRUE | #NAME? | #NAME? | #NAME? | #NAME? | #NAME? | #NAME? | #NAME? | #NAME? | #NAME? | #NAME? |  |  | 1: 0; 2: 0; 3: 2.323; 4: 0 | 2.323 |  | 34.0702 | 52.4573 | 54.0797 | 20095 | 2.323 | 34.0702 | 55.728 |  | 0 | 7532 | 7532 | 2009-05-16 | #NAME? | #NAME? | #NAME?
2009-05-17 | 2009 | 5 | 137 | 17 | 1 | 9 | 5.9498 | 9.3333 | 0 | 0 | 0 | #NAME? | #NAME? | #NAME? | #NAME? | #NAME? | #NAME? | TRUE | 1.4 | TRUE | FALSE | #NAME? | #NAME? | #NAME? | #NAME? | #NAME? | #NAME? | #NAME? | #NAME? | #NAME? | #NAME? |  |  | 1: 0; 2: 0; 3: 0; 4: 0 | 0 |  | 0 | 0 | 0 | 20095 | 0 | 0 | 0 |  | 0 | 7533 | 7533 | 2009-05-17 | #NAME? | #NAME? | #NAME?
2009-05-18 | 2009 | 5 | 138 | 18 | 2 | -0.5 | 2.3689 | 22.1667 | 1.4 | 1.4 | 0 | #NAME? | #NAME? | #NAME? | #NAME? | #NAME? | #NAME? | FALSE | 0 | TRUE | FALSE | #NAME? | #NAME? | #NAME? | #NAME? | #NAME? | #NAME? | #NAME? | #NAME? | #NAME? | #NAME? |  |  | 1: 0; 2: 0; 3: 0; 4: 0 | 0 |  | 0 | 0 | 0 | 20095 | 0 | 0 | 0 |  | 0 | 7534 | 7534 | 2009-05-18 | #NAME? | #NAME? | #NAME?
2009-05-19 | 2009 | 5 | 139 | 19 | 3 | -0.3 | 3.3956 | 22.8333 | 1.8 | 1.8 | 0 | #NAME? | #NAME? | #NAME? | #NAME? | #NAME? | #NAME? | TRUE | 1.4 | TRUE | FALSE | #NAME? | #NAME? | #NAME? | #NAME? | #NAME? | #NAME? | #NAME? | #NAME? | #NAME? | #NAME? |  |  | 1: 0; 2: 0; 3: 0; 4: 0 | 0 |  | 0 | 0 | 0 | 20095 | 0 | 0 | 0 |  | 0 | 7535 | 7535 | 2009-05-19 | #NAME? | #NAME? | #NAME?
2009-05-20 | 2009 | 5 | 140 | 20 | 4 | 0.9 | 1.8358 | 10.5 | 0.2 | 0.2 | 0 | #NAME? | #NAME? | #NAME? | #NAME? | #NAME? | #NAME? | FALSE | 3.2 | TRUE | FALSE | #NAME? | #NAME? | #NAME? | #NAME? | #NAME? | #NAME? | #NAME? | #NAME? | #NAME? | #NAME? |  |  | 1: 0; 2: 0; 3: 0; 4: 0 | 0 |  | 0 | 0 | 0 | 20095 | 0 | 0 | 0 |  | 0 | 7536 | 7536 | 2009-05-20 | #NAME? | #NAME? | #NAME?
2009-05-21 | 2009 | 5 | 141 | 21 | 5 | -1.1 | 3.5457 | 8.6667 | 0 | 0 | 0 | #NAME? | #NAME? | #NAME? | #NAME? | #NAME? | #NAME? | TRUE | 2 | TRUE | FALSE | #NAME? | #NAME? | #NAME? | #NAME? | #NAME? | #NAME? | #NAME? | #NAME? | #NAME? | #NAME? |  |  | 1: 0; 2: 0; 3: 0; 4: 0 | 0 |  | 0 | 0 | 0 | 20095 | 0 | 0 | 0 |  | 0 | 7537 | 7537 | 2009-05-21 | #NAME? | #NAME? | #NAME?
2009-05-22 | 2009 | 5 | 142 | 22 | 6 | -0.2 | 3.9774 | 3.3333 | 0 | 0 | 0 | #NAME? | #NAME? | #NAME? | #NAME? | #NAME? | #NAME? | FALSE | 0.2 | TRUE | FALSE | #NAME? | #NAME? | #NAME? | #NAME? | #NAME? | #NAME? | #NAME? | #NAME? | #NAME? | #NAME? |  |  | 1: 0; 2: 0; 3: 0; 4: 0 | 0 |  | 0 | 0 | 0 | 20095 | 0 | 0 | 0 |  | 0 | 7538 | 7538 | 2009-05-22 | #NAME? | #NAME? | #NAME?
2009-05-23 | 2009 | 5 | 143 | 23 | 7 | 1.6 | 4.9883 | 10.1667 | 0 | 0 | 0 | #NAME? | #NAME? | #NAME? | #NAME? | #NAME? | #NAME? | FALSE | 0 | TRUE | TRUE | #NAME? | #NAME? | #NAME? | #NAME? | #NAME? | #NAME? | #NAME? | #NAME? | #NAME? | #NAME? |  |  | 1: 0; 2: 0; 3: 9.4012; 4: 0 | 9.4012 |  | 137.8843 | 212.2981 | 218.864 | 20095 | 9.4012 | 137.8843 | 225.5349 |  | 0 | 7539 | 7539 | 2009-05-23 | #NAME? | #NAME? | #NAME?
2009-05-24 | 2009 | 5 | 144 | 24 | 1 | 5.6 | 5.4725 | 5.6667 | 0 | 0 | 0 | #NAME? | #NAME? | #NAME? | #NAME? | #NAME? | #NAME? | TRUE | 0 | TRUE | TRUE | #NAME? | #NAME? | #NAME? | #NAME? | #NAME? | #NAME? | #NAME? | #NAME? | #NAME? | #NAME? |  |  | 1: 0; 2: 0; 3: 0; 4: 0 | 0 |  | 0 | 0 | 0 | 20095 | 0 | 0 | 0 |  | 0 | 7540 | 7540 | 2009-05-24 | #NAME? | #NAME? | #NAME?
2009-05-25 | 2009 | 5 | 145 | 25 | 2 | 9.2 | 4.9749 | 15 | 0.8 | 0.8 | 0 | #NAME? | #NAME? | #NAME? | #NAME? | #NAME? | #NAME? | FALSE | 0 | TRUE | TRUE | #NAME? | #NAME? | #NAME? | #NAME? | #NAME? | #NAME? | #NAME? | #NAME? | #NAME? | #NAME? |  |  | 1: 0; 2: 0; 3: 1.1876; 4: 12.2405 | 13.4281 |  | 376.4719 | 579.6472 | 597.5744 | 20095 | 13.4281 | 376.4719 | 615.7882 |  | 0 | 7541 | 7541 | 2009-05-25 | #NAME? | #NAME? | #NAME?
2009-05-26 | 2009 | 5 | 146 | 26 | 3 | 5.9 | 5.0782 | 10.5 | 0 | 0 | 0 | #NAME? | #NAME? | #NAME? | #NAME? | #NAME? | #NAME? | TRUE | 0.8 | TRUE | TRUE | #NAME? | #NAME? | #NAME? | #NAME? | #NAME? | #NAME? | #NAME? | #NAME? | #NAME? | #NAME? |  |  | 1: 13.7898; 2: 27.3803; 3: 0; 4: 0 | 41.1701 |  | 1005.4064 | 1636.2656 | 1693.9487 | 20095 | 41.1701 | 1005.4064 | 1644.5249 |  | 0 | 7542 | 7542 | 2009-05-26 | #NAME? | #NAME? | #NAME?
2009-05-27 | 2009 | 5 | 147 | 27 | 4 | 4.6 | 5.7161 | 6 | 0 | 0 | 0 | #NAME? | #NAME? | #NAME? | #NAME? | #NAME? | #NAME? | FALSE | 0.8 | TRUE | TRUE | #NAME? | #NAME? | #NAME? | #NAME? | #NAME? | #NAME? | #NAME? | #NAME? | #NAME? | #NAME? |  |  | 1: 0; 2: 0; 3: 8.164; 4: 5.073 | 13.237 |  | 268.5473 | 413.4776 | 426.2656 | 20095 | 13.237 | 268.5473 | 439.2579 |  | 0 | 7543 | 7543 | 2009-05-27 | #NAME? | #NAME? | #NAME?
2009-05-28 | 2009 | 5 | 148 | 28 | 5 | 6.9 | 5.5168 | 5.5 | 0 | 0 | 0 | #NAME? | #NAME? | #NAME? | #NAME? | #NAME? | #NAME? | TRUE | 0 | TRUE | TRUE | #NAME? | #NAME? | #NAME? | #NAME? | #NAME? | #NAME? | #NAME? | #NAME? | #NAME? | #NAME? |  |  | 1: 1.4898; 2: 2.1821; 3: 0; 4: 0 | 3.672 |  | 85.8603 | 139.2317 | 144.1019 | 20095 | 3.672 | 85.8603 | 140.4402 |  | 0 | 7544 | 7544 | 2009-05-28 | #NAME? | #NAME? | #NAME?
2009-05-29 | 2009 | 5 | 149 | 29 | 6 | 6.3 | 6.5981 | 8 | 0 | 0 | 0 | #NAME? | #NAME? | #NAME? | #NAME? | #NAME? | #NAME? | FALSE | 0 | TRUE | TRUE | #NAME? | #NAME? | #NAME? | #NAME? | #NAME? | #NAME? | #NAME? | #NAME? | #NAME? | #NAME? |  |  | 1: 0; 2: 0; 3: 0; 4: 6.1781 | 6.1781 |  | 181.2243 | 279.0279 | 287.6576 | 20095 | 6.1781 | 181.2243 | 296.4253 |  | 0 | 7545 | 7545 | 2009-05-29 | #NAME? | #NAME? | #NAME?
2009-05-30 | 2009 | 5 | 150 | 30 | 7 | 13.4 | 6.4422 | 11 | 0 | 0 | 0 | #NAME? | #NAME? | #NAME? | #NAME? | #NAME? | #NAME? | FALSE | 0 | TRUE | TRUE | #NAME? | #NAME? | #NAME? | #NAME? | #NAME? | #NAME? | #NAME? | #NAME? | #NAME? | #NAME? |  |  | 1: 0; 2: 0; 3: 7.8714; 4: 0 | 7.8714 |  | 115.4477 | 177.7528 | 183.2503 | 20095 | 7.8714 | 115.4477 | 188.8357 |  | 0 | 7546 | 7546 | 2009-05-30 | #NAME? | #NAME? | #NAME?
2009-05-31 | 2009 | 5 | 151 | 31 | 1 | 8 | 5.7958 | 4.8333 | 0 | 0 | 0 | #NAME? | #NAME? | #NAME? | #NAME? | #NAME? | #NAME? | TRUE | 0 | TRUE | TRUE | #NAME? | #NAME? | #NAME? | #NAME? | #NAME? | #NAME? | #NAME? | #NAME? | #NAME? | #NAME? |  |  | 1: 0; 2: 0; 3: 0; 4: 0 | 0 |  | 0 | 0 | 0 | 20095 | 0 | 0 | 0 |  | 0 | 7547 | 7547 | 2009-05-31 | #NAME? | #NAME? | #NAME?
2009-06-01 | 2009 | 6 | 152 | 1 | 2 | 5.7 | 4.0312 | 25.8333 | 0 | 0 | 0 | #NAME? | #NAME? | #NAME? | #NAME? | #NAME? | #NAME? | FALSE | 0 | TRUE | FALSE | #NAME? | #NAME? | #NAME? | #NAME? | #NAME? | #NAME? | #NAME? | #NAME? | #NAME? | #NAME? |  |  | 1: 0; 2: 0; 3: 0; 4: 0 | 0 |  | 0 | 0 | 0 | 20096 | 0 | 0 | 0 |  | 0 | 7548 | 7548 | 2009-06-01 | #NAME? | #NAME? | #NAME?
2009-06-02 | 2009 | 6 | 153 | 2 | 3 | 0.7 | 4.8192 | 4.5 | 0 | 0 | 0 | #NAME? | #NAME? | #NAME? | #NAME? | #NAME? | #NAME? | TRUE | 0 | TRUE | TRUE | #NAME? | #NAME? | #NAME? | #NAME? | #NAME? | #NAME? | #NAME? | #NAME? | #NAME? | #NAME? |  |  | 1: 6.7999; 2: 10.9202; 3: 0; 4: 0 | 17.7201 |  | 420.0576 | 681.9559 | 705.8698 | 20096 | 17.7201 | 420.0576 | 687.0805 |  | 0 | 7549 | 7549 | 2009-06-02 | #NAME? | #NAME? | #NAME?
2009-06-03 | 2009 | 6 | 154 | 3 | 4 | 4.5 | 5.6533 | 8.3333 | 0 | 0 | 0 | #NAME? | #NAME? | #NAME? | #NAME? | #NAME? | #NAME? | FALSE | 0 | TRUE | TRUE | #NAME? | #NAME? | #NAME? | #NAME? | #NAME? | #NAME? | #NAME? | #NAME? | #NAME? | #NAME? |  |  | 1: 0; 2: 0; 3: 8.5229; 4: 11.8098 | 20.3327 |  | 471.4242 | 725.8436 | 748.2924 | 20096 | 20.3327 | 471.4242 | 771.1 |  | 0 | 7550 | 7550 | 2009-06-03 | #NAME? | #NAME? | #NAME?
2009-06-04 | 2009 | 6 | 155 | 4 | 5 | 8.3 | 5.3119 | 4.6667 | 0 | 0 | 0 | #NAME? | #NAME? | #NAME? | #NAME? | #NAME? | #NAME? | TRUE | 0 | TRUE | FALSE | #NAME? | #NAME? | #NAME? | #NAME? | #NAME? | #NAME? | #NAME? | #NAME? | #NAME? | #NAME? |  |  | 1: 0; 2: 0; 3: 0; 4: 0 | 0 |  | 0 | 0 | 0 | 20096 | 0 | 0 | 0 |  | 0 | 7551 | 7551 | 2009-06-04 | #NAME? | #NAME? | #NAME?
2009-06-05 | 2009 | 6 | 156 | 5 | 6 | 1.5 | 2.5397 | 17.5 | 6 | 6 | 0.75 | #NAME? | #NAME? | #NAME? | #NAME? | #NAME? | #NAME? | FALSE | 0 | TRUE | FALSE | #NAME? | #NAME? | #NAME? | #NAME? | #NAME? | #NAME? | #NAME? | #NAME? | #NAME? | #NAME? |  |  | 1: 0; 2: 0; 3: 0; 4: 0 | 0 |  | 0 | 0 | 0 | 20096 | 0 | 0 | 0 |  | 0 | 7552 | 7552 | 2009-06-05 | #NAME? | #NAME? | #NAME?
2009-06-06 | 2009 | 6 | 157 | 6 | 7 | 0.3 | 1.9596 | 11 | 6.4 | 6.4 | 1.05 | #NAME? | #NAME? | #NAME? | #NAME? | #NAME? | #NAME? | FALSE | 6 | TRUE | FALSE | #NAME? | #NAME? | #NAME? | #NAME? | #NAME? | #NAME? | #NAME? | #NAME? | #NAME? | #NAME? |  |  | 1: 0; 2: 0; 3: 0; 4: 0 | 0 |  | 0 | 0 | 0 | 20096 | 0 | 0 | 0 |  | 0 | 7553 | 7553 | 2009-06-06 | #NAME? | #NAME? | #NAME?
2009-06-07 | 2009 | 6 | 158 | 7 | 1 | 0.3 | 3.0728 | 3.6667 | 0 | 0 | 0 | #NAME? | #NAME? | #NAME? | #NAME? | #NAME? | #NAME? | TRUE | 12.4 | FALSE | FALSE | #NAME? | #NAME? | #NAME? | #NAME? | #NAME? | #NAME? | #NAME? | #NAME? | #NAME? | #NAME? |  |  | 1: 0; 2: 0; 3: 0; 4: 0 | 0 |  | 0 | 0 | 0 | 20096 | 0 | 0 | 0 |  | 0 | 7554 | 7554 | 2009-06-07 | #NAME? | #NAME? | #NAME?
2009-06-08 | 2009 | 6 | 159 | 8 | 2 | 0.2 | 2.8991 | 5 | 0 | 0 | 0 | #NAME? | #NAME? | #NAME? | #NAME? | #NAME? | #NAME? | FALSE | 6.4 | TRUE | TRUE | #NAME? | #NAME? | #NAME? | #NAME? | #NAME? | #NAME? | #NAME? | #NAME? | #NAME? | #NAME? |  |  | 1: 0; 2: 0; 3: 3.2901; 4: 7.5662 | 10.8563 |  | 270.1971 | 416.0178 | 428.8843 | 20096 | 10.8563 | 270.1971 | 441.9565 |  | 0 | 7555 | 7555 | 2009-06-08 | #NAME? | #NAME? | #NAME?
2009-06-09 | 2009 | 6 | 160 | 9 | 3 | 3.2 | 3.3891 | 10.1667 | 0 | 0 | 0 | #NAME? | #NAME? | #NAME? | #NAME? | #NAME? | #NAME? | TRUE | 0 | TRUE | TRUE | #NAME? | #NAME? | #NAME? | #NAME? | #NAME? | #NAME? | #NAME? | #NAME? | #NAME? | #NAME? |  |  | 1: 9.6222; 2: 16.8655; 3: 0; 4: 0 | 26.4877 |  | 635.8477 | 1033.3686 | 1069.6877 | 20096 | 26.4877 | 635.8477 | 1040.0444 |  | 0 | 7556 | 7556 | 2009-06-09 | #NAME? | #NAME? | #NAME?
2009-06-10 | 2009 | 6 | 161 | 10 | 4 | 3 | 4.2001 | 6 | 0 | 0 | 0 | #NAME? | #NAME? | #NAME? | #NAME? | #NAME? | #NAME? | FALSE | 0 | TRUE | TRUE | #NAME? | #NAME? | #NAME? | #NAME? | #NAME? | #NAME? | #NAME? | #NAME? | #NAME? | #NAME? |  |  | 1: 0; 2: 0; 3: 8.0858; 4: 4.144 | 12.2298 |  | 240.15 | 369.7547 | 381.1904 | 20096 | 12.2298 | 240.15 | 392.8089 |  | 0 | 7557 | 7557 | 2009-06-10 | #NAME? | #NAME? | #NAME?
2009-06-11 | 2009 | 6 | 162 | 11 | 5 | 5.9 | 5.0343 | 2.6667 | 0 | 0 | 0 | #NAME? | #NAME? | #NAME? | #NAME? | #NAME? | #NAME? | TRUE | 0 | TRUE | TRUE | #NAME? | #NAME? | #NAME? | #NAME? | #NAME? | #NAME? | #NAME? | #NAME? | #NAME? | #NAME? |  |  | 1: 0; 2: 0; 3: 0; 4: 0 | 0 |  | 0 | 0 | 0 | 20096 | 0 | 0 | 0 |  | 0 | 7558 | 7558 | 2009-06-11 | #NAME? | #NAME? | #NAME?
2009-06-12 | 2009 | 6 | 163 | 12 | 6 | 9.3 | 4.7806 | 14.8333 | 3.2 | 3.2 | 0 | #NAME? | #NAME? | #NAME? | #NAME? | #NAME? | #NAME? | FALSE | 0 | TRUE | TRUE | #NAME? | #NAME? | #NAME? | #NAME? | #NAME? | #NAME? | #NAME? | #NAME? | #NAME? | #NAME? |  |  | 1: 0; 2: 0; 3: 0; 4: 5.0789 | 5.0789 |  | 148.9813 | 229.3839 | 236.4782 | 20096 | 5.0789 | 148.9813 | 243.686 |  | 0 | 7559 | 7559 | 2009-06-12 | #NAME? | #NAME? | #NAME?
2009-06-13 | 2009 | 6 | 164 | 13 | 7 | 8.6 | 5.3049 | 8.3333 | 9.4 | 9.4 | 3.3 | #NAME? | #NAME? | #NAME? | #NAME? | #NAME? | #NAME? | FALSE | 3.2 | TRUE | TRUE | #NAME? | #NAME? | #NAME? | #NAME? | #NAME? | #NAME? | #NAME? | #NAME? | #NAME? | #NAME? |  |  | 1: 0; 2: 0; 3: 6.6609; 4: 0 | 6.6609 |  | 97.6935 | 150.4169 | 155.069 | 20096 | 6.6609 | 97.6935 | 159.7954 |  | 0 | 7560 | 7560 | 2009-06-13 | #NAME? | #NAME? | #NAME?
2009-06-14 | 2009 | 6 | 165 | 14 | 1 | 11.4 | 5.3965 | 4.1667 | 0 | 0 | 0 | #NAME? | #NAME? | #NAME? | #NAME? | #NAME? | #NAME? | TRUE | 12.6 | FALSE | TRUE | #NAME? | #NAME? | #NAME? | #NAME? | #NAME? | #NAME? | #NAME? | #NAME? | #NAME? | #NAME? |  |  | 1: 0; 2: 0; 3: 0; 4: 0 | 0 |  | 0 | 0 | 0 | 20096 | 0 | 0 | 0 |  | 0 | 7561 | 7561 | 2009-06-14 | #NAME? | #NAME? | #NAME?
2009-06-15 | 2009 | 6 | 166 | 15 | 2 | 14.2 | 5.3859 | 13.1667 | 0 | 0 | 0 | #NAME? | #NAME? | #NAME? | #NAME? | #NAME? | #NAME? | FALSE | 9.4 | TRUE | TRUE | #NAME? | #NAME? | #NAME? | #NAME? | #NAME? | #NAME? | #NAME? | #NAME? | #NAME? | #NAME? |  |  | 1: 0; 2: 0; 3: 5.896; 4: 5.248 | 11.1441 |  | 240.4181 | 370.1676 | 381.6161 | 20096 | 11.1441 | 240.4181 | 393.2475 |  | 0 | 7562 | 7562 | 2009-06-15 | #NAME? | #NAME? | #NAME?
2009-06-16 | 2009 | 6 | 167 | 16 | 3 | 11.5 | 4.2603 | 3.5 | 13.6 | 13.6 | 6.45 | #NAME? | #NAME? | #NAME? | #NAME? | #NAME? | #NAME? | TRUE | 0 | TRUE | TRUE | #NAME? | #NAME? | #NAME? | #NAME? | #NAME? | #NAME? | #NAME? | #NAME? | #NAME? | #NAME? |  |  | 1: 13.09; 2: 22.3702; 3: 0; 4: 0 | 35.4601 |  | 848.1777 | 1378.0334 | 1426.435 | 20096 | 35.4601 | 848.1777 | 1387.3488 |  | 0 | 7563 | 7563 | 2009-06-16 | #NAME? | #NAME? | #NAME?
2009-06-17 | 2009 | 6 | 168 | 17 | 4 | 9 | 4.4431 | 5.1667 | 0.4 | 0.4 | 0 | #NAME? | #NAME? | #NAME? | #NAME? | #NAME? | #NAME? | FALSE | 13.6 | FALSE | TRUE | #NAME? | #NAME? | #NAME? | #NAME? | #NAME? | #NAME? | #NAME? | #NAME? | #NAME? | #NAME? |  |  | 1: 0; 2: 0; 3: 0; 4: 0 | 0 |  | 0 | 0 | 0 | 20096 | 0 | 0 | 0 |  | 0 | 7564 | 7564 | 2009-06-17 | #NAME? | #NAME? | #NAME?
2009-06-18 | 2009 | 6 | 169 | 18 | 5 | 9.9 | 4.4411 | 14.5 | 3.6 | 3.6 | 0 | #NAME? | #NAME? | #NAME? | #NAME? | #NAME? | #NAME? | TRUE | 14 | FALSE | TRUE | #NAME? | #NAME? | #NAME? | #NAME? | #NAME? | #NAME? | #NAME? | #NAME? | #NAME? | #NAME? |  |  | 1: 0; 2: 0; 3: 0; 4: 0 | 0 |  | 0 | 0 | 0 | 20096 | 0 | 0 | 0 |  | 0 | 7565 | 7565 | 2009-06-18 | #NAME? | #NAME? | #NAME?
2009-06-19 | 2009 | 6 | 170 | 19 | 6 | 6.7 | 4.6 | 4.3333 | 0 | 0 | 0 | #NAME? | #NAME? | #NAME? | #NAME? | #NAME? | #NAME? | FALSE | 4 | TRUE | TRUE | #NAME? | #NAME? | #NAME? | #NAME? | #NAME? | #NAME? | #NAME? | #NAME? | #NAME? | #NAME? |  |  | 1: 0; 2: 0; 3: 0; 4: 7.1664 | 7.1664 |  | 210.213 | 323.6613 | 333.6714 | 20096 | 7.1664 | 210.213 | 343.8416 |  | 0 | 7566 | 7566 | 2009-06-19 | #NAME? | #NAME? | #NAME?
2009-06-20 | 2009 | 6 | 171 | 20 | 7 | 8.4 | 5.2494 | 9.8333 | 0 | 0 | 0 | #NAME? | #NAME? | #NAME? | #NAME? | #NAME? | #NAME? | FALSE | 3.6 | TRUE | TRUE | #NAME? | #NAME? | #NAME? | #NAME? | #NAME? | #NAME? | #NAME? | #NAME? | #NAME? | #NAME? |  |  | 1: 0; 2: 0; 3: 0; 4: 0 | 0 |  | 0 | 0 | 0 | 20096 | 0 | 0 | 0 |  | 0 | 7567 | 7567 | 2009-06-20 | #NAME? | #NAME? | #NAME?
2009-06-21 | 2009 | 6 | 172 | 21 | 1 | 10.8 | 3.981 | 27.6667 | 0 | 0 | 0 | #NAME? | #NAME? | #NAME? | #NAME? | #NAME? | #NAME? | TRUE | 0 | TRUE | TRUE | #NAME? | #NAME? | #NAME? | #NAME? | #NAME? | #NAME? | #NAME? | #NAME? | #NAME? | #NAME? |  |  | 1: 0; 2: 0; 3: 0; 4: 0 | 0 |  | 0 | 0 | 0 | 20096 | 0 | 0 | 0 |  | 0 | 7568 | 7568 | 2009-06-21 | #NAME? | #NAME? | #NAME?
2009-06-22 | 2009 | 6 | 173 | 22 | 2 | 9 | 4.396 | 16.6667 | 0 | 0 | 0 | #NAME? | #NAME? | #NAME? | #NAME? | #NAME? | #NAME? | FALSE | 0 | TRUE | TRUE | #NAME? | #NAME? | #NAME? | #NAME? | #NAME? | #NAME? | #NAME? | #NAME? | #NAME? | #NAME? |  |  | 1: 0; 2: 0; 3: 2.3007; 4: 7.6067 | 9.9074 |  | 256.874 | 395.5044 | 407.7365 | 20096 | 9.9074 | 256.874 | 420.164 |  | 0 | 7569 | 7569 | 2009-06-22 | #NAME? | #NAME? | #NAME?
2009-06-23 | 2009 | 6 | 174 | 23 | 3 | 10.5 | 5.6629 | 15.6667 | 0 | 0 | 0 | #NAME? | #NAME? | #NAME? | #NAME? | #NAME? | #NAME? | TRUE | 0 | TRUE | TRUE | #NAME? | #NAME? | #NAME? | #NAME? | #NAME? | #NAME? | #NAME? | #NAME? | #NAME? | #NAME? |  |  | 1: 16.5562; 2: 25.3328; 3: 0; 4: 0 | 41.889 |  | 985.9207 | 1599.6637 | 1655.6856 | 20096 | 41.889 | 985.9207 | 1612.6523 |  | 0 | 7570 | 7570 | 2009-06-23 | #NAME? | #NAME? | #NAME?
2009-06-24 | 2009 | 6 | 175 | 24 | 4 | 7 | 5.6471 | 4.5 | 0 | 0 | 0 | #NAME? | #NAME? | #NAME? | #NAME? | #NAME? | #NAME? | FALSE | 0 | TRUE | TRUE | #NAME? | #NAME? | #NAME? | #NAME? | #NAME? | #NAME? | #NAME? | #NAME? | #NAME? | #NAME? |  |  | 1: 0; 2: 0; 3: 4.4319; 4: 5.3946 | 9.8265 |  | 223.2435 | 343.7242 | 354.3548 | 20096 | 9.8265 | 223.2435 | 365.1553 |  | 0 | 7571 | 7571 | 2009-06-24 | #NAME? | #NAME? | #NAME?
2009-06-25 | 2009 | 6 | 176 | 25 | 5 | 11.2 | 7.2106 | 13.3333 | 0 | 0 | 0 | #NAME? | #NAME? | #NAME? | #NAME? | #NAME? | #NAME? | TRUE | 0 | TRUE | TRUE | #NAME? | #NAME? | #NAME? | #NAME? | #NAME? | #NAME? | #NAME? | #NAME? | #NAME? | #NAME? |  |  | 1: 5.8888; 2: 8.6152; 3: 0; 4: 0 | 14.5039 |  | 339.0798 | 549.8457 | 569.078 | 20096 | 14.5039 | 339.0798 | 554.6266 |  | 0 | 7572 | 7572 | 2009-06-25 | #NAME? | #NAME? | #NAME?
2009-06-26 | 2009 | 6 | 177 | 26 | 6 | 9.6 | 6.1971 | 5 | 0 | 0 | 0 | #NAME? | #NAME? | #NAME? | #NAME? | #NAME? | #NAME? | FALSE | 0 | TRUE | TRUE | #NAME? | #NAME? | #NAME? | #NAME? | #NAME? | #NAME? | #NAME? | #NAME? | #NAME? | #NAME? |  |  | 1: 0; 2: 0; 3: 0; 4: 7.0717 | 7.0717 |  | 207.4364 | 319.3862 | 329.2642 | 20096 | 7.0717 | 207.4364 | 339.2999 |  | 0 | 7573 | 7573 | 2009-06-26 | #NAME? | #NAME? | #NAME?
2009-06-27 | 2009 | 6 | 178 | 27 | 7 | 5.1 | 5.4663 | 4.5 | 0 | 0 | 0 | #NAME? | #NAME? | #NAME? | #NAME? | #NAME? | #NAME? | FALSE | 0 | TRUE | TRUE | #NAME? | #NAME? | #NAME? | #NAME? | #NAME? | #NAME? | #NAME? | #NAME? | #NAME? | #NAME? |  |  | 1: 0; 2: 0; 3: 0; 4: 0 | 0 |  | 0 | 0 | 0 | 20096 | 0 | 0 | 0 |  | 0 | 7574 | 7574 | 2009-06-27 | #NAME? | #NAME? | #NAME?
2009-06-28 | 2009 | 6 | 179 | 28 | 1 | 12.8 | 6.5725 | 14 | 0 | 0 | 0 | #NAME? | #NAME? | #NAME? | #NAME? | #NAME? | #NAME? | TRUE | 0 | TRUE | TRUE | #NAME? | #NAME? | #NAME? | #NAME? | #NAME? | #NAME? | #NAME? | #NAME? | #NAME? | #NAME? |  |  | 1: 8.6329; 2: 9.2194; 3: 0; 4: 0 | 17.8523 |  | 397.0504 | 641.0496 | 663.2587 | 20096 | 17.8523 | 397.0504 | 649.448 |  | 0 | 7575 | 7575 | 2009-06-28 | #NAME? | #NAME? | #NAME?
2009-06-29 | 2009 | 6 | 180 | 29 | 2 | 10.5 | 5.8837 | 6.5 | 0 | 0 | 0 | #NAME? | #NAME? | #NAME? | #NAME? | #NAME? | #NAME? | FALSE | 0 | TRUE | TRUE | #NAME? | #NAME? | #NAME? | #NAME? | #NAME? | #NAME? | #NAME? | #NAME? | #NAME? | #NAME? |  |  | 1: 0; 2: 0; 3: 0; 4: 10.0298 | 10.0298 |  | 294.2069 | 452.9853 | 466.9951 | 20096 | 10.0298 | 294.2069 | 481.2289 |  | 0 | 7576 | 7576 | 2009-06-29 | #NAME? | #NAME? | #NAME?
2009-06-30 | 2009 | 6 | 181 | 30 | 3 | 7.9 | 4.3171 | 14.1667 | 0 | 0 | 0 | #NAME? | #NAME? | #NAME? | #NAME? | #NAME? | #NAME? | TRUE | 0 | TRUE | TRUE | #NAME? | #NAME? | #NAME? | #NAME? | #NAME? | #NAME? | #NAME? | #NAME? | #NAME? | #NAME? |  |  | 1: 11.77; 2: 14.8656; 3: 0; 4: 0 | 26.6356 |  | 608.6847 | 985.0997 | 1019.409 | 20096 | 26.6356 | 608.6847 | 995.6144 |  | 0 | 7577 | 7577 | 2009-06-30 | #NAME? | #NAME? | #NAME?
2009-07-01 | 2009 | 7 | 182 | 1 | 4 | 5.5 | 4.4363 | 1 | 0.8 | 0.8 | 0 | #NAME? | #NAME? | #NAME? | #NAME? | #NAME? | #NAME? | FALSE | 0 | TRUE | TRUE | #NAME? | #NAME? | #NAME? | #NAME? | #NAME? | #NAME? | #NAME? | #NAME? | #NAME? | #NAME? |  |  | 1: 0; 2: 0; 3: 9.4454; 4: 4.6544 | 14.0998 |  | 275.0618 | 423.5078 | 436.606 | 20097 | 14.0998 | 275.0618 | 449.9135 |  | 0 | 7578 | 7578 | 2009-07-01 | #NAME? | #NAME? | #NAME?
2009-07-02 | 2009 | 7 | 183 | 2 | 5 | 6.9 | 4.4874 | 7 | 0.8 | 0.8 | 0 | #NAME? | #NAME? | #NAME? | #NAME? | #NAME? | #NAME? | TRUE | 0.8 | TRUE | TRUE | #NAME? | #NAME? | #NAME? | #NAME? | #NAME? | #NAME? | #NAME? | #NAME? | #NAME? | #NAME? |  |  | 1: 0; 2: 0; 3: 0; 4: 0 | 0 |  | 0 | 0 | 0 | 20097 | 0 | 0 | 0 |  | 0 | 7579 | 7579 | 2009-07-02 | #NAME? | #NAME? | #NAME?
2009-07-03 | 2009 | 7 | 184 | 3 | 6 | 8.9 | 4.4863 | 17.3333 | 0 | 0 | 0 | #NAME? | #NAME? | #NAME? | #NAME? | #NAME? | #NAME? | FALSE | 1.6 | TRUE | TRUE | #NAME? | #NAME? | #NAME? | #NAME? | #NAME? | #NAME? | #NAME? | #NAME? | #NAME? | #NAME? |  |  | 1: 0; 2: 0; 3: 0; 4: 4.9081 | 4.9081 |  | 143.9697 | 221.6676 | 228.5233 | 20097 | 4.9081 | 143.9697 | 235.4886 |  | 0 | 7580 | 7580 | 2009-07-03 | #NAME? | #NAME? | #NAME?
2009-07-04 | 2009 | 7 | 185 | 4 | 7 | 11.7 | 5.5784 | 15.6667 | 3.2 | 3.2 | 0 | #NAME? | #NAME? | #NAME? | #NAME? | #NAME? | #NAME? | FALSE | 0.8 | TRUE | TRUE | #NAME? | #NAME? | #NAME? | #NAME? | #NAME? | #NAME? | #NAME? | #NAME? | #NAME? | #NAME? |  |  | 1: 0; 2: 0; 3: 4.7181; 4: 0 | 4.7181 |  | 69.1993 | 106.5449 | 109.8401 | 20097 | 4.7181 | 69.1993 | 113.188 |  | 0 | 7581 | 7581 | 2009-07-04 | #NAME? | #NAME? | #NAME?
2009-07-05 | 2009 | 7 | 186 | 5 | 1 | 11.6 | 3.8706 | 8.5 | 0.8 | 0.8 | 0 | #NAME? | #NAME? | #NAME? | #NAME? | #NAME? | #NAME? | TRUE | 3.2 | TRUE | TRUE | #NAME? | #NAME? | #NAME? | #NAME? | #NAME? | #NAME? | #NAME? | #NAME? | #NAME? | #NAME? |  |  | 1: 6.1216; 2: 8.0432; 3: 0; 4: 0 | 14.1647 |  | 325.716 | 527.426 | 545.817 | 20097 | 14.1647 | 325.716 | 532.7678 |  | 0 | 7582 | 7582 | 2009-07-05 | #NAME? | #NAME? | #NAME?
2009-07-06 | 2009 | 7 | 187 | 6 | 2 | 12.2 | 3.1257 | 9.1667 | 24.3 | 24.3 | 14.475 | #NAME? | #NAME? | #NAME? | #NAME? | #NAME? | #NAME? | FALSE | 4 | TRUE | TRUE | #NAME? | #NAME? | #NAME? | #NAME? | #NAME? | #NAME? | #NAME? | #NAME? | #NAME? | #NAME? |  |  | 1: 0; 2: 0; 3: 4.8; 4: 7.6644 | 12.4644 |  | 295.2223 | 454.5486 | 468.6068 | 20097 | 12.4644 | 295.2223 | 482.8897 |  | 0 | 7583 | 7583 | 2009-07-06 | #NAME? | #NAME? | #NAME?
2009-07-07 | 2009 | 7 | 188 | 7 | 3 | 10.1 | 4.3306 | 8.6667 | 2.4 | 2.4 | 0 | #NAME? | #NAME? | #NAME? | #NAME? | #NAME? | #NAME? | TRUE | 25.1 | FALSE | TRUE | #NAME? | #NAME? | #NAME? | #NAME? | #NAME? | #NAME? | #NAME? | #NAME? | #NAME? | #NAME? |  |  | 1: 0; 2: 0; 3: 0; 4: 0 | 0 |  | 0 | 0 | 0 | 20097 | 0 | 0 | 0 |  | 0 | 7584 | 7584 | 2009-07-07 | #NAME? | #NAME? | #NAME?
2009-07-08 | 2009 | 7 | 189 | 8 | 4 | 6 | 3.9418 | 5.6667 | 2.3 | 2.3 | 0 | #NAME? | #NAME? | #NAME? | #NAME? | #NAME? | #NAME? | FALSE | 26.7 | FALSE | TRUE | #NAME? | #NAME? | #NAME? | #NAME? | #NAME? | #NAME? | #NAME? | #NAME? | #NAME? | #NAME? |  |  | 1: 0; 2: 0; 3: 0; 4: 0 | 0 |  | 0 | 0 | 0 | 20097 | 0 | 0 | 0 |  | 0 | 7585 | 7585 | 2009-07-08 | #NAME? | #NAME? | #NAME?
2009-07-09 | 2009 | 7 | 190 | 9 | 5 | 9.1 | 4.028 | 25 | 3.2 | 3.2 | 0 | #NAME? | #NAME? | #NAME? | #NAME? | #NAME? | #NAME? | TRUE | 4.7 | TRUE | TRUE | #NAME? | #NAME? | #NAME? | #NAME? | #NAME? | #NAME? | #NAME? | #NAME? | #NAME? | #NAME? |  |  | 1: 7.3589; 2: 10.0853; 3: 0; 4: 0 | 17.4443 |  | 403.7677 | 654.1836 | 677.0228 | 20097 | 17.4443 | 403.7677 | 660.4354 |  | 0 | 7586 | 7586 | 2009-07-09 | #NAME? | #NAME? | #NAME?
2009-07-10 | 2009 | 7 | 191 | 10 | 6 | 9.3 | 4.0849 | 4.6667 | 0.2 | 0.2 | 0 | #NAME? | #NAME? | #NAME? | #NAME? | #NAME? | #NAME? | FALSE | 5.5 | TRUE | TRUE | #NAME? | #NAME? | #NAME? | #NAME? | #NAME? | #NAME? | #NAME? | #NAME? | #NAME? | #NAME? |  |  | 1: 0; 2: 0; 3: 0; 4: 6.6634 | 6.6634 |  | 195.4599 | 300.9462 | 310.2538 | 20097 | 6.6634 | 195.4599 | 319.7102 |  | 0 | 7587 | 7587 | 2009-07-10 | #NAME? | #NAME? | #NAME?
2009-07-11 | 2009 | 7 | 192 | 11 | 7 | 11.8 | 4.359 | 9.6667 | 0 | 0 | 0 | #NAME? | #NAME? | #NAME? | #NAME? | #NAME? | #NAME? | FALSE | 3.4 | TRUE | TRUE | #NAME? | #NAME? | #NAME? | #NAME? | #NAME? | #NAME? | #NAME? | #NAME? | #NAME? | #NAME? |  |  | 1: 0; 2: 0; 3: 0; 4: 0 | 0 |  | 0 | 0 | 0 | 20097 | 0 | 0 | 0 |  | 0 | 7588 | 7588 | 2009-07-11 | #NAME? | #NAME? | #NAME?
2009-07-12 | 2009 | 7 | 193 | 12 | 1 | 9.9 | 5.1426 | 15 | 0 | 0 | 0 | #NAME? | #NAME? | #NAME? | #NAME? | #NAME? | #NAME? | TRUE | 0.2 | TRUE | TRUE | #NAME? | #NAME? | #NAME? | #NAME? | #NAME? | #NAME? | #NAME? | #NAME? | #NAME? | #NAME? |  |  | 1: 2.114; 2: 2.5453; 3: 0; 4: 0 | 4.6594 |  | 105.6689 | 170.9014 | 176.8449 | 20097 | 4.6594 | 105.6689 | 172.8407 |  | 0 | 7589 | 7589 | 2009-07-12 | #NAME? | #NAME? | #NAME?
2009-07-13 | 2009 | 7 | 194 | 13 | 2 | 12.4 | 3.4656 | 13.3333 | 18 | 18 | 9.75 | #NAME? | #NAME? | #NAME? | #NAME? | #NAME? | #NAME? | FALSE | 0 | TRUE | TRUE | #NAME? | #NAME? | #NAME? | #NAME? | #NAME? | #NAME? | #NAME? | #NAME? | #NAME? | #NAME? |  |  | 1: 0; 2: 0; 3: 0; 4: 7.5059 | 7.5059 |  | 220.1722 | 338.9953 | 349.4797 | 20097 | 7.5059 | 220.1722 | 360.1317 |  | 0 | 7590 | 7590 | 2009-07-13 | #NAME? | #NAME? | #NAME?
2009-07-14 | 2009 | 7 | 195 | 14 | 3 | 9.9 | 3.0949 | 19.6667 | 1.4 | 1.4 | 0 | #NAME? | #NAME? | #NAME? | #NAME? | #NAME? | #NAME? | TRUE | 18 | FALSE | TRUE | #NAME? | #NAME? | #NAME? | #NAME? | #NAME? | #NAME? | #NAME? | #NAME? | #NAME? | #NAME? |  |  | 1: 0; 2: 0; 3: 0; 4: 0 | 0 |  | 0 | 0 | 0 | 20097 | 0 | 0 | 0 |  | 0 | 7591 | 7591 | 2009-07-14 | #NAME? | #NAME? | #NAME?
2009-07-15 | 2009 | 7 | 196 | 15 | 4 | 10.4 | 3.8628 | 3.8333 | 1.2 | 1.2 | 0 | #NAME? | #NAME? | #NAME? | #NAME? | #NAME? | #NAME? | FALSE | 19.4 | FALSE | TRUE | #NAME? | #NAME? | #NAME? | #NAME? | #NAME? | #NAME? | #NAME? | #NAME? | #NAME? | #NAME? |  |  | 1: 0; 2: 0; 3: 0; 4: 0 | 0 |  | 0 | 0 | 0 | 20097 | 0 | 0 | 0 |  | 0 | 7592 | 7592 | 2009-07-15 | #NAME? | #NAME? | #NAME?
2009-07-16 | 2009 | 7 | 197 | 16 | 5 | 10.8 | 5.1841 | 8.6667 | 0 | 0 | 0 | #NAME? | #NAME? | #NAME? | #NAME? | #NAME? | #NAME? | TRUE | 2.6 | TRUE | TRUE | #NAME? | #NAME? | #NAME? | #NAME? | #NAME? | #NAME? | #NAME? | #NAME? | #NAME? | #NAME? |  |  | 1: 1.7822; 2: 2.3373; 3: 0; 4: 0 | 4.1194 |  | 94.6984 | 153.3395 | 158.6861 | 20097 | 4.1194 | 94.6984 | 154.8964 |  | 0 | 7593 | 7593 | 2009-07-16 | #NAME? | #NAME? | #NAME?
2009-07-17 | 2009 | 7 | 198 | 17 | 6 | 12.6 | 5.3905 | 8.6667 | 0 | 0 | 0 | #NAME? | #NAME? | #NAME? | #NAME? | #NAME? | #NAME? | FALSE | 1.2 | TRUE | TRUE | #NAME? | #NAME? | #NAME? | #NAME? | #NAME? | #NAME? | #NAME? | #NAME? | #NAME? | #NAME? |  |  | 1: 0; 2: 0; 3: 0; 4: 8.958 | 8.958 |  | 262.7666 | 404.5772 | 417.0899 | 20097 | 8.958 | 262.7666 | 429.8026 |  | 0 | 7594 | 7594 | 2009-07-17 | #NAME? | #NAME? | #NAME?
2009-07-18 | 2009 | 7 | 199 | 18 | 7 | 13.7 | 5.7273 | 7.1667 | 0 | 0 | 0 | #NAME? | #NAME? | #NAME? | #NAME? | #NAME? | #NAME? | FALSE | 0 | TRUE | TRUE | #NAME? | #NAME? | #NAME? | #NAME? | #NAME? | #NAME? | #NAME? | #NAME? | #NAME? | #NAME? |  |  | 1: 0; 2: 0; 3: 0; 4: 0 | 0 |  | 0 | 0 | 0 | 20097 | 0 | 0 | 0 |  | 0 | 7595 | 7595 | 2009-07-18 | #NAME? | #NAME? | #NAME?
2009-07-19 | 2009 | 7 | 200 | 19 | 1 | 12.1 | 4.6195 | 13.5 | 2.2 | 2.2 | 0 | #NAME? | #NAME? | #NAME? | #NAME? | #NAME? | #NAME? | TRUE | 0 | TRUE | TRUE | #NAME? | #NAME? | #NAME? | #NAME? | #NAME? | #NAME? | #NAME? | #NAME? | #NAME? | #NAME? |  |  | 1: 3.2001; 2: 4.1521; 3: 0; 4: 0 | 7.3522 |  | 168.7295 | 273.1738 | 282.6957 | 20097 | 7.3522 | 168.7295 | 275.9878 |  | 0 | 7596 | 7596 | 2009-07-19 | #NAME? | #NAME? | #NAME?
2009-07-20 | 2009 | 7 | 201 | 20 | 2 | 12.1 | 4.8891 | 9.8333 | 0 | 0 | 0 | #NAME? | #NAME? | #NAME? | #NAME? | #NAME? | #NAME? | FALSE | 2.2 | TRUE | TRUE | #NAME? | #NAME? | #NAME? | #NAME? | #NAME? | #NAME? | #NAME? | #NAME? | #NAME? | #NAME? |  |  | 1: 0; 2: 0; 3: 9.3737; 4: 7.9707 | 17.3444 |  | 371.2875 | 571.6649 | 589.3453 | 20097 | 17.3444 | 371.2875 | 607.3082 |  | 0 | 7597 | 7597 | 2009-07-20 | #NAME? | #NAME? | #NAME?
2009-07-21 | 2009 | 7 | 202 | 21 | 3 | 10.2 | 5.2983 | 6.1667 | 0 | 0 | 0 | #NAME? | #NAME? | #NAME? | #NAME? | #NAME? | #NAME? | TRUE | 2.2 | TRUE | TRUE | #NAME? | #NAME? | #NAME? | #NAME? | #NAME? | #NAME? | #NAME? | #NAME? | #NAME? | #NAME? |  |  | 1: 3.0578; 2: 4.6475; 3: 0; 4: 0 | 7.7053 |  | 181.1744 | 293.932 | 304.2239 | 20097 | 7.7053 | 181.1744 | 296.3436 |  | 0 | 7598 | 7598 | 2009-07-21 | #NAME? | #NAME? | #NAME?
2009-07-22 | 2009 | 7 | 203 | 22 | 4 | 12.9 | 6.4166 | 7.8333 | 0 | 0 | 0 | #NAME? | #NAME? | #NAME? | #NAME? | #NAME? | #NAME? | FALSE | 0 | TRUE | TRUE | #NAME? | #NAME? | #NAME? | #NAME? | #NAME? | #NAME? | #NAME? | #NAME? | #NAME? | #NAME? |  |  | 1: 0; 2: 0; 3: 0; 4: 5.2468 | 5.2468 |  | 153.9075 | 236.9687 | 244.2976 | 20097 | 5.2468 | 153.9075 | 251.7437 |  | 0 | 7599 | 7599 | 2009-07-22 | #NAME? | #NAME? | #NAME?
2009-07-23 | 2009 | 7 | 204 | 23 | 5 | 15.3 | 5.6372 | 20.5 | 0 | 0 | 0 | #NAME? | #NAME? | #NAME? | #NAME? | #NAME? | #NAME? | TRUE | 0 | TRUE | TRUE | #NAME? | #NAME? | #NAME? | #NAME? | #NAME? | #NAME? | #NAME? | #NAME? | #NAME? | #NAME? |  |  | 1: 3.1699; 2: 5.1569; 3: 0; 4: 0 | 8.3268 |  | 197.7612 | 321.1124 | 332.3766 | 20097 | 8.3268 | 197.7612 | 323.4743 |  | 0 | 7600 | 7600 | 2009-07-23 | #NAME? | #NAME? | #NAME?
2009-07-24 | 2009 | 7 | 205 | 24 | 6 | 16.6 | 5.8154 | 6.3333 | 0 | 0 | 0 | #NAME? | #NAME? | #NAME? | #NAME? | #NAME? | #NAME? | FALSE | 0 | TRUE | TRUE | #NAME? | #NAME? | #NAME? | #NAME? | #NAME? | #NAME? | #NAME? | #NAME? | #NAME? | #NAME? |  |  | 1: 0; 2: 0; 3: 0; 4: 6.6296 | 6.6296 |  | 194.4689 | 299.4204 | 308.6809 | 20097 | 6.6296 | 194.4689 | 318.0893 |  | 0 | 7601 | 7601 | 2009-07-24 | #NAME? | #NAME? | #NAME?
2009-07-25 | 2009 | 7 | 206 | 25 | 7 | 13 | 5.6015 | 7 | 0 | 0 | 0 | #NAME? | #NAME? | #NAME? | #NAME? | #NAME? | #NAME? | FALSE | 0 | TRUE | TRUE | #NAME? | #NAME? | #NAME? | #NAME? | #NAME? | #NAME? | #NAME? | #NAME? | #NAME? | #NAME? |  |  | 1: 0; 2: 0; 3: 4.641; 4: 0 | 4.641 |  | 68.0676 | 104.8025 | 108.0438 | 20097 | 4.641 | 68.0676 | 111.3369 |  | 0 | 7602 | 7602 | 2009-07-25 | #NAME? | #NAME? | #NAME?
2009-07-26 | 2009 | 7 | 207 | 26 | 1 | 17 | 4.3488 | 14.8333 | 0.8 | 0.8 | 0 | #NAME? | #NAME? | #NAME? | #NAME? | #NAME? | #NAME? | TRUE | 0 | TRUE | TRUE | #NAME? | #NAME? | #NAME? | #NAME? | #NAME? | #NAME? | #NAME? | #NAME? | #NAME? | #NAME? |  |  | 1: 13.2539; 2: 22.9826; 3: 0; 4: 0 | 36.2364 |  | 868.5452 | 1411.3669 | 1460.9577 | 20097 | 36.2364 | 868.5452 | 1420.6635 |  | 0 | 7603 | 7603 | 2009-07-26 | #NAME? | #NAME? | #NAME?
2009-07-27 | 2009 | 7 | 208 | 27 | 2 | 12.2 | 4.6435 | 3.8333 | 1 | 1 | 0 | #NAME? | #NAME? | #NAME? | #NAME? | #NAME? | #NAME? | FALSE | 0.8 | TRUE | TRUE | #NAME? | #NAME? | #NAME? | #NAME? | #NAME? | #NAME? | #NAME? | #NAME? | #NAME? | #NAME? |  |  | 1: 0; 2: 0; 3: 5.6976; 4: 8.6711 | 14.3687 |  | 337.9175 | 520.2856 | 536.3769 | 20097 | 14.3687 | 337.9175 | 552.7254 |  | 0 | 7604 | 7604 | 2009-07-27 | #NAME? | #NAME? | #NAME?
2009-07-28 | 2009 | 7 | 209 | 28 | 3 | 13 | 3.9055 | 14.5 | 0.8 | 0.8 | 0 | #NAME? | #NAME? | #NAME? | #NAME? | #NAME? | #NAME? | TRUE | 1.8 | TRUE | TRUE | #NAME? | #NAME? | #NAME? | #NAME? | #NAME? | #NAME? | #NAME? | #NAME? | #NAME? | #NAME? |  |  | 1: 0; 2: 0; 3: 0; 4: 0 | 0 |  | 0 | 0 | 0 | 20097 | 0 | 0 | 0 |  | 0 | 7605 | 7605 | 2009-07-28 | #NAME? | #NAME? | #NAME?
2009-07-29 | 2009 | 7 | 210 | 29 | 4 | 11.9 | 3.9111 | 13.5 | 4.4 | 4.4 | 0 | #NAME? | #NAME? | #NAME? | #NAME? | #NAME? | #NAME? | FALSE | 1.8 | TRUE | TRUE | #NAME? | #NAME? | #NAME? | #NAME? | #NAME? | #NAME? | #NAME? | #NAME? | #NAME? | #NAME? |  |  | 1: 0; 2: 0; 3: 5.821; 4: 4.428 | 10.2491 |  | 215.2639 | 331.4381 | 341.6887 | 20097 | 10.2491 | 215.2639 | 352.1032 |  | 0 | 7606 | 7606 | 2009-07-29 | #NAME? | #NAME? | #NAME?
2009-07-30 | 2009 | 7 | 211 | 30 | 5 | 9.7 | 4.5768 | 4.1667 | 3 | 3 | 0 | #NAME? | #NAME? | #NAME? | #NAME? | #NAME? | #NAME? | TRUE | 5.2 | TRUE | TRUE | #NAME? | #NAME? | #NAME? | #NAME? | #NAME? | #NAME? | #NAME? | #NAME? | #NAME? | #NAME? |  |  | 1: 0; 2: 0; 3: 0; 4: 0 | 0 |  | 0 | 0 | 0 | 20097 | 0 | 0 | 0 |  | 0 | 7607 | 7607 | 2009-07-30 | #NAME? | #NAME? | #NAME?
2009-07-31 | 2009 | 7 | 212 | 31 | 6 | 11.7 | 4.1214 | 13 | 0 | 0 | 0 | #NAME? | #NAME? | #NAME? | #NAME? | #NAME? | #NAME? | FALSE | 7.4 | TRUE | TRUE | #NAME? | #NAME? | #NAME? | #NAME? | #NAME? | #NAME? | #NAME? | #NAME? | #NAME? | #NAME? |  |  | 1: 0; 2: 0; 3: 0; 4: 4.7972 | 4.7972 |  | 140.7187 | 216.6622 | 223.3631 | 20097 | 4.7972 | 140.7187 | 230.1711 |  | 0 | 7608 | 7608 | 2009-07-31 | #NAME? | #NAME? | #NAME?
2009-08-01 | 2009 | 8 | 213 | 1 | 7 | 13.5 | 6.0952 | 6 | 0 | 0 | 0 | #NAME? | #NAME? | #NAME? | #NAME? | #NAME? | #NAME? | FALSE | 3 | TRUE | TRUE | #NAME? | #NAME? | #NAME? | #NAME? | #NAME? | #NAME? | #NAME? | #NAME? | #NAME? | #NAME? |  |  | 1: 0; 2: 0; 3: 5.0342; 4: 0 | 5.0342 |  | 73.8356 | 113.6834 | 117.1993 | 20098 | 5.0342 | 73.8356 | 120.7715 |  | 0 | 7609 | 7609 | 2009-08-01 | #NAME? | #NAME? | #NAME?
2009-08-02 | 2009 | 8 | 214 | 2 | 1 | 16.7 | 5.0755 | 6.6667 | 0 | 0 | 0 | #NAME? | #NAME? | #NAME? | #NAME? | #NAME? | #NAME? | TRUE | 0 | TRUE | TRUE | #NAME? | #NAME? | #NAME? | #NAME? | #NAME? | #NAME? | #NAME? | #NAME? | #NAME? | #NAME? |  |  | 1: 6.6601; 2: 10.2902; 3: 0; 4: 0 | 16.9503 |  | 399.5274 | 648.3154 | 671.026 | 20098 | 16.9503 | 399.5274 | 653.4997 |  | 0 | 7610 | 7610 | 2009-08-02 | #NAME? | #NAME? | #NAME?
2009-08-03 | 2009 | 8 | 215 | 3 | 2 | 8.6 | 2.5145 | 18.6667 | 14.4 | 14.4 | 7.05 | #NAME? | #NAME? | #NAME? | #NAME? | #NAME? | #NAME? | FALSE | 0 | TRUE | TRUE | #NAME? | #NAME? | #NAME? | #NAME? | #NAME? | #NAME? | #NAME? | #NAME? | #NAME? | #NAME? |  |  | 1: 0; 2: 0; 3: 0; 4: 8.4239 | 8.4239 |  | 247.0998 | 380.4553 | 392.222 | 20098 | 8.4239 | 247.0998 | 404.1767 |  | 0 | 7611 | 7611 | 2009-08-03 | #NAME? | #NAME? | #NAME?
2009-08-04 | 2009 | 8 | 216 | 4 | 3 | 9.5 | 1.6034 | 14.8333 | 16.9 | 16.9 | 8.925 | #NAME? | #NAME? | #NAME? | #NAME? | #NAME? | #NAME? | TRUE | 14.4 | FALSE | TRUE | #NAME? | #NAME? | #NAME? | #NAME? | #NAME? | #NAME? | #NAME? | #NAME? | #NAME? | #NAME? |  |  | 1: 0; 2: 0; 3: 0; 4: 0 | 0 |  | 0 | 0 | 0 | 20098 | 0 | 0 | 0 |  | 0 | 7612 | 7612 | 2009-08-04 | #NAME? | #NAME? | #NAME?
2009-08-05 | 2009 | 8 | 217 | 5 | 4 | 9.2 | 1.5584 | 5.5 | 5.8 | 5.8 | 0.6 | #NAME? | #NAME? | #NAME? | #NAME? | #NAME? | #NAME? | FALSE | 31.3 | FALSE | TRUE | #NAME? | #NAME? | #NAME? | #NAME? | #NAME? | #NAME? | #NAME? | #NAME? | #NAME? | #NAME? |  |  | 1: 0; 2: 0; 3: 0; 4: 0 | 0 |  | 0 | 0 | 0 | 20098 | 0 | 0 | 0 |  | 0 | 7613 | 7613 | 2009-08-05 | #NAME? | #NAME? | #NAME?
2009-08-06 | 2009 | 8 | 218 | 6 | 5 | 11.7 | 1.794 | 8.6667 | 3 | 3 | 0 | #NAME? | #NAME? | #NAME? | #NAME? | #NAME? | #NAME? | TRUE | 22.7 | FALSE | TRUE | #NAME? | #NAME? | #NAME? | #NAME? | #NAME? | #NAME? | #NAME? | #NAME? | #NAME? | #NAME? |  |  | 1: 0; 2: 0; 3: 0; 4: 0 | 0 |  | 0 | 0 | 0 | 20098 | 0 | 0 | 0 |  | 0 | 7614 | 7614 | 2009-08-06 | #NAME? | #NAME? | #NAME?
2009-08-07 | 2009 | 8 | 219 | 7 | 6 | 7.3 | 2.9869 | 7.3333 | 0 | 0 | 0 | #NAME? | #NAME? | #NAME? | #NAME? | #NAME? | #NAME? | FALSE | 8.8 | TRUE | TRUE | #NAME? | #NAME? | #NAME? | #NAME? | #NAME? | #NAME? | #NAME? | #NAME? | #NAME? | #NAME? |  |  | 1: 0; 2: 0; 3: 0; 4: 3.5238 | 3.5238 |  | 103.3646 | 159.1487 | 164.0708 | 20098 | 3.5238 | 103.3646 | 169.0716 |  | 0 | 7615 | 7615 | 2009-08-07 | #NAME? | #NAME? | #NAME?
2009-08-08 | 2009 | 8 | 220 | 8 | 7 | 8.1 | 3.8431 | 6.6667 | 0 | 0 | 0 | #NAME? | #NAME? | #NAME? | #NAME? | #NAME? | #NAME? | FALSE | 3 | TRUE | TRUE | #NAME? | #NAME? | #NAME? | #NAME? | #NAME? | #NAME? | #NAME? | #NAME? | #NAME? | #NAME? |  |  | 1: 0; 2: 0; 3: 2.3258; 4: 0 | 2.3258 |  | 34.1121 | 52.5218 | 54.1462 | 20098 | 2.3258 | 34.1121 | 55.7966 |  | 0 | 7616 | 7616 | 2009-08-08 | #NAME? | #NAME? | #NAME?
2009-08-09 | 2009 | 8 | 221 | 9 | 1 | 13.1 | 3.9976 | 8.1667 | 0 | 0 | 0 | #NAME? | #NAME? | #NAME? | #NAME? | #NAME? | #NAME? | TRUE | 0 | TRUE | TRUE | #NAME? | #NAME? | #NAME? | #NAME? | #NAME? | #NAME? | #NAME? | #NAME? | #NAME? | #NAME? |  |  | 1: 0; 2: 0; 3: 0; 4: 0 | 0 |  | 0 | 0 | 0 | 20098 | 0 | 0 | 0 |  | 0 | 7617 | 7617 | 2009-08-09 | #NAME? | #NAME? | #NAME?
2009-08-10 | 2009 | 8 | 222 | 10 | 2 | 12.9 | 5.0849 | 14.3333 | 0 | 0 | 0 | #NAME? | #NAME? | #NAME? | #NAME? | #NAME? | #NAME? | FALSE | 0 | TRUE | TRUE | #NAME? | #NAME? | #NAME? | #NAME? | #NAME? | #NAME? | #NAME? | #NAME? | #NAME? | #NAME? |  |  | 1: 0; 2: 0; 3: 6.2409; 4: 6.5924 | 12.8333 |  | 284.9097 | 438.6704 | 452.2375 | 20098 | 12.8333 | 284.9097 | 466.0215 |  | 0 | 7618 | 7618 | 2009-08-10 | #NAME? | #NAME? | #NAME?
2009-08-11 | 2009 | 8 | 223 | 11 | 3 | 13.2 | 3.5599 | 4.5 | 1 | 1 | 0 | #NAME? | #NAME? | #NAME? | #NAME? | #NAME? | #NAME? | TRUE | 0 | TRUE | TRUE | #NAME? | #NAME? | #NAME? | #NAME? | #NAME? | #NAME? | #NAME? | #NAME? | #NAME? | #NAME? |  |  | 1: 6.0209; 2: 7.8805; 3: 0; 4: 0 | 13.9015 |  | 319.4698 | 517.2845 | 535.3198 | 20098 | 13.9015 | 319.4698 | 522.5508 |  | 0 | 7619 | 7619 | 2009-08-11 | #NAME? | #NAME? | #NAME?
2009-08-12 | 2009 | 8 | 224 | 12 | 4 | 8.1 | 3.7344 | 6 | 0 | 0 | 0 | #NAME? | #NAME? | #NAME? | #NAME? | #NAME? | #NAME? | FALSE | 1 | TRUE | TRUE | #NAME? | #NAME? | #NAME? | #NAME? | #NAME? | #NAME? | #NAME? | #NAME? | #NAME? | #NAME? |  |  | 1: 0; 2: 0; 3: 0; 4: 4.7546 | 4.7546 |  | 139.4696 | 214.739 | 221.3804 | 20098 | 4.7546 | 139.4696 | 228.1279 |  | 0 | 7620 | 7620 | 2009-08-12 | #NAME? | #NAME? | #NAME?
2009-08-13 | 2009 | 8 | 225 | 13 | 5 | 9.1 | 2.2349 | 14.3333 | 6.6 | 6.6 | 1.2 | #NAME? | #NAME? | #NAME? | #NAME? | #NAME? | #NAME? | TRUE | 1 | TRUE | TRUE | #NAME? | #NAME? | #NAME? | #NAME? | #NAME? | #NAME? | #NAME? | #NAME? | #NAME? | #NAME? |  |  | 1: 2.4866; 2: 3.3854; 3: 0; 4: 0 | 5.872 |  | 135.7749 | 219.9628 | 227.6408 | 20098 | 5.872 | 135.7749 | 222.0845 |  | 0 | 7621 | 7621 | 2009-08-13 | #NAME? | #NAME? | #NAME?
2009-08-14 | 2009 | 8 | 226 | 14 | 6 | 8.4 | 1.9531 | 12 | 5.8 | 5.8 | 0.6 | #NAME? | #NAME? | #NAME? | #NAME? | #NAME? | #NAME? | FALSE | 6.6 | TRUE | TRUE | #NAME? | #NAME? | #NAME? | #NAME? | #NAME? | #NAME? | #NAME? | #NAME? | #NAME? | #NAME? |  |  | 1: 0; 2: 0; 3: 0; 4: 2.3092 | 2.3092 |  | 67.7359 | 104.2917 | 107.5173 | 20098 | 2.3092 | 67.7359 | 110.7943 |  | 0 | 7622 | 7622 | 2009-08-14 | #NAME? | #NAME? | #NAME?
2009-08-15 | 2009 | 8 | 227 | 15 | 7 | 7.4 | 2.7642 | 18.1667 | 5 | 5 | 0 | #NAME? | #NAME? | #NAME? | #NAME? | #NAME? | #NAME? | FALSE | 12.4 | FALSE | TRUE | #NAME? | #NAME? | #NAME? | #NAME? | #NAME? | #NAME? | #NAME? | #NAME? | #NAME? | #NAME? |  |  | 1: 0; 2: 0; 3: 0; 4: 0 | 0 |  | 0 | 0 | 0 | 20098 | 0 | 0 | 0 |  | 0 | 7623 | 7623 | 2009-08-15 | #NAME? | #NAME? | #NAME?
2009-08-16 | 2009 | 8 | 228 | 16 | 1 | 9.3 | 3.0168 | 15.5 | 0 | 0 | 0 | #NAME? | #NAME? | #NAME? | #NAME? | #NAME? | #NAME? | TRUE | 10.8 | FALSE | TRUE | #NAME? | #NAME? | #NAME? | #NAME? | #NAME? | #NAME? | #NAME? | #NAME? | #NAME? | #NAME? |  |  | 1: 0; 2: 0; 3: 0; 4: 0 | 0 |  | 0 | 0 | 0 | 20098 | 0 | 0 | 0 |  | 0 | 7624 | 7624 | 2009-08-16 | #NAME? | #NAME? | #NAME?
2009-08-17 | 2009 | 8 | 229 | 17 | 2 | 9.1 | 3.7166 | 2.3333 | 0 | 0 | 0 | #NAME? | #NAME? | #NAME? | #NAME? | #NAME? | #NAME? | FALSE | 5 | TRUE | TRUE | #NAME? | #NAME? | #NAME? | #NAME? | #NAME? | #NAME? | #NAME? | #NAME? | #NAME? | #NAME? |  |  | 1: 0; 2: 0; 3: 0; 4: 5.4595 | 5.4595 |  | 160.1459 | 246.5739 | 254.1999 | 20098 | 5.4595 | 160.1459 | 261.9478 |  | 0 | 7625 | 7625 | 2009-08-17 | #NAME? | #NAME? | #NAME?
2009-08-18 | 2009 | 8 | 230 | 18 | 3 | 14.7 | 4.5537 | 16.3333 | 3.7 | 3.7 | 0 | #NAME? | #NAME? | #NAME? | #NAME? | #NAME? | #NAME? | TRUE | 0 | TRUE | TRUE | #NAME? | #NAME? | #NAME? | #NAME? | #NAME? | #NAME? | #NAME? | #NAME? | #NAME? | #NAME? |  |  | 1: 12.1335; 2: 17.0571; 3: 0; 4: 0 | 29.1906 |  | 678.2988 | 1099.3472 | 1137.7563 | 20098 | 29.1906 | 678.2988 | 1109.4808 |  | 0 | 7626 | 7626 | 2009-08-18 | #NAME? | #NAME? | #NAME?
2009-08-19 | 2009 | 8 | 231 | 19 | 4 | 12.4 | 3.1824 | 5 | 0 | 0 | 0 | #NAME? | #NAME? | #NAME? | #NAME? | #NAME? | #NAME? | FALSE | 3.7 | TRUE | TRUE | #NAME? | #NAME? | #NAME? | #NAME? | #NAME? | #NAME? | #NAME? | #NAME? | #NAME? | #NAME? |  |  | 1: 0; 2: 0; 3: 0; 4: 4.7846 | 4.7846 |  | 140.3471 | 216.09 | 222.7732 | 20098 | 4.7846 | 140.3471 | 229.5632 |  | 0 | 7627 | 7627 | 2009-08-19 | #NAME? | #NAME? | #NAME?
2009-08-20 | 2009 | 8 | 232 | 20 | 5 | 11.7 | 4.4493 | 10.5 | 0 | 0 | 0 | #NAME? | #NAME? | #NAME? | #NAME? | #NAME? | #NAME? | TRUE | 3.7 | TRUE | TRUE | #NAME? | #NAME? | #NAME? | #NAME? | #NAME? | #NAME? | #NAME? | #NAME? | #NAME? | #NAME? |  |  | 1: 0; 2: 0; 3: 0; 4: 0 | 0 |  | 0 | 0 | 0 | 20098 | 0 | 0 | 0 |  | 0 | 7628 | 7628 | 2009-08-20 | #NAME? | #NAME? | #NAME?
2009-08-21 | 2009 | 8 | 233 | 21 | 6 | 11.2 | 4.8075 | 11.6667 | 0 | 0 | 0 | #NAME? | #NAME? | #NAME? | #NAME? | #NAME? | #NAME? | FALSE | 0 | TRUE | TRUE | #NAME? | #NAME? | #NAME? | #NAME? | #NAME? | #NAME? | #NAME? | #NAME? | #NAME? | #NAME? |  |  | 1: 0; 2: 0; 3: 0; 4: 4.7271 | 4.7271 |  | 138.6619 | 213.4953 | 220.0982 | 20098 | 4.7271 | 138.6619 | 226.8067 |  | 0 | 7629 | 7629 | 2009-08-21 | #NAME? | #NAME? | #NAME?
2009-08-22 | 2009 | 8 | 234 | 22 | 7 | 13.1 | 4.0866 | 17.3333 | 0 | 0 | 0 | #NAME? | #NAME? | #NAME? | #NAME? | #NAME? | #NAME? | FALSE | 0 | TRUE | TRUE | #NAME? | #NAME? | #NAME? | #NAME? | #NAME? | #NAME? | #NAME? | #NAME? | #NAME? | #NAME? |  |  | 1: 0; 2: 0; 3: 9.4162; 4: 0 | 9.4162 |  | 138.1041 | 212.6364 | 219.2128 | 20098 | 9.4162 | 138.1041 | 225.8943 |  | 0 | 7630 | 7630 | 2009-08-22 | #NAME? | #NAME? | #NAME?
2009-08-23 | 2009 | 8 | 235 | 23 | 1 | 10.5 | 3.843 | 7.6667 | 0 | 0 | 0 | #NAME? | #NAME? | #NAME? | #NAME? | #NAME? | #NAME? | TRUE | 0 | TRUE | TRUE | #NAME? | #NAME? | #NAME? | #NAME? | #NAME? | #NAME? | #NAME? | #NAME? | #NAME? | #NAME? |  |  | 1: 14.5746; 2: 18.8642; 3: 0; 4: 0 | 33.4389 |  | 767.1123 | 1241.9172 | 1285.2027 | 20098 | 33.4389 | 767.1123 | 1254.7515 |  | 0 | 7631 | 7631 | 2009-08-23 | #NAME? | #NAME? | #NAME?
2009-08-24 | 2009 | 8 | 236 | 24 | 2 | 5.9 | 3.9554 | 5.3333 | 0 | 0 | 0 | #NAME? | #NAME? | #NAME? | #NAME? | #NAME? | #NAME? | FALSE | 0 | TRUE | TRUE | #NAME? | #NAME? | #NAME? | #NAME? | #NAME? | #NAME? | #NAME? | #NAME? | #NAME? | #NAME? |  |  | 1: 0; 2: 0; 3: 3.025; 4: 7.0054 | 10.0304 |  | 249.8579 | 384.7019 | 396.5999 | 20098 | 10.0304 | 249.8579 | 408.688 |  | 0 | 7632 | 7632 | 2009-08-24 | #NAME? | #NAME? | #NAME?
2009-08-25 | 2009 | 8 | 237 | 25 | 3 | 7 | 4.502 | 6.3333 | 0 | 0 | 0 | #NAME? | #NAME? | #NAME? | #NAME? | #NAME? | #NAME? | TRUE | 0 | TRUE | TRUE | #NAME? | #NAME? | #NAME? | #NAME? | #NAME? | #NAME? | #NAME? | #NAME? | #NAME? | #NAME? |  |  | 1: 0; 2: 0; 3: 0; 4: 0 | 0 |  | 0 | 0 | 0 | 20098 | 0 | 0 | 0 |  | 0 | 7633 | 7633 | 2009-08-25 | #NAME? | #NAME? | #NAME?
2009-08-26 | 2009 | 8 | 238 | 26 | 4 | 12.1 | 3.6442 | 19.3333 | 0 | 0 | 0 | #NAME? | #NAME? | #NAME? | #NAME? | #NAME? | #NAME? | FALSE | 0 | TRUE | TRUE | #NAME? | #NAME? | #NAME? | #NAME? | #NAME? | #NAME? | #NAME? | #NAME? | #NAME? | #NAME? |  |  | 1: 0; 2: 0; 3: 2.6673; 4: 4.7561 | 7.4234 |  | 178.633 | 275.0381 | 283.5444 | 20098 | 7.4234 | 178.633 | 292.1867 |  | 0 | 7634 | 7634 | 2009-08-26 | #NAME? | #NAME? | #NAME?
2009-08-27 | 2009 | 8 | 239 | 27 | 5 | 9.4 | 3.5936 | 8 | 0 | 0 | 0 | #NAME? | #NAME? | #NAME? | #NAME? | #NAME? | #NAME? | TRUE | 0 | TRUE | TRUE | #NAME? | #NAME? | #NAME? | #NAME? | #NAME? | #NAME? | #NAME? | #NAME? | #NAME? | #NAME? |  |  | 1: 9.5033; 2: 12.2297; 3: 0; 4: 0 | 21.733 |  | 498.1193 | 806.3673 | 834.4675 | 20098 | 21.733 | 498.1193 | 814.7646 |  | 0 | 7635 | 7635 | 2009-08-27 | #NAME? | #NAME? | #NAME?
2009-08-28 | 2009 | 8 | 240 | 28 | 6 | 8.5 | 4.4283 | 5.5 | 0 | 0 | 0 | #NAME? | #NAME? | #NAME? | #NAME? | #NAME? | #NAME? | FALSE | 0 | TRUE | TRUE | #NAME? | #NAME? | #NAME? | #NAME? | #NAME? | #NAME? | #NAME? | #NAME? | #NAME? | #NAME? |  |  | 1: 0; 2: 0; 3: 0; 4: 4.2565 | 4.2565 |  | 124.856 | 192.2386 | 198.1841 | 20098 | 4.2565 | 124.856 | 204.2246 |  | 0 | 7636 | 7636 | 2009-08-28 | #NAME? | #NAME? | #NAME?
2009-08-29 | 2009 | 8 | 241 | 29 | 7 | 8.6 | 4.7663 | 5.3333 | 0 | 0 | 0 | #NAME? | #NAME? | #NAME? | #NAME? | #NAME? | #NAME? | FALSE | 0 | TRUE | TRUE | #NAME? | #NAME? | #NAME? | #NAME? | #NAME? | #NAME? | #NAME? | #NAME? | #NAME? | #NAME? |  |  | 1: 0; 2: 0; 3: 6.0484; 4: 0 | 6.0484 |  | 88.7095 | 136.5845 | 140.8088 | 20098 | 6.0484 | 88.7095 | 145.1006 |  | 0 | 7637 | 7637 | 2009-08-29 | #NAME? | #NAME? | #NAME?
2009-08-30 | 2009 | 8 | 242 | 30 | 1 | 8.2 | 4.3234 | 5.3333 | 0 | 0 | 0 | #NAME? | #NAME? | #NAME? | #NAME? | #NAME? | #NAME? | TRUE | 0 | TRUE | TRUE | #NAME? | #NAME? | #NAME? | #NAME? | #NAME? | #NAME? | #NAME? | #NAME? | #NAME? | #NAME? |  |  | 1: 6.4569; 2: 7.9513; 3: 0; 4: 0 | 14.4082 |  | 327.9399 | 530.554 | 549.018 | 20098 | 14.4082 | 327.9399 | 536.4053 |  | 0 | 7638 | 7638 | 2009-08-30 | #NAME? | #NAME? | #NAME?
2009-08-31 | 2009 | 8 | 243 | 31 | 2 | 8.3 | 4.5353 | 6.3333 | 0 | 0 | 0 | #NAME? | #NAME? | #NAME? | #NAME? | #NAME? | #NAME? | FALSE | 0 | TRUE | TRUE | #NAME? | #NAME? | #NAME? | #NAME? | #NAME? | #NAME? | #NAME? | #NAME? | #NAME? | #NAME? |  |  | 1: 0; 2: 0; 3: 1.486; 4: 7.4349 | 8.9209 |  | 239.885 | 369.3467 | 380.7698 | 20098 | 8.9209 | 239.885 | 392.3754 |  | 0 | 7639 | 7639 | 2009-08-31 | #NAME? | #NAME? | #NAME?
2009-09-01 | 2009 | 9 | 244 | 1 | 3 | 12.2 | 4.4002 | 12.1667 | 0 | 0 | 0 | #NAME? | #NAME? | #NAME? | #NAME? | #NAME? | #NAME? | TRUE | 0 | TRUE | TRUE | #NAME? | #NAME? | #NAME? | #NAME? | #NAME? | #NAME? | #NAME? | #NAME? | #NAME? | #NAME? |  |  | 1: 8.251; 2: 9.2016; 3: 0; 4: 0 | 17.4526 |  | 390.9281 | 631.566 | 653.4772 | 20099 | 17.4526 | 390.9281 | 639.4339 |  | 0 | 7640 | 7640 | 2009-09-01 | #NAME? | #NAME? | #NAME?
2009-09-02 | 2009 | 9 | 245 | 2 | 4 | 12.4 | 5.1547 | 7.1667 | 0 | 0 | 0 | #NAME? | #NAME? | #NAME? | #NAME? | #NAME? | #NAME? | FALSE | 0 | TRUE | TRUE | #NAME? | #NAME? | #NAME? | #NAME? | #NAME? | #NAME? | #NAME? | #NAME? | #NAME? | #NAME? |  |  | 1: 0; 2: 0; 3: 6.1555; 4: 4.85 | 11.0056 |  | 232.549 | 358.0516 | 369.1254 | 20099 | 11.0056 | 232.549 | 380.3761 |  | 0 | 7641 | 7641 | 2009-09-02 | #NAME? | #NAME? | #NAME?
2009-09-03 | 2009 | 9 | 246 | 3 | 5 | 9.8 | 5.9255 | 6 | 0 | 0 | 0 | #NAME? | #NAME? | #NAME? | #NAME? | #NAME? | #NAME? | TRUE | 0 | TRUE | TRUE | #NAME? | #NAME? | #NAME? | #NAME? | #NAME? | #NAME? | #NAME? | #NAME? | #NAME? | #NAME? |  |  | 1: 3.5005; 2: 4.1697; 3: 0; 4: 0 | 7.6702 |  | 173.6519 | 280.8097 | 290.5723 | 20099 | 7.6702 | 173.6519 | 284.0393 |  | 0 | 7642 | 7642 | 2009-09-03 | #NAME? | #NAME? | #NAME?
2009-09-04 | 2009 | 9 | 247 | 4 | 6 | 10.9 | 5.0703 | 12.6667 | 0 | 0 | 0 | #NAME? | #NAME? | #NAME? | #NAME? | #NAME? | #NAME? | FALSE | 0 | TRUE | TRUE | #NAME? | #NAME? | #NAME? | #NAME? | #NAME? | #NAME? | #NAME? | #NAME? | #NAME? | #NAME? |  |  | 1: 0; 2: 0; 3: 0; 4: 6.0941 | 6.0941 |  | 178.7606 | 275.2346 | 283.7471 | 20099 | 6.0941 | 178.7606 | 292.3955 |  | 0 | 7643 | 7643 | 2009-09-04 | #NAME? | #NAME? | #NAME?
2009-09-05 | 2009 | 9 | 248 | 5 | 7 | 7.2 | 4.0355 | 4.1667 | 0 | 0 | 0 | #NAME? | #NAME? | #NAME? | #NAME? | #NAME? | #NAME? | FALSE | 0 | TRUE | TRUE | #NAME? | #NAME? | #NAME? | #NAME? | #NAME? | #NAME? | #NAME? | #NAME? | #NAME? | #NAME? |  |  | 1: 0; 2: 0; 3: 6.3135; 4: 0 | 6.3135 |  | 92.5983 | 142.5719 | 146.9814 | 20099 | 6.3135 | 92.5983 | 151.4613 |  | 0 | 7644 | 7644 | 2009-09-05 | #NAME? | #NAME? | #NAME?
2009-09-06 | 2009 | 9 | 249 | 6 | 1 | 10.1 | 4.0059 | 7.3333 | 0 | 0 | 0 | #NAME? | #NAME? | #NAME? | #NAME? | #NAME? | #NAME? | TRUE | 0 | TRUE | TRUE | #NAME? | #NAME? | #NAME? | #NAME? | #NAME? | #NAME? | #NAME? | #NAME? | #NAME? | #NAME? |  |  | 1: 5.8802; 2: 6.7106; 3: 0; 4: 0 | 12.5908 |  | 283.0873 | 457.4958 | 473.3797 | 20099 | 12.5908 | 283.0873 | 463.0407 |  | 0 | 7645 | 7645 | 2009-09-06 | #NAME? | #NAME? | #NAME?
2009-09-07 | 2009 | 9 | 250 | 7 | 2 | 4.4 | 4.1227 | 9.5 | 0 | 0 | 0 | #NAME? | #NAME? | #NAME? | #NAME? | #NAME? | #NAME? | FALSE | 0 | TRUE | TRUE | #NAME? | #NAME? | #NAME? | #NAME? | #NAME? | #NAME? | #NAME? | #NAME? | #NAME? | #NAME? |  |  | 1: 0; 2: 0; 3: 4.2329; 4: 7.2115 | 11.4444 |  | 273.6201 | 421.2881 | 434.3177 | 20099 | 11.4444 | 273.6201 | 447.5554 |  | 0 | 7646 | 7646 | 2009-09-07 | #NAME? | #NAME? | #NAME?
2009-09-08 | 2009 | 9 | 251 | 8 | 3 | 8.2 | 4.8664 | 7.3333 | 0 | 0 | 0 | #NAME? | #NAME? | #NAME? | #NAME? | #NAME? | #NAME? | TRUE | 0 | TRUE | TRUE | #NAME? | #NAME? | #NAME? | #NAME? | #NAME? | #NAME? | #NAME? | #NAME? | #NAME? | #NAME? |  |  | 1: 2.547; 2: 3.1512; 3: 0; 4: 0 | 5.6982 |  | 129.7915 | 209.9955 | 217.3047 | 20099 | 5.6982 | 129.7915 | 212.2976 |  | 0 | 7647 | 7647 | 2009-09-08 | #NAME? | #NAME? | #NAME?
2009-09-09 | 2009 | 9 | 252 | 9 | 4 | 6.8 | 4.1676 | 12.3333 | 0 | 0 | 0 | #NAME? | #NAME? | #NAME? | #NAME? | #NAME? | #NAME? | FALSE | 0 | TRUE | TRUE | #NAME? | #NAME? | #NAME? | #NAME? | #NAME? | #NAME? | #NAME? | #NAME? | #NAME? | #NAME? |  |  | 1: 0; 2: 0; 3: 1.5532; 4: 4.9565 | 6.5097 |  | 168.172 | 258.9315 | 266.9396 | 20099 | 6.5097 | 168.172 | 275.0758 |  | 0 | 7648 | 7648 | 2009-09-09 | #NAME? | #NAME? | #NAME?
2009-09-10 | 2009 | 9 | 253 | 10 | 5 | 10.2 | 3.5962 | 12.1667 | 0 | 0 | 0 | #NAME? | #NAME? | #NAME? | #NAME? | #NAME? | #NAME? | TRUE | 0 | TRUE | TRUE | #NAME? | #NAME? | #NAME? | #NAME? | #NAME? | #NAME? | #NAME? | #NAME? | #NAME? | #NAME? |  |  | 1: 14.4447; 2: 18.9286; 3: 0; 4: 0 | 33.3733 |  | 767.0952 | 1242.0983 | 1285.4061 | 20099 | 33.3733 | 767.0952 | 1254.7235 |  | 0 | 7649 | 7649 | 2009-09-10 | #NAME? | #NAME? | #NAME?
2009-09-11 | 2009 | 9 | 254 | 11 | 6 | 4 | 4.2557 | 2.8333 | 0 | 0 | 0 | #NAME? | #NAME? | #NAME? | #NAME? | #NAME? | #NAME? | FALSE | 0 | TRUE | TRUE | #NAME? | #NAME? | #NAME? | #NAME? | #NAME? | #NAME? | #NAME? | #NAME? | #NAME? | #NAME? |  |  | 1: 0; 2: 0; 3: 0; 4: 4.2701 | 4.2701 |  | 125.2552 | 192.8533 | 198.8178 | 20099 | 4.2701 | 125.2552 | 204.8777 |  | 0 | 7650 | 7650 | 2009-09-11 | #NAME? | #NAME? | #NAME?
2009-09-12 | 2009 | 9 | 255 | 12 | 7 | 6.1 | 5.0535 | 9.1667 | 0 | 0 | 0 | #NAME? | #NAME? | #NAME? | #NAME? | #NAME? | #NAME? | FALSE | 0 | TRUE | TRUE | #NAME? | #NAME? | #NAME? | #NAME? | #NAME? | #NAME? | #NAME? | #NAME? | #NAME? | #NAME? |  |  | 1: 0; 2: 0; 3: 6.5329; 4: 0 | 6.5329 |  | 95.8152 | 147.525 | 152.0876 | 20099 | 6.5329 | 95.8152 | 156.7231 |  | 0 | 7651 | 7651 | 2009-09-12 | #NAME? | #NAME? | #NAME?
2009-09-13 | 2009 | 9 | 256 | 13 | 1 | 5.9 | 4.2123 | 9 | 0 | 0 | 0 | #NAME? | #NAME? | #NAME? | #NAME? | #NAME? | #NAME? | TRUE | 0 | TRUE | TRUE | #NAME? | #NAME? | #NAME? | #NAME? | #NAME? | #NAME? | #NAME? | #NAME? | #NAME? | #NAME? |  |  | 1: 9.9245; 2: 13.3325; 3: 0; 4: 0 | 23.257 |  | 536.646 | 869.2411 | 899.5708 | 20099 | 23.257 | 536.646 | 877.782 |  | 0 | 7652 | 7652 | 2009-09-13 | #NAME? | #NAME? | #NAME?
2009-09-14 | 2009 | 9 | 257 | 14 | 2 | 4.6 | 2.9161 | 4.1667 | 0 | 0 | 0 | #NAME? | #NAME? | #NAME? | #NAME? | #NAME? | #NAME? | FALSE | 0 | TRUE | TRUE | #NAME? | #NAME? | #NAME? | #NAME? | #NAME? | #NAME? | #NAME? | #NAME? | #NAME? | #NAME? |  |  | 1: 0; 2: 0; 3: 4.3487; 4: 7.4369 | 11.7856 |  | 281.9292 | 434.0814 | 447.5066 | 20099 | 11.7856 | 281.9292 | 461.1464 |  | 0 | 7653 | 7653 | 2009-09-14 | #NAME? | #NAME? | #NAME?
2009-09-15 | 2009 | 9 | 258 | 15 | 3 | 8 | 3.5188 | 7.1667 | 0 | 0 | 0 | #NAME? | #NAME? | #NAME? | #NAME? | #NAME? | #NAME? | TRUE | 0 | TRUE | TRUE | #NAME? | #NAME? | #NAME? | #NAME? | #NAME? | #NAME? | #NAME? | #NAME? | #NAME? | #NAME? |  |  | 1: 4.3594; 2: 7.0858; 3: 0; 4: 0 | 11.4452 |  | 271.7887 | 441.309 | 456.7891 | 20099 | 11.4452 | 271.7887 | 444.5597 |  | 0 | 7654 | 7654 | 2009-09-15 | #NAME? | #NAME? | #NAME?
2009-09-16 | 2009 | 9 | 259 | 16 | 4 | 9.6 | 4.7136 | 7.6667 | 0 | 0 | 0 | #NAME? | #NAME? | #NAME? | #NAME? | #NAME? | #NAME? | FALSE | 0 | TRUE | TRUE | #NAME? | #NAME? | #NAME? | #NAME? | #NAME? | #NAME? | #NAME? | #NAME? | #NAME? | #NAME? |  |  | 1: 0; 2: 0; 3: 2.5753; 4: 4.2154 | 6.7907 |  | 161.4219 | 248.5385 | 256.2253 | 20099 | 6.7907 | 161.4219 | 264.0349 |  | 0 | 7655 | 7655 | 2009-09-16 | #NAME? | #NAME? | #NAME?
2009-09-17 | 2009 | 9 | 260 | 17 | 5 | 8.4 | 2.9743 | 9.6667 | 0.2 | 0.2 | 0 | #NAME? | #NAME? | #NAME? | #NAME? | #NAME? | #NAME? | TRUE | 0 | TRUE | TRUE | #NAME? | #NAME? | #NAME? | #NAME? | #NAME? | #NAME? | #NAME? | #NAME? | #NAME? | #NAME? |  |  | 1: 1.3705; 2: 2.0231; 3: 0; 4: 0 | 3.3936 |  | 79.4455 | 128.8422 | 133.3499 | 20099 | 3.3936 | 79.4455 | 129.9475 |  | 0 | 7656 | 7656 | 2009-09-17 | #NAME? | #NAME? | #NAME?
2009-09-18 | 2009 | 9 | 261 | 18 | 6 | 6.9 | 3.352 | 10 | 0 | 0 | 0 | #NAME? | #NAME? | #NAME? | #NAME? | #NAME? | #NAME? | FALSE | 0.2 | TRUE | TRUE | #NAME? | #NAME? | #NAME? | #NAME? | #NAME? | #NAME? | #NAME? | #NAME? | #NAME? | #NAME? |  |  | 1: 0; 2: 0; 3: 0; 4: 4.2284 | 4.2284 |  | 124.0317 | 190.9695 | 196.8757 | 20099 | 4.2284 | 124.0317 | 202.8764 |  | 0 | 7657 | 7657 | 2009-09-18 | #NAME? | #NAME? | #NAME?
2009-09-19 | 2009 | 9 | 262 | 19 | 7 | 11.6 | 4.9944 | 15.6667 | 0 | 0 | 0 | #NAME? | #NAME? | #NAME? | #NAME? | #NAME? | #NAME? | FALSE | 0.2 | TRUE | TRUE | #NAME? | #NAME? | #NAME? | #NAME? | #NAME? | #NAME? | #NAME? | #NAME? | #NAME? | #NAME? |  |  | 1: 0; 2: 0; 3: 0; 4: 0 | 0 |  | 0 | 0 | 0 | 20099 | 0 | 0 | 0 |  | 0 | 7658 | 7658 | 2009-09-19 | #NAME? | #NAME? | #NAME?
2009-09-20 | 2009 | 9 | 263 | 20 | 1 | 7.3 | 2.8598 | 22.6667 | 2 | 2 | 0 | #NAME? | #NAME? | #NAME? | #NAME? | #NAME? | #NAME? | TRUE | 0 | TRUE | FALSE | #NAME? | #NAME? | #NAME? | #NAME? | #NAME? | #NAME? | #NAME? | #NAME? | #NAME? | #NAME? |  |  | 1: 0; 2: 0; 3: 0; 4: 0 | 0 |  | 0 | 0 | 0 | 20099 | 0 | 0 | 0 |  | 0 | 7659 | 7659 | 2009-09-20 | #NAME? | #NAME? | #NAME?
2009-09-21 | 2009 | 9 | 264 | 21 | 2 | 2.6 | 3.4539 | 8.5 | 0 | 0 | 0 | #NAME? | #NAME? | #NAME? | #NAME? | #NAME? | #NAME? | FALSE | 2 | TRUE | TRUE | #NAME? | #NAME? | #NAME? | #NAME? | #NAME? | #NAME? | #NAME? | #NAME? | #NAME? | #NAME? |  |  | 1: 0; 2: 0; 3: 9.0183; 4: 6.5998 | 15.6181 |  | 325.8623 | 501.7244 | 517.2417 | 20099 | 15.6181 | 325.8623 | 533.0069 |  | 0 | 7660 | 7660 | 2009-09-21 | #NAME? | #NAME? | #NAME?
2009-09-22 | 2009 | 9 | 265 | 22 | 3 | 10.7 | 4.578 | 8.5 | 0 | 0 | 0 | #NAME? | #NAME? | #NAME? | #NAME? | #NAME? | #NAME? | TRUE | 2 | TRUE | TRUE | #NAME? | #NAME? | #NAME? | #NAME? | #NAME? | #NAME? | #NAME? | #NAME? | #NAME? | #NAME? |  |  | 1: 3.0935; 2: 4.0873; 3: 0; 4: 0 | 7.1808 |  | 165.2652 | 267.6311 | 276.9648 | 20099 | 7.1808 | 165.2652 | 270.3213 |  | 0 | 7661 | 7661 | 2009-09-22 | #NAME? | #NAME? | #NAME?
2009-09-23 | 2009 | 9 | 266 | 23 | 4 | 11.7 | 5.5872 | 10.6667 | 0 | 0 | 0 | #NAME? | #NAME? | #NAME? | #NAME? | #NAME? | #NAME? | FALSE | 0 | TRUE | TRUE | #NAME? | #NAME? | #NAME? | #NAME? | #NAME? | #NAME? | #NAME? | #NAME? | #NAME? | #NAME? |  |  | 1: 0; 2: 0; 3: 5.4459; 4: 4.7979 | 10.2438 |  | 220.6113 | 339.6714 | 350.1767 | 20099 | 10.2438 | 220.6113 | 360.8499 |  | 0 | 7662 | 7662 | 2009-09-23 | #NAME? | #NAME? | #NAME?
2009-09-24 | 2009 | 9 | 267 | 24 | 5 | 9.9 | 5.11 | 4.6667 | 0 | 0 | 0 | #NAME? | #NAME? | #NAME? | #NAME? | #NAME? | #NAME? | TRUE | 0 | TRUE | TRUE | #NAME? | #NAME? | #NAME? | #NAME? | #NAME? | #NAME? | #NAME? | #NAME? | #NAME? | #NAME? |  |  | 1: 15.4815; 2: 23.4648; 3: 0; 4: 0 | 38.9462 |  | 915.3617 | 1485.0039 | 1536.9967 | 20099 | 38.9462 | 915.3617 | 1497.2404 |  | 0 | 7663 | 7663 | 2009-09-24 | #NAME? | #NAME? | #NAME?
2009-09-25 | 2009 | 9 | 268 | 25 | 6 | 4.4 | 3.88 | 5.5 | 0 | 0 | 0 | #NAME? | #NAME? | #NAME? | #NAME? | #NAME? | #NAME? | FALSE | 0 | TRUE | TRUE | #NAME? | #NAME? | #NAME? | #NAME? | #NAME? | #NAME? | #NAME? | #NAME? | #NAME? | #NAME? |  |  | 1: 0; 2: 0; 3: 0; 4: 5.8834 | 5.8834 |  | 172.5806 | 265.7194 | 273.9375 | 20099 | 5.8834 | 172.5806 | 282.287 |  | 0 | 7664 | 7664 | 2009-09-25 | #NAME? | #NAME? | #NAME?
2009-09-26 | 2009 | 9 | 269 | 26 | 7 | 6.9 | 3.9369 | 13.6667 | 0 | 0 | 0 | #NAME? | #NAME? | #NAME? | #NAME? | #NAME? | #NAME? | FALSE | 0 | TRUE | TRUE | #NAME? | #NAME? | #NAME? | #NAME? | #NAME? | #NAME? | #NAME? | #NAME? | #NAME? | #NAME? |  |  | 1: 0; 2: 0; 3: 0; 4: 0 | 0 |  | 0 | 0 | 0 | 20099 | 0 | 0 | 0 |  | 0 | 7665 | 7665 | 2009-09-26 | #NAME? | #NAME? | #NAME?
2009-09-27 | 2009 | 9 | 270 | 27 | 1 | 3.3 | 3.0722 | 17 | 0 | 0 | 0 | #NAME? | #NAME? | #NAME? | #NAME? | #NAME? | #NAME? | TRUE | 0 | TRUE | FALSE | #NAME? | #NAME? | #NAME? | #NAME? | #NAME? | #NAME? | #NAME? | #NAME? | #NAME? | #NAME? |  |  | 1: 0; 2: 0; 3: 0; 4: 0 | 0 |  | 0 | 0 | 0 | 20099 | 0 | 0 | 0 |  | 0 | 7666 | 7666 | 2009-09-27 | #NAME? | #NAME? | #NAME?
2009-09-28 | 2009 | 9 | 271 | 28 | 2 | 2.7 | 4.5987 | 21.3333 | 0 | 0 | 0 | #NAME? | #NAME? | #NAME? | #NAME? | #NAME? | #NAME? | FALSE | 0 | TRUE | TRUE | #NAME? | #NAME? | #NAME? | #NAME? | #NAME? | #NAME? | #NAME? | #NAME? | #NAME? | #NAME? |  |  | 1: 0; 2: 0; 3: 0; 4: 6.135 | 6.135 |  | 179.9599 | 277.0812 | 285.6507 | 20099 | 6.135 | 179.9599 | 294.3571 |  | 0 | 7667 | 7667 | 2009-09-28 | #NAME? | #NAME? | #NAME?
2009-09-29 | 2009 | 9 | 272 | 29 | 3 | 5.5 | 4.3285 | 13.1667 | 0 | 0 | 0 | #NAME? | #NAME? | #NAME? | #NAME? | #NAME? | #NAME? | TRUE | 0 | TRUE | FALSE | #NAME? | #NAME? | #NAME? | #NAME? | #NAME? | #NAME? | #NAME? | #NAME? | #NAME? | #NAME? |  |  | 1: 0; 2: 0; 3: 0; 4: 0 | 0 |  | 0 | 0 | 0 | 20099 | 0 | 0 | 0 |  | 0 | 7668 | 7668 | 2009-09-29 | #NAME? | #NAME? | #NAME?
2009-09-30 | 2009 | 9 | 273 | 30 | 4 | 2.5 | 2.1207 | 13.5 | 0 | 0 | 0 | #NAME? | #NAME? | #NAME? | #NAME? | #NAME? | #NAME? | FALSE | 0 | TRUE | FALSE | #NAME? | #NAME? | #NAME? | #NAME? | #NAME? | #NAME? | #NAME? | #NAME? | #NAME? | #NAME? |  |  | 1: 0; 2: 0; 3: 0; 4: 0 | 0 |  | 0 | 0 | 0 | 20099 | 0 | 0 | 0 |  | 0 | 7669 | 7669 | 2009-09-30 | #NAME? | #NAME? | #NAME?
2010-05-01 | 2010 | 5 | 121 | 1 | 7 | -0.4 | 3.1507 | 6.5 | 0 | 0 | 0 | #NAME? | #NAME? | #NAME? | #NAME? | #NAME? | #NAME? | FALSE | 0 | TRUE | TRUE | #NAME? | #NAME? | #NAME? | #NAME? | #NAME? | #NAME? | #NAME? | #NAME? | #NAME? | #NAME? |  |  | 1: 0; 2: 0; 3: 0; 4: 0 | 0 |  | 0 | 0 | 0 | 20105 | 0 | 0 | 0 |  | 0 | 7670 | 7670 | 2010-05-01 | #NAME? | #NAME? | #NAME?
2010-05-02 | 2010 | 5 | 122 | 2 | 1 | 4.2 | 3.7878 | 15.3333 | 0.2 | 0.2 | 0 | #NAME? | #NAME? | #NAME? | #NAME? | #NAME? | #NAME? | TRUE | 0 | TRUE | FALSE | #NAME? | #NAME? | #NAME? | #NAME? | #NAME? | #NAME? | #NAME? | #NAME? | #NAME? | #NAME? |  |  | 1: 0; 2: 0; 3: 0; 4: 0 | 0 |  | 0 | 0 | 0 | 20105 | 0 | 0 | 0 |  | 0 | 7671 | 7671 | 2010-05-02 | #NAME? | #NAME? | #NAME?
2010-05-03 | 2010 | 5 | 123 | 3 | 2 | 1 | 4.3021 | 10.3333 | 0.8 | 0.8 | 0 | #NAME? | #NAME? | #NAME? | #NAME? | #NAME? | #NAME? | FALSE | 0.2 | TRUE | FALSE | #NAME? | #NAME? | #NAME? | #NAME? | #NAME? | #NAME? | #NAME? | #NAME? | #NAME? | #NAME? |  |  | 1: 0; 2: 0; 3: 0; 4: 0 | 0 |  | 0 | 0 | 0 | 20105 | 0 | 0 | 0 |  | 0 | 7672 | 7672 | 2010-05-03 | #NAME? | #NAME? | #NAME?
2010-05-04 | 2010 | 5 | 124 | 4 | 3 | -0.7 | 3.5342 | 56.3333 | 4 | 4 | 0 | #NAME? | #NAME? | #NAME? | #NAME? | #NAME? | #NAME? | TRUE | 1 | TRUE | FALSE | #NAME? | #NAME? | #NAME? | #NAME? | #NAME? | #NAME? | #NAME? | #NAME? | #NAME? | #NAME? |  |  | 1: 0; 2: 0; 3: 0; 4: 0 | 0 |  | 0 | 0 | 0 | 20105 | 0 | 0 | 0 |  | 0 | 7673 | 7673 | 2010-05-04 | #NAME? | #NAME? | #NAME?
2010-05-05 | 2010 | 5 | 125 | 5 | 4 | -3.4 | 1.7441 | 24.3333 | 2.4 | 2.4 | 0 | #NAME? | #NAME? | #NAME? | #NAME? | #NAME? | #NAME? | FALSE | 4.8 | TRUE | FALSE | #NAME? | #NAME? | #NAME? | #NAME? | #NAME? | #NAME? | #NAME? | #NAME? | #NAME? | #NAME? |  |  | 1: 0; 2: 0; 3: 0; 4: 0 | 0 |  | 0 | 0 | 0 | 20105 | 0 | 0 | 0 |  | 0 | 7674 | 7674 | 2010-05-05 | #NAME? | #NAME? | #NAME?
2010-05-06 | 2010 | 5 | 126 | 6 | 5 | -3.3 | 1.7565 | 14 | 0 | 0 | 0 | #NAME? | #NAME? | #NAME? | #NAME? | #NAME? | #NAME? | TRUE | 6.4 | TRUE | FALSE | #NAME? | #NAME? | #NAME? | #NAME? | #NAME? | #NAME? | #NAME? | #NAME? | #NAME? | #NAME? |  |  | 1: 0; 2: 0; 3: 0; 4: 0 | 0 |  | 0 | 0 | 0 | 20105 | 0 | 0 | 0 |  | 0 | 7675 | 7675 | 2010-05-06 | #NAME? | #NAME? | #NAME?
2010-05-07 | 2010 | 5 | 127 | 7 | 6 | -3.5 | 1.994 | 3.1667 | 0 | 0 | 0 | #NAME? | #NAME? | #NAME? | #NAME? | #NAME? | #NAME? | FALSE | 2.4 | TRUE | FALSE | #NAME? | #NAME? | #NAME? | #NAME? | #NAME? | #NAME? | #NAME? | #NAME? | #NAME? | #NAME? |  |  | 1: 0; 2: 0; 3: 0; 4: 0 | 0 |  | 0 | 0 | 0 | 20105 | 0 | 0 | 0 |  | 0 | 7676 | 7676 | 2010-05-07 | #NAME? | #NAME? | #NAME?
2010-05-08 | 2010 | 5 | 128 | 8 | 7 | -3 | 3.036 | 6.8333 | 0 | 0 | 0 | #NAME? | #NAME? | #NAME? | #NAME? | #NAME? | #NAME? | FALSE | 0 | TRUE | FALSE | #NAME? | #NAME? | #NAME? | #NAME? | #NAME? | #NAME? | #NAME? | #NAME? | #NAME? | #NAME? |  |  | 1: 0; 2: 0; 3: 0; 4: 0 | 0 |  | 0 | 0 | 0 | 20105 | 0 | 0 | 0 |  | 0 | 7677 | 7677 | 2010-05-08 | #NAME? | #NAME? | #NAME?
2010-05-09 | 2010 | 5 | 129 | 9 | 1 | 0.9 | 1.8621 | 6.8333 | 0.8 | 0.8 | 0 | #NAME? | #NAME? | #NAME? | #NAME? | #NAME? | #NAME? | TRUE | 0 | TRUE | FALSE | #NAME? | #NAME? | #NAME? | #NAME? | #NAME? | #NAME? | #NAME? | #NAME? | #NAME? | #NAME? |  |  | 1: 0; 2: 0; 3: 0; 4: 0 | 0 |  | 0 | 0 | 0 | 20105 | 0 | 0 | 0 |  | 0 | 7678 | 7678 | 2010-05-09 | #NAME? | #NAME? | #NAME?
2010-05-10 | 2010 | 5 | 130 | 10 | 2 | -2.5 | 2.2991 | 2.5 | 0 | 0 | 0 | #NAME? | #NAME? | #NAME? | #NAME? | #NAME? | #NAME? | FALSE | 0.8 | TRUE | FALSE | #NAME? | #NAME? | #NAME? | #NAME? | #NAME? | #NAME? | #NAME? | #NAME? | #NAME? | #NAME? |  |  | 1: 0; 2: 0; 3: 0; 4: 0 | 0 |  | 0 | 0 | 0 | 20105 | 0 | 0 | 0 |  | 0 | 7679 | 7679 | 2010-05-10 | #NAME? | #NAME? | #NAME?
2010-05-11 | 2010 | 5 | 131 | 11 | 3 | -1.2 | 3.1386 | 2.1667 | 0 | 0 | 0 | #NAME? | #NAME? | #NAME? | #NAME? | #NAME? | #NAME? | TRUE | 0.8 | TRUE | FALSE | #NAME? | #NAME? | #NAME? | #NAME? | #NAME? | #NAME? | #NAME? | #NAME? | #NAME? | #NAME? |  |  | 1: 0; 2: 0; 3: 0; 4: 0 | 0 |  | 0 | 0 | 0 | 20105 | 0 | 0 | 0 |  | 0 | 7680 | 7680 | 2010-05-11 | #NAME? | #NAME? | #NAME?
2010-05-12 | 2010 | 5 | 132 | 12 | 4 | -0.3 | 4.5468 | 6.3333 | 0 | 0 | 0 | #NAME? | #NAME? | #NAME? | #NAME? | #NAME? | #NAME? | FALSE | 0 | TRUE | TRUE | #NAME? | #NAME? | #NAME? | #NAME? | #NAME? | #NAME? | #NAME? | #NAME? | #NAME? | #NAME? |  |  | 1: 0; 2: 0; 3: 4.6266; 4: 11.8421 | 16.4687 |  | 415.2248 | 639.3144 | 659.087 | 20105 | 16.4687 | 415.2248 | 679.1756 |  | 0 | 7681 | 7681 | 2010-05-12 | #NAME? | #NAME? | #NAME?
2010-05-13 | 2010 | 5 | 133 | 13 | 5 | 3.9 | 4.8008 | 11.8333 | 0 | 0 | 0 | #NAME? | #NAME? | #NAME? | #NAME? | #NAME? | #NAME? | TRUE | 0 | TRUE | TRUE | #NAME? | #NAME? | #NAME? | #NAME? | #NAME? | #NAME? | #NAME? | #NAME? | #NAME? | #NAME? |  |  | 1: 6.6998; 2: 10.981; 3: 0; 4: 0 | 17.6808 |  | 420.3726 | 682.637 | 706.5877 | 20105 | 17.6808 | 420.3726 | 687.5958 |  | 0 | 7682 | 7682 | 2010-05-13 | #NAME? | #NAME? | #NAME?
2010-05-14 | 2010 | 5 | 134 | 14 | 6 | 6.9 | 5.1938 | 10 | 0 | 0 | 0 | #NAME? | #NAME? | #NAME? | #NAME? | #NAME? | #NAME? | FALSE | 0 | TRUE | TRUE | #NAME? | #NAME? | #NAME? | #NAME? | #NAME? | #NAME? | #NAME? | #NAME? | #NAME? | #NAME? |  |  | 1: 0; 2: 0; 3: 0; 4: 4.9205 | 4.9205 |  | 144.3334 | 222.2276 | 229.1006 | 20105 | 4.9205 | 144.3334 | 236.0835 |  | 0 | 7683 | 7683 | 2010-05-14 | #NAME? | #NAME? | #NAME?
2010-05-15 | 2010 | 5 | 135 | 15 | 7 | 8.5 | 5.078 | 5.6667 | 0 | 0 | 0 | #NAME? | #NAME? | #NAME? | #NAME? | #NAME? | #NAME? | FALSE | 0 | TRUE | TRUE | #NAME? | #NAME? | #NAME? | #NAME? | #NAME? | #NAME? | #NAME? | #NAME? | #NAME? | #NAME? |  |  | 1: 0; 2: 0; 3: 11.0621; 4: 0 | 11.0621 |  | 162.2437 | 249.8038 | 257.5297 | 20105 | 11.0621 | 162.2437 | 265.379 |  | 0 | 7684 | 7684 | 2010-05-15 | #NAME? | #NAME? | #NAME?
2010-05-16 | 2010 | 5 | 136 | 16 | 1 | 6 | 5.6932 | 2.3333 | 0 | 0 | 0 | #NAME? | #NAME? | #NAME? | #NAME? | #NAME? | #NAME? | TRUE | 0 | TRUE | TRUE | #NAME? | #NAME? | #NAME? | #NAME? | #NAME? | #NAME? | #NAME? | #NAME? | #NAME? | #NAME? |  |  | 1: 12.5015; 2: 20.0546; 3: 0; 4: 0 | 32.5562 |  | 771.6248 | 1252.7022 | 1296.629 | 20105 | 32.5562 | 771.6248 | 1262.1326 |  | 0 | 7685 | 7685 | 2010-05-16 | #NAME? | #NAME? | #NAME?
2010-05-17 | 2010 | 5 | 137 | 17 | 2 | 8.5 | 5.7655 | 4.6667 | 0.4 | 0.4 | 0 | #NAME? | #NAME? | #NAME? | #NAME? | #NAME? | #NAME? | FALSE | 0 | TRUE | TRUE | #NAME? | #NAME? | #NAME? | #NAME? | #NAME? | #NAME? | #NAME? | #NAME? | #NAME? | #NAME? |  |  | 1: 0; 2: 0; 3: 2.4237; 4: 8.7808 | 11.2045 |  | 293.1164 | 451.3063 | 465.2642 | 20105 | 11.2045 | 293.1164 | 479.4452 |  | 0 | 7686 | 7686 | 2010-05-17 | #NAME? | #NAME? | #NAME?
2010-05-18 | 2010 | 5 | 138 | 18 | 3 | 8 | 5.3292 | 6.1667 | 1.4 | 1.4 | 0 | #NAME? | #NAME? | #NAME? | #NAME? | #NAME? | #NAME? | TRUE | 0.4 | TRUE | TRUE | #NAME? | #NAME? | #NAME? | #NAME? | #NAME? | #NAME? | #NAME? | #NAME? | #NAME? | #NAME? |  |  | 1: 1.6179; 2: 2.3521; 3: 0; 4: 0 | 3.97 |  | 92.7242 | 150.3476 | 155.6054 | 20105 | 3.97 | 92.7242 | 151.6672 |  | 0 | 7687 | 7687 | 2010-05-18 | #NAME? | #NAME? | #NAME?
2010-05-19 | 2010 | 5 | 139 | 19 | 4 | 11.7 | 4.5812 | 8.1667 | 0.5 | 0.5 | 0 | #NAME? | #NAME? | #NAME? | #NAME? | #NAME? | #NAME? | FALSE | 1.8 | TRUE | TRUE | #NAME? | #NAME? | #NAME? | #NAME? | #NAME? | #NAME? | #NAME? | #NAME? | #NAME? | #NAME? |  |  | 1: 0; 2: 0; 3: 1.9475; 4: 5.2111 | 7.1586 |  | 181.4223 | 279.3327 | 287.9719 | 20105 | 7.1586 | 181.4223 | 296.7491 |  | 0 | 7688 | 7688 | 2010-05-19 | #NAME? | #NAME? | #NAME?
2010-05-20 | 2010 | 5 | 140 | 20 | 5 | 3 | 3.9893 | 8.3333 | 0 | 0 | 0 | #NAME? | #NAME? | #NAME? | #NAME? | #NAME? | #NAME? | TRUE | 1.9 | TRUE | FALSE | #NAME? | #NAME? | #NAME? | #NAME? | #NAME? | #NAME? | #NAME? | #NAME? | #NAME? | #NAME? |  |  | 1: 0; 2: 0; 3: 0; 4: 0 | 0 |  | 0 | 0 | 0 | 20105 | 0 | 0 | 0 |  | 0 | 7689 | 7689 | 2010-05-20 | #NAME? | #NAME? | #NAME?
2010-05-21 | 2010 | 5 | 141 | 21 | 6 | 2.7 | 5.012 | 14.8333 | 0 | 0 | 0 | #NAME? | #NAME? | #NAME? | #NAME? | #NAME? | #NAME? | FALSE | 0.5 | TRUE | FALSE | #NAME? | #NAME? | #NAME? | #NAME? | #NAME? | #NAME? | #NAME? | #NAME? | #NAME? | #NAME? |  |  | 1: 0; 2: 0; 3: 0; 4: 0 | 0 |  | 0 | 0 | 0 | 20105 | 0 | 0 | 0 |  | 0 | 7690 | 7690 | 2010-05-21 | #NAME? | #NAME? | #NAME?
2010-05-22 | 2010 | 5 | 142 | 22 | 7 | 0.8 | 2.7061 | 3.1667 | 0 | 0 | 0 | #NAME? | #NAME? | #NAME? | #NAME? | #NAME? | #NAME? | FALSE | 0 | TRUE | FALSE | #NAME? | #NAME? | #NAME? | #NAME? | #NAME? | #NAME? | #NAME? | #NAME? | #NAME? | #NAME? |  |  | 1: 0; 2: 0; 3: 0; 4: 0 | 0 |  | 0 | 0 | 0 | 20105 | 0 | 0 | 0 |  | 0 | 7691 | 7691 | 2010-05-22 | #NAME? | #NAME? | #NAME?
2010-05-23 | 2010 | 5 | 143 | 23 | 1 | -0.8 | 3.712 | 16.5 | 0.2 | 0.2 | 0 | #NAME? | #NAME? | #NAME? | #NAME? | #NAME? | #NAME? | TRUE | 0 | TRUE | FALSE | #NAME? | #NAME? | #NAME? | #NAME? | #NAME? | #NAME? | #NAME? | #NAME? | #NAME? | #NAME? |  |  | 1: 0; 2: 0; 3: 0; 4: 0 | 0 |  | 0 | 0 | 0 | 20105 | 0 | 0 | 0 |  | 0 | 7692 | 7692 | 2010-05-23 | #NAME? | #NAME? | #NAME?
2010-05-24 | 2010 | 5 | 144 | 24 | 2 | 0.5 | 3.8722 | 3.8333 | 0 | 0 | 0 | #NAME? | #NAME? | #NAME? | #NAME? | #NAME? | #NAME? | FALSE | 0.2 | TRUE | TRUE | #NAME? | #NAME? | #NAME? | #NAME? | #NAME? | #NAME? | #NAME? | #NAME? | #NAME? | #NAME? |  |  | 1: 0; 2: 0; 3: 9.2898; 4: 10.2993 | 19.5891 |  | 438.3633 | 674.9402 | 695.8147 | 20105 | 19.5891 | 438.3633 | 717.0227 |  | 0 | 7693 | 7693 | 2010-05-24 | #NAME? | #NAME? | #NAME?
2010-05-25 | 2010 | 5 | 145 | 25 | 3 | 3.5 | 3.9281 | 5.1667 | 0 | 0 | 0 | #NAME? | #NAME? | #NAME? | #NAME? | #NAME? | #NAME? | TRUE | 0.2 | TRUE | TRUE | #NAME? | #NAME? | #NAME? | #NAME? | #NAME? | #NAME? | #NAME? | #NAME? | #NAME? | #NAME? |  |  | 1: 10.1569; 2: 16.6859; 3: 0; 4: 0 | 26.8428 |  | 638.4205 | 1036.751 | 1073.1282 | 20105 | 26.8428 | 638.4205 | 1044.2527 |  | 0 | 7694 | 7694 | 2010-05-25 | #NAME? | #NAME? | #NAME?
2010-05-26 | 2010 | 5 | 146 | 26 | 4 | 4.1 | 3.7922 | 4.6667 | 0 | 0 | 0 | #NAME? | #NAME? | #NAME? | #NAME? | #NAME? | #NAME? | FALSE | 0 | TRUE | FALSE | #NAME? | #NAME? | #NAME? | #NAME? | #NAME? | #NAME? | #NAME? | #NAME? | #NAME? | #NAME? |  |  | 1: 0; 2: 0; 3: 0; 4: 0 | 0 |  | 0 | 0 | 0 | 20105 | 0 | 0 | 0 |  | 0 | 7695 | 7695 | 2010-05-26 | #NAME? | #NAME? | #NAME?
2010-05-27 | 2010 | 5 | 147 | 27 | 5 | 0.4 | 2.2329 | 7 | 30 | 30 | 18.75 | #NAME? | #NAME? | #NAME? | #NAME? | #NAME? | #NAME? | TRUE | 0 | TRUE | FALSE | #NAME? | #NAME? | #NAME? | #NAME? | #NAME? | #NAME? | #NAME? | #NAME? | #NAME? | #NAME? |  |  | 1: 0; 2: 0; 3: 0; 4: 0 | 0 |  | 0 | 0 | 0 | 20105 | 0 | 0 | 0 |  | 0 | 7696 | 7696 | 2010-05-27 | #NAME? | #NAME? | #NAME?
2010-05-28 | 2010 | 5 | 148 | 28 | 6 | 0.2 | 1.9902 | 15.3333 | 4.8 | 4.8 | 0 | #NAME? | #NAME? | #NAME? | #NAME? | #NAME? | #NAME? | FALSE | 30 | FALSE | FALSE | #NAME? | #NAME? | #NAME? | #NAME? | #NAME? | #NAME? | #NAME? | #NAME? | #NAME? | #NAME? |  |  | 1: 0; 2: 0; 3: 0; 4: 0 | 0 |  | 0 | 0 | 0 | 20105 | 0 | 0 | 0 |  | 0 | 7697 | 7697 | 2010-05-28 | #NAME? | #NAME? | #NAME?
2010-05-29 | 2010 | 5 | 149 | 29 | 7 | 0.1 | 1.7466 | 16.3333 | 14.8 | 14.8 | 7.35 | #NAME? | #NAME? | #NAME? | #NAME? | #NAME? | #NAME? | FALSE | 34.8 | FALSE | FALSE | #NAME? | #NAME? | #NAME? | #NAME? | #NAME? | #NAME? | #NAME? | #NAME? | #NAME? | #NAME? |  |  | 1: 0; 2: 0; 3: 0; 4: 0 | 0 |  | 0 | 0 | 0 | 20105 | 0 | 0 | 0 |  | 0 | 7698 | 7698 | 2010-05-29 | #NAME? | #NAME? | #NAME?
2010-05-30 | 2010 | 5 | 150 | 30 | 1 | 0.9 | 2.0701 | 6.6667 | 3.6 | 3.6 | 0 | #NAME? | #NAME? | #NAME? | #NAME? | #NAME? | #NAME? | TRUE | 19.6 | FALSE | TRUE | #NAME? | #NAME? | #NAME? | #NAME? | #NAME? | #NAME? | #NAME? | #NAME? | #NAME? | #NAME? |  |  | 1: 0; 2: 0; 3: 0; 4: 0 | 0 |  | 0 | 0 | 0 | 20105 | 0 | 0 | 0 |  | 0 | 7699 | 7699 | 2010-05-30 | #NAME? | #NAME? | #NAME?
2010-05-31 | 2010 | 5 | 151 | 31 | 2 | 3.1 | 2.4589 | 9.1667 | 0 | 0 | 0 | #NAME? | #NAME? | #NAME? | #NAME? | #NAME? | #NAME? | FALSE | 18.4 | FALSE | FALSE | #NAME? | #NAME? | #NAME? | #NAME? | #NAME? | #NAME? | #NAME? | #NAME? | #NAME? | #NAME? |  |  | 1: 0; 2: 0; 3: 0; 4: 0 | 0 |  | 0 | 0 | 0 | 20105 | 0 | 0 | 0 |  | 0 | 7700 | 7700 | 2010-05-31 | #NAME? | #NAME? | #NAME?
2010-06-01 | 2010 | 6 | 152 | 1 | 3 | 2 | 3.1617 | 6.3333 | 0 | 0 | 0 | #NAME? | #NAME? | #NAME? | #NAME? | #NAME? | #NAME? | TRUE | 3.6 | TRUE | TRUE | #NAME? | #NAME? | #NAME? | #NAME? | #NAME? | #NAME? | #NAME? | #NAME? | #NAME? | #NAME? |  |  | 1: 6.5783; 2: 9.9863; 3: 0; 4: 0 | 16.5646 |  | 389.4125 | 631.7618 | 653.8819 | 20106 | 16.5646 | 389.4125 | 636.9548 |  | 0 | 7701 | 7701 | 2010-06-01 | #NAME? | #NAME? | #NAME?
2010-06-02 | 2010 | 6 | 153 | 2 | 4 | 4.9 | 3.9539 | 6.5 | 0 | 0 | 0 | #NAME? | #NAME? | #NAME? | #NAME? | #NAME? | #NAME? | FALSE | 0 | TRUE | TRUE | #NAME? | #NAME? | #NAME? | #NAME? | #NAME? | #NAME? | #NAME? | #NAME? | #NAME? | #NAME? |  |  | 1: 0; 2: 0; 3: 1.4316; 4: 6.5098 | 7.9414 |  | 211.9519 | 326.3387 | 336.4316 | 20106 | 7.9414 | 211.9519 | 346.6859 |  | 0 | 7702 | 7702 | 2010-06-02 | #NAME? | #NAME? | #NAME?
2010-06-03 | 2010 | 6 | 154 | 3 | 5 | 8.6 | 4.4677 | 10.1667 | 4 | 4 | 0 | #NAME? | #NAME? | #NAME? | #NAME? | #NAME? | #NAME? | TRUE | 0 | TRUE | TRUE | #NAME? | #NAME? | #NAME? | #NAME? | #NAME? | #NAME? | #NAME? | #NAME? | #NAME? | #NAME? |  |  | 1: 0; 2: 0; 3: 0; 4: 0 | 0 |  | 0 | 0 | 0 | 20106 | 0 | 0 | 0 |  | 0 | 7703 | 7703 | 2010-06-03 | #NAME? | #NAME? | #NAME?
2010-06-04 | 2010 | 6 | 155 | 4 | 6 | 4 | 4.3421 | 13.8333 | 0 | 0 | 0 | #NAME? | #NAME? | #NAME? | #NAME? | #NAME? | #NAME? | FALSE | 4 | TRUE | TRUE | #NAME? | #NAME? | #NAME? | #NAME? | #NAME? | #NAME? | #NAME? | #NAME? | #NAME? | #NAME? |  |  | 1: 0; 2: 0; 3: 0; 4: 4.7372 | 4.7372 |  | 138.9585 | 213.952 | 220.5691 | 20106 | 4.7372 | 138.9585 | 227.2919 |  | 0 | 7704 | 7704 | 2010-06-04 | #NAME? | #NAME? | #NAME?
2010-06-05 | 2010 | 6 | 156 | 5 | 7 | 7.3 | 4.4717 | 21.5 | 1.2 | 1.2 | 0 | #NAME? | #NAME? | #NAME? | #NAME? | #NAME? | #NAME? | FALSE | 4 | TRUE | TRUE | #NAME? | #NAME? | #NAME? | #NAME? | #NAME? | #NAME? | #NAME? | #NAME? | #NAME? | #NAME? |  |  | 1: 0; 2: 0; 3: 11.0017; 4: 0 | 11.0017 |  | 161.3581 | 248.4403 | 256.124 | 20106 | 11.0017 | 161.3581 | 263.9305 |  | 0 | 7705 | 7705 | 2010-06-05 | #NAME? | #NAME? | #NAME?
2010-06-06 | 2010 | 6 | 157 | 6 | 1 | 4.9 | 4.3852 | 2.5 | 0 | 0 | 0 | #NAME? | #NAME? | #NAME? | #NAME? | #NAME? | #NAME? | TRUE | 1.2 | TRUE | TRUE | #NAME? | #NAME? | #NAME? | #NAME? | #NAME? | #NAME? | #NAME? | #NAME? | #NAME? | #NAME? |  |  | 1: 2.9117; 2: 3.7762; 3: 0; 4: 0 | 6.6879 |  | 153.4723 | 248.4709 | 257.1315 | 20106 | 6.6879 | 153.4723 | 251.0318 |  | 0 | 7706 | 7706 | 2010-06-06 | #NAME? | #NAME? | #NAME?
2010-06-07 | 2010 | 6 | 158 | 7 | 2 | 8 | 4.2698 | 11.1667 | 0 | 0 | 0 | #NAME? | #NAME? | #NAME? | #NAME? | #NAME? | #NAME? | FALSE | 1.2 | TRUE | TRUE | #NAME? | #NAME? | #NAME? | #NAME? | #NAME? | #NAME? | #NAME? | #NAME? | #NAME? | #NAME? |  |  | 1: 0; 2: 0; 3: 0; 4: 7.2594 | 7.2594 |  | 212.9425 | 327.8638 | 338.004 | 20106 | 7.2594 | 212.9425 | 348.3061 |  | 0 | 7707 | 7707 | 2010-06-07 | #NAME? | #NAME? | #NAME?
2010-06-08 | 2010 | 6 | 159 | 8 | 3 | 6.8 | 3.5475 | 22.1667 | 2.2 | 2.2 | 0 | #NAME? | #NAME? | #NAME? | #NAME? | #NAME? | #NAME? | TRUE | 0 | TRUE | TRUE | #NAME? | #NAME? | #NAME? | #NAME? | #NAME? | #NAME? | #NAME? | #NAME? | #NAME? | #NAME? |  |  | 1: 0; 2: 0; 3: 0; 4: 0 | 0 |  | 0 | 0 | 0 | 20106 | 0 | 0 | 0 |  | 0 | 7708 | 7708 | 2010-06-08 | #NAME? | #NAME? | #NAME?
2010-06-09 | 2010 | 6 | 160 | 9 | 4 | 7.3 | 2.4778 | 13 | 12.2 | 12.2 | 5.4 | #NAME? | #NAME? | #NAME? | #NAME? | #NAME? | #NAME? | FALSE | 2.2 | TRUE | TRUE | #NAME? | #NAME? | #NAME? | #NAME? | #NAME? | #NAME? | #NAME? | #NAME? | #NAME? | #NAME? |  |  | 1: 0; 2: 0; 3: 0; 4: 4.2995 | 4.2995 |  | 126.1187 | 194.1828 | 200.1884 | 20106 | 4.2995 | 126.1187 | 206.29 |  | 0 | 7709 | 7709 | 2010-06-09 | #NAME? | #NAME? | #NAME?
2010-06-10 | 2010 | 6 | 161 | 10 | 5 | 4.6 | 2.7056 | 28.3333 | 3 | 3 | 0 | #NAME? | #NAME? | #NAME? | #NAME? | #NAME? | #NAME? | TRUE | 14.4 | FALSE | TRUE | #NAME? | #NAME? | #NAME? | #NAME? | #NAME? | #NAME? | #NAME? | #NAME? | #NAME? | #NAME? |  |  | 1: 0; 2: 0; 3: 0; 4: 0 | 0 |  | 0 | 0 | 0 | 20106 | 0 | 0 | 0 |  | 0 | 7710 | 7710 | 2010-06-10 | #NAME? | #NAME? | #NAME?
2010-06-11 | 2010 | 6 | 162 | 11 | 6 | 3.5 | 3.1775 | 12.6667 | 0 | 0 | 0 | #NAME? | #NAME? | #NAME? | #NAME? | #NAME? | #NAME? | FALSE | 15.2 | FALSE | TRUE | #NAME? | #NAME? | #NAME? | #NAME? | #NAME? | #NAME? | #NAME? | #NAME? | #NAME? | #NAME? |  |  | 1: 0; 2: 0; 3: 0; 4: 0 | 0 |  | 0 | 0 | 0 | 20106 | 0 | 0 | 0 |  | 0 | 7711 | 7711 | 2010-06-11 | #NAME? | #NAME? | #NAME?
2010-06-12 | 2010 | 6 | 163 | 12 | 7 | 3.7 | 5.1237 | 6.5 | 0 | 0 | 0 | #NAME? | #NAME? | #NAME? | #NAME? | #NAME? | #NAME? | FALSE | 3 | TRUE | TRUE | #NAME? | #NAME? | #NAME? | #NAME? | #NAME? | #NAME? | #NAME? | #NAME? | #NAME? | #NAME? |  |  | 1: 0; 2: 0; 3: 1.6086; 4: 0 | 1.6086 |  | 23.5933 | 36.3261 | 37.4496 | 20106 | 1.6086 | 23.5933 | 38.5911 |  | 0 | 7712 | 7712 | 2010-06-12 | #NAME? | #NAME? | #NAME?
2010-06-13 | 2010 | 6 | 164 | 13 | 1 | 7.3 | 6.1493 | 8.5 | 0 | 0 | 0 | #NAME? | #NAME? | #NAME? | #NAME? | #NAME? | #NAME? | TRUE | 0 | TRUE | TRUE | #NAME? | #NAME? | #NAME? | #NAME? | #NAME? | #NAME? | #NAME? | #NAME? | #NAME? | #NAME? |  |  | 1: 0; 2: 0; 3: 0; 4: 0 | 0 |  | 0 | 0 | 0 | 20106 | 0 | 0 | 0 |  | 0 | 7713 | 7713 | 2010-06-13 | #NAME? | #NAME? | #NAME?
2010-06-14 | 2010 | 6 | 165 | 14 | 2 | 8.1 | 4.5958 | 28 | 0 | 0 | 0 | #NAME? | #NAME? | #NAME? | #NAME? | #NAME? | #NAME? | FALSE | 0 | TRUE | TRUE | #NAME? | #NAME? | #NAME? | #NAME? | #NAME? | #NAME? | #NAME? | #NAME? | #NAME? | #NAME? |  |  | 1: 0; 2: 0; 3: 6.6582; 4: 11.0234 | 17.6816 |  | 421.0077 | 648.2183 | 668.2662 | 20106 | 17.6816 | 421.0077 | 688.6346 |  | 0 | 7714 | 7714 | 2010-06-14 | #NAME? | #NAME? | #NAME?
2010-06-15 | 2010 | 6 | 166 | 15 | 3 | 6 | 2.6343 | 6.8333 | 2.2 | 2.2 | 0 | #NAME? | #NAME? | #NAME? | #NAME? | #NAME? | #NAME? | TRUE | 0 | TRUE | TRUE | #NAME? | #NAME? | #NAME? | #NAME? | #NAME? | #NAME? | #NAME? | #NAME? | #NAME? | #NAME? |  |  | 1: 10.1533; 2: 18.1116; 3: 0; 4: 0 | 28.2649 |  | 680.1884 | 1105.656 | 1144.5327 | 20106 | 28.2649 | 680.1884 | 1112.5717 |  | 0 | 7715 | 7715 | 2010-06-15 | #NAME? | #NAME? | #NAME?
2010-06-16 | 2010 | 6 | 167 | 16 | 4 | 6.3 | 2.2976 | 8.6667 | 12.6 | 12.6 | 5.7 | #NAME? | #NAME? | #NAME? | #NAME? | #NAME? | #NAME? | FALSE | 2.2 | TRUE | TRUE | #NAME? | #NAME? | #NAME? | #NAME? | #NAME? | #NAME? | #NAME? | #NAME? | #NAME? | #NAME? |  |  | 1: 0; 2: 0; 3: 0; 4: 3.7289 | 3.7289 |  | 109.3803 | 168.4109 | 173.6195 | 20106 | 3.7289 | 109.3803 | 178.9113 |  | 0 | 7716 | 7716 | 2010-06-16 | #NAME? | #NAME? | #NAME?
2010-06-17 | 2010 | 6 | 168 | 17 | 5 | 8.1 | 3.1994 | 22.1667 | 8.5 | 8.5 | 2.625 | #NAME? | #NAME? | #NAME? | #NAME? | #NAME? | #NAME? | TRUE | 14.8 | FALSE | TRUE | #NAME? | #NAME? | #NAME? | #NAME? | #NAME? | #NAME? | #NAME? | #NAME? | #NAME? | #NAME? |  |  | 1: 0; 2: 0; 3: 0; 4: 0 | 0 |  | 0 | 0 | 0 | 20106 | 0 | 0 | 0 |  | 0 | 7717 | 7717 | 2010-06-17 | #NAME? | #NAME? | #NAME?
2010-06-18 | 2010 | 6 | 169 | 18 | 6 | 9.7 | 4.0229 | 14.3333 | 0 | 0 | 0 | #NAME? | #NAME? | #NAME? | #NAME? | #NAME? | #NAME? | FALSE | 21.1 | FALSE | TRUE | #NAME? | #NAME? | #NAME? | #NAME? | #NAME? | #NAME? | #NAME? | #NAME? | #NAME? | #NAME? |  |  | 1: 0; 2: 0; 3: 0; 4: 0 | 0 |  | 0 | 0 | 0 | 20106 | 0 | 0 | 0 |  | 0 | 7718 | 7718 | 2010-06-18 | #NAME? | #NAME? | #NAME?
2010-06-19 | 2010 | 6 | 170 | 19 | 7 | 7.6 | 3.9645 | 5.3333 | 0 | 0 | 0 | #NAME? | #NAME? | #NAME? | #NAME? | #NAME? | #NAME? | FALSE | 8.5 | TRUE | TRUE | #NAME? | #NAME? | #NAME? | #NAME? | #NAME? | #NAME? | #NAME? | #NAME? | #NAME? | #NAME? |  |  | 1: 0; 2: 0; 3: 5.1406; 4: 0 | 5.1406 |  | 75.3951 | 116.0845 | 119.6748 | 20106 | 5.1406 | 75.3951 | 123.3224 |  | 0 | 7719 | 7719 | 2010-06-19 | #NAME? | #NAME? | #NAME?
2010-06-20 | 2010 | 6 | 171 | 20 | 1 | 7.5 | 4.6036 | 2.6667 | 0 | 0 | 0 | #NAME? | #NAME? | #NAME? | #NAME? | #NAME? | #NAME? | TRUE | 0 | TRUE | TRUE | #NAME? | #NAME? | #NAME? | #NAME? | #NAME? | #NAME? | #NAME? | #NAME? | #NAME? | #NAME? |  |  | 1: 8.9992; 2: 13.7605; 3: 0; 4: 0 | 22.7597 |  | 535.6301 | 869.0566 | 899.4912 | 20106 | 22.7597 | 535.6301 | 876.1203 |  | 0 | 7720 | 7720 | 2010-06-20 | #NAME? | #NAME? | #NAME?
2010-06-21 | 2010 | 6 | 172 | 21 | 2 | 8.6 | 4.3105 | 4.1667 | 0 | 0 | 0 | #NAME? | #NAME? | #NAME? | #NAME? | #NAME? | #NAME? | FALSE | 0 | TRUE | TRUE | #NAME? | #NAME? | #NAME? | #NAME? | #NAME? | #NAME? | #NAME? | #NAME? | #NAME? | #NAME? |  |  | 1: 0; 2: 0; 3: 0; 4: 9.2051 | 9.2051 |  | 270.0154 | 415.7381 | 428.5959 | 20106 | 9.2051 | 270.0154 | 441.6593 |  | 0 | 7721 | 7721 | 2010-06-21 | #NAME? | #NAME? | #NAME?
2010-06-22 | 2010 | 6 | 173 | 22 | 3 | 11.7 | 3.704 | 13.8333 | 13.2 | 13.2 | 6.15 | #NAME? | #NAME? | #NAME? | #NAME? | #NAME? | #NAME? | TRUE | 0 | TRUE | TRUE | #NAME? | #NAME? | #NAME? | #NAME? | #NAME? | #NAME? | #NAME? | #NAME? | #NAME? | #NAME? |  |  | 1: 5.1403; 2: 7.8667; 3: 0; 4: 0 | 13.007 |  | 306.1473 | 496.7275 | 514.1235 | 20106 | 13.007 | 306.1473 | 500.7596 |  | 0 | 7722 | 7722 | 2010-06-22 | #NAME? | #NAME? | #NAME?
2010-06-23 | 2010 | 6 | 174 | 23 | 4 | 9.8 | 4.1507 | 4.6667 | 3.8 | 3.8 | 0 | #NAME? | #NAME? | #NAME? | #NAME? | #NAME? | #NAME? | FALSE | 13.2 | FALSE | TRUE | #NAME? | #NAME? | #NAME? | #NAME? | #NAME? | #NAME? | #NAME? | #NAME? | #NAME? | #NAME? |  |  | 1: 0; 2: 0; 3: 0; 4: 0 | 0 |  | 0 | 0 | 0 | 20106 | 0 | 0 | 0 |  | 0 | 7723 | 7723 | 2010-06-23 | #NAME? | #NAME? | #NAME?
2010-06-24 | 2010 | 6 | 175 | 24 | 5 | 10 | 5.2546 | 3.5 | 0 | 0 | 0 | #NAME? | #NAME? | #NAME? | #NAME? | #NAME? | #NAME? | TRUE | 17 | FALSE | TRUE | #NAME? | #NAME? | #NAME? | #NAME? | #NAME? | #NAME? | #NAME? | #NAME? | #NAME? | #NAME? |  |  | 1: 0; 2: 0; 3: 0; 4: 0 | 0 |  | 0 | 0 | 0 | 20106 | 0 | 0 | 0 |  | 0 | 7724 | 7724 | 2010-06-24 | #NAME? | #NAME? | #NAME?
2010-06-25 | 2010 | 6 | 176 | 25 | 6 | 10.4 | 5.2297 | 6.1667 | 1 | 1 | 0 | #NAME? | #NAME? | #NAME? | #NAME? | #NAME? | #NAME? | FALSE | 3.8 | TRUE | TRUE | #NAME? | #NAME? | #NAME? | #NAME? | #NAME? | #NAME? | #NAME? | #NAME? | #NAME? | #NAME? |  |  | 1: 0; 2: 0; 3: 0; 4: 7.4529 | 7.4529 |  | 218.6185 | 336.6031 | 347.0135 | 20106 | 7.4529 | 218.6185 | 357.5903 |  | 0 | 7725 | 7725 | 2010-06-25 | #NAME? | #NAME? | #NAME?
2010-06-26 | 2010 | 6 | 177 | 26 | 7 | 10.1 | 5.1488 | 9.6667 | 0 | 0 | 0 | #NAME? | #NAME? | #NAME? | #NAME? | #NAME? | #NAME? | FALSE | 1 | TRUE | TRUE | #NAME? | #NAME? | #NAME? | #NAME? | #NAME? | #NAME? | #NAME? | #NAME? | #NAME? | #NAME? |  |  | 1: 0; 2: 0; 3: 10.7059; 4: 0 | 10.7059 |  | 157.0197 | 241.7605 | 249.2376 | 20106 | 10.7059 | 157.0197 | 256.8342 |  | 0 | 7726 | 7726 | 2010-06-26 | #NAME? | #NAME? | #NAME?
2010-06-27 | 2010 | 6 | 178 | 27 | 1 | 10.4 | 5.6817 | 4.5 | 0 | 0 | 0 | #NAME? | #NAME? | #NAME? | #NAME? | #NAME? | #NAME? | TRUE | 1 | TRUE | TRUE | #NAME? | #NAME? | #NAME? | #NAME? | #NAME? | #NAME? | #NAME? | #NAME? | #NAME? | #NAME? |  |  | 1: 3.1043; 2: 4.1329; 3: 0; 4: 0 | 7.2372 |  | 166.762 | 270.0829 | 279.5042 | 20106 | 7.2372 | 166.762 | 272.7696 |  | 0 | 7727 | 7727 | 2010-06-27 | #NAME? | #NAME? | #NAME?
2010-06-28 | 2010 | 6 | 179 | 28 | 2 | 15.4 | 6.2278 | 14.1667 | 0 | 0 | 0 | #NAME? | #NAME? | #NAME? | #NAME? | #NAME? | #NAME? | FALSE | 0 | TRUE | TRUE | #NAME? | #NAME? | #NAME? | #NAME? | #NAME? | #NAME? | #NAME? | #NAME? | #NAME? | #NAME? |  |  | 1: 0; 2: 0; 3: 1.2106; 4: 8.7485 | 9.9591 |  | 274.3772 | 422.4538 | 435.5193 | 20106 | 9.9591 | 274.3772 | 448.7937 |  | 0 | 7728 | 7728 | 2010-06-28 | #NAME? | #NAME? | #NAME?
2010-06-29 | 2010 | 6 | 180 | 29 | 3 | 12.4 | 5.972 | 9.3333 | 0 | 0 | 0 | #NAME? | #NAME? | #NAME? | #NAME? | #NAME? | #NAME? | TRUE | 0 | TRUE | TRUE | #NAME? | #NAME? | #NAME? | #NAME? | #NAME? | #NAME? | #NAME? | #NAME? | #NAME? | #NAME? |  |  | 1: 12.657; 2: 19.8904; 3: 0; 4: 0 | 32.5474 |  | 769.0888 | 1248.2683 | 1292.0156 | 20106 | 32.5474 | 769.0888 | 1257.9845 |  | 0 | 7729 | 7729 | 2010-06-29 | #NAME? | #NAME? | #NAME?
2010-06-30 | 2010 | 6 | 181 | 30 | 4 | 10.9 | 6.1046 | 9 | 0 | 0 | 0 | #NAME? | #NAME? | #NAME? | #NAME? | #NAME? | #NAME? | FALSE | 0 | TRUE | TRUE | #NAME? | #NAME? | #NAME? | #NAME? | #NAME? | #NAME? | #NAME? | #NAME? | #NAME? | #NAME? |  |  | 1: 0; 2: 0; 3: 4.3547; 4: 5.726 | 10.0806 |  | 231.8303 | 356.9451 | 367.9846 | 20106 | 10.0806 | 231.8303 | 379.2006 |  | 0 | 7730 | 7730 | 2010-06-30 | #NAME? | #NAME? | #NAME?
2010-07-01 | 2010 | 7 | 182 | 1 | 5 | 8 | 4.4933 | 8 | 0 | 0 | 0 | #NAME? | #NAME? | #NAME? | #NAME? | #NAME? | #NAME? | TRUE | 0 | TRUE | TRUE | #NAME? | #NAME? | #NAME? | #NAME? | #NAME? | #NAME? | #NAME? | #NAME? | #NAME? | #NAME? |  |  | 1: 6.6352; 2: 9.7212; 3: 0; 4: 0 | 16.3564 |  | 382.4719 | 620.2211 | 641.9158 | 20107 | 16.3564 | 382.4719 | 625.6022 |  | 0 | 7731 | 7731 | 2010-07-01 | #NAME? | #NAME? | #NAME?
2010-07-02 | 2010 | 7 | 183 | 2 | 6 | 8 | 3.8499 | 5.6667 | 0.6 | 0.6 | 0 | #NAME? | #NAME? | #NAME? | #NAME? | #NAME? | #NAME? | FALSE | 0 | TRUE | TRUE | #NAME? | #NAME? | #NAME? | #NAME? | #NAME? | #NAME? | #NAME? | #NAME? | #NAME? | #NAME? |  |  | 1: 0; 2: 0; 3: 0; 4: 5.8288 | 5.8288 |  | 170.9791 | 263.2536 | 271.3954 | 20107 | 5.8288 | 170.9791 | 279.6674 |  | 0 | 7732 | 7732 | 2010-07-02 | #NAME? | #NAME? | #NAME?
2010-07-03 | 2010 | 7 | 184 | 3 | 7 | 10 | 5.1239 | 12.8333 | 0 | 0 | 0 | #NAME? | #NAME? | #NAME? | #NAME? | #NAME? | #NAME? | FALSE | 0.6 | TRUE | TRUE | #NAME? | #NAME? | #NAME? | #NAME? | #NAME? | #NAME? | #NAME? | #NAME? | #NAME? | #NAME? |  |  | 1: 0; 2: 0; 3: 0; 4: 0 | 0 |  | 0 | 0 | 0 | 20107 | 0 | 0 | 0 |  | 0 | 7733 | 7733 | 2010-07-03 | #NAME? | #NAME? | #NAME?
2010-07-04 | 2010 | 7 | 185 | 4 | 1 | 8.5 | 4.6855 | 19 | 2.2 | 2.2 | 0 | #NAME? | #NAME? | #NAME? | #NAME? | #NAME? | #NAME? | TRUE | 0.6 | TRUE | TRUE | #NAME? | #NAME? | #NAME? | #NAME? | #NAME? | #NAME? | #NAME? | #NAME? | #NAME? | #NAME? |  |  | 1: 6.6515; 2: 7.8586; 3: 0; 4: 0 | 14.51 |  | 328.0735 | 530.4608 | 548.898 | 20107 | 14.51 | 328.0735 | 536.6238 |  | 0 | 7734 | 7734 | 2010-07-04 | #NAME? | #NAME? | #NAME?
2010-07-05 | 2010 | 7 | 186 | 5 | 2 | 7.4 | 3.8455 | 8.1667 | 0 | 0 | 0 | #NAME? | #NAME? | #NAME? | #NAME? | #NAME? | #NAME? | FALSE | 2.2 | TRUE | TRUE | #NAME? | #NAME? | #NAME? | #NAME? | #NAME? | #NAME? | #NAME? | #NAME? | #NAME? | #NAME? |  |  | 1: 0; 2: 0; 3: 0; 4: 7.6752 | 7.6752 |  | 225.1384 | 346.6417 | 357.3626 | 20107 | 7.6752 | 225.1384 | 368.2548 |  | 0 | 7735 | 7735 | 2010-07-05 | #NAME? | #NAME? | #NAME?
2010-07-06 | 2010 | 7 | 187 | 6 | 3 | 8.1 | 4.6197 | 13.5 | 2.2 | 2.2 | 0 | #NAME? | #NAME? | #NAME? | #NAME? | #NAME? | #NAME? | TRUE | 2.2 | TRUE | TRUE | #NAME? | #NAME? | #NAME? | #NAME? | #NAME? | #NAME? | #NAME? | #NAME? | #NAME? | #NAME? |  |  | 1: 8.0354; 2: 8.9686; 3: 0; 4: 0 | 17.0039 |  | 380.9305 | 615.4217 | 636.7735 | 20107 | 17.0039 | 380.9305 | 623.081 |  | 0 | 7736 | 7736 | 2010-07-06 | #NAME? | #NAME? | #NAME?
2010-07-07 | 2010 | 7 | 188 | 7 | 4 | 11.1 | 5.0454 | 8.3333 | 0 | 0 | 0 | #NAME? | #NAME? | #NAME? | #NAME? | #NAME? | #NAME? | FALSE | 2.2 | TRUE | TRUE | #NAME? | #NAME? | #NAME? | #NAME? | #NAME? | #NAME? | #NAME? | #NAME? | #NAME? | #NAME? |  |  | 1: 0; 2: 0; 3: 4.7081; 4: 4.8208 | 9.5289 |  | 210.4624 | 324.0453 | 334.0673 | 20107 | 9.5289 | 210.4624 | 344.2495 |  | 0 | 7737 | 7737 | 2010-07-07 | #NAME? | #NAME? | #NAME?
2010-07-08 | 2010 | 7 | 189 | 8 | 5 | 11.1 | 5.4257 | 8.1667 | 0 | 0 | 0 | #NAME? | #NAME? | #NAME? | #NAME? | #NAME? | #NAME? | TRUE | 2.2 | TRUE | TRUE | #NAME? | #NAME? | #NAME? | #NAME? | #NAME? | #NAME? | #NAME? | #NAME? | #NAME? | #NAME? |  |  | 1: 5.2646; 2: 6.2087; 3: 0; 4: 0 | 11.4733 |  | 259.3354 | 419.3075 | 433.8805 | 20107 | 11.4733 | 259.3354 | 424.1902 |  | 0 | 7738 | 7738 | 2010-07-08 | #NAME? | #NAME? | #NAME?
2010-07-09 | 2010 | 7 | 190 | 9 | 6 | 11.6 | 6.0891 | 5.5 | 0 | 0 | 0 | #NAME? | #NAME? | #NAME? | #NAME? | #NAME? | #NAME? | FALSE | 0 | TRUE | TRUE | #NAME? | #NAME? | #NAME? | #NAME? | #NAME? | #NAME? | #NAME? | #NAME? | #NAME? | #NAME? |  |  | 1: 0; 2: 0; 3: 0; 4: 5.7591 | 5.7591 |  | 168.9342 | 260.105 | 268.1495 | 20107 | 5.7591 | 168.9342 | 276.3226 |  | 0 | 7739 | 7739 | 2010-07-09 | #NAME? | #NAME? | #NAME?
2010-07-10 | 2010 | 7 | 191 | 10 | 7 | 12.6 | 3.5463 | 9 | 5.2 | 5.2 | 0.15 | #NAME? | #NAME? | #NAME? | #NAME? | #NAME? | #NAME? | FALSE | 0 | TRUE | TRUE | #NAME? | #NAME? | #NAME? | #NAME? | #NAME? | #NAME? | #NAME? | #NAME? | #NAME? | #NAME? |  |  | 1: 0; 2: 0; 3: 6.8285; 4: 0 | 6.8285 |  | 100.152 | 154.2023 | 158.9715 | 20107 | 6.8285 | 100.152 | 163.8168 |  | 0 | 7740 | 7740 | 2010-07-10 | #NAME? | #NAME? | #NAME?
2010-07-11 | 2010 | 7 | 192 | 11 | 1 | 10.5 | 3.7652 | 8 | 2.2 | 2.2 | 0 | #NAME? | #NAME? | #NAME? | #NAME? | #NAME? | #NAME? | TRUE | 5.2 | TRUE | TRUE | #NAME? | #NAME? | #NAME? | #NAME? | #NAME? | #NAME? | #NAME? | #NAME? | #NAME? | #NAME? |  |  | 1: 2.691; 2: 2.9064; 3: 0; 4: 0 | 5.5973 |  | 124.7213 | 201.3998 | 208.3798 | 20107 | 5.5973 | 124.7213 | 204.0044 |  | 0 | 7741 | 7741 | 2010-07-11 | #NAME? | #NAME? | #NAME?
2010-07-12 | 2010 | 7 | 193 | 12 | 2 | 9.3 | 4.8696 | 8.1667 | 13.8 | 13.8 | 6.6 | #NAME? | #NAME? | #NAME? | #NAME? | #NAME? | #NAME? | FALSE | 7.4 | TRUE | TRUE | #NAME? | #NAME? | #NAME? | #NAME? | #NAME? | #NAME? | #NAME? | #NAME? | #NAME? | #NAME? |  |  | 1: 0; 2: 0; 3: 0; 4: 7.2203 | 7.2203 |  | 211.7964 | 326.0993 | 336.1848 | 20107 | 7.2203 | 211.7964 | 346.4315 |  | 0 | 7742 | 7742 | 2010-07-12 | #NAME? | #NAME? | #NAME?
2010-07-13 | 2010 | 7 | 194 | 13 | 3 | 8.4 | 3.4617 | 12.8333 | 19 | 19 | 10.5 | #NAME? | #NAME? | #NAME? | #NAME? | #NAME? | #NAME? | TRUE | 16 | FALSE | TRUE | #NAME? | #NAME? | #NAME? | #NAME? | #NAME? | #NAME? | #NAME? | #NAME? | #NAME? | #NAME? |  |  | 1: 0; 2: 0; 3: 0; 4: 0 | 0 |  | 0 | 0 | 0 | 20107 | 0 | 0 | 0 |  | 0 | 7743 | 7743 | 2010-07-13 | #NAME? | #NAME? | #NAME?
2010-07-14 | 2010 | 7 | 195 | 14 | 4 | 11.5 | 4.4757 | 20.6667 | 0.3 | 0.3 | 0 | #NAME? | #NAME? | #NAME? | #NAME? | #NAME? | #NAME? | FALSE | 32.8 | FALSE | TRUE | #NAME? | #NAME? | #NAME? | #NAME? | #NAME? | #NAME? | #NAME? | #NAME? | #NAME? | #NAME? |  |  | 1: 0; 2: 0; 3: 0; 4: 0 | 0 |  | 0 | 0 | 0 | 20107 | 0 | 0 | 0 |  | 0 | 7744 | 7744 | 2010-07-14 | #NAME? | #NAME? | #NAME?
2010-07-15 | 2010 | 7 | 196 | 15 | 5 | 11.5 | 5.746 | 6.6667 | 0 | 0 | 0 | #NAME? | #NAME? | #NAME? | #NAME? | #NAME? | #NAME? | TRUE | 19.3 | FALSE | TRUE | #NAME? | #NAME? | #NAME? | #NAME? | #NAME? | #NAME? | #NAME? | #NAME? | #NAME? | #NAME? |  |  | 1: 0; 2: 0; 3: 0; 4: 0 | 0 |  | 0 | 0 | 0 | 20107 | 0 | 0 | 0 |  | 0 | 7745 | 7745 | 2010-07-15 | #NAME? | #NAME? | #NAME?
2010-07-16 | 2010 | 7 | 197 | 16 | 6 | 12.1 | 3.7136 | 5.8333 | 11.2 | 11.2 | 4.65 | #NAME? | #NAME? | #NAME? | #NAME? | #NAME? | #NAME? | FALSE | 0.3 | TRUE | TRUE | #NAME? | #NAME? | #NAME? | #NAME? | #NAME? | #NAME? | #NAME? | #NAME? | #NAME? | #NAME? |  |  | 1: 0; 2: 0; 3: 0; 4: 7.902 | 7.902 |  | 231.791 | 356.8845 | 367.9221 | 20107 | 7.902 | 231.791 | 379.1362 |  | 0 | 7746 | 7746 | 2010-07-16 | #NAME? | #NAME? | #NAME?
2010-07-17 | 2010 | 7 | 198 | 17 | 7 | 8.5 | 4.0422 | 10.3333 | 0 | 0 | 0 | #NAME? | #NAME? | #NAME? | #NAME? | #NAME? | #NAME? | FALSE | 11.2 | FALSE | TRUE | #NAME? | #NAME? | #NAME? | #NAME? | #NAME? | #NAME? | #NAME? | #NAME? | #NAME? | #NAME? |  |  | 1: 0; 2: 0; 3: 0; 4: 0 | 0 |  | 0 | 0 | 0 | 20107 | 0 | 0 | 0 |  | 0 | 7747 | 7747 | 2010-07-17 | #NAME? | #NAME? | #NAME?
2010-07-18 | 2010 | 7 | 199 | 18 | 1 | 12.4 | 4.3304 | 6 | 0 | 0 | 0 | #NAME? | #NAME? | #NAME? | #NAME? | #NAME? | #NAME? | TRUE | 11.2 | FALSE | TRUE | #NAME? | #NAME? | #NAME? | #NAME? | #NAME? | #NAME? | #NAME? | #NAME? | #NAME? | #NAME? |  |  | 1: 0; 2: 0; 3: 0; 4: 0 | 0 |  | 0 | 0 | 0 | 20107 | 0 | 0 | 0 |  | 0 | 7748 | 7748 | 2010-07-18 | #NAME? | #NAME? | #NAME?
2010-07-19 | 2010 | 7 | 200 | 19 | 2 | 10.8 | 3.2297 | 20.5 | 2.4 | 2.4 | 0 | #NAME? | #NAME? | #NAME? | #NAME? | #NAME? | #NAME? | FALSE | 0 | TRUE | TRUE | #NAME? | #NAME? | #NAME? | #NAME? | #NAME? | #NAME? | #NAME? | #NAME? | #NAME? | #NAME? |  |  | 1: 0; 2: 0; 3: 0; 4: 6.885 | 6.885 |  | 201.9588 | 310.9524 | 320.5695 | 20107 | 6.885 | 201.9588 | 330.3403 |  | 0 | 7749 | 7749 | 2010-07-19 | #NAME? | #NAME? | #NAME?
2010-07-20 | 2010 | 7 | 201 | 20 | 3 | 9.1 | 3.7227 | 11.3333 | 0.4 | 0.4 | 0 | #NAME? | #NAME? | #NAME? | #NAME? | #NAME? | #NAME? | TRUE | 2.4 | TRUE | TRUE | #NAME? | #NAME? | #NAME? | #NAME? | #NAME? | #NAME? | #NAME? | #NAME? | #NAME? | #NAME? |  |  | 1: 8.9851; 2: 12.0254; 3: 0; 4: 0 | 21.0105 |  | 484.5275 | 784.7818 | 812.1616 | 20107 | 21.0105 | 484.5275 | 792.5327 |  | 0 | 7750 | 7750 | 2010-07-20 | #NAME? | #NAME? | #NAME?
2010-07-21 | 2010 | 7 | 202 | 21 | 4 | 8.6 | 4.0838 | 7.1667 | 0 | 0 | 0 | #NAME? | #NAME? | #NAME? | #NAME? | #NAME? | #NAME? | FALSE | 2.8 | TRUE | TRUE | #NAME? | #NAME? | #NAME? | #NAME? | #NAME? | #NAME? | #NAME? | #NAME? | #NAME? | #NAME? |  |  | 1: 0; 2: 0; 3: 2.2361; 4: 4.3275 | 6.5636 |  | 159.7356 | 245.9422 | 253.5486 | 20107 | 6.5636 | 159.7356 | 261.2766 |  | 0 | 7751 | 7751 | 2010-07-21 | #NAME? | #NAME? | #NAME?
2010-07-22 | 2010 | 7 | 203 | 22 | 5 | 9.8 | 4.3723 | 8.6667 | 2.2 | 2.2 | 0 | #NAME? | #NAME? | #NAME? | #NAME? | #NAME? | #NAME? | TRUE | 0.4 | TRUE | TRUE | #NAME? | #NAME? | #NAME? | #NAME? | #NAME? | #NAME? | #NAME? | #NAME? | #NAME? | #NAME? |  |  | 1: 0; 2: 0; 3: 0; 4: 0 | 0 |  | 0 | 0 | 0 | 20107 | 0 | 0 | 0 |  | 0 | 7752 | 7752 | 2010-07-22 | #NAME? | #NAME? | #NAME?
2010-07-23 | 2010 | 7 | 204 | 23 | 6 | 11.9 | 4.2967 | 25.3333 | 1.2 | 1.2 | 0 | #NAME? | #NAME? | #NAME? | #NAME? | #NAME? | #NAME? | FALSE | 2.2 | TRUE | TRUE | #NAME? | #NAME? | #NAME? | #NAME? | #NAME? | #NAME? | #NAME? | #NAME? | #NAME? | #NAME? |  |  | 1: 0; 2: 0; 3: 0; 4: 4.6847 | 4.6847 |  | 137.419 | 211.5817 | 218.1254 | 20107 | 4.6847 | 137.419 | 224.7738 |  | 0 | 7753 | 7753 | 2010-07-23 | #NAME? | #NAME? | #NAME?
2010-07-24 | 2010 | 7 | 205 | 24 | 7 | 10.6 | 5.1373 | 6.8333 | 0 | 0 | 0 | #NAME? | #NAME? | #NAME? | #NAME? | #NAME? | #NAME? | FALSE | 3.4 | TRUE | TRUE | #NAME? | #NAME? | #NAME? | #NAME? | #NAME? | #NAME? | #NAME? | #NAME? | #NAME? | #NAME? |  |  | 1: 0; 2: 0; 3: 2.2524; 4: 0 | 2.2524 |  | 33.0354 | 50.8641 | 52.4372 | 20107 | 2.2524 | 33.0354 | 54.0354 |  | 0 | 7754 | 7754 | 2010-07-24 | #NAME? | #NAME? | #NAME?
2010-07-25 | 2010 | 7 | 206 | 25 | 1 | 11.8 | 5.3689 | 8.3333 | 0 | 0 | 0 | #NAME? | #NAME? | #NAME? | #NAME? | #NAME? | #NAME? | TRUE | 1.2 | TRUE | TRUE | #NAME? | #NAME? | #NAME? | #NAME? | #NAME? | #NAME? | #NAME? | #NAME? | #NAME? | #NAME? |  |  | 1: 3.2048; 2: 4.6292; 3: 0; 4: 0 | 7.834 |  | 182.7932 | 296.3653 | 306.7277 | 20107 | 7.834 | 182.7932 | 298.9914 |  | 0 | 7755 | 7755 | 2010-07-25 | #NAME? | #NAME? | #NAME?
2010-07-26 | 2010 | 7 | 207 | 26 | 2 | 11.6 | 3.9151 | 8.6667 | 3.2 | 3.2 | 0 | #NAME? | #NAME? | #NAME? | #NAME? | #NAME? | #NAME? | FALSE | 0 | TRUE | TRUE | #NAME? | #NAME? | #NAME? | #NAME? | #NAME? | #NAME? | #NAME? | #NAME? | #NAME? | #NAME? |  |  | 1: 0; 2: 0; 3: 10.9871; 4: 8.1416 | 19.1287 |  | 399.9631 | 615.8163 | 634.8621 | 20107 | 19.1287 | 399.9631 | 654.2124 |  | 0 | 7756 | 7756 | 2010-07-26 | #NAME? | #NAME? | #NAME?
2010-07-27 | 2010 | 7 | 208 | 27 | 3 | 12.9 | 4.1547 | 3.8333 | 0 | 0 | 0 | #NAME? | #NAME? | #NAME? | #NAME? | #NAME? | #NAME? | TRUE | 3.2 | TRUE | TRUE | #NAME? | #NAME? | #NAME? | #NAME? | #NAME? | #NAME? | #NAME? | #NAME? | #NAME? | #NAME? |  |  | 1: 2.9938; 2: 4.8296; 3: 0; 4: 0 | 7.8234 |  | 185.5768 | 301.2973 | 311.8641 | 20107 | 7.8234 | 185.5768 | 303.5446 |  | 0 | 7757 | 7757 | 2010-07-27 | #NAME? | #NAME? | #NAME?
2010-07-28 | 2010 | 7 | 209 | 28 | 4 | 12.2 | 4.6172 | 10.5 | 0 | 0 | 0 | #NAME? | #NAME? | #NAME? | #NAME? | #NAME? | #NAME? | FALSE | 3.2 | TRUE | TRUE | #NAME? | #NAME? | #NAME? | #NAME? | #NAME? | #NAME? | #NAME? | #NAME? | #NAME? | #NAME? |  |  | 1: 0; 2: 0; 3: 3.1279; 4: 4.5651 | 7.693 |  | 179.7848 | 276.8115 | 285.3727 | 20107 | 7.693 | 179.7848 | 294.0707 |  | 0 | 7758 | 7758 | 2010-07-28 | #NAME? | #NAME? | #NAME?
2010-07-29 | 2010 | 7 | 210 | 29 | 5 | 12.8 | 4.7025 | 8.5 | 0 | 0 | 0 | #NAME? | #NAME? | #NAME? | #NAME? | #NAME? | #NAME? | TRUE | 0 | TRUE | TRUE | #NAME? | #NAME? | #NAME? | #NAME? | #NAME? | #NAME? | #NAME? | #NAME? | #NAME? | #NAME? |  |  | 1: 2.9886; 2: 4.905; 3: 0; 4: 0 | 7.8937 |  | 187.7136 | 304.8303 | 315.5259 | 20107 | 7.8937 | 187.7136 | 307.0397 |  | 0 | 7759 | 7759 | 2010-07-29 | #NAME? | #NAME? | #NAME?
2010-07-30 | 2010 | 7 | 211 | 30 | 6 | 12 | 4.7906 | 9 | 0 | 0 | 0 | #NAME? | #NAME? | #NAME? | #NAME? | #NAME? | #NAME? | FALSE | 0 | TRUE | TRUE | #NAME? | #NAME? | #NAME? | #NAME? | #NAME? | #NAME? | #NAME? | #NAME? | #NAME? | #NAME? |  |  | 1: 0; 2: 0; 3: 0; 4: 5.1258 | 5.1258 |  | 150.3582 | 231.5038 | 238.6638 | 20107 | 5.1258 | 150.3582 | 245.9381 |  | 0 | 7760 | 7760 | 2010-07-30 | #NAME? | #NAME? | #NAME?
2010-07-31 | 2010 | 7 | 212 | 31 | 7 | 10.9 | 3.8224 | 10.6667 | 0 | 0 | 0 | #NAME? | #NAME? | #NAME? | #NAME? | #NAME? | #NAME? | FALSE | 0 | TRUE | TRUE | #NAME? | #NAME? | #NAME? | #NAME? | #NAME? | #NAME? | #NAME? | #NAME? | #NAME? | #NAME? |  |  | 1: 0; 2: 0; 3: 1.9692; 4: 0 | 1.9692 |  | 28.8814 | 44.4681 | 45.8434 | 20107 | 1.9692 | 28.8814 | 47.2407 |  | 0 | 7761 | 7761 | 2010-07-31 | #NAME? | #NAME? | #NAME?
2010-08-01 | 2010 | 8 | 213 | 1 | 1 | 13.1 | 3.0824 | 14.1667 | 3.2 | 3.2 | 0 | #NAME? | #NAME? | #NAME? | #NAME? | #NAME? | #NAME? | TRUE | 0 | TRUE | TRUE | #NAME? | #NAME? | #NAME? | #NAME? | #NAME? | #NAME? | #NAME? | #NAME? | #NAME? | #NAME? |  |  | 1: 0; 2: 0; 3: 0; 4: 0 | 0 |  | 0 | 0 | 0 | 20108 | 0 | 0 | 0 |  | 0 | 7762 | 7762 | 2010-08-01 | #NAME? | #NAME? | #NAME?
2010-08-02 | 2010 | 8 | 214 | 2 | 2 | 11.9 | 3.228 | 18.5 | 33.8 | 33.8 | 21.6 | #NAME? | #NAME? | #NAME? | #NAME? | #NAME? | #NAME? | FALSE | 3.2 | TRUE | TRUE | #NAME? | #NAME? | #NAME? | #NAME? | #NAME? | #NAME? | #NAME? | #NAME? | #NAME? | #NAME? |  |  | 1: 0; 2: 0; 3: 1.9904; 4: 6.4324 | 8.4229 |  | 217.8779 | 335.4628 | 345.8379 | 20108 | 8.4229 | 217.8779 | 356.3789 |  | 0 | 7763 | 7763 | 2010-08-02 | #NAME? | #NAME? | #NAME?
2010-08-03 | 2010 | 8 | 215 | 3 | 3 | 10.6 | 3.558 | 10.6667 | 0 | 0 | 0 | #NAME? | #NAME? | #NAME? | #NAME? | #NAME? | #NAME? | TRUE | 37 | FALSE | TRUE | #NAME? | #NAME? | #NAME? | #NAME? | #NAME? | #NAME? | #NAME? | #NAME? | #NAME? | #NAME? |  |  | 1: 0; 2: 0; 3: 0; 4: 0 | 0 |  | 0 | 0 | 0 | 20108 | 0 | 0 | 0 |  | 0 | 7764 | 7764 | 2010-08-03 | #NAME? | #NAME? | #NAME?
2010-08-04 | 2010 | 8 | 216 | 4 | 4 | 9.1 | 3.3582 | 4 | 0 | 0 | 0 | #NAME? | #NAME? | #NAME? | #NAME? | #NAME? | #NAME? | FALSE | 33.8 | FALSE | TRUE | #NAME? | #NAME? | #NAME? | #NAME? | #NAME? | #NAME? | #NAME? | #NAME? | #NAME? | #NAME? |  |  | 1: 0; 2: 0; 3: 0; 4: 0 | 0 |  | 0 | 0 | 0 | 20108 | 0 | 0 | 0 |  | 0 | 7765 | 7765 | 2010-08-04 | #NAME? | #NAME? | #NAME?
2010-08-05 | 2010 | 8 | 217 | 5 | 5 | 11.1 | 3.9797 | 6.1667 | 0 | 0 | 0 | #NAME? | #NAME? | #NAME? | #NAME? | #NAME? | #NAME? | TRUE | 0 | TRUE | TRUE | #NAME? | #NAME? | #NAME? | #NAME? | #NAME? | #NAME? | #NAME? | #NAME? | #NAME? | #NAME? |  |  | 1: 4.9496; 2: 7.3982; 3: 0; 4: 0 | 12.3478 |  | 289.6075 | 469.7512 | 486.1917 | 20108 | 12.3478 | 289.6075 | 473.7056 |  | 0 | 7766 | 7766 | 2010-08-05 | #NAME? | #NAME? | #NAME?
2010-08-06 | 2010 | 8 | 218 | 6 | 6 | 13.5 | 4.5202 | 9.3333 | 0 | 0 | 0 | #NAME? | #NAME? | #NAME? | #NAME? | #NAME? | #NAME? | FALSE | 0 | TRUE | TRUE | #NAME? | #NAME? | #NAME? | #NAME? | #NAME? | #NAME? | #NAME? | #NAME? | #NAME? | #NAME? |  |  | 1: 0; 2: 0; 3: 0; 4: 6.3159 | 6.3159 |  | 185.2654 | 285.2498 | 294.072 | 20108 | 6.3159 | 185.2654 | 303.0352 |  | 0 | 7767 | 7767 | 2010-08-06 | #NAME? | #NAME? | #NAME?
2010-08-07 | 2010 | 8 | 219 | 7 | 7 | 13.6 | 4.3578 | 4.3333 | 0.6 | 0.6 | 0 | #NAME? | #NAME? | #NAME? | #NAME? | #NAME? | #NAME? | FALSE | 0 | TRUE | TRUE | #NAME? | #NAME? | #NAME? | #NAME? | #NAME? | #NAME? | #NAME? | #NAME? | #NAME? | #NAME? |  |  | 1: 0; 2: 0; 3: 7.56; 4: 0 | 7.56 |  | 110.8795 | 170.7192 | 175.9992 | 20108 | 7.56 | 110.8795 | 181.3635 |  | 0 | 7768 | 7768 | 2010-08-07 | #NAME? | #NAME? | #NAME?
2010-08-08 | 2010 | 8 | 220 | 8 | 1 | 12.7 | 3.1374 | 4.6667 | 0.2 | 0.2 | 0 | #NAME? | #NAME? | #NAME? | #NAME? | #NAME? | #NAME? | TRUE | 0.6 | TRUE | TRUE | #NAME? | #NAME? | #NAME? | #NAME? | #NAME? | #NAME? | #NAME? | #NAME? | #NAME? | #NAME? |  |  | 1: 9.8401; 2: 11.146; 3: 0; 4: 0 | 20.9861 |  | 471.2713 | 761.5367 | 787.9702 | 20108 | 20.9861 | 471.2713 | 770.8498 |  | 0 | 7769 | 7769 | 2010-08-08 | #NAME? | #NAME? | #NAME?
2010-08-09 | 2010 | 8 | 221 | 9 | 2 | 10.7 | 4.0057 | 5.5 | 26.8 | 26.8 | 16.35 | #NAME? | #NAME? | #NAME? | #NAME? | #NAME? | #NAME? | FALSE | 0.8 | TRUE | TRUE | #NAME? | #NAME? | #NAME? | #NAME? | #NAME? | #NAME? | #NAME? | #NAME? | #NAME? | #NAME? |  |  | 1: 0; 2: 0; 3: 1.9554; 4: 6.6085 | 8.5639 |  | 222.5276 | 342.6219 | 353.2184 | 20108 | 8.5639 | 222.5276 | 363.9843 |  | 0 | 7770 | 7770 | 2010-08-09 | #NAME? | #NAME? | #NAME?
2010-08-10 | 2010 | 8 | 222 | 10 | 3 | 11.8 | 2.8355 | 12.1667 | 0.2 | 0.2 | 0 | #NAME? | #NAME? | #NAME? | #NAME? | #NAME? | #NAME? | TRUE | 27 | FALSE | TRUE | #NAME? | #NAME? | #NAME? | #NAME? | #NAME? | #NAME? | #NAME? | #NAME? | #NAME? | #NAME? |  |  | 1: 0; 2: 0; 3: 0; 4: 0 | 0 |  | 0 | 0 | 0 | 20108 | 0 | 0 | 0 |  | 0 | 7771 | 7771 | 2010-08-10 | #NAME? | #NAME? | #NAME?
2010-08-11 | 2010 | 8 | 223 | 11 | 4 | 9.9 | 3.1492 | 4.8333 | 0.2 | 0.2 | 0 | #NAME? | #NAME? | #NAME? | #NAME? | #NAME? | #NAME? | FALSE | 27 | FALSE | TRUE | #NAME? | #NAME? | #NAME? | #NAME? | #NAME? | #NAME? | #NAME? | #NAME? | #NAME? | #NAME? |  |  | 1: 0; 2: 0; 3: 0; 4: 0 | 0 |  | 0 | 0 | 0 | 20108 | 0 | 0 | 0 |  | 0 | 7772 | 7772 | 2010-08-11 | #NAME? | #NAME? | #NAME?
2010-08-12 | 2010 | 8 | 224 | 12 | 5 | 10.6 | 3.2493 | 10.1667 | 6 | 6 | 0.75 | #NAME? | #NAME? | #NAME? | #NAME? | #NAME? | #NAME? | TRUE | 0.4 | TRUE | TRUE | #NAME? | #NAME? | #NAME? | #NAME? | #NAME? | #NAME? | #NAME? | #NAME? | #NAME? | #NAME? |  |  | 1: 0; 2: 0; 3: 0; 4: 0 | 0 |  | 0 | 0 | 0 | 20108 | 0 | 0 | 0 |  | 0 | 7773 | 7773 | 2010-08-12 | #NAME? | #NAME? | #NAME?
2010-08-13 | 2010 | 8 | 225 | 13 | 6 | 10.1 | 3.5665 | 22.3333 | 7 | 7 | 1.5 | #NAME? | #NAME? | #NAME? | #NAME? | #NAME? | #NAME? | FALSE | 6.2 | TRUE | TRUE | #NAME? | #NAME? | #NAME? | #NAME? | #NAME? | #NAME? | #NAME? | #NAME? | #NAME? | #NAME? |  |  | 1: 0; 2: 0; 3: 0; 4: 5.0492 | 5.0492 |  | 148.1096 | 228.0417 | 235.0945 | 20108 | 5.0492 | 148.1096 | 242.2601 |  | 0 | 7774 | 7774 | 2010-08-13 | #NAME? | #NAME? | #NAME?
2010-08-14 | 2010 | 8 | 226 | 14 | 7 | 11.1 | 3.6885 | 17.6667 | 0 | 0 | 0 | #NAME? | #NAME? | #NAME? | #NAME? | #NAME? | #NAME? | FALSE | 13 | FALSE | TRUE | #NAME? | #NAME? | #NAME? | #NAME? | #NAME? | #NAME? | #NAME? | #NAME? | #NAME? | #NAME? |  |  | 1: 0; 2: 0; 3: 0; 4: 0 | 0 |  | 0 | 0 | 0 | 20108 | 0 | 0 | 0 |  | 0 | 7775 | 7775 | 2010-08-14 | #NAME? | #NAME? | #NAME?
2010-08-15 | 2010 | 8 | 227 | 15 | 1 | 9.6 | 3.5598 | 5 | 0 | 0 | 0 | #NAME? | #NAME? | #NAME? | #NAME? | #NAME? | #NAME? | TRUE | 7 | TRUE | TRUE | #NAME? | #NAME? | #NAME? | #NAME? | #NAME? | #NAME? | #NAME? | #NAME? | #NAME? | #NAME? |  |  | 1: 12.7003; 2: 16.1083; 3: 0; 4: 0 | 28.8086 |  | 658.7809 | 1066.2377 | 1103.3776 | 20108 | 28.8086 | 658.7809 | 1077.5559 |  | 0 | 7776 | 7776 | 2010-08-15 | #NAME? | #NAME? | #NAME?
2010-08-16 | 2010 | 8 | 228 | 16 | 2 | 10 | 3.4218 | 5 | 0 | 0 | 0 | #NAME? | #NAME? | #NAME? | #NAME? | #NAME? | #NAME? | FALSE | 0 | TRUE | TRUE | #NAME? | #NAME? | #NAME? | #NAME? | #NAME? | #NAME? | #NAME? | #NAME? | #NAME? | #NAME? |  |  | 1: 0; 2: 0; 3: 0; 4: 6.2666 | 6.2666 |  | 183.819 | 283.0228 | 291.7761 | 20108 | 6.2666 | 183.819 | 300.6693 |  | 0 | 7777 | 7777 | 2010-08-16 | #NAME? | #NAME? | #NAME?
2010-08-17 | 2010 | 8 | 229 | 17 | 3 | 11.7 | 1.9577 | 14.8333 | 0 | 0 | 0 | #NAME? | #NAME? | #NAME? | #NAME? | #NAME? | #NAME? | TRUE | 0 | TRUE | TRUE | #NAME? | #NAME? | #NAME? | #NAME? | #NAME? | #NAME? | #NAME? | #NAME? | #NAME? | #NAME? |  |  | 1: 0; 2: 0; 3: 0; 4: 0 | 0 |  | 0 | 0 | 0 | 20108 | 0 | 0 | 0 |  | 0 | 7778 | 7778 | 2010-08-17 | #NAME? | #NAME? | #NAME?
2010-08-18 | 2010 | 8 | 230 | 18 | 4 | 12.6 | 4.4301 | 11.5 | 0 | 0 | 0 | #NAME? | #NAME? | #NAME? | #NAME? | #NAME? | #NAME? | FALSE | 0 | TRUE | TRUE | #NAME? | #NAME? | #NAME? | #NAME? | #NAME? | #NAME? | #NAME? | #NAME? | #NAME? | #NAME? |  |  | 1: 0; 2: 0; 3: 6.5548; 4: 3.3567 | 9.9116 |  | 194.6018 | 299.625 | 308.8918 | 20108 | 9.9116 | 194.6018 | 318.3066 |  | 0 | 7779 | 7779 | 2010-08-18 | #NAME? | #NAME? | #NAME?
2010-08-19 | 2010 | 8 | 231 | 19 | 5 | 13.1 | 3.9389 | 7.6667 | 0 | 0 | 0 | #NAME? | #NAME? | #NAME? | #NAME? | #NAME? | #NAME? | TRUE | 0 | TRUE | TRUE | #NAME? | #NAME? | #NAME? | #NAME? | #NAME? | #NAME? | #NAME? | #NAME? | #NAME? | #NAME? |  |  | 1: 2.0549; 2: 2.7365; 3: 0; 4: 0 | 4.7915 |  | 110.4111 | 178.8192 | 185.057 | 20108 | 4.7915 | 110.4111 | 180.5975 |  | 0 | 7780 | 7780 | 2010-08-19 | #NAME? | #NAME? | #NAME?
2010-08-20 | 2010 | 8 | 232 | 20 | 6 | 10.6 | 2.6553 | 10.5 | 0 | 0 | 0 | #NAME? | #NAME? | #NAME? | #NAME? | #NAME? | #NAME? | FALSE | 0 | TRUE | TRUE | #NAME? | #NAME? | #NAME? | #NAME? | #NAME? | #NAME? | #NAME? | #NAME? | #NAME? | #NAME? |  |  | 1: 0; 2: 0; 3: 0; 4: 4.603 | 4.603 |  | 135.0201 | 207.8881 | 214.3176 | 20108 | 4.603 | 135.0201 | 220.8499 |  | 0 | 7781 | 7781 | 2010-08-20 | #NAME? | #NAME? | #NAME?
2010-08-21 | 2010 | 8 | 233 | 21 | 7 | 8.8 | 2.6255 | 15.8333 | 0 | 0 | 0 | #NAME? | #NAME? | #NAME? | #NAME? | #NAME? | #NAME? | FALSE | 0 | TRUE | TRUE | #NAME? | #NAME? | #NAME? | #NAME? | #NAME? | #NAME? | #NAME? | #NAME? | #NAME? | #NAME? |  |  | 1: 0; 2: 0; 3: 1.6963; 4: 0 | 1.6963 |  | 24.8788 | 38.3055 | 39.4902 | 20108 | 1.6963 | 24.8788 | 40.6938 |  | 0 | 7782 | 7782 | 2010-08-21 | #NAME? | #NAME? | #NAME?
2010-08-22 | 2010 | 8 | 234 | 22 | 1 | 9.7 | 2.1772 | 10.8333 | 1.6 | 1.6 | 0 | #NAME? | #NAME? | #NAME? | #NAME? | #NAME? | #NAME? | TRUE | 0 | TRUE | TRUE | #NAME? | #NAME? | #NAME? | #NAME? | #NAME? | #NAME? | #NAME? | #NAME? | #NAME? | #NAME? |  |  | 1: 0; 2: 0; 3: 0; 4: 0 | 0 |  | 0 | 0 | 0 | 20108 | 0 | 0 | 0 |  | 0 | 7783 | 7783 | 2010-08-22 | #NAME? | #NAME? | #NAME?
2010-08-23 | 2010 | 8 | 235 | 23 | 2 | 8 | 3.4897 | 17 | 2 | 2 | 0 | #NAME? | #NAME? | #NAME? | #NAME? | #NAME? | #NAME? | FALSE | 1.6 | TRUE | TRUE | #NAME? | #NAME? | #NAME? | #NAME? | #NAME? | #NAME? | #NAME? | #NAME? | #NAME? | #NAME? |  |  | 1: 0; 2: 0; 3: 8.9299; 4: 4.9215 | 13.8514 |  | 275.3348 | 423.9281 | 437.0393 | 20108 | 13.8514 | 275.3348 | 450.36 |  | 0 | 7784 | 7784 | 2010-08-23 | #NAME? | #NAME? | #NAME?
2010-08-24 | 2010 | 8 | 236 | 24 | 3 | 5.6 | 4.1328 | 6.8333 | 0 | 0 | 0 | #NAME? | #NAME? | #NAME? | #NAME? | #NAME? | #NAME? | TRUE | 3.6 | TRUE | TRUE | #NAME? | #NAME? | #NAME? | #NAME? | #NAME? | #NAME? | #NAME? | #NAME? | #NAME? | #NAME? |  |  | 1: 12.4346; 2: 17.0934; 3: 0; 4: 0 | 29.528 |  | 683.7801 | 1107.9039 | 1146.5871 | 20108 | 29.528 | 683.7801 | 1118.4466 |  | 0 | 7785 | 7785 | 2010-08-24 | #NAME? | #NAME? | #NAME?
2010-08-25 | 2010 | 8 | 237 | 25 | 4 | 9.5 | 4.9089 | 4 | 0 | 0 | 0 | #NAME? | #NAME? | #NAME? | #NAME? | #NAME? | #NAME? | FALSE | 2 | TRUE | TRUE | #NAME? | #NAME? | #NAME? | #NAME? | #NAME? | #NAME? | #NAME? | #NAME? | #NAME? | #NAME? |  |  | 1: 0; 2: 0; 3: 2.0804; 4: 4.553 | 6.6335 |  | 164.0685 | 252.6134 | 260.4262 | 20108 | 6.6335 | 164.0685 | 268.3639 |  | 0 | 7786 | 7786 | 2010-08-25 | #NAME? | #NAME? | #NAME?
2010-08-26 | 2010 | 8 | 238 | 26 | 5 | 11.2 | 6.658 | 7.3333 | 0 | 0 | 0 | #NAME? | #NAME? | #NAME? | #NAME? | #NAME? | #NAME? | TRUE | 0 | TRUE | TRUE | #NAME? | #NAME? | #NAME? | #NAME? | #NAME? | #NAME? | #NAME? | #NAME? | #NAME? | #NAME? |  |  | 1: 4.3523; 2: 6.271; 3: 0; 4: 0 | 10.6234 |  | 247.7846 | 401.724 | 415.7693 | 20108 | 10.6234 | 247.7846 | 405.2968 |  | 0 | 7787 | 7787 | 2010-08-26 | #NAME? | #NAME? | #NAME?
2010-08-27 | 2010 | 8 | 239 | 27 | 6 | 8.2 | 4.1534 | 8.8333 | 0.4 | 0.4 | 0 | #NAME? | #NAME? | #NAME? | #NAME? | #NAME? | #NAME? | FALSE | 0 | TRUE | TRUE | #NAME? | #NAME? | #NAME? | #NAME? | #NAME? | #NAME? | #NAME? | #NAME? | #NAME? | #NAME? |  |  | 1: 0; 2: 0; 3: 0; 4: 6.3618 | 6.3618 |  | 186.6117 | 287.3228 | 296.209 | 20108 | 6.3618 | 186.6117 | 305.2373 |  | 0 | 7788 | 7788 | 2010-08-27 | #NAME? | #NAME? | #NAME?
2010-08-28 | 2010 | 8 | 240 | 28 | 7 | 8.1 | 3.7308 | 12.5 | 0 | 0 | 0 | #NAME? | #NAME? | #NAME? | #NAME? | #NAME? | #NAME? | FALSE | 0.4 | TRUE | TRUE | #NAME? | #NAME? | #NAME? | #NAME? | #NAME? | #NAME? | #NAME? | #NAME? | #NAME? | #NAME? |  |  | 1: 0; 2: 0; 3: 0; 4: 0 | 0 |  | 0 | 0 | 0 | 20108 | 0 | 0 | 0 |  | 0 | 7789 | 7789 | 2010-08-28 | #NAME? | #NAME? | #NAME?
2010-08-29 | 2010 | 8 | 241 | 29 | 1 | 4.4 | 1.3234 | 12.3333 | 4.6 | 4.6 | 0 | #NAME? | #NAME? | #NAME? | #NAME? | #NAME? | #NAME? | TRUE | 0.4 | TRUE | TRUE | #NAME? | #NAME? | #NAME? | #NAME? | #NAME? | #NAME? | #NAME? | #NAME? | #NAME? | #NAME? |  |  | 1: 0; 2: 0; 3: 0; 4: 0 | 0 |  | 0 | 0 | 0 | 20108 | 0 | 0 | 0 |  | 0 | 7790 | 7790 | 2010-08-29 | #NAME? | #NAME? | #NAME?
2010-08-30 | 2010 | 8 | 242 | 30 | 2 | 5.8 | 1.8686 | 11.8333 | 0 | 0 | 0 | #NAME? | #NAME? | #NAME? | #NAME? | #NAME? | #NAME? | FALSE | 4.6 | TRUE | FALSE | #NAME? | #NAME? | #NAME? | #NAME? | #NAME? | #NAME? | #NAME? | #NAME? | #NAME? | #NAME? |  |  | 1: 0; 2: 0; 3: 0; 4: 0 | 0 |  | 0 | 0 | 0 | 20108 | 0 | 0 | 0 |  | 0 | 7791 | 7791 | 2010-08-30 | #NAME? | #NAME? | #NAME?
2010-08-31 | 2010 | 8 | 243 | 31 | 3 | 2.6 | 3.3677 | 5.8333 | 0 | 0 | 0 | #NAME? | #NAME? | #NAME? | #NAME? | #NAME? | #NAME? | TRUE | 4.6 | TRUE | TRUE | #NAME? | #NAME? | #NAME? | #NAME? | #NAME? | #NAME? | #NAME? | #NAME? | #NAME? | #NAME? |  |  | 1: 11.4241; 2: 13.2757; 3: 0; 4: 0 | 24.6997 |  | 556.9729 | 900.3548 | 931.6322 | 20108 | 24.6997 | 556.9729 | 911.0303 |  | 0 | 7792 | 7792 | 2010-08-31 | #NAME? | #NAME? | #NAME?
2010-09-01 | 2010 | 9 | 244 | 1 | 4 | 6.4 | 2.6837 | 2.5 | 1.2 | 1.2 | 0 | #NAME? | #NAME? | #NAME? | #NAME? | #NAME? | #NAME? | FALSE | 0 | TRUE | TRUE | #NAME? | #NAME? | #NAME? | #NAME? | #NAME? | #NAME? | #NAME? | #NAME? | #NAME? | #NAME? |  |  | 1: 0; 2: 0; 3: 9.2645; 4: 7.9441 | 17.2086 |  | 368.9067 | 567.9992 | 585.5662 | 20109 | 17.2086 | 368.9067 | 603.4139 |  | 0 | 7793 | 7793 | 2010-09-01 | #NAME? | #NAME? | #NAME?
2010-09-02 | 2010 | 9 | 245 | 2 | 5 | 4.1 | 3.1924 | 4 | 0 | 0 | 0 | #NAME? | #NAME? | #NAME? | #NAME? | #NAME? | #NAME? | TRUE | 1.2 | TRUE | TRUE | #NAME? | #NAME? | #NAME? | #NAME? | #NAME? | #NAME? | #NAME? | #NAME? | #NAME? | #NAME? |  |  | 1: 4.5944; 2: 6.9557; 3: 0; 4: 0 | 11.55 |  | 271.4166 | 440.3166 | 455.7324 | 20109 | 11.55 | 271.4166 | 443.9512 |  | 0 | 7794 | 7794 | 2010-09-02 | #NAME? | #NAME? | #NAME?
2010-09-03 | 2010 | 9 | 246 | 3 | 6 | 5.5 | 4.4393 | 2.6667 | 0 | 0 | 0 | #NAME? | #NAME? | #NAME? | #NAME? | #NAME? | #NAME? | FALSE | 1.2 | TRUE | TRUE | #NAME? | #NAME? | #NAME? | #NAME? | #NAME? | #NAME? | #NAME? | #NAME? | #NAME? | #NAME? |  |  | 1: 0; 2: 0; 3: 0; 4: 4.0358 | 4.0358 |  | 118.3845 | 182.2746 | 187.912 | 20109 | 4.0358 | 118.3845 | 193.6394 |  | 0 | 7795 | 7795 | 2010-09-03 | #NAME? | #NAME? | #NAME?
2010-09-04 | 2010 | 9 | 247 | 4 | 7 | 8 | 3.4015 | 10.5 | 8.6 | 8.6 | 2.7 | #NAME? | #NAME? | #NAME? | #NAME? | #NAME? | #NAME? | FALSE | 0 | TRUE | TRUE | #NAME? | #NAME? | #NAME? | #NAME? | #NAME? | #NAME? | #NAME? | #NAME? | #NAME? | #NAME? |  |  | 1: 0; 2: 0; 3: 0; 4: 0 | 0 |  | 0 | 0 | 0 | 20109 | 0 | 0 | 0 |  | 0 | 7796 | 7796 | 2010-09-04 | #NAME? | #NAME? | #NAME?
2010-09-05 | 2010 | 9 | 248 | 5 | 1 | 6.4 | 1.6625 | 14 | 3.6 | 3.6 | 0 | #NAME? | #NAME? | #NAME? | #NAME? | #NAME? | #NAME? | TRUE | 8.6 | TRUE | FALSE | #NAME? | #NAME? | #NAME? | #NAME? | #NAME? | #NAME? | #NAME? | #NAME? | #NAME? | #NAME? |  |  | 1: 0; 2: 0; 3: 0; 4: 0 | 0 |  | 0 | 0 | 0 | 20109 | 0 | 0 | 0 |  | 0 | 7797 | 7797 | 2010-09-05 | #NAME? | #NAME? | #NAME?
2010-09-06 | 2010 | 9 | 249 | 6 | 2 | 2.9 | 1.805 | 6.6667 | 0.6 | 0.6 | 0 | #NAME? | #NAME? | #NAME? | #NAME? | #NAME? | #NAME? | FALSE | 12.2 | FALSE | TRUE | #NAME? | #NAME? | #NAME? | #NAME? | #NAME? | #NAME? | #NAME? | #NAME? | #NAME? | #NAME? |  |  | 1: 0; 2: 0; 3: 0; 4: 0 | 0 |  | 0 | 0 | 0 | 20109 | 0 | 0 | 0 |  | 0 | 7798 | 7798 | 2010-09-06 | #NAME? | #NAME? | #NAME?
2010-09-07 | 2010 | 9 | 250 | 7 | 3 | 3 | 2.1325 | 5.8333 | 2 | 2 | 0 | #NAME? | #NAME? | #NAME? | #NAME? | #NAME? | #NAME? | TRUE | 4.2 | TRUE | TRUE | #NAME? | #NAME? | #NAME? | #NAME? | #NAME? | #NAME? | #NAME? | #NAME? | #NAME? | #NAME? |  |  | 1: 3.4495; 2: 4.8127; 3: 0; 4: 0 | 8.2622 |  | 191.7659 | 310.7722 | 321.6276 | 20109 | 8.2622 | 191.7659 | 313.668 |  | 0 | 7799 | 7799 | 2010-09-07 | #NAME? | #NAME? | #NAME?
2010-09-08 | 2010 | 9 | 251 | 8 | 4 | 7.3 | 1.0308 | 9.8333 | 11.6 | 11.6 | 4.95 | #NAME? | #NAME? | #NAME? | #NAME? | #NAME? | #NAME? | FALSE | 2.6 | TRUE | TRUE | #NAME? | #NAME? | #NAME? | #NAME? | #NAME? | #NAME? | #NAME? | #NAME? | #NAME? | #NAME? |  |  | 1: 0; 2: 0; 3: 0; 4: 5.36 | 5.36 |  | 157.2262 | 242.0784 | 249.5654 | 20109 | 5.36 | 157.2262 | 257.172 |  | 0 | 7800 | 7800 | 2010-09-08 | #NAME? | #NAME? | #NAME?
2010-09-09 | 2010 | 9 | 252 | 9 | 5 | 6.8 | 1.8383 | 12.3333 | 1 | 1 | 0 | #NAME? | #NAME? | #NAME? | #NAME? | #NAME? | #NAME? | TRUE | 13.6 | FALSE | TRUE | #NAME? | #NAME? | #NAME? | #NAME? | #NAME? | #NAME? | #NAME? | #NAME? | #NAME? | #NAME? |  |  | 1: 0; 2: 0; 3: 0; 4: 0 | 0 |  | 0 | 0 | 0 | 20109 | 0 | 0 | 0 |  | 0 | 7801 | 7801 | 2010-09-09 | #NAME? | #NAME? | #NAME?
2010-09-10 | 2010 | 9 | 253 | 10 | 6 | 6.3 | 2.0879 | 13.6667 | 0.6 | 0.6 | 0 | #NAME? | #NAME? | #NAME? | #NAME? | #NAME? | #NAME? | FALSE | 12.6 | FALSE | TRUE | #NAME? | #NAME? | #NAME? | #NAME? | #NAME? | #NAME? | #NAME? | #NAME? | #NAME? | #NAME? |  |  | 1: 0; 2: 0; 3: 0; 4: 0 | 0 |  | 0 | 0 | 0 | 20109 | 0 | 0 | 0 |  | 0 | 7802 | 7802 | 2010-09-10 | #NAME? | #NAME? | #NAME?
2010-09-11 | 2010 | 9 | 254 | 11 | 7 | 5.5 | 1.7238 | 5.3333 | 1.7 | 1.7 | 0 | #NAME? | #NAME? | #NAME? | #NAME? | #NAME? | #NAME? | FALSE | 1.6 | TRUE | FALSE | #NAME? | #NAME? | #NAME? | #NAME? | #NAME? | #NAME? | #NAME? | #NAME? | #NAME? | #NAME? |  |  | 1: 0; 2: 0; 3: 0; 4: 0 | 0 |  | 0 | 0 | 0 | 20109 | 0 | 0 | 0 |  | 0 | 7803 | 7803 | 2010-09-11 | #NAME? | #NAME? | #NAME?
2010-09-12 | 2010 | 9 | 255 | 12 | 1 | 2.2 | 2.0893 | 3 | 0.4 | 0.4 | 0 | #NAME? | #NAME? | #NAME? | #NAME? | #NAME? | #NAME? | TRUE | 2.3 | TRUE | TRUE | #NAME? | #NAME? | #NAME? | #NAME? | #NAME? | #NAME? | #NAME? | #NAME? | #NAME? | #NAME? |  |  | 1: 0; 2: 0; 3: 0; 4: 0 | 0 |  | 0 | 0 | 0 | 20109 | 0 | 0 | 0 |  | 0 | 7804 | 7804 | 2010-09-12 | #NAME? | #NAME? | #NAME?
2010-09-13 | 2010 | 9 | 256 | 13 | 2 | 6.6 | 0.77399 | 11 | 8.6 | 8.6 | 2.7 | #NAME? | #NAME? | #NAME? | #NAME? | #NAME? | #NAME? | FALSE | 2.1 | TRUE | TRUE | #NAME? | #NAME? | #NAME? | #NAME? | #NAME? | #NAME? | #NAME? | #NAME? | #NAME? | #NAME? |  |  | 1: 0; 2: 0; 3: 0; 4: 6.5366 | 6.5366 |  | 191.7411 | 295.2204 | 304.3509 | 20109 | 6.5366 | 191.7411 | 313.6274 |  | 0 | 7805 | 7805 | 2010-09-13 | #NAME? | #NAME? | #NAME?
2010-09-14 | 2010 | 9 | 257 | 14 | 3 | 5.5 | 0.72055 | 11.3333 | 1.4 | 1.4 | 0 | #NAME? | #NAME? | #NAME? | #NAME? | #NAME? | #NAME? | TRUE | 9 | TRUE | TRUE | #NAME? | #NAME? | #NAME? | #NAME? | #NAME? | #NAME? | #NAME? | #NAME? | #NAME? | #NAME? |  |  | 1: 0; 2: 0; 3: 0; 4: 0 | 0 |  | 0 | 0 | 0 | 20109 | 0 | 0 | 0 |  | 0 | 7806 | 7806 | 2010-09-14 | #NAME? | #NAME? | #NAME?
2010-09-15 | 2010 | 9 | 258 | 15 | 4 | 6.6 | 1.6283 | 11.6667 | 3.6 | 3.6 | 0 | #NAME? | #NAME? | #NAME? | #NAME? | #NAME? | #NAME? | FALSE | 10 | FALSE | TRUE | #NAME? | #NAME? | #NAME? | #NAME? | #NAME? | #NAME? | #NAME? | #NAME? | #NAME? | #NAME? |  |  | 1: 0; 2: 0; 3: 0; 4: 0 | 0 |  | 0 | 0 | 0 | 20109 | 0 | 0 | 0 |  | 0 | 7807 | 7807 | 2010-09-15 | #NAME? | #NAME? | #NAME?
2010-09-16 | 2010 | 9 | 259 | 16 | 5 | 4.8 | 0.8338 | 8 | 6.4 | 6.4 | 1.05 | #NAME? | #NAME? | #NAME? | #NAME? | #NAME? | #NAME? | TRUE | 5 | TRUE | FALSE | #NAME? | #NAME? | #NAME? | #NAME? | #NAME? | #NAME? | #NAME? | #NAME? | #NAME? | #NAME? |  |  | 1: 0; 2: 0; 3: 0; 4: 0 | 0 |  | 0 | 0 | 0 | 20109 | 0 | 0 | 0 |  | 0 | 7808 | 7808 | 2010-09-16 | #NAME? | #NAME? | #NAME?
2010-09-17 | 2010 | 9 | 260 | 17 | 6 | 0.9 | 1.2296 | 7.8333 | 0.8 | 0.8 | 0 | #NAME? | #NAME? | #NAME? | #NAME? | #NAME? | #NAME? | FALSE | 10 | FALSE | FALSE | #NAME? | #NAME? | #NAME? | #NAME? | #NAME? | #NAME? | #NAME? | #NAME? | #NAME? | #NAME? |  |  | 1: 0; 2: 0; 3: 0; 4: 0 | 0 |  | 0 | 0 | 0 | 20109 | 0 | 0 | 0 |  | 0 | 7809 | 7809 | 2010-09-17 | #NAME? | #NAME? | #NAME?
2010-09-18 | 2010 | 9 | 261 | 18 | 7 | 0.6 | 1.1938 | 12.3333 | 0 | 0 | 0 | #NAME? | #NAME? | #NAME? | #NAME? | #NAME? | #NAME? | FALSE | 7.2 | TRUE | TRUE | #NAME? | #NAME? | #NAME? | #NAME? | #NAME? | #NAME? | #NAME? | #NAME? | #NAME? | #NAME? |  |  | 1: 0; 2: 0; 3: 0; 4: 0 | 0 |  | 0 | 0 | 0 | 20109 | 0 | 0 | 0 |  | 0 | 7810 | 7810 | 2010-09-18 | #NAME? | #NAME? | #NAME?
2010-09-19 | 2010 | 9 | 262 | 19 | 1 | 4.3 | 0.48662 | 10.6667 | 6.4 | 6.4 | 1.05 | #NAME? | #NAME? | #NAME? | #NAME? | #NAME? | #NAME? | TRUE | 0.8 | TRUE | FALSE | #NAME? | #NAME? | #NAME? | #NAME? | #NAME? | #NAME? | #NAME? | #NAME? | #NAME? | #NAME? |  |  | 1: 0; 2: 0; 3: 0; 4: 0 | 0 |  | 0 | 0 | 0 | 20109 | 0 | 0 | 0 |  | 0 | 7811 | 7811 | 2010-09-19 | #NAME? | #NAME? | #NAME?
2010-09-20 | 2010 | 9 | 263 | 20 | 2 | 2.4 | 0.9921 | 13.1667 | 1 | 1 | 0 | #NAME? | #NAME? | #NAME? | #NAME? | #NAME? | #NAME? | FALSE | 6.4 | TRUE | FALSE | #NAME? | #NAME? | #NAME? | #NAME? | #NAME? | #NAME? | #NAME? | #NAME? | #NAME? | #NAME? |  |  | 1: 0; 2: 0; 3: 0; 4: 0 | 0 |  | 0 | 0 | 0 | 20109 | 0 | 0 | 0 |  | 0 | 7812 | 7812 | 2010-09-20 | #NAME? | #NAME? | #NAME?
2010-09-21 | 2010 | 9 | 264 | 21 | 3 | 0.5 | 0.48233 | 5 | 1 | 1 | 0 | #NAME? | #NAME? | #NAME? | #NAME? | #NAME? | #NAME? | TRUE | 7.4 | TRUE | FALSE | #NAME? | #NAME? | #NAME? | #NAME? | #NAME? | #NAME? | #NAME? | #NAME? | #NAME? | #NAME? |  |  | 1: 0; 2: 0; 3: 0; 4: 0 | 0 |  | 0 | 0 | 0 | 20109 | 0 | 0 | 0 |  | 0 | 7813 | 7813 | 2010-09-21 | #NAME? | #NAME? | #NAME?
2010-09-22 | 2010 | 9 | 265 | 22 | 4 | 2.2 | 1.899 | 10.6667 | 0 | 0 | 0 | #NAME? | #NAME? | #NAME? | #NAME? | #NAME? | #NAME? | FALSE | 2 | TRUE | FALSE | #NAME? | #NAME? | #NAME? | #NAME? | #NAME? | #NAME? | #NAME? | #NAME? | #NAME? | #NAME? |  |  | 1: 0; 2: 0; 3: 0; 4: 0 | 0 |  | 0 | 0 | 0 | 20109 | 0 | 0 | 0 |  | 0 | 7814 | 7814 | 2010-09-22 | #NAME? | #NAME? | #NAME?
2010-09-23 | 2010 | 9 | 266 | 23 | 5 | -0.9 | 2.5597 | 5.5 | 0 | 0 | 0 | #NAME? | #NAME? | #NAME? | #NAME? | #NAME? | #NAME? | TRUE | 1 | TRUE | TRUE | #NAME? | #NAME? | #NAME? | #NAME? | #NAME? | #NAME? | #NAME? | #NAME? | #NAME? | #NAME? |  |  | 1: 2.2387; 2: 2.9203; 3: 0; 4: 0 | 5.159 |  | 118.4967 | 191.8608 | 198.5494 | 20109 | 5.159 | 118.4967 | 193.8229 |  | 0 | 7815 | 7815 | 2010-09-23 | #NAME? | #NAME? | #NAME?
2010-09-24 | 2010 | 9 | 267 | 24 | 6 | 7.6 | 3.4005 | 11 | 0.2 | 0.2 | 0 | #NAME? | #NAME? | #NAME? | #NAME? | #NAME? | #NAME? | FALSE | 0 | TRUE | TRUE | #NAME? | #NAME? | #NAME? | #NAME? | #NAME? | #NAME? | #NAME? | #NAME? | #NAME? | #NAME? |  |  | 1: 0; 2: 0; 3: 0; 4: 6.7941 | 6.7941 |  | 199.2944 | 306.8501 | 316.3403 | 20109 | 6.7941 | 199.2944 | 325.9822 |  | 0 | 7816 | 7816 | 2010-09-24 | #NAME? | #NAME? | #NAME?
2010-09-25 | 2010 | 9 | 268 | 25 | 7 | 7.5 | 3.9094 | 7.6667 | 0 | 0 | 0 | #NAME? | #NAME? | #NAME? | #NAME? | #NAME? | #NAME? | FALSE | 0.2 | TRUE | TRUE | #NAME? | #NAME? | #NAME? | #NAME? | #NAME? | #NAME? | #NAME? | #NAME? | #NAME? | #NAME? |  |  | 1: 0; 2: 0; 3: 10.721; 4: 0 | 10.721 |  | 157.2419 | 242.1026 | 249.5903 | 20109 | 10.721 | 157.2419 | 257.1977 |  | 0 | 7817 | 7817 | 2010-09-25 | #NAME? | #NAME? | #NAME?
2010-09-26 | 2010 | 9 | 269 | 26 | 1 | 8.8 | 2.8187 | 3.3333 | 0 | 0 | 0 | #NAME? | #NAME? | #NAME? | #NAME? | #NAME? | #NAME? | TRUE | 0.2 | TRUE | TRUE | #NAME? | #NAME? | #NAME? | #NAME? | #NAME? | #NAME? | #NAME? | #NAME? | #NAME? | #NAME? |  |  | 1: 5.8305; 2: 7.436; 3: 0; 4: 0 | 13.2665 |  | 303.6362 | 491.4728 | 508.5949 | 20109 | 13.2665 | 303.6362 | 496.6522 |  | 0 | 7818 | 7818 | 2010-09-26 | #NAME? | #NAME? | #NAME?
2010-09-27 | 2010 | 9 | 270 | 27 | 2 | 8.2 | 3.3443 | 8.8333 | 0 | 0 | 0 | #NAME? | #NAME? | #NAME? | #NAME? | #NAME? | #NAME? | FALSE | 0 | TRUE | TRUE | #NAME? | #NAME? | #NAME? | #NAME? | #NAME? | #NAME? | #NAME? | #NAME? | #NAME? | #NAME? |  |  | 1: 0; 2: 0; 3: 0.89566; 4: 5.9804 | 6.8761 |  | 188.5621 | 290.3258 | 299.3049 | 20109 | 6.8761 | 188.5621 | 308.4276 |  | 0 | 7819 | 7819 | 2010-09-27 | #NAME? | #NAME? | #NAME?
2010-09-28 | 2010 | 9 | 271 | 28 | 3 | 9 | 2.0921 | 9.6667 | 1.8 | 1.8 | 0 | #NAME? | #NAME? | #NAME? | #NAME? | #NAME? | #NAME? | TRUE | 0 | TRUE | FALSE | #NAME? | #NAME? | #NAME? | #NAME? | #NAME? | #NAME? | #NAME? | #NAME? | #NAME? | #NAME? |  |  | 1: 0; 2: 0; 3: 0; 4: 0 | 0 |  | 0 | 0 | 0 | 20109 | 0 | 0 | 0 |  | 0 | 7820 | 7820 | 2010-09-28 | #NAME? | #NAME? | #NAME?
2010-09-29 | 2010 | 9 | 272 | 29 | 4 | 2.4 | 2.5332 | 0 | 0 | 0 | 0 | #NAME? | #NAME? | #NAME? | #NAME? | #NAME? | #NAME? | FALSE | 1.8 | TRUE | TRUE | #NAME? | #NAME? | #NAME? | #NAME? | #NAME? | #NAME? | #NAME? | #NAME? | #NAME? | #NAME? |  |  | 1: 0; 2: 0; 3: 5.2581; 4: 3.4307 | 8.6888 |  | 177.7525 | 273.6824 | 282.1468 | 20109 | 8.6888 | 177.7525 | 290.7464 |  | 0 | 7821 | 7821 | 2010-09-29 | #NAME? | #NAME? | #NAME?
2010-09-30 | 2010 | 9 | 273 | 30 | 5 | 6 | 2.4706 | 3 | 0 | 0 | 0 | #NAME? | #NAME? | #NAME? | #NAME? | #NAME? | #NAME? | TRUE | 1.8 | TRUE | FALSE | #NAME? | #NAME? | #NAME? | #NAME? | #NAME? | #NAME? | #NAME? | #NAME? | #NAME? | #NAME? |  |  | 1: 0; 2: 0; 3: 0; 4: 0 | 0 |  | 0 | 0 | 0 | 20109 | 0 | 0 | 0 |  | 0 | 7822 | 7822 | 2010-09-30 | #NAME? | #NAME? | #NAME?
2011-05-01 | 2011 | 5 | 121 | 1 | 1 | 0.1 | 3.3291 | 5 | 0 | 0 | 0 | #NAME? | #NAME? | #NAME? | #NAME? | #NAME? | #NAME? | TRUE | 0 | TRUE | FALSE | #NAME? | #NAME? | #NAME? | #NAME? | #NAME? | #NAME? | #NAME? | #NAME? | #NAME? | #NAME? |  |  | 1: 0; 2: 0; 3: 0; 4: 0 | 0 |  | 0 | 0 | 0 | 20115 | 0 | 0 | 0 |  | 0 | 7823 | 7823 | 2011-05-01 | #NAME? | #NAME? | #NAME?
2011-05-02 | 2011 | 5 | 122 | 2 | 2 | 1.2 | 4.7132 | 11.1667 | 0 | 0 | 0 | #NAME? | #NAME? | #NAME? | #NAME? | #NAME? | #NAME? | FALSE | 0 | TRUE | TRUE | #NAME? | #NAME? | #NAME? | #NAME? | #NAME? | #NAME? | #NAME? | #NAME? | #NAME? | #NAME? |  |  | 1: 0; 2: 0; 3: 0; 4: 2.28 | 2.28 |  | 66.88 | 102.974 | 106.1587 | 20115 | 2.28 | 66.88 | 109.3944 |  | 0 | 7824 | 7824 | 2011-05-02 | #NAME? | #NAME? | #NAME?
2011-05-03 | 2011 | 5 | 123 | 3 | 3 | 3.3 | 3.4258 | 16 | 1.2 | 1.2 | 0 | #NAME? | #NAME? | #NAME? | #NAME? | #NAME? | #NAME? | TRUE | 0 | TRUE | FALSE | #NAME? | #NAME? | #NAME? | #NAME? | #NAME? | #NAME? | #NAME? | #NAME? | #NAME? | #NAME? |  |  | 1: 0; 2: 0; 3: 0; 4: 0 | 0 |  | 0 | 0 | 0 | 20115 | 0 | 0 | 0 |  | 0 | 7825 | 7825 | 2011-05-03 | #NAME? | #NAME? | #NAME?
2011-05-04 | 2011 | 5 | 124 | 4 | 4 | 0.1 | 4.2467 | 8.8333 | 0 | 0 | 0 | #NAME? | #NAME? | #NAME? | #NAME? | #NAME? | #NAME? | FALSE | 1.2 | TRUE | TRUE | #NAME? | #NAME? | #NAME? | #NAME? | #NAME? | #NAME? | #NAME? | #NAME? | #NAME? | #NAME? |  |  | 1: 0; 2: 0; 3: 7.4045; 4: 4.4765 | 11.881 |  | 239.9092 | 369.3841 | 380.8083 | 20115 | 11.881 | 239.9092 | 392.4152 |  | 0 | 7826 | 7826 | 2011-05-04 | #NAME? | #NAME? | #NAME?
2011-05-05 | 2011 | 5 | 125 | 5 | 5 | 3 | 3.5763 | 5.5 | 0 | 0 | 0 | #NAME? | #NAME? | #NAME? | #NAME? | #NAME? | #NAME? | TRUE | 1.2 | TRUE | FALSE | #NAME? | #NAME? | #NAME? | #NAME? | #NAME? | #NAME? | #NAME? | #NAME? | #NAME? | #NAME? |  |  | 1: 0; 2: 0; 3: 0; 4: 0 | 0 |  | 0 | 0 | 0 | 20115 | 0 | 0 | 0 |  | 0 | 7827 | 7827 | 2011-05-05 | #NAME? | #NAME? | #NAME?
2011-05-06 | 2011 | 5 | 126 | 6 | 6 | 1.6 | 2.4556 | 9.3333 | 2.2 | 2.2 | 0 | #NAME? | #NAME? | #NAME? | #NAME? | #NAME? | #NAME? | FALSE | 0 | TRUE | FALSE | #NAME? | #NAME? | #NAME? | #NAME? | #NAME? | #NAME? | #NAME? | #NAME? | #NAME? | #NAME? |  |  | 1: 0; 2: 0; 3: 0; 4: 0 | 0 |  | 0 | 0 | 0 | 20115 | 0 | 0 | 0 |  | 0 | 7828 | 7828 | 2011-05-06 | #NAME? | #NAME? | #NAME?
2011-05-07 | 2011 | 5 | 127 | 7 | 7 | 1.3 | 2.3231 | 5.8333 | 6.8 | 6.8 | 1.35 | #NAME? | #NAME? | #NAME? | #NAME? | #NAME? | #NAME? | FALSE | 2.2 | TRUE | TRUE | #NAME? | #NAME? | #NAME? | #NAME? | #NAME? | #NAME? | #NAME? | #NAME? | #NAME? | #NAME? |  |  | 1: 0; 2: 0; 3: 6.2455; 4: 0 | 6.2455 |  | 91.6007 | 141.0359 | 145.3979 | 20115 | 6.2455 | 91.6007 | 149.8295 |  | 0 | 7829 | 7829 | 2011-05-07 | #NAME? | #NAME? | #NAME?
2011-05-08 | 2011 | 5 | 128 | 8 | 1 | 4.4 | 1.7221 | 5.5 | 1.6 | 1.6 | 0 | #NAME? | #NAME? | #NAME? | #NAME? | #NAME? | #NAME? | TRUE | 9 | TRUE | TRUE | #NAME? | #NAME? | #NAME? | #NAME? | #NAME? | #NAME? | #NAME? | #NAME? | #NAME? | #NAME? |  |  | 1: 5.5984; 2: 7.9938; 3: 0; 4: 0 | 13.5922 |  | 316.5952 | 513.2236 | 531.1626 | 20115 | 13.5922 | 316.5952 | 517.8489 |  | 0 | 7830 | 7830 | 2011-05-08 | #NAME? | #NAME? | #NAME?
2011-05-09 | 2011 | 5 | 129 | 9 | 2 | 4.1 | 2.805 | 7.8333 | 0 | 0 | 0 | #NAME? | #NAME? | #NAME? | #NAME? | #NAME? | #NAME? | FALSE | 8.4 | TRUE | FALSE | #NAME? | #NAME? | #NAME? | #NAME? | #NAME? | #NAME? | #NAME? | #NAME? | #NAME? | #NAME? |  |  | 1: 0; 2: 0; 3: 0; 4: 0 | 0 |  | 0 | 0 | 0 | 20115 | 0 | 0 | 0 |  | 0 | 7831 | 7831 | 2011-05-09 | #NAME? | #NAME? | #NAME?
2011-05-10 | 2011 | 5 | 130 | 10 | 3 | 0.8 | 4.2056 | 5.8333 | 0 | 0 | 0 | #NAME? | #NAME? | #NAME? | #NAME? | #NAME? | #NAME? | TRUE | 1.6 | TRUE | TRUE | #NAME? | #NAME? | #NAME? | #NAME? | #NAME? | #NAME? | #NAME? | #NAME? | #NAME? | #NAME? |  |  | 1: 0; 2: 0; 3: 0; 4: 0 | 0 |  | 0 | 0 | 0 | 20115 | 0 | 0 | 0 |  | 0 | 7832 | 7832 | 2011-05-10 | #NAME? | #NAME? | #NAME?
2011-05-11 | 2011 | 5 | 131 | 11 | 4 | 4 | 6.2322 | 16.5 | 0 | 0 | 0 | #NAME? | #NAME? | #NAME? | #NAME? | #NAME? | #NAME? | FALSE | 0 | TRUE | TRUE | #NAME? | #NAME? | #NAME? | #NAME? | #NAME? | #NAME? | #NAME? | #NAME? | #NAME? | #NAME? |  |  | 1: 0; 2: 0; 3: 0; 4: 10.0314 | 10.0314 |  | 294.2539 | 453.0576 | 467.0697 | 20115 | 10.0314 | 294.2539 | 481.3057 |  | 0 | 7833 | 7833 | 2011-05-11 | #NAME? | #NAME? | #NAME?
2011-05-12 | 2011 | 5 | 132 | 12 | 5 | 6.1 | 6.1459 | 21.8333 | 0 | 0 | 0 | #NAME? | #NAME? | #NAME? | #NAME? | #NAME? | #NAME? | TRUE | 0 | TRUE | TRUE | #NAME? | #NAME? | #NAME? | #NAME? | #NAME? | #NAME? | #NAME? | #NAME? | #NAME? | #NAME? |  |  | 1: 3.18; 2: 4.4932; 3: 0; 4: 0 | 7.6732 |  | 178.4415 | 289.2269 | 299.3335 | 20115 | 7.6732 | 178.4415 | 291.8735 |  | 0 | 7834 | 7834 | 2011-05-12 | #NAME? | #NAME? | #NAME?
2011-05-13 | 2011 | 5 | 133 | 13 | 6 | 4.7 | 4.1491 | 13 | 0 | 0 | 0 | #NAME? | #NAME? | #NAME? | #NAME? | #NAME? | #NAME? | FALSE | 0 | TRUE | TRUE | #NAME? | #NAME? | #NAME? | #NAME? | #NAME? | #NAME? | #NAME? | #NAME? | #NAME? | #NAME? |  |  | 1: 0; 2: 0; 3: 0; 4: 5.6603 | 5.6603 |  | 166.0342 | 255.6399 | 263.5463 | 20115 | 5.6603 | 166.0342 | 271.579 |  | 0 | 7835 | 7835 | 2011-05-13 | #NAME? | #NAME? | #NAME?
2011-05-14 | 2011 | 5 | 134 | 14 | 7 | 5.7 | 5.507 | 26.5 | 0 | 0 | 0 | #NAME? | #NAME? | #NAME? | #NAME? | #NAME? | #NAME? | FALSE | 0 | TRUE | TRUE | #NAME? | #NAME? | #NAME? | #NAME? | #NAME? | #NAME? | #NAME? | #NAME? | #NAME? | #NAME? |  |  | 1: 0; 2: 0; 3: 0; 4: 0 | 0 |  | 0 | 0 | 0 | 20115 | 0 | 0 | 0 |  | 0 | 7836 | 7836 | 2011-05-14 | #NAME? | #NAME? | #NAME?
2011-05-15 | 2011 | 5 | 135 | 15 | 1 | 3 | 4.7686 | 15 | 0 | 0 | 0 | #NAME? | #NAME? | #NAME? | #NAME? | #NAME? | #NAME? | TRUE | 0 | TRUE | TRUE | #NAME? | #NAME? | #NAME? | #NAME? | #NAME? | #NAME? | #NAME? | #NAME? | #NAME? | #NAME? |  |  | 1: 6.5168; 2: 10.8805; 3: 0; 4: 0 | 17.3974 |  | 414.7425 | 673.6447 | 697.2913 | 20115 | 17.3974 | 414.7425 | 678.3868 |  | 0 | 7837 | 7837 | 2011-05-15 | #NAME? | #NAME? | #NAME?
2011-05-16 | 2011 | 5 | 136 | 16 | 2 | 3.7 | 4.8401 | 9.1667 | 0 | 0 | 0 | #NAME? | #NAME? | #NAME? | #NAME? | #NAME? | #NAME? | FALSE | 0 | TRUE | FALSE | #NAME? | #NAME? | #NAME? | #NAME? | #NAME? | #NAME? | #NAME? | #NAME? | #NAME? | #NAME? |  |  | 1: 0; 2: 0; 3: 0; 4: 0 | 0 |  | 0 | 0 | 0 | 20115 | 0 | 0 | 0 |  | 0 | 7838 | 7838 | 2011-05-16 | #NAME? | #NAME? | #NAME?
2011-05-17 | 2011 | 5 | 137 | 17 | 3 | 2.2 | 4.6215 | 11.8333 | 0 | 0 | 0 | #NAME? | #NAME? | #NAME? | #NAME? | #NAME? | #NAME? | TRUE | 0 | TRUE | TRUE | #NAME? | #NAME? | #NAME? | #NAME? | #NAME? | #NAME? | #NAME? | #NAME? | #NAME? | #NAME? |  |  | 1: 0; 2: 0; 3: 0; 4: 0 | 0 |  | 0 | 0 | 0 | 20115 | 0 | 0 | 0 |  | 0 | 7839 | 7839 | 2011-05-17 | #NAME? | #NAME? | #NAME?
2011-05-18 | 2011 | 5 | 138 | 18 | 4 | 5.5 | 4.7868 | 13 | 0 | 0 | 0 | #NAME? | #NAME? | #NAME? | #NAME? | #NAME? | #NAME? | FALSE | 0 | TRUE | TRUE | #NAME? | #NAME? | #NAME? | #NAME? | #NAME? | #NAME? | #NAME? | #NAME? | #NAME? | #NAME? |  |  | 1: 0; 2: 0; 3: 0; 4: 11.3084 | 11.3084 |  | 331.7126 | 510.7321 | 526.5279 | 20115 | 11.3084 | 331.7126 | 542.5762 |  | 0 | 7840 | 7840 | 2011-05-18 | #NAME? | #NAME? | #NAME?
2011-05-19 | 2011 | 5 | 139 | 19 | 5 | 7.1 | 2.5876 | 17.5 | 7.4 | 7.4 | 1.8 | #NAME? | #NAME? | #NAME? | #NAME? | #NAME? | #NAME? | TRUE | 0 | TRUE | TRUE | #NAME? | #NAME? | #NAME? | #NAME? | #NAME? | #NAME? | #NAME? | #NAME? | #NAME? | #NAME? |  |  | 1: 0; 2: 0; 3: 0; 4: 0 | 0 |  | 0 | 0 | 0 | 20115 | 0 | 0 | 0 |  | 0 | 7841 | 7841 | 2011-05-19 | #NAME? | #NAME? | #NAME?
2011-05-20 | 2011 | 5 | 140 | 20 | 6 | 7.8 | 3.1999 | 12.6667 | 0 | 0 | 0 | #NAME? | #NAME? | #NAME? | #NAME? | #NAME? | #NAME? | FALSE | 7.4 | TRUE | TRUE | #NAME? | #NAME? | #NAME? | #NAME? | #NAME? | #NAME? | #NAME? | #NAME? | #NAME? | #NAME? |  |  | 1: 0; 2: 0; 3: 0; 4: 2.28 | 2.28 |  | 66.88 | 102.974 | 106.1587 | 20115 | 2.28 | 66.88 | 109.3944 |  | 0 | 7842 | 7842 | 2011-05-20 | #NAME? | #NAME? | #NAME?
2011-05-21 | 2011 | 5 | 141 | 21 | 7 | 7.1 | 4.0597 | 4 | 0 | 0 | 0 | #NAME? | #NAME? | #NAME? | #NAME? | #NAME? | #NAME? | FALSE | 7.4 | TRUE | TRUE | #NAME? | #NAME? | #NAME? | #NAME? | #NAME? | #NAME? | #NAME? | #NAME? | #NAME? | #NAME? |  |  | 1: 0; 2: 0; 3: 10.7211; 4: 0 | 10.7211 |  | 157.2428 | 242.104 | 249.5917 | 20115 | 10.7211 | 157.2428 | 257.1992 |  | 0 | 7843 | 7843 | 2011-05-21 | #NAME? | #NAME? | #NAME?
2011-05-22 | 2011 | 5 | 142 | 22 | 1 | 7.8 | 3.4185 | 4.1667 | 0 | 0 | 0 | #NAME? | #NAME? | #NAME? | #NAME? | #NAME? | #NAME? | TRUE | 0 | TRUE | TRUE | #NAME? | #NAME? | #NAME? | #NAME? | #NAME? | #NAME? | #NAME? | #NAME? | #NAME? | #NAME? |  |  | 1: 3.2459; 2: 5.7814; 3: 0; 4: 0 | 9.0273 |  | 217.1955 | 353.0483 | 365.4616 | 20115 | 9.0273 | 217.1955 | 355.2627 |  | 0 | 7844 | 7844 | 2011-05-22 | #NAME? | #NAME? | #NAME?
2011-05-23 | 2011 | 5 | 143 | 23 | 2 | 4.4 | 2.2845 | 12 | 11.6 | 11.6 | 4.95 | #NAME? | #NAME? | #NAME? | #NAME? | #NAME? | #NAME? | FALSE | 0 | TRUE | TRUE | #NAME? | #NAME? | #NAME? | #NAME? | #NAME? | #NAME? | #NAME? | #NAME? | #NAME? | #NAME? |  |  | 1: 0; 2: 0; 3: 0; 4: 6.393 | 6.393 |  | 187.5276 | 288.733 | 297.6629 | 20115 | 6.393 | 187.5276 | 306.7355 |  | 0 | 7845 | 7845 | 2011-05-23 | #NAME? | #NAME? | #NAME?
2011-05-24 | 2011 | 5 | 144 | 24 | 3 | 3.7 | 1.5937 | 18.5 | 2.6 | 2.6 | 0 | #NAME? | #NAME? | #NAME? | #NAME? | #NAME? | #NAME? | TRUE | 11.6 | FALSE | TRUE | #NAME? | #NAME? | #NAME? | #NAME? | #NAME? | #NAME? | #NAME? | #NAME? | #NAME? | #NAME? |  |  | 1: 0; 2: 0; 3: 0; 4: 0 | 0 |  | 0 | 0 | 0 | 20115 | 0 | 0 | 0 |  | 0 | 7846 | 7846 | 2011-05-24 | #NAME? | #NAME? | #NAME?
2011-05-25 | 2011 | 5 | 145 | 25 | 4 | 4.1 | 1.8727 | 7.3333 | 3.8 | 3.8 | 0 | #NAME? | #NAME? | #NAME? | #NAME? | #NAME? | #NAME? | FALSE | 14.2 | FALSE | TRUE | #NAME? | #NAME? | #NAME? | #NAME? | #NAME? | #NAME? | #NAME? | #NAME? | #NAME? | #NAME? |  |  | 1: 0; 2: 0; 3: 0; 4: 0 | 0 |  | 0 | 0 | 0 | 20115 | 0 | 0 | 0 |  | 0 | 7847 | 7847 | 2011-05-25 | #NAME? | #NAME? | #NAME?
2011-05-26 | 2011 | 5 | 146 | 26 | 5 | 6.9 | 2.4809 | 17.5 | 22 | 22 | 12.75 | #NAME? | #NAME? | #NAME? | #NAME? | #NAME? | #NAME? | TRUE | 6.4 | TRUE | TRUE | #NAME? | #NAME? | #NAME? | #NAME? | #NAME? | #NAME? | #NAME? | #NAME? | #NAME? | #NAME? |  |  | 1: 0; 2: 0; 3: 0; 4: 0 | 0 |  | 0 | 0 | 0 | 20115 | 0 | 0 | 0 |  | 0 | 7848 | 7848 | 2011-05-26 | #NAME? | #NAME? | #NAME?
2011-05-27 | 2011 | 5 | 147 | 27 | 6 | 5.6 | 2.0746 | 24.5 | 28 | 28 | 17.25 | #NAME? | #NAME? | #NAME? | #NAME? | #NAME? | #NAME? | FALSE | 25.8 | FALSE | TRUE | #NAME? | #NAME? | #NAME? | #NAME? | #NAME? | #NAME? | #NAME? | #NAME? | #NAME? | #NAME? |  |  | 1: 0; 2: 0; 3: 0; 4: 0 | 0 |  | 0 | 0 | 0 | 20115 | 0 | 0 | 0 |  | 0 | 7849 | 7849 | 2011-05-27 | #NAME? | #NAME? | #NAME?
2011-05-28 | 2011 | 5 | 148 | 28 | 7 | 6.2 | 4.1476 | 19.1667 | 0.4 | 0.4 | 0 | #NAME? | #NAME? | #NAME? | #NAME? | #NAME? | #NAME? | FALSE | 50 | FALSE | FALSE | #NAME? | #NAME? | #NAME? | #NAME? | #NAME? | #NAME? | #NAME? | #NAME? | #NAME? | #NAME? |  |  | 1: 0; 2: 0; 3: 0; 4: 0 | 0 |  | 0 | 0 | 0 | 20115 | 0 | 0 | 0 |  | 0 | 7850 | 7850 | 2011-05-28 | #NAME? | #NAME? | #NAME?
2011-05-29 | 2011 | 5 | 149 | 29 | 1 | 1.4 | 3.7111 | 10 | 0 | 0 | 0 | #NAME? | #NAME? | #NAME? | #NAME? | #NAME? | #NAME? | TRUE | 28.4 | FALSE | TRUE | #NAME? | #NAME? | #NAME? | #NAME? | #NAME? | #NAME? | #NAME? | #NAME? | #NAME? | #NAME? |  |  | 1: 0; 2: 0; 3: 0; 4: 0 | 0 |  | 0 | 0 | 0 | 20115 | 0 | 0 | 0 |  | 0 | 7851 | 7851 | 2011-05-29 | #NAME? | #NAME? | #NAME?
2011-05-30 | 2011 | 5 | 150 | 30 | 2 | 3.5 | 3.6718 | 7.6667 | 0 | 0 | 0 | #NAME? | #NAME? | #NAME? | #NAME? | #NAME? | #NAME? | FALSE | 0.4 | TRUE | TRUE | #NAME? | #NAME? | #NAME? | #NAME? | #NAME? | #NAME? | #NAME? | #NAME? | #NAME? | #NAME? |  |  | 1: 0; 2: 0; 3: 0.99382; 4: 4.3211 | 5.3149 |  | 141.3289 | 217.6016 | 224.3316 | 20115 | 5.3149 | 141.3289 | 231.1691 |  | 0 | 7852 | 7852 | 2011-05-30 | #NAME? | #NAME? | #NAME?
2011-05-31 | 2011 | 5 | 151 | 31 | 3 | 5.3 | 4.237 | 10 | 0 | 0 | 0 | #NAME? | #NAME? | #NAME? | #NAME? | #NAME? | #NAME? | TRUE | 0 | TRUE | TRUE | #NAME? | #NAME? | #NAME? | #NAME? | #NAME? | #NAME? | #NAME? | #NAME? | #NAME? | #NAME? |  |  | 1: 9.1835; 2: 11.9099; 3: 0; 4: 0 | 21.0934 |  | 484.049 | 783.6728 | 810.9884 | 20115 | 21.0934 | 484.049 | 791.7501 |  | 0 | 7853 | 7853 | 2011-05-31 | #NAME? | #NAME? | #NAME?
2011-06-01 | 2011 | 6 | 152 | 1 | 4 | 5.3 | 3.2565 | 7.1667 | 3.4 | 3.4 | 0 | #NAME? | #NAME? | #NAME? | #NAME? | #NAME? | #NAME? | FALSE | 0 | TRUE | TRUE | #NAME? | #NAME? | #NAME? | #NAME? | #NAME? | #NAME? | #NAME? | #NAME? | #NAME? | #NAME? |  |  | 1: 0; 2: 0; 3: 1.665; 4: 4.6104 | 6.2754 |  | 159.6576 | 245.822 | 253.4247 | 20116 | 6.2754 | 159.6576 | 261.149 |  | 0 | 7854 | 7854 | 2011-06-01 | #NAME? | #NAME? | #NAME?
2011-06-02 | 2011 | 6 | 153 | 2 | 5 | 6.6 | 4.2308 | 11.3333 | 0 | 0 | 0 | #NAME? | #NAME? | #NAME? | #NAME? | #NAME? | #NAME? | TRUE | 3.4 | TRUE | TRUE | #NAME? | #NAME? | #NAME? | #NAME? | #NAME? | #NAME? | #NAME? | #NAME? | #NAME? | #NAME? |  |  | 1: 0; 2: 0; 3: 0; 4: 0 | 0 |  | 0 | 0 | 0 | 20116 | 0 | 0 | 0 |  | 0 | 7855 | 7855 | 2011-06-02 | #NAME? | #NAME? | #NAME?
2011-06-03 | 2011 | 6 | 154 | 3 | 6 | 8.1 | 4.7847 | 26 | 1 | 1 | 0 | #NAME? | #NAME? | #NAME? | #NAME? | #NAME? | #NAME? | FALSE | 3.4 | TRUE | TRUE | #NAME? | #NAME? | #NAME? | #NAME? | #NAME? | #NAME? | #NAME? | #NAME? | #NAME? | #NAME? |  |  | 1: 0; 2: 0; 3: 0; 4: 4.6069 | 4.6069 |  | 135.1367 | 208.0677 | 214.5028 | 20116 | 4.6069 | 135.1367 | 221.0407 |  | 0 | 7856 | 7856 | 2011-06-03 | #NAME? | #NAME? | #NAME?
2011-06-04 | 2011 | 6 | 155 | 4 | 7 | 4 | 3.4628 | 14.8333 | 1 | 1 | 0 | #NAME? | #NAME? | #NAME? | #NAME? | #NAME? | #NAME? | FALSE | 1 | TRUE | TRUE | #NAME? | #NAME? | #NAME? | #NAME? | #NAME? | #NAME? | #NAME? | #NAME? | #NAME? | #NAME? |  |  | 1: 0; 2: 0; 3: 6.6495; 4: 0 | 6.6495 |  | 97.5257 | 150.1587 | 154.8027 | 20116 | 6.6495 | 97.5257 | 159.521 |  | 0 | 7857 | 7857 | 2011-06-04 | #NAME? | #NAME? | #NAME?
2011-06-05 | 2011 | 6 | 156 | 5 | 1 | 8.8 | 4.0239 | 10.8333 | 0.2 | 0.2 | 0 | #NAME? | #NAME? | #NAME? | #NAME? | #NAME? | #NAME? | TRUE | 2 | TRUE | TRUE | #NAME? | #NAME? | #NAME? | #NAME? | #NAME? | #NAME? | #NAME? | #NAME? | #NAME? | #NAME? |  |  | 1: 8.8301; 2: 10.6982; 3: 0; 4: 0 | 19.5283 |  | 443.3225 | 717.061 | 742.0032 | 20116 | 19.5283 | 443.3225 | 725.1345 |  | 0 | 7858 | 7858 | 2011-06-05 | #NAME? | #NAME? | #NAME?
2011-06-06 | 2011 | 6 | 157 | 6 | 2 | 8.3 | 2.4057 | 8 | 12.4 | 12.4 | 5.55 | #NAME? | #NAME? | #NAME? | #NAME? | #NAME? | #NAME? | FALSE | 1.2 | TRUE | TRUE | #NAME? | #NAME? | #NAME? | #NAME? | #NAME? | #NAME? | #NAME? | #NAME? | #NAME? | #NAME? |  |  | 1: 0; 2: 0; 3: 6.9573; 4: 6.7492 | 13.7066 |  | 300.0184 | 461.9331 | 476.2197 | 20116 | 13.7066 | 300.0184 | 490.7346 |  | 0 | 7859 | 7859 | 2011-06-06 | #NAME? | #NAME? | #NAME?
2011-06-07 | 2011 | 6 | 158 | 7 | 3 | 9 | 2.9501 | 4.5 | 1.5 | 1.5 | 0 | #NAME? | #NAME? | #NAME? | #NAME? | #NAME? | #NAME? | TRUE | 12.6 | FALSE | TRUE | #NAME? | #NAME? | #NAME? | #NAME? | #NAME? | #NAME? | #NAME? | #NAME? | #NAME? | #NAME? |  |  | 1: 0; 2: 0; 3: 0; 4: 0 | 0 |  | 0 | 0 | 0 | 20116 | 0 | 0 | 0 |  | 0 | 7860 | 7860 | 2011-06-07 | #NAME? | #NAME? | #NAME?
2011-06-08 | 2011 | 6 | 159 | 8 | 4 | 8 | 2.9931 | 7.3333 | 2.8 | 2.8 | 0 | #NAME? | #NAME? | #NAME? | #NAME? | #NAME? | #NAME? | FALSE | 13.9 | FALSE | TRUE | #NAME? | #NAME? | #NAME? | #NAME? | #NAME? | #NAME? | #NAME? | #NAME? | #NAME? | #NAME? |  |  | 1: 0; 2: 0; 3: 0; 4: 0 | 0 |  | 0 | 0 | 0 | 20116 | 0 | 0 | 0 |  | 0 | 7861 | 7861 | 2011-06-08 | #NAME? | #NAME? | #NAME?
2011-06-09 | 2011 | 6 | 160 | 9 | 5 | 5.9 | 4.452 | 8.5 | 0 | 0 | 0 | #NAME? | #NAME? | #NAME? | #NAME? | #NAME? | #NAME? | TRUE | 4.3 | TRUE | TRUE | #NAME? | #NAME? | #NAME? | #NAME? | #NAME? | #NAME? | #NAME? | #NAME? | #NAME? | #NAME? |  |  | 1: 3.0273; 2: 4.3905; 3: 0; 4: 0 | 7.4178 |  | 173.1889 | 280.8085 | 290.6281 | 20116 | 7.4178 | 173.1889 | 283.2819 |  | 0 | 7862 | 7862 | 2011-06-09 | #NAME? | #NAME? | #NAME?
2011-06-10 | 2011 | 6 | 161 | 10 | 6 | 6.2 | 4.6972 | 8.5 | 0 | 0 | 0 | #NAME? | #NAME? | #NAME? | #NAME? | #NAME? | #NAME? | FALSE | 2.8 | TRUE | TRUE | #NAME? | #NAME? | #NAME? | #NAME? | #NAME? | #NAME? | #NAME? | #NAME? | #NAME? | #NAME? |  |  | 1: 0; 2: 0; 3: 0; 4: 7.9974 | 7.9974 |  | 234.5908 | 361.1954 | 372.3664 | 20116 | 7.9974 | 234.5908 | 383.7159 |  | 0 | 7863 | 7863 | 2011-06-10 | #NAME? | #NAME? | #NAME?
2011-06-11 | 2011 | 6 | 162 | 11 | 7 | 9.4 | 3.1091 | 24.8333 | 7.2 | 7.2 | 1.65 | #NAME? | #NAME? | #NAME? | #NAME? | #NAME? | #NAME? | FALSE | 0 | TRUE | TRUE | #NAME? | #NAME? | #NAME? | #NAME? | #NAME? | #NAME? | #NAME? | #NAME? | #NAME? | #NAME? |  |  | 1: 0; 2: 0; 3: 8.3885; 4: 0 | 8.3885 |  | 123.0308 | 189.4284 | 195.287 | 20116 | 8.3885 | 123.0308 | 201.2392 |  | 0 | 7864 | 7864 | 2011-06-11 | #NAME? | #NAME? | #NAME?
2011-06-12 | 2011 | 6 | 163 | 12 | 1 | 8.8 | 3.2675 | 4.3333 | 0.2 | 0.2 | 0 | #NAME? | #NAME? | #NAME? | #NAME? | #NAME? | #NAME? | TRUE | 7.2 | TRUE | TRUE | #NAME? | #NAME? | #NAME? | #NAME? | #NAME? | #NAME? | #NAME? | #NAME? | #NAME? | #NAME? |  |  | 1: 11.2759; 2: 13.5166; 3: 0; 4: 0 | 24.7925 |  | 561.8661 | 908.6654 | 940.262 | 20116 | 24.7925 | 561.8661 | 919.0341 |  | 0 | 7865 | 7865 | 2011-06-12 | #NAME? | #NAME? | #NAME?
2011-06-13 | 2011 | 6 | 164 | 13 | 2 | 7.3 | 3.2736 | 2 | 2.6 | 2.6 | 0 | #NAME? | #NAME? | #NAME? | #NAME? | #NAME? | #NAME? | FALSE | 7.4 | TRUE | TRUE | #NAME? | #NAME? | #NAME? | #NAME? | #NAME? | #NAME? | #NAME? | #NAME? | #NAME? | #NAME? |  |  | 1: 0; 2: 0; 3: 1.89; 4: 4.1371 | 6.0272 |  | 149.0765 | 229.5305 | 236.6294 | 20116 | 6.0272 | 149.0765 | 243.8417 |  | 0 | 7866 | 7866 | 2011-06-13 | #NAME? | #NAME? | #NAME?
2011-06-14 | 2011 | 6 | 165 | 14 | 3 | 8 | 4.4442 | 10 | 0 | 0 | 0 | #NAME? | #NAME? | #NAME? | #NAME? | #NAME? | #NAME? | TRUE | 2.8 | TRUE | TRUE | #NAME? | #NAME? | #NAME? | #NAME? | #NAME? | #NAME? | #NAME? | #NAME? | #NAME? | #NAME? |  |  | 1: 1.1399; 2: 1.8215; 3: 0; 4: 0 | 2.9614 |  | 70.1494 | 113.8793 | 117.8722 | 20116 | 2.9614 | 70.1494 | 114.7421 |  | 0 | 7867 | 7867 | 2011-06-14 | #NAME? | #NAME? | #NAME?
2011-06-15 | 2011 | 6 | 166 | 15 | 4 | 9 | 3.3132 | 12.3333 | 5.8 | 5.8 | 0.6 | #NAME? | #NAME? | #NAME? | #NAME? | #NAME? | #NAME? | FALSE | 2.6 | TRUE | TRUE | #NAME? | #NAME? | #NAME? | #NAME? | #NAME? | #NAME? | #NAME? | #NAME? | #NAME? | #NAME? |  |  | 1: 0; 2: 0; 3: 5.6639; 4: 4.7243 | 10.3882 |  | 221.6496 | 341.27 | 351.8248 | 20116 | 10.3882 | 221.6496 | 362.5482 |  | 0 | 7868 | 7868 | 2011-06-15 | #NAME? | #NAME? | #NAME?
2011-06-16 | 2011 | 6 | 167 | 16 | 5 | 6.8 | 2.8214 | 9.3333 | 19.6 | 19.6 | 10.95 | #NAME? | #NAME? | #NAME? | #NAME? | #NAME? | #NAME? | TRUE | 5.8 | TRUE | TRUE | #NAME? | #NAME? | #NAME? | #NAME? | #NAME? | #NAME? | #NAME? | #NAME? | #NAME? | #NAME? |  |  | 1: 0; 2: 0; 3: 0; 4: 0 | 0 |  | 0 | 0 | 0 | 20116 | 0 | 0 | 0 |  | 0 | 7869 | 7869 | 2011-06-16 | #NAME? | #NAME? | #NAME?
2011-06-17 | 2011 | 6 | 168 | 17 | 6 | 6.6 | 3.1479 | 18 | 1.5 | 1.5 | 0 | #NAME? | #NAME? | #NAME? | #NAME? | #NAME? | #NAME? | FALSE | 25.4 | FALSE | TRUE | #NAME? | #NAME? | #NAME? | #NAME? | #NAME? | #NAME? | #NAME? | #NAME? | #NAME? | #NAME? |  |  | 1: 0; 2: 0; 3: 0; 4: 0 | 0 |  | 0 | 0 | 0 | 20116 | 0 | 0 | 0 |  | 0 | 7870 | 7870 | 2011-06-17 | #NAME? | #NAME? | #NAME?
2011-06-18 | 2011 | 6 | 169 | 18 | 7 | 8 | 3.647 | 16.5 | 10 | 10 | 3.75 | #NAME? | #NAME? | #NAME? | #NAME? | #NAME? | #NAME? | FALSE | 21.1 | FALSE | TRUE | #NAME? | #NAME? | #NAME? | #NAME? | #NAME? | #NAME? | #NAME? | #NAME? | #NAME? | #NAME? |  |  | 1: 0; 2: 0; 3: 0; 4: 0 | 0 |  | 0 | 0 | 0 | 20116 | 0 | 0 | 0 |  | 0 | 7871 | 7871 | 2011-06-18 | #NAME? | #NAME? | #NAME?
2011-06-19 | 2011 | 6 | 170 | 19 | 1 | 9.2 | 3.9055 | 21.6667 | 1.4 | 1.4 | 0 | #NAME? | #NAME? | #NAME? | #NAME? | #NAME? | #NAME? | TRUE | 11.5 | FALSE | TRUE | #NAME? | #NAME? | #NAME? | #NAME? | #NAME? | #NAME? | #NAME? | #NAME? | #NAME? | #NAME? |  |  | 1: 0; 2: 0; 3: 0; 4: 0 | 0 |  | 0 | 0 | 0 | 20116 | 0 | 0 | 0 |  | 0 | 7872 | 7872 | 2011-06-19 | #NAME? | #NAME? | #NAME?
2011-06-20 | 2011 | 6 | 171 | 20 | 2 | 10 | 3.185 | 4.5 | 2.8 | 2.8 | 0 | #NAME? | #NAME? | #NAME? | #NAME? | #NAME? | #NAME? | FALSE | 11.4 | FALSE | TRUE | #NAME? | #NAME? | #NAME? | #NAME? | #NAME? | #NAME? | #NAME? | #NAME? | #NAME? | #NAME? |  |  | 1: 0; 2: 0; 3: 0; 4: 0 | 0 |  | 0 | 0 | 0 | 20116 | 0 | 0 | 0 |  | 0 | 7873 | 7873 | 2011-06-20 | #NAME? | #NAME? | #NAME?
2011-06-21 | 2011 | 6 | 172 | 21 | 3 | 7 | 4.3793 | 3.3333 | 0 | 0 | 0 | #NAME? | #NAME? | #NAME? | #NAME? | #NAME? | #NAME? | TRUE | 4.2 | TRUE | TRUE | #NAME? | #NAME? | #NAME? | #NAME? | #NAME? | #NAME? | #NAME? | #NAME? | #NAME? | #NAME? |  |  | 1: 5.6267; 2: 7.6715; 3: 0; 4: 0 | 13.2982 |  | 307.5554 | 498.2662 | 515.6594 | 20116 | 13.2982 | 307.5554 | 503.0627 |  | 0 | 7874 | 7874 | 2011-06-21 | #NAME? | #NAME? | #NAME?
2011-06-22 | 2011 | 6 | 173 | 22 | 4 | 8.8 | 4.593 | 7.5 | 0 | 0 | 0 | #NAME? | #NAME? | #NAME? | #NAME? | #NAME? | #NAME? | FALSE | 2.8 | TRUE | TRUE | #NAME? | #NAME? | #NAME? | #NAME? | #NAME? | #NAME? | #NAME? | #NAME? | #NAME? | #NAME? |  |  | 1: 0; 2: 0; 3: 7.3891; 4: 8.5884 | 15.9776 |  | 360.3017 | 554.7502 | 571.9074 | 20116 | 15.9776 | 360.3017 | 589.3388 |  | 0 | 7875 | 7875 | 2011-06-22 | #NAME? | #NAME? | #NAME?
2011-06-23 | 2011 | 6 | 174 | 23 | 5 | 12 | 5.288 | 7 | 0.2 | 0.2 | 0 | #NAME? | #NAME? | #NAME? | #NAME? | #NAME? | #NAME? | TRUE | 0 | TRUE | TRUE | #NAME? | #NAME? | #NAME? | #NAME? | #NAME? | #NAME? | #NAME? | #NAME? | #NAME? | #NAME? |  |  | 1: 8.0254; 2: 9.116; 3: 0; 4: 0 | 17.1414 |  | 385.1081 | 622.329 | 643.9325 | 20116 | 17.1414 | 385.1081 | 629.9142 |  | 0 | 7876 | 7876 | 2011-06-23 | #NAME? | #NAME? | #NAME?
2011-06-24 | 2011 | 6 | 175 | 24 | 6 | 7.9 | 4.6897 | 8.5 | 0 | 0 | 0 | #NAME? | #NAME? | #NAME? | #NAME? | #NAME? | #NAME? | FALSE | 0.2 | TRUE | TRUE | #NAME? | #NAME? | #NAME? | #NAME? | #NAME? | #NAME? | #NAME? | #NAME? | #NAME? | #NAME? |  |  | 1: 0; 2: 0; 3: 0; 4: 5.1884 | 5.1884 |  | 152.1931 | 234.3291 | 241.5764 | 20116 | 5.1884 | 152.1931 | 248.9395 |  | 0 | 7877 | 7877 | 2011-06-24 | #NAME? | #NAME? | #NAME?
2011-06-25 | 2011 | 6 | 176 | 25 | 7 | 6.9 | 4.6719 | 5.5 | 0 | 0 | 0 | #NAME? | #NAME? | #NAME? | #NAME? | #NAME? | #NAME? | FALSE | 0.2 | TRUE | TRUE | #NAME? | #NAME? | #NAME? | #NAME? | #NAME? | #NAME? | #NAME? | #NAME? | #NAME? | #NAME? |  |  | 1: 0; 2: 0; 3: 1.7596; 4: 0 | 1.7596 |  | 25.8078 | 39.7358 | 40.9648 | 20116 | 1.7596 | 25.8078 | 42.2134 |  | 0 | 7878 | 7878 | 2011-06-25 | #NAME? | #NAME? | #NAME?
2011-06-26 | 2011 | 6 | 177 | 26 | 1 | 7.7 | 4.0899 | 19.1667 | 5.2 | 5.2 | 0.15 | #NAME? | #NAME? | #NAME? | #NAME? | #NAME? | #NAME? | TRUE | 0 | TRUE | TRUE | #NAME? | #NAME? | #NAME? | #NAME? | #NAME? | #NAME? | #NAME? | #NAME? | #NAME? | #NAME? |  |  | 1: 7.3566; 2: 8.0215; 3: 0; 4: 0 | 15.3781 |  | 343.1935 | 554.2658 | 573.4813 | 20116 | 15.3781 | 343.1935 | 561.3553 |  | 0 | 7879 | 7879 | 2011-06-26 | #NAME? | #NAME? | #NAME?
2011-06-27 | 2011 | 6 | 178 | 27 | 2 | 8 | 4.8564 | 8.6667 | 0 | 0 | 0 | #NAME? | #NAME? | #NAME? | #NAME? | #NAME? | #NAME? | FALSE | 5.2 | TRUE | TRUE | #NAME? | #NAME? | #NAME? | #NAME? | #NAME? | #NAME? | #NAME? | #NAME? | #NAME? | #NAME? |  |  | 1: 0; 2: 0; 3: 6.0986; 4: 7.2483 | 13.3469 |  | 302.0637 | 465.0822 | 479.4662 | 20116 | 13.3469 | 302.0637 | 494.08 |  | 0 | 7880 | 7880 | 2011-06-27 | #NAME? | #NAME? | #NAME?
2011-06-28 | 2011 | 6 | 179 | 28 | 3 | 12.8 | 5.6248 | 8.6667 | 0 | 0 | 0 | #NAME? | #NAME? | #NAME? | #NAME? | #NAME? | #NAME? | TRUE | 5.2 | TRUE | TRUE | #NAME? | #NAME? | #NAME? | #NAME? | #NAME? | #NAME? | #NAME? | #NAME? | #NAME? | #NAME? |  |  | 1: 2.0429; 2: 2.292; 3: 0; 4: 0 | 4.3349 |  | 97.1949 | 157.0374 | 162.4866 | 20116 | 4.3349 | 97.1949 | 158.9798 |  | 0 | 7881 | 7881 | 2011-06-28 | #NAME? | #NAME? | #NAME?
2011-06-29 | 2011 | 6 | 180 | 29 | 4 | 14.4 | 6.3243 | 14.5 | 0 | 0 | 0 | #NAME? | #NAME? | #NAME? | #NAME? | #NAME? | #NAME? | FALSE | 0 | TRUE | TRUE | #NAME? | #NAME? | #NAME? | #NAME? | #NAME? | #NAME? | #NAME? | #NAME? | #NAME? | #NAME? |  |  | 1: 0; 2: 0; 3: 0; 4: 5.7646 | 5.7646 |  | 169.0961 | 260.3543 | 268.4065 | 20116 | 5.7646 | 169.0961 | 276.5874 |  | 0 | 7882 | 7882 | 2011-06-29 | #NAME? | #NAME? | #NAME?
2011-06-30 | 2011 | 6 | 181 | 30 | 5 | 11.1 | 4.421 | 11 | 0 | 0 | 0 | #NAME? | #NAME? | #NAME? | #NAME? | #NAME? | #NAME? | TRUE | 0 | TRUE | TRUE | #NAME? | #NAME? | #NAME? | #NAME? | #NAME? | #NAME? | #NAME? | #NAME? | #NAME? | #NAME? |  |  | 1: 6.157; 2: 7.013; 3: 0; 4: 0 | 13.17 |  | 296.0168 | 478.3778 | 494.9856 | 20116 | 13.17 | 296.0168 | 484.1893 |  | 0 | 7883 | 7883 | 2011-06-30 | #NAME? | #NAME? | #NAME?
2011-07-01 | 2011 | 7 | 182 | 1 | 6 | 7.9 | 4.9155 | 12 | 0 | 0 | 0 | #NAME? | #NAME? | #NAME? | #NAME? | #NAME? | #NAME? | FALSE | 0 | TRUE | TRUE | #NAME? | #NAME? | #NAME? | #NAME? | #NAME? | #NAME? | #NAME? | #NAME? | #NAME? | #NAME? |  |  | 1: 0; 2: 0; 3: 0; 4: 5.9099 | 5.9099 |  | 173.3575 | 266.9154 | 275.1706 | 20117 | 5.9099 | 173.3575 | 283.5576 |  | 0 | 7884 | 7884 | 2011-07-01 | #NAME? | #NAME? | #NAME?
2011-07-02 | 2011 | 7 | 183 | 2 | 7 | 7.9 | 5.4523 | 7.5 | 0 | 0 | 0 | #NAME? | #NAME? | #NAME? | #NAME? | #NAME? | #NAME? | FALSE | 0 | TRUE | TRUE | #NAME? | #NAME? | #NAME? | #NAME? | #NAME? | #NAME? | #NAME? | #NAME? | #NAME? | #NAME? |  |  | 1: 0; 2: 0; 3: 4.6671; 4: 0 | 4.6671 |  | 68.4509 | 105.3927 | 108.6522 | 20117 | 4.6671 | 68.4509 | 111.9639 |  | 0 | 7885 | 7885 | 2011-07-02 | #NAME? | #NAME? | #NAME?
2011-07-03 | 2011 | 7 | 184 | 3 | 1 | 10.1 | 6.1293 | 7.5 | 0 | 0 | 0 | #NAME? | #NAME? | #NAME? | #NAME? | #NAME? | #NAME? | TRUE | 0 | TRUE | TRUE | #NAME? | #NAME? | #NAME? | #NAME? | #NAME? | #NAME? | #NAME? | #NAME? | #NAME? | #NAME? |  |  | 1: 15.5642; 2: 20.8716; 3: 0; 4: 0 | 36.4358 |  | 840.5085 | 1361.3948 | 1408.8944 | 20117 | 36.4358 | 840.5085 | 1374.8044 |  | 0 | 7886 | 7886 | 2011-07-03 | #NAME? | #NAME? | #NAME?
2011-07-04 | 2011 | 7 | 185 | 4 | 2 | 9.1 | 4.5419 | 5.8333 | 0 | 0 | 0 | #NAME? | #NAME? | #NAME? | #NAME? | #NAME? | #NAME? | FALSE | 0 | TRUE | TRUE | #NAME? | #NAME? | #NAME? | #NAME? | #NAME? | #NAME? | #NAME? | #NAME? | #NAME? | #NAME? |  |  | 1: 0; 2: 0; 3: 6.2799; 4: 9.0734 | 15.3534 |  | 358.2598 | 551.6063 | 568.6663 | 20117 | 15.3534 | 358.2598 | 585.9989 |  | 0 | 7887 | 7887 | 2011-07-04 | #NAME? | #NAME? | #NAME?
2011-07-05 | 2011 | 7 | 186 | 5 | 3 | 8.3 | 5.1546 | 5.1667 | 0 | 0 | 0 | #NAME? | #NAME? | #NAME? | #NAME? | #NAME? | #NAME? | TRUE | 0 | TRUE | TRUE | #NAME? | #NAME? | #NAME? | #NAME? | #NAME? | #NAME? | #NAME? | #NAME? | #NAME? | #NAME? |  |  | 1: 6.5874; 2: 9.9954; 3: 0; 4: 0 | 16.5827 |  | 389.8118 | 632.406 | 654.5484 | 20117 | 16.5827 | 389.8118 | 637.6081 |  | 0 | 7888 | 7888 | 2011-07-05 | #NAME? | #NAME? | #NAME?
2011-07-06 | 2011 | 7 | 187 | 6 | 4 | 10.4 | 5.4365 | 4.6667 | 0 | 0 | 0 | #NAME? | #NAME? | #NAME? | #NAME? | #NAME? | #NAME? | FALSE | 0 | TRUE | TRUE | #NAME? | #NAME? | #NAME? | #NAME? | #NAME? | #NAME? | #NAME? | #NAME? | #NAME? | #NAME? |  |  | 1: 0; 2: 0; 3: 3.1106; 4: 5.115 | 8.2256 |  | 195.6629 | 301.2587 | 310.576 | 20117 | 8.2256 | 195.6629 | 320.0422 |  | 0 | 7889 | 7889 | 2011-07-06 | #NAME? | #NAME? | #NAME?
2011-07-07 | 2011 | 7 | 188 | 7 | 5 | 14.3 | 5.8165 | 8.3333 | 0 | 0 | 0 | #NAME? | #NAME? | #NAME? | #NAME? | #NAME? | #NAME? | TRUE | 0 | TRUE | TRUE | #NAME? | #NAME? | #NAME? | #NAME? | #NAME? | #NAME? | #NAME? | #NAME? | #NAME? | #NAME? |  |  | 1: 0; 2: 0; 3: 0; 4: 0 | 0 |  | 0 | 0 | 0 | 20117 | 0 | 0 | 0 |  | 0 | 7890 | 7890 | 2011-07-07 | #NAME? | #NAME? | #NAME?
2011-07-08 | 2011 | 7 | 189 | 8 | 6 | 13.9 | 6.9668 | 23 | 0.2 | 0.2 | 0 | #NAME? | #NAME? | #NAME? | #NAME? | #NAME? | #NAME? | FALSE | 0 | TRUE | TRUE | #NAME? | #NAME? | #NAME? | #NAME? | #NAME? | #NAME? | #NAME? | #NAME? | #NAME? | #NAME? |  |  | 1: 0; 2: 0; 3: 0; 4: 6.1891 | 6.1891 |  | 181.5481 | 279.5264 | 288.1716 | 20117 | 6.1891 | 181.5481 | 296.9549 |  | 0 | 7891 | 7891 | 2011-07-08 | #NAME? | #NAME? | #NAME?
2011-07-09 | 2011 | 7 | 190 | 9 | 7 | 13.5 | 6.1465 | 33.1667 | 0 | 0 | 0 | #NAME? | #NAME? | #NAME? | #NAME? | #NAME? | #NAME? | FALSE | 0.2 | TRUE | TRUE | #NAME? | #NAME? | #NAME? | #NAME? | #NAME? | #NAME? | #NAME? | #NAME? | #NAME? | #NAME? |  |  | 1: 0; 2: 0; 3: 11.6385; 4: 0 | 11.6385 |  | 170.6979 | 262.8206 | 270.949 | 20117 | 11.6385 | 170.6979 | 279.2074 |  | 0 | 7892 | 7892 | 2011-07-09 | #NAME? | #NAME? | #NAME?
2011-07-10 | 2011 | 7 | 191 | 10 | 1 | 9.8 | 4.3018 | 4.1667 | 7 | 7 | 1.5 | #NAME? | #NAME? | #NAME? | #NAME? | #NAME? | #NAME? | TRUE | 0.2 | TRUE | TRUE | #NAME? | #NAME? | #NAME? | #NAME? | #NAME? | #NAME? | #NAME? | #NAME? | #NAME? | #NAME? |  |  | 1: 13.2779; 2: 19.0979; 3: 0; 4: 0 | 32.3759 |  | 754.9493 | 1223.9434 | 1266.7335 | 20117 | 32.3759 | 754.9493 | 1234.8568 |  | 0 | 7893 | 7893 | 2011-07-10 | #NAME? | #NAME? | #NAME?
2011-07-11 | 2011 | 7 | 192 | 11 | 2 | 11.9 | 2.907 | 2.5 | 10.4 | 10.4 | 4.05 | #NAME? | #NAME? | #NAME? | #NAME? | #NAME? | #NAME? | FALSE | 7 | TRUE | TRUE | #NAME? | #NAME? | #NAME? | #NAME? | #NAME? | #NAME? | #NAME? | #NAME? | #NAME? | #NAME? |  |  | 1: 0; 2: 0; 3: 1.5176; 4: 8.0784 | 9.596 |  | 259.2232 | 399.1215 | 411.4654 | 20117 | 9.596 | 259.2232 | 424.0067 |  | 0 | 7894 | 7894 | 2011-07-11 | #NAME? | #NAME? | #NAME?
2011-07-12 | 2011 | 7 | 193 | 12 | 3 | 13 | 3.266 | 10.8333 | 2.5 | 2.5 | 0 | #NAME? | #NAME? | #NAME? | #NAME? | #NAME? | #NAME? | TRUE | 17.4 | FALSE | TRUE | #NAME? | #NAME? | #NAME? | #NAME? | #NAME? | #NAME? | #NAME? | #NAME? | #NAME? | #NAME? |  |  | 1: 0; 2: 0; 3: 0; 4: 0 | 0 |  | 0 | 0 | 0 | 20117 | 0 | 0 | 0 |  | 0 | 7895 | 7895 | 2011-07-12 | #NAME? | #NAME? | #NAME?
2011-07-13 | 2011 | 7 | 194 | 13 | 4 | 14.5 | 3.3383 | 6.1667 | 10 | 10 | 3.75 | #NAME? | #NAME? | #NAME? | #NAME? | #NAME? | #NAME? | FALSE | 12.9 | FALSE | TRUE | #NAME? | #NAME? | #NAME? | #NAME? | #NAME? | #NAME? | #NAME? | #NAME? | #NAME? | #NAME? |  |  | 1: 0; 2: 0; 3: 0; 4: 0 | 0 |  | 0 | 0 | 0 | 20117 | 0 | 0 | 0 |  | 0 | 7896 | 7896 | 2011-07-13 | #NAME? | #NAME? | #NAME?
2011-07-14 | 2011 | 7 | 195 | 14 | 5 | 11 | 4.3413 | 5.6667 | 0.7 | 0.7 | 0 | #NAME? | #NAME? | #NAME? | #NAME? | #NAME? | #NAME? | TRUE | 12.5 | FALSE | TRUE | #NAME? | #NAME? | #NAME? | #NAME? | #NAME? | #NAME? | #NAME? | #NAME? | #NAME? | #NAME? |  |  | 1: 0; 2: 0; 3: 0; 4: 0 | 0 |  | 0 | 0 | 0 | 20117 | 0 | 0 | 0 |  | 0 | 7897 | 7897 | 2011-07-14 | #NAME? | #NAME? | #NAME?
2011-07-15 | 2011 | 7 | 196 | 15 | 6 | 12.5 | 6.7338 | 27 | 0 | 0 | 0 | #NAME? | #NAME? | #NAME? | #NAME? | #NAME? | #NAME? | FALSE | 10.7 | FALSE | TRUE | #NAME? | #NAME? | #NAME? | #NAME? | #NAME? | #NAME? | #NAME? | #NAME? | #NAME? | #NAME? |  |  | 1: 0; 2: 0; 3: 0; 4: 0 | 0 |  | 0 | 0 | 0 | 20117 | 0 | 0 | 0 |  | 0 | 7898 | 7898 | 2011-07-15 | #NAME? | #NAME? | #NAME?
2011-07-16 | 2011 | 7 | 197 | 16 | 7 | 10.1 | 5.1687 | 5.8333 | 0.3 | 0.3 | 0 | #NAME? | #NAME? | #NAME? | #NAME? | #NAME? | #NAME? | FALSE | 0.7 | TRUE | TRUE | #NAME? | #NAME? | #NAME? | #NAME? | #NAME? | #NAME? | #NAME? | #NAME? | #NAME? | #NAME? |  |  | 1: 0; 2: 0; 3: 1.8039; 4: 0 | 1.8039 |  | 26.4566 | 40.7348 | 41.9946 | 20117 | 1.8039 | 26.4566 | 43.2746 |  | 0 | 7899 | 7899 | 2011-07-16 | #NAME? | #NAME? | #NAME?
2011-07-17 | 2011 | 7 | 198 | 17 | 1 | 12.4 | 5.1803 | 8.6667 | 0.3 | 0.3 | 0 | #NAME? | #NAME? | #NAME? | #NAME? | #NAME? | #NAME? | TRUE | 0.3 | TRUE | TRUE | #NAME? | #NAME? | #NAME? | #NAME? | #NAME? | #NAME? | #NAME? | #NAME? | #NAME? | #NAME? |  |  | 1: 8.854; 2: 11.4358; 3: 0; 4: 0 | 20.2898 |  | 465.3082 | 753.2896 | 779.543 | 20117 | 20.2898 | 465.3082 | 761.0962 |  | 0 | 7900 | 7900 | 2011-07-17 | #NAME? | #NAME? | #NAME?
2011-07-18 | 2011 | 7 | 199 | 18 | 2 | 14.6 | 4.86 | 4.6667 | 0 | 0 | 0 | #NAME? | #NAME? | #NAME? | #NAME? | #NAME? | #NAME? | FALSE | 0.6 | TRUE | TRUE | #NAME? | #NAME? | #NAME? | #NAME? | #NAME? | #NAME? | #NAME? | #NAME? | #NAME? | #NAME? |  |  | 1: 0; 2: 0; 3: 8.6418; 4: 11.5856 | 20.2274 |  | 466.5907 | 718.4015 | 740.6201 | 20117 | 20.2274 | 466.5907 | 763.1938 |  | 0 | 7901 | 7901 | 2011-07-18 | #NAME? | #NAME? | #NAME?
2011-07-19 | 2011 | 7 | 200 | 19 | 3 | 12 | 4.1625 | 6.8333 | 39.6 | 39.6 | 25.95 | #NAME? | #NAME? | #NAME? | #NAME? | #NAME? | #NAME? | TRUE | 0.3 | TRUE | TRUE | #NAME? | #NAME? | #NAME? | #NAME? | #NAME? | #NAME? | #NAME? | #NAME? | #NAME? | #NAME? |  |  | 1: 0; 2: 0; 3: 0; 4: 0 | 0 |  | 0 | 0 | 0 | 20117 | 0 | 0 | 0 |  | 0 | 7902 | 7902 | 2011-07-19 | #NAME? | #NAME? | #NAME?
2011-07-20 | 2011 | 7 | 201 | 20 | 4 | 11.3 | 5.1149 | 20.6667 | 1.8 | 1.8 | 0 | #NAME? | #NAME? | #NAME? | #NAME? | #NAME? | #NAME? | FALSE | 39.6 | FALSE | TRUE | #NAME? | #NAME? | #NAME? | #NAME? | #NAME? | #NAME? | #NAME? | #NAME? | #NAME? | #NAME? |  |  | 1: 0; 2: 0; 3: 0; 4: 0 | 0 |  | 0 | 0 | 0 | 20117 | 0 | 0 | 0 |  | 0 | 7903 | 7903 | 2011-07-20 | #NAME? | #NAME? | #NAME?
2011-07-21 | 2011 | 7 | 202 | 21 | 5 | 10.2 | 4.8545 | 8.1667 | 0 | 0 | 0 | #NAME? | #NAME? | #NAME? | #NAME? | #NAME? | #NAME? | TRUE | 41.4 | FALSE | TRUE | #NAME? | #NAME? | #NAME? | #NAME? | #NAME? | #NAME? | #NAME? | #NAME? | #NAME? | #NAME? |  |  | 1: 0; 2: 0; 3: 0; 4: 0 | 0 |  | 0 | 0 | 0 | 20117 | 0 | 0 | 0 |  | 0 | 7904 | 7904 | 2011-07-21 | #NAME? | #NAME? | #NAME?
2011-07-22 | 2011 | 7 | 203 | 22 | 6 | 8.6 | 2.6054 | 21.6667 | 13.4 | 13.4 | 6.3 | #NAME? | #NAME? | #NAME? | #NAME? | #NAME? | #NAME? | FALSE | 1.8 | TRUE | TRUE | #NAME? | #NAME? | #NAME? | #NAME? | #NAME? | #NAME? | #NAME? | #NAME? | #NAME? | #NAME? |  |  | 1: 0; 2: 0; 3: 0; 4: 4.95 | 4.95 |  | 145.1998 | 223.5616 | 230.4759 | 20117 | 4.95 | 145.1998 | 237.5007 |  | 0 | 7905 | 7905 | 2011-07-22 | #NAME? | #NAME? | #NAME?
2011-07-23 | 2011 | 7 | 204 | 23 | 7 | 6 | 3.9908 | 8 | 0.6 | 0.6 | 0 | #NAME? | #NAME? | #NAME? | #NAME? | #NAME? | #NAME? | FALSE | 13.4 | FALSE | TRUE | #NAME? | #NAME? | #NAME? | #NAME? | #NAME? | #NAME? | #NAME? | #NAME? | #NAME? | #NAME? |  |  | 1: 0; 2: 0; 3: 0; 4: 0 | 0 |  | 0 | 0 | 0 | 20117 | 0 | 0 | 0 |  | 0 | 7906 | 7906 | 2011-07-23 | #NAME? | #NAME? | #NAME?
2011-07-24 | 2011 | 7 | 205 | 24 | 1 | 8.3 | 4.3466 | 5.6667 | 0 | 0 | 0 | #NAME? | #NAME? | #NAME? | #NAME? | #NAME? | #NAME? | TRUE | 14 | FALSE | TRUE | #NAME? | #NAME? | #NAME? | #NAME? | #NAME? | #NAME? | #NAME? | #NAME? | #NAME? | #NAME? |  |  | 1: 0; 2: 0; 3: 0; 4: 0 | 0 |  | 0 | 0 | 0 | 20117 | 0 | 0 | 0 |  | 0 | 7907 | 7907 | 2011-07-24 | #NAME? | #NAME? | #NAME?
2011-07-25 | 2011 | 7 | 206 | 25 | 2 | 10.5 | 5.0339 | 8.1667 | 0 | 0 | 0 | #NAME? | #NAME? | #NAME? | #NAME? | #NAME? | #NAME? | FALSE | 0.6 | TRUE | TRUE | #NAME? | #NAME? | #NAME? | #NAME? | #NAME? | #NAME? | #NAME? | #NAME? | #NAME? | #NAME? |  |  | 1: 0; 2: 0; 3: 0; 4: 6.8656 | 6.8656 |  | 201.3904 | 310.0773 | 319.6673 | 20117 | 6.8656 | 201.3904 | 329.4106 |  | 0 | 7908 | 7908 | 2011-07-25 | #NAME? | #NAME? | #NAME?
2011-07-26 | 2011 | 7 | 207 | 26 | 3 | 10.3 | 2.9855 | 22.6667 | 13 | 13 | 6 | #NAME? | #NAME? | #NAME? | #NAME? | #NAME? | #NAME? | TRUE | 0 | TRUE | TRUE | #NAME? | #NAME? | #NAME? | #NAME? | #NAME? | #NAME? | #NAME? | #NAME? | #NAME? | #NAME? |  |  | 1: 8.722; 2: 11.207; 3: 0; 4: 0 | 19.9289 |  | 456.6601 | 739.2366 | 764.9962 | 20117 | 19.9289 | 456.6601 | 746.9505 |  | 0 | 7909 | 7909 | 2011-07-26 | #NAME? | #NAME? | #NAME?
2011-07-27 | 2011 | 7 | 208 | 27 | 4 | 10.2 | 2.6514 | 5.8333 | 8.2 | 8.2 | 2.4 | #NAME? | #NAME? | #NAME? | #NAME? | #NAME? | #NAME? | FALSE | 13 | FALSE | TRUE | #NAME? | #NAME? | #NAME? | #NAME? | #NAME? | #NAME? | #NAME? | #NAME? | #NAME? | #NAME? |  |  | 1: 0; 2: 0; 3: 0; 4: 0 | 0 |  | 0 | 0 | 0 | 20117 | 0 | 0 | 0 |  | 0 | 7910 | 7910 | 2011-07-27 | #NAME? | #NAME? | #NAME?
2011-07-28 | 2011 | 7 | 209 | 28 | 5 | 10.6 | 3.8782 | 6.3333 | 0 | 0 | 0 | #NAME? | #NAME? | #NAME? | #NAME? | #NAME? | #NAME? | TRUE | 21.2 | FALSE | TRUE | #NAME? | #NAME? | #NAME? | #NAME? | #NAME? | #NAME? | #NAME? | #NAME? | #NAME? | #NAME? |  |  | 1: 0; 2: 0; 3: 0; 4: 0 | 0 |  | 0 | 0 | 0 | 20117 | 0 | 0 | 0 |  | 0 | 7911 | 7911 | 2011-07-28 | #NAME? | #NAME? | #NAME?
2011-07-29 | 2011 | 7 | 210 | 29 | 6 | 11.5 | 3.7156 | 10.1667 | 0 | 0 | 0 | #NAME? | #NAME? | #NAME? | #NAME? | #NAME? | #NAME? | FALSE | 8.2 | TRUE | TRUE | #NAME? | #NAME? | #NAME? | #NAME? | #NAME? | #NAME? | #NAME? | #NAME? | #NAME? | #NAME? |  |  | 1: 0; 2: 0; 3: 0; 4: 4.413 | 4.413 |  | 129.4489 | 199.3102 | 205.4744 | 20117 | 4.413 | 129.4489 | 211.7372 |  | 0 | 7912 | 7912 | 2011-07-29 | #NAME? | #NAME? | #NAME?
2011-07-30 | 2011 | 7 | 211 | 30 | 7 | 10.1 | 4.3996 | 8.5 | 0 | 0 | 0 | #NAME? | #NAME? | #NAME? | #NAME? | #NAME? | #NAME? | FALSE | 0 | TRUE | TRUE | #NAME? | #NAME? | #NAME? | #NAME? | #NAME? | #NAME? | #NAME? | #NAME? | #NAME? | #NAME? |  |  | 1: 0; 2: 0; 3: 3.2097; 4: 0 | 3.2097 |  | 47.0751 | 72.4807 | 74.7224 | 20117 | 3.2097 | 47.0751 | 76.9999 |  | 0 | 7913 | 7913 | 2011-07-30 | #NAME? | #NAME? | #NAME?
2011-07-31 | 2011 | 7 | 212 | 31 | 1 | 14.1 | 5.6223 | 9.6667 | 0 | 0 | 0 | #NAME? | #NAME? | #NAME? | #NAME? | #NAME? | #NAME? | TRUE | 0 | TRUE | TRUE | #NAME? | #NAME? | #NAME? | #NAME? | #NAME? | #NAME? | #NAME? | #NAME? | #NAME? | #NAME? |  |  | 1: 2.3607; 2: 3.0423; 3: 0; 4: 0 | 5.403 |  | 123.8636 | 200.5173 | 207.5052 | 20117 | 5.403 | 123.8636 | 202.6014 |  | 0 | 7914 | 7914 | 2011-07-31 | #NAME? | #NAME? | #NAME?
2011-08-01 | 2011 | 8 | 213 | 1 | 2 | 11.8 | 3.6463 | 9.6667 | 0 | 0 | 0 | #NAME? | #NAME? | #NAME? | #NAME? | #NAME? | #NAME? | FALSE | 0 | TRUE | TRUE | #NAME? | #NAME? | #NAME? | #NAME? | #NAME? | #NAME? | #NAME? | #NAME? | #NAME? | #NAME? |  |  | 1: 0; 2: 0; 3: 7.9751; 4: 7.792 | 15.7672 |  | 345.535 | 532.0142 | 548.4683 | 20118 | 15.7672 | 345.535 | 565.1853 |  | 0 | 7915 | 7915 | 2011-08-01 | #NAME? | #NAME? | #NAME?
2011-08-02 | 2011 | 8 | 214 | 2 | 3 | 10.3 | 4.3854 | 7.3333 | 0 | 0 | 0 | #NAME? | #NAME? | #NAME? | #NAME? | #NAME? | #NAME? | TRUE | 0 | TRUE | TRUE | #NAME? | #NAME? | #NAME? | #NAME? | #NAME? | #NAME? | #NAME? | #NAME? | #NAME? | #NAME? |  |  | 1: 8.5628; 2: 11.1943; 3: 0; 4: 0 | 19.7571 |  | 453.954 | 735.0292 | 760.6554 | 20118 | 19.7571 | 453.954 | 742.5242 |  | 0 | 7916 | 7916 | 2011-08-02 | #NAME? | #NAME? | #NAME?
2011-08-03 | 2011 | 8 | 215 | 3 | 4 | 12.4 | 3.8899 | 9.3333 | 17.2 | 17.2 | 9.15 | #NAME? | #NAME? | #NAME? | #NAME? | #NAME? | #NAME? | FALSE | 0 | TRUE | TRUE | #NAME? | #NAME? | #NAME? | #NAME? | #NAME? | #NAME? | #NAME? | #NAME? | #NAME? | #NAME? |  |  | 1: 0; 2: 0; 3: 4.272; 4: 4.692 | 8.9639 |  | 200.2861 | 308.377 | 317.9145 | 20118 | 8.9639 | 200.2861 | 327.6043 |  | 0 | 7917 | 7917 | 2011-08-03 | #NAME? | #NAME? | #NAME?
2011-08-04 | 2011 | 8 | 216 | 4 | 5 | 12.7 | 3.7802 | 5.8333 | 0 | 0 | 0 | #NAME? | #NAME? | #NAME? | #NAME? | #NAME? | #NAME? | TRUE | 17.2 | FALSE | TRUE | #NAME? | #NAME? | #NAME? | #NAME? | #NAME? | #NAME? | #NAME? | #NAME? | #NAME? | #NAME? |  |  | 1: 0; 2: 0; 3: 0; 4: 0 | 0 |  | 0 | 0 | 0 | 20118 | 0 | 0 | 0 |  | 0 | 7918 | 7918 | 2011-08-04 | #NAME? | #NAME? | #NAME?
2011-08-05 | 2011 | 8 | 217 | 5 | 6 | 10.9 | 3.4831 | 4.3333 | 15.4 | 15.4 | 7.8 | #NAME? | #NAME? | #NAME? | #NAME? | #NAME? | #NAME? | FALSE | 17.2 | FALSE | TRUE | #NAME? | #NAME? | #NAME? | #NAME? | #NAME? | #NAME? | #NAME? | #NAME? | #NAME? | #NAME? |  |  | 1: 0; 2: 0; 3: 0; 4: 0 | 0 |  | 0 | 0 | 0 | 20118 | 0 | 0 | 0 |  | 0 | 7919 | 7919 | 2011-08-05 | #NAME? | #NAME? | #NAME?
2011-08-06 | 2011 | 8 | 218 | 6 | 7 | 11.2 | 3.7984 | 8.6667 | 0 | 0 | 0 | #NAME? | #NAME? | #NAME? | #NAME? | #NAME? | #NAME? | FALSE | 15.4 | FALSE | TRUE | #NAME? | #NAME? | #NAME? | #NAME? | #NAME? | #NAME? | #NAME? | #NAME? | #NAME? | #NAME? |  |  | 1: 0; 2: 0; 3: 0; 4: 0 | 0 |  | 0 | 0 | 0 | 20118 | 0 | 0 | 0 |  | 0 | 7920 | 7920 | 2011-08-06 | #NAME? | #NAME? | #NAME?
2011-08-07 | 2011 | 8 | 219 | 7 | 1 | 8.7 | 3.7676 | 9.8333 | 0 | 0 | 0 | #NAME? | #NAME? | #NAME? | #NAME? | #NAME? | #NAME? | TRUE | 15.4 | FALSE | TRUE | #NAME? | #NAME? | #NAME? | #NAME? | #NAME? | #NAME? | #NAME? | #NAME? | #NAME? | #NAME? |  |  | 1: 0; 2: 0; 3: 0; 4: 0 | 0 |  | 0 | 0 | 0 | 20118 | 0 | 0 | 0 |  | 0 | 7921 | 7921 | 2011-08-07 | #NAME? | #NAME? | #NAME?
2011-08-08 | 2011 | 8 | 220 | 8 | 2 | 11.6 | 3.4233 | 6.6667 | 0 | 0 | 0 | #NAME? | #NAME? | #NAME? | #NAME? | #NAME? | #NAME? | FALSE | 0 | TRUE | TRUE | #NAME? | #NAME? | #NAME? | #NAME? | #NAME? | #NAME? | #NAME? | #NAME? | #NAME? | #NAME? |  |  | 1: 0; 2: 0; 3: 7.0893; 4: 6.4413 | 13.5306 |  | 292.9221 | 451.0071 | 464.9557 | 20118 | 13.5306 | 292.9221 | 479.1273 |  | 0 | 7922 | 7922 | 2011-08-08 | #NAME? | #NAME? | #NAME?
2011-08-09 | 2011 | 8 | 221 | 9 | 3 | 10.9 | 3.7044 | 1 | 4.2 | 4.2 | 0 | #NAME? | #NAME? | #NAME? | #NAME? | #NAME? | #NAME? | TRUE | 0 | TRUE | TRUE | #NAME? | #NAME? | #NAME? | #NAME? | #NAME? | #NAME? | #NAME? | #NAME? | #NAME? | #NAME? |  |  | 1: 2.2201; 2: 2.9017; 3: 0; 4: 0 | 5.1218 |  | 117.6782 | 190.5405 | 197.1835 | 20118 | 5.1218 | 117.6782 | 192.484 |  | 0 | 7923 | 7923 | 2011-08-09 | #NAME? | #NAME? | #NAME?
2011-08-10 | 2011 | 8 | 222 | 10 | 4 | 12.4 | 3.4752 | 12.8333 | 4.2 | 4.2 | 0 | #NAME? | #NAME? | #NAME? | #NAME? | #NAME? | #NAME? | FALSE | 4.2 | TRUE | TRUE | #NAME? | #NAME? | #NAME? | #NAME? | #NAME? | #NAME? | #NAME? | #NAME? | #NAME? | #NAME? |  |  | 1: 0; 2: 0; 3: 2.9793; 4: 4.3174 | 7.2967 |  | 170.34 | 262.2696 | 270.381 | 20118 | 7.2967 | 170.34 | 278.6221 |  | 0 | 7924 | 7924 | 2011-08-10 | #NAME? | #NAME? | #NAME?
2011-08-11 | 2011 | 8 | 223 | 11 | 5 | 11.7 | 2.2614 | 7.1667 | 2 | 2 | 0 | #NAME? | #NAME? | #NAME? | #NAME? | #NAME? | #NAME? | TRUE | 8.4 | TRUE | TRUE | #NAME? | #NAME? | #NAME? | #NAME? | #NAME? | #NAME? | #NAME? | #NAME? | #NAME? | #NAME? |  |  | 1: 13.3124; 2: 16.6325; 3: 0; 4: 0 | 29.9449 |  | 683.1357 | 1105.4262 | 1143.9136 | 20118 | 29.9449 | 683.1357 | 1117.3926 |  | 0 | 7925 | 7925 | 2011-08-11 | #NAME? | #NAME? | #NAME?
2011-08-12 | 2011 | 8 | 224 | 12 | 6 | 9.6 | 3.3632 | 1.3333 | 0 | 0 | 0 | #NAME? | #NAME? | #NAME? | #NAME? | #NAME? | #NAME? | FALSE | 6.2 | TRUE | TRUE | #NAME? | #NAME? | #NAME? | #NAME? | #NAME? | #NAME? | #NAME? | #NAME? | #NAME? | #NAME? |  |  | 1: 0; 2: 0; 3: 0; 4: 3.5238 | 3.5238 |  | 103.3638 | 159.1475 | 164.0695 | 20118 | 3.5238 | 103.3638 | 169.0703 |  | 0 | 7926 | 7926 | 2011-08-12 | #NAME? | #NAME? | #NAME?
2011-08-13 | 2011 | 8 | 225 | 13 | 7 | 10.8 | 4.6778 | 11 | 0 | 0 | 0 | #NAME? | #NAME? | #NAME? | #NAME? | #NAME? | #NAME? | FALSE | 2 | TRUE | TRUE | #NAME? | #NAME? | #NAME? | #NAME? | #NAME? | #NAME? | #NAME? | #NAME? | #NAME? | #NAME? |  |  | 1: 0; 2: 0; 3: 5.5928; 4: 0 | 5.5928 |  | 82.0284 | 126.2978 | 130.2039 | 20118 | 5.5928 | 82.0284 | 134.1724 |  | 0 | 7927 | 7927 | 2011-08-13 | #NAME? | #NAME? | #NAME?
2011-08-14 | 2011 | 8 | 226 | 14 | 1 | 12 | 4.8388 | 5.5 | 0 | 0 | 0 | #NAME? | #NAME? | #NAME? | #NAME? | #NAME? | #NAME? | TRUE | 0 | TRUE | TRUE | #NAME? | #NAME? | #NAME? | #NAME? | #NAME? | #NAME? | #NAME? | #NAME? | #NAME? | #NAME? |  |  | 1: 1.8073; 2: 2.4889; 3: 0; 4: 0 | 4.2963 |  | 99.5166 | 161.2469 | 166.8772 | 20118 | 4.2963 | 99.5166 | 162.7774 |  | 0 | 7928 | 7928 | 2011-08-14 | #NAME? | #NAME? | #NAME?
2011-08-15 | 2011 | 8 | 227 | 15 | 2 | 7.6 | 2.5976 | 12.5 | 7.2 | 7.2 | 1.65 | #NAME? | #NAME? | #NAME? | #NAME? | #NAME? | #NAME? | FALSE | 0 | TRUE | TRUE | #NAME? | #NAME? | #NAME? | #NAME? | #NAME? | #NAME? | #NAME? | #NAME? | #NAME? | #NAME? |  |  | 1: 0; 2: 0; 3: 2.6529; 4: 7.5141 | 10.167 |  | 259.3237 | 399.2761 | 411.6249 | 20118 | 10.167 | 259.3237 | 424.171 |  | 0 | 7929 | 7929 | 2011-08-15 | #NAME? | #NAME? | #NAME?
2011-08-16 | 2011 | 8 | 228 | 16 | 3 | 6.1 | 4.2143 | 7.3333 | 0 | 0 | 0 | #NAME? | #NAME? | #NAME? | #NAME? | #NAME? | #NAME? | TRUE | 7.2 | TRUE | TRUE | #NAME? | #NAME? | #NAME? | #NAME? | #NAME? | #NAME? | #NAME? | #NAME? | #NAME? | #NAME? |  |  | 1: 10.7076; 2: 13.5112; 3: 0; 4: 0 | 24.2189 |  | 553.3746 | 895.5739 | 926.7643 | 20118 | 24.2189 | 553.3746 | 905.1448 |  | 0 | 7930 | 7930 | 2011-08-16 | #NAME? | #NAME? | #NAME?
2011-08-17 | 2011 | 8 | 229 | 17 | 4 | 8.4 | 4.2733 | 5 | 0 | 0 | 0 | #NAME? | #NAME? | #NAME? | #NAME? | #NAME? | #NAME? | FALSE | 7.2 | TRUE | TRUE | #NAME? | #NAME? | #NAME? | #NAME? | #NAME? | #NAME? | #NAME? | #NAME? | #NAME? | #NAME? |  |  | 1: 0; 2: 0; 3: 0; 4: 4.5979 | 4.5979 |  | 134.871 | 207.6585 | 214.081 | 20118 | 4.5979 | 134.871 | 220.606 |  | 0 | 7931 | 7931 | 2011-08-17 | #NAME? | #NAME? | #NAME?
2011-08-18 | 2011 | 8 | 230 | 18 | 5 | 8.4 | 2.6024 | 11.3333 | 6 | 6 | 0.75 | #NAME? | #NAME? | #NAME? | #NAME? | #NAME? | #NAME? | TRUE | 0 | TRUE | TRUE | #NAME? | #NAME? | #NAME? | #NAME? | #NAME? | #NAME? | #NAME? | #NAME? | #NAME? | #NAME? |  |  | 1: 3.8396; 2: 5.8844; 3: 0; 4: 0 | 9.724 |  | 228.9228 | 371.4364 | 384.4451 | 20118 | 9.724 | 228.9228 | 374.4448 |  | 0 | 7932 | 7932 | 2011-08-18 | #NAME? | #NAME? | #NAME?
2011-08-19 | 2011 | 8 | 231 | 19 | 6 | 6 | 3.0303 | 7.8333 | 0 | 0 | 0 | #NAME? | #NAME? | #NAME? | #NAME? | #NAME? | #NAME? | FALSE | 6 | TRUE | TRUE | #NAME? | #NAME? | #NAME? | #NAME? | #NAME? | #NAME? | #NAME? | #NAME? | #NAME? | #NAME? |  |  | 1: 0; 2: 0; 3: 0; 4: 3.0316 | 3.0316 |  | 88.9274 | 136.92 | 141.1546 | 20118 | 3.0316 | 88.9274 | 145.457 |  | 0 | 7933 | 7933 | 2011-08-19 | #NAME? | #NAME? | #NAME?
2011-08-20 | 2011 | 8 | 232 | 20 | 7 | 6.4 | 3.9649 | 4.6667 | 0 | 0 | 0 | #NAME? | #NAME? | #NAME? | #NAME? | #NAME? | #NAME? | FALSE | 6 | TRUE | TRUE | #NAME? | #NAME? | #NAME? | #NAME? | #NAME? | #NAME? | #NAME? | #NAME? | #NAME? | #NAME? |  |  | 1: 0; 2: 0; 3: 3.9633; 4: 0 | 3.9633 |  | 58.1279 | 89.4985 | 92.2665 | 20118 | 3.9633 | 58.1279 | 95.0787 |  | 0 | 7934 | 7934 | 2011-08-20 | #NAME? | #NAME? | #NAME?
2011-08-21 | 2011 | 8 | 233 | 21 | 1 | 9.6 | 5.9189 | 8.3333 | 0 | 0 | 0 | #NAME? | #NAME? | #NAME? | #NAME? | #NAME? | #NAME? | TRUE | 0 | TRUE | TRUE | #NAME? | #NAME? | #NAME? | #NAME? | #NAME? | #NAME? | #NAME? | #NAME? | #NAME? | #NAME? |  |  | 1: 0; 2: 0; 3: 0; 4: 0 | 0 |  | 0 | 0 | 0 | 20118 | 0 | 0 | 0 |  | 0 | 7935 | 7935 | 2011-08-21 | #NAME? | #NAME? | #NAME?
2011-08-22 | 2011 | 8 | 234 | 22 | 2 | 13.4 | 5.3668 | 11.3333 | 0 | 0 | 0 | #NAME? | #NAME? | #NAME? | #NAME? | #NAME? | #NAME? | FALSE | 0 | TRUE | TRUE | #NAME? | #NAME? | #NAME? | #NAME? | #NAME? | #NAME? | #NAME? | #NAME? | #NAME? | #NAME? |  |  | 1: 0; 2: 0; 3: 2.0267; 4: 7.7161 | 9.7428 |  | 256.0634 | 394.2564 | 406.4499 | 20118 | 9.7428 | 256.0634 | 418.8383 |  | 0 | 7936 | 7936 | 2011-08-22 | #NAME? | #NAME? | #NAME?
2011-08-23 | 2011 | 8 | 235 | 23 | 3 | 12.6 | 4.229 | 19 | 0 | 0 | 0 | #NAME? | #NAME? | #NAME? | #NAME? | #NAME? | #NAME? | TRUE | 0 | TRUE | TRUE | #NAME? | #NAME? | #NAME? | #NAME? | #NAME? | #NAME? | #NAME? | #NAME? | #NAME? | #NAME? |  |  | 1: 15.1523; 2: 19.6127; 3: 0; 4: 0 | 34.7649 |  | 797.5379 | 1291.1755 | 1336.178 | 20118 | 34.7649 | 797.5379 | 1304.5182 |  | 0 | 7937 | 7937 | 2011-08-23 | #NAME? | #NAME? | #NAME?
2011-08-24 | 2011 | 8 | 236 | 24 | 4 | 10.5 | 4.6967 | 7 | 0 | 0 | 0 | #NAME? | #NAME? | #NAME? | #NAME? | #NAME? | #NAME? | FALSE | 0 | TRUE | TRUE | #NAME? | #NAME? | #NAME? | #NAME? | #NAME? | #NAME? | #NAME? | #NAME? | #NAME? | #NAME? |  |  | 1: 0; 2: 0; 3: 4.2303; 4: 5.0362 | 9.2665 |  | 209.7732 | 322.9842 | 332.9734 | 20118 | 9.2665 | 209.7732 | 343.1222 |  | 0 | 7938 | 7938 | 2011-08-24 | #NAME? | #NAME? | #NAME?
2011-08-25 | 2011 | 8 | 237 | 25 | 5 | 12.8 | 3.4353 | 12.1667 | 0 | 0 | 0 | #NAME? | #NAME? | #NAME? | #NAME? | #NAME? | #NAME? | TRUE | 0 | TRUE | TRUE | #NAME? | #NAME? | #NAME? | #NAME? | #NAME? | #NAME? | #NAME? | #NAME? | #NAME? | #NAME? |  |  | 1: 4.0174; 2: 6.0622; 3: 0; 4: 0 | 10.0796 |  | 236.7474 | 384.057 | 397.5019 | 20118 | 10.0796 | 236.7474 | 387.2433 |  | 0 | 7939 | 7939 | 2011-08-25 | #NAME? | #NAME? | #NAME?
2011-08-26 | 2011 | 8 | 238 | 26 | 6 | 11.7 | 3.7909 | 7.6667 | 0 | 0 | 0 | #NAME? | #NAME? | #NAME? | #NAME? | #NAME? | #NAME? | FALSE | 0 | TRUE | TRUE | #NAME? | #NAME? | #NAME? | #NAME? | #NAME? | #NAME? | #NAME? | #NAME? | #NAME? | #NAME? |  |  | 1: 0; 2: 0; 3: 0; 4: 4.4726 | 4.4726 |  | 131.1966 | 202.0011 | 208.2485 | 20118 | 4.4726 | 131.1966 | 214.5958 |  | 0 | 7940 | 7940 | 2011-08-26 | #NAME? | #NAME? | #NAME?
2011-08-27 | 2011 | 8 | 239 | 27 | 7 | 10.8 | 3.841 | 7.6667 | 0 | 0 | 0 | #NAME? | #NAME? | #NAME? | #NAME? | #NAME? | #NAME? | FALSE | 0 | TRUE | TRUE | #NAME? | #NAME? | #NAME? | #NAME? | #NAME? | #NAME? | #NAME? | #NAME? | #NAME? | #NAME? |  |  | 1: 0; 2: 0; 3: 2.0586; 4: 0 | 2.0586 |  | 30.1929 | 46.4875 | 47.9252 | 20118 | 2.0586 | 30.1929 | 49.386 |  | 0 | 7941 | 7941 | 2011-08-27 | #NAME? | #NAME? | #NAME?
2011-08-28 | 2011 | 8 | 240 | 28 | 1 | 12.1 | 3.8186 | 14.8333 | 0 | 0 | 0 | #NAME? | #NAME? | #NAME? | #NAME? | #NAME? | #NAME? | TRUE | 0 | TRUE | TRUE | #NAME? | #NAME? | #NAME? | #NAME? | #NAME? | #NAME? | #NAME? | #NAME? | #NAME? | #NAME? |  |  | 1: 10.4253; 2: 12.1583; 3: 0; 4: 0 | 22.5835 |  | 509.5467 | 823.7316 | 852.3504 | 20118 | 22.5835 | 509.5467 | 833.4562 |  | 0 | 7942 | 7942 | 2011-08-28 | #NAME? | #NAME? | #NAME?
2011-08-29 | 2011 | 8 | 241 | 29 | 2 | 11.1 | 4.3147 | 4.5 | 0 | 0 | 0 | #NAME? | #NAME? | #NAME? | #NAME? | #NAME? | #NAME? | FALSE | 0 | TRUE | TRUE | #NAME? | #NAME? | #NAME? | #NAME? | #NAME? | #NAME? | #NAME? | #NAME? | #NAME? | #NAME? |  |  | 1: 0; 2: 0; 3: 8.2437; 4: 6.4927 | 14.7365 |  | 311.3614 | 479.3977 | 494.2245 | 20118 | 14.7365 | 311.3614 | 509.2882 |  | 0 | 7943 | 7943 | 2011-08-29 | #NAME? | #NAME? | #NAME?
2011-08-30 | 2011 | 8 | 242 | 30 | 3 | 9.2 | 1.5593 | 7.3333 | 4.4 | 4.4 | 0 | #NAME? | #NAME? | #NAME? | #NAME? | #NAME? | #NAME? | TRUE | 0 | TRUE | TRUE | #NAME? | #NAME? | #NAME? | #NAME? | #NAME? | #NAME? | #NAME? | #NAME? | #NAME? | #NAME? |  |  | 1: 2.5713; 2: 3.9345; 3: 0; 4: 0 | 6.5058 |  | 153.1246 | 248.446 | 257.1468 | 20118 | 6.5058 | 153.1246 | 250.4631 |  | 0 | 7944 | 7944 | 2011-08-30 | #NAME? | #NAME? | #NAME?
2011-08-31 | 2011 | 8 | 243 | 31 | 4 | 6.6 | 1.0173 | 6.3333 | 22.4 | 22.4 | 13.05 | #NAME? | #NAME? | #NAME? | #NAME? | #NAME? | #NAME? | FALSE | 4.4 | TRUE | TRUE | #NAME? | #NAME? | #NAME? | #NAME? | #NAME? | #NAME? | #NAME? | #NAME? | #NAME? | #NAME? |  |  | 1: 0; 2: 0; 3: 3.0285; 4: 3.2307 | 6.2591 |  | 139.1834 | 214.2983 | 220.9261 | 20118 | 6.2591 | 139.1834 | 227.6598 |  | 0 | 7945 | 7945 | 2011-08-31 | #NAME? | #NAME? | #NAME?
2011-09-01 | 2011 | 9 | 244 | 1 | 5 | 5.1 | 2.7638 | 5.8333 | 0.2 | 0.2 | 0 | #NAME? | #NAME? | #NAME? | #NAME? | #NAME? | #NAME? | TRUE | 26.8 | FALSE | TRUE | #NAME? | #NAME? | #NAME? | #NAME? | #NAME? | #NAME? | #NAME? | #NAME? | #NAME? | #NAME? |  |  | 1: 0; 2: 0; 3: 0; 4: 0 | 0 |  | 0 | 0 | 0 | 20119 | 0 | 0 | 0 |  | 0 | 7946 | 7946 | 2011-09-01 | #NAME? | #NAME? | #NAME?
2011-09-02 | 2011 | 9 | 245 | 2 | 6 | 5.9 | 2.8224 | 20.3333 | 3.6 | 3.6 | 0 | #NAME? | #NAME? | #NAME? | #NAME? | #NAME? | #NAME? | FALSE | 22.6 | FALSE | TRUE | #NAME? | #NAME? | #NAME? | #NAME? | #NAME? | #NAME? | #NAME? | #NAME? | #NAME? | #NAME? |  |  | 1: 0; 2: 0; 3: 0; 4: 0 | 0 |  | 0 | 0 | 0 | 20119 | 0 | 0 | 0 |  | 0 | 7947 | 7947 | 2011-09-02 | #NAME? | #NAME? | #NAME?
2011-09-03 | 2011 | 9 | 246 | 3 | 7 | 4.3 | 2.6438 | 5 | 0 | 0 | 0 | #NAME? | #NAME? | #NAME? | #NAME? | #NAME? | #NAME? | FALSE | 3.8 | TRUE | TRUE | #NAME? | #NAME? | #NAME? | #NAME? | #NAME? | #NAME? | #NAME? | #NAME? | #NAME? | #NAME? |  |  | 1: 0; 2: 0; 3: 3.5843; 4: 0 | 3.5843 |  | 52.5693 | 80.94 | 83.4433 | 20119 | 3.5843 | 52.5693 | 85.9866 |  | 0 | 7948 | 7948 | 2011-09-03 | #NAME? | #NAME? | #NAME?
2011-09-04 | 2011 | 9 | 247 | 4 | 1 | 4.8 | 3.9646 | 6.3333 | 0 | 0 | 0 | #NAME? | #NAME? | #NAME? | #NAME? | #NAME? | #NAME? | TRUE | 3.6 | TRUE | TRUE | #NAME? | #NAME? | #NAME? | #NAME? | #NAME? | #NAME? | #NAME? | #NAME? | #NAME? | #NAME? |  |  | 1: 3.6676; 2: 5.0308; 3: 0; 4: 0 | 8.6984 |  | 201.3622 | 326.2504 | 337.6409 | 20119 | 8.6984 | 201.3622 | 329.3645 |  | 0 | 7949 | 7949 | 2011-09-04 | #NAME? | #NAME? | #NAME?
2011-09-05 | 2011 | 9 | 248 | 5 | 2 | 9.7 | 4.6719 | 7.8333 | 0 | 0 | 0 | #NAME? | #NAME? | #NAME? | #NAME? | #NAME? | #NAME? | FALSE | 0 | TRUE | TRUE | #NAME? | #NAME? | #NAME? | #NAME? | #NAME? | #NAME? | #NAME? | #NAME? | #NAME? | #NAME? |  |  | 1: 0; 2: 0; 3: 5.1086; 4: 7.467 | 12.5755 |  | 293.9572 | 452.6008 | 466.5987 | 20119 | 12.5755 | 293.9572 | 480.8204 |  | 0 | 7950 | 7950 | 2011-09-05 | #NAME? | #NAME? | #NAME?
2011-09-06 | 2011 | 9 | 249 | 6 | 3 | 7.5 | 4.4786 | 4.1667 | 0 | 0 | 0 | #NAME? | #NAME? | #NAME? | #NAME? | #NAME? | #NAME? | TRUE | 0 | TRUE | TRUE | #NAME? | #NAME? | #NAME? | #NAME? | #NAME? | #NAME? | #NAME? | #NAME? | #NAME? | #NAME? |  |  | 1: 11.547; 2: 13.5918; 3: 0; 4: 0 | 25.1388 |  | 568.0497 | 918.4286 | 950.3467 | 20119 | 25.1388 | 568.0497 | 929.1485 |  | 0 | 7951 | 7951 | 2011-09-06 | #NAME? | #NAME? | #NAME?
2011-09-07 | 2011 | 9 | 250 | 7 | 4 | 7.9 | 4.3037 | 4.1667 | 0 | 0 | 0 | #NAME? | #NAME? | #NAME? | #NAME? | #NAME? | #NAME? | FALSE | 0 | TRUE | TRUE | #NAME? | #NAME? | #NAME? | #NAME? | #NAME? | #NAME? | #NAME? | #NAME? | #NAME? | #NAME? |  |  | 1: 0; 2: 0; 3: 3.2347; 4: 4.95 | 8.1847 |  | 192.6413 | 296.6065 | 305.7799 | 20119 | 8.1847 | 192.6413 | 315.0999 |  | 0 | 7952 | 7952 | 2011-09-07 | #NAME? | #NAME? | #NAME?
2011-09-08 | 2011 | 9 | 251 | 8 | 5 | 9.8 | 3.9788 | 4.8333 | 0 | 0 | 0 | #NAME? | #NAME? | #NAME? | #NAME? | #NAME? | #NAME? | TRUE | 0 | TRUE | TRUE | #NAME? | #NAME? | #NAME? | #NAME? | #NAME? | #NAME? | #NAME? | #NAME? | #NAME? | #NAME? |  |  | 1: 6.4206; 2: 9.8286; 3: 0; 4: 0 | 16.2491 |  | 382.4729 | 620.5686 | 642.3018 | 20119 | 16.2491 | 382.4729 | 625.6039 |  | 0 | 7953 | 7953 | 2011-09-08 | #NAME? | #NAME? | #NAME?
2011-09-09 | 2011 | 9 | 252 | 9 | 6 | 10.6 | 4.1262 | 4.1667 | 0 | 0 | 0 | #NAME? | #NAME? | #NAME? | #NAME? | #NAME? | #NAME? | FALSE | 0 | TRUE | TRUE | #NAME? | #NAME? | #NAME? | #NAME? | #NAME? | #NAME? | #NAME? | #NAME? | #NAME? | #NAME? |  |  | 1: 0; 2: 0; 3: 0; 4: 4.5554 | 4.5554 |  | 133.6241 | 205.7387 | 212.1018 | 20119 | 4.5554 | 133.6241 | 218.5665 |  | 0 | 7954 | 7954 | 2011-09-09 | #NAME? | #NAME? | #NAME?
2011-09-10 | 2011 | 9 | 253 | 10 | 7 | 11.2 | 3.8015 | 8.6667 | 0 | 0 | 0 | #NAME? | #NAME? | #NAME? | #NAME? | #NAME? | #NAME? | FALSE | 0 | TRUE | TRUE | #NAME? | #NAME? | #NAME? | #NAME? | #NAME? | #NAME? | #NAME? | #NAME? | #NAME? | #NAME? |  |  | 1: 0; 2: 0; 3: 8.9813; 4: 0 | 8.9813 |  | 131.7253 | 202.8151 | 209.0878 | 20119 | 8.9813 | 131.7253 | 215.4606 |  | 0 | 7955 | 7955 | 2011-09-10 | #NAME? | #NAME? | #NAME?
2011-09-11 | 2011 | 9 | 254 | 11 | 1 | 8.6 | 3.6786 | 5 | 0 | 0 | 0 | #NAME? | #NAME? | #NAME? | #NAME? | #NAME? | #NAME? | TRUE | 0 | TRUE | TRUE | #NAME? | #NAME? | #NAME? | #NAME? | #NAME? | #NAME? | #NAME? | #NAME? | #NAME? | #NAME? |  |  | 1: 3.583; 2: 4.9462; 3: 0; 4: 0 | 8.5291 |  | 197.6378 | 320.2431 | 331.4259 | 20119 | 8.5291 | 197.6378 | 323.2725 |  | 0 | 7956 | 7956 | 2011-09-11 | #NAME? | #NAME? | #NAME?
2011-09-12 | 2011 | 9 | 255 | 12 | 2 | 7.9 | 1.2684 | 8 | 0 | 0 | 0 | #NAME? | #NAME? | #NAME? | #NAME? | #NAME? | #NAME? | FALSE | 0 | TRUE | TRUE | #NAME? | #NAME? | #NAME? | #NAME? | #NAME? | #NAME? | #NAME? | #NAME? | #NAME? | #NAME? |  |  | 1: 0; 2: 0; 3: 4.9512; 4: 6.3941 | 11.3453 |  | 260.1768 | 400.5898 | 412.9791 | 20119 | 11.3453 | 260.1768 | 425.5665 |  | 0 | 7957 | 7957 | 2011-09-12 | #NAME? | #NAME? | #NAME?
2011-09-13 | 2011 | 9 | 256 | 13 | 3 | 5.3 | 1.4668 | 6.3333 | 0 | 0 | 0 | #NAME? | #NAME? | #NAME? | #NAME? | #NAME? | #NAME? | TRUE | 0 | TRUE | TRUE | #NAME? | #NAME? | #NAME? | #NAME? | #NAME? | #NAME? | #NAME? | #NAME? | #NAME? | #NAME? |  |  | 1: 0; 2: 0; 3: 0; 4: 0 | 0 |  | 0 | 0 | 0 | 20119 | 0 | 0 | 0 |  | 0 | 7958 | 7958 | 2011-09-13 | #NAME? | #NAME? | #NAME?
2011-09-14 | 2011 | 9 | 257 | 14 | 4 | 5.4 | 3.38 | 17.8333 | 0 | 0 | 0 | #NAME? | #NAME? | #NAME? | #NAME? | #NAME? | #NAME? | FALSE | 0 | TRUE | TRUE | #NAME? | #NAME? | #NAME? | #NAME? | #NAME? | #NAME? | #NAME? | #NAME? | #NAME? | #NAME? |  |  | 1: 0; 2: 0; 3: 0.74695; 4: 3.0867 | 3.8337 |  | 101.4993 | 156.2767 | 161.11 | 20119 | 3.8337 | 101.4993 | 166.0206 |  | 0 | 7959 | 7959 | 2011-09-14 | #NAME? | #NAME? | #NAME?
2011-09-15 | 2011 | 9 | 258 | 15 | 5 | 5.5 | 3.3012 | 9.3333 | 0 | 0 | 0 | #NAME? | #NAME? | #NAME? | #NAME? | #NAME? | #NAME? | TRUE | 0 | TRUE | TRUE | #NAME? | #NAME? | #NAME? | #NAME? | #NAME? | #NAME? | #NAME? | #NAME? | #NAME? | #NAME? |  |  | 1: 0; 2: 0; 3: 0; 4: 0 | 0 |  | 0 | 0 | 0 | 20119 | 0 | 0 | 0 |  | 0 | 7960 | 7960 | 2011-09-15 | #NAME? | #NAME? | #NAME?
2011-09-16 | 2011 | 9 | 259 | 16 | 6 | 9.9 | 3.9579 | 11.8333 | 0 | 0 | 0 | #NAME? | #NAME? | #NAME? | #NAME? | #NAME? | #NAME? | FALSE | 0 | TRUE | TRUE | #NAME? | #NAME? | #NAME? | #NAME? | #NAME? | #NAME? | #NAME? | #NAME? | #NAME? | #NAME? |  |  | 1: 0; 2: 0; 3: 0; 4: 4.0957 | 4.0957 |  | 120.1397 | 184.9771 | 190.698 | 20119 | 4.0957 | 120.1397 | 196.5104 |  | 0 | 7961 | 7961 | 2011-09-16 | #NAME? | #NAME? | #NAME?
2011-09-17 | 2011 | 9 | 260 | 17 | 7 | 5.5 | 3.3974 | 5.8333 | 0 | 0 | 0 | #NAME? | #NAME? | #NAME? | #NAME? | #NAME? | #NAME? | FALSE | 0 | TRUE | TRUE | #NAME? | #NAME? | #NAME? | #NAME? | #NAME? | #NAME? | #NAME? | #NAME? | #NAME? | #NAME? |  |  | 1: 0; 2: 0; 3: 7.0715; 4: 0 | 7.0715 |  | 103.7149 | 159.688 | 164.6268 | 20119 | 7.0715 | 103.7149 | 169.6445 |  | 0 | 7962 | 7962 | 2011-09-17 | #NAME? | #NAME? | #NAME?
2011-09-18 | 2011 | 9 | 261 | 18 | 1 | 3.5 | 3.4321 | 8.6667 | 0 | 0 | 0 | #NAME? | #NAME? | #NAME? | #NAME? | #NAME? | #NAME? | TRUE | 0 | TRUE | TRUE | #NAME? | #NAME? | #NAME? | #NAME? | #NAME? | #NAME? | #NAME? | #NAME? | #NAME? | #NAME? |  |  | 1: 0; 2: 0; 3: 0; 4: 0 | 0 |  | 0 | 0 | 0 | 20119 | 0 | 0 | 0 |  | 0 | 7963 | 7963 | 2011-09-18 | #NAME? | #NAME? | #NAME?
2011-09-19 | 2011 | 9 | 262 | 19 | 2 | 5.3 | 2.5047 | 20.1667 | 6.8 | 6.8 | 1.35 | #NAME? | #NAME? | #NAME? | #NAME? | #NAME? | #NAME? | FALSE | 0 | TRUE | FALSE | #NAME? | #NAME? | #NAME? | #NAME? | #NAME? | #NAME? | #NAME? | #NAME? | #NAME? | #NAME? |  |  | 1: 0; 2: 0; 3: 0; 4: 0 | 0 |  | 0 | 0 | 0 | 20119 | 0 | 0 | 0 |  | 0 | 7964 | 7964 | 2011-09-19 | #NAME? | #NAME? | #NAME?
2011-09-20 | 2011 | 9 | 263 | 20 | 3 | 2.8 | 2.8268 | 5.6667 | 0 | 0 | 0 | #NAME? | #NAME? | #NAME? | #NAME? | #NAME? | #NAME? | TRUE | 6.8 | TRUE | TRUE | #NAME? | #NAME? | #NAME? | #NAME? | #NAME? | #NAME? | #NAME? | #NAME? | #NAME? | #NAME? |  |  | 1: 15.2493; 2: 23.9326; 3: 0; 4: 0 | 39.1819 |  | 925.6783 | 1502.396 | 1555.0476 | 20119 | 39.1819 | 925.6783 | 1514.115 |  | 0 | 7965 | 7965 | 2011-09-20 | #NAME? | #NAME? | #NAME?
2011-09-21 | 2011 | 9 | 264 | 21 | 4 | 3 | 3.7311 | 7 | 0 | 0 | 0 | #NAME? | #NAME? | #NAME? | #NAME? | #NAME? | #NAME? | FALSE | 6.8 | TRUE | TRUE | #NAME? | #NAME? | #NAME? | #NAME? | #NAME? | #NAME? | #NAME? | #NAME? | #NAME? | #NAME? |  |  | 1: 0; 2: 0; 3: 3.8923; 4: 7.6186 | 11.5109 |  | 280.5649 | 431.9809 | 445.3412 | 20119 | 11.5109 | 280.5649 | 458.9149 |  | 0 | 7966 | 7966 | 2011-09-21 | #NAME? | #NAME? | #NAME?
2011-09-22 | 2011 | 9 | 265 | 22 | 5 | 11.7 | 3.7327 | 7.8333 | 0 | 0 | 0 | #NAME? | #NAME? | #NAME? | #NAME? | #NAME? | #NAME? | TRUE | 0 | TRUE | TRUE | #NAME? | #NAME? | #NAME? | #NAME? | #NAME? | #NAME? | #NAME? | #NAME? | #NAME? | #NAME? |  |  | 1: 0; 2: 0; 3: 0; 4: 0 | 0 |  | 0 | 0 | 0 | 20119 | 0 | 0 | 0 |  | 0 | 7967 | 7967 | 2011-09-22 | #NAME? | #NAME? | #NAME?
2011-09-23 | 2011 | 9 | 266 | 23 | 6 | 17.1 | 4.3203 | 15.6667 | 0 | 0 | 0 | #NAME? | #NAME? | #NAME? | #NAME? | #NAME? | #NAME? | FALSE | 0 | TRUE | TRUE | #NAME? | #NAME? | #NAME? | #NAME? | #NAME? | #NAME? | #NAME? | #NAME? | #NAME? | #NAME? |  |  | 1: 0; 2: 0; 3: 0; 4: 4.333 | 4.333 |  | 127.1008 | 195.6949 | 201.7473 | 20119 | 4.333 | 127.1008 | 207.8965 |  | 0 | 7968 | 7968 | 2011-09-23 | #NAME? | #NAME? | #NAME?
2011-09-24 | 2011 | 9 | 267 | 24 | 7 | 9.8 | 4.7125 | 9.8333 | 0 | 0 | 0 | #NAME? | #NAME? | #NAME? | #NAME? | #NAME? | #NAME? | FALSE | 0 | TRUE | TRUE | #NAME? | #NAME? | #NAME? | #NAME? | #NAME? | #NAME? | #NAME? | #NAME? | #NAME? | #NAME? |  |  | 1: 0; 2: 0; 3: 5.4457; 4: 0 | 5.4457 |  | 79.8697 | 122.974 | 126.7774 | 20119 | 5.4457 | 79.8697 | 130.6415 |  | 0 | 7969 | 7969 | 2011-09-24 | #NAME? | #NAME? | #NAME?
2011-09-25 | 2011 | 9 | 268 | 25 | 1 | 8.8 | 5.0716 | 8.3333 | 0 | 0 | 0 | #NAME? | #NAME? | #NAME? | #NAME? | #NAME? | #NAME? | TRUE | 0 | TRUE | TRUE | #NAME? | #NAME? | #NAME? | #NAME? | #NAME? | #NAME? | #NAME? | #NAME? | #NAME? | #NAME? |  |  | 1: 0; 2: 0; 3: 0; 4: 0 | 0 |  | 0 | 0 | 0 | 20119 | 0 | 0 | 0 |  | 0 | 7970 | 7970 | 2011-09-25 | #NAME? | #NAME? | #NAME?
2011-09-26 | 2011 | 9 | 269 | 26 | 2 | 11.9 | 4.4132 | 28.6667 | 0 | 0 | 0 | #NAME? | #NAME? | #NAME? | #NAME? | #NAME? | #NAME? | FALSE | 0 | TRUE | TRUE | #NAME? | #NAME? | #NAME? | #NAME? | #NAME? | #NAME? | #NAME? | #NAME? | #NAME? | #NAME? |  |  | 1: 0; 2: 0; 3: 3.2058; 4: 7.7574 | 10.9633 |  | 274.5698 | 422.7503 | 435.8251 | 20119 | 10.9633 | 274.5698 | 449.1088 |  | 0 | 7971 | 7971 | 2011-09-26 | #NAME? | #NAME? | #NAME?
2011-09-27 | 2011 | 9 | 270 | 27 | 3 | 8.8 | 3.6004 | 11.3333 | 0 | 0 | 0 | #NAME? | #NAME? | #NAME? | #NAME? | #NAME? | #NAME? | TRUE | 0 | TRUE | TRUE | #NAME? | #NAME? | #NAME? | #NAME? | #NAME? | #NAME? | #NAME? | #NAME? | #NAME? | #NAME? |  |  | 1: 9.8713; 2: 14.8319; 3: 0; 4: 0 | 24.7032 |  | 579.8475 | 940.5907 | 973.5146 | 20119 | 24.7032 | 579.8475 | 948.4459 |  | 0 | 7972 | 7972 | 2011-09-27 | #NAME? | #NAME? | #NAME?
2011-09-28 | 2011 | 9 | 271 | 28 | 4 | 4.4 | 3.1611 | 7.6667 | 0 | 0 | 0 | #NAME? | #NAME? | #NAME? | #NAME? | #NAME? | #NAME? | FALSE | 0 | TRUE | FALSE | #NAME? | #NAME? | #NAME? | #NAME? | #NAME? | #NAME? | #NAME? | #NAME? | #NAME? | #NAME? |  |  | 1: 0; 2: 0; 3: 0; 4: 0 | 0 |  | 0 | 0 | 0 | 20119 | 0 | 0 | 0 |  | 0 | 7973 | 7973 | 2011-09-28 | #NAME? | #NAME? | #NAME?
2011-09-29 | 2011 | 9 | 272 | 29 | 5 | 0.2 | 3.573 | 5.5 | 0 | 0 | 0 | #NAME? | #NAME? | #NAME? | #NAME? | #NAME? | #NAME? | TRUE | 0 | TRUE | TRUE | #NAME? | #NAME? | #NAME? | #NAME? | #NAME? | #NAME? | #NAME? | #NAME? | #NAME? | #NAME? |  |  | 1: 5.448; 2: 8.3271; 3: 0; 4: 0 | 13.7752 |  | 324.1668 | 525.956 | 544.3749 | 20119 | 13.7752 | 324.1668 | 530.2337 |  | 0 | 7974 | 7974 | 2011-09-29 | #NAME? | #NAME? | #NAME?
2011-09-30 | 2011 | 9 | 273 | 30 | 6 | 5.7 | 4.0547 | 8 | 0 | 0 | 0 | #NAME? | #NAME? | #NAME? | #NAME? | #NAME? | #NAME? | FALSE | 0 | TRUE | FALSE | #NAME? | #NAME? | #NAME? | #NAME? | #NAME? | #NAME? | #NAME? | #NAME? | #NAME? | #NAME? |  |  | 1: 0; 2: 0; 3: 0; 4: 0 | 0 |  | 0 | 0 | 0 | 20119 | 0 | 0 | 0 |  | 0 | 7975 | 7975 | 2011-09-30 | #NAME? | #NAME? | #NAME?
2012-05-01 | 2012 | 5 | 122 | 1 | 3 | 2.6 | 1.5076 | 16.8333 | 24.4 | 24.4 | 14.55 | #NAME? | #NAME? | #NAME? | #NAME? | #NAME? | #NAME? | TRUE | 0 | TRUE | FALSE | #NAME? | #NAME? | #NAME? | #NAME? | #NAME? | #NAME? | #NAME? | #NAME? | #NAME? | #NAME? |  |  | 1: 0; 2: 0; 3: 0; 4: 0 | 0 |  | 0 | 0 | 0 | 20125 | 0 | 0 | 0 |  | 0 | 7976 | 7976 | 2012-05-01 | #NAME? | #NAME? | #NAME?
2012-05-02 | 2012 | 5 | 123 | 2 | 4 | 2.3 | 1.2219 | 6.1667 | 2 | 2 | 0 | #NAME? | #NAME? | #NAME? | #NAME? | #NAME? | #NAME? | FALSE | 24.4 | FALSE | FALSE | #NAME? | #NAME? | #NAME? | #NAME? | #NAME? | #NAME? | #NAME? | #NAME? | #NAME? | #NAME? |  |  | 1: 0; 2: 0; 3: 0; 4: 0 | 0 |  | 0 | 0 | 0 | 20125 | 0 | 0 | 0 |  | 0 | 7977 | 7977 | 2012-05-02 | #NAME? | #NAME? | #NAME?
2012-05-03 | 2012 | 5 | 124 | 3 | 5 | 2.5 | 2.81 | 12 | 0 | 0 | 0 | #NAME? | #NAME? | #NAME? | #NAME? | #NAME? | #NAME? | TRUE | 26.4 | FALSE | FALSE | #NAME? | #NAME? | #NAME? | #NAME? | #NAME? | #NAME? | #NAME? | #NAME? | #NAME? | #NAME? |  |  | 1: 0; 2: 0; 3: 0; 4: 0 | 0 |  | 0 | 0 | 0 | 20125 | 0 | 0 | 0 |  | 0 | 7978 | 7978 | 2012-05-03 | #NAME? | #NAME? | #NAME?
2012-05-04 | 2012 | 5 | 125 | 4 | 6 | 1.4 | 3.9053 | 7 | 0 | 0 | 0 | #NAME? | #NAME? | #NAME? | #NAME? | #NAME? | #NAME? | FALSE | 2 | TRUE | FALSE | #NAME? | #NAME? | #NAME? | #NAME? | #NAME? | #NAME? | #NAME? | #NAME? | #NAME? | #NAME? |  |  | 1: 0; 2: 0; 3: 0; 4: 0 | 0 |  | 0 | 0 | 0 | 20125 | 0 | 0 | 0 |  | 0 | 7979 | 7979 | 2012-05-04 | #NAME? | #NAME? | #NAME?
2012-05-05 | 2012 | 5 | 126 | 5 | 7 | 0.3 | 2.8525 | 30.6667 | 21.4 | 21.4 | 12.3 | #NAME? | #NAME? | #NAME? | #NAME? | #NAME? | #NAME? | FALSE | 0 | TRUE | FALSE | #NAME? | #NAME? | #NAME? | #NAME? | #NAME? | #NAME? | #NAME? | #NAME? | #NAME? | #NAME? |  |  | 1: 0; 2: 0; 3: 0; 4: 0 | 0 |  | 0 | 0 | 0 | 20125 | 0 | 0 | 0 |  | 0 | 7980 | 7980 | 2012-05-05 | #NAME? | #NAME? | #NAME?
2012-05-06 | 2012 | 5 | 127 | 6 | 1 | 2 | 4.0382 | 26.5 | 0 | 0 | 0 | #NAME? | #NAME? | #NAME? | #NAME? | #NAME? | #NAME? | TRUE | 21.4 | FALSE | FALSE | #NAME? | #NAME? | #NAME? | #NAME? | #NAME? | #NAME? | #NAME? | #NAME? | #NAME? | #NAME? |  |  | 1: 0; 2: 0; 3: 0; 4: 0 | 0 |  | 0 | 0 | 0 | 20125 | 0 | 0 | 0 |  | 0 | 7981 | 7981 | 2012-05-06 | #NAME? | #NAME? | #NAME?
2012-05-07 | 2012 | 5 | 128 | 7 | 2 | 1.4 | 4.2191 | 6.1667 | 0 | 0 | 0 | #NAME? | #NAME? | #NAME? | #NAME? | #NAME? | #NAME? | FALSE | 21.4 | FALSE | TRUE | #NAME? | #NAME? | #NAME? | #NAME? | #NAME? | #NAME? | #NAME? | #NAME? | #NAME? | #NAME? |  |  | 1: 0; 2: 0; 3: 0; 4: 0 | 0 |  | 0 | 0 | 0 | 20125 | 0 | 0 | 0 |  | 0 | 7982 | 7982 | 2012-05-07 | #NAME? | #NAME? | #NAME?
2012-05-08 | 2012 | 5 | 129 | 8 | 3 | 6 | 5.0212 | 3.3333 | 0 | 0 | 0 | #NAME? | #NAME? | #NAME? | #NAME? | #NAME? | #NAME? | TRUE | 0 | TRUE | FALSE | #NAME? | #NAME? | #NAME? | #NAME? | #NAME? | #NAME? | #NAME? | #NAME? | #NAME? | #NAME? |  |  | 1: 0; 2: 0; 3: 0; 4: 0 | 0 |  | 0 | 0 | 0 | 20125 | 0 | 0 | 0 |  | 0 | 7983 | 7983 | 2012-05-08 | #NAME? | #NAME? | #NAME?
2012-05-09 | 2012 | 5 | 130 | 9 | 4 | 1.9 | 3.8409 | 4 | 0.8 | 0.8 | 0 | #NAME? | #NAME? | #NAME? | #NAME? | #NAME? | #NAME? | FALSE | 0 | TRUE | FALSE | #NAME? | #NAME? | #NAME? | #NAME? | #NAME? | #NAME? | #NAME? | #NAME? | #NAME? | #NAME? |  |  | 1: 0; 2: 0; 3: 0; 4: 0 | 0 |  | 0 | 0 | 0 | 20125 | 0 | 0 | 0 |  | 0 | 7984 | 7984 | 2012-05-09 | #NAME? | #NAME? | #NAME?
2012-05-10 | 2012 | 5 | 131 | 10 | 5 | 0.7 | 3.5727 | 19 | 0 | 0 | 0 | #NAME? | #NAME? | #NAME? | #NAME? | #NAME? | #NAME? | TRUE | 0.8 | TRUE | FALSE | #NAME? | #NAME? | #NAME? | #NAME? | #NAME? | #NAME? | #NAME? | #NAME? | #NAME? | #NAME? |  |  | 1: 0; 2: 0; 3: 0; 4: 0 | 0 |  | 0 | 0 | 0 | 20125 | 0 | 0 | 0 |  | 0 | 7985 | 7985 | 2012-05-10 | #NAME? | #NAME? | #NAME?
2012-05-11 | 2012 | 5 | 132 | 11 | 6 | 1.5 | 5.1627 | 21.5 | 0 | 0 | 0 | #NAME? | #NAME? | #NAME? | #NAME? | #NAME? | #NAME? | FALSE | 0.8 | TRUE | TRUE | #NAME? | #NAME? | #NAME? | #NAME? | #NAME? | #NAME? | #NAME? | #NAME? | #NAME? | #NAME? |  |  | 1: 0; 2: 0; 3: 0; 4: 11.3605 | 11.3605 |  | 333.2415 | 513.0862 | 528.9548 | 20125 | 11.3605 | 333.2415 | 545.0771 |  | 0 | 7986 | 7986 | 2012-05-11 | #NAME? | #NAME? | #NAME?
2012-05-12 | 2012 | 5 | 133 | 12 | 7 | 5.7 | 5.9592 | 11.8333 | 0 | 0 | 0 | #NAME? | #NAME? | #NAME? | #NAME? | #NAME? | #NAME? | FALSE | 0 | TRUE | TRUE | #NAME? | #NAME? | #NAME? | #NAME? | #NAME? | #NAME? | #NAME? | #NAME? | #NAME? | #NAME? |  |  | 1: 0; 2: 0; 3: 2.3271; 4: 0 | 2.3271 |  | 34.1301 | 52.5495 | 54.1747 | 20125 | 2.3271 | 34.1301 | 55.8259 |  | 0 | 7987 | 7987 | 2012-05-12 | #NAME? | #NAME? | #NAME?
2012-05-13 | 2012 | 5 | 134 | 13 | 1 | 8.6 | 6.9956 | 12.5 | 0 | 0 | 0 | #NAME? | #NAME? | #NAME? | #NAME? | #NAME? | #NAME? | TRUE | 0 | TRUE | TRUE | #NAME? | #NAME? | #NAME? | #NAME? | #NAME? | #NAME? | #NAME? | #NAME? | #NAME? | #NAME? |  |  | 1: 0; 2: 0; 3: 0; 4: 0 | 0 |  | 0 | 0 | 0 | 20125 | 0 | 0 | 0 |  | 0 | 7988 | 7988 | 2012-05-13 | #NAME? | #NAME? | #NAME?
2012-05-14 | 2012 | 5 | 135 | 14 | 2 | 9.4 | 5.8218 | 16.5 | 0 | 0 | 0 | #NAME? | #NAME? | #NAME? | #NAME? | #NAME? | #NAME? | FALSE | 0 | TRUE | TRUE | #NAME? | #NAME? | #NAME? | #NAME? | #NAME? | #NAME? | #NAME? | #NAME? | #NAME? | #NAME? |  |  | 1: 0; 2: 0; 3: 4.5966; 4: 9.4052 | 14.0018 |  | 343.3016 | 528.5754 | 544.9231 | 20125 | 14.0018 | 343.3016 | 561.5321 |  | 0 | 7989 | 7989 | 2012-05-14 | #NAME? | #NAME? | #NAME?
2012-05-15 | 2012 | 5 | 136 | 15 | 3 | 7.3 | 6.3691 | 7 | 0 | 0 | 0 | #NAME? | #NAME? | #NAME? | #NAME? | #NAME? | #NAME? | TRUE | 0 | TRUE | TRUE | #NAME? | #NAME? | #NAME? | #NAME? | #NAME? | #NAME? | #NAME? | #NAME? | #NAME? | #NAME? |  |  | 1: 3.4396; 2: 6.2759; 3: 0; 4: 0 | 9.7154 |  | 234.5391 | 381.3457 | 394.762 | 20125 | 9.7154 | 234.5391 | 383.6313 |  | 0 | 7990 | 7990 | 2012-05-15 | #NAME? | #NAME? | #NAME?
2012-05-16 | 2012 | 5 | 137 | 16 | 4 | 8.5 | 5.8926 | 14.5 | 0 | 0 | 0 | #NAME? | #NAME? | #NAME? | #NAME? | #NAME? | #NAME? | FALSE | 0 | TRUE | TRUE | #NAME? | #NAME? | #NAME? | #NAME? | #NAME? | #NAME? | #NAME? | #NAME? | #NAME? | #NAME? |  |  | 1: 0; 2: 0; 3: 0; 4: 5.783 | 5.783 |  | 169.6348 | 261.1838 | 269.2616 | 20125 | 5.783 | 169.6348 | 277.4686 |  | 0 | 7991 | 7991 | 2012-05-16 | #NAME? | #NAME? | #NAME?
2012-05-17 | 2012 | 5 | 138 | 17 | 5 | 3 | 2.7528 | 19.5 | 2 | 2 | 0 | #NAME? | #NAME? | #NAME? | #NAME? | #NAME? | #NAME? | TRUE | 0 | TRUE | FALSE | #NAME? | #NAME? | #NAME? | #NAME? | #NAME? | #NAME? | #NAME? | #NAME? | #NAME? | #NAME? |  |  | 1: 0; 2: 0; 3: 0; 4: 0 | 0 |  | 0 | 0 | 0 | 20125 | 0 | 0 | 0 |  | 0 | 7992 | 7992 | 2012-05-17 | #NAME? | #NAME? | #NAME?
2012-05-18 | 2012 | 5 | 139 | 18 | 6 | 2 | 3.2378 | 26 | 0.4 | 0.4 | 0 | #NAME? | #NAME? | #NAME? | #NAME? | #NAME? | #NAME? | FALSE | 2 | TRUE | FALSE | #NAME? | #NAME? | #NAME? | #NAME? | #NAME? | #NAME? | #NAME? | #NAME? | #NAME? | #NAME? |  |  | 1: 0; 2: 0; 3: 0; 4: 0 | 0 |  | 0 | 0 | 0 | 20125 | 0 | 0 | 0 |  | 0 | 7993 | 7993 | 2012-05-18 | #NAME? | #NAME? | #NAME?
2012-05-19 | 2012 | 5 | 140 | 19 | 7 | 0.1 | 2.9303 | 9.1667 | 0 | 0 | 0 | #NAME? | #NAME? | #NAME? | #NAME? | #NAME? | #NAME? | FALSE | 2.4 | TRUE | FALSE | #NAME? | #NAME? | #NAME? | #NAME? | #NAME? | #NAME? | #NAME? | #NAME? | #NAME? | #NAME? |  |  | 1: 0; 2: 0; 3: 0; 4: 0 | 0 |  | 0 | 0 | 0 | 20125 | 0 | 0 | 0 |  | 0 | 7994 | 7994 | 2012-05-19 | #NAME? | #NAME? | #NAME?
2012-05-20 | 2012 | 5 | 141 | 20 | 1 | 1.5 | 4.2245 | 5.6667 | 0 | 0 | 0 | #NAME? | #NAME? | #NAME? | #NAME? | #NAME? | #NAME? | TRUE | 0.4 | TRUE | TRUE | #NAME? | #NAME? | #NAME? | #NAME? | #NAME? | #NAME? | #NAME? | #NAME? | #NAME? | #NAME? |  |  | 1: 13.4101; 2: 24.6994; 3: 0; 4: 0 | 38.1096 |  | 921.1984 | 1497.9703 | 1550.6833 | 20125 | 38.1096 | 921.1984 | 1506.7874 |  | 0 | 7995 | 7995 | 2012-05-20 | #NAME? | #NAME? | #NAME?
2012-05-21 | 2012 | 5 | 142 | 21 | 2 | 9.6 | 4.5802 | 6 | 0 | 0 | 0 | #NAME? | #NAME? | #NAME? | #NAME? | #NAME? | #NAME? | FALSE | 0 | TRUE | TRUE | #NAME? | #NAME? | #NAME? | #NAME? | #NAME? | #NAME? | #NAME? | #NAME? | #NAME? | #NAME? |  |  | 1: 0; 2: 0; 3: 4.7079; 4: 10.0814 | 14.7893 |  | 364.7695 | 561.6292 | 578.9991 | 20125 | 14.7893 | 364.7695 | 596.6467 |  | 0 | 7996 | 7996 | 2012-05-21 | #NAME? | #NAME? | #NAME?
2012-05-22 | 2012 | 5 | 143 | 22 | 3 | 7.6 | 3.8227 | 6.8333 | 13.6 | 13.6 | 6.45 | #NAME? | #NAME? | #NAME? | #NAME? | #NAME? | #NAME? | TRUE | 0 | TRUE | TRUE | #NAME? | #NAME? | #NAME? | #NAME? | #NAME? | #NAME? | #NAME? | #NAME? | #NAME? | #NAME? |  |  | 1: 0; 2: 0; 3: 0; 4: 0 | 0 |  | 0 | 0 | 0 | 20125 | 0 | 0 | 0 |  | 0 | 7997 | 7997 | 2012-05-22 | #NAME? | #NAME? | #NAME?
2012-05-23 | 2012 | 5 | 144 | 23 | 4 | 3.9 | 4.1259 | 19.1667 | 0.5 | 0.5 | 0 | #NAME? | #NAME? | #NAME? | #NAME? | #NAME? | #NAME? | FALSE | 13.6 | FALSE | FALSE | #NAME? | #NAME? | #NAME? | #NAME? | #NAME? | #NAME? | #NAME? | #NAME? | #NAME? | #NAME? |  |  | 1: 0; 2: 0; 3: 0; 4: 0 | 0 |  | 0 | 0 | 0 | 20125 | 0 | 0 | 0 |  | 0 | 7998 | 7998 | 2012-05-23 | #NAME? | #NAME? | #NAME?
2012-05-24 | 2012 | 5 | 145 | 24 | 5 | 1.9 | 2.1842 | 15.8333 | 5.2 | 5.2 | 0.15 | #NAME? | #NAME? | #NAME? | #NAME? | #NAME? | #NAME? | TRUE | 14.1 | FALSE | TRUE | #NAME? | #NAME? | #NAME? | #NAME? | #NAME? | #NAME? | #NAME? | #NAME? | #NAME? | #NAME? |  |  | 1: 0; 2: 0; 3: 0; 4: 0 | 0 |  | 0 | 0 | 0 | 20125 | 0 | 0 | 0 |  | 0 | 7999 | 7999 | 2012-05-24 | #NAME? | #NAME? | #NAME?
2012-05-25 | 2012 | 5 | 146 | 25 | 6 | 3.5 | 2.8508 | 11 | 1.8 | 1.8 | 0 | #NAME? | #NAME? | #NAME? | #NAME? | #NAME? | #NAME? | FALSE | 5.7 | TRUE | FALSE | #NAME? | #NAME? | #NAME? | #NAME? | #NAME? | #NAME? | #NAME? | #NAME? | #NAME? | #NAME? |  |  | 1: 0; 2: 0; 3: 0; 4: 0 | 0 |  | 0 | 0 | 0 | 20125 | 0 | 0 | 0 |  | 0 | 8000 | 8000 | 2012-05-25 | #NAME? | #NAME? | #NAME?
2012-05-26 | 2012 | 5 | 147 | 26 | 7 | 1.8 | 3.323 | 5.1667 | 0 | 0 | 0 | #NAME? | #NAME? | #NAME? | #NAME? | #NAME? | #NAME? | FALSE | 7 | TRUE | FALSE | #NAME? | #NAME? | #NAME? | #NAME? | #NAME? | #NAME? | #NAME? | #NAME? | #NAME? | #NAME? |  |  | 1: 0; 2: 0; 3: 0; 4: 0 | 0 |  | 0 | 0 | 0 | 20125 | 0 | 0 | 0 |  | 0 | 8001 | 8001 | 2012-05-26 | #NAME? | #NAME? | #NAME?
2012-05-27 | 2012 | 5 | 148 | 27 | 1 | 1 | 2.8233 | 4.8333 | 0 | 0 | 0 | #NAME? | #NAME? | #NAME? | #NAME? | #NAME? | #NAME? | TRUE | 1.8 | TRUE | FALSE | #NAME? | #NAME? | #NAME? | #NAME? | #NAME? | #NAME? | #NAME? | #NAME? | #NAME? | #NAME? |  |  | 1: 0; 2: 0; 3: 0; 4: 0 | 0 |  | 0 | 0 | 0 | 20125 | 0 | 0 | 0 |  | 0 | 8002 | 8002 | 2012-05-27 | #NAME? | #NAME? | #NAME?
2012-05-28 | 2012 | 5 | 149 | 28 | 2 | 2.8 | 3.9923 | 17.3333 | 0 | 0 | 0 | #NAME? | #NAME? | #NAME? | #NAME? | #NAME? | #NAME? | FALSE | 0 | TRUE | TRUE | #NAME? | #NAME? | #NAME? | #NAME? | #NAME? | #NAME? | #NAME? | #NAME? | #NAME? | #NAME? |  |  | 1: 0; 2: 0; 3: 0; 4: 10.0264 | 10.0264 |  | 294.1078 | 452.8326 | 466.8378 | 20125 | 10.0264 | 294.1078 | 481.0667 |  | 0 | 8003 | 8003 | 2012-05-28 | #NAME? | #NAME? | #NAME?
2012-05-29 | 2012 | 5 | 150 | 29 | 3 | 6.6 | 4.4631 | 21 | 0 | 0 | 0 | #NAME? | #NAME? | #NAME? | #NAME? | #NAME? | #NAME? | TRUE | 0 | TRUE | TRUE | #NAME? | #NAME? | #NAME? | #NAME? | #NAME? | #NAME? | #NAME? | #NAME? | #NAME? | #NAME? |  |  | 1: 12.006; 2: 16.1405; 3: 0; 4: 0 | 28.1466 |  | 649.5441 | 1052.1199 | 1088.8315 | 20125 | 28.1466 | 649.5441 | 1062.4474 |  | 0 | 8004 | 8004 | 2012-05-29 | #NAME? | #NAME? | #NAME?
2012-05-30 | 2012 | 5 | 151 | 30 | 4 | 4.6 | 3.7878 | 4.8333 | 0 | 0 | 0 | #NAME? | #NAME? | #NAME? | #NAME? | #NAME? | #NAME? | FALSE | 0 | TRUE | TRUE | #NAME? | #NAME? | #NAME? | #NAME? | #NAME? | #NAME? | #NAME? | #NAME? | #NAME? | #NAME? |  |  | 1: 0; 2: 0; 3: 6.8777; 4: 4.7347 | 11.6124 |  | 239.7575 | 369.1504 | 380.5674 | 20125 | 11.6124 | 239.7575 | 392.1669 |  | 0 | 8005 | 8005 | 2012-05-30 | #NAME? | #NAME? | #NAME?
2012-05-31 | 2012 | 5 | 152 | 31 | 5 | 7.9 | 5.1472 | 7.1667 | 0 | 0 | 0 | #NAME? | #NAME? | #NAME? | #NAME? | #NAME? | #NAME? | TRUE | 0 | TRUE | TRUE | #NAME? | #NAME? | #NAME? | #NAME? | #NAME? | #NAME? | #NAME? | #NAME? | #NAME? | #NAME? |  |  | 1: 5.3286; 2: 7.8486; 3: 0; 4: 0 | 13.1772 |  | 308.3781 | 500.1039 | 517.5996 | 20125 | 13.1772 | 308.3781 | 504.4083 |  | 0 | 8006 | 8006 | 2012-05-31 | #NAME? | #NAME? | #NAME?
2012-06-01 | 2012 | 6 | 153 | 1 | 6 | 6 | 5.2928 | 5.5 | 0 | 0 | 0 | #NAME? | #NAME? | #NAME? | #NAME? | #NAME? | #NAME? | FALSE | 0 | TRUE | TRUE | #NAME? | #NAME? | #NAME? | #NAME? | #NAME? | #NAME? | #NAME? | #NAME? | #NAME? | #NAME? |  |  | 1: 0; 2: 0; 3: 0; 4: 5.111 | 5.111 |  | 149.9213 | 230.8312 | 237.9703 | 20126 | 5.111 | 149.9213 | 245.2235 |  | 0 | 8007 | 8007 | 2012-06-01 | #NAME? | #NAME? | #NAME?
2012-06-02 | 2012 | 6 | 154 | 2 | 7 | 9 | 4.4391 | 10.6667 | 0.6 | 0.6 | 0 | #NAME? | #NAME? | #NAME? | #NAME? | #NAME? | #NAME? | FALSE | 0 | TRUE | TRUE | #NAME? | #NAME? | #NAME? | #NAME? | #NAME? | #NAME? | #NAME? | #NAME? | #NAME? | #NAME? |  |  | 1: 0; 2: 0; 3: 6.2108; 4: 0 | 6.2108 |  | 91.092 | 140.2528 | 144.5905 | 20126 | 6.2108 | 91.092 | 148.9976 |  | 0 | 8008 | 8008 | 2012-06-02 | #NAME? | #NAME? | #NAME?
2012-06-03 | 2012 | 6 | 155 | 3 | 1 | 4.4 | 4.0168 | 3.6667 | 0 | 0 | 0 | #NAME? | #NAME? | #NAME? | #NAME? | #NAME? | #NAME? | TRUE | 0.6 | TRUE | TRUE | #NAME? | #NAME? | #NAME? | #NAME? | #NAME? | #NAME? | #NAME? | #NAME? | #NAME? | #NAME? |  |  | 1: 11.7475; 2: 13.6283; 3: 0; 4: 0 | 25.3758 |  | 572.0594 | 924.7199 | 956.8419 | 20126 | 25.3758 | 572.0594 | 935.7071 |  | 0 | 8009 | 8009 | 2012-06-03 | #NAME? | #NAME? | #NAME?
2012-06-04 | 2012 | 6 | 156 | 4 | 2 | 7.2 | 4.5051 | 4.8333 | 0 | 0 | 0 | #NAME? | #NAME? | #NAME? | #NAME? | #NAME? | #NAME? | FALSE | 0.6 | TRUE | TRUE | #NAME? | #NAME? | #NAME? | #NAME? | #NAME? | #NAME? | #NAME? | #NAME? | #NAME? | #NAME? |  |  | 1: 0; 2: 0; 3: 0; 4: 7.5618 | 7.5618 |  | 221.8114 | 341.5191 | 352.0816 | 20126 | 7.5618 | 221.8114 | 362.8128 |  | 0 | 8010 | 8010 | 2012-06-04 | #NAME? | #NAME? | #NAME?
2012-06-05 | 2012 | 6 | 157 | 5 | 3 | 11.5 | 3.0137 | 15.3333 | 36.2 | 36.2 | 23.4 | #NAME? | #NAME? | #NAME? | #NAME? | #NAME? | #NAME? | TRUE | 0 | TRUE | TRUE | #NAME? | #NAME? | #NAME? | #NAME? | #NAME? | #NAME? | #NAME? | #NAME? | #NAME? | #NAME? |  |  | 1: 2.6246; 2: 3.9878; 3: 0; 4: 0 | 6.6125 |  | 155.4709 | 252.2304 | 261.0621 | 20126 | 6.6125 | 155.4709 | 254.301 |  | 0 | 8011 | 8011 | 2012-06-05 | #NAME? | #NAME? | #NAME?
2012-06-06 | 2012 | 6 | 158 | 6 | 4 | 9.5 | 3.7029 | 13.3333 | 26 | 26 | 15.75 | #NAME? | #NAME? | #NAME? | #NAME? | #NAME? | #NAME? | FALSE | 36.2 | FALSE | TRUE | #NAME? | #NAME? | #NAME? | #NAME? | #NAME? | #NAME? | #NAME? | #NAME? | #NAME? | #NAME? |  |  | 1: 0; 2: 0; 3: 0; 4: 0 | 0 |  | 0 | 0 | 0 | 20126 | 0 | 0 | 0 |  | 0 | 8012 | 8012 | 2012-06-06 | #NAME? | #NAME? | #NAME?
2012-06-07 | 2012 | 6 | 159 | 7 | 5 | 4.9 | 5.1896 | 15.5 | 0 | 0 | 0 | #NAME? | #NAME? | #NAME? | #NAME? | #NAME? | #NAME? | TRUE | 62.2 | FALSE | TRUE | #NAME? | #NAME? | #NAME? | #NAME? | #NAME? | #NAME? | #NAME? | #NAME? | #NAME? | #NAME? |  |  | 1: 0; 2: 0; 3: 0; 4: 0 | 0 |  | 0 | 0 | 0 | 20126 | 0 | 0 | 0 |  | 0 | 8013 | 8013 | 2012-06-07 | #NAME? | #NAME? | #NAME?
2012-06-08 | 2012 | 6 | 160 | 8 | 6 | 7.3 | 3.0276 | 10 | 0.6 | 0.6 | 0 | #NAME? | #NAME? | #NAME? | #NAME? | #NAME? | #NAME? | FALSE | 26 | FALSE | TRUE | #NAME? | #NAME? | #NAME? | #NAME? | #NAME? | #NAME? | #NAME? | #NAME? | #NAME? | #NAME? |  |  | 1: 0; 2: 0; 3: 0; 4: 0 | 0 |  | 0 | 0 | 0 | 20126 | 0 | 0 | 0 |  | 0 | 8014 | 8014 | 2012-06-08 | #NAME? | #NAME? | #NAME?
2012-06-09 | 2012 | 6 | 161 | 9 | 7 | 6.1 | 3.5144 | 13 | 2.6 | 2.6 | 0 | #NAME? | #NAME? | #NAME? | #NAME? | #NAME? | #NAME? | FALSE | 0.6 | TRUE | TRUE | #NAME? | #NAME? | #NAME? | #NAME? | #NAME? | #NAME? | #NAME? | #NAME? | #NAME? | #NAME? |  |  | 1: 0; 2: 0; 3: 0; 4: 0 | 0 |  | 0 | 0 | 0 | 20126 | 0 | 0 | 0 |  | 0 | 8015 | 8015 | 2012-06-09 | #NAME? | #NAME? | #NAME?
2012-06-10 | 2012 | 6 | 162 | 10 | 1 | 7.3 | 4.8554 | 36.1667 | 11.6 | 11.6 | 4.95 | #NAME? | #NAME? | #NAME? | #NAME? | #NAME? | #NAME? | TRUE | 3.2 | TRUE | TRUE | #NAME? | #NAME? | #NAME? | #NAME? | #NAME? | #NAME? | #NAME? | #NAME? | #NAME? | #NAME? |  |  | 1: 4.648; 2: 6.0112; 3: 0; 4: 0 | 10.6593 |  | 244.5003 | 395.8298 | 409.6256 | 20126 | 10.6593 | 244.5003 | 399.9247 |  | 0 | 8016 | 8016 | 2012-06-10 | #NAME? | #NAME? | #NAME?
2012-06-11 | 2012 | 6 | 163 | 11 | 2 | 8.7 | 4.7557 | 10.1667 | 0 | 0 | 0 | #NAME? | #NAME? | #NAME? | #NAME? | #NAME? | #NAME? | FALSE | 14.2 | FALSE | TRUE | #NAME? | #NAME? | #NAME? | #NAME? | #NAME? | #NAME? | #NAME? | #NAME? | #NAME? | #NAME? |  |  | 1: 0; 2: 0; 3: 0; 4: 0 | 0 |  | 0 | 0 | 0 | 20126 | 0 | 0 | 0 |  | 0 | 8017 | 8017 | 2012-06-11 | #NAME? | #NAME? | #NAME?
2012-06-12 | 2012 | 6 | 164 | 12 | 3 | 9.2 | 5.4995 | 2.8333 | 0 | 0 | 0 | #NAME? | #NAME? | #NAME? | #NAME? | #NAME? | #NAME? | TRUE | 11.6 | FALSE | TRUE | #NAME? | #NAME? | #NAME? | #NAME? | #NAME? | #NAME? | #NAME? | #NAME? | #NAME? | #NAME? |  |  | 1: 0; 2: 0; 3: 0; 4: 0 | 0 |  | 0 | 0 | 0 | 20126 | 0 | 0 | 0 |  | 0 | 8018 | 8018 | 2012-06-12 | #NAME? | #NAME? | #NAME?
2012-06-13 | 2012 | 6 | 165 | 13 | 4 | 9.8 | 3.6762 | 22.6667 | 12.7 | 12.7 | 5.775 | #NAME? | #NAME? | #NAME? | #NAME? | #NAME? | #NAME? | FALSE | 0 | TRUE | TRUE | #NAME? | #NAME? | #NAME? | #NAME? | #NAME? | #NAME? | #NAME? | #NAME? | #NAME? | #NAME? |  |  | 1: 0; 2: 0; 3: 0; 4: 9.2389 | 9.2389 |  | 271.0076 | 417.2656 | 430.1707 | 20126 | 9.2389 | 271.0076 | 443.2821 |  | 0 | 8019 | 8019 | 2012-06-13 | #NAME? | #NAME? | #NAME?
2012-06-14 | 2012 | 6 | 166 | 14 | 5 | 8.9 | 3.9546 | 16.1667 | 6.6 | 6.6 | 1.2 | #NAME? | #NAME? | #NAME? | #NAME? | #NAME? | #NAME? | TRUE | 12.7 | FALSE | TRUE | #NAME? | #NAME? | #NAME? | #NAME? | #NAME? | #NAME? | #NAME? | #NAME? | #NAME? | #NAME? |  |  | 1: 0; 2: 0; 3: 0; 4: 0 | 0 |  | 0 | 0 | 0 | 20126 | 0 | 0 | 0 |  | 0 | 8020 | 8020 | 2012-06-14 | #NAME? | #NAME? | #NAME?
2012-06-15 | 2012 | 6 | 167 | 15 | 6 | 5.8 | 4.3205 | 28.5 | 8.2 | 8.2 | 2.4 | #NAME? | #NAME? | #NAME? | #NAME? | #NAME? | #NAME? | FALSE | 19.3 | FALSE | TRUE | #NAME? | #NAME? | #NAME? | #NAME? | #NAME? | #NAME? | #NAME? | #NAME? | #NAME? | #NAME? |  |  | 1: 0; 2: 0; 3: 0; 4: 0 | 0 |  | 0 | 0 | 0 | 20126 | 0 | 0 | 0 |  | 0 | 8021 | 8021 | 2012-06-15 | #NAME? | #NAME? | #NAME?
2012-06-16 | 2012 | 6 | 168 | 16 | 7 | 6.6 | 5.6429 | 11.3333 | 0 | 0 | 0 | #NAME? | #NAME? | #NAME? | #NAME? | #NAME? | #NAME? | FALSE | 14.8 | FALSE | TRUE | #NAME? | #NAME? | #NAME? | #NAME? | #NAME? | #NAME? | #NAME? | #NAME? | #NAME? | #NAME? |  |  | 1: 0; 2: 0; 3: 0; 4: 0 | 0 |  | 0 | 0 | 0 | 20126 | 0 | 0 | 0 |  | 0 | 8022 | 8022 | 2012-06-16 | #NAME? | #NAME? | #NAME?
2012-06-17 | 2012 | 6 | 169 | 17 | 1 | 11.9 | 5.3412 | 23.5 | 0 | 0 | 0 | #NAME? | #NAME? | #NAME? | #NAME? | #NAME? | #NAME? | TRUE | 8.2 | TRUE | TRUE | #NAME? | #NAME? | #NAME? | #NAME? | #NAME? | #NAME? | #NAME? | #NAME? | #NAME? | #NAME? |  |  | 1: 5.7126; 2: 7.0341; 3: 0; 4: 0 | 12.7467 |  | 290.1185 | 469.3644 | 485.6989 | 20126 | 12.7467 | 290.1185 | 474.5415 |  | 0 | 8023 | 8023 | 2012-06-17 | #NAME? | #NAME? | #NAME?
2012-06-18 | 2012 | 6 | 170 | 18 | 2 | 7.9 | 2.8353 | 13 | 0.8 | 0.8 | 0 | #NAME? | #NAME? | #NAME? | #NAME? | #NAME? | #NAME? | FALSE | 0 | TRUE | TRUE | #NAME? | #NAME? | #NAME? | #NAME? | #NAME? | #NAME? | #NAME? | #NAME? | #NAME? | #NAME? |  |  | 1: 0; 2: 0; 3: 0; 4: 9.2726 | 9.2726 |  | 271.9968 | 418.7887 | 431.7409 | 20126 | 9.2726 | 271.9968 | 444.9001 |  | 0 | 8024 | 8024 | 2012-06-18 | #NAME? | #NAME? | #NAME?
2012-06-19 | 2012 | 6 | 171 | 19 | 3 | 7.9 | 3.9618 | 16.3333 | 0.2 | 0.2 | 0 | #NAME? | #NAME? | #NAME? | #NAME? | #NAME? | #NAME? | TRUE | 0.8 | TRUE | TRUE | #NAME? | #NAME? | #NAME? | #NAME? | #NAME? | #NAME? | #NAME? | #NAME? | #NAME? | #NAME? |  |  | 1: 0; 2: 0; 3: 0; 4: 0 | 0 |  | 0 | 0 | 0 | 20126 | 0 | 0 | 0 |  | 0 | 8025 | 8025 | 2012-06-19 | #NAME? | #NAME? | #NAME?
2012-06-20 | 2012 | 6 | 172 | 20 | 4 | 7.7 | 3.8942 | 17.3333 | 0.2 | 0.2 | 0 | #NAME? | #NAME? | #NAME? | #NAME? | #NAME? | #NAME? | FALSE | 1 | TRUE | TRUE | #NAME? | #NAME? | #NAME? | #NAME? | #NAME? | #NAME? | #NAME? | #NAME? | #NAME? | #NAME? |  |  | 1: 0; 2: 0; 3: 9.199; 4: 4.459 | 13.658 |  | 265.7155 | 409.1176 | 421.7707 | 20126 | 13.658 | 265.7155 | 434.626 |  | 0 | 8026 | 8026 | 2012-06-20 | #NAME? | #NAME? | #NAME?
2012-06-21 | 2012 | 6 | 173 | 21 | 5 | 7.1 | 4.4171 | 7.1667 | 0 | 0 | 0 | #NAME? | #NAME? | #NAME? | #NAME? | #NAME? | #NAME? | TRUE | 0.4 | TRUE | TRUE | #NAME? | #NAME? | #NAME? | #NAME? | #NAME? | #NAME? | #NAME? | #NAME? | #NAME? | #NAME? |  |  | 1: 0; 2: 0; 3: 0; 4: 0 | 0 |  | 0 | 0 | 0 | 20126 | 0 | 0 | 0 |  | 0 | 8027 | 8027 | 2012-06-21 | #NAME? | #NAME? | #NAME?
2012-06-22 | 2012 | 6 | 174 | 22 | 6 | 12.3 | 3.9765 | 9.3333 | 2.2 | 2.2 | 0 | #NAME? | #NAME? | #NAME? | #NAME? | #NAME? | #NAME? | FALSE | 0.2 | TRUE | TRUE | #NAME? | #NAME? | #NAME? | #NAME? | #NAME? | #NAME? | #NAME? | #NAME? | #NAME? | #NAME? |  |  | 1: 0; 2: 0; 3: 0; 4: 4.7094 | 4.7094 |  | 138.1422 | 212.6951 | 219.2733 | 20126 | 4.7094 | 138.1422 | 225.9566 |  | 0 | 8028 | 8028 | 2012-06-22 | #NAME? | #NAME? | #NAME?
2012-06-23 | 2012 | 6 | 175 | 23 | 7 | 12.8 | 2.5694 | 6.8333 | 10.1 | 10.1 | 3.825 | #NAME? | #NAME? | #NAME? | #NAME? | #NAME? | #NAME? | FALSE | 2.2 | TRUE | TRUE | #NAME? | #NAME? | #NAME? | #NAME? | #NAME? | #NAME? | #NAME? | #NAME? | #NAME? | #NAME? |  |  | 1: 0; 2: 0; 3: 3.0178; 4: 0 | 3.0178 |  | 44.2608 | 68.1475 | 70.2552 | 20126 | 3.0178 | 44.2608 | 72.3965 |  | 0 | 8029 | 8029 | 2012-06-23 | #NAME? | #NAME? | #NAME?
2012-06-24 | 2012 | 6 | 176 | 24 | 1 | 11.7 | 2.699 | 8.8333 | 13.6 | 13.6 | 6.45 | #NAME? | #NAME? | #NAME? | #NAME? | #NAME? | #NAME? | TRUE | 12.3 | FALSE | TRUE | #NAME? | #NAME? | #NAME? | #NAME? | #NAME? | #NAME? | #NAME? | #NAME? | #NAME? | #NAME? |  |  | 1: 0; 2: 0; 3: 0; 4: 0 | 0 |  | 0 | 0 | 0 | 20126 | 0 | 0 | 0 |  | 0 | 8030 | 8030 | 2012-06-24 | #NAME? | #NAME? | #NAME?
2012-06-25 | 2012 | 6 | 177 | 25 | 2 | 9.4 | 3.9295 | 7.5 | 1 | 1 | 0 | #NAME? | #NAME? | #NAME? | #NAME? | #NAME? | #NAME? | FALSE | 23.7 | FALSE | TRUE | #NAME? | #NAME? | #NAME? | #NAME? | #NAME? | #NAME? | #NAME? | #NAME? | #NAME? | #NAME? |  |  | 1: 0; 2: 0; 3: 0; 4: 0 | 0 |  | 0 | 0 | 0 | 20126 | 0 | 0 | 0 |  | 0 | 8031 | 8031 | 2012-06-25 | #NAME? | #NAME? | #NAME?
2012-06-26 | 2012 | 6 | 178 | 26 | 3 | 8.1 | 2.5485 | 4.5 | 5.6 | 5.6 | 0.45 | #NAME? | #NAME? | #NAME? | #NAME? | #NAME? | #NAME? | TRUE | 14.6 | FALSE | TRUE | #NAME? | #NAME? | #NAME? | #NAME? | #NAME? | #NAME? | #NAME? | #NAME? | #NAME? | #NAME? |  |  | 1: 0; 2: 0; 3: 0; 4: 0 | 0 |  | 0 | 0 | 0 | 20126 | 0 | 0 | 0 |  | 0 | 8032 | 8032 | 2012-06-26 | #NAME? | #NAME? | #NAME?
2012-06-27 | 2012 | 6 | 179 | 27 | 4 | 8 | 5.9674 | 28.1667 | 6 | 6 | 0.75 | #NAME? | #NAME? | #NAME? | #NAME? | #NAME? | #NAME? | FALSE | 6.6 | TRUE | TRUE | #NAME? | #NAME? | #NAME? | #NAME? | #NAME? | #NAME? | #NAME? | #NAME? | #NAME? | #NAME? |  |  | 1: 0; 2: 0; 3: 4.8327; 4: 5.3929 | 10.2256 |  | 229.0715 | 352.6974 | 363.6056 | 20126 | 10.2256 | 229.0715 | 374.6881 |  | 0 | 8033 | 8033 | 2012-06-27 | #NAME? | #NAME? | #NAME?
2012-06-28 | 2012 | 6 | 180 | 28 | 5 | 7.3 | 4.6333 | 5.6667 | 0 | 0 | 0 | #NAME? | #NAME? | #NAME? | #NAME? | #NAME? | #NAME? | TRUE | 11.6 | FALSE | TRUE | #NAME? | #NAME? | #NAME? | #NAME? | #NAME? | #NAME? | #NAME? | #NAME? | #NAME? | #NAME? |  |  | 1: 0; 2: 0; 3: 0; 4: 0 | 0 |  | 0 | 0 | 0 | 20126 | 0 | 0 | 0 |  | 0 | 8034 | 8034 | 2012-06-28 | #NAME? | #NAME? | #NAME?
2012-06-29 | 2012 | 6 | 181 | 29 | 6 | 12.4 | 4.9589 | 5.3333 | 0 | 0 | 0 | #NAME? | #NAME? | #NAME? | #NAME? | #NAME? | #NAME? | FALSE | 6 | TRUE | TRUE | #NAME? | #NAME? | #NAME? | #NAME? | #NAME? | #NAME? | #NAME? | #NAME? | #NAME? | #NAME? |  |  | 1: 0; 2: 0; 3: 0; 4: 5.0803 | 5.0803 |  | 149.0234 | 229.4487 | 236.545 | 20126 | 5.0803 | 149.0234 | 243.7548 |  | 0 | 8035 | 8035 | 2012-06-29 | #NAME? | #NAME? | #NAME?
2012-06-30 | 2012 | 6 | 182 | 30 | 7 | 9.9 | 5.1953 | 6.1667 | 2.2 | 2.2 | 0 | #NAME? | #NAME? | #NAME? | #NAME? | #NAME? | #NAME? | FALSE | 0 | TRUE | TRUE | #NAME? | #NAME? | #NAME? | #NAME? | #NAME? | #NAME? | #NAME? | #NAME? | #NAME? | #NAME? |  |  | 1: 0; 2: 0; 3: 5.4096; 4: 0 | 5.4096 |  | 79.3401 | 122.1585 | 125.9366 | 20126 | 5.4096 | 79.3401 | 129.7751 |  | 0 | 8036 | 8036 | 2012-06-30 | #NAME? | #NAME? | #NAME?
2012-07-01 | 2012 | 7 | 183 | 1 | 1 | 12.5 | 4.5982 | 6.6667 | 2.4 | 2.4 | 0 | #NAME? | #NAME? | #NAME? | #NAME? | #NAME? | #NAME? | TRUE | 2.2 | TRUE | TRUE | #NAME? | #NAME? | #NAME? | #NAME? | #NAME? | #NAME? | #NAME? | #NAME? | #NAME? | #NAME? |  |  | 1: 13.4967; 2: 24.566; 3: 0; 4: 0 | 38.0627 |  | 918.5549 | 1493.47 | 1546.0093 | 20127 | 38.0627 | 918.5549 | 1502.4634 |  | 0 | 8037 | 8037 | 2012-07-01 | #NAME? | #NAME? | #NAME?
2012-07-02 | 2012 | 7 | 184 | 2 | 2 | 8.9 | 4.7673 | 6.3333 | 0 | 0 | 0 | #NAME? | #NAME? | #NAME? | #NAME? | #NAME? | #NAME? | FALSE | 4.6 | TRUE | TRUE | #NAME? | #NAME? | #NAME? | #NAME? | #NAME? | #NAME? | #NAME? | #NAME? | #NAME? | #NAME? |  |  | 1: 0; 2: 0; 3: 3.1729; 4: 8.1138 | 11.2867 |  | 284.5409 | 438.1026 | 451.6522 | 20127 | 11.2867 | 284.5409 | 465.4183 |  | 0 | 8038 | 8038 | 2012-07-02 | #NAME? | #NAME? | #NAME?
2012-07-03 | 2012 | 7 | 185 | 3 | 3 | 13.1 | 5.6293 | 10.5 | 0.2 | 0.2 | 0 | #NAME? | #NAME? | #NAME? | #NAME? | #NAME? | #NAME? | TRUE | 2.4 | TRUE | TRUE | #NAME? | #NAME? | #NAME? | #NAME? | #NAME? | #NAME? | #NAME? | #NAME? | #NAME? | #NAME? |  |  | 1: 0; 2: 0; 3: 0; 4: 0 | 0 |  | 0 | 0 | 0 | 20127 | 0 | 0 | 0 |  | 0 | 8039 | 8039 | 2012-07-03 | #NAME? | #NAME? | #NAME?
2012-07-04 | 2012 | 7 | 186 | 4 | 4 | 12.6 | 5.8909 | 27.5 | 0 | 0 | 0 | #NAME? | #NAME? | #NAME? | #NAME? | #NAME? | #NAME? | FALSE | 0.2 | TRUE | TRUE | #NAME? | #NAME? | #NAME? | #NAME? | #NAME? | #NAME? | #NAME? | #NAME? | #NAME? | #NAME? |  |  | 1: 0; 2: 0; 3: 8.1154; 4: 5.3761 | 13.4915 |  | 276.726 | 426.0701 | 439.2475 | 20127 | 13.4915 | 276.726 | 452.6356 |  | 0 | 8040 | 8040 | 2012-07-04 | #NAME? | #NAME? | #NAME?
2012-07-05 | 2012 | 7 | 187 | 5 | 5 | 8.2 | 3.9491 | 3.1667 | 26.4 | 26.4 | 16.05 | #NAME? | #NAME? | #NAME? | #NAME? | #NAME? | #NAME? | TRUE | 0.2 | TRUE | TRUE | #NAME? | #NAME? | #NAME? | #NAME? | #NAME? | #NAME? | #NAME? | #NAME? | #NAME? | #NAME? |  |  | 1: 8.789; 2: 11.0519; 3: 0; 4: 0 | 19.8409 |  | 453.0933 | 733.2449 | 758.7791 | 20127 | 19.8409 | 453.0933 | 741.1164 |  | 0 | 8041 | 8041 | 2012-07-05 | #NAME? | #NAME? | #NAME?
2012-07-06 | 2012 | 7 | 188 | 6 | 6 | 9.9 | 3.993 | 6.1667 | 9.6 | 9.6 | 3.45 | #NAME? | #NAME? | #NAME? | #NAME? | #NAME? | #NAME? | FALSE | 26.4 | FALSE | TRUE | #NAME? | #NAME? | #NAME? | #NAME? | #NAME? | #NAME? | #NAME? | #NAME? | #NAME? | #NAME? |  |  | 1: 0; 2: 0; 3: 0; 4: 0 | 0 |  | 0 | 0 | 0 | 20127 | 0 | 0 | 0 |  | 0 | 8042 | 8042 | 2012-07-06 | #NAME? | #NAME? | #NAME?
2012-07-07 | 2012 | 7 | 189 | 7 | 7 | 11.4 | 4.8098 | 7.1667 | 0 | 0 | 0 | #NAME? | #NAME? | #NAME? | #NAME? | #NAME? | #NAME? | FALSE | 36 | FALSE | TRUE | #NAME? | #NAME? | #NAME? | #NAME? | #NAME? | #NAME? | #NAME? | #NAME? | #NAME? | #NAME? |  |  | 1: 0; 2: 0; 3: 0; 4: 0 | 0 |  | 0 | 0 | 0 | 20127 | 0 | 0 | 0 |  | 0 | 8043 | 8043 | 2012-07-07 | #NAME? | #NAME? | #NAME?
2012-07-08 | 2012 | 7 | 190 | 8 | 1 | 13.7 | 4.7697 | 10.6667 | 0 | 0 | 0 | #NAME? | #NAME? | #NAME? | #NAME? | #NAME? | #NAME? | TRUE | 9.6 | TRUE | TRUE | #NAME? | #NAME? | #NAME? | #NAME? | #NAME? | #NAME? | #NAME? | #NAME? | #NAME? | #NAME? |  |  | 1: 4.0649; 2: 6.1097; 3: 0; 4: 0 | 10.1746 |  | 238.8375 | 387.4283 | 400.9897 | 20127 | 10.1746 | 238.8375 | 390.6621 |  | 0 | 8044 | 8044 | 2012-07-08 | #NAME? | #NAME? | #NAME?
2012-07-09 | 2012 | 7 | 191 | 9 | 2 | 15.9 | 6.5791 | 8.5 | 0 | 0 | 0 | #NAME? | #NAME? | #NAME? | #NAME? | #NAME? | #NAME? | FALSE | 0 | TRUE | TRUE | #NAME? | #NAME? | #NAME? | #NAME? | #NAME? | #NAME? | #NAME? | #NAME? | #NAME? | #NAME? |  |  | 1: 0; 2: 0; 3: 3.2787; 4: 7.5487 | 10.8274 |  | 269.5163 | 414.9696 | 427.8037 | 20127 | 10.8274 | 269.5163 | 440.8429 |  | 0 | 8045 | 8045 | 2012-07-09 | #NAME? | #NAME? | #NAME?
2012-07-10 | 2012 | 7 | 192 | 10 | 3 | 17.2 | 6.6271 | 10.5 | 0 | 0 | 0 | #NAME? | #NAME? | #NAME? | #NAME? | #NAME? | #NAME? | TRUE | 0 | TRUE | TRUE | #NAME? | #NAME? | #NAME? | #NAME? | #NAME? | #NAME? | #NAME? | #NAME? | #NAME? | #NAME? |  |  | 1: 4.2616; 2: 4.8069; 3: 0; 4: 0 | 9.0685 |  | 203.5068 | 328.8307 | 340.2431 | 20127 | 9.0685 | 203.5068 | 332.8724 |  | 0 | 8046 | 8046 | 2012-07-10 | #NAME? | #NAME? | #NAME?
2012-07-11 | 2012 | 7 | 193 | 11 | 4 | 14.1 | 5.4231 | 11.5 | 0 | 0 | 0 | #NAME? | #NAME? | #NAME? | #NAME? | #NAME? | #NAME? | FALSE | 0 | TRUE | TRUE | #NAME? | #NAME? | #NAME? | #NAME? | #NAME? | #NAME? | #NAME? | #NAME? | #NAME? | #NAME? |  |  | 1: 0; 2: 0; 3: 6.6607; 4: 7.0879 | 13.7487 |  | 305.6033 | 470.532 | 485.0845 | 20127 | 13.7487 | 305.6033 | 499.8697 |  | 0 | 8047 | 8047 | 2012-07-11 | #NAME? | #NAME? | #NAME?
2012-07-12 | 2012 | 7 | 194 | 12 | 5 | 15.5 | 4.5987 | 8.5 | 0.4 | 0.4 | 0 | #NAME? | #NAME? | #NAME? | #NAME? | #NAME? | #NAME? | TRUE | 0 | TRUE | TRUE | #NAME? | #NAME? | #NAME? | #NAME? | #NAME? | #NAME? | #NAME? | #NAME? | #NAME? | #NAME? |  |  | 1: 0; 2: 0; 3: 0; 4: 0 | 0 |  | 0 | 0 | 0 | 20127 | 0 | 0 | 0 |  | 0 | 8048 | 8048 | 2012-07-12 | #NAME? | #NAME? | #NAME?
2012-07-13 | 2012 | 7 | 195 | 13 | 6 | 16.1 | 4.2193 | 14.3333 | 0.2 | 0.2 | 0 | #NAME? | #NAME? | #NAME? | #NAME? | #NAME? | #NAME? | FALSE | 0.4 | TRUE | TRUE | #NAME? | #NAME? | #NAME? | #NAME? | #NAME? | #NAME? | #NAME? | #NAME? | #NAME? | #NAME? |  |  | 1: 0; 2: 0; 3: 0; 4: 5.512 | 5.512 |  | 161.6845 | 248.9428 | 256.6421 | 20127 | 5.512 | 161.6845 | 264.4644 |  | 0 | 8049 | 8049 | 2012-07-13 | #NAME? | #NAME? | #NAME?
2012-07-14 | 2012 | 7 | 196 | 14 | 7 | 16.2 | 2.8513 | 10.5 | 0 | 0 | 0 | #NAME? | #NAME? | #NAME? | #NAME? | #NAME? | #NAME? | FALSE | 0.6 | TRUE | TRUE | #NAME? | #NAME? | #NAME? | #NAME? | #NAME? | #NAME? | #NAME? | #NAME? | #NAME? | #NAME? |  |  | 1: 0; 2: 0; 3: 0; 4: 0 | 0 |  | 0 | 0 | 0 | 20127 | 0 | 0 | 0 |  | 0 | 8050 | 8050 | 2012-07-14 | #NAME? | #NAME? | #NAME?
2012-07-15 | 2012 | 7 | 197 | 15 | 1 | 13.8 | 2.9692 | 13.8333 | 26.2 | 26.2 | 15.9 | #NAME? | #NAME? | #NAME? | #NAME? | #NAME? | #NAME? | TRUE | 0.2 | TRUE | TRUE | #NAME? | #NAME? | #NAME? | #NAME? | #NAME? | #NAME? | #NAME? | #NAME? | #NAME? | #NAME? |  |  | 1: 0; 2: 0; 3: 0; 4: 0 | 0 |  | 0 | 0 | 0 | 20127 | 0 | 0 | 0 |  | 0 | 8051 | 8051 | 2012-07-15 | #NAME? | #NAME? | #NAME?
2012-07-16 | 2012 | 7 | 198 | 16 | 2 | 15.1 | 2.9032 | 22.1667 | 0.6 | 0.6 | 0 | #NAME? | #NAME? | #NAME? | #NAME? | #NAME? | #NAME? | FALSE | 26.2 | FALSE | TRUE | #NAME? | #NAME? | #NAME? | #NAME? | #NAME? | #NAME? | #NAME? | #NAME? | #NAME? | #NAME? |  |  | 1: 0; 2: 0; 3: 0; 4: 0 | 0 |  | 0 | 0 | 0 | 20127 | 0 | 0 | 0 |  | 0 | 8052 | 8052 | 2012-07-16 | #NAME? | #NAME? | #NAME?
2012-07-17 | 2012 | 7 | 199 | 17 | 3 | 15.1 | 3.2815 | 13.5 | 0 | 0 | 0 | #NAME? | #NAME? | #NAME? | #NAME? | #NAME? | #NAME? | TRUE | 26.8 | FALSE | TRUE | #NAME? | #NAME? | #NAME? | #NAME? | #NAME? | #NAME? | #NAME? | #NAME? | #NAME? | #NAME? |  |  | 1: 0; 2: 0; 3: 0; 4: 0 | 0 |  | 0 | 0 | 0 | 20127 | 0 | 0 | 0 |  | 0 | 8053 | 8053 | 2012-07-17 | #NAME? | #NAME? | #NAME?
2012-07-18 | 2012 | 7 | 200 | 18 | 4 | 15.9 | 5.5564 | 19.6667 | 0 | 0 | 0 | #NAME? | #NAME? | #NAME? | #NAME? | #NAME? | #NAME? | FALSE | 0.6 | TRUE | TRUE | #NAME? | #NAME? | #NAME? | #NAME? | #NAME? | #NAME? | #NAME? | #NAME? | #NAME? | #NAME? |  |  | 1: 0; 2: 0; 3: 0; 4: 5.2155 | 5.2155 |  | 152.9874 | 235.552 | 242.8371 | 20127 | 5.2155 | 152.9874 | 250.2386 |  | 0 | 8054 | 8054 | 2012-07-18 | #NAME? | #NAME? | #NAME?
2012-07-19 | 2012 | 7 | 201 | 19 | 5 | 13.4 | 3.7303 | 13.1667 | 0 | 0 | 0 | #NAME? | #NAME? | #NAME? | #NAME? | #NAME? | #NAME? | TRUE | 0 | TRUE | TRUE | #NAME? | #NAME? | #NAME? | #NAME? | #NAME? | #NAME? | #NAME? | #NAME? | #NAME? | #NAME? |  |  | 1: 4.6507; 2: 7.0366; 3: 0; 4: 0 | 11.6873 |  | 274.6166 | 445.5044 | 461.1016 | 20127 | 11.6873 | 274.6166 | 449.1853 |  | 0 | 8055 | 8055 | 2012-07-19 | #NAME? | #NAME? | #NAME?
2012-07-20 | 2012 | 7 | 202 | 20 | 6 | 15 | 3.7724 | 11.5 | 1.8 | 1.8 | 0 | #NAME? | #NAME? | #NAME? | #NAME? | #NAME? | #NAME? | FALSE | 0 | TRUE | TRUE | #NAME? | #NAME? | #NAME? | #NAME? | #NAME? | #NAME? | #NAME? | #NAME? | #NAME? | #NAME? |  |  | 1: 0; 2: 0; 3: 0; 4: 5.1077 | 5.1077 |  | 149.8263 | 230.685 | 237.8196 | 20127 | 5.1077 | 149.8263 | 245.0682 |  | 0 | 8056 | 8056 | 2012-07-20 | #NAME? | #NAME? | #NAME?
2012-07-21 | 2012 | 7 | 203 | 21 | 7 | 12.5 | 5.8783 | 16.6667 | 0 | 0 | 0 | #NAME? | #NAME? | #NAME? | #NAME? | #NAME? | #NAME? | FALSE | 1.8 | TRUE | TRUE | #NAME? | #NAME? | #NAME? | #NAME? | #NAME? | #NAME? | #NAME? | #NAME? | #NAME? | #NAME? |  |  | 1: 0; 2: 0; 3: 4.4456; 4: 0 | 4.4456 |  | 65.2014 | 100.3895 | 103.4943 | 20127 | 4.4456 | 65.2014 | 106.6488 |  | 0 | 8057 | 8057 | 2012-07-21 | #NAME? | #NAME? | #NAME?
2012-07-22 | 2012 | 7 | 204 | 22 | 1 | 8.7 | 4.6758 | 9.5 | 0 | 0 | 0 | #NAME? | #NAME? | #NAME? | #NAME? | #NAME? | #NAME? | TRUE | 1.8 | TRUE | TRUE | #NAME? | #NAME? | #NAME? | #NAME? | #NAME? | #NAME? | #NAME? | #NAME? | #NAME? | #NAME? |  |  | 1: 6.0039; 2: 7.9686; 3: 0; 4: 0 | 13.9726 |  | 321.8038 | 521.1621 | 539.3402 | 20127 | 13.9726 | 321.8038 | 526.3686 |  | 0 | 8058 | 8058 | 2012-07-22 | #NAME? | #NAME? | #NAME?
2012-07-23 | 2012 | 7 | 205 | 23 | 2 | 13.9 | 4.9397 | 10.3333 | 5.4 | 5.4 | 0.3 | #NAME? | #NAME? | #NAME? | #NAME? | #NAME? | #NAME? | FALSE | 0 | TRUE | TRUE | #NAME? | #NAME? | #NAME? | #NAME? | #NAME? | #NAME? | #NAME? | #NAME? | #NAME? | #NAME? |  |  | 1: 0; 2: 0; 3: 1.9491; 4: 8.0848 | 10.0338 |  | 265.7395 | 409.1544 | 421.8087 | 20127 | 10.0338 | 265.7395 | 434.6652 |  | 0 | 8059 | 8059 | 2012-07-23 | #NAME? | #NAME? | #NAME?
2012-07-24 | 2012 | 7 | 206 | 24 | 3 | 11.3 | 4.7296 | 11.5 | 1.2 | 1.2 | 0 | #NAME? | #NAME? | #NAME? | #NAME? | #NAME? | #NAME? | TRUE | 5.4 | TRUE | TRUE | #NAME? | #NAME? | #NAME? | #NAME? | #NAME? | #NAME? | #NAME? | #NAME? | #NAME? | #NAME? |  |  | 1: 0; 2: 0; 3: 0; 4: 0 | 0 |  | 0 | 0 | 0 | 20127 | 0 | 0 | 0 |  | 0 | 8060 | 8060 | 2012-07-24 | #NAME? | #NAME? | #NAME?
2012-07-25 | 2012 | 7 | 207 | 25 | 4 | 13.6 | 4.6958 | 20.6667 | 1 | 1 | 0 | #NAME? | #NAME? | #NAME? | #NAME? | #NAME? | #NAME? | FALSE | 6.6 | TRUE | TRUE | #NAME? | #NAME? | #NAME? | #NAME? | #NAME? | #NAME? | #NAME? | #NAME? | #NAME? | #NAME? |  |  | 1: 0; 2: 0; 3: 0; 4: 4.8813 | 4.8813 |  | 143.1842 | 220.4583 | 227.2766 | 20127 | 4.8813 | 143.1842 | 234.2038 |  | 0 | 8061 | 8061 | 2012-07-25 | #NAME? | #NAME? | #NAME?
2012-07-26 | 2012 | 7 | 208 | 26 | 5 | 11 | 3.6511 | 11.3333 | 0 | 0 | 0 | #NAME? | #NAME? | #NAME? | #NAME? | #NAME? | #NAME? | TRUE | 2.2 | TRUE | TRUE | #NAME? | #NAME? | #NAME? | #NAME? | #NAME? | #NAME? | #NAME? | #NAME? | #NAME? | #NAME? |  |  | 1: 6.4555; 2: 9.8929; 3: 0; 4: 0 | 16.3484 |  | 384.8733 | 624.472 | 646.3426 | 20127 | 16.3484 | 384.8733 | 629.5302 |  | 0 | 8062 | 8062 | 2012-07-26 | #NAME? | #NAME? | #NAME?
2012-07-27 | 2012 | 7 | 209 | 27 | 6 | 10.7 | 5.1423 | 9.8333 | 0 | 0 | 0 | #NAME? | #NAME? | #NAME? | #NAME? | #NAME? | #NAME? | FALSE | 1 | TRUE | TRUE | #NAME? | #NAME? | #NAME? | #NAME? | #NAME? | #NAME? | #NAME? | #NAME? | #NAME? | #NAME? |  |  | 1: 0; 2: 0; 3: 0; 4: 4.5908 | 4.5908 |  | 134.6629 | 207.3381 | 213.7507 | 20127 | 4.5908 | 134.6629 | 220.2657 |  | 0 | 8063 | 8063 | 2012-07-27 | #NAME? | #NAME? | #NAME?
2012-07-28 | 2012 | 7 | 210 | 28 | 7 | 13.8 | 4.9713 | 14.3333 | 0.8 | 0.8 | 0 | #NAME? | #NAME? | #NAME? | #NAME? | #NAME? | #NAME? | FALSE | 0 | TRUE | TRUE | #NAME? | #NAME? | #NAME? | #NAME? | #NAME? | #NAME? | #NAME? | #NAME? | #NAME? | #NAME? |  |  | 1: 0; 2: 0; 3: 2.3406; 4: 0 | 2.3406 |  | 34.3287 | 52.8553 | 54.49 | 20127 | 2.3406 | 34.3287 | 56.1508 |  | 0 | 8064 | 8064 | 2012-07-28 | #NAME? | #NAME? | #NAME?
2012-07-29 | 2012 | 7 | 211 | 29 | 1 | 11.3 | 4.8959 | 10.8333 | 0 | 0 | 0 | #NAME? | #NAME? | #NAME? | #NAME? | #NAME? | #NAME? | TRUE | 0.8 | TRUE | TRUE | #NAME? | #NAME? | #NAME? | #NAME? | #NAME? | #NAME? | #NAME? | #NAME? | #NAME? | #NAME? |  |  | 1: 3.095; 2: 4.7439; 3: 0; 4: 0 | 7.8389 |  | 184.548 | 299.437 | 309.924 | 20127 | 7.8389 | 184.548 | 301.8617 |  | 0 | 8065 | 8065 | 2012-07-29 | #NAME? | #NAME? | #NAME?
2012-07-30 | 2012 | 7 | 212 | 30 | 2 | 11.4 | 5.5874 | 9.6667 | 0 | 0 | 0 | #NAME? | #NAME? | #NAME? | #NAME? | #NAME? | #NAME? | FALSE | 0.8 | TRUE | TRUE | #NAME? | #NAME? | #NAME? | #NAME? | #NAME? | #NAME? | #NAME? | #NAME? | #NAME? | #NAME? |  |  | 1: 0; 2: 0; 3: 2.1742; 4: 8.2552 | 10.4294 |  | 274.0418 | 421.9373 | 434.9869 | 20127 | 10.4294 | 274.0418 | 448.2451 |  | 0 | 8066 | 8066 | 2012-07-30 | #NAME? | #NAME? | #NAME?
2012-07-31 | 2012 | 7 | 213 | 31 | 3 | 11.6 | 4.2615 | 11.1667 | 0.8 | 0.8 | 0 | #NAME? | #NAME? | #NAME? | #NAME? | #NAME? | #NAME? | TRUE | 0 | TRUE | TRUE | #NAME? | #NAME? | #NAME? | #NAME? | #NAME? | #NAME? | #NAME? | #NAME? | #NAME? | #NAME? |  |  | 1: 3.1015; 2: 5.0542; 3: 0; 4: 0 | 8.1556 |  | 193.7438 | 314.5958 | 325.6319 | 20127 | 8.1556 | 193.7438 | 316.9031 |  | 0 | 8067 | 8067 | 2012-07-31 | #NAME? | #NAME? | #NAME?
2012-08-01 | 2012 | 8 | 214 | 1 | 4 | 11 | 4.246 | 13 | 1.8 | 1.8 | 0 | #NAME? | #NAME? | #NAME? | #NAME? | #NAME? | #NAME? | FALSE | 0.8 | TRUE | TRUE | #NAME? | #NAME? | #NAME? | #NAME? | #NAME? | #NAME? | #NAME? | #NAME? | #NAME? | #NAME? |  |  | 1: 0; 2: 0; 3: 0; 4: 4.8358 | 4.8358 |  | 141.8487 | 218.4019 | 225.1566 | 20128 | 4.8358 | 141.8487 | 232.0193 |  | 0 | 8068 | 8068 | 2012-08-01 | #NAME? | #NAME? | #NAME?
2012-08-02 | 2012 | 8 | 215 | 2 | 5 | 9.4 | 3.3217 | 26.5 | 5.4 | 5.4 | 0.3 | #NAME? | #NAME? | #NAME? | #NAME? | #NAME? | #NAME? | TRUE | 2.6 | TRUE | TRUE | #NAME? | #NAME? | #NAME? | #NAME? | #NAME? | #NAME? | #NAME? | #NAME? | #NAME? | #NAME? |  |  | 1: 0; 2: 0; 3: 0; 4: 0 | 0 |  | 0 | 0 | 0 | 20128 | 0 | 0 | 0 |  | 0 | 8069 | 8069 | 2012-08-02 | #NAME? | #NAME? | #NAME?
2012-08-03 | 2012 | 8 | 216 | 3 | 6 | 7.9 | 3.9242 | 20.1667 | 0.4 | 0.4 | 0 | #NAME? | #NAME? | #NAME? | #NAME? | #NAME? | #NAME? | FALSE | 7.2 | TRUE | TRUE | #NAME? | #NAME? | #NAME? | #NAME? | #NAME? | #NAME? | #NAME? | #NAME? | #NAME? | #NAME? |  |  | 1: 0; 2: 0; 3: 0; 4: 3.8622 | 3.8622 |  | 113.2911 | 174.4324 | 179.8272 | 20128 | 3.8622 | 113.2911 | 185.3082 |  | 0 | 8070 | 8070 | 2012-08-03 | #NAME? | #NAME? | #NAME?
2012-08-04 | 2012 | 8 | 217 | 4 | 7 | 13.5 | 4.7814 | 9 | 0 | 0 | 0 | #NAME? | #NAME? | #NAME? | #NAME? | #NAME? | #NAME? | FALSE | 5.8 | TRUE | TRUE | #NAME? | #NAME? | #NAME? | #NAME? | #NAME? | #NAME? | #NAME? | #NAME? | #NAME? | #NAME? |  |  | 1: 0; 2: 0; 3: 0; 4: 0 | 0 |  | 0 | 0 | 0 | 20128 | 0 | 0 | 0 |  | 0 | 8071 | 8071 | 2012-08-04 | #NAME? | #NAME? | #NAME?
2012-08-05 | 2012 | 8 | 218 | 5 | 1 | 14.2 | 5.1719 | 15.8333 | 0 | 0 | 0 | #NAME? | #NAME? | #NAME? | #NAME? | #NAME? | #NAME? | TRUE | 0.4 | TRUE | TRUE | #NAME? | #NAME? | #NAME? | #NAME? | #NAME? | #NAME? | #NAME? | #NAME? | #NAME? | #NAME? |  |  | 1: 3.3328; 2: 5.8849; 3: 0; 4: 0 | 9.2177 |  | 221.5043 | 360.016 | 372.6716 | 20128 | 9.2177 | 221.5043 | 362.3106 |  | 0 | 8072 | 8072 | 2012-08-05 | #NAME? | #NAME? | #NAME?
2012-08-06 | 2012 | 8 | 219 | 6 | 2 | 14.2 | 5.5108 | 12 | 0 | 0 | 0 | #NAME? | #NAME? | #NAME? | #NAME? | #NAME? | #NAME? | FALSE | 0 | TRUE | TRUE | #NAME? | #NAME? | #NAME? | #NAME? | #NAME? | #NAME? | #NAME? | #NAME? | #NAME? | #NAME? |  |  | 1: 0; 2: 0; 3: 0; 4: 7.7543 | 7.7543 |  | 227.4594 | 350.2152 | 361.0466 | 20128 | 7.7543 | 227.4594 | 372.0511 |  | 0 | 8073 | 8073 | 2012-08-06 | #NAME? | #NAME? | #NAME?
2012-08-07 | 2012 | 8 | 220 | 7 | 3 | 16.6 | 4.3526 | 19.5 | 0 | 0 | 0 | #NAME? | #NAME? | #NAME? | #NAME? | #NAME? | #NAME? | TRUE | 0 | TRUE | TRUE | #NAME? | #NAME? | #NAME? | #NAME? | #NAME? | #NAME? | #NAME? | #NAME? | #NAME? | #NAME? |  |  | 1: 0; 2: 0; 3: 0; 4: 0 | 0 |  | 0 | 0 | 0 | 20128 | 0 | 0 | 0 |  | 0 | 8074 | 8074 | 2012-08-07 | #NAME? | #NAME? | #NAME?
2012-08-08 | 2012 | 8 | 221 | 8 | 4 | 12.6 | 4.8365 | 10.8333 | 0 | 0 | 0 | #NAME? | #NAME? | #NAME? | #NAME? | #NAME? | #NAME? | FALSE | 0 | TRUE | TRUE | #NAME? | #NAME? | #NAME? | #NAME? | #NAME? | #NAME? | #NAME? | #NAME? | #NAME? | #NAME? |  |  | 1: 0; 2: 0; 3: 4.7205; 4: 5.1538 | 9.8743 |  | 220.4129 | 339.3658 | 349.8617 | 20128 | 9.8743 | 220.4129 | 360.5253 |  | 0 | 8075 | 8075 | 2012-08-08 | #NAME? | #NAME? | #NAME?
2012-08-09 | 2012 | 8 | 222 | 9 | 5 | 13 | 5.3497 | 12.1667 | 0 | 0 | 0 | #NAME? | #NAME? | #NAME? | #NAME? | #NAME? | #NAME? | TRUE | 0 | TRUE | TRUE | #NAME? | #NAME? | #NAME? | #NAME? | #NAME? | #NAME? | #NAME? | #NAME? | #NAME? | #NAME? |  |  | 1: 0; 2: 0; 3: 0; 4: 0 | 0 |  | 0 | 0 | 0 | 20128 | 0 | 0 | 0 |  | 0 | 8076 | 8076 | 2012-08-09 | #NAME? | #NAME? | #NAME?
2012-08-10 | 2012 | 8 | 223 | 10 | 6 | 11.7 | 4.3287 | 14.3333 | 0 | 0 | 0 | #NAME? | #NAME? | #NAME? | #NAME? | #NAME? | #NAME? | FALSE | 0 | TRUE | TRUE | #NAME? | #NAME? | #NAME? | #NAME? | #NAME? | #NAME? | #NAME? | #NAME? | #NAME? | #NAME? |  |  | 1: 0; 2: 0; 3: 0; 4: 5.6024 | 5.6024 |  | 164.3373 | 253.0273 | 260.8529 | 20128 | 5.6024 | 164.3373 | 268.8036 |  | 0 | 8077 | 8077 | 2012-08-10 | #NAME? | #NAME? | #NAME?
2012-08-11 | 2012 | 8 | 224 | 11 | 7 | 13.5 | 3.7501 | 24.3333 | 0 | 0 | 0 | #NAME? | #NAME? | #NAME? | #NAME? | #NAME? | #NAME? | FALSE | 0 | TRUE | TRUE | #NAME? | #NAME? | #NAME? | #NAME? | #NAME? | #NAME? | #NAME? | #NAME? | #NAME? | #NAME? |  |  | 1: 0; 2: 0; 3: 0; 4: 0 | 0 |  | 0 | 0 | 0 | 20128 | 0 | 0 | 0 |  | 0 | 8078 | 8078 | 2012-08-11 | #NAME? | #NAME? | #NAME?
2012-08-12 | 2012 | 8 | 225 | 12 | 1 | 12.3 | 3.881 | 9.5 | 8 | 8 | 2.25 | #NAME? | #NAME? | #NAME? | #NAME? | #NAME? | #NAME? | TRUE | 0 | TRUE | TRUE | #NAME? | #NAME? | #NAME? | #NAME? | #NAME? | #NAME? | #NAME? | #NAME? | #NAME? | #NAME? |  |  | 1: 0; 2: 0; 3: 0; 4: 0 | 0 |  | 0 | 0 | 0 | 20128 | 0 | 0 | 0 |  | 0 | 8079 | 8079 | 2012-08-12 | #NAME? | #NAME? | #NAME?
2012-08-13 | 2012 | 8 | 226 | 13 | 2 | 10.9 | 4.7713 | 14.5 | 0 | 0 | 0 | #NAME? | #NAME? | #NAME? | #NAME? | #NAME? | #NAME? | FALSE | 8 | TRUE | TRUE | #NAME? | #NAME? | #NAME? | #NAME? | #NAME? | #NAME? | #NAME? | #NAME? | #NAME? | #NAME? |  |  | 1: 0; 2: 0; 3: 1.8657; 4: 4.3279 | 6.1935 |  | 154.3135 | 237.5938 | 244.942 | 20128 | 6.1935 | 154.3135 | 252.4077 |  | 0 | 8080 | 8080 | 2012-08-13 | #NAME? | #NAME? | #NAME?
2012-08-14 | 2012 | 8 | 227 | 14 | 3 | 10.3 | 4.141 | 18.5 | 4 | 4 | 0 | #NAME? | #NAME? | #NAME? | #NAME? | #NAME? | #NAME? | TRUE | 8 | TRUE | TRUE | #NAME? | #NAME? | #NAME? | #NAME? | #NAME? | #NAME? | #NAME? | #NAME? | #NAME? | #NAME? |  |  | 1: 0; 2: 0; 3: 0; 4: 0 | 0 |  | 0 | 0 | 0 | 20128 | 0 | 0 | 0 |  | 0 | 8081 | 8081 | 2012-08-14 | #NAME? | #NAME? | #NAME?
2012-08-15 | 2012 | 8 | 228 | 15 | 4 | 8.6 | 3.3137 | 21 | 0 | 0 | 0 | #NAME? | #NAME? | #NAME? | #NAME? | #NAME? | #NAME? | FALSE | 4 | TRUE | TRUE | #NAME? | #NAME? | #NAME? | #NAME? | #NAME? | #NAME? | #NAME? | #NAME? | #NAME? | #NAME? |  |  | 1: 0; 2: 0; 3: 0; 4: 4.9018 | 4.9018 |  | 143.7855 | 221.384 | 228.2309 | 20128 | 4.9018 | 143.7855 | 235.1873 |  | 0 | 8082 | 8082 | 2012-08-15 | #NAME? | #NAME? | #NAME?
2012-08-16 | 2012 | 8 | 229 | 16 | 5 | 5.7 | 4.2403 | 10.3333 | 0 | 0 | 0 | #NAME? | #NAME? | #NAME? | #NAME? | #NAME? | #NAME? | TRUE | 4 | TRUE | TRUE | #NAME? | #NAME? | #NAME? | #NAME? | #NAME? | #NAME? | #NAME? | #NAME? | #NAME? | #NAME? |  |  | 1: 0; 2: 0; 3: 0; 4: 0 | 0 |  | 0 | 0 | 0 | 20128 | 0 | 0 | 0 |  | 0 | 8083 | 8083 | 2012-08-16 | #NAME? | #NAME? | #NAME?
2012-08-17 | 2012 | 8 | 230 | 17 | 6 | 6.6 | 4.8401 | 11.8333 | 0 | 0 | 0 | #NAME? | #NAME? | #NAME? | #NAME? | #NAME? | #NAME? | FALSE | 0 | TRUE | TRUE | #NAME? | #NAME? | #NAME? | #NAME? | #NAME? | #NAME? | #NAME? | #NAME? | #NAME? | #NAME? |  |  | 1: 0; 2: 0; 3: 0; 4: 4.6121 | 4.6121 |  | 135.2895 | 208.3029 | 214.7452 | 20128 | 4.6121 | 135.2895 | 221.2906 |  | 0 | 8084 | 8084 | 2012-08-17 | #NAME? | #NAME? | #NAME?
2012-08-18 | 2012 | 8 | 231 | 18 | 7 | 10.4 | 5.1306 | 7.1667 | 0 | 0 | 0 | #NAME? | #NAME? | #NAME? | #NAME? | #NAME? | #NAME? | FALSE | 0 | TRUE | TRUE | #NAME? | #NAME? | #NAME? | #NAME? | #NAME? | #NAME? | #NAME? | #NAME? | #NAME? | #NAME? |  |  | 1: 0; 2: 0; 3: 4.6603; 4: 0 | 4.6603 |  | 68.3515 | 105.2395 | 108.4944 | 20128 | 4.6603 | 68.3515 | 111.8012 |  | 0 | 8085 | 8085 | 2012-08-18 | #NAME? | #NAME? | #NAME?
2012-08-19 | 2012 | 8 | 232 | 19 | 1 | 9.9 | 4.8741 | 8.3333 | 0 | 0 | 0 | #NAME? | #NAME? | #NAME? | #NAME? | #NAME? | #NAME? | TRUE | 0 | TRUE | TRUE | #NAME? | #NAME? | #NAME? | #NAME? | #NAME? | #NAME? | #NAME? | #NAME? | #NAME? | #NAME? |  |  | 1: 3.4348; 2: 6.7303; 3: 0; 4: 0 | 10.1651 |  | 247.7999 | 403.2281 | 417.4386 | 20128 | 10.1651 | 247.7999 | 405.3218 |  | 0 | 8086 | 8086 | 2012-08-19 | #NAME? | #NAME? | #NAME?
2012-08-20 | 2012 | 8 | 233 | 20 | 2 | 13.8 | 5.5701 | 13.8333 | 0 | 0 | 0 | #NAME? | #NAME? | #NAME? | #NAME? | #NAME? | #NAME? | FALSE | 0 | TRUE | TRUE | #NAME? | #NAME? | #NAME? | #NAME? | #NAME? | #NAME? | #NAME? | #NAME? | #NAME? | #NAME? |  |  | 1: 0; 2: 0; 3: 0; 4: 8.1646 | 8.1646 |  | 239.4952 | 368.7465 | 380.1511 | 20128 | 8.1646 | 239.4952 | 391.7379 |  | 0 | 8087 | 8087 | 2012-08-20 | #NAME? | #NAME? | #NAME?
2012-08-21 | 2012 | 8 | 234 | 21 | 3 | 13.3 | 4.938 | 14.3333 | 0 | 0 | 0 | #NAME? | #NAME? | #NAME? | #NAME? | #NAME? | #NAME? | TRUE | 0 | TRUE | TRUE | #NAME? | #NAME? | #NAME? | #NAME? | #NAME? | #NAME? | #NAME? | #NAME? | #NAME? | #NAME? |  |  | 1: 0; 2: 0; 3: 0; 4: 0 | 0 |  | 0 | 0 | 0 | 20128 | 0 | 0 | 0 |  | 0 | 8088 | 8088 | 2012-08-21 | #NAME? | #NAME? | #NAME?
2012-08-22 | 2012 | 8 | 235 | 22 | 4 | 13.4 | 4.5703 | 16.5 | 0 | 0 | 0 | #NAME? | #NAME? | #NAME? | #NAME? | #NAME? | #NAME? | FALSE | 0 | TRUE | TRUE | #NAME? | #NAME? | #NAME? | #NAME? | #NAME? | #NAME? | #NAME? | #NAME? | #NAME? | #NAME? |  |  | 1: 0; 2: 0; 3: 0; 4: 5.2554 | 5.2554 |  | 154.1579 | 237.3543 | 244.6951 | 20128 | 5.2554 | 154.1579 | 252.1533 |  | 0 | 8089 | 8089 | 2012-08-22 | #NAME? | #NAME? | #NAME?
2012-08-23 | 2012 | 8 | 236 | 23 | 5 | 8.6 | 4.7997 | 13 | 0 | 0 | 0 | #NAME? | #NAME? | #NAME? | #NAME? | #NAME? | #NAME? | TRUE | 0 | TRUE | TRUE | #NAME? | #NAME? | #NAME? | #NAME? | #NAME? | #NAME? | #NAME? | #NAME? | #NAME? | #NAME? |  |  | 1: 0; 2: 0; 3: 0; 4: 0 | 0 |  | 0 | 0 | 0 | 20128 | 0 | 0 | 0 |  | 0 | 8090 | 8090 | 2012-08-23 | #NAME? | #NAME? | #NAME?
2012-08-24 | 2012 | 8 | 237 | 24 | 6 | 7 | 3.0442 | 22.8333 | 13.2 | 13.2 | 6.15 | #NAME? | #NAME? | #NAME? | #NAME? | #NAME? | #NAME? | FALSE | 0 | TRUE | TRUE | #NAME? | #NAME? | #NAME? | #NAME? | #NAME? | #NAME? | #NAME? | #NAME? | #NAME? | #NAME? |  |  | 1: 0; 2: 0; 3: 0; 4: 5.1535 | 5.1535 |  | 151.1689 | 232.7521 | 239.9506 | 20128 | 5.1535 | 151.1689 | 247.2642 |  | 0 | 8091 | 8091 | 2012-08-24 | #NAME? | #NAME? | #NAME?
2012-08-25 | 2012 | 8 | 238 | 25 | 7 | 7.4 | 3.7378 | 11.8333 | 0 | 0 | 0 | #NAME? | #NAME? | #NAME? | #NAME? | #NAME? | #NAME? | FALSE | 13.2 | FALSE | TRUE | #NAME? | #NAME? | #NAME? | #NAME? | #NAME? | #NAME? | #NAME? | #NAME? | #NAME? | #NAME? |  |  | 1: 0; 2: 0; 3: 0; 4: 0 | 0 |  | 0 | 0 | 0 | 20128 | 0 | 0 | 0 |  | 0 | 8092 | 8092 | 2012-08-25 | #NAME? | #NAME? | #NAME?
2012-08-26 | 2012 | 8 | 239 | 26 | 1 | 6.3 | 4.4088 | 8.8333 | 0 | 0 | 0 | #NAME? | #NAME? | #NAME? | #NAME? | #NAME? | #NAME? | TRUE | 13.2 | FALSE | TRUE | #NAME? | #NAME? | #NAME? | #NAME? | #NAME? | #NAME? | #NAME? | #NAME? | #NAME? | #NAME? |  |  | 1: 0; 2: 0; 3: 0; 4: 0 | 0 |  | 0 | 0 | 0 | 20128 | 0 | 0 | 0 |  | 0 | 8093 | 8093 | 2012-08-26 | #NAME? | #NAME? | #NAME?
2012-08-27 | 2012 | 8 | 240 | 27 | 2 | 8 | 5.4141 | 10.6667 | 0 | 0 | 0 | #NAME? | #NAME? | #NAME? | #NAME? | #NAME? | #NAME? | FALSE | 0 | TRUE | TRUE | #NAME? | #NAME? | #NAME? | #NAME? | #NAME? | #NAME? | #NAME? | #NAME? | #NAME? | #NAME? |  |  | 1: 0; 2: 0; 3: 0; 4: 6.7606 | 6.7606 |  | 198.3121 | 305.3377 | 314.7811 | 20128 | 6.7606 | 198.3121 | 324.3755 |  | 0 | 8094 | 8094 | 2012-08-27 | #NAME? | #NAME? | #NAME?
2012-08-28 | 2012 | 8 | 241 | 28 | 3 | 14.6 | 6.9881 | 17 | 0 | 0 | 0 | #NAME? | #NAME? | #NAME? | #NAME? | #NAME? | #NAME? | TRUE | 0 | TRUE | TRUE | #NAME? | #NAME? | #NAME? | #NAME? | #NAME? | #NAME? | #NAME? | #NAME? | #NAME? | #NAME? |  |  | 1: 3.2518; 2: 6.1545; 3: 0; 4: 0 | 9.4063 |  | 228.2247 | 371.2322 | 384.3044 | 20128 | 9.4063 | 228.2247 | 373.3029 |  | 0 | 8095 | 8095 | 2012-08-28 | #NAME? | #NAME? | #NAME?
2012-08-29 | 2012 | 8 | 242 | 29 | 4 | 10.9 | 4.7582 | 14.8333 | 0.2 | 0.2 | 0 | #NAME? | #NAME? | #NAME? | #NAME? | #NAME? | #NAME? | FALSE | 0 | TRUE | TRUE | #NAME? | #NAME? | #NAME? | #NAME? | #NAME? | #NAME? | #NAME? | #NAME? | #NAME? | #NAME? |  |  | 1: 0; 2: 0; 3: 4.6901; 4: 6.8212 | 11.5113 |  | 268.8768 | 413.985 | 426.7886 | 20128 | 11.5113 | 268.8768 | 439.7969 |  | 0 | 8096 | 8096 | 2012-08-29 | #NAME? | #NAME? | #NAME?
2012-08-30 | 2012 | 8 | 243 | 30 | 5 | 7.5 | 4.3281 | 7.8333 | 0 | 0 | 0 | #NAME? | #NAME? | #NAME? | #NAME? | #NAME? | #NAME? | TRUE | 0.2 | TRUE | TRUE | #NAME? | #NAME? | #NAME? | #NAME? | #NAME? | #NAME? | #NAME? | #NAME? | #NAME? | #NAME? |  |  | 1: 3.0808; 2: 5.5973; 3: 0; 4: 0 | 8.6781 |  | 209.3731 | 340.4107 | 352.3856 | 20128 | 8.6781 | 209.3731 | 342.4677 |  | 0 | 8097 | 8097 | 2012-08-30 | #NAME? | #NAME? | #NAME?
2012-08-31 | 2012 | 8 | 244 | 31 | 6 | 5.9 | 3.5195 | 16.3333 | 0 | 0 | 0 | #NAME? | #NAME? | #NAME? | #NAME? | #NAME? | #NAME? | FALSE | 0.2 | TRUE | TRUE | #NAME? | #NAME? | #NAME? | #NAME? | #NAME? | #NAME? | #NAME? | #NAME? | #NAME? | #NAME? |  |  | 1: 0; 2: 0; 3: 0; 4: 4.9975 | 4.9975 |  | 146.5923 | 225.7057 | 232.6862 | 20128 | 4.9975 | 146.5923 | 239.7784 |  | 0 | 8098 | 8098 | 2012-08-31 | #NAME? | #NAME? | #NAME?
2012-09-01 | 2012 | 9 | 245 | 1 | 7 | 9.1 | 3.5659 | 22.8333 | 0.8 | 0.8 | 0 | #NAME? | #NAME? | #NAME? | #NAME? | #NAME? | #NAME? | FALSE | 0 | TRUE | TRUE | #NAME? | #NAME? | #NAME? | #NAME? | #NAME? | #NAME? | #NAME? | #NAME? | #NAME? | #NAME? |  |  | 1: 0; 2: 0; 3: 0; 4: 0 | 0 |  | 0 | 0 | 0 | 20129 | 0 | 0 | 0 |  | 0 | 8099 | 8099 | 2012-09-01 | #NAME? | #NAME? | #NAME?
2012-09-02 | 2012 | 9 | 246 | 2 | 1 | 7.2 | 5.8074 | 19.5 | 0 | 0 | 0 | #NAME? | #NAME? | #NAME? | #NAME? | #NAME? | #NAME? | TRUE | 0.8 | TRUE | TRUE | #NAME? | #NAME? | #NAME? | #NAME? | #NAME? | #NAME? | #NAME? | #NAME? | #NAME? | #NAME? |  |  | 1: 0; 2: 0; 3: 0; 4: 0 | 0 |  | 0 | 0 | 0 | 20129 | 0 | 0 | 0 |  | 0 | 8100 | 8100 | 2012-09-02 | #NAME? | #NAME? | #NAME?
2012-09-03 | 2012 | 9 | 247 | 3 | 2 | 9.3 | 4.646 | 17.6667 | 0 | 0 | 0 | #NAME? | #NAME? | #NAME? | #NAME? | #NAME? | #NAME? | FALSE | 0.8 | TRUE | TRUE | #NAME? | #NAME? | #NAME? | #NAME? | #NAME? | #NAME? | #NAME? | #NAME? | #NAME? | #NAME? |  |  | 1: 0; 2: 0; 3: 0; 4: 7.4353 | 7.4353 |  | 218.1036 | 335.8103 | 346.1962 | 20129 | 7.4353 | 218.1036 | 356.748 |  | 0 | 8101 | 8101 | 2012-09-03 | #NAME? | #NAME? | #NAME?
2012-09-04 | 2012 | 9 | 248 | 4 | 3 | 7 | 3.9366 | 25 | 0.8 | 0.8 | 0 | #NAME? | #NAME? | #NAME? | #NAME? | #NAME? | #NAME? | TRUE | 0 | TRUE | TRUE | #NAME? | #NAME? | #NAME? | #NAME? | #NAME? | #NAME? | #NAME? | #NAME? | #NAME? | #NAME? |  |  | 1: 0; 2: 0; 3: 0; 4: 0 | 0 |  | 0 | 0 | 0 | 20129 | 0 | 0 | 0 |  | 0 | 8102 | 8102 | 2012-09-04 | #NAME? | #NAME? | #NAME?
2012-09-05 | 2012 | 9 | 249 | 5 | 4 | 5.5 | 2.824 | 13 | 0 | 0 | 0 | #NAME? | #NAME? | #NAME? | #NAME? | #NAME? | #NAME? | FALSE | 0.8 | TRUE | TRUE | #NAME? | #NAME? | #NAME? | #NAME? | #NAME? | #NAME? | #NAME? | #NAME? | #NAME? | #NAME? |  |  | 1: 0; 2: 0; 3: 0; 4: 4.6542 | 4.6542 |  | 136.522 | 210.2005 | 216.7016 | 20129 | 4.6542 | 136.522 | 223.3065 |  | 0 | 8103 | 8103 | 2012-09-05 | #NAME? | #NAME? | #NAME?
2012-09-06 | 2012 | 9 | 250 | 6 | 5 | 5.6 | 3.3653 | 18.3333 | 0 | 0 | 0 | #NAME? | #NAME? | #NAME? | #NAME? | #NAME? | #NAME? | TRUE | 0.8 | TRUE | TRUE | #NAME? | #NAME? | #NAME? | #NAME? | #NAME? | #NAME? | #NAME? | #NAME? | #NAME? | #NAME? |  |  | 1: 0; 2: 0; 3: 0; 4: 0 | 0 |  | 0 | 0 | 0 | 20129 | 0 | 0 | 0 |  | 0 | 8104 | 8104 | 2012-09-06 | #NAME? | #NAME? | #NAME?
2012-09-07 | 2012 | 9 | 251 | 7 | 6 | 6.8 | 4.3429 | 12 | 0 | 0 | 0 | #NAME? | #NAME? | #NAME? | #NAME? | #NAME? | #NAME? | FALSE | 0 | TRUE | TRUE | #NAME? | #NAME? | #NAME? | #NAME? | #NAME? | #NAME? | #NAME? | #NAME? | #NAME? | #NAME? |  |  | 1: 0; 2: 0; 3: 0; 4: 4.1309 | 4.1309 |  | 121.174 | 186.5695 | 192.3397 | 20129 | 4.1309 | 121.174 | 198.2021 |  | 0 | 8105 | 8105 | 2012-09-07 | #NAME? | #NAME? | #NAME?
2012-09-08 | 2012 | 9 | 252 | 8 | 7 | 8.9 | 4.656 | 13.3333 | 0 | 0 | 0 | #NAME? | #NAME? | #NAME? | #NAME? | #NAME? | #NAME? | FALSE | 0 | TRUE | TRUE | #NAME? | #NAME? | #NAME? | #NAME? | #NAME? | #NAME? | #NAME? | #NAME? | #NAME? | #NAME? |  |  | 1: 0; 2: 0; 3: 0; 4: 0 | 0 |  | 0 | 0 | 0 | 20129 | 0 | 0 | 0 |  | 0 | 8106 | 8106 | 2012-09-08 | #NAME? | #NAME? | #NAME?
2012-09-09 | 2012 | 9 | 253 | 9 | 1 | 10.3 | 5.2523 | 18.5 | 0.2 | 0.2 | 0 | #NAME? | #NAME? | #NAME? | #NAME? | #NAME? | #NAME? | TRUE | 0 | TRUE | TRUE | #NAME? | #NAME? | #NAME? | #NAME? | #NAME? | #NAME? | #NAME? | #NAME? | #NAME? | #NAME? |  |  | 1: 0; 2: 0; 3: 0; 4: 0 | 0 |  | 0 | 0 | 0 | 20129 | 0 | 0 | 0 |  | 0 | 8107 | 8107 | 2012-09-09 | #NAME? | #NAME? | #NAME?
2012-09-10 | 2012 | 9 | 254 | 10 | 2 | 4.4 | 4.058 | 15.3333 | 0 | 0 | 0 | #NAME? | #NAME? | #NAME? | #NAME? | #NAME? | #NAME? | FALSE | 0.2 | TRUE | TRUE | #NAME? | #NAME? | #NAME? | #NAME? | #NAME? | #NAME? | #NAME? | #NAME? | #NAME? | #NAME? |  |  | 1: 0; 2: 0; 3: 0; 4: 7.8381 | 7.8381 |  | 229.9187 | 354.0018 | 364.9503 | 20129 | 7.8381 | 229.9187 | 376.0738 |  | 0 | 8108 | 8108 | 2012-09-10 | #NAME? | #NAME? | #NAME?
2012-09-11 | 2012 | 9 | 255 | 11 | 3 | 3.6 | 4.3218 | 21.6667 | 0 | 0 | 0 | #NAME? | #NAME? | #NAME? | #NAME? | #NAME? | #NAME? | TRUE | 0.2 | TRUE | FALSE | #NAME? | #NAME? | #NAME? | #NAME? | #NAME? | #NAME? | #NAME? | #NAME? | #NAME? | #NAME? |  |  | 1: 0; 2: 0; 3: 0; 4: 0 | 0 |  | 0 | 0 | 0 | 20129 | 0 | 0 | 0 |  | 0 | 8109 | 8109 | 2012-09-11 | #NAME? | #NAME? | #NAME?
2012-09-12 | 2012 | 9 | 256 | 12 | 4 | 1.9 | 4.542 | 17.3333 | 0 | 0 | 0 | #NAME? | #NAME? | #NAME? | #NAME? | #NAME? | #NAME? | FALSE | 0 | TRUE | TRUE | #NAME? | #NAME? | #NAME? | #NAME? | #NAME? | #NAME? | #NAME? | #NAME? | #NAME? | #NAME? |  |  | 1: 0; 2: 0; 3: 0; 4: 4.657 | 4.657 |  | 136.6053 | 210.3288 | 216.8338 | 20129 | 4.657 | 136.6053 | 223.4428 |  | 0 | 8110 | 8110 | 2012-09-12 | #NAME? | #NAME? | #NAME?
2012-09-13 | 2012 | 9 | 257 | 13 | 5 | 12 | 5.1039 | 21.3333 | 0 | 0 | 0 | #NAME? | #NAME? | #NAME? | #NAME? | #NAME? | #NAME? | TRUE | 0 | TRUE | TRUE | #NAME? | #NAME? | #NAME? | #NAME? | #NAME? | #NAME? | #NAME? | #NAME? | #NAME? | #NAME? |  |  | 1: 0; 2: 0; 3: 0; 4: 0 | 0 |  | 0 | 0 | 0 | 20129 | 0 | 0 | 0 |  | 0 | 8111 | 8111 | 2012-09-13 | #NAME? | #NAME? | #NAME?
2012-09-14 | 2012 | 9 | 258 | 14 | 6 | 8.5 | 5.9036 | 12.5 | 0 | 0 | 0 | #NAME? | #NAME? | #NAME? | #NAME? | #NAME? | #NAME? | FALSE | 0 | TRUE | TRUE | #NAME? | #NAME? | #NAME? | #NAME? | #NAME? | #NAME? | #NAME? | #NAME? | #NAME? | #NAME? |  |  | 1: 0; 2: 0; 3: 0; 4: 5.3053 | 5.3053 |  | 155.622 | 239.6085 | 247.0191 | 20129 | 5.3053 | 155.622 | 254.5481 |  | 0 | 8112 | 8112 | 2012-09-14 | #NAME? | #NAME? | #NAME?
2012-09-15 | 2012 | 9 | 259 | 15 | 7 | 5.9 | 4.1496 | 19.1667 | 0 | 0 | 0 | #NAME? | #NAME? | #NAME? | #NAME? | #NAME? | #NAME? | FALSE | 0 | TRUE | TRUE | #NAME? | #NAME? | #NAME? | #NAME? | #NAME? | #NAME? | #NAME? | #NAME? | #NAME? | #NAME? |  |  | 1: 0; 2: 0; 3: 0; 4: 0 | 0 |  | 0 | 0 | 0 | 20129 | 0 | 0 | 0 |  | 0 | 8113 | 8113 | 2012-09-15 | #NAME? | #NAME? | #NAME?
2012-09-16 | 2012 | 9 | 260 | 16 | 1 | 4.5 | 3.1483 | 13.8333 | 0 | 0 | 0 | #NAME? | #NAME? | #NAME? | #NAME? | #NAME? | #NAME? | TRUE | 0 | TRUE | TRUE | #NAME? | #NAME? | #NAME? | #NAME? | #NAME? | #NAME? | #NAME? | #NAME? | #NAME? | #NAME? |  |  | 1: 0; 2: 0; 3: 0; 4: 0 | 0 |  | 0 | 0 | 0 | 20129 | 0 | 0 | 0 |  | 0 | 8114 | 8114 | 2012-09-16 | #NAME? | #NAME? | #NAME?
2012-09-17 | 2012 | 9 | 261 | 17 | 2 | 4.5 | 4.3195 | 14.5 | 0 | 0 | 0 | #NAME? | #NAME? | #NAME? | #NAME? | #NAME? | #NAME? | FALSE | 0 | TRUE | TRUE | #NAME? | #NAME? | #NAME? | #NAME? | #NAME? | #NAME? | #NAME? | #NAME? | #NAME? | #NAME? |  |  | 1: 0; 2: 0; 3: 0; 4: 7.2609 | 7.2609 |  | 212.985 | 327.9292 | 338.0714 | 20129 | 7.2609 | 212.985 | 348.3756 |  | 0 | 8115 | 8115 | 2012-09-17 | #NAME? | #NAME? | #NAME?
2012-09-18 | 2012 | 9 | 262 | 18 | 3 | 9.7 | 5.2194 | 16 | 0 | 0 | 0 | #NAME? | #NAME? | #NAME? | #NAME? | #NAME? | #NAME? | TRUE | 0 | TRUE | TRUE | #NAME? | #NAME? | #NAME? | #NAME? | #NAME? | #NAME? | #NAME? | #NAME? | #NAME? | #NAME? |  |  | 1: 0; 2: 0; 3: 0; 4: 0 | 0 |  | 0 | 0 | 0 | 20129 | 0 | 0 | 0 |  | 0 | 8116 | 8116 | 2012-09-18 | #NAME? | #NAME? | #NAME?
2012-09-19 | 2012 | 9 | 263 | 19 | 4 | 5 | 3.8315 | 13 | 0 | 0 | 0 | #NAME? | #NAME? | #NAME? | #NAME? | #NAME? | #NAME? | FALSE | 0 | TRUE | TRUE | #NAME? | #NAME? | #NAME? | #NAME? | #NAME? | #NAME? | #NAME? | #NAME? | #NAME? | #NAME? |  |  | 1: 0; 2: 0; 3: 0; 4: 5.2464 | 5.2464 |  | 153.895 | 236.9495 | 244.2779 | 20129 | 5.2464 | 153.895 | 251.7233 |  | 0 | 8117 | 8117 | 2012-09-19 | #NAME? | #NAME? | #NAME?
2012-09-20 | 2012 | 9 | 264 | 20 | 5 | 7.1 | 4.1558 | 12.8333 | 0 | 0 | 0 | #NAME? | #NAME? | #NAME? | #NAME? | #NAME? | #NAME? | TRUE | 0 | TRUE | TRUE | #NAME? | #NAME? | #NAME? | #NAME? | #NAME? | #NAME? | #NAME? | #NAME? | #NAME? | #NAME? |  |  | 1: 0; 2: 0; 3: 0; 4: 0 | 0 |  | 0 | 0 | 0 | 20129 | 0 | 0 | 0 |  | 0 | 8118 | 8118 | 2012-09-20 | #NAME? | #NAME? | #NAME?
2012-09-21 | 2012 | 9 | 265 | 21 | 6 | 7.5 | 3.8672 | 13.5 | 0 | 0 | 0 | #NAME? | #NAME? | #NAME? | #NAME? | #NAME? | #NAME? | FALSE | 0 | TRUE | TRUE | #NAME? | #NAME? | #NAME? | #NAME? | #NAME? | #NAME? | #NAME? | #NAME? | #NAME? | #NAME? |  |  | 1: 0; 2: 0; 3: 0; 4: 4.5657 | 4.5657 |  | 133.927 | 206.2051 | 212.5826 | 20129 | 4.5657 | 133.927 | 219.062 |  | 0 | 8119 | 8119 | 2012-09-21 | #NAME? | #NAME? | #NAME?
2012-09-22 | 2012 | 9 | 266 | 22 | 7 | 6.9 | 3.976 | 11 | 0 | 0 | 0 | #NAME? | #NAME? | #NAME? | #NAME? | #NAME? | #NAME? | FALSE | 0 | TRUE | TRUE | #NAME? | #NAME? | #NAME? | #NAME? | #NAME? | #NAME? | #NAME? | #NAME? | #NAME? | #NAME? |  |  | 1: 0; 2: 0; 3: 0; 4: 0 | 0 |  | 0 | 0 | 0 | 20129 | 0 | 0 | 0 |  | 0 | 8120 | 8120 | 2012-09-22 | #NAME? | #NAME? | #NAME?
2012-09-23 | 2012 | 9 | 267 | 23 | 1 | 7.3 | 3.5697 | 13.3333 | 0 | 0 | 0 | #NAME? | #NAME? | #NAME? | #NAME? | #NAME? | #NAME? | TRUE | 0 | TRUE | TRUE | #NAME? | #NAME? | #NAME? | #NAME? | #NAME? | #NAME? | #NAME? | #NAME? | #NAME? | #NAME? |  |  | 1: 0; 2: 0; 3: 0; 4: 0 | 0 |  | 0 | 0 | 0 | 20129 | 0 | 0 | 0 |  | 0 | 8121 | 8121 | 2012-09-23 | #NAME? | #NAME? | #NAME?
2012-09-24 | 2012 | 9 | 268 | 24 | 2 | 6.6 | 3.5575 | 14 | 0 | 0 | 0 | #NAME? | #NAME? | #NAME? | #NAME? | #NAME? | #NAME? | FALSE | 0 | TRUE | TRUE | #NAME? | #NAME? | #NAME? | #NAME? | #NAME? | #NAME? | #NAME? | #NAME? | #NAME? | #NAME? |  |  | 1: 0; 2: 0; 3: 0; 4: 6.4302 | 6.4302 |  | 188.6181 | 290.4119 | 299.3938 | 20129 | 6.4302 | 188.6181 | 308.5191 |  | 0 | 8122 | 8122 | 2012-09-24 | #NAME? | #NAME? | #NAME?
2012-09-25 | 2012 | 9 | 269 | 25 | 3 | 6.8 | 2.8427 | 13 | 0.6 | 0.6 | 0 | #NAME? | #NAME? | #NAME? | #NAME? | #NAME? | #NAME? | TRUE | 0 | TRUE | TRUE | #NAME? | #NAME? | #NAME? | #NAME? | #NAME? | #NAME? | #NAME? | #NAME? | #NAME? | #NAME? |  |  | 1: 0; 2: 0; 3: 0; 4: 0 | 0 |  | 0 | 0 | 0 | 20129 | 0 | 0 | 0 |  | 0 | 8123 | 8123 | 2012-09-25 | #NAME? | #NAME? | #NAME?
2012-09-26 | 2012 | 9 | 270 | 26 | 4 | 9.3 | 1.838 | 20.1667 | 2 | 2 | 0 | #NAME? | #NAME? | #NAME? | #NAME? | #NAME? | #NAME? | FALSE | 0.6 | TRUE | TRUE | #NAME? | #NAME? | #NAME? | #NAME? | #NAME? | #NAME? | #NAME? | #NAME? | #NAME? | #NAME? |  |  | 1: 0; 2: 0; 3: 0; 4: 3.8435 | 3.8435 |  | 112.743 | 173.5884 | 178.9571 | 20129 | 3.8435 | 112.743 | 184.4116 |  | 0 | 8124 | 8124 | 2012-09-26 | #NAME? | #NAME? | #NAME?
2012-09-27 | 2012 | 9 | 271 | 27 | 5 | 4.4 | 2.9525 | 12 | 0 | 0 | 0 | #NAME? | #NAME? | #NAME? | #NAME? | #NAME? | #NAME? | TRUE | 2.6 | TRUE | TRUE | #NAME? | #NAME? | #NAME? | #NAME? | #NAME? | #NAME? | #NAME? | #NAME? | #NAME? | #NAME? |  |  | 1: 0; 2: 0; 3: 0; 4: 0 | 0 |  | 0 | 0 | 0 | 20129 | 0 | 0 | 0 |  | 0 | 8125 | 8125 | 2012-09-27 | #NAME? | #NAME? | #NAME?
2012-09-28 | 2012 | 9 | 272 | 28 | 6 | 6.9 | 4.0558 | 12.1667 | 0 | 0 | 0 | #NAME? | #NAME? | #NAME? | #NAME? | #NAME? | #NAME? | FALSE | 2 | TRUE | TRUE | #NAME? | #NAME? | #NAME? | #NAME? | #NAME? | #NAME? | #NAME? | #NAME? | #NAME? | #NAME? |  |  | 1: 0; 2: 0; 3: 0; 4: 3.9039 | 3.9039 |  | 114.5144 | 176.3159 | 181.7689 | 20129 | 3.9039 | 114.5144 | 187.3092 |  | 0 | 8126 | 8126 | 2012-09-28 | #NAME? | #NAME? | #NAME?
2012-09-29 | 2012 | 9 | 273 | 29 | 7 | 10.9 | 3.53 | 21.8333 | 0 | 0 | 0 | #NAME? | #NAME? | #NAME? | #NAME? | #NAME? | #NAME? | FALSE | 0 | TRUE | TRUE | #NAME? | #NAME? | #NAME? | #NAME? | #NAME? | #NAME? | #NAME? | #NAME? | #NAME? | #NAME? |  |  | 1: 0; 2: 0; 3: 0; 4: 0 | 0 |  | 0 | 0 | 0 | 20129 | 0 | 0 | 0 |  | 0 | 8127 | 8127 | 2012-09-29 | #NAME? | #NAME? | #NAME?
2012-09-30 | 2012 | 9 | 274 | 30 | 1 | 5.3 | 2.3631 | 17 | 0 | 0 | 0 | #NAME? | #NAME? | #NAME? | #NAME? | #NAME? | #NAME? | TRUE | 0 | TRUE | FALSE | #NAME? | #NAME? | #NAME? | #NAME? | #NAME? | #NAME? | #NAME? | #NAME? | #NAME? | #NAME? |  |  | 1: 0; 2: 0; 3: 0; 4: 0 | 0 |  | 0 | 0 | 0 | 20129 | 0 | 0 | 0 |  | 0 | 8128 | 8128 | 2012-09-30 | #NAME? | #NAME? | #NAME?
2013-05-01 | 2013 | 5 | 121 | 1 | 4 | -8.1 | 3.1728 | 11.1667 | 0 | 0 | 0 | #NAME? | #NAME? | #NAME? | #NAME? | #NAME? | #NAME? | FALSE | 0 | TRUE | FALSE | #NAME? | #NAME? | #NAME? | #NAME? | #NAME? | #NAME? | #NAME? | #NAME? | #NAME? | #NAME? |  |  | 1: 0; 2: 0; 3: 0; 4: 0 | 0 |  | 0 | 0 | 0 | 20135 | 0 | 0 | 0 |  | 0 | 8129 | 8129 | 2013-05-01 | #NAME? | #NAME? | #NAME?
2013-05-02 | 2013 | 5 | 122 | 2 | 5 | 1 | 5.423 | 12.5 | 0 | 0 | 0 | #NAME? | #NAME? | #NAME? | #NAME? | #NAME? | #NAME? | TRUE | 0 | TRUE | TRUE | #NAME? | #NAME? | #NAME? | #NAME? | #NAME? | #NAME? | #NAME? | #NAME? | #NAME? | #NAME? |  |  | 1: 0.6816; 2: 1.3632; 3: 0; 4: 0 | 2.0448 |  | 49.984 | 81.3537 | 84.2221 | 20135 | 2.0448 | 49.984 | 81.7579 |  | 0 | 8130 | 8130 | 2013-05-02 | #NAME? | #NAME? | #NAME?
2013-05-03 | 2013 | 5 | 123 | 3 | 6 | 6 | 4.1485 | 15.6667 | 1.8 | 1.8 | 0 | #NAME? | #NAME? | #NAME? | #NAME? | #NAME? | #NAME? | FALSE | 0 | TRUE | TRUE | #NAME? | #NAME? | #NAME? | #NAME? | #NAME? | #NAME? | #NAME? | #NAME? | #NAME? | #NAME? |  |  | 1: 0; 2: 0; 3: 0; 4: 5.2627 | 5.2627 |  | 154.3718 | 237.6835 | 245.0346 | 20135 | 5.2627 | 154.3718 | 252.5031 |  | 0 | 8131 | 8131 | 2013-05-03 | #NAME? | #NAME? | #NAME?
2013-05-04 | 2013 | 5 | 124 | 4 | 7 | 3.4 | 4.639 | 9.1667 | 0 | 0 | 0 | #NAME? | #NAME? | #NAME? | #NAME? | #NAME? | #NAME? | FALSE | 1.8 | TRUE | TRUE | #NAME? | #NAME? | #NAME? | #NAME? | #NAME? | #NAME? | #NAME? | #NAME? | #NAME? | #NAME? |  |  | 1: 0; 2: 0; 3: 0; 4: 0 | 0 |  | 0 | 0 | 0 | 20135 | 0 | 0 | 0 |  | 0 | 8132 | 8132 | 2013-05-04 | #NAME? | #NAME? | #NAME?
2013-05-05 | 2013 | 5 | 125 | 5 | 1 | 3 | 5.4875 | 12.8333 | 0 | 0 | 0 | #NAME? | #NAME? | #NAME? | #NAME? | #NAME? | #NAME? | TRUE | 1.8 | TRUE | TRUE | #NAME? | #NAME? | #NAME? | #NAME? | #NAME? | #NAME? | #NAME? | #NAME? | #NAME? | #NAME? |  |  | 1: 2.5348; 2: 3.08; 3: 0; 4: 0 | 5.6148 |  | 127.5242 | 206.275 | 213.4508 | 20135 | 5.6148 | 127.5242 | 208.5889 |  | 0 | 8133 | 8133 | 2013-05-05 | #NAME? | #NAME? | #NAME?
2013-05-06 | 2013 | 5 | 126 | 6 | 2 | 5.9 | 6.8768 | 11.3333 | 0 | 0 | 0 | #NAME? | #NAME? | #NAME? | #NAME? | #NAME? | #NAME? | FALSE | 0 | TRUE | TRUE | #NAME? | #NAME? | #NAME? | #NAME? | #NAME? | #NAME? | #NAME? | #NAME? | #NAME? | #NAME? |  |  | 1: 0; 2: 0; 3: 0; 4: 7.8513 | 7.8513 |  | 230.3034 | 354.5941 | 365.561 | 20135 | 7.8513 | 230.3034 | 376.7031 |  | 0 | 8134 | 8134 | 2013-05-06 | #NAME? | #NAME? | #NAME?
2013-05-07 | 2013 | 5 | 127 | 7 | 3 | 8.4 | 5.1103 | 37.1667 | 0 | 0 | 0 | #NAME? | #NAME? | #NAME? | #NAME? | #NAME? | #NAME? | TRUE | 0 | TRUE | TRUE | #NAME? | #NAME? | #NAME? | #NAME? | #NAME? | #NAME? | #NAME? | #NAME? | #NAME? | #NAME? |  |  | 1: 0; 2: 0; 3: 0; 4: 0 | 0 |  | 0 | 0 | 0 | 20135 | 0 | 0 | 0 |  | 0 | 8135 | 8135 | 2013-05-07 | #NAME? | #NAME? | #NAME?
2013-05-08 | 2013 | 5 | 128 | 8 | 4 | 4.6 | 5.3043 | 18.5 | 0 | 0 | 0 | #NAME? | #NAME? | #NAME? | #NAME? | #NAME? | #NAME? | FALSE | 0 | TRUE | TRUE | #NAME? | #NAME? | #NAME? | #NAME? | #NAME? | #NAME? | #NAME? | #NAME? | #NAME? | #NAME? |  |  | 1: 0; 2: 0; 3: 4.7125; 4: 6.1818 | 10.8942 |  | 250.4479 | 385.6103 | 397.5364 | 20135 | 10.8942 | 250.4479 | 409.6531 |  | 0 | 8136 | 8136 | 2013-05-08 | #NAME? | #NAME? | #NAME?
2013-05-09 | 2013 | 5 | 129 | 9 | 5 | 6.5 | 6.2478 | 9.6667 | 0 | 0 | 0 | #NAME? | #NAME? | #NAME? | #NAME? | #NAME? | #NAME? | TRUE | 0 | TRUE | TRUE | #NAME? | #NAME? | #NAME? | #NAME? | #NAME? | #NAME? | #NAME? | #NAME? | #NAME? | #NAME? |  |  | 1: 0; 2: 0; 3: 0; 4: 0 | 0 |  | 0 | 0 | 0 | 20135 | 0 | 0 | 0 |  | 0 | 8137 | 8137 | 2013-05-09 | #NAME? | #NAME? | #NAME?
2013-05-10 | 2013 | 5 | 130 | 10 | 6 | 3.6 | 4.5693 | 17.8333 | 0 | 0 | 0 | #NAME? | #NAME? | #NAME? | #NAME? | #NAME? | #NAME? | FALSE | 0 | TRUE | TRUE | #NAME? | #NAME? | #NAME? | #NAME? | #NAME? | #NAME? | #NAME? | #NAME? | #NAME? | #NAME? |  |  | 1: 0; 2: 0; 3: 0; 4: 6.3536 | 6.3536 |  | 186.3736 | 286.9562 | 295.8311 | 20135 | 6.3536 | 186.3736 | 304.8478 |  | 0 | 8138 | 8138 | 2013-05-10 | #NAME? | #NAME? | #NAME?
2013-05-11 | 2013 | 5 | 131 | 11 | 7 | 5.3 | 6.8945 | 21.5 | 0 | 0 | 0 | #NAME? | #NAME? | #NAME? | #NAME? | #NAME? | #NAME? | FALSE | 0 | TRUE | TRUE | #NAME? | #NAME? | #NAME? | #NAME? | #NAME? | #NAME? | #NAME? | #NAME? | #NAME? | #NAME? |  |  | 1: 0; 2: 0; 3: 0; 4: 0 | 0 |  | 0 | 0 | 0 | 20135 | 0 | 0 | 0 |  | 0 | 8139 | 8139 | 2013-05-11 | #NAME? | #NAME? | #NAME?
2013-05-12 | 2013 | 5 | 132 | 12 | 1 | 15.8 | 7.7601 | 15.3333 | 0 | 0 | 0 | #NAME? | #NAME? | #NAME? | #NAME? | #NAME? | #NAME? | TRUE | 0 | TRUE | TRUE | #NAME? | #NAME? | #NAME? | #NAME? | #NAME? | #NAME? | #NAME? | #NAME? | #NAME? | #NAME? |  |  | 1: 3.4439; 2: 6.3941; 3: 0; 4: 0 | 9.838 |  | 238.0708 | 387.1644 | 400.7912 | 20135 | 9.838 | 238.0708 | 389.408 |  | 0 | 8140 | 8140 | 2013-05-12 | #NAME? | #NAME? | #NAME?
2013-05-13 | 2013 | 5 | 133 | 13 | 2 | 11.3 | 5.9897 | 13.8333 | 0 | 0 | 0 | #NAME? | #NAME? | #NAME? | #NAME? | #NAME? | #NAME? | FALSE | 0 | TRUE | TRUE | #NAME? | #NAME? | #NAME? | #NAME? | #NAME? | #NAME? | #NAME? | #NAME? | #NAME? | #NAME? |  |  | 1: 0; 2: 0; 3: 0; 4: 10.5732 | 10.5732 |  | 310.1475 | 477.5286 | 492.2975 | 20135 | 10.5732 | 310.1475 | 507.3025 |  | 0 | 8141 | 8141 | 2013-05-13 | #NAME? | #NAME? | #NAME?
2013-05-14 | 2013 | 5 | 134 | 14 | 3 | 7.6 | 4.4093 | 25.6667 | 0 | 0 | 0 | #NAME? | #NAME? | #NAME? | #NAME? | #NAME? | #NAME? | TRUE | 0 | TRUE | TRUE | #NAME? | #NAME? | #NAME? | #NAME? | #NAME? | #NAME? | #NAME? | #NAME? | #NAME? | #NAME? |  |  | 1: 3.1761; 2: 5.792; 3: 0; 4: 0 | 8.9682 |  | 216.4832 | 351.9858 | 364.369 | 20135 | 8.9682 | 216.4832 | 354.0977 |  | 0 | 8142 | 8142 | 2013-05-14 | #NAME? | #NAME? | #NAME?
2013-05-15 | 2013 | 5 | 135 | 15 | 4 | 6.2 | 4.6224 | 11.3333 | 0 | 0 | 0 | #NAME? | #NAME? | #NAME? | #NAME? | #NAME? | #NAME? | FALSE | 0 | TRUE | TRUE | #NAME? | #NAME? | #NAME? | #NAME? | #NAME? | #NAME? | #NAME? | #NAME? | #NAME? | #NAME? |  |  | 1: 0; 2: 0; 3: 0; 4: 4.7051 | 4.7051 |  | 138.0159 | 212.5007 | 219.0729 | 20135 | 4.7051 | 138.0159 | 225.7501 |  | 0 | 8143 | 8143 | 2013-05-15 | #NAME? | #NAME? | #NAME?
2013-05-16 | 2013 | 5 | 136 | 16 | 5 | 6.4 | 3.9773 | 21.6667 | 3.6 | 3.6 | 0 | #NAME? | #NAME? | #NAME? | #NAME? | #NAME? | #NAME? | TRUE | 0 | TRUE | FALSE | #NAME? | #NAME? | #NAME? | #NAME? | #NAME? | #NAME? | #NAME? | #NAME? | #NAME? | #NAME? |  |  | 1: 0; 2: 0; 3: 0; 4: 0 | 0 |  | 0 | 0 | 0 | 20135 | 0 | 0 | 0 |  | 0 | 8144 | 8144 | 2013-05-16 | #NAME? | #NAME? | #NAME?
2013-05-17 | 2013 | 5 | 137 | 17 | 6 | 1.9 | 3.4813 | 8 | 0 | 0 | 0 | #NAME? | #NAME? | #NAME? | #NAME? | #NAME? | #NAME? | FALSE | 3.6 | TRUE | FALSE | #NAME? | #NAME? | #NAME? | #NAME? | #NAME? | #NAME? | #NAME? | #NAME? | #NAME? | #NAME? |  |  | 1: 0; 2: 0; 3: 0; 4: 0 | 0 |  | 0 | 0 | 0 | 20135 | 0 | 0 | 0 |  | 0 | 8145 | 8145 | 2013-05-17 | #NAME? | #NAME? | #NAME?
2013-05-18 | 2013 | 5 | 138 | 18 | 7 | 2.8 | 4.6723 | 6 | 0.2 | 0.2 | 0 | #NAME? | #NAME? | #NAME? | #NAME? | #NAME? | #NAME? | FALSE | 3.6 | TRUE | TRUE | #NAME? | #NAME? | #NAME? | #NAME? | #NAME? | #NAME? | #NAME? | #NAME? | #NAME? | #NAME? |  |  | 1: 0; 2: 0; 3: 7.0848; 4: 0 | 7.0848 |  | 103.91 | 159.9884 | 164.9365 | 20135 | 7.0848 | 103.91 | 169.9637 |  | 0 | 8146 | 8146 | 2013-05-18 | #NAME? | #NAME? | #NAME?
2013-05-19 | 2013 | 5 | 139 | 19 | 1 | 8.6 | 3.7547 | 9.8333 | 0.2 | 0.2 | 0 | #NAME? | #NAME? | #NAME? | #NAME? | #NAME? | #NAME? | TRUE | 0.2 | TRUE | TRUE | #NAME? | #NAME? | #NAME? | #NAME? | #NAME? | #NAME? | #NAME? | #NAME? | #NAME? | #NAME? |  |  | 1: 13.4495; 2: 24.4785; 3: 0; 4: 0 | 37.928 |  | 915.2962 | 1488.1707 | 1540.5235 | 20135 | 37.928 | 915.2962 | 1497.1333 |  | 0 | 8147 | 8147 | 2013-05-19 | #NAME? | #NAME? | #NAME?
2013-05-20 | 2013 | 5 | 140 | 20 | 2 | 4.5 | 4.3298 | 7.5 | 0 | 0 | 0 | #NAME? | #NAME? | #NAME? | #NAME? | #NAME? | #NAME? | FALSE | 0.4 | TRUE | TRUE | #NAME? | #NAME? | #NAME? | #NAME? | #NAME? | #NAME? | #NAME? | #NAME? | #NAME? | #NAME? |  |  | 1: 0; 2: 0; 3: 0; 4: 10.4947 | 10.4947 |  | 307.8456 | 473.9846 | 488.6439 | 20135 | 10.4947 | 307.8456 | 503.5375 |  | 0 | 8148 | 8148 | 2013-05-20 | #NAME? | #NAME? | #NAME?
2013-05-21 | 2013 | 5 | 141 | 21 | 3 | 6 | 6.1306 | 15.5 | 0 | 0 | 0 | #NAME? | #NAME? | #NAME? | #NAME? | #NAME? | #NAME? | TRUE | 0.2 | TRUE | TRUE | #NAME? | #NAME? | #NAME? | #NAME? | #NAME? | #NAME? | #NAME? | #NAME? | #NAME? | #NAME? |  |  | 1: 0; 2: 0; 3: 0; 4: 0 | 0 |  | 0 | 0 | 0 | 20135 | 0 | 0 | 0 |  | 0 | 8149 | 8149 | 2013-05-21 | #NAME? | #NAME? | #NAME?
2013-05-22 | 2013 | 5 | 142 | 22 | 4 | 4.9 | 4.1333 | 18 | 2.6 | 2.6 | 0 | #NAME? | #NAME? | #NAME? | #NAME? | #NAME? | #NAME? | FALSE | 0 | TRUE | TRUE | #NAME? | #NAME? | #NAME? | #NAME? | #NAME? | #NAME? | #NAME? | #NAME? | #NAME? | #NAME? |  |  | 1: 0; 2: 0; 3: 6.704; 4: 5.6518 | 12.3558 |  | 264.112 | 406.6486 | 419.2253 | 20135 | 12.3558 | 264.112 | 432.0031 |  | 0 | 8150 | 8150 | 2013-05-22 | #NAME? | #NAME? | #NAME?
2013-05-23 | 2013 | 5 | 143 | 23 | 5 | 6.5 | 2.6582 | 7 | 23.4 | 23.4 | 13.8 | #NAME? | #NAME? | #NAME? | #NAME? | #NAME? | #NAME? | TRUE | 2.6 | TRUE | TRUE | #NAME? | #NAME? | #NAME? | #NAME? | #NAME? | #NAME? | #NAME? | #NAME? | #NAME? | #NAME? |  |  | 1: 2.7042; 2: 3.4144; 3: 0; 4: 0 | 6.1186 |  | 139.8183 | 226.282 | 234.1629 | 20135 | 6.1186 | 139.8183 | 228.6982 |  | 0 | 8151 | 8151 | 2013-05-23 | #NAME? | #NAME? | #NAME?
2013-05-24 | 2013 | 5 | 144 | 24 | 6 | 4.2 | 2.3697 | 9.8333 | 51.2 | 51.2 | 34.65 | #NAME? | #NAME? | #NAME? | #NAME? | #NAME? | #NAME? | FALSE | 26 | FALSE | TRUE | #NAME? | #NAME? | #NAME? | #NAME? | #NAME? | #NAME? | #NAME? | #NAME? | #NAME? | #NAME? |  |  | 1: 0; 2: 0; 3: 0; 4: 0 | 0 |  | 0 | 0 | 0 | 20135 | 0 | 0 | 0 |  | 0 | 8152 | 8152 | 2013-05-24 | #NAME? | #NAME? | #NAME?
2013-05-25 | 2013 | 5 | 145 | 25 | 7 | 3.9 | 3.3821 | 25.1667 | 8 | 8 | 2.25 | #NAME? | #NAME? | #NAME? | #NAME? | #NAME? | #NAME? | FALSE | 74.6 | FALSE | TRUE | #NAME? | #NAME? | #NAME? | #NAME? | #NAME? | #NAME? | #NAME? | #NAME? | #NAME? | #NAME? |  |  | 1: 0; 2: 0; 3: 0; 4: 0 | 0 |  | 0 | 0 | 0 | 20135 | 0 | 0 | 0 |  | 0 | 8153 | 8153 | 2013-05-25 | #NAME? | #NAME? | #NAME?
2013-05-26 | 2013 | 5 | 146 | 26 | 1 | 4 | 3.7764 | 8.5 | 0 | 0 | 0 | #NAME? | #NAME? | #NAME? | #NAME? | #NAME? | #NAME? | TRUE | 59.2 | FALSE | TRUE | #NAME? | #NAME? | #NAME? | #NAME? | #NAME? | #NAME? | #NAME? | #NAME? | #NAME? | #NAME? |  |  | 1: 0; 2: 0; 3: 0; 4: 0 | 0 |  | 0 | 0 | 0 | 20135 | 0 | 0 | 0 |  | 0 | 8154 | 8154 | 2013-05-26 | #NAME? | #NAME? | #NAME?
2013-05-27 | 2013 | 5 | 147 | 27 | 2 | 4.9 | 4.1288 | 8.8333 | 0.2 | 0.2 | 0 | #NAME? | #NAME? | #NAME? | #NAME? | #NAME? | #NAME? | FALSE | 8 | TRUE | TRUE | #NAME? | #NAME? | #NAME? | #NAME? | #NAME? | #NAME? | #NAME? | #NAME? | #NAME? | #NAME? |  |  | 1: 0; 2: 0; 3: 3.003; 4: 4.357 | 7.3601 |  | 171.8509 | 264.5958 | 272.7792 | 20135 | 7.3601 | 171.8509 | 281.0934 |  | 0 | 8155 | 8155 | 2013-05-27 | #NAME? | #NAME? | #NAME?
2013-05-28 | 2013 | 5 | 148 | 28 | 3 | 8.2 | 3.2077 | 7.3333 | 1.8 | 1.8 | 0 | #NAME? | #NAME? | #NAME? | #NAME? | #NAME? | #NAME? | TRUE | 0.2 | TRUE | TRUE | #NAME? | #NAME? | #NAME? | #NAME? | #NAME? | #NAME? | #NAME? | #NAME? | #NAME? | #NAME? |  |  | 1: 3.5767; 2: 4.9399; 3: 0; 4: 0 | 8.5165 |  | 197.3607 | 319.7963 | 330.9637 | 20135 | 8.5165 | 197.3607 | 322.8193 |  | 0 | 8156 | 8156 | 2013-05-28 | #NAME? | #NAME? | #NAME?
2013-05-29 | 2013 | 5 | 149 | 29 | 4 | 9 | 2.7368 | 9.3333 | 5.6 | 5.6 | 0.45 | #NAME? | #NAME? | #NAME? | #NAME? | #NAME? | #NAME? | FALSE | 2 | TRUE | TRUE | #NAME? | #NAME? | #NAME? | #NAME? | #NAME? | #NAME? | #NAME? | #NAME? | #NAME? | #NAME? |  |  | 1: 0; 2: 0; 3: 4.8297; 4: 4.0442 | 8.8739 |  | 189.4652 | 291.7163 | 300.7385 | 20135 | 8.8739 | 189.4652 | 309.9048 |  | 0 | 8157 | 8157 | 2013-05-29 | #NAME? | #NAME? | #NAME?
2013-05-30 | 2013 | 5 | 150 | 30 | 5 | 9.2 | 1.754 | 8.8333 | 10.8 | 10.8 | 4.35 | #NAME? | #NAME? | #NAME? | #NAME? | #NAME? | #NAME? | TRUE | 7.4 | TRUE | TRUE | #NAME? | #NAME? | #NAME? | #NAME? | #NAME? | #NAME? | #NAME? | #NAME? | #NAME? | #NAME? |  |  | 1: 0; 2: 0; 3: 0; 4: 0 | 0 |  | 0 | 0 | 0 | 20135 | 0 | 0 | 0 |  | 0 | 8158 | 8158 | 2013-05-30 | #NAME? | #NAME? | #NAME?
2013-05-31 | 2013 | 5 | 151 | 31 | 6 | 9 | 2.8545 | 11.8333 | 3.4 | 3.4 | 0 | #NAME? | #NAME? | #NAME? | #NAME? | #NAME? | #NAME? | FALSE | 16.4 | FALSE | TRUE | #NAME? | #NAME? | #NAME? | #NAME? | #NAME? | #NAME? | #NAME? | #NAME? | #NAME? | #NAME? |  |  | 1: 0; 2: 0; 3: 0; 4: 0 | 0 |  | 0 | 0 | 0 | 20135 | 0 | 0 | 0 |  | 0 | 8159 | 8159 | 2013-05-31 | #NAME? | #NAME? | #NAME?
2013-06-01 | 2013 | 6 | 152 | 1 | 7 | 5.5 | 3.735 | 8.1667 | 0 | 0 | 0 | #NAME? | #NAME? | #NAME? | #NAME? | #NAME? | #NAME? | FALSE | 14.2 | FALSE | TRUE | #NAME? | #NAME? | #NAME? | #NAME? | #NAME? | #NAME? | #NAME? | #NAME? | #NAME? | #NAME? |  |  | 1: 0; 2: 0; 3: 0; 4: 0 | 0 |  | 0 | 0 | 0 | 20136 | 0 | 0 | 0 |  | 0 | 8160 | 8160 | 2013-06-01 | #NAME? | #NAME? | #NAME?
2013-06-02 | 2013 | 6 | 153 | 2 | 1 | 8.4 | 2.297 | 9.8333 | 25.4 | 25.4 | 15.3 | #NAME? | #NAME? | #NAME? | #NAME? | #NAME? | #NAME? | TRUE | 3.4 | TRUE | TRUE | #NAME? | #NAME? | #NAME? | #NAME? | #NAME? | #NAME? | #NAME? | #NAME? | #NAME? | #NAME? |  |  | 1: 0; 2: 0; 3: 0; 4: 0 | 0 |  | 0 | 0 | 0 | 20136 | 0 | 0 | 0 |  | 0 | 8161 | 8161 | 2013-06-02 | #NAME? | #NAME? | #NAME?
2013-06-03 | 2013 | 6 | 154 | 3 | 2 | 7.7 | 2.656 | 21.5 | 16.4 | 16.4 | 8.55 | #NAME? | #NAME? | #NAME? | #NAME? | #NAME? | #NAME? | FALSE | 25.4 | FALSE | TRUE | #NAME? | #NAME? | #NAME? | #NAME? | #NAME? | #NAME? | #NAME? | #NAME? | #NAME? | #NAME? |  |  | 1: 0; 2: 0; 3: 0; 4: 0 | 0 |  | 0 | 0 | 0 | 20136 | 0 | 0 | 0 |  | 0 | 8162 | 8162 | 2013-06-03 | #NAME? | #NAME? | #NAME?
2013-06-04 | 2013 | 6 | 155 | 4 | 3 | 3.7 | 4.6259 | 15.8333 | 0 | 0 | 0 | #NAME? | #NAME? | #NAME? | #NAME? | #NAME? | #NAME? | TRUE | 41.8 | FALSE | TRUE | #NAME? | #NAME? | #NAME? | #NAME? | #NAME? | #NAME? | #NAME? | #NAME? | #NAME? | #NAME? |  |  | 1: 0; 2: 0; 3: 0; 4: 0 | 0 |  | 0 | 0 | 0 | 20136 | 0 | 0 | 0 |  | 0 | 8163 | 8163 | 2013-06-04 | #NAME? | #NAME? | #NAME?
2013-06-05 | 2013 | 6 | 156 | 5 | 4 | 6.5 | 5.2746 | 13.5 | 0 | 0 | 0 | #NAME? | #NAME? | #NAME? | #NAME? | #NAME? | #NAME? | FALSE | 16.4 | FALSE | TRUE | #NAME? | #NAME? | #NAME? | #NAME? | #NAME? | #NAME? | #NAME? | #NAME? | #NAME? | #NAME? |  |  | 1: 0; 2: 0; 3: 0; 4: 0 | 0 |  | 0 | 0 | 0 | 20136 | 0 | 0 | 0 |  | 0 | 8164 | 8164 | 2013-06-05 | #NAME? | #NAME? | #NAME?
2013-06-06 | 2013 | 6 | 157 | 6 | 5 | 6.9 | 5.0829 | 10.1667 | 0 | 0 | 0 | #NAME? | #NAME? | #NAME? | #NAME? | #NAME? | #NAME? | TRUE | 0 | TRUE | TRUE | #NAME? | #NAME? | #NAME? | #NAME? | #NAME? | #NAME? | #NAME? | #NAME? | #NAME? | #NAME? |  |  | 1: 0; 2: 0; 3: 0; 4: 0 | 0 |  | 0 | 0 | 0 | 20136 | 0 | 0 | 0 |  | 0 | 8165 | 8165 | 2013-06-06 | #NAME? | #NAME? | #NAME?
2013-06-07 | 2013 | 6 | 158 | 7 | 6 | 10.4 | 5.3182 | 11.6667 | 0.6 | 0.6 | 0 | #NAME? | #NAME? | #NAME? | #NAME? | #NAME? | #NAME? | FALSE | 0 | TRUE | TRUE | #NAME? | #NAME? | #NAME? | #NAME? | #NAME? | #NAME? | #NAME? | #NAME? | #NAME? | #NAME? |  |  | 1: 0; 2: 0; 3: 0; 4: 10.2871 | 10.2871 |  | 301.7535 | 464.6046 | 478.9738 | 20136 | 10.2871 | 301.7535 | 493.5727 |  | 0 | 8166 | 8166 | 2013-06-07 | #NAME? | #NAME? | #NAME?
2013-06-08 | 2013 | 6 | 159 | 8 | 7 | 7.9 | 4.1367 | 14.3333 | 1.2 | 1.2 | 0 | #NAME? | #NAME? | #NAME? | #NAME? | #NAME? | #NAME? | FALSE | 0.6 | TRUE | TRUE | #NAME? | #NAME? | #NAME? | #NAME? | #NAME? | #NAME? | #NAME? | #NAME? | #NAME? | #NAME? |  |  | 1: 0; 2: 0; 3: 11.3739; 4: 0 | 11.3739 |  | 166.8178 | 256.8464 | 264.7902 | 20136 | 11.3739 | 166.8178 | 272.8608 |  | 0 | 8167 | 8167 | 2013-06-08 | #NAME? | #NAME? | #NAME?
2013-06-09 | 2013 | 6 | 160 | 9 | 1 | 7.6 | 3.2928 | 9.3333 | 0.6 | 0.6 | 0 | #NAME? | #NAME? | #NAME? | #NAME? | #NAME? | #NAME? | TRUE | 1.8 | TRUE | TRUE | #NAME? | #NAME? | #NAME? | #NAME? | #NAME? | #NAME? | #NAME? | #NAME? | #NAME? | #NAME? |  |  | 1: 3.2678; 2: 4.7686; 3: 0; 4: 0 | 8.0364 |  | 187.8072 | 304.5348 | 315.1859 | 20136 | 8.0364 | 187.8072 | 307.1928 |  | 0 | 8168 | 8168 | 2013-06-09 | #NAME? | #NAME? | #NAME?
2013-06-10 | 2013 | 6 | 161 | 10 | 2 | 4.8 | 3.6925 | 10.8333 | 0.6 | 0.6 | 0 | #NAME? | #NAME? | #NAME? | #NAME? | #NAME? | #NAME? | FALSE | 1.8 | TRUE | TRUE | #NAME? | #NAME? | #NAME? | #NAME? | #NAME? | #NAME? | #NAME? | #NAME? | #NAME? | #NAME? |  |  | 1: 0; 2: 0; 3: 0.94781; 4: 6.3662 | 7.314 |  | 200.6429 | 308.9263 | 318.4807 | 20136 | 7.314 | 200.6429 | 328.1879 |  | 0 | 8169 | 8169 | 2013-06-10 | #NAME? | #NAME? | #NAME?
2013-06-11 | 2013 | 6 | 162 | 11 | 3 | 6.3 | 3.1966 | 9.5 | 0.6 | 0.6 | 0 | #NAME? | #NAME? | #NAME? | #NAME? | #NAME? | #NAME? | TRUE | 1.2 | TRUE | TRUE | #NAME? | #NAME? | #NAME? | #NAME? | #NAME? | #NAME? | #NAME? | #NAME? | #NAME? | #NAME? |  |  | 1: 0; 2: 0; 3: 0; 4: 0 | 0 |  | 0 | 0 | 0 | 20136 | 0 | 0 | 0 |  | 0 | 8170 | 8170 | 2013-06-11 | #NAME? | #NAME? | #NAME?
2013-06-12 | 2013 | 6 | 163 | 12 | 4 | 7.2 | 4.6386 | 15.8333 | 0 | 0 | 0 | #NAME? | #NAME? | #NAME? | #NAME? | #NAME? | #NAME? | FALSE | 1.2 | TRUE | TRUE | #NAME? | #NAME? | #NAME? | #NAME? | #NAME? | #NAME? | #NAME? | #NAME? | #NAME? | #NAME? |  |  | 1: 0; 2: 0; 3: 1.516; 4: 4.0381 | 5.5542 |  | 140.6866 | 216.6127 | 223.312 | 20136 | 5.5542 | 140.6866 | 230.1184 |  | 0 | 8171 | 8171 | 2013-06-12 | #NAME? | #NAME? | #NAME?
2013-06-13 | 2013 | 6 | 164 | 13 | 5 | 6.8 | 3.4065 | 11.1667 | 2.8 | 2.8 | 0 | #NAME? | #NAME? | #NAME? | #NAME? | #NAME? | #NAME? | TRUE | 0.6 | TRUE | TRUE | #NAME? | #NAME? | #NAME? | #NAME? | #NAME? | #NAME? | #NAME? | #NAME? | #NAME? | #NAME? |  |  | 1: 9.8215; 2: 16.4206; 3: 0; 4: 0 | 26.2421 |  | 625.7206 | 1016.3421 | 1052.0195 | 20136 | 26.2421 | 625.7206 | 1023.4797 |  | 0 | 8172 | 8172 | 2013-06-13 | #NAME? | #NAME? | #NAME?
2013-06-14 | 2013 | 6 | 165 | 14 | 6 | 7.1 | 3.3536 | 8.5 | 7.8 | 7.8 | 2.1 | #NAME? | #NAME? | #NAME? | #NAME? | #NAME? | #NAME? | FALSE | 2.8 | TRUE | TRUE | #NAME? | #NAME? | #NAME? | #NAME? | #NAME? | #NAME? | #NAME? | #NAME? | #NAME? | #NAME? |  |  | 1: 0; 2: 0; 3: 0; 4: 4.4248 | 4.4248 |  | 129.7941 | 199.8416 | 206.0223 | 20136 | 4.4248 | 129.7941 | 212.3018 |  | 0 | 8173 | 8173 | 2013-06-14 | #NAME? | #NAME? | #NAME?
2013-06-15 | 2013 | 6 | 166 | 15 | 7 | 8.7 | 4.6179 | 17.3333 | 4.6 | 4.6 | 0 | #NAME? | #NAME? | #NAME? | #NAME? | #NAME? | #NAME? | FALSE | 10.6 | FALSE | TRUE | #NAME? | #NAME? | #NAME? | #NAME? | #NAME? | #NAME? | #NAME? | #NAME? | #NAME? | #NAME? |  |  | 1: 0; 2: 0; 3: 0; 4: 0 | 0 |  | 0 | 0 | 0 | 20136 | 0 | 0 | 0 |  | 0 | 8174 | 8174 | 2013-06-15 | #NAME? | #NAME? | #NAME?
2013-06-16 | 2013 | 6 | 167 | 16 | 1 | 8.2 | 4.5429 | 18.5 | 0 | 0 | 0 | #NAME? | #NAME? | #NAME? | #NAME? | #NAME? | #NAME? | TRUE | 12.4 | FALSE | TRUE | #NAME? | #NAME? | #NAME? | #NAME? | #NAME? | #NAME? | #NAME? | #NAME? | #NAME? | #NAME? |  |  | 1: 0; 2: 0; 3: 0; 4: 0 | 0 |  | 0 | 0 | 0 | 20136 | 0 | 0 | 0 |  | 0 | 8175 | 8175 | 2013-06-16 | #NAME? | #NAME? | #NAME?
2013-06-17 | 2013 | 6 | 168 | 17 | 2 | 10 | 4.1509 | 8 | 2.1 | 2.1 | 0 | #NAME? | #NAME? | #NAME? | #NAME? | #NAME? | #NAME? | FALSE | 4.6 | TRUE | TRUE | #NAME? | #NAME? | #NAME? | #NAME? | #NAME? | #NAME? | #NAME? | #NAME? | #NAME? | #NAME? |  |  | 1: 0; 2: 0; 3: 4.4822; 4: 7.3185 | 11.8006 |  | 280.4133 | 431.7475 | 445.1005 | 20136 | 11.8006 | 280.4133 | 458.6669 |  | 0 | 8176 | 8176 | 2013-06-17 | #NAME? | #NAME? | #NAME?
2013-06-18 | 2013 | 6 | 169 | 18 | 3 | 11.8 | 3.2119 | 10.6667 | 6.4 | 6.4 | 1.05 | #NAME? | #NAME? | #NAME? | #NAME? | #NAME? | #NAME? | TRUE | 2.1 | TRUE | TRUE | #NAME? | #NAME? | #NAME? | #NAME? | #NAME? | #NAME? | #NAME? | #NAME? | #NAME? | #NAME? |  |  | 1: 3.0148; 2: 4.3477; 3: 0; 4: 0 | 7.3624 |  | 171.7485 | 278.4527 | 288.1884 | 20136 | 7.3624 | 171.7485 | 280.9259 |  | 0 | 8177 | 8177 | 2013-06-18 | #NAME? | #NAME? | #NAME?
2013-06-19 | 2013 | 6 | 170 | 19 | 4 | 12.5 | 3.2879 | 12.6667 | 7.8 | 7.8 | 2.1 | #NAME? | #NAME? | #NAME? | #NAME? | #NAME? | #NAME? | FALSE | 8.5 | TRUE | TRUE | #NAME? | #NAME? | #NAME? | #NAME? | #NAME? | #NAME? | #NAME? | #NAME? | #NAME? | #NAME? |  |  | 1: 0; 2: 0; 3: 0; 4: 2.9966 | 2.9966 |  | 87.8994 | 135.3372 | 139.5228 | 20136 | 2.9966 | 87.8994 | 143.7754 |  | 0 | 8178 | 8178 | 2013-06-19 | #NAME? | #NAME? | #NAME?
2013-06-20 | 2013 | 6 | 171 | 20 | 5 | 11.4 | 3.8145 | 39.1667 | 45 | 45 | 30 | #NAME? | #NAME? | #NAME? | #NAME? | #NAME? | #NAME? | TRUE | 14.2 | FALSE | TRUE | #NAME? | #NAME? | #NAME? | #NAME? | #NAME? | #NAME? | #NAME? | #NAME? | #NAME? | #NAME? |  |  | 1: 0; 2: 0; 3: 0; 4: 0 | 0 |  | 0 | 0 | 0 | 20136 | 0 | 0 | 0 |  | 0 | 8179 | 8179 | 2013-06-20 | #NAME? | #NAME? | #NAME?
2013-06-21 | 2013 | 6 | 172 | 21 | 6 | 9.4 | 2.6137 | 17.8333 | 23 | 23 | 13.5 | #NAME? | #NAME? | #NAME? | #NAME? | #NAME? | #NAME? | FALSE | 52.8 | FALSE | TRUE | #NAME? | #NAME? | #NAME? | #NAME? | #NAME? | #NAME? | #NAME? | #NAME? | #NAME? | #NAME? |  |  | 1: 0; 2: 0; 3: 0; 4: 0 | 0 |  | 0 | 0 | 0 | 20136 | 0 | 0 | 0 |  | 0 | 8180 | 8180 | 2013-06-21 | #NAME? | #NAME? | #NAME?
2013-06-22 | 2013 | 6 | 173 | 22 | 7 | 6.1 | 3.8198 | 8.3333 | 0.6 | 0.6 | 0 | #NAME? | #NAME? | #NAME? | #NAME? | #NAME? | #NAME? | FALSE | 68 | FALSE | TRUE | #NAME? | #NAME? | #NAME? | #NAME? | #NAME? | #NAME? | #NAME? | #NAME? | #NAME? | #NAME? |  |  | 1: 0; 2: 0; 3: 0; 4: 0 | 0 |  | 0 | 0 | 0 | 20136 | 0 | 0 | 0 |  | 0 | 8181 | 8181 | 2013-06-22 | #NAME? | #NAME? | #NAME?
2013-06-23 | 2013 | 6 | 174 | 23 | 1 | 8.3 | 4.2136 | 9 | 1.2 | 1.2 | 0 | #NAME? | #NAME? | #NAME? | #NAME? | #NAME? | #NAME? | TRUE | 23.6 | FALSE | TRUE | #NAME? | #NAME? | #NAME? | #NAME? | #NAME? | #NAME? | #NAME? | #NAME? | #NAME? | #NAME? |  |  | 1: 0; 2: 0; 3: 0; 4: 0 | 0 |  | 0 | 0 | 0 | 20136 | 0 | 0 | 0 |  | 0 | 8182 | 8182 | 2013-06-23 | #NAME? | #NAME? | #NAME?
2013-06-24 | 2013 | 6 | 175 | 24 | 2 | 6.9 | 4.0547 | 8.8333 | 0 | 0 | 0 | #NAME? | #NAME? | #NAME? | #NAME? | #NAME? | #NAME? | FALSE | 1.8 | TRUE | TRUE | #NAME? | #NAME? | #NAME? | #NAME? | #NAME? | #NAME? | #NAME? | #NAME? | #NAME? | #NAME? |  |  | 1: 0; 2: 0; 3: 4.1964; 4: 4.5975 | 8.7939 |  | 196.4063 | 302.4033 | 311.756 | 20136 | 8.7939 | 196.4063 | 321.2581 |  | 0 | 8183 | 8183 | 2013-06-24 | #NAME? | #NAME? | #NAME?
2013-06-25 | 2013 | 6 | 176 | 25 | 3 | 11.5 | 3.8316 | 7.3333 | 1.2 | 1.2 | 0 | #NAME? | #NAME? | #NAME? | #NAME? | #NAME? | #NAME? | TRUE | 1.2 | TRUE | TRUE | #NAME? | #NAME? | #NAME? | #NAME? | #NAME? | #NAME? | #NAME? | #NAME? | #NAME? | #NAME? |  |  | 1: 7.1218; 2: 9.1666; 3: 0; 4: 0 | 16.2884 |  | 373.3401 | 604.3733 | 625.4345 | 20136 | 16.2884 | 373.3401 | 610.6656 |  | 0 | 8184 | 8184 | 2013-06-25 | #NAME? | #NAME? | #NAME?
2013-06-26 | 2013 | 6 | 177 | 26 | 4 | 9.8 | 6.1102 | 11.8333 | 0 | 0 | 0 | #NAME? | #NAME? | #NAME? | #NAME? | #NAME? | #NAME? | FALSE | 1.2 | TRUE | TRUE | #NAME? | #NAME? | #NAME? | #NAME? | #NAME? | #NAME? | #NAME? | #NAME? | #NAME? | #NAME? |  |  | 1: 0; 2: 0; 3: 0; 4: 4.3874 | 4.3874 |  | 128.6972 | 198.1529 | 204.2813 | 20136 | 4.3874 | 128.6972 | 210.5077 |  | 0 | 8185 | 8185 | 2013-06-26 | #NAME? | #NAME? | #NAME?
2013-06-27 | 2013 | 6 | 178 | 27 | 5 | 11 | 6.219 | 20.1667 | 0 | 0 | 0 | #NAME? | #NAME? | #NAME? | #NAME? | #NAME? | #NAME? | TRUE | 1.2 | TRUE | TRUE | #NAME? | #NAME? | #NAME? | #NAME? | #NAME? | #NAME? | #NAME? | #NAME? | #NAME? | #NAME? |  |  | 1: 0; 2: 0; 3: 0; 4: 0 | 0 |  | 0 | 0 | 0 | 20136 | 0 | 0 | 0 |  | 0 | 8186 | 8186 | 2013-06-27 | #NAME? | #NAME? | #NAME?
2013-06-28 | 2013 | 6 | 179 | 28 | 6 | 11.6 | 5.6242 | 14.6667 | 0 | 0 | 0 | #NAME? | #NAME? | #NAME? | #NAME? | #NAME? | #NAME? | FALSE | 0 | TRUE | TRUE | #NAME? | #NAME? | #NAME? | #NAME? | #NAME? | #NAME? | #NAME? | #NAME? | #NAME? | #NAME? |  |  | 1: 0; 2: 0; 3: 0; 4: 6.781 | 6.781 |  | 198.9103 | 306.2588 | 315.7307 | 20136 | 6.781 | 198.9103 | 325.354 |  | 0 | 8187 | 8187 | 2013-06-28 | #NAME? | #NAME? | #NAME?
2013-06-29 | 2013 | 6 | 180 | 29 | 7 | 13.7 | 5.2723 | 12 | 0 | 0 | 0 | #NAME? | #NAME? | #NAME? | #NAME? | #NAME? | #NAME? | FALSE | 0 | TRUE | TRUE | #NAME? | #NAME? | #NAME? | #NAME? | #NAME? | #NAME? | #NAME? | #NAME? | #NAME? | #NAME? |  |  | 1: 0; 2: 0; 3: 0; 4: 0 | 0 |  | 0 | 0 | 0 | 20136 | 0 | 0 | 0 |  | 0 | 8188 | 8188 | 2013-06-29 | #NAME? | #NAME? | #NAME?
2013-06-30 | 2013 | 6 | 181 | 30 | 1 | 13.3 | 4.478 | 16.8333 | 0 | 0 | 0 | #NAME? | #NAME? | #NAME? | #NAME? | #NAME? | #NAME? | TRUE | 0 | TRUE | TRUE | #NAME? | #NAME? | #NAME? | #NAME? | #NAME? | #NAME? | #NAME? | #NAME? | #NAME? | #NAME? |  |  | 1: 3.3564; 2: 4.9721; 3: 0; 4: 0 | 8.3285 |  | 195.0753 | 316.3814 | 327.4515 | 20136 | 8.3285 | 195.0753 | 319.0811 |  | 0 | 8189 | 8189 | 2013-06-30 | #NAME? | #NAME? | #NAME?
2013-07-01 | 2013 | 7 | 182 | 1 | 2 | 15.3 | 4.9093 | 10.1667 | 0 | 0 | 0 | #NAME? | #NAME? | #NAME? | #NAME? | #NAME? | #NAME? | FALSE | 0 | TRUE | TRUE | #NAME? | #NAME? | #NAME? | #NAME? | #NAME? | #NAME? | #NAME? | #NAME? | #NAME? | #NAME? |  |  | 1: 0; 2: 0; 3: 0; 4: 8.456 | 8.456 |  | 248.0434 | 381.9081 | 393.7197 | 20137 | 8.456 | 248.0434 | 405.72 |  | 0 | 8190 | 8190 | 2013-07-01 | #NAME? | #NAME? | #NAME?
2013-07-02 | 2013 | 7 | 183 | 2 | 3 | 16.8 | 6.7762 | 13.3333 | 0 | 0 | 0 | #NAME? | #NAME? | #NAME? | #NAME? | #NAME? | #NAME? | TRUE | 0 | TRUE | TRUE | #NAME? | #NAME? | #NAME? | #NAME? | #NAME? | #NAME? | #NAME? | #NAME? | #NAME? | #NAME? |  |  | 1: 0; 2: 0; 3: 0; 4: 0 | 0 |  | 0 | 0 | 0 | 20137 | 0 | 0 | 0 |  | 0 | 8191 | 8191 | 2013-07-02 | #NAME? | #NAME? | #NAME?
2013-07-03 | 2013 | 7 | 184 | 3 | 4 | 16.4 | 4.8474 | 24.1667 | 0 | 0 | 0 | #NAME? | #NAME? | #NAME? | #NAME? | #NAME? | #NAME? | FALSE | 0 | TRUE | TRUE | #NAME? | #NAME? | #NAME? | #NAME? | #NAME? | #NAME? | #NAME? | #NAME? | #NAME? | #NAME? |  |  | 1: 0; 2: 0; 3: 0; 4: 6.0069 | 6.0069 |  | 176.2031 | 271.2968 | 279.6874 | 20137 | 6.0069 | 176.2031 | 288.2121 |  | 0 | 8192 | 8192 | 2013-07-03 | #NAME? | #NAME? | #NAME?
2013-07-04 | 2013 | 7 | 185 | 4 | 5 | 14 | 4.4874 | 15 | 1.8 | 1.8 | 0 | #NAME? | #NAME? | #NAME? | #NAME? | #NAME? | #NAME? | TRUE | 0 | TRUE | TRUE | #NAME? | #NAME? | #NAME? | #NAME? | #NAME? | #NAME? | #NAME? | #NAME? | #NAME? | #NAME? |  |  | 1: 0; 2: 0; 3: 0; 4: 0 | 0 |  | 0 | 0 | 0 | 20137 | 0 | 0 | 0 |  | 0 | 8193 | 8193 | 2013-07-04 | #NAME? | #NAME? | #NAME?
2013-07-05 | 2013 | 7 | 186 | 5 | 6 | 11.3 | 3.6196 | 17.5 | 11.2 | 11.2 | 4.65 | #NAME? | #NAME? | #NAME? | #NAME? | #NAME? | #NAME? | FALSE | 1.8 | TRUE | TRUE | #NAME? | #NAME? | #NAME? | #NAME? | #NAME? | #NAME? | #NAME? | #NAME? | #NAME? | #NAME? |  |  | 1: 0; 2: 0; 3: 0; 4: 5.1341 | 5.1341 |  | 150.6014 | 231.8784 | 239.0499 | 20137 | 5.1341 | 150.6014 | 246.336 |  | 0 | 8194 | 8194 | 2013-07-05 | #NAME? | #NAME? | #NAME?
2013-07-06 | 2013 | 7 | 187 | 6 | 7 | 8.2 | 3.199 | 16.6667 | 0.8 | 0.8 | 0 | #NAME? | #NAME? | #NAME? | #NAME? | #NAME? | #NAME? | FALSE | 13 | FALSE | TRUE | #NAME? | #NAME? | #NAME? | #NAME? | #NAME? | #NAME? | #NAME? | #NAME? | #NAME? | #NAME? |  |  | 1: 0; 2: 0; 3: 0; 4: 0 | 0 |  | 0 | 0 | 0 | 20137 | 0 | 0 | 0 |  | 0 | 8195 | 8195 | 2013-07-06 | #NAME? | #NAME? | #NAME?
2013-07-07 | 2013 | 7 | 188 | 7 | 1 | 6 | 3.857 | 10.1667 | 0 | 0 | 0 | #NAME? | #NAME? | #NAME? | #NAME? | #NAME? | #NAME? | TRUE | 12 | FALSE | TRUE | #NAME? | #NAME? | #NAME? | #NAME? | #NAME? | #NAME? | #NAME? | #NAME? | #NAME? | #NAME? |  |  | 1: 0; 2: 0; 3: 0; 4: 0 | 0 |  | 0 | 0 | 0 | 20137 | 0 | 0 | 0 |  | 0 | 8196 | 8196 | 2013-07-07 | #NAME? | #NAME? | #NAME?
2013-07-08 | 2013 | 7 | 189 | 8 | 2 | 12.1 | 2.5096 | 7 | 11.8 | 11.8 | 5.1 | #NAME? | #NAME? | #NAME? | #NAME? | #NAME? | #NAME? | FALSE | 0.8 | TRUE | TRUE | #NAME? | #NAME? | #NAME? | #NAME? | #NAME? | #NAME? | #NAME? | #NAME? | #NAME? | #NAME? |  |  | 1: 0; 2: 0; 3: 0; 4: 6.1608 | 6.1608 |  | 180.717 | 278.2469 | 286.8524 | 20137 | 6.1608 | 180.717 | 295.5955 |  | 0 | 8197 | 8197 | 2013-07-08 | #NAME? | #NAME? | #NAME?
2013-07-09 | 2013 | 7 | 190 | 9 | 3 | 7.8 | 4.9996 | 11.1667 | 0 | 0 | 0 | #NAME? | #NAME? | #NAME? | #NAME? | #NAME? | #NAME? | TRUE | 11.8 | FALSE | TRUE | #NAME? | #NAME? | #NAME? | #NAME? | #NAME? | #NAME? | #NAME? | #NAME? | #NAME? | #NAME? |  |  | 1: 0; 2: 0; 3: 0; 4: 0 | 0 |  | 0 | 0 | 0 | 20137 | 0 | 0 | 0 |  | 0 | 8198 | 8198 | 2013-07-09 | #NAME? | #NAME? | #NAME?
2013-07-10 | 2013 | 7 | 191 | 10 | 4 | 12 | 6.0881 | 12 | 0 | 0 | 0 | #NAME? | #NAME? | #NAME? | #NAME? | #NAME? | #NAME? | FALSE | 11.8 | FALSE | TRUE | #NAME? | #NAME? | #NAME? | #NAME? | #NAME? | #NAME? | #NAME? | #NAME? | #NAME? | #NAME? |  |  | 1: 0; 2: 0; 3: 0; 4: 0 | 0 |  | 0 | 0 | 0 | 20137 | 0 | 0 | 0 |  | 0 | 8199 | 8199 | 2013-07-10 | #NAME? | #NAME? | #NAME?
2013-07-11 | 2013 | 7 | 192 | 11 | 5 | 11.3 | 5.2216 | 17.5 | 0 | 0 | 0 | #NAME? | #NAME? | #NAME? | #NAME? | #NAME? | #NAME? | TRUE | 0 | TRUE | TRUE | #NAME? | #NAME? | #NAME? | #NAME? | #NAME? | #NAME? | #NAME? | #NAME? | #NAME? | #NAME? |  |  | 1: 3.1989; 2: 5.9075; 3: 0; 4: 0 | 9.1064 |  | 220.2042 | 358.087 | 370.6887 | 20137 | 9.1064 | 220.2042 | 360.184 |  | 0 | 8200 | 8200 | 2013-07-11 | #NAME? | #NAME? | #NAME?
2013-07-12 | 2013 | 7 | 193 | 12 | 6 | 8.9 | 4.3028 | 10.1667 | 0 | 0 | 0 | #NAME? | #NAME? | #NAME? | #NAME? | #NAME? | #NAME? | FALSE | 0 | TRUE | TRUE | #NAME? | #NAME? | #NAME? | #NAME? | #NAME? | #NAME? | #NAME? | #NAME? | #NAME? | #NAME? |  |  | 1: 0; 2: 0; 3: 0; 4: 10.6368 | 10.6368 |  | 312.0114 | 480.3986 | 495.2562 | 20137 | 10.6368 | 312.0114 | 510.3514 |  | 0 | 8201 | 8201 | 2013-07-12 | #NAME? | #NAME? | #NAME?
2013-07-13 | 2013 | 7 | 194 | 13 | 7 | 8.5 | 3.9581 | 18.6667 | 4.4 | 4.4 | 0 | #NAME? | #NAME? | #NAME? | #NAME? | #NAME? | #NAME? | FALSE | 0 | TRUE | TRUE | #NAME? | #NAME? | #NAME? | #NAME? | #NAME? | #NAME? | #NAME? | #NAME? | #NAME? | #NAME? |  |  | 1: 0; 2: 0; 3: 0; 4: 0 | 0 |  | 0 | 0 | 0 | 20137 | 0 | 0 | 0 |  | 0 | 8202 | 8202 | 2013-07-13 | #NAME? | #NAME? | #NAME?
2013-07-14 | 2013 | 7 | 195 | 14 | 1 | 9.1 | 4.5999 | 16.3333 | 0 | 0 | 0 | #NAME? | #NAME? | #NAME? | #NAME? | #NAME? | #NAME? | TRUE | 4.4 | TRUE | TRUE | #NAME? | #NAME? | #NAME? | #NAME? | #NAME? | #NAME? | #NAME? | #NAME? | #NAME? | #NAME? |  |  | 1: 0; 2: 0; 3: 0; 4: 0 | 0 |  | 0 | 0 | 0 | 20137 | 0 | 0 | 0 |  | 0 | 8203 | 8203 | 2013-07-14 | #NAME? | #NAME? | #NAME?
2013-07-15 | 2013 | 7 | 196 | 15 | 2 | 7.9 | 4.19 | 20.5 | 0.6 | 0.6 | 0 | #NAME? | #NAME? | #NAME? | #NAME? | #NAME? | #NAME? | FALSE | 4.4 | TRUE | TRUE | #NAME? | #NAME? | #NAME? | #NAME? | #NAME? | #NAME? | #NAME? | #NAME? | #NAME? | #NAME? |  |  | 1: 0; 2: 0; 3: 4.7111; 4: 6.9869 | 11.6981 |  | 274.0467 | 421.9449 | 434.9947 | 20137 | 11.6981 | 274.0467 | 448.2531 |  | 0 | 8204 | 8204 | 2013-07-15 | #NAME? | #NAME? | #NAME?
2013-07-16 | 2013 | 7 | 197 | 16 | 3 | 7.2 | 4.351 | 10 | 0 | 0 | 0 | #NAME? | #NAME? | #NAME? | #NAME? | #NAME? | #NAME? | TRUE | 0.6 | TRUE | TRUE | #NAME? | #NAME? | #NAME? | #NAME? | #NAME? | #NAME? | #NAME? | #NAME? | #NAME? | #NAME? |  |  | 1: 0; 2: 0; 3: 0; 4: 0 | 0 |  | 0 | 0 | 0 | 20137 | 0 | 0 | 0 |  | 0 | 8205 | 8205 | 2013-07-16 | #NAME? | #NAME? | #NAME?
2013-07-17 | 2013 | 7 | 198 | 17 | 4 | 11.2 | 4.1664 | 11.3333 | 3.8 | 3.8 | 0 | #NAME? | #NAME? | #NAME? | #NAME? | #NAME? | #NAME? | FALSE | 0.6 | TRUE | TRUE | #NAME? | #NAME? | #NAME? | #NAME? | #NAME? | #NAME? | #NAME? | #NAME? | #NAME? | #NAME? |  |  | 1: 0; 2: 0; 3: 1.8951; 4: 4.6975 | 6.5926 |  | 165.588 | 254.9529 | 262.8381 | 20137 | 6.5926 | 165.588 | 270.8492 |  | 0 | 8206 | 8206 | 2013-07-17 | #NAME? | #NAME? | #NAME?
2013-07-18 | 2013 | 7 | 199 | 18 | 5 | 15.3 | 5.587 | 16.1667 | 0 | 0 | 0 | #NAME? | #NAME? | #NAME? | #NAME? | #NAME? | #NAME? | TRUE | 3.8 | TRUE | TRUE | #NAME? | #NAME? | #NAME? | #NAME? | #NAME? | #NAME? | #NAME? | #NAME? | #NAME? | #NAME? |  |  | 1: 13.6884; 2: 25.805; 3: 0; 4: 0 | 39.4934 |  | 957.709 | 1557.7487 | 1612.5962 | 20137 | 39.4934 | 957.709 | 1566.507 |  | 0 | 8207 | 8207 | 2013-07-18 | #NAME? | #NAME? | #NAME?
2013-07-19 | 2013 | 7 | 200 | 19 | 6 | 11.8 | 4.6406 | 8.5 | 0 | 0 | 0 | #NAME? | #NAME? | #NAME? | #NAME? | #NAME? | #NAME? | FALSE | 3.8 | TRUE | TRUE | #NAME? | #NAME? | #NAME? | #NAME? | #NAME? | #NAME? | #NAME? | #NAME? | #NAME? | #NAME? |  |  | 1: 0; 2: 0; 3: 0; 4: 5.3643 | 5.3643 |  | 157.3534 | 242.2742 | 249.7672 | 20137 | 5.3643 | 157.3534 | 257.38 |  | 0 | 8208 | 8208 | 2013-07-19 | #NAME? | #NAME? | #NAME?
2013-07-20 | 2013 | 7 | 201 | 20 | 7 | 11.6 | 4.6667 | 12.8333 | 0 | 0 | 0 | #NAME? | #NAME? | #NAME? | #NAME? | #NAME? | #NAME? | FALSE | 0 | TRUE | TRUE | #NAME? | #NAME? | #NAME? | #NAME? | #NAME? | #NAME? | #NAME? | #NAME? | #NAME? | #NAME? |  |  | 1: 0; 2: 0; 3: 0; 4: 0 | 0 |  | 0 | 0 | 0 | 20137 | 0 | 0 | 0 |  | 0 | 8209 | 8209 | 2013-07-20 | #NAME? | #NAME? | #NAME?
2013-07-21 | 2013 | 7 | 202 | 21 | 1 | 12.2 | 4.1312 | 16.8333 | 0 | 0 | 0 | #NAME? | #NAME? | #NAME? | #NAME? | #NAME? | #NAME? | TRUE | 0 | TRUE | TRUE | #NAME? | #NAME? | #NAME? | #NAME? | #NAME? | #NAME? | #NAME? | #NAME? | #NAME? | #NAME? |  |  | 1: 0; 2: 0; 3: 0; 4: 0 | 0 |  | 0 | 0 | 0 | 20137 | 0 | 0 | 0 |  | 0 | 8210 | 8210 | 2013-07-21 | #NAME? | #NAME? | #NAME?
2013-07-22 | 2013 | 7 | 203 | 22 | 2 | 14.2 | 3.54 | 17.8333 | 10 | 10 | 3.75 | #NAME? | #NAME? | #NAME? | #NAME? | #NAME? | #NAME? | FALSE | 0 | TRUE | TRUE | #NAME? | #NAME? | #NAME? | #NAME? | #NAME? | #NAME? | #NAME? | #NAME? | #NAME? | #NAME? |  |  | 1: 0; 2: 0; 3: 4.6906; 4: 7.3912 | 12.0818 |  | 285.603 | 439.738 | 453.3382 | 20137 | 12.0818 | 285.603 | 467.1557 |  | 0 | 8211 | 8211 | 2013-07-22 | #NAME? | #NAME? | #NAME?
2013-07-23 | 2013 | 7 | 204 | 23 | 3 | 12.6 | 2.9777 | 10.8333 | 0.2 | 0.2 | 0 | #NAME? | #NAME? | #NAME? | #NAME? | #NAME? | #NAME? | TRUE | 10 | FALSE | TRUE | #NAME? | #NAME? | #NAME? | #NAME? | #NAME? | #NAME? | #NAME? | #NAME? | #NAME? | #NAME? |  |  | 1: 0; 2: 0; 3: 0; 4: 0 | 0 |  | 0 | 0 | 0 | 20137 | 0 | 0 | 0 |  | 0 | 8212 | 8212 | 2013-07-23 | #NAME? | #NAME? | #NAME?
2013-07-24 | 2013 | 7 | 205 | 24 | 4 | 13.9 | 3.062 | 12 | 0.6 | 0.6 | 0 | #NAME? | #NAME? | #NAME? | #NAME? | #NAME? | #NAME? | FALSE | 10.2 | FALSE | TRUE | #NAME? | #NAME? | #NAME? | #NAME? | #NAME? | #NAME? | #NAME? | #NAME? | #NAME? | #NAME? |  |  | 1: 0; 2: 0; 3: 0; 4: 0 | 0 |  | 0 | 0 | 0 | 20137 | 0 | 0 | 0 |  | 0 | 8213 | 8213 | 2013-07-24 | #NAME? | #NAME? | #NAME?
2013-07-25 | 2013 | 7 | 206 | 25 | 5 | 13 | 3.0866 | 11.6667 | 0.8 | 0.8 | 0 | #NAME? | #NAME? | #NAME? | #NAME? | #NAME? | #NAME? | TRUE | 0.8 | TRUE | TRUE | #NAME? | #NAME? | #NAME? | #NAME? | #NAME? | #NAME? | #NAME? | #NAME? | #NAME? | #NAME? |  |  | 1: 0; 2: 0; 3: 0; 4: 0 | 0 |  | 0 | 0 | 0 | 20137 | 0 | 0 | 0 |  | 0 | 8214 | 8214 | 2013-07-25 | #NAME? | #NAME? | #NAME?
2013-07-26 | 2013 | 7 | 207 | 26 | 6 | 8.7 | 4.1368 | 14.6667 | 0 | 0 | 0 | #NAME? | #NAME? | #NAME? | #NAME? | #NAME? | #NAME? | FALSE | 1.4 | TRUE | TRUE | #NAME? | #NAME? | #NAME? | #NAME? | #NAME? | #NAME? | #NAME? | #NAME? | #NAME? | #NAME? |  |  | 1: 0; 2: 0; 3: 0; 4: 7.2995 | 7.2995 |  | 214.1186 | 329.6747 | 339.8709 | 20137 | 7.2995 | 214.1186 | 350.2299 |  | 0 | 8215 | 8215 | 2013-07-26 | #NAME? | #NAME? | #NAME?
2013-07-27 | 2013 | 7 | 208 | 27 | 7 | 11.6 | 4.174 | 23.6667 | 0 | 0 | 0 | #NAME? | #NAME? | #NAME? | #NAME? | #NAME? | #NAME? | FALSE | 0.8 | TRUE | TRUE | #NAME? | #NAME? | #NAME? | #NAME? | #NAME? | #NAME? | #NAME? | #NAME? | #NAME? | #NAME? |  |  | 1: 0; 2: 0; 3: 0; 4: 0 | 0 |  | 0 | 0 | 0 | 20137 | 0 | 0 | 0 |  | 0 | 8216 | 8216 | 2013-07-27 | #NAME? | #NAME? | #NAME?
2013-07-28 | 2013 | 7 | 209 | 28 | 1 | 7.8 | 3.1976 | 14 | 1 | 1 | 0 | #NAME? | #NAME? | #NAME? | #NAME? | #NAME? | #NAME? | TRUE | 0 | TRUE | TRUE | #NAME? | #NAME? | #NAME? | #NAME? | #NAME? | #NAME? | #NAME? | #NAME? | #NAME? | #NAME? |  |  | 1: 0; 2: 0; 3: 0; 4: 0 | 0 |  | 0 | 0 | 0 | 20137 | 0 | 0 | 0 |  | 0 | 8217 | 8217 | 2013-07-28 | #NAME? | #NAME? | #NAME?
2013-07-29 | 2013 | 7 | 210 | 29 | 2 | 7.5 | 2.2935 | 17.6667 | 1 | 1 | 0 | #NAME? | #NAME? | #NAME? | #NAME? | #NAME? | #NAME? | FALSE | 1 | TRUE | TRUE | #NAME? | #NAME? | #NAME? | #NAME? | #NAME? | #NAME? | #NAME? | #NAME? | #NAME? | #NAME? |  |  | 1: 0; 2: 0; 3: 6.789; 4: 6.3344 | 13.1234 |  | 285.3806 | 439.3955 | 452.985 | 20137 | 13.1234 | 285.3806 | 466.7918 |  | 0 | 8218 | 8218 | 2013-07-29 | #NAME? | #NAME? | #NAME?
2013-07-30 | 2013 | 7 | 211 | 30 | 3 | 4.3 | 3.4304 | 9.5 | 0 | 0 | 0 | #NAME? | #NAME? | #NAME? | #NAME? | #NAME? | #NAME? | TRUE | 2 | TRUE | TRUE | #NAME? | #NAME? | #NAME? | #NAME? | #NAME? | #NAME? | #NAME? | #NAME? | #NAME? | #NAME? |  |  | 1: 0; 2: 0; 3: 0; 4: 0 | 0 |  | 0 | 0 | 0 | 20137 | 0 | 0 | 0 |  | 0 | 8219 | 8219 | 2013-07-30 | #NAME? | #NAME? | #NAME?
2013-07-31 | 2013 | 7 | 212 | 31 | 4 | 7.4 | 4.3267 | 10.8333 | 0 | 0 | 0 | #NAME? | #NAME? | #NAME? | #NAME? | #NAME? | #NAME? | FALSE | 1 | TRUE | TRUE | #NAME? | #NAME? | #NAME? | #NAME? | #NAME? | #NAME? | #NAME? | #NAME? | #NAME? | #NAME? |  |  | 1: 0; 2: 0; 3: 3.9317; 4: 4.1667 | 8.0984 |  | 179.8884 | 276.971 | 285.5371 | 20137 | 8.0984 | 179.8884 | 294.2401 |  | 0 | 8220 | 8220 | 2013-07-31 | #NAME? | #NAME? | #NAME?
2013-08-01 | 2013 | 8 | 213 | 1 | 5 | 12.7 | 3.3028 | 8.8333 | 0 | 0 | 0 | #NAME? | #NAME? | #NAME? | #NAME? | #NAME? | #NAME? | TRUE | 0 | TRUE | TRUE | #NAME? | #NAME? | #NAME? | #NAME? | #NAME? | #NAME? | #NAME? | #NAME? | #NAME? | #NAME? |  |  | 1: 0; 2: 0; 3: 0; 4: 0 | 0 |  | 0 | 0 | 0 | 20138 | 0 | 0 | 0 |  | 0 | 8221 | 8221 | 2013-08-01 | #NAME? | #NAME? | #NAME?
2013-08-02 | 2013 | 8 | 214 | 2 | 6 | 13.3 | 3.1901 | 8.6667 | 0 | 0 | 0 | #NAME? | #NAME? | #NAME? | #NAME? | #NAME? | #NAME? | FALSE | 0 | TRUE | TRUE | #NAME? | #NAME? | #NAME? | #NAME? | #NAME? | #NAME? | #NAME? | #NAME? | #NAME? | #NAME? |  |  | 1: 0; 2: 0; 3: 0; 4: 4.1962 | 4.1962 |  | 123.0897 | 189.519 | 195.3804 | 20138 | 4.1962 | 123.0897 | 201.3355 |  | 0 | 8222 | 8222 | 2013-08-02 | #NAME? | #NAME? | #NAME?
2013-08-03 | 2013 | 8 | 215 | 3 | 7 | 9.4 | 3.8392 | 9 | 0 | 0 | 0 | #NAME? | #NAME? | #NAME? | #NAME? | #NAME? | #NAME? | FALSE | 0 | TRUE | TRUE | #NAME? | #NAME? | #NAME? | #NAME? | #NAME? | #NAME? | #NAME? | #NAME? | #NAME? | #NAME? |  |  | 1: 0; 2: 0; 3: 3.4288; 4: 0 | 3.4288 |  | 50.2885 | 77.4283 | 79.823 | 20138 | 3.4288 | 50.2885 | 82.2559 |  | 0 | 8223 | 8223 | 2013-08-03 | #NAME? | #NAME? | #NAME?
2013-08-04 | 2013 | 8 | 216 | 4 | 1 | 8.7 | 3.4907 | 9.5 | 0 | 0 | 0 | #NAME? | #NAME? | #NAME? | #NAME? | #NAME? | #NAME? | TRUE | 0 | TRUE | TRUE | #NAME? | #NAME? | #NAME? | #NAME? | #NAME? | #NAME? | #NAME? | #NAME? | #NAME? | #NAME? |  |  | 1: 0; 2: 0; 3: 0; 4: 0 | 0 |  | 0 | 0 | 0 | 20138 | 0 | 0 | 0 |  | 0 | 8224 | 8224 | 2013-08-04 | #NAME? | #NAME? | #NAME?
2013-08-05 | 2013 | 8 | 217 | 5 | 2 | 11.6 | 3.5282 | 10.8333 | 8.6 | 8.6 | 2.7 | #NAME? | #NAME? | #NAME? | #NAME? | #NAME? | #NAME? | FALSE | 0 | TRUE | TRUE | #NAME? | #NAME? | #NAME? | #NAME? | #NAME? | #NAME? | #NAME? | #NAME? | #NAME? | #NAME? |  |  | 1: 0; 2: 0; 3: 5.1612; 4: 6.3115 | 11.4727 |  | 260.8344 | 401.6022 | 414.0229 | 20138 | 11.4727 | 260.8344 | 426.6421 |  | 0 | 8225 | 8225 | 2013-08-05 | #NAME? | #NAME? | #NAME?
2013-08-06 | 2013 | 8 | 218 | 6 | 3 | 10.4 | 3.3017 | 7 | 3.4 | 3.4 | 0 | #NAME? | #NAME? | #NAME? | #NAME? | #NAME? | #NAME? | TRUE | 8.6 | TRUE | TRUE | #NAME? | #NAME? | #NAME? | #NAME? | #NAME? | #NAME? | #NAME? | #NAME? | #NAME? | #NAME? |  |  | 1: 8.7133; 2: 18.1892; 3: 0; 4: 0 | 26.9025 |  | 661.3454 | 1076.8939 | 1114.9012 | 20138 | 26.9025 | 661.3454 | 1081.7506 |  | 0 | 8226 | 8226 | 2013-08-06 | #NAME? | #NAME? | #NAME?
2013-08-07 | 2013 | 8 | 219 | 7 | 4 | 9.9 | 2.8445 | 6.5 | 6.2 | 6.2 | 0.9 | #NAME? | #NAME? | #NAME? | #NAME? | #NAME? | #NAME? | FALSE | 12 | FALSE | TRUE | #NAME? | #NAME? | #NAME? | #NAME? | #NAME? | #NAME? | #NAME? | #NAME? | #NAME? | #NAME? |  |  | 1: 0; 2: 0; 3: 0; 4: 0 | 0 |  | 0 | 0 | 0 | 20138 | 0 | 0 | 0 |  | 0 | 8227 | 8227 | 2013-08-07 | #NAME? | #NAME? | #NAME?
2013-08-08 | 2013 | 8 | 220 | 8 | 5 | 11.4 | 1.6747 | 11 | 1.3 | 1.3 | 0 | #NAME? | #NAME? | #NAME? | #NAME? | #NAME? | #NAME? | TRUE | 9.6 | TRUE | TRUE | #NAME? | #NAME? | #NAME? | #NAME? | #NAME? | #NAME? | #NAME? | #NAME? | #NAME? | #NAME? |  |  | 1: 0; 2: 0; 3: 0; 4: 0 | 0 |  | 0 | 0 | 0 | 20138 | 0 | 0 | 0 |  | 0 | 8228 | 8228 | 2013-08-08 | #NAME? | #NAME? | #NAME?
2013-08-09 | 2013 | 8 | 221 | 9 | 6 | 11.6 | 3.4122 | 15.8333 | 0 | 0 | 0 | #NAME? | #NAME? | #NAME? | #NAME? | #NAME? | #NAME? | FALSE | 7.5 | TRUE | TRUE | #NAME? | #NAME? | #NAME? | #NAME? | #NAME? | #NAME? | #NAME? | #NAME? | #NAME? | #NAME? |  |  | 1: 0; 2: 0; 3: 0; 4: 5.6815 | 5.6815 |  | 166.6576 | 256.5999 | 264.5359 | 20138 | 5.6815 | 166.6576 | 272.5989 |  | 0 | 8229 | 8229 | 2013-08-09 | #NAME? | #NAME? | #NAME?
2013-08-10 | 2013 | 8 | 222 | 10 | 7 | 11.6 | 3.6235 | 10 | 0.4 | 0.4 | 0 | #NAME? | #NAME? | #NAME? | #NAME? | #NAME? | #NAME? | FALSE | 1.3 | TRUE | TRUE | #NAME? | #NAME? | #NAME? | #NAME? | #NAME? | #NAME? | #NAME? | #NAME? | #NAME? | #NAME? |  |  | 1: 0; 2: 0; 3: 1.6412; 4: 0 | 1.6412 |  | 24.0715 | 37.0625 | 38.2088 | 20138 | 1.6412 | 24.0715 | 39.3733 |  | 0 | 8230 | 8230 | 2013-08-10 | #NAME? | #NAME? | #NAME?
2013-08-11 | 2013 | 8 | 223 | 11 | 1 | 11.5 | 3.9719 | 11.3333 | 0 | 0 | 0 | #NAME? | #NAME? | #NAME? | #NAME? | #NAME? | #NAME? | TRUE | 0.4 | TRUE | TRUE | #NAME? | #NAME? | #NAME? | #NAME? | #NAME? | #NAME? | #NAME? | #NAME? | #NAME? | #NAME? |  |  | 1: 0; 2: 0; 3: 0; 4: 0 | 0 |  | 0 | 0 | 0 | 20138 | 0 | 0 | 0 |  | 0 | 8231 | 8231 | 2013-08-11 | #NAME? | #NAME? | #NAME?
2013-08-12 | 2013 | 8 | 224 | 12 | 2 | 13.8 | 3.2867 | 17.5 | 0 | 0 | 0 | #NAME? | #NAME? | #NAME? | #NAME? | #NAME? | #NAME? | FALSE | 0.4 | TRUE | TRUE | #NAME? | #NAME? | #NAME? | #NAME? | #NAME? | #NAME? | #NAME? | #NAME? | #NAME? | #NAME? |  |  | 1: 0; 2: 0; 3: 1.9932; 4: 6.4574 | 8.4506 |  | 218.6516 | 336.654 | 347.066 | 20138 | 8.4506 | 218.6516 | 357.6444 |  | 0 | 8232 | 8232 | 2013-08-12 | #NAME? | #NAME? | #NAME?
2013-08-13 | 2013 | 8 | 225 | 13 | 3 | 11.8 | 3.4942 | 11.8333 | 0 | 0 | 0 | #NAME? | #NAME? | #NAME? | #NAME? | #NAME? | #NAME? | TRUE | 0 | TRUE | TRUE | #NAME? | #NAME? | #NAME? | #NAME? | #NAME? | #NAME? | #NAME? | #NAME? | #NAME? | #NAME? |  |  | 1: 9.4531; 2: 14.8405; 3: 0; 4: 0 | 24.2936 |  | 573.9665 | 931.5637 | 964.2107 | 20138 | 24.2936 | 573.9665 | 938.8265 |  | 0 | 8233 | 8233 | 2013-08-13 | #NAME? | #NAME? | #NAME?
2013-08-14 | 2013 | 8 | 226 | 14 | 4 | 12.1 | 4.5539 | 9 | 0 | 0 | 0 | #NAME? | #NAME? | #NAME? | #NAME? | #NAME? | #NAME? | FALSE | 0 | TRUE | TRUE | #NAME? | #NAME? | #NAME? | #NAME? | #NAME? | #NAME? | #NAME? | #NAME? | #NAME? | #NAME? |  |  | 1: 0; 2: 0; 3: 0; 4: 4.2018 | 4.2018 |  | 123.2537 | 189.7715 | 195.6407 | 20138 | 4.2018 | 123.2537 | 201.6037 |  | 0 | 8234 | 8234 | 2013-08-14 | #NAME? | #NAME? | #NAME?
2013-08-15 | 2013 | 8 | 227 | 15 | 5 | 13.1 | 5.0956 | 12.3333 | 0 | 0 | 0 | #NAME? | #NAME? | #NAME? | #NAME? | #NAME? | #NAME? | TRUE | 0 | TRUE | TRUE | #NAME? | #NAME? | #NAME? | #NAME? | #NAME? | #NAME? | #NAME? | #NAME? | #NAME? | #NAME? |  |  | 1: 4.0057; 2: 5.9217; 3: 0; 4: 0 | 9.9275 |  | 232.4552 | 376.9956 | 390.1858 | 20138 | 9.9275 | 232.4552 | 380.2227 |  | 0 | 8235 | 8235 | 2013-08-15 | #NAME? | #NAME? | #NAME?
2013-08-16 | 2013 | 8 | 228 | 16 | 6 | 13.4 | 4.3345 | 10.8333 | 0 | 0 | 0 | #NAME? | #NAME? | #NAME? | #NAME? | #NAME? | #NAME? | FALSE | 0 | TRUE | TRUE | #NAME? | #NAME? | #NAME? | #NAME? | #NAME? | #NAME? | #NAME? | #NAME? | #NAME? | #NAME? |  |  | 1: 0; 2: 0; 3: 0; 4: 5.3073 | 5.3073 |  | 155.6797 | 239.6974 | 247.1107 | 20138 | 5.3073 | 155.6797 | 254.6425 |  | 0 | 8236 | 8236 | 2013-08-16 | #NAME? | #NAME? | #NAME?
2013-08-17 | 2013 | 8 | 229 | 17 | 7 | 11.7 | 4.9125 | 11 | 0.5 | 0.5 | 0 | #NAME? | #NAME? | #NAME? | #NAME? | #NAME? | #NAME? | FALSE | 0 | TRUE | TRUE | #NAME? | #NAME? | #NAME? | #NAME? | #NAME? | #NAME? | #NAME? | #NAME? | #NAME? | #NAME? |  |  | 1: 0; 2: 0; 3: 2.3355; 4: 0 | 2.3355 |  | 34.2547 | 52.7414 | 54.3726 | 20138 | 2.3355 | 34.2547 | 56.0298 |  | 0 | 8237 | 8237 | 2013-08-17 | #NAME? | #NAME? | #NAME?
2013-08-18 | 2013 | 8 | 230 | 18 | 1 | 12.8 | 5.7263 | 12.5 | 0 | 0 | 0 | #NAME? | #NAME? | #NAME? | #NAME? | #NAME? | #NAME? | TRUE | 0.5 | TRUE | TRUE | #NAME? | #NAME? | #NAME? | #NAME? | #NAME? | #NAME? | #NAME? | #NAME? | #NAME? | #NAME? |  |  | 1: 2.9823; 2: 3.7845; 3: 0; 4: 0 | 6.7668 |  | 154.752 | 250.4681 | 259.1927 | 20138 | 6.7668 | 154.752 | 253.125 |  | 0 | 8238 | 8238 | 2013-08-18 | #NAME? | #NAME? | #NAME?
2013-08-19 | 2013 | 8 | 231 | 19 | 2 | 10.7 | 4.8993 | 10.5 | 0 | 0 | 0 | #NAME? | #NAME? | #NAME? | #NAME? | #NAME? | #NAME? | FALSE | 0.5 | TRUE | TRUE | #NAME? | #NAME? | #NAME? | #NAME? | #NAME? | #NAME? | #NAME? | #NAME? | #NAME? | #NAME? |  |  | 1: 0; 2: 0; 3: 4.4457; 4: 8.2354 | 12.6811 |  | 306.7754 | 472.3368 | 486.9451 | 20138 | 12.6811 | 306.7754 | 501.7869 |  | 0 | 8239 | 8239 | 2013-08-19 | #NAME? | #NAME? | #NAME?
2013-08-20 | 2013 | 8 | 232 | 20 | 3 | 8.5 | 4.1648 | 10.6667 | 0 | 0 | 0 | #NAME? | #NAME? | #NAME? | #NAME? | #NAME? | #NAME? | TRUE | 0 | TRUE | TRUE | #NAME? | #NAME? | #NAME? | #NAME? | #NAME? | #NAME? | #NAME? | #NAME? | #NAME? | #NAME? |  |  | 1: 0; 2: 0; 3: 0; 4: 0 | 0 |  | 0 | 0 | 0 | 20138 | 0 | 0 | 0 |  | 0 | 8240 | 8240 | 2013-08-20 | #NAME? | #NAME? | #NAME?
2013-08-21 | 2013 | 8 | 233 | 21 | 4 | 5.7 | 4.2395 | 10.6667 | 0 | 0 | 0 | #NAME? | #NAME? | #NAME? | #NAME? | #NAME? | #NAME? | FALSE | 0 | TRUE | TRUE | #NAME? | #NAME? | #NAME? | #NAME? | #NAME? | #NAME? | #NAME? | #NAME? | #NAME? | #NAME? |  |  | 1: 0; 2: 0; 3: 1.876; 4: 4.5706 | 6.4467 |  | 161.5866 | 248.792 | 256.4866 | 20138 | 6.4467 | 161.5866 | 264.3042 |  | 0 | 8241 | 8241 | 2013-08-21 | #NAME? | #NAME? | #NAME?
2013-08-22 | 2013 | 8 | 234 | 22 | 5 | 7.9 | 5.2665 | 12 | 0 | 0 | 0 | #NAME? | #NAME? | #NAME? | #NAME? | #NAME? | #NAME? | TRUE | 0 | TRUE | TRUE | #NAME? | #NAME? | #NAME? | #NAME? | #NAME? | #NAME? | #NAME? | #NAME? | #NAME? | #NAME? |  |  | 1: 3.3158; 2: 5.4199; 3: 0; 4: 0 | 8.7357 |  | 207.6165 | 337.1343 | 348.962 | 20138 | 8.7357 | 207.6165 | 339.5944 |  | 0 | 8242 | 8242 | 2013-08-22 | #NAME? | #NAME? | #NAME?
2013-08-23 | 2013 | 8 | 235 | 23 | 6 | 9.9 | 4.3253 | 10.5 | 0 | 0 | 0 | #NAME? | #NAME? | #NAME? | #NAME? | #NAME? | #NAME? | FALSE | 0 | TRUE | TRUE | #NAME? | #NAME? | #NAME? | #NAME? | #NAME? | #NAME? | #NAME? | #NAME? | #NAME? | #NAME? |  |  | 1: 0; 2: 0; 3: 0; 4: 5.2283 | 5.2283 |  | 153.3643 | 236.1324 | 243.4355 | 20138 | 5.2283 | 153.3643 | 250.8552 |  | 0 | 8243 | 8243 | 2013-08-23 | #NAME? | #NAME? | #NAME?
2013-08-24 | 2013 | 8 | 236 | 24 | 7 | 12.3 | 5.5913 | 14.5 | 0 | 0 | 0 | #NAME? | #NAME? | #NAME? | #NAME? | #NAME? | #NAME? | FALSE | 0 | TRUE | TRUE | #NAME? | #NAME? | #NAME? | #NAME? | #NAME? | #NAME? | #NAME? | #NAME? | #NAME? | #NAME? |  |  | 1: 0; 2: 0; 3: 0; 4: 0 | 0 |  | 0 | 0 | 0 | 20138 | 0 | 0 | 0 |  | 0 | 8244 | 8244 | 2013-08-24 | #NAME? | #NAME? | #NAME?
2013-08-25 | 2013 | 8 | 237 | 25 | 1 | 12.4 | 4.2047 | 15 | 0 | 0 | 0 | #NAME? | #NAME? | #NAME? | #NAME? | #NAME? | #NAME? | TRUE | 0 | TRUE | TRUE | #NAME? | #NAME? | #NAME? | #NAME? | #NAME? | #NAME? | #NAME? | #NAME? | #NAME? | #NAME? |  |  | 1: 0; 2: 0; 3: 0; 4: 0 | 0 |  | 0 | 0 | 0 | 20138 | 0 | 0 | 0 |  | 0 | 8245 | 8245 | 2013-08-25 | #NAME? | #NAME? | #NAME?
2013-08-26 | 2013 | 8 | 238 | 26 | 2 | 11.7 | 4.7192 | 15.5 | 0 | 0 | 0 | #NAME? | #NAME? | #NAME? | #NAME? | #NAME? | #NAME? | FALSE | 0 | TRUE | TRUE | #NAME? | #NAME? | #NAME? | #NAME? | #NAME? | #NAME? | #NAME? | #NAME? | #NAME? | #NAME? |  |  | 1: 0; 2: 0; 3: 4.6944; 4: 7.7667 | 12.4611 |  | 296.6743 | 456.7842 | 470.9115 | 20138 | 12.4611 | 296.6743 | 485.2646 |  | 0 | 8246 | 8246 | 2013-08-26 | #NAME? | #NAME? | #NAME?
2013-08-27 | 2013 | 8 | 239 | 27 | 3 | 8.8 | 4.9806 | 10.8333 | 0 | 0 | 0 | #NAME? | #NAME? | #NAME? | #NAME? | #NAME? | #NAME? | TRUE | 0 | TRUE | TRUE | #NAME? | #NAME? | #NAME? | #NAME? | #NAME? | #NAME? | #NAME? | #NAME? | #NAME? | #NAME? |  |  | 1: 10.1837; 2: 18.5052; 3: 0; 4: 0 | 28.6889 |  | 692.1809 | 1125.3894 | 1164.9782 | 20138 | 28.6889 | 692.1809 | 1132.1876 |  | 0 | 8247 | 8247 | 2013-08-27 | #NAME? | #NAME? | #NAME?
2013-08-28 | 2013 | 8 | 240 | 28 | 4 | 8.8 | 5.0074 | 8.6667 | 0 | 0 | 0 | #NAME? | #NAME? | #NAME? | #NAME? | #NAME? | #NAME? | FALSE | 0 | TRUE | TRUE | #NAME? | #NAME? | #NAME? | #NAME? | #NAME? | #NAME? | #NAME? | #NAME? | #NAME? | #NAME? |  |  | 1: 0; 2: 0; 3: 0; 4: 5.0964 | 5.0964 |  | 149.495 | 230.1748 | 237.2936 | 20138 | 5.0964 | 149.495 | 244.5262 |  | 0 | 8248 | 8248 | 2013-08-28 | #NAME? | #NAME? | #NAME?
2013-08-29 | 2013 | 8 | 241 | 29 | 5 | 12.2 | 4.4339 | 17.5 | 4.6 | 4.6 | 0 | #NAME? | #NAME? | #NAME? | #NAME? | #NAME? | #NAME? | TRUE | 0 | TRUE | TRUE | #NAME? | #NAME? | #NAME? | #NAME? | #NAME? | #NAME? | #NAME? | #NAME? | #NAME? | #NAME? |  |  | 1: 2.0856; 2: 3.3516; 3: 0; 4: 0 | 5.4372 |  | 128.9028 | 209.2732 | 216.6118 | 20138 | 5.4372 | 128.9028 | 210.844 |  | 0 | 8249 | 8249 | 2013-08-29 | #NAME? | #NAME? | #NAME?
2013-08-30 | 2013 | 8 | 242 | 30 | 6 | 11.1 | 4.6728 | 11.5 | 0.3 | 0.3 | 0 | #NAME? | #NAME? | #NAME? | #NAME? | #NAME? | #NAME? | FALSE | 4.6 | TRUE | TRUE | #NAME? | #NAME? | #NAME? | #NAME? | #NAME? | #NAME? | #NAME? | #NAME? | #NAME? | #NAME? |  |  | 1: 0; 2: 0; 3: 0; 4: 5.1927 | 5.1927 |  | 152.3197 | 234.524 | 241.7773 | 20138 | 5.1927 | 152.3197 | 249.1465 |  | 0 | 8250 | 8250 | 2013-08-30 | #NAME? | #NAME? | #NAME?
2013-08-31 | 2013 | 8 | 243 | 31 | 7 | 6.9 | 4.0731 | 12.8333 | 0 | 0 | 0 | #NAME? | #NAME? | #NAME? | #NAME? | #NAME? | #NAME? | FALSE | 4.9 | TRUE | TRUE | #NAME? | #NAME? | #NAME? | #NAME? | #NAME? | #NAME? | #NAME? | #NAME? | #NAME? | #NAME? |  |  | 1: 0; 2: 0; 3: 2.333; 4: 0 | 2.333 |  | 34.2171 | 52.6834 | 54.3128 | 20138 | 2.333 | 34.2171 | 55.9682 |  | 0 | 8251 | 8251 | 2013-08-31 | #NAME? | #NAME? | #NAME?
2013-09-01 | 2013 | 9 | 244 | 1 | 1 | 6.7 | 4.6834 | 9.3333 | 0 | 0 | 0 | #NAME? | #NAME? | #NAME? | #NAME? | #NAME? | #NAME? | TRUE | 0.3 | TRUE | TRUE | #NAME? | #NAME? | #NAME? | #NAME? | #NAME? | #NAME? | #NAME? | #NAME? | #NAME? | #NAME? |  |  | 1: 9.2578; 2: 13.5794; 3: 0; 4: 0 | 22.8372 |  | 534.1105 | 866.133 | 896.4305 | 20139 | 22.8372 | 534.1105 | 873.6348 |  | 0 | 8252 | 8252 | 2013-09-01 | #NAME? | #NAME? | #NAME?
2013-09-02 | 2013 | 9 | 245 | 2 | 2 | 10.4 | 4.7638 | 9.3333 | 0 | 0 | 0 | #NAME? | #NAME? | #NAME? | #NAME? | #NAME? | #NAME? | FALSE | 0 | TRUE | TRUE | #NAME? | #NAME? | #NAME? | #NAME? | #NAME? | #NAME? | #NAME? | #NAME? | #NAME? | #NAME? |  |  | 1: 0; 2: 0; 3: 0; 4: 7.3861 | 7.3861 |  | 216.6591 | 333.5863 | 343.9034 | 20139 | 7.3861 | 216.6591 | 354.3854 |  | 0 | 8253 | 8253 | 2013-09-02 | #NAME? | #NAME? | #NAME?
2013-09-03 | 2013 | 9 | 246 | 3 | 3 | 11.4 | 3.5477 | 13.3333 | 0 | 0 | 0 | #NAME? | #NAME? | #NAME? | #NAME? | #NAME? | #NAME? | TRUE | 0 | TRUE | TRUE | #NAME? | #NAME? | #NAME? | #NAME? | #NAME? | #NAME? | #NAME? | #NAME? | #NAME? | #NAME? |  |  | 1: 0; 2: 0; 3: 0; 4: 0 | 0 |  | 0 | 0 | 0 | 20139 | 0 | 0 | 0 |  | 0 | 8254 | 8254 | 2013-09-03 | #NAME? | #NAME? | #NAME?
2013-09-04 | 2013 | 9 | 247 | 4 | 4 | 11.5 | 4.9762 | 15 | 0 | 0 | 0 | #NAME? | #NAME? | #NAME? | #NAME? | #NAME? | #NAME? | FALSE | 0 | TRUE | TRUE | #NAME? | #NAME? | #NAME? | #NAME? | #NAME? | #NAME? | #NAME? | #NAME? | #NAME? | #NAME? |  |  | 1: 0; 2: 0; 3: 0; 4: 4.529 | 4.529 |  | 132.8512 | 204.5486 | 210.8749 | 20139 | 4.529 | 132.8512 | 217.3022 |  | 0 | 8255 | 8255 | 2013-09-04 | #NAME? | #NAME? | #NAME?
2013-09-05 | 2013 | 9 | 248 | 5 | 5 | 14.3 | 4.7657 | 11.5 | 0 | 0 | 0 | #NAME? | #NAME? | #NAME? | #NAME? | #NAME? | #NAME? | TRUE | 0 | TRUE | TRUE | #NAME? | #NAME? | #NAME? | #NAME? | #NAME? | #NAME? | #NAME? | #NAME? | #NAME? | #NAME? |  |  | 1: 0; 2: 0; 3: 0; 4: 0 | 0 |  | 0 | 0 | 0 | 20139 | 0 | 0 | 0 |  | 0 | 8256 | 8256 | 2013-09-05 | #NAME? | #NAME? | #NAME?
2013-09-06 | 2013 | 9 | 249 | 6 | 6 | 13.2 | 1.8439 | 13 | 15 | 15 | 7.5 | #NAME? | #NAME? | #NAME? | #NAME? | #NAME? | #NAME? | FALSE | 0 | TRUE | TRUE | #NAME? | #NAME? | #NAME? | #NAME? | #NAME? | #NAME? | #NAME? | #NAME? | #NAME? | #NAME? |  |  | 1: 0; 2: 0; 3: 0; 4: 5.358 | 5.358 |  | 157.1692 | 241.9907 | 249.4749 | 20139 | 5.358 | 157.1692 | 257.0788 |  | 0 | 8257 | 8257 | 2013-09-06 | #NAME? | #NAME? | #NAME?
2013-09-07 | 2013 | 9 | 250 | 7 | 7 | 12.5 | 0.57284 | 9.8333 | 20 | 20 | 11.25 | #NAME? | #NAME? | #NAME? | #NAME? | #NAME? | #NAME? | FALSE | 15 | FALSE | TRUE | #NAME? | #NAME? | #NAME? | #NAME? | #NAME? | #NAME? | #NAME? | #NAME? | #NAME? | #NAME? |  |  | 1: 0; 2: 0; 3: 0; 4: 0 | 0 |  | 0 | 0 | 0 | 20139 | 0 | 0 | 0 |  | 0 | 8258 | 8258 | 2013-09-07 | #NAME? | #NAME? | #NAME?
2013-09-08 | 2013 | 9 | 251 | 8 | 1 | 11.5 | 2.1618 | 15.5 | 1 | 1 | 0 | #NAME? | #NAME? | #NAME? | #NAME? | #NAME? | #NAME? | TRUE | 35 | FALSE | TRUE | #NAME? | #NAME? | #NAME? | #NAME? | #NAME? | #NAME? | #NAME? | #NAME? | #NAME? | #NAME? |  |  | 1: 0; 2: 0; 3: 0; 4: 0 | 0 |  | 0 | 0 | 0 | 20139 | 0 | 0 | 0 |  | 0 | 8259 | 8259 | 2013-09-08 | #NAME? | #NAME? | #NAME?
2013-09-09 | 2013 | 9 | 252 | 9 | 2 | 12.5 | 3.418 | 17 | 0 | 0 | 0 | #NAME? | #NAME? | #NAME? | #NAME? | #NAME? | #NAME? | FALSE | 21 | FALSE | TRUE | #NAME? | #NAME? | #NAME? | #NAME? | #NAME? | #NAME? | #NAME? | #NAME? | #NAME? | #NAME? |  |  | 1: 0; 2: 0; 3: 0; 4: 0 | 0 |  | 0 | 0 | 0 | 20139 | 0 | 0 | 0 |  | 0 | 8260 | 8260 | 2013-09-09 | #NAME? | #NAME? | #NAME?
2013-09-10 | 2013 | 9 | 253 | 10 | 3 | 8.2 | 3.2125 | 8.1667 | 0 | 0 | 0 | #NAME? | #NAME? | #NAME? | #NAME? | #NAME? | #NAME? | TRUE | 1 | TRUE | TRUE | #NAME? | #NAME? | #NAME? | #NAME? | #NAME? | #NAME? | #NAME? | #NAME? | #NAME? | #NAME? |  |  | 1: 2.9255; 2: 4.3492; 3: 0; 4: 0 | 7.2748 |  | 170.4851 | 276.5124 | 286.1885 | 20139 | 7.2748 | 170.4851 | 278.8594 |  | 0 | 8261 | 8261 | 2013-09-10 | #NAME? | #NAME? | #NAME?
2013-09-11 | 2013 | 9 | 254 | 11 | 4 | 8.4 | 3.8423 | 9.1667 | 0 | 0 | 0 | #NAME? | #NAME? | #NAME? | #NAME? | #NAME? | #NAME? | FALSE | 0 | TRUE | TRUE | #NAME? | #NAME? | #NAME? | #NAME? | #NAME? | #NAME? | #NAME? | #NAME? | #NAME? | #NAME? |  |  | 1: 0; 2: 0; 3: 0; 4: 7.1157 | 7.1157 |  | 208.7286 | 321.3757 | 331.3152 | 20139 | 7.1157 | 208.7286 | 341.4135 |  | 0 | 8262 | 8262 | 2013-09-11 | #NAME? | #NAME? | #NAME?
2013-09-12 | 2013 | 9 | 255 | 12 | 5 | 9.4 | 4.7619 | 15 | 0 | 0 | 0 | #NAME? | #NAME? | #NAME? | #NAME? | #NAME? | #NAME? | TRUE | 0 | TRUE | TRUE | #NAME? | #NAME? | #NAME? | #NAME? | #NAME? | #NAME? | #NAME? | #NAME? | #NAME? | #NAME? |  |  | 1: 1.8653; 2: 2.2924; 3: 0; 4: 0 | 4.1578 |  | 94.6032 | 153.0485 | 158.3745 | 20139 | 4.1578 | 94.6032 | 154.7408 |  | 0 | 8263 | 8263 | 2013-09-12 | #NAME? | #NAME? | #NAME?
2013-09-13 | 2013 | 9 | 256 | 13 | 6 | 11.1 | 4.5594 | 13.3333 | 0 | 0 | 0 | #NAME? | #NAME? | #NAME? | #NAME? | #NAME? | #NAME? | FALSE | 0 | TRUE | TRUE | #NAME? | #NAME? | #NAME? | #NAME? | #NAME? | #NAME? | #NAME? | #NAME? | #NAME? | #NAME? |  |  | 1: 0; 2: 0; 3: 0; 4: 4.899 | 4.899 |  | 143.7051 | 221.2603 | 228.1034 | 20139 | 4.899 | 143.7051 | 235.0558 |  | 0 | 8264 | 8264 | 2013-09-13 | #NAME? | #NAME? | #NAME?
2013-09-14 | 2013 | 9 | 257 | 14 | 7 | 12.4 | 3.6118 | 11.8333 | 0 | 0 | 0 | #NAME? | #NAME? | #NAME? | #NAME? | #NAME? | #NAME? | FALSE | 0 | TRUE | TRUE | #NAME? | #NAME? | #NAME? | #NAME? | #NAME? | #NAME? | #NAME? | #NAME? | #NAME? | #NAME? |  |  | 1: 0; 2: 0; 3: 2.2859; 4: 0 | 2.2859 |  | 33.5272 | 51.6212 | 53.2178 | 20139 | 2.2859 | 33.5272 | 54.8398 |  | 0 | 8265 | 8265 | 2013-09-14 | #NAME? | #NAME? | #NAME?
2013-09-15 | 2013 | 9 | 258 | 15 | 1 | 10.2 | 4.7276 | 16.1667 | 0 | 0 | 0 | #NAME? | #NAME? | #NAME? | #NAME? | #NAME? | #NAME? | TRUE | 0 | TRUE | TRUE | #NAME? | #NAME? | #NAME? | #NAME? | #NAME? | #NAME? | #NAME? | #NAME? | #NAME? | #NAME? |  |  | 1: 0; 2: 0; 3: 0; 4: 0 | 0 |  | 0 | 0 | 0 | 20139 | 0 | 0 | 0 |  | 0 | 8266 | 8266 | 2013-09-15 | #NAME? | #NAME? | #NAME?
2013-09-16 | 2013 | 9 | 259 | 16 | 2 | 11 | 4.5052 | 17.1667 | 0 | 0 | 0 | #NAME? | #NAME? | #NAME? | #NAME? | #NAME? | #NAME? | FALSE | 0 | TRUE | TRUE | #NAME? | #NAME? | #NAME? | #NAME? | #NAME? | #NAME? | #NAME? | #NAME? | #NAME? | #NAME? |  |  | 1: 0; 2: 0; 3: 2.1548; 4: 7.0943 | 9.2492 |  | 239.705 | 369.0696 | 380.4841 | 20139 | 9.2492 | 239.705 | 392.081 |  | 0 | 8267 | 8267 | 2013-09-16 | #NAME? | #NAME? | #NAME?
2013-09-17 | 2013 | 9 | 260 | 17 | 3 | 10.9 | 3.4667 | 18.1667 | 3.8 | 3.8 | 0 | #NAME? | #NAME? | #NAME? | #NAME? | #NAME? | #NAME? | TRUE | 0 | TRUE | TRUE | #NAME? | #NAME? | #NAME? | #NAME? | #NAME? | #NAME? | #NAME? | #NAME? | #NAME? | #NAME? |  |  | 1: 0; 2: 0; 3: 0; 4: 0 | 0 |  | 0 | 0 | 0 | 20139 | 0 | 0 | 0 |  | 0 | 8268 | 8268 | 2013-09-17 | #NAME? | #NAME? | #NAME?
2013-09-18 | 2013 | 9 | 261 | 18 | 4 | 6.1 | 1.4838 | 20.8333 | 16.2 | 16.2 | 8.4 | #NAME? | #NAME? | #NAME? | #NAME? | #NAME? | #NAME? | FALSE | 3.8 | TRUE | TRUE | #NAME? | #NAME? | #NAME? | #NAME? | #NAME? | #NAME? | #NAME? | #NAME? | #NAME? | #NAME? |  |  | 1: 0; 2: 0; 3: 6.1907; 4: 4.3846 | 10.5753 |  | 219.4105 | 337.8225 | 348.2706 | 20139 | 10.5753 | 219.4105 | 358.8857 |  | 0 | 8269 | 8269 | 2013-09-18 | #NAME? | #NAME? | #NAME?
2013-09-19 | 2013 | 9 | 262 | 19 | 5 | 5.1 | 2.4772 | 7 | 0 | 0 | 0 | #NAME? | #NAME? | #NAME? | #NAME? | #NAME? | #NAME? | TRUE | 20 | FALSE | TRUE | #NAME? | #NAME? | #NAME? | #NAME? | #NAME? | #NAME? | #NAME? | #NAME? | #NAME? | #NAME? |  |  | 1: 0; 2: 0; 3: 0; 4: 0 | 0 |  | 0 | 0 | 0 | 20139 | 0 | 0 | 0 |  | 0 | 8270 | 8270 | 2013-09-19 | #NAME? | #NAME? | #NAME?
2013-09-20 | 2013 | 9 | 263 | 20 | 6 | 4.8 | 3.2924 | 9.8333 | 0 | 0 | 0 | #NAME? | #NAME? | #NAME? | #NAME? | #NAME? | #NAME? | FALSE | 16.2 | FALSE | TRUE | #NAME? | #NAME? | #NAME? | #NAME? | #NAME? | #NAME? | #NAME? | #NAME? | #NAME? | #NAME? |  |  | 1: 0; 2: 0; 3: 0; 4: 0 | 0 |  | 0 | 0 | 0 | 20139 | 0 | 0 | 0 |  | 0 | 8271 | 8271 | 2013-09-20 | #NAME? | #NAME? | #NAME?
2013-09-21 | 2013 | 9 | 264 | 21 | 7 | 6 | 4.2375 | 13.1667 | 0 | 0 | 0 | #NAME? | #NAME? | #NAME? | #NAME? | #NAME? | #NAME? | FALSE | 0 | TRUE | TRUE | #NAME? | #NAME? | #NAME? | #NAME? | #NAME? | #NAME? | #NAME? | #NAME? | #NAME? | #NAME? |  |  | 1: 0; 2: 0; 3: 2.4405; 4: 0 | 2.4405 |  | 35.7943 | 55.1118 | 56.8163 | 20139 | 2.4405 | 35.7943 | 58.548 |  | 0 | 8272 | 8272 | 2013-09-21 | #NAME? | #NAME? | #NAME?
2013-09-22 | 2013 | 9 | 265 | 22 | 1 | 4.5 | 3.4892 | 11 | 0 | 0 | 0 | #NAME? | #NAME? | #NAME? | #NAME? | #NAME? | #NAME? | TRUE | 0 | TRUE | TRUE | #NAME? | #NAME? | #NAME? | #NAME? | #NAME? | #NAME? | #NAME? | #NAME? | #NAME? | #NAME? |  |  | 1: 0; 2: 0; 3: 0; 4: 0 | 0 |  | 0 | 0 | 0 | 20139 | 0 | 0 | 0 |  | 0 | 8273 | 8273 | 2013-09-22 | #NAME? | #NAME? | #NAME?
2013-09-23 | 2013 | 9 | 266 | 23 | 2 | 6.2 | 3.9368 | 20.6667 | 0 | 0 | 0 | #NAME? | #NAME? | #NAME? | #NAME? | #NAME? | #NAME? | FALSE | 0 | TRUE | TRUE | #NAME? | #NAME? | #NAME? | #NAME? | #NAME? | #NAME? | #NAME? | #NAME? | #NAME? | #NAME? |  |  | 1: 0; 2: 0; 3: 1.5821; 4: 9.5201 | 11.1021 |  | 302.459 | 465.6909 | 480.0937 | 20139 | 11.1021 | 302.459 | 494.7267 |  | 0 | 8274 | 8274 | 2013-09-23 | #NAME? | #NAME? | #NAME?
2013-09-24 | 2013 | 9 | 267 | 24 | 3 | 5.3 | 2.5596 | 16.6667 | 0 | 0 | 0 | #NAME? | #NAME? | #NAME? | #NAME? | #NAME? | #NAME? | TRUE | 0 | TRUE | TRUE | #NAME? | #NAME? | #NAME? | #NAME? | #NAME? | #NAME? | #NAME? | #NAME? | #NAME? | #NAME? |  |  | 1: 0; 2: 0; 3: 0; 4: 0 | 0 |  | 0 | 0 | 0 | 20139 | 0 | 0 | 0 |  | 0 | 8275 | 8275 | 2013-09-24 | #NAME? | #NAME? | #NAME?
2013-09-25 | 2013 | 9 | 268 | 25 | 4 | 3 | 2.8382 | 21.5 | 0 | 0 | 0 | #NAME? | #NAME? | #NAME? | #NAME? | #NAME? | #NAME? | FALSE | 0 | TRUE | FALSE | #NAME? | #NAME? | #NAME? | #NAME? | #NAME? | #NAME? | #NAME? | #NAME? | #NAME? | #NAME? |  |  | 1: 0; 2: 0; 3: 0; 4: 0 | 0 |  | 0 | 0 | 0 | 20139 | 0 | 0 | 0 |  | 0 | 8276 | 8276 | 2013-09-25 | #NAME? | #NAME? | #NAME?
2013-09-26 | 2013 | 9 | 269 | 26 | 5 | 1.1 | 1.8372 | 15.3333 | 0 | 0 | 0 | #NAME? | #NAME? | #NAME? | #NAME? | #NAME? | #NAME? | TRUE | 0 | TRUE | FALSE | #NAME? | #NAME? | #NAME? | #NAME? | #NAME? | #NAME? | #NAME? | #NAME? | #NAME? | #NAME? |  |  | 1: 0; 2: 0; 3: 0; 4: 0 | 0 |  | 0 | 0 | 0 | 20139 | 0 | 0 | 0 |  | 0 | 8277 | 8277 | 2013-09-26 | #NAME? | #NAME? | #NAME?
2013-09-27 | 2013 | 9 | 270 | 27 | 6 | 0.3 | 2.8959 | 10.3333 | 0 | 0 | 0 | #NAME? | #NAME? | #NAME? | #NAME? | #NAME? | #NAME? | FALSE | 0 | TRUE | FALSE | #NAME? | #NAME? | #NAME? | #NAME? | #NAME? | #NAME? | #NAME? | #NAME? | #NAME? | #NAME? |  |  | 1: 0; 2: 0; 3: 0; 4: 0 | 0 |  | 0 | 0 | 0 | 20139 | 0 | 0 | 0 |  | 0 | 8278 | 8278 | 2013-09-27 | #NAME? | #NAME? | #NAME?
2013-09-28 | 2013 | 9 | 271 | 28 | 7 | 0.8 | 3.1489 | 10.8333 | 0 | 0 | 0 | #NAME? | #NAME? | #NAME? | #NAME? | #NAME? | #NAME? | FALSE | 0 | TRUE | TRUE | #NAME? | #NAME? | #NAME? | #NAME? | #NAME? | #NAME? | #NAME? | #NAME? | #NAME? | #NAME? |  |  | 1: 0; 2: 0; 3: 0; 4: 0 | 0 |  | 0 | 0 | 0 | 20139 | 0 | 0 | 0 |  | 0 | 8279 | 8279 | 2013-09-28 | #NAME? | #NAME? | #NAME?
2013-09-29 | 2013 | 9 | 272 | 29 | 1 | 5.7 | 3.8553 | 24.1667 | 0 | 0 | 0 | #NAME? | #NAME? | #NAME? | #NAME? | #NAME? | #NAME? | TRUE | 0 | TRUE | FALSE | #NAME? | #NAME? | #NAME? | #NAME? | #NAME? | #NAME? | #NAME? | #NAME? | #NAME? | #NAME? |  |  | 1: 0; 2: 0; 3: 0; 4: 0 | 0 |  | 0 | 0 | 0 | 20139 | 0 | 0 | 0 |  | 0 | 8280 | 8280 | 2013-09-29 | #NAME? | #NAME? | #NAME?
2013-09-30 | 2013 | 9 | 273 | 30 | 2 | 2.5 | 3.3675 | 11.6667 | 0 | 0 | 0 | #NAME? | #NAME? | #NAME? | #NAME? | #NAME? | #NAME? | FALSE | 0 | TRUE | TRUE | #NAME? | #NAME? | #NAME? | #NAME? | #NAME? | #NAME? | #NAME? | #NAME? | #NAME? | #NAME? |  |  | 1: 0; 2: 0; 3: 4.6231; 4: 10.6337 | 15.2569 |  | 379.7283 | 584.661 | 602.7433 | 20139 | 15.2569 | 379.7283 | 621.1145 |  | 0 | 8281 | 8281 | 2013-09-30 | #NAME? | #NAME? | #NAME?
2014-05-01 | 2014 | 5 | 121 | 1 | 5 | 9 | 5.065 | 13.8333 | 0 | 0 | 0 | #NAME? | #NAME? | #NAME? | #NAME? | #NAME? | #NAME? | TRUE | 0 | TRUE | FALSE | #NAME? | #NAME? | #NAME? | #NAME? | #NAME? | #NAME? | #NAME? | #NAME? | #NAME? | #NAME? |  |  | 1: 0; 2: 0; 3: 0; 4: 0 | 0 |  | 0 | 0 | 0 | 20145 | 0 | 0 | 0 |  | 0 | 8282 | 8282 | 2014-05-01 | #NAME? | #NAME? | #NAME?
2014-05-02 | 2014 | 5 | 122 | 2 | 6 | 0.1 | 2.294 | 18.8333 | 19.5 | 19.5 | 10.875 | #NAME? | #NAME? | #NAME? | #NAME? | #NAME? | #NAME? | FALSE | 0 | TRUE | FALSE | #NAME? | #NAME? | #NAME? | #NAME? | #NAME? | #NAME? | #NAME? | #NAME? | #NAME? | #NAME? |  |  | 1: 0; 2: 0; 3: 0; 4: 0 | 0 |  | 0 | 0 | 0 | 20145 | 0 | 0 | 0 |  | 0 | 8283 | 8283 | 2014-05-02 | #NAME? | #NAME? | #NAME?
2014-05-03 | 2014 | 5 | 123 | 3 | 7 | -2.6 | 1.1144 | 16.6667 | 10.8 | 10.8 | 4.35 | #NAME? | #NAME? | #NAME? | #NAME? | #NAME? | #NAME? | FALSE | 19.5 | FALSE | FALSE | #NAME? | #NAME? | #NAME? | #NAME? | #NAME? | #NAME? | #NAME? | #NAME? | #NAME? | #NAME? |  |  | 1: 0; 2: 0; 3: 0; 4: 0 | 0 |  | 0 | 0 | 0 | 20145 | 0 | 0 | 0 |  | 0 | 8284 | 8284 | 2014-05-03 | #NAME? | #NAME? | #NAME?
2014-05-04 | 2014 | 5 | 124 | 4 | 1 | -1.1 | 1.2578 | 10.5 | 6 | 6 | 0.75 | #NAME? | #NAME? | #NAME? | #NAME? | #NAME? | #NAME? | TRUE | 30.3 | FALSE | FALSE | #NAME? | #NAME? | #NAME? | #NAME? | #NAME? | #NAME? | #NAME? | #NAME? | #NAME? | #NAME? |  |  | 1: 0; 2: 0; 3: 0; 4: 0 | 0 |  | 0 | 0 | 0 | 20145 | 0 | 0 | 0 |  | 0 | 8285 | 8285 | 2014-05-04 | #NAME? | #NAME? | #NAME?
2014-05-05 | 2014 | 5 | 125 | 5 | 2 | -0.8 | 1.089 | 9.3333 | 0.2 | 0.2 | 0 | #NAME? | #NAME? | #NAME? | #NAME? | #NAME? | #NAME? | FALSE | 16.8 | FALSE | FALSE | #NAME? | #NAME? | #NAME? | #NAME? | #NAME? | #NAME? | #NAME? | #NAME? | #NAME? | #NAME? |  |  | 1: 0; 2: 0; 3: 0; 4: 0 | 0 |  | 0 | 0 | 0 | 20145 | 0 | 0 | 0 |  | 0 | 8286 | 8286 | 2014-05-05 | #NAME? | #NAME? | #NAME?
2014-05-06 | 2014 | 5 | 126 | 6 | 3 | -2 | 2.3727 | 30.3333 | 0 | 0 | 0 | #NAME? | #NAME? | #NAME? | #NAME? | #NAME? | #NAME? | TRUE | 6.2 | TRUE | FALSE | #NAME? | #NAME? | #NAME? | #NAME? | #NAME? | #NAME? | #NAME? | #NAME? | #NAME? | #NAME? |  |  | 1: 0; 2: 0; 3: 0; 4: 0 | 0 |  | 0 | 0 | 0 | 20145 | 0 | 0 | 0 |  | 0 | 8287 | 8287 | 2014-05-06 | #NAME? | #NAME? | #NAME?
2014-05-07 | 2014 | 5 | 127 | 7 | 4 | -5.2 | 2.7587 | 4.6667 | 0 | 0 | 0 | #NAME? | #NAME? | #NAME? | #NAME? | #NAME? | #NAME? | FALSE | 0.2 | TRUE | FALSE | #NAME? | #NAME? | #NAME? | #NAME? | #NAME? | #NAME? | #NAME? | #NAME? | #NAME? | #NAME? |  |  | 1: 0; 2: 0; 3: 0; 4: 0 | 0 |  | 0 | 0 | 0 | 20145 | 0 | 0 | 0 |  | 0 | 8288 | 8288 | 2014-05-07 | #NAME? | #NAME? | #NAME?
2014-05-08 | 2014 | 5 | 128 | 8 | 5 | -0.6 | 4.5376 | 9.5 | 0 | 0 | 0 | #NAME? | #NAME? | #NAME? | #NAME? | #NAME? | #NAME? | TRUE | 0 | TRUE | FALSE | #NAME? | #NAME? | #NAME? | #NAME? | #NAME? | #NAME? | #NAME? | #NAME? | #NAME? | #NAME? |  |  | 1: 0; 2: 0; 3: 0; 4: 0 | 0 |  | 0 | 0 | 0 | 20145 | 0 | 0 | 0 |  | 0 | 8289 | 8289 | 2014-05-08 | #NAME? | #NAME? | #NAME?
2014-05-09 | 2014 | 5 | 129 | 9 | 6 | 1.3 | 2.5777 | 11.1667 | 3.9 | 3.9 | 0 | #NAME? | #NAME? | #NAME? | #NAME? | #NAME? | #NAME? | FALSE | 0 | TRUE | FALSE | #NAME? | #NAME? | #NAME? | #NAME? | #NAME? | #NAME? | #NAME? | #NAME? | #NAME? | #NAME? |  |  | 1: 0; 2: 0; 3: 0; 4: 0 | 0 |  | 0 | 0 | 0 | 20145 | 0 | 0 | 0 |  | 0 | 8290 | 8290 | 2014-05-09 | #NAME? | #NAME? | #NAME?
2014-05-10 | 2014 | 5 | 130 | 10 | 7 | 0.5 | 2.9568 | 12.6667 | 0.8 | 0.8 | 0 | #NAME? | #NAME? | #NAME? | #NAME? | #NAME? | #NAME? | FALSE | 3.9 | TRUE | FALSE | #NAME? | #NAME? | #NAME? | #NAME? | #NAME? | #NAME? | #NAME? | #NAME? | #NAME? | #NAME? |  |  | 1: 0; 2: 0; 3: 0; 4: 0 | 0 |  | 0 | 0 | 0 | 20145 | 0 | 0 | 0 |  | 0 | 8291 | 8291 | 2014-05-10 | #NAME? | #NAME? | #NAME?
2014-05-11 | 2014 | 5 | 131 | 11 | 1 | -2.8 | 3.2904 | 7.5 | 0 | 0 | 0 | #NAME? | #NAME? | #NAME? | #NAME? | #NAME? | #NAME? | TRUE | 4.7 | TRUE | FALSE | #NAME? | #NAME? | #NAME? | #NAME? | #NAME? | #NAME? | #NAME? | #NAME? | #NAME? | #NAME? |  |  | 1: 0; 2: 0; 3: 0; 4: 0 | 0 |  | 0 | 0 | 0 | 20145 | 0 | 0 | 0 |  | 0 | 8292 | 8292 | 2014-05-11 | #NAME? | #NAME? | #NAME?
2014-05-12 | 2014 | 5 | 132 | 12 | 2 | -0.4 | 4.3055 | 4.1667 | 0 | 0 | 0 | #NAME? | #NAME? | #NAME? | #NAME? | #NAME? | #NAME? | FALSE | 0.8 | TRUE | TRUE | #NAME? | #NAME? | #NAME? | #NAME? | #NAME? | #NAME? | #NAME? | #NAME? | #NAME? | #NAME? |  |  | 1: 0; 2: 0; 3: 8.8406; 4: 11.0459 | 19.8866 |  | 453.6767 | 698.5181 | 720.1217 | 20145 | 19.8866 | 453.6767 | 742.0706 |  | 0 | 8293 | 8293 | 2014-05-12 | #NAME? | #NAME? | #NAME?
2014-05-13 | 2014 | 5 | 133 | 13 | 3 | 3.1 | 4.4898 | 4.6667 | 0 | 0 | 0 | #NAME? | #NAME? | #NAME? | #NAME? | #NAME? | #NAME? | TRUE | 0 | TRUE | FALSE | #NAME? | #NAME? | #NAME? | #NAME? | #NAME? | #NAME? | #NAME? | #NAME? | #NAME? | #NAME? |  |  | 1: 0; 2: 0; 3: 0; 4: 0 | 0 |  | 0 | 0 | 0 | 20145 | 0 | 0 | 0 |  | 0 | 8294 | 8294 | 2014-05-13 | #NAME? | #NAME? | #NAME?
2014-05-14 | 2014 | 5 | 134 | 14 | 4 | 2.9 | 4.8773 | 7.5 | 0 | 0 | 0 | #NAME? | #NAME? | #NAME? | #NAME? | #NAME? | #NAME? | FALSE | 0 | TRUE | TRUE | #NAME? | #NAME? | #NAME? | #NAME? | #NAME? | #NAME? | #NAME? | #NAME? | #NAME? | #NAME? |  |  | 1: 0; 2: 0; 3: 0; 4: 4.7494 | 4.7494 |  | 139.316 | 214.5024 | 221.1365 | 20145 | 4.7494 | 139.316 | 227.8767 |  | 0 | 8295 | 8295 | 2014-05-14 | #NAME? | #NAME? | #NAME?
2014-05-15 | 2014 | 5 | 135 | 15 | 5 | 5.5 | 4.2248 | 18.6667 | 1 | 1 | 0 | #NAME? | #NAME? | #NAME? | #NAME? | #NAME? | #NAME? | TRUE | 0 | TRUE | TRUE | #NAME? | #NAME? | #NAME? | #NAME? | #NAME? | #NAME? | #NAME? | #NAME? | #NAME? | #NAME? |  |  | 1: 0; 2: 0; 3: 0; 4: 0 | 0 |  | 0 | 0 | 0 | 20145 | 0 | 0 | 0 |  | 0 | 8296 | 8296 | 2014-05-15 | #NAME? | #NAME? | #NAME?
2014-05-16 | 2014 | 5 | 136 | 16 | 6 | 3.7 | 3.2922 | 15.6667 | 0 | 0 | 0 | #NAME? | #NAME? | #NAME? | #NAME? | #NAME? | #NAME? | FALSE | 1 | TRUE | TRUE | #NAME? | #NAME? | #NAME? | #NAME? | #NAME? | #NAME? | #NAME? | #NAME? | #NAME? | #NAME? |  |  | 1: 0; 2: 0; 3: 0; 4: 5.0062 | 5.0062 |  | 146.8472 | 226.098 | 233.0908 | 20145 | 5.0062 | 146.8472 | 240.1952 |  | 0 | 8297 | 8297 | 2014-05-16 | #NAME? | #NAME? | #NAME?
2014-05-17 | 2014 | 5 | 137 | 17 | 7 | 3.5 | 4.0298 | 11.5 | 0.8 | 0.8 | 0 | #NAME? | #NAME? | #NAME? | #NAME? | #NAME? | #NAME? | FALSE | 1 | TRUE | TRUE | #NAME? | #NAME? | #NAME? | #NAME? | #NAME? | #NAME? | #NAME? | #NAME? | #NAME? | #NAME? |  |  | 1: 0; 2: 0; 3: 4.3023; 4: 0 | 4.3023 |  | 63.1 | 97.154 | 100.1588 | 20145 | 4.3023 | 63.1 | 103.2115 |  | 0 | 8298 | 8298 | 2014-05-17 | #NAME? | #NAME? | #NAME?
2014-05-18 | 2014 | 5 | 138 | 18 | 1 | 7.1 | 2.7047 | 10 | 0 | 0 | 0 | #NAME? | #NAME? | #NAME? | #NAME? | #NAME? | #NAME? | TRUE | 0.8 | TRUE | TRUE | #NAME? | #NAME? | #NAME? | #NAME? | #NAME? | #NAME? | #NAME? | #NAME? | #NAME? | #NAME? |  |  | 1: 0; 2: 0; 3: 0; 4: 0 | 0 |  | 0 | 0 | 0 | 20145 | 0 | 0 | 0 |  | 0 | 8299 | 8299 | 2014-05-18 | #NAME? | #NAME? | #NAME?
2014-05-19 | 2014 | 5 | 139 | 19 | 2 | 7 | 4.1411 | 22.8333 | 0.2 | 0.2 | 0 | #NAME? | #NAME? | #NAME? | #NAME? | #NAME? | #NAME? | FALSE | 0.8 | TRUE | TRUE | #NAME? | #NAME? | #NAME? | #NAME? | #NAME? | #NAME? | #NAME? | #NAME? | #NAME? | #NAME? |  |  | 1: 0; 2: 0; 3: 6.773; 4: 5.984 | 12.757 |  | 274.8684 | 423.2101 | 436.299 | 20145 | 12.757 | 274.8684 | 449.5972 |  | 0 | 8300 | 8300 | 2014-05-19 | #NAME? | #NAME? | #NAME?
2014-05-20 | 2014 | 5 | 140 | 20 | 3 | 6.2 | 4.3019 | 8.1667 | 0.2 | 0.2 | 0 | #NAME? | #NAME? | #NAME? | #NAME? | #NAME? | #NAME? | TRUE | 0.2 | TRUE | TRUE | #NAME? | #NAME? | #NAME? | #NAME? | #NAME? | #NAME? | #NAME? | #NAME? | #NAME? | #NAME? |  |  | 1: 10.3238; 2: 19.3427; 3: 0; 4: 0 | 29.6665 |  | 718.8008 | 1169.0751 | 1210.2315 | 20145 | 29.6665 | 718.8008 | 1175.7293 |  | 0 | 8301 | 8301 | 2014-05-20 | #NAME? | #NAME? | #NAME?
2014-05-21 | 2014 | 5 | 141 | 21 | 4 | 6.9 | 5.6456 | 7.8333 | 0 | 0 | 0 | #NAME? | #NAME? | #NAME? | #NAME? | #NAME? | #NAME? | FALSE | 0.4 | TRUE | TRUE | #NAME? | #NAME? | #NAME? | #NAME? | #NAME? | #NAME? | #NAME? | #NAME? | #NAME? | #NAME? |  |  | 1: 0; 2: 0; 3: 2.3094; 4: 4.646 | 6.9554 |  | 170.1545 | 261.984 | 270.0866 | 20145 | 6.9554 | 170.1545 | 278.3186 |  | 0 | 8302 | 8302 | 2014-05-21 | #NAME? | #NAME? | #NAME?
2014-05-22 | 2014 | 5 | 142 | 22 | 5 | 9.9 | 6.5073 | 8.3333 | 0 | 0 | 0 | #NAME? | #NAME? | #NAME? | #NAME? | #NAME? | #NAME? | TRUE | 0.2 | TRUE | TRUE | #NAME? | #NAME? | #NAME? | #NAME? | #NAME? | #NAME? | #NAME? | #NAME? | #NAME? | #NAME? |  |  | 1: 0; 2: 0; 3: 0; 4: 0 | 0 |  | 0 | 0 | 0 | 20145 | 0 | 0 | 0 |  | 0 | 8303 | 8303 | 2014-05-22 | #NAME? | #NAME? | #NAME?
2014-05-23 | 2014 | 5 | 143 | 23 | 6 | 12.9 | 6.9436 | 14.6667 | 0 | 0 | 0 | #NAME? | #NAME? | #NAME? | #NAME? | #NAME? | #NAME? | FALSE | 0 | TRUE | TRUE | #NAME? | #NAME? | #NAME? | #NAME? | #NAME? | #NAME? | #NAME? | #NAME? | #NAME? | #NAME? |  |  | 1: 0; 2: 0; 3: 0; 4: 6.6841 | 6.6841 |  | 196.0656 | 301.8788 | 311.2152 | 20145 | 6.6841 | 196.0656 | 320.7009 |  | 0 | 8304 | 8304 | 2014-05-23 | #NAME? | #NAME? | #NAME?
2014-05-24 | 2014 | 5 | 144 | 24 | 7 | 8.2 | 4.8432 | 13.5 | 0.8 | 0.8 | 0 | #NAME? | #NAME? | #NAME? | #NAME? | #NAME? | #NAME? | FALSE | 0 | TRUE | TRUE | #NAME? | #NAME? | #NAME? | #NAME? | #NAME? | #NAME? | #NAME? | #NAME? | #NAME? | #NAME? |  |  | 1: 0; 2: 0; 3: 6.9455; 4: 0 | 6.9455 |  | 101.8674 | 156.8435 | 161.6943 | 20145 | 6.9455 | 101.8674 | 166.6227 |  | 0 | 8305 | 8305 | 2014-05-24 | #NAME? | #NAME? | #NAME?
2014-05-25 | 2014 | 5 | 145 | 25 | 1 | 6.5 | 3.8604 | 7.6667 | 0.6 | 0.6 | 0 | #NAME? | #NAME? | #NAME? | #NAME? | #NAME? | #NAME? | TRUE | 0.8 | TRUE | TRUE | #NAME? | #NAME? | #NAME? | #NAME? | #NAME? | #NAME? | #NAME? | #NAME? | #NAME? | #NAME? |  |  | 1: 10.1447; 2: 16.9884; 3: 0; 4: 0 | 27.1331 |  | 647.1149 | 1051.1128 | 1088.0123 | 20145 | 27.1331 | 647.1149 | 1058.474 |  | 0 | 8306 | 8306 | 2014-05-25 | #NAME? | #NAME? | #NAME?
2014-05-26 | 2014 | 5 | 146 | 26 | 2 | 6.5 | 4.4647 | 9 | 0.8 | 0.8 | 0 | #NAME? | #NAME? | #NAME? | #NAME? | #NAME? | #NAME? | FALSE | 1.4 | TRUE | TRUE | #NAME? | #NAME? | #NAME? | #NAME? | #NAME? | #NAME? | #NAME? | #NAME? | #NAME? | #NAME? |  |  | 1: 0; 2: 0; 3: 5.5143; 4: 8.606 | 14.1203 |  | 333.3186 | 513.2048 | 529.0771 | 20145 | 14.1203 | 333.3186 | 545.203 |  | 0 | 8307 | 8307 | 2014-05-26 | #NAME? | #NAME? | #NAME?
2014-05-27 | 2014 | 5 | 147 | 27 | 3 | 4.4 | 4.3658 | 6 | 0 | 0 | 0 | #NAME? | #NAME? | #NAME? | #NAME? | #NAME? | #NAME? | TRUE | 1.4 | TRUE | TRUE | #NAME? | #NAME? | #NAME? | #NAME? | #NAME? | #NAME? | #NAME? | #NAME? | #NAME? | #NAME? |  |  | 1: 4.007; 2: 6.262; 3: 0; 4: 0 | 10.2689 |  | 242.4533 | 393.4862 | 407.2743 | 20145 | 10.2689 | 242.4533 | 396.5764 |  | 0 | 8308 | 8308 | 2014-05-27 | #NAME? | #NAME? | #NAME?
2014-05-28 | 2014 | 5 | 148 | 28 | 4 | 6.5 | 2.1442 | 10.3333 | 4.3 | 4.3 | 0 | #NAME? | #NAME? | #NAME? | #NAME? | #NAME? | #NAME? | FALSE | 0.8 | TRUE | TRUE | #NAME? | #NAME? | #NAME? | #NAME? | #NAME? | #NAME? | #NAME? | #NAME? | #NAME? | #NAME? |  |  | 1: 0; 2: 0; 3: 1.2471; 4: 4.6812 | 5.9282 |  | 155.6048 | 239.5819 | 246.9917 | 20145 | 5.9282 | 155.6048 | 254.5198 |  | 0 | 8309 | 8309 | 2014-05-28 | #NAME? | #NAME? | #NAME?
2014-05-29 | 2014 | 5 | 149 | 29 | 5 | 4.6 | 3.7184 | 16 | 10.4 | 10.4 | 4.05 | #NAME? | #NAME? | #NAME? | #NAME? | #NAME? | #NAME? | TRUE | 4.3 | TRUE | TRUE | #NAME? | #NAME? | #NAME? | #NAME? | #NAME? | #NAME? | #NAME? | #NAME? | #NAME? | #NAME? |  |  | 1: 2.1135; 2: 2.79; 3: 0; 4: 0 | 4.9035 |  | 112.8376 | 182.7274 | 189.0999 | 20145 | 4.9035 | 112.8376 | 184.5664 |  | 0 | 8310 | 8310 | 2014-05-29 | #NAME? | #NAME? | #NAME?
2014-05-30 | 2014 | 5 | 150 | 30 | 6 | 6.4 | 5.2198 | 12.1667 | 0 | 0 | 0 | #NAME? | #NAME? | #NAME? | #NAME? | #NAME? | #NAME? | FALSE | 14.7 | FALSE | TRUE | #NAME? | #NAME? | #NAME? | #NAME? | #NAME? | #NAME? | #NAME? | #NAME? | #NAME? | #NAME? |  |  | 1: 0; 2: 0; 3: 0; 4: 0 | 0 |  | 0 | 0 | 0 | 20145 | 0 | 0 | 0 |  | 0 | 8311 | 8311 | 2014-05-30 | #NAME? | #NAME? | #NAME?
2014-05-31 | 2014 | 5 | 151 | 31 | 7 | 7.3 | 4.7494 | 11.8333 | 1.8 | 1.8 | 0 | #NAME? | #NAME? | #NAME? | #NAME? | #NAME? | #NAME? | FALSE | 10.4 | FALSE | TRUE | #NAME? | #NAME? | #NAME? | #NAME? | #NAME? | #NAME? | #NAME? | #NAME? | #NAME? | #NAME? |  |  | 1: 0; 2: 0; 3: 0; 4: 0 | 0 |  | 0 | 0 | 0 | 20145 | 0 | 0 | 0 |  | 0 | 8312 | 8312 | 2014-05-31 | #NAME? | #NAME? | #NAME?
2014-06-01 | 2014 | 6 | 152 | 1 | 1 | 4.9 | 3.9786 | 8 | 3.7 | 3.7 | 0 | #NAME? | #NAME? | #NAME? | #NAME? | #NAME? | #NAME? | TRUE | 1.8 | TRUE | TRUE | #NAME? | #NAME? | #NAME? | #NAME? | #NAME? | #NAME? | #NAME? | #NAME? | #NAME? | #NAME? |  |  | 1: 2.755; 2: 3.3383; 3: 0; 4: 0 | 6.0933 |  | 138.3294 | 223.7441 | 231.5268 | 20146 | 6.0933 | 138.3294 | 226.2629 |  | 0 | 8313 | 8313 | 2014-06-01 | #NAME? | #NAME? | #NAME?
2014-06-02 | 2014 | 6 | 153 | 2 | 2 | 6.6 | 4.1305 | 9.3333 | 3.2 | 3.2 | 0 | #NAME? | #NAME? | #NAME? | #NAME? | #NAME? | #NAME? | FALSE | 5.5 | TRUE | TRUE | #NAME? | #NAME? | #NAME? | #NAME? | #NAME? | #NAME? | #NAME? | #NAME? | #NAME? | #NAME? |  |  | 1: 0; 2: 0; 3: 6.4268; 4: 9.7518 | 16.1787 |  | 380.3136 | 585.5621 | 603.6723 | 20146 | 16.1787 | 380.3136 | 622.0719 |  | 0 | 8314 | 8314 | 2014-06-02 | #NAME? | #NAME? | #NAME?
2014-06-03 | 2014 | 6 | 154 | 3 | 3 | 6.4 | 4.841 | 6.3333 | 0.2 | 0.2 | 0 | #NAME? | #NAME? | #NAME? | #NAME? | #NAME? | #NAME? | TRUE | 6.9 | TRUE | TRUE | #NAME? | #NAME? | #NAME? | #NAME? | #NAME? | #NAME? | #NAME? | #NAME? | #NAME? | #NAME? |  |  | 1: 0; 2: 0; 3: 0; 4: 0 | 0 |  | 0 | 0 | 0 | 20146 | 0 | 0 | 0 |  | 0 | 8315 | 8315 | 2014-06-03 | #NAME? | #NAME? | #NAME?
2014-06-04 | 2014 | 6 | 155 | 4 | 4 | 8.1 | 5.5352 | 17.6667 | 0.4 | 0.4 | 0 | #NAME? | #NAME? | #NAME? | #NAME? | #NAME? | #NAME? | FALSE | 3.4 | TRUE | FALSE | #NAME? | #NAME? | #NAME? | #NAME? | #NAME? | #NAME? | #NAME? | #NAME? | #NAME? | #NAME? |  |  | 1: 0; 2: 0; 3: 0; 4: 0 | 0 |  | 0 | 0 | 0 | 20146 | 0 | 0 | 0 |  | 0 | 8316 | 8316 | 2014-06-04 | #NAME? | #NAME? | #NAME?
2014-06-05 | 2014 | 6 | 156 | 5 | 5 | 2.8 | 4.4945 | 31.8333 | 0 | 0 | 0 | #NAME? | #NAME? | #NAME? | #NAME? | #NAME? | #NAME? | TRUE | 0.6 | TRUE | TRUE | #NAME? | #NAME? | #NAME? | #NAME? | #NAME? | #NAME? | #NAME? | #NAME? | #NAME? | #NAME? |  |  | 1: 16.6088; 2: 25.7963; 3: 0; 4: 0 | 42.405 |  | 1000.2857 | 1623.2753 | 1680.1471 | 20146 | 42.405 | 1000.2857 | 1636.149 |  | 0 | 8317 | 8317 | 2014-06-05 | #NAME? | #NAME? | #NAME?
2014-06-06 | 2014 | 6 | 157 | 6 | 6 | 3.6 | 3.806 | 5.6667 | 0 | 0 | 0 | #NAME? | #NAME? | #NAME? | #NAME? | #NAME? | #NAME? | FALSE | 0.4 | TRUE | TRUE | #NAME? | #NAME? | #NAME? | #NAME? | #NAME? | #NAME? | #NAME? | #NAME? | #NAME? | #NAME? |  |  | 1: 0; 2: 0; 3: 0; 4: 10.1234 | 10.1234 |  | 296.9534 | 457.214 | 471.3546 | 20146 | 10.1234 | 296.9534 | 485.7213 |  | 0 | 8318 | 8318 | 2014-06-06 | #NAME? | #NAME? | #NAME?
2014-06-07 | 2014 | 6 | 158 | 7 | 7 | 4.6 | 4.9156 | 17.3333 | 0 | 0 | 0 | #NAME? | #NAME? | #NAME? | #NAME? | #NAME? | #NAME? | FALSE | 0 | TRUE | TRUE | #NAME? | #NAME? | #NAME? | #NAME? | #NAME? | #NAME? | #NAME? | #NAME? | #NAME? | #NAME? |  |  | 1: 0; 2: 0; 3: 4.5965; 4: 0 | 4.5965 |  | 67.416 | 103.7992 | 107.0095 | 20146 | 4.5965 | 67.416 | 110.271 |  | 0 | 8319 | 8319 | 2014-06-07 | #NAME? | #NAME? | #NAME?
2014-06-08 | 2014 | 6 | 159 | 8 | 1 | 3.8 | 5.3558 | 10.5 | 0 | 0 | 0 | #NAME? | #NAME? | #NAME? | #NAME? | #NAME? | #NAME? | TRUE | 0 | TRUE | TRUE | #NAME? | #NAME? | #NAME? | #NAME? | #NAME? | #NAME? | #NAME? | #NAME? | #NAME? | #NAME? |  |  | 1: 0; 2: 0; 3: 0; 4: 0 | 0 |  | 0 | 0 | 0 | 20146 | 0 | 0 | 0 |  | 0 | 8320 | 8320 | 2014-06-08 | #NAME? | #NAME? | #NAME?
2014-06-09 | 2014 | 6 | 160 | 9 | 2 | 9.1 | 4.4078 | 20.8333 | 0.7 | 0.7 | 0 | #NAME? | #NAME? | #NAME? | #NAME? | #NAME? | #NAME? | FALSE | 0 | TRUE | TRUE | #NAME? | #NAME? | #NAME? | #NAME? | #NAME? | #NAME? | #NAME? | #NAME? | #NAME? | #NAME? |  |  | 1: 0; 2: 0; 3: 8.0267; 4: 7.9293 | 15.956 |  | 350.3176 | 539.3779 | 556.0597 | 20146 | 15.956 | 350.3176 | 573.0081 |  | 0 | 8321 | 8321 | 2014-06-09 | #NAME? | #NAME? | #NAME?
2014-06-10 | 2014 | 6 | 161 | 10 | 3 | 3.4 | 4.3595 | 7 | 1.8 | 1.8 | 0 | #NAME? | #NAME? | #NAME? | #NAME? | #NAME? | #NAME? | TRUE | 0.7 | TRUE | TRUE | #NAME? | #NAME? | #NAME? | #NAME? | #NAME? | #NAME? | #NAME? | #NAME? | #NAME? | #NAME? |  |  | 1: 0; 2: 0; 3: 0; 4: 0 | 0 |  | 0 | 0 | 0 | 20146 | 0 | 0 | 0 |  | 0 | 8322 | 8322 | 2014-06-10 | #NAME? | #NAME? | #NAME?
2014-06-11 | 2014 | 6 | 162 | 11 | 4 | 6.3 | 4.1025 | 12.3333 | 0 | 0 | 0 | #NAME? | #NAME? | #NAME? | #NAME? | #NAME? | #NAME? | FALSE | 2.5 | TRUE | TRUE | #NAME? | #NAME? | #NAME? | #NAME? | #NAME? | #NAME? | #NAME? | #NAME? | #NAME? | #NAME? |  |  | 1: 0; 2: 0; 3: 0; 4: 4.6777 | 4.6777 |  | 137.2125 | 211.2637 | 217.7976 | 20146 | 4.6777 | 137.2125 | 224.436 |  | 0 | 8323 | 8323 | 2014-06-11 | #NAME? | #NAME? | #NAME?
2014-06-12 | 2014 | 6 | 163 | 12 | 5 | 6.3 | 5.2673 | 15.5 | 0.3 | 0.3 | 0 | #NAME? | #NAME? | #NAME? | #NAME? | #NAME? | #NAME? | TRUE | 1.8 | TRUE | TRUE | #NAME? | #NAME? | #NAME? | #NAME? | #NAME? | #NAME? | #NAME? | #NAME? | #NAME? | #NAME? |  |  | 1: 0; 2: 0; 3: 0; 4: 0 | 0 |  | 0 | 0 | 0 | 20146 | 0 | 0 | 0 |  | 0 | 8324 | 8324 | 2014-06-12 | #NAME? | #NAME? | #NAME?
2014-06-13 | 2014 | 6 | 164 | 13 | 6 | 9.3 | 2.6072 | 15.5 | 7.8 | 7.8 | 2.1 | #NAME? | #NAME? | #NAME? | #NAME? | #NAME? | #NAME? | FALSE | 0.3 | TRUE | TRUE | #NAME? | #NAME? | #NAME? | #NAME? | #NAME? | #NAME? | #NAME? | #NAME? | #NAME? | #NAME? |  |  | 1: 0; 2: 0; 3: 0; 4: 5.177 | 5.177 |  | 151.8586 | 233.814 | 241.0454 | 20146 | 5.177 | 151.8586 | 248.3923 |  | 0 | 8325 | 8325 | 2014-06-13 | #NAME? | #NAME? | #NAME?
2014-06-14 | 2014 | 6 | 165 | 14 | 7 | 7.1 | 3.6006 | 12.3333 | 0 | 0 | 0 | #NAME? | #NAME? | #NAME? | #NAME? | #NAME? | #NAME? | FALSE | 8.1 | TRUE | TRUE | #NAME? | #NAME? | #NAME? | #NAME? | #NAME? | #NAME? | #NAME? | #NAME? | #NAME? | #NAME? |  |  | 1: 0; 2: 0; 3: 0; 4: 0 | 0 |  | 0 | 0 | 0 | 20146 | 0 | 0 | 0 |  | 0 | 8326 | 8326 | 2014-06-14 | #NAME? | #NAME? | #NAME?
2014-06-15 | 2014 | 6 | 166 | 15 | 1 | 8.4 | 3.2126 | 14.1667 | 0.3 | 0.3 | 0 | #NAME? | #NAME? | #NAME? | #NAME? | #NAME? | #NAME? | TRUE | 7.8 | TRUE | TRUE | #NAME? | #NAME? | #NAME? | #NAME? | #NAME? | #NAME? | #NAME? | #NAME? | #NAME? | #NAME? |  |  | 1: 3.1493; 2: 5.5891; 3: 0; 4: 0 | 8.7384 |  | 210.1357 | 341.5584 | 353.5667 | 20146 | 8.7384 | 210.1357 | 343.7152 |  | 0 | 8327 | 8327 | 2014-06-15 | #NAME? | #NAME? | #NAME?
2014-06-16 | 2014 | 6 | 167 | 16 | 2 | 7.7 | 2.7492 | 11.3333 | 15.6 | 15.6 | 7.95 | #NAME? | #NAME? | #NAME? | #NAME? | #NAME? | #NAME? | FALSE | 0.3 | TRUE | TRUE | #NAME? | #NAME? | #NAME? | #NAME? | #NAME? | #NAME? | #NAME? | #NAME? | #NAME? | #NAME? |  |  | 1: 0; 2: 0; 3: 0; 4: 6.0273 | 6.0273 |  | 176.8004 | 272.2165 | 280.6355 | 20146 | 6.0273 | 176.8004 | 289.1892 |  | 0 | 8328 | 8328 | 2014-06-16 | #NAME? | #NAME? | #NAME?
2014-06-17 | 2014 | 6 | 168 | 17 | 3 | 8.2 | 3.0727 | 17.1667 | 4 | 4 | 0 | #NAME? | #NAME? | #NAME? | #NAME? | #NAME? | #NAME? | TRUE | 15.9 | FALSE | TRUE | #NAME? | #NAME? | #NAME? | #NAME? | #NAME? | #NAME? | #NAME? | #NAME? | #NAME? | #NAME? |  |  | 1: 0; 2: 0; 3: 0; 4: 0 | 0 |  | 0 | 0 | 0 | 20146 | 0 | 0 | 0 |  | 0 | 8329 | 8329 | 2014-06-17 | #NAME? | #NAME? | #NAME?
2014-06-18 | 2014 | 6 | 169 | 18 | 4 | 9.7 | 2.782 | 16 | 16.4 | 16.4 | 8.55 | #NAME? | #NAME? | #NAME? | #NAME? | #NAME? | #NAME? | FALSE | 19.6 | FALSE | TRUE | #NAME? | #NAME? | #NAME? | #NAME? | #NAME? | #NAME? | #NAME? | #NAME? | #NAME? | #NAME? |  |  | 1: 0; 2: 0; 3: 0; 4: 0 | 0 |  | 0 | 0 | 0 | 20146 | 0 | 0 | 0 |  | 0 | 8330 | 8330 | 2014-06-18 | #NAME? | #NAME? | #NAME?
2014-06-19 | 2014 | 6 | 170 | 19 | 5 | 10.4 | 2.7917 | 18.5 | 29.2 | 29.2 | 18.15 | #NAME? | #NAME? | #NAME? | #NAME? | #NAME? | #NAME? | TRUE | 20.4 | FALSE | TRUE | #NAME? | #NAME? | #NAME? | #NAME? | #NAME? | #NAME? | #NAME? | #NAME? | #NAME? | #NAME? |  |  | 1: 0; 2: 0; 3: 0; 4: 0 | 0 |  | 0 | 0 | 0 | 20146 | 0 | 0 | 0 |  | 0 | 8331 | 8331 | 2014-06-19 | #NAME? | #NAME? | #NAME?
2014-06-20 | 2014 | 6 | 171 | 20 | 6 | 8.7 | 4.8735 | 9 | 1.8 | 1.8 | 0 | #NAME? | #NAME? | #NAME? | #NAME? | #NAME? | #NAME? | FALSE | 45.6 | FALSE | TRUE | #NAME? | #NAME? | #NAME? | #NAME? | #NAME? | #NAME? | #NAME? | #NAME? | #NAME? | #NAME? |  |  | 1: 0; 2: 0; 3: 0; 4: 0 | 0 |  | 0 | 0 | 0 | 20146 | 0 | 0 | 0 |  | 0 | 8332 | 8332 | 2014-06-20 | #NAME? | #NAME? | #NAME?
2014-06-21 | 2014 | 6 | 172 | 21 | 7 | 9.9 | 4.3039 | 21.1667 | 3.4 | 3.4 | 0 | #NAME? | #NAME? | #NAME? | #NAME? | #NAME? | #NAME? | FALSE | 31 | FALSE | TRUE | #NAME? | #NAME? | #NAME? | #NAME? | #NAME? | #NAME? | #NAME? | #NAME? | #NAME? | #NAME? |  |  | 1: 0; 2: 0; 3: 0; 4: 0 | 0 |  | 0 | 0 | 0 | 20146 | 0 | 0 | 0 |  | 0 | 8333 | 8333 | 2014-06-21 | #NAME? | #NAME? | #NAME?
2014-06-22 | 2014 | 6 | 173 | 22 | 1 | 9.2 | 4.5119 | 6 | 0 | 0 | 0 | #NAME? | #NAME? | #NAME? | #NAME? | #NAME? | #NAME? | TRUE | 5.2 | TRUE | TRUE | #NAME? | #NAME? | #NAME? | #NAME? | #NAME? | #NAME? | #NAME? | #NAME? | #NAME? | #NAME? |  |  | 1: 5.8993; 2: 7.9441; 3: 0; 4: 0 | 13.8434 |  | 319.5505 | 517.6137 | 535.6756 | 20146 | 13.8434 | 319.5505 | 522.6828 |  | 0 | 8334 | 8334 | 2014-06-22 | #NAME? | #NAME? | #NAME?
2014-06-23 | 2014 | 6 | 174 | 23 | 2 | 8 | 5.0415 | 6 | 0 | 0 | 0 | #NAME? | #NAME? | #NAME? | #NAME? | #NAME? | #NAME? | FALSE | 3.4 | TRUE | TRUE | #NAME? | #NAME? | #NAME? | #NAME? | #NAME? | #NAME? | #NAME? | #NAME? | #NAME? | #NAME? |  |  | 1: 0; 2: 0; 3: 3.1107; 4: 7.1287 | 10.2394 |  | 254.7322 | 392.2067 | 404.3368 | 20146 | 10.2394 | 254.7322 | 416.6607 |  | 0 | 8335 | 8335 | 2014-06-23 | #NAME? | #NAME? | #NAME?
2014-06-24 | 2014 | 6 | 175 | 24 | 3 | 10.6 | 5.4029 | 14.1667 | 0.2 | 0.2 | 0 | #NAME? | #NAME? | #NAME? | #NAME? | #NAME? | #NAME? | TRUE | 0 | TRUE | TRUE | #NAME? | #NAME? | #NAME? | #NAME? | #NAME? | #NAME? | #NAME? | #NAME? | #NAME? | #NAME? |  |  | 1: 2.124; 2: 2.3967; 3: 0; 4: 0 | 4.5207 |  | 101.4556 | 163.9351 | 169.6247 | 20146 | 4.5207 | 101.4556 | 165.9491 |  | 0 | 8336 | 8336 | 2014-06-24 | #NAME? | #NAME? | #NAME?
2014-06-25 | 2014 | 6 | 176 | 25 | 4 | 11.2 | 3.9761 | 12.6667 | 1.8 | 1.8 | 0 | #NAME? | #NAME? | #NAME? | #NAME? | #NAME? | #NAME? | FALSE | 0.2 | TRUE | TRUE | #NAME? | #NAME? | #NAME? | #NAME? | #NAME? | #NAME? | #NAME? | #NAME? | #NAME? | #NAME? |  |  | 1: 0; 2: 0; 3: 6.0931; 4: 5.7444 | 11.8375 |  | 257.8685 | 397.0356 | 409.315 | 20146 | 11.8375 | 257.8685 | 421.7907 |  | 0 | 8337 | 8337 | 2014-06-25 | #NAME? | #NAME? | #NAME?
2014-06-26 | 2014 | 6 | 177 | 26 | 5 | 8.9 | 4.2322 | 7.5 | 0 | 0 | 0 | #NAME? | #NAME? | #NAME? | #NAME? | #NAME? | #NAME? | TRUE | 2 | TRUE | TRUE | #NAME? | #NAME? | #NAME? | #NAME? | #NAME? | #NAME? | #NAME? | #NAME? | #NAME? | #NAME? |  |  | 1: 5.671; 2: 6.4608; 3: 0; 4: 0 | 12.1318 |  | 272.6915 | 440.6845 | 455.9838 | 20146 | 12.1318 | 272.6915 | 446.0365 |  | 0 | 8338 | 8338 | 2014-06-26 | #NAME? | #NAME? | #NAME?
2014-06-27 | 2014 | 6 | 178 | 27 | 6 | 8 | 4.5313 | 9.1667 | 2.2 | 2.2 | 0 | #NAME? | #NAME? | #NAME? | #NAME? | #NAME? | #NAME? | FALSE | 1.8 | TRUE | TRUE | #NAME? | #NAME? | #NAME? | #NAME? | #NAME? | #NAME? | #NAME? | #NAME? | #NAME? | #NAME? |  |  | 1: 0; 2: 0; 3: 0; 4: 4.6077 | 4.6077 |  | 135.1587 | 208.1015 | 214.5376 | 20146 | 4.6077 | 135.1587 | 221.0766 |  | 0 | 8339 | 8339 | 2014-06-27 | #NAME? | #NAME? | #NAME?
2014-06-28 | 2014 | 6 | 179 | 28 | 7 | 12.1 | 4.9624 | 16.3333 | 0.4 | 0.4 | 0 | #NAME? | #NAME? | #NAME? | #NAME? | #NAME? | #NAME? | FALSE | 2.2 | TRUE | TRUE | #NAME? | #NAME? | #NAME? | #NAME? | #NAME? | #NAME? | #NAME? | #NAME? | #NAME? | #NAME? |  |  | 1: 0; 2: 0; 3: 1.9392; 4: 0 | 1.9392 |  | 28.4417 | 43.7912 | 45.1455 | 20146 | 1.9392 | 28.4417 | 46.5215 |  | 0 | 8340 | 8340 | 2014-06-28 | #NAME? | #NAME? | #NAME?
2014-06-29 | 2014 | 6 | 180 | 29 | 1 | 10.5 | 4.3365 | 14.3333 | 3.6 | 3.6 | 0 | #NAME? | #NAME? | #NAME? | #NAME? | #NAME? | #NAME? | TRUE | 2.6 | TRUE | TRUE | #NAME? | #NAME? | #NAME? | #NAME? | #NAME? | #NAME? | #NAME? | #NAME? | #NAME? | #NAME? |  |  | 1: 0; 2: 0; 3: 0; 4: 0 | 0 |  | 0 | 0 | 0 | 20146 | 0 | 0 | 0 |  | 0 | 8341 | 8341 | 2014-06-29 | #NAME? | #NAME? | #NAME?
2014-06-30 | 2014 | 6 | 181 | 30 | 2 | 10.9 | 5.7885 | 28.1667 | 1.4 | 1.4 | 0 | #NAME? | #NAME? | #NAME? | #NAME? | #NAME? | #NAME? | FALSE | 4 | TRUE | TRUE | #NAME? | #NAME? | #NAME? | #NAME? | #NAME? | #NAME? | #NAME? | #NAME? | #NAME? | #NAME? |  |  | 1: 0; 2: 0; 3: 4.2136; 4: 7.6066 | 11.8201 |  | 284.9255 | 438.6948 | 452.2627 | 20146 | 11.8201 | 284.9255 | 466.0474 |  | 0 | 8342 | 8342 | 2014-06-30 | #NAME? | #NAME? | #NAME?
2014-07-01 | 2014 | 7 | 182 | 1 | 3 | 10.2 | 5.2443 | 7.5 | 0 | 0 | 0 | #NAME? | #NAME? | #NAME? | #NAME? | #NAME? | #NAME? | TRUE | 5 | TRUE | TRUE | #NAME? | #NAME? | #NAME? | #NAME? | #NAME? | #NAME? | #NAME? | #NAME? | #NAME? | #NAME? |  |  | 1: 0; 2: 0; 3: 0; 4: 0 | 0 |  | 0 | 0 | 0 | 20147 | 0 | 0 | 0 |  | 0 | 8343 | 8343 | 2014-07-01 | #NAME? | #NAME? | #NAME?
2014-07-02 | 2014 | 7 | 183 | 2 | 4 | 11.8 | 5.6495 | 13.3333 | 0 | 0 | 0 | #NAME? | #NAME? | #NAME? | #NAME? | #NAME? | #NAME? | FALSE | 1.4 | TRUE | TRUE | #NAME? | #NAME? | #NAME? | #NAME? | #NAME? | #NAME? | #NAME? | #NAME? | #NAME? | #NAME? |  |  | 1: 0; 2: 0; 3: 0; 4: 5.877 | 5.877 |  | 172.3906 | 265.4267 | 273.6358 | 20147 | 5.877 | 172.3906 | 281.9761 |  | 0 | 8344 | 8344 | 2014-07-02 | #NAME? | #NAME? | #NAME?
2014-07-03 | 2014 | 7 | 184 | 3 | 5 | 14.1 | 6.482 | 11.8333 | 0 | 0 | 0 | #NAME? | #NAME? | #NAME? | #NAME? | #NAME? | #NAME? | TRUE | 0 | TRUE | TRUE | #NAME? | #NAME? | #NAME? | #NAME? | #NAME? | #NAME? | #NAME? | #NAME? | #NAME? | #NAME? |  |  | 1: 3.4279; 2: 5.9947; 3: 0; 4: 0 | 9.4226 |  | 226.1204 | 367.4772 | 380.392 | 20147 | 9.4226 | 226.1204 | 369.861 |  | 0 | 8345 | 8345 | 2014-07-03 | #NAME? | #NAME? | #NAME?
2014-07-04 | 2014 | 7 | 185 | 4 | 6 | 14.5 | 5.4808 | 18.1667 | 0 | 0 | 0 | #NAME? | #NAME? | #NAME? | #NAME? | #NAME? | #NAME? | FALSE | 0 | TRUE | TRUE | #NAME? | #NAME? | #NAME? | #NAME? | #NAME? | #NAME? | #NAME? | #NAME? | #NAME? | #NAME? |  |  | 1: 0; 2: 0; 3: 0; 4: 6.6723 | 6.6723 |  | 195.7217 | 301.3493 | 310.6693 | 20147 | 6.6723 | 195.7217 | 320.1384 |  | 0 | 8346 | 8346 | 2014-07-04 | #NAME? | #NAME? | #NAME?
2014-07-05 | 2014 | 7 | 186 | 5 | 7 | 16.1 | 4.9839 | 13.5 | 0 | 0 | 0 | #NAME? | #NAME? | #NAME? | #NAME? | #NAME? | #NAME? | FALSE | 0 | TRUE | TRUE | #NAME? | #NAME? | #NAME? | #NAME? | #NAME? | #NAME? | #NAME? | #NAME? | #NAME? | #NAME? |  |  | 1: 0; 2: 0; 3: 0; 4: 0 | 0 |  | 0 | 0 | 0 | 20147 | 0 | 0 | 0 |  | 0 | 8347 | 8347 | 2014-07-05 | #NAME? | #NAME? | #NAME?
2014-07-06 | 2014 | 7 | 187 | 6 | 1 | 13.8 | 4.633 | 11.6667 | 6.6 | 6.6 | 1.2 | #NAME? | #NAME? | #NAME? | #NAME? | #NAME? | #NAME? | TRUE | 0 | TRUE | TRUE | #NAME? | #NAME? | #NAME? | #NAME? | #NAME? | #NAME? | #NAME? | #NAME? | #NAME? | #NAME? |  |  | 1: 0; 2: 0; 3: 0; 4: 0 | 0 |  | 0 | 0 | 0 | 20147 | 0 | 0 | 0 |  | 0 | 8348 | 8348 | 2014-07-06 | #NAME? | #NAME? | #NAME?
2014-07-07 | 2014 | 7 | 188 | 7 | 2 | 12.7 | 4.9191 | 16 | 2.4 | 2.4 | 0 | #NAME? | #NAME? | #NAME? | #NAME? | #NAME? | #NAME? | FALSE | 6.6 | TRUE | TRUE | #NAME? | #NAME? | #NAME? | #NAME? | #NAME? | #NAME? | #NAME? | #NAME? | #NAME? | #NAME? |  |  | 1: 0; 2: 0; 3: 0; 4: 7.1038 | 7.1038 |  | 208.3768 | 320.8342 | 330.7569 | 20147 | 7.1038 | 208.3768 | 340.8382 |  | 0 | 8349 | 8349 | 2014-07-07 | #NAME? | #NAME? | #NAME?
2014-07-08 | 2014 | 7 | 189 | 8 | 3 | 13.1 | 5.6288 | 13.8333 | 0 | 0 | 0 | #NAME? | #NAME? | #NAME? | #NAME? | #NAME? | #NAME? | TRUE | 9 | TRUE | TRUE | #NAME? | #NAME? | #NAME? | #NAME? | #NAME? | #NAME? | #NAME? | #NAME? | #NAME? | #NAME? |  |  | 1: 0; 2: 0; 3: 0; 4: 0 | 0 |  | 0 | 0 | 0 | 20147 | 0 | 0 | 0 |  | 0 | 8350 | 8350 | 2014-07-08 | #NAME? | #NAME? | #NAME?
2014-07-09 | 2014 | 7 | 190 | 9 | 4 | 13.1 | 6.6496 | 12.3333 | 0 | 0 | 0 | #NAME? | #NAME? | #NAME? | #NAME? | #NAME? | #NAME? | FALSE | 2.4 | TRUE | TRUE | #NAME? | #NAME? | #NAME? | #NAME? | #NAME? | #NAME? | #NAME? | #NAME? | #NAME? | #NAME? |  |  | 1: 0; 2: 0; 3: 0; 4: 5.8013 | 5.8013 |  | 170.1721 | 262.011 | 270.1144 | 20147 | 5.8013 | 170.1721 | 278.3474 |  | 0 | 8351 | 8351 | 2014-07-09 | #NAME? | #NAME? | #NAME?
2014-07-10 | 2014 | 7 | 191 | 10 | 5 | 11.9 | 5.1087 | 14.3333 | 0 | 0 | 0 | #NAME? | #NAME? | #NAME? | #NAME? | #NAME? | #NAME? | TRUE | 0 | TRUE | TRUE | #NAME? | #NAME? | #NAME? | #NAME? | #NAME? | #NAME? | #NAME? | #NAME? | #NAME? | #NAME? |  |  | 1: 6.8499; 2: 13.0877; 3: 0; 4: 0 | 19.9375 |  | 484.3695 | 787.9626 | 815.7153 | 20147 | 19.9375 | 484.3695 | 792.2743 |  | 0 | 8352 | 8352 | 2014-07-10 | #NAME? | #NAME? | #NAME?
2014-07-11 | 2014 | 7 | 192 | 11 | 6 | 9.4 | 4.6011 | 8.8333 | 0 | 0 | 0 | #NAME? | #NAME? | #NAME? | #NAME? | #NAME? | #NAME? | FALSE | 0 | TRUE | TRUE | #NAME? | #NAME? | #NAME? | #NAME? | #NAME? | #NAME? | #NAME? | #NAME? | #NAME? | #NAME? |  |  | 1: 0; 2: 0; 3: 0; 4: 6.467 | 6.467 |  | 189.6995 | 292.077 | 301.1103 | 20147 | 6.467 | 189.6995 | 310.288 |  | 0 | 8353 | 8353 | 2014-07-11 | #NAME? | #NAME? | #NAME?
2014-07-12 | 2014 | 7 | 193 | 12 | 7 | 11.4 | 5.5957 | 11 | 0 | 0 | 0 | #NAME? | #NAME? | #NAME? | #NAME? | #NAME? | #NAME? | FALSE | 0 | TRUE | TRUE | #NAME? | #NAME? | #NAME? | #NAME? | #NAME? | #NAME? | #NAME? | #NAME? | #NAME? | #NAME? |  |  | 1: 0; 2: 0; 3: 4.7216; 4: 0 | 4.7216 |  | 69.2503 | 106.6235 | 109.9211 | 20147 | 4.7216 | 69.2503 | 113.2715 |  | 0 | 8354 | 8354 | 2014-07-12 | #NAME? | #NAME? | #NAME?
2014-07-13 | 2014 | 7 | 194 | 13 | 1 | 12.5 | 6.0126 | 8.1667 | 0 | 0 | 0 | #NAME? | #NAME? | #NAME? | #NAME? | #NAME? | #NAME? | TRUE | 0 | TRUE | TRUE | #NAME? | #NAME? | #NAME? | #NAME? | #NAME? | #NAME? | #NAME? | #NAME? | #NAME? | #NAME? |  |  | 1: 0; 2: 0; 3: 0; 4: 0 | 0 |  | 0 | 0 | 0 | 20147 | 0 | 0 | 0 |  | 0 | 8355 | 8355 | 2014-07-13 | #NAME? | #NAME? | #NAME?
2014-07-14 | 2014 | 7 | 195 | 14 | 2 | 13.5 | 5.6449 | 12.1667 | 0 | 0 | 0 | #NAME? | #NAME? | #NAME? | #NAME? | #NAME? | #NAME? | FALSE | 0 | TRUE | TRUE | #NAME? | #NAME? | #NAME? | #NAME? | #NAME? | #NAME? | #NAME? | #NAME? | #NAME? | #NAME? |  |  | 1: 0; 2: 0; 3: 8.3137; 4: 8.9152 | 17.2288 |  | 383.4454 | 590.3842 | 608.6435 | 20147 | 17.2288 | 383.4454 | 627.1946 |  | 0 | 8356 | 8356 | 2014-07-14 | #NAME? | #NAME? | #NAME?
2014-07-15 | 2014 | 7 | 196 | 15 | 3 | 12.3 | 5.2386 | 8.1667 | 0 | 0 | 0 | #NAME? | #NAME? | #NAME? | #NAME? | #NAME? | #NAME? | TRUE | 0 | TRUE | TRUE | #NAME? | #NAME? | #NAME? | #NAME? | #NAME? | #NAME? | #NAME? | #NAME? | #NAME? | #NAME? |  |  | 1: 3.394; 2: 6.0995; 3: 0; 4: 0 | 9.4935 |  | 228.6979 | 371.7838 | 384.8588 | 20147 | 9.4935 | 228.6979 | 374.077 |  | 0 | 8357 | 8357 | 2014-07-15 | #NAME? | #NAME? | #NAME?
2014-07-16 | 2014 | 7 | 197 | 16 | 4 | 13.8 | 6.5983 | 12 | 0 | 0 | 0 | #NAME? | #NAME? | #NAME? | #NAME? | #NAME? | #NAME? | FALSE | 0 | TRUE | TRUE | #NAME? | #NAME? | #NAME? | #NAME? | #NAME? | #NAME? | #NAME? | #NAME? | #NAME? | #NAME? |  |  | 1: 0; 2: 0; 3: 1.1899; 4: 5.1612 | 6.3512 |  | 168.848 | 259.9723 | 268.0127 | 20147 | 6.3512 | 168.848 | 276.1815 |  | 0 | 8358 | 8358 | 2014-07-16 | #NAME? | #NAME? | #NAME?
2014-07-17 | 2014 | 7 | 198 | 17 | 5 | 13.4 | 5.4409 | 10.5 | 1.5 | 1.5 | 0 | #NAME? | #NAME? | #NAME? | #NAME? | #NAME? | #NAME? | TRUE | 0 | TRUE | TRUE | #NAME? | #NAME? | #NAME? | #NAME? | #NAME? | #NAME? | #NAME? | #NAME? | #NAME? | #NAME? |  |  | 1: 12.8553; 2: 22.7731; 3: 0; 4: 0 | 35.6285 |  | 856.5568 | 1392.2335 | 1441.1783 | 20147 | 35.6285 | 856.5568 | 1401.0543 |  | 0 | 8359 | 8359 | 2014-07-17 | #NAME? | #NAME? | #NAME?
2014-07-18 | 2014 | 7 | 199 | 18 | 6 | 10 | 4.5487 | 7 | 0 | 0 | 0 | #NAME? | #NAME? | #NAME? | #NAME? | #NAME? | #NAME? | FALSE | 1.5 | TRUE | TRUE | #NAME? | #NAME? | #NAME? | #NAME? | #NAME? | #NAME? | #NAME? | #NAME? | #NAME? | #NAME? |  |  | 1: 0; 2: 0; 3: 0; 4: 6.6216 | 6.6216 |  | 194.2329 | 299.0569 | 308.3061 | 20147 | 6.6216 | 194.2329 | 317.7031 |  | 0 | 8360 | 8360 | 2014-07-18 | #NAME? | #NAME? | #NAME?
2014-07-19 | 2014 | 7 | 200 | 19 | 7 | 12.2 | 5.199 | 12.6667 | 0 | 0 | 0 | #NAME? | #NAME? | #NAME? | #NAME? | #NAME? | #NAME? | FALSE | 1.5 | TRUE | TRUE | #NAME? | #NAME? | #NAME? | #NAME? | #NAME? | #NAME? | #NAME? | #NAME? | #NAME? | #NAME? |  |  | 1: 0; 2: 0; 3: 6.7928; 4: 0 | 6.7928 |  | 99.6283 | 153.3959 | 158.1401 | 20147 | 6.7928 | 99.6283 | 162.9601 |  | 0 | 8361 | 8361 | 2014-07-19 | #NAME? | #NAME? | #NAME?
2014-07-20 | 2014 | 7 | 201 | 20 | 1 | 11.6 | 3.4852 | 9 | 8.8 | 8.8 | 2.85 | #NAME? | #NAME? | #NAME? | #NAME? | #NAME? | #NAME? | TRUE | 0 | TRUE | TRUE | #NAME? | #NAME? | #NAME? | #NAME? | #NAME? | #NAME? | #NAME? | #NAME? | #NAME? | #NAME? |  |  | 1: 8.5448; 2: 11.3373; 3: 0; 4: 0 | 19.8821 |  | 457.8855 | 741.5435 | 767.4081 | 20147 | 19.8821 | 457.8855 | 748.9548 |  | 0 | 8362 | 8362 | 2014-07-20 | #NAME? | #NAME? | #NAME?
2014-07-21 | 2014 | 7 | 202 | 21 | 2 | 12.2 | 3.2089 | 6.3333 | 2 | 2 | 0 | #NAME? | #NAME? | #NAME? | #NAME? | #NAME? | #NAME? | FALSE | 8.8 | TRUE | TRUE | #NAME? | #NAME? | #NAME? | #NAME? | #NAME? | #NAME? | #NAME? | #NAME? | #NAME? | #NAME? |  |  | 1: 0; 2: 0; 3: 0; 4: 4.4281 | 4.4281 |  | 129.8905 | 199.9902 | 206.1754 | 20147 | 4.4281 | 129.8905 | 212.4595 |  | 0 | 8363 | 8363 | 2014-07-21 | #NAME? | #NAME? | #NAME?
2014-07-22 | 2014 | 7 | 203 | 22 | 3 | 11.3 | 4.7743 | 12.1667 | 0 | 0 | 0 | #NAME? | #NAME? | #NAME? | #NAME? | #NAME? | #NAME? | TRUE | 10.8 | FALSE | TRUE | #NAME? | #NAME? | #NAME? | #NAME? | #NAME? | #NAME? | #NAME? | #NAME? | #NAME? | #NAME? |  |  | 1: 0; 2: 0; 3: 0; 4: 0 | 0 |  | 0 | 0 | 0 | 20147 | 0 | 0 | 0 |  | 0 | 8364 | 8364 | 2014-07-22 | #NAME? | #NAME? | #NAME?
2014-07-23 | 2014 | 7 | 204 | 23 | 4 | 12 | 5.2758 | 13.5 | 3.4 | 3.4 | 0 | #NAME? | #NAME? | #NAME? | #NAME? | #NAME? | #NAME? | FALSE | 2 | TRUE | TRUE | #NAME? | #NAME? | #NAME? | #NAME? | #NAME? | #NAME? | #NAME? | #NAME? | #NAME? | #NAME? |  |  | 1: 0; 2: 0; 3: 1.6599; 4: 4.9059 | 6.5658 |  | 168.2515 | 259.0539 | 267.0659 | 20147 | 6.5658 | 168.2515 | 275.2059 |  | 0 | 8365 | 8365 | 2014-07-23 | #NAME? | #NAME? | #NAME?
2014-07-24 | 2014 | 7 | 205 | 24 | 5 | 12.4 | 6.0338 | 13.8333 | 0.4 | 0.4 | 0 | #NAME? | #NAME? | #NAME? | #NAME? | #NAME? | #NAME? | TRUE | 3.4 | TRUE | TRUE | #NAME? | #NAME? | #NAME? | #NAME? | #NAME? | #NAME? | #NAME? | #NAME? | #NAME? | #NAME? |  |  | 1: 0; 2: 0; 3: 0; 4: 0 | 0 |  | 0 | 0 | 0 | 20147 | 0 | 0 | 0 |  | 0 | 8366 | 8366 | 2014-07-24 | #NAME? | #NAME? | #NAME?
2014-07-25 | 2014 | 7 | 206 | 25 | 6 | 12.8 | 5.1584 | 28.5 | 0 | 0 | 0 | #NAME? | #NAME? | #NAME? | #NAME? | #NAME? | #NAME? | FALSE | 3.8 | TRUE | TRUE | #NAME? | #NAME? | #NAME? | #NAME? | #NAME? | #NAME? | #NAME? | #NAME? | #NAME? | #NAME? |  |  | 1: 0; 2: 0; 3: 0; 4: 6.2203 | 6.2203 |  | 182.461 | 280.932 | 289.6206 | 20147 | 6.2203 | 182.461 | 298.4481 |  | 0 | 8367 | 8367 | 2014-07-25 | #NAME? | #NAME? | #NAME?
2014-07-26 | 2014 | 7 | 207 | 26 | 7 | 10.9 | 4.5953 | 15.8333 | 0 | 0 | 0 | #NAME? | #NAME? | #NAME? | #NAME? | #NAME? | #NAME? | FALSE | 0.4 | TRUE | TRUE | #NAME? | #NAME? | #NAME? | #NAME? | #NAME? | #NAME? | #NAME? | #NAME? | #NAME? | #NAME? |  |  | 1: 0; 2: 0; 3: 0; 4: 0 | 0 |  | 0 | 0 | 0 | 20147 | 0 | 0 | 0 |  | 0 | 8368 | 8368 | 2014-07-26 | #NAME? | #NAME? | #NAME?
2014-07-27 | 2014 | 7 | 208 | 27 | 1 | 9.7 | 5.3613 | 11.6667 | 0 | 0 | 0 | #NAME? | #NAME? | #NAME? | #NAME? | #NAME? | #NAME? | TRUE | 0 | TRUE | TRUE | #NAME? | #NAME? | #NAME? | #NAME? | #NAME? | #NAME? | #NAME? | #NAME? | #NAME? | #NAME? |  |  | 1: 13.4285; 2: 21.1075; 3: 0; 4: 0 | 34.5359 |  | 816.1034 | 1324.5789 | 1371.0009 | 20147 | 34.5359 | 816.1034 | 1334.8854 |  | 0 | 8369 | 8369 | 2014-07-27 | #NAME? | #NAME? | #NAME?
2014-07-28 | 2014 | 7 | 209 | 28 | 2 | 10 | 5.2897 | 7.8333 | 0 | 0 | 0 | #NAME? | #NAME? | #NAME? | #NAME? | #NAME? | #NAME? | FALSE | 0 | TRUE | TRUE | #NAME? | #NAME? | #NAME? | #NAME? | #NAME? | #NAME? | #NAME? | #NAME? | #NAME? | #NAME? |  |  | 1: 0; 2: 0; 3: 4.708; 4: 8.3133 | 13.0213 |  | 312.907 | 481.7774 | 496.6777 | 20147 | 13.0213 | 312.907 | 511.8162 |  | 0 | 8370 | 8370 | 2014-07-28 | #NAME? | #NAME? | #NAME?
2014-07-29 | 2014 | 7 | 210 | 29 | 3 | 12.3 | 6.6958 | 8 | 0 | 0 | 0 | #NAME? | #NAME? | #NAME? | #NAME? | #NAME? | #NAME? | TRUE | 0 | TRUE | TRUE | #NAME? | #NAME? | #NAME? | #NAME? | #NAME? | #NAME? | #NAME? | #NAME? | #NAME? | #NAME? |  |  | 1: 1.4611; 2: 2.2351; 3: 0; 4: 0 | 3.6962 |  | 86.992 | 141.1447 | 146.0877 | 20147 | 3.6962 | 86.992 | 142.2912 |  | 0 | 8371 | 8371 | 2014-07-29 | #NAME? | #NAME? | #NAME?
2014-07-30 | 2014 | 7 | 211 | 30 | 4 | 14.6 | 7.9212 | 13.5 | 0.4 | 0.4 | 0 | #NAME? | #NAME? | #NAME? | #NAME? | #NAME? | #NAME? | FALSE | 0 | TRUE | TRUE | #NAME? | #NAME? | #NAME? | #NAME? | #NAME? | #NAME? | #NAME? | #NAME? | #NAME? | #NAME? |  |  | 1: 0; 2: 0; 3: 4.3078; 4: 6.0083 | 10.3161 |  | 239.4252 | 368.6388 | 380.04 | 20147 | 10.3161 | 239.4252 | 391.6234 |  | 0 | 8372 | 8372 | 2014-07-30 | #NAME? | #NAME? | #NAME?
2014-07-31 | 2014 | 7 | 212 | 31 | 5 | 15.7 | 5.5029 | 13.1667 | 0 | 0 | 0 | #NAME? | #NAME? | #NAME? | #NAME? | #NAME? | #NAME? | TRUE | 0.4 | TRUE | TRUE | #NAME? | #NAME? | #NAME? | #NAME? | #NAME? | #NAME? | #NAME? | #NAME? | #NAME? | #NAME? |  |  | 1: 9.5455; 2: 11.5034; 3: 0; 4: 0 | 21.0488 |  | 477.4322 | 772.1744 | 799.0293 | 20147 | 21.0488 | 477.4322 | 780.9271 |  | 0 | 8373 | 8373 | 2014-07-31 | #NAME? | #NAME? | #NAME?
2014-08-01 | 2014 | 8 | 213 | 1 | 6 | 13.5 | 5.1523 | 11 | 0 | 0 | 0 | #NAME? | #NAME? | #NAME? | #NAME? | #NAME? | #NAME? | FALSE | 0.4 | TRUE | TRUE | #NAME? | #NAME? | #NAME? | #NAME? | #NAME? | #NAME? | #NAME? | #NAME? | #NAME? | #NAME? |  |  | 1: 0; 2: 0; 3: 0; 4: 7.3833 | 7.3833 |  | 216.5757 | 333.4579 | 343.771 | 20148 | 7.3833 | 216.5757 | 354.2489 |  | 0 | 8374 | 8374 | 2014-08-01 | #NAME? | #NAME? | #NAME?
2014-08-02 | 2014 | 8 | 214 | 2 | 7 | 14.5 | 5.3554 | 15.3333 | 0 | 0 | 0 | #NAME? | #NAME? | #NAME? | #NAME? | #NAME? | #NAME? | FALSE | 0 | TRUE | TRUE | #NAME? | #NAME? | #NAME? | #NAME? | #NAME? | #NAME? | #NAME? | #NAME? | #NAME? | #NAME? |  |  | 1: 0; 2: 0; 3: 9.0477; 4: 0 | 9.0477 |  | 132.7001 | 204.316 | 210.635 | 20148 | 9.0477 | 132.7001 | 217.0551 |  | 0 | 8375 | 8375 | 2014-08-02 | #NAME? | #NAME? | #NAME?
2014-08-03 | 2014 | 8 | 215 | 3 | 1 | 12.2 | 4.3014 | 6.8333 | 7.7 | 7.7 | 2.025 | #NAME? | #NAME? | #NAME? | #NAME? | #NAME? | #NAME? | TRUE | 0 | TRUE | TRUE | #NAME? | #NAME? | #NAME? | #NAME? | #NAME? | #NAME? | #NAME? | #NAME? | #NAME? | #NAME? |  |  | 1: 14.2492; 2: 18.8764; 3: 0; 4: 0 | 33.1256 |  | 762.6946 | 1235.1545 | 1278.234 | 20148 | 33.1256 | 762.6946 | 1247.5256 |  | 0 | 8376 | 8376 | 2014-08-03 | #NAME? | #NAME? | #NAME?
2014-08-04 | 2014 | 8 | 216 | 4 | 2 | 10.2 | 3.4092 | 4.8333 | 0 | 0 | 0 | #NAME? | #NAME? | #NAME? | #NAME? | #NAME? | #NAME? | FALSE | 7.7 | TRUE | TRUE | #NAME? | #NAME? | #NAME? | #NAME? | #NAME? | #NAME? | #NAME? | #NAME? | #NAME? | #NAME? |  |  | 1: 0; 2: 0; 3: 3.2688; 4: 6.0759 | 9.3446 |  | 226.1674 | 348.226 | 358.9959 | 20148 | 9.3446 | 226.1674 | 369.9379 |  | 0 | 8377 | 8377 | 2014-08-04 | #NAME? | #NAME? | #NAME?
2014-08-05 | 2014 | 8 | 217 | 5 | 3 | 11.9 | 3.7505 | 6.3333 | 0 | 0 | 0 | #NAME? | #NAME? | #NAME? | #NAME? | #NAME? | #NAME? | TRUE | 7.7 | TRUE | TRUE | #NAME? | #NAME? | #NAME? | #NAME? | #NAME? | #NAME? | #NAME? | #NAME? | #NAME? | #NAME? |  |  | 1: 5.7945; 2: 9.2025; 3: 0; 4: 0 | 14.9969 |  | 354.9245 | 576.1347 | 596.3318 | 20148 | 14.9969 | 354.9245 | 580.5435 |  | 0 | 8378 | 8378 | 2014-08-05 | #NAME? | #NAME? | #NAME?
2014-08-06 | 2014 | 8 | 218 | 6 | 4 | 12.9 | 4.8204 | 8.6667 | 0 | 0 | 0 | #NAME? | #NAME? | #NAME? | #NAME? | #NAME? | #NAME? | FALSE | 0 | TRUE | TRUE | #NAME? | #NAME? | #NAME? | #NAME? | #NAME? | #NAME? | #NAME? | #NAME? | #NAME? | #NAME? |  |  | 1: 0; 2: 0; 3: 0; 4: 4.3428 | 4.3428 |  | 127.3877 | 196.1366 | 202.2027 | 20148 | 4.3428 | 127.3877 | 208.3657 |  | 0 | 8379 | 8379 | 2014-08-06 | #NAME? | #NAME? | #NAME?
2014-08-07 | 2014 | 8 | 219 | 7 | 5 | 13.8 | 4.934 | 15 | 6.2 | 6.2 | 0.9 | #NAME? | #NAME? | #NAME? | #NAME? | #NAME? | #NAME? | TRUE | 0 | TRUE | TRUE | #NAME? | #NAME? | #NAME? | #NAME? | #NAME? | #NAME? | #NAME? | #NAME? | #NAME? | #NAME? |  |  | 1: 5.4258; 2: 8.1522; 3: 0; 4: 0 | 13.5781 |  | 318.7117 | 516.9932 | 535.0898 | 20148 | 13.5781 | 318.7117 | 521.3109 |  | 0 | 8380 | 8380 | 2014-08-07 | #NAME? | #NAME? | #NAME?
2014-08-08 | 2014 | 8 | 220 | 8 | 6 | 11 | 3.1855 | 6.8333 | 11.6 | 11.6 | 4.95 | #NAME? | #NAME? | #NAME? | #NAME? | #NAME? | #NAME? | FALSE | 6.2 | TRUE | TRUE | #NAME? | #NAME? | #NAME? | #NAME? | #NAME? | #NAME? | #NAME? | #NAME? | #NAME? | #NAME? |  |  | 1: 0; 2: 0; 3: 0; 4: 4.465 | 4.465 |  | 130.9721 | 201.6554 | 207.8922 | 20148 | 4.465 | 130.9721 | 214.2287 |  | 0 | 8381 | 8381 | 2014-08-08 | #NAME? | #NAME? | #NAME?
2014-08-09 | 2014 | 8 | 221 | 9 | 7 | 8.3 | 3.61 | 6.1667 | 0 | 0 | 0 | #NAME? | #NAME? | #NAME? | #NAME? | #NAME? | #NAME? | FALSE | 17.8 | FALSE | TRUE | #NAME? | #NAME? | #NAME? | #NAME? | #NAME? | #NAME? | #NAME? | #NAME? | #NAME? | #NAME? |  |  | 1: 0; 2: 0; 3: 0; 4: 0 | 0 |  | 0 | 0 | 0 | 20148 | 0 | 0 | 0 |  | 0 | 8382 | 8382 | 2014-08-09 | #NAME? | #NAME? | #NAME?
2014-08-10 | 2014 | 8 | 222 | 10 | 1 | 10.6 | 4.3384 | 8.3333 | 0 | 0 | 0 | #NAME? | #NAME? | #NAME? | #NAME? | #NAME? | #NAME? | TRUE | 11.6 | FALSE | TRUE | #NAME? | #NAME? | #NAME? | #NAME? | #NAME? | #NAME? | #NAME? | #NAME? | #NAME? | #NAME? |  |  | 1: 0; 2: 0; 3: 0; 4: 0 | 0 |  | 0 | 0 | 0 | 20148 | 0 | 0 | 0 |  | 0 | 8383 | 8383 | 2014-08-10 | #NAME? | #NAME? | #NAME?
2014-08-11 | 2014 | 8 | 223 | 11 | 2 | 11.3 | 5.0066 | 3.3333 | 0 | 0 | 0 | #NAME? | #NAME? | #NAME? | #NAME? | #NAME? | #NAME? | FALSE | 0 | TRUE | TRUE | #NAME? | #NAME? | #NAME? | #NAME? | #NAME? | #NAME? | #NAME? | #NAME? | #NAME? | #NAME? |  |  | 1: 0; 2: 0; 3: 7.7634; 4: 6.6517 | 14.415 |  | 308.9777 | 475.7276 | 490.4408 | 20148 | 14.415 | 308.9777 | 505.3892 |  | 0 | 8384 | 8384 | 2014-08-11 | #NAME? | #NAME? | #NAME?
2014-08-12 | 2014 | 8 | 224 | 12 | 3 | 11.4 | 5.4189 | 6.5 | 0 | 0 | 0 | #NAME? | #NAME? | #NAME? | #NAME? | #NAME? | #NAME? | TRUE | 0 | TRUE | TRUE | #NAME? | #NAME? | #NAME? | #NAME? | #NAME? | #NAME? | #NAME? | #NAME? | #NAME? | #NAME? |  |  | 1: 2.4953; 2: 3.1769; 3: 0; 4: 0 | 5.6722 |  | 129.7872 | 210.0716 | 217.3898 | 20148 | 5.6722 | 129.7872 | 212.2905 |  | 0 | 8385 | 8385 | 2014-08-12 | #NAME? | #NAME? | #NAME?
2014-08-13 | 2014 | 8 | 225 | 13 | 4 | 15.4 | 5.0602 | 9.3333 | 0.2 | 0.2 | 0 | #NAME? | #NAME? | #NAME? | #NAME? | #NAME? | #NAME? | FALSE | 0 | TRUE | TRUE | #NAME? | #NAME? | #NAME? | #NAME? | #NAME? | #NAME? | #NAME? | #NAME? | #NAME? | #NAME? |  |  | 1: 0; 2: 0; 3: 3.7356; 4: 5.734 | 9.4696 |  | 222.9873 | 343.3296 | 353.948 | 20148 | 9.4696 | 222.9873 | 364.7362 |  | 0 | 8386 | 8386 | 2014-08-13 | #NAME? | #NAME? | #NAME?
2014-08-14 | 2014 | 8 | 226 | 14 | 5 | 16 | 3.4253 | 11 | 1.6 | 1.6 | 0 | #NAME? | #NAME? | #NAME? | #NAME? | #NAME? | #NAME? | TRUE | 0.2 | TRUE | TRUE | #NAME? | #NAME? | #NAME? | #NAME? | #NAME? | #NAME? | #NAME? | #NAME? | #NAME? | #NAME? |  |  | 1: 11.9779; 2: 16.0344; 3: 0; 4: 0 | 28.0123 |  | 646.0191 | 1046.3504 | 1082.8561 | 20148 | 28.0123 | 646.0191 | 1056.6816 |  | 0 | 8387 | 8387 | 2014-08-14 | #NAME? | #NAME? | #NAME?
2014-08-15 | 2014 | 8 | 227 | 15 | 6 | 13.2 | 3.281 | 6.3333 | 0 | 0 | 0 | #NAME? | #NAME? | #NAME? | #NAME? | #NAME? | #NAME? | FALSE | 1.8 | TRUE | TRUE | #NAME? | #NAME? | #NAME? | #NAME? | #NAME? | #NAME? | #NAME? | #NAME? | #NAME? | #NAME? |  |  | 1: 0; 2: 0; 3: 0; 4: 4.667 | 4.667 |  | 136.8998 | 210.7822 | 217.3012 | 20148 | 4.667 | 136.8998 | 223.9244 |  | 0 | 8388 | 8388 | 2014-08-15 | #NAME? | #NAME? | #NAME?
2014-08-16 | 2014 | 8 | 228 | 16 | 7 | 13.9 | 2.5289 | 4.3333 | 0 | 0 | 0 | #NAME? | #NAME? | #NAME? | #NAME? | #NAME? | #NAME? | FALSE | 1.6 | TRUE | TRUE | #NAME? | #NAME? | #NAME? | #NAME? | #NAME? | #NAME? | #NAME? | #NAME? | #NAME? | #NAME? |  |  | 1: 0; 2: 0; 3: 0; 4: 0 | 0 |  | 0 | 0 | 0 | 20148 | 0 | 0 | 0 |  | 0 | 8389 | 8389 | 2014-08-16 | #NAME? | #NAME? | #NAME?
2014-08-17 | 2014 | 8 | 229 | 17 | 1 | 16 | 3.957 | 20.1667 | 0 | 0 | 0 | #NAME? | #NAME? | #NAME? | #NAME? | #NAME? | #NAME? | TRUE | 0 | TRUE | TRUE | #NAME? | #NAME? | #NAME? | #NAME? | #NAME? | #NAME? | #NAME? | #NAME? | #NAME? | #NAME? |  |  | 1: 6.2776; 2: 8.7063; 3: 0; 4: 0 | 14.9839 |  | 347.4573 | 563.0384 | 582.7023 | 20148 | 14.9839 | 347.4573 | 568.3296 |  | 0 | 8390 | 8390 | 2014-08-17 | #NAME? | #NAME? | #NAME?
2014-08-18 | 2014 | 8 | 230 | 18 | 2 | 12.6 | 4.2595 | 7.3333 | 0 | 0 | 0 | #NAME? | #NAME? | #NAME? | #NAME? | #NAME? | #NAME? | FALSE | 0 | TRUE | TRUE | #NAME? | #NAME? | #NAME? | #NAME? | #NAME? | #NAME? | #NAME? | #NAME? | #NAME? | #NAME? |  |  | 1: 0; 2: 0; 3: 0; 4: 5.8473 | 5.8473 |  | 171.5202 | 264.0867 | 272.2543 | 20148 | 5.8473 | 171.5202 | 280.5525 |  | 0 | 8391 | 8391 | 2014-08-18 | #NAME? | #NAME? | #NAME?
2014-08-19 | 2014 | 8 | 231 | 19 | 3 | 12.9 | 3.0627 | 11.3333 | 0 | 0 | 0 | #NAME? | #NAME? | #NAME? | #NAME? | #NAME? | #NAME? | TRUE | 0 | TRUE | TRUE | #NAME? | #NAME? | #NAME? | #NAME? | #NAME? | #NAME? | #NAME? | #NAME? | #NAME? | #NAME? |  |  | 1: 2.9284; 2: 3.9191; 3: 0; 4: 0 | 6.8474 |  | 157.9085 | 255.7619 | 264.685 | 20148 | 6.8474 | 157.9085 | 258.2881 |  | 0 | 8392 | 8392 | 2014-08-19 | #NAME? | #NAME? | #NAME?
2014-08-20 | 2014 | 8 | 232 | 20 | 4 | 10.4 | 2.0186 | 11 | 13.1 | 13.1 | 6.075 | #NAME? | #NAME? | #NAME? | #NAME? | #NAME? | #NAME? | FALSE | 0 | TRUE | TRUE | #NAME? | #NAME? | #NAME? | #NAME? | #NAME? | #NAME? | #NAME? | #NAME? | #NAME? | #NAME? |  |  | 1: 0; 2: 0; 3: 2.3032; 4: 4.0272 | 6.3304 |  | 151.9117 | 233.8958 | 241.1297 | 20148 | 6.3304 | 151.9117 | 248.4792 |  | 0 | 8393 | 8393 | 2014-08-20 | #NAME? | #NAME? | #NAME?
2014-08-21 | 2014 | 8 | 233 | 21 | 5 | 8.7 | 1.8405 | 10.6667 | 0.2 | 0.2 | 0 | #NAME? | #NAME? | #NAME? | #NAME? | #NAME? | #NAME? | TRUE | 13.1 | FALSE | TRUE | #NAME? | #NAME? | #NAME? | #NAME? | #NAME? | #NAME? | #NAME? | #NAME? | #NAME? | #NAME? |  |  | 1: 0; 2: 0; 3: 0; 4: 0 | 0 |  | 0 | 0 | 0 | 20148 | 0 | 0 | 0 |  | 0 | 8394 | 8394 | 2014-08-21 | #NAME? | #NAME? | #NAME?
2014-08-22 | 2014 | 8 | 234 | 22 | 6 | 8.7 | 1.5735 | 9.3333 | 2.3 | 2.3 | 0 | #NAME? | #NAME? | #NAME? | #NAME? | #NAME? | #NAME? | FALSE | 13.3 | FALSE | TRUE | #NAME? | #NAME? | #NAME? | #NAME? | #NAME? | #NAME? | #NAME? | #NAME? | #NAME? | #NAME? |  |  | 1: 0; 2: 0; 3: 0; 4: 0 | 0 |  | 0 | 0 | 0 | 20148 | 0 | 0 | 0 |  | 0 | 8395 | 8395 | 2014-08-22 | #NAME? | #NAME? | #NAME?
2014-08-23 | 2014 | 8 | 235 | 23 | 7 | 7.4 | 2.0128 | 7.6667 | 0 | 0 | 0 | #NAME? | #NAME? | #NAME? | #NAME? | #NAME? | #NAME? | FALSE | 2.5 | TRUE | TRUE | #NAME? | #NAME? | #NAME? | #NAME? | #NAME? | #NAME? | #NAME? | #NAME? | #NAME? | #NAME? |  |  | 1: 0; 2: 0; 3: 5.0884; 4: 0 | 5.0884 |  | 74.6305 | 114.9073 | 118.4612 | 20148 | 5.0884 | 74.6305 | 122.0718 |  | 0 | 8396 | 8396 | 2014-08-23 | #NAME? | #NAME? | #NAME?
2014-08-24 | 2014 | 8 | 236 | 24 | 1 | 7.5 | 2.1468 | 5.6667 | 0 | 0 | 0 | #NAME? | #NAME? | #NAME? | #NAME? | #NAME? | #NAME? | TRUE | 2.3 | TRUE | TRUE | #NAME? | #NAME? | #NAME? | #NAME? | #NAME? | #NAME? | #NAME? | #NAME? | #NAME? | #NAME? |  |  | 1: 5.7654; 2: 8.4918; 3: 0; 4: 0 | 14.2572 |  | 333.651 | 541.0893 | 560.0189 | 20148 | 14.2572 | 333.651 | 545.7468 |  | 0 | 8397 | 8397 | 2014-08-24 | #NAME? | #NAME? | #NAME?
2014-08-25 | 2014 | 8 | 237 | 25 | 2 | 5.7 | 3.6409 | 6 | 0 | 0 | 0 | #NAME? | #NAME? | #NAME? | #NAME? | #NAME? | #NAME? | FALSE | 0 | TRUE | TRUE | #NAME? | #NAME? | #NAME? | #NAME? | #NAME? | #NAME? | #NAME? | #NAME? | #NAME? | #NAME? |  |  | 1: 0; 2: 0; 3: 3.287; 4: 6.4455 | 9.7325 |  | 237.276 | 365.3298 | 376.6286 | 20148 | 9.7325 | 237.276 | 388.1081 |  | 0 | 8398 | 8398 | 2014-08-25 | #NAME? | #NAME? | #NAME?
2014-08-26 | 2014 | 8 | 238 | 26 | 3 | 8.8 | 4.359 | 5.8333 | 0 | 0 | 0 | #NAME? | #NAME? | #NAME? | #NAME? | #NAME? | #NAME? | TRUE | 0 | TRUE | TRUE | #NAME? | #NAME? | #NAME? | #NAME? | #NAME? | #NAME? | #NAME? | #NAME? | #NAME? | #NAME? |  |  | 1: 5.9566; 2: 9.3646; 3: 0; 4: 0 | 15.3213 |  | 362.0602 | 587.6441 | 608.2391 | 20148 | 15.3213 | 362.0602 | 592.2152 |  | 0 | 8399 | 8399 | 2014-08-26 | #NAME? | #NAME? | #NAME?
2014-08-27 | 2014 | 8 | 239 | 27 | 4 | 14.1 | 5.7675 | 7.1667 | 0 | 0 | 0 | #NAME? | #NAME? | #NAME? | #NAME? | #NAME? | #NAME? | FALSE | 0 | TRUE | TRUE | #NAME? | #NAME? | #NAME? | #NAME? | #NAME? | #NAME? | #NAME? | #NAME? | #NAME? | #NAME? |  |  | 1: 0; 2: 0; 3: 0; 4: 4.6775 | 4.6775 |  | 137.2052 | 211.2525 | 217.7861 | 20148 | 4.6775 | 137.2052 | 224.4241 |  | 0 | 8400 | 8400 | 2014-08-27 | #NAME? | #NAME? | #NAME?
2014-08-28 | 2014 | 8 | 240 | 28 | 5 | 9.2 | 2.0558 | 18.5 | 6.8 | 6.8 | 1.35 | #NAME? | #NAME? | #NAME? | #NAME? | #NAME? | #NAME? | TRUE | 0 | TRUE | TRUE | #NAME? | #NAME? | #NAME? | #NAME? | #NAME? | #NAME? | #NAME? | #NAME? | #NAME? | #NAME? |  |  | 1: 4.4672; 2: 6.512; 3: 0; 4: 0 | 10.9791 |  | 256.536 | 415.975 | 430.5233 | 20148 | 10.9791 | 256.536 | 419.6113 |  | 0 | 8401 | 8401 | 2014-08-28 | #NAME? | #NAME? | #NAME?
2014-08-29 | 2014 | 8 | 241 | 29 | 6 | 5 | 3.2889 | 8.1667 | 0 | 0 | 0 | #NAME? | #NAME? | #NAME? | #NAME? | #NAME? | #NAME? | FALSE | 6.8 | TRUE | TRUE | #NAME? | #NAME? | #NAME? | #NAME? | #NAME? | #NAME? | #NAME? | #NAME? | #NAME? | #NAME? |  |  | 1: 0; 2: 0; 3: 0; 4: 2.9528 | 2.9528 |  | 86.6168 | 133.3623 | 137.4869 | 20148 | 2.9528 | 86.6168 | 141.6775 |  | 0 | 8402 | 8402 | 2014-08-29 | #NAME? | #NAME? | #NAME?
2014-08-30 | 2014 | 8 | 242 | 30 | 7 | 8.4 | 3.3582 | 19.3333 | 0.8 | 0.8 | 0 | #NAME? | #NAME? | #NAME? | #NAME? | #NAME? | #NAME? | FALSE | 6.8 | TRUE | TRUE | #NAME? | #NAME? | #NAME? | #NAME? | #NAME? | #NAME? | #NAME? | #NAME? | #NAME? | #NAME? |  |  | 1: 0; 2: 0; 3: 5.7275; 4: 0 | 5.7275 |  | 84.0034 | 129.3386 | 133.3388 | 20148 | 5.7275 | 84.0034 | 137.4028 |  | 0 | 8403 | 8403 | 2014-08-30 | #NAME? | #NAME? | #NAME?
2014-08-31 | 2014 | 8 | 243 | 31 | 1 | 8.1 | 3.283 | 5.8333 | 0 | 0 | 0 | #NAME? | #NAME? | #NAME? | #NAME? | #NAME? | #NAME? | TRUE | 0.8 | TRUE | TRUE | #NAME? | #NAME? | #NAME? | #NAME? | #NAME? | #NAME? | #NAME? | #NAME? | #NAME? | #NAME? |  |  | 1: 4.8365; 2: 6.8813; 3: 0; 4: 0 | 11.7179 |  | 272.7889 | 442.19 | 457.6445 | 20148 | 11.7179 | 272.7889 | 446.1958 |  | 0 | 8404 | 8404 | 2014-08-31 | #NAME? | #NAME? | #NAME?
2014-09-01 | 2014 | 9 | 244 | 1 | 2 | 5.6 | 4.2118 | 7.3333 | 0 | 0 | 0 | #NAME? | #NAME? | #NAME? | #NAME? | #NAME? | #NAME? | FALSE | 0.8 | TRUE | TRUE | #NAME? | #NAME? | #NAME? | #NAME? | #NAME? | #NAME? | #NAME? | #NAME? | #NAME? | #NAME? |  |  | 1: 0; 2: 0; 3: 1.313; 4: 5.9326 | 7.2456 |  | 193.2808 | 297.5911 | 306.795 | 20149 | 7.2456 | 193.2808 | 316.1459 |  | 0 | 8405 | 8405 | 2014-09-01 | #NAME? | #NAME? | #NAME?
2014-09-02 | 2014 | 9 | 245 | 2 | 3 | 9.3 | 2.2783 | 9.8333 | 0 | 0 | 0 | #NAME? | #NAME? | #NAME? | #NAME? | #NAME? | #NAME? | TRUE | 0 | TRUE | TRUE | #NAME? | #NAME? | #NAME? | #NAME? | #NAME? | #NAME? | #NAME? | #NAME? | #NAME? | #NAME? |  |  | 1: 0; 2: 0; 3: 0; 4: 0 | 0 |  | 0 | 0 | 0 | 20149 | 0 | 0 | 0 |  | 0 | 8406 | 8406 | 2014-09-02 | #NAME? | #NAME? | #NAME?
2014-09-03 | 2014 | 9 | 246 | 3 | 4 | 7.3 | 2.3296 | 26.6667 | 2.2 | 2.2 | 0 | #NAME? | #NAME? | #NAME? | #NAME? | #NAME? | #NAME? | FALSE | 0 | TRUE | TRUE | #NAME? | #NAME? | #NAME? | #NAME? | #NAME? | #NAME? | #NAME? | #NAME? | #NAME? | #NAME? |  |  | 1: 0; 2: 0; 3: 8.765; 4: 3.5696 | 12.3346 |  | 233.2607 | 359.1475 | 370.2551 | 20149 | 12.3346 | 233.2607 | 381.5403 |  | 0 | 8407 | 8407 | 2014-09-03 | #NAME? | #NAME? | #NAME?
2014-09-04 | 2014 | 9 | 247 | 4 | 5 | 3.4 | 2.9891 | 6.1667 | 0 | 0 | 0 | #NAME? | #NAME? | #NAME? | #NAME? | #NAME? | #NAME? | TRUE | 2.2 | TRUE | TRUE | #NAME? | #NAME? | #NAME? | #NAME? | #NAME? | #NAME? | #NAME? | #NAME? | #NAME? | #NAME? |  |  | 1: 9.357; 2: 10.4476; 3: 0; 4: 0 | 19.8046 |  | 443.699 | 716.8328 | 741.7032 | 20149 | 19.8046 | 443.699 | 725.7503 |  | 0 | 8408 | 8408 | 2014-09-04 | #NAME? | #NAME? | #NAME?
2014-09-05 | 2014 | 9 | 248 | 5 | 6 | 5.7 | 4.0315 | 4 | 0 | 0 | 0 | #NAME? | #NAME? | #NAME? | #NAME? | #NAME? | #NAME? | FALSE | 2.2 | TRUE | TRUE | #NAME? | #NAME? | #NAME? | #NAME? | #NAME? | #NAME? | #NAME? | #NAME? | #NAME? | #NAME? |  |  | 1: 0; 2: 0; 3: 0; 4: 3.924 | 3.924 |  | 115.1036 | 177.223 | 182.7042 | 20149 | 3.924 | 115.1036 | 188.2729 |  | 0 | 8409 | 8409 | 2014-09-05 | #NAME? | #NAME? | #NAME?
2014-09-06 | 2014 | 9 | 249 | 6 | 7 | 8.5 | 3.9309 | 6.8333 | 0 | 0 | 0 | #NAME? | #NAME? | #NAME? | #NAME? | #NAME? | #NAME? | FALSE | 0 | TRUE | TRUE | #NAME? | #NAME? | #NAME? | #NAME? | #NAME? | #NAME? | #NAME? | #NAME? | #NAME? | #NAME? |  |  | 1: 0; 2: 0; 3: 4.0736; 4: 0 | 4.0736 |  | 59.7462 | 91.9901 | 94.8352 | 20149 | 4.0736 | 59.7462 | 97.7257 |  | 0 | 8410 | 8410 | 2014-09-06 | #NAME? | #NAME? | #NAME?
2014-09-07 | 2014 | 9 | 250 | 7 | 1 | 10.3 | 4.4409 | 10.1667 | 0 | 0 | 0 | #NAME? | #NAME? | #NAME? | #NAME? | #NAME? | #NAME? | TRUE | 0 | TRUE | FALSE | #NAME? | #NAME? | #NAME? | #NAME? | #NAME? | #NAME? | #NAME? | #NAME? | #NAME? | #NAME? |  |  | 1: 0; 2: 0; 3: 0; 4: 0 | 0 |  | 0 | 0 | 0 | 20149 | 0 | 0 | 0 |  | 0 | 8411 | 8411 | 2014-09-07 | #NAME? | #NAME? | #NAME?
2014-09-08 | 2014 | 9 | 251 | 8 | 2 | -0.6 | 2.1241 | 19 | 26.5 | 26.5 | 16.125 | #NAME? | #NAME? | #NAME? | #NAME? | #NAME? | #NAME? | FALSE | 0 | TRUE | FALSE | #NAME? | #NAME? | #NAME? | #NAME? | #NAME? | #NAME? | #NAME? | #NAME? | #NAME? | #NAME? |  |  | 1: 0; 2: 0; 3: 0; 4: 0 | 0 |  | 0 | 0 | 0 | 20149 | 0 | 0 | 0 |  | 0 | 8412 | 8412 | 2014-09-08 | #NAME? | #NAME? | #NAME?
2014-09-09 | 2014 | 9 | 252 | 9 | 3 | -0.6 | 0.40531 | 9.6667 | 2.5 | 2.5 | 0 | #NAME? | #NAME? | #NAME? | #NAME? | #NAME? | #NAME? | TRUE | 26.5 | FALSE | FALSE | #NAME? | #NAME? | #NAME? | #NAME? | #NAME? | #NAME? | #NAME? | #NAME? | #NAME? | #NAME? |  |  | 1: 0; 2: 0; 3: 0; 4: 0 | 0 |  | 0 | 0 | 0 | 20149 | 0 | 0 | 0 |  | 0 | 8413 | 8413 | 2014-09-09 | #NAME? | #NAME? | #NAME?
2014-09-10 | 2014 | 9 | 253 | 10 | 4 | -0.6 | 1.0032 | 19.1667 | 14.5 | 14.5 | 7.125 | #NAME? | #NAME? | #NAME? | #NAME? | #NAME? | #NAME? | FALSE | 29 | FALSE | FALSE | #NAME? | #NAME? | #NAME? | #NAME? | #NAME? | #NAME? | #NAME? | #NAME? | #NAME? | #NAME? |  |  | 1: 0; 2: 0; 3: 0; 4: 0 | 0 |  | 0 | 0 | 0 | 20149 | 0 | 0 | 0 |  | 0 | 8414 | 8414 | 2014-09-10 | #NAME? | #NAME? | #NAME?
2014-09-11 | 2014 | 9 | 254 | 11 | 5 | -1.5 | 1.7395 | 10.3333 | 0 | 0 | 0 | #NAME? | #NAME? | #NAME? | #NAME? | #NAME? | #NAME? | TRUE | 17 | FALSE | FALSE | #NAME? | #NAME? | #NAME? | #NAME? | #NAME? | #NAME? | #NAME? | #NAME? | #NAME? | #NAME? |  |  | 1: 0; 2: 0; 3: 0; 4: 0 | 0 |  | 0 | 0 | 0 | 20149 | 0 | 0 | 0 |  | 0 | 8415 | 8415 | 2014-09-11 | #NAME? | #NAME? | #NAME?
2014-09-12 | 2014 | 9 | 255 | 12 | 6 | 0.3 | 1.8435 | 4.3333 | 2.2 | 2.2 | 0 | #NAME? | #NAME? | #NAME? | #NAME? | #NAME? | #NAME? | FALSE | 14.5 | FALSE | FALSE | #NAME? | #NAME? | #NAME? | #NAME? | #NAME? | #NAME? | #NAME? | #NAME? | #NAME? | #NAME? |  |  | 1: 0; 2: 0; 3: 0; 4: 0 | 0 |  | 0 | 0 | 0 | 20149 | 0 | 0 | 0 |  | 0 | 8416 | 8416 | 2014-09-12 | #NAME? | #NAME? | #NAME?
2014-09-13 | 2014 | 9 | 256 | 13 | 7 | 2.3 | 1.9485 | 10.6667 | 0 | 0 | 0 | #NAME? | #NAME? | #NAME? | #NAME? | #NAME? | #NAME? | FALSE | 2.2 | TRUE | TRUE | #NAME? | #NAME? | #NAME? | #NAME? | #NAME? | #NAME? | #NAME? | #NAME? | #NAME? | #NAME? |  |  | 1: 0; 2: 0; 3: 2.9392; 4: 0 | 2.9392 |  | 43.1083 | 66.3731 | 68.4259 | 20149 | 2.9392 | 43.1083 | 70.5114 |  | 0 | 8417 | 8417 | 2014-09-13 | #NAME? | #NAME? | #NAME?
2014-09-14 | 2014 | 9 | 257 | 14 | 1 | 5.8 | 2.602 | 7.5 | 0 | 0 | 0 | #NAME? | #NAME? | #NAME? | #NAME? | #NAME? | #NAME? | TRUE | 2.2 | TRUE | TRUE | #NAME? | #NAME? | #NAME? | #NAME? | #NAME? | #NAME? | #NAME? | #NAME? | #NAME? | #NAME? |  |  | 1: 0; 2: 0; 3: 0; 4: 0 | 0 |  | 0 | 0 | 0 | 20149 | 0 | 0 | 0 |  | 0 | 8418 | 8418 | 2014-09-14 | #NAME? | #NAME? | #NAME?
2014-09-15 | 2014 | 9 | 258 | 15 | 2 | 4 | 3.222 | 11.6667 | 0 | 0 | 0 | #NAME? | #NAME? | #NAME? | #NAME? | #NAME? | #NAME? | FALSE | 0 | TRUE | TRUE | #NAME? | #NAME? | #NAME? | #NAME? | #NAME? | #NAME? | #NAME? | #NAME? | #NAME? | #NAME? |  |  | 1: 0; 2: 0; 3: 3.5698; 4: 6.7535 | 10.3233 |  | 250.4586 | 385.6268 | 397.5534 | 20149 | 10.3233 | 250.4586 | 409.6706 |  | 0 | 8419 | 8419 | 2014-09-15 | #NAME? | #NAME? | #NAME?
2014-09-16 | 2014 | 9 | 259 | 16 | 3 | 6.5 | 3.3456 | 5.1667 | 0 | 0 | 0 | #NAME? | #NAME? | #NAME? | #NAME? | #NAME? | #NAME? | TRUE | 0 | TRUE | TRUE | #NAME? | #NAME? | #NAME? | #NAME? | #NAME? | #NAME? | #NAME? | #NAME? | #NAME? | #NAME? |  |  | 1: 11.3569; 2: 14.7649; 3: 0; 4: 0 | 26.1218 |  | 599.6719 | 970.8981 | 1004.7422 | 20149 | 26.1218 | 599.6719 | 980.8723 |  | 0 | 8420 | 8420 | 2014-09-16 | #NAME? | #NAME? | #NAME?
2014-09-17 | 2014 | 9 | 260 | 17 | 4 | 7 | 3.4188 | 3.3333 | 0 | 0 | 0 | #NAME? | #NAME? | #NAME? | #NAME? | #NAME? | #NAME? | FALSE | 0 | TRUE | TRUE | #NAME? | #NAME? | #NAME? | #NAME? | #NAME? | #NAME? | #NAME? | #NAME? | #NAME? | #NAME? |  |  | 1: 0; 2: 0; 3: 1.9072; 4: 4.1201 | 6.0273 |  | 148.8285 | 229.1486 | 236.2357 | 20149 | 6.0273 | 148.8285 | 243.436 |  | 0 | 8421 | 8421 | 2014-09-17 | #NAME? | #NAME? | #NAME?
2014-09-18 | 2014 | 9 | 261 | 18 | 5 | 13.9 | 2.6052 | 8.5 | 0 | 0 | 0 | #NAME? | #NAME? | #NAME? | #NAME? | #NAME? | #NAME? | TRUE | 0 | TRUE | TRUE | #NAME? | #NAME? | #NAME? | #NAME? | #NAME? | #NAME? | #NAME? | #NAME? | #NAME? | #NAME? |  |  | 1: 2.3205; 2: 3.6837; 3: 0; 4: 0 | 6.0041 |  | 142.088 | 230.6446 | 238.73 | 20149 | 6.0041 | 142.088 | 232.4108 |  | 0 | 8422 | 8422 | 2014-09-18 | #NAME? | #NAME? | #NAME?
2014-09-19 | 2014 | 9 | 262 | 19 | 6 | 9.7 | 3.7835 | 13 | 0 | 0 | 0 | #NAME? | #NAME? | #NAME? | #NAME? | #NAME? | #NAME? | FALSE | 0 | TRUE | TRUE | #NAME? | #NAME? | #NAME? | #NAME? | #NAME? | #NAME? | #NAME? | #NAME? | #NAME? | #NAME? |  |  | 1: 0; 2: 0; 3: 0; 4: 3.7129 | 3.7129 |  | 108.9108 | 167.688 | 172.8742 | 20149 | 3.7129 | 108.9108 | 178.1434 |  | 0 | 8423 | 8423 | 2014-09-19 | #NAME? | #NAME? | #NAME?
2014-09-20 | 2014 | 9 | 263 | 20 | 7 | 7 | 3.1293 | 7.5 | 0 | 0 | 0 | #NAME? | #NAME? | #NAME? | #NAME? | #NAME? | #NAME? | FALSE | 0 | TRUE | TRUE | #NAME? | #NAME? | #NAME? | #NAME? | #NAME? | #NAME? | #NAME? | #NAME? | #NAME? | #NAME? |  |  | 1: 0; 2: 0; 3: 3.302; 4: 0 | 3.302 |  | 48.4293 | 74.5657 | 76.8718 | 20149 | 3.302 | 48.4293 | 79.2148 |  | 0 | 8424 | 8424 | 2014-09-20 | #NAME? | #NAME? | #NAME?
2014-09-21 | 2014 | 9 | 264 | 21 | 1 | 6.2 | 3.8708 | 8.6667 | 0 | 0 | 0 | #NAME? | #NAME? | #NAME? | #NAME? | #NAME? | #NAME? | TRUE | 0 | TRUE | TRUE | #NAME? | #NAME? | #NAME? | #NAME? | #NAME? | #NAME? | #NAME? | #NAME? | #NAME? | #NAME? |  |  | 1: 10.1433; 2: 12.1881; 3: 0; 4: 0 | 22.3315 |  | 506.2874 | 818.8095 | 847.2838 | 20149 | 22.3315 | 506.2874 | 828.1249 |  | 0 | 8425 | 8425 | 2014-09-21 | #NAME? | #NAME? | #NAME?
2014-09-22 | 2014 | 9 | 265 | 22 | 2 | 10.3 | 4.2178 | 5 | 0 | 0 | 0 | #NAME? | #NAME? | #NAME? | #NAME? | #NAME? | #NAME? | FALSE | 0 | TRUE | TRUE | #NAME? | #NAME? | #NAME? | #NAME? | #NAME? | #NAME? | #NAME? | #NAME? | #NAME? | #NAME? |  |  | 1: 0; 2: 0; 3: 3.3837; 4: 6.1301 | 9.5138 |  | 229.4437 | 353.2704 | 364.1963 | 20149 | 9.5138 | 229.4437 | 375.2968 |  | 0 | 8426 | 8426 | 2014-09-22 | #NAME? | #NAME? | #NAME?
2014-09-23 | 2014 | 9 | 266 | 23 | 3 | 13.6 | 2.1037 | 8.3333 | 1 | 1 | 0 | #NAME? | #NAME? | #NAME? | #NAME? | #NAME? | #NAME? | TRUE | 0 | TRUE | TRUE | #NAME? | #NAME? | #NAME? | #NAME? | #NAME? | #NAME? | #NAME? | #NAME? | #NAME? | #NAME? |  |  | 1: 2.5442; 2: 3.9074; 3: 0; 4: 0 | 6.4516 |  | 151.9319 | 246.5222 | 255.1565 | 20149 | 6.4516 | 151.9319 | 248.5122 |  | 0 | 8427 | 8427 | 2014-09-23 | #NAME? | #NAME? | #NAME?
2014-09-24 | 2014 | 9 | 267 | 24 | 4 | 13.2 | 4.0021 | 10.8333 | 0 | 0 | 0 | #NAME? | #NAME? | #NAME? | #NAME? | #NAME? | #NAME? | FALSE | 1 | TRUE | TRUE | #NAME? | #NAME? | #NAME? | #NAME? | #NAME? | #NAME? | #NAME? | #NAME? | #NAME? | #NAME? |  |  | 1: 0; 2: 0; 3: 7.9822; 4: 3.4768 | 11.4591 |  | 219.0599 | 337.2827 | 347.7142 | 20149 | 11.4591 | 219.0599 | 358.3123 |  | 0 | 8428 | 8428 | 2014-09-24 | #NAME? | #NAME? | #NAME?
2014-09-25 | 2014 | 9 | 268 | 25 | 5 | 10.4 | 3.4622 | 7.1667 | 0 | 0 | 0 | #NAME? | #NAME? | #NAME? | #NAME? | #NAME? | #NAME? | TRUE | 1 | TRUE | TRUE | #NAME? | #NAME? | #NAME? | #NAME? | #NAME? | #NAME? | #NAME? | #NAME? | #NAME? | #NAME? |  |  | 1: 0; 2: 0; 3: 0; 4: 0 | 0 |  | 0 | 0 | 0 | 20149 | 0 | 0 | 0 |  | 0 | 8429 | 8429 | 2014-09-25 | #NAME? | #NAME? | #NAME?
2014-09-26 | 2014 | 9 | 269 | 26 | 6 | 7.7 | 1.5344 | 14.3333 | 3.8 | 3.8 | 0 | #NAME? | #NAME? | #NAME? | #NAME? | #NAME? | #NAME? | FALSE | 0 | TRUE | TRUE | #NAME? | #NAME? | #NAME? | #NAME? | #NAME? | #NAME? | #NAME? | #NAME? | #NAME? | #NAME? |  |  | 1: 0; 2: 0; 3: 0; 4: 4.1842 | 4.1842 |  | 122.7371 | 188.9761 | 194.8208 | 20149 | 4.1842 | 122.7371 | 200.7588 |  | 0 | 8430 | 8430 | 2014-09-26 | #NAME? | #NAME? | #NAME?
2014-09-27 | 2014 | 9 | 270 | 27 | 7 | 6.1 | 0.88886 | 12.8333 | 0 | 0 | 0 | #NAME? | #NAME? | #NAME? | #NAME? | #NAME? | #NAME? | FALSE | 3.8 | TRUE | TRUE | #NAME? | #NAME? | #NAME? | #NAME? | #NAME? | #NAME? | #NAME? | #NAME? | #NAME? | #NAME? |  |  | 1: 0; 2: 0; 3: 0; 4: 0 | 0 |  | 0 | 0 | 0 | 20149 | 0 | 0 | 0 |  | 0 | 8431 | 8431 | 2014-09-27 | #NAME? | #NAME? | #NAME?
2014-09-28 | 2014 | 9 | 271 | 28 | 1 | 4.5 | 2.6192 | 18.3333 | 0 | 0 | 0 | #NAME? | #NAME? | #NAME? | #NAME? | #NAME? | #NAME? | TRUE | 3.8 | TRUE | TRUE | #NAME? | #NAME? | #NAME? | #NAME? | #NAME? | #NAME? | #NAME? | #NAME? | #NAME? | #NAME? |  |  | 1: 0; 2: 0; 3: 0; 4: 0 | 0 |  | 0 | 0 | 0 | 20149 | 0 | 0 | 0 |  | 0 | 8432 | 8432 | 2014-09-28 | #NAME? | #NAME? | #NAME?
2014-09-29 | 2014 | 9 | 272 | 29 | 2 | 6.9 | 2.2911 | 26.1667 | 0 | 0 | 0 | #NAME? | #NAME? | #NAME? | #NAME? | #NAME? | #NAME? | FALSE | 0 | TRUE | TRUE | #NAME? | #NAME? | #NAME? | #NAME? | #NAME? | #NAME? | #NAME? | #NAME? | #NAME? | #NAME? |  |  | 1: 0; 2: 0; 3: 3.0422; 4: 4.2094 | 7.2517 |  | 168.0959 | 258.8144 | 266.819 | 20149 | 7.2517 | 168.0959 | 274.9514 |  | 0 | 8433 | 8433 | 2014-09-29 | #NAME? | #NAME? | #NAME?
2014-09-30 | 2014 | 9 | 273 | 30 | 3 | 5.4 | 2.1386 | 15.1667 | 1.9 | 1.9 | 0 | #NAME? | #NAME? | #NAME? | #NAME? | #NAME? | #NAME? | TRUE | 0 | TRUE | TRUE | #NAME? | #NAME? | #NAME? | #NAME? | #NAME? | #NAME? | #NAME? | #NAME? | #NAME? | #NAME? |  |  | 1: 0; 2: 0; 3: 0; 4: 0 | 0 |  | 0 | 0 | 0 | 20149 | 0 | 0 | 0 |  | 0 | 8434 | 8434 | 2014-09-30 | #NAME? | #NAME? | #NAME?
End | End | End | End | End | End | End | End | End | End | End | End | End | End | End | End | End | End | End | End | End | End |  | End | End | End | End | End | End | End | End | End | End | End | End | End | End | End | End | End | End | End | End | End | End | End | End | End | End | End |  | End | End | End | End | End | End | End | End | End | End | End | End | End | End | End | End | End | End | End | End | End | End | End | End | End
Help
Output
Note that data in this area of the workbook is part of the internal functioning of the tool and is not intended for viewing or editing by the end user.
Note on M18: KGW: Water content added to make up the assumed Field Capacity water content on May 1st each year.
Note on O18: Kevin Willis: Irrigation actually happens in the early hours of the following day, that's why we are looking at the next day's wind speed
Note on Q18: KGW: "Environmental Stress"
Note on S18: Kevin Willis: Irrigation actually happens in the early hours of the following day, that's why we are looking at the next day's schedule
Note on V18: Kevin Willis: Irrigation actually happens in the early hours of the following day, that's why we are looking at the next day's temperature

## Irrigation Results (hidden)
Irrigation Demand Estimation Tool
Irrigation Results
Irrigation Pumped Volume (m3)
[5 empty] | Overall Monthly Average: | 8049.0267 | m3
[5 empty] | Standard Deviation: | 2586.8725 | m3
| 55 Year Total: | 325890.9598 | 468783.5977 | 553304.441 | 526645.7373 | 338857.6064 | 2213482.3422
| 55 Year Average: | 5925.2902 | 8523.3381 | 10060.0807 | 9575.377 | 6161.0474 | 40245.1335
| Percent of Total: | 14.72% | 21.18% | 25% | 23.79% | 15.31%
| Year | May | June | July | August | September | Total
| 1960 | 4508.7409 | 8498.3435 | 10715.8917 | 7870.3467 | 4219.2354 | 35812.5582
| 1961 | 7212.6805 | 12275.8273 | 8493.2665 | 9974.3984 | 1865.0016 | 39821.1744
| 1962 | 5004.8343 | 9389.5167 | 13708.7247 | 8352.5271 | 6593.4802 | 43049.0831
| 1963 | 5387.8719 | 5135.7835 | 7268.3763 | 8461.6747 | 5594.1542 | 31847.8606
| 1964 | 4801.0373 | 4288.936 | 9649.9104 | 7878.2898 | 3545.373 | 30163.5465
| 1965 | 3679.6134 | 3645.5086 | 9372.1516 | 9726.7924 | 493.9156 | 26917.9816
| 1966 | 5409.8651 | 6249.6031 | 7468.7096 | 10268.371 | 9417.9664 | 38814.5151
| 1967 | 5040.6345 | 9113.3036 | 13237.3496 | 13248.4184 | 10758.8104 | 51398.5165
| 1968 | 2086.1589 | 8634.7497 | 10567.4643 | 8876.9478 | 5684.0223 | 35849.343
| 1969 | 6828.2681 | 9297.8775 | 11249.6599 | 11654.7151 | 6101.3219 | 45131.8425
| 1970 | 7150.1485 | 9633.0985 | 9941.3732 | 13342.2833 | 7204.9675 | 47271.8709
| 1971 | 7371.3489 | 8630.359 | 8664.7662 | 10554.9908 | 3812.7319 | 39034.1967
| 1972 | 7635.1539 | 9710.2005 | 9564.1039 | 10469.7316 | 4259.4411 | 41638.6309
| 1973 | 7984.654 | 8249.0289 | 11598.4989 | 7830.2616 | 6147.1756 | 41809.619
| 1974 | 3071.4244 | 11482.5143 | 11599.1288 | 9141.7375 | 5322.1112 | 40616.9163
| 1975 | 3273.6238 | 10181.1542 | 11959.8084 | 10275.4052 | 8376.3317 | 44066.3234
| 1976 | 7813.6414 | 8057.1142 | 9843.5912 | 8365.3884 | 8077.0101 | 42156.7454
| 1977 | 4219.1316 | 11100.4116 | 11342.4754 | 7251.232 | 3859.6771 | 37772.9278
| 1978 | 6031.9003 | 8587.2151 | 11695.2494 | 9267.7798 | 3668.8033 | 39250.948
| 1979 | 5137.8841 | 11767.715 | 11438.5023 | 11628.4092 | 7557.775 | 47530.2856
| 1980 | 5681.7427 | 8699.1077 | 9369.6022 | 10224.3917 | 6692.7727 | 40667.617
| 1981 | 5716.9907 | 7206.7712 | 6037.7271 | 11065.7546 | 6843.1783 | 36870.4219
| 1982 | 4203.063 | 10695.8167 | 7830.8749 | 11720.5552 | 6428.9579 | 40879.2678
| 1983 | 7758.9911 | 10832.8221 | 9796.5873 | 13549.3613 | 4592.5723 | 46530.3341
| 1984 | 3593.9585 | 10455.8508 | 14200.4361 | 12815.0445 | 3268.5619 | 44333.8518
| 1985 | 9413.0525 | 10942.3388 | 11023.3432 | 8015.3328 | 2830.7145 | 42224.7818
| 1986 | 6642.0931 | 10755.105 | 10506.8946 | 11498.4251 | 3378.1936 | 42780.7114
| 1987 | 8584.1016 | 14067.3274 | 7965.5685 | 5799.1651 | 8356.275 | 44772.4376
| 1988 | 9893.5913 | 8801.5518 | 8874.7141 | 7998.4688 | 6267.0968 | 41835.4227
| 1989 | 7276.1367 | 7970.3377 | 11696.8783 | 8979.8975 | 7235.8344 | 43159.0846
| 1990 | 3704.7414 | 9251.1989 | 9548.7271 | 8781.6697 | 9245.0744 | 40531.4115
| 1991 | 5437.1868 | 6759.7085 | 12665.2603 | 10708.1318 | 6827.7545 | 42398.0419
| 1992 | 5596.9867 | 8069.4652 | 9592.6606 | 7928.215 | 6306.8741 | 37494.2017
| 1993 | 7827.0389 | 8136.5321 | 7129.0976 | 6997.3269 | 6947.5169 | 37037.5124
| 1994 | 7569.8321 | 10285.1134 | 10978.2692 | 8252.3549 | 8536.6212 | 45622.1908
| 1995 | 7235.9164 | 10710.5525 | 7485.4416 | 9338.6844 | 6496.8212 | 41267.4161
| 1996 | 2800.1731 | 7199.992 | 11303.066 | 11685.3549 | 6230.4462 | 39219.0322
| 1997 | 5594.3646 | 8327.9361 | 10517.4766 | 9071.553 | 8009.0064 | 41520.3367
| 1998 | 4480.5771 | 5158.4028 | 9985.4642 | 9734.6774 | 8986.1842 | 38345.3057
| 1999 | 5660.3236 | 6021.3982 | 7686.4944 | 8362.626 | 6098.8416 | 33829.6837
| 2000 | 5157.7024 | 6810.0354 | 9684.8439 | 9626.3725 | 7354.0598 | 38633.014
| 2001 | 6644.3769 | 6746.9303 | 9857.6913 | 13577.8969 | 8005.069 | 44831.9644
| 2002 | 4613.9572 | 10638.8932 | 11395.9126 | 8534.9323 | 4255.0639 | 39438.7593
| 2003 | 6237.0584 | 6407.5748 | 10629.2005 | 8137.5342 | 8321.7729 | 39733.1408
| 2004 | 5788.3405 | 8031.3276 | 10194.7656 | 8961.4611 | 6220.3316 | 39196.2265
| 2005 | 6578.0048 | 5380.9302 | 12330.5112 | 7915.492 | 5379.4823 | 37584.4204
| 2006 | 9797.5509 | 7081.5976 | 10125.663 | 10877.707 | 9345.003 | 47227.5215
| 2007 | 5961.1096 | 7587.8913 | 13145.7206 | 9154.9844 | 4116.7001 | 39966.4061
| 2008 | 5039.3997 | 8780.0321 | 10207.1289 | 10328.3894 | 6608.3491 | 40963.2991
| 2009 | 5081.2716 | 11279.099 | 8652.0114 | 9055.0846 | 10380.4096 | 44447.8762
| 2010 | 5819.5035 | 9214.2342 | 8385.3768 | 8288.9853 | 3998.3009 | 35706.4007
| 2011 | 5486.7201 | 8354.6434 | 8921.7655 | 10872.4332 | 8720.4214 | 42355.9837
| 2012 | 6367.0585 | 5190.8876 | 9309.6803 | 5617.9034 | 3131.722 | 29617.2517
| 2013 | 6855.7654 | 5537.9488 | 6227.8058 | 8280.5289 | 4692.6665 | 31594.7154
| 2014 | 6143.6625 | 7465.9823 | 10662.7771 | 10449.3408 | 6189.6509 | 40911.4136
|  | 5 | 6 | 7 | 8 | 9
Help
Output

## Irrigation Summary (hidden)
Irrigation Demand Estimation Tool
Irrigation Summary
| Estimated Average Annual Irrigation Volume (cubic meters) |  |  |  |  | Estimated Average Monthly Applied Irrigation (mm)
|  |  | Irrigation | Irrigation | Irrigation
|  | Area | Demand | Applied | Pumped | 5 | 6 | 7 | 8 | 9
| Area Name | (hectares) | (m3) | (m3) | (m3) | May | June | July | August | September
| All Areas Combined | 8.8 | 24604.5025 | 38954.4538 | 40245.1335
1 | Test 1 | 1.4667 | 3395.325 | 5227.7227 | 5389.4048 | 45.7152 | 73.4267 | 91.5745 | 90.4923 | 55.2269
2 | Test 2 | 2.9333 | 9749.1103 | 16081.8657 | 16665.1458 | 77.2109 | 114.7742 | 139.8524 | 132.5627 | 83.8453
3 | Test 3 | 1.4667 | 2553.9582 | 3932.2848 | 4053.9019 | 33.8216 | 54.6564 | 67.5489 | 68.0315 | 44.052
4 | Test 4 | 2.9333 | 8906.109 | 13712.5806 | 14136.681 | 78.3074 | 102.345 | 112.7314 | 104.2811 | 69.8094
5
6
7
8
9
10
11
12
13
14
15
Help
Output

## Water Balance Results (hidden)
Irrigation Demand Estimation Tool
55 Year Water Balance Results
Water Column Content (m3)
|  |  | Starting Water | Added Water | Effective | Irrigation |  | Deep |  | Ending Water | Balance
|  | Area | Content | Content | Precipitation | Demand | Transpiration | Percolation | Runoff | Content | Check
| Area Name | (hectares) | SWC (+) | AWC (+) | EP (+) | IRR (+) | ET (-) | DP (-) | R (-) | EWC (-) | BC
| All Areas Combined | 8.8 | 3597.44 | 47978.7334 | 553231.8 | 1353247.6398 | -1568296.2503 | -366338.8191 | -20448.596 | -2971.9479 | -2.5538e-09
| Test 1 | 1.4667 | 499.84 | 9142.1799 | 92205.3 | 186742.8773 | -243014.024 | -43343.2907 | -1902.3578 | -330.5246 | -8.1457e-11
| Test 2 | 2.9333 | 1999.36 | 23691.9706 | 184410.6 | 536201.0648 | -625270.6848 | -119097.5071 | -298.3894 | -1636.4141 | -8.6925e-10
| Test 3 | 1.4667 | 429.44 | 6300.5055 | 92205.3 | 140467.7008 | -181990.0923 | -51870.5209 | -5171.6217 | -370.7114 | 5.7003e-10
| Test 4 | 2.9333 | 668.8 | 8844.0774 | 184410.6 | 489835.997 | -518021.4493 | -152027.5003 | -13076.227 | -634.2978 | -2.1731e-09
Note on D6: Starting water content on May 1, 1960 = Field Capacity of the soil-water system within the rooting depth.
Note on E6: Total of the water content added in the calculations on May 1st of each year in order to bring the soil-water system within the rooting depth to Field Capacity.
Help
Output

## WBSCC Input Data (hidden)
Irrigation Demand Estimation Tool
WBSCC Input Data
Crop Water Requirements
Crop Water Requirements - mm / month
|  | Winter or | 1 | 2 | 0 | 0
| Month | Summer ? | Urban C | Urban C
| January | Winter | [6 empty] | 0
| February | Winter | [6 empty] | 0
| March | Winter | [6 empty] | 0
| April | Summer | [6 empty] | 0
| May | Summer | 45.7152 | 77.2109 |  |  |  |  | 1
| June | Summer | 73.4267 | 114.7742 |  |  |  |  | 2
| July | Summer | 91.5745 | 139.8524 |  |  |  |  | 3
| August | Summer | 90.4923 | 132.5627 |  |  |  |  | 4
| September | Summer | 55.2269 | 83.8453 |  |  |  |  | 5
| October | Summer | [6 empty] | 0
| November | Winter | [6 empty] | 0
| December | Winter | [6 empty] | 0
| Weekly Watering Schedule |  | 1
| Month | Sunday | Monday | Tuesday | Wednesday | Thursday | Friday | Saturday
| January | [7 empty] | 1
| February | [7 empty] | 2
| March | [7 empty] | 3
| April | [7 empty] | 4
| May | #NAME? | #NAME? | #NAME? | #NAME? | #NAME? | #NAME? | #NAME? | 5
| June | #NAME? | #NAME? | #NAME? | #NAME? | #NAME? | #NAME? | #NAME? | 6
| July | #NAME? | #NAME? | #NAME? | #NAME? | #NAME? | #NAME? | #NAME? | 7
| August | #NAME? | #NAME? | #NAME? | #NAME? | #NAME? | #NAME? | #NAME? | 8
| September | #NAME? | #NAME? | #NAME? | #NAME? | #NAME? | #NAME? | #NAME? | 9
| October | [7 empty] | 10
| November | [7 empty] | 11
| December | [7 empty] | 12
|  | 1 | 2 | 3 | 4 | 5 | 6 | 7
Help
Clear

## Water Balance Raw Results (hidden)
Depth
Test 2 | 2.9333 | #NAME? | #NAME? | 6286.725 | #NAME? | #NAME? | #NAME? | #NAME? | #NAME? | #NAME?
|  | Starting Water | Added Water | Effective | Effective | Evaporation / | Deep |  | Ending Water | Balance
| Area | Content | Content | Precipitation | Irrigation | Transpiration | Percolation | Runoff | Content | Check
Area Name | (hectares) | SWC | AWC | EP | IRR | ET | DP | R | EWC | BC
Test 1 | 1.4667 | 34.08 | 623.3304 | 6286.725 | 12732.4689 | -16569.138 | -2955.2244 | -129.7062 | -22.5358 | -6.6613e-12
Test 2 | 2.9333 | 68.16 | 807.6808 | 6286.725 | 18279.5818 | -21316.0461 | -4060.1423 | -10.1724 | -55.7868 | -2.6738e-11
Test 3 | 1.4667 | 29.28 | 429.5799 | 6286.725 | 9577.3432 | -12408.4154 | -3536.6264 | -352.6106 | -25.2758 | 3.9009e-11
Test 4 | 2.9333 | 22.8 | 301.5026 | 6286.725 | 16698.9544 | -17659.8221 | -5182.7557 | -445.7805 | -21.6238 | -7.6682e-11
Volume
Test 2 | 2.9333 | #NAME? | #NAME? | 184410.6 | #NAME? | #NAME? | #NAME? | #NAME? | #NAME? | #NAME?
|  | Starting Water | Added Water | Effective |  | Evaporation / | Deep |  | Ending Water | Balance
| Area | Content | Content | Precipitation | Irrigation | Transpiration | Percolation | Runoff | Content | Check
Area Name | (hectares) | SWC | AWC | EP | IRR | ET | DP | R | EWC | BC
Test 1 | 1.4667 | 499.84 | 9142.1799 | 92205.3 | 186742.8773 | -243014.024 | -43343.2907 | -1902.3578 | -330.5246 | -8.1457e-11
Test 2 | 2.9333 | 1999.36 | 23691.9706 | 184410.6 | 536201.0648 | -625270.6848 | -119097.5071 | -298.3894 | -1636.4141 | -8.6925e-10
Test 3 | 1.4667 | 429.44 | 6300.5055 | 92205.3 | 140467.7008 | -181990.0923 | -51870.5209 | -5171.6217 | -370.7114 | 5.7003e-10
Test 4 | 2.9333 | 668.8 | 8844.0774 | 184410.6 | 489835.997 | -518021.4493 | -152027.5003 | -13076.227 | -634.2978 | -2.1731e-09
Current
|  | 3597.44 | 47978.7334 | 553231.8 | 1353247.6398 | -1568296.2503 | -366338.8191 | -20448.596 | -2971.9479 | -2.5538e-09 | 1
|  | Starting Water | Added Water | Effective |  | Evaporation / | Deep |  | Ending Water | Balance | Maximum
| Area | Content | Content | Precipitation | Irrigation | Transpiration | Percolation | Runoff | Content | Check | Value
Area Name | (hectares) | SWC | AWC | EP | IRR | ET | DP | R | EWC | BC | MV
Test 1 | 1.4667 | 499.84 | 9142.1799 | 92205.3 | 186742.8773 | -243014.024 | -43343.2907 | -1902.3578 | -330.5246 | -8.1457e-11 | 1
Test 2 | 2.9333 | 1999.36 | 23691.9706 | 184410.6 | 536201.0648 | -625270.6848 | -119097.5071 | -298.3894 | -1636.4141 | -8.6925e-10 | 1
Test 3 | 1.4667 | 429.44 | 6300.5055 | 92205.3 | 140467.7008 | -181990.0923 | -51870.5209 | -5171.6217 | -370.7114 | 5.7003e-10 | 1
Test 4 | 2.9333 | 668.8 | 8844.0774 | 184410.6 | 489835.997 | -518021.4493 | -152027.5003 | -13076.227 | -634.2978 | -2.1731e-09 | 1
1
1
1
1
1
1
1
1
1
1
1

## Custom Settings (hidden)
Custom Data Settings
| Soil Types |  |  |  | Saturated
|  | <------------------ Water Holding Capacity ------------------> |  |  | Hydraulic
|  | at Saturation | at Field Capacity | at Wilting Point | Conductivity
| Description | (mm/mm) | (mm/mm) | (mm/mm) | (mm/hr) | Source
| My Soil 1 | 0.4 | 0.2 | 0.1 | 0.5 | Source
| My Soil 2 | 0.4 | 0.2 | 0.1 | 0.5
| My Soil 3 | 0.4 | 0.2 | 0.1 | 0.5
Irrigation Method
|  | Efficiency | Other Losses | Drip
| Description | (percent) | (percent) | System ? | Source
| My Method 1 | 40% | 10% | Yes | Source 1
| My Method 2 | 50% | 10% | Yes | Source 2
| My Method 3 | 60% | 30% | No | Source 3
Vegetation Species
|  | Vegetation | Demand | Species
| Description | Type | Level | Factor, Ks | Source
| My Species 1 | Trees | Low | 0.5 | Source name
| My Species 2 | Shrubs | High | 0.7 | Source name
| My Species 3 | Ground Cover | Medium | 0.9 | Source name
| My Species 4 | Shrubs | High | 1 | Source name
| My Species 5 | Turfgrass | Low | 0.8 | Source name
| My Species 6 | Ground Cover | Medium | 1 | Source name
| My Species 7 | Ground Cover | Medium | 1 | Source name
| My Species 8 | Ground Cover | Medium | 1 | Source name
| My Species 9 | Ground Cover | Medium | 1 | Source name
| My Species 10 | Ground Cover | Medium | 0.9 | Source name
Help
Done
Note on D13: The efficiency rating results in an additional volume of water being required in order to meet the necessary irrigation demand. This value identifies what percentage of that additional volume is lost in ways that do not result in it being applied to the land - evaporation, for example. For drip-type systems this value should be quite low, and higher for surface applied systems.

## Calc Status (hidden)
Completing Calculations for Irrigation Area 2 of 4 : Test 2

## Config (hidden)
Configuration Data
| Website: | http://www.calgary.ca/UEP/Water/Pages/Specifications/Submission-for-approval-/Development-Approvals-Submissions.aspx
| Manual: | http://www.calgary.ca/UEP/Water/Documents/Water-Documents/Development%20approvals%20documents/IDE-Tool-User-Manual.pdf
| Center list: | FALSE | MOVELIST
| List edit horizontal adjustment: | -483.625 | POSADJUSTX
| List edit vertical adjustment: | -10.5 | POSADJUSTY
| List edit behavior: | 3 | LIST_EDIT_OPTION | 1=hotkey, 2=select, 3=double click
| Change selection automatically: | FALSE | LIST_AUTO
| Use custom background colors: | TRUE | LIST_BG
| Range name where editing is permitted: | AreaData | LIST_EDIT_RANGE
| Range name where editing type is defined: | MyDefRange | LIST_EDIT_DEF
| Range name where editing parameters are defined: | MyDataFormats | LIST_EDIT_PARAM
| Number of areas defined: | 4
| Plot area selection: | 5
| Current plot area: | 16
| Input locked: | TRUE
| Total area definition method: | 2 | 1 = summation, 2 = definition
Summation
Definition
|  | 4 | 2
|  | Depth (mm) | Depth (mm)
|  | Demand Volume (m3) | Volume (m3)
|  | Applied Volume (m3) | Relative
Pumped Volume (m3)
|  | Month | Year
| From: | 1 | 1
| To: | 5 | 55
Area List
|  | Test 1 | 1
|  | Test 2 | 2
|  | Test 3 | 3
|  | Test 4 | 4
|  | All Combined | 5
6
7
8
9
10
11
12
13
14
15
Month List
May
June
July
August
September
True / False
FALSE
TRUE
Irrigation Hours
| Currently available (based on wind speed setting): | #NAME?
| Maximum available: | 42075
| Fraction available: | #NAME?
Irrigation Days
| Currently available (based on wind speed setting): | 0
| Maximum available: | 8415
| Fraction available: | 0%

## Plot Data (hidden)
Plot Data
[10 empty] | Text: | Average = 8049 cubic meters Std Deviation = 2587 cubic meters | [10 empty] | Average = 40245 cubic meters Std Deviation = 4722 cubic meters
[10 empty] | Min: | 493.9156
[10 empty] | Max: | 14200.4361 | [5 empty] | Bin Count
[10 empty] | Bin size: | 280 | [5 empty] | 52
[10 empty] | Average: | 8049.0267 | [10 empty] | 40245.1335
[10 empty] | Std Dev: | 2586.8725 | [10 empty] | 4721.8085
[11 empty] | 2213482.3422 | [10 empty] | 2213482.3422
[11 empty] | 5 | 6 | 7 | 8 | 9
[11 empty] | May | June | July | August | September | [6 empty] | Annual
[5 empty] | Plot | Plot | Active | Depth or |  |  | Depth or | Depth or | Depth or | Depth or | Depth or |  | Histogram | Histogram |  |  | Plot | Depth or
| Year | Month | Depth | Volume | Year | Month | Plot | Volume |  | Date | Volume | Volume | Volume | Volume | Volume |  | Bins | Count |  | Year | Year | Volume
| 1960 | 5 | 112.4184 | 4508.7409 | 1960 | 5 | TRUE | 4508.7409 |  | 1960-05-01 | 4508.7409 | [5 empty] | 0 | 0 |  | 1960 | 1960 | 35812.5582
| 1960 | 6 | 224.3066 | 8498.3435 | 1960 | 6 | TRUE | 8498.3435 |  | 1960-06-01 |  | 8498.3435 |  |  |  |  | 280 | 0 |  | 1961 | 1961 | 39821.1744
| 1960 | 7 | 279.4232 | 10715.8917 | 1960 | 7 | TRUE | 10715.8917 |  | 1960-07-01 |  |  | 10715.8917 |  |  |  | 560 | 1 |  | 1962 | 1962 | 43049.0831
| 1960 | 8 | 198.5505 | 7870.3467 | 1960 | 8 | TRUE | 7870.3467 |  | 1960-08-01 |  |  |  | 7870.3467 |  |  | 840 | 0 |  | 1963 | 1963 | 31847.8606
| 1960 | 9 | 109.594 | 4219.2354 | 1960 | 9 | TRUE | 4219.2354 |  | 1960-09-01 |  |  |  |  | 4219.2354 |  | 1120 | 0 |  | 1964 | 1964 | 30163.5465
| 1961 | 5 | 183.4444 | 7212.6805 | 1961 | 5 | TRUE | 7212.6805 |  | 1961-05-01 | 7212.6805 | [5 empty] | 1400 | 0 |  | 1965 | 1965 | 26917.9816
| 1961 | 6 | 318.4299 | 12275.8273 | 1961 | 6 | TRUE | 12275.8273 |  | 1961-06-01 |  | 12275.8273 |  |  |  |  | 1680 | 0 |  | 1966 | 1966 | 38814.5151
| 1961 | 7 | 217.1379 | 8493.2665 | 1961 | 7 | TRUE | 8493.2665 |  | 1961-07-01 |  |  | 8493.2665 |  |  |  | 1960 | 1 |  | 1967 | 1967 | 51398.5165
| 1961 | 8 | 257.1265 | 9974.3984 | 1961 | 8 | TRUE | 9974.3984 |  | 1961-08-01 |  |  |  | 9974.3984 |  |  | 2240 | 1 |  | 1968 | 1968 | 35849.343
| 1961 | 9 | 51.9024 | 1865.0016 | 1961 | 9 | TRUE | 1865.0016 |  | 1961-09-01 |  |  |  |  | 1865.0016 |  | 2520 | 0 |  | 1969 | 1969 | 45131.8425
| 1962 | 5 | 127.9803 | 5004.8343 | 1962 | 5 | TRUE | 5004.8343 |  | 1962-05-01 | 5004.8343 | [5 empty] | 2800 | 0 |  | 1970 | 1970 | 47271.8709
| 1962 | 6 | 235.0316 | 9389.5167 | 1962 | 6 | TRUE | 9389.5167 |  | 1962-06-01 |  | 9389.5167 |  |  |  |  | 3080 | 3 |  | 1971 | 1971 | 39034.1967
| 1962 | 7 | 361.4685 | 13708.7247 | 1962 | 7 | TRUE | 13708.7247 |  | 1962-07-01 |  |  | 13708.7247 |  |  |  | 3360 | 3 |  | 1972 | 1972 | 41638.6309
| 1962 | 8 | 217.5027 | 8352.5271 | 1962 | 8 | TRUE | 8352.5271 |  | 1962-08-01 |  |  |  | 8352.5271 |  |  | 3640 | 3 |  | 1973 | 1973 | 41809.619
| 1962 | 9 | 168.8966 | 6593.4802 | 1962 | 9 | TRUE | 6593.4802 |  | 1962-09-01 |  |  |  |  | 6593.4802 |  | 3920 | 6 |  | 1974 | 1974 | 40616.9163
| 1963 | 5 | 131.9351 | 5387.8719 | 1963 | 5 | TRUE | 5387.8719 |  | 1963-05-01 | 5387.8719 | [5 empty] | 4200 | 2 |  | 1975 | 1975 | 44066.3234
| 1963 | 6 | 122.5865 | 5135.7835 | 1963 | 6 | TRUE | 5135.7835 |  | 1963-06-01 |  | 5135.7835 |  |  |  |  | 4480 | 6 |  | 1976 | 1976 | 42156.7454
| 1963 | 7 | 176.2146 | 7268.3763 | 1963 | 7 | TRUE | 7268.3763 |  | 1963-07-01 |  |  | 7268.3763 |  |  |  | 4760 | 5 |  | 1977 | 1977 | 37772.9278
| 1963 | 8 | 216.8544 | 8461.6747 | 1963 | 8 | TRUE | 8461.6747 |  | 1963-08-01 |  |  |  | 8461.6747 |  |  | 5040 | 3 |  | 1978 | 1978 | 39250.948
| 1963 | 9 | 140.8691 | 5594.1542 | 1963 | 9 | TRUE | 5594.1542 |  | 1963-09-01 |  |  |  |  | 5594.1542 |  | 5320 | 7 |  | 1979 | 1979 | 47530.2856
| 1964 | 5 | 112.1249 | 4801.0373 | 1964 | 5 | TRUE | 4801.0373 |  | 1964-05-01 | 4801.0373 | [5 empty] | 5600 | 11 |  | 1980 | 1980 | 40667.617
| 1964 | 6 | 105.6788 | 4288.936 | 1964 | 6 | TRUE | 4288.936 |  | 1964-06-01 |  | 4288.936 |  |  |  |  | 5880 | 8 |  | 1981 | 1981 | 36870.4219
| 1964 | 7 | 239.9747 | 9649.9104 | 1964 | 7 | TRUE | 9649.9104 |  | 1964-07-01 |  |  | 9649.9104 |  |  |  | 6160 | 8 |  | 1982 | 1982 | 40879.2678
| 1964 | 8 | 202.519 | 7878.2898 | 1964 | 8 | TRUE | 7878.2898 |  | 1964-08-01 |  |  |  | 7878.2898 |  |  | 6440 | 11 |  | 1983 | 1983 | 46530.3341
| 1964 | 9 | 89.5359 | 3545.373 | 1964 | 9 | TRUE | 3545.373 |  | 1964-09-01 |  |  |  |  | 3545.373 |  | 6720 | 7 |  | 1984 | 1984 | 44333.8518
| 1965 | 5 | 91.9639 | 3679.6134 | 1965 | 5 | TRUE | 3679.6134 |  | 1965-05-01 | 3679.6134 | [5 empty] | 7000 | 9 |  | 1985 | 1985 | 42224.7818
| 1965 | 6 | 84.7331 | 3645.5086 | 1965 | 6 | TRUE | 3645.5086 |  | 1965-06-01 |  | 3645.5086 |  |  |  |  | 7280 | 12 |  | 1986 | 1986 | 42780.7114
| 1965 | 7 | 247.1786 | 9372.1516 | 1965 | 7 | TRUE | 9372.1516 |  | 1965-07-01 |  |  | 9372.1516 |  |  |  | 7560 | 6 |  | 1987 | 1987 | 44772.4376
| 1965 | 8 | 258.3127 | 9726.7924 | 1965 | 8 | TRUE | 9726.7924 |  | 1965-08-01 |  |  |  | 9726.7924 |  |  | 7840 | 9 |  | 1988 | 1988 | 41835.4227
| 1965 | 9 | 11.8525 | 493.9156 | 1965 | 9 | TRUE | 493.9156 |  | 1965-09-01 |  |  |  |  | 493.9156 |  | 8120 | 15 |  | 1989 | 1989 | 43159.0846
| 1966 | 5 | 130.3514 | 5409.8651 | 1966 | 5 | TRUE | 5409.8651 |  | 1966-05-01 | 5409.8651 | [5 empty] | 8400 | 15 |  | 1990 | 1990 | 40531.4115
| 1966 | 6 | 162.7309 | 6249.6031 | 1966 | 6 | TRUE | 6249.6031 |  | 1966-06-01 |  | 6249.6031 |  |  |  |  | 8680 | 11 |  | 1991 | 1991 | 42398.0419
| 1966 | 7 | 188.5221 | 7468.7096 | 1966 | 7 | TRUE | 7468.7096 |  | 1966-07-01 |  |  | 7468.7096 |  |  |  | 8960 | 8 |  | 1992 | 1992 | 37494.2017
| 1966 | 8 | 274.0143 | 10268.371 | 1966 | 8 | TRUE | 10268.371 |  | 1966-08-01 |  |  |  | 10268.371 |  |  | 9240 | 9 |  | 1993 | 1993 | 37037.5124
| 1966 | 9 | 248.8815 | 9417.9664 | 1966 | 9 | TRUE | 9417.9664 |  | 1966-09-01 |  |  |  |  | 9417.9664 |  | 9520 | 12 |  | 1994 | 1994 | 45622.1908
| 1967 | 5 | 125.9315 | 5040.6345 | 1967 | 5 | TRUE | 5040.6345 |  | 1967-05-01 | 5040.6345 | [5 empty] | 9800 | 12 |  | 1995 | 1995 | 41267.4161
| 1967 | 6 | 235.7527 | 9113.3036 | 1967 | 6 | TRUE | 9113.3036 |  | 1967-06-01 |  | 9113.3036 |  |  |  |  | 10080 | 6 |  | 1996 | 1996 | 39219.0322
| 1967 | 7 | 358.54 | 13237.3496 | 1967 | 7 | TRUE | 13237.3496 |  | 1967-07-01 |  |  | 13237.3496 |  |  |  | 10360 | 9 |  | 1997 | 1997 | 41520.3367
| 1967 | 8 | 353.4505 | 13248.4184 | 1967 | 8 | TRUE | 13248.4184 |  | 1967-08-01 |  |  |  | 13248.4184 |  |  | 10640 | 10 |  | 1998 | 1998 | 38345.3057
| 1967 | 9 | 280.9742 | 10758.8104 | 1967 | 9 | TRUE | 10758.8104 |  | 1967-09-01 |  |  |  |  | 10758.8104 |  | 10920 | 10 |  | 1999 | 1999 | 33829.6837
| 1968 | 5 | 47.3386 | 2086.1589 | 1968 | 5 | TRUE | 2086.1589 |  | 1968-05-01 | 2086.1589 | [5 empty] | 11200 | 5 |  | 2000 | 2000 | 38633.014
| 1968 | 6 | 217.3363 | 8634.7497 | 1968 | 6 | TRUE | 8634.7497 |  | 1968-06-01 |  | 8634.7497 |  |  |  |  | 11480 | 6 |  | 2001 | 2001 | 44831.9644
| 1968 | 7 | 270.309 | 10567.4643 | 1968 | 7 | TRUE | 10567.4643 |  | 1968-07-01 |  |  | 10567.4643 |  |  |  | 11760 | 10 |  | 2002 | 2002 | 39438.7593
| 1968 | 8 | 231.8552 | 8876.9478 | 1968 | 8 | TRUE | 8876.9478 |  | 1968-08-01 |  |  |  | 8876.9478 |  |  | 12040 | 2 |  | 2003 | 2003 | 39733.1408
| 1968 | 9 | 149.97 | 5684.0223 | 1968 | 9 | TRUE | 5684.0223 |  | 1968-09-01 |  |  |  |  | 5684.0223 |  | 12320 | 1 |  | 2004 | 2004 | 39196.2265
| 1969 | 5 | 175.9657 | 6828.2681 | 1969 | 5 | TRUE | 6828.2681 |  | 1969-05-01 | 6828.2681 | [5 empty] | 12600 | 1 |  | 2005 | 2005 | 37584.4204
| 1969 | 6 | 234.9529 | 9297.8775 | 1969 | 6 | TRUE | 9297.8775 |  | 1969-06-01 |  | 9297.8775 |  |  |  |  | 12880 | 2 |  | 2006 | 2006 | 47227.5215
| 1969 | 7 | 298.8966 | 11249.6599 | 1969 | 7 | TRUE | 11249.6599 |  | 1969-07-01 |  |  | 11249.6599 |  |  |  | 13160 | 1 |  | 2007 | 2007 | 39966.4061
| 1969 | 8 | 304.2923 | 11654.7151 | 1969 | 8 | TRUE | 11654.7151 |  | 1969-08-01 |  |  |  | 11654.7151 |  |  | 13440 | 3 |  | 2008 | 2008 | 40963.2991
| 1969 | 9 | 160.2501 | 6101.3219 | 1969 | 9 | TRUE | 6101.3219 |  | 1969-09-01 |  |  |  |  | 6101.3219 |  | 13720 | 3 |  | 2009 | 2009 | 44447.8762
| 1970 | 5 | 174.6756 | 7150.1485 | 1970 | 5 | TRUE | 7150.1485 |  | 1970-05-01 | 7150.1485 | [5 empty] | 14000 | 0 |  | 2010 | 2010 | 35706.4007
| 1970 | 6 | 255.1235 | 9633.0985 | 1970 | 6 | TRUE | 9633.0985 |  | 1970-06-01 |  | 9633.0985 |  |  |  |  | 14280 | 2 |  | 2011 | 2011 | 42355.9837
| 1970 | 7 | 260.1865 | 9941.3732 | 1970 | 7 | TRUE | 9941.3732 |  | 1970-07-01 |  |  | 9941.3732 | [6 empty] | 2012 | 2012 | 29617.2517
| 1970 | 8 | 356.0969 | 13342.2833 | 1970 | 8 | TRUE | 13342.2833 |  | 1970-08-01 |  |  |  | 13342.2833 | [5 empty] | 2013 | 2013 | 31594.7154
| 1970 | 9 | 187.9778 | 7204.9675 | 1970 | 9 | TRUE | 7204.9675 |  | 1970-09-01 |  |  |  |  | 7204.9675 |  |  |  |  | 2014 | 2014 | 40911.4136
| 1971 | 5 | 186.5763 | 7371.3489 | 1971 | 5 | TRUE | 7371.3489 |  | 1971-05-01 | 7371.3489
| 1971 | 6 | 221.6418 | 8630.359 | 1971 | 6 | TRUE | 8630.359 |  | 1971-06-01 |  | 8630.359
| 1971 | 7 | 224.2141 | 8664.7662 | 1971 | 7 | TRUE | 8664.7662 |  | 1971-07-01 |  |  | 8664.7662
| 1971 | 8 | 271.1778 | 10554.9908 | 1971 | 8 | TRUE | 10554.9908 |  | 1971-08-01 |  |  |  | 10554.9908
| 1971 | 9 | 97.9116 | 3812.7319 | 1971 | 9 | TRUE | 3812.7319 |  | 1971-09-01 |  |  |  |  | 3812.7319
| 1972 | 5 | 191.9387 | 7635.1539 | 1972 | 5 | TRUE | 7635.1539 |  | 1972-05-01 | 7635.1539
| 1972 | 6 | 243.4915 | 9710.2005 | 1972 | 6 | TRUE | 9710.2005 |  | 1972-06-01 |  | 9710.2005
| 1972 | 7 | 251.3608 | 9564.1039 | 1972 | 7 | TRUE | 9564.1039 |  | 1972-07-01 |  |  | 9564.1039
| 1972 | 8 | 278.4316 | 10469.7316 | 1972 | 8 | TRUE | 10469.7316 |  | 1972-08-01 |  |  |  | 10469.7316
| 1972 | 9 | 107.8832 | 4259.4411 | 1972 | 9 | TRUE | 4259.4411 |  | 1972-09-01 |  |  |  |  | 4259.4411
| 1973 | 5 | 200.0806 | 7984.654 | 1973 | 5 | TRUE | 7984.654 |  | 1973-05-01 | 7984.654
| 1973 | 6 | 211.2504 | 8249.0289 | 1973 | 6 | TRUE | 8249.0289 |  | 1973-06-01 |  | 8249.0289
| 1973 | 7 | 301.2006 | 11598.4989 | 1973 | 7 | TRUE | 11598.4989 |  | 1973-07-01 |  |  | 11598.4989
| 1973 | 8 | 197.3196 | 7830.2616 | 1973 | 8 | TRUE | 7830.2616 |  | 1973-08-01 |  |  |  | 7830.2616
| 1973 | 9 | 157.312 | 6147.1756 | 1973 | 9 | TRUE | 6147.1756 |  | 1973-09-01 |  |  |  |  | 6147.1756
| 1974 | 5 | 79.0563 | 3071.4244 | 1974 | 5 | TRUE | 3071.4244 |  | 1974-05-01 | 3071.4244
| 1974 | 6 | 298.2992 | 11482.5143 | 1974 | 6 | TRUE | 11482.5143 |  | 1974-06-01 |  | 11482.5143
| 1974 | 7 | 304.9359 | 11599.1288 | 1974 | 7 | TRUE | 11599.1288 |  | 1974-07-01 |  |  | 11599.1288
| 1974 | 8 | 236.8963 | 9141.7375 | 1974 | 8 | TRUE | 9141.7375 |  | 1974-08-01 |  |  |  | 9141.7375
| 1974 | 9 | 144.6027 | 5322.1112 | 1974 | 9 | TRUE | 5322.1112 |  | 1974-09-01 |  |  |  |  | 5322.1112
| 1975 | 5 | 80.8587 | 3273.6238 | 1975 | 5 | TRUE | 3273.6238 |  | 1975-05-01 | 3273.6238
| 1975 | 6 | 258.6343 | 10181.1542 | 1975 | 6 | TRUE | 10181.1542 |  | 1975-06-01 |  | 10181.1542
| 1975 | 7 | 316.7499 | 11959.8084 | 1975 | 7 | TRUE | 11959.8084 |  | 1975-07-01 |  |  | 11959.8084
| 1975 | 8 | 269.6815 | 10275.4052 | 1975 | 8 | TRUE | 10275.4052 |  | 1975-08-01 |  |  |  | 10275.4052
| 1975 | 9 | 222.3019 | 8376.3317 | 1975 | 9 | TRUE | 8376.3317 |  | 1975-09-01 |  |  |  |  | 8376.3317
| 1976 | 5 | 200.5349 | 7813.6414 | 1976 | 5 | TRUE | 7813.6414 |  | 1976-05-01 | 7813.6414
| 1976 | 6 | 209.4081 | 8057.1142 | 1976 | 6 | TRUE | 8057.1142 |  | 1976-06-01 |  | 8057.1142
| 1976 | 7 | 254.0266 | 9843.5912 | 1976 | 7 | TRUE | 9843.5912 |  | 1976-07-01 |  |  | 9843.5912
| 1976 | 8 | 222.5694 | 8365.3884 | 1976 | 8 | TRUE | 8365.3884 |  | 1976-08-01 |  |  |  | 8365.3884
| 1976 | 9 | 213.5642 | 8077.0101 | 1976 | 9 | TRUE | 8077.0101 |  | 1976-09-01 |  |  |  |  | 8077.0101
| 1977 | 5 | 105.7448 | 4219.1316 | 1977 | 5 | TRUE | 4219.1316 |  | 1977-05-01 | 4219.1316
| 1977 | 6 | 291.8533 | 11100.4116 | 1977 | 6 | TRUE | 11100.4116 |  | 1977-06-01 |  | 11100.4116
| 1977 | 7 | 294.2573 | 11342.4754 | 1977 | 7 | TRUE | 11342.4754 |  | 1977-07-01 |  |  | 11342.4754
| 1977 | 8 | 186.4194 | 7251.232 | 1977 | 8 | TRUE | 7251.232 |  | 1977-08-01 |  |  |  | 7251.232
| 1977 | 9 | 100.0674 | 3859.6771 | 1977 | 9 | TRUE | 3859.6771 |  | 1977-09-01 |  |  |  |  | 3859.6771
| 1978 | 5 | 150.5343 | 6031.9003 | 1978 | 5 | TRUE | 6031.9003 |  | 1978-05-01 | 6031.9003
| 1978 | 6 | 216.7891 | 8587.2151 | 1978 | 6 | TRUE | 8587.2151 |  | 1978-06-01 |  | 8587.2151
| 1978 | 7 | 303.5098 | 11695.2494 | 1978 | 7 | TRUE | 11695.2494 |  | 1978-07-01 |  |  | 11695.2494
| 1978 | 8 | 244.6316 | 9267.7798 | 1978 | 8 | TRUE | 9267.7798 |  | 1978-08-01 |  |  |  | 9267.7798
| 1978 | 9 | 93.086 | 3668.8033 | 1978 | 9 | TRUE | 3668.8033 |  | 1978-09-01 |  |  |  |  | 3668.8033
| 1979 | 5 | 127.72 | 5137.8841 | 1979 | 5 | TRUE | 5137.8841 |  | 1979-05-01 | 5137.8841
| 1979 | 6 | 300.8802 | 11767.715 | 1979 | 6 | TRUE | 11767.715 |  | 1979-06-01 |  | 11767.715
| 1979 | 7 | 294.9537 | 11438.5023 | 1979 | 7 | TRUE | 11438.5023 |  | 1979-07-01 |  |  | 11438.5023
| 1979 | 8 | 310.1083 | 11628.4092 | 1979 | 8 | TRUE | 11628.4092 |  | 1979-08-01 |  |  |  | 11628.4092
| 1979 | 9 | 197.3001 | 7557.775 | 1979 | 9 | TRUE | 7557.775 |  | 1979-09-01 |  |  |  |  | 7557.775
| 1980 | 5 | 140.421 | 5681.7427 | 1980 | 5 | TRUE | 5681.7427 |  | 1980-05-01 | 5681.7427
| 1980 | 6 | 230.7977 | 8699.1077 | 1980 | 6 | TRUE | 8699.1077 |  | 1980-06-01 |  | 8699.1077
| 1980 | 7 | 247.3805 | 9369.6022 | 1980 | 7 | TRUE | 9369.6022 |  | 1980-07-01 |  |  | 9369.6022
| 1980 | 8 | 267.6791 | 10224.3917 | 1980 | 8 | TRUE | 10224.3917 |  | 1980-08-01 |  |  |  | 10224.3917
| 1980 | 9 | 171.8561 | 6692.7727 | 1980 | 9 | TRUE | 6692.7727 |  | 1980-09-01 |  |  |  |  | 6692.7727
| 1981 | 5 | 145.2261 | 5716.9907 | 1981 | 5 | TRUE | 5716.9907 |  | 1981-05-01 | 5716.9907
| 1981 | 6 | 179.856 | 7206.7712 | 1981 | 6 | TRUE | 7206.7712 |  | 1981-06-01 |  | 7206.7712
| 1981 | 7 | 152.7017 | 6037.7271 | 1981 | 7 | TRUE | 6037.7271 |  | 1981-07-01 |  |  | 6037.7271
| 1981 | 8 | 291.0085 | 11065.7546 | 1981 | 8 | TRUE | 11065.7546 |  | 1981-08-01 |  |  |  | 11065.7546
| 1981 | 9 | 175.3386 | 6843.1783 | 1981 | 9 | TRUE | 6843.1783 |  | 1981-09-01 |  |  |  |  | 6843.1783
| 1982 | 5 | 105.8426 | 4203.063 | 1982 | 5 | TRUE | 4203.063 |  | 1982-05-01 | 4203.063
| 1982 | 6 | 284.0893 | 10695.8167 | 1982 | 6 | TRUE | 10695.8167 |  | 1982-06-01 |  | 10695.8167
| 1982 | 7 | 203.2442 | 7830.8749 | 1982 | 7 | TRUE | 7830.8749 |  | 1982-07-01 |  |  | 7830.8749
| 1982 | 8 | 311.8959 | 11720.5552 | 1982 | 8 | TRUE | 11720.5552 |  | 1982-08-01 |  |  |  | 11720.5552
| 1982 | 9 | 170.9902 | 6428.9579 | 1982 | 9 | TRUE | 6428.9579 |  | 1982-09-01 |  |  |  |  | 6428.9579
| 1983 | 5 | 191.6418 | 7758.9911 | 1983 | 5 | TRUE | 7758.9911 |  | 1983-05-01 | 7758.9911
| 1983 | 6 | 269.9795 | 10832.8221 | 1983 | 6 | TRUE | 10832.8221 |  | 1983-06-01 |  | 10832.8221
| 1983 | 7 | 254.6674 | 9796.5873 | 1983 | 7 | TRUE | 9796.5873 |  | 1983-07-01 |  |  | 9796.5873
| 1983 | 8 | 358.0048 | 13549.3613 | 1983 | 8 | TRUE | 13549.3613 |  | 1983-08-01 |  |  |  | 13549.3613
| 1983 | 9 | 113.4471 | 4592.5723 | 1983 | 9 | TRUE | 4592.5723 |  | 1983-09-01 |  |  |  |  | 4592.5723
| 1984 | 5 | 81.673 | 3593.9585 | 1984 | 5 | TRUE | 3593.9585 |  | 1984-05-01 | 3593.9585
| 1984 | 6 | 273.0069 | 10455.8508 | 1984 | 6 | TRUE | 10455.8508 |  | 1984-06-01 |  | 10455.8508
| 1984 | 7 | 369.6181 | 14200.4361 | 1984 | 7 | TRUE | 14200.4361 |  | 1984-07-01 |  |  | 14200.4361
| 1984 | 8 | 333.1843 | 12815.0445 | 1984 | 8 | TRUE | 12815.0445 |  | 1984-08-01 |  |  |  | 12815.0445
| 1984 | 9 | 83.5015 | 3268.5619 | 1984 | 9 | TRUE | 3268.5619 |  | 1984-09-01 |  |  |  |  | 3268.5619
| 1985 | 5 | 239.8066 | 9413.0525 | 1985 | 5 | TRUE | 9413.0525 |  | 1985-05-01 | 9413.0525
| 1985 | 6 | 276.1179 | 10942.3388 | 1985 | 6 | TRUE | 10942.3388 |  | 1985-06-01 |  | 10942.3388
| 1985 | 7 | 289.3413 | 11023.3432 | 1985 | 7 | TRUE | 11023.3432 |  | 1985-07-01 |  |  | 11023.3432
| 1985 | 8 | 205.2394 | 8015.3328 | 1985 | 8 | TRUE | 8015.3328 |  | 1985-08-01 |  |  |  | 8015.3328
| 1985 | 9 | 70.7431 | 2830.7145 | 1985 | 9 | TRUE | 2830.7145 |  | 1985-09-01 |  |  |  |  | 2830.7145
| 1986 | 5 | 173.3648 | 6642.0931 | 1986 | 5 | TRUE | 6642.0931 |  | 1986-05-01 | 6642.0931
| 1986 | 6 | 274.0619 | 10755.105 | 1986 | 6 | TRUE | 10755.105 |  | 1986-06-01 |  | 10755.105
| 1986 | 7 | 280.8198 | 10506.8946 | 1986 | 7 | TRUE | 10506.8946 |  | 1986-07-01 |  |  | 10506.8946
| 1986 | 8 | 312.0199 | 11498.4251 | 1986 | 8 | TRUE | 11498.4251 |  | 1986-08-01 |  |  |  | 11498.4251
| 1986 | 9 | 87.6902 | 3378.1936 | 1986 | 9 | TRUE | 3378.1936 |  | 1986-09-01 |  |  |  |  | 3378.1936
| 1987 | 5 | 220.2993 | 8584.1016 | 1987 | 5 | TRUE | 8584.1016 |  | 1987-05-01 | 8584.1016
| 1987 | 6 | 359.7489 | 14067.3274 | 1987 | 6 | TRUE | 14067.3274 |  | 1987-06-01 |  | 14067.3274
| 1987 | 7 | 208.2474 | 7965.5685 | 1987 | 7 | TRUE | 7965.5685 |  | 1987-07-01 |  |  | 7965.5685
| 1987 | 8 | 150.1915 | 5799.1651 | 1987 | 8 | TRUE | 5799.1651 |  | 1987-08-01 |  |  |  | 5799.1651
| 1987 | 9 | 219.0628 | 8356.275 | 1987 | 9 | TRUE | 8356.275 |  | 1987-09-01 |  |  |  |  | 8356.275
| 1988 | 5 | 245.6693 | 9893.5913 | 1988 | 5 | TRUE | 9893.5913 |  | 1988-05-01 | 9893.5913
| 1988 | 6 | 225.4133 | 8801.5518 | 1988 | 6 | TRUE | 8801.5518 |  | 1988-06-01 |  | 8801.5518
| 1988 | 7 | 230.1357 | 8874.7141 | 1988 | 7 | TRUE | 8874.7141 |  | 1988-07-01 |  |  | 8874.7141
| 1988 | 8 | 207.2651 | 7998.4688 | 1988 | 8 | TRUE | 7998.4688 |  | 1988-08-01 |  |  |  | 7998.4688
| 1988 | 9 | 165.1747 | 6267.0968 | 1988 | 9 | TRUE | 6267.0968 |  | 1988-09-01 |  |  |  |  | 6267.0968
| 1989 | 5 | 184.6233 | 7276.1367 | 1989 | 5 | TRUE | 7276.1367 |  | 1989-05-01 | 7276.1367
| 1989 | 6 | 207.9881 | 7970.3377 | 1989 | 6 | TRUE | 7970.3377 |  | 1989-06-01 |  | 7970.3377
| 1989 | 7 | 307.4619 | 11696.8783 | 1989 | 7 | TRUE | 11696.8783 |  | 1989-07-01 |  |  | 11696.8783
| 1989 | 8 | 240.6959 | 8979.8975 | 1989 | 8 | TRUE | 8979.8975 |  | 1989-08-01 |  |  |  | 8979.8975
| 1989 | 9 | 189.1213 | 7235.8344 | 1989 | 9 | TRUE | 7235.8344 |  | 1989-09-01 |  |  |  |  | 7235.8344
| 1990 | 5 | 89.4027 | 3704.7414 | 1990 | 5 | TRUE | 3704.7414 |  | 1990-05-01 | 3704.7414
| 1990 | 6 | 248.3879 | 9251.1989 | 1990 | 6 | TRUE | 9251.1989 |  | 1990-06-01 |  | 9251.1989
| 1990 | 7 | 253.8585 | 9548.7271 | 1990 | 7 | TRUE | 9548.7271 |  | 1990-07-01 |  |  | 9548.7271
| 1990 | 8 | 230.8598 | 8781.6697 | 1990 | 8 | TRUE | 8781.6697 |  | 1990-08-01 |  |  |  | 8781.6697
| 1990 | 9 | 248.9603 | 9245.0744 | 1990 | 9 | TRUE | 9245.0744 |  | 1990-09-01 |  |  |  |  | 9245.0744
| 1991 | 5 | 139.239 | 5437.1868 | 1991 | 5 | TRUE | 5437.1868 |  | 1991-05-01 | 5437.1868
| 1991 | 6 | 178.6896 | 6759.7085 | 1991 | 6 | TRUE | 6759.7085 |  | 1991-06-01 |  | 6759.7085
| 1991 | 7 | 339.2961 | 12665.2603 | 1991 | 7 | TRUE | 12665.2603 |  | 1991-07-01 |  |  | 12665.2603
| 1991 | 8 | 289.4403 | 10708.1318 | 1991 | 8 | TRUE | 10708.1318 |  | 1991-08-01 |  |  |  | 10708.1318
| 1991 | 9 | 175.7242 | 6827.7545 | 1991 | 9 | TRUE | 6827.7545 |  | 1991-09-01 |  |  |  |  | 6827.7545
| 1992 | 5 | 140.3416 | 5596.9867 | 1992 | 5 | TRUE | 5596.9867 |  | 1992-05-01 | 5596.9867
| 1992 | 6 | 209.3866 | 8069.4652 | 1992 | 6 | TRUE | 8069.4652 |  | 1992-06-01 |  | 8069.4652
| 1992 | 7 | 254.0459 | 9592.6606 | 1992 | 7 | TRUE | 9592.6606 |  | 1992-07-01 |  |  | 9592.6606
| 1992 | 8 | 208.9831 | 7928.215 | 1992 | 8 | TRUE | 7928.215 |  | 1992-08-01 |  |  |  | 7928.215
| 1992 | 9 | 162.1952 | 6306.8741 | 1992 | 9 | TRUE | 6306.8741 |  | 1992-09-01 |  |  |  |  | 6306.8741
| 1993 | 5 | 208.4488 | 7827.0389 | 1993 | 5 | TRUE | 7827.0389 |  | 1993-05-01 | 7827.0389
| 1993 | 6 | 208.069 | 8136.5321 | 1993 | 6 | TRUE | 8136.5321 |  | 1993-06-01 |  | 8136.5321
| 1993 | 7 | 182.0701 | 7129.0976 | 1993 | 7 | TRUE | 7129.0976 |  | 1993-07-01 |  |  | 7129.0976
| 1993 | 8 | 189.2744 | 6997.3269 | 1993 | 8 | TRUE | 6997.3269 |  | 1993-08-01 |  |  |  | 6997.3269
| 1993 | 9 | 181.1935 | 6947.5169 | 1993 | 9 | TRUE | 6947.5169 |  | 1993-09-01 |  |  |  |  | 6947.5169
| 1994 | 5 | 195.8339 | 7569.8321 | 1994 | 5 | TRUE | 7569.8321 |  | 1994-05-01 | 7569.8321
| 1994 | 6 | 262.7321 | 10285.1134 | 1994 | 6 | TRUE | 10285.1134 |  | 1994-06-01 |  | 10285.1134
| 1994 | 7 | 283.4497 | 10978.2692 | 1994 | 7 | TRUE | 10978.2692 |  | 1994-07-01 |  |  | 10978.2692
| 1994 | 8 | 212.4619 | 8252.3549 | 1994 | 8 | TRUE | 8252.3549 |  | 1994-08-01 |  |  |  | 8252.3549
| 1994 | 9 | 222.1442 | 8536.6212 | 1994 | 9 | TRUE | 8536.6212 |  | 1994-09-01 |  |  |  |  | 8536.6212
| 1995 | 5 | 190.8691 | 7235.9164 | 1995 | 5 | TRUE | 7235.9164 |  | 1995-05-01 | 7235.9164
| 1995 | 6 | 282.2424 | 10710.5525 | 1995 | 6 | TRUE | 10710.5525 |  | 1995-06-01 |  | 10710.5525
| 1995 | 7 | 200.386 | 7485.4416 | 1995 | 7 | TRUE | 7485.4416 |  | 1995-07-01 |  |  | 7485.4416
| 1995 | 8 | 245.3576 | 9338.6844 | 1995 | 8 | TRUE | 9338.6844 |  | 1995-08-01 |  |  |  | 9338.6844
| 1995 | 9 | 171.856 | 6496.8212 | 1995 | 9 | TRUE | 6496.8212 |  | 1995-09-01 |  |  |  |  | 6496.8212
| 1996 | 5 | 71.8523 | 2800.1731 | 1996 | 5 | TRUE | 2800.1731 |  | 1996-05-01 | 2800.1731
| 1996 | 6 | 185.5175 | 7199.992 | 1996 | 6 | TRUE | 7199.992 |  | 1996-06-01 |  | 7199.992
| 1996 | 7 | 294.7364 | 11303.066 | 1996 | 7 | TRUE | 11303.066 |  | 1996-07-01 |  |  | 11303.066
| 1996 | 8 | 309.945 | 11685.3549 | 1996 | 8 | TRUE | 11685.3549 |  | 1996-08-01 |  |  |  | 11685.3549
| 1996 | 9 | 163.361 | 6230.4462 | 1996 | 9 | TRUE | 6230.4462 |  | 1996-09-01 |  |  |  |  | 6230.4462
| 1997 | 5 | 140.8998 | 5594.3646 | 1997 | 5 | TRUE | 5594.3646 |  | 1997-05-01 | 5594.3646
| 1997 | 6 | 217.5328 | 8327.9361 | 1997 | 6 | TRUE | 8327.9361 |  | 1997-06-01 |  | 8327.9361
| 1997 | 7 | 266.2724 | 10517.4766 | 1997 | 7 | TRUE | 10517.4766 |  | 1997-07-01 |  |  | 10517.4766
| 1997 | 8 | 237.7011 | 9071.553 | 1997 | 8 | TRUE | 9071.553 |  | 1997-08-01 |  |  |  | 9071.553
| 1997 | 9 | 210.8636 | 8009.0064 | 1997 | 9 | TRUE | 8009.0064 |  | 1997-09-01 |  |  |  |  | 8009.0064
| 1998 | 5 | 110.6165 | 4480.5771 | 1998 | 5 | TRUE | 4480.5771 |  | 1998-05-01 | 4480.5771
| 1998 | 6 | 127.0242 | 5158.4028 | 1998 | 6 | TRUE | 5158.4028 |  | 1998-06-01 |  | 5158.4028
| 1998 | 7 | 266.0775 | 9985.4642 | 1998 | 7 | TRUE | 9985.4642 |  | 1998-07-01 |  |  | 9985.4642
| 1998 | 8 | 253.2073 | 9734.6774 | 1998 | 8 | TRUE | 9734.6774 |  | 1998-08-01 |  |  |  | 9734.6774
| 1998 | 9 | 238.5161 | 8986.1842 | 1998 | 9 | TRUE | 8986.1842 |  | 1998-09-01 |  |  |  |  | 8986.1842
| 1999 | 5 | 143.5367 | 5660.3236 | 1999 | 5 | TRUE | 5660.3236 |  | 1999-05-01 | 5660.3236
| 1999 | 6 | 155.9526 | 6021.3982 | 1999 | 6 | TRUE | 6021.3982 |  | 1999-06-01 |  | 6021.3982
| 1999 | 7 | 198.5483 | 7686.4944 | 1999 | 7 | TRUE | 7686.4944 |  | 1999-07-01 |  |  | 7686.4944
| 1999 | 8 | 219.0417 | 8362.626 | 1999 | 8 | TRUE | 8362.626 |  | 1999-08-01 |  |  |  | 8362.626
| 1999 | 9 | 151.197 | 6098.8416 | 1999 | 9 | TRUE | 6098.8416 |  | 1999-09-01 |  |  |  |  | 6098.8416
| 2000 | 5 | 128.4822 | 5157.7024 | 2000 | 5 | TRUE | 5157.7024 |  | 2000-05-01 | 5157.7024
| 2000 | 6 | 167.5864 | 6810.0354 | 2000 | 6 | TRUE | 6810.0354 |  | 2000-06-01 |  | 6810.0354
| 2000 | 7 | 255.5326 | 9684.8439 | 2000 | 7 | TRUE | 9684.8439 |  | 2000-07-01 |  |  | 9684.8439
| 2000 | 8 | 251.1452 | 9626.3725 | 2000 | 8 | TRUE | 9626.3725 |  | 2000-08-01 |  |  |  | 9626.3725
| 2000 | 9 | 191.0846 | 7354.0598 | 2000 | 9 | TRUE | 7354.0598 |  | 2000-09-01 |  |  |  |  | 7354.0598
| 2001 | 5 | 158.1647 | 6644.3769 | 2001 | 5 | TRUE | 6644.3769 |  | 2001-05-01 | 6644.3769
| 2001 | 6 | 169.258 | 6746.9303 | 2001 | 6 | TRUE | 6746.9303 |  | 2001-06-01 |  | 6746.9303
| 2001 | 7 | 252.1475 | 9857.6913 | 2001 | 7 | TRUE | 9857.6913 |  | 2001-07-01 |  |  | 9857.6913
| 2001 | 8 | 357.5345 | 13577.8969 | 2001 | 8 | TRUE | 13577.8969 |  | 2001-08-01 |  |  |  | 13577.8969
| 2001 | 9 | 212.6622 | 8005.069 | 2001 | 9 | TRUE | 8005.069 |  | 2001-09-01 |  |  |  |  | 8005.069
| 2002 | 5 | 114.77 | 4613.9572 | 2002 | 5 | TRUE | 4613.9572 |  | 2002-05-01 | 4613.9572
| 2002 | 6 | 280.0663 | 10638.8932 | 2002 | 6 | TRUE | 10638.8932 |  | 2002-06-01 |  | 10638.8932
| 2002 | 7 | 285.5801 | 11395.9126 | 2002 | 7 | TRUE | 11395.9126 |  | 2002-07-01 |  |  | 11395.9126
| 2002 | 8 | 224.7767 | 8534.9323 | 2002 | 8 | TRUE | 8534.9323 |  | 2002-08-01 |  |  |  | 8534.9323
| 2002 | 9 | 106.7871 | 4255.0639 | 2002 | 9 | TRUE | 4255.0639 |  | 2002-09-01 |  |  |  |  | 4255.0639
| 2003 | 5 | 152.3847 | 6237.0584 | 2003 | 5 | TRUE | 6237.0584 |  | 2003-05-01 | 6237.0584
| 2003 | 6 | 162.9705 | 6407.5748 | 2003 | 6 | TRUE | 6407.5748 |  | 2003-06-01 |  | 6407.5748
| 2003 | 7 | 265.3301 | 10629.2005 | 2003 | 7 | TRUE | 10629.2005 |  | 2003-07-01 |  |  | 10629.2005
| 2003 | 8 | 210.8205 | 8137.5342 | 2003 | 8 | TRUE | 8137.5342 |  | 2003-08-01 |  |  |  | 8137.5342
| 2003 | 9 | 217.312 | 8321.7729 | 2003 | 9 | TRUE | 8321.7729 |  | 2003-09-01 |  |  |  |  | 8321.7729
| 2004 | 5 | 146.551 | 5788.3405 | 2004 | 5 | TRUE | 5788.3405 |  | 2004-05-01 | 5788.3405
| 2004 | 6 | 212.4069 | 8031.3276 | 2004 | 6 | TRUE | 8031.3276 |  | 2004-06-01 |  | 8031.3276
| 2004 | 7 | 259.8639 | 10194.7656 | 2004 | 7 | TRUE | 10194.7656 |  | 2004-07-01 |  |  | 10194.7656
| 2004 | 8 | 238.9899 | 8961.4611 | 2004 | 8 | TRUE | 8961.4611 |  | 2004-08-01 |  |  |  | 8961.4611
| 2004 | 9 | 166.9423 | 6220.3316 | 2004 | 9 | TRUE | 6220.3316 |  | 2004-09-01 |  |  |  |  | 6220.3316
| 2005 | 5 | 165.9997 | 6578.0048 | 2005 | 5 | TRUE | 6578.0048 |  | 2005-05-01 | 6578.0048
| 2005 | 6 | 135.9487 | 5380.9302 | 2005 | 6 | TRUE | 5380.9302 |  | 2005-06-01 |  | 5380.9302
| 2005 | 7 | 325.2462 | 12330.5112 | 2005 | 7 | TRUE | 12330.5112 |  | 2005-07-01 |  |  | 12330.5112
| 2005 | 8 | 207.8266 | 7915.492 | 2005 | 8 | TRUE | 7915.492 |  | 2005-08-01 |  |  |  | 7915.492
| 2005 | 9 | 143.9196 | 5379.4823 | 2005 | 9 | TRUE | 5379.4823 |  | 2005-09-01 |  |  |  |  | 5379.4823
| 2006 | 5 | 258.1675 | 9797.5509 | 2006 | 5 | TRUE | 9797.5509 |  | 2006-05-01 | 9797.5509
| 2006 | 6 | 177.3951 | 7081.5976 | 2006 | 6 | TRUE | 7081.5976 |  | 2006-06-01 |  | 7081.5976
| 2006 | 7 | 263.9752 | 10125.663 | 2006 | 7 | TRUE | 10125.663 |  | 2006-07-01 |  |  | 10125.663
| 2006 | 8 | 288.9552 | 10877.707 | 2006 | 8 | TRUE | 10877.707 |  | 2006-08-01 |  |  |  | 10877.707
| 2006 | 9 | 243.5764 | 9345.003 | 2006 | 9 | TRUE | 9345.003 |  | 2006-09-01 |  |  |  |  | 9345.003
| 2007 | 5 | 150.069 | 5961.1096 | 2007 | 5 | TRUE | 5961.1096 |  | 2007-05-01 | 5961.1096
| 2007 | 6 | 196.9071 | 7587.8913 | 2007 | 6 | TRUE | 7587.8913 |  | 2007-06-01 |  | 7587.8913
| 2007 | 7 | 343.0728 | 13145.7206 | 2007 | 7 | TRUE | 13145.7206 |  | 2007-07-01 |  |  | 13145.7206
| 2007 | 8 | 244.5031 | 9154.9844 | 2007 | 8 | TRUE | 9154.9844 |  | 2007-08-01 |  |  |  | 9154.9844
| 2007 | 9 | 111.1187 | 4116.7001 | 2007 | 9 | TRUE | 4116.7001 |  | 2007-09-01 |  |  |  |  | 4116.7001
| 2008 | 5 | 127.9794 | 5039.3997 | 2008 | 5 | TRUE | 5039.3997 |  | 2008-05-01 | 5039.3997
| 2008 | 6 | 231.4233 | 8780.0321 | 2008 | 6 | TRUE | 8780.0321 |  | 2008-06-01 |  | 8780.0321
| 2008 | 7 | 272.5256 | 10207.1289 | 2008 | 7 | TRUE | 10207.1289 |  | 2008-07-01 |  |  | 10207.1289
| 2008 | 8 | 267.6563 | 10328.3894 | 2008 | 8 | TRUE | 10328.3894 |  | 2008-08-01 |  |  |  | 10328.3894
| 2008 | 9 | 176.7861 | 6608.3491 | 2008 | 9 | TRUE | 6608.3491 |  | 2008-09-01 |  |  |  |  | 6608.3491
| 2009 | 5 | 131.9207 | 5081.2716 | 2009 | 5 | TRUE | 5081.2716 |  | 2009-05-01 | 5081.2716
| 2009 | 6 | 290.8534 | 11279.099 | 2009 | 6 | TRUE | 11279.099 |  | 2009-06-01 |  | 11279.099
| 2009 | 7 | 222.603 | 8652.0114 | 2009 | 7 | TRUE | 8652.0114 |  | 2009-07-01 |  |  | 8652.0114
| 2009 | 8 | 235.7661 | 9055.0846 | 2009 | 8 | TRUE | 9055.0846 |  | 2009-08-01 |  |  |  | 9055.0846
| 2009 | 9 | 273.8632 | 10380.4096 | 2009 | 9 | TRUE | 10380.4096 |  | 2009-09-01 |  |  |  |  | 10380.4096
| 2010 | 5 | 151.4531 | 5819.5035 | 2010 | 5 | TRUE | 5819.5035 |  | 2010-05-01 | 5819.5035
| 2010 | 6 | 237.8712 | 9214.2342 | 2010 | 6 | TRUE | 9214.2342 |  | 2010-06-01 |  | 9214.2342
| 2010 | 7 | 214.5478 | 8385.3768 | 2010 | 7 | TRUE | 8385.3768 |  | 2010-07-01 |  |  | 8385.3768
| 2010 | 8 | 217.0207 | 8288.9853 | 2010 | 8 | TRUE | 8288.9853 |  | 2010-08-01 |  |  |  | 8288.9853
| 2010 | 9 | 104.4589 | 3998.3009 | 2010 | 9 | TRUE | 3998.3009 |  | 2010-09-01 |  |  |  |  | 3998.3009
| 2011 | 5 | 140.8991 | 5486.7201 | 2011 | 5 | TRUE | 5486.7201 |  | 2011-05-01 | 5486.7201
| 2011 | 6 | 224.0994 | 8354.6434 | 2011 | 6 | TRUE | 8354.6434 |  | 2011-06-01 |  | 8354.6434
| 2011 | 7 | 234.0652 | 8921.7655 | 2011 | 7 | TRUE | 8921.7655 |  | 2011-07-01 |  |  | 8921.7655
| 2011 | 8 | 289.9678 | 10872.4332 | 2011 | 8 | TRUE | 10872.4332 |  | 2011-08-01 |  |  |  | 10872.4332
| 2011 | 9 | 232.7558 | 8720.4214 | 2011 | 9 | TRUE | 8720.4214 |  | 2011-09-01 |  |  |  |  | 8720.4214
| 2012 | 5 | 159.0491 | 6367.0585 | 2012 | 5 | TRUE | 6367.0585 |  | 2012-05-01 | 6367.0585
| 2012 | 6 | 134.8899 | 5190.8876 | 2012 | 6 | TRUE | 5190.8876 |  | 2012-06-01 |  | 5190.8876
| 2012 | 7 | 237.0606 | 9309.6803 | 2012 | 7 | TRUE | 9309.6803 |  | 2012-07-01 |  |  | 9309.6803
| 2012 | 8 | 131.6068 | 5617.9034 | 2012 | 8 | TRUE | 5617.9034 |  | 2012-08-01 |  |  |  | 5617.9034
| 2012 | 9 | 65.2714 | 3131.722 | 2012 | 9 | TRUE | 3131.722 |  | 2012-09-01 |  |  |  |  | 3131.722
| 2013 | 5 | 170.8383 | 6855.7654 | 2013 | 5 | TRUE | 6855.7654 |  | 2013-05-01 | 6855.7654
| 2013 | 6 | 139.9714 | 5537.9488 | 2013 | 6 | TRUE | 5537.9488 |  | 2013-06-01 |  | 5537.9488
| 2013 | 7 | 149.2525 | 6227.8058 | 2013 | 7 | TRUE | 6227.8058 |  | 2013-07-01 |  |  | 6227.8058
| 2013 | 8 | 206.9072 | 8280.5289 | 2013 | 8 | TRUE | 8280.5289 |  | 2013-08-01 |  |  |  | 8280.5289
| 2013 | 9 | 114.4676 | 4692.6665 | 2013 | 9 | TRUE | 4692.6665 |  | 2013-09-01 |  |  |  |  | 4692.6665
| 2014 | 5 | 159.3069 | 6143.6625 | 2014 | 5 | TRUE | 6143.6625 |  | 2014-05-01 | 6143.6625
| 2014 | 6 | 190.9131 | 7465.9823 | 2014 | 6 | TRUE | 7465.9823 |  | 2014-06-01 |  | 7465.9823
| 2014 | 7 | 267.8342 | 10662.7771 | 2014 | 7 | TRUE | 10662.7771 |  | 2014-07-01 |  |  | 10662.7771
| 2014 | 8 | 272.9834 | 10449.3408 | 2014 | 8 | TRUE | 10449.3408 |  | 2014-08-01 |  |  |  | 10449.3408
| 2014 | 9 | 167.0048 | 6189.6509 | 2014 | 9 | TRUE | 6189.6509 |  | 2014-09-01 |  |  |  |  | 6189.6509
End | End | End | End | End | End | End | End | End | End | End | End | End | End | End | End | End | End | End | End | End |  | End | End | End | End | End | End
Formulas:
Date = DATE([Plot],[Plot],1)

## Detailed Species Data (hidden)
Available Species List
|  |  | 2 | 3 |  |  |  | 1 | 5
| Index | Species | Type | Water Demand | Row | Column | Ks | Comments | Source
| 1 | Trees (High) | Trees | High | 1 | 1 | 0.9
| 2 | Trees (Med) | Trees | Medium | 1 | 2 | 0.5
| 3 | Trees (Low) | Trees | Low | 1 | 3 | 0.2
| 4 | Shrubs (High) | Shrubs | High | 2 | 1 | 0.7
| 5 | Shrubs (Med) | Shrubs | Medium | 2 | 2 | 0.5
| 6 | Shrubs (Low) | Shrubs | Low | 2 | 3 | 0.2
| 7 | Ground Cover (High) | Ground Cover | High | 3 | 1 | 0.9
| 8 | Ground Cover (Med) | Ground Cover | Medium | 3 | 2 | 0.5
| 9 | Ground Cover (Low) | Ground Cover | Low | 3 | 3 | 0.2
| 10 | Mixed (High) | Mixed | High | 4 | 1 | 0.9
| 11 | Mixed (Med) | Mixed | Medium | 4 | 2 | 0.5
| 12 | Mixed (Low) | Mixed | Low | 4 | 3 | 0.2
| 13 | Turfgrass (High) | Turfgrass | High | 5 | 1 | 0.8
| 14 | Turfgrass (Med) | Turfgrass | Medium | 5 | 2 | 0.7
| 15 | Turfgrass (Low) | Turfgrass | Low | 5 | 3 | 0.6
| 16 | Cool season Turf | Turfgrass | Medium | 5 | 2 | 0.7
| 17 | Urban A | Turfgrass | Low | 5 | 3 | 0.6
| 18 | Urban B | Turfgrass | Low | 5 | 3 | 0.6
| 19 | Urban C | Turfgrass | Medium | 5 | 2 | 0.7
| 20 | Urban D | Turfgrass | Low | 5 | 3 | 0.6
| 21 | Urban E | Turfgrass | Low | 5 | 3 | 0.6
| 22 | Urban F | Turfgrass | Low | 5 | 3 | 0.6
| 23 | Amur Maple | Trees | Medium | 1 | 2 | 0.5
| 24 | Burr Oak | Trees | Medium | 1 | 2 | 0.5
| 25 | Brandon Elm | Trees | Medium | 1 | 2 | 0.5
| 26 | Colorado Blue Spruce | Trees | Medium | 1 | 2 | 0.5
| 27 | Toba or Snowbird Hawthorn | Trees | Medium | 1 | 2 | 0.5
| 28 | Ivory Silk Tree Lilac | Trees | Medium | 1 | 2 | 0.5
| 29 | Pincherry | Trees | Low | 1 | 3 | 0.2
| 30 | Poplar | Trees | Medium | 1 | 2 | 0.5
| 31 | Scots Pine | Trees | Low | 1 | 3 | 0.2
| 32 | Snow Mountain Ash | Trees | Low | 1 | 3 | 0.2
| 33 | Siberian Larch | Trees | Medium | 1 | 2 | 0.5
| 34 | Choke Cherry | Trees | Medium | 1 | 2 | 0.5
| 35 | Juniper | Shrubs | Low | 2 | 3 | 0.2
| 36 | Snowberry | Shrubs | Low | 2 | 3 | 0.2
| 37 | Cranberry | Shrubs | Medium | 2 | 2 | 0.5
| 38 | Lilac | Shrubs | Medium | 2 | 2 | 0.5
| 39 | Mugo Pine | Shrubs | Medium | 2 | 2 | 0.5
1
2
3
4
5
6
7
8
9
10

## Lists (hidden)
Soil Type |  | 2 | 3 | 4 | 5 | 1 | 6
Index | Soil Type | Saturation | Field Capacity | Wilting Point | Conductivity | Comments | Source
1 | Sand | 0.437 | 0.062 | 0.024 | 120.396
2 | Loamy Sand | 0.437 | 0.105 | 0.047 | 29.972
3 | Sandy Loam | 0.345 | 0.19 | 0.085 | 10.922
4 | Loam | 0.463 | 0.232 | 0.116 | 3.302
5 | Silt Loam | 0.501 | 0.284 | 0.135 | 6.604
6 | Sandy Clay Loam | 0.398 | 0.244 | 0.136 | 1.524
7 | Clay Loam | 0.464 | 0.31 | 0.187 | 1.016
8 | Silty Clay Loam | 0.471 | 0.342 | 0.21 | 1.016
9 | Sandy Clay | 0.43 | 0.321 | 0.221 | 0.508
10 | Silty Clay | 0.479 | 0.371 | 0.251 | 0.508
11 | Clay | 0.475 | 0.378 | 0.265 | 0.254
Topsoil Compaction
Index | Compaction | Density Increase
1 | Uncompacted | 0
2 | High | 0.3
3 | Medium | 0.2
4 | Low | 0.1
Vegetation Density
Index | Density
1 | High
2 | Medium
3 | Low
Microclimate
Index | Microclimate
1 | Exposed
2 | Normal
3 | Shaded
Water Demand
Index | Demand
1 | High
2 | Medium
3 | Low
Entry Method
Index | Entry Method
1 | Calculated
2 | Manual
Species Factor
Vegetation | High | Medium | Low
Trees | 0.9 | 0.5 | 0.2
Shrubs | 0.7 | 0.5 | 0.2
Ground Cover | 0.9 | 0.5 | 0.2
Mixed | 0.9 | 0.5 | 0.2
Turfgrass | 0.8 | 0.7 | 0.6
Density Factor
Vegetation | High | Medium | Low
Trees | 1.3 | 1 | 0.5
Shrubs | 1.1 | 1 | 0.5
Ground Cover | 1.1 | 1 | 0.5
Mixed | 1.3 | 1.1 | 0.6
Turfgrass | 1 | 1 | 0.6
Microclimate Factor
Vegetation | Exposed | Normal | Shaded
Trees | 1.4 | 1 | 0.5
Shrubs | 1.3 | 1 | 0.5
Ground Cover | 1.2 | 1 | 0.5
Mixed | 1.4 | 1 | 0.5
Turfgrass | 1.2 | 1 | 0.8
Irrigation Method
Index | Method | Efficiency | Other Losses | Drip System ? | Comments | Source
1 | Drip - Standard | 70% | 10% | Yes
2 | Drip - Pressure Compensating | 90% | 10% | Yes
3 | Fixed Spray | 65% | 10% | No
4 | Rotary | 65% | 10% | No
5 | Rotors | 70% | 10% | No
6 | MP Rotators | 80% | 10% | No
7 | Micro Spray | 75% | 10% | No
8 | Bubblers | 85% | 10% | No
Note on I15: KGW: Custom entries (if selected) will appear in shaded area.
Note on H83: KGW: Custom entries (if selected) will appear in shaded area.

## Editing (hidden)
Editing Parameters
Editing Parameters Range
Bound
Number | Title | Column | Range Name | Columns | Doc File
1 | Topsoil Type | 2 | SoilType | 0;100;75;75;75;0;0;0;
2 | Topsoil Compaction Level | 2 | TopsoilCompaction | 0;
3 | Subsoil Type | 2 | SoilType | 0;100;0;0;0;75;0;0;
4 | Vegetation Type | 2 | AvailableSpecies | 0;110;75;90;0;0;50;0;0;
5 | Vegetation Density | 2 | VegetationDensity | 0;;0
6 | Microclimate | 2 | Microclimate | 0;
7 | Landscape Coefficient Method | 2 | EntryMethod | 0;
8 | Irrigation Method | 2 | IrrigationMethod | 0;175;75;75;0;0;
9 |  | 2 |  | 0;
10 |  | 2 |  | 0;
11 |  | 2 |  | 0;
12 |  | 2 |  | 0;
13 |  | 2 |  | 0;
14 |  | 2 |  | 0;
15 |  | 2 |  | 0;
16 |  | 2 |  | 0;
17 |  | 2 |  | 0;
18 |  | 2 |  | 0;
19 |  | 2 |  | 0;
20 |  | 2 |  | 0;
Editing Definition Range
Area Number | Area Name | Relative Size of Area | Topsoil Type | Topsoil Compaction Level | Rooting Depth (mm) | Subsoil Type | Vegetation Type (KPS) | Vegetation Density (KD) | Micro- Climate (KMC) | Landscape Coefficient Method | Defined Landscape Coefficient (KL) | Calculated Landscape Coefficient (KL) | Irrigation Method | Irrigation Schedule
|  |  | 1 | 2 |  | 3 | 4 | 5 | 6 | 7 |  |  | 8 | -1
|  |  | 1 | 2 |  | 3 | 4 | 5 | 6 | 7 |  |  | 8 | -1
|  |  | 1 | 2 |  | 3 | 4 | 5 | 6 | 7 |  |  | 8 | -1
|  |  | 1 | 2 |  | 3 | 4 | 5 | 6 | 7 |  |  | 8 | -1
|  |  | 1 | 2 |  | 3 | 4 | 5 | 6 | 7 |  |  | 8 | -1
|  |  | 1 | 2 |  | 3 | 4 | 5 | 6 | 7 |  |  | 8 | -1
|  |  | 1 | 2 |  | 3 | 4 | 5 | 6 | 7 |  |  | 8 | -1
|  |  | 1 | 2 |  | 3 | 4 | 5 | 6 | 7 |  |  | 8 | -1
|  |  | 1 | 2 |  | 3 | 4 | 5 | 6 | 7 |  |  | 8 | -1
|  |  | 1 | 2 |  | 3 | 4 | 5 | 6 | 7 |  |  | 8 | -1
|  |  | 1 | 2 |  | 3 | 4 | 5 | 6 | 7 |  |  | 8 | -1
|  |  | 1 | 2 |  | 3 | 4 | 5 | 6 | 7 |  |  | 8 | -1
|  |  | 1 | 2 |  | 3 | 4 | 5 | 6 | 7 |  |  | 8 | -1
|  |  | 1 | 2 |  | 3 | 4 | 5 | 6 | 7 |  |  | 8 | -1
|  |  | 1 | 2 |  | 3 | 4 | 5 | 6 | 7 |  |  | 8 | -1
Check Tables

## FINAL Precipitation Data (hidden)
1 | 2 | 3 | 4 | 5 | 6 | 7 | 8 | 9 | 10 | 11 | 12 | 13 | 14 | 15 | 16 | 17 | 18 | 19 | 20 | 21 | 22 | 23 | 24 | 25 | 26 | 27 | 28 | 29 | 30 | 31 | 32 | 33 | Max | 5 | 6 | 7 | 8 | 9
| Year | Month | Day | 23:00 | 0:00 | 1:00 | 2:00 | 3:00 | 4:00 | 5:00 | 6:00 | 7:00 | 8:00 | 9:00 | 10:00 | 11:00 | 12:00 | 13:00 | 14:00 | 15:00 | 16:00 | 17:00 | 18:00 | 19:00 | 20:00 | 21:00 | 22:00 |  | Daily | Total | Sum | Diff | 1.4211e-14 | May | June | July | Aug | Sept
1960-01-01 | 1960 | 1 | 1 | 0 | 0 | 0 | 0 | 0 | 0 | 0 | 0 | 0 | 0 | 0 | 0 | 0 | 0 | 0 | 0 | 0 | 0 | 0 | 0 | 0 | 0 | 0 | 0 |  | 0 | 0 | 0 | 0 |  | 0 | 0 | 0 | 0 | 0
1960-01-02 | 1960 | 1 | 2 | 0 | 0 | 0 | 0 | 0 | 0 | 0 | 0.1 | 0.2 | 0.1 | 0.2 | 0.1 | 0.2 | 0.1 | 0.2 | 0.1 | 0.2 | 0.1 | 0.2 | 0.1 | 0.2 | 0.1 | 0.2 | 0.1 |  | 2.5 | 2.5 | 2.5 | 8.8818e-16 |  | 0 | 0 | 0 | 0 | 0
1960-01-03 | 1960 | 1 | 3 | 0.5 | 0.5 | 0 | 0 | 0 | 0 | 0 | 0 | 0 | 0 | 0 | 0 | 0 | 0 | 0 | 0.5 | 0.5 | 0.5 | 0.6 | 0.5 | 0.5 | 0.5 | 0.5 | 0.5 |  | 5.6 | 5.6 | 5.6 | 0 |  | 0 | 0 | 0 | 0 | 0
1960-01-04 | 1960 | 1 | 4 | 0.2 | 0.3 | 0.2 | 0.3 | 0.2 | 0.2 | 0.3 | 0.2 | 0.2 | 0.3 | 0.2 | 0.3 | 0.2 | 0.2 | 0.3 | 0.2 | 0 | 0 | 0 | 0 | 0 | 0 | 0 | 0 |  | 3.8 | 3.8 | 3.8 | 4.4409e-16 |  | 0 | 0 | 0 | 0 | 0
1960-01-05 | 1960 | 1 | 5 | 0 | 0 | 0 | 0 | 0 | 0 | 0 | 0 | 0 | 0 | 0 | 0 | 0 | 0 | 0 | 0 | 0 | 0 | 0 | 0 | 0 | 0 | 0 | 0 |  | 0 | 0 | 0 | 0 |  | 0 | 0 | 0 | 0 | 0
1960-01-06 | 1960 | 1 | 6 | 0 | 0 | 0 | 0 | 0 | 0 | 0 | 0 | 0 | 0 | 0 | 0 | 0 | 0 | 0 | 0 | 0 | 0 | 0 | 0 | 0 | 0 | 0 | 0 |  | 0 | 0 | 0 | 0 |  | 0 | 0 | 0 | 0 | 0
1960-01-07 | 1960 | 1 | 7 | 0 | 0 | 0 | 0 | 0 | 0 | 0 | 0 | 0 | 0 | 0 | 0 | 0 | 0 | 0 | 0 | 0 | 0 | 0 | 0 | 0 | 0 | 0 | 0 |  | 0 | 0 | 0 | 0 |  | 0 | 0 | 0 | 0 | 0
1960-01-08 | 1960 | 1 | 8 | 0 | 0 | 0 | 0 | 0 | 0 | 0 | 0 | 0 | 0 | 0 | 0 | 0 | 0 | 0 | 0 | 0 | 0 | 0 | 0 | 0 | 0 | 0.3 | 0.2 |  | 0.5 | 0.5 | 0.5 | 0 |  | 0 | 0 | 0 | 0 | 0
1960-01-09 | 1960 | 1 | 9 | 0 | 0 | 0 | 0 | 0 | 0 | 0 | 0 | 0 | 0 | 0 | 0 | 0 | 0 | 0 | 0 | 0 | 0 | 0 | 0 | 0 | 0 | 0 | 0 |  | 0 | 0 | 0 | 0 |  | 0 | 0 | 0 | 0 | 0
1960-01-10 | 1960 | 1 | 10 | 0 | 0 | 0 | 0 | 0 | 0 | 0 | 0 | 0 | 0 | 0 | 0 | 0 | 0 | 0 | 0 | 0 | 0 | 0 | 0 | 0 | 0 | 0 | 0 |  | 0 | 0 | 0 | 0 |  | 0 | 0 | 0 | 0 | 0
1960-01-11 | 1960 | 1 | 11 | 0 | 0 | 0 | 0 | 0 | 0 | 0 | 0 | 0 | 0 | 0 | 0 | 0 | 0 | 0 | 0 | 0 | 0 | 0 | 0 | 0 | 0 | 0 | 0 |  | 0 | 0 | 0 | 0 |  | 0 | 0 | 0 | 0 | 0
1960-01-12 | 1960 | 1 | 12 | 0 | 0 | 0 | 0 | 0 | 0 | 0 | 0 | 0 | 0 | 0 | 0 | 0 | 0 | 0 | 0 | 0 | 0 | 0 | 0 | 0 | 0 | 0 | 0 |  | 0 | 0 | 0 | 0 |  | 0 | 0 | 0 | 0 | 0
1960-01-13 | 1960 | 1 | 13 | 0 | 0 | 0 | 0 | 0 | 0 | 0 | 0 | 0 | 0 | 0 | 0 | 0 | 0 | 0 | 0 | 0 | 0 | 0 | 0 | 0 | 0 | 0 | 0 |  | 0 | 0 | 0 | 0 |  | 0 | 0 | 0 | 0 | 0
1960-01-14 | 1960 | 1 | 14 | 0 | 0 | 0 | 0 | 0 | 0 | 0 | 0 | 0 | 0 | 0 | 0 | 0 | 0 | 0 | 0 | 0 | 0 | 0 | 0 | 0 | 0 | 0 | 0 |  | 0 | 0 | 0 | 0 |  | 0 | 0 | 0 | 0 | 0
1960-01-15 | 1960 | 1 | 15 | 0 | 0 | 0 | 0 | 0 | 0 | 0 | 0 | 0 | 0 | 0 | 0 | 0 | 0 | 0 | 0 | 0 | 0 | 0 | 0 | 0 | 0 | 0 | 0 |  | 0 | 0 | 0 | 0 |  | 0 | 0 | 0 | 0 | 0
1960-01-16 | 1960 | 1 | 16 | 0 | 0 | 0 | 0 | 0 | 0 | 0 | 0 | 0 | 0 | 0 | 0 | 0 | 0 | 0 | 0 | 0 | 0 | 0 | 0 | 0 | 0 | 0 | 0 |  | 0 | 0 | 0 | 0 |  | 0 | 0 | 0 | 0 | 0
1960-01-17 | 1960 | 1 | 17 | 0 | 0 | 0 | 0 | 0 | 0 | 0 | 0 | 0 | 0 | 0 | 0 | 0 | 0 | 0 | 0 | 0 | 0 | 0 | 0 | 0 | 0 | 0 | 0 |  | 0 | 0 | 0 | 0 |  | 0 | 0 | 0 | 0 | 0
1960-01-18 | 1960 | 1 | 18 | 0 | 0 | 0 | 0 | 0 | 0 | 0 | 0 | 0 | 0 | 0 | 0 | 0 | 0 | 0 | 0 | 0 | 0 | 0 | 0 | 0 | 0 | 0 | 0 |  | 0 | 0 | 0 | 0 |  | 0 | 0 | 0 | 0 | 0
1960-01-19 | 1960 | 1 | 19 | 0 | 0 | 0 | 0 | 0 | 0 | 0 | 0 | 0 | 0 | 0 | 0 | 0 | 0 | 0 | 0 | 0 | 0 | 0 | 0 | 0 | 0 | 0 | 0 |  | 0 | 0 | 0 | 0 |  | 0 | 0 | 0 | 0 | 0
1960-01-20 | 1960 | 1 | 20 | 0 | 0 | 0 | 0 | 0 | 0 | 0 | 0 | 0 | 0 | 0 | 0 | 0 | 0 | 0 | 0 | 0 | 0 | 0 | 0 | 0 | 0 | 0 | 0 |  | 0 | 0 | 0 | 0 |  | 0 | 0 | 0 | 0 | 0
1960-01-21 | 1960 | 1 | 21 | 0 | 0 | 0 | 0 | 0 | 0 | 0 | 0 | 0 | 0 | 0 | 0 | 0 | 0 | 0 | 0 | 0 | 0 | 0 | 0 | 0 | 0 | 0 | 0 |  | 0 | 0 | 0 | 0 |  | 0 | 0 | 0 | 0 | 0
1960-01-22 | 1960 | 1 | 22 | 0 | 0 | 0 | 0 | 0 | 0 | 0 | 0 | 0 | 0 | 0 | 0 | 0 | 0 | 0 | 0 | 0 | 0 | 0 | 0 | 0 | 0 | 0 | 0 |  | 0 | 0 | 0 | 0 |  | 0 | 0 | 0 | 0 | 0
1960-01-23 | 1960 | 1 | 23 | 0 | 0 | 0 | 0 | 0 | 0 | 0 | 0 | 0 | 0 | 0 | 0 | 0 | 0 | 0 | 0 | 0 | 0 | 0 | 0 | 0 | 0 | 0 | 0 |  | 0 | 0 | 0 | 0 |  | 0 | 0 | 0 | 0 | 0
1960-01-24 | 1960 | 1 | 24 | 0 | 0 | 0 | 0 | 0 | 0 | 0 | 0 | 0 | 0 | 0 | 0 | 0 | 0 | 0 | 0 | 0 | 0 | 0 | 0 | 0 | 0 | 0 | 4.1 |  | 4.1 | 4.1 | 4.1 | 0 |  | 0 | 0 | 0 | 0 | 0
1960-01-25 | 1960 | 1 | 25 | 0.1 | 0.2 | 0.1 | 0.2 | 0.1 | 0.1 | 0.2 | 0.1 | 0.1 | 0.2 | 0.1 | 0.2 | 0.1 | 0.1 | 0.2 | 0.1 | 0.1 | 0.2 | 0.1 | 0.1 | 0.2 | 0.1 | 0.2 | 0.1 |  | 3.3 | 3.3 | 3.3 | 1.7764e-15 |  | 0 | 0 | 0 | 0 | 0
1960-01-26 | 1960 | 1 | 26 | 0 | 0 | 0 | 0 | 0 | 0 | 0 | 0 | 0 | 0 | 0 | 0 | 0 | 0 | 0 | 0 | 0 | 0 | 0 | 0 | 0 | 0 | 0 | 0 |  | 0 | 0 | 0 | 0 |  | 0 | 0 | 0 | 0 | 0
1960-01-27 | 1960 | 1 | 27 | 0 | 0 | 0 | 0 | 0 | 0 | 0 | 0 | 0 | 0 | 0 | 0 | 0 | 0 | 0 | 0 | 0 | 0 | 0 | 0 | 0 | 0 | 0 | 0 |  | 0 | 0 | 0 | 0 |  | 0 | 0 | 0 | 0 | 0
1960-01-28 | 1960 | 1 | 28 | 0 | 0 | 0 | 0 | 0 | 0 | 0 | 0 | 0 | 0 | 0 | 0 | 0 | 0 | 0 | 0 | 0 | 0 | 0 | 0 | 0 | 0 | 0 | 0 |  | 0 | 0 | 0 | 0 |  | 0 | 0 | 0 | 0 | 0
1960-01-29 | 1960 | 1 | 29 | 0 | 0 | 0 | 0 | 0 | 0 | 0 | 0 | 0 | 0 | 0 | 0 | 0 | 0 | 0 | 0 | 0 | 0 | 0 | 0 | 0 | 0 | 0 | 0 |  | 0 | 0 | 0 | 0 |  | 0 | 0 | 0 | 0 | 0
1960-01-30 | 1960 | 1 | 30 | 0 | 0 | 0 | 0 | 0 | 0 | 0 | 0 | 0 | 0 | 0 | 0 | 0 | 0 | 0 | 0 | 0 | 0 | 0 | 0 | 0 | 0 | 0 | 0 |  | 0 | 0 | 0 | 0 |  | 0 | 0 | 0 | 0 | 0
1960-01-31 | 1960 | 1 | 31 | 0 | 0 | 0 | 0 | 0 | 0 | 0 | 0 | 0 | 0 | 0 | 0 | 0 | 0 | 0 | 0 | 0 | 0 | 0 | 0 | 0 | 0 | 0 | 0 |  | 0 | 0 | 0 | 0 |  | 0 | 0 | 0 | 0 | 0
1960-02-01 | 1960 | 2 | 1 | 0 | 0 | 0 | 0 | 0 | 0 | 0 | 0 | 0 | 0 | 0 | 0 | 0 | 0 | 0 | 0 | 0 | 0 | 0 | 0 | 0 | 0 | 0 | 0 |  | 0 | 0 | 0 | 0 |  | 0 | 0 | 0 | 0 | 0
1960-02-02 | 1960 | 2 | 2 | 0 | 0 | 0 | 0 | 0 | 0 | 0 | 0 | 0 | 0 | 0 | 0 | 0 | 0 | 0 | 0 | 0 | 0 | 0 | 0 | 0 | 0 | 0 | 0 |  | 0 | 0 | 0 | 0 |  | 0 | 0 | 0 | 0 | 0
1960-02-03 | 1960 | 2 | 3 | 0 | 0 | 0 | 0 | 0 | 0 | 0 | 0 | 0 | 0 | 0 | 0 | 0 | 0 | 0 | 0 | 0 | 0 | 0 | 0.2 | 0.1 | 0.2 | 0.1 | 0.2 |  | 0.8 | 0.8 | 0.8 | 0 |  | 0 | 0 | 0 | 0 | 0
1960-02-04 | 1960 | 2 | 4 | 0 | 0 | 0 | 0 | 0 | 0 | 0 | 0 | 0 | 0 | 0 | 0 | 0 | 0 | 0 | 0 | 0 | 0 | 0 | 0 | 0 | 0 | 0 | 0 |  | 0 | 0 | 0 | 0 |  | 0 | 0 | 0 | 0 | 0
1960-02-05 | 1960 | 2 | 5 | 0 | 0 | 0 | 0 | 0 | 0 | 0 | 0 | 0 | 0 | 0 | 0 | 0 | 0 | 0 | 0 | 0 | 0 | 0 | 0 | 0 | 0 | 0 | 0 |  | 0 | 0 | 0 | 0 |  | 0 | 0 | 0 | 0 | 0
1960-02-06 | 1960 | 2 | 6 | 0 | 0 | 0 | 0 | 0 | 0 | 0 | 0 | 0 | 0 | 0 | 0 | 0 | 0 | 0 | 0 | 0 | 0 | 0 | 0 | 0 | 0 | 0 | 0 |  | 0 | 0 | 0 | 0 |  | 0 | 0 | 0 | 0 | 0
1960-02-07 | 1960 | 2 | 7 | 0 | 0 | 0 | 0 | 0 | 0 | 0 | 0 | 0 | 0 | 0 | 0 | 0 | 0 | 0 | 0 | 0 | 0 | 0 | 0 | 0 | 0 | 0 | 0 |  | 0 | 0 | 0 | 0 |  | 0 | 0 | 0 | 0 | 0
1960-02-08 | 1960 | 2 | 8 | 0 | 0 | 0 | 0 | 0 | 0 | 0 | 0 | 0 | 0 | 0 | 0 | 0 | 0 | 0 | 0 | 0 | 1 | 1 | 1 | 1.1 | 1 | 1 | 1 |  | 7.1 | 7.1 | 7.1 | 0 |  | 0 | 0 | 0 | 0 | 0
1960-02-09 | 1960 | 2 | 9 | 0.2 | 0.1 | 0.2 | 0.2 | 0.2 | 0.1 | 0.2 | 0.2 | 0.1 | 0.2 | 0.2 | 0.2 | 0.1 | 0.2 | 0.2 | 0.1 | 0.2 | 0.2 | 0.1 | 0.2 | 0.2 | 0.2 | 0.1 | 0.2 |  | 4.1 | 4.1 | 4.1 | 1.7764e-15 |  | 0 | 0 | 0 | 0 | 0
1960-02-10 | 1960 | 2 | 10 | 0 | 0.1 | 0 | 0 | 0 | 0.1 | 0 | 0 | 0 | 0 | 0 | 0 | 0 | 0 | 0 | 0 | 0 | 0 | 0 | 0 | 0 | 0 | 0.1 | 0 |  | 0.3 | 0.3 | 0.3 | 5.5511e-17 |  | 0 | 0 | 0 | 0 | 0
1960-02-11 | 1960 | 2 | 11 | 0 | 0 | 0 | 0 | 0 | 0 | 0 | 0 | 0 | 0 | 0 | 0 | 0 | 0 | 0 | 0 | 0 | 0 | 0 | 0 | 0 | 0 | 0 | 0 |  | 0 | 0 | 0 | 0 |  | 0 | 0 | 0 | 0 | 0
1960-02-12 | 1960 | 2 | 12 | 0 | 0 | 0 | 0 | 0 | 0 | 0 | 0 | 0 | 0 | 0 | 0 | 0 | 0 | 0 | 0 | 0 | 0 | 0 | 0 | 0 | 0 | 0 | 0 |  | 0 | 0 | 0 | 0 |  | 0 | 0 | 0 | 0 | 0
1960-02-13 | 1960 | 2 | 13 | 0 | 0 | 0 | 0 | 0 | 0 | 0 | 0 | 0 | 0 | 0 | 0 | 0 | 0 | 0 | 0 | 0 | 0 | 0 | 0 | 0 | 0 | 0 | 0 |  | 0 | 0 | 0 | 0 |  | 0 | 0 | 0 | 0 | 0
1960-02-14 | 1960 | 2 | 14 | 0 | 0 | 0 | 0 | 0 | 0 | 0 | 0 | 0 | 0 | 0 | 0 | 0 | 0 | 0 | 0 | 0 | 0 | 0 | 0 | 0 | 0 | 0 | 0 |  | 0 | 0 | 0 | 0 |  | 0 | 0 | 0 | 0 | 0
1960-02-15 | 1960 | 2 | 15 | 0 | 0 | 0 | 0 | 0 | 0 | 0 | 0 | 0 | 0 | 0 | 0 | 0 | 0 | 0 | 0 | 0 | 0 | 0 | 0 | 0 | 0 | 0 | 0 |  | 0 | 0 | 0 | 0 |  | 0 | 0 | 0 | 0 | 0
1960-02-16 | 1960 | 2 | 16 | 0 | 0 | 0 | 0 | 0 | 0 | 0 | 0 | 0 | 0.1 | 0 | 0.1 | 0 | 0 | 0 | 0 | 0 | 0 | 0 | 0 | 0 | 0 | 0.1 | 0 |  | 0.3 | 0.3 | 0.3 | 5.5511e-17 |  | 0 | 0 | 0 | 0 | 0
1960-02-17 | 1960 | 2 | 17 | 0 | 0.1 | 0 | 0.1 | 0 | 0.1 | 0 | 0 | 0.1 | 0 | 0.1 | 0 | 0 | 0.1 | 0 | 0.1 | 0 | 0 | 0.1 | 0 | 0.1 | 0 | 0.1 | 0 |  | 1 | 1 | 1 | 1.1102e-16 |  | 0 | 0 | 0 | 0 | 0
1960-02-18 | 1960 | 2 | 18 | 0 | 0 | 0 | 0 | 0 | 0 | 0 | 0 | 0 | 0 | 0 | 0 | 0 | 0 | 0 | 0 | 0 | 0 | 0 | 0 | 0 | 0 | 0 | 0 |  | 0 | 0 | 0 | 0 |  | 0 | 0 | 0 | 0 | 0
1960-02-19 | 1960 | 2 | 19 | 0.1 | 0.1 | 0 | 0 | 0 | 0 | 0 | 0.1 | 0 | 0.1 | 0.1 | 0.1 | 0.1 | 0 | 0 | 0 | 0 | 0.1 | 0.1 | 0.1 | 0 | 0.1 | 0.1 | 0.1 |  | 1.3 | 1.3 | 1.3 | 0 |  | 0 | 0 | 0 | 0 | 0
1960-02-20 | 1960 | 2 | 20 | 0 | 0 | 0 | 0 | 0 | 0 | 0 | 0 | 0 | 0 | 0 | 0 | 0 | 0 | 0 | 0 | 0 | 0 | 0 | 0 | 0 | 0 | 0 | 0 |  | 0 | 0 | 0 | 0 |  | 0 | 0 | 0 | 0 | 0
1960-02-21 | 1960 | 2 | 21 | 0 | 0 | 0 | 0 | 0 | 0 | 0 | 0 | 0 | 0 | 0 | 0 | 0 | 0 | 0 | 0 | 0 | 0 | 0 | 0 | 0 | 0 | 0 | 0 |  | 0 | 0 | 0 | 0 |  | 0 | 0 | 0 | 0 | 0
1960-02-22 | 1960 | 2 | 22 | 0 | 0 | 0 | 0 | 0 | 0 | 0 | 0 | 0 | 0 | 0 | 0.3 | 0.2 | 0.8 | 0.2 | 0.3 | 0.7 | 0.3 | 0.2 | 0.3 | 0.2 | 0.3 | 0.2 | 0.3 |  | 4.3 | 4.3 | 4.3 | 0 |  | 0 | 0 | 0 | 0 | 0
1960-02-23 | 1960 | 2 | 23 | 0 | 0 | 0 | 0 | 0 | 0 | 0 | 0 | 0 | 0 | 0 | 0 | 0 | 0 | 0 | 0 | 0 | 0 | 0 | 0 | 0 | 0 | 0 | 0 |  | 0 | 0 | 0 | 0 |  | 0 | 0 | 0 | 0 | 0
1960-02-24 | 1960 | 2 | 24 | 0 | 0 | 0 | 0 | 0.4 | 0.3 | 0.4 | 0.3 | 0.4 | 0.7 | 1 | 0.4 | 0.3 | 0.4 | 0.3 | 0.3 | 0.4 | 0.3 | 0.4 | 0.7 | 0.3 | 0.4 | 0.3 | 0.4 |  | 8.4 | 8.4 | 8.4 | 1.7764e-15 |  | 0 | 0 | 0 | 0 | 0
1960-02-25 | 1960 | 2 | 25 | 0.1 | 0.1 | 0 | 0.1 | 0.1 | 0 | 0.1 | 0.1 | 0.1 | 0.1 | 0 | 0.1 | 0.1 | 0 | 0.1 | 0.1 | 0.1 | 0 | 0.1 | 0.1 | 0.1 | 0 | 0.1 | 0.1 |  | 1.8 | 1.8 | 1.8 | 4.4409e-16 |  | 0 | 0 | 0 | 0 | 0
1960-02-26 | 1960 | 2 | 26 | 0 | 0 | 0 | 0 | 0 | 0 | 0 | 0 | 0 | 0 | 0 | 0 | 0 | 0 | 0 | 0 | 0 | 0 | 0 | 0 | 0 | 0 | 0 | 0 |  | 0 | 0 | 0 | 0 |  | 0 | 0 | 0 | 0 | 0
1960-02-27 | 1960 | 2 | 27 | 0 | 0 | 0 | 0.1 | 0.1 | 0 | 0.1 | 0 | 0.1 | 0 | 0 | 0 | 0 | 0 | 0 | 0 | 0 | 0 | 0 | 0 | 0.1 | 0.1 | 0.1 | 0.1 |  | 0.8 | 0.8 | 0.8 | 1.1102e-16 |  | 0 | 0 | 0 | 0 | 0
1960-02-28 | 1960 | 2 | 28 | 0.1 | 0.1 | 0 | 0.1 | 0.1 | 0.1 | 0 | 0 | 0 | 0.1 | 0 | 0 | 0 | 0 | 0 | 0 | 0 | 0 | 0 | 0.1 | 0.1 | 0 | 0.1 | 0.1 |  | 1 | 1 | 1 | 1.1102e-16 |  | 0 | 0 | 0 | 0 | 0
1960-02-29 | 1960 | 2 | 29 | 0 | 0 | 0 | 0.1 | 0 | 0 | 0 | 0 | 0 | 0 | 0 | 0.1 | 0 | 0 | 0 | 0 | 0 | 0 | 0 | 0 | 0.1 | 0 | 0 | 0 |  | 0.3 | 0.3 | 0.3 | 5.5511e-17 |  | 0 | 0 | 0 | 0 | 0
1960-03-01 | 1960 | 3 | 1 | 0 | 0 | 0 | 0 | 0 | 0 | 0 | 0 | 0 | 0 | 0 | 0 | 0 | 0 | 0 | 0 | 0 | 0 | 0 | 0 | 0 | 0 | 0 | 0 |  | 0 | 0 | 0 | 0 |  | 0 | 0 | 0 | 0 | 0
1960-03-02 | 1960 | 3 | 2 | 0 | 0 | 0 | 0 | 0 | 0 | 0 | 0 | 0 | 0 | 0 | 0 | 0 | 0 | 0 | 0 | 0 | 0 | 0 | 0 | 0 | 0 | 0 | 0 |  | 0 | 0 | 0 | 0 |  | 0 | 0 | 0 | 0 | 0
1960-03-03 | 1960 | 3 | 3 | 0 | 0 | 0 | 0 | 0 | 0 | 0 | 0 | 0 | 0 | 0 | 0 | 0 | 0 | 0 | 0 | 0 | 0 | 0 | 0 | 0 | 0 | 0 | 0 |  | 0 | 0 | 0 | 0 |  | 0 | 0 | 0 | 0 | 0
1960-03-04 | 1960 | 3 | 4 | 0 | 0 | 0 | 0 | 0 | 0 | 0 | 0 | 0.1 | 0 | 0.1 | 0.1 | 0.1 | 0 | 0.1 | 0 | 0 | 0 | 0 | 0 | 0 | 0 | 0 | 0 |  | 0.5 | 0.5 | 0.5 | 0 |  | 0 | 0 | 0 | 0 | 0
1960-03-05 | 1960 | 3 | 5 | 0 | 0 | 0 | 0 | 0 | 0 | 0 | 0 | 0 | 0 | 0 | 0 | 0 | 0 | 0 | 0 | 0 | 0.1 | 0 | 0.1 | 0 | 0 | 0.1 | 0 |  | 0.3 | 0.3 | 0.3 | 5.5511e-17 |  | 0 | 0 | 0 | 0 | 0
1960-03-06 | 1960 | 3 | 6 | 0 | 0 | 0 | 0 | 0 | 0 | 0 | 0 | 0 | 0 | 0 | 0 | 0 | 0 | 0 | 0 | 0 | 0 | 0 | 0 | 0 | 0 | 0 | 0 |  | 0 | 0 | 0 | 0 |  | 0 | 0 | 0 | 0 | 0
1960-03-07 | 1960 | 3 | 7 | 0 | 0 | 0 | 0 | 0 | 0 | 0 | 0 | 0 | 0 | 0 | 0 | 0 | 0 | 0 | 0 | 0 | 0 | 0 | 0 | 0 | 0 | 0 | 0 |  | 0 | 0 | 0 | 0 |  | 0 | 0 | 0 | 0 | 0
1960-03-08 | 1960 | 3 | 8 | 0 | 0 | 0 | 0 | 0 | 0 | 0 | 0 | 0 | 0 | 0 | 0 | 0 | 0 | 0 | 0 | 0 | 0 | 0 | 0 | 0.6 | 0.6 | 0.5 | 0.6 |  | 2.3 | 2.3 | 2.3 | 0 |  | 0 | 0 | 0 | 0 | 0
1960-03-09 | 1960 | 3 | 9 | 0 | 0.1 | 0 | 0.1 | 0 | 0.1 | 0 | 0.1 | 0 | 0 | 0.1 | 0 | 0.1 | 0 | 0.1 | 0 | 0 | 0 | 0 | 0 | 0 | 0 | 0.1 | 0 |  | 0.8 | 0.8 | 0.8 | 1.1102e-16 |  | 0 | 0 | 0 | 0 | 0
1960-03-10 | 1960 | 3 | 10 | 0 | 0 | 0 | 0.1 | 0 | 0 | 0 | 0 | 0 | 0.1 | 0 | 0 | 0 | 0 | 0 | 0 | 0.1 | 0 | 0 | 0 | 0 | 0 | 0 | 0 |  | 0.3 | 0.3 | 0.3 | 5.5511e-17 |  | 0 | 0 | 0 | 0 | 0
1960-03-11 | 1960 | 3 | 11 | 0 | 0 | 0 | 0 | 0.1 | 0 | 0 | 0 | 0.1 | 0 | 0 | 0 | 0.1 | 0 | 0 | 0 | 0 | 0.1 | 0 | 0 | 0 | 0.1 | 0 | 0 |  | 0.5 | 0.5 | 0.5 | 0 |  | 0 | 0 | 0 | 0 | 0
1960-03-12 | 1960 | 3 | 12 | 0 | 0 | 0 | 0 | 0 | 0 | 0 | 0 | 0 | 0 | 0 | 0 | 0 | 0 | 0 | 0 | 0 | 0 | 0 | 0 | 0 | 0 | 0 | 0 |  | 0 | 0 | 0 | 0 |  | 0 | 0 | 0 | 0 | 0
1960-03-13 | 1960 | 3 | 13 | 0 | 0 | 0 | 0 | 0 | 0 | 0 | 0 | 0 | 0 | 0 | 0 | 0 | 0 | 0 | 0 | 0 | 0 | 0 | 0 | 0 | 0 | 0 | 0 |  | 0 | 0 | 0 | 0 |  | 0 | 0 | 0 | 0 | 0
1960-03-14 | 1960 | 3 | 14 | 0 | 0 | 0 | 0 | 0 | 0 | 0 | 0 | 0 | 0 | 0 | 0 | 0 | 0 | 0 | 0 | 0 | 0 | 0 | 0 | 0 | 0 | 0 | 0 |  | 0 | 0 | 0 | 0 |  | 0 | 0 | 0 | 0 | 0
1960-03-15 | 1960 | 3 | 15 | 0 | 0 | 0 | 0 | 0.1 | 0 | 0 | 0 | 0 | 0 | 0 | 0 | 0.1 | 0 | 0 | 0 | 0 | 0 | 0 | 0 | 0.1 | 0 | 0 | 0 |  | 0.3 | 0.3 | 0.3 | 5.5511e-17 |  | 0 | 0 | 0 | 0 | 0
1960-03-16 | 1960 | 3 | 16 | 0 | 0 | 0 | 0 | 0 | 0 | 0 | 0 | 0 | 0 | 0 | 0 | 0 | 0 | 0 | 0 | 0 | 0 | 0 | 0 | 0 | 0 | 0 | 0 |  | 0 | 0 | 0 | 0 |  | 0 | 0 | 0 | 0 | 0
1960-03-17 | 1960 | 3 | 17 | 0 | 0 | 0 | 0 | 0 | 0 | 0 | 0 | 0 | 0 | 0 | 0 | 0 | 0 | 0 | 0 | 0 | 0 | 0 | 0 | 0 | 0 | 0 | 0 |  | 0 | 0 | 0 | 0 |  | 0 | 0 | 0 | 0 | 0
1960-03-18 | 1960 | 3 | 18 | 0 | 0 | 0 | 0 | 0 | 0 | 0 | 0 | 0 | 0 | 0 | 0 | 0 | 0 | 0 | 0 | 0 | 0 | 0 | 0 | 0 | 0 | 0 | 0 |  | 0 | 0 | 0 | 0 |  | 0 | 0 | 0 | 0 | 0
1960-03-19 | 1960 | 3 | 19 | 0 | 0 | 0 | 0 | 0 | 0 | 0 | 0 | 0 | 0 | 0 | 0 | 0 | 0 | 0 | 0 | 0 | 0 | 0 | 0 | 0 | 0 | 0 | 0 |  | 0 | 0 | 0 | 0 |  | 0 | 0 | 0 | 0 | 0
1960-03-20 | 1960 | 3 | 20 | 0 | 0 | 0 | 0 | 0 | 0 | 0 | 0 | 0 | 0 | 0 | 0 | 0 | 0 | 0 | 0 | 0 | 0 | 0 | 0 | 0 | 0 | 0 | 0 |  | 0 | 0 | 0 | 0 |  | 0 | 0 | 0 | 0 | 0
1960-03-21 | 1960 | 3 | 21 | 0 | 0 | 0 | 0 | 0 | 0 | 0 | 0 | 0 | 0 | 0 | 0 | 0 | 0 | 0 | 0 | 0 | 0 | 0 | 0 | 0 | 0 | 0 | 0 |  | 0 | 0 | 0 | 0 |  | 0 | 0 | 0 | 0 | 0
1960-03-22 | 1960 | 3 | 22 | 0 | 0 | 0 | 0 | 0 | 0 | 0 | 0 | 0 | 0 | 0 | 0 | 0 | 0 | 0 | 0 | 0 | 0 | 0 | 0 | 0 | 0 | 0 | 0 |  | 0 | 0 | 0 | 0 |  | 0 | 0 | 0 | 0 | 0
1960-03-23 | 1960 | 3 | 23 | 0 | 0 | 0 | 0 | 0 | 0 | 0 | 0 | 0 | 0 | 0 | 0 | 0 | 0 | 0 | 0 | 0 | 0 | 0 | 0 | 0 | 0 | 0 | 0 |  | 0 | 0 | 0 | 0 |  | 0 | 0 | 0 | 0 | 0
1960-03-24 | 1960 | 3 | 24 | 0 | 0 | 0 | 0 | 0 | 0 | 0 | 0 | 0 | 0 | 0 | 0 | 0 | 0 | 0 | 0 | 0 | 0 | 0 | 0 | 0 | 0 | 0 | 0 |  | 0 | 0 | 0 | 0 |  | 0 | 0 | 0 | 0 | 0
1960-03-25 | 1960 | 3 | 25 | 0 | 0 | 0 | 0 | 0 | 0 | 0 | 0 | 0 | 0 | 0 | 0 | 0 | 0 | 0 | 0 | 0 | 0 | 0 | 0 | 0 | 0 | 0 | 0 |  | 0 | 0 | 0 | 0 |  | 0 | 0 | 0 | 0 | 0
1960-03-26 | 1960 | 3 | 26 | 0 | 0 | 0 | 0 | 0 | 0 | 0 | 0 | 0 | 0 | 0 | 0 | 0 | 0 | 0 | 0 | 0 | 0 | 0 | 0.1 | 0.2 | 0.1 | 0 | 0.1 |  | 0.5 | 0.5 | 0.5 | 0 |  | 0 | 0 | 0 | 0 | 0
1960-03-27 | 1960 | 3 | 27 | 0 | 0 | 0 | 0 | 0 | 0 | 0 | 0 | 0 | 0 | 0 | 0 | 0 | 0 | 0 | 0 | 0 | 0 | 0 | 0 | 0 | 0 | 0 | 0 |  | 0 | 0 | 0 | 0 |  | 0 | 0 | 0 | 0 | 0
1960-03-28 | 1960 | 3 | 28 | 0 | 0 | 0 | 0 | 0 | 0 | 0 | 0 | 0.1 | 0 | 0.1 | 0 | 0.1 | 0 | 0 | 0.1 | 0 | 0.1 | 0 | 0 | 0 | 0 | 0 | 0 |  | 0.5 | 0.5 | 0.5 | 0 |  | 0 | 0 | 0 | 0 | 0
1960-03-29 | 1960 | 3 | 29 | 0 | 0 | 0 | 0 | 0 | 0 | 0 | 0 | 0 | 0 | 0 | 0 | 0 | 0 | 0 | 0 | 0 | 0 | 0 | 0 | 0 | 0 | 0 | 0 |  | 0 | 0 | 0 | 0 |  | 0 | 0 | 0 | 0 | 0
1960-03-30 | 1960 | 3 | 30 | 0 | 0 | 0 | 0 | 0 | 0 | 0 | 0 | 0 | 0 | 0 | 0 | 0 | 0 | 0 | 0 | 0 | 0 | 0 | 0 | 0 | 0 | 0 | 0 |  | 0 | 0 | 0 | 0 |  | 0 | 0 | 0 | 0 | 0
1960-03-31 | 1960 | 3 | 31 | 0 | 0 | 0 | 0 | 0 | 0 | 0 | 0 | 0 | 0 | 0 | 0 | 0 | 0 | 0 | 0 | 0 | 0 | 0 | 0 | 0 | 0 | 0 | 0 |  | 0 | 0 | 0 | 0 |  | 0 | 0 | 0 | 0 | 0
1960-04-01 | 1960 | 4 | 1 | 0 | 0 | 0 | 0 | 0 | 0 | 0 | 0 | 0 | 0 | 0 | 0 | 0 | 0 | 0 | 0 | 0 | 0 | 0 | 0 | 0 | 0 | 0 | 0 |  | 0 | 0 | 0 | 0 |  | 0 | 0 | 0 | 0 | 0
1960-04-02 | 1960 | 4 | 2 | 0 | 0 | 0 | 0 | 0 | 0 | 0 | 0 | 0 | 0 | 0 | 0 | 0 | 0 | 0 | 0 | 0 | 0 | 0 | 0 | 0 | 0 | 0 | 0 |  | 0 | 0 | 0 | 0 |  | 0 | 0 | 0 | 0 | 0
1960-04-03 | 1960 | 4 | 3 | 0 | 0 | 0 | 0 | 0 | 0 | 0 | 0 | 0 | 0 | 0 | 0 | 0 | 0 | 0 | 0 | 0 | 0 | 0 | 0 | 0 | 0 | 0 | 0 |  | 0 | 0 | 0 | 0 |  | 0 | 0 | 0 | 0 | 0
1960-04-04 | 1960 | 4 | 4 | 0 | 0 | 0 | 0 | 0 | 0 | 0 | 0 | 0 | 0 | 0 | 0 | 0 | 0 | 0 | 0 | 0 | 0 | 0 | 0 | 0 | 0 | 0 | 0 |  | 0 | 0 | 0 | 0 |  | 0 | 0 | 0 | 0 | 0
1960-04-05 | 1960 | 4 | 5 | 0 | 0 | 0 | 0 | 0 | 0 | 0 | 0 | 0 | 0 | 0 | 0 | 0 | 0 | 0 | 0 | 0 | 0 | 0 | 0 | 0 | 0 | 0 | 0 |  | 0 | 0 | 0 | 0 |  | 0 | 0 | 0 | 0 | 0
1960-04-06 | 1960 | 4 | 6 | 0 | 0 | 0 | 0 | 0 | 0 | 0 | 0 | 0 | 0 | 0 | 0 | 0 | 0 | 0 | 0 | 0 | 0 | 0 | 0 | 0 | 0 | 0 | 0 |  | 0 | 0 | 0 | 0 |  | 0 | 0 | 0 | 0 | 0
1960-04-07 | 1960 | 4 | 7 | 0 | 0 | 0 | 0 | 0 | 0 | 0 | 0 | 0 | 0 | 0 | 0 | 0 | 0 | 0 | 0 | 0 | 0 | 0 | 0 | 0 | 0 | 0 | 0 |  | 0 | 0 | 0 | 0 |  | 0 | 0 | 0 | 0 | 0
1960-04-08 | 1960 | 4 | 8 | 0 | 0 | 0 | 0 | 0 | 0 | 0 | 0 | 0 | 0 | 0 | 0 | 0 | 0 | 0 | 0 | 0 | 0 | 0 | 0 | 0 | 0 | 0 | 0 |  | 0 | 0 | 0 | 0 |  | 0 | 0 | 0 | 0 | 0
1960-04-09 | 1960 | 4 | 9 | 0 | 0 | 0 | 0 | 0 | 0 | 0 | 0 | 0 | 0 | 0 | 0 | 0 | 0 | 0 | 0 | 0 | 0 | 0 | 0 | 0 | 0 | 0 | 0 |  | 0 | 0 | 0 | 0 |  | 0 | 0 | 0 | 0 | 0
1960-04-10 | 1960 | 4 | 10 | 0 | 0 | 0 | 0 | 0 | 0 | 0 | 0 | 0 | 0 | 0 | 0 | 0 | 0 | 0 | 0 | 0 | 0 | 0 | 0 | 0 | 0 | 0 | 0 |  | 0 | 0 | 0 | 0 |  | 0 | 0 | 0 | 0 | 0
1960-04-11 | 1960 | 4 | 11 | 0 | 0 | 0 | 0 | 0 | 0 | 0 | 0 | 0 | 0 | 0 | 0 | 0 | 0 | 0 | 0 | 0 | 0 | 0 | 0 | 0 | 0 | 0 | 0 |  | 0 | 0 | 0 | 0 |  | 0 | 0 | 0 | 0 | 0
1960-04-12 | 1960 | 4 | 12 | 0 | 0 | 0 | 0 | 0 | 0 | 0 | 0 | 0 | 0 | 0 | 0 | 0 | 0 | 0 | 0 | 0 | 0 | 0 | 0 | 0 | 0 | 0 | 0 |  | 0 | 0 | 0 | 0 |  | 0 | 0 | 0 | 0 | 0
1960-04-13 | 1960 | 4 | 13 | 0 | 0 | 0 | 0 | 0 | 0 | 0 | 0 | 0 | 0 | 0 | 0 | 0 | 0 | 0 | 0 | 0 | 0 | 0 | 0 | 0 | 0 | 0 | 0 |  | 0 | 0 | 0 | 0 |  | 0 | 0 | 0 | 0 | 0
1960-04-14 | 1960 | 4 | 14 | 0 | 0 | 0 | 0 | 0 | 0 | 0 | 0 | 0 | 0 | 0 | 0 | 0 | 0 | 0 | 0 | 0 | 0 | 0 | 0 | 0 | 0 | 0 | 0 |  | 0 | 0 | 0 | 0 |  | 0 | 0 | 0 | 0 | 0
1960-04-15 | 1960 | 4 | 15 | 0 | 0 | 0 | 0 | 0 | 0 | 0 | 0 | 0 | 0 | 0 | 0 | 0 | 0 | 0 | 0 | 0 | 0 | 0 | 0 | 0.3 | 0.2 | 0.3 | 0.2 |  | 1 | 1 | 1 | 0 |  | 0 | 0 | 0 | 0 | 0
1960-04-16 | 1960 | 4 | 16 | 0 | 0 | 0 | 0 | 0 | 0 | 0 | 0 | 0 | 0 | 0 | 0 | 0 | 0 | 0 | 0 | 0 | 0 | 0 | 0 | 0 | 0 | 0 | 0 |  | 0 | 0 | 0 | 0 |  | 0 | 0 | 0 | 0 | 0
1960-04-17 | 1960 | 4 | 17 | 0 | 0 | 0 | 0 | 0 | 0 | 0 | 0 | 0 | 0 | 0 | 0 | 0 | 0 | 0 | 0 | 0 | 0 | 0 | 0 | 0 | 0 | 0 | 0 |  | 0 | 0 | 0 | 0 |  | 0 | 0 | 0 | 0 | 0
1960-04-18 | 1960 | 4 | 18 | 0 | 0 | 0 | 0 | 0 | 0 | 0 | 0 | 0 | 0 | 0 | 0 | 0 | 0 | 0 | 0 | 0 | 0 | 0 | 0 | 0 | 0 | 0 | 0 |  | 0 | 0 | 0 | 0 |  | 0 | 0 | 0 | 0 | 0
1960-04-19 | 1960 | 4 | 19 | 0 | 0 | 0 | 0 | 0 | 0 | 0 | 0 | 0 | 0 | 0 | 0 | 0 | 0 | 0 | 0 | 0 | 0 | 0 | 0 | 0 | 0 | 0 | 0 |  | 0 | 0 | 0 | 0 |  | 0 | 0 | 0 | 0 | 0
1960-04-20 | 1960 | 4 | 20 | 0 | 0 | 0 | 0 | 0 | 0 | 0 | 0 | 0 | 0 | 0 | 0 | 0 | 0 | 0 | 0 | 0 | 0 | 0 | 0 | 0 | 0 | 0 | 0 |  | 0 | 0 | 0 | 0 |  | 0 | 0 | 0 | 0 | 0
1960-04-21 | 1960 | 4 | 21 | 0 | 0 | 0 | 0 | 0 | 0 | 0 | 0 | 0.6 | 0 | 0 | 0 | 0 | 0.5 | 0 | 0.6 | 0.5 | 0.6 | 0.5 | 0.6 | 0.5 | 0.6 | 0.5 | 0.6 |  | 6.1 | 6.1 | 6.1 | 0 |  | 0 | 0 | 0 | 0 | 0
1960-04-22 | 1960 | 4 | 22 | 0.1 | 0 | 0.1 | 0 | 0.1 | 0 | 0.1 | 0 | 0 | 0 | 0 | 0.1 | 0 | 0 | 0 | 0 | 0 | 0 | 0 | 0 | 0 | 0 | 0 | 0 |  | 0.5 | 0.5 | 0.5 | 0 |  | 0 | 0 | 0 | 0 | 0
1960-04-23 | 1960 | 4 | 23 | 0 | 0 | 0 | 0 | 0 | 0 | 0 | 0 | 0 | 0 | 0 | 0 | 0.5 | 0 | 0 | 0 | 0.5 | 0.5 | 0.5 | 0.6 | 0.5 | 0.5 | 0.5 | 0.5 |  | 4.6 | 4.6 | 4.6 | 0 |  | 0 | 0 | 0 | 0 | 0
1960-04-24 | 1960 | 4 | 24 | 0.6 | 0.6 | 0.6 | 0.5 | 0.6 | 0.6 | 0.6 | 0.6 | 0.6 | 0.5 | 0.6 | 0.6 | 0.6 | 0.6 | 0.5 | 0.6 | 0.6 | 0.6 | 0.6 | 0.6 | 0.5 | 0.6 | 0.6 | 0.6 |  | 14 | 14 | 14 | 5.3291e-15 |  | 0 | 0 | 0 | 0 | 0
1960-04-25 | 1960 | 4 | 25 | 0.2 | 0.2 | 0.2 | 0.2 | 0.2 | 0.2 | 0.2 | 0.2 | 0.2 | 0.3 | 0.2 | 0.2 | 0.2 | 0.2 | 0.2 | 0.2 | 0.2 | 0.2 | 0.2 | 0.2 | 0 | 0 | 0 | 0 |  | 4.1 | 4.1 | 4.1 | 1.7764e-15 |  | 0 | 0 | 0 | 0 | 0
1960-04-26 | 1960 | 4 | 26 | 0 | 0 | 0 | 0 | 0 | 0 | 0 | 0 | 0 | 0 | 0 | 0 | 0 | 0 | 0 | 0 | 0 | 0 | 0 | 0 | 0 | 0 | 0 | 0 |  | 0 | 0 | 0 | 0 |  | 0 | 0 | 0 | 0 | 0
1960-04-27 | 1960 | 4 | 27 | 0 | 0 | 0 | 0 | 0 | 0 | 0 | 0 | 0 | 0 | 0 | 0 | 0 | 0 | 0 | 0 | 0 | 0 | 0 | 0 | 0 | 0 | 0 | 0 |  | 0 | 0 | 0 | 0 |  | 0 | 0 | 0 | 0 | 0
1960-04-28 | 1960 | 4 | 28 | 0 | 0 | 0 | 0 | 0 | 0 | 0 | 0 | 0 | 0 | 0 | 0 | 0 | 0 | 0 | 0 | 0 | 0 | 0 | 0 | 0 | 0 | 0 | 0 |  | 0 | 0 | 0 | 0 |  | 0 | 0 | 0 | 0 | 0
1960-04-29 | 1960 | 4 | 29 | 0 | 0 | 0 | 0 | 0 | 0 | 0 | 0 | 0 | 0 | 0 | 0 | 0 | 0 | 0 | 0 | 0 | 0 | 0 | 0 | 0 | 0 | 0 | 0 |  | 0 | 0 | 0 | 0 |  | 0 | 0 | 0 | 0 | 0
1960-04-30 | 1960 | 4 | 30 | 0 | 0 | 0 | 0 | 0 | 0 | 0 | 0 | 0 | 0 | 0 | 0 | 0 | 0 | 0 | 0 | 0 | 0 | 0 | 0 | 0 | 0 | 0 | 0 |  | 0 | 0 | 0 | 0 |  | 0 | 0 | 0 | 0 | 0
1960-05-01 | 1960 | 5 | 1 | 0 | 0 | 0 | 0 | 0 | 0 | 0 | 0 | 0 | 0 | 0 | 0 | 0.9 | 1.2 | 0.8 | 0 | 0.9 | 0 | 0.9 | 0.9 | 0.9 | 0.8 | 0.9 | 0.9 |  | 9.1 | 9.1 | 9.1 | 1.7764e-15 |  | 9.1 | 0 | 0 | 0 | 0
1960-05-02 | 1960 | 5 | 2 | 0.1 | 0 | 0.1 | 0.1 | 0.1 | 0 | 0.1 | 0.1 | 0 | 0 | 0 | 0 | 0 | 0.1 | 0 | 0.1 | 0 | 0.1 | 0 | 0 | 0 | 0 | 0 | 0.1 |  | 1 | 1 | 1 | 1.1102e-16 |  | 1 | 0 | 0 | 0 | 0
1960-05-03 | 1960 | 5 | 3 | 0 | 0 | 0 | 0 | 0 | 0 | 0 | 0 | 0 | 0 | 0 | 0 | 0 | 0 | 0 | 0 | 0 | 0 | 0 | 0 | 0 | 0 | 0 | 0 |  | 0 | 0 | 0 | 0 |  | 0 | 0 | 0 | 0 | 0
1960-05-04 | 1960 | 5 | 4 | 0 | 0 | 0 | 0 | 0 | 0 | 0 | 0 | 0 | 0 | 0 | 0 | 0 | 0 | 0 | 0 | 0 | 0 | 0 | 0 | 0 | 0 | 0 | 0 |  | 0 | 0 | 0 | 0 |  | 0 | 0 | 0 | 0 | 0
1960-05-05 | 1960 | 5 | 5 | 0 | 0 | 0 | 0 | 0 | 0 | 0 | 0 | 0 | 0 | 0 | 0 | 0 | 0 | 0 | 0 | 0 | 0 | 0 | 0 | 0 | 0 | 0 | 0 |  | 0 | 0 | 0 | 0 |  | 0 | 0 | 0 | 0 | 0
1960-05-06 | 1960 | 5 | 6 | 0 | 0 | 0 | 0 | 0 | 0 | 0 | 0 | 0 | 0 | 0 | 0 | 0 | 0 | 0 | 0 | 0 | 0 | 0 | 0 | 0 | 0 | 0 | 0 |  | 0 | 0 | 0 | 0 |  | 0 | 0 | 0 | 0 | 0
1960-05-07 | 1960 | 5 | 7 | 0 | 0 | 0 | 0 | 0 | 0 | 0 | 0 | 0 | 0 | 0.1 | 0.1 | 0 | 0.1 | 0 | 0 | 0 | 0 | 0 | 0 | 0 | 0 | 0 | 0 |  | 0.3 | 0.3 | 0.3 | 5.5511e-17 |  | 0.3 | 0 | 0 | 0 | 0
1960-05-08 | 1960 | 5 | 8 | 0 | 0 | 0 | 0.1 | 0 | 0.2 | 0.1 | 0.2 | 0.1 | 0 | 0 | 0 | 0 | 0 | 0 | 0.2 | 0.1 | 0 | 0 | 0 | 0 | 0 | 0 | 0 |  | 1 | 1 | 1 | 2.2204e-16 |  | 1 | 0 | 0 | 0 | 0
1960-05-09 | 1960 | 5 | 9 | 0 | 0 | 0 | 0 | 0 | 0 | 0 | 0 | 0 | 0 | 0 | 0 | 0 | 0 | 0 | 0 | 0 | 0 | 0 | 0 | 0 | 0 | 0 | 0 |  | 0 | 0 | 0 | 0 |  | 0 | 0 | 0 | 0 | 0
1960-05-10 | 1960 | 5 | 10 | 0 | 0 | 0 | 0 | 0 | 0 | 0 | 0 | 0 | 0 | 0 | 0 | 0 | 0 | 0 | 0 | 0 | 0 | 0 | 0 | 0 | 0 | 0 | 0 |  | 0 | 0 | 0 | 0 |  | 0 | 0 | 0 | 0 | 0
1960-05-11 | 1960 | 5 | 11 | 0 | 0 | 0 | 0 | 0 | 0 | 0 | 0 | 0 | 0 | 0 | 0 | 0 | 0 | 0 | 0 | 0 | 0 | 0 | 0 | 0 | 0 | 0 | 0 |  | 0 | 0 | 0 | 0 |  | 0 | 0 | 0 | 0 | 0
1960-05-12 | 1960 | 5 | 12 | 0 | 0 | 0 | 0.8 | 1.5 | 0 | 0 | 0 | 0 | 0 | 0 | 0 | 0 | 0 | 0 | 0 | 0 | 0 | 0 | 0 | 0 | 0 | 0 | 0 |  | 2.3 | 2.3 | 2.3 | 0 |  | 2.3 | 0 | 0 | 0 | 0
1960-05-13 | 1960 | 5 | 13 | 0 | 0 | 0 | 0 | 0 | 0 | 0 | 0 | 0 | 0 | 0 | 0 | 0 | 0 | 0 | 0 | 0 | 0 | 0 | 0 | 0 | 0 | 0 | 0 |  | 0 | 0 | 0 | 0 |  | 0 | 0 | 0 | 0 | 0
1960-05-14 | 1960 | 5 | 14 | 0 | 0 | 0 | 0 | 0 | 0 | 0 | 0 | 0 | 0 | 0 | 0 | 0 | 0 | 0 | 0.3 | 0 | 0 | 0 | 2.3 | 1.5 | 0 | 0 | 0 |  | 4.1 | 4.1 | 4.1 | 0 |  | 4.1 | 0 | 0 | 0 | 0
1960-05-15 | 1960 | 5 | 15 | 0 | 0 | 0 | 0 | 0 | 0 | 0 | 0 | 0 | 0 | 0 | 0 | 0 | 0 | 0 | 0 | 0 | 0 | 0 | 0 | 0 | 0 | 0 | 0 |  | 0 | 0 | 0 | 0 |  | 0 | 0 | 0 | 0 | 0
1960-05-16 | 1960 | 5 | 16 | 0 | 0 | 0 | 0 | 0 | 0 | 0 | 0 | 0 | 0 | 0 | 0 | 0.4 | 0.5 | 0.4 | 0.4 | 0.4 | 0.5 | 0.4 | 0.4 | 0.4 | 0.5 | 0.4 | 0.4 |  | 5.1 | 5.1 | 5.1 | 8.8818e-16 |  | 5.1 | 0 | 0 | 0 | 0
1960-05-17 | 1960 | 5 | 17 | 0 | 0 | 0.9 | 0.9 | 0.9 | 0.9 | 1 | 0.9 | 0 | 0 | 0.9 | 0.9 | 0.9 | 1.4 | 0.9 | 1.4 | 1.3 | 0.9 | 0.9 | 1 | 0.9 | 0.9 | 0.9 | 0.9 |  | 19.6 | 19.6 | 19.6 | 3.5527e-15 |  | 19.6 | 0 | 0 | 0 | 0
1960-05-18 | 1960 | 5 | 18 | 0.1 | 0 | 0.1 | 0 | 0.1 | 0 | 0.1 | 0 | 0.1 | 0 | 0.1 | 0 | 0 | 0.1 | 0 | 0 | 0 | 0 | 0 | 0.1 | 0 | 0 | 0 | 0 |  | 0.8 | 0.8 | 0.8 | 1.1102e-16 |  | 0.8 | 0 | 0 | 0 | 0
1960-05-19 | 1960 | 5 | 19 | 0 | 0 | 0 | 0 | 0 | 0 | 0 | 0 | 0 | 0 | 0 | 0 | 0 | 0 | 0 | 0 | 0 | 0 | 0 | 0 | 0 | 0 | 0 | 0 |  | 0 | 0 | 0 | 0 |  | 0 | 0 | 0 | 0 | 0
1960-05-20 | 1960 | 5 | 20 | 0 | 0 | 0.1 | 0 | 0 | 0 | 0 | 0.1 | 0 | 0 | 0 | 0 | 0.1 | 0 | 0 | 0 | 0 | 0.1 | 0 | 0 | 0 | 0.1 | 0 | 0 |  | 0.5 | 0.5 | 0.5 | 0 |  | 0.5 | 0 | 0 | 0 | 0
1960-05-21 | 1960 | 5 | 21 | 0 | 0 | 0.1 | 0 | 0.1 | 0 | 0.1 | 0 | 0 | 0 | 0 | 0 | 0 | 0 | 0 | 0 | 0 | 0 | 0 | 0 | 0 | 0 | 0 | 0 |  | 0.3 | 0.3 | 0.3 | 5.5511e-17 |  | 0.3 | 0 | 0 | 0 | 0
1960-05-22 | 1960 | 5 | 22 | 0 | 0 | 0 | 0 | 0 | 0 | 0 | 0 | 0 | 0 | 0 | 0 | 0 | 0 | 0 | 0 | 0 | 0 | 0 | 0 | 0 | 0 | 0 | 0 |  | 0 | 0 | 0 | 0 |  | 0 | 0 | 0 | 0 | 0
1960-05-23 | 1960 | 5 | 23 | 0 | 0.1 | 0 | 0.1 | 0 | 0.1 | 0 | 0.1 | 0 | 0.1 | 0 | 0.1 | 0 | 0.1 | 0 | 0.1 | 0 | 0.1 | 0 | 0.1 | 0.1 | 0.1 | 0 | 0.1 |  | 1.3 | 1.3 | 1.3 | 0 |  | 1.3 | 0 | 0 | 0 | 0
1960-05-24 | 1960 | 5 | 24 | 0.5 | 0.6 | 0.5 | 0.5 | 0.5 | 0.6 | 0.5 | 0.5 | 0.6 | 0.5 | 0.5 | 0.5 | 0.6 | 0.5 | 0 | 0 | 0 | 0 | 0 | 0 | 0 | 0 | 0 | 0 |  | 7.4 | 7.4 | 7.4 | 8.8818e-16 |  | 7.4 | 0 | 0 | 0 | 0
1960-05-25 | 1960 | 5 | 25 | 0 | 0 | 0 | 0 | 0 | 0 | 0 | 0 | 0 | 0 | 0 | 0 | 0 | 0 | 0 | 0 | 0 | 0 | 0 | 0 | 0 | 0 | 0 | 0 |  | 0 | 0 | 0 | 0 |  | 0 | 0 | 0 | 0 | 0
1960-05-26 | 1960 | 5 | 26 | 0 | 0 | 0 | 0 | 0 | 0 | 0 | 0 | 0 | 0 | 0 | 0 | 0 | 0 | 0 | 0 | 0 | 0 | 0 | 0 | 0 | 0 | 0.3 | 0 |  | 0.3 | 0.3 | 0.3 | 0 |  | 0.3 | 0 | 0 | 0 | 0
1960-05-27 | 1960 | 5 | 27 | 0 | 0 | 0 | 0 | 0 | 0 | 0 | 0 | 0 | 0 | 0 | 0 | 0 | 0 | 0 | 0 | 0 | 0 | 0 | 0 | 0 | 0 | 0 | 0 |  | 0 | 0 | 0 | 0 |  | 0 | 0 | 0 | 0 | 0
1960-05-28 | 1960 | 5 | 28 | 0 | 0 | 0 | 0 | 0 | 0 | 0 | 0 | 0 | 0 | 0 | 0 | 0 | 0 | 0 | 0 | 0 | 0 | 0 | 0 | 0 | 0 | 0 | 0 |  | 0 | 0 | 0 | 0 |  | 0 | 0 | 0 | 0 | 0
1960-05-29 | 1960 | 5 | 29 | 0 | 0 | 0 | 0 | 0 | 0 | 0 | 0 | 0 | 0 | 0 | 0 | 0 | 0 | 0 | 0 | 0 | 0 | 0 | 0 | 0 | 0 | 0 | 0 |  | 0 | 0 | 0 | 0 |  | 0 | 0 | 0 | 0 | 0
1960-05-30 | 1960 | 5 | 30 | 0 | 0 | 0 | 0 | 0 | 0 | 0 | 0 | 0 | 0 | 0 | 0 | 0 | 0 | 0 | 0 | 0 | 0 | 0 | 0 | 0 | 0 | 0 | 0 |  | 0 | 0 | 0 | 0 |  | 0 | 0 | 0 | 0 | 0
1960-05-31 | 1960 | 5 | 31 | 0 | 0 | 0 | 0 | 0 | 0 | 0 | 0 | 0 | 0 | 0 | 0 | 0 | 0 | 0 | 0 | 0 | 0 | 0 | 0 | 0 | 0 | 0 | 0 |  | 0 | 0 | 0 | 0 |  | 0 | 0 | 0 | 0 | 0
1960-06-01 | 1960 | 6 | 1 | 0 | 0 | 0 | 0 | 0 | 0 | 0 | 0 | 0 | 0 | 0 | 0 | 0 | 0 | 0 | 0 | 0 | 0 | 0 | 0 | 0 | 0 | 0 | 0 |  | 0 | 0 | 0 | 0 |  | 0 | 0 | 0 | 0 | 0
1960-06-02 | 1960 | 6 | 2 | 0 | 0 | 0 | 0 | 0 | 0 | 0 | 0 | 0 | 0 | 0 | 0 | 0 | 0 | 0 | 0 | 0 | 0 | 0 | 0 | 0.3 | 0 | 0 | 0.3 |  | 0.6 | 0.6 | 0.6 | 0 |  | 0 | 0.6 | 0 | 0 | 0
1960-06-03 | 1960 | 6 | 3 | 0.3 | 0.2 | 0.3 | 0.3 | 0 | 0 | 0 | 0 | 0 | 0 | 0 | 0 | 0 | 0 | 0 | 0 | 0 | 0.2 | 0.4 | 0.3 | 0 | 0.3 | 0.2 | 0.3 |  | 2.8 | 2.8 | 2.8 | 0 |  | 0 | 2.8 | 0 | 0 | 0
1960-06-04 | 1960 | 6 | 4 | 0 | 0 | 0 | 0 | 0 | 0 | 0 | 0 | 0 | 0 | 0 | 0 | 0 | 0 | 0 | 0 | 0 | 0 | 0 | 0 | 0 | 0 | 0 | 0 |  | 0 | 0 | 0 | 0 |  | 0 | 0 | 0 | 0 | 0
1960-06-05 | 1960 | 6 | 5 | 0 | 0 | 0 | 0 | 0 | 0 | 0 | 0 | 0 | 0 | 0 | 0 | 0 | 0 | 0 | 0 | 0 | 0 | 0 | 0 | 0 | 0 | 0 | 0 |  | 0 | 0 | 0 | 0 |  | 0 | 0 | 0 | 0 | 0
1960-06-06 | 1960 | 6 | 6 | 0 | 0 | 0 | 0 | 0 | 0 | 0 | 0 | 0 | 0 | 0 | 0 | 0 | 0 | 0 | 0 | 0 | 0 | 0 | 0 | 0 | 0 | 0 | 0 |  | 0 | 0 | 0 | 0 |  | 0 | 0 | 0 | 0 | 0
1960-06-07 | 1960 | 6 | 7 | 0 | 0 | 0 | 0 | 0 | 0 | 0 | 0 | 0 | 0 | 0 | 0 | 0 | 0 | 0 | 0 | 0 | 0 | 0 | 0 | 0 | 0 | 0 | 0 |  | 0 | 0 | 0 | 0 |  | 0 | 0 | 0 | 0 | 0
1960-06-08 | 1960 | 6 | 8 | 0 | 0 | 0 | 0 | 0 | 0 | 0 | 0 | 0 | 0 | 0 | 0 | 0 | 0 | 0 | 0 | 0 | 0 | 0 | 0 | 0 | 0 | 0 | 0 |  | 0 | 0 | 0 | 0 |  | 0 | 0 | 0 | 0 | 0
1960-06-09 | 1960 | 6 | 9 | 0 | 0 | 0 | 0 | 0 | 0 | 0 | 0 | 0 | 0 | 0 | 0 | 0 | 0 | 0 | 0 | 0 | 0 | 0 | 0 | 0 | 0 | 0 | 0 |  | 0 | 0 | 0 | 0 |  | 0 | 0 | 0 | 0 | 0
1960-06-10 | 1960 | 6 | 10 | 0 | 0 | 0 | 0 | 0 | 0 | 0 | 0 | 0 | 0 | 0 | 0 | 0 | 0 | 0 | 0 | 0 | 0 | 0 | 0 | 0 | 0 | 0 | 0 |  | 0 | 0 | 0 | 0 |  | 0 | 0 | 0 | 0 | 0
1960-06-11 | 1960 | 6 | 11 | 0 | 0 | 0 | 0 | 0 | 0 | 0 | 0 | 0 | 0 | 0 | 0 | 0 | 0 | 0 | 0 | 0 | 0 | 0 | 0 | 3.3 | 0 | 0 | 0 |  | 3.3 | 3.3 | 3.3 | 0 |  | 0 | 3.3 | 0 | 0 | 0
1960-06-12 | 1960 | 6 | 12 | 0 | 0 | 0 | 0 | 0 | 0 | 0 | 0 | 0 | 0 | 0 | 0 | 0 | 0 | 0 | 0 | 0 | 0 | 0 | 0 | 0 | 0 | 0 | 0 |  | 0 | 0 | 0 | 0 |  | 0 | 0 | 0 | 0 | 0
1960-06-13 | 1960 | 6 | 13 | 0 | 0 | 0 | 0 | 0 | 0 | 0 | 0 | 0 | 0 | 0 | 0 | 0 | 0 | 0 | 0 | 0 | 0 | 0.5 | 0 | 0 | 0 | 0 | 0.5 |  | 1 | 1 | 1 | 0 |  | 0 | 1 | 0 | 0 | 0
1960-06-14 | 1960 | 6 | 14 | 2 | 0 | 0 | 0 | 0 | 0 | 0 | 2.1 | 0 | 0 | 0 | 0 | 2 | 0 | 2 | 0 | 0 | 0 | 0 | 2 | 0 | 2.1 | 0 | 2 |  | 14.2 | 14.2 | 14.2 | 0 |  | 0 | 14.2 | 0 | 0 | 0
1960-06-15 | 1960 | 6 | 15 | 0.2 | 0.2 | 0.2 | 0.3 | 0.2 | 0.2 | 0.2 | 0.2 | 0.2 | 0.3 | 0.2 | 0.2 | 0.2 | 0 | 0 | 0 | 0 | 0 | 0 | 0 | 0 | 0 | 0 | 0 |  | 2.8 | 2.8 | 2.8 | 4.4409e-16 |  | 0 | 2.8 | 0 | 0 | 0
1960-06-16 | 1960 | 6 | 16 | 0 | 0 | 0 | 0 | 0 | 0 | 0 | 0 | 0 | 0 | 0.7 | 1.1 | 0 | 0 | 0 | 0 | 0 | 0 | 0 | 0 | 0 | 0 | 0 | 0 |  | 1.8 | 1.8 | 1.8 | 0 |  | 0 | 1.8 | 0 | 0 | 0
1960-06-17 | 1960 | 6 | 17 | 0 | 0 | 0 | 0 | 0 | 0 | 0 | 0 | 0 | 0 | 0 | 0 | 0 | 0 | 0 | 0 | 0 | 0 | 0 | 0 | 0 | 0 | 0 | 0 |  | 0 | 0 | 0 | 0 |  | 0 | 0 | 0 | 0 | 0
1960-06-18 | 1960 | 6 | 18 | 0 | 0 | 0 | 0 | 0 | 0 | 0 | 0 | 0 | 0 | 0 | 0 | 0 | 0 | 0 | 0 | 0 | 0 | 0 | 0 | 0 | 0 | 0 | 0 |  | 0 | 0 | 0 | 0 |  | 0 | 0 | 0 | 0 | 0
1960-06-19 | 1960 | 6 | 19 | 0 | 0 | 0 | 0 | 0 | 0 | 0 | 0 | 0 | 0 | 0 | 0 | 0 | 0 | 0 | 0 | 0 | 0 | 0 | 0 | 5.1 | 0 | 0 | 0 |  | 5.1 | 5.1 | 5.1 | 0 |  | 0 | 5.1 | 0 | 0 | 0
1960-06-20 | 1960 | 6 | 20 | 0.8 | 1 | 0.5 | 0.5 | 0.5 | 0.5 | 0 | 0.5 | 1.1 | 0.5 | 0.5 | 0.5 | 0 | 0 | 0.5 | 0 | 0 | 0 | 0 | 0 | 0 | 0 | 0 | 0 |  | 7.4 | 7.4 | 7.4 | 0 |  | 0 | 7.4 | 0 | 0 | 0
1960-06-21 | 1960 | 6 | 21 | 0 | 0 | 0 | 0.1 | 0.2 | 0.1 | 0.2 | 0.1 | 0 | 0 | 0.2 | 0.1 | 0 | 0 | 0 | 0 | 0 | 0.1 | 0.2 | 0.1 | 0.2 | 0.1 | 0.2 | 0.1 |  | 2 | 2 | 2 | 4.4409e-16 |  | 0 | 2 | 0 | 0 | 0
1960-06-22 | 1960 | 6 | 22 | 0.2 | 0.2 | 0.2 | 0.2 | 0.1 | 0.2 | 0 | 0.2 | 0 | 0 | 0 | 0 | 0 | 0 | 0 | 0.2 | 0 | 0 | 0 | 0 | 0 | 0 | 0 | 0 |  | 1.5 | 1.5 | 1.5 | 0 |  | 0 | 1.5 | 0 | 0 | 0
1960-06-23 | 1960 | 6 | 23 | 0 | 0 | 0 | 0 | 0 | 0 | 0 | 0 | 0 | 0 | 0 | 0 | 0 | 0 | 0 | 0 | 0 | 0 | 0 | 0 | 0 | 0 | 0 | 0 |  | 0 | 0 | 0 | 0 |  | 0 | 0 | 0 | 0 | 0
1960-06-24 | 1960 | 6 | 24 | 0 | 0 | 0 | 0 | 0 | 0 | 0 | 0 | 0 | 0 | 0 | 0 | 0 | 0 | 6.4 | 0.8 | 0 | 0 | 0 | 0 | 0 | 0 | 0 | 0 |  | 7.2 | 7.2 | 7.2 | 0 |  | 0 | 7.2 | 0 | 0 | 0
1960-06-25 | 1960 | 6 | 25 | 0 | 0 | 0 | 0 | 0 | 0 | 0 | 0 | 0 | 0 | 0 | 0 | 0 | 0 | 5.2 | 4.6 | 0 | 0 | 0 | 0 | 0 | 0 | 3.1 | 3.1 |  | 16 | 16 | 16 | 0 |  | 0 | 16 | 0 | 0 | 0
1960-06-26 | 1960 | 6 | 26 | 0.5 | 0.5 | 0.5 | 0 | 0 | 0 | 0 | 0 | 0 | 0 | 0 | 0 | 0 | 0 | 0 | 0 | 0 | 0 | 0 | 0 | 0 | 0 | 0 | 0 |  | 1.5 | 1.5 | 1.5 | 0 |  | 0 | 1.5 | 0 | 0 | 0
1960-06-27 | 1960 | 6 | 27 | 0 | 0 | 0 | 0 | 0 | 0 | 0 | 0 | 0 | 0 | 0 | 0 | 0 | 0 | 0 | 0.3 | 0 | 0 | 0 | 0 | 0 | 0 | 0 | 0 |  | 0.3 | 0.3 | 0.3 | 0 |  | 0 | 0.3 | 0 | 0 | 0
1960-06-28 | 1960 | 6 | 28 | 0 | 0 | 0 | 0 | 0 | 0 | 0 | 0 | 0 | 0 | 0 | 0 | 0 | 0 | 2.5 | 0 | 4.9 | 4.9 | 3.7 | 0 | 0 | 0 | 0 | 2.5 |  | 18.5 | 18.5 | 18.5 | 0 |  | 0 | 18.5 | 0 | 0 | 0
1960-06-29 | 1960 | 6 | 29 | 0.5 | 1 | 5.3 | 0.8 | 0.5 | 0 | 0 | 0 | 0 | 0 | 0 | 0 | 0 | 0 | 0 | 0 | 0 | 0 | 0 | 0 | 0 | 0 | 0 | 0 |  | 8.1 | 8.1 | 8.1 | 0 |  | 0 | 8.1 | 0 | 0 | 0
1960-06-30 | 1960 | 6 | 30 | 0 | 0 | 0 | 0 | 0 | 0 | 0 | 0 | 0 | 0 | 0 | 0 | 0 | 0 | 0 | 0 | 0 | 0.3 | 0 | 0 | 0 | 0 | 0 | 0 |  | 0.3 | 0.3 | 0.3 | 0 |  | 0 | 0.3 | 0 | 0 | 0
1960-07-01 | 1960 | 7 | 1 | 0.3 | 0 | 0 | 0 | 0 | 0 | 0.3 | 0.4 | 0 | 0 | 4.1 | 1.2 | 0 | 0 | 1.2 | 7.1 | 0.5 | 0 | 0 | 0.9 | 0 | 0 | 0 | 0 |  | 16 | 16 | 16 | 0 |  | 0 | 0 | 16 | 0 | 0
1960-07-02 | 1960 | 7 | 2 | 0 | 0 | 0 | 0 | 0 | 0 | 0 | 0 | 0 | 0 | 0 | 0 | 0 | 0 | 0 | 0 | 0 | 0 | 0 | 0 | 0 | 0 | 0 | 0 |  | 0 | 0 | 0 | 0 |  | 0 | 0 | 0 | 0 | 0
1960-07-03 | 1960 | 7 | 3 | 0 | 0 | 0 | 0 | 0 | 0 | 0 | 0 | 0 | 0 | 0 | 0 | 0 | 0 | 0.3 | 0 | 0.5 | 0 | 0 | 0.3 | 0 | 0 | 0 | 0 |  | 1.1 | 1.1 | 1.1 | 0 |  | 0 | 0 | 1.1 | 0 | 0
1960-07-04 | 1960 | 7 | 4 | 0 | 0 | 0 | 0 | 0 | 0 | 0 | 0 | 0 | 0 | 0 | 0 | 0 | 0 | 0 | 0 | 0 | 0 | 0 | 0 | 0 | 0 | 0 | 0 |  | 0 | 0 | 0 | 0 |  | 0 | 0 | 0 | 0 | 0
1960-07-05 | 1960 | 7 | 5 | 0 | 0 | 0 | 0 | 0 | 0 | 0 | 0 | 0 | 0 | 0 | 0 | 0 | 0 | 0 | 0 | 0 | 0 | 0 | 0 | 0 | 0 | 0 | 0 |  | 0 | 0 | 0 | 0 |  | 0 | 0 | 0 | 0 | 0
1960-07-06 | 1960 | 7 | 6 | 0 | 0 | 0 | 0 | 0 | 0 | 0 | 0 | 0 | 0 | 0 | 0 | 0 | 0 | 0 | 0 | 0 | 0 | 0 | 0 | 0 | 0 | 0 | 0 |  | 0 | 0 | 0 | 0 |  | 0 | 0 | 0 | 0 | 0
1960-07-07 | 1960 | 7 | 7 | 0 | 0 | 0 | 0 | 0 | 0 | 0 | 0 | 0 | 0 | 0 | 0 | 0 | 0 | 0 | 0 | 0 | 0 | 0 | 0 | 0 | 0 | 0 | 0 |  | 0 | 0 | 0 | 0 |  | 0 | 0 | 0 | 0 | 0
1960-07-08 | 1960 | 7 | 8 | 0 | 0 | 0 | 0 | 0 | 0 | 0 | 0 | 0 | 0 | 0 | 0 | 0 | 0 | 0 | 0 | 0 | 0 | 0 | 0 | 0 | 0 | 0 | 0 |  | 0 | 0 | 0 | 0 |  | 0 | 0 | 0 | 0 | 0
1960-07-09 | 1960 | 7 | 9 | 0 | 0 | 0 | 0 | 0 | 0 | 0 | 0 | 0 | 0 | 0 | 0 | 0 | 0 | 0 | 0 | 0 | 0 | 0 | 0 | 0 | 0 | 0 | 0 |  | 0 | 0 | 0 | 0 |  | 0 | 0 | 0 | 0 | 0
1960-07-10 | 1960 | 7 | 10 | 0 | 0 | 0 | 0 | 0 | 0 | 0 | 0 | 0 | 0 | 0 | 0 | 0 | 0 | 0 | 0 | 0 | 0 | 0 | 0 | 0 | 0 | 0 | 0 |  | 0 | 0 | 0 | 0 |  | 0 | 0 | 0 | 0 | 0
1960-07-11 | 1960 | 7 | 11 | 0 | 0 | 0 | 0 | 0 | 0 | 0 | 0 | 0 | 0 | 0 | 0 | 0 | 0 | 0 | 0 | 0 | 0 | 0 | 0 | 0 | 0 | 0 | 0 |  | 0 | 0 | 0 | 0 |  | 0 | 0 | 0 | 0 | 0
1960-07-12 | 1960 | 7 | 12 | 0 | 0 | 0 | 0 | 0 | 0 | 0 | 0 | 0 | 0 | 0 | 0 | 0 | 0 | 0 | 0 | 0 | 0 | 0 | 0 | 0 | 0 | 0 | 0 |  | 0 | 0 | 0 | 0 |  | 0 | 0 | 0 | 0 | 0
1960-07-13 | 1960 | 7 | 13 | 0 | 0 | 0 | 0 | 0 | 0 | 0 | 0 | 0 | 0 | 0 | 0 | 0 | 0 | 0 | 0 | 0 | 0 | 0 | 0 | 0 | 0 | 0 | 0 |  | 0 | 0 | 0 | 0 |  | 0 | 0 | 0 | 0 | 0
1960-07-14 | 1960 | 7 | 14 | 0 | 0 | 0 | 0 | 0 | 0 | 0 | 0 | 0 | 0 | 0 | 0 | 0 | 0 | 0 | 0 | 0 | 0 | 0 | 0 | 0 | 0 | 0 | 0 |  | 0 | 0 | 0 | 0 |  | 0 | 0 | 0 | 0 | 0
1960-07-15 | 1960 | 7 | 15 | 0 | 0 | 0 | 0 | 0 | 0 | 0 | 0 | 0 | 0 | 0 | 0 | 0 | 0 | 0 | 0 | 0 | 0 | 0 | 1.8 | 0 | 0 | 0 | 0.8 |  | 2.6 | 2.6 | 2.6 | 0 |  | 0 | 0 | 2.6 | 0 | 0
1960-07-16 | 1960 | 7 | 16 | 0 | 0 | 0 | 0 | 0 | 0 | 0 | 0 | 0 | 0 | 0 | 0 | 0 | 0 | 0 | 0 | 0 | 0 | 0 | 0 | 0 | 0 | 0 | 0 |  | 0 | 0 | 0 | 0 |  | 0 | 0 | 0 | 0 | 0
1960-07-17 | 1960 | 7 | 17 | 0 | 0 | 0 | 0 | 0 | 0 | 0 | 0 | 0 | 0 | 0 | 0 | 0 | 0 | 0 | 0 | 0 | 0 | 0 | 0 | 0 | 0 | 0 | 0 |  | 0 | 0 | 0 | 0 |  | 0 | 0 | 0 | 0 | 0
1960-07-18 | 1960 | 7 | 18 | 0 | 0 | 0 | 0 | 0 | 0 | 0 | 0 | 0 | 0 | 0 | 0 | 0 | 0 | 0 | 0 | 0 | 0 | 0 | 0 | 0 | 0 | 0 | 0 |  | 0 | 0 | 0 | 0 |  | 0 | 0 | 0 | 0 | 0
1960-07-19 | 1960 | 7 | 19 | 0 | 0 | 0 | 0 | 0 | 0 | 0 | 0 | 0 | 0 | 0 | 0 | 0 | 0 | 0 | 0 | 0 | 0 | 0 | 0 | 0 | 0 | 0 | 0 |  | 0 | 0 | 0 | 0 |  | 0 | 0 | 0 | 0 | 0
1960-07-20 | 1960 | 7 | 20 | 0 | 0 | 0 | 0 | 0 | 0 | 0 | 0 | 0 | 0 | 0 | 0 | 0 | 0 | 0 | 0 | 0.3 | 15.1 | 1 | 0.4 | 0 | 0 | 0.5 | 0.5 |  | 17.8 | 17.8 | 17.8 | 3.5527e-15 |  | 0 | 0 | 17.8 | 0 | 0
1960-07-21 | 1960 | 7 | 21 | 0 | 0 | 0 | 0 | 0 | 0 | 0 | 0 | 0 | 0 | 0 | 0 | 0 | 0 | 0 | 0 | 0 | 0 | 0 | 0 | 0 | 0 | 0 | 0 |  | 0 | 0 | 0 | 0 |  | 0 | 0 | 0 | 0 | 0
1960-07-22 | 1960 | 7 | 22 | 0 | 0 | 0 | 0 | 0 | 0 | 0 | 0 | 0 | 0 | 0 | 0 | 0 | 0 | 0 | 0 | 0 | 0 | 0 | 0 | 0 | 0 | 0 | 0 |  | 0 | 0 | 0 | 0 |  | 0 | 0 | 0 | 0 | 0
1960-07-23 | 1960 | 7 | 23 | 0 | 0 | 0 | 0 | 0 | 0 | 0 | 0 | 0 | 0 | 0 | 0 | 0 | 0 | 0 | 0 | 0 | 1.8 | 2.3 | 0.8 | 0 | 0 | 0 | 0 |  | 4.9 | 4.9 | 4.9 | 8.8818e-16 |  | 0 | 0 | 4.9 | 0 | 0
1960-07-24 | 1960 | 7 | 24 | 0 | 0 | 0 | 0 | 0 | 0 | 0 | 0 | 0 | 0 | 0 | 0 | 0 | 0 | 0 | 0 | 0 | 0 | 0 | 0 | 0 | 0 | 0 | 0 |  | 0 | 0 | 0 | 0 |  | 0 | 0 | 0 | 0 | 0
1960-07-25 | 1960 | 7 | 25 | 0 | 0 | 0 | 0 | 0 | 0 | 0 | 0 | 0 | 0 | 0 | 0 | 0 | 0 | 0 | 0 | 0 | 0 | 0 | 0 | 0 | 0 | 0 | 0 |  | 0 | 0 | 0 | 0 |  | 0 | 0 | 0 | 0 | 0
1960-07-26 | 1960 | 7 | 26 | 0 | 0 | 0 | 0 | 0 | 0 | 0 | 0 | 0 | 0 | 0 | 0 | 0 | 0 | 0 | 0 | 0 | 0 | 0 | 0 | 0 | 0 | 0 | 0 |  | 0 | 0 | 0 | 0 |  | 0 | 0 | 0 | 0 | 0
1960-07-27 | 1960 | 7 | 27 | 0 | 0 | 0 | 0 | 0 | 0 | 0 | 0 | 0 | 0 | 0 | 0 | 0 | 0 | 0 | 0 | 0 | 0 | 0 | 0 | 0 | 0 | 0 | 0 |  | 0 | 0 | 0 | 0 |  | 0 | 0 | 0 | 0 | 0
1960-07-28 | 1960 | 7 | 28 | 0 | 0 | 0 | 0 | 0 | 0 | 0 | 0 | 0 | 0 | 0 | 0 | 0 | 0 | 0 | 0 | 0 | 0 | 0 | 0 | 0 | 0 | 0 | 0 |  | 0 | 0 | 0 | 0 |  | 0 | 0 | 0 | 0 | 0
1960-07-29 | 1960 | 7 | 29 | 0 | 0 | 0 | 0 | 0 | 0 | 0 | 0 | 0 | 0 | 0 | 0 | 0 | 0 | 0 | 0 | 0 | 0 | 0 | 0 | 0 | 0 | 0 | 0 |  | 0 | 0 | 0 | 0 |  | 0 | 0 | 0 | 0 | 0
1960-07-30 | 1960 | 7 | 30 | 0 | 0 | 0 | 0 | 0 | 0 | 0 | 0 | 0 | 0 | 0 | 0 | 0 | 0 | 0 | 0 | 0 | 0 | 0 | 0 | 0 | 0 | 0 | 0 |  | 0 | 0 | 0 | 0 |  | 0 | 0 | 0 | 0 | 0
1960-07-31 | 1960 | 7 | 31 | 0 | 0 | 0 | 0 | 0 | 0 | 0 | 0 | 0 | 0 | 0.5 | 0 | 0 | 0 | 0 | 0 | 0 | 0 | 0 | 0 | 0 | 0 | 0 | 0 |  | 0.5 | 0.5 | 0.5 | 0 |  | 0 | 0 | 0.5 | 0 | 0
1960-08-01 | 1960 | 8 | 1 | 0 | 0 | 0 | 0 | 0 | 0 | 0 | 0 | 0 | 0 | 0 | 0 | 0 | 0 | 0 | 0 | 2 | 0 | 0 | 0 | 0 | 0 | 0 | 0 |  | 2 | 2 | 2 | 0 |  | 0 | 0 | 0 | 2 | 0
1960-08-02 | 1960 | 8 | 2 | 0 | 0 | 0 | 0 | 0 | 0 | 0 | 0.8 | 0.8 | 0 | 0 | 0 | 0.3 | 0 | 0 | 0 | 0 | 0 | 0 | 0 | 0 | 0 | 0 | 0 |  | 1.9 | 1.9 | 1.9 | 2.2204e-16 |  | 0 | 0 | 0 | 1.9 | 0
1960-08-03 | 1960 | 8 | 3 | 0 | 0 | 0 | 0 | 0 | 0 | 0 | 0 | 0 | 0 | 0 | 0 | 0 | 0 | 0 | 0 | 0 | 0 | 0 | 0 | 0 | 0 | 0 | 0 |  | 0 | 0 | 0 | 0 |  | 0 | 0 | 0 | 0 | 0
1960-08-04 | 1960 | 8 | 4 | 0 | 0 | 0 | 0 | 0 | 0 | 0 | 0 | 0.8 | 1.5 | 0 | 0 | 0 | 0 | 0 | 0 | 0 | 0 | 1 | 0 | 0 | 0.3 | 0.3 | 0 |  | 3.9 | 3.9 | 3.9 | 4.4409e-16 |  | 0 | 0 | 0 | 3.9 | 0
1960-08-05 | 1960 | 8 | 5 | 0 | 0 | 0 | 0 | 0.1 | 0 | 0 | 0 | 0 | 0 | 0 | 0 | 0.1 | 0 | 0 | 0 | 0 | 0 | 0 | 0 | 0.1 | 0 | 0 | 0 |  | 0.3 | 0.3 | 0.3 | 5.5511e-17 |  | 0 | 0 | 0 | 0.3 | 0
1960-08-06 | 1960 | 8 | 6 | 0 | 0 | 1.3 | 0 | 0 | 0 | 0 | 0 | 0 | 0 | 0 | 0 | 0 | 0 | 0 | 0 | 1.3 | 0 | 0 | 1.9 | 1.3 | 1.3 | 1.3 | 1.3 |  | 9.7 | 9.7 | 9.7 | 1.7764e-15 |  | 0 | 0 | 0 | 9.7 | 0
1960-08-07 | 1960 | 8 | 7 | 0 | 0 | 0 | 0 | 0 | 0 | 0 | 0 | 0 | 0 | 0 | 0 | 0 | 0 | 0 | 0 | 0 | 0 | 0 | 0 | 0 | 0 | 0 | 0 |  | 0 | 0 | 0 | 0 |  | 0 | 0 | 0 | 0 | 0
1960-08-08 | 1960 | 8 | 8 | 0 | 0 | 0 | 0 | 0 | 0 | 0 | 0 | 0 | 0 | 0 | 0 | 0 | 0 | 0 | 0 | 0 | 0 | 0 | 0 | 0 | 0 | 0 | 0 |  | 0 | 0 | 0 | 0 |  | 0 | 0 | 0 | 0 | 0
1960-08-09 | 1960 | 8 | 9 | 0 | 0 | 0 | 0 | 0 | 0 | 0 | 0 | 0 | 0 | 0 | 0 | 0 | 0 | 0 | 0 | 0 | 0 | 0 | 0 | 0 | 0 | 0 | 0 |  | 0 | 0 | 0 | 0 |  | 0 | 0 | 0 | 0 | 0
1960-08-10 | 1960 | 8 | 10 | 0 | 0 | 0 | 0 | 0 | 0 | 0 | 0 | 0 | 0 | 0 | 0 | 0 | 0 | 0 | 0 | 0 | 0 | 0 | 0 | 0 | 0 | 0 | 0 |  | 0 | 0 | 0 | 0 |  | 0 | 0 | 0 | 0 | 0
1960-08-11 | 1960 | 8 | 11 | 0 | 0 | 0 | 0 | 0 | 0 | 0 | 0 | 0 | 0 | 0 | 0 | 0 | 0 | 0 | 0 | 0 | 0.3 | 0 | 0 | 0 | 0.3 | 0 | 0 |  | 0.6 | 0.6 | 0.6 | 0 |  | 0 | 0 | 0 | 0.6 | 0
1960-08-12 | 1960 | 8 | 12 | 0 | 0 | 0 | 0 | 0 | 0 | 0 | 0 | 0 | 0 | 0 | 0 | 0 | 0 | 0 | 0 | 0 | 0 | 0 | 0 | 0 | 0 | 0 | 0 |  | 0 | 0 | 0 | 0 |  | 0 | 0 | 0 | 0 | 0
1960-08-13 | 1960 | 8 | 13 | 0 | 0 | 0 | 0 | 0 | 0 | 0 | 0 | 0 | 0 | 0 | 0 | 0 | 0 | 0 | 0 | 0 | 0 | 0 | 0 | 0 | 0 | 0 | 0 |  | 0 | 0 | 0 | 0 |  | 0 | 0 | 0 | 0 | 0
1960-08-14 | 1960 | 8 | 14 | 0 | 0 | 0 | 0 | 0 | 0 | 0 | 0 | 0 | 0 | 0 | 0 | 0 | 0 | 0 | 0 | 0 | 0 | 0 | 0 | 0 | 0 | 3.8 | 3.8 |  | 7.6 | 7.6 | 7.6 | 0 |  | 0 | 0 | 0 | 7.6 | 0
1960-08-15 | 1960 | 8 | 15 | 4.1 | 2.8 | 0 | 0.3 | 0 | 0 | 0 | 0 | 0 | 0 | 0 | 0 | 0 | 0 | 0 | 0 | 0 | 0 | 0 | 0 | 0 | 0 | 0 | 0 |  | 7.2 | 7.2 | 7.2 | 8.8818e-16 |  | 0 | 0 | 0 | 7.2 | 0
1960-08-16 | 1960 | 8 | 16 | 0 | 0 | 0 | 0 | 0 | 0 | 0 | 0 | 0 | 0 | 0 | 0 | 0 | 0 | 0 | 0 | 0 | 0 | 0 | 0 | 0 | 0 | 0 | 0 |  | 0 | 0 | 0 | 0 |  | 0 | 0 | 0 | 0 | 0
1960-08-17 | 1960 | 8 | 17 | 0 | 0 | 0 | 0 | 0 | 0 | 0 | 0 | 0 | 0 | 0 | 0 | 0 | 0 | 0 | 0 | 0 | 0 | 0 | 0 | 0 | 0 | 0 | 0 |  | 0 | 0 | 0 | 0 |  | 0 | 0 | 0 | 0 | 0
1960-08-18 | 1960 | 8 | 18 | 0 | 0 | 0 | 0 | 0 | 0 | 0 | 0 | 0 | 0 | 0 | 0 | 0 | 0 | 0 | 0 | 0 | 0 | 0 | 0 | 0 | 0 | 0 | 0 |  | 0 | 0 | 0 | 0 |  | 0 | 0 | 0 | 0 | 0
1960-08-19 | 1960 | 8 | 19 | 0 | 0 | 0 | 0 | 0 | 0 | 0 | 0 | 0 | 0 | 0 | 0 | 0 | 0 | 0 | 0 | 0 | 0 | 0 | 2.8 | 0 | 0 | 0 | 0 |  | 2.8 | 2.8 | 2.8 | 0 |  | 0 | 0 | 0 | 2.8 | 0
1960-08-20 | 1960 | 8 | 20 | 0 | 0 | 0 | 0 | 0 | 0 | 0 | 0 | 0 | 0 | 0 | 0 | 0 | 0 | 0 | 0 | 0 | 0 | 0 | 3.8 | 3.3 | 0 | 0 | 0 |  | 7.1 | 7.1 | 7.1 | 0 |  | 0 | 0 | 0 | 7.1 | 0
1960-08-21 | 1960 | 8 | 21 | 0 | 0 | 0 | 0 | 0 | 0 | 0 | 0 | 0 | 0 | 0 | 0 | 0 | 0 | 0 | 0 | 0 | 0 | 0 | 0 | 0 | 0 | 0 | 0 |  | 0 | 0 | 0 | 0 |  | 0 | 0 | 0 | 0 | 0
1960-08-22 | 1960 | 8 | 22 | 0 | 0 | 0 | 0 | 0 | 0 | 0 | 0 | 0 | 0 | 0 | 0 | 0 | 0 | 0 | 0 | 0 | 0 | 0 | 0 | 0 | 0 | 0.9 | 0.9 |  | 1.8 | 1.8 | 1.8 | 0 |  | 0 | 0 | 0 | 1.8 | 0
1960-08-23 | 1960 | 8 | 23 | 0.7 | 0 | 0 | 0 | 0.6 | 0.7 | 0 | 0 | 0 | 0 | 0 | 0 | 0 | 0.6 | 0 | 0 | 0 | 0.7 | 0 | 0 | 0 | 0 | 0 | 0 |  | 3.3 | 3.3 | 3.3 | 0 |  | 0 | 0 | 0 | 3.3 | 0
1960-08-24 | 1960 | 8 | 24 | 0 | 0 | 0 | 0 | 0 | 0 | 0 | 0 | 0 | 0 | 0 | 0 | 0 | 0 | 0 | 0 | 0 | 0 | 0 | 0 | 0 | 0 | 0 | 0 |  | 0 | 0 | 0 | 0 |  | 0 | 0 | 0 | 0 | 0
1960-08-25 | 1960 | 8 | 25 | 0 | 0 | 0 | 0 | 0 | 0 | 0 | 0 | 0 | 0 | 0 | 0 | 0 | 0 | 0 | 0 | 0 | 0 | 0 | 0 | 0 | 0 | 0 | 0 |  | 0 | 0 | 0 | 0 |  | 0 | 0 | 0 | 0 | 0
1960-08-26 | 1960 | 8 | 26 | 0 | 0 | 0 | 0 | 0 | 0 | 0 | 0 | 0.5 | 0 | 0 | 0 | 0 | 0 | 0 | 0 | 0.3 | 0.3 | 0 | 0 | 0 | 0 | 0 | 0 |  | 1.1 | 1.1 | 1.1 | 0 |  | 0 | 0 | 0 | 1.1 | 0
1960-08-27 | 1960 | 8 | 27 | 0 | 0 | 0 | 0 | 0 | 0 | 0 | 0 | 0 | 0 | 0 | 0 | 0 | 0 | 0 | 0 | 0 | 0 | 0 | 0 | 0 | 0 | 0 | 0 |  | 0 | 0 | 0 | 0 |  | 0 | 0 | 0 | 0 | 0
1960-08-28 | 1960 | 8 | 28 | 0 | 0 | 0 | 0 | 0 | 0 | 0 | 0 | 0 | 0 | 0 | 0 | 0 | 0 | 0 | 0 | 0 | 0 | 0 | 0 | 0 | 0 | 0 | 0 |  | 0 | 0 | 0 | 0 |  | 0 | 0 | 0 | 0 | 0
1960-08-29 | 1960 | 8 | 29 | 0 | 0 | 0 | 0 | 0 | 0 | 0 | 0 | 0 | 0 | 0 | 0 | 0 | 0 | 0 | 0 | 0 | 0 | 0 | 0 | 0 | 0 | 0 | 0 |  | 0 | 0 | 0 | 0 |  | 0 | 0 | 0 | 0 | 0
1960-08-30 | 1960 | 8 | 30 | 0 | 0 | 0 | 0 | 0 | 0 | 0 | 0 | 0 | 0 | 0 | 0 | 0 | 0 | 0 | 0 | 0 | 0 | 0 | 0 | 0 | 0 | 0 | 0 |  | 0 | 0 | 0 | 0 |  | 0 | 0 | 0 | 0 | 0
1960-08-31 | 1960 | 8 | 31 | 0 | 0 | 0 | 0 | 0 | 0 | 0 | 0 | 0 | 0 | 0 | 0 | 0 | 0 | 0 | 0 | 0 | 0 | 0 | 0 | 0 | 0 | 0 | 0 |  | 0 | 0 | 0 | 0 |  | 0 | 0 | 0 | 0 | 0
1960-09-01 | 1960 | 9 | 1 | 0 | 0 | 0 | 0 | 0 | 0 | 0 | 0 | 0 | 0 | 0 | 0 | 0 | 0 | 0 | 0 | 0 | 0 | 0 | 0 | 0 | 0 | 0 | 0 |  | 0 | 0 | 0 | 0 |  | 0 | 0 | 0 | 0 | 0
1960-09-02 | 1960 | 9 | 2 | 0 | 0 | 0 | 0 | 0 | 0 | 0 | 0 | 0 | 0 | 0 | 0 | 0 | 0 | 0 | 0 | 0 | 0 | 0 | 0 | 0 | 0 | 0 | 0 |  | 0 | 0 | 0 | 0 |  | 0 | 0 | 0 | 0 | 0
1960-09-03 | 1960 | 9 | 3 | 0 | 0 | 0 | 0 | 0 | 0 | 0 | 0 | 0 | 0 | 0 | 0 | 0 | 0 | 0 | 0 | 0 | 0 | 0 | 0 | 0 | 0 | 0 | 0 |  | 0 | 0 | 0 | 0 |  | 0 | 0 | 0 | 0 | 0
1960-09-04 | 1960 | 9 | 4 | 0 | 0 | 0 | 0 | 0 | 0 | 0 | 0 | 0 | 0 | 0 | 0 | 0 | 0 | 0 | 0 | 0.3 | 0 | 0 | 0 | 0 | 0 | 0 | 0 |  | 0.3 | 0.3 | 0.3 | 0 |  | 0 | 0 | 0 | 0 | 0.3
1960-09-05 | 1960 | 9 | 5 | 0 | 0 | 0 | 0 | 0 | 0 | 0 | 0 | 0 | 0 | 0 | 0 | 0 | 0 | 0 | 0 | 0 | 0 | 0 | 0 | 0 | 0 | 0 | 0 |  | 0 | 0 | 0 | 0 |  | 0 | 0 | 0 | 0 | 0
1960-09-06 | 1960 | 9 | 6 | 0 | 0 | 0 | 0 | 0 | 0 | 0 | 0 | 0 | 0 | 0 | 0 | 0 | 0 | 0 | 0 | 0 | 0 | 0 | 0 | 0 | 0 | 0 | 0 |  | 0 | 0 | 0 | 0 |  | 0 | 0 | 0 | 0 | 0
1960-09-07 | 1960 | 9 | 7 | 0 | 0 | 0 | 0.2 | 0.1 | 0.2 | 0.2 | 0.1 | 0 | 0.2 | 0.1 | 0.2 | 0.2 | 0.1 | 0 | 0.2 | 0 | 0 | 0 | 0 | 0 | 0 | 0 | 0 |  | 1.8 | 1.8 | 1.8 | 0 |  | 0 | 0 | 0 | 0 | 1.8
1960-09-08 | 1960 | 9 | 8 | 0 | 0 | 0 | 0 | 0 | 0 | 0 | 0 | 0 | 0 | 0 | 0 | 0 | 0 | 0 | 0 | 0 | 0 | 0 | 0 | 0 | 0 | 0 | 0 |  | 0 | 0 | 0 | 0 |  | 0 | 0 | 0 | 0 | 0
1960-09-09 | 1960 | 9 | 9 | 0 | 0 | 0 | 0 | 0 | 0 | 0 | 0 | 0 | 0 | 0 | 0 | 0 | 0 | 0 | 0 | 0 | 0 | 0 | 0 | 0 | 0 | 0 | 0 |  | 0 | 0 | 0 | 0 |  | 0 | 0 | 0 | 0 | 0
1960-09-10 | 1960 | 9 | 10 | 0 | 0 | 0 | 0 | 0 | 0 | 0 | 0 | 0 | 0 | 0 | 0 | 0 | 0 | 0 | 0 | 0 | 0 | 0 | 0 | 0 | 0 | 0 | 0 |  | 0 | 0 | 0 | 0 |  | 0 | 0 | 0 | 0 | 0
1960-09-11 | 1960 | 9 | 11 | 0 | 0 | 0 | 0 | 0 | 0 | 0 | 0 | 0 | 0 | 0 | 0 | 0 | 0 | 0 | 0 | 0 | 0 | 0 | 0 | 0 | 0 | 0 | 0 |  | 0 | 0 | 0 | 0 |  | 0 | 0 | 0 | 0 | 0
1960-09-12 | 1960 | 9 | 12 | 0 | 0 | 0 | 0 | 0 | 0 | 0 | 0 | 0 | 0 | 0 | 0 | 0 | 0 | 0 | 0 | 0 | 0 | 0 | 0 | 0 | 0 | 0 | 0 |  | 0 | 0 | 0 | 0 |  | 0 | 0 | 0 | 0 | 0
1960-09-13 | 1960 | 9 | 13 | 0 | 0 | 0 | 0 | 0 | 0 | 0 | 0 | 0 | 0 | 0 | 0 | 0 | 0 | 0 | 0 | 0 | 0 | 0 | 0 | 0 | 0 | 0 | 0 |  | 0 | 0 | 0 | 0 |  | 0 | 0 | 0 | 0 | 0
1960-09-14 | 1960 | 9 | 14 | 0 | 0 | 0 | 0 | 0 | 0 | 0 | 0 | 0 | 0 | 0 | 0 | 0 | 0 | 0 | 0 | 0 | 0 | 0 | 0 | 0 | 0 | 0 | 0 |  | 0 | 0 | 0 | 0 |  | 0 | 0 | 0 | 0 | 0
1960-09-15 | 1960 | 9 | 15 | 0 | 0 | 0 | 0 | 0 | 0 | 0 | 0 | 0 | 0 | 0 | 0 | 0 | 0 | 0.5 | 0.2 | 0.3 | 0.8 | 0.7 | 0 | 0 | 0.3 | 0 | 0 |  | 2.8 | 2.8 | 2.8 | 0 |  | 0 | 0 | 0 | 0 | 2.8
1960-09-16 | 1960 | 9 | 16 | 0 | 0 | 0 | 0 | 0 | 0 | 0 | 0 | 0 | 0 | 0 | 0 | 0 | 0 | 0 | 0 | 0 | 0 | 0 | 0 | 0 | 0 | 0 | 0 |  | 0 | 0 | 0 | 0 |  | 0 | 0 | 0 | 0 | 0
1960-09-17 | 1960 | 9 | 17 | 0 | 0 | 0 | 0 | 0 | 0 | 0 | 0 | 0 | 0 | 0 | 0 | 0 | 0 | 0 | 0 | 0 | 0 | 0 | 0 | 0 | 0 | 0 | 0 |  | 0 | 0 | 0 | 0 |  | 0 | 0 | 0 | 0 | 0
1960-09-18 | 1960 | 9 | 18 | 0 | 0 | 0 | 0 | 0 | 0 | 0 | 0 | 0 | 0 | 0 | 0 | 0 | 0 | 0 | 0 | 0 | 0 | 0 | 0 | 0 | 0 | 0 | 0 |  | 0 | 0 | 0 | 0 |  | 0 | 0 | 0 | 0 | 0
1960-09-19 | 1960 | 9 | 19 | 0 | 0 | 0 | 0 | 0 | 0 | 0 | 0 | 0 | 0 | 0 | 0 | 0 | 0 | 0 | 0 | 0 | 0 | 0 | 0 | 0 | 0 | 0.7 | 0.6 |  | 1.3 | 1.3 | 1.3 | 2.2204e-16 |  | 0 | 0 | 0 | 0 | 1.3
1960-09-20 | 1960 | 9 | 20 | 0 | 0.3 | 0 | 0 | 0 | 0 | 0 | 0 | 0 | 0 | 0.4 | 0.3 | 0.3 | 0.4 | 0.3 | 0 | 0 | 0 | 0 | 0 | 0 | 0 | 0 | 0 |  | 2 | 2 | 2 | 0 |  | 0 | 0 | 0 | 0 | 2
1960-09-21 | 1960 | 9 | 21 | 0 | 0 | 0 | 0 | 0 | 0 | 0 | 0 | 0 | 0 | 0 | 0 | 0 | 0 | 0 | 0 | 0 | 0 | 0 | 0 | 0 | 0 | 0 | 0 |  | 0 | 0 | 0 | 0 |  | 0 | 0 | 0 | 0 | 0
1960-09-22 | 1960 | 9 | 22 | 0 | 0 | 0 | 0 | 0 | 0 | 0 | 0 | 0 | 0 | 0 | 0 | 0 | 0 | 0 | 0 | 0 | 0 | 0 | 0 | 0 | 0 | 0 | 0 |  | 0 | 0 | 0 | 0 |  | 0 | 0 | 0 | 0 | 0
1960-09-23 | 1960 | 9 | 23 | 0 | 0 | 0 | 0 | 0 | 0 | 0 | 0 | 0 | 0 | 0 | 0 | 0.3 | 2 | 1 | 0.3 | 0 | 0 | 0 | 0 | 0 | 0 | 0 | 0 |  | 3.6 | 3.6 | 3.6 | 4.4409e-16 |  | 0 | 0 | 0 | 0 | 3.6
1960-09-24 | 1960 | 9 | 24 | 0 | 0 | 0 | 0 | 0 | 0 | 0 | 0 | 0 | 0 | 0 | 0 | 0 | 0 | 0 | 0 | 0 | 0 | 0 | 0 | 0 | 0 | 0 | 0 |  | 0 | 0 | 0 | 0 |  | 0 | 0 | 0 | 0 | 0
1960-09-25 | 1960 | 9 | 25 | 0 | 0 | 0 | 0 | 0 | 0 | 0 | 0 | 0 | 0 | 0 | 0 | 0 | 0 | 0 | 0 | 0 | 0 | 0 | 0 | 0 | 0 | 0 | 0 |  | 0 | 0 | 0 | 0 |  | 0 | 0 | 0 | 0 | 0
1960-09-26 | 1960 | 9 | 26 | 0 | 0 | 0 | 0 | 0 | 0 | 0 | 0 | 0 | 0 | 0 | 0 | 0 | 0 | 0 | 0 | 0 | 0 | 0 | 0 | 0 | 0 | 0 | 0 |  | 0 | 0 | 0 | 0 |  | 0 | 0 | 0 | 0 | 0
1960-09-27 | 1960 | 9 | 27 | 0 | 0 | 0 | 0 | 0 | 0 | 0 | 0 | 0 | 0 | 0 | 0 | 0 | 0 | 0 | 0 | 0 | 0 | 0 | 0 | 0 | 0 | 0 | 0 |  | 0 | 0 | 0 | 0 |  | 0 | 0 | 0 | 0 | 0
1960-09-28 | 1960 | 9 | 28 | 0 | 0 | 0 | 0 | 0 | 0 | 0 | 0 | 0 | 0 | 0 | 0 | 0 | 0 | 0 | 0 | 0 | 0 | 0 | 0 | 0 | 0 | 0 | 0 |  | 0 | 0 | 0 | 0 |  | 0 | 0 | 0 | 0 | 0
1960-09-29 | 1960 | 9 | 29 | 0 | 0 | 0 | 0 | 0 | 0 | 0 | 0 | 0 | 0 | 0 | 0 | 0 | 0 | 0 | 0 | 0 | 0 | 0 | 0 | 0 | 0 | 0 | 0 |  | 0 | 0 | 0 | 0 |  | 0 | 0 | 0 | 0 | 0
1960-09-30 | 1960 | 9 | 30 | 0 | 0 | 0 | 0 | 0 | 0 | 0 | 0 | 0 | 0 | 0 | 0 | 0 | 0 | 0 | 0 | 0 | 0 | 0 | 0 | 0 | 0 | 0 | 0 |  | 0 | 0 | 0 | 0 |  | 0 | 0 | 0 | 0 | 0
1960-10-01 | 1960 | 10 | 1 | 0 | 0 | 0 | 0 | 0 | 0 | 0 | 0 | 0 | 0 | 0 | 0 | 0 | 0 | 0 | 0 | 0 | 0 | 0 | 0 | 0 | 0 | 0 | 0 |  | 0 | 0 | 0 | 0 |  | 0 | 0 | 0 | 0 | 0
1960-10-02 | 1960 | 10 | 2 | 0 | 0 | 0 | 0 | 0 | 0 | 0 | 0 | 0 | 0 | 0 | 0 | 0 | 0 | 0 | 0 | 0 | 0 | 0 | 0 | 0 | 0 | 0 | 0 |  | 0 | 0 | 0 | 0 |  | 0 | 0 | 0 | 0 | 0
1960-10-03 | 1960 | 10 | 3 | 0 | 0 | 0 | 0 | 0 | 0 | 0 | 0 | 0 | 0 | 0 | 0 | 0 | 0 | 0 | 0 | 0 | 0 | 0 | 0 | 0 | 0 | 0 | 0 |  | 0 | 0 | 0 | 0 |  | 0 | 0 | 0 | 0 | 0
1960-10-04 | 1960 | 10 | 4 | 0 | 0 | 0 | 0 | 0 | 0 | 0 | 0 | 0 | 0 | 0 | 0 | 0 | 0 | 0 | 0 | 0 | 0 | 0 | 0 | 0 | 0 | 0 | 0 |  | 0 | 0 | 0 | 0 |  | 0 | 0 | 0 | 0 | 0
1960-10-05 | 1960 | 10 | 5 | 0 | 0 | 0 | 0 | 0 | 0 | 0 | 0 | 0 | 0 | 0 | 0 | 0 | 0 | 0 | 0 | 0 | 0 | 0 | 0 | 0 | 0 | 0 | 0 |  | 0 | 0 | 0 | 0 |  | 0 | 0 | 0 | 0 | 0
1960-10-06 | 1960 | 10 | 6 | 0 | 0 | 0 | 0 | 0 | 0 | 0 | 0 | 0 | 0 | 0 | 0 | 0 | 0 | 0 | 0 | 0 | 0 | 0 | 0 | 0 | 0 | 0 | 0 |  | 0 | 0 | 0 | 0 |  | 0 | 0 | 0 | 0 | 0
1960-10-07 | 1960 | 10 | 7 | 0 | 0 | 0 | 0 | 0 | 0 | 0 | 0 | 0 | 0 | 0 | 0 | 0 | 0 | 0 | 0.3 | 0 | 0 | 0 | 0 | 0 | 0 | 0 | 0 |  | 0.3 | 0.3 | 0.3 | 0 |  | 0 | 0 | 0 | 0 | 0
1960-10-08 | 1960 | 10 | 8 | 0 | 0 | 1.5 | 0 | 1.4 | 1.5 | 1.4 | 1.5 | 1.4 | 1.5 | 2.9 | 1.4 | 1.5 | 0 | 0 | 0 | 0 | 0 | 0 | 0 | 0 | 0 | 0 | 0 |  | 16 | 16 | 16 | 0 |  | 0 | 0 | 0 | 0 | 0
1960-10-09 | 1960 | 10 | 9 | 0 | 0 | 0 | 0 | 0 | 0 | 0 | 0 | 0 | 0 | 0 | 0 | 0 | 0 | 0 | 0 | 0 | 0 | 0 | 0 | 0 | 0 | 0 | 0 |  | 0 | 0 | 0 | 0 |  | 0 | 0 | 0 | 0 | 0
1960-10-10 | 1960 | 10 | 10 | 0 | 0 | 0 | 0 | 0 | 0 | 0 | 0 | 0 | 0 | 0 | 0 | 0 | 0 | 0 | 0 | 0 | 0 | 0 | 0 | 0 | 0 | 0 | 0 |  | 0 | 0 | 0 | 0 |  | 0 | 0 | 0 | 0 | 0
1960-10-11 | 1960 | 10 | 11 | 0 | 0 | 0 | 0 | 0 | 0 | 0 | 0 | 0 | 0 | 0 | 0 | 0 | 0 | 0 | 0 | 0 | 0 | 0 | 0 | 0 | 0 | 0 | 0 |  | 0 | 0 | 0 | 0 |  | 0 | 0 | 0 | 0 | 0
1960-10-12 | 1960 | 10 | 12 | 0 | 0 | 0 | 0 | 0 | 0 | 0 | 0 | 0 | 0 | 0 | 0 | 0 | 0.1 | 0.1 | 0 | 0.1 | 0 | 0 | 0 | 0 | 0 | 0 | 0 |  | 0.3 | 0.3 | 0.3 | 5.5511e-17 |  | 0 | 0 | 0 | 0 | 0
1960-10-13 | 1960 | 10 | 13 | 0 | 0 | 0 | 0 | 0 | 0 | 0 | 0 | 0 | 0 | 0 | 0 | 0 | 0 | 0.3 | 0 | 0 | 0 | 0 | 0 | 0 | 0 | 0 | 0 |  | 0.3 | 0.3 | 0.3 | 0 |  | 0 | 0 | 0 | 0 | 0
1960-10-14 | 1960 | 10 | 14 | 0 | 0 | 0 | 0 | 0 | 0 | 0 | 0 | 0 | 0 | 0 | 0 | 0 | 0 | 0 | 0 | 0 | 0 | 0 | 0 | 0 | 0 | 0 | 0 |  | 0 | 0 | 0 | 0 |  | 0 | 0 | 0 | 0 | 0
1960-10-15 | 1960 | 10 | 15 | 0 | 0 | 0 | 0 | 0 | 0 | 0 | 0 | 0 | 0 | 0 | 0 | 0 | 0 | 0 | 0 | 0 | 0 | 0 | 0 | 0 | 0 | 0 | 0 |  | 0 | 0 | 0 | 0 |  | 0 | 0 | 0 | 0 | 0
1960-10-16 | 1960 | 10 | 16 | 0 | 0 | 0 | 0 | 0 | 0 | 0 | 0 | 0 | 0 | 0 | 0 | 0 | 0 | 0 | 0 | 0 | 0 | 0 | 0 | 0 | 0 | 0 | 0 |  | 0 | 0 | 0 | 0 |  | 0 | 0 | 0 | 0 | 0
1960-10-17 | 1960 | 10 | 17 | 0 | 0 | 0 | 0 | 0 | 0 | 0 | 0 | 0.2 | 0.2 | 0.2 | 0.2 | 0.2 | 0 | 0 | 0 | 0 | 0 | 0 | 0 | 0 | 0 | 0 | 0 |  | 1 | 1 | 1 | 0 |  | 0 | 0 | 0 | 0 | 0
1960-10-18 | 1960 | 10 | 18 | 0 | 0 | 0 | 0 | 0 | 0 | 0 | 0 | 0 | 0 | 0 | 0 | 0 | 0 | 0 | 0 | 0 | 0 | 0 | 0 | 0 | 0 | 0 | 0 |  | 0 | 0 | 0 | 0 |  | 0 | 0 | 0 | 0 | 0
1960-10-19 | 1960 | 10 | 19 | 0 | 0 | 0 | 0 | 0 | 0 | 0 | 0 | 0 | 0 | 0 | 0 | 0 | 0 | 0 | 0 | 0 | 0 | 0 | 0 | 0 | 0 | 0 | 0 |  | 0 | 0 | 0 | 0 |  | 0 | 0 | 0 | 0 | 0
1960-10-20 | 1960 | 10 | 20 | 0 | 0 | 0 | 0 | 0 | 0 | 0 | 0 | 0 | 0 | 0 | 0 | 0 | 0 | 0 | 0 | 0 | 0 | 0 | 0 | 0 | 0 | 0 | 0 |  | 0 | 0 | 0 | 0 |  | 0 | 0 | 0 | 0 | 0
1960-10-21 | 1960 | 10 | 21 | 0 | 0 | 0 | 0 | 0 | 0 | 0 | 0 | 0 | 0 | 0 | 0 | 0 | 0 | 0 | 0 | 0 | 0 | 0 | 0 | 0 | 0 | 0 | 0 |  | 0 | 0 | 0 | 0 |  | 0 | 0 | 0 | 0 | 0
1960-10-22 | 1960 | 10 | 22 | 0 | 0 | 0 | 0 | 0 | 0 | 0 | 0 | 0 | 0 | 0 | 0 | 0 | 0 | 0 | 0 | 0 | 0 | 0 | 0 | 0 | 0 | 0 | 0 |  | 0 | 0 | 0 | 0 |  | 0 | 0 | 0 | 0 | 0
1960-10-23 | 1960 | 10 | 23 | 0 | 0 | 0 | 0 | 0 | 0 | 0 | 0 | 0 | 0 | 0 | 0 | 0 | 0 | 0 | 0 | 0 | 0 | 0 | 0 | 0 | 0 | 0 | 0 |  | 0 | 0 | 0 | 0 |  | 0 | 0 | 0 | 0 | 0
1960-10-24 | 1960 | 10 | 24 | 0 | 0 | 0 | 0 | 0 | 0 | 0 | 0 | 0 | 0 | 0 | 0 | 0 | 0 | 0 | 0 | 0 | 0 | 0 | 0 | 0 | 0 | 0 | 0 |  | 0 | 0 | 0 | 0 |  | 0 | 0 | 0 | 0 | 0
1960-10-25 | 1960 | 10 | 25 | 0 | 0 | 0 | 0 | 0 | 0 | 0 | 0 | 0 | 0 | 0 | 0 | 0 | 0 | 0 | 0 | 0 | 0 | 0 | 0 | 0 | 0 | 0 | 0 |  | 0 | 0 | 0 | 0 |  | 0 | 0 | 0 | 0 | 0
1960-10-26 | 1960 | 10 | 26 | 0 | 0 | 0 | 0 | 0 | 0 | 0 | 0 | 0 | 0 | 0 | 0 | 0 | 0 | 0 | 0 | 0 | 0 | 0 | 0 | 0 | 0 | 0 | 0 |  | 0 | 0 | 0 | 0 |  | 0 | 0 | 0 | 0 | 0
1960-10-27 | 1960 | 10 | 27 | 0 | 0 | 0 | 0 | 0 | 0 | 0 | 0 | 0 | 0 | 0 | 0 | 0 | 0 | 0 | 0 | 0 | 0 | 0 | 0 | 0 | 0 | 0 | 0 |  | 0 | 0 | 0 | 0 |  | 0 | 0 | 0 | 0 | 0
1960-10-28 | 1960 | 10 | 28 | 0 | 0 | 0 | 0 | 0 | 0 | 0 | 0 | 0 | 0 | 0 | 0 | 0 | 0.3 | 0.3 | 0.5 | 0.3 | 0.3 | 0.3 | 0 | 0 | 0 | 0 | 0 |  | 2 | 2 | 2 | 0 |  | 0 | 0 | 0 | 0 | 0
1960-10-29 | 1960 | 10 | 29 | 0 | 0 | 0 | 0 | 0 | 0 | 0 | 0 | 0 | 0 | 0 | 0 | 0 | 0 | 0 | 0 | 0 | 0 | 0 | 0 | 0 | 0 | 0 | 0 |  | 0 | 0 | 0 | 0 |  | 0 | 0 | 0 | 0 | 0
1960-10-30 | 1960 | 10 | 30 | 0 | 0 | 0 | 0 | 0 | 0 | 0 | 0 | 0 | 0 | 0 | 0 | 0 | 0 | 0 | 0 | 0 | 0 | 0 | 0 | 0 | 0 | 0 | 0 |  | 0 | 0 | 0 | 0 |  | 0 | 0 | 0 | 0 | 0
1960-10-31 | 1960 | 10 | 31 | 0 | 0 | 0 | 0 | 0 | 0 | 0 | 0 | 0 | 0 | 0 | 0 | 0 | 0 | 0 | 0 | 0 | 0 | 0 | 0 | 0 | 0 | 0 | 0 |  | 0 | 0 | 0 | 0 |  | 0 | 0 | 0 | 0 | 0
1960-11-01 | 1960 | 11 | 1 | 0 | 0 | 0 | 0 | 0 | 0 | 0 | 0 | 0 | 0 | 0 | 0 | 0 | 0 | 0 | 0 | 0 | 0 | 0 | 0 | 0 | 0 | 0 | 0 |  | 0 | 0 | 0 | 0 |  | 0 | 0 | 0 | 0 | 0
1960-11-02 | 1960 | 11 | 2 | 0 | 0 | 0 | 0 | 0 | 0 | 0 | 0 | 0 | 0 | 0 | 0 | 0 | 0 | 0 | 0 | 0 | 0 | 0 | 0 | 0 | 0 | 0 | 0 |  | 0 | 0 | 0 | 0 |  | 0 | 0 | 0 | 0 | 0
1960-11-03 | 1960 | 11 | 3 | 0 | 0 | 0 | 0 | 0 | 0 | 0 | 0 | 0 | 0 | 0 | 0 | 0 | 0 | 0 | 0 | 0 | 0 | 0 | 0 | 0 | 0 | 0 | 0 |  | 0 | 0 | 0 | 0 |  | 0 | 0 | 0 | 0 | 0
1960-11-04 | 1960 | 11 | 4 | 0 | 0 | 0 | 0 | 0 | 0 | 0 | 0 | 0 | 0 | 0 | 0 | 0 | 0 | 0 | 0 | 0 | 0 | 0 | 0 | 0 | 0 | 0 | 0 |  | 0 | 0 | 0 | 0 |  | 0 | 0 | 0 | 0 | 0
1960-11-05 | 1960 | 11 | 5 | 0 | 0 | 0 | 0 | 0 | 0 | 0 | 0 | 0 | 0 | 0 | 0 | 0 | 0 | 0 | 0 | 0 | 0 | 0 | 0 | 0 | 0 | 0 | 0 |  | 0 | 0 | 0 | 0 |  | 0 | 0 | 0 | 0 | 0
1960-11-06 | 1960 | 11 | 6 | 0 | 0 | 0 | 0 | 0 | 0 | 0 | 0 | 0 | 0 | 0 | 0 | 0 | 0 | 0 | 0 | 0 | 0 | 0 | 0 | 0 | 0 | 0 | 0 |  | 0 | 0 | 0 | 0 |  | 0 | 0 | 0 | 0 | 0
1960-11-07 | 1960 | 11 | 7 | 0 | 0 | 0 | 0 | 0 | 0 | 0 | 0 | 0 | 0 | 0 | 0 | 0 | 0 | 0 | 0 | 0 | 0 | 0 | 0 | 0 | 0 | 0 | 0 |  | 0 | 0 | 0 | 0 |  | 0 | 0 | 0 | 0 | 0
1960-11-08 | 1960 | 11 | 8 | 0 | 0 | 0 | 0 | 0 | 0 | 0 | 0 | 0 | 0 | 0 | 0 | 0 | 0 | 0 | 0 | 0 | 0 | 0 | 0 | 0 | 0 | 0 | 0 |  | 0 | 0 | 0 | 0 |  | 0 | 0 | 0 | 0 | 0
1960-11-09 | 1960 | 11 | 9 | 0 | 0.1 | 0 | 0.1 | 0 | 0.1 | 0 | 0.1 | 0 | 0 | 0.1 | 0 | 0.1 | 0 | 0.1 | 0 | 0 | 0.1 | 0 | 0.1 | 0 | 0 | 0.1 | 0 |  | 1 | 1 | 1 | 1.1102e-16 |  | 0 | 0 | 0 | 0 | 0
1960-11-10 | 1960 | 11 | 10 | 0 | 0 | 0.1 | 0.1 | 0.1 | 0.1 | 0.2 | 0.1 | 0.1 | 0.1 | 0.1 | 0 | 0 | 0 | 0 | 0 | 0 | 0 | 0 | 0 | 0 | 0 | 0 | 0 |  | 1 | 1 | 1 | 0 |  | 0 | 0 | 0 | 0 | 0
1960-11-11 | 1960 | 11 | 11 | 0 | 0 | 0 | 0.1 | 0 | 0.1 | 0 | 0 | 0 | 0 | 0 | 0.1 | 0 | 0 | 0 | 0 | 0 | 0 | 0 | 0.1 | 0 | 0.1 | 0 | 0 |  | 0.5 | 0.5 | 0.5 | 0 |  | 0 | 0 | 0 | 0 | 0
1960-11-12 | 1960 | 11 | 12 | 0 | 0 | 0 | 0 | 0 | 0 | 0 | 0 | 0 | 0 | 0 | 0 | 0 | 0 | 0 | 0 | 0 | 0 | 0 | 0 | 0 | 0 | 0 | 0 |  | 0 | 0 | 0 | 0 |  | 0 | 0 | 0 | 0 | 0
1960-11-13 | 1960 | 11 | 13 | 0 | 0 | 0 | 0 | 0 | 0 | 0 | 0 | 0 | 0 | 0 | 0 | 0 | 0 | 0 | 0 | 0 | 0 | 0 | 0 | 0 | 0 | 0 | 0 |  | 0 | 0 | 0 | 0 |  | 0 | 0 | 0 | 0 | 0
1960-11-14 | 1960 | 11 | 14 | 0 | 0 | 0 | 0 | 0 | 0 | 0 | 0 | 0 | 0 | 0 | 0 | 0 | 0 | 0 | 0 | 0 | 0 | 0 | 0 | 0 | 0 | 0 | 0 |  | 0 | 0 | 0 | 0 |  | 0 | 0 | 0 | 0 | 0
1960-11-15 | 1960 | 11 | 15 | 0 | 0 | 0 | 0 | 0 | 0 | 0 | 0 | 0 | 0 | 0 | 0 | 0 | 0 | 0 | 0 | 0 | 0 | 0 | 0 | 0 | 0 | 0 | 0 |  | 0 | 0 | 0 | 0 |  | 0 | 0 | 0 | 0 | 0
1960-11-16 | 1960 | 11 | 16 | 0 | 0 | 0 | 0 | 0 | 0 | 0 | 0 | 0 | 0 | 0 | 0 | 0 | 0 | 0 | 0 | 0 | 0 | 0 | 0 | 0 | 0 | 0 | 0 |  | 0 | 0 | 0 | 0 |  | 0 | 0 | 0 | 0 | 0
1960-11-17 | 1960 | 11 | 17 | 0 | 0 | 0 | 0 | 0 | 0 | 0 | 0 | 0 | 0 | 0 | 0 | 0 | 0 | 0 | 0 | 0 | 0 | 0 | 0 | 0 | 0 | 0 | 0 |  | 0 | 0 | 0 | 0 |  | 0 | 0 | 0 | 0 | 0
1960-11-18 | 1960 | 11 | 18 | 0 | 0 | 0 | 0 | 0 | 0 | 0 | 0 | 0 | 0 | 0 | 0 | 0 | 0 | 0 | 0 | 0 | 0 | 0 | 0 | 0 | 0 | 0 | 0 |  | 0 | 0 | 0 | 0 |  | 0 | 0 | 0 | 0 | 0
1960-11-19 | 1960 | 11 | 19 | 0 | 0 | 0 | 0 | 0 | 0 | 0 | 0 | 0 | 0 | 0 | 0 | 0 | 0 | 0 | 0 | 0 | 0 | 0 | 0 | 0 | 0 | 0 | 0 |  | 0 | 0 | 0 | 0 |  | 0 | 0 | 0 | 0 | 0
1960-11-20 | 1960 | 11 | 20 | 0 | 0 | 0 | 0 | 0 | 0 | 0 | 0 | 0 | 0 | 0 | 0 | 0 | 0 | 0 | 0 | 0.9 | 0.9 | 0.9 | 0.9 | 0.8 | 0.9 | 0.9 | 0.9 |  | 7.1 | 7.1 | 7.1 | 1.7764e-15 |  | 0 | 0 | 0 | 0 | 0
1960-11-21 | 1960 | 11 | 21 | 0.1 | 0.1 | 0 | 0.1 | 0.1 | 0.1 | 0.1 | 0 | 0.1 | 0.1 | 0 | 0 | 0 | 0 | 0 | 0 | 0 | 0 | 0 | 0 | 0 | 0 | 0 | 0 |  | 0.8 | 0.8 | 0.8 | 1.1102e-16 |  | 0 | 0 | 0 | 0 | 0
1960-11-22 | 1960 | 11 | 22 | 0 | 0 | 0 | 0 | 0 | 0 | 0 | 0 | 0 | 0 | 0 | 0 | 0 | 0 | 0 | 0 | 0 | 0 | 0 | 0 | 0 | 0 | 0 | 0 |  | 0 | 0 | 0 | 0 |  | 0 | 0 | 0 | 0 | 0
1960-11-23 | 1960 | 11 | 23 | 0 | 0 | 0 | 0 | 0 | 0 | 0 | 0 | 0 | 0 | 0 | 0 | 0 | 0 | 0 | 0 | 0 | 0 | 0 | 0 | 0.5 | 0.5 | 0 | 0 |  | 1 | 1 | 1 | 0 |  | 0 | 0 | 0 | 0 | 0
1960-11-24 | 1960 | 11 | 24 | 0 | 0 | 0 | 0 | 0 | 0 | 0 | 0 | 0 | 0 | 0 | 0 | 0 | 0 | 0 | 0 | 0 | 0 | 0 | 0 | 0 | 0 | 0 | 0 |  | 0 | 0 | 0 | 0 |  | 0 | 0 | 0 | 0 | 0
1960-11-25 | 1960 | 11 | 25 | 0 | 0 | 0 | 0 | 0 | 0 | 0 | 0.3 | 0.1 | 0 | 0 | 0 | 0 | 0.2 | 0 | 0 | 0 | 0 | 0 | 0.1 | 0.2 | 0.1 | 0.2 | 0.1 |  | 1.3 | 1.3 | 1.3 | 2.2204e-16 |  | 0 | 0 | 0 | 0 | 0
1960-11-26 | 1960 | 11 | 26 | 0 | 0 | 0 | 0 | 0 | 0 | 0 | 0 | 0 | 0 | 0 | 0 | 0 | 0 | 0 | 0 | 0 | 0 | 0 | 0 | 0 | 0 | 0 | 0 |  | 0 | 0 | 0 | 0 |  | 0 | 0 | 0 | 0 | 0
1960-11-27 | 1960 | 11 | 27 | 0 | 0 | 0 | 0 | 0 | 0 | 0 | 0 | 0 | 0 | 0 | 0 | 0 | 0 | 0 | 0 | 0 | 0 | 0 | 0 | 0 | 0 | 0 | 0 |  | 0 | 0 | 0 | 0 |  | 0 | 0 | 0 | 0 | 0
1960-11-28 | 1960 | 11 | 28 | 0 | 0 | 0 | 0 | 0 | 0 | 0 | 0 | 0 | 0 | 0 | 0 | 0 | 0 | 0 | 0 | 0 | 0 | 0 | 0 | 0 | 0 | 0 | 0 |  | 0 | 0 | 0 | 0 |  | 0 | 0 | 0 | 0 | 0
1960-11-29 | 1960 | 11 | 29 | 0 | 0 | 0 | 0 | 0 | 0 | 0 | 0 | 0 | 0 | 0 | 0 | 0 | 0 | 0 | 0 | 0 | 0 | 0 | 0 | 0 | 0 | 0 | 0 |  | 0 | 0 | 0 | 0 |  | 0 | 0 | 0 | 0 | 0
1960-11-30 | 1960 | 11 | 30 | 0 | 0 | 0 | 0 | 0 | 0 | 0 | 0 | 0 | 0 | 0 | 0 | 0 | 0 | 0 | 0 | 0 | 0 | 0 | 0 | 0 | 0 | 0 | 0 |  | 0 | 0 | 0 | 0 |  | 0 | 0 | 0 | 0 | 0
1960-12-01 | 1960 | 12 | 1 | 0 | 0 | 0 | 0 | 0 | 0 | 0 | 0 | 0 | 0 | 0 | 0 | 0 | 0 | 0 | 0 | 0 | 0 | 0 | 0 | 0 | 0 | 0 | 0 |  | 0 | 0 | 0 | 0 |  | 0 | 0 | 0 | 0 | 0
1960-12-02 | 1960 | 12 | 2 | 0 | 0 | 0 | 0 | 0 | 0 | 0 | 0 | 0 | 0 | 0 | 0 | 0 | 0 | 0 | 0 | 0 | 0 | 0 | 0 | 0 | 0 | 0 | 0 |  | 0 | 0 | 0 | 0 |  | 0 | 0 | 0 | 0 | 0
1960-12-03 | 1960 | 12 | 3 | 0 | 0 | 0 | 0 | 0 | 0 | 0 | 0 | 0 | 0 | 0 | 0 | 0 | 0 | 0 | 0 | 0 | 0 | 0 | 0 | 0 | 0 | 0 | 0 |  | 0 | 0 | 0 | 0 |  | 0 | 0 | 0 | 0 | 0
1960-12-04 | 1960 | 12 | 4 | 0 | 0 | 0 | 0 | 0 | 0 | 0 | 0 | 0 | 0 | 0 | 0 | 0 | 0 | 0 | 0 | 0 | 0 | 0 | 0 | 0 | 0 | 0 | 0 |  | 0 | 0 | 0 | 0 |  | 0 | 0 | 0 | 0 | 0
1960-12-05 | 1960 | 12 | 5 | 0 | 0 | 0 | 0 | 0 | 0 | 0 | 0 | 0 | 0 | 0 | 0 | 0 | 0 | 0 | 0 | 0 | 0 | 0 | 0 | 0 | 0 | 0 | 0 |  | 0 | 0 | 0 | 0 |  | 0 | 0 | 0 | 0 | 0
1960-12-06 | 1960 | 12 | 6 | 0 | 0 | 0 | 0 | 0 | 0 | 0 | 0 | 0 | 0 | 0 | 0 | 0 | 0 | 0 | 0 | 0 | 0 | 0 | 0 | 0 | 0 | 0 | 0 |  | 0 | 0 | 0 | 0 |  | 0 | 0 | 0 | 0 | 0
1960-12-07 | 1960 | 12 | 7 | 0 | 0 | 0 | 0 | 0 | 0 | 0 | 0 | 0 | 0 | 0 | 0 | 0 | 0 | 0 | 0 | 0 | 0 | 0 | 0 | 0 | 0 | 0 | 0 |  | 0 | 0 | 0 | 0 |  | 0 | 0 | 0 | 0 | 0
1960-12-08 | 1960 | 12 | 8 | 0 | 0 | 0 | 0 | 0 | 0 | 0 | 0 | 0 | 0 | 0 | 0 | 0 | 0 | 0 | 0 | 0 | 0 | 0 | 0 | 0 | 0 | 0 | 0 |  | 0 | 0 | 0 | 0 |  | 0 | 0 | 0 | 0 | 0
1960-12-09 | 1960 | 12 | 9 | 0 | 0 | 0 | 0 | 0 | 0 | 0 | 0 | 0 | 0 | 0 | 0 | 0 | 0 | 0 | 0 | 0 | 0 | 0 | 0 | 0 | 0 | 0 | 0 |  | 0 | 0 | 0 | 0 |  | 0 | 0 | 0 | 0 | 0
1960-12-10 | 1960 | 12 | 10 | 0 | 0 | 0 | 0 | 0 | 0 | 0 | 0 | 0 | 0 | 0 | 0 | 0 | 0 | 0 | 0 | 0 | 0 | 0 | 0 | 0 | 0 | 0 | 0 |  | 0 | 0 | 0 | 0 |  | 0 | 0 | 0 | 0 | 0
1960-12-11 | 1960 | 12 | 11 | 0 | 0 | 0 | 0 | 0 | 0 | 0 | 0 | 0 | 0 | 0 | 0 | 0 | 0 | 0 | 0 | 0 | 0 | 0 | 0 | 0 | 0 | 0 | 0 |  | 0 | 0 | 0 | 0 |  | 0 | 0 | 0 | 0 | 0
1960-12-12 | 1960 | 12 | 12 | 0 | 0 | 0 | 0 | 0 | 0 | 0 | 0 | 0 | 0 | 0 | 0 | 0 | 0 | 0 | 0 | 0 | 0 | 0 | 0 | 0 | 0 | 0 | 0 |  | 0 | 0 | 0 | 0 |  | 0 | 0 | 0 | 0 | 0
1960-12-13 | 1960 | 12 | 13 | 0 | 0.1 | 0 | 0.1 | 0 | 0.1 | 0 | 0.1 | 0 | 0 | 0.1 | 0 | 0.1 | 0 | 0.1 | 0 | 0 | 0.1 | 0 | 0.1 | 0 | 0 | 0.1 | 0 |  | 1 | 1 | 1 | 1.1102e-16 |  | 0 | 0 | 0 | 0 | 0
1960-12-14 | 1960 | 12 | 14 | 0 | 0 | 0 | 0 | 0 | 0 | 0 | 0 | 0 | 0 | 0 | 0 | 0 | 0 | 0 | 0 | 0 | 0 | 0 | 0 | 0 | 0 | 0 | 0 |  | 0 | 0 | 0 | 0 |  | 0 | 0 | 0 | 0 | 0
1960-12-15 | 1960 | 12 | 15 | 0 | 0 | 0 | 0 | 0 | 0 | 0 | 0 | 0 | 0 | 0 | 0 | 0 | 0 | 0 | 0 | 0 | 0 | 0 | 0 | 0 | 0 | 0 | 0 |  | 0 | 0 | 0 | 0 |  | 0 | 0 | 0 | 0 | 0
1960-12-16 | 1960 | 12 | 16 | 0 | 0 | 0 | 0 | 0 | 0 | 0 | 0 | 0 | 0 | 0 | 0 | 0 | 0 | 0 | 0 | 0 | 0 | 0 | 0 | 0 | 0 | 0 | 0 |  | 0 | 0 | 0 | 0 |  | 0 | 0 | 0 | 0 | 0
1960-12-17 | 1960 | 12 | 17 | 0 | 0 | 0 | 0 | 0 | 0 | 0 | 0 | 0 | 0 | 0 | 0 | 0 | 0 | 0 | 0 | 0 | 0 | 0 | 0 | 0 | 0 | 0 | 0 |  | 0 | 0 | 0 | 0 |  | 0 | 0 | 0 | 0 | 0
1960-12-18 | 1960 | 12 | 18 | 0.3 | 0.3 | 0.2 | 0.3 | 0.3 | 0.3 | 0.2 | 0.3 | 0.3 | 0.3 | 0.2 | 0.3 | 0.3 | 0.2 | 0.3 | 0.3 | 0.3 | 0.2 | 0.3 | 0.3 | 0.3 | 0.2 | 0.3 | 0.3 |  | 6.6 | 6.6 | 6.6 | 8.8818e-16 |  | 0 | 0 | 0 | 0 | 0
1960-12-19 | 1960 | 12 | 19 | 0.1 | 0.2 | 0.1 | 0.1 | 0.1 | 0.2 | 0.1 | 0.1 | 0.1 | 0.2 | 0.1 | 0.1 | 0 | 0 | 0 | 0 | 0 | 0 | 0 | 0 | 0 | 0 | 0 | 0 |  | 1.5 | 1.5 | 1.5 | 2.2204e-16 |  | 0 | 0 | 0 | 0 | 0
1960-12-20 | 1960 | 12 | 20 | 0 | 0 | 0 | 0 | 0 | 0 | 0 | 0 | 0 | 0 | 0 | 0 | 0 | 0 | 0 | 0 | 0 | 0 | 0 | 0 | 0 | 0 | 0 | 0 |  | 0 | 0 | 0 | 0 |  | 0 | 0 | 0 | 0 | 0
1960-12-21 | 1960 | 12 | 21 | 0 | 0 | 0 | 0 | 0.3 | 0.3 | 0.3 | 0.2 | 0.3 | 0.3 | 0.3 | 0.3 | 0.3 | 0.2 | 0.3 | 0.3 | 0.3 | 0.3 | 0.3 | 0.2 | 0.3 | 0.3 | 0 | 0 |  | 5.1 | 5.1 | 5.1 | 8.8818e-16 |  | 0 | 0 | 0 | 0 | 0
1960-12-22 | 1960 | 12 | 22 | 0 | 0 | 0 | 0 | 0 | 0 | 0 | 0 | 0 | 0 | 0 | 0 | 0 | 0 | 0 | 0 | 0 | 0 | 0 | 0 | 0 | 0 | 0 | 0 |  | 0 | 0 | 0 | 0 |  | 0 | 0 | 0 | 0 | 0
1960-12-23 | 1960 | 12 | 23 | 0 | 0 | 0 | 0 | 0 | 0 | 0 | 0 | 0 | 0 | 0 | 0 | 0 | 0 | 0 | 0 | 0 | 0 | 0 | 0 | 0 | 0 | 0 | 0 |  | 0 | 0 | 0 | 0 |  | 0 | 0 | 0 | 0 | 0
1960-12-24 | 1960 | 12 | 24 | 0 | 0 | 0 | 0 | 0 | 0 | 0 | 0 | 0 | 0 | 0 | 0 | 0 | 0 | 0 | 0 | 0 | 0 | 0 | 0 | 0.5 | 0.5 | 1 | 1 |  | 3 | 3 | 3 | 0 |  | 0 | 0 | 0 | 0 | 0
1960-12-25 | 1960 | 12 | 25 | 0 | 0 | 0 | 0 | 0 | 0 | 0 | 0 | 0 | 0 | 0 | 0 | 0 | 0 | 0 | 0 | 0 | 0 | 0 | 0 | 0 | 0 | 0 | 0 |  | 0 | 0 | 0 | 0 |  | 0 | 0 | 0 | 0 | 0
1960-12-26 | 1960 | 12 | 26 | 0 | 0 | 0 | 0 | 0 | 0 | 0 | 0 | 0 | 0 | 0 | 0 | 0 | 0 | 0 | 0 | 0 | 0 | 0 | 0 | 0 | 0 | 0 | 0 |  | 0 | 0 | 0 | 0 |  | 0 | 0 | 0 | 0 | 0
1960-12-27 | 1960 | 12 | 27 | 0 | 0 | 0 | 0 | 0 | 0 | 0 | 0 | 0 | 0 | 0 | 0 | 0 | 0 | 0 | 0 | 0 | 0 | 0 | 0 | 0 | 0 | 0 | 0 |  | 0 | 0 | 0 | 0 |  | 0 | 0 | 0 | 0 | 0
1960-12-28 | 1960 | 12 | 28 | 0 | 0 | 0 | 0 | 0 | 0 | 0 | 0 | 0 | 0 | 0 | 0 | 0 | 0 | 0 | 0 | 0.1 | 0.1 | 0 | 0.1 | 0 | 0 | 0 | 0 |  | 0.3 | 0.3 | 0.3 | 5.5511e-17 |  | 0 | 0 | 0 | 0 | 0
1960-12-29 | 1960 | 12 | 29 | 0 | 0 | 0 | 0 | 0 | 0 | 0 | 0 | 0 | 0 | 0 | 0 | 0 | 0 | 0 | 0 | 0 | 0 | 0 | 0 | 0 | 0 | 0 | 0 |  | 0 | 0 | 0 | 0 |  | 0 | 0 | 0 | 0 | 0
1960-12-30 | 1960 | 12 | 30 | 0 | 0 | 0 | 0 | 0 | 0 | 0 | 0 | 0 | 0 | 0 | 0 | 0 | 0 | 0 | 0 | 0 | 0 | 0 | 0 | 0 | 0 | 0 | 0 |  | 0 | 0 | 0 | 0 |  | 0 | 0 | 0 | 0 | 0
1960-12-31 | 1960 | 12 | 31 | 0 | 0 | 0 | 0 | 0 | 0 | 0 | 0 | 0 | 0 | 0 | 0 | 0 | 0 | 0 | 0 | 0 | 0 | 0 | 0 | 0 | 0 | 0 | 0 |  | 0 | 0 | 0 | 0 |  | 0 | 0 | 0 | 0 | 0
1961-01-01 | 1961 | 1 | 1 | 0 | 0 | 0 | 0 | 0 | 0 | 0 | 0 | 0 | 0 | 0 | 0 | 0 | 0 | 0 | 0 | 0 | 0 | 0 | 0 | 0 | 0 | 0 | 0 |  | 0 | 0 | 0 | 0 |  | 0 | 0 | 0 | 0 | 0
1961-01-02 | 1961 | 1 | 2 | 0 | 0 | 0 | 0 | 0 | 0 | 0 | 0 | 0 | 0 | 0 | 0 | 0 | 0 | 0 | 0 | 0 | 0 | 0 | 0 | 0 | 0 | 0 | 0 |  | 0 | 0 | 0 | 0 |  | 0 | 0 | 0 | 0 | 0
1961-01-03 | 1961 | 1 | 3 | 0 | 0 | 0 | 0 | 0 | 0 | 0 | 0 | 0 | 0 | 0 | 0 | 0 | 0 | 0 | 0 | 0 | 0 | 0 | 0 | 0 | 0 | 0 | 0 |  | 0 | 0 | 0 | 0 |  | 0 | 0 | 0 | 0 | 0
1961-01-04 | 1961 | 1 | 4 | 0 | 0 | 0 | 0 | 0 | 0 | 0 | 0 | 0 | 0 | 0 | 0 | 0 | 0 | 0 | 0 | 0 | 0 | 0 | 0 | 0 | 0 | 0 | 0 |  | 0 | 0 | 0 | 0 |  | 0 | 0 | 0 | 0 | 0
1961-01-05 | 1961 | 1 | 5 | 0 | 0 | 0 | 0 | 0 | 0 | 0 | 0 | 0 | 0 | 0 | 0 | 0 | 0 | 0 | 0 | 0 | 0 | 0 | 0 | 0 | 0 | 0 | 0 |  | 0 | 0 | 0 | 0 |  | 0 | 0 | 0 | 0 | 0
1961-01-06 | 1961 | 1 | 6 | 0 | 0 | 0 | 0 | 0 | 0 | 0.2 | 0.1 | 0 | 0 | 0.2 | 0 | 0 | 0 | 0 | 0 | 0 | 0 | 0 | 0 | 0 | 0 | 0 | 0 |  | 0.5 | 0.5 | 0.5 | 0 |  | 0 | 0 | 0 | 0 | 0
1961-01-07 | 1961 | 1 | 7 | 0 | 0 | 0 | 0 | 0 | 0 | 0 | 0 | 0 | 0 | 0 | 0 | 0 | 0 | 0 | 0 | 0 | 0 | 0 | 0 | 0 | 0 | 0 | 0 |  | 0 | 0 | 0 | 0 |  | 0 | 0 | 0 | 0 | 0
1961-01-08 | 1961 | 1 | 8 | 0 | 0 | 0 | 0 | 0 | 0 | 0 | 0 | 0 | 0 | 0 | 0 | 0 | 0 | 0 | 0 | 0 | 0 | 0 | 0 | 0 | 0 | 0 | 0 |  | 0 | 0 | 0 | 0 |  | 0 | 0 | 0 | 0 | 0
1961-01-09 | 1961 | 1 | 9 | 0 | 0 | 0 | 0 | 0 | 0 | 0 | 0 | 0 | 0 | 0 | 0 | 0 | 0 | 0 | 0 | 0 | 0 | 0 | 0 | 0 | 0 | 0 | 0 |  | 0 | 0 | 0 | 0 |  | 0 | 0 | 0 | 0 | 0
1961-01-10 | 1961 | 1 | 10 | 0 | 0 | 0 | 0 | 0 | 0 | 0 | 0 | 0 | 0 | 0 | 0 | 0 | 0 | 0 | 0 | 0 | 0 | 0 | 0 | 0 | 0 | 0 | 0 |  | 0 | 0 | 0 | 0 |  | 0 | 0 | 0 | 0 | 0
1961-01-11 | 1961 | 1 | 11 | 0 | 0 | 0 | 0 | 0 | 0 | 0 | 0 | 0 | 0 | 0 | 0 | 0 | 0 | 0 | 0 | 0 | 0 | 0 | 0 | 0 | 0 | 0 | 0 |  | 0 | 0 | 0 | 0 |  | 0 | 0 | 0 | 0 | 0
1961-01-12 | 1961 | 1 | 12 | 0 | 0 | 0 | 0 | 0 | 0 | 0 | 0 | 0 | 0 | 0 | 0 | 0 | 0 | 0 | 0 | 0 | 0 | 0 | 0 | 0 | 0 | 0 | 0 |  | 0 | 0 | 0 | 0 |  | 0 | 0 | 0 | 0 | 0
1961-01-13 | 1961 | 1 | 13 | 0 | 0 | 0 | 0 | 0 | 0 | 0 | 0 | 0 | 0 | 0 | 0 | 0 | 0 | 0 | 0 | 0 | 0 | 0 | 0 | 0 | 0 | 0 | 0 |  | 0 | 0 | 0 | 0 |  | 0 | 0 | 0 | 0 | 0
1961-01-14 | 1961 | 1 | 14 | 0 | 0 | 0 | 0 | 0 | 0 | 0 | 0 | 0 | 0 | 0 | 0 | 0 | 0 | 0 | 0 | 0 | 0 | 0 | 0 | 0 | 0 | 0 | 0 |  | 0 | 0 | 0 | 0 |  | 0 | 0 | 0 | 0 | 0
1961-01-15 | 1961 | 1 | 15 | 0 | 0 | 0 | 0 | 0 | 0 | 0 | 0 | 0 | 0 | 0 | 0 | 0 | 0 | 0 | 0 | 0 | 0 | 0 | 0 | 0 | 0 | 0 | 0 |  | 0 | 0 | 0 | 0 |  | 0 | 0 | 0 | 0 | 0
1961-01-16 | 1961 | 1 | 16 | 0 | 0 | 0 | 0 | 0 | 0 | 0 | 0 | 0 | 0 | 0 | 0 | 0 | 0 | 0 | 0 | 0 | 0 | 0 | 0 | 0 | 0 | 0 | 0 |  | 0 | 0 | 0 | 0 |  | 0 | 0 | 0 | 0 | 0
1961-01-17 | 1961 | 1 | 17 | 0 | 0 | 0 | 0 | 0 | 0 | 0 | 0 | 0 | 0 | 0 | 0 | 0 | 0 | 0 | 0 | 0 | 0 | 0 | 0 | 0 | 0 | 0 | 0 |  | 0 | 0 | 0 | 0 |  | 0 | 0 | 0 | 0 | 0
1961-01-18 | 1961 | 1 | 18 | 0 | 0 | 0 | 0 | 0 | 0 | 0 | 0 | 0 | 0 | 0 | 0 | 0 | 0 | 0 | 0 | 0 | 0 | 0 | 0 | 0 | 0 | 0 | 0 |  | 0 | 0 | 0 | 0 |  | 0 | 0 | 0 | 0 | 0
1961-01-19 | 1961 | 1 | 19 | 0 | 0 | 0 | 0 | 0 | 0 | 0 | 0 | 0 | 0 | 0 | 0 | 0 | 0 | 0 | 0 | 0 | 0 | 0 | 0 | 0 | 0 | 0 | 0 |  | 0 | 0 | 0 | 0 |  | 0 | 0 | 0 | 0 | 0
1961-01-20 | 1961 | 1 | 20 | 0 | 0 | 0 | 0 | 0 | 0 | 0 | 0 | 0 | 0 | 0 | 0 | 0 | 0 | 0 | 0 | 0 | 0 | 0 | 0 | 0 | 0 | 0 | 0 |  | 0 | 0 | 0 | 0 |  | 0 | 0 | 0 | 0 | 0
1961-01-21 | 1961 | 1 | 21 | 0 | 0 | 0 | 0 | 0 | 0 | 0 | 0 | 0 | 0 | 0 | 0 | 0 | 0 | 0 | 0 | 0 | 0 | 0 | 0 | 0 | 0 | 0 | 0 |  | 0 | 0 | 0 | 0 |  | 0 | 0 | 0 | 0 | 0
1961-01-22 | 1961 | 1 | 22 | 0 | 0 | 0 | 0 | 0 | 0 | 0 | 0 | 0 | 0 | 0 | 0 | 0 | 0 | 0 | 0 | 0 | 0 | 0 | 0 | 0 | 0 | 0 | 0 |  | 0 | 0 | 0 | 0 |  | 0 | 0 | 0 | 0 | 0
1961-01-23 | 1961 | 1 | 23 | 0 | 0 | 0 | 0 | 0 | 0 | 0 | 0 | 0 | 0 | 0 | 0 | 0 | 0 | 0 | 0 | 0 | 0 | 0 | 0 | 0 | 0 | 0 | 0 |  | 0 | 0 | 0 | 0 |  | 0 | 0 | 0 | 0 | 0
1961-01-24 | 1961 | 1 | 24 | 0 | 0 | 0 | 0 | 0 | 0 | 0 | 0 | 0 | 0 | 0 | 0 | 0 | 0 | 0 | 0 | 0 | 0 | 0 | 0 | 0 | 0 | 0 | 0 |  | 0 | 0 | 0 | 0 |  | 0 | 0 | 0 | 0 | 0
1961-01-25 | 1961 | 1 | 25 | 0 | 0 | 0.1 | 0 | 0 | 0 | 0.1 | 0 | 0 | 0 | 0.1 | 0 | 0 | 0 | 0.1 | 0 | 0 | 0 | 0 | 0 | 0 | 0 | 0.1 | 0 |  | 0.5 | 0.5 | 0.5 | 0 |  | 0 | 0 | 0 | 0 | 0
1961-01-26 | 1961 | 1 | 26 | 0 | 0 | 0 | 0 | 0 | 0 | 0 | 0 | 0 | 0 | 0 | 0 | 0 | 0 | 0 | 0 | 0 | 0 | 0 | 0 | 0 | 0 | 0 | 0 |  | 0 | 0 | 0 | 0 |  | 0 | 0 | 0 | 0 | 0
1961-01-27 | 1961 | 1 | 27 | 0 | 0 | 0 | 0 | 0 | 0 | 0 | 0 | 0 | 0 | 0 | 0 | 0 | 0 | 0 | 0 | 0 | 0 | 0 | 0 | 0 | 0 | 0 | 0.8 |  | 0.8 | 0.8 | 0.8 | 0 |  | 0 | 0 | 0 | 0 | 0
1961-01-28 | 1961 | 1 | 28 | 0.1 | 0 | 0.1 | 0 | 0.1 | 0 | 0.1 | 0 | 0.1 | 0 | 0 | 0.1 | 0.1 | 0 | 0.1 | 0 | 0.1 | 0 | 0.1 | 0 | 0 | 0 | 0 | 0 |  | 1 | 1 | 1 | 1.1102e-16 |  | 0 | 0 | 0 | 0 | 0
1961-01-29 | 1961 | 1 | 29 | 0 | 0 | 0 | 0 | 0 | 0 | 0 | 0 | 0 | 0 | 0 | 0 | 0 | 0 | 0 | 0 | 0 | 0 | 0.3 | 0.4 | 0.3 | 0.3 | 0.4 | 0.3 |  | 2 | 2 | 2 | 0 |  | 0 | 0 | 0 | 0 | 0
1961-01-30 | 1961 | 1 | 30 | 0 | 0 | 0 | 0 | 0 | 0 | 0 | 0 | 0 | 0 | 0 | 0 | 0 | 0 | 0 | 0 | 0 | 0 | 0 | 0 | 0 | 0 | 0 | 0 |  | 0 | 0 | 0 | 0 |  | 0 | 0 | 0 | 0 | 0
1961-01-31 | 1961 | 1 | 31 | 0 | 0 | 0 | 0.1 | 0 | 0.1 | 0 | 0 | 0.1 | 0 | 0.1 | 0 | 0 | 0.1 | 0 | 0.1 | 0 | 0 | 0.1 | 0 | 0.1 | 0 | 0 | 0 |  | 0.8 | 0.8 | 0.8 | 1.1102e-16 |  | 0 | 0 | 0 | 0 | 0
1961-02-01 | 1961 | 2 | 1 | 0 | 0 | 0 | 0 | 0 | 0 | 0 | 0 | 0 | 0 | 0 | 0 | 0 | 0 | 0 | 0 | 0 | 0 | 0 | 0 | 0 | 0 | 0 | 0 |  | 0 | 0 | 0 | 0 |  | 0 | 0 | 0 | 0 | 0
1961-02-02 | 1961 | 2 | 2 | 0 | 0 | 0 | 0 | 0 | 0 | 0 | 0 | 0 | 0 | 0 | 0 | 0 | 0 | 0 | 0 | 0 | 0 | 0 | 0 | 0 | 0 | 0 | 0 |  | 0 | 0 | 0 | 0 |  | 0 | 0 | 0 | 0 | 0
1961-02-03 | 1961 | 2 | 3 | 0 | 0 | 0 | 0 | 0 | 0 | 0 | 0 | 0 | 0 | 0 | 0 | 0 | 0 | 0 | 0 | 0 | 0 | 0 | 0 | 0 | 0 | 0 | 0 |  | 0 | 0 | 0 | 0 |  | 0 | 0 | 0 | 0 | 0
1961-02-04 | 1961 | 2 | 4 | 0 | 0 | 0 | 0 | 0 | 0 | 0 | 0 | 0 | 0 | 0 | 0 | 0 | 0 | 0 | 0 | 0 | 0 | 0 | 0 | 0 | 0 | 0 | 0 |  | 0 | 0 | 0 | 0 |  | 0 | 0 | 0 | 0 | 0
1961-02-05 | 1961 | 2 | 5 | 0 | 0 | 0 | 0 | 0 | 0 | 0 | 0 | 0 | 0 | 0 | 0 | 0 | 0 | 0 | 0 | 0 | 0 | 0 | 0 | 0 | 0 | 0 | 0 |  | 0 | 0 | 0 | 0 |  | 0 | 0 | 0 | 0 | 0
1961-02-06 | 1961 | 2 | 6 | 0 | 0 | 0 | 0 | 0 | 0 | 0 | 0 | 0 | 0 | 0 | 0 | 0 | 0 | 0 | 0 | 0 | 0 | 0 | 0 | 0 | 0 | 0 | 0 |  | 0 | 0 | 0 | 0 |  | 0 | 0 | 0 | 0 | 0
1961-02-07 | 1961 | 2 | 7 | 0 | 0 | 0 | 0 | 0 | 0 | 0 | 0 | 0 | 0 | 0 | 0 | 0 | 0 | 0 | 0 | 0 | 0 | 0 | 0 | 0 | 0 | 0 | 0 |  | 0 | 0 | 0 | 0 |  | 0 | 0 | 0 | 0 | 0
1961-02-08 | 1961 | 2 | 8 | 0 | 0 | 0 | 0 | 0 | 0 | 0 | 0 | 0 | 0 | 0 | 0 | 0 | 0 | 0 | 0 | 0 | 0 | 0 | 0 | 0 | 0 | 0 | 0 |  | 0 | 0 | 0 | 0 |  | 0 | 0 | 0 | 0 | 0
1961-02-09 | 1961 | 2 | 9 | 0 | 0 | 0 | 0 | 0 | 0 | 0 | 0 | 0 | 0 | 0 | 0 | 0 | 0 | 0 | 0 | 0 | 0 | 0 | 0 | 0 | 0 | 0 | 0 |  | 0 | 0 | 0 | 0 |  | 0 | 0 | 0 | 0 | 0
1961-02-10 | 1961 | 2 | 10 | 0 | 0 | 0 | 0 | 0 | 0 | 0 | 0 | 0 | 0 | 0 | 0 | 0 | 0 | 0 | 0 | 0 | 0 | 0 | 0 | 0 | 0 | 0 | 0 |  | 0 | 0 | 0 | 0 |  | 0 | 0 | 0 | 0 | 0
1961-02-11 | 1961 | 2 | 11 | 0 | 0 | 0 | 0 | 0 | 0 | 0 | 0 | 0 | 0.3 | 0.4 | 0.3 | 0.4 | 0.3 | 0.3 | 0.4 | 0.7 | 0.6 | 0.7 | 0.3 | 0.4 | 0.3 | 0.4 | 0.3 |  | 6.1 | 6.1 | 6.1 | 0 |  | 0 | 0 | 0 | 0 | 0
1961-02-12 | 1961 | 2 | 12 | 0 | 0 | 0 | 0 | 0 | 0 | 0 | 0 | 0 | 0 | 0 | 0 | 0 | 0 | 0 | 0 | 0 | 0 | 0 | 0 | 0 | 0 | 0 | 0 |  | 0 | 0 | 0 | 0 |  | 0 | 0 | 0 | 0 | 0
1961-02-13 | 1961 | 2 | 13 | 0 | 0 | 0 | 0 | 0 | 0.1 | 0 | 0 | 0 | 0.1 | 0 | 0.1 | 0 | 0 | 0.1 | 0 | 0 | 0 | 0 | 0.1 | 0 | 0 | 0 | 0 |  | 0.5 | 0.5 | 0.5 | 0 |  | 0 | 0 | 0 | 0 | 0
1961-02-14 | 1961 | 2 | 14 | 0 | 0 | 0 | 0.1 | 0 | 0 | 0 | 0 | 0 | 0.1 | 0 | 0 | 0 | 0 | 0 | 0 | 0.1 | 0 | 0 | 0 | 0 | 0 | 0 | 0 |  | 0.3 | 0.3 | 0.3 | 5.5511e-17 |  | 0 | 0 | 0 | 0 | 0
1961-02-15 | 1961 | 2 | 15 | 0.1 | 0 | 0 | 0 | 0 | 0 | 0 | 0.1 | 0.1 | 0 | 0.1 | 0.1 | 0 | 0.1 | 0 | 0.1 | 0.1 | 0 | 0.2 | 0 | 0.1 | 0.1 | 0 | 0.1 |  | 1.3 | 1.3 | 1.3 | 2.2204e-16 |  | 0 | 0 | 0 | 0 | 0
1961-02-16 | 1961 | 2 | 16 | 0 | 0 | 0 | 0 | 0 | 0 | 0 | 0 | 0 | 0 | 0 | 0 | 0 | 0 | 0 | 0 | 0 | 0 | 0 | 0 | 0 | 0 | 0 | 0 |  | 0 | 0 | 0 | 0 |  | 0 | 0 | 0 | 0 | 0
1961-02-17 | 1961 | 2 | 17 | 0 | 0 | 0 | 0 | 0 | 0 | 0 | 0 | 0 | 0 | 0 | 0 | 0 | 0 | 0 | 0 | 0 | 0 | 0 | 0 | 0 | 0 | 0 | 0 |  | 0 | 0 | 0 | 0 |  | 0 | 0 | 0 | 0 | 0
1961-02-18 | 1961 | 2 | 18 | 0 | 0 | 0 | 0 | 0 | 0 | 0 | 0 | 0 | 0 | 0 | 0 | 0 | 0 | 0 | 0 | 0 | 0 | 0 | 0 | 0 | 0 | 0 | 0 |  | 0 | 0 | 0 | 0 |  | 0 | 0 | 0 | 0 | 0
1961-02-19 | 1961 | 2 | 19 | 0 | 0 | 0 | 0 | 0 | 0 | 0 | 0 | 0 | 0 | 0 | 0 | 0 | 0 | 0 | 0 | 0 | 0 | 0 | 0 | 0 | 0 | 0 | 0 |  | 0 | 0 | 0 | 0 |  | 0 | 0 | 0 | 0 | 0
1961-02-20 | 1961 | 2 | 20 | 0 | 0 | 0 | 0 | 0 | 0 | 0 | 0 | 0 | 0 | 0 | 0 | 0 | 0 | 0 | 0 | 0 | 0 | 0 | 0 | 0 | 0 | 0 | 0 |  | 0 | 0 | 0 | 0 |  | 0 | 0 | 0 | 0 | 0
1961-02-21 | 1961 | 2 | 21 | 0 | 0 | 0 | 0 | 0 | 0 | 0 | 0 | 0 | 0 | 0 | 0 | 0 | 0 | 0 | 0 | 0 | 0 | 1.4 | 1.4 | 4.3 | 4.2 | 2.9 | 2.8 |  | 17 | 17 | 17 | 0 |  | 0 | 0 | 0 | 0 | 0
1961-02-22 | 1961 | 2 | 22 | 0.2 | 0.1 | 0.2 | 0.3 | 0.3 | 0.3 | 0.3 | 0.2 | 0.1 | 0.4 | 0.1 | 0.2 | 0 | 0.1 | 0 | 0 | 0 | 0 | 0 | 0 | 0 | 0.2 | 0.1 | 0.2 |  | 3.3 | 3.3 | 3.3 | 8.8818e-16 |  | 0 | 0 | 0 | 0 | 0
1961-02-23 | 1961 | 2 | 23 | 0 | 0 | 0 | 0 | 0 | 0 | 0 | 0 | 0 | 0 | 0 | 0 | 0 | 0 | 0 | 0 | 0 | 0 | 0 | 0 | 0 | 0 | 0 | 0 |  | 0 | 0 | 0 | 0 |  | 0 | 0 | 0 | 0 | 0
1961-02-24 | 1961 | 2 | 24 | 0 | 0 | 0 | 0 | 0 | 0 | 0 | 0 | 0 | 0 | 0 | 0 | 0 | 0 | 0 | 0 | 0 | 0 | 0 | 0 | 0 | 0 | 0 | 1.5 |  | 1.5 | 1.5 | 1.5 | 0 |  | 0 | 0 | 0 | 0 | 0
1961-02-25 | 1961 | 2 | 25 | 0 | 0 | 0 | 0 | 0 | 0 | 0 | 0 | 0 | 0 | 0 | 0 | 0 | 0 | 0 | 0 | 0 | 0 | 0 | 0 | 0 | 0 | 0 | 0 |  | 0 | 0 | 0 | 0 |  | 0 | 0 | 0 | 0 | 0
1961-02-26 | 1961 | 2 | 26 | 0 | 0 | 0 | 0 | 0 | 0 | 0 | 0 | 0 | 0 | 0 | 0 | 0 | 0 | 0 | 0 | 0 | 0 | 0 | 0 | 0 | 0 | 0 | 0 |  | 0 | 0 | 0 | 0 |  | 0 | 0 | 0 | 0 | 0
1961-02-27 | 1961 | 2 | 27 | 0 | 0 | 0 | 0 | 0 | 0 | 0 | 0 | 0 | 0 | 0 | 0 | 0 | 0 | 0 | 0 | 0 | 0 | 0 | 0 | 0 | 0 | 0 | 0 |  | 0 | 0 | 0 | 0 |  | 0 | 0 | 0 | 0 | 0
1961-02-28 | 1961 | 2 | 28 | 0 | 0 | 0 | 0 | 0 | 0 | 0 | 0 | 0 | 0 | 0 | 0 | 0 | 0 | 0 | 0 | 0 | 0 | 0 | 0 | 0 | 0 | 0 | 0 |  | 0 | 0 | 0 | 0 |  | 0 | 0 | 0 | 0 | 0
1961-03-01 | 1961 | 3 | 1 | 0 | 0 | 0 | 0 | 0 | 0 | 0 | 0 | 0 | 0 | 0 | 0 | 0 | 0 | 0 | 0 | 0 | 0 | 0 | 0 | 0 | 0 | 0 | 0 |  | 0 | 0 | 0 | 0 |  | 0 | 0 | 0 | 0 | 0
1961-03-02 | 1961 | 3 | 2 | 0 | 0 | 0 | 0 | 0 | 0 | 0 | 0 | 0 | 0 | 0 | 0 | 0 | 0.3 | 0 | 0.2 | 0.3 | 0 | 0 | 0 | 0 | 0 | 0 | 0 |  | 0.8 | 0.8 | 0.8 | 0 |  | 0 | 0 | 0 | 0 | 0
1961-03-03 | 1961 | 3 | 3 | 0 | 0 | 0 | 0 | 0 | 0 | 0 | 0 | 0 | 0 | 0 | 0 | 0 | 0 | 0 | 0 | 0 | 0 | 0 | 0 | 0 | 0 | 0 | 0 |  | 0 | 0 | 0 | 0 |  | 0 | 0 | 0 | 0 | 0
1961-03-04 | 1961 | 3 | 4 | 0 | 0 | 0 | 0 | 0 | 0 | 0 | 0 | 0 | 0 | 0 | 0 | 0 | 0 | 0 | 0 | 0 | 0 | 0 | 0 | 0 | 0 | 0 | 0 |  | 0 | 0 | 0 | 0 |  | 0 | 0 | 0 | 0 | 0
1961-03-05 | 1961 | 3 | 5 | 0 | 0 | 0 | 0 | 0 | 0 | 0 | 0 | 0 | 0 | 0 | 0 | 0 | 0 | 0 | 0 | 0 | 0 | 0 | 0 | 0 | 0 | 0 | 0 |  | 0 | 0 | 0 | 0 |  | 0 | 0 | 0 | 0 | 0
1961-03-06 | 1961 | 3 | 6 | 0 | 0 | 0 | 0 | 0 | 0 | 0 | 0 | 0 | 0 | 0 | 0 | 0 | 0 | 0 | 0 | 0 | 0 | 0 | 0 | 0 | 0 | 0 | 0 |  | 0 | 0 | 0 | 0 |  | 0 | 0 | 0 | 0 | 0
1961-03-07 | 1961 | 3 | 7 | 0 | 0 | 0 | 0 | 0 | 0 | 0 | 0 | 0 | 0 | 0 | 0 | 0 | 0 | 0 | 0 | 0 | 0 | 0 | 0 | 0 | 0 | 0 | 0 |  | 0 | 0 | 0 | 0 |  | 0 | 0 | 0 | 0 | 0
1961-03-08 | 1961 | 3 | 8 | 0 | 0 | 0 | 0 | 0 | 0 | 0 | 0 | 0 | 0 | 0 | 0 | 0 | 0 | 0 | 0 | 0 | 0 | 0 | 0 | 0 | 0 | 0 | 0 |  | 0 | 0 | 0 | 0 |  | 0 | 0 | 0 | 0 | 0
1961-03-09 | 1961 | 3 | 9 | 0 | 0 | 0 | 0 | 0 | 0 | 0 | 0 | 0 | 0 | 0 | 0 | 0 | 0 | 0 | 0 | 0 | 0 | 0 | 0 | 0 | 0 | 0 | 0 |  | 0 | 0 | 0 | 0 |  | 0 | 0 | 0 | 0 | 0
1961-03-10 | 1961 | 3 | 10 | 0 | 0 | 0 | 0 | 0 | 0 | 0 | 0 | 0 | 0 | 0 | 0 | 0 | 0 | 0 | 0 | 0 | 0 | 0 | 0 | 0 | 0 | 0 | 0 |  | 0 | 0 | 0 | 0 |  | 0 | 0 | 0 | 0 | 0
1961-03-11 | 1961 | 3 | 11 | 0 | 0 | 0 | 0 | 0 | 0 | 0 | 0 | 0 | 0 | 0 | 0 | 0 | 0 | 0 | 0 | 0 | 0 | 0 | 0 | 0 | 0 | 0 | 0 |  | 0 | 0 | 0 | 0 |  | 0 | 0 | 0 | 0 | 0
1961-03-12 | 1961 | 3 | 12 | 0 | 0 | 0 | 0 | 0 | 0 | 0 | 0 | 0 | 0 | 0 | 0 | 0 | 0 | 0 | 0 | 0 | 0 | 0 | 0 | 0 | 0 | 0 | 0 |  | 0 | 0 | 0 | 0 |  | 0 | 0 | 0 | 0 | 0
1961-03-13 | 1961 | 3 | 13 | 0 | 0 | 0 | 0 | 0 | 0 | 0 | 0 | 0 | 0 | 0 | 0 | 0 | 0 | 0 | 0 | 0 | 0 | 0 | 0 | 0 | 0 | 0 | 0 |  | 0 | 0 | 0 | 0 |  | 0 | 0 | 0 | 0 | 0
1961-03-14 | 1961 | 3 | 14 | 0 | 0 | 0 | 0 | 0 | 0 | 0 | 0 | 0 | 0 | 0 | 0 | 0 | 0 | 0 | 0 | 0 | 0 | 0 | 0 | 0 | 0 | 0 | 0 |  | 0 | 0 | 0 | 0 |  | 0 | 0 | 0 | 0 | 0
1961-03-15 | 1961 | 3 | 15 | 0 | 0 | 0 | 0 | 0 | 0 | 0 | 0 | 0 | 0 | 0 | 0 | 0 | 0 | 0 | 0 | 0 | 0 | 0 | 0 | 0 | 0 | 0 | 0 |  | 0 | 0 | 0 | 0 |  | 0 | 0 | 0 | 0 | 0
1961-03-16 | 1961 | 3 | 16 | 0 | 0 | 0 | 0 | 0 | 0 | 0 | 0 | 0 | 0 | 0 | 0 | 0 | 0 | 0 | 0 | 0 | 0 | 0 | 0 | 0.3 | 0.4 | 0.3 | 0 |  | 1 | 1 | 1 | 0 |  | 0 | 0 | 0 | 0 | 0
1961-03-17 | 1961 | 3 | 17 | 0 | 0 | 0 | 0 | 0 | 0 | 0 | 0 | 0 | 0 | 0 | 0 | 0 | 0 | 0 | 0 | 0 | 0 | 0 | 0 | 0 | 0 | 0 | 0 |  | 0 | 0 | 0 | 0 |  | 0 | 0 | 0 | 0 | 0
1961-03-18 | 1961 | 3 | 18 | 0 | 0 | 0 | 0 | 0 | 0 | 0 | 0 | 0 | 0 | 0 | 0 | 0 | 0 | 0 | 0 | 0 | 0 | 0 | 0 | 0 | 0 | 0 | 0 |  | 0 | 0 | 0 | 0 |  | 0 | 0 | 0 | 0 | 0
1961-03-19 | 1961 | 3 | 19 | 0 | 0 | 0 | 0 | 0 | 0 | 0 | 0 | 0 | 0 | 0 | 0 | 0 | 0 | 0 | 0 | 0 | 0 | 0 | 0 | 0 | 0 | 0 | 0 |  | 0 | 0 | 0 | 0 |  | 0 | 0 | 0 | 0 | 0
1961-03-20 | 1961 | 3 | 20 | 0 | 0 | 0 | 0 | 0 | 0 | 0 | 0 | 0 | 0 | 0 | 0 | 0 | 0 | 0 | 0 | 0 | 0 | 0 | 0 | 0 | 0 | 0 | 0 |  | 0 | 0 | 0 | 0 |  | 0 | 0 | 0 | 0 | 0
1961-03-21 | 1961 | 3 | 21 | 0 | 0 | 0 | 0 | 0 | 0 | 0.1 | 0 | 0.1 | 0 | 0 | 0 | 0 | 0 | 0 | 0 | 0 | 0 | 0 | 0 | 0.1 | 0 | 0 | 0 |  | 0.3 | 0.3 | 0.3 | 5.5511e-17 |  | 0 | 0 | 0 | 0 | 0
1961-03-22 | 1961 | 3 | 22 | 0 | 0 | 0 | 0 | 0 | 0 | 0 | 0 | 0 | 0 | 0 | 0 | 0 | 0 | 0 | 0 | 0 | 0 | 0 | 0 | 0 | 0 | 0 | 0 |  | 0 | 0 | 0 | 0 |  | 0 | 0 | 0 | 0 | 0
1961-03-23 | 1961 | 3 | 23 | 0 | 0 | 0 | 0 | 0 | 0 | 0 | 0 | 0 | 0 | 0 | 0 | 0 | 0 | 0 | 0 | 0 | 0 | 0 | 0 | 0 | 0 | 0 | 0 |  | 0 | 0 | 0 | 0 |  | 0 | 0 | 0 | 0 | 0
1961-03-24 | 1961 | 3 | 24 | 0 | 0 | 0 | 0 | 0 | 0 | 0 | 0 | 0 | 0 | 0 | 0 | 0 | 0 | 0 | 0 | 0 | 0 | 0 | 0 | 0 | 0 | 0 | 0 |  | 0 | 0 | 0 | 0 |  | 0 | 0 | 0 | 0 | 0
1961-03-25 | 1961 | 3 | 25 | 0 | 0 | 0 | 0 | 0 | 0 | 0 | 0 | 0 | 0 | 0 | 0 | 0 | 0 | 0 | 0 | 0 | 0 | 0 | 0 | 0 | 0 | 0 | 0 |  | 0 | 0 | 0 | 0 |  | 0 | 0 | 0 | 0 | 0
1961-03-26 | 1961 | 3 | 26 | 0 | 0 | 0 | 0 | 0 | 0 | 0 | 0 | 0 | 0 | 0 | 0 | 0 | 0 | 0 | 0 | 0 | 0 | 0 | 0 | 0 | 0 | 0 | 0 |  | 0 | 0 | 0 | 0 |  | 0 | 0 | 0 | 0 | 0
1961-03-27 | 1961 | 3 | 27 | 0 | 0 | 0 | 0 | 0 | 0 | 0 | 0 | 0 | 0 | 0 | 0 | 0 | 0 | 0 | 0 | 0 | 0 | 0 | 0 | 0 | 0 | 0 | 0 |  | 0 | 0 | 0 | 0 |  | 0 | 0 | 0 | 0 | 0
1961-03-28 | 1961 | 3 | 28 | 0 | 0 | 0 | 0 | 0 | 0 | 0 | 0 | 0 | 0 | 0 | 0 | 0 | 0 | 0 | 0 | 0 | 0 | 0 | 0 | 0 | 0 | 0 | 0 |  | 0 | 0 | 0 | 0 |  | 0 | 0 | 0 | 0 | 0
1961-03-29 | 1961 | 3 | 29 | 0 | 0 | 0 | 0 | 0 | 0 | 0 | 0 | 0 | 0 | 0 | 0 | 0 | 0 | 0 | 0 | 0 | 0 | 0 | 0.5 | 0.5 | 0.5 | 0.5 | 0.5 |  | 2.5 | 2.5 | 2.5 | 0 |  | 0 | 0 | 0 | 0 | 0
1961-03-30 | 1961 | 3 | 30 | 0 | 0.1 | 0 | 0.1 | 0 | 0 | 0 | 0.1 | 0 | 0 | 0 | 0 | 0 | 0 | 0 | 0 | 0 | 0 | 0 | 0 | 0 | 0 | 0 | 0 |  | 0.3 | 0.3 | 0.3 | 5.5511e-17 |  | 0 | 0 | 0 | 0 | 0
1961-03-31 | 1961 | 3 | 31 | 0 | 0 | 0 | 0 | 0 | 0 | 0 | 0 | 0 | 0 | 0 | 0 | 0 | 0 | 0 | 0 | 0 | 0 | 0 | 0 | 0 | 0 | 0 | 0 |  | 0 | 0 | 0 | 0 |  | 0 | 0 | 0 | 0 | 0
1961-04-01 | 1961 | 4 | 1 | 0 | 0 | 0 | 0 | 0 | 0 | 0 | 0 | 0 | 0 | 0 | 0 | 0 | 0 | 0 | 0 | 0 | 0 | 0 | 0 | 0 | 0 | 0 | 0 |  | 0 | 0 | 0 | 0 |  | 0 | 0 | 0 | 0 | 0
1961-04-02 | 1961 | 4 | 2 | 0 | 0 | 0 | 0 | 0 | 0 | 0 | 0 | 0 | 0 | 0 | 0 | 0 | 0 | 0 | 0 | 0 | 0 | 0 | 0 | 0 | 0 | 0 | 0 |  | 0 | 0 | 0 | 0 |  | 0 | 0 | 0 | 0 | 0
1961-04-03 | 1961 | 4 | 3 | 0 | 0 | 0 | 0 | 0 | 0 | 0 | 0 | 0 | 0 | 0 | 0 | 0 | 0 | 0.1 | 0.2 | 0.1 | 0.1 | 0 | 0 | 0.2 | 0.1 | 0 | 0 |  | 0.8 | 0.8 | 0.8 | 1.1102e-16 |  | 0 | 0 | 0 | 0 | 0
1961-04-04 | 1961 | 4 | 4 | 0 | 0 | 0 | 0 | 0 | 0 | 0 | 0 | 0 | 0 | 0 | 0 | 0 | 0 | 0 | 0 | 0 | 0 | 0 | 0 | 0 | 0 | 0 | 0 |  | 0 | 0 | 0 | 0 |  | 0 | 0 | 0 | 0 | 0
1961-04-05 | 1961 | 4 | 5 | 0 | 0 | 0 | 0 | 0 | 0 | 0 | 0 | 0 | 0 | 0 | 0 | 0 | 0 | 0 | 0 | 0 | 0 | 0 | 0 | 0 | 0 | 0 | 0 |  | 0 | 0 | 0 | 0 |  | 0 | 0 | 0 | 0 | 0
1961-04-06 | 1961 | 4 | 6 | 0 | 0 | 0 | 0 | 0.1 | 0 | 0 | 0 | 0 | 0 | 0 | 0 | 0.1 | 0 | 0 | 0 | 0 | 0 | 0 | 0 | 0.1 | 0 | 0 | 0 |  | 0.3 | 0.3 | 0.3 | 5.5511e-17 |  | 0 | 0 | 0 | 0 | 0
1961-04-07 | 1961 | 4 | 7 | 0 | 0 | 0 | 0 | 0 | 0 | 0 | 0 | 0 | 0 | 0 | 0 | 0 | 0 | 0 | 0 | 0 | 0 | 0 | 0 | 0 | 0 | 0 | 0 |  | 0 | 0 | 0 | 0 |  | 0 | 0 | 0 | 0 | 0
1961-04-08 | 1961 | 4 | 8 | 0 | 0 | 0 | 0 | 0 | 0 | 0 | 0 | 0 | 0 | 0 | 0 | 0 | 0 | 0 | 0 | 0 | 0 | 0 | 0 | 0 | 0 | 0 | 0 |  | 0 | 0 | 0 | 0 |  | 0 | 0 | 0 | 0 | 0
1961-04-09 | 1961 | 4 | 9 | 0 | 0 | 0 | 0.2 | 0 | 0 | 0 | 0 | 0 | 0 | 0.2 | 0.7 | 0 | 0 | 0.2 | 0.2 | 0 | 0 | 0 | 0 | 0 | 0 | 0 | 0 |  | 1.5 | 1.5 | 1.5 | 0 |  | 0 | 0 | 0 | 0 | 0
1961-04-10 | 1961 | 4 | 10 | 0 | 0 | 0 | 0 | 0 | 0 | 0 | 0 | 0 | 0 | 0 | 0 | 0 | 0 | 0.3 | 0.2 | 0 | 0 | 0 | 0 | 0 | 0.3 | 0.2 | 0 |  | 1 | 1 | 1 | 0 |  | 0 | 0 | 0 | 0 | 0
1961-04-11 | 1961 | 4 | 11 | 0 | 0 | 0 | 0 | 0 | 0 | 0 | 0 | 0 | 0 | 0 | 0 | 0 | 0 | 0 | 0 | 0 | 0 | 0 | 0 | 0 | 0 | 0 | 0 |  | 0 | 0 | 0 | 0 |  | 0 | 0 | 0 | 0 | 0
1961-04-12 | 1961 | 4 | 12 | 0 | 0 | 0 | 0 | 0 | 0 | 0 | 0 | 0 | 0 | 0 | 0 | 0 | 0 | 0 | 0 | 0 | 0 | 0 | 0 | 0 | 0 | 0 | 0 |  | 0 | 0 | 0 | 0 |  | 0 | 0 | 0 | 0 | 0
1961-04-13 | 1961 | 4 | 13 | 0 | 0 | 0.1 | 0 | 0 | 0 | 0 | 0 | 0 | 0.1 | 0.1 | 0 | 0 | 0 | 0 | 0 | 0 | 0 | 0 | 0 | 0 | 0 | 0 | 0 |  | 0.3 | 0.3 | 0.3 | 5.5511e-17 |  | 0 | 0 | 0 | 0 | 0
1961-04-14 | 1961 | 4 | 14 | 0 | 0 | 0 | 0.1 | 0.1 | 0.1 | 0.1 | 0 | 0.1 | 0.1 | 0 | 0 | 0 | 0.1 | 0.1 | 0 | 0 | 0 | 0 | 0 | 0 | 0 | 0 | 0 |  | 0.8 | 0.8 | 0.8 | 1.1102e-16 |  | 0 | 0 | 0 | 0 | 0
1961-04-15 | 1961 | 4 | 15 | 0 | 0 | 0 | 0 | 0 | 0 | 0 | 0 | 0 | 0 | 0 | 0 | 0 | 0 | 0 | 0 | 0 | 0 | 0 | 0 | 0 | 0 | 0 | 0 |  | 0 | 0 | 0 | 0 |  | 0 | 0 | 0 | 0 | 0
1961-04-16 | 1961 | 4 | 16 | 0 | 0 | 0 | 0 | 0 | 0 | 0 | 0 | 0 | 0 | 0 | 0 | 0 | 0 | 0 | 0 | 0 | 0 | 0 | 0 | 0 | 0 | 0 | 0 |  | 0 | 0 | 0 | 0 |  | 0 | 0 | 0 | 0 | 0
1961-04-17 | 1961 | 4 | 17 | 0 | 0 | 0 | 0 | 0 | 0 | 0 | 0 | 0 | 0 | 0 | 0 | 0 | 0 | 0 | 0 | 0 | 0 | 0 | 0 | 0 | 0 | 0 | 0 |  | 0 | 0 | 0 | 0 |  | 0 | 0 | 0 | 0 | 0
1961-04-18 | 1961 | 4 | 18 | 0 | 0 | 0 | 0 | 0 | 0 | 0 | 0 | 0 | 0 | 0 | 0 | 0 | 0 | 0 | 0 | 0 | 0 | 0 | 0 | 7.1 | 7 | 7.1 | 7 |  | 28.2 | 28.2 | 28.2 | 0 |  | 0 | 0 | 0 | 0 | 0
1961-04-19 | 1961 | 4 | 19 | 0.2 | 0.3 | 0.3 | 0.3 | 0.3 | 0.2 | 0.3 | 0.1 | 0.2 | 0.3 | 0.2 | 0.1 | 0.1 | 0.1 | 0.1 | 0.1 | 0.1 | 0.2 | 0.1 | 0.1 | 0.1 | 0.1 | 0.1 | 0.1 |  | 4.1 | 4.1 | 4.1 | 8.8818e-16 |  | 0 | 0 | 0 | 0 | 0
1961-04-20 | 1961 | 4 | 20 | 0 | 0 | 0 | 0 | 0 | 0 | 0 | 0 | 0 | 0 | 0 | 0 | 0 | 0 | 0 | 0 | 0 | 0 | 0 | 0 | 0 | 0 | 0 | 0 |  | 0 | 0 | 0 | 0 |  | 0 | 0 | 0 | 0 | 0
1961-04-21 | 1961 | 4 | 21 | 0 | 0 | 0 | 0 | 0 | 0 | 0 | 0 | 0 | 0 | 0 | 0 | 0 | 0 | 0 | 0 | 0 | 0 | 0 | 0 | 0 | 0 | 0 | 0 |  | 0 | 0 | 0 | 0 |  | 0 | 0 | 0 | 0 | 0
1961-04-22 | 1961 | 4 | 22 | 0 | 0 | 0 | 0 | 0 | 0 | 0 | 0 | 0 | 0 | 0 | 0 | 0 | 0 | 0 | 0 | 0 | 0 | 0 | 0 | 0 | 0 | 0 | 0 |  | 0 | 0 | 0 | 0 |  | 0 | 0 | 0 | 0 | 0
1961-04-23 | 1961 | 4 | 23 | 0 | 0 | 0 | 0 | 0 | 0 | 0 | 0 | 0 | 0 | 0 | 0 | 0 | 0 | 0 | 0 | 0 | 0 | 0 | 0 | 0 | 0 | 0 | 0 |  | 0 | 0 | 0 | 0 |  | 0 | 0 | 0 | 0 | 0
1961-04-24 | 1961 | 4 | 24 | 0 | 0 | 0 | 0 | 0 | 0 | 0 | 0 | 0 | 0 | 0 | 0 | 0 | 0 | 0 | 0 | 0 | 0 | 0 | 0 | 0 | 0 | 0 | 0 |  | 0 | 0 | 0 | 0 |  | 0 | 0 | 0 | 0 | 0
1961-04-25 | 1961 | 4 | 25 | 0 | 0 | 0 | 0 | 0 | 0 | 0 | 0.2 | 0.1 | 0.1 | 0 | 0 | 0 | 0 | 0.1 | 0 | 0 | 0 | 0 | 0 | 0 | 0 | 0 | 0 |  | 0.5 | 0.5 | 0.5 | 0 |  | 0 | 0 | 0 | 0 | 0
1961-04-26 | 1961 | 4 | 26 | 0 | 0 | 0 | 0 | 0 | 0 | 0 | 0 | 0 | 0 | 0 | 0 | 0 | 0 | 0 | 0 | 0 | 0 | 0 | 0 | 0 | 0 | 0 | 0 |  | 0 | 0 | 0 | 0 |  | 0 | 0 | 0 | 0 | 0
1961-04-27 | 1961 | 4 | 27 | 0 | 0 | 0 | 0 | 0 | 0 | 0 | 0 | 0 | 0 | 0 | 0 | 0 | 0 | 0 | 0 | 0 | 0 | 0 | 0 | 0 | 0 | 0 | 0 |  | 0 | 0 | 0 | 0 |  | 0 | 0 | 0 | 0 | 0
1961-04-28 | 1961 | 4 | 28 | 0 | 0 | 0 | 0 | 0 | 0.1 | 0 | 0.1 | 0 | 0.1 | 0 | 0.1 | 0 | 0.1 | 0 | 0 | 0 | 0 | 0 | 0 | 0 | 0 | 0 | 0 |  | 0.5 | 0.5 | 0.5 | 0 |  | 0 | 0 | 0 | 0 | 0
1961-04-29 | 1961 | 4 | 29 | 0 | 0 | 0 | 0 | 0 | 0 | 0 | 0 | 0 | 0 | 0 | 0 | 0 | 0 | 0 | 0 | 0 | 0 | 0 | 0 | 0 | 0 | 0 | 0 |  | 0 | 0 | 0 | 0 |  | 0 | 0 | 0 | 0 | 0
1961-04-30 | 1961 | 4 | 30 | 0 | 0 | 0 | 0 | 0 | 0 | 0 | 0 | 0 | 0 | 0 | 0 | 0 | 0 | 0 | 0 | 0 | 0 | 0 | 0 | 0 | 0 | 0 | 0 |  | 0 | 0 | 0 | 0 |  | 0 | 0 | 0 | 0 | 0
1961-05-01 | 1961 | 5 | 1 | 0 | 0 | 0 | 0 | 0 | 0 | 0 | 0 | 0 | 0 | 0 | 0 | 0 | 0 | 0 | 0 | 0 | 0 | 0 | 0 | 0 | 0 | 0 | 0 |  | 0 | 0 | 0 | 0 |  | 0 | 0 | 0 | 0 | 0
1961-05-02 | 1961 | 5 | 2 | 0 | 0 | 0 | 0 | 0 | 0 | 0 | 0 | 0 | 0 | 0 | 0.5 | 1.6 | 1.6 | 1.9 | 2.1 | 1.6 | 1.5 | 1.1 | 1.6 | 0.5 | 0 | 0 | 0 |  | 14 | 14 | 14 | 1.7764e-15 |  | 14 | 0 | 0 | 0 | 0
1961-05-03 | 1961 | 5 | 3 | 0 | 0 | 0 | 0 | 0 | 0 | 0 | 0 | 0 | 0 | 0 | 0 | 0 | 0 | 0 | 0 | 0 | 0 | 0.8 | 0.3 | 0 | 0 | 0 | 0 |  | 1.1 | 1.1 | 1.1 | 0 |  | 1.1 | 0 | 0 | 0 | 0
1961-05-04 | 1961 | 5 | 4 | 0 | 0 | 0 | 0 | 0 | 0 | 0 | 0 | 0 | 0 | 0 | 0 | 0 | 0 | 0 | 0 | 0 | 0 | 0 | 0 | 0 | 0 | 0 | 0 |  | 0 | 0 | 0 | 0 |  | 0 | 0 | 0 | 0 | 0
1961-05-05 | 1961 | 5 | 5 | 0 | 0 | 0 | 0 | 0 | 0 | 0 | 0 | 0 | 0 | 0 | 0 | 0 | 0 | 0 | 0 | 0 | 0 | 0 | 0 | 0 | 0 | 0 | 0 |  | 0 | 0 | 0 | 0 |  | 0 | 0 | 0 | 0 | 0
1961-05-06 | 1961 | 5 | 6 | 0 | 0 | 0 | 0 | 0.1 | 0.1 | 0.1 | 0.1 | 0.1 | 0.1 | 0.1 | 0.1 | 0.1 | 0 | 0.1 | 0.1 | 0.1 | 0.1 | 0.1 | 0.1 | 0.1 | 0 | 0.1 | 0.1 |  | 1.8 | 1.8 | 1.8 | 4.4409e-16 |  | 1.8 | 0 | 0 | 0 | 0
1961-05-07 | 1961 | 5 | 7 | 0 | 0 | 0 | 0 | 0 | 0 | 0 | 0 | 0 | 0 | 0.4 | 0 | 0.4 | 0.3 | 0 | 0 | 0 | 0 | 0 | 0 | 0 | 0 | 0 | 0.4 |  | 1.5 | 1.5 | 1.5 | 0 |  | 1.5 | 0 | 0 | 0 | 0
1961-05-08 | 1961 | 5 | 8 | 0.2 | 0.3 | 0.2 | 0.2 | 0.3 | 0.2 | 0.2 | 0.2 | 0.3 | 0.2 | 0.2 | 0.3 | 0.2 | 0 | 0 | 0 | 0 | 0.2 | 0.3 | 0.2 | 0.2 | 0.2 | 0.3 | 0.2 |  | 4.6 | 4.6 | 4.6 | 8.8818e-16 |  | 4.6 | 0 | 0 | 0 | 0
1961-05-09 | 1961 | 5 | 9 | 0.2 | 0.2 | 0.3 | 0 | 0 | 0 | 0 | 0 | 0.2 | 0.2 | 0.2 | 0 | 0 | 0 | 0 | 0 | 0 | 0 | 0 | 0 | 0 | 0 | 0 | 0 |  | 1.3 | 1.3 | 1.3 | 2.2204e-16 |  | 1.3 | 0 | 0 | 0 | 0
1961-05-10 | 1961 | 5 | 10 | 0.1 | 0.1 | 0.1 | 0.2 | 0.1 | 0.1 | 0.1 | 0.1 | 0.1 | 0.2 | 0.1 | 0.1 | 0.1 | 0.1 | 0.1 | 0.1 | 0.2 | 0.1 | 0.1 | 0 | 0 | 0.1 | 0 | 0 |  | 2.3 | 2.3 | 2.3 | 8.8818e-16 |  | 2.3 | 0 | 0 | 0 | 0
1961-05-11 | 1961 | 5 | 11 | 0 | 0 | 0 | 0 | 0 | 0 | 0 | 0 | 0 | 0 | 0 | 0 | 0 | 0 | 0.3 | 0 | 0 | 0 | 0 | 0 | 0 | 0 | 0 | 0 |  | 0.3 | 0.3 | 0.3 | 0 |  | 0.3 | 0 | 0 | 0 | 0
1961-05-12 | 1961 | 5 | 12 | 0 | 0 | 0 | 0 | 0 | 0 | 0 | 0 | 0 | 0 | 0 | 0 | 0 | 0 | 0 | 0 | 0 | 0 | 0 | 0 | 0 | 0.5 | 0 | 0.3 |  | 0.8 | 0.8 | 0.8 | 0 |  | 0.8 | 0 | 0 | 0 | 0
1961-05-13 | 1961 | 5 | 13 | 0 | 0 | 0 | 0 | 0 | 0 | 0 | 0 | 0 | 0 | 0 | 0 | 0 | 0 | 0 | 0 | 0 | 0 | 0 | 0 | 0 | 0 | 0 | 0 |  | 0 | 0 | 0 | 0 |  | 0 | 0 | 0 | 0 | 0
1961-05-14 | 1961 | 5 | 14 | 0 | 0 | 0 | 0 | 0 | 0 | 0 | 0 | 0 | 0 | 0 | 0 | 0 | 0.3 | 0 | 0 | 0 | 0.3 | 0 | 0 | 0 | 0 | 0 | 0 |  | 0.6 | 0.6 | 0.6 | 0 |  | 0.6 | 0 | 0 | 0 | 0
1961-05-15 | 1961 | 5 | 15 | 0 | 0 | 0 | 0 | 0 | 0 | 0 | 0 | 0 | 0 | 0 | 0 | 0.6 | 0 | 0 | 0 | 0 | 0.6 | 0.6 | 0 | 0.7 | 0.6 | 0.6 | 0.6 |  | 4.3 | 4.3 | 4.3 | 0 |  | 4.3 | 0 | 0 | 0 | 0
1961-05-16 | 1961 | 5 | 16 | 0.1 | 0.1 | 0.1 | 0.2 | 0.1 | 0.1 | 0.1 | 0.1 | 0.1 | 0.2 | 0.1 | 0.1 | 0.1 | 0 | 0 | 0 | 0 | 0 | 0 | 0 | 0 | 0 | 0 | 0 |  | 1.5 | 1.5 | 1.5 | 2.2204e-16 |  | 1.5 | 0 | 0 | 0 | 0
1961-05-17 | 1961 | 5 | 17 | 0 | 0 | 0 | 0 | 0 | 0 | 0 | 0 | 0 | 0 | 0 | 0 | 0 | 0 | 0 | 0 | 0 | 0 | 0 | 0 | 0 | 0 | 0 | 0 |  | 0 | 0 | 0 | 0 |  | 0 | 0 | 0 | 0 | 0
1961-05-18 | 1961 | 5 | 18 | 0 | 0 | 0 | 0 | 0 | 0 | 0 | 0 | 0 | 0 | 0 | 0 | 0 | 0 | 0 | 0 | 0 | 0 | 0 | 0 | 0 | 0 | 0 | 0 |  | 0 | 0 | 0 | 0 |  | 0 | 0 | 0 | 0 | 0
1961-05-19 | 1961 | 5 | 19 | 0 | 0 | 0 | 0 | 0 | 0 | 0 | 0 | 0 | 0 | 0 | 0 | 0 | 0 | 0 | 0 | 0 | 0 | 0 | 0 | 0 | 0 | 0 | 0 |  | 0 | 0 | 0 | 0 |  | 0 | 0 | 0 | 0 | 0
1961-05-20 | 1961 | 5 | 20 | 0 | 0 | 0 | 0 | 0 | 0 | 0 | 0 | 0 | 0 | 0 | 0 | 0 | 0 | 0 | 0 | 0 | 0 | 0 | 0 | 0 | 0 | 0 | 0 |  | 0 | 0 | 0 | 0 |  | 0 | 0 | 0 | 0 | 0
1961-05-21 | 1961 | 5 | 21 | 0 | 0 | 0 | 0 | 0 | 0 | 0 | 0 | 0 | 0 | 0 | 0 | 0 | 0 | 0 | 0 | 0 | 0 | 0 | 0 | 0 | 0 | 0 | 0 |  | 0 | 0 | 0 | 0 |  | 0 | 0 | 0 | 0 | 0
1961-05-22 | 1961 | 5 | 22 | 0 | 0 | 0 | 0 | 0 | 0 | 0 | 0 | 0 | 0 | 0 | 0 | 0 | 0 | 0 | 0 | 0 | 0 | 0 | 0 | 0 | 0 | 0 | 0 |  | 0 | 0 | 0 | 0 |  | 0 | 0 | 0 | 0 | 0
1961-05-23 | 1961 | 5 | 23 | 0 | 0 | 0 | 0 | 0 | 0 | 0 | 0 | 0 | 0 | 0 | 0 | 0 | 0 | 0 | 0 | 0 | 0 | 0 | 0 | 0 | 0 | 0 | 0 |  | 0 | 0 | 0 | 0 |  | 0 | 0 | 0 | 0 | 0
1961-05-24 | 1961 | 5 | 24 | 0 | 0 | 0 | 0 | 0 | 0 | 0 | 0 | 0 | 0 | 0 | 0 | 0 | 0 | 0 | 0 | 0 | 0 | 0 | 0 | 0 | 0 | 0 | 0 |  | 0 | 0 | 0 | 0 |  | 0 | 0 | 0 | 0 | 0
1961-05-25 | 1961 | 5 | 25 | 0 | 0 | 0 | 0 | 0 | 0 | 0 | 0 | 0 | 0 | 0 | 0 | 0 | 0 | 0 | 0 | 0 | 0 | 0 | 0 | 0 | 0 | 0 | 0 |  | 0 | 0 | 0 | 0 |  | 0 | 0 | 0 | 0 | 0
1961-05-26 | 1961 | 5 | 26 | 0 | 0 | 0 | 0 | 0 | 0 | 0 | 0 | 0 | 0 | 0 | 0 | 0 | 0 | 0 | 0 | 0 | 0 | 0 | 0 | 0 | 0 | 0 | 0 |  | 0 | 0 | 0 | 0 |  | 0 | 0 | 0 | 0 | 0
1961-05-27 | 1961 | 5 | 27 | 0 | 0 | 0 | 0 | 0 | 0 | 0 | 0 | 0 | 0 | 0 | 0 | 0 | 0 | 0 | 0 | 0 | 0 | 0 | 0 | 0 | 0 | 0 | 0 |  | 0 | 0 | 0 | 0 |  | 0 | 0 | 0 | 0 | 0
1961-05-28 | 1961 | 5 | 28 | 0 | 0 | 0 | 0 | 0 | 0 | 0 | 0 | 0 | 0 | 0 | 0 | 0 | 0 | 0 | 0 | 0 | 0 | 0 | 0 | 0 | 0 | 0 | 0 |  | 0 | 0 | 0 | 0 |  | 0 | 0 | 0 | 0 | 0
1961-05-29 | 1961 | 5 | 29 | 0 | 0 | 0 | 0 | 0 | 0 | 0 | 0 | 0 | 0 | 0 | 0 | 0 | 0 | 0 | 0 | 0 | 1.5 | 1 | 2 | 2.5 | 1.5 | 0 | 0 |  | 8.5 | 8.5 | 8.5 | 0 |  | 8.5 | 0 | 0 | 0 | 0
1961-05-30 | 1961 | 5 | 30 | 0 | 0 | 0 | 0 | 0 | 0 | 0.3 | 0 | 0 | 0 | 0 | 0 | 0 | 0 | 0 | 0 | 0 | 0 | 0 | 0 | 0 | 0 | 0 | 0 |  | 0.3 | 0.3 | 0.3 | 0 |  | 0.3 | 0 | 0 | 0 | 0
1961-05-31 | 1961 | 5 | 31 | 0 | 0 | 0 | 0 | 0 | 0 | 0 | 0 | 0 | 0 | 0 | 0 | 0 | 0 | 0 | 0 | 0 | 0 | 0 | 0 | 0 | 0 | 0 | 0 |  | 0 | 0 | 0 | 0 |  | 0 | 0 | 0 | 0 | 0
1961-06-01 | 1961 | 6 | 1 | 0 | 0 | 0 | 0 | 0 | 0 | 0 | 0 | 0 | 0 | 0 | 0 | 0 | 0 | 0 | 0 | 0 | 0 | 0 | 0 | 0 | 0 | 0 | 0 |  | 0 | 0 | 0 | 0 |  | 0 | 0 | 0 | 0 | 0
1961-06-02 | 1961 | 6 | 2 | 0 | 0 | 0 | 0 | 0 | 0 | 0 | 0 | 0 | 0 | 0 | 0 | 0 | 0 | 0 | 0 | 0 | 0 | 0 | 0 | 0 | 0 | 0 | 0 |  | 0 | 0 | 0 | 0 |  | 0 | 0 | 0 | 0 | 0
1961-06-03 | 1961 | 6 | 3 | 0 | 0 | 0 | 0 | 0 | 0 | 0 | 0 | 0 | 0 | 0 | 0 | 0 | 0 | 0 | 0 | 0 | 0 | 0 | 0 | 0 | 0 | 0 | 0 |  | 0 | 0 | 0 | 0 |  | 0 | 0 | 0 | 0 | 0
1961-06-04 | 1961 | 6 | 4 | 0 | 0 | 0 | 0 | 0 | 0 | 0 | 0 | 0 | 0 | 0 | 0 | 0 | 0 | 0 | 0 | 0 | 0 | 0 | 0 | 0 | 0 | 0 | 0 |  | 0 | 0 | 0 | 0 |  | 0 | 0 | 0 | 0 | 0
1961-06-05 | 1961 | 6 | 5 | 0 | 0 | 0 | 0 | 0 | 0 | 0 | 0 | 0 | 0 | 0 | 0 | 0 | 0 | 0 | 0 | 0 | 0 | 0 | 0 | 0 | 0 | 0 | 0 |  | 0 | 0 | 0 | 0 |  | 0 | 0 | 0 | 0 | 0
1961-06-06 | 1961 | 6 | 6 | 0 | 0 | 0 | 0 | 0 | 0 | 0 | 0 | 0 | 0 | 0 | 0 | 0 | 0 | 0 | 0 | 0 | 0 | 0 | 0 | 0 | 0 | 0 | 0 |  | 0 | 0 | 0 | 0 |  | 0 | 0 | 0 | 0 | 0
1961-06-07 | 1961 | 6 | 7 | 0 | 0 | 0 | 0 | 0 | 0 | 0 | 0 | 0 | 0 | 0 | 0 | 0 | 0 | 0 | 0 | 0 | 0 | 0 | 0 | 0 | 0 | 0 | 0 |  | 0 | 0 | 0 | 0 |  | 0 | 0 | 0 | 0 | 0
1961-06-08 | 1961 | 6 | 8 | 0 | 0 | 0 | 0 | 0 | 0 | 0 | 0 | 0 | 0 | 0 | 0 | 0 | 0 | 0 | 0 | 0 | 0 | 0 | 0 | 0 | 0 | 0 | 0 |  | 0 | 0 | 0 | 0 |  | 0 | 0 | 0 | 0 | 0
1961-06-09 | 1961 | 6 | 9 | 0 | 0 | 0 | 0 | 0 | 0 | 0 | 0 | 0 | 0 | 0 | 0 | 0 | 0 | 0 | 0 | 0 | 0 | 0 | 0 | 0 | 0 | 0 | 0 |  | 0 | 0 | 0 | 0 |  | 0 | 0 | 0 | 0 | 0
1961-06-10 | 1961 | 6 | 10 | 0 | 0 | 0 | 0 | 0 | 0 | 0 | 0 | 0 | 0 | 0 | 0 | 0 | 0 | 0 | 0 | 0 | 0 | 0 | 0 | 0 | 0 | 0 | 0 |  | 0 | 0 | 0 | 0 |  | 0 | 0 | 0 | 0 | 0
1961-06-11 | 1961 | 6 | 11 | 0 | 0 | 0 | 0 | 0 | 0 | 0 | 0 | 0 | 0 | 0 | 0 | 0 | 0 | 0 | 0 | 0 | 0 | 0 | 0 | 0 | 0 | 0 | 0 |  | 0 | 0 | 0 | 0 |  | 0 | 0 | 0 | 0 | 0
1961-06-12 | 1961 | 6 | 12 | 0 | 0 | 0 | 0 | 0 | 0 | 0 | 0 | 0 | 0 | 0 | 0 | 0 | 0 | 0 | 0 | 0 | 0 | 0 | 0 | 0 | 0 | 0 | 0 |  | 0 | 0 | 0 | 0 |  | 0 | 0 | 0 | 0 | 0
1961-06-13 | 1961 | 6 | 13 | 0 | 0 | 0 | 0 | 0 | 0 | 0 | 0 | 0 | 0 | 0 | 0 | 0 | 0 | 0 | 0 | 0 | 0 | 0 | 0 | 0 | 0 | 0 | 0 |  | 0 | 0 | 0 | 0 |  | 0 | 0 | 0 | 0 | 0
1961-06-14 | 1961 | 6 | 14 | 0 | 0 | 0 | 0 | 0 | 0 | 0 | 0 | 0 | 0 | 0 | 0 | 0 | 0 | 0 | 0 | 0 | 0 | 0 | 0 | 0 | 0 | 0 | 0 |  | 0 | 0 | 0 | 0 |  | 0 | 0 | 0 | 0 | 0
1961-06-15 | 1961 | 6 | 15 | 0 | 0 | 0 | 0 | 0 | 0 | 0 | 0 | 0 | 0 | 0 | 0 | 0 | 0 | 0 | 0 | 0 | 0 | 0 | 0 | 0 | 0 | 0 | 0 |  | 0 | 0 | 0 | 0 |  | 0 | 0 | 0 | 0 | 0
1961-06-16 | 1961 | 6 | 16 | 0 | 0 | 0 | 0 | 0 | 0 | 0 | 0 | 0 | 0 | 0 | 0 | 0 | 0 | 0 | 0 | 0 | 0 | 0 | 0 | 0 | 0 | 0 | 0 |  | 0 | 0 | 0 | 0 |  | 0 | 0 | 0 | 0 | 0
1961-06-17 | 1961 | 6 | 17 | 0 | 0 | 0 | 0 | 0 | 0 | 0 | 0 | 0 | 0 | 0 | 0 | 0 | 0 | 0 | 0 | 0 | 0 | 0 | 0 | 0 | 0 | 0 | 0 |  | 0 | 0 | 0 | 0 |  | 0 | 0 | 0 | 0 | 0
1961-06-18 | 1961 | 6 | 18 | 0 | 0 | 0 | 0 | 0 | 0 | 0 | 0 | 0 | 0 | 0 | 0 | 0 | 0 | 0 | 0 | 0 | 0.3 | 3.3 | 4.6 | 1.3 | 0 | 0 | 0 |  | 9.5 | 9.5 | 9.5 | 0 |  | 0 | 9.5 | 0 | 0 | 0
1961-06-19 | 1961 | 6 | 19 | 0 | 0 | 0 | 0 | 0 | 0 | 0 | 0 | 0 | 0 | 0 | 0 | 0 | 0 | 0 | 0 | 0 | 0 | 0 | 0 | 0 | 0 | 0 | 0 |  | 0 | 0 | 0 | 0 |  | 0 | 0 | 0 | 0 | 0
1961-06-20 | 1961 | 6 | 20 | 0 | 0 | 0 | 0 | 0 | 0 | 0 | 0 | 0 | 0 | 0 | 0 | 0 | 0 | 0 | 0 | 0 | 0 | 0 | 0 | 0 | 0 | 0 | 0.3 |  | 0.3 | 0.3 | 0.3 | 0 |  | 0 | 0.3 | 0 | 0 | 0
1961-06-21 | 1961 | 6 | 21 | 0 | 0 | 0 | 0 | 0 | 0 | 0 | 0 | 0 | 0 | 0 | 0 | 0 | 0 | 0 | 0 | 0 | 0 | 0 | 0 | 0 | 0.3 | 0 | 0 |  | 0.3 | 0.3 | 0.3 | 0 |  | 0 | 0.3 | 0 | 0 | 0
1961-06-22 | 1961 | 6 | 22 | 0 | 0 | 0 | 0 | 0 | 0 | 0 | 0 | 0 | 0 | 0 | 0 | 0 | 0 | 0 | 0 | 0 | 0 | 0 | 0 | 0 | 0 | 0 | 0 |  | 0 | 0 | 0 | 0 |  | 0 | 0 | 0 | 0 | 0
1961-06-23 | 1961 | 6 | 23 | 0 | 0 | 0 | 0 | 0 | 0 | 0 | 0 | 0 | 0 | 0 | 0 | 0 | 0 | 0 | 0 | 0 | 0 | 0 | 0 | 0 | 0 | 0 | 0 |  | 0 | 0 | 0 | 0 |  | 0 | 0 | 0 | 0 | 0
1961-06-24 | 1961 | 6 | 24 | 0 | 0 | 0 | 0 | 0 | 0 | 0 | 0 | 0 | 0 | 0 | 0 | 0 | 0 | 0 | 0 | 0 | 0 | 0 | 0 | 0 | 0 | 0 | 0 |  | 0 | 0 | 0 | 0 |  | 0 | 0 | 0 | 0 | 0
1961-06-25 | 1961 | 6 | 25 | 0 | 0 | 0 | 0 | 0 | 0 | 0 | 0 | 0 | 0 | 0 | 0 | 0 | 0 | 0 | 0 | 0 | 0 | 0 | 0 | 0 | 0 | 0 | 0 |  | 0 | 0 | 0 | 0 |  | 0 | 0 | 0 | 0 | 0
1961-06-26 | 1961 | 6 | 26 | 0 | 0 | 0 | 0 | 0 | 0 | 0 | 0 | 0 | 0 | 0 | 0 | 0 | 0 | 0 | 0 | 0 | 0 | 0 | 0 | 0 | 0 | 0 | 0 |  | 0 | 0 | 0 | 0 |  | 0 | 0 | 0 | 0 | 0
1961-06-27 | 1961 | 6 | 27 | 0 | 0 | 0 | 0 | 0 | 0 | 0 | 0 | 0 | 0 | 0 | 0 | 0 | 0 | 0 | 0 | 0 | 0 | 0 | 0 | 0 | 0 | 0 | 0 |  | 0 | 0 | 0 | 0 |  | 0 | 0 | 0 | 0 | 0
1961-06-28 | 1961 | 6 | 28 | 0 | 0 | 0 | 0 | 0 | 0 | 0 | 0 | 0 | 0 | 0 | 0 | 0 | 0 | 0 | 0 | 0 | 0 | 0 | 0 | 0 | 0 | 0 | 0 |  | 0 | 0 | 0 | 0 |  | 0 | 0 | 0 | 0 | 0
1961-06-29 | 1961 | 6 | 29 | 0 | 0 | 0 | 0 | 0 | 0 | 0 | 0 | 0 | 0 | 0 | 0 | 0 | 0 | 0 | 0 | 0 | 0 | 0 | 0 | 0 | 0 | 0 | 0 |  | 0 | 0 | 0 | 0 |  | 0 | 0 | 0 | 0 | 0
1961-06-30 | 1961 | 6 | 30 | 0 | 0 | 0 | 0 | 0 | 0 | 0 | 0 | 0 | 0 | 0 | 0 | 0 | 0 | 0 | 0 | 0 | 0 | 0 | 0 | 0 | 0 | 0 | 0 |  | 0 | 0 | 0 | 0 |  | 0 | 0 | 0 | 0 | 0
1961-07-01 | 1961 | 7 | 1 | 0 | 0 | 0 | 0 | 0 | 0 | 0 | 0 | 0 | 0 | 0 | 0 | 0 | 0 | 0 | 0 | 0 | 0 | 0 | 0 | 0 | 0 | 0 | 0 |  | 0 | 0 | 0 | 0 |  | 0 | 0 | 0 | 0 | 0
1961-07-02 | 1961 | 7 | 2 | 0 | 0 | 0 | 0 | 0 | 0 | 0 | 0 | 0 | 0 | 0 | 0 | 0 | 0 | 0 | 0 | 0 | 0 | 0 | 0 | 0 | 0 | 0 | 0 |  | 0 | 0 | 0 | 0 |  | 0 | 0 | 0 | 0 | 0
1961-07-03 | 1961 | 7 | 3 | 0 | 0 | 0 | 0 | 0 | 0 | 0 | 0 | 0 | 0 | 0 | 0 | 0 | 0 | 0 | 0 | 0 | 0 | 0 | 0 | 0 | 0 | 0 | 0 |  | 0 | 0 | 0 | 0 |  | 0 | 0 | 0 | 0 | 0
1961-07-04 | 1961 | 7 | 4 | 0 | 0 | 0 | 0 | 0 | 0 | 0 | 0 | 0 | 0 | 0 | 0 | 0 | 0 | 0 | 0 | 0 | 0 | 0 | 0 | 0 | 0 | 0 | 0 |  | 0 | 0 | 0 | 0 |  | 0 | 0 | 0 | 0 | 0
1961-07-05 | 1961 | 7 | 5 | 0 | 0 | 0 | 0 | 0 | 0 | 0 | 0 | 0 | 0 | 0 | 0 | 0 | 0.3 | 0.3 | 0 | 0 | 0 | 0 | 0 | 0 | 0 | 0 | 0 |  | 0.6 | 0.6 | 0.6 | 0 |  | 0 | 0 | 0.6 | 0 | 0
1961-07-06 | 1961 | 7 | 6 | 0 | 0 | 0 | 0 | 0 | 0 | 0 | 0 | 0 | 0 | 0 | 0 | 0 | 0 | 0 | 0 | 0 | 0 | 0 | 0 | 0 | 0 | 0 | 0 |  | 0 | 0 | 0 | 0 |  | 0 | 0 | 0 | 0 | 0
1961-07-07 | 1961 | 7 | 7 | 0 | 0 | 0 | 0 | 0 | 0 | 0 | 0 | 0 | 0 | 0 | 0 | 0 | 0 | 0 | 0 | 0 | 0 | 0 | 0 | 0 | 0 | 0 | 0 |  | 0 | 0 | 0 | 0 |  | 0 | 0 | 0 | 0 | 0
1961-07-08 | 1961 | 7 | 8 | 0 | 0 | 0 | 0 | 0 | 0 | 0 | 0 | 0 | 0 | 0 | 0 | 0 | 0 | 0 | 0 | 0 | 0 | 0 | 0 | 0 | 0 | 0 | 0 |  | 0 | 0 | 0 | 0 |  | 0 | 0 | 0 | 0 | 0
1961-07-09 | 1961 | 7 | 9 | 0 | 0 | 0 | 0 | 0 | 0 | 0 | 0 | 0 | 0 | 0 | 0 | 0 | 0 | 0 | 0 | 0 | 0 | 0 | 0 | 0 | 0 | 0 | 0 |  | 0 | 0 | 0 | 0 |  | 0 | 0 | 0 | 0 | 0
1961-07-10 | 1961 | 7 | 10 | 0 | 0 | 0 | 0 | 0 | 0 | 0 | 0 | 0 | 0.9 | 0 | 0.9 | 0 | 0 | 0 | 0 | 0 | 0 | 0 | 0 | 0 | 0 | 0 | 0 |  | 1.8 | 1.8 | 1.8 | 0 |  | 0 | 0 | 1.8 | 0 | 0
1961-07-11 | 1961 | 7 | 11 | 0 | 0 | 0 | 0 | 0 | 0 | 0 | 0 | 0 | 0 | 0 | 0 | 0 | 0 | 0 | 0 | 0 | 0.8 | 0.5 | 0 | 0 | 0 | 0 | 0 |  | 1.3 | 1.3 | 1.3 | 0 |  | 0 | 0 | 1.3 | 0 | 0
1961-07-12 | 1961 | 7 | 12 | 0 | 0 | 0 | 0 | 0 | 0 | 0 | 0 | 0 | 0 | 0 | 0 | 0 | 0 | 0 | 0 | 0 | 0 | 0 | 0 | 0 | 0 | 0 | 0 |  | 0 | 0 | 0 | 0 |  | 0 | 0 | 0 | 0 | 0
1961-07-13 | 1961 | 7 | 13 | 0 | 0 | 0 | 0 | 0 | 0 | 0 | 0 | 0 | 0 | 0 | 0 | 0 | 0 | 0 | 0 | 0 | 0 | 0 | 0 | 0 | 0 | 0 | 0 |  | 0 | 0 | 0 | 0 |  | 0 | 0 | 0 | 0 | 0
1961-07-14 | 1961 | 7 | 14 | 0 | 0 | 0 | 0 | 0 | 0 | 0 | 0 | 0 | 0 | 0 | 0 | 0 | 0 | 0 | 0 | 0 | 0 | 0 | 0 | 0 | 0 | 0 | 0 |  | 0 | 0 | 0 | 0 |  | 0 | 0 | 0 | 0 | 0
1961-07-15 | 1961 | 7 | 15 | 0 | 0 | 0 | 0 | 0 | 0 | 0 | 0 | 0 | 0 | 0 | 0 | 0 | 0 | 0 | 0 | 0 | 0 | 0 | 0 | 0 | 0 | 0 | 0 |  | 0 | 0 | 0 | 0 |  | 0 | 0 | 0 | 0 | 0
1961-07-16 | 1961 | 7 | 16 | 0 | 0 | 0 | 0 | 0 | 0 | 0 | 0 | 0 | 0 | 0.3 | 0.3 | 0.5 | 1.3 | 4.6 | 1.8 | 0 | 0 | 0 | 0 | 0.5 | 1 | 0 | 4.3 |  | 14.6 | 14.6 | 14.6 | 1.7764e-15 |  | 0 | 0 | 14.6 | 0 | 0
1961-07-17 | 1961 | 7 | 17 | 2 | 0 | 1.9 | 2 | 1.9 | 0 | 2 | 2 | 1.9 | 0 | 0 | 0 | 0 | 0 | 0 | 0 | 0 | 0 | 3 | 0 | 1.9 | 2 | 0 | 0 |  | 20.6 | 20.6 | 20.6 | 0 |  | 0 | 0 | 20.6 | 0 | 0
1961-07-18 | 1961 | 7 | 18 | 0 | 0 | 0 | 0 | 0 | 0 | 0 | 0 | 0 | 0 | 0 | 0 | 0 | 0 | 0 | 0 | 0 | 0 | 0 | 0 | 0 | 0 | 0 | 0 |  | 0 | 0 | 0 | 0 |  | 0 | 0 | 0 | 0 | 0
1961-07-19 | 1961 | 7 | 19 | 0 | 0 | 0 | 0 | 0 | 0 | 0 | 0 | 0 | 0 | 0 | 0 | 0 | 0 | 0 | 0.3 | 0 | 0 | 0 | 0 | 0 | 0 | 0 | 0 |  | 0.3 | 0.3 | 0.3 | 0 |  | 0 | 0 | 0.3 | 0 | 0
1961-07-20 | 1961 | 7 | 20 | 0 | 0 | 0 | 0 | 0 | 0 | 0 | 0 | 0 | 0 | 0 | 0 | 0 | 0 | 0 | 0 | 0 | 0 | 0 | 0 | 0 | 0 | 0 | 0 |  | 0 | 0 | 0 | 0 |  | 0 | 0 | 0 | 0 | 0
1961-07-21 | 1961 | 7 | 21 | 0 | 0 | 0 | 0 | 0 | 0 | 0 | 0 | 0 | 0 | 0 | 0 | 0 | 0 | 0 | 0 | 0 | 1.3 | 0 | 12.7 | 2.8 | 0 | 0 | 0 |  | 16.8 | 16.8 | 16.8 | 0 |  | 0 | 0 | 16.8 | 0 | 0
1961-07-22 | 1961 | 7 | 22 | 0 | 0 | 0 | 0 | 0 | 0 | 0 | 0 | 0 | 0 | 0 | 0 | 0 | 0 | 0 | 0 | 0 | 0 | 0 | 0 | 0 | 0 | 0 | 0 |  | 0 | 0 | 0 | 0 |  | 0 | 0 | 0 | 0 | 0
1961-07-23 | 1961 | 7 | 23 | 0 | 0 | 0 | 0 | 0 | 0 | 0 | 0 | 0 | 0 | 0 | 0 | 0 | 0 | 0 | 0 | 0 | 0 | 0 | 0 | 0 | 7.4 | 7.3 | 4.9 |  | 19.6 | 19.6 | 19.6 | 0 |  | 0 | 0 | 19.6 | 0 | 0
1961-07-24 | 1961 | 7 | 24 | 1 | 1.1 | 1 | 1.1 | 1 | 0 | 0 | 0 | 0 | 0 | 0 | 0 | 0 | 0 | 0 | 0 | 0 | 0 | 1.5 | 1.1 | 1 | 0 | 1.1 | 1 |  | 10.9 | 10.9 | 10.9 | 0 |  | 0 | 0 | 10.9 | 0 | 0
1961-07-25 | 1961 | 7 | 25 | 0.5 | 0 | 0 | 0 | 0 | 0.3 | 0 | 0 | 0 | 0 | 0 | 0 | 0 | 0 | 0.3 | 0 | 0 | 0 | 0 | 0 | 0 | 0 | 0 | 0 |  | 1.1 | 1.1 | 1.1 | 0 |  | 0 | 0 | 1.1 | 0 | 0
1961-07-26 | 1961 | 7 | 26 | 0 | 0 | 0 | 0 | 0 | 0 | 0 | 0 | 0 | 0 | 0 | 0 | 0 | 0 | 0 | 0 | 0 | 0 | 0 | 0 | 0 | 0 | 0 | 0 |  | 0 | 0 | 0 | 0 |  | 0 | 0 | 0 | 0 | 0
1961-07-27 | 1961 | 7 | 27 | 0 | 0 | 0 | 0 | 0 | 0 | 0 | 0 | 1.3 | 1.5 | 0 | 0 | 0.5 | 2 | 0.5 | 1.3 | 0 | 0 | 0 | 0 | 0 | 0.3 | 0 | 0 |  | 7.4 | 7.4 | 7.4 | 8.8818e-16 |  | 0 | 0 | 7.4 | 0 | 0
1961-07-28 | 1961 | 7 | 28 | 1.7 | 1.7 | 1.7 | 1.7 | 0 | 1.7 | 1.7 | 1.7 | 1.7 | 1.7 | 1.7 | 1.7 | 1.6 | 1.7 | 1.7 | 1.7 | 1.7 | 1.7 | 0 | 1.7 | 0 | 3.4 | 1.7 | 1.7 |  | 37.3 | 37.3 | 37.3 | 0 |  | 0 | 0 | 37.3 | 0 | 0
1961-07-29 | 1961 | 7 | 29 | 2.4 | 0 | 0 | 0 | 0 | 0 | 0 | 0 | 0 | 0 | 0 | 0 | 0 | 0 | 0 | 0 | 5.9 | 3.5 | 0 | 0 | 0 | 0 | 4.8 | 3.5 |  | 20.1 | 20.1 | 20.1 | 0 |  | 0 | 0 | 20.1 | 0 | 0
1961-07-30 | 1961 | 7 | 30 | 0 | 0 | 0.3 | 0 | 0 | 0 | 0 | 0 | 0 | 0 | 0 | 0 | 0 | 0 | 0 | 0 | 0 | 0 | 0 | 0 | 0 | 0 | 0 | 0 |  | 0.3 | 0.3 | 0.3 | 0 |  | 0 | 0 | 0.3 | 0 | 0
1961-07-31 | 1961 | 7 | 31 | 0 | 0 | 0 | 0 | 0 | 0 | 0 | 0 | 0 | 0 | 0 | 0 | 0 | 0 | 0 | 0 | 1.3 | 0 | 0 | 0 | 0 | 0 | 0 | 0 |  | 1.3 | 1.3 | 1.3 | 0 |  | 0 | 0 | 1.3 | 0 | 0
1961-08-01 | 1961 | 8 | 1 | 0 | 0 | 0 | 0 | 0 | 0 | 0 | 0 | 0 | 0 | 0 | 0 | 0 | 0 | 0 | 0 | 0 | 0 | 0 | 0 | 0 | 0 | 0 | 0 |  | 0 | 0 | 0 | 0 |  | 0 | 0 | 0 | 0 | 0
1961-08-02 | 1961 | 8 | 2 | 0 | 0 | 0 | 0 | 0 | 0 | 0 | 0 | 0 | 0 | 0 | 0 | 0 | 0 | 0 | 0 | 0 | 0 | 0 | 0 | 0 | 0 | 0 | 0 |  | 0 | 0 | 0 | 0 |  | 0 | 0 | 0 | 0 | 0
1961-08-03 | 1961 | 8 | 3 | 0 | 0 | 0 | 0 | 0 | 0 | 0 | 0 | 0 | 0 | 0 | 0 | 0 | 0 | 0 | 0 | 0 | 0 | 0 | 0 | 0 | 0 | 0 | 0 |  | 0 | 0 | 0 | 0 |  | 0 | 0 | 0 | 0 | 0
1961-08-04 | 1961 | 8 | 4 | 0 | 0 | 0 | 0 | 0 | 0 | 0 | 0 | 0 | 0 | 0 | 0 | 0 | 0 | 0 | 0 | 0 | 0 | 0 | 0 | 0 | 0 | 0 | 0 |  | 0 | 0 | 0 | 0 |  | 0 | 0 | 0 | 0 | 0
1961-08-05 | 1961 | 8 | 5 | 0 | 0 | 0 | 0 | 0 | 0 | 0 | 0 | 0 | 0 | 0 | 0 | 0 | 0 | 0 | 0 | 0 | 0 | 0 | 0 | 0 | 0 | 0 | 0 |  | 0 | 0 | 0 | 0 |  | 0 | 0 | 0 | 0 | 0
1961-08-06 | 1961 | 8 | 6 | 0 | 0 | 0 | 0 | 0 | 0 | 0 | 0 | 0 | 0 | 0 | 0 | 0 | 0 | 0 | 0 | 0 | 0 | 0 | 0 | 0 | 0 | 0 | 0 |  | 0 | 0 | 0 | 0 |  | 0 | 0 | 0 | 0 | 0
1961-08-07 | 1961 | 8 | 7 | 0 | 0 | 0 | 0 | 0 | 0 | 0 | 0 | 0 | 0 | 0 | 0 | 0 | 0 | 0 | 0 | 0 | 0 | 0 | 0 | 0 | 0 | 0 | 0 |  | 0 | 0 | 0 | 0 |  | 0 | 0 | 0 | 0 | 0
1961-08-08 | 1961 | 8 | 8 | 0 | 0 | 0 | 0 | 0 | 0 | 0 | 0 | 0 | 0 | 0 | 0 | 0 | 0 | 0 | 0 | 0 | 0 | 0.3 | 0 | 0 | 0 | 0 | 0.3 |  | 0.6 | 0.6 | 0.6 | 0 |  | 0 | 0 | 0 | 0.6 | 0
1961-08-09 | 1961 | 8 | 9 | 0 | 0.3 | 0 | 0 | 0 | 0 | 0 | 0 | 0 | 0 | 0 | 0 | 0 | 0 | 0 | 0 | 0 | 0 | 0 | 0 | 0 | 0 | 0 | 0 |  | 0.3 | 0.3 | 0.3 | 0 |  | 0 | 0 | 0 | 0.3 | 0
1961-08-10 | 1961 | 8 | 10 | 0 | 0 | 0 | 0 | 0 | 0 | 0 | 0 | 0 | 0 | 0 | 0 | 0 | 0 | 0 | 0 | 0 | 0 | 0 | 0 | 0 | 0 | 0 | 0 |  | 0 | 0 | 0 | 0 |  | 0 | 0 | 0 | 0 | 0
1961-08-11 | 1961 | 8 | 11 | 0 | 0 | 0 | 0 | 0 | 0 | 0 | 0 | 0 | 0 | 0 | 0 | 0 | 0 | 0 | 0 | 0 | 0 | 0 | 0 | 0 | 0 | 0 | 0 |  | 0 | 0 | 0 | 0 |  | 0 | 0 | 0 | 0 | 0
1961-08-12 | 1961 | 8 | 12 | 0 | 0 | 0 | 0 | 0 | 0 | 0 | 0 | 0 | 0 | 0 | 0 | 0 | 0 | 0 | 0 | 0 | 0 | 0 | 0 | 0 | 0 | 0 | 0 |  | 0 | 0 | 0 | 0 |  | 0 | 0 | 0 | 0 | 0
1961-08-13 | 1961 | 8 | 13 | 0 | 0 | 0 | 0 | 0 | 0 | 0 | 0 | 0 | 0 | 0 | 0 | 0 | 0 | 0 | 0 | 0 | 0 | 0 | 0 | 0 | 0 | 0 | 0 |  | 0 | 0 | 0 | 0 |  | 0 | 0 | 0 | 0 | 0
1961-08-14 | 1961 | 8 | 14 | 0 | 0 | 0 | 0 | 0 | 0 | 0 | 0 | 0 | 0 | 0 | 0 | 0 | 0 | 0 | 0 | 0 | 0 | 0 | 0 | 0 | 0 | 0 | 0 |  | 0 | 0 | 0 | 0 |  | 0 | 0 | 0 | 0 | 0
1961-08-15 | 1961 | 8 | 15 | 0 | 0 | 0 | 0 | 0 | 0 | 0 | 0 | 0 | 0 | 0 | 0 | 0 | 0 | 0 | 0 | 0 | 0 | 0 | 0 | 0 | 0 | 0 | 0 |  | 0 | 0 | 0 | 0 |  | 0 | 0 | 0 | 0 | 0
1961-08-16 | 1961 | 8 | 16 | 0 | 0 | 0 | 0 | 0 | 0 | 0 | 0 | 0 | 0 | 0.9 | 1 | 0.9 | 1 | 0.9 | 0.9 | 0 | 0 | 1 | 1.8 | 1 | 0.9 | 1 | 0.9 |  | 12.2 | 12.2 | 12.2 | 1.7764e-15 |  | 0 | 0 | 0 | 12.2 | 0
1961-08-17 | 1961 | 8 | 17 | 0.6 | 0.6 | 0.6 | 0 | 0.6 | 0 | 0 | 0.6 | 0.6 | 0.6 | 0.6 | 0 | 0.6 | 0.5 | 0.6 | 0.6 | 0.6 | 0.6 | 0.6 | 0.6 | 0.6 | 0.6 | 0.6 | 0.6 |  | 11.9 | 11.9 | 11.9 | 3.5527e-15 |  | 0 | 0 | 0 | 11.9 | 0
1961-08-18 | 1961 | 8 | 18 | 0 | 0 | 0 | 0 | 0 | 0 | 0 | 0 | 0 | 0 | 0 | 0 | 0 | 0 | 0 | 0 | 0 | 0 | 0 | 0 | 0 | 0 | 0 | 0 |  | 0 | 0 | 0 | 0 |  | 0 | 0 | 0 | 0 | 0
1961-08-19 | 1961 | 8 | 19 | 0 | 0 | 0 | 0 | 0 | 0 | 0 | 0 | 0 | 0 | 0 | 0 | 0 | 0 | 0 | 0 | 0 | 0 | 0 | 0 | 0 | 0 | 0 | 0 |  | 0 | 0 | 0 | 0 |  | 0 | 0 | 0 | 0 | 0
1961-08-20 | 1961 | 8 | 20 | 0 | 0 | 0 | 0 | 0 | 0 | 0 | 0 | 0 | 0 | 0 | 0 | 0 | 0 | 0 | 0 | 0 | 0 | 0 | 0 | 0 | 0 | 0 | 0 |  | 0 | 0 | 0 | 0 |  | 0 | 0 | 0 | 0 | 0
1961-08-21 | 1961 | 8 | 21 | 0 | 0 | 0 | 0 | 0 | 0 | 0 | 0 | 0 | 0 | 0 | 0 | 0 | 0 | 0 | 0 | 0 | 0 | 0 | 0 | 0 | 0 | 0 | 0 |  | 0 | 0 | 0 | 0 |  | 0 | 0 | 0 | 0 | 0
1961-08-22 | 1961 | 8 | 22 | 0 | 0 | 0 | 0 | 0 | 0 | 0 | 0 | 0 | 0 | 0 | 0 | 0 | 0 | 0 | 0 | 0 | 0 | 0 | 0 | 0 | 0 | 0 | 0 |  | 0 | 0 | 0 | 0 |  | 0 | 0 | 0 | 0 | 0
1961-08-23 | 1961 | 8 | 23 | 0 | 0 | 0 | 0 | 0 | 0 | 0 | 0 | 0 | 0 | 0 | 0 | 0 | 0 | 0 | 0 | 0 | 0 | 0 | 0 | 0 | 0 | 0 | 0 |  | 0 | 0 | 0 | 0 |  | 0 | 0 | 0 | 0 | 0
1961-08-24 | 1961 | 8 | 24 | 0 | 0 | 0 | 0 | 0 | 0 | 0 | 0 | 0 | 0 | 0 | 0 | 0 | 0 | 0 | 0 | 0 | 0 | 0 | 0 | 0 | 0 | 0 | 0 |  | 0 | 0 | 0 | 0 |  | 0 | 0 | 0 | 0 | 0
1961-08-25 | 1961 | 8 | 25 | 0 | 0 | 0 | 0 | 0 | 0 | 0 | 0 | 0 | 0 | 0 | 0 | 0 | 0 | 0 | 0 | 0 | 0 | 0 | 0 | 0 | 0 | 0 | 0 |  | 0 | 0 | 0 | 0 |  | 0 | 0 | 0 | 0 | 0
1961-08-26 | 1961 | 8 | 26 | 0 | 0 | 0 | 0 | 0 | 0 | 0 | 0 | 0 | 0 | 0 | 0 | 0 | 0 | 0 | 0 | 0 | 0 | 0 | 0 | 0 | 0 | 0 | 0 |  | 0 | 0 | 0 | 0 |  | 0 | 0 | 0 | 0 | 0
1961-08-27 | 1961 | 8 | 27 | 0 | 0 | 0 | 0 | 0 | 0 | 0 | 0 | 0 | 0 | 0 | 0 | 0 | 0 | 0 | 0 | 0 | 0 | 0 | 0 | 0 | 0 | 0 | 0 |  | 0 | 0 | 0 | 0 |  | 0 | 0 | 0 | 0 | 0
1961-08-28 | 1961 | 8 | 28 | 0 | 0 | 0 | 0 | 0 | 0 | 0 | 0 | 0 | 0 | 0 | 0 | 0 | 0 | 0 | 0 | 0 | 0 | 0 | 0 | 0 | 0 | 0 | 0 |  | 0 | 0 | 0 | 0 |  | 0 | 0 | 0 | 0 | 0
1961-08-29 | 1961 | 8 | 29 | 0 | 0 | 0 | 0 | 0 | 0 | 0 | 0 | 0 | 0 | 0 | 0 | 0 | 0 | 0 | 0 | 0 | 0 | 0 | 0 | 0 | 1.3 | 0 | 0.5 |  | 1.8 | 1.8 | 1.8 | 0 |  | 0 | 0 | 0 | 1.8 | 0
1961-08-30 | 1961 | 8 | 30 | 0 | 0 | 0 | 0 | 0 | 0 | 0 | 0 | 0 | 0 | 0 | 0 | 0 | 0 | 0 | 0 | 0 | 0 | 0 | 0 | 0 | 0 | 0 | 0 |  | 0 | 0 | 0 | 0 |  | 0 | 0 | 0 | 0 | 0
1961-08-31 | 1961 | 8 | 31 | 0 | 0 | 0 | 0 | 0 | 0 | 0 | 0 | 0 | 0 | 0 | 0 | 0 | 0 | 0 | 0 | 0 | 0 | 0 | 0 | 0 | 0 | 0 | 0 |  | 0 | 0 | 0 | 0 |  | 0 | 0 | 0 | 0 | 0
1961-09-01 | 1961 | 9 | 1 | 0 | 0 | 0 | 0 | 0 | 0 | 0 | 0 | 0 | 0 | 0 | 0 | 0 | 0 | 0 | 0 | 0 | 0 | 0.3 | 0 | 0 | 0 | 0 | 0 |  | 0.3 | 0.3 | 0.3 | 0 |  | 0 | 0 | 0 | 0 | 0.3
1961-09-02 | 1961 | 9 | 2 | 0 | 0 | 0 | 0 | 0 | 0 | 0 | 0 | 0 | 0 | 0 | 0 | 0 | 0 | 0 | 0 | 0 | 0 | 0 | 0 | 0 | 0 | 0 | 0 |  | 0 | 0 | 0 | 0 |  | 0 | 0 | 0 | 0 | 0
1961-09-03 | 1961 | 9 | 3 | 0 | 0 | 0 | 0 | 0 | 0 | 0 | 0 | 0 | 0 | 0 | 0 | 0 | 0 | 0 | 0 | 0 | 0 | 0 | 0 | 0 | 0 | 0 | 0 |  | 0 | 0 | 0 | 0 |  | 0 | 0 | 0 | 0 | 0
1961-09-04 | 1961 | 9 | 4 | 0 | 0 | 0 | 0 | 0 | 0 | 0 | 0 | 0 | 0 | 0 | 0 | 0 | 0 | 0 | 0 | 0 | 0 | 0 | 0 | 0 | 0 | 0 | 0 |  | 0 | 0 | 0 | 0 |  | 0 | 0 | 0 | 0 | 0
1961-09-05 | 1961 | 9 | 5 | 0 | 0 | 0 | 0 | 0 | 0 | 0 | 0 | 0 | 0 | 0 | 0 | 0 | 0 | 0 | 0 | 0 | 0 | 0 | 0 | 0 | 1 | 0 | 0 |  | 1 | 1 | 1 | 0 |  | 0 | 0 | 0 | 0 | 1
1961-09-06 | 1961 | 9 | 6 | 0 | 0 | 0 | 0 | 0 | 0 | 0 | 0 | 0 | 0 | 0 | 0 | 0 | 0 | 0 | 0 | 0 | 0 | 0 | 0 | 0 | 0 | 0 | 0 |  | 0 | 0 | 0 | 0 |  | 0 | 0 | 0 | 0 | 0
1961-09-07 | 1961 | 9 | 7 | 0 | 0 | 0 | 0 | 0 | 0 | 0 | 0.5 | 0.3 | 0.3 | 0 | 0 | 0 | 0 | 0.3 | 0 | 0 | 0 | 0 | 0 | 0 | 0 | 0 | 0 |  | 1.4 | 1.4 | 1.4 | 2.2204e-16 |  | 0 | 0 | 0 | 0 | 1.4
1961-09-08 | 1961 | 9 | 8 | 0 | 0 | 0 | 0 | 0 | 0 | 0 | 0 | 0 | 0 | 0 | 0 | 0 | 0 | 0 | 0 | 0 | 0 | 0 | 0 | 0 | 0 | 0 | 0 |  | 0 | 0 | 0 | 0 |  | 0 | 0 | 0 | 0 | 0
1961-09-09 | 1961 | 9 | 9 | 0 | 0 | 0 | 0 | 0 | 0 | 0 | 0 | 0.1 | 0 | 0.1 | 0.1 | 0.1 | 0 | 0 | 0 | 0 | 0 | 0 | 0.1 | 0.1 | 0.1 | 0 | 0.1 |  | 0.8 | 0.8 | 0.8 | 1.1102e-16 |  | 0 | 0 | 0 | 0 | 0.8
1961-09-10 | 1961 | 9 | 10 | 0.3 | 1 | 0.9 | 1 | 1.5 | 1.7 | 0.8 | 0.5 | 0.5 | 0.8 | 0.5 | 1.4 | 0.8 | 0 | 0 | 0 | 0 | 0 | 0 | 0 | 0 | 0 | 0 | 0 |  | 11.7 | 11.7 | 11.7 | 1.7764e-15 |  | 0 | 0 | 0 | 0 | 11.7
1961-09-11 | 1961 | 9 | 11 | 0 | 0 | 0 | 0 | 0 | 0 | 0 | 0 | 0 | 0 | 0 | 0 | 0 | 0 | 0 | 0 | 0 | 0 | 0 | 0 | 0 | 0 | 0 | 0 |  | 0 | 0 | 0 | 0 |  | 0 | 0 | 0 | 0 | 0
1961-09-12 | 1961 | 9 | 12 | 0 | 0 | 0 | 0 | 0 | 0 | 0 | 0 | 0 | 0 | 0 | 0 | 0 | 0 | 0 | 0 | 0 | 0 | 0 | 0 | 0 | 0 | 0 | 0 |  | 0 | 0 | 0 | 0 |  | 0 | 0 | 0 | 0 | 0
1961-09-13 | 1961 | 9 | 13 | 0 | 0 | 0 | 0 | 0 | 0 | 0 | 0 | 0 | 0 | 0 | 0 | 0 | 0 | 0 | 0 | 0 | 0 | 0 | 0 | 0 | 0 | 0 | 0 |  | 0 | 0 | 0 | 0 |  | 0 | 0 | 0 | 0 | 0
1961-09-14 | 1961 | 9 | 14 | 0 | 0 | 0 | 0 | 0 | 0 | 0 | 0 | 0 | 0 | 0 | 0 | 0 | 0 | 0 | 0 | 0 | 0 | 0 | 0 | 0 | 0 | 0 | 0 |  | 0 | 0 | 0 | 0 |  | 0 | 0 | 0 | 0 | 0
1961-09-15 | 1961 | 9 | 15 | 0 | 0 | 0 | 0 | 0 | 0 | 0 | 0 | 0 | 0 | 0 | 0 | 0 | 0 | 0 | 0 | 0 | 0 | 0 | 0 | 0 | 0 | 0 | 0 |  | 0 | 0 | 0 | 0 |  | 0 | 0 | 0 | 0 | 0
1961-09-16 | 1961 | 9 | 16 | 0 | 0 | 0 | 0 | 0 | 0 | 0 | 0 | 0 | 0 | 0 | 0 | 0 | 0 | 0 | 0 | 0 | 0 | 0 | 0 | 0 | 0 | 0 | 0 |  | 0 | 0 | 0 | 0 |  | 0 | 0 | 0 | 0 | 0
1961-09-17 | 1961 | 9 | 17 | 0 | 0 | 0 | 0 | 0 | 0 | 0 | 0 | 0 | 0 | 0 | 0 | 0 | 0 | 0 | 0 | 0 | 0 | 0 | 0 | 0 | 0 | 0 | 0 |  | 0 | 0 | 0 | 0 |  | 0 | 0 | 0 | 0 | 0
1961-09-18 | 1961 | 9 | 18 | 0 | 0 | 0 | 0 | 0 | 1.2 | 0.3 | 0.3 | 0 | 0.7 | 0.3 | 0 | 0 | 0 | 0 | 0 | 0 | 0 | 0 | 0 | 0 | 0 | 0 | 0 |  | 2.8 | 2.8 | 2.8 | 0 |  | 0 | 0 | 0 | 0 | 2.8
1961-09-19 | 1961 | 9 | 19 | 0 | 0 | 0 | 0 | 0 | 0 | 0 | 0 | 0 | 0 | 0 | 0 | 0 | 0 | 0 | 0 | 0 | 0 | 0 | 0 | 0 | 0 | 0 | 0 |  | 0 | 0 | 0 | 0 |  | 0 | 0 | 0 | 0 | 0
1961-09-20 | 1961 | 9 | 20 | 0 | 0 | 0 | 0.2 | 0.3 | 0.2 | 0.2 | 0.3 | 0.2 | 0.2 | 0.2 | 0.3 | 0 | 0.2 | 0.2 | 0 | 0.3 | 0 | 0 | 0 | 0 | 0 | 0.2 | 0 |  | 3 | 3 | 3 | 0 |  | 0 | 0 | 0 | 0 | 3
1961-09-21 | 1961 | 9 | 21 | 0 | 0 | 0 | 0 | 0 | 0 | 0 | 0 | 0 | 0 | 0 | 0 | 0 | 0 | 0 | 0 | 0 | 0 | 0 | 0 | 0 | 0 | 0 | 0 |  | 0 | 0 | 0 | 0 |  | 0 | 0 | 0 | 0 | 0
1961-09-22 | 1961 | 9 | 22 | 0 | 0 | 0 | 0 | 0 | 0 | 0 | 0 | 0 | 0 | 0 | 0 | 0 | 0 | 0 | 0 | 0 | 0 | 0 | 0 | 0 | 0 | 0 | 0 |  | 0 | 0 | 0 | 0 |  | 0 | 0 | 0 | 0 | 0
1961-09-23 | 1961 | 9 | 23 | 0 | 0 | 0 | 0 | 0 | 0 | 0 | 0 | 0 | 0 | 0 | 0 | 0 | 0 | 0 | 0 | 0 | 0 | 0 | 0 | 0 | 0 | 0 | 0 |  | 0 | 0 | 0 | 0 |  | 0 | 0 | 0 | 0 | 0
1961-09-24 | 1961 | 9 | 24 | 0 | 0 | 0 | 0 | 0 | 0 | 0 | 0 | 0 | 0 | 0 | 0 | 0 | 0 | 0 | 0 | 0 | 0 | 0.3 | 0 | 0 | 0 | 0 | 0 |  | 0.3 | 0.3 | 0.3 | 0 |  | 0 | 0 | 0 | 0 | 0.3
1961-09-25 | 1961 | 9 | 25 | 0 | 0 | 0 | 0 | 0 | 0 | 0 | 0 | 0 | 0 | 0 | 0 | 0 | 0 | 0 | 0 | 0 | 0 | 0 | 0 | 0 | 0 | 0 | 0 |  | 0 | 0 | 0 | 0 |  | 0 | 0 | 0 | 0 | 0
1961-09-26 | 1961 | 9 | 26 | 0 | 0 | 0 | 0 | 0 | 0 | 0 | 0 | 0 | 0 | 0.3 | 0 | 0 | 0 | 0 | 0 | 0 | 0 | 0 | 0 | 0 | 0 | 0 | 0 |  | 0.3 | 0.3 | 0.3 | 0 |  | 0 | 0 | 0 | 0 | 0.3
1961-09-27 | 1961 | 9 | 27 | 0 | 0 | 0 | 0 | 0 | 0 | 0 | 0 | 0 | 0 | 0 | 0 | 0 | 0 | 0 | 0 | 0 | 0 | 0 | 0 | 0 | 0 | 0 | 0 |  | 0 | 0 | 0 | 0 |  | 0 | 0 | 0 | 0 | 0
1961-09-28 | 1961 | 9 | 28 | 0 | 0 | 0 | 0 | 0 | 0 | 0 | 0 | 0 | 0 | 0 | 0 | 0 | 0 | 0 | 0 | 0 | 0 | 0 | 0 | 0 | 0 | 0 | 0 |  | 0 | 0 | 0 | 0 |  | 0 | 0 | 0 | 0 | 0
1961-09-29 | 1961 | 9 | 29 | 0 | 0.3 | 0 | 0.3 | 0 | 0.3 | 0 | 0 | 0 | 0 | 0 | 0 | 0 | 0 | 0 | 0 | 0 | 0 | 0 | 0 | 0 | 0 | 0 | 0 |  | 0.9 | 0.9 | 0.9 | 1.1102e-16 |  | 0 | 0 | 0 | 0 | 0.9
1961-09-30 | 1961 | 9 | 30 | 0 | 0 | 0 | 0 | 0 | 0 | 0 | 0 | 0 | 0 | 0 | 0 | 0 | 0 | 0 | 0 | 0 | 0 | 0 | 0 | 0 | 0 | 0 | 0 |  | 0 | 0 | 0 | 0 |  | 0 | 0 | 0 | 0 | 0
1961-10-01 | 1961 | 10 | 1 | 0 | 0 | 0 | 0 | 0 | 0 | 0 | 0 | 0 | 0 | 0 | 0 | 0 | 0 | 0 | 0 | 0 | 0 | 0 | 0 | 0 | 0 | 0 | 0 |  | 0 | 0 | 0 | 0 |  | 0 | 0 | 0 | 0 | 0
1961-10-02 | 1961 | 10 | 2 | 0 | 0 | 0 | 0 | 0 | 0 | 0 | 0 | 0 | 0 | 0 | 0 | 0 | 0 | 0 | 0 | 0 | 0 | 0 | 0 | 0 | 0 | 0 | 0 |  | 0 | 0 | 0 | 0 |  | 0 | 0 | 0 | 0 | 0
1961-10-03 | 1961 | 10 | 3 | 0 | 0 | 0 | 0 | 0 | 0 | 0 | 0 | 0 | 0 | 0 | 0 | 0 | 0 | 0 | 0 | 0 | 0 | 0 | 0 | 0 | 0 | 0 | 0 |  | 0 | 0 | 0 | 0 |  | 0 | 0 | 0 | 0 | 0
1961-10-04 | 1961 | 10 | 4 | 0 | 0 | 0 | 0 | 0 | 0 | 0 | 0 | 0 | 0 | 0 | 0 | 0 | 0 | 0 | 0 | 0 | 0 | 0 | 0 | 0 | 0 | 0 | 0 |  | 0 | 0 | 0 | 0 |  | 0 | 0 | 0 | 0 | 0
1961-10-05 | 1961 | 10 | 5 | 0 | 0 | 0 | 0 | 0 | 0 | 0 | 0 | 0 | 0 | 0 | 0 | 0 | 0 | 0 | 0 | 0 | 0 | 0 | 0 | 0 | 0 | 0.5 | 0 |  | 0.5 | 0.5 | 0.5 | 0 |  | 0 | 0 | 0 | 0 | 0
1961-10-06 | 1961 | 10 | 6 | 0 | 0 | 0 | 0 | 0 | 0 | 0 | 0 | 0 | 0 | 0 | 0 | 0 | 0 | 0.2 | 0.2 | 0 | 0 | 0 | 0 | 0.3 | 0.2 | 0.2 | 0.2 |  | 1.3 | 1.3 | 1.3 | 2.2204e-16 |  | 0 | 0 | 0 | 0 | 0
1961-10-07 | 1961 | 10 | 7 | 0.9 | 0.5 | 0.4 | 0.5 | 0.4 | 0.5 | 0.4 | 0.5 | 0.4 | 0.5 | 0.9 | 0.9 | 0.9 | 0.4 | 0.5 | 0.4 | 0.5 | 0.4 | 0 | 0 | 0 | 0 | 0 | 0 |  | 9.9 | 9.9 | 9.9 | 1.7764e-15 |  | 0 | 0 | 0 | 0 | 0
1961-10-08 | 1961 | 10 | 8 | 0 | 0 | 0 | 0 | 0 | 0 | 0 | 0 | 0 | 0 | 0 | 0 | 0 | 0 | 0 | 0 | 0 | 0 | 0 | 0 | 0 | 0 | 0 | 0 |  | 0 | 0 | 0 | 0 |  | 0 | 0 | 0 | 0 | 0
1961-10-09 | 1961 | 10 | 9 | 0 | 0 | 0 | 0 | 0 | 0 | 0 | 0 | 0 | 0 | 0 | 0 | 0 | 0 | 0 | 0 | 0 | 0 | 0 | 0 | 0 | 0 | 0 | 0 |  | 0 | 0 | 0 | 0 |  | 0 | 0 | 0 | 0 | 0
1961-10-10 | 1961 | 10 | 10 | 0 | 0 | 0 | 0 | 0 | 0 | 0 | 0.1 | 0 | 0.1 | 0 | 0.1 | 0.1 | 0 | 0.1 | 0 | 0.1 | 0 | 0.1 | 0.1 | 0 | 0.1 | 0 | 0.1 |  | 1 | 1 | 1 | 1.1102e-16 |  | 0 | 0 | 0 | 0 | 0
1961-10-11 | 1961 | 10 | 11 | 0.2 | 0.1 | 0 | 0 | 0 | 0 | 0 | 0 | 0 | 0 | 0 | 0 | 0 | 0 | 0 | 0 | 0 | 0 | 0 | 0 | 0 | 0 | 0 | 0 |  | 0.3 | 0.3 | 0.3 | 5.5511e-17 |  | 0 | 0 | 0 | 0 | 0
1961-10-12 | 1961 | 10 | 12 | 0 | 0 | 0 | 0 | 0 | 0 | 0 | 0 | 0 | 0 | 0 | 0 | 0 | 0 | 0 | 0 | 0 | 0 | 0 | 0 | 0 | 0 | 0 | 0 |  | 0 | 0 | 0 | 0 |  | 0 | 0 | 0 | 0 | 0
1961-10-13 | 1961 | 10 | 13 | 0 | 0 | 0 | 0 | 0 | 0 | 0 | 0 | 0 | 0 | 0 | 0 | 0 | 0 | 0 | 0 | 0 | 0 | 0 | 0 | 0 | 0 | 0 | 0 |  | 0 | 0 | 0 | 0 |  | 0 | 0 | 0 | 0 | 0
1961-10-14 | 1961 | 10 | 14 | 0 | 0 | 0 | 0 | 0 | 0 | 0 | 0 | 0 | 0 | 0 | 0 | 0 | 0 | 0 | 0 | 0 | 0 | 0 | 0 | 0 | 0 | 0 | 0 |  | 0 | 0 | 0 | 0 |  | 0 | 0 | 0 | 0 | 0
1961-10-15 | 1961 | 10 | 15 | 0 | 0 | 0 | 0 | 0 | 0 | 0 | 0 | 0 | 0 | 0 | 0 | 0 | 0 | 0 | 0 | 0 | 0 | 0 | 0 | 0 | 0 | 0 | 0 |  | 0 | 0 | 0 | 0 |  | 0 | 0 | 0 | 0 | 0
1961-10-16 | 1961 | 10 | 16 | 0 | 0 | 0 | 0 | 0 | 0 | 0 | 0 | 0 | 0 | 0 | 0 | 0 | 0 | 0.5 | 0.5 | 0.4 | 1.5 | 0.5 | 0.5 | 0.4 | 0.5 | 0.5 | 0 |  | 5.3 | 5.3 | 5.3 | 0 |  | 0 | 0 | 0 | 0 | 0
1961-10-17 | 1961 | 10 | 17 | 0 | 0 | 0 | 0 | 0 | 0 | 0 | 0 | 0 | 0 | 0 | 0 | 0 | 0 | 0 | 0 | 0 | 0 | 0 | 0 | 0 | 0 | 0 | 0 |  | 0 | 0 | 0 | 0 |  | 0 | 0 | 0 | 0 | 0
1961-10-18 | 1961 | 10 | 18 | 0 | 0 | 0 | 0 | 0 | 0 | 0 | 0 | 0 | 0 | 0 | 0 | 0 | 0 | 0 | 0 | 0 | 0 | 0 | 0 | 0 | 0 | 0 | 0 |  | 0 | 0 | 0 | 0 |  | 0 | 0 | 0 | 0 | 0
1961-10-19 | 1961 | 10 | 19 | 0 | 0 | 0 | 0 | 0 | 0 | 0 | 0 | 0 | 0 | 0 | 0 | 0 | 0 | 0 | 0 | 0 | 0 | 0 | 0 | 0 | 0 | 0 | 0 |  | 0 | 0 | 0 | 0 |  | 0 | 0 | 0 | 0 | 0
1961-10-20 | 1961 | 10 | 20 | 0.2 | 0.1 | 0.2 | 0.2 | 0.2 | 0.1 | 0.2 | 0.2 | 0.1 | 0.2 | 0.2 | 0.2 | 0.1 | 0.2 | 0.2 | 0.1 | 0.2 | 0.2 | 0.1 | 0.2 | 0.2 | 0.2 | 0.1 | 0.2 |  | 4.1 | 4.1 | 4.1 | 1.7764e-15 |  | 0 | 0 | 0 | 0 | 0
1961-10-21 | 1961 | 10 | 21 | 0.1 | 0.1 | 0.1 | 0.1 | 0.2 | 0.1 | 0.1 | 0 | 0.1 | 0.1 | 0 | 0 | 0 | 0 | 0 | 0 | 0 | 0 | 0 | 0 | 0 | 0 | 0 | 0 |  | 1 | 1 | 1 | 0 |  | 0 | 0 | 0 | 0 | 0
1961-10-22 | 1961 | 10 | 22 | 0 | 0 | 0 | 0 | 0 | 0 | 0 | 0 | 0 | 0 | 0 | 0 | 0 | 0 | 0 | 0 | 0 | 0 | 0 | 0 | 0 | 0 | 0 | 0 |  | 0 | 0 | 0 | 0 |  | 0 | 0 | 0 | 0 | 0
1961-10-23 | 1961 | 10 | 23 | 0 | 0 | 0 | 0 | 0 | 0 | 0 | 0 | 0 | 0 | 0 | 0 | 0 | 0 | 0 | 0 | 0 | 0 | 0 | 0 | 0 | 0 | 0 | 0 |  | 0 | 0 | 0 | 0 |  | 0 | 0 | 0 | 0 | 0
1961-10-24 | 1961 | 10 | 24 | 0 | 0 | 0 | 0 | 0 | 0 | 0 | 0 | 0 | 0 | 0 | 0 | 0 | 0 | 0 | 0 | 0 | 0 | 0 | 0 | 0 | 0 | 0 | 0 |  | 0 | 0 | 0 | 0 |  | 0 | 0 | 0 | 0 | 0
1961-10-25 | 1961 | 10 | 25 | 0 | 0 | 0 | 0 | 0 | 0 | 0 | 0 | 0 | 0 | 0 | 0 | 0 | 0 | 0 | 0 | 0 | 0 | 0 | 0 | 0 | 0 | 0 | 0 |  | 0 | 0 | 0 | 0 |  | 0 | 0 | 0 | 0 | 0
1961-10-26 | 1961 | 10 | 26 | 0 | 0 | 0 | 0 | 0 | 0 | 0 | 0 | 0 | 0 | 0 | 0 | 0 | 0 | 0 | 0 | 0 | 0 | 0 | 0 | 0 | 0 | 0 | 0 |  | 0 | 0 | 0 | 0 |  | 0 | 0 | 0 | 0 | 0
1961-10-27 | 1961 | 10 | 27 | 0 | 0 | 0 | 0 | 0 | 0 | 0 | 0 | 0 | 0 | 0.9 | 0.9 | 1.8 | 1.8 | 1.8 | 1.7 | 1.8 | 0.9 | 0 | 0 | 0.9 | 0.9 | 0.9 | 0.9 |  | 15.2 | 15.2 | 15.2 | 3.5527e-15 |  | 0 | 0 | 0 | 0 | 0
1961-10-28 | 1961 | 10 | 28 | 0.3 | 0.3 | 0.3 | 0.3 | 0.4 | 0.3 | 0.3 | 0.3 | 0.3 | 0 | 0 | 0 | 0 | 0 | 0 | 0 | 0 | 0 | 0 | 0 | 0 | 0 | 0 | 0 |  | 2.8 | 2.8 | 2.8 | 0 |  | 0 | 0 | 0 | 0 | 0
1961-10-29 | 1961 | 10 | 29 | 0 | 0 | 0 | 0 | 0 | 0 | 0 | 0 | 0 | 0 | 0 | 0 | 0 | 0 | 0 | 0 | 0 | 0 | 0 | 0 | 0 | 0 | 0 | 0 |  | 0 | 0 | 0 | 0 |  | 0 | 0 | 0 | 0 | 0
1961-10-30 | 1961 | 10 | 30 | 0 | 0 | 0 | 0 | 0 | 0 | 0 | 0 | 0 | 0 | 0 | 0 | 0 | 0 | 0 | 0 | 0 | 0 | 0 | 0 | 0 | 0 | 0 | 0 |  | 0 | 0 | 0 | 0 |  | 0 | 0 | 0 | 0 | 0
1961-10-31 | 1961 | 10 | 31 | 0 | 0 | 0 | 0 | 0 | 0 | 0 | 0 | 0 | 0 | 0 | 0 | 0 | 0 | 0 | 0 | 0 | 0 | 0 | 0 | 0 | 0 | 0 | 0 |  | 0 | 0 | 0 | 0 |  | 0 | 0 | 0 | 0 | 0
1961-11-01 | 1961 | 11 | 1 | 0 | 0 | 0 | 0 | 0 | 0 | 0.1 | 0.2 | 0.1 | 0.1 | 0.1 | 0.1 | 0.1 | 0 | 0 | 0 | 0 | 0 | 0 | 0 | 0 | 0 | 0 | 0 |  | 0.8 | 0.8 | 0.8 | 1.1102e-16 |  | 0 | 0 | 0 | 0 | 0
1961-11-02 | 1961 | 11 | 2 | 0 | 0 | 0 | 0 | 0 | 0 | 0 | 0 | 0 | 0 | 0 | 0 | 0 | 0 | 0 | 0 | 0 | 0 | 0 | 0 | 0 | 0 | 0 | 0 |  | 0 | 0 | 0 | 0 |  | 0 | 0 | 0 | 0 | 0
1961-11-03 | 1961 | 11 | 3 | 0 | 0 | 0 | 0 | 0 | 0 | 0 | 0.1 | 0 | 0.1 | 0 | 0.1 | 0 | 0 | 0 | 0 | 0 | 0 | 0 | 0 | 0 | 0 | 0 | 0 |  | 0.3 | 0.3 | 0.3 | 5.5511e-17 |  | 0 | 0 | 0 | 0 | 0
1961-11-04 | 1961 | 11 | 4 | 0 | 0 | 0 | 0 | 0 | 0 | 0 | 0 | 0 | 0 | 0 | 0 | 0 | 0 | 0 | 0 | 0 | 0 | 0 | 0 | 0 | 0 | 0 | 0 |  | 0 | 0 | 0 | 0 |  | 0 | 0 | 0 | 0 | 0
1961-11-05 | 1961 | 11 | 5 | 0 | 0 | 0 | 0 | 0 | 0 | 0 | 0 | 0 | 0 | 0 | 0 | 0 | 0 | 0 | 0 | 0 | 0 | 0 | 0 | 0 | 0 | 0 | 0 |  | 0 | 0 | 0 | 0 |  | 0 | 0 | 0 | 0 | 0
1961-11-06 | 1961 | 11 | 6 | 0 | 0 | 0 | 0 | 0 | 0 | 0 | 0 | 0 | 0 | 0 | 0 | 0 | 0 | 0 | 0 | 0 | 0 | 0 | 0 | 0 | 0 | 0 | 0 |  | 0 | 0 | 0 | 0 |  | 0 | 0 | 0 | 0 | 0
1961-11-07 | 1961 | 11 | 7 | 0 | 0 | 0 | 0 | 0 | 0 | 0 | 0 | 0 | 0 | 0 | 0 | 0 | 0 | 0 | 0 | 0 | 0 | 0 | 0 | 0 | 0 | 0 | 0 |  | 0 | 0 | 0 | 0 |  | 0 | 0 | 0 | 0 | 0
1961-11-08 | 1961 | 11 | 8 | 0 | 0 | 0 | 0 | 0 | 0 | 0 | 0 | 0 | 0 | 0 | 0 | 0 | 0 | 0 | 0 | 0 | 0 | 0 | 0 | 0 | 0 | 0 | 0 |  | 0 | 0 | 0 | 0 |  | 0 | 0 | 0 | 0 | 0
1961-11-09 | 1961 | 11 | 9 | 0 | 0 | 0 | 0 | 0 | 0 | 0 | 0 | 0 | 0 | 0 | 0 | 0 | 0 | 0 | 0 | 0 | 0 | 0 | 0 | 0 | 0 | 0 | 0 |  | 0 | 0 | 0 | 0 |  | 0 | 0 | 0 | 0 | 0
1961-11-10 | 1961 | 11 | 10 | 0 | 0 | 0 | 0 | 0 | 0 | 0 | 0 | 0 | 0 | 0 | 0 | 0 | 0 | 0 | 0 | 0 | 0 | 0 | 0 | 0 | 0 | 0 | 0 |  | 0 | 0 | 0 | 0 |  | 0 | 0 | 0 | 0 | 0
1961-11-11 | 1961 | 11 | 11 | 0 | 0 | 0 | 0 | 0 | 0 | 0 | 0 | 0 | 0 | 0 | 0 | 0 | 0 | 0 | 0 | 0 | 0 | 0 | 0 | 0 | 0 | 0 | 0 |  | 0 | 0 | 0 | 0 |  | 0 | 0 | 0 | 0 | 0
1961-11-12 | 1961 | 11 | 12 | 0 | 0 | 0 | 0 | 0 | 0 | 0 | 0 | 0 | 0 | 0 | 0 | 0 | 0 | 0 | 0 | 0 | 0 | 0 | 0 | 0 | 0 | 0 | 0 |  | 0 | 0 | 0 | 0 |  | 0 | 0 | 0 | 0 | 0
1961-11-13 | 1961 | 11 | 13 | 0 | 0 | 0 | 0 | 0 | 0 | 0 | 0 | 0 | 0 | 0 | 0 | 0 | 0 | 0 | 0 | 0 | 0 | 0 | 0 | 0 | 0 | 0 | 0 |  | 0 | 0 | 0 | 0 |  | 0 | 0 | 0 | 0 | 0
1961-11-14 | 1961 | 11 | 14 | 0 | 0 | 0 | 0 | 0 | 0 | 0.3 | 0.2 | 0.5 | 0.3 | 0.2 | 0.3 | 0 | 0 | 0 | 0.2 | 0 | 0 | 0 | 0 | 0 | 0 | 0 | 0 |  | 2 | 2 | 2 | 0 |  | 0 | 0 | 0 | 0 | 0
1961-11-15 | 1961 | 11 | 15 | 0 | 0 | 0 | 0 | 0 | 0 | 0 | 0 | 0 | 0 | 0 | 0 | 0 | 0 | 0 | 0 | 0 | 0 | 0 | 0 | 0 | 0 | 0 | 0 |  | 0 | 0 | 0 | 0 |  | 0 | 0 | 0 | 0 | 0
1961-11-16 | 1961 | 11 | 16 | 0 | 0 | 0 | 0 | 0 | 0 | 0 | 0 | 0 | 0 | 0 | 0 | 0 | 0 | 0 | 0 | 0 | 0 | 0 | 0 | 0 | 0 | 0 | 0 |  | 0 | 0 | 0 | 0 |  | 0 | 0 | 0 | 0 | 0
1961-11-17 | 1961 | 11 | 17 | 0 | 0 | 0 | 0 | 0 | 0 | 0 | 0 | 0 | 0 | 0 | 0 | 0 | 0 | 0 | 0 | 0 | 0 | 0 | 0 | 0 | 0 | 0 | 0 |  | 0 | 0 | 0 | 0 |  | 0 | 0 | 0 | 0 | 0
1961-11-18 | 1961 | 11 | 18 | 0 | 0 | 0 | 0 | 0 | 0 | 0 | 0 | 0 | 0 | 0 | 0 | 0 | 0 | 0 | 0 | 0 | 0 | 0 | 0 | 0 | 0 | 0 | 0 |  | 0 | 0 | 0 | 0 |  | 0 | 0 | 0 | 0 | 0
1961-11-19 | 1961 | 11 | 19 | 0 | 0 | 0 | 0 | 0 | 0 | 0 | 0 | 0 | 0 | 0 | 0 | 0 | 0 | 0 | 0 | 0 | 0 | 0 | 0 | 0 | 0 | 0 | 0 |  | 0 | 0 | 0 | 0 |  | 0 | 0 | 0 | 0 | 0
1961-11-20 | 1961 | 11 | 20 | 0 | 0 | 0 | 0 | 0 | 0 | 0 | 0 | 0 | 0 | 0 | 0 | 0 | 0 | 0 | 0 | 0 | 0 | 0 | 0 | 0 | 0 | 0 | 0 |  | 0 | 0 | 0 | 0 |  | 0 | 0 | 0 | 0 | 0
1961-11-21 | 1961 | 11 | 21 | 0 | 0 | 0 | 0 | 0 | 0 | 0 | 0 | 0 | 0 | 0 | 0 | 0 | 0 | 0 | 0 | 0 | 0 | 0 | 0 | 0 | 0 | 0 | 0 |  | 0 | 0 | 0 | 0 |  | 0 | 0 | 0 | 0 | 0
1961-11-22 | 1961 | 11 | 22 | 0 | 0 | 0 | 0 | 0 | 0 | 0 | 0 | 0 | 0 | 0 | 0 | 0 | 0 | 0 | 0 | 0 | 0 | 0 | 0 | 0 | 0 | 0 | 0 |  | 0 | 0 | 0 | 0 |  | 0 | 0 | 0 | 0 | 0
1961-11-23 | 1961 | 11 | 23 | 0 | 0 | 0 | 0 | 0 | 0 | 0 | 0 | 0 | 0 | 0 | 0 | 0 | 0 | 0 | 0 | 0 | 0 | 0 | 0 | 0 | 0 | 0 | 0 |  | 0 | 0 | 0 | 0 |  | 0 | 0 | 0 | 0 | 0
1961-11-24 | 1961 | 11 | 24 | 0 | 0 | 0 | 0 | 0 | 0 | 0 | 0 | 0 | 0 | 0 | 0 | 0 | 0 | 0 | 0 | 0 | 0 | 0 | 0 | 0 | 0 | 0 | 0 |  | 0 | 0 | 0 | 0 |  | 0 | 0 | 0 | 0 | 0
1961-11-25 | 1961 | 11 | 25 | 0 | 0 | 0 | 0 | 0 | 0 | 0 | 0 | 0 | 0 | 0 | 0 | 0 | 0 | 0 | 0 | 0 | 0 | 0 | 0 | 0 | 0 | 0 | 0 |  | 0 | 0 | 0 | 0 |  | 0 | 0 | 0 | 0 | 0
1961-11-26 | 1961 | 11 | 26 | 0 | 0 | 0 | 0 | 0 | 0 | 0 | 0 | 0 | 0 | 0 | 0 | 0 | 0 | 0 | 0 | 0 | 0 | 0 | 0 | 0 | 0 | 0 | 0 |  | 0 | 0 | 0 | 0 |  | 0 | 0 | 0 | 0 | 0
1961-11-27 | 1961 | 11 | 27 | 0 | 0 | 0 | 0 | 0 | 0 | 0 | 0 | 0 | 0 | 0 | 0 | 0 | 0 | 0 | 0 | 0 | 0 | 0 | 0 | 0 | 0 | 0 | 0 |  | 0 | 0 | 0 | 0 |  | 0 | 0 | 0 | 0 | 0
1961-11-28 | 1961 | 11 | 28 | 0 | 0 | 0 | 0 | 0.1 | 0 | 0 | 0 | 0.1 | 0 | 0 | 0 | 0.1 | 0 | 0 | 0 | 0.1 | 0 | 0 | 0 | 0.1 | 0 | 0 | 0 |  | 0.5 | 0.5 | 0.5 | 0 |  | 0 | 0 | 0 | 0 | 0
1961-11-29 | 1961 | 11 | 29 | 0 | 0 | 0 | 0.1 | 0 | 0 | 0 | 0 | 0 | 0 | 0.1 | 0 | 0 | 0 | 0 | 0 | 0 | 0 | 0 | 0 | 0.1 | 0 | 0 | 0 |  | 0.3 | 0.3 | 0.3 | 5.5511e-17 |  | 0 | 0 | 0 | 0 | 0
1961-11-30 | 1961 | 11 | 30 | 0 | 0 | 0 | 0 | 0 | 0 | 0 | 0 | 0 | 0 | 0 | 0 | 0 | 0 | 0 | 0 | 0 | 0 | 0 | 0 | 0 | 0 | 0 | 0 |  | 0 | 0 | 0 | 0 |  | 0 | 0 | 0 | 0 | 0
1961-12-01 | 1961 | 12 | 1 | 0 | 0 | 0 | 0 | 0 | 0 | 0 | 0 | 0 | 0 | 0 | 0 | 0 | 0 | 0 | 0 | 0 | 0 | 0 | 0 | 0 | 0 | 0 | 0 |  | 0 | 0 | 0 | 0 |  | 0 | 0 | 0 | 0 | 0
1961-12-02 | 1961 | 12 | 2 | 0 | 0 | 0 | 0 | 0 | 0 | 0 | 0 | 0 | 0 | 0 | 0 | 0 | 0 | 0 | 0 | 0 | 0 | 0 | 0 | 0 | 0 | 0 | 0 |  | 0 | 0 | 0 | 0 |  | 0 | 0 | 0 | 0 | 0
1961-12-03 | 1961 | 12 | 3 | 0 | 0 | 0 | 0 | 0 | 0 | 0 | 0 | 0 | 0 | 0 | 0 | 0.3 | 0 | 0 | 0 | 0 | 0 | 0 | 0 | 0 | 0 | 0 | 0 |  | 0.3 | 0.3 | 0.3 | 0 |  | 0 | 0 | 0 | 0 | 0
1961-12-04 | 1961 | 12 | 4 | 0 | 0 | 0 | 0 | 0 | 0 | 0 | 0 | 0 | 0 | 0 | 0 | 0 | 0 | 0 | 0 | 0 | 0 | 0 | 0 | 0 | 0 | 0 | 0 |  | 0 | 0 | 0 | 0 |  | 0 | 0 | 0 | 0 | 0
1961-12-05 | 1961 | 12 | 5 | 0 | 0 | 0 | 0 | 0 | 0 | 0 | 0 | 0 | 0 | 0 | 0 | 0 | 0 | 0 | 0 | 0 | 0 | 0 | 0 | 0 | 0 | 0 | 0 |  | 0 | 0 | 0 | 0 |  | 0 | 0 | 0 | 0 | 0
1961-12-06 | 1961 | 12 | 6 | 0 | 0 | 0 | 0 | 0 | 0 | 0 | 0 | 0 | 0 | 0 | 0 | 0 | 0 | 0 | 0 | 0 | 0 | 0 | 0 | 0 | 0 | 0 | 0 |  | 0 | 0 | 0 | 0 |  | 0 | 0 | 0 | 0 | 0
1961-12-07 | 1961 | 12 | 7 | 0 | 0 | 0 | 0 | 0 | 0 | 0 | 0 | 0 | 0 | 0 | 0 | 0 | 0 | 0 | 0 | 0 | 0 | 0.1 | 0 | 0.1 | 0 | 0.1 | 0 |  | 0.3 | 0.3 | 0.3 | 5.5511e-17 |  | 0 | 0 | 0 | 0 | 0
1961-12-08 | 1961 | 12 | 8 | 0.1 | 0.2 | 0.1 | 0.2 | 0.1 | 0.1 | 0.2 | 0.1 | 0.1 | 0.2 | 0.1 | 0.2 | 0.1 | 0.1 | 0.2 | 0.1 | 0.1 | 0.2 | 0.1 | 0.1 | 0.2 | 0.1 | 0.2 | 0.1 |  | 3.3 | 3.3 | 3.3 | 1.7764e-15 |  | 0 | 0 | 0 | 0 | 0
1961-12-09 | 1961 | 12 | 9 | 0 | 0.1 | 0 | 0 | 0 | 0.1 | 0 | 0 | 0 | 0.1 | 0 | 0 | 0 | 0.1 | 0 | 0 | 0 | 0.1 | 0 | 0 | 0 | 0 | 0 | 0 |  | 0.5 | 0.5 | 0.5 | 0 |  | 0 | 0 | 0 | 0 | 0
1961-12-10 | 1961 | 12 | 10 | 0 | 0 | 0 | 0 | 0 | 0 | 0 | 0 | 0 | 0 | 0 | 0 | 0 | 0 | 0 | 0 | 0 | 0 | 0 | 0 | 0 | 0 | 0 | 0 |  | 0 | 0 | 0 | 0 |  | 0 | 0 | 0 | 0 | 0
1961-12-11 | 1961 | 12 | 11 | 0 | 0 | 0 | 0 | 0 | 0 | 0 | 0 | 0 | 0 | 0 | 0 | 0 | 0 | 0 | 0 | 0 | 0 | 0 | 0 | 0 | 0 | 0 | 0 |  | 0 | 0 | 0 | 0 |  | 0 | 0 | 0 | 0 | 0
1961-12-12 | 1961 | 12 | 12 | 0 | 0 | 0 | 0 | 0 | 0 | 0 | 0 | 0 | 0 | 0 | 0 | 0 | 0 | 0 | 0 | 0 | 0 | 0 | 0 | 0 | 0 | 0 | 0 |  | 0 | 0 | 0 | 0 |  | 0 | 0 | 0 | 0 | 0
1961-12-13 | 1961 | 12 | 13 | 0 | 0 | 0 | 0 | 0 | 0 | 0 | 0 | 0 | 0 | 0 | 0 | 0 | 0 | 0 | 0 | 0 | 0 | 0 | 0 | 0 | 0 | 0 | 0 |  | 0 | 0 | 0 | 0 |  | 0 | 0 | 0 | 0 | 0
1961-12-14 | 1961 | 12 | 14 | 0 | 0 | 0 | 0 | 0 | 0 | 0 | 0 | 0 | 0 | 0 | 0 | 0 | 0 | 0 | 0 | 0 | 0 | 0 | 0 | 0 | 0 | 0 | 0 |  | 0 | 0 | 0 | 0 |  | 0 | 0 | 0 | 0 | 0
1961-12-15 | 1961 | 12 | 15 | 0 | 0 | 0 | 0 | 0 | 0 | 0 | 0 | 0 | 0 | 0 | 0 | 0 | 0 | 0 | 0 | 0 | 0 | 0 | 0 | 0 | 0 | 0 | 0 |  | 0 | 0 | 0 | 0 |  | 0 | 0 | 0 | 0 | 0
1961-12-16 | 1961 | 12 | 16 | 0 | 0 | 0 | 0 | 0 | 0 | 0 | 0 | 0 | 0 | 0 | 0 | 0 | 0 | 0 | 0 | 0 | 0 | 0 | 0 | 0 | 0 | 0 | 0 |  | 0 | 0 | 0 | 0 |  | 0 | 0 | 0 | 0 | 0
1961-12-17 | 1961 | 12 | 17 | 0 | 0.3 | 0.3 | 0.3 | 0.2 | 0.3 | 0.3 | 0.3 | 0.3 | 0.3 | 0.3 | 0.3 | 0.2 | 0.3 | 0.3 | 0.3 | 0.3 | 0.3 | 0.3 | 0.3 | 0.2 | 0.3 | 0.3 | 0.3 |  | 6.6 | 6.6 | 6.6 | 1.7764e-15 |  | 0 | 0 | 0 | 0 | 0
1961-12-18 | 1961 | 12 | 18 | 0 | 0 | 0.1 | 0 | 0 | 0 | 0 | 0.1 | 0 | 0 | 0 | 0 | 0 | 0 | 0 | 0 | 0 | 0 | 0 | 0 | 0 | 0.1 | 0 | 0 |  | 0.3 | 0.3 | 0.3 | 5.5511e-17 |  | 0 | 0 | 0 | 0 | 0
1961-12-19 | 1961 | 12 | 19 | 0 | 0 | 0 | 0 | 0 | 0 | 0 | 0 | 0 | 0 | 0 | 0 | 0 | 0 | 0 | 0 | 0 | 0 | 0 | 0 | 0 | 0 | 0 | 0 |  | 0 | 0 | 0 | 0 |  | 0 | 0 | 0 | 0 | 0
1961-12-20 | 1961 | 12 | 20 | 0 | 0 | 0 | 0 | 0 | 0 | 0 | 0 | 0 | 0 | 0 | 0 | 0 | 0 | 0 | 0 | 0 | 0 | 0 | 0 | 0 | 0 | 0 | 0 |  | 0 | 0 | 0 | 0 |  | 0 | 0 | 0 | 0 | 0
1961-12-21 | 1961 | 12 | 21 | 0 | 0 | 0 | 0 | 0 | 0 | 0 | 0 | 0 | 0 | 0 | 0 | 0 | 0 | 0 | 0 | 0 | 0 | 0 | 0 | 0 | 0 | 0 | 0 |  | 0 | 0 | 0 | 0 |  | 0 | 0 | 0 | 0 | 0
1961-12-22 | 1961 | 12 | 22 | 0 | 0 | 0 | 0 | 0 | 0 | 0 | 0 | 0 | 0 | 0 | 0 | 0 | 0 | 0 | 0 | 0 | 0 | 0 | 0 | 0 | 0 | 0 | 0 |  | 0 | 0 | 0 | 0 |  | 0 | 0 | 0 | 0 | 0
1961-12-23 | 1961 | 12 | 23 | 0 | 0 | 0 | 0 | 0 | 0 | 0 | 0 | 0 | 0 | 0 | 0 | 0 | 0 | 0 | 0 | 0 | 0 | 0 | 0 | 0 | 0 | 0 | 0 |  | 0 | 0 | 0 | 0 |  | 0 | 0 | 0 | 0 | 0
1961-12-24 | 1961 | 12 | 24 | 0 | 0 | 0 | 0 | 0 | 0 | 0 | 0 | 0.1 | 0 | 0 | 0 | 0 | 0 | 0 | 0.5 | 0.1 | 0.2 | 0.1 | 0 | 0 | 0 | 0 | 0 |  | 1 | 1 | 1 | 1.1102e-16 |  | 0 | 0 | 0 | 0 | 0
1961-12-25 | 1961 | 12 | 25 | 0.1 | 0 | 0 | 0 | 0 | 0 | 0 | 0 | 0 | 0 | 0 | 0 | 0 | 0 | 0 | 0 | 0 | 0 | 0 | 0 | 0.1 | 0.1 | 0 | 0 |  | 0.3 | 0.3 | 0.3 | 5.5511e-17 |  | 0 | 0 | 0 | 0 | 0
1961-12-26 | 1961 | 12 | 26 | 0 | 0 | 0 | 0 | 0 | 0 | 0 | 0 | 0 | 0 | 0 | 0 | 0 | 0 | 0 | 0 | 0 | 0 | 0 | 0 | 0 | 0 | 0 | 0 |  | 0 | 0 | 0 | 0 |  | 0 | 0 | 0 | 0 | 0
1961-12-27 | 1961 | 12 | 27 | 0 | 0 | 0 | 0 | 0 | 0 | 0 | 0 | 0 | 0 | 0 | 0 | 0 | 0 | 0 | 0 | 0 | 0 | 0 | 0 | 0 | 0 | 0 | 0 |  | 0 | 0 | 0 | 0 |  | 0 | 0 | 0 | 0 | 0
1961-12-28 | 1961 | 12 | 28 | 0 | 0 | 0 | 0 | 0 | 0 | 0 | 0 | 0 | 0 | 0 | 0 | 0 | 0 | 0 | 0 | 0 | 0 | 0 | 0 | 0 | 0 | 0 | 0 |  | 0 | 0 | 0 | 0 |  | 0 | 0 | 0 | 0 | 0
1961-12-29 | 1961 | 12 | 29 | 0 | 0 | 0 | 0 | 0 | 0 | 0 | 0 | 0 | 0 | 0 | 0 | 0 | 0 | 0 | 0 | 0 | 0 | 0 | 0 | 0 | 0 | 0 | 0 |  | 0 | 0 | 0 | 0 |  | 0 | 0 | 0 | 0 | 0
1961-12-30 | 1961 | 12 | 30 | 0 | 0 | 0 | 0 | 0 | 0 | 0 | 0 | 0 | 0 | 0 | 0 | 0 | 0 | 0 | 0 | 0 | 0 | 0 | 0 | 0 | 0 | 0 | 0 |  | 0 | 0 | 0 | 0 |  | 0 | 0 | 0 | 0 | 0
1961-12-31 | 1961 | 12 | 31 | 0 | 0 | 0 | 0 | 0 | 0 | 0 | 0 | 0 | 0 | 0 | 0 | 0 | 0 | 0 | 0 | 0 | 0 | 0 | 0 | 0 | 0 | 0 | 0 |  | 0 | 0 | 0 | 0 |  | 0 | 0 | 0 | 0 | 0
1962-01-01 | 1962 | 1 | 1 | 0 | 0 | 0 | 0 | 0 | 0 | 0 | 0 | 0 | 0 | 0 | 0 | 0 | 0 | 0 | 0 | 0 | 0 | 0 | 0 | 0 | 0 | 0 | 0 |  | 0 | 0 | 0 | 0 |  | 0 | 0 | 0 | 0 | 0
1962-01-02 | 1962 | 1 | 2 | 0 | 0 | 0 | 0 | 0 | 0 | 0 | 0 | 0 | 0 | 0 | 0 | 0 | 0 | 0 | 0 | 0 | 0 | 0 | 0 | 0 | 0 | 0 | 0 |  | 0 | 0 | 0 | 0 |  | 0 | 0 | 0 | 0 | 0
1962-01-03 | 1962 | 1 | 3 | 0 | 0 | 0 | 0 | 0 | 0 | 0 | 0 | 0 | 0 | 0 | 0 | 0 | 0 | 0.1 | 0 | 0 | 0 | 0.1 | 0.1 | 0 | 0.1 | 0 | 0.1 |  | 0.5 | 0.5 | 0.5 | 0 |  | 0 | 0 | 0 | 0 | 0
1962-01-04 | 1962 | 1 | 4 | 0.3 | 0.2 | 0.3 | 0.2 | 0.3 | 0 | 0 | 0 | 0 | 0 | 0 | 0 | 0 | 0 | 0 | 0 | 0 | 0 | 0 | 0 | 0 | 0 | 0 | 0 |  | 1.3 | 1.3 | 1.3 | 0 |  | 0 | 0 | 0 | 0 | 0
1962-01-05 | 1962 | 1 | 5 | 0 | 0 | 0 | 0 | 0 | 0 | 0 | 0 | 0 | 0 | 0 | 0 | 0 | 0 | 0 | 0 | 0 | 0 | 0 | 0 | 0 | 0 | 0 | 0 |  | 0 | 0 | 0 | 0 |  | 0 | 0 | 0 | 0 | 0
1962-01-06 | 1962 | 1 | 6 | 0 | 0 | 0 | 0 | 0 | 0 | 0 | 0 | 0 | 0 | 0 | 0 | 0 | 0 | 0 | 0 | 0 | 0 | 0 | 0 | 0 | 0 | 0 | 0 |  | 0 | 0 | 0 | 0 |  | 0 | 0 | 0 | 0 | 0
1962-01-07 | 1962 | 1 | 7 | 0 | 0 | 0 | 0 | 0 | 0 | 0 | 0 | 0.2 | 0.2 | 0.1 | 0.2 | 0.2 | 0.2 | 0.1 | 0.2 | 0.2 | 0.2 | 0.1 | 0.2 | 0.2 | 0.2 | 0.1 | 0.2 |  | 2.8 | 2.8 | 2.8 | 8.8818e-16 |  | 0 | 0 | 0 | 0 | 0
1962-01-08 | 1962 | 1 | 8 | 0 | 0 | 0 | 0 | 0 | 0 | 0 | 0 | 0 | 0 | 0 | 0 | 0 | 0 | 0 | 0 | 0 | 0 | 0 | 0 | 0 | 0 | 0 | 0 |  | 0 | 0 | 0 | 0 |  | 0 | 0 | 0 | 0 | 0
1962-01-09 | 1962 | 1 | 9 | 0 | 0 | 0 | 0 | 0 | 0 | 0 | 0 | 0 | 0 | 0 | 0 | 0 | 0 | 0 | 0 | 0 | 0 | 0 | 0 | 0 | 0 | 0 | 0 |  | 0 | 0 | 0 | 0 |  | 0 | 0 | 0 | 0 | 0
1962-01-10 | 1962 | 1 | 10 | 0 | 0 | 0 | 0 | 0 | 0 | 0 | 0 | 0 | 0 | 0 | 0 | 0 | 0 | 0 | 0 | 0 | 0 | 0 | 0 | 0 | 0 | 0 | 0 |  | 0 | 0 | 0 | 0 |  | 0 | 0 | 0 | 0 | 0
1962-01-11 | 1962 | 1 | 11 | 0 | 0 | 0 | 0 | 0 | 0 | 0 | 0 | 0 | 0 | 0 | 0 | 0 | 0 | 0 | 0 | 0 | 0 | 0 | 0 | 0 | 0 | 0 | 0 |  | 0 | 0 | 0 | 0 |  | 0 | 0 | 0 | 0 | 0
1962-01-12 | 1962 | 1 | 12 | 0 | 0 | 0 | 0 | 0 | 0 | 0 | 0 | 0 | 0 | 0 | 0 | 0 | 0 | 0 | 0 | 0 | 0 | 0 | 0 | 0 | 0 | 0 | 0 |  | 0 | 0 | 0 | 0 |  | 0 | 0 | 0 | 0 | 0
1962-01-13 | 1962 | 1 | 13 | 0 | 0.1 | 0 | 0.1 | 0 | 0.1 | 0 | 0.1 | 0 | 0 | 0.1 | 0 | 0.1 | 0 | 0.1 | 0 | 0 | 0 | 0 | 0 | 0.1 | 0 | 0 | 0 |  | 0.8 | 0.8 | 0.8 | 1.1102e-16 |  | 0 | 0 | 0 | 0 | 0
1962-01-14 | 1962 | 1 | 14 | 0 | 0 | 0 | 0 | 0 | 0 | 0 | 0 | 0 | 0 | 0 | 0 | 0.1 | 0 | 0 | 0 | 0.1 | 0 | 0 | 0 | 0.1 | 0 | 0 | 0 |  | 0.3 | 0.3 | 0.3 | 5.5511e-17 |  | 0 | 0 | 0 | 0 | 0
1962-01-15 | 1962 | 1 | 15 | 0 | 0 | 0 | 0 | 0 | 0 | 0 | 0 | 0 | 0 | 0 | 0 | 0 | 0 | 0 | 0 | 0 | 0 | 0 | 0 | 0 | 0 | 0 | 0 |  | 0 | 0 | 0 | 0 |  | 0 | 0 | 0 | 0 | 0
1962-01-16 | 1962 | 1 | 16 | 0 | 0 | 0 | 0 | 0 | 0 | 0 | 0 | 0 | 0 | 0 | 0 | 0.1 | 0 | 0 | 0 | 0 | 0.1 | 0 | 0 | 0 | 0.1 | 0 | 0 |  | 0.3 | 0.3 | 0.3 | 5.5511e-17 |  | 0 | 0 | 0 | 0 | 0
1962-01-17 | 1962 | 1 | 17 | 0 | 0 | 0 | 0 | 0 | 0 | 0 | 0 | 0 | 0 | 0 | 0 | 0 | 0 | 0 | 0 | 0 | 0 | 0 | 0 | 0 | 0 | 0 | 0 |  | 0 | 0 | 0 | 0 |  | 0 | 0 | 0 | 0 | 0
1962-01-18 | 1962 | 1 | 18 | 0 | 0 | 0 | 0 | 0 | 0 | 0 | 0 | 0 | 0 | 0 | 0 | 0 | 0 | 0 | 0 | 0 | 0 | 0 | 0 | 0 | 0 | 0 | 0 |  | 0 | 0 | 0 | 0 |  | 0 | 0 | 0 | 0 | 0
1962-01-19 | 1962 | 1 | 19 | 0 | 0 | 0 | 0 | 0 | 0 | 0 | 0 | 0 | 0 | 0 | 0 | 0 | 0 | 0 | 0 | 0 | 0 | 0 | 0 | 0 | 0 | 0 | 0 |  | 0 | 0 | 0 | 0 |  | 0 | 0 | 0 | 0 | 0
1962-01-20 | 1962 | 1 | 20 | 0 | 0 | 0.1 | 0 | 0.1 | 0 | 0.1 | 0 | 0 | 0 | 0 | 0 | 0 | 0 | 0 | 0 | 0 | 0 | 0 | 0 | 0.1 | 0 | 0.1 | 0 |  | 0.5 | 0.5 | 0.5 | 0 |  | 0 | 0 | 0 | 0 | 0
1962-01-21 | 1962 | 1 | 21 | 0.1 | 0 | 0.1 | 0 | 0.1 | 0 | 0.1 | 0 | 0.1 | 0 | 0 | 0 | 0 | 0 | 0 | 0 | 0 | 0 | 0 | 0 | 0 | 0 | 0 | 0 |  | 0.5 | 0.5 | 0.5 | 0 |  | 0 | 0 | 0 | 0 | 0
1962-01-22 | 1962 | 1 | 22 | 0 | 0 | 0 | 0 | 0 | 0 | 0 | 0 | 0 | 0 | 0 | 0 | 0 | 0 | 0 | 0 | 0 | 0 | 0 | 0 | 0 | 0 | 0 | 0 |  | 0 | 0 | 0 | 0 |  | 0 | 0 | 0 | 0 | 0
1962-01-23 | 1962 | 1 | 23 | 0 | 0 | 0 | 0 | 0 | 0 | 0 | 0 | 0 | 0 | 0 | 0 | 0 | 0 | 0 | 0 | 0 | 0 | 0 | 0 | 0 | 0 | 0 | 0 |  | 0 | 0 | 0 | 0 |  | 0 | 0 | 0 | 0 | 0
1962-01-24 | 1962 | 1 | 24 | 0 | 0 | 0 | 0 | 0 | 0 | 0 | 0 | 0 | 0 | 0 | 0 | 0 | 0 | 0 | 0 | 0 | 0 | 0 | 0 | 0 | 0 | 0 | 0 |  | 0 | 0 | 0 | 0 |  | 0 | 0 | 0 | 0 | 0
1962-01-25 | 1962 | 1 | 25 | 0 | 0 | 0 | 0 | 0 | 0 | 0 | 0 | 0 | 0 | 0 | 0 | 0 | 0 | 0.4 | 0.4 | 0.4 | 0.4 | 0.5 | 0.4 | 0.4 | 0.4 | 0.4 | 0.4 |  | 4.1 | 4.1 | 4.1 | 0 |  | 0 | 0 | 0 | 0 | 0
1962-01-26 | 1962 | 1 | 26 | 0.1 | 0.1 | 0.1 | 0.1 | 0.1 | 0.1 | 0.1 | 0.1 | 0 | 0 | 0 | 0 | 0 | 0 | 0 | 0 | 0 | 0 | 0 | 0 | 0 | 0 | 0 | 0 |  | 0.8 | 0.8 | 0.8 | 1.1102e-16 |  | 0 | 0 | 0 | 0 | 0
1962-01-27 | 1962 | 1 | 27 | 0 | 0 | 0 | 0 | 0 | 0 | 0 | 0 | 0 | 0 | 0 | 0 | 0 | 0 | 0 | 0 | 0 | 0 | 0 | 0 | 0 | 0 | 0 | 0 |  | 0 | 0 | 0 | 0 |  | 0 | 0 | 0 | 0 | 0
1962-01-28 | 1962 | 1 | 28 | 0 | 0 | 0 | 0 | 0 | 0 | 0 | 0 | 0 | 0 | 0 | 0 | 0 | 0 | 0 | 0 | 0 | 0 | 0 | 0 | 0 | 0 | 0 | 0 |  | 0 | 0 | 0 | 0 |  | 0 | 0 | 0 | 0 | 0
1962-01-29 | 1962 | 1 | 29 | 0 | 0 | 0 | 0 | 0 | 0 | 0 | 0 | 0 | 0 | 0 | 0 | 0 | 0 | 0 | 0 | 0 | 0 | 0 | 0 | 0 | 0 | 0 | 0 |  | 0 | 0 | 0 | 0 |  | 0 | 0 | 0 | 0 | 0
1962-01-30 | 1962 | 1 | 30 | 0 | 0 | 0 | 0 | 0 | 0 | 0 | 0 | 0 | 0 | 0 | 0 | 0 | 0 | 0 | 0 | 0 | 0 | 0 | 0 | 0 | 0 | 0 | 0 |  | 0 | 0 | 0 | 0 |  | 0 | 0 | 0 | 0 | 0
1962-01-31 | 1962 | 1 | 31 | 0 | 0 | 0 | 0 | 0 | 0 | 0 | 0 | 0 | 0 | 0 | 0 | 0 | 0 | 0 | 0 | 0 | 0 | 0 | 0 | 0 | 0 | 0 | 0 |  | 0 | 0 | 0 | 0 |  | 0 | 0 | 0 | 0 | 0
1962-02-01 | 1962 | 2 | 1 | 0 | 0 | 0 | 0 | 0 | 0 | 0 | 0 | 0 | 0 | 0 | 0 | 0 | 0 | 0 | 0 | 0 | 0 | 0 | 0 | 0 | 0 | 0 | 0 |  | 0 | 0 | 0 | 0 |  | 0 | 0 | 0 | 0 | 0
1962-02-02 | 1962 | 2 | 2 | 0 | 0 | 0 | 0 | 0 | 0 | 0 | 0 | 0 | 0 | 0 | 0 | 0 | 0 | 0 | 0 | 0 | 0 | 0 | 0 | 0 | 0 | 0 | 0 |  | 0 | 0 | 0 | 0 |  | 0 | 0 | 0 | 0 | 0
1962-02-03 | 1962 | 2 | 3 | 0 | 0 | 0 | 0 | 0 | 0 | 0 | 0 | 0 | 0 | 0 | 0 | 0 | 0 | 0 | 0 | 0 | 0 | 0 | 0.2 | 0.2 | 0.2 | 0.2 | 0.2 |  | 1 | 1 | 1 | 0 |  | 0 | 0 | 0 | 0 | 0
1962-02-04 | 1962 | 2 | 4 | 0 | 0.1 | 0 | 0.1 | 0 | 0.1 | 0 | 0 | 0 | 0.1 | 0 | 0 | 0 | 0.1 | 0 | 0 | 0 | 0 | 0 | 0 | 0 | 0 | 0 | 0 |  | 0.5 | 0.5 | 0.5 | 0 |  | 0 | 0 | 0 | 0 | 0
1962-02-05 | 1962 | 2 | 5 | 0 | 0 | 0 | 0 | 0 | 0 | 0 | 0 | 0 | 0 | 0 | 0 | 0 | 0 | 0 | 0 | 0 | 0 | 0 | 0 | 0 | 0 | 0 | 0 |  | 0 | 0 | 0 | 0 |  | 0 | 0 | 0 | 0 | 0
1962-02-06 | 1962 | 2 | 6 | 0 | 0 | 0 | 0 | 0 | 0 | 0 | 0 | 0 | 0 | 0 | 0 | 0 | 0 | 0 | 0 | 0 | 0 | 0 | 0 | 0 | 0 | 0 | 0 |  | 0 | 0 | 0 | 0 |  | 0 | 0 | 0 | 0 | 0
1962-02-07 | 1962 | 2 | 7 | 0 | 0 | 0 | 0 | 0 | 0 | 0 | 0 | 0 | 0 | 0 | 0 | 0 | 0 | 0 | 0 | 0 | 0 | 0 | 0 | 0 | 0 | 0 | 0 |  | 0 | 0 | 0 | 0 |  | 0 | 0 | 0 | 0 | 0
1962-02-08 | 1962 | 2 | 8 | 0 | 0 | 0 | 0 | 0 | 0 | 0 | 0 | 0 | 0 | 0 | 0 | 0 | 0 | 0 | 0 | 0 | 0 | 0 | 0 | 0 | 0 | 0 | 0 |  | 0 | 0 | 0 | 0 |  | 0 | 0 | 0 | 0 | 0
1962-02-09 | 1962 | 2 | 9 | 0 | 0 | 0 | 0 | 0 | 0 | 0 | 0 | 0 | 0 | 0 | 0 | 0 | 0 | 0 | 0 | 0 | 0 | 0 | 0 | 0 | 0 | 0 | 0 |  | 0 | 0 | 0 | 0 |  | 0 | 0 | 0 | 0 | 0
1962-02-10 | 1962 | 2 | 10 | 0 | 0 | 0 | 0.4 | 0.5 | 0.4 | 0 | 0 | 0 | 0 | 0 | 0 | 0 | 0 | 0 | 0 | 0 | 0 | 0 | 0 | 0 | 0 | 0 | 0 |  | 1.3 | 1.3 | 1.3 | 0 |  | 0 | 0 | 0 | 0 | 0
1962-02-11 | 1962 | 2 | 11 | 0 | 0 | 0 | 0 | 0 | 0 | 0 | 0 | 0 | 0 | 0 | 0 | 0 | 0 | 0 | 0 | 0 | 0 | 0 | 0 | 0 | 0 | 0 | 0 |  | 0 | 0 | 0 | 0 |  | 0 | 0 | 0 | 0 | 0
1962-02-12 | 1962 | 2 | 12 | 0 | 0 | 0 | 0 | 0 | 0 | 0 | 0 | 0 | 0 | 0 | 0 | 0 | 0 | 0 | 0 | 0 | 0 | 0 | 0 | 0 | 0 | 0 | 0 |  | 0 | 0 | 0 | 0 |  | 0 | 0 | 0 | 0 | 0
1962-02-13 | 1962 | 2 | 13 | 0 | 0 | 0 | 0 | 0 | 0 | 0 | 0 | 0 | 0 | 0 | 0 | 0 | 0 | 0 | 0 | 0 | 0 | 0 | 0 | 0 | 0 | 0 | 0 |  | 0 | 0 | 0 | 0 |  | 0 | 0 | 0 | 0 | 0
1962-02-14 | 1962 | 2 | 14 | 0 | 0.2 | 0.1 | 0.2 | 0.2 | 0.1 | 0.2 | 0.1 | 0.2 | 0.3 | 0.2 | 0.2 | 0.1 | 0.2 | 0.2 | 0.1 | 0.2 | 0.1 | 0.2 | 0.2 | 0.1 | 0.2 | 0 | 0 |  | 3.6 | 3.6 | 3.6 | 1.3323e-15 |  | 0 | 0 | 0 | 0 | 0
1962-02-15 | 1962 | 2 | 15 | 0 | 0 | 0.1 | 0 | 0.1 | 0 | 0.1 | 0 | 0 | 0.1 | 0 | 0.1 | 0 | 0.1 | 0 | 0.1 | 0 | 0 | 0.1 | 0 | 0.1 | 0 | 0.1 | 0 |  | 1 | 1 | 1 | 1.1102e-16 |  | 0 | 0 | 0 | 0 | 0
1962-02-16 | 1962 | 2 | 16 | 0 | 0.1 | 0 | 0 | 0 | 0 | 0 | 0 | 0 | 0 | 0.1 | 0 | 0 | 0.1 | 0 | 0 | 0 | 0.1 | 0 | 0 | 0.1 | 0 | 0 | 0 |  | 0.5 | 0.5 | 0.5 | 0 |  | 0 | 0 | 0 | 0 | 0
1962-02-17 | 1962 | 2 | 17 | 0.1 | 0.2 | 0.1 | 0.1 | 0 | 0 | 0 | 0 | 0 | 0 | 0 | 0 | 0 | 0 | 0 | 0 | 0 | 0 | 0 | 0 | 0 | 0 | 0 | 0 |  | 0.5 | 0.5 | 0.5 | 0 |  | 0 | 0 | 0 | 0 | 0
1962-02-18 | 1962 | 2 | 18 | 0 | 0 | 0 | 0 | 0 | 0 | 0 | 0 | 0 | 0 | 0 | 0 | 0 | 0 | 0 | 0 | 0 | 0 | 0 | 0 | 0 | 0 | 0 | 0 |  | 0 | 0 | 0 | 0 |  | 0 | 0 | 0 | 0 | 0
1962-02-19 | 1962 | 2 | 19 | 0 | 0.1 | 0 | 0 | 0.1 | 0 | 0 | 0.1 | 0 | 0 | 0.1 | 0 | 0 | 0.1 | 0 | 0 | 0.1 | 0 | 0 | 0.1 | 0 | 0 | 0.1 | 0 |  | 0.8 | 0.8 | 0.8 | 1.1102e-16 |  | 0 | 0 | 0 | 0 | 0
1962-02-20 | 1962 | 2 | 20 | 0.1 | 0 | 0.1 | 0 | 0.1 | 0 | 0.1 | 0 | 0 | 0 | 0 | 0 | 0 | 0 | 0 | 0 | 0 | 0 | 0 | 0 | 0 | 0 | 0.1 | 0 |  | 0.5 | 0.5 | 0.5 | 0 |  | 0 | 0 | 0 | 0 | 0
1962-02-21 | 1962 | 2 | 21 | 0 | 0.1 | 0 | 0.1 | 0 | 0.1 | 0 | 0 | 0 | 0 | 0 | 0 | 0 | 0 | 0 | 0 | 0 | 0 | 0 | 0 | 0 | 0 | 0 | 0 |  | 0.3 | 0.3 | 0.3 | 5.5511e-17 |  | 0 | 0 | 0 | 0 | 0
1962-02-22 | 1962 | 2 | 22 | 0 | 0 | 0 | 0 | 0.1 | 0 | 0 | 0 | 0.1 | 0 | 0 | 0.1 | 0 | 0 | 0 | 0.1 | 0 | 0 | 0 | 0.1 | 0 | 0 | 0 | 0 |  | 0.5 | 0.5 | 0.5 | 0 |  | 0 | 0 | 0 | 0 | 0
1962-02-23 | 1962 | 2 | 23 | 0 | 0 | 0 | 0 | 0 | 0 | 0 | 0 | 0 | 0 | 0 | 0 | 0 | 0 | 0 | 0 | 0 | 0 | 0 | 0 | 0 | 0 | 0 | 0 |  | 0 | 0 | 0 | 0 |  | 0 | 0 | 0 | 0 | 0
1962-02-24 | 1962 | 2 | 24 | 0 | 0 | 0 | 0 | 0 | 0 | 0 | 0 | 0 | 0 | 0 | 0 | 0 | 0 | 0 | 0 | 0 | 0 | 0.1 | 0 | 0.1 | 0 | 0.1 | 0 |  | 0.3 | 0.3 | 0.3 | 5.5511e-17 |  | 0 | 0 | 0 | 0 | 0
1962-02-25 | 1962 | 2 | 25 | 0 | 0 | 0 | 0 | 0 | 0 | 0 | 0 | 0 | 0 | 0 | 0 | 0 | 0 | 0 | 0 | 0 | 0 | 0 | 0 | 0 | 0 | 0 | 0 |  | 0 | 0 | 0 | 0 |  | 0 | 0 | 0 | 0 | 0
1962-02-26 | 1962 | 2 | 26 | 0 | 0 | 0 | 0 | 0 | 0 | 0 | 0 | 0 | 0 | 0 | 0 | 0 | 0 | 0 | 0 | 0 | 0 | 0.1 | 0 | 0.1 | 0 | 0.1 | 0 |  | 0.3 | 0.3 | 0.3 | 5.5511e-17 |  | 0 | 0 | 0 | 0 | 0
1962-02-27 | 1962 | 2 | 27 | 0 | 0 | 0 | 0.1 | 0 | 0 | 0 | 0 | 0 | 0 | 0 | 0 | 0.1 | 0 | 0 | 0 | 0 | 0 | 0 | 0 | 0.1 | 0 | 0 | 0 |  | 0.3 | 0.3 | 0.3 | 5.5511e-17 |  | 0 | 0 | 0 | 0 | 0
1962-02-28 | 1962 | 2 | 28 | 0 | 0 | 0 | 0 | 0 | 0 | 0 | 0 | 0 | 0 | 0 | 0 | 0 | 0 | 0 | 0 | 0 | 0 | 0 | 0 | 0 | 0 | 0 | 0 |  | 0 | 0 | 0 | 0 |  | 0 | 0 | 0 | 0 | 0
1962-03-01 | 1962 | 3 | 1 | 0.1 | 0 | 0.1 | 0 | 0.1 | 0 | 0.1 | 0.1 | 0 | 0.1 | 0 | 0.1 | 0 | 0.1 | 0 | 0 | 0.1 | 0.1 | 0 | 0.1 | 0 | 0.1 | 0 | 0.1 |  | 1.3 | 1.3 | 1.3 | 0 |  | 0 | 0 | 0 | 0 | 0
1962-03-02 | 1962 | 3 | 2 | 0 | 0.1 | 0 | 0 | 0.1 | 0 | 0 | 0 | 0.1 | 0 | 0 | 0 | 0 | 0 | 0 | 0 | 0 | 0 | 0 | 0 | 0 | 0 | 0 | 0 |  | 0.3 | 0.3 | 0.3 | 5.5511e-17 |  | 0 | 0 | 0 | 0 | 0
1962-03-03 | 1962 | 3 | 3 | 0 | 0 | 0 | 0 | 0 | 0 | 0 | 0 | 0 | 0 | 0 | 0 | 0 | 0 | 0 | 0 | 0 | 0 | 0 | 0 | 0 | 0 | 0 | 0 |  | 0 | 0 | 0 | 0 |  | 0 | 0 | 0 | 0 | 0
1962-03-04 | 1962 | 3 | 4 | 0 | 0 | 0 | 0 | 0 | 0 | 0 | 0 | 0 | 0 | 0 | 0 | 0 | 0 | 0 | 0 | 0 | 0 | 0 | 0 | 0 | 0 | 0 | 0 |  | 0 | 0 | 0 | 0 |  | 0 | 0 | 0 | 0 | 0
1962-03-05 | 1962 | 3 | 5 | 0 | 0 | 0 | 0 | 0 | 0 | 0 | 0 | 0 | 0 | 0 | 0 | 0 | 0 | 0 | 0 | 0 | 0 | 0 | 0 | 0 | 0 | 0 | 0 |  | 0 | 0 | 0 | 0 |  | 0 | 0 | 0 | 0 | 0
1962-03-06 | 1962 | 3 | 6 | 0 | 0 | 0 | 0 | 0 | 0 | 0 | 0 | 0 | 0 | 0 | 0 | 0 | 0 | 0 | 0 | 0 | 0 | 0 | 0 | 0 | 0 | 0 | 0 |  | 0 | 0 | 0 | 0 |  | 0 | 0 | 0 | 0 | 0
1962-03-07 | 1962 | 3 | 7 | 0 | 0 | 0 | 0 | 0 | 0 | 0 | 0 | 0 | 0 | 0 | 0 | 0 | 0 | 0 | 0 | 0 | 0 | 0 | 0 | 0 | 0 | 0 | 0 |  | 0 | 0 | 0 | 0 |  | 0 | 0 | 0 | 0 | 0
1962-03-08 | 1962 | 3 | 8 | 0 | 0 | 0 | 0 | 0 | 0 | 0 | 0 | 0 | 0 | 0 | 0 | 0 | 0 | 0 | 0 | 0 | 0 | 0.5 | 0.5 | 0.5 | 0.5 | 0 | 0 |  | 2 | 2 | 2 | 0 |  | 0 | 0 | 0 | 0 | 0
1962-03-09 | 1962 | 3 | 9 | 0 | 0 | 0.1 | 0 | 0 | 0 | 0 | 0.1 | 0 | 0 | 0 | 0.1 | 0 | 0 | 0 | 0 | 0.1 | 0 | 0 | 0 | 0 | 0.1 | 0 | 0 |  | 0.5 | 0.5 | 0.5 | 0 |  | 0 | 0 | 0 | 0 | 0
1962-03-10 | 1962 | 3 | 10 | 0 | 0.1 | 0 | 0.1 | 0 | 0.1 | 0 | 0 | 0.1 | 0 | 0.1 | 0 | 0 | 0.1 | 0 | 0.1 | 0 | 0 | 0.1 | 0 | 0.1 | 0 | 0.1 | 0 |  | 1 | 1 | 1 | 1.1102e-16 |  | 0 | 0 | 0 | 0 | 0
1962-03-11 | 1962 | 3 | 11 | 0 | 0 | 0 | 0 | 0 | 0 | 0 | 0 | 0 | 0 | 0 | 0 | 0 | 0 | 0 | 0 | 0 | 0 | 0 | 0 | 0 | 0 | 0 | 0 |  | 0 | 0 | 0 | 0 |  | 0 | 0 | 0 | 0 | 0
1962-03-12 | 1962 | 3 | 12 | 0 | 0 | 0 | 0 | 0 | 0 | 0 | 0 | 0 | 0 | 0 | 0 | 0 | 0 | 0 | 0 | 0 | 0 | 0 | 0 | 0 | 0 | 0 | 0 |  | 0 | 0 | 0 | 0 |  | 0 | 0 | 0 | 0 | 0
1962-03-13 | 1962 | 3 | 13 | 0 | 0 | 0 | 0 | 0 | 0 | 0 | 0 | 0 | 0 | 0 | 0 | 0 | 0 | 0 | 0 | 0 | 0 | 0 | 0 | 0 | 0 | 0 | 0 |  | 0 | 0 | 0 | 0 |  | 0 | 0 | 0 | 0 | 0
1962-03-14 | 1962 | 3 | 14 | 0 | 0 | 0 | 0 | 0 | 0 | 0 | 0 | 0 | 0 | 0 | 0 | 0 | 0 | 0 | 0 | 0 | 0 | 0 | 0 | 0 | 0 | 0 | 0 |  | 0 | 0 | 0 | 0 |  | 0 | 0 | 0 | 0 | 0
1962-03-15 | 1962 | 3 | 15 | 0 | 0 | 0 | 0 | 0 | 0 | 0 | 0 | 0 | 0 | 0 | 0 | 0 | 0 | 0 | 0 | 0 | 0 | 0 | 0 | 0 | 0 | 0 | 0 |  | 0 | 0 | 0 | 0 |  | 0 | 0 | 0 | 0 | 0
1962-03-16 | 1962 | 3 | 16 | 0 | 0 | 0 | 0 | 0 | 0 | 0 | 0 | 0 | 0 | 0 | 0 | 0 | 0 | 0 | 0 | 0 | 0 | 0 | 0 | 0 | 0 | 0 | 0 |  | 0 | 0 | 0 | 0 |  | 0 | 0 | 0 | 0 | 0
1962-03-17 | 1962 | 3 | 17 | 0 | 0 | 0 | 0 | 0 | 0 | 0 | 0 | 0 | 0 | 0 | 0 | 0 | 0 | 0 | 0 | 0 | 0 | 0 | 0 | 0 | 0 | 0 | 0 |  | 0 | 0 | 0 | 0 |  | 0 | 0 | 0 | 0 | 0
1962-03-18 | 1962 | 3 | 18 | 0 | 0 | 0 | 0 | 0 | 0 | 0 | 0 | 0 | 0 | 0 | 0 | 0 | 0 | 0 | 0 | 0 | 0 | 0 | 0 | 0 | 0 | 0 | 0 |  | 0 | 0 | 0 | 0 |  | 0 | 0 | 0 | 0 | 0
1962-03-19 | 1962 | 3 | 19 | 0 | 0 | 0 | 0 | 0 | 0 | 0 | 0 | 0 | 0 | 0 | 0 | 0 | 0 | 0 | 0 | 0 | 0 | 0 | 0 | 0 | 0 | 0 | 0 |  | 0 | 0 | 0 | 0 |  | 0 | 0 | 0 | 0 | 0
1962-03-20 | 1962 | 3 | 20 | 0 | 0 | 0 | 0 | 0 | 0 | 0 | 0 | 0 | 0 | 0 | 0 | 0 | 0 | 0 | 0 | 0 | 0 | 0 | 0 | 0 | 0 | 0 | 0 |  | 0 | 0 | 0 | 0 |  | 0 | 0 | 0 | 0 | 0
1962-03-21 | 1962 | 3 | 21 | 0.1 | 0 | 0.1 | 0.1 | 0.1 | 0 | 0 | 0 | 0 | 0 | 0 | 0 | 0 | 0 | 0 | 0.1 | 0 | 0 | 0 | 0 | 0 | 0 | 0 | 0 |  | 0.5 | 0.5 | 0.5 | 0 |  | 0 | 0 | 0 | 0 | 0
1962-03-22 | 1962 | 3 | 22 | 0 | 0 | 0 | 0 | 0 | 0 | 0 | 0 | 0 | 0 | 0 | 0 | 0 | 0 | 0 | 0 | 0 | 0 | 0 | 0 | 0 | 0 | 0 | 0 |  | 0 | 0 | 0 | 0 |  | 0 | 0 | 0 | 0 | 0
1962-03-23 | 1962 | 3 | 23 | 0.5 | 0.5 | 0.5 | 0.6 | 0.5 | 0.5 | 0.5 | 0 | 0 | 0.5 | 0 | 0 | 0 | 0 | 0 | 0 | 0 | 0 | 0 | 0 | 0 | 0 | 0 | 0 |  | 4.1 | 4.1 | 4.1 | 0 |  | 0 | 0 | 0 | 0 | 0
1962-03-24 | 1962 | 3 | 24 | 0 | 0 | 0 | 0 | 0 | 0 | 0 | 0 | 0 | 0 | 0 | 0 | 0 | 0 | 0 | 0 | 0 | 0 | 0 | 0 | 0 | 0 | 0 | 0 |  | 0 | 0 | 0 | 0 |  | 0 | 0 | 0 | 0 | 0
1962-03-25 | 1962 | 3 | 25 | 0 | 0 | 0 | 0 | 0 | 0 | 0 | 0 | 0 | 0 | 0 | 0 | 0 | 0 | 0 | 0 | 0 | 0 | 0 | 0 | 0 | 0 | 0 | 0 |  | 0 | 0 | 0 | 0 |  | 0 | 0 | 0 | 0 | 0
1962-03-26 | 1962 | 3 | 26 | 0 | 0 | 0 | 0 | 0 | 0 | 0 | 0 | 0 | 0 | 0 | 0 | 0 | 0 | 0 | 0 | 0 | 0 | 0 | 0 | 0 | 0 | 0 | 0 |  | 0 | 0 | 0 | 0 |  | 0 | 0 | 0 | 0 | 0
1962-03-27 | 1962 | 3 | 27 | 0 | 0 | 0 | 0 | 0 | 0 | 0 | 0 | 0 | 0 | 0 | 0 | 0.2 | 0 | 0.1 | 0 | 0.2 | 0.1 | 0.1 | 0.1 | 0 | 0 | 0 | 0 |  | 0.8 | 0.8 | 0.8 | 1.1102e-16 |  | 0 | 0 | 0 | 0 | 0
1962-03-28 | 1962 | 3 | 28 | 0 | 0 | 0 | 0 | 0 | 0 | 0 | 0 | 0 | 0 | 0 | 0 | 0 | 0 | 0 | 0 | 0 | 0 | 0 | 0 | 0 | 0 | 0 | 0 |  | 0 | 0 | 0 | 0 |  | 0 | 0 | 0 | 0 | 0
1962-03-29 | 1962 | 3 | 29 | 0 | 0 | 0 | 0 | 0 | 0 | 0 | 0 | 0 | 0 | 0 | 0 | 0 | 0 | 0 | 0 | 0 | 0 | 0 | 0 | 0 | 0 | 0 | 0 |  | 0 | 0 | 0 | 0 |  | 0 | 0 | 0 | 0 | 0
1962-03-30 | 1962 | 3 | 30 | 0 | 0 | 0 | 0 | 0 | 0 | 0 | 0 | 0 | 0 | 0 | 0 | 0 | 0 | 0 | 0 | 0 | 0 | 0 | 0 | 0 | 0 | 0 | 0 |  | 0 | 0 | 0 | 0 |  | 0 | 0 | 0 | 0 | 0
1962-03-31 | 1962 | 3 | 31 | 0 | 0 | 0 | 0 | 0 | 0 | 0 | 0 | 0 | 0 | 0 | 0 | 0 | 0 | 0 | 0 | 0 | 0 | 0 | 0 | 0 | 0 | 0 | 0 |  | 0 | 0 | 0 | 0 |  | 0 | 0 | 0 | 0 | 0
1962-04-01 | 1962 | 4 | 1 | 0 | 0 | 0 | 0 | 0 | 0 | 0 | 0 | 0 | 0 | 0 | 0 | 0 | 0 | 0 | 0 | 0 | 0 | 0 | 0 | 0 | 0 | 0 | 0 |  | 0 | 0 | 0 | 0 |  | 0 | 0 | 0 | 0 | 0
1962-04-02 | 1962 | 4 | 2 | 0 | 0 | 0 | 0 | 0 | 0 | 0 | 0 | 0 | 0 | 0 | 0 | 0 | 0 | 0 | 0 | 0 | 0 | 0 | 0 | 0 | 0 | 0 | 0 |  | 0 | 0 | 0 | 0 |  | 0 | 0 | 0 | 0 | 0
1962-04-03 | 1962 | 4 | 3 | 0 | 0 | 0 | 0 | 0 | 0 | 0 | 0 | 0 | 0 | 0 | 0 | 0 | 0 | 0 | 0 | 0 | 0 | 0 | 0 | 0 | 0 | 0 | 0 |  | 0 | 0 | 0 | 0 |  | 0 | 0 | 0 | 0 | 0
1962-04-04 | 1962 | 4 | 4 | 0 | 0 | 0 | 0 | 0 | 0 | 0 | 0 | 0 | 0 | 0 | 0 | 0 | 0 | 0 | 0 | 0 | 0 | 0 | 0 | 0 | 0 | 0 | 0 |  | 0 | 0 | 0 | 0 |  | 0 | 0 | 0 | 0 | 0
1962-04-05 | 1962 | 4 | 5 | 0 | 0 | 0 | 0 | 0 | 0 | 0 | 0 | 0 | 0 | 0 | 0 | 0 | 0 | 0 | 0 | 0 | 0 | 0 | 0 | 0 | 0 | 0 | 0 |  | 0 | 0 | 0 | 0 |  | 0 | 0 | 0 | 0 | 0
1962-04-06 | 1962 | 4 | 6 | 0 | 0 | 0 | 0 | 0 | 0 | 0 | 0 | 0 | 0 | 0 | 0 | 0 | 0 | 0 | 0 | 0 | 0 | 0 | 0 | 0.8 | 0 | 0.7 | 2.3 |  | 3.8 | 3.8 | 3.8 | 0 |  | 0 | 0 | 0 | 0 | 0
1962-04-07 | 1962 | 4 | 7 | 1.1 | 0.6 | 0.5 | 0.6 | 0.5 | 0 | 0 | 0 | 0 | 0 | 0 | 0 | 0 | 0 | 0 | 0 | 0 | 0.5 | 0 | 0 | 0 | 1.2 | 1.1 | 0.5 |  | 6.6 | 6.6 | 6.6 | 0 |  | 0 | 0 | 0 | 0 | 0
1962-04-08 | 1962 | 4 | 8 | 0 | 0 | 0 | 0 | 0 | 0 | 0 | 0 | 0 | 0 | 0 | 0 | 0 | 0 | 0 | 0 | 0 | 0 | 0 | 0 | 0 | 0 | 0 | 0 |  | 0 | 0 | 0 | 0 |  | 0 | 0 | 0 | 0 | 0
1962-04-09 | 1962 | 4 | 9 | 0 | 0 | 0 | 0 | 0 | 0 | 0 | 0 | 0 | 0 | 0 | 0 | 0 | 0 | 0 | 1 | 0 | 0 | 0 | 0 | 0 | 0 | 0 | 0.5 |  | 1.5 | 1.5 | 1.5 | 0 |  | 0 | 0 | 0 | 0 | 0
1962-04-10 | 1962 | 4 | 10 | 0.1 | 0.1 | 0.2 | 0 | 0 | 0 | 0 | 0 | 0 | 0 | 0 | 0 | 0 | 0 | 0 | 0 | 0 | 0.1 | 0.1 | 0.2 | 0.1 | 0.2 | 0.1 | 0.1 |  | 1.3 | 1.3 | 1.3 | 2.2204e-16 |  | 0 | 0 | 0 | 0 | 0
1962-04-11 | 1962 | 4 | 11 | 0 | 0 | 0 | 0 | 0 | 0 | 0 | 0 | 0 | 0 | 0 | 0 | 0 | 0 | 0 | 0 | 0 | 0 | 0 | 0 | 0 | 0 | 0 | 0 |  | 0 | 0 | 0 | 0 |  | 0 | 0 | 0 | 0 | 0
1962-04-12 | 1962 | 4 | 12 | 0 | 0 | 0 | 0 | 0 | 0 | 0 | 0 | 0 | 0 | 0 | 0 | 0 | 0 | 0 | 0 | 0 | 0 | 0 | 0 | 0 | 0 | 0 | 0 |  | 0 | 0 | 0 | 0 |  | 0 | 0 | 0 | 0 | 0
1962-04-13 | 1962 | 4 | 13 | 0 | 0 | 0 | 0 | 0 | 0 | 0 | 0 | 0 | 0 | 0 | 0 | 0 | 0 | 0 | 0 | 0 | 0 | 0 | 0 | 0 | 0 | 0 | 0 |  | 0 | 0 | 0 | 0 |  | 0 | 0 | 0 | 0 | 0
1962-04-14 | 1962 | 4 | 14 | 0 | 0 | 0 | 0 | 0 | 0 | 0 | 0 | 0 | 0 | 0 | 0 | 0 | 0 | 0 | 0 | 0 | 0 | 0 | 0 | 0 | 0 | 0 | 0 |  | 0 | 0 | 0 | 0 |  | 0 | 0 | 0 | 0 | 0
1962-04-15 | 1962 | 4 | 15 | 0 | 0 | 0 | 0 | 0 | 0 | 0 | 0 | 0 | 0 | 0 | 0 | 0 | 0 | 0 | 0 | 1.4 | 0.4 | 0 | 0 | 0 | 0 | 0 | 0 |  | 1.8 | 1.8 | 1.8 | 2.2204e-16 |  | 0 | 0 | 0 | 0 | 0
1962-04-16 | 1962 | 4 | 16 | 0 | 0 | 0 | 0 | 0 | 0 | 0 | 0 | 0 | 0 | 0 | 0 | 0 | 0 | 0 | 0 | 0 | 0 | 0 | 0 | 0 | 0 | 0 | 0 |  | 0 | 0 | 0 | 0 |  | 0 | 0 | 0 | 0 | 0
1962-04-17 | 1962 | 4 | 17 | 0 | 0 | 0 | 0 | 0 | 0 | 0 | 0 | 0 | 0 | 0 | 0 | 0 | 0 | 0 | 0 | 0 | 0 | 0 | 0 | 0 | 0 | 0 | 0 |  | 0 | 0 | 0 | 0 |  | 0 | 0 | 0 | 0 | 0
1962-04-18 | 1962 | 4 | 18 | 0 | 0 | 0 | 0 | 0 | 0 | 0 | 0 | 0 | 0 | 0 | 0 | 0 | 0 | 0 | 0 | 0 | 0 | 0 | 0 | 0 | 0 | 0 | 0 |  | 0 | 0 | 0 | 0 |  | 0 | 0 | 0 | 0 | 0
1962-04-19 | 1962 | 4 | 19 | 0 | 0 | 0 | 0 | 0 | 0 | 0 | 0 | 0 | 0 | 0 | 0 | 0 | 0 | 0 | 0 | 0 | 0 | 0 | 0 | 0 | 0 | 0 | 0 |  | 0 | 0 | 0 | 0 |  | 0 | 0 | 0 | 0 | 0
1962-04-20 | 1962 | 4 | 20 | 0 | 0 | 0 | 0 | 0 | 0 | 0 | 0 | 0 | 0 | 0 | 0 | 0 | 0 | 0 | 0 | 0 | 0 | 0 | 0 | 0 | 0 | 0 | 0 |  | 0 | 0 | 0 | 0 |  | 0 | 0 | 0 | 0 | 0
1962-04-21 | 1962 | 4 | 21 | 0 | 0 | 0 | 0 | 0 | 0 | 0 | 0 | 0 | 0 | 0 | 0 | 0 | 0 | 0 | 0 | 0 | 0 | 0 | 0 | 0 | 0 | 0 | 0 |  | 0 | 0 | 0 | 0 |  | 0 | 0 | 0 | 0 | 0
1962-04-22 | 1962 | 4 | 22 | 0 | 0 | 0 | 0 | 0 | 0 | 0 | 0 | 0 | 0 | 0 | 0 | 0 | 0 | 0 | 0 | 0 | 0 | 0 | 0 | 0 | 0 | 0 | 0 |  | 0 | 0 | 0 | 0 |  | 0 | 0 | 0 | 0 | 0
1962-04-23 | 1962 | 4 | 23 | 0 | 0 | 0 | 0 | 0 | 0 | 0 | 0 | 0 | 0 | 0 | 0 | 0 | 0 | 0 | 0 | 0 | 0 | 0 | 0 | 0 | 0 | 0 | 0 |  | 0 | 0 | 0 | 0 |  | 0 | 0 | 0 | 0 | 0
1962-04-24 | 1962 | 4 | 24 | 0 | 0 | 0 | 0 | 0 | 0 | 0 | 0 | 0 | 0 | 0 | 0 | 0 | 0 | 0 | 0 | 0 | 0 | 0 | 0 | 0 | 0 | 0 | 0 |  | 0 | 0 | 0 | 0 |  | 0 | 0 | 0 | 0 | 0
1962-04-25 | 1962 | 4 | 25 | 0 | 0 | 0 | 0 | 0 | 0 | 0 | 0 | 0 | 0 | 0 | 0 | 0 | 0 | 0 | 0 | 0 | 0 | 0 | 0 | 0 | 0 | 0 | 0 |  | 0 | 0 | 0 | 0 |  | 0 | 0 | 0 | 0 | 0
1962-04-26 | 1962 | 4 | 26 | 0 | 0 | 0 | 0 | 0 | 0 | 0 | 0 | 0 | 0 | 0 | 0 | 0 | 0 | 0 | 0 | 0 | 0 | 0 | 0 | 0 | 0 | 0 | 0 |  | 0 | 0 | 0 | 0 |  | 0 | 0 | 0 | 0 | 0
1962-04-27 | 1962 | 4 | 27 | 0 | 0 | 0 | 0 | 0 | 0 | 0 | 0 | 0 | 0 | 0 | 0 | 0 | 0 | 0 | 0 | 0 | 0 | 0 | 0 | 0 | 0 | 0 | 0 |  | 0 | 0 | 0 | 0 |  | 0 | 0 | 0 | 0 | 0
1962-04-28 | 1962 | 4 | 28 | 0 | 0 | 0 | 0 | 0 | 0 | 0 | 0 | 0 | 0 | 0 | 0 | 0 | 0 | 0 | 0 | 0 | 0 | 0 | 0 | 0 | 0 | 0 | 0 |  | 0 | 0 | 0 | 0 |  | 0 | 0 | 0 | 0 | 0
1962-04-29 | 1962 | 4 | 29 | 0 | 0 | 0 | 0 | 0 | 0 | 0 | 0 | 0 | 0 | 0 | 0 | 0 | 0 | 0 | 0 | 0 | 0 | 0 | 0 | 0 | 0 | 0 | 0 |  | 0 | 0 | 0 | 0 |  | 0 | 0 | 0 | 0 | 0
1962-04-30 | 1962 | 4 | 30 | 0 | 0 | 0 | 0 | 0 | 0 | 0 | 0 | 0 | 0 | 0 | 0 | 0 | 0 | 0 | 0 | 0 | 0 | 0 | 0 | 0 | 0 | 0 | 0 |  | 0 | 0 | 0 | 0 |  | 0 | 0 | 0 | 0 | 0
1962-05-01 | 1962 | 5 | 1 | 0 | 0 | 0 | 0 | 0 | 0 | 0 | 0 | 0 | 0 | 0 | 0 | 0 | 0 | 0 | 0 | 0 | 0 | 0 | 0 | 0 | 0 | 0 | 0 |  | 0 | 0 | 0 | 0 |  | 0 | 0 | 0 | 0 | 0
1962-05-02 | 1962 | 5 | 2 | 0 | 0 | 0 | 0 | 0 | 0 | 0 | 0 | 0 | 0 | 0 | 0 | 0 | 0 | 0 | 0 | 0 | 0 | 0 | 0 | 0 | 0 | 0 | 0 |  | 0 | 0 | 0 | 0 |  | 0 | 0 | 0 | 0 | 0
1962-05-03 | 1962 | 5 | 3 | 0 | 0 | 0 | 0 | 0 | 0 | 0 | 0 | 0 | 0 | 0 | 0 | 0 | 0 | 0 | 0 | 0 | 0 | 0 | 0 | 0 | 0 | 0 | 0 |  | 0 | 0 | 0 | 0 |  | 0 | 0 | 0 | 0 | 0
1962-05-04 | 1962 | 5 | 4 | 0 | 0 | 0 | 0 | 0 | 0 | 0 | 0 | 0 | 0 | 0 | 0 | 0 | 0 | 0 | 0 | 0 | 0 | 0 | 0 | 0 | 0 | 0 | 0 |  | 0 | 0 | 0 | 0 |  | 0 | 0 | 0 | 0 | 0
1962-05-05 | 1962 | 5 | 5 | 0 | 0 | 0 | 0 | 0 | 0 | 0 | 0 | 0 | 0 | 0 | 0 | 0 | 0 | 0 | 0 | 0 | 0 | 0 | 0 | 0 | 0 | 0 | 0 |  | 0 | 0 | 0 | 0 |  | 0 | 0 | 0 | 0 | 0
1962-05-06 | 1962 | 5 | 6 | 0 | 0 | 0 | 0 | 0 | 0 | 0 | 0 | 0 | 0 | 0 | 0 | 0 | 0 | 0.6 | 0.6 | 0.6 | 0.6 | 0 | 0 | 0 | 0 | 0.6 | 0.6 |  | 3.6 | 3.6 | 3.6 | 0 |  | 3.6 | 0 | 0 | 0 | 0
1962-05-07 | 1962 | 5 | 7 | 0.2 | 0.2 | 0.3 | 0.2 | 0.2 | 0.2 | 0.3 | 0.2 | 0 | 0.2 | 0 | 0 | 0 | 0 | 0 | 0 | 0 | 0 | 0 | 0 | 0 | 0 | 0 | 0 |  | 2 | 2 | 2 | 2.2204e-16 |  | 2 | 0 | 0 | 0 | 0
1962-05-08 | 1962 | 5 | 8 | 0 | 0 | 0 | 0 | 0 | 0 | 0 | 0 | 0 | 0 | 0 | 0 | 0 | 0 | 0 | 0 | 0 | 0 | 0 | 0 | 0 | 0 | 0 | 0 |  | 0 | 0 | 0 | 0 |  | 0 | 0 | 0 | 0 | 0
1962-05-09 | 1962 | 5 | 9 | 0 | 0 | 0 | 0 | 0.5 | 0.3 | 0 | 0 | 0 | 0 | 0 | 0 | 0 | 0 | 0 | 0 | 0 | 0 | 0 | 0 | 0 | 0 | 0 | 0 |  | 0.8 | 0.8 | 0.8 | 0 |  | 0.8 | 0 | 0 | 0 | 0
1962-05-10 | 1962 | 5 | 10 | 0 | 0 | 0 | 0 | 0 | 0 | 0 | 0 | 0 | 0 | 0 | 0 | 0 | 0 | 0 | 0 | 0 | 0 | 0 | 0 | 0 | 0 | 0 | 0 |  | 0 | 0 | 0 | 0 |  | 0 | 0 | 0 | 0 | 0
1962-05-11 | 1962 | 5 | 11 | 0 | 0 | 0 | 0 | 0 | 0 | 0 | 0 | 0 | 0 | 0 | 0 | 0 | 0 | 0 | 0 | 0 | 0 | 0 | 0 | 0 | 0 | 0 | 0 |  | 0 | 0 | 0 | 0 |  | 0 | 0 | 0 | 0 | 0
1962-05-12 | 1962 | 5 | 12 | 0 | 0 | 0 | 0 | 0 | 0 | 0 | 0 | 0 | 0 | 0 | 0 | 0 | 0.8 | 0.8 | 0 | 0 | 0 | 0 | 0 | 0 | 0 | 0 | 0 |  | 1.6 | 1.6 | 1.6 | 0 |  | 1.6 | 0 | 0 | 0 | 0
1962-05-13 | 1962 | 5 | 13 | 0 | 0 | 0 | 0 | 0 | 1 | 1 | 3.6 | 0.8 | 1 | 0.5 | 0 | 0 | 0 | 0 | 5.3 | 0 | 0 | 0.5 | 1 | 0.3 | 0 | 0 | 0 |  | 15 | 15 | 15 | 0 |  | 15 | 0 | 0 | 0 | 0
1962-05-14 | 1962 | 5 | 14 | 0 | 0 | 0 | 0 | 0 | 0 | 0 | 0 | 0 | 0 | 0 | 0 | 0 | 0 | 0 | 0 | 0 | 0.3 | 0 | 0 | 0 | 0 | 0 | 0 |  | 0.3 | 0.3 | 0.3 | 0 |  | 0.3 | 0 | 0 | 0 | 0
1962-05-15 | 1962 | 5 | 15 | 0 | 0 | 0 | 0 | 0 | 0 | 0 | 0 | 0 | 1 | 0.5 | 0.3 | 0 | 0 | 0 | 0 | 0 | 0 | 0 | 0 | 0 | 0 | 0 | 0 |  | 1.8 | 1.8 | 1.8 | 0 |  | 1.8 | 0 | 0 | 0 | 0
1962-05-16 | 1962 | 5 | 16 | 0 | 0 | 0 | 0 | 0 | 0 | 0 | 0 | 0 | 0 | 0 | 0 | 0 | 0 | 0 | 0 | 0 | 0 | 0 | 0 | 0 | 0 | 0 | 0 |  | 0 | 0 | 0 | 0 |  | 0 | 0 | 0 | 0 | 0
1962-05-17 | 1962 | 5 | 17 | 0 | 0 | 0 | 0 | 0 | 0 | 0 | 0 | 0 | 0 | 0 | 0 | 0 | 0 | 0 | 0 | 0 | 0 | 0 | 0 | 0 | 0 | 0 | 0 |  | 0 | 0 | 0 | 0 |  | 0 | 0 | 0 | 0 | 0
1962-05-18 | 1962 | 5 | 18 | 0 | 0 | 0 | 0 | 0 | 1.5 | 1 | 0 | 0 | 0 | 0 | 0 | 0 | 0 | 0 | 0 | 0 | 0 | 0 | 0 | 0 | 0 | 0 | 0 |  | 2.5 | 2.5 | 2.5 | 0 |  | 2.5 | 0 | 0 | 0 | 0
1962-05-19 | 1962 | 5 | 19 | 0 | 0 | 0 | 1 | 1 | 0 | 0 | 0 | 0 | 0 | 0 | 0 | 0 | 0 | 0 | 0 | 0 | 0 | 0 | 0 | 0 | 0 | 0 | 0 |  | 2 | 2 | 2 | 0 |  | 2 | 0 | 0 | 0 | 0
1962-05-20 | 1962 | 5 | 20 | 0 | 0 | 0 | 4.3 | 7.1 | 2.8 | 4.3 | 0.8 | 0 | 0 | 0 | 0 | 0 | 0 | 0 | 0 | 0 | 0 | 0 | 0 | 0 | 0 | 0 | 0 |  | 19.3 | 19.3 | 19.3 | 0 |  | 19.3 | 0 | 0 | 0 | 0
1962-05-21 | 1962 | 5 | 21 | 0 | 0 | 0 | 0 | 0 | 0 | 0 | 0 | 0 | 0 | 0 | 0 | 0 | 0 | 0 | 0 | 0 | 0 | 0 | 0 | 0 | 0 | 0 | 0 |  | 0 | 0 | 0 | 0 |  | 0 | 0 | 0 | 0 | 0
1962-05-22 | 1962 | 5 | 22 | 0 | 0 | 0 | 0 | 0 | 0 | 0 | 0 | 0 | 0 | 0 | 0 | 0 | 0 | 0 | 0 | 0 | 0 | 0 | 0 | 0 | 0 | 0 | 0 |  | 0 | 0 | 0 | 0 |  | 0 | 0 | 0 | 0 | 0
1962-05-23 | 1962 | 5 | 23 | 0 | 0 | 0 | 0 | 0 | 0 | 0 | 0 | 0 | 0 | 0 | 0 | 0 | 0 | 0 | 0.8 | 3.6 | 1.8 | 0 | 0 | 0 | 0 | 0 | 0 |  | 6.2 | 6.2 | 6.2 | 0 |  | 6.2 | 0 | 0 | 0 | 0
1962-05-24 | 1962 | 5 | 24 | 0 | 0 | 0 | 0 | 0 | 0 | 0 | 0 | 0 | 0 | 0 | 0 | 0 | 0 | 0 | 0 | 0 | 0 | 0 | 0 | 0 | 0 | 0 | 0 |  | 0 | 0 | 0 | 0 |  | 0 | 0 | 0 | 0 | 0
1962-05-25 | 1962 | 5 | 25 | 0 | 0 | 0 | 0 | 0 | 0 | 0 | 0 | 0 | 0 | 0 | 0 | 0 | 0 | 0 | 0 | 0 | 0 | 0 | 0 | 0 | 0 | 0 | 0 |  | 0 | 0 | 0 | 0 |  | 0 | 0 | 0 | 0 | 0
1962-05-26 | 1962 | 5 | 26 | 0 | 0 | 0 | 0 | 0 | 0 | 0 | 0 | 0 | 0 | 0 | 0 | 0 | 0 | 0 | 0 | 0 | 0 | 0 | 0 | 0 | 0 | 0 | 0 |  | 0 | 0 | 0 | 0 |  | 0 | 0 | 0 | 0 | 0
1962-05-27 | 1962 | 5 | 27 | 0 | 0 | 0 | 0 | 0 | 0 | 0 | 0 | 0 | 0 | 0 | 0 | 0 | 0 | 0 | 0 | 0 | 0 | 0 | 0 | 0 | 0 | 0 | 0 |  | 0 | 0 | 0 | 0 |  | 0 | 0 | 0 | 0 | 0
1962-05-28 | 1962 | 5 | 28 | 0 | 0 | 0 | 0 | 0 | 0 | 0 | 0 | 0 | 0 | 0 | 0 | 0 | 0 | 0 | 0 | 0 | 0.3 | 0 | 0 | 0 | 0 | 0 | 0 |  | 0.3 | 0.3 | 0.3 | 0 |  | 0.3 | 0 | 0 | 0 | 0
1962-05-29 | 1962 | 5 | 29 | 0 | 0 | 0 | 0 | 0 | 0 | 0 | 0 | 0 | 0 | 0 | 0 | 0 | 0.8 | 0 | 0 | 0 | 0.5 | 0 | 0 | 0 | 0.5 | 0 | 0 |  | 1.8 | 1.8 | 1.8 | 0 |  | 1.8 | 0 | 0 | 0 | 0
1962-05-30 | 1962 | 5 | 30 | 0 | 0 | 0 | 0 | 0 | 0 | 0 | 0 | 0 | 0 | 0 | 0 | 0 | 0 | 0 | 0 | 0 | 0 | 0 | 0 | 0 | 0 | 0 | 0 |  | 0 | 0 | 0 | 0 |  | 0 | 0 | 0 | 0 | 0
1962-05-31 | 1962 | 5 | 31 | 0 | 0 | 0 | 0 | 0 | 0 | 0 | 0 | 0 | 0 | 0 | 0 | 0 | 0 | 0 | 0 | 0 | 0 | 0 | 0 | 0 | 0 | 0 | 0 |  | 0 | 0 | 0 | 0 |  | 0 | 0 | 0 | 0 | 0
1962-06-01 | 1962 | 6 | 1 | 0 | 0 | 0 | 0 | 0 | 0 | 0 | 0 | 0 | 0 | 0 | 0 | 0 | 0 | 0 | 0 | 0 | 0 | 0 | 0 | 0 | 0 | 0 | 0 |  | 0 | 0 | 0 | 0 |  | 0 | 0 | 0 | 0 | 0
1962-06-02 | 1962 | 6 | 2 | 0 | 0 | 0 | 0 | 0 | 0 | 0 | 0 | 0 | 0 | 0 | 0 | 0 | 0 | 0 | 0 | 0 | 0 | 0 | 0 | 0 | 0 | 0 | 0 |  | 0 | 0 | 0 | 0 |  | 0 | 0 | 0 | 0 | 0
1962-06-03 | 1962 | 6 | 3 | 0 | 0 | 0 | 0 | 0 | 0 | 0 | 0 | 0.5 | 3.8 | 0.5 | 0 | 0 | 0 | 0 | 0 | 0 | 0 | 0 | 0 | 0 | 0 | 0 | 0 |  | 4.8 | 4.8 | 4.8 | 0 |  | 0 | 4.8 | 0 | 0 | 0
1962-06-04 | 1962 | 6 | 4 | 0 | 0 | 0 | 0 | 0 | 0 | 0 | 0 | 0 | 0 | 0 | 0 | 0 | 0 | 0 | 0.3 | 0 | 0 | 0 | 0 | 0 | 0 | 0 | 0 |  | 0.3 | 0.3 | 0.3 | 0 |  | 0 | 0.3 | 0 | 0 | 0
1962-06-05 | 1962 | 6 | 5 | 0 | 0 | 0 | 0 | 0 | 0 | 0 | 0 | 0 | 0 | 0 | 0 | 0 | 0 | 0 | 0 | 0 | 0 | 0 | 0 | 0 | 0 | 0 | 0 |  | 0 | 0 | 0 | 0 |  | 0 | 0 | 0 | 0 | 0
1962-06-06 | 1962 | 6 | 6 | 0 | 0 | 0 | 0 | 0 | 0 | 0 | 0 | 0 | 0 | 0 | 0 | 0 | 0 | 0 | 0 | 0 | 0 | 0 | 0 | 0 | 0 | 0 | 0 |  | 0 | 0 | 0 | 0 |  | 0 | 0 | 0 | 0 | 0
1962-06-07 | 1962 | 6 | 7 | 0 | 0 | 0 | 0 | 0 | 0 | 0 | 0 | 0 | 0 | 0 | 0 | 0 | 0 | 0 | 0 | 0 | 0 | 0 | 0.3 | 0 | 0 | 0 | 0 |  | 0.3 | 0.3 | 0.3 | 0 |  | 0 | 0.3 | 0 | 0 | 0
1962-06-08 | 1962 | 6 | 8 | 0 | 0 | 0 | 0 | 0 | 0 | 0 | 0 | 0 | 0 | 0 | 0 | 0 | 0 | 0 | 0 | 0 | 0 | 0 | 0 | 0 | 0 | 0 | 0 |  | 0 | 0 | 0 | 0 |  | 0 | 0 | 0 | 0 | 0
1962-06-09 | 1962 | 6 | 9 | 0 | 1.3 | 0.5 | 0 | 0 | 0 | 0 | 0 | 0 | 0 | 0 | 0 | 0 | 0 | 0 | 0 | 0 | 0 | 0 | 0 | 0 | 0 | 0 | 0 |  | 1.8 | 1.8 | 1.8 | 0 |  | 0 | 1.8 | 0 | 0 | 0
1962-06-10 | 1962 | 6 | 10 | 0 | 0 | 0.5 | 0 | 0 | 0 | 0 | 0 | 0 | 0 | 0 | 0 | 0 | 0 | 0 | 0 | 0 | 0 | 0 | 0 | 0.3 | 0.5 | 4.1 | 0 |  | 5.4 | 5.4 | 5.4 | 8.8818e-16 |  | 0 | 5.4 | 0 | 0 | 0
1962-06-11 | 1962 | 6 | 11 | 0 | 0.5 | 0.5 | 1.3 | 0 | 0 | 0 | 0 | 0 | 0 | 0 | 0 | 0 | 0 | 0 | 0 | 0 | 0 | 0 | 0 | 0 | 0 | 0 | 0 |  | 2.3 | 2.3 | 2.3 | 0 |  | 0 | 2.3 | 0 | 0 | 0
1962-06-12 | 1962 | 6 | 12 | 0 | 0 | 0 | 0 | 0 | 0 | 0 | 0 | 0 | 0 | 0 | 0 | 0 | 0 | 0 | 0 | 0 | 0 | 0.3 | 0 | 0 | 0 | 0 | 0 |  | 0.3 | 0.3 | 0.3 | 0 |  | 0 | 0.3 | 0 | 0 | 0
1962-06-13 | 1962 | 6 | 13 | 0 | 0 | 0 | 0 | 0 | 0 | 0 | 0.5 | 0 | 0 | 0 | 0 | 0 | 0 | 0 | 0 | 0 | 0 | 0 | 0 | 0 | 0 | 0 | 0 |  | 0.5 | 0.5 | 0.5 | 0 |  | 0 | 0.5 | 0 | 0 | 0
1962-06-14 | 1962 | 6 | 14 | 0 | 0 | 0.3 | 0 | 0 | 0 | 0 | 0 | 0 | 0 | 0 | 0 | 0 | 0 | 0 | 0 | 0 | 0 | 0 | 0 | 0 | 0 | 0 | 0 |  | 0.3 | 0.3 | 0.3 | 0 |  | 0 | 0.3 | 0 | 0 | 0
1962-06-15 | 1962 | 6 | 15 | 0 | 0 | 0 | 0 | 0 | 0 | 0 | 0 | 0 | 0 | 0 | 0 | 0 | 0 | 0 | 0 | 0 | 0 | 0 | 0 | 0 | 0 | 0 | 0 |  | 0 | 0 | 0 | 0 |  | 0 | 0 | 0 | 0 | 0
1962-06-16 | 1962 | 6 | 16 | 0 | 0 | 0 | 0 | 0 | 0 | 0 | 0 | 0 | 0 | 0 | 0 | 0 | 0 | 0 | 0 | 0 | 0 | 0 | 0 | 0 | 0 | 0 | 0 |  | 0 | 0 | 0 | 0 |  | 0 | 0 | 0 | 0 | 0
1962-06-17 | 1962 | 6 | 17 | 0 | 0 | 0 | 0 | 0 | 0 | 0 | 0 | 0 | 0 | 0 | 0 | 10.7 | 0 | 0 | 0 | 0 | 0 | 0 | 0 | 0 | 0 | 0 | 0 |  | 10.7 | 10.7 | 10.7 | 0 |  | 0 | 10.7 | 0 | 0 | 0
1962-06-18 | 1962 | 6 | 18 | 0 | 0 | 0 | 0 | 0 | 0 | 0 | 0 | 0 | 0 | 0 | 0 | 0 | 0 | 0 | 0.8 | 0 | 0 | 0 | 0 | 0 | 0 | 0 | 0 |  | 0.8 | 0.8 | 0.8 | 0 |  | 0 | 0.8 | 0 | 0 | 0
1962-06-19 | 1962 | 6 | 19 | 0 | 0 | 0 | 0 | 0 | 0 | 0 | 0 | 0 | 0 | 0 | 0 | 0 | 0 | 0 | 0 | 0 | 0 | 0 | 0 | 0 | 0 | 0 | 0 |  | 0 | 0 | 0 | 0 |  | 0 | 0 | 0 | 0 | 0
1962-06-20 | 1962 | 6 | 20 | 0 | 0 | 0.8 | 0 | 0 | 2 | 0.3 | 0 | 0.3 | 0 | 0 | 0.5 | 0 | 0 | 0 | 0 | 0 | 10.2 | 0 | 0 | 0 | 0 | 0 | 0 |  | 14.1 | 14.1 | 14.1 | 1.7764e-15 |  | 0 | 14.1 | 0 | 0 | 0
1962-06-21 | 1962 | 6 | 21 | 0 | 0 | 0 | 0 | 0 | 0 | 0 | 0 | 0 | 0 | 0 | 0 | 0 | 1 | 0 | 0 | 0 | 0 | 0 | 0 | 0 | 0 | 0 | 0 |  | 1 | 1 | 1 | 0 |  | 0 | 1 | 0 | 0 | 0
1962-06-22 | 1962 | 6 | 22 | 0 | 0 | 0 | 0 | 0 | 0 | 0 | 0 | 0 | 0 | 0 | 0 | 0 | 0 | 0 | 0 | 0 | 0 | 0 | 0 | 0 | 0 | 0 | 0 |  | 0 | 0 | 0 | 0 |  | 0 | 0 | 0 | 0 | 0
1962-06-23 | 1962 | 6 | 23 | 0 | 0 | 0 | 0 | 0 | 0 | 0 | 0 | 0 | 0 | 0 | 0 | 0 | 0 | 0 | 0 | 0 | 0 | 0 | 0 | 0 | 0 | 0 | 0 |  | 0 | 0 | 0 | 0 |  | 0 | 0 | 0 | 0 | 0
1962-06-24 | 1962 | 6 | 24 | 0 | 0 | 0 | 0 | 0 | 0 | 0 | 0 | 0 | 0 | 0 | 0 | 0 | 0 | 0 | 0 | 0 | 0 | 0 | 0 | 0 | 0 | 0 | 0 |  | 0 | 0 | 0 | 0 |  | 0 | 0 | 0 | 0 | 0
1962-06-25 | 1962 | 6 | 25 | 0 | 0 | 0 | 0 | 0 | 0 | 0 | 0 | 0 | 0 | 0 | 0 | 0 | 0 | 0 | 0 | 0 | 0.3 | 0 | 0 | 0 | 0 | 0 | 0 |  | 0.3 | 0.3 | 0.3 | 0 |  | 0 | 0.3 | 0 | 0 | 0
1962-06-26 | 1962 | 6 | 26 | 2.3 | 0 | 0 | 0 | 0 | 0 | 0 | 0 | 0 | 0 | 0 | 0 | 0 | 0 | 0 | 0 | 0 | 0 | 0 | 0 | 0 | 0 | 0 | 0 |  | 2.3 | 2.3 | 2.3 | 0 |  | 0 | 2.3 | 0 | 0 | 0
1962-06-27 | 1962 | 6 | 27 | 0 | 0 | 0 | 0 | 0 | 0 | 0 | 0 | 0 | 0 | 0 | 0 | 0 | 0 | 0 | 0 | 0 | 0 | 0 | 0 | 0 | 0 | 0 | 0 |  | 0 | 0 | 0 | 0 |  | 0 | 0 | 0 | 0 | 0
1962-06-28 | 1962 | 6 | 28 | 0 | 0 | 0 | 0 | 0 | 0 | 0 | 0 | 0 | 0 | 0 | 0 | 0 | 0 | 0 | 0 | 0 | 0 | 0 | 0 | 0 | 0 | 0 | 0 |  | 0 | 0 | 0 | 0 |  | 0 | 0 | 0 | 0 | 0
1962-06-29 | 1962 | 6 | 29 | 0 | 0 | 0 | 0 | 0 | 0 | 0 | 0 | 0 | 0 | 0 | 0 | 0 | 0 | 0 | 0 | 0 | 0 | 0 | 0 | 0 | 0 | 0 | 0 |  | 0 | 0 | 0 | 0 |  | 0 | 0 | 0 | 0 | 0
1962-06-30 | 1962 | 6 | 30 | 0 | 0 | 0 | 0 | 0 | 0 | 0 | 0 | 0 | 0 | 0 | 0 | 0 | 0 | 0 | 0 | 0.5 | 0 | 0 | 0 | 0 | 0 | 0 | 0 |  | 0.5 | 0.5 | 0.5 | 0 |  | 0 | 0.5 | 0 | 0 | 0
1962-07-01 | 1962 | 7 | 1 | 0 | 0 | 0 | 0 | 0 | 0 | 0 | 0 | 0 | 0 | 0 | 0 | 0 | 0 | 0 | 0 | 0 | 0 | 0 | 0 | 0 | 0 | 0 | 0.3 |  | 0.3 | 0.3 | 0.3 | 0 |  | 0 | 0 | 0.3 | 0 | 0
1962-07-02 | 1962 | 7 | 2 | 0 | 0 | 0 | 1.8 | 3.3 | 0 | 0 | 0 | 0 | 0 | 2 | 1.8 | 0 | 0 | 0 | 0 | 0 | 0 | 0 | 0 | 0 | 0 | 0 | 0 |  | 8.9 | 8.9 | 8.9 | 0 |  | 0 | 0 | 8.9 | 0 | 0
1962-07-03 | 1962 | 7 | 3 | 0 | 0 | 0 | 0 | 0 | 0 | 0 | 0 | 0 | 0 | 0 | 0 | 0 | 0 | 0 | 0 | 0 | 0 | 0 | 0 | 0 | 0 | 0 | 0 |  | 0 | 0 | 0 | 0 |  | 0 | 0 | 0 | 0 | 0
1962-07-04 | 1962 | 7 | 4 | 0 | 0 | 0 | 0 | 0 | 0 | 0 | 0 | 0 | 0 | 0 | 0 | 0 | 0 | 0 | 0 | 0 | 0 | 0 | 0 | 0 | 0 | 0 | 0 |  | 0 | 0 | 0 | 0 |  | 0 | 0 | 0 | 0 | 0
1962-07-05 | 1962 | 7 | 5 | 0 | 0 | 0 | 0 | 0 | 0 | 0 | 0 | 0 | 0 | 0 | 0 | 0 | 0 | 0 | 0 | 0 | 0 | 0 | 0 | 0 | 0 | 0 | 0 |  | 0 | 0 | 0 | 0 |  | 0 | 0 | 0 | 0 | 0
1962-07-06 | 1962 | 7 | 6 | 0 | 0.8 | 0 | 0 | 0 | 0 | 0 | 0 | 0 | 0.5 | 3 | 2 | 0.5 | 0 | 0 | 0 | 0 | 0 | 0 | 0 | 0 | 0 | 0 | 0 |  | 6.8 | 6.8 | 6.8 | 0 |  | 0 | 0 | 6.8 | 0 | 0
1962-07-07 | 1962 | 7 | 7 | 0 | 0 | 0 | 0 | 0 | 0 | 0 | 0 | 0 | 0 | 0 | 0 | 0 | 0 | 0 | 0 | 0 | 0 | 0 | 0 | 0 | 0 | 0 | 0 |  | 0 | 0 | 0 | 0 |  | 0 | 0 | 0 | 0 | 0
1962-07-08 | 1962 | 7 | 8 | 0 | 0 | 0 | 0 | 0 | 0 | 0 | 0 | 0 | 0 | 0 | 0 | 0 | 0 | 0 | 0 | 0 | 0 | 2.8 | 0.5 | 0 | 0 | 0 | 0 |  | 3.3 | 3.3 | 3.3 | 0 |  | 0 | 0 | 3.3 | 0 | 0
1962-07-09 | 1962 | 7 | 9 | 0 | 0 | 0 | 0 | 0 | 0 | 0 | 0 | 0 | 0 | 0 | 0 | 0 | 0 | 0 | 0 | 0.3 | 0 | 0 | 0 | 0 | 0 | 0 | 0 |  | 0.3 | 0.3 | 0.3 | 0 |  | 0 | 0 | 0.3 | 0 | 0
1962-07-10 | 1962 | 7 | 10 | 0.5 | 0 | 0 | 0.3 | 0 | 0.5 | 1 | 0 | 0 | 0 | 0 | 0 | 0 | 0 | 0.3 | 0 | 0 | 0 | 0.5 | 1.5 | 0 | 0 | 0 | 0 |  | 4.6 | 4.6 | 4.6 | 0 |  | 0 | 0 | 4.6 | 0 | 0
1962-07-11 | 1962 | 7 | 11 | 0 | 0 | 0 | 0 | 0 | 0 | 0 | 0 | 0 | 0 | 0 | 0 | 0 | 0 | 0 | 0 | 0 | 0 | 0 | 0 | 0 | 0 | 0 | 0 |  | 0 | 0 | 0 | 0 |  | 0 | 0 | 0 | 0 | 0
1962-07-12 | 1962 | 7 | 12 | 0 | 0 | 0 | 0 | 0 | 0 | 0 | 0 | 0 | 0 | 0 | 0 | 0 | 0 | 0 | 0 | 0 | 0 | 0 | 0 | 0 | 0 | 0 | 0 |  | 0 | 0 | 0 | 0 |  | 0 | 0 | 0 | 0 | 0
1962-07-13 | 1962 | 7 | 13 | 0 | 0 | 0 | 0 | 0 | 0 | 0 | 0.8 | 0 | 0.8 | 0.5 | 0 | 0 | 0 | 0 | 0 | 0 | 0 | 0 | 0 | 0 | 0 | 0 | 0 |  | 2.1 | 2.1 | 2.1 | 0 |  | 0 | 0 | 2.1 | 0 | 0
1962-07-14 | 1962 | 7 | 14 | 0 | 0 | 0 | 0 | 0 | 0 | 0 | 0 | 0 | 0 | 0 | 0 | 0 | 0 | 0 | 0 | 0 | 0 | 0 | 0 | 0 | 0 | 0 | 0 |  | 0 | 0 | 0 | 0 |  | 0 | 0 | 0 | 0 | 0
1962-07-15 | 1962 | 7 | 15 | 0 | 0 | 0 | 0 | 0 | 0 | 0 | 0 | 0 | 0 | 0 | 0 | 0 | 0 | 0 | 0 | 0 | 0 | 0 | 0 | 0 | 0 | 0 | 0 |  | 0 | 0 | 0 | 0 |  | 0 | 0 | 0 | 0 | 0
1962-07-16 | 1962 | 7 | 16 | 0 | 0 | 0 | 0 | 0 | 0 | 0 | 0 | 0 | 0 | 0 | 0 | 0 | 0 | 0 | 0 | 0 | 0 | 0 | 0.3 | 0 | 0 | 0 | 0 |  | 0.3 | 0.3 | 0.3 | 0 |  | 0 | 0 | 0.3 | 0 | 0
1962-07-17 | 1962 | 7 | 17 | 0 | 0 | 0 | 0 | 0 | 0 | 0 | 0 | 0 | 0 | 0 | 0 | 0 | 0 | 0 | 0 | 0 | 0 | 0 | 0 | 0 | 0 | 0 | 0 |  | 0 | 0 | 0 | 0 |  | 0 | 0 | 0 | 0 | 0
1962-07-18 | 1962 | 7 | 18 | 0 | 0 | 0 | 0 | 0 | 0 | 0 | 0 | 0 | 0 | 0 | 0 | 0 | 0 | 0 | 0 | 0 | 0 | 0 | 0 | 0 | 0 | 0 | 0 |  | 0 | 0 | 0 | 0 |  | 0 | 0 | 0 | 0 | 0
1962-07-19 | 1962 | 7 | 19 | 0 | 0 | 0 | 0 | 0 | 0 | 0 | 0 | 0 | 0 | 0 | 0 | 0 | 0 | 0 | 0 | 0 | 0 | 0 | 0 | 0 | 0 | 0 | 0 |  | 0 | 0 | 0 | 0 |  | 0 | 0 | 0 | 0 | 0
1962-07-20 | 1962 | 7 | 20 | 0 | 0 | 0 | 0 | 0 | 0 | 0 | 0 | 0 | 0 | 0 | 0 | 0 | 0 | 0 | 0 | 0 | 0 | 0 | 0 | 0 | 0 | 0 | 0 |  | 0 | 0 | 0 | 0 |  | 0 | 0 | 0 | 0 | 0
1962-07-21 | 1962 | 7 | 21 | 0 | 0 | 0 | 0 | 0 | 0 | 0 | 0 | 0 | 0 | 0 | 0 | 0 | 0 | 0 | 0 | 0 | 0 | 0 | 0 | 0 | 0 | 0 | 0 |  | 0 | 0 | 0 | 0 |  | 0 | 0 | 0 | 0 | 0
1962-07-22 | 1962 | 7 | 22 | 0 | 0 | 0 | 0 | 0 | 0 | 0 | 0 | 0 | 0 | 0 | 0 | 0 | 0 | 0 | 0 | 0 | 0 | 0 | 0 | 0 | 0 | 0 | 0 |  | 0 | 0 | 0 | 0 |  | 0 | 0 | 0 | 0 | 0
1962-07-23 | 1962 | 7 | 23 | 0 | 0 | 0 | 0 | 0 | 0 | 0 | 0 | 0 | 0 | 0 | 0 | 0 | 0 | 0 | 0 | 0 | 0 | 0 | 0 | 0 | 0 | 0 | 0 |  | 0 | 0 | 0 | 0 |  | 0 | 0 | 0 | 0 | 0
1962-07-24 | 1962 | 7 | 24 | 0 | 0 | 0 | 0 | 0 | 0 | 0 | 0 | 0 | 0 | 0 | 0 | 0 | 0 | 0 | 0 | 0 | 0 | 0 | 0 | 0 | 0 | 0 | 0 |  | 0 | 0 | 0 | 0 |  | 0 | 0 | 0 | 0 | 0
1962-07-25 | 1962 | 7 | 25 | 0 | 0 | 0 | 0 | 0 | 0 | 0 | 0 | 0 | 0 | 0 | 0 | 0 | 0 | 0 | 0 | 0 | 0 | 0 | 0 | 0 | 0 | 0 | 0 |  | 0 | 0 | 0 | 0 |  | 0 | 0 | 0 | 0 | 0
1962-07-26 | 1962 | 7 | 26 | 0 | 0 | 0 | 0 | 0 | 0 | 0 | 0 | 0 | 0 | 0 | 0 | 0 | 0 | 0 | 0 | 0 | 0 | 0 | 0 | 0 | 0 | 0 | 0 |  | 0 | 0 | 0 | 0 |  | 0 | 0 | 0 | 0 | 0
1962-07-27 | 1962 | 7 | 27 | 0 | 0.3 | 0 | 0 | 0 | 0 | 0 | 0 | 0 | 0 | 0 | 0 | 0 | 0 | 0 | 0 | 0 | 0 | 0 | 0 | 0 | 0 | 0 | 0 |  | 0.3 | 0.3 | 0.3 | 0 |  | 0 | 0 | 0.3 | 0 | 0
1962-07-28 | 1962 | 7 | 28 | 0 | 0 | 0 | 0 | 0 | 0 | 0 | 0 | 0 | 0 | 0 | 0 | 0 | 0 | 4.3 | 0 | 0 | 1 | 1 | 0.3 | 0 | 0 | 0 | 0 |  | 6.6 | 6.6 | 6.6 | 0 |  | 0 | 0 | 6.6 | 0 | 0
1962-07-29 | 1962 | 7 | 29 | 0 | 0 | 0 | 0 | 0 | 0 | 0 | 0 | 0 | 0 | 0 | 0 | 0 | 0 | 0 | 0 | 0 | 0 | 0 | 0 | 0 | 0 | 0 | 0 |  | 0 | 0 | 0 | 0 |  | 0 | 0 | 0 | 0 | 0
1962-07-30 | 1962 | 7 | 30 | 0 | 0 | 0 | 0 | 0 | 0 | 0 | 0 | 0 | 0 | 0 | 0 | 0 | 0 | 0 | 0 | 0 | 0 | 0 | 0 | 0 | 0 | 0 | 0 |  | 0 | 0 | 0 | 0 |  | 0 | 0 | 0 | 0 | 0
1962-07-31 | 1962 | 7 | 31 | 0 | 0 | 0 | 0 | 0 | 0 | 0 | 0 | 0 | 0 | 0 | 0 | 0 | 0 | 0 | 0 | 0 | 0 | 0 | 0 | 0 | 0 | 0 | 0 |  | 0 | 0 | 0 | 0 |  | 0 | 0 | 0 | 0 | 0
1962-08-01 | 1962 | 8 | 1 | 0 | 0 | 0 | 0 | 0 | 0 | 0 | 0 | 0 | 0 | 0 | 0 | 0 | 0 | 0 | 0 | 0 | 0 | 0 | 0 | 0 | 0 | 0 | 0 |  | 0 | 0 | 0 | 0 |  | 0 | 0 | 0 | 0 | 0
1962-08-02 | 1962 | 8 | 2 | 0 | 0 | 0.3 | 0 | 0 | 0 | 0 | 0 | 0 | 0 | 0 | 0 | 0 | 0 | 0 | 0 | 0 | 0 | 0 | 0 | 0 | 0 | 0 | 0 |  | 0.3 | 0.3 | 0.3 | 0 |  | 0 | 0 | 0 | 0.3 | 0
1962-08-03 | 1962 | 8 | 3 | 0 | 0 | 0 | 0 | 0 | 0 | 0 | 0 | 0 | 0 | 0 | 0 | 0 | 0 | 0.3 | 0 | 0 | 0 | 0 | 0 | 0 | 0 | 0 | 0 |  | 0.3 | 0.3 | 0.3 | 0 |  | 0 | 0 | 0 | 0.3 | 0
1962-08-04 | 1962 | 8 | 4 | 0 | 0 | 0 | 0 | 0 | 0 | 0 | 0 | 0 | 0 | 0 | 0 | 0 | 0 | 0 | 0 | 0 | 0 | 0 | 0 | 0 | 0 | 0 | 0 |  | 0 | 0 | 0 | 0 |  | 0 | 0 | 0 | 0 | 0
1962-08-05 | 1962 | 8 | 5 | 0 | 0 | 0.3 | 0 | 4.1 | 5.8 | 6.9 | 2.3 | 2.5 | 0.3 | 0.8 | 1.8 | 2.5 | 1 | 0 | 0 | 0.5 | 0.3 | 0 | 0 | 0 | 0 | 0 | 0 |  | 29.1 | 29.1 | 29.1 | 3.5527e-15 |  | 0 | 0 | 0 | 29.1 | 0
1962-08-06 | 1962 | 8 | 6 | 0 | 0 | 0 | 0 | 0 | 0 | 0 | 0 | 0 | 0 | 0 | 0 | 0 | 0 | 0 | 0 | 0 | 0 | 0 | 0 | 0 | 0 | 0 | 0 |  | 0 | 0 | 0 | 0 |  | 0 | 0 | 0 | 0 | 0
1962-08-07 | 1962 | 8 | 7 | 0 | 0 | 0 | 0 | 0 | 0 | 0 | 0 | 0 | 0 | 0 | 0 | 0 | 0 | 0 | 0 | 0 | 0 | 0 | 0 | 0 | 0 | 0 | 0 |  | 0 | 0 | 0 | 0 |  | 0 | 0 | 0 | 0 | 0
1962-08-08 | 1962 | 8 | 8 | 0 | 0 | 0 | 0 | 0 | 0 | 0 | 0 | 0 | 0 | 0 | 0 | 0 | 0 | 0 | 0 | 0 | 0 | 0 | 0 | 0 | 0 | 0 | 0 |  | 0 | 0 | 0 | 0 |  | 0 | 0 | 0 | 0 | 0
1962-08-09 | 1962 | 8 | 9 | 0 | 0 | 0 | 0 | 0 | 0 | 0 | 0 | 0 | 0 | 0 | 0 | 0 | 0 | 0 | 0 | 0 | 0 | 0 | 0 | 0 | 0 | 0 | 0 |  | 0 | 0 | 0 | 0 |  | 0 | 0 | 0 | 0 | 0
1962-08-10 | 1962 | 8 | 10 | 0 | 0 | 0 | 0 | 0 | 0 | 0 | 0 | 0 | 0 | 0 | 0 | 0 | 0 | 0 | 0 | 0 | 0 | 0 | 0 | 0 | 0 | 0 | 0 |  | 0 | 0 | 0 | 0 |  | 0 | 0 | 0 | 0 | 0
1962-08-11 | 1962 | 8 | 11 | 0 | 0 | 0 | 0 | 0 | 0 | 0 | 0 | 0 | 0 | 0 | 0 | 0 | 0 | 0 | 0 | 0 | 0 | 0 | 0 | 0 | 0 | 0 | 0 |  | 0 | 0 | 0 | 0 |  | 0 | 0 | 0 | 0 | 0
1962-08-12 | 1962 | 8 | 12 | 0 | 0 | 0 | 0 | 0 | 0 | 0 | 0 | 0 | 0 | 0 | 0 | 0 | 0 | 0 | 0 | 1.8 | 0 | 0 | 0 | 0 | 0 | 0 | 0 |  | 1.8 | 1.8 | 1.8 | 0 |  | 0 | 0 | 0 | 1.8 | 0
1962-08-13 | 1962 | 8 | 13 | 0 | 0 | 0 | 0 | 0 | 0 | 0 | 0 | 0 | 0 | 0 | 0 | 0 | 0 | 0 | 0 | 0 | 0 | 0 | 0 | 0 | 0 | 0 | 0 |  | 0 | 0 | 0 | 0 |  | 0 | 0 | 0 | 0 | 0
1962-08-14 | 1962 | 8 | 14 | 0 | 0 | 0 | 0 | 0 | 0 | 0 | 0 | 0 | 0 | 0 | 0 | 0 | 0 | 0 | 0 | 0 | 0 | 0 | 0 | 0 | 0 | 0 | 0 |  | 0 | 0 | 0 | 0 |  | 0 | 0 | 0 | 0 | 0
1962-08-15 | 1962 | 8 | 15 | 0 | 0 | 0 | 0 | 0 | 0 | 0 | 0 | 0 | 0 | 0 | 0 | 0 | 0 | 0 | 0 | 0 | 0 | 0 | 0 | 0 | 0 | 0 | 0 |  | 0 | 0 | 0 | 0 |  | 0 | 0 | 0 | 0 | 0
1962-08-16 | 1962 | 8 | 16 | 0 | 0 | 0 | 0 | 0 | 0 | 0 | 0 | 0 | 0 | 0 | 0 | 0 | 0 | 0 | 0 | 0 | 0 | 0 | 0 | 0 | 0 | 0 | 0 |  | 0 | 0 | 0 | 0 |  | 0 | 0 | 0 | 0 | 0
1962-08-17 | 1962 | 8 | 17 | 0 | 0 | 0 | 0 | 0 | 0 | 0 | 0 | 0 | 0 | 0 | 0 | 0 | 0 | 0 | 0 | 0 | 0 | 0 | 0 | 0 | 0 | 0 | 0 |  | 0 | 0 | 0 | 0 |  | 0 | 0 | 0 | 0 | 0
1962-08-18 | 1962 | 8 | 18 | 0 | 0 | 0 | 0 | 0 | 0 | 0.3 | 0 | 0 | 0 | 0 | 0 | 0 | 0 | 0 | 0 | 0 | 0 | 0 | 0 | 0 | 0 | 0 | 0 |  | 0.3 | 0.3 | 0.3 | 0 |  | 0 | 0 | 0 | 0.3 | 0
1962-08-19 | 1962 | 8 | 19 | 0 | 0 | 0 | 0 | 0 | 0 | 0 | 0 | 0 | 0 | 0 | 0 | 0 | 0 | 0 | 0 | 0 | 0 | 0 | 0 | 0 | 0 | 0 | 0 |  | 0 | 0 | 0 | 0 |  | 0 | 0 | 0 | 0 | 0
1962-08-20 | 1962 | 8 | 20 | 0 | 0 | 0 | 0 | 0 | 0 | 0 | 0 | 0 | 0 | 0 | 0 | 0 | 0 | 0 | 0 | 0 | 0 | 0 | 0 | 0 | 0 | 0 | 0 |  | 0 | 0 | 0 | 0 |  | 0 | 0 | 0 | 0 | 0
1962-08-21 | 1962 | 8 | 21 | 0 | 0 | 0 | 0 | 0 | 0 | 0 | 0 | 0 | 0 | 0 | 0 | 0 | 0 | 0 | 0 | 0 | 0 | 0.5 | 0 | 0 | 0 | 0 | 0 |  | 0.5 | 0.5 | 0.5 | 0 |  | 0 | 0 | 0 | 0.5 | 0
1962-08-22 | 1962 | 8 | 22 | 0 | 0 | 0 | 0 | 0 | 0 | 0 | 0 | 0.8 | 0 | 0 | 0 | 0 | 0 | 0 | 0 | 0 | 0 | 0 | 0 | 0 | 0 | 0 | 0 |  | 0.8 | 0.8 | 0.8 | 0 |  | 0 | 0 | 0 | 0.8 | 0
1962-08-23 | 1962 | 8 | 23 | 0 | 0 | 0 | 0 | 0 | 0 | 0 | 0 | 0 | 0 | 0 | 0 | 0 | 0 | 0 | 0 | 0 | 0 | 0 | 0 | 0 | 0 | 0 | 0 |  | 0 | 0 | 0 | 0 |  | 0 | 0 | 0 | 0 | 0
1962-08-24 | 1962 | 8 | 24 | 0 | 0 | 0 | 0 | 0 | 0 | 0 | 0 | 0 | 0 | 0 | 0 | 0 | 0 | 0 | 0 | 0 | 0 | 0 | 0 | 0 | 0 | 0 | 0 |  | 0 | 0 | 0 | 0 |  | 0 | 0 | 0 | 0 | 0
1962-08-25 | 1962 | 8 | 25 | 0 | 0 | 0 | 0 | 0 | 0 | 0 | 0 | 0 | 0 | 0 | 0 | 0 | 0 | 0 | 0 | 0 | 0 | 0 | 0 | 0 | 0.3 | 0 | 0 |  | 0.3 | 0.3 | 0.3 | 0 |  | 0 | 0 | 0 | 0.3 | 0
1962-08-26 | 1962 | 8 | 26 | 3.3 | 0 | 1.2 | 1 | 0 | 1 | 0.8 | 0.3 | 0.3 | 0 | 0.3 | 2 | 1.9 | 0 | 0.3 | 1.3 | 0 | 1 | 0 | 0 | 0 | 0 | 0 | 0 |  | 14.7 | 14.7 | 14.7 | 1.7764e-15 |  | 0 | 0 | 0 | 14.7 | 0
1962-08-27 | 1962 | 8 | 27 | 0 | 0 | 0 | 0 | 0 | 0 | 0 | 0 | 0 | 0 | 0 | 0 | 0 | 0 | 0 | 0 | 0 | 0 | 0 | 0 | 0 | 0.3 | 0 | 0.5 |  | 0.8 | 0.8 | 0.8 | 0 |  | 0 | 0 | 0 | 0.8 | 0
1962-08-28 | 1962 | 8 | 28 | 1 | 0 | 0 | 0 | 0 | 0 | 0 | 0 | 0 | 0 | 0 | 0 | 0 | 0 | 0 | 0 | 0 | 0 | 0 | 0 | 0 | 0 | 0 | 0 |  | 1 | 1 | 1 | 0 |  | 0 | 0 | 0 | 1 | 0
1962-08-29 | 1962 | 8 | 29 | 0 | 0 | 0 | 0 | 0 | 0 | 0 | 0 | 0 | 0 | 0 | 0 | 0 | 0 | 0 | 0 | 0 | 0 | 0 | 0.5 | 1 | 0.3 | 0 | 0 |  | 1.8 | 1.8 | 1.8 | 0 |  | 0 | 0 | 0 | 1.8 | 0
1962-08-30 | 1962 | 8 | 30 | 0 | 0 | 0 | 0 | 0 | 0 | 0 | 0 | 0 | 0 | 0 | 0 | 0 | 0 | 0 | 0 | 0 | 0 | 0 | 0 | 0 | 0 | 0 | 0 |  | 0 | 0 | 0 | 0 |  | 0 | 0 | 0 | 0 | 0
1962-08-31 | 1962 | 8 | 31 | 0 | 0 | 0 | 0 | 0 | 0 | 0 | 0 | 0 | 0 | 0 | 0 | 0 | 0 | 0 | 0 | 0 | 0 | 0 | 0 | 0 | 0 | 0 | 0 |  | 0 | 0 | 0 | 0 |  | 0 | 0 | 0 | 0 | 0
1962-09-01 | 1962 | 9 | 1 | 0 | 0 | 0 | 0 | 0 | 0 | 0 | 0 | 0 | 0 | 0 | 0 | 0 | 0 | 0 | 0 | 0 | 0 | 0.6 | 0 | 0.5 | 0.6 | 0.5 | 0.6 |  | 2.8 | 2.8 | 2.8 | 4.4409e-16 |  | 0 | 0 | 0 | 0 | 2.8
1962-09-02 | 1962 | 9 | 2 | 0.2 | 0.2 | 0 | 0.3 | 0.2 | 0.2 | 0.2 | 0 | 0 | 0 | 0 | 0 | 0 | 0 | 0 | 0 | 0 | 0 | 0 | 0 | 0 | 0 | 0 | 0 |  | 1.3 | 1.3 | 1.3 | 2.2204e-16 |  | 0 | 0 | 0 | 0 | 1.3
1962-09-03 | 1962 | 9 | 3 | 0 | 0 | 0 | 0 | 0 | 0 | 0 | 0 | 0 | 0 | 0 | 0 | 0 | 0 | 0 | 0 | 0 | 0 | 0 | 0 | 0 | 0 | 0 | 0 |  | 0 | 0 | 0 | 0 |  | 0 | 0 | 0 | 0 | 0
1962-09-04 | 1962 | 9 | 4 | 0 | 0 | 0 | 0 | 0 | 0 | 0 | 0 | 0 | 0 | 0 | 0 | 0 | 0 | 0 | 0 | 0 | 0 | 0 | 0 | 0 | 0 | 0 | 0 |  | 0 | 0 | 0 | 0 |  | 0 | 0 | 0 | 0 | 0
1962-09-05 | 1962 | 9 | 5 | 0 | 0 | 0 | 0 | 0 | 0 | 0 | 0 | 0 | 0 | 0 | 0 | 0 | 0 | 0 | 0 | 0 | 0 | 0 | 0 | 0 | 0 | 0 | 0 |  | 0 | 0 | 0 | 0 |  | 0 | 0 | 0 | 0 | 0
1962-09-06 | 1962 | 9 | 6 | 0 | 0 | 0 | 0 | 0 | 0 | 0 | 0 | 0 | 0 | 0 | 0 | 0 | 0 | 0 | 0 | 0 | 0 | 0 | 1.4 | 1.4 | 1.5 | 1.4 | 1.4 |  | 7.1 | 7.1 | 7.1 | 0 |  | 0 | 0 | 0 | 0 | 7.1
1962-09-07 | 1962 | 9 | 7 | 0.9 | 0.9 | 1.3 | 0.9 | 0.9 | 0.8 | 0.9 | 0.9 | 0.9 | 0.9 | 0.9 | 0.8 | 0.9 | 0.9 | 0.9 | 0 | 0 | 0 | 0 | 0 | 0 | 0 | 0 | 0 |  | 13.7 | 13.7 | 13.7 | 3.5527e-15 |  | 0 | 0 | 0 | 0 | 13.7
1962-09-08 | 1962 | 9 | 8 | 0 | 0 | 0 | 0 | 0 | 0 | 0 | 0 | 0 | 0 | 0 | 0 | 0 | 0 | 0 | 0 | 0 | 0 | 0 | 0 | 0 | 0 | 0 | 0 |  | 0 | 0 | 0 | 0 |  | 0 | 0 | 0 | 0 | 0
1962-09-09 | 1962 | 9 | 9 | 0 | 0 | 0 | 0 | 0 | 0 | 0 | 0 | 0 | 0 | 0 | 0 | 0 | 0 | 0 | 0 | 0 | 0 | 0 | 0 | 0 | 0 | 0 | 0 |  | 0 | 0 | 0 | 0 |  | 0 | 0 | 0 | 0 | 0
1962-09-10 | 1962 | 9 | 10 | 0 | 0 | 0 | 0 | 0 | 0 | 0 | 0 | 0 | 0 | 0 | 0 | 0 | 0 | 0 | 0 | 0 | 0 | 0 | 0 | 0 | 0 | 0 | 0 |  | 0 | 0 | 0 | 0 |  | 0 | 0 | 0 | 0 | 0
1962-09-11 | 1962 | 9 | 11 | 0 | 0 | 0.2 | 0.1 | 0.2 | 0.1 | 0.2 | 0.1 | 0.2 | 0 | 0.1 | 0.2 | 0 | 0 | 0.1 | 0 | 0 | 0 | 0 | 0 | 0 | 0 | 0 | 0 |  | 1.5 | 1.5 | 1.5 | 2.2204e-16 |  | 0 | 0 | 0 | 0 | 1.5
1962-09-12 | 1962 | 9 | 12 | 0 | 0 | 0 | 0 | 0 | 0 | 0 | 0 | 0 | 0 | 0 | 0 | 0 | 0 | 0 | 0 | 0.3 | 0 | 0 | 0 | 0 | 0 | 0 | 0 |  | 0.3 | 0.3 | 0.3 | 0 |  | 0 | 0 | 0 | 0 | 0.3
1962-09-13 | 1962 | 9 | 13 | 0 | 0 | 0 | 0 | 0 | 0 | 0 | 0 | 0 | 0 | 0 | 0 | 0 | 0 | 0 | 0 | 0 | 0 | 0 | 0 | 0 | 0 | 0 | 0 |  | 0 | 0 | 0 | 0 |  | 0 | 0 | 0 | 0 | 0
1962-09-14 | 1962 | 9 | 14 | 0 | 0 | 0 | 0 | 0 | 0 | 0 | 0 | 0 | 0 | 0 | 0 | 0 | 0 | 0 | 0 | 0 | 0 | 0 | 0 | 0 | 0 | 0 | 0 |  | 0 | 0 | 0 | 0 |  | 0 | 0 | 0 | 0 | 0
1962-09-15 | 1962 | 9 | 15 | 0 | 0 | 0 | 0 | 0 | 0 | 0 | 0 | 0 | 0 | 0 | 0 | 0 | 0 | 0 | 0 | 0 | 0 | 0 | 0 | 0 | 0 | 0 | 0 |  | 0 | 0 | 0 | 0 |  | 0 | 0 | 0 | 0 | 0
1962-09-16 | 1962 | 9 | 16 | 0 | 0 | 0 | 0 | 0 | 0 | 0 | 0 | 0 | 0 | 0 | 0 | 0 | 0 | 0 | 0 | 0 | 0 | 0 | 0 | 0 | 0 | 0 | 0 |  | 0 | 0 | 0 | 0 |  | 0 | 0 | 0 | 0 | 0
1962-09-17 | 1962 | 9 | 17 | 0 | 0 | 0 | 0 | 0 | 0 | 0 | 0 | 0 | 0 | 0 | 0 | 0 | 0 | 0 | 0 | 0 | 0 | 0 | 0 | 0 | 0 | 0 | 0 |  | 0 | 0 | 0 | 0 |  | 0 | 0 | 0 | 0 | 0
1962-09-18 | 1962 | 9 | 18 | 0 | 0 | 0 | 0 | 0 | 0 | 0 | 0 | 0 | 0 | 0 | 0 | 0 | 0 | 0 | 0 | 0 | 0 | 0 | 0 | 0 | 0 | 0 | 0 |  | 0 | 0 | 0 | 0 |  | 0 | 0 | 0 | 0 | 0
1962-09-19 | 1962 | 9 | 19 | 0 | 0 | 0 | 0 | 0 | 0 | 0 | 0 | 0 | 0 | 0 | 0 | 0 | 0 | 0 | 0 | 0 | 0 | 0 | 0 | 0 | 0 | 0 | 0 |  | 0 | 0 | 0 | 0 |  | 0 | 0 | 0 | 0 | 0
1962-09-20 | 1962 | 9 | 20 | 0 | 0 | 0 | 0 | 0 | 0 | 0 | 0 | 0 | 0 | 0 | 0 | 0 | 0 | 0 | 0 | 0 | 0 | 0 | 0 | 0 | 0 | 0 | 0 |  | 0 | 0 | 0 | 0 |  | 0 | 0 | 0 | 0 | 0
1962-09-21 | 1962 | 9 | 21 | 0 | 0 | 0 | 0 | 0 | 0 | 0 | 0 | 0 | 0 | 0 | 0 | 0 | 0 | 0 | 0 | 0 | 0 | 0 | 0 | 0 | 0 | 0 | 0 |  | 0 | 0 | 0 | 0 |  | 0 | 0 | 0 | 0 | 0
1962-09-22 | 1962 | 9 | 22 | 0 | 0 | 0 | 0 | 0 | 0 | 0 | 0 | 0 | 0 | 0 | 0 | 0 | 0 | 0 | 0 | 0 | 0 | 0 | 0 | 0 | 0 | 0 | 0 |  | 0 | 0 | 0 | 0 |  | 0 | 0 | 0 | 0 | 0
1962-09-23 | 1962 | 9 | 23 | 0 | 0 | 0 | 0 | 0 | 0.3 | 0 | 0 | 0 | 0 | 0 | 0 | 0 | 0 | 0 | 0 | 0 | 0 | 0 | 0 | 0 | 0 | 0 | 0 |  | 0.3 | 0.3 | 0.3 | 0 |  | 0 | 0 | 0 | 0 | 0.3
1962-09-24 | 1962 | 9 | 24 | 0 | 0 | 0 | 0 | 0 | 0 | 0 | 0 | 0 | 0 | 0 | 0 | 0 | 0 | 0 | 0 | 0 | 0 | 0 | 0 | 0 | 0 | 0 | 0 |  | 0 | 0 | 0 | 0 |  | 0 | 0 | 0 | 0 | 0
1962-09-25 | 1962 | 9 | 25 | 0 | 0 | 0 | 0 | 0 | 0 | 0 | 0 | 0 | 0 | 0 | 0 | 0 | 0 | 0 | 0 | 0 | 0 | 0 | 0 | 0 | 0 | 0 | 0 |  | 0 | 0 | 0 | 0 |  | 0 | 0 | 0 | 0 | 0
1962-09-26 | 1962 | 9 | 26 | 0 | 0 | 0 | 0 | 0 | 0 | 0 | 0 | 0 | 0 | 0 | 0 | 0 | 0 | 0 | 0 | 0 | 0 | 0 | 0 | 0 | 0 | 0 | 0 |  | 0 | 0 | 0 | 0 |  | 0 | 0 | 0 | 0 | 0
1962-09-27 | 1962 | 9 | 27 | 0 | 0 | 0 | 0 | 0 | 0 | 0 | 0 | 0 | 0 | 0 | 0 | 0 | 0 | 0 | 0 | 0 | 0 | 0 | 0 | 0 | 0 | 0 | 0 |  | 0 | 0 | 0 | 0 |  | 0 | 0 | 0 | 0 | 0
1962-09-28 | 1962 | 9 | 28 | 0 | 0 | 0 | 0 | 0 | 0 | 0 | 0 | 0 | 0 | 0 | 0 | 0 | 0 | 0 | 0 | 0 | 0 | 0 | 0 | 0 | 0 | 0 | 0 |  | 0 | 0 | 0 | 0 |  | 0 | 0 | 0 | 0 | 0
1962-09-29 | 1962 | 9 | 29 | 0 | 0 | 0 | 0 | 0 | 0 | 0 | 0 | 0 | 0 | 0 | 0 | 0 | 0 | 0 | 0 | 0 | 0 | 0 | 0 | 0 | 0 | 0 | 0 |  | 0 | 0 | 0 | 0 |  | 0 | 0 | 0 | 0 | 0
1962-09-30 | 1962 | 9 | 30 | 0 | 0 | 0 | 0 | 0 | 0 | 0 | 0 | 0 | 0 | 0 | 0 | 0 | 0 | 0 | 0 | 0 | 0 | 0 | 0 | 0 | 0 | 0 | 0 |  | 0 | 0 | 0 | 0 |  | 0 | 0 | 0 | 0 | 0
1962-10-01 | 1962 | 10 | 1 | 0 | 0 | 0 | 0 | 0 | 0 | 0 | 0 | 0 | 0 | 0 | 0 | 0 | 0 | 0 | 0 | 0 | 0 | 0 | 0 | 0 | 0 | 0 | 0 |  | 0 | 0 | 0 | 0 |  | 0 | 0 | 0 | 0 | 0
1962-10-02 | 1962 | 10 | 2 | 0 | 0 | 0 | 0 | 0 | 0 | 0 | 0 | 0 | 0 | 0 | 0 | 0 | 0 | 0 | 0 | 0 | 0 | 0 | 0 | 0 | 0 | 0 | 0 |  | 0 | 0 | 0 | 0 |  | 0 | 0 | 0 | 0 | 0
1962-10-03 | 1962 | 10 | 3 | 0 | 0 | 0 | 0 | 0 | 0 | 0 | 0 | 0 | 0 | 0 | 0 | 0 | 0 | 0 | 0 | 0 | 0 | 0 | 0 | 0 | 0 | 0 | 0 |  | 0 | 0 | 0 | 0 |  | 0 | 0 | 0 | 0 | 0
1962-10-04 | 1962 | 10 | 4 | 0 | 0 | 0 | 0 | 0 | 0 | 0 | 0 | 0 | 0 | 0 | 0 | 0 | 0 | 0 | 0 | 0 | 0 | 0 | 0 | 0 | 0 | 0 | 0 |  | 0 | 0 | 0 | 0 |  | 0 | 0 | 0 | 0 | 0
1962-10-05 | 1962 | 10 | 5 | 0 | 0 | 0 | 0 | 0 | 0 | 0 | 0 | 0 | 0 | 0 | 0 | 0 | 0 | 0 | 0 | 0 | 0 | 0 | 0 | 0 | 0 | 0 | 0 |  | 0 | 0 | 0 | 0 |  | 0 | 0 | 0 | 0 | 0
1962-10-06 | 1962 | 10 | 6 | 0 | 0 | 0 | 0 | 0 | 0 | 0 | 0 | 0 | 0 | 0 | 0 | 0 | 0 | 0 | 0 | 0 | 0 | 0 | 0 | 0 | 0 | 0 | 0 |  | 0 | 0 | 0 | 0 |  | 0 | 0 | 0 | 0 | 0
1962-10-07 | 1962 | 10 | 7 | 0 | 0 | 0 | 0 | 0 | 0 | 0 | 0 | 0 | 0 | 0 | 0 | 0 | 0 | 0 | 0 | 0 | 0 | 0 | 0 | 0 | 0 | 0 | 0 |  | 0 | 0 | 0 | 0 |  | 0 | 0 | 0 | 0 | 0
1962-10-08 | 1962 | 10 | 8 | 0 | 0 | 0 | 0 | 0 | 0 | 0 | 0 | 0 | 0 | 0 | 0 | 0 | 0 | 0 | 0 | 0 | 0 | 0 | 0 | 0 | 0 | 0 | 0 |  | 0 | 0 | 0 | 0 |  | 0 | 0 | 0 | 0 | 0
1962-10-09 | 1962 | 10 | 9 | 0 | 0 | 0 | 0 | 0 | 0 | 0 | 0 | 0 | 0 | 0 | 0 | 0 | 0 | 0 | 0 | 0 | 0 | 0 | 0 | 0 | 0 | 0 | 0 |  | 0 | 0 | 0 | 0 |  | 0 | 0 | 0 | 0 | 0
1962-10-10 | 1962 | 10 | 10 | 0 | 0 | 0 | 0 | 0 | 0 | 0 | 0 | 0 | 0 | 0 | 0 | 0 | 0 | 0 | 0 | 0 | 0 | 0 | 0 | 0 | 0 | 0 | 0 |  | 0 | 0 | 0 | 0 |  | 0 | 0 | 0 | 0 | 0
1962-10-11 | 1962 | 10 | 11 | 0 | 0 | 0 | 0 | 0 | 0 | 0 | 0 | 0 | 0 | 0 | 0 | 0 | 0 | 0 | 0 | 0 | 0 | 0 | 0.5 | 0.3 | 0.3 | 0.3 | 0.5 |  | 1.9 | 1.9 | 1.9 | 2.2204e-16 |  | 0 | 0 | 0 | 0 | 0
1962-10-12 | 1962 | 10 | 12 | 1.3 | 1.2 | 1.3 | 0 | 0 | 0 | 0 | 0 | 0 | 0 | 0 | 0 | 0 | 0 | 0 | 0 | 0 | 0 | 0 | 0 | 0 | 0 | 0 | 0 |  | 3.8 | 3.8 | 3.8 | 0 |  | 0 | 0 | 0 | 0 | 0
1962-10-13 | 1962 | 10 | 13 | 0 | 0 | 0 | 0 | 0 | 0 | 0 | 0 | 0 | 0 | 0 | 0 | 0 | 0 | 0 | 0 | 0 | 0 | 0 | 0 | 0 | 0 | 0 | 0 |  | 0 | 0 | 0 | 0 |  | 0 | 0 | 0 | 0 | 0
1962-10-14 | 1962 | 10 | 14 | 0 | 0 | 0 | 0 | 0 | 0 | 0 | 0 | 0 | 0 | 0 | 0 | 0 | 0 | 0 | 0 | 0 | 0 | 0 | 0 | 0 | 0 | 0 | 0 |  | 0 | 0 | 0 | 0 |  | 0 | 0 | 0 | 0 | 0
1962-10-15 | 1962 | 10 | 15 | 0 | 0 | 0 | 0 | 0 | 0 | 0 | 0 | 0 | 0 | 0 | 0 | 0 | 0 | 0 | 0 | 0 | 0 | 0 | 0 | 0 | 0 | 0 | 0 |  | 0 | 0 | 0 | 0 |  | 0 | 0 | 0 | 0 | 0
1962-10-16 | 1962 | 10 | 16 | 0 | 0 | 0 | 0 | 0 | 0 | 0 | 0 | 0 | 0 | 0 | 0 | 0 | 0 | 0 | 0 | 0 | 0 | 0 | 0 | 0 | 0 | 0 | 0 |  | 0 | 0 | 0 | 0 |  | 0 | 0 | 0 | 0 | 0
1962-10-17 | 1962 | 10 | 17 | 0 | 0 | 0 | 0 | 0 | 0 | 0 | 0 | 0 | 0 | 0 | 0 | 0 | 0 | 0 | 0 | 0 | 0 | 0 | 0 | 0 | 0 | 0 | 0 |  | 0 | 0 | 0 | 0 |  | 0 | 0 | 0 | 0 | 0
1962-10-18 | 1962 | 10 | 18 | 0 | 0 | 0 | 0 | 0 | 0 | 0 | 0 | 0 | 0 | 0 | 0.1 | 0.1 | 0.1 | 0.2 | 0 | 0 | 0 | 0.1 | 0.1 | 0.1 | 0 | 0 | 0 |  | 0.8 | 0.8 | 0.8 | 1.1102e-16 |  | 0 | 0 | 0 | 0 | 0
1962-10-19 | 1962 | 10 | 19 | 0 | 0 | 0 | 0 | 0 | 0 | 0 | 0 | 0 | 0 | 0 | 0 | 0 | 0 | 0 | 0 | 0 | 0 | 0 | 0 | 0 | 0 | 0 | 0 |  | 0 | 0 | 0 | 0 |  | 0 | 0 | 0 | 0 | 0
1962-10-20 | 1962 | 10 | 20 | 0 | 0 | 0 | 0 | 0.1 | 0.1 | 0.1 | 0 | 0 | 0 | 0 | 0 | 0 | 0 | 0 | 0 | 0 | 0 | 0 | 0 | 0 | 0 | 0 | 0 |  | 0.3 | 0.3 | 0.3 | 5.5511e-17 |  | 0 | 0 | 0 | 0 | 0
1962-10-21 | 1962 | 10 | 21 | 0 | 0 | 0 | 0 | 0 | 0 | 0 | 0 | 0.3 | 0.4 | 0.3 | 0.3 | 0.4 | 0.3 | 0.3 | 0 | 0.4 | 0.3 | 0 | 0 | 0 | 0 | 0 | 0 |  | 3 | 3 | 3 | 4.4409e-16 |  | 0 | 0 | 0 | 0 | 0
1962-10-22 | 1962 | 10 | 22 | 0 | 0 | 0 | 0 | 0 | 0 | 0 | 0 | 0 | 0 | 0 | 0 | 0 | 0 | 0 | 0 | 0 | 0 | 0 | 0 | 0 | 0 | 0 | 0 |  | 0 | 0 | 0 | 0 |  | 0 | 0 | 0 | 0 | 0
1962-10-23 | 1962 | 10 | 23 | 0 | 0 | 0 | 0 | 0 | 0 | 0 | 0 | 0 | 0 | 0 | 0 | 0 | 0 | 0 | 0 | 0 | 0 | 0 | 0 | 0 | 0 | 0 | 0 |  | 0 | 0 | 0 | 0 |  | 0 | 0 | 0 | 0 | 0
1962-10-24 | 1962 | 10 | 24 | 0 | 0 | 0 | 0 | 0 | 0 | 0 | 0 | 0 | 0 | 0 | 0 | 0 | 0 | 0 | 0 | 0 | 0 | 0 | 0 | 0 | 0 | 0 | 0 |  | 0 | 0 | 0 | 0 |  | 0 | 0 | 0 | 0 | 0
1962-10-25 | 1962 | 10 | 25 | 0 | 0 | 0 | 0 | 0 | 0 | 0 | 0 | 0 | 0 | 0 | 0 | 0 | 0 | 0 | 0 | 0 | 0 | 0 | 0 | 0 | 0 | 0 | 0 |  | 0 | 0 | 0 | 0 |  | 0 | 0 | 0 | 0 | 0
1962-10-26 | 1962 | 10 | 26 | 0 | 0 | 0 | 0 | 0 | 0 | 0 | 0 | 0 | 0 | 0 | 0 | 0 | 0 | 0 | 0 | 0 | 0 | 0 | 0 | 0 | 0 | 0 | 0 |  | 0 | 0 | 0 | 0 |  | 0 | 0 | 0 | 0 | 0
1962-10-27 | 1962 | 10 | 27 | 0 | 0 | 0 | 0 | 0 | 0 | 0 | 0 | 0 | 0 | 0 | 0 | 0 | 0 | 0 | 0 | 0 | 0 | 0 | 0 | 0 | 0 | 0 | 0 |  | 0 | 0 | 0 | 0 |  | 0 | 0 | 0 | 0 | 0
1962-10-28 | 1962 | 10 | 28 | 0 | 0 | 0 | 0 | 0 | 0 | 0 | 0 | 0 | 0 | 0 | 0 | 0 | 0 | 0 | 0 | 0 | 0 | 0 | 0 | 0 | 0 | 0 | 0 |  | 0 | 0 | 0 | 0 |  | 0 | 0 | 0 | 0 | 0
1962-10-29 | 1962 | 10 | 29 | 0 | 0 | 0 | 0 | 0 | 0 | 0 | 0 | 0 | 0 | 0 | 0 | 0 | 0 | 0 | 0 | 0 | 0 | 0 | 0 | 0 | 0 | 0 | 0 |  | 0 | 0 | 0 | 0 |  | 0 | 0 | 0 | 0 | 0
1962-10-30 | 1962 | 10 | 30 | 0 | 0 | 0 | 0 | 0 | 0 | 0 | 0 | 0 | 0 | 0 | 0 | 0 | 0 | 0 | 0 | 0 | 0 | 0 | 0 | 0 | 0 | 0 | 0 |  | 0 | 0 | 0 | 0 |  | 0 | 0 | 0 | 0 | 0
1962-10-31 | 1962 | 10 | 31 | 0 | 0 | 0 | 0 | 0 | 0 | 0 | 0 | 0 | 0 | 0 | 0 | 0 | 0 | 0 | 0 | 0 | 0 | 0 | 0 | 0 | 0 | 0 | 0 |  | 0 | 0 | 0 | 0 |  | 0 | 0 | 0 | 0 | 0
1962-11-01 | 1962 | 11 | 1 | 0 | 0 | 0 | 0 | 0 | 0 | 0 | 0 | 0 | 0 | 0 | 0 | 0 | 0 | 0 | 0 | 0 | 0 | 0 | 0 | 0 | 0 | 0 | 0 |  | 0 | 0 | 0 | 0 |  | 0 | 0 | 0 | 0 | 0
1962-11-02 | 1962 | 11 | 2 | 0 | 0 | 0 | 0 | 0 | 0 | 0 | 0 | 0 | 0 | 0 | 0 | 0 | 0 | 0 | 0 | 0 | 0 | 0 | 0 | 0 | 0 | 0 | 0 |  | 0 | 0 | 0 | 0 |  | 0 | 0 | 0 | 0 | 0
1962-11-03 | 1962 | 11 | 3 | 0 | 0 | 0 | 0 | 0 | 0 | 0 | 0 | 0 | 0 | 0 | 0 | 0 | 0 | 0 | 0 | 0 | 0 | 0 | 0 | 0 | 0 | 0 | 0 |  | 0 | 0 | 0 | 0 |  | 0 | 0 | 0 | 0 | 0
1962-11-04 | 1962 | 11 | 4 | 0 | 0 | 0 | 0 | 0 | 0 | 0 | 0 | 0 | 0 | 0 | 0 | 0 | 0 | 0 | 0 | 0 | 0 | 0 | 0 | 0 | 0 | 0 | 0 |  | 0 | 0 | 0 | 0 |  | 0 | 0 | 0 | 0 | 0
1962-11-05 | 1962 | 11 | 5 | 0 | 0 | 0 | 0 | 0 | 0 | 0 | 0 | 0 | 0 | 0 | 0 | 0 | 0 | 0 | 0 | 0 | 0 | 0 | 0 | 0 | 0 | 0 | 0 |  | 0 | 0 | 0 | 0 |  | 0 | 0 | 0 | 0 | 0
1962-11-06 | 1962 | 11 | 6 | 0 | 0 | 0 | 0 | 0 | 0 | 0 | 0 | 0 | 0 | 0 | 0 | 0 | 0 | 0 | 0 | 0 | 0 | 0 | 0 | 0 | 0 | 0 | 0 |  | 0 | 0 | 0 | 0 |  | 0 | 0 | 0 | 0 | 0
1962-11-07 | 1962 | 11 | 7 | 0 | 0 | 0 | 0 | 0 | 0 | 0 | 0 | 0 | 0 | 0 | 0 | 0 | 0 | 0 | 0 | 0 | 0 | 0 | 0 | 0 | 0 | 0 | 0 |  | 0 | 0 | 0 | 0 |  | 0 | 0 | 0 | 0 | 0
1962-11-08 | 1962 | 11 | 8 | 0 | 0 | 0 | 0 | 0 | 0 | 0 | 0 | 0 | 0 | 0 | 0 | 0 | 0 | 0 | 0 | 0 | 0 | 0 | 0 | 0 | 0 | 0 | 0 |  | 0 | 0 | 0 | 0 |  | 0 | 0 | 0 | 0 | 0
1962-11-09 | 1962 | 11 | 9 | 0 | 0 | 0 | 0 | 0 | 0 | 0 | 0 | 0 | 0 | 0 | 0 | 0 | 0 | 0 | 0 | 0 | 0 | 0 | 0 | 0 | 0 | 0 | 0 |  | 0 | 0 | 0 | 0 |  | 0 | 0 | 0 | 0 | 0
1962-11-10 | 1962 | 11 | 10 | 0 | 0 | 0 | 0 | 0 | 0 | 0 | 0 | 0 | 0 | 0 | 0 | 0 | 0 | 0 | 0 | 0 | 0 | 0 | 0 | 0 | 0 | 0 | 0 |  | 0 | 0 | 0 | 0 |  | 0 | 0 | 0 | 0 | 0
1962-11-11 | 1962 | 11 | 11 | 0 | 0 | 0 | 0 | 0 | 0 | 0 | 0 | 0 | 0 | 0 | 0 | 0 | 0 | 0 | 0 | 0 | 0 | 0 | 0 | 0 | 0 | 0 | 0 |  | 0 | 0 | 0 | 0 |  | 0 | 0 | 0 | 0 | 0
1962-11-12 | 1962 | 11 | 12 | 0 | 0 | 0 | 0 | 0 | 0 | 0 | 0 | 0 | 0 | 0 | 0 | 0 | 0 | 0 | 0 | 0 | 0 | 0 | 0 | 0 | 0 | 0 | 0 |  | 0 | 0 | 0 | 0 |  | 0 | 0 | 0 | 0 | 0
1962-11-13 | 1962 | 11 | 13 | 0 | 0 | 0 | 0 | 0 | 0 | 0 | 0 | 0 | 0 | 0 | 0 | 0 | 0 | 0 | 0 | 0 | 0 | 0 | 0 | 0 | 0 | 0 | 0 |  | 0 | 0 | 0 | 0 |  | 0 | 0 | 0 | 0 | 0
1962-11-14 | 1962 | 11 | 14 | 0 | 0 | 0 | 0 | 0 | 0 | 0 | 0 | 0 | 0 | 0 | 0 | 0 | 0 | 0 | 0 | 0 | 0 | 0 | 0 | 0 | 0 | 0 | 0 |  | 0 | 0 | 0 | 0 |  | 0 | 0 | 0 | 0 | 0
1962-11-15 | 1962 | 11 | 15 | 0 | 0 | 0 | 0 | 0 | 0 | 0 | 0 | 0 | 0 | 0 | 0 | 0 | 0 | 0 | 0 | 0 | 0 | 0 | 0 | 0 | 0 | 0 | 0 |  | 0 | 0 | 0 | 0 |  | 0 | 0 | 0 | 0 | 0
1962-11-16 | 1962 | 11 | 16 | 0 | 0 | 0 | 0 | 0 | 0 | 0 | 0 | 0 | 0 | 0 | 0 | 0 | 0 | 0 | 0 | 0 | 0 | 0 | 0 | 0 | 0 | 0 | 0 |  | 0 | 0 | 0 | 0 |  | 0 | 0 | 0 | 0 | 0
1962-11-17 | 1962 | 11 | 17 | 0 | 0 | 0 | 0 | 0 | 0 | 0 | 0 | 0 | 0 | 0 | 0 | 0 | 0 | 0 | 0 | 0 | 0 | 0 | 0 | 0 | 0 | 0 | 0 |  | 0 | 0 | 0 | 0 |  | 0 | 0 | 0 | 0 | 0
1962-11-18 | 1962 | 11 | 18 | 0 | 0 | 0 | 0 | 0 | 0 | 0 | 0 | 0 | 0 | 0 | 0 | 0 | 0 | 0 | 0 | 0 | 0 | 0 | 0 | 0 | 0 | 0 | 0 |  | 0 | 0 | 0 | 0 |  | 0 | 0 | 0 | 0 | 0
1962-11-19 | 1962 | 11 | 19 | 0 | 0 | 0 | 0 | 0 | 0 | 0 | 0 | 0 | 0 | 0 | 0 | 0 | 0 | 0 | 0 | 0 | 0 | 0 | 0 | 0 | 0.1 | 0.1 | 0.1 |  | 0.3 | 0.3 | 0.3 | 5.5511e-17 |  | 0 | 0 | 0 | 0 | 0
1962-11-20 | 1962 | 11 | 20 | 0.5 | 0.4 | 0.5 | 0.4 | 0 | 0 | 0 | 0 | 0 | 0 | 0 | 0 | 0 | 0 | 0 | 0 | 0 | 0 | 0 | 0 | 0 | 0 | 0 | 0 |  | 1.8 | 1.8 | 1.8 | 2.2204e-16 |  | 0 | 0 | 0 | 0 | 0
1962-11-21 | 1962 | 11 | 21 | 0 | 0 | 0 | 0 | 0 | 0 | 0 | 0 | 0 | 0 | 0 | 0 | 0 | 0 | 0 | 0 | 0 | 0 | 0 | 0 | 0 | 0 | 0 | 0 |  | 0 | 0 | 0 | 0 |  | 0 | 0 | 0 | 0 | 0
1962-11-22 | 1962 | 11 | 22 | 0 | 0 | 0 | 0 | 0 | 0 | 0 | 0 | 0 | 0 | 0 | 0 | 0 | 0 | 0 | 0 | 0 | 0 | 0 | 0 | 0 | 0 | 0 | 0 |  | 0 | 0 | 0 | 0 |  | 0 | 0 | 0 | 0 | 0
1962-11-23 | 1962 | 11 | 23 | 0 | 0 | 0 | 0 | 0 | 0 | 0 | 0 | 0 | 0 | 0 | 0 | 0 | 0 | 0 | 0 | 0 | 0 | 0 | 0 | 0 | 0 | 0 | 0 |  | 0 | 0 | 0 | 0 |  | 0 | 0 | 0 | 0 | 0
1962-11-24 | 1962 | 11 | 24 | 0 | 0 | 0 | 0 | 0 | 0 | 0 | 0 | 0 | 0 | 0 | 0 | 0 | 0 | 0 | 0 | 0 | 0 | 0 | 0 | 0 | 0 | 0 | 0 |  | 0 | 0 | 0 | 0 |  | 0 | 0 | 0 | 0 | 0
1962-11-25 | 1962 | 11 | 25 | 0 | 0 | 0 | 0 | 0 | 0 | 0 | 0 | 0 | 0 | 0 | 0 | 0 | 0 | 0 | 0 | 0 | 0 | 0 | 0 | 0 | 0 | 0 | 0 |  | 0 | 0 | 0 | 0 |  | 0 | 0 | 0 | 0 | 0
1962-11-26 | 1962 | 11 | 26 | 0 | 0 | 0 | 0.8 | 0 | 0 | 0 | 0 | 0 | 0 | 0 | 0 | 0 | 0 | 0 | 0 | 0 | 0 | 0 | 0 | 0 | 0 | 0 | 0 |  | 0.8 | 0.8 | 0.8 | 0 |  | 0 | 0 | 0 | 0 | 0
1962-11-27 | 1962 | 11 | 27 | 0 | 0 | 0 | 0 | 0 | 0 | 0 | 0 | 0 | 0 | 0 | 0 | 0 | 0 | 0 | 0 | 0 | 0 | 0 | 0 | 0 | 0 | 0 | 0 |  | 0 | 0 | 0 | 0 |  | 0 | 0 | 0 | 0 | 0
1962-11-28 | 1962 | 11 | 28 | 0 | 0 | 0 | 0 | 0 | 0 | 0 | 0 | 0 | 0 | 0 | 0 | 0 | 0 | 0 | 0 | 0 | 0 | 0 | 0 | 0 | 0 | 0 | 0 |  | 0 | 0 | 0 | 0 |  | 0 | 0 | 0 | 0 | 0
1962-11-29 | 1962 | 11 | 29 | 0 | 0 | 0 | 0 | 0 | 0 | 0 | 0 | 0 | 0 | 0 | 0 | 0 | 0 | 0 | 0 | 0 | 0 | 0 | 0 | 0 | 0 | 0 | 0 |  | 0 | 0 | 0 | 0 |  | 0 | 0 | 0 | 0 | 0
1962-11-30 | 1962 | 11 | 30 | 0 | 0 | 0 | 0 | 0 | 0 | 0 | 0 | 0 | 0 | 0 | 0 | 0 | 0 | 0 | 0 | 0 | 0 | 0.3 | 0.2 | 0.3 | 0.2 | 0.3 | 0.2 |  | 1.5 | 1.5 | 1.5 | 0 |  | 0 | 0 | 0 | 0 | 0
1962-12-01 | 1962 | 12 | 1 | 0 | 0 | 0 | 0 | 0 | 0 | 0 | 0 | 0 | 0 | 0 | 0 | 0 | 0 | 0 | 0 | 0 | 0 | 0 | 0 | 0 | 0 | 0 | 0 |  | 0 | 0 | 0 | 0 |  | 0 | 0 | 0 | 0 | 0
1962-12-02 | 1962 | 12 | 2 | 0 | 0 | 0 | 0 | 0 | 0 | 0 | 0 | 0 | 0 | 0 | 0 | 0 | 0 | 0 | 0 | 0 | 0 | 0 | 0 | 0 | 0 | 0 | 0 |  | 0 | 0 | 0 | 0 |  | 0 | 0 | 0 | 0 | 0
1962-12-03 | 1962 | 12 | 3 | 0 | 0 | 0 | 0 | 0 | 0 | 0 | 0 | 0 | 0 | 0 | 0 | 0 | 0 | 0 | 0 | 0 | 0 | 0 | 0 | 0 | 0 | 0 | 0 |  | 0 | 0 | 0 | 0 |  | 0 | 0 | 0 | 0 | 0
1962-12-04 | 1962 | 12 | 4 | 0 | 0 | 0 | 0 | 0 | 0 | 0 | 0 | 0 | 0 | 0 | 0 | 0 | 0 | 0 | 0 | 0 | 0 | 0 | 0 | 0 | 0 | 0 | 0 |  | 0 | 0 | 0 | 0 |  | 0 | 0 | 0 | 0 | 0
1962-12-05 | 1962 | 12 | 5 | 0 | 0 | 0 | 0 | 0 | 0 | 0 | 0 | 0 | 0 | 0 | 0 | 0 | 0 | 0 | 0 | 0 | 0 | 0 | 0 | 0 | 0 | 0 | 0 |  | 0 | 0 | 0 | 0 |  | 0 | 0 | 0 | 0 | 0
1962-12-06 | 1962 | 12 | 6 | 0 | 0 | 0 | 0 | 0 | 0 | 0 | 0 | 0 | 0 | 0 | 0 | 0 | 0 | 0 | 0 | 0 | 0 | 0 | 0 | 0 | 0 | 0 | 0 |  | 0 | 0 | 0 | 0 |  | 0 | 0 | 0 | 0 | 0
1962-12-07 | 1962 | 12 | 7 | 0 | 0 | 0 | 0 | 0 | 0 | 0 | 0 | 0 | 0 | 0 | 0 | 0 | 0 | 0 | 0 | 0 | 0 | 0 | 0 | 0 | 0 | 0 | 0 |  | 0 | 0 | 0 | 0 |  | 0 | 0 | 0 | 0 | 0
1962-12-08 | 1962 | 12 | 8 | 0 | 0 | 0 | 0 | 0 | 0 | 0 | 0 | 0 | 0 | 0 | 0 | 0 | 0 | 0 | 0 | 0 | 0 | 0 | 0 | 0 | 0 | 0 | 0 |  | 0 | 0 | 0 | 0 |  | 0 | 0 | 0 | 0 | 0
1962-12-09 | 1962 | 12 | 9 | 0 | 0 | 0 | 0 | 0 | 0 | 0 | 0 | 0 | 0 | 0 | 0 | 0 | 0 | 0 | 0 | 0 | 0 | 0 | 0 | 0 | 0 | 0 | 0 |  | 0 | 0 | 0 | 0 |  | 0 | 0 | 0 | 0 | 0
1962-12-10 | 1962 | 12 | 10 | 0 | 0 | 0 | 0 | 0 | 0 | 0 | 0 | 0 | 0 | 0 | 0 | 0 | 0 | 0 | 0 | 0 | 0 | 0 | 0 | 0 | 0 | 0 | 0 |  | 0 | 0 | 0 | 0 |  | 0 | 0 | 0 | 0 | 0
1962-12-11 | 1962 | 12 | 11 | 0.1 | 0 | 0.1 | 0 | 0.1 | 0 | 0 | 0 | 0 | 0 | 0 | 0 | 0 | 0 | 0 | 0 | 0 | 0 | 0 | 0 | 0 | 0 | 0 | 0 |  | 0.3 | 0.3 | 0.3 | 5.5511e-17 |  | 0 | 0 | 0 | 0 | 0
1962-12-12 | 1962 | 12 | 12 | 0 | 0 | 0 | 0 | 0 | 0 | 0 | 0 | 0 | 0 | 0 | 0 | 0 | 0 | 0 | 0 | 0 | 0 | 0 | 0 | 0 | 0 | 0 | 0 |  | 0 | 0 | 0 | 0 |  | 0 | 0 | 0 | 0 | 0
1962-12-13 | 1962 | 12 | 13 | 0 | 0 | 0 | 0 | 0 | 0 | 0 | 0 | 0 | 0 | 0 | 0 | 0 | 0 | 0 | 0 | 0 | 0 | 0 | 0 | 0 | 0 | 0 | 0 |  | 0 | 0 | 0 | 0 |  | 0 | 0 | 0 | 0 | 0
1962-12-14 | 1962 | 12 | 14 | 0 | 0 | 0 | 0 | 0 | 0 | 0 | 0 | 0 | 0 | 0 | 0 | 0 | 0 | 0 | 0 | 0 | 0 | 0 | 0 | 0 | 0 | 0 | 0 |  | 0 | 0 | 0 | 0 |  | 0 | 0 | 0 | 0 | 0
1962-12-15 | 1962 | 12 | 15 | 0 | 0 | 0 | 0 | 0 | 0 | 0 | 0 | 0 | 0 | 0 | 0 | 0 | 0 | 0 | 0 | 0 | 0 | 0 | 0 | 0 | 0 | 0 | 0 |  | 0 | 0 | 0 | 0 |  | 0 | 0 | 0 | 0 | 0
1962-12-16 | 1962 | 12 | 16 | 0 | 0 | 0 | 0 | 0 | 0 | 0 | 0 | 0 | 0 | 0 | 0 | 0 | 0 | 0 | 0 | 0 | 0 | 0 | 0 | 0 | 0 | 0 | 0 |  | 0 | 0 | 0 | 0 |  | 0 | 0 | 0 | 0 | 0
1962-12-17 | 1962 | 12 | 17 | 0 | 0 | 0 | 0 | 0 | 0 | 0 | 0 | 0 | 0 | 0 | 0 | 0 | 0 | 0 | 0 | 0 | 0 | 0 | 0 | 0 | 0 | 0 | 0 |  | 0 | 0 | 0 | 0 |  | 0 | 0 | 0 | 0 | 0
1962-12-18 | 1962 | 12 | 18 | 0 | 0 | 0 | 0 | 0 | 0 | 0 | 0 | 0 | 0 | 0 | 0 | 0 | 0 | 0 | 0 | 0 | 0 | 0 | 0 | 0 | 0 | 0 | 0 |  | 0 | 0 | 0 | 0 |  | 0 | 0 | 0 | 0 | 0
1962-12-19 | 1962 | 12 | 19 | 0 | 0 | 0 | 0 | 0 | 0 | 0 | 0 | 0 | 0 | 0 | 0 | 0 | 0 | 0 | 0 | 0 | 0 | 0 | 0 | 0 | 0 | 0 | 0 |  | 0 | 0 | 0 | 0 |  | 0 | 0 | 0 | 0 | 0
1962-12-20 | 1962 | 12 | 20 | 0 | 0 | 0 | 0 | 0 | 0 | 0 | 0 | 0 | 0 | 0 | 0 | 0 | 0 | 0 | 0 | 0 | 0 | 0 | 0 | 0 | 0 | 0 | 0 |  | 0 | 0 | 0 | 0 |  | 0 | 0 | 0 | 0 | 0
1962-12-21 | 1962 | 12 | 21 | 0 | 0 | 0 | 0 | 0 | 0 | 0 | 0 | 0 | 0 | 0.1 | 0.2 | 0.1 | 0 | 0 | 0.1 | 0.3 | 0.1 | 0 | 0.1 | 0 | 0.2 | 0.1 | 0 |  | 1.3 | 1.3 | 1.3 | 0 |  | 0 | 0 | 0 | 0 | 0
1962-12-22 | 1962 | 12 | 22 | 0 | 0 | 0 | 0 | 0 | 0 | 0 | 0 | 0.1 | 0.1 | 0.1 | 0.1 | 0.1 | 0.1 | 0 | 0.1 | 0 | 0 | 0 | 0 | 0 | 0 | 0 | 0.1 |  | 0.8 | 0.8 | 0.8 | 1.1102e-16 |  | 0 | 0 | 0 | 0 | 0
1962-12-23 | 1962 | 12 | 23 | 0 | 0 | 0 | 0 | 0 | 0 | 0 | 0 | 0 | 0 | 0 | 0 | 0 | 0 | 0 | 0 | 0 | 0 | 0 | 0 | 0 | 0 | 0 | 0 |  | 0 | 0 | 0 | 0 |  | 0 | 0 | 0 | 0 | 0
1962-12-24 | 1962 | 12 | 24 | 0 | 0 | 0 | 0 | 0 | 0 | 0 | 0 | 0 | 0 | 0 | 0 | 0 | 0 | 0 | 0 | 0 | 0 | 0 | 0 | 0 | 0 | 0 | 0 |  | 0 | 0 | 0 | 0 |  | 0 | 0 | 0 | 0 | 0
1962-12-25 | 1962 | 12 | 25 | 0 | 0 | 0 | 0 | 0 | 0 | 0 | 0 | 0 | 0 | 0 | 0 | 0 | 0 | 0 | 0 | 0 | 0 | 0 | 0 | 0 | 0 | 0 | 0 |  | 0 | 0 | 0 | 0 |  | 0 | 0 | 0 | 0 | 0
1962-12-26 | 1962 | 12 | 26 | 0 | 0 | 0 | 0.4 | 0.4 | 0.4 | 0.4 | 0.4 | 0.3 | 0.4 | 0.4 | 0.4 | 0.4 | 0.4 | 0 | 0 | 0 | 0 | 0 | 0 | 0 | 0 | 0 | 0 |  | 4.3 | 4.3 | 4.3 | 0 |  | 0 | 0 | 0 | 0 | 0
1962-12-27 | 1962 | 12 | 27 | 0 | 0 | 0 | 0 | 0 | 0 | 0 | 0 | 0 | 0 | 0 | 0 | 0 | 0 | 0 | 0 | 0 | 0 | 0 | 0.1 | 0 | 0.1 | 0 | 0.1 |  | 0.3 | 0.3 | 0.3 | 5.5511e-17 |  | 0 | 0 | 0 | 0 | 0
1962-12-28 | 1962 | 12 | 28 | 0.1 | 0 | 0.1 | 0.1 | 0 | 0.1 | 0.1 | 0 | 0.1 | 0.1 | 0 | 0.1 | 0 | 0 | 0 | 0 | 0 | 0 | 0 | 0 | 0 | 0 | 0 | 0 |  | 0.8 | 0.8 | 0.8 | 1.1102e-16 |  | 0 | 0 | 0 | 0 | 0
1962-12-29 | 1962 | 12 | 29 | 0 | 0 | 0 | 0 | 0 | 0 | 0 | 0 | 0 | 0 | 0 | 0 | 0 | 0 | 0 | 0 | 0 | 0 | 0 | 0 | 0 | 0 | 0 | 0 |  | 0 | 0 | 0 | 0 |  | 0 | 0 | 0 | 0 | 0
1962-12-30 | 1962 | 12 | 30 | 0 | 0 | 0 | 0 | 0 | 0 | 0 | 0 | 0 | 0 | 0 | 0 | 0 | 0 | 0 | 0 | 0 | 0 | 0 | 0 | 0 | 0 | 0 | 0 |  | 0 | 0 | 0 | 0 |  | 0 | 0 | 0 | 0 | 0
1962-12-31 | 1962 | 12 | 31 | 0 | 0 | 0 | 0 | 0 | 0 | 0 | 0 | 0 | 0 | 0 | 0 | 0 | 0 | 0 | 0 | 0 | 0 | 0 | 0 | 0 | 0 | 0 | 0 |  | 0 | 0 | 0 | 0 |  | 0 | 0 | 0 | 0 | 0
1963-01-01 | 1963 | 1 | 1 | 0 | 0 | 0 | 0 | 0 | 0 | 0 | 0 | 0 | 0 | 0 | 0 | 0 | 0 | 0 | 0 | 0 | 0 | 0 | 0 | 0 | 0 | 0 | 0 |  | 0 | 0 | 0 | 0 |  | 0 | 0 | 0 | 0 | 0
1963-01-02 | 1963 | 1 | 2 | 0 | 0 | 0 | 0 | 0 | 0 | 0 | 0 | 0 | 0 | 0 | 0 | 0 | 0 | 0 | 0 | 0 | 0 | 0 | 0 | 0 | 0 | 0 | 0 |  | 0 | 0 | 0 | 0 |  | 0 | 0 | 0 | 0 | 0
1963-01-03 | 1963 | 1 | 3 | 0 | 0 | 0 | 0 | 0 | 0 | 0 | 0 | 0 | 0 | 0 | 0 | 0 | 0 | 0 | 0 | 0 | 0 | 0 | 0 | 0 | 0 | 0 | 0 |  | 0 | 0 | 0 | 0 |  | 0 | 0 | 0 | 0 | 0
1963-01-04 | 1963 | 1 | 4 | 0 | 0 | 0 | 0 | 0 | 0 | 0 | 0 | 0 | 0 | 0 | 0 | 0 | 0 | 0 | 0 | 0 | 0 | 0 | 0 | 0 | 0 | 0 | 0 |  | 0 | 0 | 0 | 0 |  | 0 | 0 | 0 | 0 | 0
1963-01-05 | 1963 | 1 | 5 | 0 | 0 | 0 | 0 | 0 | 0 | 0 | 0 | 0 | 0 | 0 | 0 | 0 | 0 | 0 | 0 | 0 | 0 | 0 | 0 | 0 | 0 | 0 | 0 |  | 0 | 0 | 0 | 0 |  | 0 | 0 | 0 | 0 | 0
1963-01-06 | 1963 | 1 | 6 | 0 | 0 | 0 | 0 | 0 | 0 | 0 | 0 | 0 | 0 | 0 | 0 | 0 | 0 | 0 | 0 | 0 | 0 | 0 | 0 | 0 | 0 | 0 | 0 |  | 0 | 0 | 0 | 0 |  | 0 | 0 | 0 | 0 | 0
1963-01-07 | 1963 | 1 | 7 | 0 | 0 | 0 | 0 | 0 | 0 | 0 | 0 | 0 | 0 | 0 | 0 | 0 | 0 | 0 | 0 | 0 | 0 | 0 | 0 | 0 | 0 | 0 | 0 |  | 0 | 0 | 0 | 0 |  | 0 | 0 | 0 | 0 | 0
1963-01-08 | 1963 | 1 | 8 | 0 | 0 | 0 | 0 | 0 | 0 | 0 | 0 | 0 | 0.5 | 0.5 | 0.5 | 0.5 | 0.5 | 0.5 | 0.5 | 0.6 | 0.5 | 0.5 | 0.5 | 0.5 | 1 | 0.5 | 0.5 |  | 8.1 | 8.1 | 8.1 | 0 |  | 0 | 0 | 0 | 0 | 0
1963-01-09 | 1963 | 1 | 9 | 0.1 | 0.1 | 0.1 | 0.1 | 0.1 | 0 | 0.1 | 0.1 | 0.1 | 0.1 | 0.1 | 0.1 | 0.1 | 0.1 | 0.1 | 0.1 | 0.1 | 0.1 | 0.1 | 0.1 | 0.1 | 0.1 | 0.1 | 0.1 |  | 2.3 | 2.3 | 2.3 | 8.8818e-16 |  | 0 | 0 | 0 | 0 | 0
1963-01-10 | 1963 | 1 | 10 | 0 | 0 | 0 | 0 | 0 | 0 | 0 | 0 | 0 | 0 | 0 | 0 | 0 | 0 | 0 | 0 | 0 | 0 | 0 | 0 | 0 | 0 | 0 | 0 |  | 0 | 0 | 0 | 0 |  | 0 | 0 | 0 | 0 | 0
1963-01-11 | 1963 | 1 | 11 | 0 | 0 | 0 | 0 | 0 | 0 | 0 | 0 | 0 | 0 | 0 | 0 | 0 | 0 | 0 | 0 | 0 | 0 | 0 | 0 | 0 | 0 | 0 | 0 |  | 0 | 0 | 0 | 0 |  | 0 | 0 | 0 | 0 | 0
1963-01-12 | 1963 | 1 | 12 | 0 | 0 | 0 | 0 | 0 | 0 | 0 | 0 | 0 | 0 | 0 | 0 | 0 | 0 | 0 | 0 | 0 | 0 | 0 | 0 | 0 | 0 | 0 | 0 |  | 0 | 0 | 0 | 0 |  | 0 | 0 | 0 | 0 | 0
1963-01-13 | 1963 | 1 | 13 | 0.2 | 0.1 | 0 | 0 | 0 | 0.2 | 0.1 | 0.2 | 0.1 | 0 | 0.2 | 0.2 | 0.3 | 0.1 | 0.2 | 0.1 | 0.2 | 0.2 | 0.1 | 0.2 | 0.1 | 0.2 | 0.1 | 0.2 |  | 3.3 | 3.3 | 3.3 | 1.3323e-15 |  | 0 | 0 | 0 | 0 | 0
1963-01-14 | 1963 | 1 | 14 | 0.3 | 0.2 | 0.3 | 0.3 | 0 | 0 | 0 | 0 | 0 | 0.2 | 0.3 | 0.3 | 0.5 | 0.3 | 0.2 | 0.3 | 0.2 | 0.3 | 0.3 | 0.2 | 0.3 | 0.3 | 0.2 | 0.3 |  | 5.3 | 5.3 | 5.3 | 0 |  | 0 | 0 | 0 | 0 | 0
1963-01-15 | 1963 | 1 | 15 | 0.2 | 0.3 | 0.2 | 0.2 | 0.3 | 0.2 | 0.2 | 0.2 | 0.3 | 0 | 0.2 | 0 | 0 | 0 | 0 | 0 | 0 | 0 | 0 | 0 | 0 | 0 | 0 | 0 |  | 2.3 | 2.3 | 2.3 | 0 |  | 0 | 0 | 0 | 0 | 0
1963-01-16 | 1963 | 1 | 16 | 0 | 0 | 0 | 0 | 0 | 0 | 0 | 0 | 0 | 0 | 0 | 0 | 0 | 0 | 0 | 0 | 0 | 0 | 0 | 0.3 | 0 | 0 | 0 | 0 |  | 0.3 | 0.3 | 0.3 | 0 |  | 0 | 0 | 0 | 0 | 0
1963-01-17 | 1963 | 1 | 17 | 0 | 0 | 0 | 0.1 | 0 | 0.1 | 0.1 | 0.1 | 0 | 0.1 | 0.1 | 0.1 | 0 | 0.1 | 0.1 | 0 | 0.1 | 0.1 | 0.1 | 0 | 0.1 | 0 | 0 | 0 |  | 1.3 | 1.3 | 1.3 | 0 |  | 0 | 0 | 0 | 0 | 0
1963-01-18 | 1963 | 1 | 18 | 0 | 0 | 0 | 0 | 0 | 0 | 0 | 0 | 0 | 0 | 0 | 0 | 0 | 0 | 0 | 0 | 0 | 0 | 0 | 0 | 0 | 0 | 0 | 0 |  | 0 | 0 | 0 | 0 |  | 0 | 0 | 0 | 0 | 0
1963-01-19 | 1963 | 1 | 19 | 0 | 0.1 | 0 | 0.1 | 0.1 | 0.1 | 0 | 0.1 | 0 | 0 | 0 | 0 | 0 | 0 | 0 | 0 | 0 | 0 | 0 | 0 | 0.1 | 0.1 | 0 | 0.1 |  | 0.8 | 0.8 | 0.8 | 1.1102e-16 |  | 0 | 0 | 0 | 0 | 0
1963-01-20 | 1963 | 1 | 20 | 0 | 0.1 | 0 | 0 | 0.1 | 0 | 0 | 0.1 | 0 | 0 | 0 | 0 | 0 | 0 | 0 | 0 | 0 | 0 | 0 | 0 | 0 | 0 | 0 | 0 |  | 0.3 | 0.3 | 0.3 | 5.5511e-17 |  | 0 | 0 | 0 | 0 | 0
1963-01-21 | 1963 | 1 | 21 | 0 | 0 | 0 | 0 | 0 | 0 | 0 | 0 | 0 | 0.1 | 0 | 0.1 | 0 | 0.1 | 0 | 0.1 | 0.1 | 0 | 0.1 | 0 | 0.1 | 0 | 0.1 | 0 |  | 0.8 | 0.8 | 0.8 | 1.1102e-16 |  | 0 | 0 | 0 | 0 | 0
1963-01-22 | 1963 | 1 | 22 | 0 | 0.1 | 0 | 0.1 | 0 | 0 | 0.1 | 0 | 0 | 0 | 0 | 0 | 0 | 0 | 0 | 0 | 0 | 0 | 0 | 0 | 0 | 0 | 0 | 0 |  | 0.3 | 0.3 | 0.3 | 5.5511e-17 |  | 0 | 0 | 0 | 0 | 0
1963-01-23 | 1963 | 1 | 23 | 0 | 0 | 0 | 0 | 0 | 0 | 0 | 0 | 0 | 0 | 0 | 0 | 0 | 0 | 0 | 0 | 0 | 0 | 0 | 0 | 0 | 0 | 0 | 0 |  | 0 | 0 | 0 | 0 |  | 0 | 0 | 0 | 0 | 0
1963-01-24 | 1963 | 1 | 24 | 0 | 0.1 | 0 | 0 | 0.1 | 0 | 0 | 0.1 | 0 | 0 | 0.1 | 0 | 0 | 0.1 | 0 | 0 | 0 | 0 | 0 | 0 | 0 | 0 | 0 | 0 |  | 0.5 | 0.5 | 0.5 | 0 |  | 0 | 0 | 0 | 0 | 0
1963-01-25 | 1963 | 1 | 25 | 0 | 0 | 0 | 0 | 0 | 0 | 0 | 0 | 0 | 0 | 0 | 0 | 0 | 0 | 0 | 0 | 0 | 0 | 0 | 0 | 0 | 0 | 0 | 0 |  | 0 | 0 | 0 | 0 |  | 0 | 0 | 0 | 0 | 0
1963-01-26 | 1963 | 1 | 26 | 0 | 0 | 0 | 0 | 0 | 0 | 0 | 0 | 0 | 0 | 0 | 0 | 0 | 0 | 0 | 0 | 0 | 0 | 0 | 0 | 0 | 0 | 0 | 0 |  | 0 | 0 | 0 | 0 |  | 0 | 0 | 0 | 0 | 0
1963-01-27 | 1963 | 1 | 27 | 0 | 0 | 0 | 0 | 0 | 0 | 0 | 0 | 0 | 0 | 0 | 0 | 0 | 0 | 0 | 0 | 0 | 0 | 0 | 0 | 0 | 0 | 0 | 0 |  | 0 | 0 | 0 | 0 |  | 0 | 0 | 0 | 0 | 0
1963-01-28 | 1963 | 1 | 28 | 0 | 0 | 0 | 0 | 0 | 0 | 0 | 0 | 0 | 0 | 0 | 0 | 0 | 0 | 0 | 0 | 0 | 0 | 0 | 0 | 0 | 0 | 0 | 0 |  | 0 | 0 | 0 | 0 |  | 0 | 0 | 0 | 0 | 0
1963-01-29 | 1963 | 1 | 29 | 0 | 0 | 0 | 0 | 0 | 0 | 0 | 0 | 0 | 0 | 0 | 0 | 0 | 0 | 0 | 0 | 0 | 0 | 0 | 0 | 0 | 0 | 0 | 0 |  | 0 | 0 | 0 | 0 |  | 0 | 0 | 0 | 0 | 0
1963-01-30 | 1963 | 1 | 30 | 0 | 0 | 0 | 0 | 0 | 0 | 0 | 0 | 0 | 0 | 0 | 0 | 0 | 0 | 0 | 0 | 0 | 0 | 0 | 0 | 0 | 0 | 0 | 0 |  | 0 | 0 | 0 | 0 |  | 0 | 0 | 0 | 0 | 0
1963-01-31 | 1963 | 1 | 31 | 0 | 0 | 0 | 0 | 0 | 0 | 0 | 0 | 0 | 0 | 0 | 0 | 0 | 0 | 0 | 0 | 0 | 0 | 0 | 0 | 0 | 0 | 0 | 0 |  | 0 | 0 | 0 | 0 |  | 0 | 0 | 0 | 0 | 0
1963-02-01 | 1963 | 2 | 1 | 0.1 | 0.1 | 0.2 | 0.2 | 0.1 | 0.1 | 0.1 | 0 | 0.1 | 0.1 | 0.1 | 0.1 | 0 | 0 | 0 | 0 | 0 | 0 | 0 | 0 | 0 | 0 | 0.1 | 0.1 |  | 1.5 | 1.5 | 1.5 | 4.4409e-16 |  | 0 | 0 | 0 | 0 | 0
1963-02-02 | 1963 | 2 | 2 | 0 | 0 | 0 | 0 | 0 | 0 | 0 | 0 | 0 | 0 | 0 | 0 | 0 | 0 | 0 | 0 | 0 | 0 | 0 | 0 | 0 | 0 | 0 | 0 |  | 0 | 0 | 0 | 0 |  | 0 | 0 | 0 | 0 | 0
1963-02-03 | 1963 | 2 | 3 | 0 | 0 | 0 | 0 | 0 | 0 | 0 | 0 | 0 | 0 | 0 | 0 | 0 | 0 | 0 | 0 | 0 | 0 | 0 | 0 | 0 | 0 | 0 | 0 |  | 0 | 0 | 0 | 0 |  | 0 | 0 | 0 | 0 | 0
1963-02-04 | 1963 | 2 | 4 | 0 | 0 | 0 | 0 | 0 | 0 | 0 | 0 | 0 | 0 | 0 | 0 | 0 | 0 | 0 | 0 | 0 | 0 | 0 | 0 | 0 | 0 | 0 | 0 |  | 0 | 0 | 0 | 0 |  | 0 | 0 | 0 | 0 | 0
1963-02-05 | 1963 | 2 | 5 | 0 | 0 | 0 | 0 | 0 | 0 | 0 | 0 | 0 | 0 | 0 | 0 | 0 | 0 | 0 | 0 | 0 | 0 | 0 | 0 | 0 | 0 | 0 | 0 |  | 0 | 0 | 0 | 0 |  | 0 | 0 | 0 | 0 | 0
1963-02-06 | 1963 | 2 | 6 | 0 | 0 | 0 | 0 | 0 | 0 | 0 | 0 | 0 | 0 | 0 | 0 | 0 | 0 | 0 | 0 | 0 | 0 | 0 | 0 | 0 | 0 | 0 | 0 |  | 0 | 0 | 0 | 0 |  | 0 | 0 | 0 | 0 | 0
1963-02-07 | 1963 | 2 | 7 | 0 | 0 | 0 | 0 | 0 | 0 | 0 | 0 | 0 | 0 | 0 | 0 | 0 | 0 | 0 | 0 | 0 | 0 | 0 | 0 | 0 | 0 | 0 | 0 |  | 0 | 0 | 0 | 0 |  | 0 | 0 | 0 | 0 | 0
1963-02-08 | 1963 | 2 | 8 | 0 | 0 | 0 | 0 | 0 | 0 | 0 | 0 | 0 | 0 | 0 | 0 | 0 | 0 | 0 | 0 | 0 | 0 | 0 | 0 | 0 | 0 | 0 | 0 |  | 0 | 0 | 0 | 0 |  | 0 | 0 | 0 | 0 | 0
1963-02-09 | 1963 | 2 | 9 | 0 | 0 | 0 | 0 | 0 | 0 | 0 | 0 | 0 | 0 | 0 | 0 | 0 | 0 | 0 | 0 | 0 | 0 | 0 | 0 | 0 | 0 | 0 | 0 |  | 0 | 0 | 0 | 0 |  | 0 | 0 | 0 | 0 | 0
1963-02-10 | 1963 | 2 | 10 | 0 | 0 | 0 | 0 | 0 | 0 | 0 | 0 | 0 | 0 | 0 | 0 | 0 | 0 | 0 | 0 | 0 | 0 | 0 | 0 | 0 | 0 | 0 | 0 |  | 0 | 0 | 0 | 0 |  | 0 | 0 | 0 | 0 | 0
1963-02-11 | 1963 | 2 | 11 | 0 | 0 | 0 | 0 | 0 | 0 | 0 | 0 | 0 | 0 | 0 | 0 | 0 | 0 | 0 | 0 | 0 | 0 | 0 | 0 | 0 | 0 | 0 | 0 |  | 0 | 0 | 0 | 0 |  | 0 | 0 | 0 | 0 | 0
1963-02-12 | 1963 | 2 | 12 | 0 | 0 | 0 | 0 | 0 | 0 | 0 | 0 | 0 | 0 | 0 | 0 | 0 | 0 | 0 | 0 | 0 | 0 | 0 | 0 | 0 | 0 | 0 | 0 |  | 0 | 0 | 0 | 0 |  | 0 | 0 | 0 | 0 | 0
1963-02-13 | 1963 | 2 | 13 | 0 | 0 | 0 | 0 | 0 | 0 | 0 | 0 | 0 | 0 | 0 | 0 | 0 | 0 | 0 | 0 | 0 | 0 | 0 | 0 | 0 | 0 | 0 | 0 |  | 0 | 0 | 0 | 0 |  | 0 | 0 | 0 | 0 | 0
1963-02-14 | 1963 | 2 | 14 | 0 | 0 | 0 | 0 | 0 | 0 | 0 | 0 | 0 | 0 | 0 | 0 | 0 | 0 | 0 | 0 | 0 | 0 | 0 | 0 | 0 | 0 | 0 | 0 |  | 0 | 0 | 0 | 0 |  | 0 | 0 | 0 | 0 | 0
1963-02-15 | 1963 | 2 | 15 | 0 | 0 | 0 | 0 | 0 | 0 | 0 | 0 | 0 | 0 | 0 | 0 | 0 | 0 | 0 | 0 | 0 | 0 | 0 | 0 | 0 | 0 | 0 | 0 |  | 0 | 0 | 0 | 0 |  | 0 | 0 | 0 | 0 | 0
1963-02-16 | 1963 | 2 | 16 | 0 | 0 | 0 | 0 | 0 | 0 | 0 | 0 | 0 | 0 | 0 | 0 | 0 | 0 | 0 | 0 | 0 | 0 | 0 | 0 | 0 | 0 | 0 | 0 |  | 0 | 0 | 0 | 0 |  | 0 | 0 | 0 | 0 | 0
1963-02-17 | 1963 | 2 | 17 | 0 | 0 | 0 | 0 | 0 | 0 | 0 | 0 | 0 | 0 | 0 | 0 | 0 | 0 | 0 | 0 | 0 | 0 | 0 | 0 | 0 | 0 | 0 | 0 |  | 0 | 0 | 0 | 0 |  | 0 | 0 | 0 | 0 | 0
1963-02-18 | 1963 | 2 | 18 | 0.1 | 0 | 0.1 | 0 | 0.1 | 0 | 0.1 | 0 | 0 | 0 | 0 | 0 | 0 | 0 | 0 | 0 | 0 | 0 | 0 | 0 | 0 | 0.1 | 0 | 0 |  | 0.5 | 0.5 | 0.5 | 0 |  | 0 | 0 | 0 | 0 | 0
1963-02-19 | 1963 | 2 | 19 | 0.1 | 0.1 | 0.2 | 0 | 0 | 0 | 0 | 0 | 0 | 0 | 0 | 0.1 | 0.1 | 0.1 | 0.1 | 0.1 | 0.2 | 0.1 | 0.1 | 0.1 | 0.1 | 0.3 | 0.1 | 0.1 |  | 2 | 2 | 2 | 4.4409e-16 |  | 0 | 0 | 0 | 0 | 0
1963-02-20 | 1963 | 2 | 20 | 0.1 | 0.2 | 0.1 | 0.1 | 0.1 | 0.2 | 0.1 | 0.1 | 0.1 | 0.2 | 0.1 | 0.1 | 0.1 | 0 | 0 | 0.2 | 0 | 0.1 | 0.1 | 0.1 | 0.2 | 0.1 | 0.1 | 0 |  | 2.5 | 2.5 | 2.5 | 8.8818e-16 |  | 0 | 0 | 0 | 0 | 0
1963-02-21 | 1963 | 2 | 21 | 0 | 0 | 0 | 0 | 0 | 0 | 0 | 0 | 0 | 0 | 0 | 0 | 0 | 0 | 0 | 0 | 0 | 0 | 0 | 0 | 0 | 0 | 0 | 0 |  | 0 | 0 | 0 | 0 |  | 0 | 0 | 0 | 0 | 0
1963-02-22 | 1963 | 2 | 22 | 0 | 0 | 0 | 0 | 0 | 0 | 0 | 0 | 0 | 0 | 0 | 0 | 0 | 0 | 0 | 0 | 0 | 0 | 0 | 0 | 0 | 0 | 0 | 0 |  | 0 | 0 | 0 | 0 |  | 0 | 0 | 0 | 0 | 0
1963-02-23 | 1963 | 2 | 23 | 0 | 0.1 | 0 | 0.1 | 0 | 0 | 0 | 0 | 0 | 0 | 0 | 0 | 0 | 0 | 0 | 0 | 0.1 | 0 | 0 | 0 | 0 | 0 | 0 | 0 |  | 0.3 | 0.3 | 0.3 | 5.5511e-17 |  | 0 | 0 | 0 | 0 | 0
1963-02-24 | 1963 | 2 | 24 | 0 | 0 | 0 | 0 | 0 | 0 | 0 | 0 | 0 | 0 | 0 | 0 | 0 | 0 | 0 | 0 | 0 | 0 | 0 | 0 | 0 | 0 | 0 | 0 |  | 0 | 0 | 0 | 0 |  | 0 | 0 | 0 | 0 | 0
1963-02-25 | 1963 | 2 | 25 | 0 | 0 | 0 | 0 | 0 | 0 | 0 | 0 | 0 | 0 | 0 | 0 | 0 | 0 | 0 | 0 | 0 | 0 | 0 | 0 | 0 | 0 | 0 | 0 |  | 0 | 0 | 0 | 0 |  | 0 | 0 | 0 | 0 | 0
1963-02-26 | 1963 | 2 | 26 | 0 | 0 | 0 | 0 | 0 | 0 | 0 | 0 | 0 | 0 | 0 | 0 | 0 | 0 | 0 | 0 | 0 | 0 | 0 | 0 | 0 | 0 | 0.2 | 0.1 |  | 0.3 | 0.3 | 0.3 | 5.5511e-17 |  | 0 | 0 | 0 | 0 | 0
1963-02-27 | 1963 | 2 | 27 | 0.1 | 0 | 0 | 0.1 | 0.1 | 0 | 0.1 | 0.1 | 0 | 0.1 | 0.1 | 0 | 0 | 0 | 0.1 | 0 | 0 | 0 | 0 | 0 | 0 | 0 | 0 | 0 |  | 0.8 | 0.8 | 0.8 | 1.1102e-16 |  | 0 | 0 | 0 | 0 | 0
1963-02-28 | 1963 | 2 | 28 | 0 | 0 | 0 | 0 | 0 | 0 | 0 | 0 | 0 | 0 | 0 | 0 | 0 | 0 | 0 | 0 | 0 | 0 | 0 | 0 | 0 | 0 | 0 | 0 |  | 0 | 0 | 0 | 0 |  | 0 | 0 | 0 | 0 | 0
1963-03-01 | 1963 | 3 | 1 | 0 | 0 | 0 | 0 | 0 | 0 | 0 | 0 | 0 | 0 | 0.4 | 0.3 | 0.7 | 0.4 | 0 | 0.3 | 0.4 | 0 | 0 | 0 | 0 | 0 | 0 | 0 |  | 2.5 | 2.5 | 2.5 | 4.4409e-16 |  | 0 | 0 | 0 | 0 | 0
1963-03-02 | 1963 | 3 | 2 | 0 | 0 | 0 | 0 | 0 | 0 | 0 | 0 | 0 | 0 | 0 | 0 | 0 | 0 | 0 | 0 | 0 | 0 | 0 | 0 | 0 | 0 | 0 | 0 |  | 0 | 0 | 0 | 0 |  | 0 | 0 | 0 | 0 | 0
1963-03-03 | 1963 | 3 | 3 | 0 | 0 | 0 | 0 | 0 | 0 | 0 | 0 | 0 | 0 | 0 | 0 | 0 | 0 | 0 | 0 | 0 | 0 | 0 | 0 | 0 | 0 | 0 | 0 |  | 0 | 0 | 0 | 0 |  | 0 | 0 | 0 | 0 | 0
1963-03-04 | 1963 | 3 | 4 | 0 | 0 | 0 | 0 | 0 | 0 | 0 | 0 | 0 | 0 | 0 | 0 | 0 | 0 | 0 | 0 | 0 | 0 | 0 | 0 | 0 | 0 | 0 | 0 |  | 0 | 0 | 0 | 0 |  | 0 | 0 | 0 | 0 | 0
1963-03-05 | 1963 | 3 | 5 | 0 | 0 | 0 | 0 | 0 | 0 | 0 | 0 | 0 | 0 | 0 | 0 | 0 | 0 | 0 | 0 | 0 | 0 | 0 | 0 | 0 | 0 | 0 | 0 |  | 0 | 0 | 0 | 0 |  | 0 | 0 | 0 | 0 | 0
1963-03-06 | 1963 | 3 | 6 | 0 | 0 | 0 | 0 | 0 | 0 | 0 | 0 | 0 | 0 | 0 | 0 | 0 | 0 | 0 | 0 | 0 | 0 | 0 | 0 | 0 | 0 | 0 | 0 |  | 0 | 0 | 0 | 0 |  | 0 | 0 | 0 | 0 | 0
1963-03-07 | 1963 | 3 | 7 | 0 | 0 | 0 | 0 | 0 | 0 | 0 | 0 | 0 | 0 | 0 | 0 | 0 | 0 | 0 | 0 | 0 | 0 | 0 | 0 | 0 | 0 | 0 | 0 |  | 0 | 0 | 0 | 0 |  | 0 | 0 | 0 | 0 | 0
1963-03-08 | 1963 | 3 | 8 | 0 | 0 | 0 | 0 | 0 | 0 | 0 | 0 | 0 | 0 | 0 | 0 | 0 | 0 | 0 | 0 | 0 | 0 | 0 | 0 | 0 | 0 | 0 | 0 |  | 0 | 0 | 0 | 0 |  | 0 | 0 | 0 | 0 | 0
1963-03-09 | 1963 | 3 | 9 | 0 | 0 | 0 | 0 | 0 | 0 | 0 | 0 | 0 | 0 | 0 | 0 | 0 | 0 | 0 | 0 | 0 | 0 | 0 | 0 | 0 | 0.3 | 0.2 | 0 |  | 0.5 | 0.5 | 0.5 | 0 |  | 0 | 0 | 0 | 0 | 0
1963-03-10 | 1963 | 3 | 10 | 0 | 0 | 0 | 0 | 0 | 0 | 0 | 0 | 0 | 0 | 0 | 0 | 0 | 0 | 0 | 0 | 0 | 0 | 0 | 0 | 0 | 0 | 0 | 0 |  | 0 | 0 | 0 | 0 |  | 0 | 0 | 0 | 0 | 0
1963-03-11 | 1963 | 3 | 11 | 0 | 0 | 0 | 0 | 0.1 | 0 | 0.1 | 0.1 | 0 | 0.1 | 0.1 | 0 | 0.1 | 0 | 0.1 | 0.1 | 0 | 0.1 | 0.1 | 0 | 0.1 | 0.1 | 0 | 0.1 |  | 1.3 | 1.3 | 1.3 | 0 |  | 0 | 0 | 0 | 0 | 0
1963-03-12 | 1963 | 3 | 12 | 0.1 | 0.1 | 0.1 | 0.1 | 0.1 | 0 | 0 | 0 | 0 | 0 | 0 | 0 | 0 | 0 | 0 | 0 | 0 | 0 | 0 | 0 | 0 | 0 | 0 | 0 |  | 0.5 | 0.5 | 0.5 | 0 |  | 0 | 0 | 0 | 0 | 0
1963-03-13 | 1963 | 3 | 13 | 0 | 0 | 0 | 0 | 0 | 0 | 0 | 0 | 0 | 0 | 0 | 0 | 0 | 0 | 0 | 0 | 0 | 0 | 0 | 0 | 0 | 0 | 0 | 0 |  | 0 | 0 | 0 | 0 |  | 0 | 0 | 0 | 0 | 0
1963-03-14 | 1963 | 3 | 14 | 0 | 0 | 0 | 0 | 0 | 0 | 0 | 0 | 0 | 0 | 0 | 0 | 0 | 0 | 0 | 0.1 | 0 | 0 | 0.1 | 0 | 0 | 0 | 0.1 | 0 |  | 0.3 | 0.3 | 0.3 | 5.5511e-17 |  | 0 | 0 | 0 | 0 | 0
1963-03-15 | 1963 | 3 | 15 | 0 | 0 | 0.1 | 0 | 0 | 0 | 0 | 0.1 | 0 | 0 | 0 | 0 | 0.1 | 0 | 0 | 0 | 0 | 0 | 0 | 0 | 0 | 0 | 0 | 0 |  | 0.3 | 0.3 | 0.3 | 5.5511e-17 |  | 0 | 0 | 0 | 0 | 0
1963-03-16 | 1963 | 3 | 16 | 0 | 0 | 0 | 0 | 0 | 0 | 0 | 0 | 0 | 0 | 0 | 0 | 0 | 0 | 0 | 0 | 0 | 0 | 0 | 0 | 0 | 0 | 0 | 0 |  | 0 | 0 | 0 | 0 |  | 0 | 0 | 0 | 0 | 0
1963-03-17 | 1963 | 3 | 17 | 0 | 0 | 0 | 0 | 0 | 0 | 0 | 0 | 0 | 0 | 0 | 0 | 0 | 0 | 0 | 0 | 0 | 0 | 0 | 0 | 0 | 0 | 0 | 0 |  | 0 | 0 | 0 | 0 |  | 0 | 0 | 0 | 0 | 0
1963-03-18 | 1963 | 3 | 18 | 0 | 0 | 0 | 0 | 0 | 0 | 0 | 0 | 0 | 0 | 0 | 0 | 0 | 0 | 0 | 0 | 0 | 0 | 0 | 0 | 0 | 0 | 0 | 0 |  | 0 | 0 | 0 | 0 |  | 0 | 0 | 0 | 0 | 0
1963-03-19 | 1963 | 3 | 19 | 0 | 0 | 0 | 0 | 0 | 0 | 0 | 0 | 0 | 0 | 0 | 0 | 0 | 0 | 0 | 0 | 0 | 0 | 0 | 0 | 0 | 0 | 0 | 0 |  | 0 | 0 | 0 | 0 |  | 0 | 0 | 0 | 0 | 0
1963-03-20 | 1963 | 3 | 20 | 0 | 0 | 0 | 0 | 0 | 0 | 0 | 0 | 0 | 0 | 0 | 0 | 0 | 0 | 0 | 0 | 0 | 0 | 0 | 0 | 0 | 0 | 0 | 0 |  | 0 | 0 | 0 | 0 |  | 0 | 0 | 0 | 0 | 0
1963-03-21 | 1963 | 3 | 21 | 0 | 0 | 0 | 0 | 0 | 0 | 0 | 0 | 0 | 0 | 0 | 0 | 0 | 0 | 0 | 0 | 0 | 0 | 0 | 0 | 0 | 0 | 0 | 0 |  | 0 | 0 | 0 | 0 |  | 0 | 0 | 0 | 0 | 0
1963-03-22 | 1963 | 3 | 22 | 0 | 0 | 0 | 0 | 0 | 0 | 0 | 0 | 0 | 0 | 0 | 0 | 0 | 0 | 0 | 0 | 0 | 0 | 0 | 0 | 0 | 0 | 0 | 0 |  | 0 | 0 | 0 | 0 |  | 0 | 0 | 0 | 0 | 0
1963-03-23 | 1963 | 3 | 23 | 0 | 0 | 0 | 0 | 0 | 0 | 0 | 0 | 0 | 0 | 0 | 0 | 0 | 0 | 0 | 0.7 | 0.7 | 0.7 | 0.7 | 0.8 | 1.4 | 0.7 | 0.7 | 0.7 |  | 7.1 | 7.1 | 7.1 | 8.8818e-16 |  | 0 | 0 | 0 | 0 | 0
1963-03-24 | 1963 | 3 | 24 | 0.1 | 0.1 | 0 | 0.1 | 0.1 | 0.1 | 0 | 0.1 | 0.1 | 0.1 | 0 | 0.1 | 0.1 | 0 | 0 | 0 | 0 | 0 | 0 | 0 | 0 | 0 | 0 | 0 |  | 1 | 1 | 1 | 1.1102e-16 |  | 0 | 0 | 0 | 0 | 0
1963-03-25 | 1963 | 3 | 25 | 0 | 0 | 0 | 0 | 0 | 0 | 0 | 0 | 0 | 0 | 0 | 0 | 0 | 0 | 0 | 0 | 0 | 0 | 0 | 0 | 0 | 0 | 0 | 0 |  | 0 | 0 | 0 | 0 |  | 0 | 0 | 0 | 0 | 0
1963-03-26 | 1963 | 3 | 26 | 0 | 0 | 0 | 0 | 0 | 0 | 0 | 0 | 0 | 0 | 0 | 0 | 0 | 0 | 0 | 0 | 0 | 0 | 0 | 0 | 0 | 0 | 0 | 0 |  | 0 | 0 | 0 | 0 |  | 0 | 0 | 0 | 0 | 0
1963-03-27 | 1963 | 3 | 27 | 0 | 0 | 0 | 0 | 0 | 0 | 0 | 0 | 0 | 0 | 0 | 0 | 0 | 0 | 0 | 0 | 0 | 0 | 0 | 0 | 0 | 0 | 0 | 0 |  | 0 | 0 | 0 | 0 |  | 0 | 0 | 0 | 0 | 0
1963-03-28 | 1963 | 3 | 28 | 0 | 0 | 0 | 0 | 0 | 0 | 0 | 0 | 0 | 0 | 0 | 0 | 0 | 0 | 0 | 0 | 0 | 0 | 0 | 0 | 0 | 0 | 0 | 0 |  | 0 | 0 | 0 | 0 |  | 0 | 0 | 0 | 0 | 0
1963-03-29 | 1963 | 3 | 29 | 0 | 0 | 0 | 0 | 0 | 0 | 0 | 0 | 0 | 0 | 0 | 0 | 0 | 0 | 0 | 0 | 0 | 0 | 0 | 0 | 0 | 0 | 0 | 0 |  | 0 | 0 | 0 | 0 |  | 0 | 0 | 0 | 0 | 0
1963-03-30 | 1963 | 3 | 30 | 0 | 0 | 0 | 0 | 0 | 0 | 0 | 0 | 0 | 0 | 0 | 0 | 0 | 0 | 0 | 0 | 0 | 0 | 0 | 0 | 0 | 0 | 0 | 0 |  | 0 | 0 | 0 | 0 |  | 0 | 0 | 0 | 0 | 0
1963-03-31 | 1963 | 3 | 31 | 0 | 0.1 | 0 | 0.1 | 0 | 0.1 | 0 | 0 | 0 | 0 | 0 | 0.1 | 0 | 0.1 | 0 | 0.1 | 0 | 0.1 | 0 | 0.1 | 0 | 0 | 0 | 0 |  | 0.8 | 0.8 | 0.8 | 1.1102e-16 |  | 0 | 0 | 0 | 0 | 0
1963-04-01 | 1963 | 4 | 1 | 0 | 0 | 0 | 0 | 0 | 0 | 0 | 0 | 0 | 0 | 0 | 0 | 0 | 0 | 0 | 0 | 0 | 0 | 0 | 0 | 0 | 0 | 0 | 0 |  | 0 | 0 | 0 | 0 |  | 0 | 0 | 0 | 0 | 0
1963-04-02 | 1963 | 4 | 2 | 0 | 0 | 0 | 0 | 0 | 0 | 0 | 0 | 0 | 0 | 0 | 0 | 0 | 0 | 0 | 0 | 0 | 0 | 0 | 0 | 0 | 0 | 0 | 0 |  | 0 | 0 | 0 | 0 |  | 0 | 0 | 0 | 0 | 0
1963-04-03 | 1963 | 4 | 3 | 0 | 0 | 0 | 0 | 0 | 0 | 0 | 0 | 0 | 0 | 0 | 0 | 0 | 0 | 0 | 0 | 0 | 0 | 0 | 0 | 0 | 0 | 0 | 0 |  | 0 | 0 | 0 | 0 |  | 0 | 0 | 0 | 0 | 0
1963-04-04 | 1963 | 4 | 4 | 0 | 0 | 0 | 0 | 0 | 0 | 0 | 0 | 0 | 0 | 0 | 0 | 0 | 0 | 0 | 0 | 0 | 0 | 0 | 0 | 0 | 0 | 0 | 0 |  | 0 | 0 | 0 | 0 |  | 0 | 0 | 0 | 0 | 0
1963-04-05 | 1963 | 4 | 5 | 0 | 0 | 0 | 0 | 0 | 0 | 0 | 0 | 0 | 0 | 0 | 0 | 0 | 0 | 0 | 0 | 0 | 0 | 0 | 0 | 0 | 0 | 0 | 0 |  | 0 | 0 | 0 | 0 |  | 0 | 0 | 0 | 0 | 0
1963-04-06 | 1963 | 4 | 6 | 0 | 0.1 | 0 | 0 | 0 | 0.1 | 0 | 0 | 0 | 0 | 0 | 0 | 0 | 0 | 0 | 0 | 0 | 0 | 0 | 0 | 0.1 | 0 | 0 | 0 |  | 0.3 | 0.3 | 0.3 | 5.5511e-17 |  | 0 | 0 | 0 | 0 | 0
1963-04-07 | 1963 | 4 | 7 | 0 | 0 | 0 | 0 | 0 | 0 | 0 | 0 | 0 | 0 | 0 | 0 | 0 | 0 | 0 | 0 | 0 | 0 | 0 | 0 | 0 | 0 | 0 | 0 |  | 0 | 0 | 0 | 0 |  | 0 | 0 | 0 | 0 | 0
1963-04-08 | 1963 | 4 | 8 | 0.1 | 0 | 0.1 | 0.1 | 0 | 0.1 | 0.1 | 0 | 0.1 | 0.1 | 0 | 0.1 | 0.1 | 0 | 0.1 | 0 | 0 | 0 | 0 | 0 | 0 | 0 | 0 | 0 |  | 1 | 1 | 1 | 1.1102e-16 |  | 0 | 0 | 0 | 0 | 0
1963-04-09 | 1963 | 4 | 9 | 0 | 0 | 0 | 0 | 0 | 0 | 0 | 0 | 0 | 0 | 0 | 0 | 0 | 0 | 0 | 0 | 0 | 0 | 0 | 0 | 0 | 0 | 0 | 0 |  | 0 | 0 | 0 | 0 |  | 0 | 0 | 0 | 0 | 0
1963-04-10 | 1963 | 4 | 10 | 0 | 0 | 0 | 0 | 0 | 0 | 0 | 0 | 0 | 0 | 0 | 0 | 0 | 0 | 0 | 0 | 0 | 0 | 0 | 0 | 0 | 0 | 0 | 0 |  | 0 | 0 | 0 | 0 |  | 0 | 0 | 0 | 0 | 0
1963-04-11 | 1963 | 4 | 11 | 0 | 0 | 0 | 0 | 0 | 0 | 0 | 0 | 0 | 0 | 0 | 0 | 0 | 0 | 0 | 0 | 0 | 0 | 0 | 0 | 0 | 0 | 0 | 0 |  | 0 | 0 | 0 | 0 |  | 0 | 0 | 0 | 0 | 0
1963-04-12 | 1963 | 4 | 12 | 0 | 0 | 0 | 0 | 0 | 0 | 0 | 0 | 0 | 0 | 0 | 0 | 0 | 0 | 0 | 0 | 0 | 0 | 0 | 0 | 0 | 0 | 0 | 0 |  | 0 | 0 | 0 | 0 |  | 0 | 0 | 0 | 0 | 0
1963-04-13 | 1963 | 4 | 13 | 0 | 0 | 0 | 0 | 0 | 0 | 0 | 0 | 0 | 0 | 0 | 0 | 0 | 0 | 0 | 0 | 0 | 0 | 0 | 0 | 0 | 0 | 0 | 0 |  | 0 | 0 | 0 | 0 |  | 0 | 0 | 0 | 0 | 0
1963-04-14 | 1963 | 4 | 14 | 0 | 0 | 0 | 0 | 0 | 0 | 0 | 0 | 0 | 0 | 0 | 0 | 0 | 0 | 0 | 0 | 0 | 0 | 0 | 0 | 0 | 0 | 0 | 0 |  | 0 | 0 | 0 | 0 |  | 0 | 0 | 0 | 0 | 0
1963-04-15 | 1963 | 4 | 15 | 0 | 0 | 0 | 0 | 0 | 0 | 0 | 0 | 0 | 0 | 0 | 0 | 0 | 0 | 0 | 0 | 0 | 0 | 0 | 0 | 0 | 0 | 0 | 0 |  | 0 | 0 | 0 | 0 |  | 0 | 0 | 0 | 0 | 0
1963-04-16 | 1963 | 4 | 16 | 0 | 0 | 0 | 0 | 0 | 0 | 0 | 0.4 | 0.4 | 0.9 | 0.4 | 0.4 | 0.9 | 0.4 | 0.4 | 0.4 | 0.4 | 0.9 | 0.4 | 0.4 | 0.4 | 0.5 | 0.4 | 0.4 |  | 8.4 | 8.4 | 8.4 | 1.7764e-15 |  | 0 | 0 | 0 | 0 | 0
1963-04-17 | 1963 | 4 | 17 | 0 | 0 | 0 | 0 | 0 | 0 | 0 | 0 | 0 | 0 | 0 | 0 | 0 | 0 | 0 | 0 | 0 | 0 | 0 | 0 | 0 | 0 | 0 | 0 |  | 0 | 0 | 0 | 0 |  | 0 | 0 | 0 | 0 | 0
1963-04-18 | 1963 | 4 | 18 | 0 | 0 | 0 | 0 | 0 | 0 | 0 | 0 | 0 | 0 | 0 | 0 | 0 | 0 | 0 | 0 | 0 | 0 | 0 | 0 | 0 | 0 | 0 | 0 |  | 0 | 0 | 0 | 0 |  | 0 | 0 | 0 | 0 | 0
1963-04-19 | 1963 | 4 | 19 | 0 | 0 | 0 | 0 | 0 | 0 | 0 | 0 | 0 | 0 | 0 | 0 | 0 | 0 | 0 | 0 | 0 | 0 | 0 | 0 | 0 | 0 | 0 | 0 |  | 0 | 0 | 0 | 0 |  | 0 | 0 | 0 | 0 | 0
1963-04-20 | 1963 | 4 | 20 | 0.1 | 0.1 | 0.1 | 0.1 | 0.1 | 0.2 | 0.1 | 0.1 | 0.1 | 0.1 | 0.1 | 0.1 | 0.1 | 0.1 | 0 | 0.1 | 0.1 | 0.1 | 0.2 | 0.1 | 0.1 | 0.1 | 0.1 | 0.1 |  | 2.5 | 2.5 | 2.5 | 8.8818e-16 |  | 0 | 0 | 0 | 0 | 0
1963-04-21 | 1963 | 4 | 21 | 0 | 0 | 0.1 | 0 | 0 | 0 | 0 | 0 | 0.1 | 0 | 0 | 0 | 0 | 0.1 | 0 | 0 | 0 | 0 | 0 | 0 | 0 | 0 | 0 | 0 |  | 0.3 | 0.3 | 0.3 | 5.5511e-17 |  | 0 | 0 | 0 | 0 | 0
1963-04-22 | 1963 | 4 | 22 | 0 | 0 | 0 | 0 | 0 | 0 | 0 | 0 | 0 | 0 | 0 | 0 | 0 | 0 | 0 | 0 | 0 | 0 | 0 | 0 | 0 | 0 | 0 | 0 |  | 0 | 0 | 0 | 0 |  | 0 | 0 | 0 | 0 | 0
1963-04-23 | 1963 | 4 | 23 | 0 | 0 | 0 | 0 | 0 | 0 | 0 | 0 | 0 | 0 | 0 | 0 | 0 | 0 | 0 | 0 | 0 | 0 | 0 | 0 | 0 | 0 | 0 | 0 |  | 0 | 0 | 0 | 0 |  | 0 | 0 | 0 | 0 | 0
1963-04-24 | 1963 | 4 | 24 | 0 | 0 | 0 | 0 | 0 | 0 | 0 | 0 | 0 | 0 | 0 | 0 | 0 | 0 | 0 | 0 | 0 | 0 | 0 | 0 | 0 | 0 | 0 | 0 |  | 0 | 0 | 0 | 0 |  | 0 | 0 | 0 | 0 | 0
1963-04-25 | 1963 | 4 | 25 | 0 | 0 | 0 | 0 | 0 | 0 | 0 | 0 | 0 | 0 | 0 | 0 | 0 | 0 | 0 | 0 | 0 | 0 | 0 | 0 | 0 | 0 | 0 | 0 |  | 0 | 0 | 0 | 0 |  | 0 | 0 | 0 | 0 | 0
1963-04-26 | 1963 | 4 | 26 | 0 | 0 | 0 | 0 | 0 | 0 | 0 | 0 | 0 | 0 | 0 | 0 | 0 | 0 | 0 | 0 | 0 | 0 | 0 | 0 | 0 | 0 | 0 | 0 |  | 0 | 0 | 0 | 0 |  | 0 | 0 | 0 | 0 | 0
1963-04-27 | 1963 | 4 | 27 | 0 | 0 | 0 | 0 | 0 | 0 | 0 | 0 | 0 | 0 | 0 | 0 | 0 | 0 | 0 | 0 | 0 | 1.3 | 0 | 1.3 | 1.4 | 1.3 | 1.3 | 0 |  | 6.6 | 6.6 | 6.6 | 0 |  | 0 | 0 | 0 | 0 | 0
1963-04-28 | 1963 | 4 | 28 | 0 | 0 | 0 | 0 | 0 | 0 | 0 | 0 | 0 | 0 | 0 | 0 | 0 | 0 | 0 | 0 | 0 | 0 | 0 | 0 | 0 | 0 | 0 | 0 |  | 0 | 0 | 0 | 0 |  | 0 | 0 | 0 | 0 | 0
1963-04-29 | 1963 | 4 | 29 | 0 | 0 | 0 | 0 | 0 | 0 | 0 | 0 | 0 | 0 | 0 | 0 | 0 | 0 | 0 | 0 | 0 | 0 | 0 | 0 | 0 | 0 | 0 | 0 |  | 0 | 0 | 0 | 0 |  | 0 | 0 | 0 | 0 | 0
1963-04-30 | 1963 | 4 | 30 | 0 | 0 | 0 | 0 | 0 | 0 | 0 | 0 | 0 | 0 | 0 | 0 | 0 | 0 | 0 | 0 | 0 | 0 | 0 | 0 | 0 | 0 | 0 | 0 |  | 0 | 0 | 0 | 0 |  | 0 | 0 | 0 | 0 | 0
1963-05-01 | 1963 | 5 | 1 | 0 | 0 | 0 | 0 | 0 | 0 | 0 | 0 | 0 | 0.8 | 0.7 | 0 | 0 | 0 | 0 | 0.8 | 0 | 0 | 0 | 0 | 0 | 0 | 0 | 0 |  | 2.3 | 2.3 | 2.3 | 0 |  | 2.3 | 0 | 0 | 0 | 0
1963-05-02 | 1963 | 5 | 2 | 0 | 0 | 0 | 0 | 0 | 0 | 0 | 0 | 0 | 0 | 0 | 0 | 0 | 0 | 0 | 0 | 0 | 0 | 0 | 0 | 2.8 | 0.9 | 1 | 0.9 |  | 5.6 | 5.6 | 5.6 | 0 |  | 5.6 | 0 | 0 | 0 | 0
1963-05-03 | 1963 | 5 | 3 | 0.4 | 0.9 | 0.4 | 0.4 | 0.4 | 0.5 | 0.4 | 0.4 | 0.4 | 0.5 | 0.4 | 0.4 | 0.4 | 0.5 | 0.4 | 0.4 | 0 | 0 | 0 | 0 | 0.4 | 0.5 | 0.4 | 0.4 |  | 8.9 | 8.9 | 8.9 | 1.7764e-15 |  | 8.9 | 0 | 0 | 0 | 0
1963-05-04 | 1963 | 5 | 4 | 0 | 0 | 0 | 0 | 0 | 0 | 0 | 0 | 0 | 0 | 0 | 0 | 0 | 0 | 0 | 0 | 0 | 0 | 0 | 0 | 0 | 0 | 0 | 0 |  | 0 | 0 | 0 | 0 |  | 0 | 0 | 0 | 0 | 0
1963-05-05 | 1963 | 5 | 5 | 0 | 0 | 0 | 0 | 0 | 0 | 0 | 0 | 0 | 0 | 0 | 0 | 0 | 0 | 0 | 0 | 0 | 0 | 0 | 0 | 0 | 0 | 0 | 0 |  | 0 | 0 | 0 | 0 |  | 0 | 0 | 0 | 0 | 0
1963-05-06 | 1963 | 5 | 6 | 0 | 0 | 0 | 0 | 0 | 0 | 0 | 0 | 0 | 0 | 0 | 0 | 0 | 0 | 0 | 0 | 0 | 0 | 0 | 0 | 0 | 0 | 0 | 0 |  | 0 | 0 | 0 | 0 |  | 0 | 0 | 0 | 0 | 0
1963-05-07 | 1963 | 5 | 7 | 0 | 0 | 0 | 0 | 0 | 0 | 0 | 0 | 0 | 0 | 0 | 0 | 0 | 0 | 0 | 0.3 | 0 | 0 | 0 | 0 | 0 | 0 | 0 | 0 |  | 0.3 | 0.3 | 0.3 | 0 |  | 0.3 | 0 | 0 | 0 | 0
1963-05-08 | 1963 | 5 | 8 | 0 | 0 | 0 | 0 | 0 | 0 | 0 | 0 | 0 | 0 | 0 | 0 | 0 | 0 | 0 | 0 | 0 | 0 | 0 | 0 | 0 | 0 | 0 | 0 |  | 0 | 0 | 0 | 0 |  | 0 | 0 | 0 | 0 | 0
1963-05-09 | 1963 | 5 | 9 | 0 | 0 | 0 | 0 | 0 | 0 | 0 | 0 | 0 | 0 | 0 | 0 | 0 | 0 | 0 | 0 | 0 | 0 | 0 | 0 | 0 | 0 | 0 | 0 |  | 0 | 0 | 0 | 0 |  | 0 | 0 | 0 | 0 | 0
1963-05-10 | 1963 | 5 | 10 | 0 | 0 | 0 | 0 | 0 | 0 | 0 | 0 | 0 | 0 | 0 | 0 | 0 | 0 | 0 | 0 | 0 | 0 | 0 | 0 | 0 | 0 | 0 | 0 |  | 0 | 0 | 0 | 0 |  | 0 | 0 | 0 | 0 | 0
1963-05-11 | 1963 | 5 | 11 | 0 | 0 | 0 | 0 | 0 | 0 | 0 | 0 | 0 | 0 | 0 | 0 | 0 | 0 | 0 | 0 | 0 | 0 | 0 | 0 | 0 | 0 | 0 | 0 |  | 0 | 0 | 0 | 0 |  | 0 | 0 | 0 | 0 | 0
1963-05-12 | 1963 | 5 | 12 | 0 | 0 | 0 | 0 | 0 | 0 | 0 | 0 | 0 | 0 | 0 | 0 | 0 | 0 | 0 | 0 | 0 | 0 | 0 | 0 | 0 | 0 | 0 | 0 |  | 0 | 0 | 0 | 0 |  | 0 | 0 | 0 | 0 | 0
1963-05-13 | 1963 | 5 | 13 | 0 | 0 | 0 | 0 | 0 | 0 | 0 | 0 | 0 | 0 | 0 | 0 | 0 | 0 | 0 | 0 | 0 | 0 | 0 | 0 | 0 | 0 | 0 | 0 |  | 0 | 0 | 0 | 0 |  | 0 | 0 | 0 | 0 | 0
1963-05-14 | 1963 | 5 | 14 | 0 | 0 | 0 | 0 | 0 | 0 | 0 | 0 | 0 | 0 | 0 | 0 | 0 | 0 | 0 | 0 | 0 | 0 | 0 | 0 | 0 | 0 | 0 | 0 |  | 0 | 0 | 0 | 0 |  | 0 | 0 | 0 | 0 | 0
1963-05-15 | 1963 | 5 | 15 | 0 | 0 | 0 | 0 | 0 | 0 | 0 | 0 | 0 | 0 | 0 | 0 | 0 | 0 | 0 | 0 | 0 | 0 | 0 | 0 | 0 | 0 | 0 | 0 |  | 0 | 0 | 0 | 0 |  | 0 | 0 | 0 | 0 | 0
1963-05-16 | 1963 | 5 | 16 | 0 | 0 | 0 | 0 | 0 | 0 | 0 | 0 | 0 | 0 | 0 | 0 | 0 | 0 | 0 | 0 | 0 | 0 | 0 | 0 | 0 | 0 | 0 | 0 |  | 0 | 0 | 0 | 0 |  | 0 | 0 | 0 | 0 | 0
1963-05-17 | 1963 | 5 | 17 | 0 | 0 | 0 | 0 | 0 | 0 | 0 | 0 | 0 | 0 | 0 | 0 | 0 | 0 | 0 | 0 | 0 | 0 | 0 | 0 | 0 | 0 | 0 | 0 |  | 0 | 0 | 0 | 0 |  | 0 | 0 | 0 | 0 | 0
1963-05-18 | 1963 | 5 | 18 | 0 | 0 | 0 | 0 | 0 | 0 | 0 | 0 | 0 | 0 | 0 | 0 | 0 | 0 | 0 | 0 | 0 | 0 | 0 | 0 | 0 | 0 | 0 | 0 |  | 0 | 0 | 0 | 0 |  | 0 | 0 | 0 | 0 | 0
1963-05-19 | 1963 | 5 | 19 | 0 | 0 | 0 | 0 | 0 | 0 | 0 | 0 | 0 | 0 | 0 | 0 | 0 | 0 | 0 | 0 | 0 | 0 | 0 | 0 | 0 | 0 | 0 | 0 |  | 0 | 0 | 0 | 0 |  | 0 | 0 | 0 | 0 | 0
1963-05-20 | 1963 | 5 | 20 | 0 | 0 | 0 | 0 | 0 | 0 | 0 | 0 | 0 | 0 | 0 | 0 | 0 | 0 | 0 | 0 | 0 | 0 | 0 | 0 | 0 | 0 | 0 | 0 |  | 0 | 0 | 0 | 0 |  | 0 | 0 | 0 | 0 | 0
1963-05-21 | 1963 | 5 | 21 | 0 | 0 | 0 | 0 | 0 | 0 | 0 | 0 | 0 | 0 | 0 | 0 | 0 | 0 | 0 | 0 | 0 | 0 | 0 | 0 | 0 | 0 | 0 | 0 |  | 0 | 0 | 0 | 0 |  | 0 | 0 | 0 | 0 | 0
1963-05-22 | 1963 | 5 | 22 | 0 | 0 | 0 | 0 | 0 | 0 | 0 | 0 | 0 | 0 | 0 | 0 | 0 | 0 | 0 | 0 | 0 | 0 | 0 | 0 | 0 | 0 | 0 | 0 |  | 0 | 0 | 0 | 0 |  | 0 | 0 | 0 | 0 | 0
1963-05-23 | 1963 | 5 | 23 | 0 | 0 | 0 | 0 | 0 | 0 | 0 | 0 | 0 | 0 | 0 | 0 | 0 | 0 | 0 | 0 | 0 | 0 | 0 | 0 | 0 | 0 | 0 | 0 |  | 0 | 0 | 0 | 0 |  | 0 | 0 | 0 | 0 | 0
1963-05-24 | 1963 | 5 | 24 | 0 | 0 | 0 | 0 | 0 | 0 | 0 | 0 | 0 | 0 | 0 | 0 | 0 | 0 | 0 | 0 | 0 | 0 | 0 | 0 | 0 | 0 | 0 | 0 |  | 0 | 0 | 0 | 0 |  | 0 | 0 | 0 | 0 | 0
1963-05-25 | 1963 | 5 | 25 | 0 | 0 | 0 | 0 | 0 | 0 | 0 | 0 | 0 | 0 | 0 | 0 | 0 | 0 | 0 | 0 | 0 | 0 | 0 | 0 | 0 | 0 | 0 | 0 |  | 0 | 0 | 0 | 0 |  | 0 | 0 | 0 | 0 | 0
1963-05-26 | 1963 | 5 | 26 | 0 | 0 | 0 | 0 | 0 | 0 | 0 | 0 | 0 | 0 | 0 | 0 | 0 | 0 | 0 | 0 | 0 | 0 | 0 | 0 | 0 | 0 | 0 | 0 |  | 0 | 0 | 0 | 0 |  | 0 | 0 | 0 | 0 | 0
1963-05-27 | 1963 | 5 | 27 | 0 | 0 | 0 | 0 | 0 | 0 | 0 | 0 | 0 | 0 | 0 | 0 | 0 | 0 | 0 | 2.3 | 0 | 0.3 | 0 | 0 | 0 | 0 | 0 | 0 |  | 2.6 | 2.6 | 2.6 | 4.4409e-16 |  | 2.6 | 0 | 0 | 0 | 0
1963-05-28 | 1963 | 5 | 28 | 0 | 0 | 0 | 0 | 0 | 0 | 0 | 0 | 0 | 0 | 0 | 0 | 0 | 0 | 0 | 0 | 0 | 0 | 0 | 0 | 0 | 0 | 0 | 0 |  | 0 | 0 | 0 | 0 |  | 0 | 0 | 0 | 0 | 0
1963-05-29 | 1963 | 5 | 29 | 0 | 0 | 0 | 0 | 0 | 0 | 0 | 0 | 0 | 0 | 0 | 0 | 0 | 0 | 0 | 0 | 0 | 0 | 0 | 0 | 0 | 0 | 0 | 0 |  | 0 | 0 | 0 | 0 |  | 0 | 0 | 0 | 0 | 0
1963-05-30 | 1963 | 5 | 30 | 0 | 0 | 0 | 0 | 0 | 0 | 0 | 0 | 0 | 0 | 0 | 0 | 0 | 0 | 0 | 0 | 0 | 0 | 0 | 0 | 0 | 0 | 0 | 0 |  | 0 | 0 | 0 | 0 |  | 0 | 0 | 0 | 0 | 0
1963-05-31 | 1963 | 5 | 31 | 0 | 0 | 0 | 0 | 0 | 0 | 0 | 0 | 0 | 0 | 0 | 0 | 0 | 0 | 0 | 0 | 0 | 0 | 0 | 0 | 0 | 0 | 0 | 0 |  | 0 | 0 | 0 | 0 |  | 0 | 0 | 0 | 0 | 0
1963-06-01 | 1963 | 6 | 1 | 0 | 0 | 0 | 0 | 0 | 0 | 0 | 0 | 0 | 0 | 0 | 0 | 0 | 0 | 0 | 0 | 0 | 0 | 0 | 0 | 0 | 0 | 0 | 0 |  | 0 | 0 | 0 | 0 |  | 0 | 0 | 0 | 0 | 0
1963-06-02 | 1963 | 6 | 2 | 0 | 0 | 0 | 0 | 0 | 0 | 0 | 0 | 0 | 0 | 0 | 0 | 0 | 0 | 0 | 0 | 0 | 0 | 0 | 0 | 1 | 0 | 0 | 0 |  | 1 | 1 | 1 | 0 |  | 0 | 1 | 0 | 0 | 0
1963-06-03 | 1963 | 6 | 3 | 0 | 0 | 1.5 | 0.5 | 0.3 | 1 | 1 | 2 | 1.5 | 0 | 0 | 0 | 0 | 0 | 0.3 | 0 | 0 | 0 | 0 | 0 | 0 | 0 | 0 | 0 |  | 8.1 | 8.1 | 8.1 | 0 |  | 0 | 8.1 | 0 | 0 | 0
1963-06-04 | 1963 | 6 | 4 | 0 | 0 | 0 | 0 | 0 | 0 | 0 | 0 | 0 | 0 | 0 | 0 | 0 | 0 | 0 | 0 | 0 | 0 | 0 | 0 | 0 | 0 | 0 | 0 |  | 0 | 0 | 0 | 0 |  | 0 | 0 | 0 | 0 | 0
1963-06-05 | 1963 | 6 | 5 | 0 | 0 | 0 | 0 | 0 | 0 | 0 | 0 | 0 | 0 | 0 | 0 | 0 | 0 | 0 | 0 | 0 | 0 | 0 | 0 | 0 | 0 | 0 | 0 |  | 0 | 0 | 0 | 0 |  | 0 | 0 | 0 | 0 | 0
1963-06-06 | 1963 | 6 | 6 | 0 | 0 | 0 | 0 | 0 | 0 | 0 | 0 | 0 | 0 | 0 | 0.3 | 0 | 0 | 0 | 0 | 0 | 0 | 0 | 0 | 0 | 0 | 0 | 0 |  | 0.3 | 0.3 | 0.3 | 0 |  | 0 | 0.3 | 0 | 0 | 0
1963-06-07 | 1963 | 6 | 7 | 0 | 0 | 0 | 0 | 0 | 0 | 0 | 0 | 0 | 0 | 0 | 0 | 0 | 0 | 0 | 0 | 0 | 0 | 0 | 0 | 0 | 0 | 0.3 | 6.6 |  | 6.9 | 6.9 | 6.9 | 8.8818e-16 |  | 0 | 6.9 | 0 | 0 | 0
1963-06-08 | 1963 | 6 | 8 | 4.3 | 6.4 | 0.3 | 0.3 | 0 | 0 | 0 | 0 | 0 | 0 | 0 | 0 | 0 | 0 | 0 | 0 | 0 | 0 | 0 | 0 | 0 | 0 | 0 | 0 |  | 11.3 | 11.3 | 11.3 | 0 |  | 0 | 11.3 | 0 | 0 | 0
1963-06-09 | 1963 | 6 | 9 | 0 | 0 | 0 | 0 | 0 | 0 | 0.8 | 0.8 | 0.5 | 0.5 | 0.3 | 0.8 | 0.8 | 3.2 | 0 | 0 | 0 | 0 | 5.1 | 6 | 2 | 0.5 | 0 | 0 |  | 21.3 | 21.3 | 21.3 | 0 |  | 0 | 21.3 | 0 | 0 | 0
1963-06-10 | 1963 | 6 | 10 | 0 | 0.5 | 0 | 0 | 0 | 0 | 0 | 0 | 0 | 0 | 0 | 0 | 0 | 0 | 0 | 0 | 0 | 0 | 0 | 0 | 0 | 0 | 0 | 0 |  | 0.5 | 0.5 | 0.5 | 0 |  | 0 | 0.5 | 0 | 0 | 0
1963-06-11 | 1963 | 6 | 11 | 0 | 0 | 0 | 0 | 0 | 0 | 0 | 0 | 0 | 0 | 0 | 0 | 0 | 0 | 0 | 0 | 0 | 0 | 0 | 0 | 0 | 0 | 0 | 0 |  | 0 | 0 | 0 | 0 |  | 0 | 0 | 0 | 0 | 0
1963-06-12 | 1963 | 6 | 12 | 0 | 0 | 0 | 0 | 0 | 0 | 0 | 0 | 0 | 0 | 0 | 0 | 0 | 0 | 0 | 0 | 0 | 0 | 0 | 0 | 0 | 0 | 0 | 0 |  | 0 | 0 | 0 | 0 |  | 0 | 0 | 0 | 0 | 0
1963-06-13 | 1963 | 6 | 13 | 0 | 0 | 0 | 0 | 0 | 0 | 0 | 0 | 0 | 0 | 0 | 0 | 0 | 0 | 0 | 0 | 0 | 0 | 0 | 0 | 0 | 0 | 0 | 0 |  | 0 | 0 | 0 | 0 |  | 0 | 0 | 0 | 0 | 0
1963-06-14 | 1963 | 6 | 14 | 0 | 0 | 0 | 0 | 0 | 0 | 0 | 0 | 0 | 0 | 0 | 0 | 0 | 0 | 0 | 0 | 0 | 0 | 0 | 0 | 0 | 0 | 0 | 0 |  | 0 | 0 | 0 | 0 |  | 0 | 0 | 0 | 0 | 0
1963-06-15 | 1963 | 6 | 15 | 0 | 0 | 0 | 0 | 0 | 0 | 0 | 0 | 0 | 0 | 0 | 0 | 0 | 0 | 0 | 0 | 0 | 0 | 0 | 0.3 | 0.2 | 0.3 | 0.3 | 0.4 |  | 1.5 | 1.5 | 1.5 | 0 |  | 0 | 1.5 | 0 | 0 | 0
1963-06-16 | 1963 | 6 | 16 | 0 | 0 | 0 | 0 | 0 | 0 | 0 | 0 | 0 | 0 | 0 | 0 | 0 | 0 | 0 | 0 | 0 | 0 | 0 | 0 | 0 | 0 | 0 | 0 |  | 0 | 0 | 0 | 0 |  | 0 | 0 | 0 | 0 | 0
1963-06-17 | 1963 | 6 | 17 | 0 | 0 | 0 | 0 | 0 | 0 | 0 | 0 | 0 | 0 | 0 | 0 | 0 | 0 | 0 | 0 | 0 | 0 | 0 | 0 | 0 | 0 | 0 | 0 |  | 0 | 0 | 0 | 0 |  | 0 | 0 | 0 | 0 | 0
1963-06-18 | 1963 | 6 | 18 | 0 | 0 | 0 | 0 | 0 | 0 | 0 | 0 | 0 | 0 | 0 | 0 | 0 | 0 | 0 | 0 | 0 | 0 | 0 | 0 | 0 | 0 | 0 | 0 |  | 0 | 0 | 0 | 0 |  | 0 | 0 | 0 | 0 | 0
1963-06-19 | 1963 | 6 | 19 | 0 | 0 | 0 | 0 | 0 | 0 | 0 | 0 | 0 | 0 | 0 | 0 | 0 | 0 | 0 | 0 | 0 | 0 | 0 | 0 | 0 | 0 | 0 | 0 |  | 0 | 0 | 0 | 0 |  | 0 | 0 | 0 | 0 | 0
1963-06-20 | 1963 | 6 | 20 | 0 | 0 | 0 | 0 | 0 | 0 | 0 | 0 | 0 | 0 | 0 | 0 | 0 | 0 | 0 | 0 | 0 | 0 | 0 | 0 | 0 | 0 | 0 | 0 |  | 0 | 0 | 0 | 0 |  | 0 | 0 | 0 | 0 | 0
1963-06-21 | 1963 | 6 | 21 | 0 | 0 | 0 | 0 | 0 | 0 | 0 | 0 | 0 | 0 | 0 | 0 | 0 | 0 | 0 | 0 | 0 | 0.5 | 1.5 | 0.8 | 0.3 | 1 | 1.5 | 1.8 |  | 7.4 | 7.4 | 7.4 | 8.8818e-16 |  | 0 | 7.4 | 0 | 0 | 0
1963-06-22 | 1963 | 6 | 22 | 2.8 | 4.1 | 5.5 | 5.1 | 4.6 | 4.1 | 3.3 | 4.7 | 4.6 | 2.8 | 0.8 | 0.3 | 0 | 0 | 0 | 0 | 0 | 0 | 0 | 0 | 0 | 0 | 0 | 0 |  | 42.7 | 42.7 | 42.7 | 7.1054e-15 |  | 0 | 42.7 | 0 | 0 | 0
1963-06-23 | 1963 | 6 | 23 | 0 | 0 | 0 | 0 | 0 | 0 | 0 | 0 | 0 | 0 | 0 | 0 | 0 | 0 | 0 | 0 | 0 | 0 | 0 | 0 | 0 | 0 | 0 | 0 |  | 0 | 0 | 0 | 0 |  | 0 | 0 | 0 | 0 | 0
1963-06-24 | 1963 | 6 | 24 | 0 | 0 | 0 | 0 | 0 | 0 | 0 | 0 | 0 | 0 | 0 | 0 | 0 | 0 | 0 | 0 | 0 | 0 | 0 | 0 | 0 | 0 | 0 | 0 |  | 0 | 0 | 0 | 0 |  | 0 | 0 | 0 | 0 | 0
1963-06-25 | 1963 | 6 | 25 | 0 | 0 | 0 | 0 | 0 | 0 | 0 | 0 | 0 | 0 | 0 | 0 | 0 | 0 | 4.3 | 0 | 0 | 0 | 0 | 0 | 0 | 0 | 0 | 0 |  | 4.3 | 4.3 | 4.3 | 0 |  | 0 | 4.3 | 0 | 0 | 0
1963-06-26 | 1963 | 6 | 26 | 0 | 0 | 0 | 0 | 0 | 0 | 0 | 0 | 0 | 0 | 0 | 0 | 0 | 0 | 0 | 0 | 0 | 0 | 0 | 0 | 0 | 0 | 0 | 0 |  | 0 | 0 | 0 | 0 |  | 0 | 0 | 0 | 0 | 0
1963-06-27 | 1963 | 6 | 27 | 0 | 0 | 0 | 0 | 0 | 0 | 0 | 0 | 0 | 0 | 0 | 0 | 0 | 0 | 0 | 0 | 0 | 0 | 0 | 0 | 0 | 0 | 0 | 0 |  | 0 | 0 | 0 | 0 |  | 0 | 0 | 0 | 0 | 0
1963-06-28 | 1963 | 6 | 28 | 0 | 0 | 0 | 0 | 0 | 0 | 0 | 0 | 0 | 0 | 0 | 0 | 0 | 0 | 0 | 0 | 0 | 0 | 0.3 | 0 | 0.8 | 2.5 | 0.8 | 3.3 |  | 7.7 | 7.7 | 7.7 | 0 |  | 0 | 7.7 | 0 | 0 | 0
1963-06-29 | 1963 | 6 | 29 | 3.8 | 0.5 | 1 | 0 | 0.3 | 0 | 0 | 0.5 | 0.3 | 0.5 | 0.3 | 1 | 1 | 1 | 1.3 | 0.8 | 1.3 | 2.5 | 3.3 | 2.5 | 4.1 | 2.5 | 1.5 | 1.3 |  | 31.3 | 31.3 | 31.3 | 0 |  | 0 | 31.3 | 0 | 0 | 0
1963-06-30 | 1963 | 6 | 30 | 0.3 | 0.5 | 1 | 0.3 | 0 | 0 | 0 | 0 | 0 | 0 | 0 | 0 | 0 | 0 | 0 | 0 | 0 | 0 | 0 | 0 | 0.3 | 0 | 0 | 0 |  | 2.4 | 2.4 | 2.4 | 0 |  | 0 | 2.4 | 0 | 0 | 0
1963-07-01 | 1963 | 7 | 1 | 0 | 0 | 0 | 0 | 0 | 0 | 0 | 0 | 0 | 0 | 0 | 0 | 0 | 0 | 0 | 0 | 0 | 0 | 0 | 0 | 0 | 0 | 0 | 0 |  | 0 | 0 | 0 | 0 |  | 0 | 0 | 0 | 0 | 0
1963-07-02 | 1963 | 7 | 2 | 0 | 0 | 0 | 0 | 0 | 0 | 0 | 0 | 0 | 0 | 0 | 0 | 0 | 0 | 0 | 0 | 0 | 0 | 0 | 0 | 0 | 0 | 0 | 0 |  | 0 | 0 | 0 | 0 |  | 0 | 0 | 0 | 0 | 0
1963-07-03 | 1963 | 7 | 3 | 0 | 0 | 0 | 0 | 0 | 0 | 0 | 0 | 0 | 0 | 0 | 0 | 0 | 0 | 0 | 0 | 0 | 0 | 0 | 0 | 0 | 0 | 0 | 0 |  | 0 | 0 | 0 | 0 |  | 0 | 0 | 0 | 0 | 0
1963-07-04 | 1963 | 7 | 4 | 0 | 0 | 0 | 0 | 0 | 0 | 0 | 0 | 0 | 0 | 0 | 0 | 0 | 0 | 0 | 0 | 0 | 0 | 0 | 0 | 0 | 0 | 0 | 0 |  | 0 | 0 | 0 | 0 |  | 0 | 0 | 0 | 0 | 0
1963-07-05 | 1963 | 7 | 5 | 0 | 0 | 0 | 0 | 0 | 0 | 0 | 0 | 0 | 0 | 0 | 0 | 0 | 0 | 0 | 0 | 0 | 0 | 0 | 0 | 0 | 0 | 0 | 0 |  | 0 | 0 | 0 | 0 |  | 0 | 0 | 0 | 0 | 0
1963-07-06 | 1963 | 7 | 6 | 0 | 0 | 0 | 0 | 0 | 0 | 0 | 0 | 0 | 0 | 0 | 0 | 0 | 0 | 0 | 0 | 0 | 0 | 0 | 0 | 0 | 0 | 0.3 | 0 |  | 0.3 | 0.3 | 0.3 | 0 |  | 0 | 0 | 0.3 | 0 | 0
1963-07-07 | 1963 | 7 | 7 | 0 | 0 | 0 | 0 | 0 | 0 | 1 | 0 | 0.3 | 0 | 0 | 0 | 0 | 0 | 0 | 0 | 0 | 0 | 0 | 1 | 0.5 | 0.8 | 6.1 | 0.3 |  | 10 | 10 | 10 | 0 |  | 0 | 0 | 10 | 0 | 0
1963-07-08 | 1963 | 7 | 8 | 1.8 | 8.4 | 3.8 | 2.8 | 1 | 0.5 | 0 | 0 | 0 | 0 | 0 | 0 | 0 | 0 | 0 | 0 | 0 | 0 | 0 | 0 | 0 | 0 | 0 | 0 |  | 18.3 | 18.3 | 18.3 | 0 |  | 0 | 0 | 18.3 | 0 | 0
1963-07-09 | 1963 | 7 | 9 | 0 | 0 | 0 | 0 | 0 | 0 | 0 | 0 | 0 | 0 | 0 | 0 | 0 | 0 | 0 | 0 | 0 | 0 | 0 | 0 | 0 | 0 | 0 | 0 |  | 0 | 0 | 0 | 0 |  | 0 | 0 | 0 | 0 | 0
1963-07-10 | 1963 | 7 | 10 | 0 | 0 | 0 | 0 | 0 | 0 | 0 | 0 | 0 | 0 | 0 | 0 | 0.3 | 1 | 0.5 | 0 | 0.3 | 0.8 | 0.5 | 0.5 | 0.3 | 0 | 0 | 0 |  | 4.2 | 4.2 | 4.2 | 0 |  | 0 | 0 | 4.2 | 0 | 0
1963-07-11 | 1963 | 7 | 11 | 0 | 0 | 0.3 | 0.3 | 0 | 0 | 0 | 0 | 0 | 0 | 0 | 0 | 0 | 0 | 0 | 0 | 0 | 0 | 0 | 0 | 0 | 0 | 0 | 0 |  | 0.6 | 0.6 | 0.6 | 0 |  | 0 | 0 | 0.6 | 0 | 0
1963-07-12 | 1963 | 7 | 12 | 0 | 0 | 0 | 0 | 0 | 0 | 0 | 0 | 0 | 0 | 0 | 0 | 0 | 0 | 0 | 0 | 0 | 0 | 0 | 0 | 0 | 0 | 0 | 0 |  | 0 | 0 | 0 | 0 |  | 0 | 0 | 0 | 0 | 0
1963-07-13 | 1963 | 7 | 13 | 0 | 0 | 0 | 0 | 0 | 0 | 0 | 0 | 0 | 0 | 0 | 0 | 0 | 0 | 0 | 0 | 0 | 0 | 0 | 0 | 0 | 0 | 0 | 0 |  | 0 | 0 | 0 | 0 |  | 0 | 0 | 0 | 0 | 0
1963-07-14 | 1963 | 7 | 14 | 0 | 0 | 0 | 0 | 0 | 0 | 0 | 0 | 0 | 0 | 0 | 0 | 0 | 0 | 0 | 0 | 0 | 0 | 0 | 0 | 1.3 | 1 | 0.8 | 0 |  | 3.1 | 3.1 | 3.1 | 4.4409e-16 |  | 0 | 0 | 3.1 | 0 | 0
1963-07-15 | 1963 | 7 | 15 | 0 | 0 | 0 | 0 | 0 | 0 | 0 | 0 | 0 | 0 | 0 | 0 | 0 | 0 | 0 | 0 | 0 | 0 | 0.3 | 0 | 0.5 | 2.3 | 0.5 | 0.5 |  | 4.1 | 4.1 | 4.1 | 0 |  | 0 | 0 | 4.1 | 0 | 0
1963-07-16 | 1963 | 7 | 16 | 0.8 | 0.3 | 1 | 0.5 | 0 | 0 | 0 | 0 | 0 | 0 | 0 | 0 | 0 | 0 | 0.5 | 0.3 | 0 | 0 | 0 | 0 | 0 | 0 | 0 | 0 |  | 3.4 | 3.4 | 3.4 | 0 |  | 0 | 0 | 3.4 | 0 | 0
1963-07-17 | 1963 | 7 | 17 | 0 | 0 | 0 | 0 | 0 | 0 | 0 | 0 | 0 | 0 | 0 | 0 | 0 | 0 | 0 | 0 | 0 | 0 | 0 | 0 | 0 | 0 | 0 | 0 |  | 0 | 0 | 0 | 0 |  | 0 | 0 | 0 | 0 | 0
1963-07-18 | 1963 | 7 | 18 | 0 | 0 | 0 | 0 | 0 | 0 | 0 | 0 | 0 | 0 | 0 | 0 | 0 | 0 | 0 | 0 | 0 | 0 | 0 | 0 | 0 | 0 | 0 | 0 |  | 0 | 0 | 0 | 0 |  | 0 | 0 | 0 | 0 | 0
1963-07-19 | 1963 | 7 | 19 | 0 | 0 | 0 | 0 | 0 | 0 | 0 | 0 | 0 | 0 | 0 | 0 | 0 | 0 | 0 | 0 | 0 | 0 | 0 | 0 | 0 | 0 | 0 | 0 |  | 0 | 0 | 0 | 0 |  | 0 | 0 | 0 | 0 | 0
1963-07-20 | 1963 | 7 | 20 | 0 | 0 | 0 | 0 | 0 | 0 | 0 | 0 | 0 | 0 | 0 | 0 | 0 | 0 | 0 | 0 | 0 | 0 | 0 | 0 | 0 | 0 | 0 | 0 |  | 0 | 0 | 0 | 0 |  | 0 | 0 | 0 | 0 | 0
1963-07-21 | 1963 | 7 | 21 | 0 | 0 | 0 | 0 | 0 | 0 | 0 | 0 | 0 | 0 | 0 | 0 | 0 | 0 | 0 | 0 | 0 | 0 | 0 | 0 | 0 | 0 | 0 | 0 |  | 0 | 0 | 0 | 0 |  | 0 | 0 | 0 | 0 | 0
1963-07-22 | 1963 | 7 | 22 | 0 | 0 | 0 | 0 | 0 | 0 | 0 | 0 | 0 | 0 | 0 | 0 | 0 | 0 | 0 | 0 | 0 | 0 | 0 | 0 | 0 | 0 | 0 | 0 |  | 0 | 0 | 0 | 0 |  | 0 | 0 | 0 | 0 | 0
1963-07-23 | 1963 | 7 | 23 | 0 | 0 | 0 | 0 | 0 | 0 | 0 | 0 | 0 | 0 | 0 | 0 | 0 | 0 | 0 | 0 | 0 | 0 | 0 | 0 | 0 | 0 | 0 | 0 |  | 0 | 0 | 0 | 0 |  | 0 | 0 | 0 | 0 | 0
1963-07-24 | 1963 | 7 | 24 | 0 | 0 | 0 | 0 | 0 | 0 | 0 | 0 | 0 | 0 | 0 | 0 | 0 | 0 | 0 | 0 | 0 | 0 | 0 | 0 | 3.3 | 0 | 0 | 4.8 |  | 8.1 | 8.1 | 8.1 | 0 |  | 0 | 0 | 8.1 | 0 | 0
1963-07-25 | 1963 | 7 | 25 | 0.5 | 18.7 | 4.2 | 1.8 | 0.3 | 0.3 | 0 | 0 | 0 | 0.3 | 0 | 0.8 | 0 | 0.8 | 1.3 | 0 | 0 | 0 | 0 | 0 | 0 | 0 | 0 | 0 |  | 29 | 29 | 29 | 3.5527e-15 |  | 0 | 0 | 29 | 0 | 0
1963-07-26 | 1963 | 7 | 26 | 0 | 0 | 0 | 0 | 0 | 0 | 0 | 0 | 0 | 0 | 0 | 0 | 0 | 0 | 0 | 0 | 0 | 0 | 0 | 0 | 0 | 0 | 0 | 0 |  | 0 | 0 | 0 | 0 |  | 0 | 0 | 0 | 0 | 0
1963-07-27 | 1963 | 7 | 27 | 0 | 0 | 0 | 0 | 0 | 0 | 0 | 0 | 0 | 0 | 0 | 0 | 0 | 0 | 0 | 0 | 0 | 0 | 0 | 0 | 0 | 0 | 0 | 0 |  | 0 | 0 | 0 | 0 |  | 0 | 0 | 0 | 0 | 0
1963-07-28 | 1963 | 7 | 28 | 0 | 0 | 0 | 0 | 0 | 0 | 0 | 0 | 0 | 0 | 0 | 0 | 4.8 | 0 | 0.8 | 0 | 0 | 0 | 0 | 0 | 0 | 0 | 0 | 0 |  | 5.6 | 5.6 | 5.6 | 0 |  | 0 | 0 | 5.6 | 0 | 0
1963-07-29 | 1963 | 7 | 29 | 0 | 0 | 0 | 0 | 0 | 0 | 0 | 0 | 0 | 0 | 0 | 0 | 0 | 0 | 0 | 0 | 0 | 0 | 0 | 0 | 0 | 0 | 0 | 0 |  | 0 | 0 | 0 | 0 |  | 0 | 0 | 0 | 0 | 0
1963-07-30 | 1963 | 7 | 30 | 0 | 0 | 0 | 0 | 0 | 0 | 0 | 0 | 0 | 0 | 0 | 0 | 0 | 0 | 0 | 0 | 0 | 0.5 | 0.8 | 0 | 0 | 0 | 0 | 0 |  | 1.3 | 1.3 | 1.3 | 0 |  | 0 | 0 | 1.3 | 0 | 0
1963-07-31 | 1963 | 7 | 31 | 0 | 0 | 0 | 0 | 0 | 0 | 0 | 0 | 0 | 0 | 0 | 0 | 0 | 0 | 0 | 0 | 0 | 0 | 0 | 0 | 3 | 0 | 0 | 0 |  | 3 | 3 | 3 | 0 |  | 0 | 0 | 3 | 0 | 0
1963-08-01 | 1963 | 8 | 1 | 0 | 0 | 0 | 0.3 | 1.8 | 1.3 | 0.3 | 0 | 0 | 0 | 0 | 0 | 0 | 0 | 0 | 0 | 0 | 2.5 | 0.5 | 0 | 0 | 0 | 0 | 0 |  | 6.7 | 6.7 | 6.7 | 0 |  | 0 | 0 | 0 | 6.7 | 0
1963-08-02 | 1963 | 8 | 2 | 0 | 0 | 0 | 0 | 0 | 0 | 0 | 0 | 0 | 0 | 0 | 0 | 0 | 0 | 0 | 0 | 0 | 0 | 0 | 0 | 0 | 0 | 0 | 0 |  | 0 | 0 | 0 | 0 |  | 0 | 0 | 0 | 0 | 0
1963-08-03 | 1963 | 8 | 3 | 0 | 0 | 0 | 0 | 0 | 0 | 0 | 0 | 0 | 0 | 0 | 0 | 0 | 0 | 0 | 0 | 0 | 0 | 0 | 0 | 0 | 0 | 0 | 0 |  | 0 | 0 | 0 | 0 |  | 0 | 0 | 0 | 0 | 0
1963-08-04 | 1963 | 8 | 4 | 0 | 0 | 0 | 0 | 0 | 0 | 0 | 0 | 0 | 0 | 0 | 0 | 0 | 0 | 0 | 0 | 0 | 0 | 0 | 0 | 0 | 0 | 0 | 0 |  | 0 | 0 | 0 | 0 |  | 0 | 0 | 0 | 0 | 0
1963-08-05 | 1963 | 8 | 5 | 0 | 0 | 0 | 0 | 0 | 0 | 0 | 0 | 0 | 0 | 0 | 0 | 0 | 0 | 0 | 0 | 0 | 0 | 1 | 0.5 | 0 | 0 | 0 | 0 |  | 1.5 | 1.5 | 1.5 | 0 |  | 0 | 0 | 0 | 1.5 | 0
1963-08-06 | 1963 | 8 | 6 | 0 | 0 | 0 | 0 | 0 | 0 | 0 | 0 | 0 | 0 | 0 | 0 | 0 | 0 | 0 | 0 | 0 | 0 | 0 | 0 | 0 | 0 | 0 | 0 |  | 0 | 0 | 0 | 0 |  | 0 | 0 | 0 | 0 | 0
1963-08-07 | 1963 | 8 | 7 | 0 | 1.5 | 0 | 0 | 0 | 0 | 0 | 0 | 0 | 0 | 0 | 0 | 0 | 0 | 0 | 0 | 0 | 0 | 0.8 | 1 | 0 | 0 | 0 | 0 |  | 3.3 | 3.3 | 3.3 | 0 |  | 0 | 0 | 0 | 3.3 | 0
1963-08-08 | 1963 | 8 | 8 | 0 | 0 | 0 | 0 | 0 | 0 | 0 | 0 | 0 | 0 | 0 | 0 | 0 | 0 | 0 | 0 | 0 | 0 | 0 | 0 | 0 | 0 | 0 | 0 |  | 0 | 0 | 0 | 0 |  | 0 | 0 | 0 | 0 | 0
1963-08-09 | 1963 | 8 | 9 | 0 | 0 | 0 | 0 | 0 | 0 | 0 | 0 | 0 | 0 | 0 | 0 | 0 | 0 | 0 | 0 | 0 | 0 | 0 | 0 | 0 | 0 | 0 | 0 |  | 0 | 0 | 0 | 0 |  | 0 | 0 | 0 | 0 | 0
1963-08-10 | 1963 | 8 | 10 | 0 | 0 | 0 | 0 | 0 | 0 | 0 | 0 | 0.3 | 0 | 0 | 0 | 0 | 0 | 0 | 0 | 0 | 0 | 0 | 0 | 0 | 0 | 0 | 0 |  | 0.3 | 0.3 | 0.3 | 0 |  | 0 | 0 | 0 | 0.3 | 0
1963-08-11 | 1963 | 8 | 11 | 0 | 0 | 0 | 0 | 0 | 0 | 0 | 0 | 0 | 0 | 0 | 0 | 0 | 0 | 0 | 0 | 0 | 0 | 0 | 0 | 0 | 0 | 0 | 0 |  | 0 | 0 | 0 | 0 |  | 0 | 0 | 0 | 0 | 0
1963-08-12 | 1963 | 8 | 12 | 0 | 0 | 0 | 0 | 0 | 0 | 0 | 0 | 0 | 0 | 0 | 0 | 0 | 0 | 0 | 0 | 0 | 0 | 0 | 0 | 0 | 0 | 0 | 0 |  | 0 | 0 | 0 | 0 |  | 0 | 0 | 0 | 0 | 0
1963-08-13 | 1963 | 8 | 13 | 0 | 0 | 0 | 0 | 0 | 0 | 0 | 0 | 0 | 0 | 0 | 0 | 0 | 0 | 0 | 0 | 0 | 0 | 0 | 0 | 0 | 0 | 0 | 0 |  | 0 | 0 | 0 | 0 |  | 0 | 0 | 0 | 0 | 0
1963-08-14 | 1963 | 8 | 14 | 0 | 0 | 0 | 0 | 0 | 0 | 0 | 0 | 0 | 0 | 0 | 0 | 0 | 0 | 0 | 0 | 0 | 0 | 0.3 | 0 | 0.3 | 0 | 0 | 0 |  | 0.6 | 0.6 | 0.6 | 0 |  | 0 | 0 | 0 | 0.6 | 0
1963-08-15 | 1963 | 8 | 15 | 0 | 0 | 0 | 0.3 | 0.3 | 0 | 0 | 0 | 0 | 0 | 0 | 0 | 0 | 0 | 0 | 0 | 0 | 0 | 0 | 0 | 0 | 0 | 0 | 0 |  | 0.6 | 0.6 | 0.6 | 0 |  | 0 | 0 | 0 | 0.6 | 0
1963-08-16 | 1963 | 8 | 16 | 0 | 0 | 0 | 0 | 0 | 0 | 0 | 0 | 0 | 0 | 0 | 0 | 0 | 0 | 0 | 0 | 0 | 0 | 0 | 0 | 0 | 0 | 0 | 0 |  | 0 | 0 | 0 | 0 |  | 0 | 0 | 0 | 0 | 0
1963-08-17 | 1963 | 8 | 17 | 0 | 0 | 0 | 0 | 0 | 0 | 0 | 0 | 0 | 0 | 0 | 0 | 0 | 0 | 0 | 0 | 0 | 0 | 0 | 0 | 0 | 0 | 0 | 0 |  | 0 | 0 | 0 | 0 |  | 0 | 0 | 0 | 0 | 0
1963-08-18 | 1963 | 8 | 18 | 0 | 0 | 0 | 0 | 0 | 0 | 0 | 0 | 0 | 0 | 0 | 0 | 0 | 0 | 0 | 0 | 0 | 0 | 0 | 0 | 0 | 0 | 0 | 0 |  | 0 | 0 | 0 | 0 |  | 0 | 0 | 0 | 0 | 0
1963-08-19 | 1963 | 8 | 19 | 0 | 0 | 0 | 0 | 0 | 0 | 0 | 0 | 0 | 0 | 0 | 0 | 0 | 0 | 0 | 0 | 0 | 0 | 0 | 0 | 0 | 0 | 0 | 0 |  | 0 | 0 | 0 | 0 |  | 0 | 0 | 0 | 0 | 0
1963-08-20 | 1963 | 8 | 20 | 0 | 0 | 0 | 0 | 0 | 0 | 0 | 0 | 0 | 0 | 0 | 0 | 0 | 0 | 0 | 1 | 0.8 | 0 | 0 | 0 | 0 | 0 | 0 | 0 |  | 1.8 | 1.8 | 1.8 | 0 |  | 0 | 0 | 0 | 1.8 | 0
1963-08-21 | 1963 | 8 | 21 | 0 | 0 | 0 | 0 | 0 | 0 | 0 | 0 | 0 | 0 | 0 | 0 | 0 | 0 | 0 | 0 | 0 | 0 | 0 | 0 | 0 | 0 | 0 | 0 |  | 0 | 0 | 0 | 0 |  | 0 | 0 | 0 | 0 | 0
1963-08-22 | 1963 | 8 | 22 | 0 | 0 | 0 | 0 | 0 | 0 | 0 | 0 | 0 | 0 | 0 | 0 | 0 | 0 | 0 | 0 | 0 | 0 | 0 | 0 | 0 | 0 | 0 | 0 |  | 0 | 0 | 0 | 0 |  | 0 | 0 | 0 | 0 | 0
1963-08-23 | 1963 | 8 | 23 | 0 | 0 | 0 | 0 | 0 | 0 | 0 | 0 | 0 | 0 | 0 | 0 | 0 | 0 | 0 | 0 | 0 | 0 | 0 | 0 | 0 | 0 | 0 | 0 |  | 0 | 0 | 0 | 0 |  | 0 | 0 | 0 | 0 | 0
1963-08-24 | 1963 | 8 | 24 | 0 | 0 | 0 | 0 | 0 | 0 | 0 | 0 | 0 | 0 | 0 | 0 | 0 | 0 | 0 | 0 | 0 | 0 | 0 | 0 | 0 | 0 | 0 | 0 |  | 0 | 0 | 0 | 0 |  | 0 | 0 | 0 | 0 | 0
1963-08-25 | 1963 | 8 | 25 | 0 | 0 | 0.1 | 0.1 | 0.1 | 0.1 | 0.1 | 0 | 0.1 | 0.1 | 0.1 | 0.1 | 0 | 0 | 0 | 0 | 0 | 0 | 0.1 | 0 | 0 | 0 | 0 | 0 |  | 1 | 1 | 1 | 1.1102e-16 |  | 0 | 0 | 0 | 1 | 0
1963-08-26 | 1963 | 8 | 26 | 0 | 0 | 0 | 0 | 0 | 0 | 0 | 0 | 0 | 0 | 0 | 0 | 0 | 0 | 0 | 0 | 0 | 0 | 0 | 0 | 0 | 0 | 0 | 0 |  | 0 | 0 | 0 | 0 |  | 0 | 0 | 0 | 0 | 0
1963-08-27 | 1963 | 8 | 27 | 0 | 0 | 0 | 0 | 0 | 0 | 0.3 | 0 | 0 | 0.3 | 0 | 0 | 0 | 0 | 0 | 0 | 0 | 0 | 0 | 0 | 0 | 0 | 0 | 0 |  | 0.6 | 0.6 | 0.6 | 0 |  | 0 | 0 | 0 | 0.6 | 0
1963-08-28 | 1963 | 8 | 28 | 0 | 0 | 0 | 0 | 0 | 0 | 0 | 0 | 0 | 0 | 0 | 0 | 0.8 | 0 | 0 | 0 | 0 | 0 | 0 | 0 | 0 | 0 | 0 | 0 |  | 0.8 | 0.8 | 0.8 | 0 |  | 0 | 0 | 0 | 0.8 | 0
1963-08-29 | 1963 | 8 | 29 | 0 | 0 | 0 | 0 | 0 | 0 | 0 | 0 | 0 | 0 | 0 | 0 | 0 | 0 | 0 | 0 | 0 | 0 | 0 | 0 | 0 | 0 | 0 | 0 |  | 0 | 0 | 0 | 0 |  | 0 | 0 | 0 | 0 | 0
1963-08-30 | 1963 | 8 | 30 | 0 | 0 | 0 | 0 | 0 | 0 | 0 | 0 | 0 | 0 | 0 | 0 | 0 | 0 | 0 | 0 | 0 | 0 | 0 | 0 | 0 | 0 | 0 | 0 |  | 0 | 0 | 0 | 0 |  | 0 | 0 | 0 | 0 | 0
1963-08-31 | 1963 | 8 | 31 | 0 | 0 | 0 | 0 | 0 | 0 | 0 | 0 | 0 | 0 | 0 | 0 | 0 | 0 | 0 | 0 | 0 | 0 | 0 | 0 | 0 | 0 | 0 | 0 |  | 0 | 0 | 0 | 0 |  | 0 | 0 | 0 | 0 | 0
1963-09-01 | 1963 | 9 | 1 | 0 | 0 | 0 | 0 | 0 | 0 | 0 | 0 | 0 | 0 | 0 | 0 | 0 | 0 | 0 | 0 | 0 | 0 | 0 | 0 | 0 | 0 | 0 | 0 |  | 0 | 0 | 0 | 0 |  | 0 | 0 | 0 | 0 | 0
1963-09-02 | 1963 | 9 | 2 | 0 | 0 | 0 | 0 | 0 | 0 | 0 | 0 | 0 | 0 | 0 | 0 | 0 | 0 | 0 | 0 | 0 | 0 | 0 | 0 | 0 | 0 | 0 | 0 |  | 0 | 0 | 0 | 0 |  | 0 | 0 | 0 | 0 | 0
1963-09-03 | 1963 | 9 | 3 | 0 | 0 | 0 | 0 | 0 | 0 | 0 | 0 | 0 | 0 | 0 | 0 | 0 | 0 | 0 | 0 | 0 | 0 | 0 | 0 | 0 | 0 | 0 | 0 |  | 0 | 0 | 0 | 0 |  | 0 | 0 | 0 | 0 | 0
1963-09-04 | 1963 | 9 | 4 | 0 | 0 | 0 | 0 | 0 | 0 | 0 | 0 | 0 | 0 | 0 | 0 | 0 | 0 | 0 | 0 | 0 | 0 | 0 | 0 | 0 | 0 | 0 | 0 |  | 0 | 0 | 0 | 0 |  | 0 | 0 | 0 | 0 | 0
1963-09-05 | 1963 | 9 | 5 | 0 | 0 | 0 | 0 | 0 | 0 | 0 | 0 | 0 | 0 | 0 | 0 | 0 | 0 | 0 | 0 | 0 | 0 | 0 | 0 | 0 | 0 | 0 | 0 |  | 0 | 0 | 0 | 0 |  | 0 | 0 | 0 | 0 | 0
1963-09-06 | 1963 | 9 | 6 | 0 | 0 | 0 | 0 | 0 | 0 | 0 | 0 | 0 | 0 | 0 | 0 | 0 | 0 | 0 | 0 | 0 | 0 | 0 | 0 | 0 | 0 | 0 | 0 |  | 0 | 0 | 0 | 0 |  | 0 | 0 | 0 | 0 | 0
1963-09-07 | 1963 | 9 | 7 | 0 | 0 | 0 | 0 | 0 | 0 | 0 | 0 | 0 | 0 | 0 | 0 | 0 | 0 | 0 | 0 | 0 | 0 | 0 | 0 | 0 | 0 | 0 | 0 |  | 0 | 0 | 0 | 0 |  | 0 | 0 | 0 | 0 | 0
1963-09-08 | 1963 | 9 | 8 | 0 | 0 | 0 | 0 | 0 | 0 | 0 | 0 | 0 | 0 | 0 | 0 | 0 | 0 | 0 | 0 | 0 | 0 | 0 | 0 | 0 | 0 | 0 | 0 |  | 0 | 0 | 0 | 0 |  | 0 | 0 | 0 | 0 | 0
1963-09-09 | 1963 | 9 | 9 | 0 | 0 | 0 | 0 | 0 | 0 | 0 | 0 | 0 | 0 | 0 | 0 | 0 | 0 | 0 | 0 | 0 | 0 | 0 | 0 | 0 | 0 | 0 | 0 |  | 0 | 0 | 0 | 0 |  | 0 | 0 | 0 | 0 | 0
1963-09-10 | 1963 | 9 | 10 | 0 | 0 | 0 | 0 | 0 | 0 | 0 | 0 | 0 | 0 | 0 | 0 | 0 | 0 | 0 | 0 | 0 | 0 | 0 | 0 | 0 | 0 | 0 | 0 |  | 0 | 0 | 0 | 0 |  | 0 | 0 | 0 | 0 | 0
1963-09-11 | 1963 | 9 | 11 | 0 | 0 | 0 | 0 | 0 | 0 | 0 | 0 | 0.5 | 2 | 9.1 | 4.1 | 0.5 | 1 | 0 | 0 | 0 | 0 | 0 | 0 | 0 | 0 | 0 | 0 |  | 17.2 | 17.2 | 17.2 | 0 |  | 0 | 0 | 0 | 0 | 17.2
1963-09-12 | 1963 | 9 | 12 | 0 | 0 | 0 | 0 | 0 | 0 | 0 | 0 | 0 | 0 | 0 | 0 | 0 | 0 | 0 | 0 | 0 | 0 | 0 | 0 | 0 | 0 | 0 | 0 |  | 0 | 0 | 0 | 0 |  | 0 | 0 | 0 | 0 | 0
1963-09-13 | 1963 | 9 | 13 | 0 | 0 | 0 | 0 | 0 | 0 | 0 | 0 | 0 | 0 | 0 | 0 | 0 | 0 | 0 | 0 | 0 | 0 | 0 | 0 | 0 | 0 | 0 | 0 |  | 0 | 0 | 0 | 0 |  | 0 | 0 | 0 | 0 | 0
1963-09-14 | 1963 | 9 | 14 | 0 | 0 | 0 | 0 | 0.8 | 1 | 1 | 1 | 1.5 | 1.8 | 1.3 | 0.8 | 0.3 | 1 | 0.5 | 0.8 | 0.8 | 0.5 | 1 | 0.5 | 0.8 | 1 | 1 | 1 |  | 18.4 | 18.4 | 18.4 | 7.1054e-15 |  | 0 | 0 | 0 | 0 | 18.4
1963-09-15 | 1963 | 9 | 15 | 1 | 0.3 | 0.2 | 0 | 0 | 0 | 0 | 0.3 | 0.8 | 0 | 0 | 0 | 0 | 0 | 0 | 0 | 0 | 0 | 0 | 0 | 0.3 | 0.5 | 1.4 | 0.8 |  | 5.6 | 5.6 | 5.6 | 0 |  | 0 | 0 | 0 | 0 | 5.6
1963-09-16 | 1963 | 9 | 16 | 0.8 | 1.5 | 0.7 | 1.5 | 1.5 | 1.2 | 1 | 0.3 | 0.3 | 0.3 | 0 | 0.3 | 0 | 0 | 0 | 0 | 0 | 0 | 0 | 0 | 0 | 0 | 0 | 0 |  | 9.4 | 9.4 | 9.4 | 1.7764e-15 |  | 0 | 0 | 0 | 0 | 9.4
1963-09-17 | 1963 | 9 | 17 | 0 | 0 | 0 | 0 | 0 | 0 | 0 | 0 | 0 | 0 | 0 | 0 | 0 | 0 | 0 | 0 | 0 | 0 | 0 | 0 | 0 | 0 | 0 | 0 |  | 0 | 0 | 0 | 0 |  | 0 | 0 | 0 | 0 | 0
1963-09-18 | 1963 | 9 | 18 | 0 | 0 | 0 | 0 | 0 | 0 | 0 | 0 | 0 | 0 | 0 | 0 | 0 | 0 | 0 | 0 | 0 | 0 | 0 | 0 | 0 | 0 | 0 | 0 |  | 0 | 0 | 0 | 0 |  | 0 | 0 | 0 | 0 | 0
1963-09-19 | 1963 | 9 | 19 | 0 | 0 | 0 | 0 | 0 | 0 | 0 | 0 | 0 | 0 | 0 | 0 | 0 | 0 | 0 | 0 | 0 | 0 | 0 | 0 | 0 | 0 | 0 | 0 |  | 0 | 0 | 0 | 0 |  | 0 | 0 | 0 | 0 | 0
1963-09-20 | 1963 | 9 | 20 | 0 | 0 | 0 | 0 | 0 | 0 | 0 | 0 | 0 | 0 | 0 | 0 | 0 | 0 | 0 | 0 | 0 | 0 | 0 | 0 | 0 | 0 | 0 | 0 |  | 0 | 0 | 0 | 0 |  | 0 | 0 | 0 | 0 | 0
1963-09-21 | 1963 | 9 | 21 | 0 | 0 | 0 | 0 | 0 | 0 | 0 | 0 | 0 | 0 | 0 | 0 | 0 | 0 | 0 | 0 | 0 | 0 | 0 | 0 | 0 | 0 | 0 | 0 |  | 0 | 0 | 0 | 0 |  | 0 | 0 | 0 | 0 | 0
1963-09-22 | 1963 | 9 | 22 | 0 | 0 | 0 | 0 | 0 | 0 | 0 | 0 | 0 | 0 | 0 | 0 | 0 | 0 | 0 | 0 | 0 | 0 | 0 | 0 | 0 | 0 | 0 | 0 |  | 0 | 0 | 0 | 0 |  | 0 | 0 | 0 | 0 | 0
1963-09-23 | 1963 | 9 | 23 | 0 | 0 | 0 | 0 | 0 | 0 | 0 | 0 | 0 | 0 | 0 | 0 | 0 | 0 | 0 | 0 | 0 | 0 | 0 | 0 | 0 | 0 | 0 | 0 |  | 0 | 0 | 0 | 0 |  | 0 | 0 | 0 | 0 | 0
1963-09-24 | 1963 | 9 | 24 | 0 | 0 | 0 | 0 | 0 | 0 | 0 | 0 | 0 | 0 | 0 | 0 | 0 | 0 | 0 | 0 | 0 | 0 | 0 | 0 | 0 | 0 | 0 | 0 |  | 0 | 0 | 0 | 0 |  | 0 | 0 | 0 | 0 | 0
1963-09-25 | 1963 | 9 | 25 | 0 | 0 | 0 | 0 | 0 | 0 | 0 | 0 | 0 | 0 | 0 | 0 | 0 | 0 | 0 | 0 | 0 | 0 | 0 | 0 | 0 | 0 | 0 | 0 |  | 0 | 0 | 0 | 0 |  | 0 | 0 | 0 | 0 | 0
1963-09-26 | 1963 | 9 | 26 | 0 | 0 | 0 | 0 | 0 | 0 | 0 | 0 | 0 | 0 | 0 | 0 | 0 | 0 | 0 | 0 | 0 | 0 | 0 | 0 | 0 | 0 | 0 | 0 |  | 0 | 0 | 0 | 0 |  | 0 | 0 | 0 | 0 | 0
1963-09-27 | 1963 | 9 | 27 | 0 | 0 | 0 | 0 | 0 | 0 | 0 | 0 | 0 | 0 | 0 | 0 | 0 | 0 | 0 | 0 | 0 | 0 | 0 | 0 | 0 | 0 | 0 | 0 |  | 0 | 0 | 0 | 0 |  | 0 | 0 | 0 | 0 | 0
1963-09-28 | 1963 | 9 | 28 | 0 | 0 | 0 | 0 | 0 | 0 | 0 | 0 | 0 | 0 | 0 | 0 | 0 | 0 | 0 | 0 | 0 | 0 | 0 | 0 | 0 | 0 | 0 | 0 |  | 0 | 0 | 0 | 0 |  | 0 | 0 | 0 | 0 | 0
1963-09-29 | 1963 | 9 | 29 | 0 | 0 | 0 | 0 | 0 | 0 | 0 | 0 | 0 | 0 | 0 | 0 | 0 | 0 | 0 | 0 | 0 | 0 | 0 | 0 | 0 | 0 | 0 | 0 |  | 0 | 0 | 0 | 0 |  | 0 | 0 | 0 | 0 | 0
1963-09-30 | 1963 | 9 | 30 | 0 | 0 | 0 | 0 | 0 | 0 | 0 | 0 | 0 | 0 | 0 | 0 | 0 | 0 | 0 | 0 | 0 | 0 | 0 | 0 | 0 | 0 | 0 | 0 |  | 0 | 0 | 0 | 0 |  | 0 | 0 | 0 | 0 | 0
1963-10-01 | 1963 | 10 | 1 | 0 | 0 | 0 | 0 | 0 | 0 | 0 | 0 | 0 | 0 | 0 | 0 | 0 | 0 | 0 | 0 | 0 | 0 | 0 | 0 | 0 | 0 | 0 | 0 |  | 0 | 0 | 0 | 0 |  | 0 | 0 | 0 | 0 | 0
1963-10-02 | 1963 | 10 | 2 | 0 | 0 | 0 | 0 | 0 | 0 | 0 | 0 | 0 | 0 | 0 | 0 | 0 | 0 | 0 | 0 | 0 | 0 | 0 | 0 | 0 | 0 | 0 | 0 |  | 0 | 0 | 0 | 0 |  | 0 | 0 | 0 | 0 | 0
1963-10-03 | 1963 | 10 | 3 | 0 | 0 | 0 | 0 | 0 | 0 | 0 | 0 | 0 | 0 | 0 | 0 | 0 | 0 | 0 | 0 | 0 | 0 | 0 | 0 | 0 | 0 | 0 | 0 |  | 0 | 0 | 0 | 0 |  | 0 | 0 | 0 | 0 | 0
1963-10-04 | 1963 | 10 | 4 | 0 | 0 | 0 | 0 | 0 | 0 | 0 | 0 | 0 | 0 | 0 | 0 | 0 | 0 | 0 | 0 | 0 | 0 | 0 | 0 | 0 | 0 | 0 | 0 |  | 0 | 0 | 0 | 0 |  | 0 | 0 | 0 | 0 | 0
1963-10-05 | 1963 | 10 | 5 | 0 | 0 | 0 | 0 | 0 | 0 | 0 | 0 | 0 | 0 | 0 | 0 | 0 | 0 | 0 | 0 | 0 | 0 | 0 | 0 | 0 | 0 | 0 | 0 |  | 0 | 0 | 0 | 0 |  | 0 | 0 | 0 | 0 | 0
1963-10-06 | 1963 | 10 | 6 | 0 | 0 | 0 | 0 | 0 | 0 | 0 | 0 | 0 | 0 | 0 | 0 | 0 | 0 | 0 | 0 | 0 | 0 | 0 | 0 | 0 | 0 | 0 | 0 |  | 0 | 0 | 0 | 0 |  | 0 | 0 | 0 | 0 | 0
1963-10-07 | 1963 | 10 | 7 | 0 | 0 | 0 | 0 | 0 | 0 | 0 | 0 | 0 | 0 | 0 | 0 | 0 | 0 | 0 | 0 | 0 | 0 | 0 | 0 | 0 | 0 | 0 | 0 |  | 0 | 0 | 0 | 0 |  | 0 | 0 | 0 | 0 | 0
1963-10-08 | 1963 | 10 | 8 | 0 | 0 | 0 | 0 | 0 | 0 | 0 | 0 | 0 | 0 | 0 | 0 | 0 | 0 | 0 | 0 | 0 | 0 | 0 | 0 | 0 | 0 | 0 | 0 |  | 0 | 0 | 0 | 0 |  | 0 | 0 | 0 | 0 | 0
1963-10-09 | 1963 | 10 | 9 | 0 | 0 | 0 | 0 | 0 | 0 | 0 | 0 | 0 | 0 | 0 | 0 | 0 | 0 | 0 | 0 | 0 | 0 | 0 | 0 | 0 | 0 | 0 | 0 |  | 0 | 0 | 0 | 0 |  | 0 | 0 | 0 | 0 | 0
1963-10-10 | 1963 | 10 | 10 | 0 | 0 | 0 | 0 | 0 | 0 | 0 | 0 | 0 | 0 | 0 | 0 | 0 | 0 | 0 | 0 | 0 | 0 | 0 | 0 | 0 | 0 | 0 | 0 |  | 0 | 0 | 0 | 0 |  | 0 | 0 | 0 | 0 | 0
1963-10-11 | 1963 | 10 | 11 | 0 | 0 | 0 | 0 | 0 | 0 | 0 | 0 | 0 | 0 | 0 | 0 | 0 | 0 | 0 | 0 | 0 | 0 | 0 | 0 | 0 | 0 | 0 | 0 |  | 0 | 0 | 0 | 0 |  | 0 | 0 | 0 | 0 | 0
1963-10-12 | 1963 | 10 | 12 | 0 | 0 | 0 | 0 | 0 | 0 | 0 | 0 | 0 | 0 | 0 | 0 | 0 | 0 | 0 | 0 | 0 | 0 | 0 | 0 | 0 | 0 | 0 | 0 |  | 0 | 0 | 0 | 0 |  | 0 | 0 | 0 | 0 | 0
1963-10-13 | 1963 | 10 | 13 | 0 | 0 | 0 | 0 | 0 | 0 | 0 | 0 | 0 | 0 | 0 | 0 | 0 | 0 | 0 | 0 | 0 | 0 | 0 | 0 | 0 | 0 | 0 | 0 |  | 0 | 0 | 0 | 0 |  | 0 | 0 | 0 | 0 | 0
1963-10-14 | 1963 | 10 | 14 | 0 | 0 | 0 | 0 | 0 | 0 | 0 | 0 | 0 | 0 | 0 | 0 | 0 | 0 | 0 | 0 | 0 | 0 | 0 | 0 | 0 | 0 | 0 | 0 |  | 0 | 0 | 0 | 0 |  | 0 | 0 | 0 | 0 | 0
1963-10-15 | 1963 | 10 | 15 | 0 | 0 | 0 | 0 | 0 | 0 | 0 | 0 | 0 | 0 | 0 | 0 | 0 | 0 | 0 | 0 | 0 | 0 | 0 | 0 | 0 | 0 | 0 | 0 |  | 0 | 0 | 0 | 0 |  | 0 | 0 | 0 | 0 | 0
1963-10-16 | 1963 | 10 | 16 | 0 | 0 | 0 | 0 | 0 | 0 | 0 | 0 | 0 | 0 | 0 | 0 | 0 | 0 | 0 | 0 | 0 | 0 | 0 | 0 | 0 | 0 | 0 | 0 |  | 0 | 0 | 0 | 0 |  | 0 | 0 | 0 | 0 | 0
1963-10-17 | 1963 | 10 | 17 | 0 | 0 | 0 | 0 | 0 | 0 | 0 | 0 | 0 | 0 | 0 | 0 | 0 | 0 | 0 | 0 | 0 | 0 | 0 | 0 | 0 | 0 | 0 | 0 |  | 0 | 0 | 0 | 0 |  | 0 | 0 | 0 | 0 | 0
1963-10-18 | 1963 | 10 | 18 | 0 | 0 | 0 | 0 | 0 | 0 | 0 | 0 | 0 | 0 | 0 | 0 | 0 | 0 | 0 | 0 | 0 | 0 | 0 | 0 | 0 | 0 | 0 | 0 |  | 0 | 0 | 0 | 0 |  | 0 | 0 | 0 | 0 | 0
1963-10-19 | 1963 | 10 | 19 | 0 | 0 | 0 | 0 | 0 | 0 | 0 | 0 | 0 | 0 | 0 | 0 | 0 | 0 | 0 | 0 | 0 | 0 | 0 | 0 | 0 | 0 | 0 | 0 |  | 0 | 0 | 0 | 0 |  | 0 | 0 | 0 | 0 | 0
1963-10-20 | 1963 | 10 | 20 | 0 | 0 | 0 | 0 | 0 | 0 | 0 | 0 | 0 | 0 | 0 | 0 | 0 | 0 | 0 | 0 | 0 | 0 | 0 | 0 | 0 | 0 | 0 | 0 |  | 0 | 0 | 0 | 0 |  | 0 | 0 | 0 | 0 | 0
1963-10-21 | 1963 | 10 | 21 | 0 | 0 | 0 | 0 | 0 | 0 | 0 | 0 | 0 | 0 | 0 | 0 | 0 | 0 | 0 | 0 | 0 | 0 | 0 | 0 | 0 | 0 | 0 | 0 |  | 0 | 0 | 0 | 0 |  | 0 | 0 | 0 | 0 | 0
1963-10-22 | 1963 | 10 | 22 | 0 | 0 | 0 | 0 | 0 | 0 | 0 | 0 | 0 | 0 | 0 | 0 | 0 | 0 | 0 | 0 | 0 | 0 | 0 | 0 | 0 | 0 | 0 | 0 |  | 0 | 0 | 0 | 0 |  | 0 | 0 | 0 | 0 | 0
1963-10-23 | 1963 | 10 | 23 | 0 | 0 | 0 | 0 | 0 | 0 | 0 | 0 | 0 | 0 | 0 | 0 | 0 | 0 | 0 | 0 | 0 | 0 | 0 | 0 | 0 | 0 | 0 | 0 |  | 0 | 0 | 0 | 0 |  | 0 | 0 | 0 | 0 | 0
1963-10-24 | 1963 | 10 | 24 | 0 | 0 | 0 | 0 | 0 | 0 | 0 | 0 | 0 | 0 | 0 | 0 | 0 | 0 | 0 | 0 | 0 | 0 | 0 | 0 | 0 | 0 | 0 | 0 |  | 0 | 0 | 0 | 0 |  | 0 | 0 | 0 | 0 | 0
1963-10-25 | 1963 | 10 | 25 | 0 | 0 | 0 | 0 | 0 | 0 | 0 | 0 | 0 | 0 | 0 | 0 | 0 | 0 | 0 | 0 | 0 | 0 | 0 | 0 | 0 | 0 | 0 | 0 |  | 0 | 0 | 0 | 0 |  | 0 | 0 | 0 | 0 | 0
1963-10-26 | 1963 | 10 | 26 | 0 | 0 | 0 | 0 | 0 | 0 | 0 | 0 | 0 | 0 | 0 | 0 | 0 | 0 | 0 | 0 | 0 | 0 | 0 | 0 | 0 | 0 | 0 | 0 |  | 0 | 0 | 0 | 0 |  | 0 | 0 | 0 | 0 | 0
1963-10-27 | 1963 | 10 | 27 | 0 | 0 | 0 | 0 | 0 | 0 | 0 | 0 | 0 | 0 | 0 | 0 | 0 | 0 | 0 | 0 | 0 | 0 | 0 | 0 | 0 | 0 | 0 | 0 |  | 0 | 0 | 0 | 0 |  | 0 | 0 | 0 | 0 | 0
1963-10-28 | 1963 | 10 | 28 | 0 | 0 | 0 | 0 | 0 | 0 | 0 | 0 | 0 | 0 | 0 | 0 | 0 | 0 | 0 | 0 | 0 | 0 | 0 | 0 | 0 | 0 | 0 | 0 |  | 0 | 0 | 0 | 0 |  | 0 | 0 | 0 | 0 | 0
1963-10-29 | 1963 | 10 | 29 | 0 | 0 | 0 | 0 | 0 | 0 | 0 | 0 | 0 | 0 | 0 | 0 | 0 | 0 | 0 | 0 | 0 | 0 | 0 | 0 | 0 | 0 | 0 | 0 |  | 0 | 0 | 0 | 0 |  | 0 | 0 | 0 | 0 | 0
1963-10-30 | 1963 | 10 | 30 | 0 | 0 | 0 | 0 | 0 | 0 | 0 | 0 | 0 | 0 | 0 | 0 | 0 | 0 | 0 | 0 | 0 | 0 | 0 | 0 | 0 | 0 | 0 | 0 |  | 0 | 0 | 0 | 0 |  | 0 | 0 | 0 | 0 | 0
1963-10-31 | 1963 | 10 | 31 | 0 | 0 | 0 | 0 | 0 | 0 | 0 | 0 | 0 | 0 | 0 | 0 | 0 | 0 | 0 | 0 | 0 | 0 | 0 | 0 | 0 | 0 | 0 | 0 |  | 0 | 0 | 0 | 0 |  | 0 | 0 | 0 | 0 | 0
1963-11-01 | 1963 | 11 | 1 | 0 | 0 | 0 | 0 | 0 | 0 | 0 | 0 | 0 | 0 | 0 | 0 | 0 | 0 | 0 | 0 | 0 | 0 | 0 | 0 | 0 | 0 | 0 | 0 |  | 0 | 0 | 0 | 0 |  | 0 | 0 | 0 | 0 | 0
1963-11-02 | 1963 | 11 | 2 | 0 | 0 | 0 | 0 | 0 | 0 | 0 | 0 | 0 | 0 | 0 | 0 | 0 | 0 | 0 | 0 | 0 | 0 | 0 | 0 | 0 | 0 | 0 | 0 |  | 0 | 0 | 0 | 0 |  | 0 | 0 | 0 | 0 | 0
1963-11-03 | 1963 | 11 | 3 | 0 | 0 | 0 | 0 | 0 | 0 | 0 | 0 | 0 | 0 | 0 | 0 | 0 | 0 | 0 | 0 | 0 | 0 | 0 | 0 | 0 | 0 | 0 | 0 |  | 0 | 0 | 0 | 0 |  | 0 | 0 | 0 | 0 | 0
1963-11-04 | 1963 | 11 | 4 | 0 | 0 | 0 | 0 | 0 | 0 | 0 | 0 | 0 | 0 | 0 | 0 | 0 | 0 | 0 | 0 | 0 | 0 | 0 | 0 | 0 | 0 | 0 | 0 |  | 0 | 0 | 0 | 0 |  | 0 | 0 | 0 | 0 | 0
1963-11-05 | 1963 | 11 | 5 | 0 | 0 | 0 | 0 | 0 | 0 | 0 | 0 | 0 | 0 | 0 | 0 | 0 | 0 | 0 | 0 | 0 | 0 | 0 | 0 | 0 | 0 | 0 | 0 |  | 0 | 0 | 0 | 0 |  | 0 | 0 | 0 | 0 | 0
1963-11-06 | 1963 | 11 | 6 | 0 | 0 | 0 | 0 | 0 | 0 | 0 | 0 | 0 | 1.5 | 1.5 | 1.4 | 0.8 | 0.7 | 0.8 | 0.7 | 0 | 0 | 0 | 0 | 0 | 0 | 0 | 0 |  | 7.4 | 7.4 | 7.4 | 0 |  | 0 | 0 | 0 | 0 | 0
1963-11-07 | 1963 | 11 | 7 | 0 | 0 | 0 | 0 | 0 | 0 | 0 | 0 | 0 | 0 | 0 | 0 | 0 | 0 | 0 | 0 | 0 | 0 | 0 | 0 | 0 | 0 | 0 | 0 |  | 0 | 0 | 0 | 0 |  | 0 | 0 | 0 | 0 | 0
1963-11-08 | 1963 | 11 | 8 | 0 | 0 | 0 | 0 | 0 | 0 | 0 | 0 | 0 | 0 | 0 | 0 | 0 | 0 | 0 | 0 | 0 | 0 | 0 | 0 | 0 | 0 | 0 | 0 |  | 0 | 0 | 0 | 0 |  | 0 | 0 | 0 | 0 | 0
1963-11-09 | 1963 | 11 | 9 | 0 | 0 | 0 | 0 | 0 | 0 | 0 | 0 | 0 | 0 | 0 | 0 | 0 | 0 | 0 | 0 | 0 | 0 | 0 | 0 | 0 | 0 | 0 | 0 |  | 0 | 0 | 0 | 0 |  | 0 | 0 | 0 | 0 | 0
1963-11-10 | 1963 | 11 | 10 | 0 | 0 | 0 | 0 | 0 | 0 | 0 | 0 | 0 | 0 | 0 | 0 | 0 | 0 | 0 | 0 | 0 | 0 | 0 | 0 | 0 | 0 | 0 | 0 |  | 0 | 0 | 0 | 0 |  | 0 | 0 | 0 | 0 | 0
1963-11-11 | 1963 | 11 | 11 | 0 | 0 | 0 | 0 | 0 | 0 | 0 | 0 | 0 | 0 | 0 | 0 | 0 | 0 | 0 | 0 | 0 | 0 | 0 | 0 | 0 | 0 | 0 | 0 |  | 0 | 0 | 0 | 0 |  | 0 | 0 | 0 | 0 | 0
1963-11-12 | 1963 | 11 | 12 | 0 | 0 | 0 | 0 | 0 | 0 | 0 | 0 | 0 | 0 | 0 | 0 | 0 | 0 | 0 | 0 | 0 | 0 | 0 | 0 | 0 | 0 | 0 | 0 |  | 0 | 0 | 0 | 0 |  | 0 | 0 | 0 | 0 | 0
1963-11-13 | 1963 | 11 | 13 | 0 | 0 | 0 | 0 | 0 | 0 | 0 | 0 | 0 | 0 | 0 | 0 | 0 | 0 | 0 | 0 | 0 | 0 | 0 | 0 | 0 | 0 | 0 | 0 |  | 0 | 0 | 0 | 0 |  | 0 | 0 | 0 | 0 | 0
1963-11-14 | 1963 | 11 | 14 | 0 | 0 | 0 | 0 | 0 | 0 | 0 | 0 | 0 | 0 | 0 | 0 | 0 | 0 | 0 | 0 | 0 | 0 | 0 | 0 | 0 | 0 | 0 | 0 |  | 0 | 0 | 0 | 0 |  | 0 | 0 | 0 | 0 | 0
1963-11-15 | 1963 | 11 | 15 | 0 | 0 | 0 | 0 | 0 | 0 | 0 | 0 | 0 | 0 | 0 | 0 | 0 | 0 | 0 | 0 | 0 | 0 | 0 | 0 | 0 | 0 | 0 | 0 |  | 0 | 0 | 0 | 0 |  | 0 | 0 | 0 | 0 | 0
1963-11-16 | 1963 | 11 | 16 | 0 | 0 | 0 | 0 | 0 | 0 | 0 | 0 | 0 | 0 | 0 | 0 | 0 | 0 | 0 | 0 | 0 | 0 | 0 | 0 | 0 | 0 | 0 | 0 |  | 0 | 0 | 0 | 0 |  | 0 | 0 | 0 | 0 | 0
1963-11-17 | 1963 | 11 | 17 | 0 | 0 | 0 | 0 | 0 | 0 | 0 | 0 | 0 | 0 | 0.1 | 0 | 0 | 0.1 | 0 | 0.1 | 0.1 | 0.1 | 0 | 0.1 | 0.2 | 0 | 0.1 | 0.1 |  | 1 | 1 | 1 | 0 |  | 0 | 0 | 0 | 0 | 0
1963-11-18 | 1963 | 11 | 18 | 0 | 0 | 0 | 0 | 0 | 0 | 0 | 0 | 0 | 0 | 0 | 0 | 0 | 0 | 0 | 0 | 0 | 0 | 0 | 0 | 0 | 0 | 0 | 0 |  | 0 | 0 | 0 | 0 |  | 0 | 0 | 0 | 0 | 0
1963-11-19 | 1963 | 11 | 19 | 0 | 0.1 | 0 | 0.1 | 0 | 0.1 | 0 | 0 | 0.1 | 0 | 0.1 | 0 | 0.1 | 0 | 0.1 | 0 | 0 | 0.1 | 0 | 0 | 0.1 | 0 | 0.1 | 0 |  | 1 | 1 | 1 | 1.1102e-16 |  | 0 | 0 | 0 | 0 | 0
1963-11-20 | 1963 | 11 | 20 | 0 | 0 | 0 | 0 | 0 | 0 | 0 | 0 | 0 | 0 | 0 | 0 | 0 | 0 | 0 | 0 | 0 | 0 | 0 | 0 | 0 | 0 | 0 | 0 |  | 0 | 0 | 0 | 0 |  | 0 | 0 | 0 | 0 | 0
1963-11-21 | 1963 | 11 | 21 | 0 | 0 | 0 | 0 | 0 | 0 | 0 | 0 | 0 | 0 | 0 | 0 | 0 | 0 | 0 | 0 | 0 | 0 | 0 | 0 | 0 | 0 | 0 | 0 |  | 0 | 0 | 0 | 0 |  | 0 | 0 | 0 | 0 | 0
1963-11-22 | 1963 | 11 | 22 | 0 | 0 | 0 | 0 | 0 | 0 | 0 | 0 | 0 | 0 | 0 | 0 | 0 | 0 | 0 | 0 | 0 | 0 | 0 | 0 | 0 | 0 | 0 | 0 |  | 0 | 0 | 0 | 0 |  | 0 | 0 | 0 | 0 | 0
1963-11-23 | 1963 | 11 | 23 | 0 | 0 | 0 | 0 | 0 | 0 | 0 | 0 | 0 | 0 | 0 | 0 | 0 | 0 | 0 | 0 | 0 | 0 | 0 | 0 | 0 | 0 | 0 | 0 |  | 0 | 0 | 0 | 0 |  | 0 | 0 | 0 | 0 | 0
1963-11-24 | 1963 | 11 | 24 | 0 | 0 | 0 | 0 | 0 | 0 | 0 | 0 | 0 | 0 | 0 | 0 | 0 | 0 | 0 | 0 | 0 | 0 | 0 | 0 | 0 | 0 | 0 | 0 |  | 0 | 0 | 0 | 0 |  | 0 | 0 | 0 | 0 | 0
1963-11-25 | 1963 | 11 | 25 | 0 | 0 | 0 | 0 | 0 | 0 | 0 | 0 | 0 | 0 | 0 | 0 | 0 | 0 | 0 | 0 | 0 | 0 | 0 | 0 | 0 | 0 | 0 | 0 |  | 0 | 0 | 0 | 0 |  | 0 | 0 | 0 | 0 | 0
1963-11-26 | 1963 | 11 | 26 | 0 | 0 | 0 | 0 | 0 | 0 | 0 | 0.2 | 0.1 | 0.2 | 0.2 | 0.1 | 0.2 | 0.2 | 0.1 | 0.2 | 0 | 0 | 0 | 0 | 0 | 0 | 0 | 0 |  | 1.5 | 1.5 | 1.5 | 0 |  | 0 | 0 | 0 | 0 | 0
1963-11-27 | 1963 | 11 | 27 | 1.7 | 0 | 0 | 0 | 0 | 0 | 0 | 0 | 0 | 0 | 0 | 0 | 0 | 0.6 | 0 | 0 | 0 | 0 | 0 | 0 | 0 | 0 | 0 | 0 |  | 2.3 | 2.3 | 2.3 | 0 |  | 0 | 0 | 0 | 0 | 0
1963-11-28 | 1963 | 11 | 28 | 0 | 0 | 0 | 0 | 0 | 0 | 0 | 0 | 0 | 0 | 0 | 0 | 0 | 0 | 0 | 0 | 0 | 0 | 0 | 0 | 0 | 0 | 0 | 0 |  | 0 | 0 | 0 | 0 |  | 0 | 0 | 0 | 0 | 0
1963-11-29 | 1963 | 11 | 29 | 0 | 0 | 0 | 0 | 0 | 0 | 0 | 0 | 0 | 0 | 0 | 0 | 0 | 0 | 0 | 0 | 0 | 0 | 0 | 0 | 0 | 0 | 0 | 0 |  | 0 | 0 | 0 | 0 |  | 0 | 0 | 0 | 0 | 0
1963-11-30 | 1963 | 11 | 30 | 0 | 0 | 0 | 0 | 0 | 0 | 0 | 0 | 0 | 0 | 0 | 0 | 0 | 0 | 0 | 0 | 0 | 0 | 0 | 0 | 0 | 0 | 0 | 0 |  | 0 | 0 | 0 | 0 |  | 0 | 0 | 0 | 0 | 0
1963-12-01 | 1963 | 12 | 1 | 0 | 0 | 0 | 0 | 0 | 0 | 0 | 0 | 0 | 0 | 0 | 0 | 0 | 0 | 0 | 0 | 0 | 0 | 0 | 0 | 0 | 0 | 0 | 0 |  | 0 | 0 | 0 | 0 |  | 0 | 0 | 0 | 0 | 0
1963-12-02 | 1963 | 12 | 2 | 0 | 0 | 0 | 0 | 0 | 0 | 0 | 0 | 0 | 0 | 0 | 0 | 0 | 0 | 0 | 0 | 0 | 0 | 0 | 0 | 0 | 0 | 0 | 0 |  | 0 | 0 | 0 | 0 |  | 0 | 0 | 0 | 0 | 0
1963-12-03 | 1963 | 12 | 3 | 0 | 0 | 0 | 0 | 0 | 0 | 0 | 0 | 0 | 0 | 0 | 0 | 0 | 0 | 0 | 0 | 0 | 0 | 0 | 0 | 0 | 0 | 0 | 0 |  | 0 | 0 | 0 | 0 |  | 0 | 0 | 0 | 0 | 0
1963-12-04 | 1963 | 12 | 4 | 0 | 0 | 0 | 0 | 0 | 0 | 0 | 0 | 0 | 0 | 0 | 0 | 0 | 0 | 0 | 0 | 0 | 0 | 0 | 0 | 0 | 0 | 0 | 0 |  | 0 | 0 | 0 | 0 |  | 0 | 0 | 0 | 0 | 0
1963-12-05 | 1963 | 12 | 5 | 0 | 0 | 0 | 0 | 0 | 0 | 0 | 0 | 0 | 0 | 0 | 0 | 0 | 0 | 0 | 0 | 0 | 0 | 0 | 0 | 0 | 0 | 0 | 0 |  | 0 | 0 | 0 | 0 |  | 0 | 0 | 0 | 0 | 0
1963-12-06 | 1963 | 12 | 6 | 0 | 0 | 0.9 | 0.9 | 0.9 | 1 | 1.8 | 0.9 | 0.9 | 0.9 | 1.9 | 0.9 | 0.9 | 0 | 0 | 0 | 0 | 0 | 0 | 0 | 0 | 0 | 0 | 0 |  | 11.9 | 11.9 | 11.9 | 1.7764e-15 |  | 0 | 0 | 0 | 0 | 0
1963-12-07 | 1963 | 12 | 7 | 0 | 0 | 0 | 0 | 0 | 0 | 0 | 0 | 0 | 0 | 0 | 0 | 0 | 0 | 0 | 0 | 0 | 0 | 0 | 0 | 0 | 0 | 0 | 0 |  | 0 | 0 | 0 | 0 |  | 0 | 0 | 0 | 0 | 0
1963-12-08 | 1963 | 12 | 8 | 0 | 0 | 0 | 0 | 0 | 0 | 0 | 0 | 0 | 0 | 0 | 0 | 0 | 0 | 0 | 0 | 0 | 0 | 0 | 0 | 0 | 0 | 0 | 0 |  | 0 | 0 | 0 | 0 |  | 0 | 0 | 0 | 0 | 0
1963-12-09 | 1963 | 12 | 9 | 0.1 | 0 | 0.1 | 0.1 | 0 | 0.1 | 0.1 | 0 | 0.1 | 0 | 0.1 | 0.1 | 0 | 0.1 | 0.1 | 0 | 0.1 | 0 | 0.1 | 0 | 0.1 | 0 | 0 | 0 |  | 1.3 | 1.3 | 1.3 | 0 |  | 0 | 0 | 0 | 0 | 0
1963-12-10 | 1963 | 12 | 10 | 0 | 0 | 0 | 0 | 0 | 0 | 0 | 0 | 0 | 0 | 0 | 0 | 0 | 0 | 0 | 0 | 0 | 0 | 0 | 0 | 0 | 0 | 0 | 0 |  | 0 | 0 | 0 | 0 |  | 0 | 0 | 0 | 0 | 0
1963-12-11 | 1963 | 12 | 11 | 0 | 0 | 0 | 0 | 0 | 0 | 0 | 0 | 0 | 0 | 0.1 | 0.2 | 0.1 | 0.2 | 0.1 | 0.2 | 0 | 0 | 0 | 0 | 0 | 0 | 0 | 0.1 |  | 1 | 1 | 1 | 2.2204e-16 |  | 0 | 0 | 0 | 0 | 0
1963-12-12 | 1963 | 12 | 12 | 0 | 0 | 0 | 0 | 0 | 0 | 0 | 0 | 0 | 0 | 0 | 0 | 0 | 0 | 0 | 0 | 0 | 0 | 0 | 0 | 0 | 0 | 0 | 0 |  | 0 | 0 | 0 | 0 |  | 0 | 0 | 0 | 0 | 0
1963-12-13 | 1963 | 12 | 13 | 0 | 0 | 0 | 0 | 0 | 0 | 0 | 0 | 0 | 0 | 0 | 0 | 0 | 0 | 0 | 0 | 0 | 0 | 0 | 0 | 0 | 0 | 0 | 0 |  | 0 | 0 | 0 | 0 |  | 0 | 0 | 0 | 0 | 0
1963-12-14 | 1963 | 12 | 14 | 0 | 0 | 0 | 0 | 0 | 0 | 0 | 0 | 0 | 0 | 0 | 0 | 0 | 0 | 0 | 0 | 0 | 0 | 0 | 0 | 0 | 0 | 0 | 0 |  | 0 | 0 | 0 | 0 |  | 0 | 0 | 0 | 0 | 0
1963-12-15 | 1963 | 12 | 15 | 0.2 | 0.2 | 0.2 | 0.2 | 0.2 | 0.2 | 0.2 | 0.2 | 0.2 | 0.2 | 0.2 | 0.2 | 0.2 | 0.2 | 0.2 | 0.2 | 0.2 | 0.2 | 0.2 | 0 | 0 | 0 | 0 | 0 |  | 3.8 | 3.8 | 3.8 | 1.3323e-15 |  | 0 | 0 | 0 | 0 | 0
1963-12-16 | 1963 | 12 | 16 | 0 | 0 | 0 | 0 | 0 | 0 | 0 | 0 | 0 | 0 | 0 | 0 | 0 | 0 | 0 | 0 | 0 | 0 | 0 | 0 | 0 | 0 | 0 | 0 |  | 0 | 0 | 0 | 0 |  | 0 | 0 | 0 | 0 | 0
1963-12-17 | 1963 | 12 | 17 | 0 | 0 | 0 | 0 | 0 | 0 | 0 | 0 | 0 | 0 | 0 | 0 | 0 | 0 | 0 | 0 | 0 | 0 | 0 | 0 | 0 | 0 | 0 | 0 |  | 0 | 0 | 0 | 0 |  | 0 | 0 | 0 | 0 | 0
1963-12-18 | 1963 | 12 | 18 | 0 | 0 | 0 | 0 | 0 | 0 | 0 | 0 | 0 | 0 | 0 | 0 | 0 | 0 | 0 | 0 | 0 | 0 | 0 | 0 | 0 | 0 | 0 | 0 |  | 0 | 0 | 0 | 0 |  | 0 | 0 | 0 | 0 | 0
1963-12-19 | 1963 | 12 | 19 | 0 | 0 | 0 | 0 | 0 | 0 | 0 | 0 | 0 | 0 | 0 | 0 | 0 | 0 | 0 | 0 | 0 | 0 | 0 | 0 | 0 | 0 | 0 | 0 |  | 0 | 0 | 0 | 0 |  | 0 | 0 | 0 | 0 | 0
1963-12-20 | 1963 | 12 | 20 | 0.1 | 0.1 | 0.2 | 0.1 | 0.1 | 0.1 | 0.1 | 0.1 | 0.2 | 0.1 | 0.1 | 0.1 | 0.1 | 0.1 | 0.2 | 0.1 | 0.1 | 0.1 | 0.1 | 0.1 | 0.1 | 0.2 | 0.1 | 0.1 |  | 2.8 | 2.8 | 2.8 | 1.3323e-15 |  | 0 | 0 | 0 | 0 | 0
1963-12-21 | 1963 | 12 | 21 | 0.1 | 0.1 | 0.1 | 0 | 0 | 0 | 0 | 0 | 0 | 0 | 0 | 0 | 0 | 0 | 0 | 0 | 0 | 0 | 0 | 0 | 0 | 0 | 0 | 0 |  | 0.3 | 0.3 | 0.3 | 5.5511e-17 |  | 0 | 0 | 0 | 0 | 0
1963-12-22 | 1963 | 12 | 22 | 0 | 0 | 0 | 0 | 0 | 0 | 0 | 0 | 0 | 0 | 0 | 0 | 0 | 0 | 0 | 0 | 0 | 0 | 0 | 0 | 0 | 0 | 0 | 0 |  | 0 | 0 | 0 | 0 |  | 0 | 0 | 0 | 0 | 0
1963-12-23 | 1963 | 12 | 23 | 0 | 0 | 0 | 0 | 0 | 0 | 0 | 0 | 0 | 0 | 0 | 0 | 0 | 0 | 0 | 0 | 0 | 0 | 0 | 0 | 0 | 0 | 0 | 0 |  | 0 | 0 | 0 | 0 |  | 0 | 0 | 0 | 0 | 0
1963-12-24 | 1963 | 12 | 24 | 0 | 0 | 0 | 0 | 0 | 0 | 0 | 0 | 0 | 0 | 0 | 0 | 0 | 0 | 0 | 0 | 0 | 0 | 0 | 0 | 0 | 0 | 0 | 0 |  | 0 | 0 | 0 | 0 |  | 0 | 0 | 0 | 0 | 0
1963-12-25 | 1963 | 12 | 25 | 0 | 0 | 0 | 0 | 0 | 0 | 0 | 0 | 0 | 0 | 0 | 0 | 0 | 0 | 0 | 0 | 0 | 0 | 0 | 0 | 0 | 0 | 0 | 0 |  | 0 | 0 | 0 | 0 |  | 0 | 0 | 0 | 0 | 0
1963-12-26 | 1963 | 12 | 26 | 0 | 0 | 0 | 0 | 0 | 0 | 0 | 0 | 0 | 0 | 0 | 0 | 0 | 0 | 0 | 0 | 0 | 0 | 0 | 0 | 0 | 0 | 0 | 0 |  | 0 | 0 | 0 | 0 |  | 0 | 0 | 0 | 0 | 0
1963-12-27 | 1963 | 12 | 27 | 0 | 0 | 0 | 0 | 0 | 0 | 0 | 0 | 0 | 0 | 0 | 0 | 0 | 0 | 0 | 0 | 0 | 0 | 0 | 0 | 0 | 0 | 0 | 0 |  | 0 | 0 | 0 | 0 |  | 0 | 0 | 0 | 0 | 0
1963-12-28 | 1963 | 12 | 28 | 0 | 0 | 0 | 0 | 0 | 0 | 0 | 0 | 0 | 0 | 0 | 0 | 0 | 0 | 0 | 0 | 0 | 0 | 0 | 0 | 0 | 0 | 0 | 0 |  | 0 | 0 | 0 | 0 |  | 0 | 0 | 0 | 0 | 0
1963-12-29 | 1963 | 12 | 29 | 0 | 0 | 0 | 0 | 0 | 0 | 0 | 0 | 0 | 0 | 0 | 0 | 0 | 0 | 0 | 0 | 0 | 0 | 0 | 0 | 0 | 0 | 0 | 0 |  | 0 | 0 | 0 | 0 |  | 0 | 0 | 0 | 0 | 0
1963-12-30 | 1963 | 12 | 30 | 0 | 0 | 0 | 0 | 0 | 0 | 0 | 0 | 0 | 0 | 0 | 0 | 0 | 0 | 0 | 0 | 0 | 0 | 0 | 0 | 0 | 0 | 0 | 0 |  | 0 | 0 | 0 | 0 |  | 0 | 0 | 0 | 0 | 0
1963-12-31 | 1963 | 12 | 31 | 0 | 0 | 0 | 0 | 0 | 0 | 0 | 0 | 0 | 0 | 0 | 0 | 0 | 0 | 0 | 0 | 0 | 0 | 0 | 0 | 0 | 0 | 0 | 0 |  | 0 | 0 | 0 | 0 |  | 0 | 0 | 0 | 0 | 0
1964-01-01 | 1964 | 1 | 1 | 0 | 0 | 0 | 0 | 0 | 0 | 0 | 0 | 0 | 0 | 0 | 0 | 0 | 0 | 0 | 0 | 0 | 0 | 0 | 0 | 0 | 0 | 0 | 0 |  | 0 | 0 | 0 | 0 |  | 0 | 0 | 0 | 0 | 0
1964-01-02 | 1964 | 1 | 2 | 0 | 0 | 0 | 0 | 0 | 0 | 0 | 0 | 0 | 0 | 0 | 0 | 0 | 0 | 0 | 0 | 0 | 0 | 0 | 0 | 0 | 0 | 0 | 0 |  | 0 | 0 | 0 | 0 |  | 0 | 0 | 0 | 0 | 0
1964-01-03 | 1964 | 1 | 3 | 0 | 0 | 0 | 0 | 0 | 0 | 0 | 0 | 0 | 0 | 0 | 0 | 0 | 0 | 0 | 0 | 0 | 0 | 0 | 0 | 0 | 0 | 0 | 0 |  | 0 | 0 | 0 | 0 |  | 0 | 0 | 0 | 0 | 0
1964-01-04 | 1964 | 1 | 4 | 0 | 0 | 0 | 0 | 0 | 0 | 0 | 0 | 0 | 0 | 0 | 0 | 0 | 0 | 0 | 0 | 0 | 0 | 0 | 0 | 0 | 0 | 0 | 0 |  | 0 | 0 | 0 | 0 |  | 0 | 0 | 0 | 0 | 0
1964-01-05 | 1964 | 1 | 5 | 0 | 0 | 0 | 0 | 0 | 0 | 0 | 0 | 0 | 0 | 0 | 0 | 0 | 0 | 0 | 0 | 0 | 0 | 0 | 0 | 0 | 0 | 0 | 0 |  | 0 | 0 | 0 | 0 |  | 0 | 0 | 0 | 0 | 0
1964-01-06 | 1964 | 1 | 6 | 0 | 0 | 0 | 0 | 0 | 0 | 0 | 0 | 0 | 0 | 0 | 0 | 0 | 0 | 0 | 0 | 0 | 0 | 0 | 0 | 0 | 0 | 0 | 0 |  | 0 | 0 | 0 | 0 |  | 0 | 0 | 0 | 0 | 0
1964-01-07 | 1964 | 1 | 7 | 0 | 0 | 0 | 0 | 0 | 0 | 0 | 0 | 0 | 0 | 0 | 0 | 0 | 0 | 0 | 0 | 0 | 0 | 0 | 0 | 0.1 | 0.1 | 0 | 0.1 |  | 0.3 | 0.3 | 0.3 | 5.5511e-17 |  | 0 | 0 | 0 | 0 | 0
1964-01-08 | 1964 | 1 | 8 | 0 | 0 | 0 | 0 | 0 | 0 | 0 | 0 | 0 | 0 | 0 | 0 | 0 | 0 | 0 | 0 | 0 | 0 | 0 | 0 | 0 | 0 | 0 | 0 |  | 0 | 0 | 0 | 0 |  | 0 | 0 | 0 | 0 | 0
1964-01-09 | 1964 | 1 | 9 | 0 | 0 | 0 | 0 | 0 | 0 | 0 | 0 | 0 | 0 | 0 | 0 | 0 | 0 | 0 | 0 | 0 | 0 | 0 | 0 | 0 | 0 | 0 | 0 |  | 0 | 0 | 0 | 0 |  | 0 | 0 | 0 | 0 | 0
1964-01-10 | 1964 | 1 | 10 | 0 | 0 | 0 | 0 | 0 | 0 | 0 | 0 | 0 | 0 | 0 | 0 | 0 | 0 | 0 | 0 | 0 | 0 | 0 | 0 | 0 | 0 | 0 | 0 |  | 0 | 0 | 0 | 0 |  | 0 | 0 | 0 | 0 | 0
1964-01-11 | 1964 | 1 | 11 | 0 | 0 | 0 | 0 | 0 | 0 | 0 | 0 | 0 | 0 | 0 | 0 | 0 | 0 | 0 | 0 | 0 | 0 | 0 | 0 | 0 | 0 | 0 | 0 |  | 0 | 0 | 0 | 0 |  | 0 | 0 | 0 | 0 | 0
1964-01-12 | 1964 | 1 | 12 | 0 | 0 | 0 | 0 | 0 | 0 | 0 | 0 | 0 | 0 | 0 | 0 | 0 | 0 | 0 | 0 | 0 | 0 | 0 | 0 | 0 | 0 | 0 | 0 |  | 0 | 0 | 0 | 0 |  | 0 | 0 | 0 | 0 | 0
1964-01-13 | 1964 | 1 | 13 | 0 | 0 | 0 | 0 | 0 | 0 | 0 | 0 | 0 | 0 | 0 | 0 | 0 | 0 | 0 | 0 | 0 | 0 | 0 | 0 | 0 | 0 | 0 | 0 |  | 0 | 0 | 0 | 0 |  | 0 | 0 | 0 | 0 | 0
1964-01-14 | 1964 | 1 | 14 | 0 | 0 | 0 | 0 | 0 | 0 | 0 | 0 | 0 | 0 | 0 | 0 | 0 | 0 | 0 | 0 | 0 | 0 | 0 | 0 | 0 | 0 | 0 | 0 |  | 0 | 0 | 0 | 0 |  | 0 | 0 | 0 | 0 | 0
1964-01-15 | 1964 | 1 | 15 | 0 | 0 | 0 | 0 | 0 | 0 | 0 | 0 | 0 | 0 | 0 | 0 | 0 | 0 | 0 | 0 | 0 | 0 | 0 | 0 | 0 | 0 | 0 | 0 |  | 0 | 0 | 0 | 0 |  | 0 | 0 | 0 | 0 | 0
1964-01-16 | 1964 | 1 | 16 | 0 | 0 | 0 | 0 | 0 | 0 | 0 | 0 | 0 | 0 | 0 | 0 | 0 | 0 | 0 | 0 | 0 | 0 | 0 | 0 | 0 | 0 | 0 | 0 |  | 0 | 0 | 0 | 0 |  | 0 | 0 | 0 | 0 | 0
1964-01-17 | 1964 | 1 | 17 | 0 | 0 | 0 | 0 | 0 | 0 | 0 | 0 | 0 | 0 | 0 | 0 | 0 | 0 | 0 | 0 | 0 | 0 | 0 | 0 | 0 | 0 | 0 | 0 |  | 0 | 0 | 0 | 0 |  | 0 | 0 | 0 | 0 | 0
1964-01-18 | 1964 | 1 | 18 | 0 | 0 | 0 | 0 | 0 | 0 | 0 | 0 | 0 | 0 | 0 | 0 | 0 | 0 | 0 | 0 | 0 | 0 | 0 | 0 | 0 | 0 | 0 | 0 |  | 0 | 0 | 0 | 0 |  | 0 | 0 | 0 | 0 | 0
1964-01-19 | 1964 | 1 | 19 | 0 | 0 | 0 | 0 | 0 | 0 | 0 | 0 | 0 | 0 | 0 | 0 | 0 | 0 | 0 | 0 | 0 | 0 | 0 | 0 | 0 | 0 | 0 | 0 |  | 0 | 0 | 0 | 0 |  | 0 | 0 | 0 | 0 | 0
1964-01-20 | 1964 | 1 | 20 | 0 | 0 | 0 | 0 | 0 | 0 | 0 | 0 | 0 | 0 | 0 | 0 | 0 | 0 | 0 | 0 | 0 | 0 | 0 | 0 | 0 | 0 | 0 | 0 |  | 0 | 0 | 0 | 0 |  | 0 | 0 | 0 | 0 | 0
1964-01-21 | 1964 | 1 | 21 | 0 | 0 | 0 | 0 | 0 | 0 | 0.1 | 0.1 | 0 | 0.1 | 0.1 | 0.1 | 0.1 | 0.1 | 0.2 | 0.1 | 0.1 | 0 | 0.1 | 0.1 | 0 | 0 | 0 | 0 |  | 1.3 | 1.3 | 1.3 | 0 |  | 0 | 0 | 0 | 0 | 0
1964-01-22 | 1964 | 1 | 22 | 0 | 0 | 0 | 0 | 0 | 0 | 0 | 0 | 0 | 0 | 0 | 0 | 0 | 0 | 0.1 | 0 | 0.1 | 0 | 0.1 | 0 | 0 | 0 | 0 | 0 |  | 0.3 | 0.3 | 0.3 | 5.5511e-17 |  | 0 | 0 | 0 | 0 | 0
1964-01-23 | 1964 | 1 | 23 | 0 | 0 | 0 | 0 | 0 | 0 | 0 | 0 | 0 | 0 | 0 | 0 | 0 | 0 | 0 | 0 | 0 | 0 | 0 | 0 | 0 | 0 | 0 | 0 |  | 0 | 0 | 0 | 0 |  | 0 | 0 | 0 | 0 | 0
1964-01-24 | 1964 | 1 | 24 | 0 | 0 | 0 | 0 | 0 | 0 | 0 | 0 | 0 | 0 | 0 | 0 | 0 | 0 | 0 | 0 | 0 | 0 | 0 | 0 | 0 | 0 | 0 | 0 |  | 0 | 0 | 0 | 0 |  | 0 | 0 | 0 | 0 | 0
1964-01-25 | 1964 | 1 | 25 | 0 | 0 | 0 | 0 | 0 | 0 | 0 | 0 | 0 | 0 | 0 | 0 | 0 | 0 | 0 | 0 | 0 | 0 | 0 | 0 | 0 | 0 | 0 | 0 |  | 0 | 0 | 0 | 0 |  | 0 | 0 | 0 | 0 | 0
1964-01-26 | 1964 | 1 | 26 | 0 | 0 | 0 | 0 | 0 | 0 | 0 | 0 | 0 | 0 | 0 | 0 | 0 | 0 | 0 | 0 | 0 | 0 | 0 | 0 | 0 | 0 | 0 | 0 |  | 0 | 0 | 0 | 0 |  | 0 | 0 | 0 | 0 | 0
1964-01-27 | 1964 | 1 | 27 | 0 | 0 | 0 | 0 | 0 | 0 | 0 | 0 | 0 | 0 | 0 | 0 | 0 | 0 | 0 | 0 | 0 | 0 | 0 | 0 | 0 | 0 | 0 | 0 |  | 0 | 0 | 0 | 0 |  | 0 | 0 | 0 | 0 | 0
1964-01-28 | 1964 | 1 | 28 | 0 | 0 | 0 | 0 | 0 | 0 | 0 | 0 | 0 | 0 | 0 | 0 | 0 | 0 | 0 | 0 | 0 | 0 | 0 | 0 | 0 | 0 | 0 | 0 |  | 0 | 0 | 0 | 0 |  | 0 | 0 | 0 | 0 | 0
1964-01-29 | 1964 | 1 | 29 | 0 | 0 | 0 | 0 | 0 | 0 | 0 | 0 | 0 | 0 | 0 | 0 | 0 | 0 | 0 | 0 | 0 | 0 | 0 | 0 | 0 | 0 | 0 | 0 |  | 0 | 0 | 0 | 0 |  | 0 | 0 | 0 | 0 | 0
1964-01-30 | 1964 | 1 | 30 | 0 | 0 | 0 | 0 | 0 | 0 | 0 | 0 | 0 | 0 | 0 | 0 | 0 | 0 | 0 | 0 | 0 | 0 | 0 | 0 | 0 | 0 | 0 | 0 |  | 0 | 0 | 0 | 0 |  | 0 | 0 | 0 | 0 | 0
1964-01-31 | 1964 | 1 | 31 | 0 | 0 | 0 | 0 | 0 | 0 | 0 | 0 | 0 | 0 | 0 | 0 | 0 | 0 | 0 | 0 | 0 | 0 | 0 | 0 | 0 | 0 | 0 | 0 |  | 0 | 0 | 0 | 0 |  | 0 | 0 | 0 | 0 | 0
1964-02-01 | 1964 | 2 | 1 | 0 | 0 | 0 | 0 | 0 | 0 | 0 | 0 | 0 | 0 | 0 | 0 | 0 | 0 | 0 | 0 | 0 | 0 | 0 | 0 | 0 | 0 | 0 | 0 |  | 0 | 0 | 0 | 0 |  | 0 | 0 | 0 | 0 | 0
1964-02-02 | 1964 | 2 | 2 | 0 | 0 | 0 | 0 | 0 | 0 | 0 | 0 | 0 | 0 | 0 | 0 | 0 | 0 | 0 | 0 | 0 | 0 | 0 | 0 | 0 | 0 | 0 | 0 |  | 0 | 0 | 0 | 0 |  | 0 | 0 | 0 | 0 | 0
1964-02-03 | 1964 | 2 | 3 | 0 | 0 | 0 | 0 | 0 | 0 | 0 | 0 | 0 | 0 | 0 | 0 | 0 | 0 | 0 | 0 | 0 | 0 | 0 | 0 | 0 | 0 | 0 | 0 |  | 0 | 0 | 0 | 0 |  | 0 | 0 | 0 | 0 | 0
1964-02-04 | 1964 | 2 | 4 | 0 | 0 | 0 | 0 | 0 | 0 | 0 | 0 | 0 | 0 | 0 | 0 | 0 | 0 | 0 | 0 | 0 | 0 | 0 | 0 | 0 | 0 | 0 | 0 |  | 0 | 0 | 0 | 0 |  | 0 | 0 | 0 | 0 | 0
1964-02-05 | 1964 | 2 | 5 | 0 | 0.2 | 0.1 | 0.2 | 0.1 | 0.2 | 0 | 0 | 0 | 0 | 0 | 0 | 0 | 0 | 0 | 0 | 0 | 0 | 0 | 0 | 0 | 0 | 0 | 0 |  | 0.8 | 0.8 | 0.8 | 0 |  | 0 | 0 | 0 | 0 | 0
1964-02-06 | 1964 | 2 | 6 | 0 | 0 | 0 | 0 | 0 | 0 | 0 | 0 | 0 | 0.1 | 0.2 | 0.1 | 0 | 0 | 0 | 0 | 0 | 0 | 0 | 0.1 | 0 | 0 | 0 | 0 |  | 0.5 | 0.5 | 0.5 | 0 |  | 0 | 0 | 0 | 0 | 0
1964-02-07 | 1964 | 2 | 7 | 0 | 0 | 0 | 0 | 0 | 0 | 0 | 0 | 0 | 0 | 0 | 0 | 0 | 0 | 0 | 0 | 0 | 0 | 0 | 0 | 0 | 0 | 0 | 0 |  | 0 | 0 | 0 | 0 |  | 0 | 0 | 0 | 0 | 0
1964-02-08 | 1964 | 2 | 8 | 0 | 0 | 0 | 0 | 0 | 0 | 0 | 0 | 0 | 0 | 0 | 0 | 0 | 0 | 0 | 0 | 0 | 0 | 0 | 0 | 0 | 0 | 0 | 0 |  | 0 | 0 | 0 | 0 |  | 0 | 0 | 0 | 0 | 0
1964-02-09 | 1964 | 2 | 9 | 0 | 0 | 0 | 0 | 0 | 0 | 0 | 0 | 0 | 0 | 0 | 0 | 0 | 0 | 0 | 0 | 0 | 0 | 0 | 0 | 0 | 0 | 0 | 0 |  | 0 | 0 | 0 | 0 |  | 0 | 0 | 0 | 0 | 0
1964-02-10 | 1964 | 2 | 10 | 0 | 0 | 0 | 0 | 0 | 0 | 0 | 0 | 0 | 0 | 0 | 0 | 0 | 0 | 0 | 0 | 0 | 0 | 0 | 0 | 0 | 0 | 0 | 0 |  | 0 | 0 | 0 | 0 |  | 0 | 0 | 0 | 0 | 0
1964-02-11 | 1964 | 2 | 11 | 0 | 0 | 0 | 0 | 0 | 0 | 0 | 0 | 0 | 0.2 | 0.1 | 0.2 | 0 | 0 | 0 | 0 | 0 | 0 | 0 | 0 | 0 | 0 | 0 | 0 |  | 0.5 | 0.5 | 0.5 | 0 |  | 0 | 0 | 0 | 0 | 0
1964-02-12 | 1964 | 2 | 12 | 0 | 0 | 0 | 0 | 0 | 0 | 0 | 0 | 0 | 0 | 0 | 0 | 0 | 0 | 0 | 0 | 0 | 0 | 0 | 0 | 0 | 0 | 0 | 0 |  | 0 | 0 | 0 | 0 |  | 0 | 0 | 0 | 0 | 0
1964-02-13 | 1964 | 2 | 13 | 0 | 0 | 0 | 0 | 0 | 0 | 0 | 0 | 0 | 0 | 0 | 0 | 0 | 0 | 0 | 0 | 0 | 0 | 0 | 0 | 0 | 0 | 0 | 0 |  | 0 | 0 | 0 | 0 |  | 0 | 0 | 0 | 0 | 0
1964-02-14 | 1964 | 2 | 14 | 0 | 0 | 0 | 0 | 0 | 0 | 0 | 0 | 0 | 0 | 0 | 0 | 0 | 0 | 0 | 0 | 0 | 0 | 0 | 0 | 0 | 0 | 0 | 0 |  | 0 | 0 | 0 | 0 |  | 0 | 0 | 0 | 0 | 0
1964-02-15 | 1964 | 2 | 15 | 0 | 0 | 0 | 0 | 0 | 0 | 0 | 0 | 0 | 0 | 0 | 0 | 0 | 0 | 0 | 0 | 0 | 0 | 0 | 0 | 0 | 0 | 0 | 0 |  | 0 | 0 | 0 | 0 |  | 0 | 0 | 0 | 0 | 0
1964-02-16 | 1964 | 2 | 16 | 0 | 0 | 0 | 0 | 0 | 0 | 0 | 0 | 0 | 0 | 0 | 0 | 0 | 0 | 0 | 0 | 0 | 0 | 0 | 0 | 0 | 0 | 0 | 0 |  | 0 | 0 | 0 | 0 |  | 0 | 0 | 0 | 0 | 0
1964-02-17 | 1964 | 2 | 17 | 0 | 0 | 0 | 0 | 0 | 0 | 0 | 0 | 0 | 0 | 0 | 0 | 0 | 0 | 0 | 0 | 0 | 0 | 0 | 0 | 0 | 0 | 0 | 0 |  | 0 | 0 | 0 | 0 |  | 0 | 0 | 0 | 0 | 0
1964-02-18 | 1964 | 2 | 18 | 0 | 0 | 0 | 0 | 0 | 0 | 0 | 0 | 0 | 0 | 0 | 0 | 0 | 0 | 0 | 0 | 0 | 0 | 0 | 0 | 0 | 0 | 0 | 0 |  | 0 | 0 | 0 | 0 |  | 0 | 0 | 0 | 0 | 0
1964-02-19 | 1964 | 2 | 19 | 0 | 0 | 0 | 0 | 0 | 0 | 0 | 0 | 0 | 0 | 0 | 0 | 0 | 0 | 0 | 0 | 0 | 0 | 0 | 0 | 0 | 0 | 0 | 0 |  | 0 | 0 | 0 | 0 |  | 0 | 0 | 0 | 0 | 0
1964-02-20 | 1964 | 2 | 20 | 0 | 0 | 0 | 0 | 0 | 0 | 0 | 0 | 0 | 0 | 0 | 0 | 0 | 0 | 0 | 0 | 0 | 0 | 0 | 0 | 0 | 0 | 0 | 0 |  | 0 | 0 | 0 | 0 |  | 0 | 0 | 0 | 0 | 0
1964-02-21 | 1964 | 2 | 21 | 0 | 0 | 0 | 0 | 0 | 0 | 0 | 0 | 0 | 0 | 0 | 0 | 0 | 0 | 0 | 0 | 0 | 0 | 0 | 0 | 0 | 0 | 0 | 0 |  | 0 | 0 | 0 | 0 |  | 0 | 0 | 0 | 0 | 0
1964-02-22 | 1964 | 2 | 22 | 0 | 0 | 0 | 0 | 0 | 0 | 0 | 0 | 0 | 0 | 0 | 0 | 0 | 0 | 0 | 0 | 0 | 0 | 0 | 0 | 0 | 0 | 0 | 0 |  | 0 | 0 | 0 | 0 |  | 0 | 0 | 0 | 0 | 0
1964-02-23 | 1964 | 2 | 23 | 0 | 0 | 0 | 0 | 0 | 0 | 0 | 0 | 0 | 0 | 0 | 0 | 0 | 0 | 0 | 0 | 0 | 0 | 0 | 0 | 0 | 0 | 0 | 0 |  | 0 | 0 | 0 | 0 |  | 0 | 0 | 0 | 0 | 0
1964-02-24 | 1964 | 2 | 24 | 0 | 0.1 | 0 | 0 | 0.1 | 0 | 0 | 0.1 | 0 | 0 | 0 | 0 | 0 | 0 | 0 | 0 | 0 | 0 | 0 | 0 | 0 | 0 | 0 | 0 |  | 0.3 | 0.3 | 0.3 | 5.5511e-17 |  | 0 | 0 | 0 | 0 | 0
1964-02-25 | 1964 | 2 | 25 | 0 | 0 | 0 | 0 | 0 | 0 | 0 | 0 | 0 | 0 | 0 | 0 | 0 | 0 | 0 | 0 | 0 | 0 | 0 | 0 | 0 | 0 | 0 | 0 |  | 0 | 0 | 0 | 0 |  | 0 | 0 | 0 | 0 | 0
1964-02-26 | 1964 | 2 | 26 | 0 | 0 | 0 | 0 | 0 | 0 | 0 | 0 | 0 | 0 | 0 | 0 | 0 | 0 | 0 | 0 | 0 | 0 | 0 | 0 | 0 | 0 | 0 | 0 |  | 0 | 0 | 0 | 0 |  | 0 | 0 | 0 | 0 | 0
1964-02-27 | 1964 | 2 | 27 | 0 | 0 | 0 | 0 | 0 | 0 | 0 | 0 | 0 | 0 | 0 | 0 | 0 | 0 | 0 | 0 | 0 | 0 | 0 | 0 | 0 | 0 | 0 | 0 |  | 0 | 0 | 0 | 0 |  | 0 | 0 | 0 | 0 | 0
1964-02-28 | 1964 | 2 | 28 | 0 | 0 | 0 | 0 | 0 | 0 | 0 | 0 | 0 | 0 | 0 | 0 | 0 | 0 | 0 | 0 | 0 | 0 | 0 | 0 | 0 | 0 | 0 | 0 |  | 0 | 0 | 0 | 0 |  | 0 | 0 | 0 | 0 | 0
1964-02-29 | 1964 | 2 | 29 | 0 | 0 | 0 | 0 | 0 | 0 | 0 | 0 | 0 | 0 | 0 | 0 | 0 | 0 | 0 | 0 | 0 | 0 | 0 | 0 | 0 | 0 | 0 | 0 |  | 0 | 0 | 0 | 0 |  | 0 | 0 | 0 | 0 | 0
1964-03-01 | 1964 | 3 | 1 | 0 | 0 | 0 | 0 | 0 | 0 | 0 | 0 | 0 | 0 | 0 | 0 | 0 | 0 | 0 | 0 | 0 | 0 | 0 | 0 | 0 | 0 | 0 | 0 |  | 0 | 0 | 0 | 0 |  | 0 | 0 | 0 | 0 | 0
1964-03-02 | 1964 | 3 | 2 | 0 | 0 | 0 | 0 | 0 | 0 | 0 | 0 | 0 | 0 | 0 | 0 | 0 | 0 | 0 | 0 | 0 | 0 | 0 | 0 | 0 | 0 | 0 | 0 |  | 0 | 0 | 0 | 0 |  | 0 | 0 | 0 | 0 | 0
1964-03-03 | 1964 | 3 | 3 | 0 | 0 | 0 | 0 | 0 | 0 | 0 | 0 | 0 | 0 | 0 | 0 | 0 | 0 | 0 | 0 | 0 | 0 | 0 | 0 | 0 | 0 | 0 | 0 |  | 0 | 0 | 0 | 0 |  | 0 | 0 | 0 | 0 | 0
1964-03-04 | 1964 | 3 | 4 | 0 | 0 | 0 | 0 | 0 | 0 | 0 | 0 | 0 | 0 | 0 | 0 | 0 | 0 | 0 | 0 | 0 | 0 | 0 | 0 | 0 | 0 | 0 | 0 |  | 0 | 0 | 0 | 0 |  | 0 | 0 | 0 | 0 | 0
1964-03-05 | 1964 | 3 | 5 | 0.1 | 0 | 0.1 | 0.1 | 0 | 0.1 | 0.1 | 0 | 0.1 | 0.1 | 0.1 | 0 | 0.1 | 0.1 | 0 | 0.1 | 0.1 | 0 | 0 | 0 | 0 | 0 | 0 | 0.1 |  | 1.3 | 1.3 | 1.3 | 0 |  | 0 | 0 | 0 | 0 | 0
1964-03-06 | 1964 | 3 | 6 | 0.1 | 0 | 0.1 | 0.1 | 0 | 0.1 | 0.1 | 0 | 0.1 | 0.1 | 0 | 0.1 | 0.1 | 0 | 0.1 | 0.2 | 0.1 | 0.1 | 0.1 | 0 | 0.1 | 0.1 | 0 | 0.1 |  | 1.8 | 1.8 | 1.8 | 4.4409e-16 |  | 0 | 0 | 0 | 0 | 0
1964-03-07 | 1964 | 3 | 7 | 0 | 0 | 0 | 0 | 0 | 0 | 0 | 0 | 0 | 0 | 0 | 0 | 0 | 0 | 0 | 0 | 0 | 0 | 0 | 0 | 0 | 0 | 0 | 0 |  | 0 | 0 | 0 | 0 |  | 0 | 0 | 0 | 0 | 0
1964-03-08 | 1964 | 3 | 8 | 0 | 0 | 0 | 0 | 0 | 0 | 0 | 0 | 0 | 0 | 0 | 0 | 0 | 0 | 0 | 0 | 0 | 0 | 0 | 0 | 0 | 0 | 0 | 0 |  | 0 | 0 | 0 | 0 |  | 0 | 0 | 0 | 0 | 0
1964-03-09 | 1964 | 3 | 9 | 0 | 0 | 0 | 0 | 0 | 0 | 0 | 0 | 0 | 0 | 0.4 | 0.4 | 0 | 0 | 0 | 0 | 0.2 | 0 | 0 | 0.2 | 0.6 | 0.2 | 0 | 0 |  | 2 | 2 | 2 | 2.2204e-16 |  | 0 | 0 | 0 | 0 | 0
1964-03-10 | 1964 | 3 | 10 | 0 | 0 | 0 | 0 | 0 | 0 | 0 | 0 | 0 | 0 | 0 | 0 | 0 | 0 | 0 | 0 | 0 | 0 | 0 | 0 | 0 | 0 | 0 | 0 |  | 0 | 0 | 0 | 0 |  | 0 | 0 | 0 | 0 | 0
1964-03-11 | 1964 | 3 | 11 | 0 | 0 | 0 | 0 | 0 | 0 | 0 | 0 | 0 | 0 | 0 | 0 | 0 | 0 | 0 | 0 | 0 | 0 | 0 | 0 | 0 | 0 | 0 | 0 |  | 0 | 0 | 0 | 0 |  | 0 | 0 | 0 | 0 | 0
1964-03-12 | 1964 | 3 | 12 | 0 | 0 | 0 | 0 | 0 | 0 | 0 | 0 | 0 | 0 | 0 | 0 | 0 | 0 | 0 | 0 | 0 | 0 | 0 | 0 | 0 | 0 | 0 | 0 |  | 0 | 0 | 0 | 0 |  | 0 | 0 | 0 | 0 | 0
1964-03-13 | 1964 | 3 | 13 | 0 | 0 | 0 | 0 | 0 | 0 | 0 | 0 | 0 | 0 | 0 | 0 | 0 | 0 | 0 | 0 | 0 | 0 | 0 | 0 | 0 | 0 | 0 | 0 |  | 0 | 0 | 0 | 0 |  | 0 | 0 | 0 | 0 | 0
1964-03-14 | 1964 | 3 | 14 | 0 | 0 | 0 | 0 | 0 | 0 | 0 | 0 | 0 | 0 | 0 | 0 | 0 | 0 | 0 | 0 | 0 | 0 | 0 | 0 | 0 | 0 | 0 | 0 |  | 0 | 0 | 0 | 0 |  | 0 | 0 | 0 | 0 | 0
1964-03-15 | 1964 | 3 | 15 | 0 | 0 | 0 | 0 | 0 | 0 | 0 | 0 | 0 | 0 | 0 | 0 | 0 | 0 | 0 | 0 | 0 | 0 | 0 | 0 | 0 | 0 | 0 | 0 |  | 0 | 0 | 0 | 0 |  | 0 | 0 | 0 | 0 | 0
1964-03-16 | 1964 | 3 | 16 | 0 | 0 | 0 | 0 | 0 | 0 | 0 | 0 | 0 | 0 | 0 | 0 | 0 | 0 | 0 | 0 | 0 | 0 | 0 | 0 | 0 | 0 | 0 | 0 |  | 0 | 0 | 0 | 0 |  | 0 | 0 | 0 | 0 | 0
1964-03-17 | 1964 | 3 | 17 | 0 | 0 | 0 | 0 | 0 | 0 | 0 | 0 | 0 | 0 | 0 | 0 | 0 | 0 | 0 | 0 | 0 | 0 | 0 | 0 | 0 | 0 | 0 | 0 |  | 0 | 0 | 0 | 0 |  | 0 | 0 | 0 | 0 | 0
1964-03-18 | 1964 | 3 | 18 | 0.1 | 0 | 0 | 0 | 0.1 | 0 | 0 | 0 | 0.1 | 0 | 0 | 0 | 0 | 0 | 0.2 | 0.1 | 0 | 0 | 0 | 0 | 0 | 0.1 | 0 | 0.1 |  | 0.8 | 0.8 | 0.8 | 1.1102e-16 |  | 0 | 0 | 0 | 0 | 0
1964-03-19 | 1964 | 3 | 19 | 0 | 0 | 0 | 0 | 0 | 0 | 0 | 0 | 0 | 0 | 0 | 0 | 0 | 0 | 0 | 0 | 0 | 0 | 0 | 0 | 0 | 0 | 0 | 0 |  | 0 | 0 | 0 | 0 |  | 0 | 0 | 0 | 0 | 0
1964-03-20 | 1964 | 3 | 20 | 0.1 | 0 | 0.1 | 0.1 | 0 | 0.1 | 0 | 0.1 | 0.1 | 0 | 0.1 | 0.1 | 0 | 0.1 | 0 | 0.1 | 0.1 | 0 | 0.1 | 0 | 0.1 | 0.1 | 0 | 0.1 |  | 1.5 | 1.5 | 1.5 | 2.2204e-16 |  | 0 | 0 | 0 | 0 | 0
1964-03-21 | 1964 | 3 | 21 | 0 | 0.1 | 0 | 0 | 0.1 | 0 | 0 | 0.1 | 0 | 0 | 0.1 | 0 | 0 | 0.1 | 0 | 0 | 0.1 | 0 | 0 | 0.1 | 0 | 0 | 0.1 | 0 |  | 0.8 | 0.8 | 0.8 | 1.1102e-16 |  | 0 | 0 | 0 | 0 | 0
1964-03-22 | 1964 | 3 | 22 | 0 | 0 | 0 | 0 | 0 | 0 | 0 | 0 | 0 | 0 | 0 | 0 | 0 | 0 | 0 | 0 | 0 | 0 | 0 | 0 | 0 | 0 | 0 | 0 |  | 0 | 0 | 0 | 0 |  | 0 | 0 | 0 | 0 | 0
1964-03-23 | 1964 | 3 | 23 | 0 | 0 | 0 | 0 | 0 | 0 | 0 | 0 | 0 | 0 | 0 | 0 | 0 | 0 | 0 | 0 | 0 | 0 | 0 | 0 | 0 | 0 | 0 | 0 |  | 0 | 0 | 0 | 0 |  | 0 | 0 | 0 | 0 | 0
1964-03-24 | 1964 | 3 | 24 | 0 | 0 | 0 | 0 | 0 | 0 | 0 | 0 | 0 | 0 | 0 | 0 | 0 | 0 | 0 | 0 | 0 | 0 | 0 | 0 | 0 | 0 | 0 | 0 |  | 0 | 0 | 0 | 0 |  | 0 | 0 | 0 | 0 | 0
1964-03-25 | 1964 | 3 | 25 | 0 | 0 | 0 | 0 | 0 | 0 | 0 | 0 | 0 | 0 | 0 | 0 | 0 | 0 | 0 | 0 | 0 | 0 | 0 | 0 | 0 | 0 | 0 | 0 |  | 0 | 0 | 0 | 0 |  | 0 | 0 | 0 | 0 | 0
1964-03-26 | 1964 | 3 | 26 | 0 | 0 | 0 | 0 | 0 | 0 | 0 | 0 | 0 | 0.1 | 0 | 0 | 0 | 0 | 0 | 0.1 | 0 | 0 | 0 | 0.1 | 0 | 0 | 0 | 0 |  | 0.3 | 0.3 | 0.3 | 5.5511e-17 |  | 0 | 0 | 0 | 0 | 0
1964-03-27 | 1964 | 3 | 27 | 0 | 0 | 0 | 0 | 0 | 0 | 0 | 0 | 0 | 0 | 0 | 0 | 0 | 0 | 0 | 0 | 0 | 0 | 0 | 0 | 0 | 0 | 0 | 0 |  | 0 | 0 | 0 | 0 |  | 0 | 0 | 0 | 0 | 0
1964-03-28 | 1964 | 3 | 28 | 0 | 0 | 0 | 0 | 0 | 0 | 0 | 0 | 0 | 0 | 0 | 0 | 0 | 0 | 0 | 0 | 0 | 0 | 0 | 0 | 0 | 0 | 0 | 0 |  | 0 | 0 | 0 | 0 |  | 0 | 0 | 0 | 0 | 0
1964-03-29 | 1964 | 3 | 29 | 0 | 0 | 0 | 0 | 0 | 0 | 0 | 0 | 0 | 0 | 0 | 0 | 0 | 0 | 0 | 0 | 0 | 0 | 0 | 0 | 0 | 0 | 0 | 0 |  | 0 | 0 | 0 | 0 |  | 0 | 0 | 0 | 0 | 0
1964-03-30 | 1964 | 3 | 30 | 0 | 0 | 0 | 0 | 0 | 0 | 0 | 0 | 0 | 0 | 0 | 0 | 0 | 0 | 0 | 0 | 0 | 0 | 0 | 0 | 0 | 0 | 0 | 0 |  | 0 | 0 | 0 | 0 |  | 0 | 0 | 0 | 0 | 0
1964-03-31 | 1964 | 3 | 31 | 0 | 0 | 0 | 0 | 0 | 0 | 0 | 0 | 0 | 0 | 0 | 0 | 0 | 0 | 0 | 0 | 0 | 0 | 0 | 0 | 0 | 0 | 0 | 0 |  | 0 | 0 | 0 | 0 |  | 0 | 0 | 0 | 0 | 0
1964-04-01 | 1964 | 4 | 1 | 0 | 0 | 0 | 0 | 0 | 0 | 0 | 0 | 0 | 0 | 0 | 0 | 0 | 0 | 0 | 0 | 0 | 0 | 0 | 0 | 0 | 0 | 0 | 0 |  | 0 | 0 | 0 | 0 |  | 0 | 0 | 0 | 0 | 0
1964-04-02 | 1964 | 4 | 2 | 0 | 0 | 0 | 0 | 0 | 0 | 0 | 0 | 0 | 0 | 0 | 0 | 0 | 0 | 0 | 0 | 0 | 0 | 0 | 0 | 0 | 0 | 0 | 0 |  | 0 | 0 | 0 | 0 |  | 0 | 0 | 0 | 0 | 0
1964-04-03 | 1964 | 4 | 3 | 0 | 0 | 0 | 0 | 0 | 0 | 0 | 0 | 0 | 0 | 0 | 0 | 0 | 0 | 0 | 0 | 0 | 0 | 0 | 0 | 0 | 0 | 0 | 0 |  | 0 | 0 | 0 | 0 |  | 0 | 0 | 0 | 0 | 0
1964-04-04 | 1964 | 4 | 4 | 0 | 0 | 0 | 0 | 0 | 0 | 0 | 0 | 0 | 0 | 0 | 0 | 0 | 0 | 0 | 0 | 0 | 0 | 0 | 0 | 0 | 0 | 0 | 0 |  | 0 | 0 | 0 | 0 |  | 0 | 0 | 0 | 0 | 0
1964-04-05 | 1964 | 4 | 5 | 0.2 | 0.2 | 0.3 | 0.2 | 0.2 | 0.2 | 0.2 | 0.5 | 0.4 | 0.5 | 0.4 | 0.5 | 0.2 | 0.2 | 0.2 | 0.2 | 0.3 | 0.2 | 0.2 | 0.2 | 0.2 | 0.3 | 0.2 | 0.2 |  | 6.4 | 6.4 | 6.4 | 8.8818e-16 |  | 0 | 0 | 0 | 0 | 0
1964-04-06 | 1964 | 4 | 6 | 0 | 0 | 0 | 0 | 0 | 0 | 0 | 0 | 0 | 0 | 0 | 0 | 0 | 0 | 0 | 0 | 0 | 0 | 0 | 0 | 0 | 0 | 0 | 0 |  | 0 | 0 | 0 | 0 |  | 0 | 0 | 0 | 0 | 0
1964-04-07 | 1964 | 4 | 7 | 0 | 0 | 0 | 0 | 0 | 0 | 0 | 0 | 0 | 0 | 0 | 0 | 0 | 0 | 0 | 0 | 0 | 0 | 0 | 0 | 0 | 0 | 0 | 0 |  | 0 | 0 | 0 | 0 |  | 0 | 0 | 0 | 0 | 0
1964-04-08 | 1964 | 4 | 8 | 0 | 0 | 0 | 0 | 0 | 0 | 0 | 0 | 0 | 0 | 0 | 0 | 0 | 0 | 0 | 0 | 0 | 0 | 0 | 0 | 0 | 0 | 0 | 0 |  | 0 | 0 | 0 | 0 |  | 0 | 0 | 0 | 0 | 0
1964-04-09 | 1964 | 4 | 9 | 0 | 0 | 0 | 0 | 0 | 0 | 0 | 0 | 0 | 0 | 0 | 0 | 0 | 0 | 0 | 0 | 0 | 0 | 0 | 0 | 0 | 0 | 0 | 0 |  | 0 | 0 | 0 | 0 |  | 0 | 0 | 0 | 0 | 0
1964-04-10 | 1964 | 4 | 10 | 0 | 0 | 0 | 0 | 0 | 0 | 0 | 0 | 0 | 0 | 0 | 0 | 0 | 0 | 0 | 0 | 0 | 0 | 0 | 0 | 0 | 0 | 0 | 0 |  | 0 | 0 | 0 | 0 |  | 0 | 0 | 0 | 0 | 0
1964-04-11 | 1964 | 4 | 11 | 0 | 0 | 0 | 0 | 0.1 | 0 | 0 | 0.1 | 0 | 0 | 0 | 0 | 0.1 | 0 | 0 | 0 | 0 | 0 | 0 | 0 | 0 | 0 | 0 | 0 |  | 0.3 | 0.3 | 0.3 | 5.5511e-17 |  | 0 | 0 | 0 | 0 | 0
1964-04-12 | 1964 | 4 | 12 | 0 | 0 | 0 | 0 | 0 | 0 | 0 | 0 | 0 | 0 | 0 | 0 | 0 | 0 | 0 | 0 | 0 | 0 | 0 | 0 | 0 | 0 | 0 | 0 |  | 0 | 0 | 0 | 0 |  | 0 | 0 | 0 | 0 | 0
1964-04-13 | 1964 | 4 | 13 | 0 | 0 | 0 | 0 | 0 | 0 | 0 | 0 | 0 | 0 | 0 | 0 | 0 | 0 | 0 | 0 | 0 | 0 | 0 | 0 | 0 | 0 | 0 | 0 |  | 0 | 0 | 0 | 0 |  | 0 | 0 | 0 | 0 | 0
1964-04-14 | 1964 | 4 | 14 | 0 | 0 | 0 | 0 | 0 | 0 | 0 | 0 | 0 | 0 | 0 | 0 | 0 | 0 | 0 | 0 | 0 | 0 | 0 | 0 | 0 | 0 | 0 | 0 |  | 0 | 0 | 0 | 0 |  | 0 | 0 | 0 | 0 | 0
1964-04-15 | 1964 | 4 | 15 | 0 | 0 | 0 | 0 | 0 | 0 | 0 | 0 | 0 | 0 | 0 | 0 | 0 | 0 | 0 | 0 | 0 | 0 | 0 | 0 | 0 | 0 | 0 | 0 |  | 0 | 0 | 0 | 0 |  | 0 | 0 | 0 | 0 | 0
1964-04-16 | 1964 | 4 | 16 | 0.2 | 0.1 | 0.2 | 0.1 | 0 | 0 | 0 | 0 | 0 | 0 | 0 | 0 | 0 | 0.2 | 0 | 0 | 0 | 0 | 0 | 0 | 0 | 0 | 0 | 0 |  | 0.8 | 0.8 | 0.8 | 0 |  | 0 | 0 | 0 | 0 | 0
1964-04-17 | 1964 | 4 | 17 | 0 | 0 | 0 | 0 | 0 | 0 | 0 | 0 | 0 | 0 | 0 | 0 | 0 | 0 | 0 | 0 | 0 | 0 | 0 | 0 | 0 | 0 | 0 | 0 |  | 0 | 0 | 0 | 0 |  | 0 | 0 | 0 | 0 | 0
1964-04-18 | 1964 | 4 | 18 | 0 | 0 | 0 | 0 | 0 | 0 | 0 | 0 | 0 | 0 | 0 | 0 | 0 | 0 | 0 | 0 | 0 | 0 | 0 | 0 | 0 | 0 | 0 | 0 |  | 0 | 0 | 0 | 0 |  | 0 | 0 | 0 | 0 | 0
1964-04-19 | 1964 | 4 | 19 | 0 | 0 | 0 | 0 | 0 | 0 | 0 | 0 | 0 | 0 | 0 | 0 | 0 | 0 | 0 | 0 | 0 | 0 | 0 | 0 | 0 | 0 | 0 | 0 |  | 0 | 0 | 0 | 0 |  | 0 | 0 | 0 | 0 | 0
1964-04-20 | 1964 | 4 | 20 | 0 | 0 | 0 | 0 | 0 | 0 | 0 | 0 | 0 | 0 | 0 | 0.3 | 0.2 | 0.5 | 0.3 | 0.2 | 0.3 | 0.2 | 0.3 | 0.2 | 0 | 0 | 0 | 0 |  | 2.5 | 2.5 | 2.5 | 0 |  | 0 | 0 | 0 | 0 | 0
1964-04-21 | 1964 | 4 | 21 | 0 | 0 | 0 | 0 | 0 | 0 | 0 | 0 | 0 | 0 | 0 | 0 | 0 | 0 | 0 | 0 | 0 | 0 | 0 | 0 | 0 | 0 | 0 | 0 |  | 0 | 0 | 0 | 0 |  | 0 | 0 | 0 | 0 | 0
1964-04-22 | 1964 | 4 | 22 | 0 | 0 | 0 | 0 | 0 | 0 | 0 | 0 | 0.1 | 0.2 | 0.1 | 0.2 | 0.1 | 0.1 | 0.3 | 0.3 | 0.3 | 0.3 | 0.1 | 0.1 | 0.2 | 0.1 | 0.2 | 0.1 |  | 2.8 | 2.8 | 2.8 | 8.8818e-16 |  | 0 | 0 | 0 | 0 | 0
1964-04-23 | 1964 | 4 | 23 | 0 | 0 | 0 | 0 | 0 | 0 | 0 | 0 | 0 | 0 | 0 | 0 | 0 | 0 | 0 | 0 | 0 | 0 | 0 | 0 | 0 | 0 | 0 | 0 |  | 0 | 0 | 0 | 0 |  | 0 | 0 | 0 | 0 | 0
1964-04-24 | 1964 | 4 | 24 | 0 | 0 | 0 | 0 | 0 | 0 | 0 | 0 | 0 | 0 | 0 | 0 | 0 | 0 | 0 | 0 | 0 | 0 | 0 | 0 | 0 | 0 | 0 | 0 |  | 0 | 0 | 0 | 0 |  | 0 | 0 | 0 | 0 | 0
1964-04-25 | 1964 | 4 | 25 | 0 | 0 | 0 | 0 | 0 | 0 | 0 | 0 | 0 | 0 | 0 | 0 | 0 | 0 | 0 | 0 | 0 | 0 | 0 | 0 | 0 | 0 | 0 | 0 |  | 0 | 0 | 0 | 0 |  | 0 | 0 | 0 | 0 | 0
1964-04-26 | 1964 | 4 | 26 | 0 | 0 | 0 | 0 | 0 | 0 | 0 | 0.1 | 0.2 | 0.1 | 0.1 | 0 | 0 | 0 | 0 | 0 | 0 | 0 | 0 | 0 | 0 | 0 | 0 | 0 |  | 0.5 | 0.5 | 0.5 | 0 |  | 0 | 0 | 0 | 0 | 0
1964-04-27 | 1964 | 4 | 27 | 0 | 0 | 0 | 0 | 0 | 0 | 0 | 0 | 0 | 0 | 0 | 0 | 0 | 0 | 0 | 0 | 0 | 0 | 0 | 0 | 0 | 0 | 0 | 0 |  | 0 | 0 | 0 | 0 |  | 0 | 0 | 0 | 0 | 0
1964-04-28 | 1964 | 4 | 28 | 0 | 0 | 0 | 0 | 0 | 0 | 0 | 0 | 0 | 0 | 0 | 0 | 0 | 0 | 0 | 0 | 0 | 0 | 0 | 0 | 0 | 0 | 0 | 0 |  | 0 | 0 | 0 | 0 |  | 0 | 0 | 0 | 0 | 0
1964-04-29 | 1964 | 4 | 29 | 0 | 0 | 0 | 0 | 0 | 0 | 0 | 0 | 0 | 0 | 0 | 0 | 0 | 0 | 0 | 0 | 0 | 0 | 0 | 0 | 0 | 0 | 0 | 0 |  | 0 | 0 | 0 | 0 |  | 0 | 0 | 0 | 0 | 0
1964-04-30 | 1964 | 4 | 30 | 0 | 0 | 0 | 0 | 0 | 0 | 0 | 0 | 0 | 0 | 0 | 0 | 0 | 0 | 0 | 0 | 0 | 0 | 0 | 0 | 0 | 0 | 0 | 0 |  | 0 | 0 | 0 | 0 |  | 0 | 0 | 0 | 0 | 0
1964-05-01 | 1964 | 5 | 1 | 0 | 0 | 0 | 0 | 0 | 0 | 0 | 0 | 0 | 0 | 0 | 0 | 0 | 0 | 0 | 0 | 0 | 0.8 | 0 | 0.8 | 1.3 | 0.5 | 0.3 | 0 |  | 3.7 | 3.7 | 3.7 | 0 |  | 3.7 | 0 | 0 | 0 | 0
1964-05-02 | 1964 | 5 | 2 | 0 | 0.5 | 0 | 0 | 0 | 0 | 0 | 0 | 0 | 0.3 | 0 | 0.9 | 0.3 | 0 | 1.3 | 0 | 0 | 0 | 0.5 | 0.7 | 0 | 0 | 0 | 0.8 |  | 5.3 | 5.3 | 5.3 | 0 |  | 5.3 | 0 | 0 | 0 | 0
1964-05-03 | 1964 | 5 | 3 | 0 | 0 | 0 | 0 | 0 | 0 | 0.3 | 0.9 | 0.3 | 0 | 0.5 | 0 | 0.7 | 0.8 | 0 | 0 | 0.3 | 0.3 | 0 | 0 | 0 | 0 | 0.4 | 0.8 |  | 5.3 | 5.3 | 5.3 | 0 |  | 5.3 | 0 | 0 | 0 | 0
1964-05-04 | 1964 | 5 | 4 | 0 | 0 | 0.3 | 0.3 | 0 | 0 | 0.3 | 1 | 0.7 | 1 | 0.3 | 0 | 0.5 | 1 | 0.5 | 1 | 0.9 | 0.5 | 0.3 | 0.3 | 0.3 | 0 | 0.5 | 0.5 |  | 10.2 | 10.2 | 10.2 | 3.5527e-15 |  | 10.2 | 0 | 0 | 0 | 0
1964-05-05 | 1964 | 5 | 5 | 0.5 | 0.5 | 0.5 | 0 | 0 | 0 | 2.7 | 1.8 | 0 | 0 | 0 | 0 | 0 | 0.3 | 0.2 | 0 | 0.3 | 0 | 0.5 | 0.8 | 0 | 0.3 | 0 | 0 |  | 8.4 | 8.4 | 8.4 | 0 |  | 8.4 | 0 | 0 | 0 | 0
1964-05-06 | 1964 | 5 | 6 | 0 | 0.3 | 0.5 | 1 | 0.4 | 1.3 | 0.3 | 0.3 | 0.5 | 0.5 | 0.9 | 0.5 | 0.3 | 0.3 | 0.3 | 0 | 0 | 0 | 0 | 0 | 0 | 0 | 0 | 0 |  | 7.4 | 7.4 | 7.4 | 8.8818e-16 |  | 7.4 | 0 | 0 | 0 | 0
1964-05-07 | 1964 | 5 | 7 | 0 | 0 | 0 | 0 | 0 | 0 | 0 | 0 | 0 | 0 | 0 | 0 | 0 | 0 | 0 | 0 | 0 | 0 | 0 | 0 | 0 | 0 | 0 | 0.8 |  | 0.8 | 0.8 | 0.8 | 0 |  | 0.8 | 0 | 0 | 0 | 0
1964-05-08 | 1964 | 5 | 8 | 0 | 0 | 0 | 0 | 0 | 0 | 0 | 0 | 0 | 0 | 0 | 0 | 0 | 0 | 0 | 0 | 0 | 0 | 0 | 0 | 0 | 0 | 0 | 0 |  | 0 | 0 | 0 | 0 |  | 0 | 0 | 0 | 0 | 0
1964-05-09 | 1964 | 5 | 9 | 0 | 0 | 0 | 0 | 0 | 0 | 0 | 0 | 0 | 0 | 0 | 0 | 0 | 0 | 0 | 0 | 0 | 0 | 0 | 0 | 0 | 0 | 0.8 | 1.5 |  | 2.3 | 2.3 | 2.3 | 0 |  | 2.3 | 0 | 0 | 0 | 0
1964-05-10 | 1964 | 5 | 10 | 1.2 | 0 | 1.2 | 0 | 0 | 1.2 | 1.2 | 0 | 1.2 | 1.1 | 1.2 | 1.2 | 1.2 | 1.2 | 0 | 0 | 0 | 0 | 0 | 0 | 0 | 0 | 0 | 0 |  | 11.9 | 11.9 | 11.9 | 3.5527e-15 |  | 11.9 | 0 | 0 | 0 | 0
1964-05-11 | 1964 | 5 | 11 | 0 | 0 | 0 | 0 | 0 | 0 | 0 | 0 | 0 | 0 | 0 | 0 | 0 | 0 | 0 | 0 | 0 | 0 | 0 | 0 | 0 | 0 | 0 | 0 |  | 0 | 0 | 0 | 0 |  | 0 | 0 | 0 | 0 | 0
1964-05-12 | 1964 | 5 | 12 | 0 | 0 | 0 | 0 | 0 | 0 | 0 | 0 | 0 | 0 | 0 | 0 | 0 | 0 | 0 | 0 | 0 | 0 | 0 | 0 | 0 | 0 | 0 | 0 |  | 0 | 0 | 0 | 0 |  | 0 | 0 | 0 | 0 | 0
1964-05-13 | 1964 | 5 | 13 | 0 | 0 | 0 | 0 | 0 | 0 | 0 | 0 | 0 | 0 | 0 | 0 | 0 | 0 | 0 | 0 | 0 | 0 | 0 | 0 | 0 | 0 | 0 | 0 |  | 0 | 0 | 0 | 0 |  | 0 | 0 | 0 | 0 | 0
1964-05-14 | 1964 | 5 | 14 | 0 | 0 | 0 | 0 | 0 | 0 | 0 | 0 | 0 | 0 | 0 | 0 | 0 | 0 | 0 | 0 | 0 | 0 | 0 | 0 | 0 | 0 | 0 | 0 |  | 0 | 0 | 0 | 0 |  | 0 | 0 | 0 | 0 | 0
1964-05-15 | 1964 | 5 | 15 | 0 | 0 | 0 | 0 | 0 | 0 | 0 | 0 | 0 | 0 | 0 | 0 | 0 | 0 | 0 | 0 | 0 | 0 | 0 | 0 | 0 | 0 | 0 | 0 |  | 0 | 0 | 0 | 0 |  | 0 | 0 | 0 | 0 | 0
1964-05-16 | 1964 | 5 | 16 | 0 | 0 | 0 | 0 | 0 | 0 | 0 | 0 | 0 | 0 | 0 | 0 | 0 | 0 | 0 | 0 | 0 | 0 | 0 | 0 | 0 | 0 | 0 | 0 |  | 0 | 0 | 0 | 0 |  | 0 | 0 | 0 | 0 | 0
1964-05-17 | 1964 | 5 | 17 | 0 | 0 | 0.3 | 0.5 | 0 | 0 | 0 | 0 | 0 | 0 | 0 | 0 | 0 | 0 | 0 | 0 | 0 | 0 | 0 | 0 | 0 | 0 | 0 | 0 |  | 0.8 | 0.8 | 0.8 | 0 |  | 0.8 | 0 | 0 | 0 | 0
1964-05-18 | 1964 | 5 | 18 | 0 | 0 | 0 | 0 | 0 | 0 | 0 | 0 | 0 | 0 | 0 | 0 | 0 | 0 | 0 | 0 | 0 | 0 | 0 | 0 | 0 | 0 | 0 | 0 |  | 0 | 0 | 0 | 0 |  | 0 | 0 | 0 | 0 | 0
1964-05-19 | 1964 | 5 | 19 | 0 | 0 | 0 | 0 | 0 | 0 | 0 | 0 | 0 | 0 | 0 | 0 | 0 | 0 | 0 | 0 | 0 | 0 | 0 | 0 | 0 | 0 | 0 | 0 |  | 0 | 0 | 0 | 0 |  | 0 | 0 | 0 | 0 | 0
1964-05-20 | 1964 | 5 | 20 | 0 | 0 | 0 | 0 | 0 | 0 | 0 | 0 | 0 | 0 | 0 | 0 | 0 | 0 | 0 | 0 | 0 | 0 | 0 | 0 | 0 | 0 | 0 | 0 |  | 0 | 0 | 0 | 0 |  | 0 | 0 | 0 | 0 | 0
1964-05-21 | 1964 | 5 | 21 | 0 | 0 | 0 | 0 | 0 | 0 | 0 | 0 | 0 | 0 | 0 | 0 | 0 | 0 | 0 | 0 | 0 | 0 | 0 | 0 | 0 | 0 | 0 | 0 |  | 0 | 0 | 0 | 0 |  | 0 | 0 | 0 | 0 | 0
1964-05-22 | 1964 | 5 | 22 | 0 | 0 | 0 | 0 | 0 | 0 | 0 | 0 | 0 | 0 | 0 | 0 | 0 | 0 | 0 | 0 | 0 | 0 | 0 | 0 | 0 | 0 | 0 | 0 |  | 0 | 0 | 0 | 0 |  | 0 | 0 | 0 | 0 | 0
1964-05-23 | 1964 | 5 | 23 | 0 | 0 | 0 | 0 | 0 | 0 | 0 | 0 | 0 | 0 | 0 | 0 | 0 | 0 | 0 | 0 | 0 | 0 | 0 | 0 | 0 | 0 | 0 | 0 |  | 0 | 0 | 0 | 0 |  | 0 | 0 | 0 | 0 | 0
1964-05-24 | 1964 | 5 | 24 | 0 | 0 | 0 | 0 | 0 | 0 | 0 | 0 | 0 | 0 | 0 | 0 | 0 | 1.8 | 0.5 | 0 | 0 | 0 | 0 | 0 | 0 | 0 | 0 | 0 |  | 2.3 | 2.3 | 2.3 | 0 |  | 2.3 | 0 | 0 | 0 | 0
1964-05-25 | 1964 | 5 | 25 | 1.1 | 1.1 | 1 | 1.1 | 0 | 0 | 0 | 0 | 0 | 0 | 0 | 0 | 0 | 0 | 0 | 0 | 0 | 0 | 0 | 0 | 0 | 0 | 0 | 0 |  | 4.3 | 4.3 | 4.3 | 8.8818e-16 |  | 4.3 | 0 | 0 | 0 | 0
1964-05-26 | 1964 | 5 | 26 | 0 | 0 | 0 | 0 | 0 | 0 | 0 | 0 | 0 | 0 | 0 | 0 | 0 | 0 | 0 | 0 | 0 | 0 | 0 | 0 | 0 | 0 | 0 | 0 |  | 0 | 0 | 0 | 0 |  | 0 | 0 | 0 | 0 | 0
1964-05-27 | 1964 | 5 | 27 | 0 | 0 | 0 | 0 | 0 | 0 | 0 | 0 | 0 | 0 | 0 | 0 | 0 | 0 | 0 | 0 | 0 | 0 | 0 | 0 | 0 | 0 | 0 | 0 |  | 0 | 0 | 0 | 0 |  | 0 | 0 | 0 | 0 | 0
1964-05-28 | 1964 | 5 | 28 | 0 | 0 | 0 | 0 | 0 | 0 | 0 | 0 | 0 | 0 | 0 | 0 | 0 | 0 | 0 | 0 | 0 | 0 | 0 | 0 | 0 | 0 | 0 | 0 |  | 0 | 0 | 0 | 0 |  | 0 | 0 | 0 | 0 | 0
1964-05-29 | 1964 | 5 | 29 | 0 | 0 | 0 | 0 | 0 | 0 | 0 | 0 | 0 | 0 | 0 | 0 | 0 | 0 | 0 | 0 | 0 | 0 | 0 | 0 | 0 | 0 | 0 | 0 |  | 0 | 0 | 0 | 0 |  | 0 | 0 | 0 | 0 | 0
1964-05-30 | 1964 | 5 | 30 | 0 | 0 | 0 | 0 | 0 | 0 | 0 | 0 | 0 | 0 | 0 | 0 | 0 | 0 | 0 | 0 | 0 | 0 | 0.3 | 0 | 0.3 | 0 | 0.5 | 0.3 |  | 1.4 | 1.4 | 1.4 | 2.2204e-16 |  | 1.4 | 0 | 0 | 0 | 0
1964-05-31 | 1964 | 5 | 31 | 0 | 0 | 0 | 0 | 0 | 0 | 0 | 0 | 0 | 0 | 0 | 0 | 0 | 0 | 0 | 0 | 0 | 0 | 0 | 0 | 0 | 0 | 0 | 0 |  | 0 | 0 | 0 | 0 |  | 0 | 0 | 0 | 0 | 0
1964-06-01 | 1964 | 6 | 1 | 0 | 0 | 0 | 0 | 0 | 0 | 0 | 0 | 0 | 0 | 0 | 0 | 0 | 0 | 0 | 0 | 0 | 0 | 0 | 0 | 0 | 0 | 0 | 0 |  | 0 | 0 | 0 | 0 |  | 0 | 0 | 0 | 0 | 0
1964-06-02 | 1964 | 6 | 2 | 0 | 0 | 0 | 0 | 0 | 0 | 0 | 0 | 0 | 0 | 0 | 0 | 0 | 0 | 0 | 0 | 0 | 0 | 0 | 0 | 0 | 0 | 0 | 0 |  | 0 | 0 | 0 | 0 |  | 0 | 0 | 0 | 0 | 0
1964-06-03 | 1964 | 6 | 3 | 0 | 0 | 0 | 0 | 0 | 0 | 0 | 0 | 0 | 0 | 0 | 0 | 0 | 0 | 0 | 0 | 0 | 0 | 0 | 0 | 0 | 0 | 0 | 0 |  | 0 | 0 | 0 | 0 |  | 0 | 0 | 0 | 0 | 0
1964-06-04 | 1964 | 6 | 4 | 0 | 0 | 0 | 0 | 0 | 0 | 0 | 0 | 0 | 0 | 0 | 0 | 0 | 0 | 0 | 0 | 0 | 0 | 0 | 0 | 0 | 0 | 0 | 0 |  | 0 | 0 | 0 | 0 |  | 0 | 0 | 0 | 0 | 0
1964-06-05 | 1964 | 6 | 5 | 0 | 0 | 0 | 0 | 0 | 0 | 0 | 0 | 0 | 0 | 0 | 0 | 0 | 0 | 0 | 0 | 0 | 0 | 0 | 0 | 0 | 0 | 0 | 0 |  | 0 | 0 | 0 | 0 |  | 0 | 0 | 0 | 0 | 0
1964-06-06 | 1964 | 6 | 6 | 0 | 0 | 0 | 0 | 0 | 0 | 0 | 0 | 0 | 0 | 0 | 0 | 0 | 0 | 0 | 0 | 0 | 0 | 0 | 0 | 0 | 0 | 0 | 0 |  | 0 | 0 | 0 | 0 |  | 0 | 0 | 0 | 0 | 0
1964-06-07 | 1964 | 6 | 7 | 0 | 0 | 0 | 0 | 0 | 0 | 0 | 0 | 0 | 0.7 | 0 | 0 | 0 | 0 | 0 | 0.7 | 0 | 0 | 0.7 | 0.7 | 0 | 0 | 0 | 0 |  | 2.8 | 2.8 | 2.8 | 0 |  | 0 | 2.8 | 0 | 0 | 0
1964-06-08 | 1964 | 6 | 8 | 0 | 0 | 0 | 0 | 0 | 0 | 0 | 0 | 0 | 0 | 0 | 0 | 0 | 0 | 0 | 0 | 0 | 0 | 0 | 0 | 0 | 0 | 0 | 0 |  | 0 | 0 | 0 | 0 |  | 0 | 0 | 0 | 0 | 0
1964-06-09 | 1964 | 6 | 9 | 0 | 0 | 0 | 0 | 0 | 0 | 0 | 0 | 0 | 0 | 0 | 0 | 0 | 0 | 0 | 0 | 0 | 0 | 0 | 0 | 0 | 0 | 0 | 0 |  | 0 | 0 | 0 | 0 |  | 0 | 0 | 0 | 0 | 0
1964-06-10 | 1964 | 6 | 10 | 0 | 0 | 0 | 0 | 0 | 0 | 0 | 0 | 0 | 0 | 0 | 0 | 0 | 0 | 0 | 0 | 0 | 0 | 0 | 0 | 0 | 0 | 0 | 0 |  | 0 | 0 | 0 | 0 |  | 0 | 0 | 0 | 0 | 0
1964-06-11 | 1964 | 6 | 11 | 0 | 0 | 0 | 0 | 0 | 0 | 0 | 0 | 0 | 0 | 0 | 0 | 0 | 0 | 0 | 0 | 0 | 0 | 0 | 0 | 0 | 0 | 0 | 0 |  | 0 | 0 | 0 | 0 |  | 0 | 0 | 0 | 0 | 0
1964-06-12 | 1964 | 6 | 12 | 0 | 0 | 0 | 0 | 0 | 0 | 0 | 0 | 0 | 0 | 0 | 0 | 0 | 0.3 | 0.3 | 0.5 | 0.3 | 0 | 0 | 0 | 0 | 0 | 0 | 0 |  | 1.4 | 1.4 | 1.4 | 2.2204e-16 |  | 0 | 1.4 | 0 | 0 | 0
1964-06-13 | 1964 | 6 | 13 | 0 | 0 | 0 | 0 | 0 | 0 | 0 | 0 | 0 | 0 | 0 | 0 | 0 | 0 | 0 | 0 | 0.5 | 0.3 | 2.3 | 0.8 | 0 | 0 | 0 | 0 |  | 3.9 | 3.9 | 3.9 | 4.4409e-16 |  | 0 | 3.9 | 0 | 0 | 0
1964-06-14 | 1964 | 6 | 14 | 0 | 0 | 0 | 0 | 0 | 0 | 0 | 0 | 0 | 0 | 0 | 0 | 0 | 0 | 0 | 1 | 2.3 | 2 | 0.5 | 0 | 0 | 0 | 0 | 0 |  | 5.8 | 5.8 | 5.8 | 0 |  | 0 | 5.8 | 0 | 0 | 0
1964-06-15 | 1964 | 6 | 15 | 0 | 0 | 0 | 0 | 0 | 0 | 0 | 0 | 0 | 0 | 0 | 0 | 0 | 0 | 0 | 0 | 0 | 0 | 0 | 0 | 2.9 | 2.1 | 1.5 | 1.4 |  | 7.9 | 7.9 | 7.9 | 0 |  | 0 | 7.9 | 0 | 0 | 0
1964-06-16 | 1964 | 6 | 16 | 3.7 | 0 | 0 | 0 | 0 | 0 | 0.3 | 0.3 | 0 | 0.3 | 0 | 0 | 0 | 0 | 0 | 0 | 0 | 3.2 | 0.3 | 0 | 0 | 0 | 0 | 0 |  | 8.1 | 8.1 | 8.1 | 0 |  | 0 | 8.1 | 0 | 0 | 0
1964-06-17 | 1964 | 6 | 17 | 0 | 0 | 0 | 0 | 0 | 0 | 0 | 0 | 0 | 0 | 0 | 0.8 | 0.5 | 1.3 | 0.5 | 0.8 | 0.3 | 1.5 | 0.5 | 1.5 | 1.5 | 0.8 | 0 | 0 |  | 10 | 10 | 10 | 0 |  | 0 | 10 | 0 | 0 | 0
1964-06-18 | 1964 | 6 | 18 | 0 | 0 | 0 | 0 | 0 | 0 | 0 | 0 | 0 | 0 | 0 | 0 | 0 | 0 | 0 | 0 | 0 | 0 | 0 | 0 | 0 | 0 | 0 | 0 |  | 0 | 0 | 0 | 0 |  | 0 | 0 | 0 | 0 | 0
1964-06-19 | 1964 | 6 | 19 | 0.5 | 0.3 | 0 | 0.3 | 0.5 | 0 | 0 | 0 | 0 | 0 | 0 | 0 | 0 | 0 | 0 | 0 | 0 | 0 | 0 | 0 | 0 | 0 | 0 | 0 |  | 1.6 | 1.6 | 1.6 | 0 |  | 0 | 1.6 | 0 | 0 | 0
1964-06-20 | 1964 | 6 | 20 | 0 | 0 | 0 | 0 | 0 | 0 | 0 | 2.8 | 5.3 | 7.1 | 6.9 | 3.3 | 1.3 | 0.3 | 0 | 0 | 0 | 0 | 8.1 | 0 | 0 | 0 | 0 | 0 |  | 35.1 | 35.1 | 35.1 | 0 |  | 0 | 35.1 | 0 | 0 | 0
1964-06-21 | 1964 | 6 | 21 | 1.5 | 6.9 | 3.6 | 4.3 | 4.1 | 1.5 | 1.5 | 0.8 | 0.3 | 0 | 0 | 0 | 0 | 1 | 0 | 0 | 0 | 0 | 0 | 0 | 0 | 0 | 0 | 0 |  | 25.5 | 25.5 | 25.5 | 0 |  | 0 | 25.5 | 0 | 0 | 0
1964-06-22 | 1964 | 6 | 22 | 0 | 0 | 0 | 0 | 0 | 0 | 0 | 0 | 0 | 0 | 0 | 0 | 0 | 0 | 0 | 0 | 0 | 0 | 0 | 0 | 0 | 0 | 0 | 0 |  | 0 | 0 | 0 | 0 |  | 0 | 0 | 0 | 0 | 0
1964-06-23 | 1964 | 6 | 23 | 0 | 0 | 0 | 0 | 0 | 0 | 0 | 0 | 0 | 0 | 0 | 0 | 0 | 0 | 0 | 0 | 0 | 0 | 0 | 0 | 0 | 0 | 0 | 0 |  | 0 | 0 | 0 | 0 |  | 0 | 0 | 0 | 0 | 0
1964-06-24 | 1964 | 6 | 24 | 0 | 0 | 0 | 0 | 0 | 0 | 0 | 0 | 0 | 0 | 0 | 0 | 0 | 0 | 0 | 0 | 0 | 0 | 0 | 0 | 0 | 0 | 0 | 0 |  | 0 | 0 | 0 | 0 |  | 0 | 0 | 0 | 0 | 0
1964-06-25 | 1964 | 6 | 25 | 0 | 0 | 0 | 0 | 0 | 0 | 0 | 0 | 0 | 0 | 0 | 0 | 0 | 0 | 0 | 0 | 0 | 0 | 0 | 0 | 0 | 0 | 0 | 0 |  | 0 | 0 | 0 | 0 |  | 0 | 0 | 0 | 0 | 0
1964-06-26 | 1964 | 6 | 26 | 0 | 0 | 0 | 0 | 0 | 0 | 0 | 0 | 0 | 0 | 0 | 0 | 0 | 0 | 0 | 0 | 0 | 0 | 0 | 0 | 0 | 0 | 0 | 0 |  | 0 | 0 | 0 | 0 |  | 0 | 0 | 0 | 0 | 0
1964-06-27 | 1964 | 6 | 27 | 0 | 0 | 0 | 0 | 0 | 0 | 0 | 0 | 0 | 0 | 0 | 0 | 0 | 0 | 0 | 0 | 0 | 0 | 0 | 0 | 0 | 0 | 0 | 0 |  | 0 | 0 | 0 | 0 |  | 0 | 0 | 0 | 0 | 0
1964-06-28 | 1964 | 6 | 28 | 0 | 0 | 0 | 0 | 0 | 0 | 0 | 0 | 0 | 0 | 0 | 0 | 0 | 0 | 0 | 0 | 0 | 0 | 0 | 0 | 0 | 0 | 0 | 0 |  | 0 | 0 | 0 | 0 |  | 0 | 0 | 0 | 0 | 0
1964-06-29 | 1964 | 6 | 29 | 0 | 0 | 0 | 0 | 0 | 0 | 0 | 0 | 0 | 0 | 0 | 0 | 0 | 0 | 0 | 0 | 0 | 0 | 0 | 0 | 0 | 0 | 0 | 0 |  | 0 | 0 | 0 | 0 |  | 0 | 0 | 0 | 0 | 0
1964-06-30 | 1964 | 6 | 30 | 0 | 0 | 0 | 0 | 0 | 0 | 0 | 0 | 0 | 0 | 0 | 0 | 0 | 0 | 0 | 0 | 0 | 0 | 0 | 0 | 0 | 0 | 0 | 0 |  | 0 | 0 | 0 | 0 |  | 0 | 0 | 0 | 0 | 0
1964-07-01 | 1964 | 7 | 1 | 0 | 0 | 0 | 0 | 0 | 0 | 0 | 0 | 0 | 0 | 0 | 0 | 0 | 0 | 0 | 0 | 0 | 0 | 0 | 0 | 0 | 0 | 0 | 0 |  | 0 | 0 | 0 | 0 |  | 0 | 0 | 0 | 0 | 0
1964-07-02 | 1964 | 7 | 2 | 0 | 0 | 0 | 0 | 0 | 0 | 0 | 0 | 0 | 0 | 0 | 0 | 0 | 0 | 0 | 0 | 0 | 0 | 0 | 0 | 0 | 0.3 | 0 | 0 |  | 0.3 | 0.3 | 0.3 | 0 |  | 0 | 0 | 0.3 | 0 | 0
1964-07-03 | 1964 | 7 | 3 | 1.3 | 1.8 | 1.5 | 2.8 | 2 | 4.1 | 5.6 | 2.5 | 2.3 | 2.5 | 1.5 | 0 | 0 | 0.5 | 0.8 | 1.5 | 3 | 3 | 2.5 | 0 | 0 | 0.8 | 0 | 0 |  | 40 | 40 | 40 | 0 |  | 0 | 0 | 40 | 0 | 0
1964-07-04 | 1964 | 7 | 4 | 0 | 0 | 0 | 0 | 0 | 0 | 0 | 0 | 0 | 0 | 0 | 0 | 0 | 0 | 0 | 0 | 0 | 0 | 0 | 0 | 0 | 0 | 0 | 0 |  | 0 | 0 | 0 | 0 |  | 0 | 0 | 0 | 0 | 0
1964-07-05 | 1964 | 7 | 5 | 0 | 0 | 0 | 0 | 0 | 0 | 0 | 0 | 0 | 0 | 0 | 0 | 0 | 0 | 0 | 0 | 0 | 0 | 27.7 | 0.3 | 0 | 0 | 0 | 0 |  | 28 | 28 | 28 | 0 |  | 0 | 0 | 28 | 0 | 0
1964-07-06 | 1964 | 7 | 6 | 0 | 0 | 0 | 0 | 0 | 0 | 0 | 0 | 0 | 0 | 0 | 0 | 0 | 0 | 0 | 0 | 0 | 0 | 0 | 0 | 0 | 0 | 0 | 0 |  | 0 | 0 | 0 | 0 |  | 0 | 0 | 0 | 0 | 0
1964-07-07 | 1964 | 7 | 7 | 0 | 0 | 0 | 0 | 0 | 0 | 0 | 0 | 0 | 0 | 0 | 0 | 0 | 0 | 0 | 0 | 0 | 0 | 0 | 0 | 0 | 0 | 0 | 0 |  | 0 | 0 | 0 | 0 |  | 0 | 0 | 0 | 0 | 0
1964-07-08 | 1964 | 7 | 8 | 0 | 0 | 0 | 0 | 0 | 0 | 0 | 0 | 0 | 0 | 0 | 0 | 0 | 0 | 0 | 0 | 0 | 0 | 0 | 0 | 0 | 0 | 0 | 0 |  | 0 | 0 | 0 | 0 |  | 0 | 0 | 0 | 0 | 0
1964-07-09 | 1964 | 7 | 9 | 0 | 0 | 0 | 0 | 0 | 0 | 0 | 0 | 0 | 0 | 0 | 0 | 0 | 0 | 0 | 0 | 0 | 0 | 0 | 0 | 0 | 0 | 0 | 0 |  | 0 | 0 | 0 | 0 |  | 0 | 0 | 0 | 0 | 0
1964-07-10 | 1964 | 7 | 10 | 0 | 0 | 0 | 0 | 0 | 0 | 0 | 0 | 0 | 0 | 0 | 0 | 0 | 0 | 0 | 0 | 0 | 0 | 0 | 0 | 0 | 0 | 0 | 0 |  | 0 | 0 | 0 | 0 |  | 0 | 0 | 0 | 0 | 0
1964-07-11 | 1964 | 7 | 11 | 0 | 0 | 0 | 0 | 0 | 0 | 0 | 0 | 0 | 0 | 0 | 0 | 0 | 0 | 0 | 0 | 0 | 0 | 0 | 0 | 0 | 0 | 0 | 0 |  | 0 | 0 | 0 | 0 |  | 0 | 0 | 0 | 0 | 0
1964-07-12 | 1964 | 7 | 12 | 0 | 0 | 0 | 0 | 0 | 0 | 0 | 0 | 0 | 0 | 0 | 0 | 0 | 0 | 0 | 0 | 0 | 0 | 0 | 0 | 0 | 0 | 0 | 0 |  | 0 | 0 | 0 | 0 |  | 0 | 0 | 0 | 0 | 0
1964-07-13 | 1964 | 7 | 13 | 0 | 0 | 0 | 0 | 0 | 0 | 0 | 0 | 0 | 0 | 0 | 0 | 0 | 0 | 0 | 0 | 0 | 0 | 0.3 | 0 | 0 | 0 | 0 | 0 |  | 0.3 | 0.3 | 0.3 | 0 |  | 0 | 0 | 0.3 | 0 | 0
1964-07-14 | 1964 | 7 | 14 | 0 | 0 | 0 | 0 | 0 | 0 | 0 | 0 | 0 | 0 | 0 | 0 | 0 | 0 | 0 | 0 | 0 | 0 | 0 | 0 | 0 | 0 | 0 | 0 |  | 0 | 0 | 0 | 0 |  | 0 | 0 | 0 | 0 | 0
1964-07-15 | 1964 | 7 | 15 | 0 | 0 | 0 | 0 | 0 | 0 | 0 | 0 | 0 | 0 | 0 | 0 | 0 | 0 | 0 | 0 | 0 | 0 | 0 | 0 | 0 | 0 | 0 | 0 |  | 0 | 0 | 0 | 0 |  | 0 | 0 | 0 | 0 | 0
1964-07-16 | 1964 | 7 | 16 | 0 | 0 | 0 | 0 | 0 | 0 | 0 | 0 | 0 | 0 | 0 | 0 | 0 | 0 | 0 | 0 | 0 | 0 | 0 | 0 | 0 | 0 | 0 | 0 |  | 0 | 0 | 0 | 0 |  | 0 | 0 | 0 | 0 | 0
1964-07-17 | 1964 | 7 | 17 | 0 | 0 | 0 | 0 | 0 | 0 | 0 | 0 | 0 | 0 | 0 | 0 | 0 | 0 | 0 | 0 | 0 | 0 | 0 | 0 | 0 | 0 | 0 | 0 |  | 0 | 0 | 0 | 0 |  | 0 | 0 | 0 | 0 | 0
1964-07-18 | 1964 | 7 | 18 | 0 | 0 | 0 | 0 | 0 | 0 | 0 | 0 | 0 | 0 | 0 | 0 | 0 | 0 | 0 | 0 | 0 | 0 | 0 | 0 | 0 | 0 | 0 | 0 |  | 0 | 0 | 0 | 0 |  | 0 | 0 | 0 | 0 | 0
1964-07-19 | 1964 | 7 | 19 | 0 | 0 | 0 | 0 | 0 | 0 | 0 | 0 | 0 | 0 | 0 | 0 | 0 | 0 | 0 | 0 | 0 | 0 | 0 | 0 | 0 | 0 | 0 | 0 |  | 0 | 0 | 0 | 0 |  | 0 | 0 | 0 | 0 | 0
1964-07-20 | 1964 | 7 | 20 | 0 | 0 | 0 | 0 | 0 | 0 | 0 | 0 | 0 | 0 | 0 | 0 | 0 | 0 | 0 | 0 | 0 | 0 | 0 | 0 | 0 | 0 | 0 | 0 |  | 0 | 0 | 0 | 0 |  | 0 | 0 | 0 | 0 | 0
1964-07-21 | 1964 | 7 | 21 | 0 | 0 | 0 | 0 | 0 | 0 | 0 | 0 | 0 | 0 | 0 | 0 | 0 | 0 | 0 | 0 | 0 | 0 | 0 | 0 | 0 | 0 | 0 | 0 |  | 0 | 0 | 0 | 0 |  | 0 | 0 | 0 | 0 | 0
1964-07-22 | 1964 | 7 | 22 | 0 | 0 | 0 | 0 | 0 | 0 | 0 | 0 | 0 | 0 | 0 | 0 | 0 | 0 | 0 | 0 | 0 | 0 | 0 | 0 | 0 | 0 | 0 | 0 |  | 0 | 0 | 0 | 0 |  | 0 | 0 | 0 | 0 | 0
1964-07-23 | 1964 | 7 | 23 | 0 | 0.3 | 0 | 0 | 0 | 0 | 0 | 0 | 0 | 0 | 0 | 0 | 0 | 0 | 0 | 0 | 0 | 0 | 0 | 0 | 0 | 0 | 0 | 0 |  | 0.3 | 0.3 | 0.3 | 0 |  | 0 | 0 | 0.3 | 0 | 0
1964-07-24 | 1964 | 7 | 24 | 0 | 0 | 0 | 0 | 0 | 0 | 0 | 0 | 0 | 0 | 0 | 0 | 0 | 0 | 0 | 0 | 0 | 0 | 0 | 0 | 0 | 0 | 0 | 0 |  | 0 | 0 | 0 | 0 |  | 0 | 0 | 0 | 0 | 0
1964-07-25 | 1964 | 7 | 25 | 0 | 0 | 0 | 0 | 0 | 0 | 0 | 0 | 0 | 0 | 0 | 0 | 0 | 0 | 0 | 0 | 0 | 0 | 0 | 0 | 0 | 0 | 0 | 0 |  | 0 | 0 | 0 | 0 |  | 0 | 0 | 0 | 0 | 0
1964-07-26 | 1964 | 7 | 26 | 0 | 0 | 0 | 0 | 0 | 0 | 0 | 0 | 0 | 0 | 0 | 0 | 0 | 0 | 0 | 0 | 0 | 0 | 0 | 0 | 0 | 0 | 0 | 0 |  | 0 | 0 | 0 | 0 |  | 0 | 0 | 0 | 0 | 0
1964-07-27 | 1964 | 7 | 27 | 0 | 0 | 0 | 0 | 0 | 0 | 0 | 0 | 0 | 0 | 0 | 0 | 0 | 0 | 0 | 0 | 0 | 0 | 0 | 0 | 0 | 0 | 0 | 0 |  | 0 | 0 | 0 | 0 |  | 0 | 0 | 0 | 0 | 0
1964-07-28 | 1964 | 7 | 28 | 0 | 0 | 0 | 0 | 0 | 0 | 0 | 0 | 0 | 0 | 0 | 0 | 0 | 0 | 0 | 0 | 0 | 0 | 0 | 0 | 0 | 0 | 0 | 0 |  | 0 | 0 | 0 | 0 |  | 0 | 0 | 0 | 0 | 0
1964-07-29 | 1964 | 7 | 29 | 0 | 0 | 0 | 0 | 0 | 0 | 0 | 0 | 0 | 0 | 0 | 0 | 2.3 | 0.8 | 0.3 | 0 | 0 | 0 | 0 | 0 | 0 | 0 | 0 | 0 |  | 3.4 | 3.4 | 3.4 | 4.4409e-16 |  | 0 | 0 | 3.4 | 0 | 0
1964-07-30 | 1964 | 7 | 30 | 0 | 0 | 0 | 0 | 0 | 0 | 0 | 0 | 0 | 0 | 0 | 0 | 0 | 0 | 0 | 0 | 0 | 0 | 0 | 0 | 0 | 0 | 0 | 0 |  | 0 | 0 | 0 | 0 |  | 0 | 0 | 0 | 0 | 0
1964-07-31 | 1964 | 7 | 31 | 0 | 0 | 0 | 0 | 0 | 0 | 0 | 0 | 0 | 0 | 0 | 0 | 0 | 0 | 0 | 0 | 0 | 0 | 0 | 0 | 0 | 0 | 0 | 0 |  | 0 | 0 | 0 | 0 |  | 0 | 0 | 0 | 0 | 0
1964-08-01 | 1964 | 8 | 1 | 0 | 0 | 0 | 0 | 0 | 0 | 0 | 0 | 0 | 0 | 0 | 0 | 0 | 0 | 0 | 0 | 0 | 0 | 0 | 0 | 0 | 0 | 0 | 0 |  | 0 | 0 | 0 | 0 |  | 0 | 0 | 0 | 0 | 0
1964-08-02 | 1964 | 8 | 2 | 0 | 0 | 0 | 0 | 0 | 0 | 0 | 0 | 0 | 0 | 0 | 0 | 0 | 0 | 0 | 0 | 0 | 0 | 0 | 0 | 0 | 0 | 0 | 0 |  | 0 | 0 | 0 | 0 |  | 0 | 0 | 0 | 0 | 0
1964-08-03 | 1964 | 8 | 3 | 0 | 0 | 0 | 0 | 0 | 0 | 0 | 0 | 0 | 0 | 0 | 0 | 0 | 0 | 0 | 0 | 0 | 0 | 0 | 0 | 0 | 0 | 0 | 0 |  | 0 | 0 | 0 | 0 |  | 0 | 0 | 0 | 0 | 0
1964-08-04 | 1964 | 8 | 4 | 0 | 0 | 0 | 0 | 0 | 0 | 0 | 0 | 0 | 0 | 0 | 0 | 0 | 0 | 0 | 0 | 0 | 0 | 0 | 0 | 0 | 0 | 0 | 0 |  | 0 | 0 | 0 | 0 |  | 0 | 0 | 0 | 0 | 0
1964-08-05 | 1964 | 8 | 5 | 0 | 0 | 0 | 0 | 0 | 0 | 0 | 0 | 0 | 0 | 0 | 0 | 0 | 0 | 0 | 0 | 0 | 0 | 0 | 0 | 0 | 0 | 0 | 0 |  | 0 | 0 | 0 | 0 |  | 0 | 0 | 0 | 0 | 0
1964-08-06 | 1964 | 8 | 6 | 0 | 0 | 0 | 0 | 0 | 0 | 0 | 0 | 0 | 0 | 0 | 0 | 0 | 0 | 0 | 0 | 0 | 0 | 0 | 0 | 0 | 0 | 0 | 0 |  | 0 | 0 | 0 | 0 |  | 0 | 0 | 0 | 0 | 0
1964-08-07 | 1964 | 8 | 7 | 0 | 0 | 0 | 0 | 0 | 0 | 0 | 0 | 0 | 0 | 0 | 0 | 0 | 0 | 0 | 0 | 0 | 0 | 0 | 0 | 0 | 0 | 0 | 0 |  | 0 | 0 | 0 | 0 |  | 0 | 0 | 0 | 0 | 0
1964-08-08 | 1964 | 8 | 8 | 0 | 0 | 0 | 0 | 0 | 0 | 0 | 0 | 0 | 0 | 0 | 0 | 0 | 0 | 0 | 0 | 0 | 0 | 0 | 0 | 0 | 0 | 0 | 0 |  | 0 | 0 | 0 | 0 |  | 0 | 0 | 0 | 0 | 0
1964-08-09 | 1964 | 8 | 9 | 0 | 0 | 0 | 0 | 0 | 0 | 0 | 0 | 0 | 0 | 0 | 0 | 0 | 0 | 0 | 0 | 0 | 0 | 0.3 | 1 | 0 | 0 | 0 | 0 |  | 1.3 | 1.3 | 1.3 | 0 |  | 0 | 0 | 0 | 1.3 | 0
1964-08-10 | 1964 | 8 | 10 | 0 | 0 | 0 | 0 | 0 | 0 | 0 | 0 | 0 | 0 | 0 | 0 | 0 | 0 | 0 | 0 | 0 | 0 | 0 | 0 | 0 | 0 | 0 | 0 |  | 0 | 0 | 0 | 0 |  | 0 | 0 | 0 | 0 | 0
1964-08-11 | 1964 | 8 | 11 | 0 | 0 | 0 | 0 | 0 | 0 | 0 | 0 | 0 | 0 | 0 | 0 | 0 | 0 | 0 | 0 | 0 | 0 | 0 | 0 | 0 | 0 | 0 | 0 |  | 0 | 0 | 0 | 0 |  | 0 | 0 | 0 | 0 | 0
1964-08-12 | 1964 | 8 | 12 | 0 | 0 | 0 | 0 | 0 | 0 | 0 | 0 | 0 | 0 | 0 | 0 | 0 | 0 | 0 | 0 | 0 | 0 | 0 | 0 | 0 | 0 | 0 | 0 |  | 0 | 0 | 0 | 0 |  | 0 | 0 | 0 | 0 | 0
1964-08-13 | 1964 | 8 | 13 | 0 | 0 | 0 | 0 | 0 | 0 | 0 | 0 | 0 | 0 | 0 | 0 | 0 | 0 | 0 | 2 | 0 | 0.5 | 0.3 | 0 | 0 | 0 | 0 | 0 |  | 2.8 | 2.8 | 2.8 | 0 |  | 0 | 0 | 0 | 2.8 | 0
1964-08-14 | 1964 | 8 | 14 | 0.3 | 0 | 0 | 0 | 0 | 0 | 0 | 0 | 0 | 0 | 0 | 0 | 0 | 0 | 0 | 0 | 0 | 0 | 0 | 0 | 0 | 0 | 0 | 0 |  | 0.3 | 0.3 | 0.3 | 0 |  | 0 | 0 | 0 | 0.3 | 0
1964-08-15 | 1964 | 8 | 15 | 0 | 0 | 0 | 0 | 0 | 0 | 0 | 0 | 0 | 0 | 0 | 0 | 0 | 0 | 0 | 0 | 0 | 0 | 0 | 0 | 0 | 0 | 0 | 0 |  | 0 | 0 | 0 | 0 |  | 0 | 0 | 0 | 0 | 0
1964-08-16 | 1964 | 8 | 16 | 0 | 0 | 0 | 0 | 0 | 0 | 0 | 0 | 0 | 0 | 0 | 0 | 0 | 0 | 0 | 0 | 0 | 0 | 0 | 0 | 0 | 0 | 0 | 0 |  | 0 | 0 | 0 | 0 |  | 0 | 0 | 0 | 0 | 0
1964-08-17 | 1964 | 8 | 17 | 0 | 0 | 0 | 0 | 0 | 0 | 0 | 0 | 0 | 0 | 0 | 0 | 0 | 0 | 0 | 0 | 0 | 0 | 0 | 0 | 0 | 0 | 0 | 0 |  | 0 | 0 | 0 | 0 |  | 0 | 0 | 0 | 0 | 0
1964-08-18 | 1964 | 8 | 18 | 0 | 0 | 0 | 0 | 0 | 0 | 0 | 0 | 0 | 0 | 0 | 0 | 0 | 0 | 0 | 0 | 0 | 0 | 0 | 0 | 0 | 0 | 0 | 0 |  | 0 | 0 | 0 | 0 |  | 0 | 0 | 0 | 0 | 0
1964-08-19 | 1964 | 8 | 19 | 0 | 0 | 0 | 0 | 0 | 0 | 0 | 0 | 0 | 0 | 0 | 0 | 0 | 0 | 0 | 0 | 0 | 0 | 0 | 0 | 0 | 0 | 0 | 0 |  | 0 | 0 | 0 | 0 |  | 0 | 0 | 0 | 0 | 0
1964-08-20 | 1964 | 8 | 20 | 0 | 0 | 0 | 0 | 0 | 0 | 0 | 0 | 0 | 0 | 0 | 0 | 0 | 0 | 0 | 0 | 0 | 0 | 0 | 0 | 0 | 0 | 0 | 0 |  | 0 | 0 | 0 | 0 |  | 0 | 0 | 0 | 0 | 0
1964-08-21 | 1964 | 8 | 21 | 0 | 0 | 0 | 0 | 0 | 0 | 0 | 0 | 0 | 0 | 0 | 0 | 0 | 0 | 0 | 0 | 0 | 0 | 0 | 0 | 0 | 0 | 0 | 0 |  | 0 | 0 | 0 | 0 |  | 0 | 0 | 0 | 0 | 0
1964-08-22 | 1964 | 8 | 22 | 0 | 0 | 0 | 0 | 0 | 0 | 0 | 0 | 0 | 0 | 0 | 0 | 0 | 0 | 0 | 0 | 0 | 0 | 0 | 0 | 0 | 0 | 0 | 0 |  | 0 | 0 | 0 | 0 |  | 0 | 0 | 0 | 0 | 0
1964-08-23 | 1964 | 8 | 23 | 0 | 0 | 0 | 0 | 0 | 0 | 0 | 0 | 0 | 0 | 0 | 0 | 0 | 0.8 | 0 | 0.3 | 0 | 0 | 0 | 0 | 0 | 0 | 0 | 0 |  | 1.1 | 1.1 | 1.1 | 0 |  | 0 | 0 | 0 | 1.1 | 0
1964-08-24 | 1964 | 8 | 24 | 0 | 0 | 0 | 0 | 0 | 0 | 0 | 0 | 0 | 0 | 0 | 0 | 0 | 0 | 0 | 0 | 0 | 0 | 0 | 0 | 0 | 0 | 0 | 0 |  | 0 | 0 | 0 | 0 |  | 0 | 0 | 0 | 0 | 0
1964-08-25 | 1964 | 8 | 25 | 0 | 0 | 0 | 0 | 0 | 0 | 0 | 0 | 0 | 0 | 0 | 0 | 0 | 0 | 0 | 0 | 0 | 0 | 0 | 0 | 0 | 0 | 0 | 0 |  | 0 | 0 | 0 | 0 |  | 0 | 0 | 0 | 0 | 0
1964-08-26 | 1964 | 8 | 26 | 0 | 0 | 0 | 0 | 0 | 0 | 0 | 0 | 0.4 | 0.4 | 0.4 | 0.3 | 0 | 0.4 | 0 | 0 | 0.6 | 0 | 0 | 0 | 0 | 0 | 0 | 0 |  | 2.5 | 2.5 | 2.5 | 4.4409e-16 |  | 0 | 0 | 0 | 2.5 | 0
1964-08-27 | 1964 | 8 | 27 | 0 | 0 | 0 | 0 | 0 | 0 | 0 | 0 | 0 | 0 | 0 | 0 | 0 | 0 | 0 | 0 | 0 | 0 | 0 | 0 | 0 | 0 | 0 | 0 |  | 0 | 0 | 0 | 0 |  | 0 | 0 | 0 | 0 | 0
1964-08-28 | 1964 | 8 | 28 | 0 | 0 | 0 | 0 | 0 | 0 | 0 | 0 | 0 | 0 | 0 | 0 | 0 | 0 | 0 | 0 | 0 | 0 | 0 | 0 | 0 | 0 | 0 | 0 |  | 0 | 0 | 0 | 0 |  | 0 | 0 | 0 | 0 | 0
1964-08-29 | 1964 | 8 | 29 | 0 | 0 | 0 | 0 | 0 | 0 | 0 | 0 | 0 | 0 | 0 | 0 | 0 | 0 | 0 | 0 | 0 | 0 | 0 | 0 | 0 | 0 | 0 | 0 |  | 0 | 0 | 0 | 0 |  | 0 | 0 | 0 | 0 | 0
1964-08-30 | 1964 | 8 | 30 | 0 | 0 | 0 | 0 | 0 | 0 | 0 | 0 | 0 | 0 | 0 | 0 | 0 | 0 | 0 | 0 | 0 | 0 | 0 | 0 | 0 | 0 | 0 | 0 |  | 0 | 0 | 0 | 0 |  | 0 | 0 | 0 | 0 | 0
1964-08-31 | 1964 | 8 | 31 | 0 | 0 | 0 | 0.3 | 0 | 0 | 0 | 0 | 0 | 0 | 0 | 0 | 0 | 0 | 0 | 0 | 0 | 0 | 0 | 0 | 0 | 0 | 0 | 0 |  | 0.3 | 0.3 | 0.3 | 0 |  | 0 | 0 | 0 | 0.3 | 0
1964-09-01 | 1964 | 9 | 1 | 0 | 0 | 0 | 0 | 0 | 0 | 0 | 0 | 0 | 0 | 0 | 0 | 0 | 0 | 1 | 2 | 1 | 0 | 0 | 0.8 | 0.5 | 0.3 | 0 | 0 |  | 5.6 | 5.6 | 5.6 | 0 |  | 0 | 0 | 0 | 0 | 5.6
1964-09-02 | 1964 | 9 | 2 | 0 | 0 | 0 | 0 | 0 | 0 | 0 | 0 | 0 | 0 | 0 | 0 | 0.8 | 0.5 | 0 | 0 | 0 | 0 | 0 | 0 | 0 | 0 | 0.3 | 0 |  | 1.6 | 1.6 | 1.6 | 0 |  | 0 | 0 | 0 | 0 | 1.6
1964-09-03 | 1964 | 9 | 3 | 0.3 | 0.2 | 0.3 | 0.2 | 0.3 | 0.2 | 0 | 0 | 0 | 0 | 0 | 0 | 0 | 0 | 0 | 0 | 0 | 0 | 0 | 0 | 0 | 0 | 0 | 0 |  | 1.5 | 1.5 | 1.5 | 0 |  | 0 | 0 | 0 | 0 | 1.5
1964-09-04 | 1964 | 9 | 4 | 0 | 0 | 0 | 0 | 0 | 0 | 0 | 0 | 0 | 0 | 0 | 0 | 0 | 0 | 0 | 0 | 0 | 0 | 0 | 0 | 0 | 0 | 0 | 0 |  | 0 | 0 | 0 | 0 |  | 0 | 0 | 0 | 0 | 0
1964-09-05 | 1964 | 9 | 5 | 0 | 0 | 0 | 0 | 0 | 0 | 0 | 0 | 0 | 0 | 0 | 0 | 0 | 0 | 0 | 0 | 0 | 0 | 0 | 0 | 0 | 0 | 0 | 0 |  | 0 | 0 | 0 | 0 |  | 0 | 0 | 0 | 0 | 0
1964-09-06 | 1964 | 9 | 6 | 0 | 0 | 0 | 0 | 0 | 0 | 0 | 0 | 0 | 0 | 0 | 0 | 0 | 0 | 0 | 0 | 0 | 0 | 0 | 0 | 0 | 0 | 0 | 0 |  | 0 | 0 | 0 | 0 |  | 0 | 0 | 0 | 0 | 0
1964-09-07 | 1964 | 9 | 7 | 0 | 0 | 0 | 0 | 0 | 0 | 0 | 0 | 0 | 0 | 0 | 0 | 0 | 0 | 0.5 | 0 | 0 | 0 | 0 | 0 | 0 | 0 | 0.3 | 0.5 |  | 1.3 | 1.3 | 1.3 | 0 |  | 0 | 0 | 0 | 0 | 1.3
1964-09-08 | 1964 | 9 | 8 | 0 | 0 | 0 | 0 | 0 | 0.3 | 0 | 0 | 0.3 | 0.3 | 0 | 0 | 0 | 0 | 0 | 0 | 0 | 0 | 0 | 0 | 0 | 0 | 0 | 0 |  | 0.9 | 0.9 | 0.9 | 1.1102e-16 |  | 0 | 0 | 0 | 0 | 0.9
1964-09-09 | 1964 | 9 | 9 | 0 | 0 | 0 | 0 | 0.4 | 0.3 | 0.4 | 0.3 | 0.4 | 0.4 | 0.3 | 0.4 | 0 | 0 | 0 | 0 | 0 | 0.3 | 0 | 0 | 0 | 0.4 | 0 | 0 |  | 3.6 | 3.6 | 3.6 | 4.4409e-16 |  | 0 | 0 | 0 | 0 | 3.6
1964-09-10 | 1964 | 9 | 10 | 0 | 0 | 0 | 0 | 0 | 0 | 0 | 0 | 0 | 0 | 0 | 0 | 0 | 0 | 0 | 0 | 0 | 0 | 0 | 0 | 0 | 0 | 0 | 0 |  | 0 | 0 | 0 | 0 |  | 0 | 0 | 0 | 0 | 0
1964-09-11 | 1964 | 9 | 11 | 0 | 0 | 0 | 0 | 0 | 0 | 0 | 0 | 0 | 0 | 0 | 0 | 0 | 0 | 0 | 0 | 0 | 0 | 0 | 0 | 0 | 0 | 0 | 0 |  | 0 | 0 | 0 | 0 |  | 0 | 0 | 0 | 0 | 0
1964-09-12 | 1964 | 9 | 12 | 0 | 0 | 0 | 0 | 0 | 0 | 0 | 0 | 0 | 0 | 0 | 0 | 0 | 0 | 0 | 0 | 0 | 0 | 0 | 0 | 0 | 0 | 0 | 0 |  | 0 | 0 | 0 | 0 |  | 0 | 0 | 0 | 0 | 0
1964-09-13 | 1964 | 9 | 13 | 0 | 0 | 0 | 0 | 0 | 0 | 0 | 0 | 0 | 0 | 0 | 0 | 0 | 0 | 0 | 0 | 0 | 0 | 0 | 0 | 0 | 0 | 0 | 0 |  | 0 | 0 | 0 | 0 |  | 0 | 0 | 0 | 0 | 0
1964-09-14 | 1964 | 9 | 14 | 0 | 0 | 0 | 0 | 0 | 0 | 0 | 0 | 0 | 0 | 0 | 0 | 0 | 0 | 0 | 0 | 0 | 0 | 0 | 0 | 0 | 0 | 0 | 0 |  | 0 | 0 | 0 | 0 |  | 0 | 0 | 0 | 0 | 0
1964-09-15 | 1964 | 9 | 15 | 0 | 0 | 0 | 0 | 0 | 0 | 0 | 0 | 0 | 0 | 0 | 0 | 0 | 0 | 0 | 0 | 0 | 0 | 0 | 0 | 0 | 0 | 0 | 0 |  | 0 | 0 | 0 | 0 |  | 0 | 0 | 0 | 0 | 0
1964-09-16 | 1964 | 9 | 16 | 0 | 0 | 0 | 0 | 0 | 0 | 0 | 0 | 0 | 0 | 0 | 0 | 0 | 0 | 0 | 0 | 0 | 0 | 0 | 0 | 0 | 0 | 0 | 0 |  | 0 | 0 | 0 | 0 |  | 0 | 0 | 0 | 0 | 0
1964-09-17 | 1964 | 9 | 17 | 0 | 0 | 0 | 0 | 0 | 0 | 0 | 0 | 0 | 0 | 0 | 0 | 0 | 0 | 0 | 0 | 0 | 0 | 0.8 | 1.5 | 0.8 | 3 | 2 | 0.3 |  | 8.4 | 8.4 | 8.4 | 0 |  | 0 | 0 | 0 | 0 | 8.4
1964-09-18 | 1964 | 9 | 18 | 0 | 0 | 0 | 0 | 0 | 0 | 0 | 0 | 0 | 0 | 0 | 0 | 0 | 0 | 0 | 0 | 0 | 0 | 0 | 0 | 0 | 0 | 0 | 0 |  | 0 | 0 | 0 | 0 |  | 0 | 0 | 0 | 0 | 0
1964-09-19 | 1964 | 9 | 19 | 0 | 0 | 0 | 0 | 0 | 0 | 0 | 0 | 0 | 0 | 0 | 0 | 0 | 0 | 0 | 0 | 0 | 0 | 0 | 0 | 0 | 0 | 0 | 0 |  | 0 | 0 | 0 | 0 |  | 0 | 0 | 0 | 0 | 0
1964-09-20 | 1964 | 9 | 20 | 0 | 0 | 0 | 0 | 0 | 0.3 | 0.3 | 1.2 | 1.8 | 0.9 | 0.3 | 0 | 0 | 0 | 0 | 0 | 0.3 | 0 | 0 | 0 | 0 | 0 | 0 | 0 |  | 5.1 | 5.1 | 5.1 | 0 |  | 0 | 0 | 0 | 0 | 5.1
1964-09-21 | 1964 | 9 | 21 | 0 | 0 | 0 | 0 | 0 | 0 | 0 | 0 | 0 | 0 | 0 | 0 | 0 | 0 | 0 | 0 | 0 | 0 | 0 | 0 | 0 | 0 | 0 | 0 |  | 0 | 0 | 0 | 0 |  | 0 | 0 | 0 | 0 | 0
1964-09-22 | 1964 | 9 | 22 | 0 | 0 | 0 | 0 | 0 | 0 | 0 | 0 | 0 | 0 | 0 | 0 | 0 | 0 | 0 | 0 | 0 | 0 | 0 | 0 | 0 | 0 | 0 | 0 |  | 0 | 0 | 0 | 0 |  | 0 | 0 | 0 | 0 | 0
1964-09-23 | 1964 | 9 | 23 | 0 | 0 | 0 | 0 | 0 | 0 | 0 | 0 | 0 | 0 | 0 | 0 | 0 | 0 | 0 | 0 | 0 | 0 | 0 | 0 | 0 | 0 | 0 | 0 |  | 0 | 0 | 0 | 0 |  | 0 | 0 | 0 | 0 | 0
1964-09-24 | 1964 | 9 | 24 | 0 | 0 | 0 | 0 | 0 | 0 | 0 | 0 | 0 | 0 | 0 | 0 | 0 | 0 | 0 | 0 | 0 | 0 | 0 | 0 | 0 | 0 | 0 | 0 |  | 0 | 0 | 0 | 0 |  | 0 | 0 | 0 | 0 | 0
1964-09-25 | 1964 | 9 | 25 | 0 | 2.5 | 2 | 0 | 1 | 2 | 4.3 | 2.5 | 0.8 | 3.8 | 2.8 | 0.3 | 1 | 0.3 | 0.5 | 0.3 | 0 | 2 | 0 | 0 | 0.3 | 0 | 0 | 0 |  | 26.4 | 26.4 | 26.4 | 7.1054e-15 |  | 0 | 0 | 0 | 0 | 26.4
1964-09-26 | 1964 | 9 | 26 | 0 | 0 | 0 | 0 | 0 | 0 | 0 | 0 | 0 | 0 | 0 | 0 | 0 | 0 | 0 | 0 | 0 | 0 | 0 | 0 | 0 | 0 | 0 | 0 |  | 0 | 0 | 0 | 0 |  | 0 | 0 | 0 | 0 | 0
1964-09-27 | 1964 | 9 | 27 | 0 | 0 | 0 | 0 | 0 | 0 | 0 | 0 | 0 | 0 | 0 | 0 | 0 | 0 | 0 | 0 | 0 | 0 | 0 | 0 | 0 | 0 | 0 | 0 |  | 0 | 0 | 0 | 0 |  | 0 | 0 | 0 | 0 | 0
1964-09-28 | 1964 | 9 | 28 | 0.5 | 0 | 0 | 0 | 0 | 0.2 | 0 | 0 | 0 | 0 | 0 | 0 | 0 | 0.3 | 0.3 | 0.4 | 0 | 0 | 0.3 | 0 | 0.3 | 0 | 0 | 0 |  | 2.3 | 2.3 | 2.3 | 0 |  | 0 | 0 | 0 | 0 | 2.3
1964-09-29 | 1964 | 9 | 29 | 0.3 | 0.2 | 0 | 0 | 0 | 0 | 0 | 0 | 0 | 0 | 0 | 0 | 0 | 0 | 0 | 0 | 0 | 0 | 0 | 0 | 0 | 0 | 0 | 0 |  | 0.5 | 0.5 | 0.5 | 0 |  | 0 | 0 | 0 | 0 | 0.5
1964-09-30 | 1964 | 9 | 30 | 0 | 0 | 0 | 0 | 0 | 0 | 0 | 0 | 0 | 0 | 0 | 0 | 0 | 0 | 0 | 0 | 0 | 0 | 0 | 0 | 0.3 | 0 | 0 | 0.3 |  | 0.6 | 0.6 | 0.6 | 0 |  | 0 | 0 | 0 | 0 | 0.6
1964-10-01 | 1964 | 10 | 1 | 0 | 0 | 0 | 0 | 0 | 0 | 0 | 0 | 0 | 0 | 0 | 0 | 0 | 0 | 0 | 0 | 0 | 0 | 0 | 0 | 0 | 0 | 0 | 0 |  | 0 | 0 | 0 | 0 |  | 0 | 0 | 0 | 0 | 0
1964-10-02 | 1964 | 10 | 2 | 0 | 0 | 0 | 0 | 0 | 0 | 0 | 0 | 0 | 0 | 0 | 0 | 0 | 0 | 0 | 0 | 0.5 | 0.3 | 0 | 0 | 0 | 0 | 0 | 0 |  | 0.8 | 0.8 | 0.8 | 0 |  | 0 | 0 | 0 | 0 | 0
1964-10-03 | 1964 | 10 | 3 | 0 | 0 | 0 | 0 | 0 | 0 | 0 | 0 | 0 | 0 | 0 | 0 | 0 | 0 | 0 | 0 | 0 | 0 | 0 | 0 | 0 | 0 | 0 | 0 |  | 0 | 0 | 0 | 0 |  | 0 | 0 | 0 | 0 | 0
1964-10-04 | 1964 | 10 | 4 | 0 | 0 | 0 | 0 | 0 | 0 | 0 | 0 | 0 | 0 | 0 | 0 | 0 | 0 | 0 | 0 | 0 | 0 | 0 | 0 | 0 | 0 | 0 | 0 |  | 0 | 0 | 0 | 0 |  | 0 | 0 | 0 | 0 | 0
1964-10-05 | 1964 | 10 | 5 | 0 | 0 | 0 | 0 | 0 | 0 | 0 | 0 | 0 | 0 | 0 | 0 | 0 | 0 | 0 | 0 | 0 | 0 | 0 | 0 | 0 | 0 | 0 | 0 |  | 0 | 0 | 0 | 0 |  | 0 | 0 | 0 | 0 | 0
1964-10-06 | 1964 | 10 | 6 | 0 | 0 | 0 | 0 | 0 | 0 | 0 | 0 | 0 | 0 | 0 | 0 | 0 | 0 | 0 | 0 | 0 | 0 | 0 | 0 | 0 | 0 | 0 | 0 |  | 0 | 0 | 0 | 0 |  | 0 | 0 | 0 | 0 | 0
1964-10-07 | 1964 | 10 | 7 | 0 | 0 | 0 | 0 | 0 | 0 | 0 | 0 | 0 | 0 | 0 | 0 | 0 | 0 | 0 | 0 | 0 | 0 | 0 | 0 | 0 | 0 | 0 | 0 |  | 0 | 0 | 0 | 0 |  | 0 | 0 | 0 | 0 | 0
1964-10-08 | 1964 | 10 | 8 | 0 | 0 | 0 | 0 | 0 | 0 | 0 | 0 | 0 | 0 | 0 | 0 | 0 | 0 | 0 | 0 | 0 | 0 | 0 | 0 | 0 | 0 | 0 | 0 |  | 0 | 0 | 0 | 0 |  | 0 | 0 | 0 | 0 | 0
1964-10-09 | 1964 | 10 | 9 | 0 | 0 | 0 | 0 | 0 | 0 | 0 | 0 | 0 | 0 | 0 | 0 | 0.3 | 1.5 | 0.8 | 0 | 0 | 0 | 0 | 0 | 0 | 0.3 | 0.5 | 1 |  | 4.4 | 4.4 | 4.4 | 0 |  | 0 | 0 | 0 | 0 | 0
1964-10-10 | 1964 | 10 | 10 | 0.4 | 0.4 | 0.4 | 0.4 | 0.4 | 0 | 0 | 0 | 0 | 0 | 0 | 0 | 0 | 0 | 0 | 0 | 0 | 0 | 0 | 0 | 0 | 0 | 0 | 0 |  | 2 | 2 | 2 | 0 |  | 0 | 0 | 0 | 0 | 0
1964-10-11 | 1964 | 10 | 11 | 0 | 0 | 0 | 0 | 0 | 0 | 0 | 0 | 0 | 0 | 0 | 0 | 0 | 0 | 0 | 0 | 0 | 0 | 0 | 0 | 0 | 0 | 0 | 0 |  | 0 | 0 | 0 | 0 |  | 0 | 0 | 0 | 0 | 0
1964-10-12 | 1964 | 10 | 12 | 0 | 0 | 0 | 0 | 0 | 0 | 0 | 0 | 0 | 0 | 0 | 0 | 0 | 0 | 0 | 0 | 0 | 0 | 0 | 0 | 0 | 0 | 0 | 0 |  | 0 | 0 | 0 | 0 |  | 0 | 0 | 0 | 0 | 0
1964-10-13 | 1964 | 10 | 13 | 0 | 0 | 0 | 0 | 0 | 0 | 0 | 0 | 0 | 0 | 0 | 0 | 0 | 0 | 0 | 0 | 0 | 0 | 0 | 0 | 0 | 0 | 0 | 0 |  | 0 | 0 | 0 | 0 |  | 0 | 0 | 0 | 0 | 0
1964-10-14 | 1964 | 10 | 14 | 0 | 0 | 0 | 0 | 0 | 0 | 0 | 0 | 0 | 0 | 0 | 0 | 0 | 0 | 0 | 0 | 0 | 0 | 0 | 0 | 0 | 0 | 0 | 0 |  | 0 | 0 | 0 | 0 |  | 0 | 0 | 0 | 0 | 0
1964-10-15 | 1964 | 10 | 15 | 0 | 0 | 0 | 0 | 0 | 0 | 0 | 0 | 0 | 0 | 0 | 0 | 0 | 0 | 0 | 0 | 0 | 0 | 0 | 0 | 0 | 0 | 0 | 0 |  | 0 | 0 | 0 | 0 |  | 0 | 0 | 0 | 0 | 0
1964-10-16 | 1964 | 10 | 16 | 0 | 0 | 0 | 0 | 0 | 0 | 0 | 0 | 0 | 0 | 0 | 0 | 0 | 0 | 0 | 0 | 0 | 0 | 0 | 0 | 0 | 0 | 0 | 0 |  | 0 | 0 | 0 | 0 |  | 0 | 0 | 0 | 0 | 0
1964-10-17 | 1964 | 10 | 17 | 0 | 0 | 0 | 0 | 0 | 0 | 0 | 0 | 0 | 0 | 0 | 0 | 0 | 0 | 0 | 0 | 0 | 0 | 0 | 0 | 0 | 0 | 0 | 0 |  | 0 | 0 | 0 | 0 |  | 0 | 0 | 0 | 0 | 0
1964-10-18 | 1964 | 10 | 18 | 0 | 0 | 0 | 0 | 0 | 0 | 0 | 0 | 0 | 0 | 0 | 0 | 0 | 0 | 0 | 0 | 0 | 0 | 0 | 0 | 0 | 0 | 0 | 0 |  | 0 | 0 | 0 | 0 |  | 0 | 0 | 0 | 0 | 0
1964-10-19 | 1964 | 10 | 19 | 0 | 0 | 0 | 0 | 0 | 0 | 0 | 0 | 0 | 0 | 0 | 0 | 0 | 0 | 0 | 0 | 0 | 0 | 0 | 0 | 0 | 0 | 0 | 0 |  | 0 | 0 | 0 | 0 |  | 0 | 0 | 0 | 0 | 0
1964-10-20 | 1964 | 10 | 20 | 0 | 0 | 0 | 0 | 0 | 0 | 0 | 0 | 0 | 0 | 0 | 0 | 0 | 0 | 0 | 0 | 0 | 0 | 0 | 0 | 0 | 0 | 0 | 0 |  | 0 | 0 | 0 | 0 |  | 0 | 0 | 0 | 0 | 0
1964-10-21 | 1964 | 10 | 21 | 0 | 0 | 0 | 0 | 0 | 0 | 0 | 0 | 0 | 0 | 0 | 0 | 0 | 0 | 0 | 0 | 0 | 0 | 0 | 0 | 0 | 0 | 0 | 0 |  | 0 | 0 | 0 | 0 |  | 0 | 0 | 0 | 0 | 0
1964-10-22 | 1964 | 10 | 22 | 0 | 0 | 0 | 0 | 0 | 0 | 0 | 0 | 0 | 0 | 0 | 0 | 0 | 0 | 0 | 0 | 0 | 0 | 0 | 0 | 0 | 0 | 0 | 0 |  | 0 | 0 | 0 | 0 |  | 0 | 0 | 0 | 0 | 0
1964-10-23 | 1964 | 10 | 23 | 0 | 0 | 0 | 0 | 0 | 0 | 0 | 0 | 0 | 0 | 0 | 0 | 0 | 0 | 0 | 0 | 0 | 0 | 0 | 0 | 0 | 0 | 0 | 0 |  | 0 | 0 | 0 | 0 |  | 0 | 0 | 0 | 0 | 0
1964-10-24 | 1964 | 10 | 24 | 0 | 0 | 0 | 0 | 0 | 0 | 0 | 0 | 0 | 0 | 0 | 0 | 0 | 0 | 0 | 0 | 0 | 0 | 0 | 0 | 0 | 0 | 0 | 0 |  | 0 | 0 | 0 | 0 |  | 0 | 0 | 0 | 0 | 0
1964-10-25 | 1964 | 10 | 25 | 0 | 0 | 0 | 0 | 0 | 0 | 0 | 0 | 0 | 0 | 0 | 0 | 0 | 0 | 0 | 0 | 0 | 0 | 0 | 0 | 0 | 0 | 0 | 0 |  | 0 | 0 | 0 | 0 |  | 0 | 0 | 0 | 0 | 0
1964-10-26 | 1964 | 10 | 26 | 0.6 | 0.5 | 0.6 | 0.6 | 0.6 | 0.5 | 0.6 | 0.6 | 0.6 | 0.5 | 0.6 | 0.6 | 0.6 | 0.5 | 0.6 | 0.6 | 0.6 | 0.5 | 0.6 | 0 | 0 | 0 | 0 | 0 |  | 10.9 | 10.9 | 10.9 | 3.5527e-15 |  | 0 | 0 | 0 | 0 | 0
1964-10-27 | 1964 | 10 | 27 | 0 | 0 | 0 | 0 | 0 | 0 | 0 | 0 | 0 | 0 | 0 | 0 | 0 | 0 | 0 | 0 | 0 | 0 | 0 | 0 | 0 | 0 | 0 | 0 |  | 0 | 0 | 0 | 0 |  | 0 | 0 | 0 | 0 | 0
1964-10-28 | 1964 | 10 | 28 | 0 | 0 | 0 | 0 | 0 | 0 | 0 | 0 | 0 | 0 | 0 | 0 | 0 | 0 | 0 | 0 | 0 | 0 | 0 | 0 | 0 | 0 | 0 | 0 |  | 0 | 0 | 0 | 0 |  | 0 | 0 | 0 | 0 | 0
1964-10-29 | 1964 | 10 | 29 | 0 | 0 | 0 | 0 | 0 | 0 | 0 | 0 | 0 | 0 | 0 | 0 | 0 | 0 | 0 | 0 | 0 | 0 | 0 | 0 | 0 | 0 | 0 | 0 |  | 0 | 0 | 0 | 0 |  | 0 | 0 | 0 | 0 | 0
1964-10-30 | 1964 | 10 | 30 | 0 | 0 | 0 | 0 | 0 | 0 | 0 | 0 | 0 | 0 | 0 | 0 | 0 | 0 | 0 | 0 | 0 | 0 | 0 | 0 | 0 | 0 | 0 | 0 |  | 0 | 0 | 0 | 0 |  | 0 | 0 | 0 | 0 | 0
1964-10-31 | 1964 | 10 | 31 | 0 | 0 | 0 | 0 | 0 | 0 | 0 | 0 | 0 | 0 | 0 | 0 | 0 | 0 | 0 | 0 | 0 | 0 | 0 | 0 | 0 | 0 | 0 | 0 |  | 0 | 0 | 0 | 0 |  | 0 | 0 | 0 | 0 | 0
1964-11-01 | 1964 | 11 | 1 | 0 | 0 | 0 | 0 | 0 | 0 | 0 | 0 | 0 | 0 | 0 | 0 | 0 | 0 | 0 | 0 | 0 | 0 | 0 | 0 | 0 | 0 | 0 | 0 |  | 0 | 0 | 0 | 0 |  | 0 | 0 | 0 | 0 | 0
1964-11-02 | 1964 | 11 | 2 | 0 | 0 | 0 | 0 | 0 | 0 | 0 | 0 | 0 | 0 | 0 | 0 | 0 | 0 | 0 | 0 | 1.4 | 1.4 | 1.4 | 1.3 | 1.4 | 1.4 | 1.4 | 0 |  | 9.7 | 9.7 | 9.7 | 0 |  | 0 | 0 | 0 | 0 | 0
1964-11-03 | 1964 | 11 | 3 | 0 | 0 | 0 | 0 | 0 | 0 | 0 | 0 | 0 | 0 | 0 | 0 | 0 | 0 | 0 | 0 | 0 | 0 | 0 | 0 | 0 | 0 | 0 | 0 |  | 0 | 0 | 0 | 0 |  | 0 | 0 | 0 | 0 | 0
1964-11-04 | 1964 | 11 | 4 | 0 | 0 | 0 | 0 | 0 | 0 | 0 | 0 | 0 | 0 | 0 | 0 | 0 | 0 | 0 | 0 | 0 | 0 | 0 | 0 | 0 | 0 | 0 | 0 |  | 0 | 0 | 0 | 0 |  | 0 | 0 | 0 | 0 | 0
1964-11-05 | 1964 | 11 | 5 | 0 | 0 | 0 | 0 | 0 | 0 | 0 | 0 | 0 | 0 | 0 | 0 | 0 | 0 | 0 | 0 | 0 | 0 | 0 | 0 | 0 | 0 | 0 | 0 |  | 0 | 0 | 0 | 0 |  | 0 | 0 | 0 | 0 | 0
1964-11-06 | 1964 | 11 | 6 | 0 | 0 | 0 | 0 | 0 | 0 | 0 | 0 | 0 | 0 | 0 | 0 | 0 | 0 | 0 | 0 | 0 | 0 | 0 | 0 | 0 | 0 | 0 | 0 |  | 0 | 0 | 0 | 0 |  | 0 | 0 | 0 | 0 | 0
1964-11-07 | 1964 | 11 | 7 | 0 | 0 | 0 | 0 | 0 | 0 | 0 | 0 | 0 | 0 | 0 | 0 | 0 | 0 | 0 | 0 | 0 | 0 | 0 | 0 | 0 | 0 | 0 | 0 |  | 0 | 0 | 0 | 0 |  | 0 | 0 | 0 | 0 | 0
1964-11-08 | 1964 | 11 | 8 | 0 | 0 | 0 | 0 | 0 | 0 | 0 | 0 | 0 | 0 | 0 | 0 | 0 | 0 | 0 | 0 | 0 | 0 | 0 | 0 | 0 | 0 | 0 | 0 |  | 0 | 0 | 0 | 0 |  | 0 | 0 | 0 | 0 | 0
1964-11-09 | 1964 | 11 | 9 | 0 | 0 | 0 | 0 | 0 | 0 | 0 | 0 | 0 | 0 | 0 | 0 | 0 | 0 | 0 | 0 | 0 | 0 | 0 | 0 | 0 | 0 | 0 | 0 |  | 0 | 0 | 0 | 0 |  | 0 | 0 | 0 | 0 | 0
1964-11-10 | 1964 | 11 | 10 | 0 | 0 | 0 | 0 | 0 | 0 | 0 | 0 | 0 | 0 | 0 | 0 | 0 | 0 | 0 | 0 | 0 | 0 | 0 | 0 | 0 | 0 | 0 | 0 |  | 0 | 0 | 0 | 0 |  | 0 | 0 | 0 | 0 | 0
1964-11-11 | 1964 | 11 | 11 | 0 | 0 | 0 | 0 | 0 | 0 | 0 | 0 | 0 | 0 | 0 | 0 | 0 | 0 | 0 | 0 | 0 | 0 | 0 | 0.2 | 0.1 | 0.2 | 0.1 | 0.2 |  | 0.8 | 0.8 | 0.8 | 0 |  | 0 | 0 | 0 | 0 | 0
1964-11-12 | 1964 | 11 | 12 | 0.2 | 0.1 | 0.2 | 0.1 | 0.2 | 0.1 | 0.2 | 0 | 0 | 0 | 0 | 0 | 0 | 0 | 0 | 0 | 0 | 0 | 0 | 0 | 0 | 0.1 | 0.2 | 0.1 |  | 1.5 | 1.5 | 1.5 | 2.2204e-16 |  | 0 | 0 | 0 | 0 | 0
1964-11-13 | 1964 | 11 | 13 | 0.2 | 0 | 0.2 | 0.2 | 0.2 | 0 | 0 | 0 | 0 | 0 | 0 | 0 | 0 | 0 | 0 | 0 | 0 | 0 | 0 | 0 | 0 | 0 | 0 | 0 |  | 0.8 | 0.8 | 0.8 | 0 |  | 0 | 0 | 0 | 0 | 0
1964-11-14 | 1964 | 11 | 14 | 0 | 0 | 0 | 0 | 0 | 0 | 0 | 0 | 0 | 0 | 0 | 0 | 0 | 0 | 0 | 0 | 0 | 0 | 0 | 0 | 0 | 0 | 0 | 0 |  | 0 | 0 | 0 | 0 |  | 0 | 0 | 0 | 0 | 0
1964-11-15 | 1964 | 11 | 15 | 0 | 0 | 0 | 0 | 0 | 0 | 0 | 0 | 0 | 0 | 0 | 0 | 0 | 0 | 0 | 0 | 0 | 0 | 0 | 0 | 0 | 0 | 0 | 0 |  | 0 | 0 | 0 | 0 |  | 0 | 0 | 0 | 0 | 0
1964-11-16 | 1964 | 11 | 16 | 0 | 0 | 0 | 0 | 0 | 0 | 0 | 0 | 0 | 0 | 0 | 0 | 0 | 0 | 0 | 0 | 0 | 0 | 0 | 0 | 0 | 0 | 0 | 0 |  | 0 | 0 | 0 | 0 |  | 0 | 0 | 0 | 0 | 0
1964-11-17 | 1964 | 11 | 17 | 0 | 0 | 0 | 0 | 0 | 0 | 0 | 0 | 0 | 0 | 0 | 0 | 0 | 0 | 0 | 0 | 0 | 0 | 0 | 0 | 0 | 0 | 0 | 0 |  | 0 | 0 | 0 | 0 |  | 0 | 0 | 0 | 0 | 0
1964-11-18 | 1964 | 11 | 18 | 0 | 0 | 0 | 0 | 0 | 0 | 0 | 0 | 0 | 0 | 0 | 0 | 0 | 0 | 0 | 0 | 0 | 0 | 0 | 0 | 0 | 0 | 0 | 0 |  | 0 | 0 | 0 | 0 |  | 0 | 0 | 0 | 0 | 0
1964-11-19 | 1964 | 11 | 19 | 0 | 0 | 0 | 0 | 0 | 0 | 0 | 0 | 0 | 0 | 0 | 0 | 0 | 0 | 0 | 0 | 0 | 0 | 0 | 0 | 0 | 0 | 0 | 0 |  | 0 | 0 | 0 | 0 |  | 0 | 0 | 0 | 0 | 0
1964-11-20 | 1964 | 11 | 20 | 0.1 | 0.1 | 0.2 | 0.1 | 0.1 | 0.1 | 0.1 | 0.1 | 0.2 | 0 | 0 | 0 | 0.1 | 0.1 | 0 | 0 | 0 | 0 | 0 | 0 | 0 | 0 | 0 | 0 |  | 1.3 | 1.3 | 1.3 | 0 |  | 0 | 0 | 0 | 0 | 0
1964-11-21 | 1964 | 11 | 21 | 0 | 0 | 0 | 0 | 0 | 0 | 0 | 0 | 0 | 0 | 0 | 0 | 0 | 0 | 0 | 0 | 0 | 0 | 0 | 0 | 0 | 0 | 0 | 0 |  | 0 | 0 | 0 | 0 |  | 0 | 0 | 0 | 0 | 0
1964-11-22 | 1964 | 11 | 22 | 0 | 0 | 0 | 0 | 0 | 0 | 0 | 0 | 0 | 0 | 0 | 0 | 0 | 0 | 0 | 0 | 0 | 0 | 0 | 0 | 0 | 0 | 0 | 0 |  | 0 | 0 | 0 | 0 |  | 0 | 0 | 0 | 0 | 0
1964-11-23 | 1964 | 11 | 23 | 0 | 0 | 0 | 0 | 0 | 0 | 0 | 0 | 0 | 0 | 0 | 0 | 0 | 0 | 0 | 0 | 0 | 0 | 0 | 0 | 0 | 0 | 0 | 0 |  | 0 | 0 | 0 | 0 |  | 0 | 0 | 0 | 0 | 0
1964-11-24 | 1964 | 11 | 24 | 0 | 0 | 0 | 0 | 0 | 0 | 0 | 0 | 0.1 | 0 | 0 | 0.1 | 0.2 | 0 | 0 | 0 | 0 | 0 | 0 | 0 | 0 | 0 | 0 | 0.1 |  | 0.5 | 0.5 | 0.5 | 0 |  | 0 | 0 | 0 | 0 | 0
1964-11-25 | 1964 | 11 | 25 | 0 | 0 | 0 | 0 | 0 | 0 | 0 | 0 | 0 | 0 | 0 | 0 | 0 | 0 | 0 | 0 | 0 | 0 | 0 | 0 | 0 | 0 | 0 | 0 |  | 0 | 0 | 0 | 0 |  | 0 | 0 | 0 | 0 | 0
1964-11-26 | 1964 | 11 | 26 | 0.1 | 0.1 | 0 | 0.1 | 0.1 | 0.1 | 0.1 | 0 | 0.1 | 0.1 | 0.1 | 0.1 | 0 | 0.1 | 0.1 | 0.1 | 0.1 | 0.1 | 0.1 | 0.1 | 0.1 | 0 | 0.1 | 0.1 |  | 2 | 2 | 2 | 4.4409e-16 |  | 0 | 0 | 0 | 0 | 0
1964-11-27 | 1964 | 11 | 27 | 0.1 | 0 | 0.1 | 0.1 | 0 | 0.1 | 0 | 0.1 | 0.1 | 0 | 0.1 | 0.1 | 0 | 0.1 | 0 | 0.1 | 0.1 | 0 | 0.1 | 0 | 0.1 | 0.1 | 0 | 0.1 |  | 1.5 | 1.5 | 1.5 | 2.2204e-16 |  | 0 | 0 | 0 | 0 | 0
1964-11-28 | 1964 | 11 | 28 | 0.1 | 0 | 0.1 | 0 | 0.1 | 0.1 | 0 | 0.1 | 0.1 | 0 | 0.1 | 0 | 0.1 | 0 | 0 | 0 | 0 | 0 | 0 | 0 | 0 | 0 | 0 | 0 |  | 0.8 | 0.8 | 0.8 | 1.1102e-16 |  | 0 | 0 | 0 | 0 | 0
1964-11-29 | 1964 | 11 | 29 | 0 | 0 | 0 | 0 | 0 | 0 | 0 | 0 | 0 | 0 | 0 | 0 | 0 | 0 | 0 | 0 | 0.3 | 0.2 | 0.3 | 0.2 | 0.3 | 0.2 | 0.3 | 0.2 |  | 2 | 2 | 2 | 0 |  | 0 | 0 | 0 | 0 | 0
1964-11-30 | 1964 | 11 | 30 | 0 | 0 | 0 | 0 | 0 | 0 | 0 | 0 | 0 | 0 | 0 | 0 | 0 | 0 | 0 | 0 | 0 | 0 | 0 | 0 | 0 | 0 | 0 | 0 |  | 0 | 0 | 0 | 0 |  | 0 | 0 | 0 | 0 | 0
1964-12-01 | 1964 | 12 | 1 | 0 | 0 | 0.1 | 0 | 0 | 0 | 0 | 0 | 0 | 0.1 | 0 | 0 | 0.1 | 0 | 0 | 0 | 0.1 | 0 | 0 | 0 | 0 | 0 | 0.1 | 0 |  | 0.5 | 0.5 | 0.5 | 0 |  | 0 | 0 | 0 | 0 | 0
1964-12-02 | 1964 | 12 | 2 | 0.1 | 0 | 0.1 | 0 | 0.1 | 0.1 | 0 | 0.1 | 0 | 0.1 | 0.1 | 0 | 0.1 | 0 | 0.1 | 0 | 0.1 | 0.1 | 0 | 0 | 0 | 0.1 | 0 | 0.1 |  | 1.3 | 1.3 | 1.3 | 0 |  | 0 | 0 | 0 | 0 | 0
1964-12-03 | 1964 | 12 | 3 | 0.1 | 0 | 0.1 | 0 | 0.1 | 0 | 0 | 0 | 0.1 | 0 | 0.1 | 0 | 0 | 0 | 0 | 0 | 0 | 0 | 0 | 0 | 0 | 0 | 0 | 0 |  | 0.5 | 0.5 | 0.5 | 0 |  | 0 | 0 | 0 | 0 | 0
1964-12-04 | 1964 | 12 | 4 | 0 | 0 | 0 | 0 | 0 | 0 | 0 | 0 | 0 | 0 | 0 | 0 | 0 | 0 | 0 | 0 | 0 | 0 | 0 | 0 | 0 | 0 | 0 | 0 |  | 0 | 0 | 0 | 0 |  | 0 | 0 | 0 | 0 | 0
1964-12-05 | 1964 | 12 | 5 | 0 | 0 | 0 | 0 | 0 | 0 | 0 | 0 | 0 | 0 | 0 | 0 | 0 | 0 | 0 | 0 | 0 | 0 | 0 | 0 | 0 | 0 | 0 | 0 |  | 0 | 0 | 0 | 0 |  | 0 | 0 | 0 | 0 | 0
1964-12-06 | 1964 | 12 | 6 | 0 | 0 | 0 | 0 | 0 | 0 | 0 | 0 | 0 | 0 | 0 | 0 | 0 | 0 | 0 | 0 | 0 | 0 | 0 | 0 | 0 | 0 | 0 | 0 |  | 0 | 0 | 0 | 0 |  | 0 | 0 | 0 | 0 | 0
1964-12-07 | 1964 | 12 | 7 | 0 | 0 | 0 | 0 | 0 | 0 | 0 | 0 | 0 | 0 | 0 | 0 | 0 | 0 | 0 | 0 | 0 | 0 | 0 | 0 | 0 | 0 | 0 | 0 |  | 0 | 0 | 0 | 0 |  | 0 | 0 | 0 | 0 | 0
1964-12-08 | 1964 | 12 | 8 | 0 | 0 | 0 | 0 | 0 | 0 | 0 | 0 | 0 | 0 | 0 | 0 | 0 | 0 | 0 | 0 | 0 | 0 | 0 | 0 | 0 | 0 | 0 | 0 |  | 0 | 0 | 0 | 0 |  | 0 | 0 | 0 | 0 | 0
1964-12-09 | 1964 | 12 | 9 | 0 | 0 | 0 | 0 | 0 | 0 | 0 | 0 | 0 | 0 | 0 | 0 | 0 | 0 | 0 | 0 | 0 | 0 | 0 | 0 | 0 | 0 | 0 | 0 |  | 0 | 0 | 0 | 0 |  | 0 | 0 | 0 | 0 | 0
1964-12-10 | 1964 | 12 | 10 | 0 | 0 | 0 | 0 | 0 | 0 | 0 | 0 | 0 | 0 | 0 | 0 | 0 | 0 | 0 | 0 | 0 | 0 | 0 | 0 | 0 | 0 | 0 | 0 |  | 0 | 0 | 0 | 0 |  | 0 | 0 | 0 | 0 | 0
1964-12-11 | 1964 | 12 | 11 | 0 | 0 | 0 | 0 | 0 | 0 | 0 | 0 | 0 | 0 | 0 | 0 | 0 | 0 | 0 | 0 | 0 | 0 | 0 | 0 | 0 | 0 | 0 | 0 |  | 0 | 0 | 0 | 0 |  | 0 | 0 | 0 | 0 | 0
1964-12-12 | 1964 | 12 | 12 | 0 | 0 | 0 | 0 | 0 | 0 | 0 | 0 | 0 | 0 | 0 | 0 | 0 | 0 | 0 | 0 | 0 | 0 | 0 | 0 | 0 | 0 | 0 | 0 |  | 0 | 0 | 0 | 0 |  | 0 | 0 | 0 | 0 | 0
1964-12-13 | 1964 | 12 | 13 | 0 | 0 | 0 | 0 | 0 | 0 | 0.1 | 0.1 | 0.1 | 0.1 | 0.1 | 0.1 | 0 | 0 | 0.1 | 0.1 | 0.1 | 0.1 | 0.1 | 0.1 | 0.1 | 0.1 | 0.1 | 0 |  | 1.5 | 1.5 | 1.5 | 2.2204e-16 |  | 0 | 0 | 0 | 0 | 0
1964-12-14 | 1964 | 12 | 14 | 0 | 0 | 0 | 0 | 0.1 | 0.1 | 0 | 0 | 0 | 0 | 0 | 0 | 0 | 0 | 0 | 0 | 0 | 0 | 0 | 0 | 0.1 | 0 | 0.1 | 0.1 |  | 0.5 | 0.5 | 0.5 | 0 |  | 0 | 0 | 0 | 0 | 0
1964-12-15 | 1964 | 12 | 15 | 0.1 | 0 | 0.1 | 0.1 | 0 | 0.1 | 0.1 | 0 | 0.1 | 0.1 | 0.1 | 0 | 0.1 | 0.1 | 0 | 0.1 | 0.1 | 0 | 0 | 0 | 0.1 | 0.1 | 0 | 0.1 |  | 1.5 | 1.5 | 1.5 | 2.2204e-16 |  | 0 | 0 | 0 | 0 | 0
1964-12-16 | 1964 | 12 | 16 | 0 | 0 | 0 | 0 | 0 | 0 | 0 | 0 | 0 | 0 | 0 | 0 | 0 | 0 | 0 | 0 | 0 | 0 | 0 | 0 | 0 | 0 | 0 | 0 |  | 0 | 0 | 0 | 0 |  | 0 | 0 | 0 | 0 | 0
1964-12-17 | 1964 | 12 | 17 | 0 | 0 | 0 | 0 | 0 | 0 | 0 | 0 | 0 | 0 | 0 | 0 | 0 | 0 | 0 | 0 | 0 | 0 | 0 | 0 | 0 | 0 | 0 | 0 |  | 0 | 0 | 0 | 0 |  | 0 | 0 | 0 | 0 | 0
1964-12-18 | 1964 | 12 | 18 | 0 | 0 | 0 | 0 | 0 | 0.2 | 0.1 | 0.2 | 0.2 | 0.2 | 0.1 | 0.2 | 0.2 | 0.2 | 0.1 | 0.2 | 0.2 | 0.2 | 0.1 | 0.2 | 0.2 | 0.2 | 0.1 | 0.2 |  | 3.3 | 3.3 | 3.3 | 1.3323e-15 |  | 0 | 0 | 0 | 0 | 0
1964-12-19 | 1964 | 12 | 19 | 0.2 | 0.1 | 0.2 | 0.2 | 0.2 | 0.1 | 0.2 | 0.2 | 0.1 | 0.2 | 0.2 | 0.2 | 0.1 | 0.2 | 0.2 | 0.1 | 0.2 | 0.2 | 0.2 | 0.1 | 0.2 | 0 | 0 | 0 |  | 3.6 | 3.6 | 3.6 | 1.3323e-15 |  | 0 | 0 | 0 | 0 | 0
1964-12-20 | 1964 | 12 | 20 | 0 | 0 | 0 | 0 | 0 | 0 | 0 | 0 | 0 | 0 | 0 | 0 | 0 | 0 | 0 | 0 | 0 | 0 | 0 | 0 | 0 | 0 | 0 | 0 |  | 0 | 0 | 0 | 0 |  | 0 | 0 | 0 | 0 | 0
1964-12-21 | 1964 | 12 | 21 | 0 | 0 | 0 | 0 | 0 | 0 | 0 | 0 | 0 | 0 | 0 | 0 | 0 | 0 | 0 | 0 | 0.1 | 0.1 | 0.1 | 0.1 | 0.1 | 0.1 | 0.1 | 0.1 |  | 0.8 | 0.8 | 0.8 | 1.1102e-16 |  | 0 | 0 | 0 | 0 | 0
1964-12-22 | 1964 | 12 | 22 | 0 | 0 | 0 | 0 | 0 | 0.4 | 0.4 | 0.5 | 0.4 | 0.4 | 0.4 | 0.9 | 0.8 | 0.5 | 0.4 | 0.4 | 0.4 | 0.5 | 0.4 | 0.4 | 0.4 | 0.5 | 0.4 | 0.4 |  | 8.9 | 8.9 | 8.9 | 1.7764e-15 |  | 0 | 0 | 0 | 0 | 0
1964-12-23 | 1964 | 12 | 23 | 0.1 | 0.1 | 0.1 | 0 | 0.1 | 0.1 | 0.1 | 0.1 | 0.1 | 0.1 | 0.1 | 0 | 0.1 | 0.1 | 0.1 | 0 | 0 | 0 | 0 | 0 | 0 | 0 | 0 | 0 |  | 1.3 | 1.3 | 1.3 | 0 |  | 0 | 0 | 0 | 0 | 0
1964-12-24 | 1964 | 12 | 24 | 0 | 0 | 0 | 0 | 0 | 0 | 0 | 0 | 0 | 0 | 0 | 0 | 0 | 0 | 0 | 0 | 0 | 0 | 0 | 0 | 0 | 0 | 0 | 0 |  | 0 | 0 | 0 | 0 |  | 0 | 0 | 0 | 0 | 0
1964-12-25 | 1964 | 12 | 25 | 0 | 0 | 0 | 0 | 0 | 0 | 0 | 0 | 0 | 0 | 0 | 0 | 0 | 0 | 0 | 0 | 0 | 0 | 0 | 0 | 0 | 0 | 0 | 0 |  | 0 | 0 | 0 | 0 |  | 0 | 0 | 0 | 0 | 0
1964-12-26 | 1964 | 12 | 26 | 0 | 0 | 0 | 0 | 0 | 0 | 0 | 0 | 0 | 0 | 0 | 0 | 0 | 0 | 0 | 0 | 0 | 0 | 0 | 0 | 0 | 0 | 0 | 0 |  | 0 | 0 | 0 | 0 |  | 0 | 0 | 0 | 0 | 0
1964-12-27 | 1964 | 12 | 27 | 0 | 0 | 0 | 0 | 0 | 0 | 0 | 0 | 0 | 0 | 0 | 0 | 0 | 0 | 0 | 0 | 0 | 0 | 0 | 0 | 0 | 0 | 0 | 0 |  | 0 | 0 | 0 | 0 |  | 0 | 0 | 0 | 0 | 0
1964-12-28 | 1964 | 12 | 28 | 0 | 0 | 0 | 0 | 0 | 0 | 0 | 0 | 0 | 0 | 0 | 0 | 0 | 0 | 0 | 0 | 0 | 0 | 0.1 | 0 | 0.1 | 0 | 0.1 | 0 |  | 0.3 | 0.3 | 0.3 | 5.5511e-17 |  | 0 | 0 | 0 | 0 | 0
1964-12-29 | 1964 | 12 | 29 | 0 | 0 | 0 | 0 | 0 | 0 | 0 | 0 | 0 | 0 | 0 | 0 | 0 | 0 | 0 | 0 | 0 | 0 | 0 | 0 | 0 | 0 | 0 | 0 |  | 0 | 0 | 0 | 0 |  | 0 | 0 | 0 | 0 | 0
1964-12-30 | 1964 | 12 | 30 | 0 | 0 | 0.1 | 0 | 0 | 0 | 0 | 0 | 0.1 | 0 | 0 | 0 | 0 | 0 | 0 | 0 | 0 | 0 | 0 | 0 | 0 | 0.1 | 0 | 0 |  | 0.3 | 0.3 | 0.3 | 5.5511e-17 |  | 0 | 0 | 0 | 0 | 0
1964-12-31 | 1964 | 12 | 31 | 0 | 0 | 0 | 0 | 0 | 0 | 0 | 0 | 0 | 0 | 0 | 0 | 0 | 0 | 0 | 0 | 0 | 0 | 0 | 0 | 0 | 0 | 0 | 0 |  | 0 | 0 | 0 | 0 |  | 0 | 0 | 0 | 0 | 0
1965-01-01 | 1965 | 1 | 1 | 0 | 0 | 0 | 0 | 0 | 0 | 0 | 0 | 0 | 0 | 0 | 0 | 0 | 0 | 0 | 0 | 0 | 0 | 0 | 0 | 0 | 0 | 0 | 0 |  | 0 | 0 | 0 | 0 |  | 0 | 0 | 0 | 0 | 0
1965-01-02 | 1965 | 1 | 2 | 0 | 0 | 0 | 0 | 0 | 0 | 0 | 0 | 0 | 0 | 0 | 0 | 0 | 0 | 0 | 0 | 0 | 0 | 0 | 0 | 0 | 0 | 0 | 0 |  | 0 | 0 | 0 | 0 |  | 0 | 0 | 0 | 0 | 0
1965-01-03 | 1965 | 1 | 3 | 0 | 0 | 0 | 0 | 0 | 0 | 0 | 0 | 0 | 0 | 0 | 0 | 0 | 0 | 0 | 0 | 0 | 0 | 0 | 0 | 0 | 0 | 0 | 0 |  | 0 | 0 | 0 | 0 |  | 0 | 0 | 0 | 0 | 0
1965-01-04 | 1965 | 1 | 4 | 0 | 0 | 0 | 0 | 0 | 0 | 0 | 0 | 0 | 0 | 0 | 0 | 0 | 0 | 0 | 0 | 0 | 0 | 0 | 0 | 0 | 0 | 0 | 0 |  | 0 | 0 | 0 | 0 |  | 0 | 0 | 0 | 0 | 0
1965-01-05 | 1965 | 1 | 5 | 0 | 0 | 0 | 0.1 | 0 | 0 | 0 | 0 | 0 | 0 | 0 | 0.1 | 0 | 0 | 0 | 0 | 0 | 0 | 0 | 0 | 0.1 | 0 | 0 | 0 |  | 0.3 | 0.3 | 0.3 | 5.5511e-17 |  | 0 | 0 | 0 | 0 | 0
1965-01-06 | 1965 | 1 | 6 | 0 | 0 | 0 | 0.1 | 0 | 0 | 0 | 0 | 0 | 0 | 0 | 0.1 | 0 | 0 | 0 | 0 | 0 | 0 | 0 | 0 | 0.1 | 0 | 0 | 0 |  | 0.3 | 0.3 | 0.3 | 5.5511e-17 |  | 0 | 0 | 0 | 0 | 0
1965-01-07 | 1965 | 1 | 7 | 0 | 0 | 0 | 0 | 0 | 0 | 0 | 0 | 0 | 0 | 0 | 0 | 0 | 0 | 0 | 0 | 0 | 0 | 0 | 0 | 0 | 0 | 0 | 0 |  | 0 | 0 | 0 | 0 |  | 0 | 0 | 0 | 0 | 0
1965-01-08 | 1965 | 1 | 8 | 0 | 0 | 0 | 0 | 0 | 0 | 0 | 0 | 0 | 0 | 0 | 0 | 0 | 0 | 0 | 0 | 0 | 0 | 0 | 0 | 0 | 0 | 0 | 0 |  | 0 | 0 | 0 | 0 |  | 0 | 0 | 0 | 0 | 0
1965-01-09 | 1965 | 1 | 9 | 0 | 0 | 0 | 0 | 0 | 0 | 0 | 0 | 0 | 0 | 0 | 0 | 0 | 0 | 0 | 0 | 0 | 0 | 0 | 0 | 0 | 0 | 0 | 0 |  | 0 | 0 | 0 | 0 |  | 0 | 0 | 0 | 0 | 0
1965-01-10 | 1965 | 1 | 10 | 0 | 0 | 0 | 0 | 0 | 0 | 0 | 0 | 0 | 0 | 0 | 0 | 0 | 0 | 0 | 0 | 0 | 0 | 0 | 0 | 0 | 0 | 0 | 0 |  | 0 | 0 | 0 | 0 |  | 0 | 0 | 0 | 0 | 0
1965-01-11 | 1965 | 1 | 11 | 0 | 0 | 0 | 0 | 0 | 0 | 0 | 0 | 0 | 0 | 0 | 0 | 0 | 0 | 0 | 0 | 0 | 0 | 0 | 0 | 0 | 0 | 0 | 0 |  | 0 | 0 | 0 | 0 |  | 0 | 0 | 0 | 0 | 0
1965-01-12 | 1965 | 1 | 12 | 0 | 0 | 0 | 0 | 0 | 0 | 0 | 0 | 0 | 0 | 0 | 0 | 0 | 0 | 0 | 0 | 0 | 0 | 0 | 0 | 0 | 0 | 0 | 0 |  | 0 | 0 | 0 | 0 |  | 0 | 0 | 0 | 0 | 0
1965-01-13 | 1965 | 1 | 13 | 0 | 0 | 0 | 0 | 0 | 0 | 0 | 0 | 0 | 0 | 0 | 0 | 0 | 0 | 0 | 0 | 0 | 0 | 0 | 0 | 0 | 0 | 0 | 0 |  | 0 | 0 | 0 | 0 |  | 0 | 0 | 0 | 0 | 0
1965-01-14 | 1965 | 1 | 14 | 0 | 0 | 0 | 0 | 0 | 0 | 0 | 0 | 0 | 0 | 0 | 0 | 0 | 0 | 0 | 0 | 0 | 0 | 0 | 0 | 0 | 0 | 0 | 0 |  | 0 | 0 | 0 | 0 |  | 0 | 0 | 0 | 0 | 0
1965-01-15 | 1965 | 1 | 15 | 0 | 0 | 0 | 0 | 0 | 0 | 0 | 0 | 0 | 0 | 0 | 0 | 0 | 0 | 0 | 0 | 0 | 0 | 0 | 0 | 0 | 0 | 0 | 0 |  | 0 | 0 | 0 | 0 |  | 0 | 0 | 0 | 0 | 0
1965-01-16 | 1965 | 1 | 16 | 0 | 0 | 0 | 0 | 0 | 0 | 0 | 0 | 0 | 0 | 0 | 0 | 0 | 0 | 0 | 0 | 0 | 0 | 0 | 0 | 0 | 0 | 0 | 0 |  | 0 | 0 | 0 | 0 |  | 0 | 0 | 0 | 0 | 0
1965-01-17 | 1965 | 1 | 17 | 0 | 0 | 0 | 0 | 0 | 0 | 0 | 0 | 0 | 0 | 0 | 0 | 0 | 0 | 0 | 0 | 0 | 0 | 0 | 0 | 0 | 0 | 0 | 0 |  | 0 | 0 | 0 | 0 |  | 0 | 0 | 0 | 0 | 0
1965-01-18 | 1965 | 1 | 18 | 0 | 0 | 0 | 0 | 0 | 0 | 0 | 0 | 0 | 0 | 0 | 0 | 0 | 0 | 0 | 0 | 0 | 0 | 0 | 0 | 0 | 0 | 0 | 0 |  | 0 | 0 | 0 | 0 |  | 0 | 0 | 0 | 0 | 0
1965-01-19 | 1965 | 1 | 19 | 0 | 0 | 0 | 0 | 0 | 0 | 0 | 0 | 0 | 0 | 0 | 0 | 0 | 0 | 0 | 0 | 0 | 0 | 0 | 0 | 0 | 0 | 0 | 0 |  | 0 | 0 | 0 | 0 |  | 0 | 0 | 0 | 0 | 0
1965-01-20 | 1965 | 1 | 20 | 0 | 0 | 0 | 0 | 0 | 0 | 0 | 0 | 0 | 0 | 0 | 0 | 0 | 0 | 0 | 0 | 0 | 0 | 0 | 0 | 0 | 0 | 0 | 0 |  | 0 | 0 | 0 | 0 |  | 0 | 0 | 0 | 0 | 0
1965-01-21 | 1965 | 1 | 21 | 0 | 0 | 0 | 0 | 0 | 0 | 0 | 0 | 0 | 0.3 | 0.3 | 0.3 | 0.3 | 0.6 | 0.3 | 0.3 | 0.3 | 0.3 | 0.3 | 0.3 | 0.3 | 0.3 | 0.3 | 0.3 |  | 4.8 | 4.8 | 4.8 | 1.7764e-15 |  | 0 | 0 | 0 | 0 | 0
1965-01-22 | 1965 | 1 | 22 | 0.4 | 0 | 0 | 0 | 0 | 0 | 0 | 0 | 0.4 | 0.9 | 0.4 | 0.4 | 0.4 | 0.4 | 0 | 0 | 0 | 0 | 0 | 0 | 0 | 0 | 0 | 0 |  | 3.3 | 3.3 | 3.3 | 0 |  | 0 | 0 | 0 | 0 | 0
1965-01-23 | 1965 | 1 | 23 | 0 | 0 | 0 | 0 | 0 | 0 | 0 | 0 | 0 | 0 | 0 | 0 | 0 | 0 | 0 | 0 | 0 | 0 | 0 | 0 | 0 | 0 | 0 | 0 |  | 0 | 0 | 0 | 0 |  | 0 | 0 | 0 | 0 | 0
1965-01-24 | 1965 | 1 | 24 | 0 | 0 | 0 | 0.1 | 0 | 0.1 | 0 | 0.1 | 0 | 0.1 | 0.1 | 0 | 0.1 | 0 | 0 | 0.1 | 0 | 0 | 0 | 0 | 0 | 0 | 0.1 | 0 |  | 0.8 | 0.8 | 0.8 | 1.1102e-16 |  | 0 | 0 | 0 | 0 | 0
1965-01-25 | 1965 | 1 | 25 | 0 | 0 | 0 | 0 | 0 | 0 | 0 | 0 | 0 | 0 | 0 | 0 | 0 | 0 | 0 | 0 | 0 | 0 | 0 | 0 | 0 | 0 | 0 | 0 |  | 0 | 0 | 0 | 0 |  | 0 | 0 | 0 | 0 | 0
1965-01-26 | 1965 | 1 | 26 | 0 | 0 | 0 | 0 | 0 | 0 | 0 | 0 | 0 | 0 | 0 | 0 | 0 | 0 | 0 | 0 | 0 | 0 | 0 | 0 | 0 | 0 | 0 | 0 |  | 0 | 0 | 0 | 0 |  | 0 | 0 | 0 | 0 | 0
1965-01-27 | 1965 | 1 | 27 | 0 | 0 | 0 | 0 | 0 | 0 | 0 | 0 | 0 | 0 | 0 | 0 | 0 | 0 | 0 | 0 | 0 | 0 | 0 | 0 | 0 | 0 | 0 | 0 |  | 0 | 0 | 0 | 0 |  | 0 | 0 | 0 | 0 | 0
1965-01-28 | 1965 | 1 | 28 | 0 | 0 | 0 | 0 | 0 | 0 | 0 | 0 | 0 | 0 | 0 | 0 | 0 | 0 | 0 | 0 | 0 | 0 | 0 | 0 | 0 | 0 | 0 | 0 |  | 0 | 0 | 0 | 0 |  | 0 | 0 | 0 | 0 | 0
1965-01-29 | 1965 | 1 | 29 | 0 | 0 | 0.1 | 0.1 | 0.1 | 0.1 | 0.2 | 0.1 | 0.1 | 0.1 | 0.1 | 0 | 0 | 0 | 0 | 0 | 0 | 0 | 0 | 0 | 0 | 0 | 0 | 0 |  | 1 | 1 | 1 | 0 |  | 0 | 0 | 0 | 0 | 0
1965-01-30 | 1965 | 1 | 30 | 0 | 0 | 0 | 0 | 0 | 0 | 0 | 0 | 0 | 0 | 0.1 | 0 | 0 | 0 | 0 | 0 | 0 | 0 | 0 | 0 | 0 | 0.1 | 0 | 0.1 |  | 0.3 | 0.3 | 0.3 | 5.5511e-17 |  | 0 | 0 | 0 | 0 | 0
1965-01-31 | 1965 | 1 | 31 | 0 | 0.1 | 0 | 0.1 | 0 | 0.1 | 0 | 0 | 0.1 | 0 | 0.1 | 0 | 0 | 0.1 | 0 | 0.1 | 0 | 0 | 0.1 | 0 | 0.1 | 0 | 0.1 | 0 |  | 1 | 1 | 1 | 1.1102e-16 |  | 0 | 0 | 0 | 0 | 0
1965-02-01 | 1965 | 2 | 1 | 0 | 0 | 0 | 0 | 0 | 0 | 0 | 0 | 0 | 0 | 0 | 0 | 0 | 0 | 0 | 0 | 0 | 0 | 0 | 0 | 0 | 0 | 0 | 0 |  | 0 | 0 | 0 | 0 |  | 0 | 0 | 0 | 0 | 0
1965-02-02 | 1965 | 2 | 2 | 0 | 0 | 0 | 0 | 0 | 0 | 0 | 0 | 0 | 0 | 0 | 0 | 0 | 0 | 0 | 0 | 0 | 0 | 0 | 0 | 0 | 0 | 0 | 0 |  | 0 | 0 | 0 | 0 |  | 0 | 0 | 0 | 0 | 0
1965-02-03 | 1965 | 2 | 3 | 0 | 0 | 0 | 0 | 0 | 0 | 0 | 0 | 0 | 0 | 0 | 0 | 0 | 0 | 0 | 0 | 0 | 0 | 0 | 0 | 0 | 0 | 0 | 0 |  | 0 | 0 | 0 | 0 |  | 0 | 0 | 0 | 0 | 0
1965-02-04 | 1965 | 2 | 4 | 0 | 0 | 0 | 0 | 0 | 0 | 0 | 0 | 0 | 0 | 0 | 0 | 0 | 0 | 0 | 0 | 0 | 0 | 0 | 0 | 0 | 0 | 0 | 0 |  | 0 | 0 | 0 | 0 |  | 0 | 0 | 0 | 0 | 0
1965-02-05 | 1965 | 2 | 5 | 0 | 0 | 0 | 0 | 0 | 0 | 0 | 0 | 0 | 0 | 0 | 0 | 0 | 0 | 0 | 0.1 | 0 | 0 | 0.1 | 0 | 0 | 0 | 0.1 | 0 |  | 0.3 | 0.3 | 0.3 | 5.5511e-17 |  | 0 | 0 | 0 | 0 | 0
1965-02-06 | 1965 | 2 | 6 | 0 | 0 | 0 | 0.1 | 0.2 | 0.1 | 0.1 | 0.2 | 0.1 | 0 | 0 | 0 | 0 | 0 | 0 | 0 | 0 | 0 | 0 | 0 | 0 | 0 | 0 | 0 |  | 0.8 | 0.8 | 0.8 | 1.1102e-16 |  | 0 | 0 | 0 | 0 | 0
1965-02-07 | 1965 | 2 | 7 | 0 | 0 | 0 | 0 | 0 | 0 | 0 | 0 | 0 | 0 | 0 | 0 | 0 | 0 | 0 | 0 | 0 | 0 | 0 | 0 | 0 | 0 | 0 | 0 |  | 0 | 0 | 0 | 0 |  | 0 | 0 | 0 | 0 | 0
1965-02-08 | 1965 | 2 | 8 | 0 | 0 | 0 | 0 | 0 | 0 | 0 | 0 | 0 | 0 | 0 | 0 | 0 | 0 | 0 | 0 | 0 | 0 | 0.1 | 0.1 | 0.1 | 0 | 0 | 0 |  | 0.3 | 0.3 | 0.3 | 5.5511e-17 |  | 0 | 0 | 0 | 0 | 0
1965-02-09 | 1965 | 2 | 9 | 0 | 0 | 0 | 0.1 | 0 | 0 | 0 | 0 | 0 | 0 | 0 | 0 | 0 | 0 | 0 | 0 | 0 | 0 | 0 | 0 | 0.1 | 0 | 0.1 | 0 |  | 0.3 | 0.3 | 0.3 | 5.5511e-17 |  | 0 | 0 | 0 | 0 | 0
1965-02-10 | 1965 | 2 | 10 | 0 | 0 | 0 | 0 | 0 | 0 | 0 | 0 | 0 | 0 | 0 | 0 | 0 | 0 | 0 | 0 | 0 | 0 | 0 | 0 | 0 | 0 | 0 | 0 |  | 0 | 0 | 0 | 0 |  | 0 | 0 | 0 | 0 | 0
1965-02-11 | 1965 | 2 | 11 | 0 | 0 | 0 | 0 | 0 | 0 | 0 | 0 | 0 | 0 | 0 | 0 | 0 | 0 | 0 | 0.2 | 0 | 0 | 0.1 | 0 | 0 | 0 | 0 | 0 |  | 0.3 | 0.3 | 0.3 | 5.5511e-17 |  | 0 | 0 | 0 | 0 | 0
1965-02-12 | 1965 | 2 | 12 | 0 | 0 | 0 | 0 | 0 | 0 | 0 | 0 | 0 | 0 | 0 | 0 | 0 | 0 | 0 | 0 | 0 | 0 | 0 | 0 | 0 | 0 | 0 | 0 |  | 0 | 0 | 0 | 0 |  | 0 | 0 | 0 | 0 | 0
1965-02-13 | 1965 | 2 | 13 | 0 | 0 | 0 | 0 | 0 | 0 | 0 | 0 | 0 | 0 | 0 | 0 | 0 | 0 | 0 | 0 | 0.3 | 0.2 | 0.3 | 0.2 | 0.3 | 0.2 | 0.3 | 0.2 |  | 2 | 2 | 2 | 0 |  | 0 | 0 | 0 | 0 | 0
1965-02-14 | 1965 | 2 | 14 | 0.1 | 0 | 0 | 0 | 0 | 0 | 0 | 0 | 0 | 0 | 0 | 0 | 0 | 0 | 0 | 0 | 0 | 0.1 | 0 | 0 | 0 | 0 | 0.1 | 0 |  | 0.3 | 0.3 | 0.3 | 5.5511e-17 |  | 0 | 0 | 0 | 0 | 0
1965-02-15 | 1965 | 2 | 15 | 0 | 0 | 0 | 0 | 0 | 0 | 0 | 0 | 0 | 0 | 0 | 0 | 0 | 0 | 0 | 0 | 0 | 0 | 0 | 0 | 0 | 0 | 0 | 0 |  | 0 | 0 | 0 | 0 |  | 0 | 0 | 0 | 0 | 0
1965-02-16 | 1965 | 2 | 16 | 0 | 0 | 0 | 0 | 0 | 0 | 0 | 0 | 0 | 0 | 0 | 0 | 0 | 0 | 0 | 0 | 0 | 0 | 0 | 0 | 0 | 0 | 0 | 0 |  | 0 | 0 | 0 | 0 |  | 0 | 0 | 0 | 0 | 0
1965-02-17 | 1965 | 2 | 17 | 0 | 0 | 0 | 0 | 0 | 0 | 0 | 0 | 0 | 0 | 0 | 0 | 0 | 0 | 0 | 0 | 0 | 0 | 0 | 0 | 0 | 0 | 0 | 0 |  | 0 | 0 | 0 | 0 |  | 0 | 0 | 0 | 0 | 0
1965-02-18 | 1965 | 2 | 18 | 0 | 0 | 0 | 0 | 0 | 0 | 0 | 0 | 0 | 0 | 0 | 0 | 0 | 0 | 0 | 0 | 0 | 0 | 0 | 0 | 0 | 0 | 0 | 0 |  | 0 | 0 | 0 | 0 |  | 0 | 0 | 0 | 0 | 0
1965-02-19 | 1965 | 2 | 19 | 0 | 0 | 0 | 0 | 0 | 0 | 0 | 0 | 0 | 0 | 0 | 0 | 0 | 0 | 0 | 0 | 0 | 0 | 0 | 0 | 0.1 | 0.2 | 0.1 | 0.1 |  | 0.5 | 0.5 | 0.5 | 0 |  | 0 | 0 | 0 | 0 | 0
1965-02-20 | 1965 | 2 | 20 | 0 | 0.1 | 0 | 0 | 0 | 0 | 0 | 0 | 0 | 0.1 | 0 | 0 | 0.1 | 0 | 0 | 0 | 0 | 0 | 0 | 0 | 0 | 0 | 0 | 0 |  | 0.3 | 0.3 | 0.3 | 5.5511e-17 |  | 0 | 0 | 0 | 0 | 0
1965-02-21 | 1965 | 2 | 21 | 0 | 0 | 0 | 0 | 0 | 0 | 0 | 0 | 0 | 0 | 0 | 0.3 | 0.3 | 0.3 | 0.3 | 0.3 | 0.3 | 0.2 | 0.3 | 0.3 | 0.3 | 0.3 | 0.3 | 0.3 |  | 3.8 | 3.8 | 3.8 | 8.8818e-16 |  | 0 | 0 | 0 | 0 | 0
1965-02-22 | 1965 | 2 | 22 | 0.1 | 0.1 | 0.1 | 0 | 0.1 | 0.1 | 0.1 | 0.1 | 0.1 | 0 | 0.1 | 0.1 | 0 | 0 | 0 | 0 | 0 | 0 | 0 | 0 | 0 | 0 | 0 | 0 |  | 1 | 1 | 1 | 1.1102e-16 |  | 0 | 0 | 0 | 0 | 0
1965-02-23 | 1965 | 2 | 23 | 0 | 0 | 0 | 0 | 0 | 0 | 0 | 0 | 0 | 0 | 0 | 0 | 0 | 0 | 0 | 0 | 0 | 0 | 0 | 0 | 0 | 0 | 0 | 0 |  | 0 | 0 | 0 | 0 |  | 0 | 0 | 0 | 0 | 0
1965-02-24 | 1965 | 2 | 24 | 0 | 0 | 0 | 0 | 0 | 0 | 0 | 0 | 0 | 0 | 0 | 0 | 0 | 0 | 0 | 0 | 0 | 0 | 0 | 0 | 0 | 0 | 0 | 0 |  | 0 | 0 | 0 | 0 |  | 0 | 0 | 0 | 0 | 0
1965-02-25 | 1965 | 2 | 25 | 0 | 0 | 0 | 0 | 0 | 0 | 0 | 0 | 0 | 0 | 0 | 0 | 0 | 0 | 0 | 0 | 0 | 0 | 0 | 0 | 0 | 0 | 0 | 0 |  | 0 | 0 | 0 | 0 |  | 0 | 0 | 0 | 0 | 0
1965-02-26 | 1965 | 2 | 26 | 0 | 0 | 0 | 0 | 0 | 0 | 0 | 0 | 0 | 0 | 0 | 0 | 0 | 0 | 0 | 0 | 0 | 0 | 0 | 0 | 0 | 0 | 0 | 0 |  | 0 | 0 | 0 | 0 |  | 0 | 0 | 0 | 0 | 0
1965-02-27 | 1965 | 2 | 27 | 0.2 | 0.3 | 0.2 | 0.3 | 0.2 | 0.3 | 0.2 | 0.2 | 0.3 | 0.2 | 0.3 | 0.2 | 0.2 | 0.3 | 0.2 | 0.3 | 0.2 | 0.2 | 0.3 | 0.2 | 0.3 | 0.2 | 0.3 | 0.2 |  | 5.8 | 5.8 | 5.8 | 0 |  | 0 | 0 | 0 | 0 | 0
1965-02-28 | 1965 | 2 | 28 | 0 | 0.1 | 0 | 0.1 | 0 | 0.1 | 0 | 0.1 | 0 | 0.1 | 0 | 0 | 0 | 0 | 0 | 0 | 0 | 0 | 0 | 0 | 0 | 0 | 0 | 0 |  | 0.5 | 0.5 | 0.5 | 0 |  | 0 | 0 | 0 | 0 | 0
1965-03-01 | 1965 | 3 | 1 | 0 | 0 | 0 | 0 | 0 | 0 | 0 | 0 | 0 | 0 | 0 | 0 | 0 | 0 | 0 | 0 | 0 | 0 | 0 | 0 | 0 | 0 | 0 | 0 |  | 0 | 0 | 0 | 0 |  | 0 | 0 | 0 | 0 | 0
1965-03-02 | 1965 | 3 | 2 | 0 | 0 | 0 | 0 | 0 | 0 | 0 | 0 | 0 | 0 | 0 | 0 | 0 | 0 | 0 | 0 | 0 | 0 | 0 | 0 | 0 | 0 | 0 | 0 |  | 0 | 0 | 0 | 0 |  | 0 | 0 | 0 | 0 | 0
1965-03-03 | 1965 | 3 | 3 | 0 | 0 | 0 | 0 | 0 | 0 | 0 | 0 | 0 | 0 | 0 | 0 | 0 | 0 | 0 | 0 | 0 | 0 | 0 | 0 | 0 | 0 | 0 | 0 |  | 0 | 0 | 0 | 0 |  | 0 | 0 | 0 | 0 | 0
1965-03-04 | 1965 | 3 | 4 | 0 | 0 | 0 | 0 | 0 | 0 | 0 | 0 | 0 | 0 | 0 | 0 | 0 | 0 | 0 | 0 | 0 | 0 | 0 | 0 | 0 | 0 | 0 | 0 |  | 0 | 0 | 0 | 0 |  | 0 | 0 | 0 | 0 | 0
1965-03-05 | 1965 | 3 | 5 | 0 | 0 | 0 | 0 | 0 | 0 | 0 | 0 | 0 | 0 | 0 | 0 | 0 | 0 | 0 | 0 | 0 | 0 | 0 | 0 | 0 | 0 | 0 | 0 |  | 0 | 0 | 0 | 0 |  | 0 | 0 | 0 | 0 | 0
1965-03-06 | 1965 | 3 | 6 | 0 | 0 | 0 | 0 | 0 | 0 | 0 | 0 | 0 | 0 | 0 | 0 | 0 | 0 | 0 | 0 | 0 | 0 | 0 | 0 | 0 | 0 | 0 | 0 |  | 0 | 0 | 0 | 0 |  | 0 | 0 | 0 | 0 | 0
1965-03-07 | 1965 | 3 | 7 | 0 | 0 | 0 | 0 | 0 | 0 | 0 | 0 | 0 | 0 | 0 | 0 | 0 | 0 | 0 | 0 | 0 | 0 | 0 | 0 | 0 | 0 | 0 | 0 |  | 0 | 0 | 0 | 0 |  | 0 | 0 | 0 | 0 | 0
1965-03-08 | 1965 | 3 | 8 | 0 | 0 | 0 | 0 | 0 | 0 | 0 | 0 | 0 | 0 | 0 | 0 | 0 | 0 | 0 | 0 | 0 | 0 | 0 | 0 | 0 | 0 | 0 | 0 |  | 0 | 0 | 0 | 0 |  | 0 | 0 | 0 | 0 | 0
1965-03-09 | 1965 | 3 | 9 | 0 | 0 | 0 | 0 | 0 | 0 | 0 | 0 | 0.1 | 0.1 | 0.1 | 0 | 0.2 | 0.1 | 0.1 | 0.1 | 0 | 0 | 0 | 0 | 0 | 0 | 0 | 0 |  | 0.8 | 0.8 | 0.8 | 1.1102e-16 |  | 0 | 0 | 0 | 0 | 0
1965-03-10 | 1965 | 3 | 10 | 0.1 | 0.1 | 0.1 | 0 | 0.1 | 0.1 | 0 | 0 | 0 | 0 | 0 | 0 | 0 | 0 | 0 | 0 | 0 | 0 | 0 | 0 | 0 | 0 | 0 | 0 |  | 0.5 | 0.5 | 0.5 | 0 |  | 0 | 0 | 0 | 0 | 0
1965-03-11 | 1965 | 3 | 11 | 0.1 | 0 | 0 | 0 | 0 | 0 | 0 | 0 | 0 | 0 | 0 | 0 | 0 | 0.2 | 0.1 | 0.1 | 0.1 | 0.2 | 0.1 | 0.1 | 0.1 | 0.2 | 0.1 | 0.1 |  | 1.5 | 1.5 | 1.5 | 2.2204e-16 |  | 0 | 0 | 0 | 0 | 0
1965-03-12 | 1965 | 3 | 12 | 0 | 0.1 | 0 | 0.1 | 0 | 0 | 0 | 0.1 | 0 | 0 | 0 | 0 | 0 | 0 | 0 | 0 | 0 | 0 | 0 | 0 | 0 | 0 | 0 | 0 |  | 0.3 | 0.3 | 0.3 | 5.5511e-17 |  | 0 | 0 | 0 | 0 | 0
1965-03-13 | 1965 | 3 | 13 | 0 | 0 | 0 | 0 | 0 | 0 | 0 | 0 | 0 | 0 | 0 | 0 | 0 | 0 | 0 | 0 | 0 | 0 | 0 | 0 | 0 | 0 | 0 | 0 |  | 0 | 0 | 0 | 0 |  | 0 | 0 | 0 | 0 | 0
1965-03-14 | 1965 | 3 | 14 | 0 | 0 | 0 | 0 | 0.1 | 0.1 | 0.1 | 0.2 | 0.1 | 0.1 | 0.1 | 0.1 | 0.1 | 0.1 | 0 | 0 | 0 | 0 | 0.1 | 0.2 | 0.1 | 0.1 | 0.1 | 0.1 |  | 1.8 | 1.8 | 1.8 | 2.2204e-16 |  | 0 | 0 | 0 | 0 | 0
1965-03-15 | 1965 | 3 | 15 | 0.2 | 0.2 | 0.2 | 0.2 | 0.2 | 0.2 | 0.1 | 0.2 | 0.4 | 0.2 | 0.2 | 0.2 | 0.2 | 0.2 | 0.2 | 0.2 | 0.2 | 0.1 | 0.2 | 0.2 | 0.2 | 0.2 | 0.2 | 0.2 |  | 4.8 | 4.8 | 4.8 | 2.6645e-15 |  | 0 | 0 | 0 | 0 | 0
1965-03-16 | 1965 | 3 | 16 | 0.1 | 0.1 | 0.1 | 0.1 | 0.1 | 0.1 | 0.1 | 0.1 | 0.1 | 0.1 | 0.1 | 0.1 | 0.1 | 0 | 0 | 0 | 0 | 0 | 0 | 0 | 0 | 0 | 0 | 0 |  | 1.3 | 1.3 | 1.3 | 0 |  | 0 | 0 | 0 | 0 | 0
1965-03-17 | 1965 | 3 | 17 | 0 | 0 | 0 | 0 | 0 | 0 | 0 | 0 | 0 | 0 | 0 | 0 | 0 | 0 | 0 | 0 | 0 | 0 | 0 | 0 | 0 | 0 | 0 | 0 |  | 0 | 0 | 0 | 0 |  | 0 | 0 | 0 | 0 | 0
1965-03-18 | 1965 | 3 | 18 | 0 | 0 | 0 | 0 | 0 | 0 | 0 | 0 | 0 | 0 | 0 | 0 | 0 | 0 | 0 | 0 | 0 | 0 | 0 | 0 | 0 | 0 | 0 | 0 |  | 0 | 0 | 0 | 0 |  | 0 | 0 | 0 | 0 | 0
1965-03-19 | 1965 | 3 | 19 | 0 | 0 | 0 | 0 | 0 | 0 | 0 | 0 | 0 | 0 | 0 | 0 | 0 | 0 | 0 | 0 | 0 | 0 | 0 | 0 | 0 | 0 | 0 | 0 |  | 0 | 0 | 0 | 0 |  | 0 | 0 | 0 | 0 | 0
1965-03-20 | 1965 | 3 | 20 | 0 | 0 | 0 | 0 | 0 | 0 | 0 | 0 | 0 | 0 | 0 | 0 | 0 | 0 | 0 | 0 | 0 | 0 | 0 | 0 | 0 | 0 | 0 | 0 |  | 0 | 0 | 0 | 0 |  | 0 | 0 | 0 | 0 | 0
1965-03-21 | 1965 | 3 | 21 | 0 | 0 | 0 | 0 | 0 | 0 | 0 | 0 | 0 | 0.1 | 0 | 0 | 0 | 0 | 0 | 0.1 | 0 | 0 | 0 | 0 | 0 | 0.1 | 0 | 0 |  | 0.3 | 0.3 | 0.3 | 5.5511e-17 |  | 0 | 0 | 0 | 0 | 0
1965-03-22 | 1965 | 3 | 22 | 0 | 0.1 | 0 | 0 | 0 | 0 | 0 | 0.1 | 0 | 0 | 0.1 | 0 | 0 | 0 | 0 | 0 | 0 | 0.1 | 0 | 0 | 0 | 0 | 0.1 | 0 |  | 0.5 | 0.5 | 0.5 | 0 |  | 0 | 0 | 0 | 0 | 0
1965-03-23 | 1965 | 3 | 23 | 0 | 0 | 0 | 0 | 0 | 0 | 0 | 0 | 0 | 0 | 0 | 0 | 0 | 0 | 0 | 0 | 0 | 0 | 0 | 0 | 0 | 0 | 0 | 0 |  | 0 | 0 | 0 | 0 |  | 0 | 0 | 0 | 0 | 0
1965-03-24 | 1965 | 3 | 24 | 0 | 0 | 0 | 0 | 0 | 0 | 0 | 0 | 0 | 0 | 0 | 0 | 0 | 0 | 0 | 0 | 0 | 0 | 0 | 0 | 0 | 0 | 0 | 0 |  | 0 | 0 | 0 | 0 |  | 0 | 0 | 0 | 0 | 0
1965-03-25 | 1965 | 3 | 25 | 0 | 0 | 0 | 0 | 0 | 0 | 0 | 0 | 0 | 0 | 0 | 0 | 0 | 0 | 0 | 0 | 0 | 0 | 0 | 0 | 0 | 0 | 0 | 0 |  | 0 | 0 | 0 | 0 |  | 0 | 0 | 0 | 0 | 0
1965-03-26 | 1965 | 3 | 26 | 0.1 | 0 | 0.1 | 0 | 0.1 | 0 | 0.1 | 0 | 0.1 | 0 | 0.1 | 0.1 | 0 | 0.1 | 0 | 0.1 | 0 | 0.1 | 0 | 0.1 | 0 | 0.1 | 0 | 0.1 |  | 1.3 | 1.3 | 1.3 | 0 |  | 0 | 0 | 0 | 0 | 0
1965-03-27 | 1965 | 3 | 27 | 0.1 | 0.1 | 0 | 0.1 | 0.1 | 0.1 | 0.1 | 0.1 | 0 | 0.1 | 0.1 | 0.1 | 0.1 | 0 | 0.1 | 0 | 0 | 0.1 | 0.1 | 0.1 | 0.1 | 0 | 0.1 | 0.1 |  | 1.8 | 1.8 | 1.8 | 4.4409e-16 |  | 0 | 0 | 0 | 0 | 0
1965-03-28 | 1965 | 3 | 28 | 0.1 | 0 | 0.1 | 0.1 | 0 | 0.1 | 0.1 | 0 | 0.1 | 0 | 0.1 | 0.1 | 0 | 0.1 | 0.1 | 0 | 0.1 | 0.1 | 0 | 0 | 0 | 0 | 0 | 0.1 |  | 1.3 | 1.3 | 1.3 | 0 |  | 0 | 0 | 0 | 0 | 0
1965-03-29 | 1965 | 3 | 29 | 0 | 0 | 0 | 0 | 0 | 0 | 0 | 0 | 0 | 0 | 0 | 0 | 0 | 0 | 0 | 0 | 0 | 0 | 0 | 0 | 0 | 0 | 0 | 0 |  | 0 | 0 | 0 | 0 |  | 0 | 0 | 0 | 0 | 0
1965-03-30 | 1965 | 3 | 30 | 0 | 0 | 0 | 0 | 0 | 0 | 0 | 0 | 0 | 0 | 0 | 0 | 0 | 0 | 0 | 0 | 0 | 0 | 0 | 0 | 0 | 0 | 0 | 0 |  | 0 | 0 | 0 | 0 |  | 0 | 0 | 0 | 0 | 0
1965-03-31 | 1965 | 3 | 31 | 0 | 0 | 0 | 0 | 0 | 0 | 0 | 0 | 0 | 0 | 0 | 0 | 0 | 0 | 0 | 0 | 0 | 0 | 0 | 0 | 0 | 0 | 0 | 0 |  | 0 | 0 | 0 | 0 |  | 0 | 0 | 0 | 0 | 0
1965-04-01 | 1965 | 4 | 1 | 0 | 0 | 0 | 0 | 0 | 0 | 0 | 0 | 0 | 0 | 0 | 0 | 0 | 0 | 0 | 0 | 0 | 0 | 0 | 0 | 0 | 0 | 0 | 0 |  | 0 | 0 | 0 | 0 |  | 0 | 0 | 0 | 0 | 0
1965-04-02 | 1965 | 4 | 2 | 0 | 0 | 0 | 0 | 0 | 0 | 0 | 0 | 0 | 0 | 0 | 0 | 0 | 0 | 0 | 0 | 0 | 0 | 0 | 0 | 0 | 0 | 0 | 0 |  | 0 | 0 | 0 | 0 |  | 0 | 0 | 0 | 0 | 0
1965-04-03 | 1965 | 4 | 3 | 0 | 0 | 0 | 0 | 0 | 0 | 0 | 0 | 0 | 0 | 0 | 0 | 0 | 0 | 0 | 0 | 0 | 0 | 0 | 0 | 0 | 0 | 0 | 0 |  | 0 | 0 | 0 | 0 |  | 0 | 0 | 0 | 0 | 0
1965-04-04 | 1965 | 4 | 4 | 0 | 0 | 0 | 0 | 0 | 0 | 0 | 0 | 0 | 0 | 0 | 0 | 0 | 0 | 0 | 0 | 0 | 0 | 0 | 0 | 0 | 0 | 0 | 0 |  | 0 | 0 | 0 | 0 |  | 0 | 0 | 0 | 0 | 0
1965-04-05 | 1965 | 4 | 5 | 0 | 0 | 0 | 0 | 0 | 0 | 0 | 0 | 0 | 0 | 0 | 0 | 0 | 0 | 0 | 0 | 0 | 0 | 0 | 0 | 0 | 0 | 0 | 0 |  | 0 | 0 | 0 | 0 |  | 0 | 0 | 0 | 0 | 0
1965-04-06 | 1965 | 4 | 6 | 0 | 0 | 0 | 0 | 0 | 0 | 0 | 0 | 0 | 0 | 0 | 0 | 0 | 0 | 0 | 0 | 0 | 0 | 0 | 0 | 0 | 0 | 0 | 0 |  | 0 | 0 | 0 | 0 |  | 0 | 0 | 0 | 0 | 0
1965-04-07 | 1965 | 4 | 7 | 0 | 0 | 0 | 0 | 0 | 0 | 0 | 0 | 0 | 0 | 0 | 0 | 0 | 0 | 0 | 0 | 0 | 0 | 0 | 0 | 0 | 0 | 0 | 0 |  | 0 | 0 | 0 | 0 |  | 0 | 0 | 0 | 0 | 0
1965-04-08 | 1965 | 4 | 8 | 0 | 0 | 0 | 0 | 0 | 0 | 0 | 0 | 0 | 0 | 0 | 0 | 0 | 0 | 0 | 0 | 0 | 0 | 0 | 0 | 0 | 0 | 0 | 0 |  | 0 | 0 | 0 | 0 |  | 0 | 0 | 0 | 0 | 0
1965-04-09 | 1965 | 4 | 9 | 0 | 0 | 0 | 0 | 0 | 0 | 0 | 0 | 0 | 0 | 0 | 0 | 0 | 0 | 0 | 0 | 0 | 0 | 0 | 0.3 | 0.2 | 0 | 0.3 | 0.2 |  | 1 | 1 | 1 | 0 |  | 0 | 0 | 0 | 0 | 0
1965-04-10 | 1965 | 4 | 10 | 0.2 | 0.2 | 0.2 | 0.3 | 0.2 | 0.2 | 0.2 | 0.2 | 0.2 | 0.2 | 0.2 | 0.3 | 0.2 | 0.2 | 0.2 | 0.2 | 0.2 | 0.2 | 0.2 | 0.2 | 0.3 | 0.2 | 0.2 | 0.2 |  | 5.1 | 5.1 | 5.1 | 1.7764e-15 |  | 0 | 0 | 0 | 0 | 0
1965-04-11 | 1965 | 4 | 11 | 0.1 | 0.1 | 0.1 | 0.1 | 0.1 | 0 | 0 | 0 | 0 | 0 | 0 | 0 | 0 | 0 | 0 | 0 | 0 | 0 | 0 | 0 | 0 | 0 | 0 | 0 |  | 0.5 | 0.5 | 0.5 | 0 |  | 0 | 0 | 0 | 0 | 0
1965-04-12 | 1965 | 4 | 12 | 0 | 0 | 0 | 0 | 0 | 0 | 0 | 0 | 0 | 0 | 0 | 0 | 0 | 0 | 0 | 0 | 0 | 0 | 0 | 0 | 0 | 0 | 0 | 0 |  | 0 | 0 | 0 | 0 |  | 0 | 0 | 0 | 0 | 0
1965-04-13 | 1965 | 4 | 13 | 0 | 0 | 0 | 0 | 0 | 0 | 0 | 0 | 0 | 0 | 0 | 0 | 0 | 0 | 0 | 0 | 0 | 0 | 0 | 0 | 0 | 0 | 0 | 0 |  | 0 | 0 | 0 | 0 |  | 0 | 0 | 0 | 0 | 0
1965-04-14 | 1965 | 4 | 14 | 0.1 | 0 | 0.1 | 0.1 | 0 | 0.1 | 0.1 | 0 | 0.1 | 0 | 0.1 | 0 | 0 | 0 | 0 | 0 | 0 | 0 | 0 | 0 | 0.1 | 0.1 | 0 | 0.1 |  | 1 | 1 | 1 | 1.1102e-16 |  | 0 | 0 | 0 | 0 | 0
1965-04-15 | 1965 | 4 | 15 | 0.2 | 0.3 | 0.2 | 0.2 | 0.2 | 0.3 | 0.2 | 0.2 | 0.2 | 0.3 | 0.2 | 0.2 | 0.2 | 0.3 | 0 | 0 | 0 | 0 | 0 | 0 | 0 | 0 | 0.2 | 0.2 |  | 3.6 | 3.6 | 3.6 | 4.4409e-16 |  | 0 | 0 | 0 | 0 | 0
1965-04-16 | 1965 | 4 | 16 | 0 | 0 | 0 | 0 | 0 | 0 | 0 | 0 | 0 | 0 | 0 | 0 | 0 | 0 | 0 | 0 | 0 | 0 | 0 | 0 | 0 | 0 | 0 | 0 |  | 0 | 0 | 0 | 0 |  | 0 | 0 | 0 | 0 | 0
1965-04-17 | 1965 | 4 | 17 | 0 | 0 | 0 | 0 | 0 | 0 | 0 | 0 | 0 | 0 | 0 | 0 | 0 | 0 | 0 | 0.1 | 0 | 0 | 0.1 | 0 | 0 | 0 | 0.1 | 0 |  | 0.3 | 0.3 | 0.3 | 5.5511e-17 |  | 0 | 0 | 0 | 0 | 0
1965-04-18 | 1965 | 4 | 18 | 0 | 0 | 0 | 0 | 0 | 0 | 0 | 0 | 0 | 0 | 0 | 0 | 0 | 0 | 0 | 0 | 0 | 0 | 0 | 0 | 0 | 0 | 0 | 0 |  | 0 | 0 | 0 | 0 |  | 0 | 0 | 0 | 0 | 0
1965-04-19 | 1965 | 4 | 19 | 0 | 0 | 0 | 0 | 0 | 0 | 0 | 0 | 0 | 0 | 0 | 0 | 0 | 0 | 0 | 0 | 0 | 0 | 0 | 0 | 0 | 0 | 0 | 0 |  | 0 | 0 | 0 | 0 |  | 0 | 0 | 0 | 0 | 0
1965-04-20 | 1965 | 4 | 20 | 0 | 0.1 | 0 | 0 | 0.1 | 0 | 0 | 0.1 | 0 | 0 | 0.1 | 0 | 0 | 0.1 | 0 | 0 | 0.1 | 0 | 0 | 0.1 | 0 | 0 | 0.1 | 0 |  | 0.8 | 0.8 | 0.8 | 1.1102e-16 |  | 0 | 0 | 0 | 0 | 0
1965-04-21 | 1965 | 4 | 21 | 0 | 0 | 0 | 0 | 0 | 0 | 0 | 0 | 0 | 0 | 0 | 0 | 0 | 0 | 0.1 | 0.1 | 0 | 0 | 0 | 0 | 0 | 0 | 0 | 0.1 |  | 0.3 | 0.3 | 0.3 | 5.5511e-17 |  | 0 | 0 | 0 | 0 | 0
1965-04-22 | 1965 | 4 | 22 | 0 | 0 | 0 | 0 | 0 | 0 | 0 | 0 | 0 | 0 | 0 | 0 | 0 | 0 | 0 | 0 | 0 | 0 | 0 | 0 | 0 | 0 | 0 | 0 |  | 0 | 0 | 0 | 0 |  | 0 | 0 | 0 | 0 | 0
1965-04-23 | 1965 | 4 | 23 | 0 | 0 | 0 | 0 | 0 | 0 | 0 | 0 | 0 | 0 | 0 | 0 | 0 | 0 | 0 | 0 | 0 | 0 | 0 | 0 | 0 | 0 | 0 | 0 |  | 0 | 0 | 0 | 0 |  | 0 | 0 | 0 | 0 | 0
1965-04-24 | 1965 | 4 | 24 | 0 | 0 | 0 | 0 | 0 | 0 | 0 | 0 | 0 | 0 | 0 | 0 | 0 | 0 | 0 | 0 | 0 | 0 | 0 | 0 | 0 | 0 | 0 | 0 |  | 0 | 0 | 0 | 0 |  | 0 | 0 | 0 | 0 | 0
1965-04-25 | 1965 | 4 | 25 | 0 | 0 | 0 | 0 | 0 | 0 | 0 | 0 | 0 | 0 | 0 | 0 | 0 | 0 | 0 | 0 | 0 | 0 | 0 | 0 | 0 | 0 | 0 | 0 |  | 0 | 0 | 0 | 0 |  | 0 | 0 | 0 | 0 | 0
1965-04-26 | 1965 | 4 | 26 | 0 | 0 | 0 | 0 | 0 | 0 | 0 | 0 | 0 | 0 | 0 | 0 | 0 | 0 | 0 | 0 | 0 | 0 | 0 | 0 | 0 | 0 | 0 | 0 |  | 0 | 0 | 0 | 0 |  | 0 | 0 | 0 | 0 | 0
1965-04-27 | 1965 | 4 | 27 | 0 | 0 | 0 | 0 | 0 | 0 | 0 | 0 | 0 | 0 | 0 | 0 | 0 | 0 | 0 | 0 | 0 | 0 | 0 | 0 | 0 | 0 | 0 | 0 |  | 0 | 0 | 0 | 0 |  | 0 | 0 | 0 | 0 | 0
1965-04-28 | 1965 | 4 | 28 | 0 | 0 | 0 | 0 | 0 | 0 | 0 | 0 | 0 | 0 | 0 | 0 | 0 | 0 | 0 | 0 | 0 | 0 | 0 | 0 | 0 | 0 | 0 | 0 |  | 0 | 0 | 0 | 0 |  | 0 | 0 | 0 | 0 | 0
1965-04-29 | 1965 | 4 | 29 | 0 | 0 | 0 | 0 | 0 | 0 | 0 | 0 | 0 | 0 | 0 | 0 | 0 | 0 | 0 | 0 | 0 | 0 | 0 | 0 | 0 | 0 | 0 | 0 |  | 0 | 0 | 0 | 0 |  | 0 | 0 | 0 | 0 | 0
1965-04-30 | 1965 | 4 | 30 | 0 | 0 | 0 | 0 | 0 | 0 | 0 | 0 | 0 | 0 | 0 | 0 | 0 | 0 | 0 | 0 | 0 | 0 | 0 | 0 | 0 | 0 | 0 | 0 |  | 0 | 0 | 0 | 0 |  | 0 | 0 | 0 | 0 | 0
1965-05-01 | 1965 | 5 | 1 | 0 | 0 | 0 | 0.2 | 0 | 0 | 0 | 0 | 0 | 0 | 0 | 0 | 0.1 | 0.2 | 0.2 | 0 | 0 | 0 | 0 | 0 | 0.1 | 0 | 0.2 | 0 |  | 1 | 1 | 1 | 0 |  | 1 | 0 | 0 | 0 | 0
1965-05-02 | 1965 | 5 | 2 | 0 | 0 | 0 | 0 | 0 | 0 | 0 | 0 | 0 | 0 | 0 | 0 | 0 | 0 | 0 | 0 | 0 | 0 | 0 | 0 | 0 | 0 | 0 | 0 |  | 0 | 0 | 0 | 0 |  | 0 | 0 | 0 | 0 | 0
1965-05-03 | 1965 | 5 | 3 | 0 | 0 | 0 | 0 | 0 | 0 | 0 | 0 | 0 | 0 | 0 | 0 | 0 | 0 | 0 | 0 | 0 | 0 | 0 | 0 | 0 | 0 | 0 | 0 |  | 0 | 0 | 0 | 0 |  | 0 | 0 | 0 | 0 | 0
1965-05-04 | 1965 | 5 | 4 | 0 | 0 | 0 | 0 | 0 | 0 | 0 | 0 | 0 | 0 | 0 | 0 | 0 | 0 | 0 | 0 | 0 | 0 | 0 | 0 | 0 | 0 | 0 | 0 |  | 0 | 0 | 0 | 0 |  | 0 | 0 | 0 | 0 | 0
1965-05-05 | 1965 | 5 | 5 | 0 | 0 | 0 | 0 | 0 | 0 | 0 | 0 | 0 | 0 | 0 | 0 | 0 | 0 | 0 | 0 | 0 | 0 | 0 | 0 | 0 | 0 | 0 | 0 |  | 0 | 0 | 0 | 0 |  | 0 | 0 | 0 | 0 | 0
1965-05-06 | 1965 | 5 | 6 | 0 | 0 | 0 | 0 | 0 | 0 | 0 | 0 | 0 | 0 | 0 | 0 | 0 | 0 | 0 | 0 | 0 | 0 | 0 | 0 | 0 | 0 | 0 | 0 |  | 0 | 0 | 0 | 0 |  | 0 | 0 | 0 | 0 | 0
1965-05-07 | 1965 | 5 | 7 | 0 | 0 | 0 | 0 | 0 | 0 | 0 | 0 | 0 | 0 | 0 | 0 | 0 | 0 | 0 | 0 | 0 | 0 | 0 | 0 | 0 | 0 | 0 | 0 |  | 0 | 0 | 0 | 0 |  | 0 | 0 | 0 | 0 | 0
1965-05-08 | 1965 | 5 | 8 | 0 | 0 | 0 | 0 | 0 | 0 | 0 | 0 | 0 | 0 | 0 | 0 | 0 | 0 | 0 | 0 | 0 | 0 | 0 | 0 | 0 | 0 | 0 | 0 |  | 0 | 0 | 0 | 0 |  | 0 | 0 | 0 | 0 | 0
1965-05-09 | 1965 | 5 | 9 | 0 | 0 | 0 | 0 | 0 | 0 | 0 | 0 | 0 | 0 | 0 | 0 | 0 | 0 | 0 | 0 | 0 | 0 | 0 | 0 | 0 | 0 | 0 | 0 |  | 0 | 0 | 0 | 0 |  | 0 | 0 | 0 | 0 | 0
1965-05-10 | 1965 | 5 | 10 | 0 | 0 | 0 | 0 | 0 | 0 | 0 | 0 | 0 | 0 | 0 | 0 | 0 | 0 | 0 | 0 | 0 | 0 | 0 | 0 | 0 | 0 | 0 | 0 |  | 0 | 0 | 0 | 0 |  | 0 | 0 | 0 | 0 | 0
1965-05-11 | 1965 | 5 | 11 | 0 | 0 | 0 | 0 | 0 | 0 | 0 | 0 | 0 | 0 | 0 | 0 | 0 | 0 | 0 | 0 | 0 | 0 | 0 | 0 | 0 | 0 | 0 | 0 |  | 0 | 0 | 0 | 0 |  | 0 | 0 | 0 | 0 | 0
1965-05-12 | 1965 | 5 | 12 | 0 | 0 | 0 | 0 | 0 | 0 | 0 | 0 | 0 | 0 | 0 | 0 | 0 | 0 | 0 | 0 | 0 | 0 | 0 | 0 | 0 | 0 | 0 | 0 |  | 0 | 0 | 0 | 0 |  | 0 | 0 | 0 | 0 | 0
1965-05-13 | 1965 | 5 | 13 | 0 | 0 | 0 | 0 | 0 | 0 | 0 | 0 | 0 | 0 | 0 | 0 | 0 | 0 | 0 | 0 | 0 | 0 | 0 | 0 | 0 | 0 | 0 | 0 |  | 0 | 0 | 0 | 0 |  | 0 | 0 | 0 | 0 | 0
1965-05-14 | 1965 | 5 | 14 | 0 | 0 | 0 | 0 | 0 | 0 | 0 | 0 | 0 | 0 | 0 | 0 | 0 | 0.5 | 1 | 0 | 0 | 0 | 0 | 0 | 0 | 0 | 0 | 0 |  | 1.5 | 1.5 | 1.5 | 0 |  | 1.5 | 0 | 0 | 0 | 0
1965-05-15 | 1965 | 5 | 15 | 0 | 0 | 0 | 0 | 0 | 0 | 0 | 0 | 0 | 0 | 0 | 0 | 0 | 0 | 0 | 0 | 0 | 0 | 0 | 0 | 0 | 0 | 0 | 0 |  | 0 | 0 | 0 | 0 |  | 0 | 0 | 0 | 0 | 0
1965-05-16 | 1965 | 5 | 16 | 0 | 0 | 0 | 0 | 0 | 0 | 0 | 0 | 0 | 0 | 0 | 0 | 0 | 0 | 0 | 0 | 0 | 0 | 0 | 0 | 0 | 0 | 0 | 0 |  | 0 | 0 | 0 | 0 |  | 0 | 0 | 0 | 0 | 0
1965-05-17 | 1965 | 5 | 17 | 0 | 0 | 0 | 0 | 0 | 0 | 0 | 0 | 0 | 0 | 0 | 0 | 0 | 0 | 0 | 0 | 0 | 0 | 0 | 0 | 0 | 0 | 0 | 0 |  | 0 | 0 | 0 | 0 |  | 0 | 0 | 0 | 0 | 0
1965-05-18 | 1965 | 5 | 18 | 0 | 0 | 0 | 0 | 0 | 0 | 0 | 0 | 0 | 0 | 0 | 0 | 0 | 0 | 0 | 0 | 0 | 0 | 0 | 0 | 0 | 0 | 0 | 0 |  | 0 | 0 | 0 | 0 |  | 0 | 0 | 0 | 0 | 0
1965-05-19 | 1965 | 5 | 19 | 0 | 0 | 0 | 0 | 0 | 0 | 0 | 0 | 0 | 0 | 0 | 0 | 0 | 0 | 0 | 0 | 0 | 0 | 0 | 0 | 0 | 0 | 0 | 0 |  | 0 | 0 | 0 | 0 |  | 0 | 0 | 0 | 0 | 0
1965-05-20 | 1965 | 5 | 20 | 0 | 0 | 1 | 1 | 1.5 | 0 | 0.5 | 0.5 | 1.3 | 2 | 1 | 0.3 | 0 | 0 | 0 | 0 | 0 | 0 | 0 | 0 | 0 | 0 | 0 | 0 |  | 9.1 | 9.1 | 9.1 | 1.7764e-15 |  | 9.1 | 0 | 0 | 0 | 0
1965-05-21 | 1965 | 5 | 21 | 0 | 0 | 0 | 0 | 0 | 0 | 0 | 0 | 0 | 0 | 0 | 0 | 0 | 0 | 0 | 0 | 0 | 0 | 0 | 0 | 0 | 0 | 0 | 0 |  | 0 | 0 | 0 | 0 |  | 0 | 0 | 0 | 0 | 0
1965-05-22 | 1965 | 5 | 22 | 0 | 0 | 0 | 0 | 0 | 0 | 0 | 0 | 0 | 0 | 0 | 0 | 0 | 0 | 0 | 0 | 0 | 0 | 0 | 0 | 0 | 0 | 0 | 0 |  | 0 | 0 | 0 | 0 |  | 0 | 0 | 0 | 0 | 0
1965-05-23 | 1965 | 5 | 23 | 0 | 0 | 0 | 0 | 0 | 0 | 0.3 | 1 | 1.8 | 0.8 | 0.5 | 1 | 0.5 | 0 | 0 | 0 | 0 | 0 | 0 | 0 | 0.3 | 0 | 0.5 | 0.8 |  | 7.5 | 7.5 | 7.5 | 0 |  | 7.5 | 0 | 0 | 0 | 0
1965-05-24 | 1965 | 5 | 24 | 0.5 | 0 | 0.5 | 1.3 | 0 | 0.3 | 0 | 0 | 0 | 0 | 0 | 0 | 0 | 0 | 0.5 | 0.5 | 0 | 0 | 0 | 0 | 0 | 0.3 | 0.5 | 1 |  | 5.4 | 5.4 | 5.4 | 8.8818e-16 |  | 5.4 | 0 | 0 | 0 | 0
1965-05-25 | 1965 | 5 | 25 | 0.5 | 0.5 | 0.3 | 0.3 | 0.3 | 0 | 0.5 | 0 | 0 | 0 | 0 | 0 | 0 | 0 | 0 | 0 | 0 | 0 | 0 | 0 | 0 | 0 | 0 | 0 |  | 2.4 | 2.4 | 2.4 | 4.4409e-16 |  | 2.4 | 0 | 0 | 0 | 0
1965-05-26 | 1965 | 5 | 26 | 0 | 0 | 0 | 0 | 0 | 0 | 0 | 0 | 0 | 0 | 0 | 0 | 0 | 0 | 0 | 0 | 0 | 0 | 0 | 0 | 0 | 0 | 0 | 0 |  | 0 | 0 | 0 | 0 |  | 0 | 0 | 0 | 0 | 0
1965-05-27 | 1965 | 5 | 27 | 0 | 0 | 0 | 0 | 0 | 0 | 0 | 0 | 0 | 0 | 0 | 0 | 0 | 0 | 0 | 0 | 0 | 0 | 0 | 0 | 0 | 0 | 0 | 0 |  | 0 | 0 | 0 | 0 |  | 0 | 0 | 0 | 0 | 0
1965-05-28 | 1965 | 5 | 28 | 0 | 0 | 0 | 0 | 0 | 0 | 0 | 0 | 0 | 0 | 0 | 0 | 0 | 0 | 0 | 0 | 0 | 0 | 0 | 0 | 0 | 0 | 0 | 0 |  | 0 | 0 | 0 | 0 |  | 0 | 0 | 0 | 0 | 0
1965-05-29 | 1965 | 5 | 29 | 0 | 0 | 0 | 0 | 0 | 0 | 0 | 0 | 0 | 0 | 0 | 0 | 0 | 0 | 0 | 0 | 0 | 0 | 0 | 0 | 0 | 0 | 0 | 0 |  | 0 | 0 | 0 | 0 |  | 0 | 0 | 0 | 0 | 0
1965-05-30 | 1965 | 5 | 30 | 0 | 0 | 0 | 0 | 0 | 0.5 | 0 | 0 | 0 | 0 | 0 | 5.6 | 3.3 | 0 | 0.5 | 0 | 0 | 0.3 | 0 | 0 | 0 | 0 | 0 | 0 |  | 10.2 | 10.2 | 10.2 | 0 |  | 10.2 | 0 | 0 | 0 | 0
1965-05-31 | 1965 | 5 | 31 | 0 | 0.3 | 0.3 | 0 | 0.5 | 3.7 | 1.7 | 0.3 | 0.3 | 0.3 | 0 | 0 | 0 | 0 | 0 | 0 | 0 | 0 | 0 | 0 | 0 | 0 | 0 | 0 |  | 7.4 | 7.4 | 7.4 | 0 |  | 7.4 | 0 | 0 | 0 | 0
1965-06-01 | 1965 | 6 | 1 | 0 | 0 | 0 | 0 | 0 | 0 | 0 | 0 | 0 | 0 | 0 | 0 | 0 | 0 | 0 | 0 | 0 | 0 | 0 | 0 | 0 | 0 | 0 | 0 |  | 0 | 0 | 0 | 0 |  | 0 | 0 | 0 | 0 | 0
1965-06-02 | 1965 | 6 | 2 | 0 | 0 | 0 | 0 | 0 | 0 | 0 | 0 | 0 | 0 | 0 | 0 | 0 | 0 | 0 | 0 | 0 | 0 | 0 | 0 | 0 | 0 | 0 | 0 |  | 0 | 0 | 0 | 0 |  | 0 | 0 | 0 | 0 | 0
1965-06-03 | 1965 | 6 | 3 | 0 | 0.2 | 0 | 0 | 0 | 0 | 0 | 0 | 0 | 0 | 0 | 0.1 | 0.2 | 0.2 | 0.1 | 0.2 | 0 | 0 | 0 | 0 | 0 | 0 | 0 | 0 |  | 1 | 1 | 1 | 0 |  | 0 | 1 | 0 | 0 | 0
1965-06-04 | 1965 | 6 | 4 | 0 | 0 | 0 | 0 | 0 | 0 | 0 | 0 | 0 | 0 | 0 | 0 | 0 | 0 | 0 | 0 | 0 | 0 | 0 | 0 | 0 | 0 | 0 | 0 |  | 0 | 0 | 0 | 0 |  | 0 | 0 | 0 | 0 | 0
1965-06-05 | 1965 | 6 | 5 | 0 | 0 | 0 | 0 | 0 | 0 | 0 | 0 | 0 | 0 | 0 | 0 | 0 | 0 | 0 | 0 | 0 | 0 | 0 | 0 | 0 | 0 | 0 | 0 |  | 0 | 0 | 0 | 0 |  | 0 | 0 | 0 | 0 | 0
1965-06-06 | 1965 | 6 | 6 | 0 | 0 | 0 | 0 | 0 | 0 | 0 | 0 | 0 | 0 | 0 | 0 | 0 | 0 | 0 | 0 | 0 | 0 | 0 | 0 | 0 | 0 | 0 | 0 |  | 0 | 0 | 0 | 0 |  | 0 | 0 | 0 | 0 | 0
1965-06-07 | 1965 | 6 | 7 | 0 | 0 | 0 | 0 | 0 | 0 | 0 | 0 | 0 | 0 | 0 | 0 | 0 | 0 | 0 | 0 | 0 | 0 | 0 | 0 | 0 | 0 | 0 | 0 |  | 0 | 0 | 0 | 0 |  | 0 | 0 | 0 | 0 | 0
1965-06-08 | 1965 | 6 | 8 | 0 | 0 | 0 | 0 | 0 | 0 | 0 | 0 | 0 | 0 | 0 | 0 | 0 | 0 | 0 | 0 | 0 | 0 | 0 | 0 | 0 | 0 | 0 | 0 |  | 0 | 0 | 0 | 0 |  | 0 | 0 | 0 | 0 | 0
1965-06-09 | 1965 | 6 | 9 | 0 | 0 | 0 | 0 | 0 | 0 | 0 | 0 | 0 | 0 | 0 | 0 | 0 | 0 | 0 | 0 | 0 | 0 | 0 | 0 | 0 | 0 | 0 | 0 |  | 0 | 0 | 0 | 0 |  | 0 | 0 | 0 | 0 | 0
1965-06-10 | 1965 | 6 | 10 | 0 | 0 | 0 | 0 | 0 | 0 | 0 | 0 | 0 | 0 | 0 | 0 | 0 | 0 | 0 | 0 | 0 | 0 | 0 | 0 | 0 | 0 | 0 | 0 |  | 0 | 0 | 0 | 0 |  | 0 | 0 | 0 | 0 | 0
1965-06-11 | 1965 | 6 | 11 | 0 | 0 | 0 | 0 | 0 | 0 | 0 | 0 | 0 | 0 | 0 | 0 | 0 | 0 | 0 | 0 | 0 | 0 | 0 | 0 | 0 | 0 | 0 | 0 |  | 0 | 0 | 0 | 0 |  | 0 | 0 | 0 | 0 | 0
1965-06-12 | 1965 | 6 | 12 | 0 | 0 | 0 | 0 | 0 | 0 | 0 | 0 | 1.3 | 2 | 1.5 | 0.8 | 1.3 | 1.5 | 3.8 | 3 | 3.8 | 1 | 0.5 | 0 | 0 | 0 | 0.5 | 0 |  | 21 | 21 | 21 | 0 |  | 0 | 21 | 0 | 0 | 0
1965-06-13 | 1965 | 6 | 13 | 0 | 0 | 0 | 0 | 0 | 0 | 0 | 0 | 0 | 0 | 0 | 0 | 0 | 0 | 0 | 0 | 0 | 0 | 0 | 0 | 0 | 0 | 0.3 | 0 |  | 0.3 | 0.3 | 0.3 | 0 |  | 0 | 0.3 | 0 | 0 | 0
1965-06-14 | 1965 | 6 | 14 | 0 | 0 | 0 | 0 | 0 | 0 | 0 | 0 | 0 | 0 | 0 | 0 | 0 | 0 | 0 | 0 | 0.8 | 1 | 0 | 0.3 | 0 | 0 | 0.3 | 0 |  | 2.4 | 2.4 | 2.4 | 0 |  | 0 | 2.4 | 0 | 0 | 0
1965-06-15 | 1965 | 6 | 15 | 0.3 | 0.3 | 0.5 | 0 | 0.5 | 2.8 | 0.8 | 1.7 | 3 | 2.5 | 3.8 | 1.2 | 0 | 2.5 | 0 | 0 | 0.3 | 0.3 | 0 | 0 | 0 | 0 | 0.5 | 0.8 |  | 21.8 | 21.8 | 21.8 | 0 |  | 0 | 21.8 | 0 | 0 | 0
1965-06-16 | 1965 | 6 | 16 | 0.3 | 0 | 0 | 0 | 0 | 0 | 0 | 0 | 0.3 | 1 | 1.3 | 0.8 | 0 | 0 | 0 | 0 | 0 | 0 | 0 | 0 | 0 | 0 | 0 | 0 |  | 3.7 | 3.7 | 3.7 | 0 |  | 0 | 3.7 | 0 | 0 | 0
1965-06-17 | 1965 | 6 | 17 | 0 | 0 | 0 | 0 | 0.3 | 1.8 | 2.8 | 2.9 | 1 | 0.3 | 5.1 | 5.2 | 0.8 | 0.3 | 0.5 | 0 | 0.3 | 1 | 0 | 0 | 1 | 0 | 0.3 | 0 |  | 23.6 | 23.6 | 23.6 | 3.5527e-15 |  | 0 | 23.6 | 0 | 0 | 0
1965-06-18 | 1965 | 6 | 18 | 0 | 0 | 0.3 | 0 | 0 | 0 | 0.3 | 0.2 | 0 | 0 | 0 | 0 | 0 | 0 | 0 | 0 | 0 | 0 | 0.8 | 0.7 | 0 | 0 | 0 | 0 |  | 2.3 | 2.3 | 2.3 | 0 |  | 0 | 2.3 | 0 | 0 | 0
1965-06-19 | 1965 | 6 | 19 | 0.5 | 2.8 | 3.3 | 1.3 | 3.3 | 1.3 | 3.8 | 2 | 0 | 0 | 0 | 0 | 0 | 0 | 0.5 | 0 | 0 | 0 | 0 | 0 | 0 | 0 | 0 | 0 |  | 18.8 | 18.8 | 18.8 | 0 |  | 0 | 18.8 | 0 | 0 | 0
1965-06-20 | 1965 | 6 | 20 | 0 | 0 | 0 | 0 | 0 | 0 | 0 | 0 | 0 | 0 | 0 | 0 | 0 | 0 | 0 | 0 | 0 | 0 | 0 | 0 | 0 | 0 | 0 | 0 |  | 0 | 0 | 0 | 0 |  | 0 | 0 | 0 | 0 | 0
1965-06-21 | 1965 | 6 | 21 | 0 | 0 | 0 | 0.3 | 0 | 0.5 | 1.5 | 0.3 | 0 | 0 | 0 | 0 | 0 | 0 | 0 | 0 | 0 | 0 | 0 | 0 | 0 | 0 | 0 | 0 |  | 2.6 | 2.6 | 2.6 | 4.4409e-16 |  | 0 | 2.6 | 0 | 0 | 0
1965-06-22 | 1965 | 6 | 22 | 0 | 0 | 0 | 0 | 0 | 0 | 0 | 0 | 0 | 0 | 0 | 0 | 0 | 0 | 0 | 0 | 0 | 0 | 0 | 0 | 0 | 0 | 0 | 0 |  | 0 | 0 | 0 | 0 |  | 0 | 0 | 0 | 0 | 0
1965-06-23 | 1965 | 6 | 23 | 0 | 0 | 0 | 0 | 0 | 0 | 0 | 0 | 0 | 0 | 0 | 0 | 0 | 0 | 0 | 0 | 0 | 0 | 0 | 0 | 0 | 0 | 0 | 0 |  | 0 | 0 | 0 | 0 |  | 0 | 0 | 0 | 0 | 0
1965-06-24 | 1965 | 6 | 24 | 0 | 0 | 0 | 0 | 0 | 0 | 0 | 0 | 0 | 0 | 0 | 0 | 0 | 0 | 0 | 0 | 0 | 0 | 0 | 0 | 0 | 0 | 0 | 0 |  | 0 | 0 | 0 | 0 |  | 0 | 0 | 0 | 0 | 0
1965-06-25 | 1965 | 6 | 25 | 1.5 | 0 | 0 | 0 | 0 | 0 | 0 | 0 | 0 | 0 | 0 | 0.5 | 2.5 | 2.2 | 1.8 | 2.3 | 3.8 | 4.2 | 2.8 | 1.8 | 3.5 | 1.8 | 1.3 | 0.5 |  | 30.5 | 30.5 | 30.5 | 3.5527e-15 |  | 0 | 30.5 | 0 | 0 | 0
1965-06-26 | 1965 | 6 | 26 | 1.3 | 0.3 | 0.8 | 0.5 | 0.3 | 0.8 | 1 | 1 | 1 | 1 | 1 | 1 | 0 | 0 | 0 | 0 | 0.3 | 0 | 0 | 0 | 0 | 0 | 0 | 0 |  | 10.3 | 10.3 | 10.3 | 0 |  | 0 | 10.3 | 0 | 0 | 0
1965-06-27 | 1965 | 6 | 27 | 0 | 0 | 0 | 0 | 0 | 0 | 0 | 0 | 0 | 0 | 0 | 0 | 0 | 0 | 0 | 0 | 0 | 0 | 0 | 2 | 5.3 | 2.5 | 1 | 0.3 |  | 11.1 | 11.1 | 11.1 | 1.7764e-15 |  | 0 | 11.1 | 0 | 0 | 0
1965-06-28 | 1965 | 6 | 28 | 0.3 | 0.8 | 1 | 0.8 | 1 | 0.5 | 0 | 2.3 | 1.5 | 0 | 0 | 0 | 0 | 0 | 0 | 0 | 0 | 0 | 0 | 0 | 0 | 8.9 | 0 | 0 |  | 17.1 | 17.1 | 17.1 | 0 |  | 0 | 17.1 | 0 | 0 | 0
1965-06-29 | 1965 | 6 | 29 | 0 | 0 | 0 | 0 | 0 | 0.5 | 0 | 0 | 0 | 0 | 0 | 0 | 2.3 | 0 | 0 | 0.8 | 0 | 0 | 0 | 0 | 0 | 0 | 0 | 0 |  | 3.6 | 3.6 | 3.6 | 4.4409e-16 |  | 0 | 3.6 | 0 | 0 | 0
1965-06-30 | 1965 | 6 | 30 | 0 | 0 | 0 | 0 | 0 | 0 | 0 | 0 | 0 | 0 | 0 | 0 | 0 | 0 | 0 | 0 | 0 | 0 | 0 | 0 | 0 | 0 | 0 | 0 |  | 0 | 0 | 0 | 0 |  | 0 | 0 | 0 | 0 | 0
1965-07-01 | 1965 | 7 | 1 | 0 | 0 | 0 | 0 | 0 | 0 | 0 | 0 | 0 | 0 | 0 | 0 | 0 | 0 | 0 | 0 | 0 | 0 | 0 | 0 | 0 | 0 | 0 | 0 |  | 0 | 0 | 0 | 0 |  | 0 | 0 | 0 | 0 | 0
1965-07-02 | 1965 | 7 | 2 | 0 | 0 | 0 | 0 | 0 | 0 | 0 | 0 | 0 | 0 | 0 | 0 | 0 | 0 | 0 | 0 | 0 | 0 | 0 | 0 | 0 | 0 | 0 | 0 |  | 0 | 0 | 0 | 0 |  | 0 | 0 | 0 | 0 | 0
1965-07-03 | 1965 | 7 | 3 | 0 | 0 | 0 | 0 | 0 | 0 | 0 | 0 | 0 | 0 | 0 | 0 | 0 | 0 | 0 | 0 | 0 | 0 | 0.3 | 0 | 0 | 0 | 0 | 0 |  | 0.3 | 0.3 | 0.3 | 0 |  | 0 | 0 | 0.3 | 0 | 0
1965-07-04 | 1965 | 7 | 4 | 0 | 0 | 0 | 0 | 0 | 0 | 0 | 0 | 0 | 0 | 0 | 0 | 0 | 0 | 0 | 0 | 0 | 0 | 0 | 0 | 0 | 0 | 0 | 0 |  | 0 | 0 | 0 | 0 |  | 0 | 0 | 0 | 0 | 0
1965-07-05 | 1965 | 7 | 5 | 0 | 0 | 0 | 0 | 0 | 0 | 0 | 0 | 0 | 0 | 0 | 0 | 0 | 0 | 0 | 0 | 0 | 0 | 0 | 0 | 0 | 0 | 0 | 0 |  | 0 | 0 | 0 | 0 |  | 0 | 0 | 0 | 0 | 0
1965-07-06 | 1965 | 7 | 6 | 0 | 0 | 0 | 0 | 0 | 0 | 0 | 0 | 0 | 0 | 0 | 0 | 0 | 0 | 0 | 0 | 0 | 0 | 6.9 | 0 | 0 | 0 | 0 | 0 |  | 6.9 | 6.9 | 6.9 | 0 |  | 0 | 0 | 6.9 | 0 | 0
1965-07-07 | 1965 | 7 | 7 | 0 | 0 | 0 | 0.3 | 0.3 | 0 | 0 | 0 | 2 | 0 | 0 | 0 | 0 | 0 | 0 | 0 | 0 | 0 | 0.5 | 0 | 0 | 2 | 1.3 | 0.8 |  | 7.2 | 7.2 | 7.2 | 8.8818e-16 |  | 0 | 0 | 7.2 | 0 | 0
1965-07-08 | 1965 | 7 | 8 | 1 | 1 | 0 | 0 | 0.3 | 0 | 0 | 0 | 0 | 0 | 0 | 0 | 0 | 0 | 0 | 0 | 0 | 0.8 | 1 | 2 | 1.8 | 0.3 | 0 | 0.3 |  | 8.5 | 8.5 | 8.5 | 0 |  | 0 | 0 | 8.5 | 0 | 0
1965-07-09 | 1965 | 7 | 9 | 0 | 0 | 2 | 0.3 | 0 | 0.3 | 0 | 0 | 0 | 0 | 0 | 0 | 0 | 0 | 0 | 0 | 0 | 0 | 0 | 0.8 | 3 | 0.3 | 0 | 0 |  | 6.7 | 6.7 | 6.7 | 8.8818e-16 |  | 0 | 0 | 6.7 | 0 | 0
1965-07-10 | 1965 | 7 | 10 | 0 | 0 | 0.5 | 0 | 0 | 0 | 0 | 0 | 0 | 0 | 0 | 0 | 0 | 0 | 0 | 0 | 0 | 0 | 0.5 | 16.8 | 0 | 0 | 0 | 0 |  | 17.8 | 17.8 | 17.8 | 0 |  | 0 | 0 | 17.8 | 0 | 0
1965-07-11 | 1965 | 7 | 11 | 1.3 | 0.7 | 0 | 0.3 | 0 | 0 | 0 | 0 | 0 | 0 | 0 | 0.5 | 0.8 | 0 | 0 | 0.4 | 0 | 0.5 | 0.8 | 0 | 0 | 0 | 0 | 0 |  | 5.3 | 5.3 | 5.3 | 0 |  | 0 | 0 | 5.3 | 0 | 0
1965-07-12 | 1965 | 7 | 12 | 0 | 0 | 0.8 | 0.5 | 0 | 0.3 | 0 | 0 | 0 | 0.3 | 0 | 0 | 0 | 0 | 0 | 0.5 | 0 | 0 | 0 | 0 | 0 | 0 | 0 | 0 |  | 2.4 | 2.4 | 2.4 | 4.4409e-16 |  | 0 | 0 | 2.4 | 0 | 0
1965-07-13 | 1965 | 7 | 13 | 1 | 0 | 0 | 0.3 | 0 | 0 | 0 | 0 | 0 | 0 | 0.3 | 0 | 0 | 0 | 0 | 0 | 0 | 0 | 0 | 0 | 0 | 0 | 0 | 0 |  | 1.6 | 1.6 | 1.6 | 0 |  | 0 | 0 | 1.6 | 0 | 0
1965-07-14 | 1965 | 7 | 14 | 0 | 0 | 0 | 0 | 0 | 0 | 0 | 0 | 0 | 0 | 0 | 0 | 0 | 0 | 0 | 0 | 0 | 0 | 0 | 0 | 0 | 0 | 0 | 0 |  | 0 | 0 | 0 | 0 |  | 0 | 0 | 0 | 0 | 0
1965-07-15 | 1965 | 7 | 15 | 0 | 0 | 0 | 0 | 0 | 0 | 0 | 0 | 0 | 0 | 0 | 0 | 0 | 0 | 0 | 0 | 0 | 0 | 0 | 0 | 0 | 0 | 0 | 0 |  | 0 | 0 | 0 | 0 |  | 0 | 0 | 0 | 0 | 0
1965-07-16 | 1965 | 7 | 16 | 0 | 0 | 0 | 0 | 0 | 0 | 0 | 0 | 0 | 0 | 0 | 0 | 0 | 0 | 0 | 0 | 0 | 0 | 0 | 0 | 0 | 0 | 0 | 0 |  | 0 | 0 | 0 | 0 |  | 0 | 0 | 0 | 0 | 0
1965-07-17 | 1965 | 7 | 17 | 0 | 0 | 0 | 0 | 0 | 0 | 0 | 0 | 0 | 0 | 0 | 0 | 0 | 0 | 0 | 0 | 0 | 0 | 0 | 0 | 0 | 0 | 0 | 0 |  | 0 | 0 | 0 | 0 |  | 0 | 0 | 0 | 0 | 0
1965-07-18 | 1965 | 7 | 18 | 0 | 0 | 0 | 0 | 0 | 0 | 0 | 0 | 0 | 0 | 0 | 0 | 0 | 0 | 0 | 0 | 0 | 0 | 0 | 0 | 0 | 0 | 0 | 0 |  | 0 | 0 | 0 | 0 |  | 0 | 0 | 0 | 0 | 0
1965-07-19 | 1965 | 7 | 19 | 0 | 0 | 0 | 0 | 0 | 0 | 0 | 0 | 0 | 0 | 0 | 0 | 0 | 0 | 0 | 0 | 0 | 0 | 0 | 0 | 0 | 0 | 0 | 0 |  | 0 | 0 | 0 | 0 |  | 0 | 0 | 0 | 0 | 0
1965-07-20 | 1965 | 7 | 20 | 0 | 0 | 0 | 0 | 0 | 0 | 0 | 0 | 0 | 0 | 0 | 0 | 0 | 0 | 0 | 0 | 0 | 0 | 0 | 0 | 0 | 0 | 0 | 0 |  | 0 | 0 | 0 | 0 |  | 0 | 0 | 0 | 0 | 0
1965-07-21 | 1965 | 7 | 21 | 0 | 0 | 0 | 0 | 0 | 0 | 0 | 0 | 0 | 0 | 0 | 0 | 0 | 0 | 0 | 0 | 7.9 | 31.5 | 0.3 | 0 | 0 | 0 | 1 | 0 |  | 40.7 | 40.7 | 40.7 | 7.1054e-15 |  | 0 | 0 | 40.7 | 0 | 0
1965-07-22 | 1965 | 7 | 22 | 0 | 0 | 0 | 0 | 0 | 0 | 0 | 0 | 0 | 0.5 | 0.2 | 0.5 | 0.3 | 0 | 0 | 0 | 0 | 0.7 | 0 | 0 | 0.3 | 0 | 0 | 0 |  | 2.5 | 2.5 | 2.5 | 0 |  | 0 | 0 | 2.5 | 0 | 0
1965-07-23 | 1965 | 7 | 23 | 0 | 0 | 0 | 0 | 0 | 0 | 0 | 0 | 0 | 0 | 0 | 0 | 0 | 0 | 0 | 0 | 0 | 0 | 0 | 0 | 0 | 0 | 0 | 0 |  | 0 | 0 | 0 | 0 |  | 0 | 0 | 0 | 0 | 0
1965-07-24 | 1965 | 7 | 24 | 0 | 0 | 0 | 0 | 0 | 0 | 0 | 0 | 0 | 0 | 0 | 0 | 0 | 0 | 0 | 0 | 0 | 0 | 0 | 0 | 0 | 0 | 0 | 0 |  | 0 | 0 | 0 | 0 |  | 0 | 0 | 0 | 0 | 0
1965-07-25 | 1965 | 7 | 25 | 0 | 0 | 0 | 0 | 0 | 0 | 0 | 0 | 0 | 0 | 0 | 0 | 0 | 0 | 0 | 0 | 0 | 0 | 0 | 0 | 0 | 0 | 0 | 0 |  | 0 | 0 | 0 | 0 |  | 0 | 0 | 0 | 0 | 0
1965-07-26 | 1965 | 7 | 26 | 0 | 0 | 0 | 0 | 0 | 0 | 0 | 0 | 0 | 0 | 0 | 0 | 0 | 0 | 0 | 0 | 0 | 0 | 0 | 0 | 0 | 0 | 0 | 0 |  | 0 | 0 | 0 | 0 |  | 0 | 0 | 0 | 0 | 0
1965-07-27 | 1965 | 7 | 27 | 0 | 0 | 0 | 0 | 0 | 0 | 0 | 0 | 0 | 0 | 0 | 0 | 0 | 0 | 0 | 0 | 0 | 0 | 0 | 0 | 0 | 0 | 0 | 0 |  | 0 | 0 | 0 | 0 |  | 0 | 0 | 0 | 0 | 0
1965-07-28 | 1965 | 7 | 28 | 0 | 0 | 0 | 0 | 0 | 0 | 0 | 0 | 0 | 0 | 0 | 0 | 0 | 0 | 0 | 0 | 0 | 0 | 0 | 0 | 0 | 0 | 0.8 | 4.8 |  | 5.6 | 5.6 | 5.6 | 0 |  | 0 | 0 | 5.6 | 0 | 0
1965-07-29 | 1965 | 7 | 29 | 0.3 | 0 | 0 | 0 | 0 | 0 | 0 | 0 | 0 | 0 | 0 | 0 | 0 | 0 | 0 | 0 | 0 | 0 | 0 | 0 | 0 | 11.7 | 0.5 | 0.3 |  | 12.8 | 12.8 | 12.8 | 0 |  | 0 | 0 | 12.8 | 0 | 0
1965-07-30 | 1965 | 7 | 30 | 0 | 0 | 0 | 0 | 0 | 0 | 0 | 0 | 0 | 0 | 0 | 0 | 0 | 0 | 0 | 0 | 0 | 0 | 0 | 0 | 0 | 0 | 0 | 0 |  | 0 | 0 | 0 | 0 |  | 0 | 0 | 0 | 0 | 0
1965-07-31 | 1965 | 7 | 31 | 0 | 0 | 0 | 0 | 0 | 0 | 0 | 0 | 0 | 0 | 0 | 0 | 0 | 0 | 0 | 0 | 0 | 0 | 0 | 0 | 0 | 0 | 0 | 0 |  | 0 | 0 | 0 | 0 |  | 0 | 0 | 0 | 0 | 0
1965-08-01 | 1965 | 8 | 1 | 0 | 0 | 0 | 0 | 0 | 0 | 0 | 0 | 0 | 0 | 0 | 0 | 0 | 0 | 0 | 0 | 0 | 0 | 0 | 0 | 0 | 0 | 0 | 0 |  | 0 | 0 | 0 | 0 |  | 0 | 0 | 0 | 0 | 0
1965-08-02 | 1965 | 8 | 2 | 0 | 0 | 0 | 0 | 0 | 0 | 0 | 0 | 0 | 0 | 0 | 0 | 0 | 0 | 0 | 0 | 0 | 0 | 0 | 0 | 0 | 0 | 0 | 0 |  | 0 | 0 | 0 | 0 |  | 0 | 0 | 0 | 0 | 0
1965-08-03 | 1965 | 8 | 3 | 0.8 | 0 | 0 | 0 | 0 | 0 | 0 | 0 | 0 | 0 | 0.3 | 0 | 0 | 0 | 0 | 0 | 0 | 0 | 0 | 0 | 0 | 0 | 0 | 0 |  | 1.1 | 1.1 | 1.1 | 0 |  | 0 | 0 | 0 | 1.1 | 0
1965-08-04 | 1965 | 8 | 4 | 0 | 0 | 0 | 0 | 0 | 0 | 0 | 5.1 | 9.1 | 4.3 | 0.8 | 2 | 0.3 | 1.5 | 2.8 | 3 | 1.8 | 3 | 0.5 | 0.5 | 0 | 2.8 | 8.6 | 4.6 |  | 50.7 | 50.7 | 50.7 | 0 |  | 0 | 0 | 0 | 50.7 | 0
1965-08-05 | 1965 | 8 | 5 | 1.5 | 0.8 | 0 | 0 | 0.8 | 0.3 | 0 | 0 | 0 | 0 | 0 | 0 | 0 | 0 | 0 | 0 | 0 | 0 | 0 | 0 | 0 | 0 | 0 | 0 |  | 3.4 | 3.4 | 3.4 | 4.4409e-16 |  | 0 | 0 | 0 | 3.4 | 0
1965-08-06 | 1965 | 8 | 6 | 0 | 0 | 0 | 0 | 0 | 0 | 0 | 0 | 0 | 0 | 0 | 0 | 0 | 0 | 0 | 0.5 | 0 | 0 | 0 | 0 | 0 | 0 | 0 | 0 |  | 0.5 | 0.5 | 0.5 | 0 |  | 0 | 0 | 0 | 0.5 | 0
1965-08-07 | 1965 | 8 | 7 | 0 | 0 | 0 | 0 | 0 | 0 | 0 | 0 | 0 | 0 | 0 | 0 | 0 | 0 | 0 | 0 | 0 | 0 | 0 | 0 | 0 | 0 | 0 | 0 |  | 0 | 0 | 0 | 0 |  | 0 | 0 | 0 | 0 | 0
1965-08-08 | 1965 | 8 | 8 | 0 | 0 | 0 | 0 | 0 | 0 | 0 | 0 | 0 | 0 | 0 | 0 | 0 | 0 | 0 | 0 | 0 | 0 | 0 | 0 | 0 | 0 | 0 | 0 |  | 0 | 0 | 0 | 0 |  | 0 | 0 | 0 | 0 | 0
1965-08-09 | 1965 | 8 | 9 | 0 | 0 | 0 | 0 | 0 | 0 | 0 | 0 | 0 | 0 | 0 | 0 | 0 | 0 | 0 | 0 | 0 | 0 | 0 | 0 | 0 | 0 | 0 | 0 |  | 0 | 0 | 0 | 0 |  | 0 | 0 | 0 | 0 | 0
1965-08-10 | 1965 | 8 | 10 | 0 | 0 | 0 | 0 | 0 | 0 | 0 | 0 | 0 | 0 | 0 | 0 | 0 | 0 | 0 | 0 | 0 | 0 | 0 | 0 | 0 | 0 | 0 | 0 |  | 0 | 0 | 0 | 0 |  | 0 | 0 | 0 | 0 | 0
1965-08-11 | 1965 | 8 | 11 | 0 | 0 | 0 | 0 | 0 | 0 | 0 | 0 | 0 | 0 | 0 | 0 | 0 | 0 | 0 | 0 | 0 | 0 | 0 | 0 | 0 | 0 | 0 | 0 |  | 0 | 0 | 0 | 0 |  | 0 | 0 | 0 | 0 | 0
1965-08-12 | 1965 | 8 | 12 | 0 | 0 | 0 | 0 | 0 | 0 | 0 | 0 | 0 | 0 | 0 | 0 | 0 | 0 | 0 | 0 | 0 | 0 | 0 | 0 | 0 | 0 | 0 | 0 |  | 0 | 0 | 0 | 0 |  | 0 | 0 | 0 | 0 | 0
1965-08-13 | 1965 | 8 | 13 | 0 | 0 | 0 | 0 | 0 | 0 | 0 | 0 | 0 | 0 | 0 | 0 | 0 | 0 | 0 | 0 | 0 | 0 | 0 | 0 | 0 | 0 | 0 | 0 |  | 0 | 0 | 0 | 0 |  | 0 | 0 | 0 | 0 | 0
1965-08-14 | 1965 | 8 | 14 | 0 | 0 | 0 | 0 | 0 | 0 | 0 | 0 | 0 | 0 | 0 | 0 | 0 | 0 | 0 | 0 | 0 | 0 | 0 | 0 | 0 | 0 | 0 | 0 |  | 0 | 0 | 0 | 0 |  | 0 | 0 | 0 | 0 | 0
1965-08-15 | 1965 | 8 | 15 | 0 | 0 | 0 | 0 | 0 | 0 | 0 | 0 | 0 | 0 | 0 | 0 | 0 | 0 | 0 | 0 | 0 | 0 | 0 | 0 | 0 | 0 | 0 | 0 |  | 0 | 0 | 0 | 0 |  | 0 | 0 | 0 | 0 | 0
1965-08-16 | 1965 | 8 | 16 | 0 | 0 | 0 | 0 | 0 | 0 | 0 | 0 | 0 | 0 | 0 | 0 | 0 | 0 | 0 | 0 | 0 | 0 | 1.8 | 0.5 | 0 | 0 | 0 | 0 |  | 2.3 | 2.3 | 2.3 | 0 |  | 0 | 0 | 0 | 2.3 | 0
1965-08-17 | 1965 | 8 | 17 | 0 | 0 | 0 | 0 | 0 | 0 | 0 | 0 | 0 | 0 | 0 | 0 | 0 | 0 | 0 | 0 | 0 | 0 | 0 | 0 | 0 | 0 | 0 | 0 |  | 0 | 0 | 0 | 0 |  | 0 | 0 | 0 | 0 | 0
1965-08-18 | 1965 | 8 | 18 | 0.3 | 0 | 0.3 | 0 | 0 | 0 | 0 | 0 | 0 | 0 | 0 | 0 | 0 | 0 | 0 | 0 | 0 | 0 | 0 | 0 | 0 | 0 | 0 | 0 |  | 0.6 | 0.6 | 0.6 | 0 |  | 0 | 0 | 0 | 0.6 | 0
1965-08-19 | 1965 | 8 | 19 | 0 | 0 | 0 | 0 | 0 | 0 | 0 | 0 | 0 | 0 | 0 | 0 | 0 | 0 | 0 | 0 | 0 | 0 | 0 | 0 | 0 | 0 | 0 | 0 |  | 0 | 0 | 0 | 0 |  | 0 | 0 | 0 | 0 | 0
1965-08-20 | 1965 | 8 | 20 | 0 | 0 | 0 | 0 | 0 | 0 | 0 | 0 | 0 | 0 | 0 | 0 | 0 | 0 | 0 | 0 | 0 | 0 | 0 | 0 | 0 | 0 | 0 | 0 |  | 0 | 0 | 0 | 0 |  | 0 | 0 | 0 | 0 | 0
1965-08-21 | 1965 | 8 | 21 | 0 | 0 | 0 | 0 | 0 | 0 | 0 | 0 | 0 | 0 | 0 | 0 | 0 | 0 | 0 | 0 | 0 | 0 | 0 | 0 | 0 | 0 | 0 | 0 |  | 0 | 0 | 0 | 0 |  | 0 | 0 | 0 | 0 | 0
1965-08-22 | 1965 | 8 | 22 | 0 | 0 | 0 | 0 | 0 | 0 | 0 | 0 | 0 | 0 | 0 | 0 | 0 | 0 | 0 | 0 | 0 | 0 | 0 | 0 | 0 | 0 | 0 | 0 |  | 0 | 0 | 0 | 0 |  | 0 | 0 | 0 | 0 | 0
1965-08-23 | 1965 | 8 | 23 | 0 | 0 | 0 | 0 | 0 | 0 | 0 | 0 | 0 | 0 | 0 | 0 | 0 | 0 | 0 | 0 | 0 | 0 | 0 | 0 | 0 | 0 | 0 | 0 |  | 0 | 0 | 0 | 0 |  | 0 | 0 | 0 | 0 | 0
1965-08-24 | 1965 | 8 | 24 | 0 | 0 | 0 | 0 | 0 | 0 | 0 | 0 | 0 | 0 | 0 | 0 | 0 | 0 | 0 | 0 | 0 | 0 | 0 | 0 | 0 | 0 | 0.3 | 0.3 |  | 0.6 | 0.6 | 0.6 | 0 |  | 0 | 0 | 0 | 0.6 | 0
1965-08-25 | 1965 | 8 | 25 | 0.1 | 0.1 | 0 | 0.1 | 0.1 | 0.1 | 0 | 0 | 0 | 0 | 0 | 0 | 0 | 0 | 0 | 0 | 0 | 0.2 | 0 | 0 | 0 | 0 | 0.1 | 0 |  | 0.8 | 0.8 | 0.8 | 1.1102e-16 |  | 0 | 0 | 0 | 0.8 | 0
1965-08-26 | 1965 | 8 | 26 | 0 | 0 | 0 | 0 | 0 | 0 | 0.3 | 0 | 0 | 0 | 0 | 0 | 0 | 0 | 0 | 0 | 0 | 0 | 0 | 0 | 1.8 | 1.3 | 0 | 0 |  | 3.4 | 3.4 | 3.4 | 4.4409e-16 |  | 0 | 0 | 0 | 3.4 | 0
1965-08-27 | 1965 | 8 | 27 | 0 | 0 | 0 | 0 | 0 | 0 | 0 | 0 | 0 | 0 | 0 | 0 | 0 | 0 | 0 | 0 | 0 | 0 | 0 | 0 | 0 | 0 | 0 | 0 |  | 0 | 0 | 0 | 0 |  | 0 | 0 | 0 | 0 | 0
1965-08-28 | 1965 | 8 | 28 | 0 | 0 | 0 | 0 | 0 | 0 | 0 | 0 | 0 | 0 | 1.7 | 0.5 | 0 | 0 | 0.2 | 0.3 | 0 | 0 | 0.3 | 0 | 0 | 0 | 0 | 0 |  | 3 | 3 | 3 | 0 |  | 0 | 0 | 0 | 3 | 0
1965-08-29 | 1965 | 8 | 29 | 0 | 0 | 0 | 0 | 0 | 0 | 0 | 0 | 0 | 0 | 0 | 0 | 0 | 0 | 0 | 0 | 0 | 0 | 0 | 0 | 1.4 | 0.9 | 0 | 0 |  | 2.3 | 2.3 | 2.3 | 0 |  | 0 | 0 | 0 | 2.3 | 0
1965-08-30 | 1965 | 8 | 30 | 0 | 0.2 | 0.2 | 0.2 | 0.2 | 0.1 | 0.2 | 0.2 | 0.2 | 0 | 0 | 0 | 0 | 0 | 0 | 0 | 0 | 0 | 0 | 0 | 0 | 0 | 0 | 0 |  | 1.5 | 1.5 | 1.5 | 0 |  | 0 | 0 | 0 | 1.5 | 0
1965-08-31 | 1965 | 8 | 31 | 0 | 0 | 0 | 0 | 0 | 0 | 0 | 0 | 0 | 0 | 0 | 0 | 0 | 0 | 0 | 0 | 0 | 0 | 0 | 0 | 0 | 0 | 0 | 0 |  | 0 | 0 | 0 | 0 |  | 0 | 0 | 0 | 0 | 0
1965-09-01 | 1965 | 9 | 1 | 0 | 0 | 0 | 0 | 0 | 0 | 0 | 0 | 0 | 0 | 0 | 0 | 0 | 0 | 0.5 | 0.8 | 1 | 0 | 0 | 0 | 0 | 0 | 0 | 0 |  | 2.3 | 2.3 | 2.3 | 0 |  | 0 | 0 | 0 | 0 | 2.3
1965-09-02 | 1965 | 9 | 2 | 0 | 0 | 0 | 0 | 0 | 0 | 0 | 0 | 0 | 0 | 0 | 0 | 0 | 0 | 0 | 0 | 1.1 | 0 | 0 | 1 | 1.1 | 1 | 1.1 | 2.1 |  | 7.4 | 7.4 | 7.4 | 0 |  | 0 | 0 | 0 | 0 | 7.4
1965-09-03 | 1965 | 9 | 3 | 2.5 | 2.5 | 1.3 | 1.2 | 1.3 | 1.2 | 1.3 | 1.2 | 1.3 | 1.2 | 1.3 | 1.2 | 1.3 | 1.2 | 1.3 | 0 | 0 | 0 | 0 | 0 | 0 | 0 | 0 | 0 |  | 21.3 | 21.3 | 21.3 | 0 |  | 0 | 0 | 0 | 0 | 21.3
1965-09-04 | 1965 | 9 | 4 | 0 | 0 | 0 | 0 | 0 | 0 | 0 | 0 | 0 | 0 | 0 | 0 | 0 | 0 | 0 | 0 | 0 | 0 | 0 | 0 | 0 | 0 | 0 | 0 |  | 0 | 0 | 0 | 0 |  | 0 | 0 | 0 | 0 | 0
1965-09-05 | 1965 | 9 | 5 | 0 | 0 | 0 | 0 | 0 | 0 | 0 | 0 | 0 | 0 | 0 | 0 | 0 | 0 | 0 | 0 | 0 | 0 | 0 | 0 | 0 | 0 | 0 | 0 |  | 0 | 0 | 0 | 0 |  | 0 | 0 | 0 | 0 | 0
1965-09-06 | 1965 | 9 | 6 | 0 | 0 | 0 | 0 | 0 | 0 | 0 | 0 | 0 | 0 | 0 | 0 | 0 | 0 | 0 | 0 | 0 | 0 | 0 | 0 | 0 | 0 | 0 | 0 |  | 0 | 0 | 0 | 0 |  | 0 | 0 | 0 | 0 | 0
1965-09-07 | 1965 | 9 | 7 | 0 | 0 | 0 | 0 | 0 | 0 | 0 | 0 | 0 | 0 | 0 | 0 | 0 | 0 | 0 | 0 | 0 | 0 | 0 | 0 | 0 | 0 | 0 | 0 |  | 0 | 0 | 0 | 0 |  | 0 | 0 | 0 | 0 | 0
1965-09-08 | 1965 | 9 | 8 | 0 | 0 | 0 | 0 | 0 | 0 | 0 | 0 | 0 | 0 | 0 | 0 | 0 | 0.3 | 0.3 | 0.3 | 0.3 | 0 | 0 | 0 | 0 | 0 | 0 | 0.3 |  | 1.5 | 1.5 | 1.5 | 0 |  | 0 | 0 | 0 | 0 | 1.5
1965-09-09 | 1965 | 9 | 9 | 1 | 0 | 0 | 0 | 0 | 0 | 0 | 0 | 0 | 0 | 0 | 0 | 0 | 0 | 0 | 0 | 0 | 0 | 0 | 0 | 0 | 0 | 0 | 0 |  | 1 | 1 | 1 | 0 |  | 0 | 0 | 0 | 0 | 1
1965-09-10 | 1965 | 9 | 10 | 0 | 0 | 0 | 0 | 0 | 0 | 0 | 0 | 0 | 0 | 0 | 0 | 0 | 0 | 0 | 0 | 0 | 0 | 0.3 | 1.2 | 0.2 | 0.3 | 0 | 0.3 |  | 2.3 | 2.3 | 2.3 | 0 |  | 0 | 0 | 0 | 0 | 2.3
1965-09-11 | 1965 | 9 | 11 | 0.6 | 0.6 | 0.6 | 0.6 | 0.6 | 0.6 | 0.6 | 0.7 | 0.6 | 0.6 | 0.6 | 0.6 | 0.6 | 0.6 | 0.6 | 0 | 0 | 0 | 0 | 0 | 0 | 0 | 0 | 0 |  | 9.1 | 9.1 | 9.1 | 1.7764e-15 |  | 0 | 0 | 0 | 0 | 9.1
1965-09-12 | 1965 | 9 | 12 | 0 | 0 | 0 | 0 | 0 | 0 | 0 | 0 | 0 | 0 | 0 | 0 | 0 | 0 | 0 | 0 | 0 | 0 | 0 | 0 | 0 | 0 | 0 | 0 |  | 0 | 0 | 0 | 0 |  | 0 | 0 | 0 | 0 | 0
1965-09-13 | 1965 | 9 | 13 | 0 | 0 | 0 | 0 | 0 | 0 | 0 | 0 | 0 | 0 | 0 | 0 | 0 | 0 | 0 | 0 | 0 | 0 | 0 | 0 | 0 | 0 | 0 | 0 |  | 0 | 0 | 0 | 0 |  | 0 | 0 | 0 | 0 | 0
1965-09-14 | 1965 | 9 | 14 | 0 | 0.3 | 0.3 | 0 | 0.2 | 0.3 | 0.3 | 0.3 | 0.2 | 0.3 | 0.3 | 0 | 0.3 | 0.3 | 0.2 | 0.3 | 0.3 | 0.3 | 0.2 | 0.6 | 0.3 | 0.2 | 0.3 | 0.3 |  | 6.1 | 6.1 | 6.1 | 8.8818e-16 |  | 0 | 0 | 0 | 0 | 6.1
1965-09-15 | 1965 | 9 | 15 | 0.2 | 0.2 | 0.2 | 0.3 | 0.2 | 0.2 | 0.2 | 0.2 | 0.2 | 0.3 | 0.2 | 0 | 0 | 0 | 0 | 0 | 0 | 0 | 0 | 0 | 0.2 | 0 | 0.2 | 0 |  | 2.8 | 2.8 | 2.8 | 4.4409e-16 |  | 0 | 0 | 0 | 0 | 2.8
1965-09-16 | 1965 | 9 | 16 | 0 | 0 | 0 | 0 | 0 | 0 | 0 | 0 | 0 | 0 | 0 | 0 | 0 | 0 | 0 | 0 | 0 | 0 | 0 | 0 | 0 | 0 | 0 | 0 |  | 0 | 0 | 0 | 0 |  | 0 | 0 | 0 | 0 | 0
1965-09-17 | 1965 | 9 | 17 | 0 | 0 | 0 | 0 | 0 | 0 | 0 | 0 | 0 | 0 | 0 | 0 | 0 | 0 | 0 | 0 | 0 | 0 | 0 | 0 | 0 | 0 | 0 | 0 |  | 0 | 0 | 0 | 0 |  | 0 | 0 | 0 | 0 | 0
1965-09-18 | 1965 | 9 | 18 | 0 | 0.7 | 0 | 0.7 | 0.8 | 0.7 | 0.7 | 0.7 | 0.7 | 0.7 | 0.8 | 0.7 | 0.7 | 0 | 0 | 0 | 0 | 0 | 0 | 0 | 0 | 0 | 0 | 0 |  | 7.9 | 7.9 | 7.9 | 8.8818e-16 |  | 0 | 0 | 0 | 0 | 7.9
1965-09-19 | 1965 | 9 | 19 | 0 | 0 | 0 | 0 | 0 | 0 | 0 | 0.7 | 0.7 | 0.7 | 0.6 | 0 | 0 | 0 | 0 | 0 | 0 | 0 | 0 | 0.7 | 0.7 | 0.7 | 0 | 0 |  | 4.8 | 4.8 | 4.8 | 0 |  | 0 | 0 | 0 | 0 | 4.8
1965-09-20 | 1965 | 9 | 20 | 0.2 | 0 | 0 | 0 | 0 | 0 | 0 | 0 | 0 | 0 | 0 | 0 | 0 | 0 | 0 | 0 | 0 | 0 | 0 | 0 | 0 | 0.1 | 0 | 0 |  | 0.3 | 0.3 | 0.3 | 5.5511e-17 |  | 0 | 0 | 0 | 0 | 0.3
1965-09-21 | 1965 | 9 | 21 | 0 | 0.1 | 0 | 0.1 | 0.1 | 0.1 | 0.1 | 0 | 0 | 0 | 0 | 0 | 0 | 0 | 0 | 0 | 0 | 0 | 0 | 0 | 0 | 0 | 0 | 0 |  | 0.5 | 0.5 | 0.5 | 0 |  | 0 | 0 | 0 | 0 | 0.5
1965-09-22 | 1965 | 9 | 22 | 0 | 0 | 0 | 0 | 0.1 | 0 | 0 | 0 | 0 | 0.1 | 0 | 0 | 0.1 | 0 | 0 | 0 | 0 | 0 | 0 | 0 | 0 | 0 | 0 | 0 |  | 0.3 | 0.3 | 0.3 | 5.5511e-17 |  | 0 | 0 | 0 | 0 | 0.3
1965-09-23 | 1965 | 9 | 23 | 0 | 0 | 0 | 0 | 0 | 0 | 0 | 0 | 0 | 0 | 0 | 0 | 0 | 0 | 0 | 0 | 0 | 0 | 0 | 0 | 0 | 0 | 0 | 0 |  | 0 | 0 | 0 | 0 |  | 0 | 0 | 0 | 0 | 0
1965-09-24 | 1965 | 9 | 24 | 0 | 0 | 0 | 0 | 0 | 0 | 0 | 0 | 0 | 0 | 0 | 0 | 0 | 0 | 0 | 0 | 0 | 0 | 0 | 0 | 0 | 0 | 0 | 0 |  | 0 | 0 | 0 | 0 |  | 0 | 0 | 0 | 0 | 0
1965-09-25 | 1965 | 9 | 25 | 0.4 | 0.4 | 0.4 | 0.4 | 0.3 | 0.4 | 0.4 | 0.4 | 0.4 | 0.4 | 0.4 | 0.4 | 0.3 | 0.4 | 0.4 | 0.4 | 0.4 | 0.4 | 0.4 | 0.7 | 0.4 | 0.4 | 0.4 | 0.4 |  | 9.7 | 9.7 | 9.7 | 3.5527e-15 |  | 0 | 0 | 0 | 0 | 9.7
1965-09-26 | 1965 | 9 | 26 | 0.2 | 0.2 | 0.1 | 0.2 | 0.2 | 0.2 | 0.2 | 0.1 | 0.2 | 0.2 | 0.2 | 0.2 | 0.1 | 0.2 | 0.2 | 0.2 | 0.1 | 0.2 | 0.2 | 0.2 | 0.2 | 0.1 | 0.2 | 0.2 |  | 4.3 | 4.3 | 4.3 | 1.7764e-15 |  | 0 | 0 | 0 | 0 | 4.3
1965-09-27 | 1965 | 9 | 27 | 0 | 0 | 0 | 0 | 0 | 0 | 0 | 0 | 0 | 0 | 0 | 0 | 0 | 0 | 0 | 0 | 0 | 0 | 0 | 0 | 0 | 0 | 0 | 0 |  | 0 | 0 | 0 | 0 |  | 0 | 0 | 0 | 0 | 0
1965-09-28 | 1965 | 9 | 28 | 0 | 0 | 0 | 0 | 0 | 0 | 0 | 0 | 0 | 0 | 0 | 0 | 0 | 0 | 0 | 0 | 0 | 0 | 0 | 0 | 0 | 0 | 0 | 0 |  | 0 | 0 | 0 | 0 |  | 0 | 0 | 0 | 0 | 0
1965-09-29 | 1965 | 9 | 29 | 0 | 0 | 0 | 0 | 0 | 0 | 0 | 0 | 0 | 0 | 0 | 0 | 0 | 0 | 0 | 0 | 0 | 0 | 0 | 0 | 0 | 0 | 0 | 0 |  | 0 | 0 | 0 | 0 |  | 0 | 0 | 0 | 0 | 0
1965-09-30 | 1965 | 9 | 30 | 0 | 0 | 0 | 0 | 0 | 0 | 0 | 0 | 0 | 0 | 0 | 0 | 0 | 0 | 0 | 0 | 0 | 0 | 0 | 0 | 0 | 0 | 0 | 0 |  | 0 | 0 | 0 | 0 |  | 0 | 0 | 0 | 0 | 0
1965-10-01 | 1965 | 10 | 1 | 0 | 0 | 0 | 0 | 0 | 0 | 0 | 0 | 0 | 0 | 0 | 0 | 0 | 0 | 0 | 0 | 0 | 0 | 0 | 0 | 0 | 0 | 0 | 0 |  | 0 | 0 | 0 | 0 |  | 0 | 0 | 0 | 0 | 0
1965-10-02 | 1965 | 10 | 2 | 0 | 0 | 0 | 0 | 0 | 0 | 0 | 0 | 0 | 0 | 0 | 0 | 0 | 0 | 0 | 0 | 0 | 0 | 0 | 0 | 0 | 0 | 0 | 0 |  | 0 | 0 | 0 | 0 |  | 0 | 0 | 0 | 0 | 0
1965-10-03 | 1965 | 10 | 3 | 0 | 0 | 0 | 0 | 0 | 0 | 0 | 0 | 0 | 0 | 0 | 0 | 0 | 0 | 0 | 0 | 0 | 0 | 0 | 0 | 0 | 0 | 0 | 0 |  | 0 | 0 | 0 | 0 |  | 0 | 0 | 0 | 0 | 0
1965-10-04 | 1965 | 10 | 4 | 0 | 0 | 0 | 0 | 0 | 0 | 0 | 0 | 0 | 0 | 0 | 0 | 0 | 0 | 0 | 0 | 0 | 0 | 0 | 0 | 0 | 0 | 0 | 0 |  | 0 | 0 | 0 | 0 |  | 0 | 0 | 0 | 0 | 0
1965-10-05 | 1965 | 10 | 5 | 0 | 0 | 0 | 0 | 0 | 0 | 0 | 0 | 0 | 0 | 0 | 0 | 0 | 0 | 0 | 0 | 0 | 0 | 0 | 0 | 0 | 0 | 0 | 0 |  | 0 | 0 | 0 | 0 |  | 0 | 0 | 0 | 0 | 0
1965-10-06 | 1965 | 10 | 6 | 0 | 0 | 0 | 0 | 0 | 0 | 0 | 0 | 0 | 0 | 0 | 0 | 4.3 | 0.3 | 0 | 0 | 0 | 0 | 0 | 0 | 0 | 0 | 0 | 0 |  | 4.6 | 4.6 | 4.6 | 0 |  | 0 | 0 | 0 | 0 | 0
1965-10-07 | 1965 | 10 | 7 | 0 | 0 | 0 | 0 | 0 | 0 | 0 | 0 | 0 | 0 | 0 | 0 | 0 | 0 | 0 | 0 | 0 | 0 | 0 | 0 | 0 | 0 | 0 | 0 |  | 0 | 0 | 0 | 0 |  | 0 | 0 | 0 | 0 | 0
1965-10-08 | 1965 | 10 | 8 | 0 | 0 | 0 | 0 | 0 | 0 | 0 | 0 | 0 | 0 | 0 | 0 | 0 | 0 | 0 | 0 | 0 | 0 | 0 | 0 | 0 | 0 | 0 | 0 |  | 0 | 0 | 0 | 0 |  | 0 | 0 | 0 | 0 | 0
1965-10-09 | 1965 | 10 | 9 | 0 | 0 | 0 | 0 | 0 | 0 | 2 | 1.5 | 0.8 | 0 | 0 | 0 | 0 | 0 | 0 | 0 | 0 | 0 | 0 | 0 | 0 | 0 | 0 | 0 |  | 4.3 | 4.3 | 4.3 | 0 |  | 0 | 0 | 0 | 0 | 0
1965-10-10 | 1965 | 10 | 10 | 0 | 0 | 0 | 0 | 0 | 0 | 0 | 0 | 0 | 0 | 0 | 0 | 0 | 0 | 0 | 0 | 0 | 0 | 0 | 0 | 0 | 0 | 0 | 0 |  | 0 | 0 | 0 | 0 |  | 0 | 0 | 0 | 0 | 0
1965-10-11 | 1965 | 10 | 11 | 0 | 0 | 0 | 0 | 0 | 0 | 0 | 0 | 0 | 0 | 0 | 0 | 0 | 0 | 0 | 0 | 0 | 0 | 0 | 0 | 0 | 0 | 0 | 0 |  | 0 | 0 | 0 | 0 |  | 0 | 0 | 0 | 0 | 0
1965-10-12 | 1965 | 10 | 12 | 0 | 0 | 0 | 0 | 0 | 0 | 0 | 0 | 0 | 0 | 0 | 0 | 0 | 0 | 0 | 0 | 0 | 0 | 0 | 0 | 0 | 0 | 0 | 0 |  | 0 | 0 | 0 | 0 |  | 0 | 0 | 0 | 0 | 0
1965-10-13 | 1965 | 10 | 13 | 0 | 0 | 0 | 0 | 0 | 0 | 0 | 0 | 0 | 0 | 0 | 0 | 0 | 0 | 0 | 0 | 0 | 0 | 0 | 0 | 0 | 0 | 0 | 0 |  | 0 | 0 | 0 | 0 |  | 0 | 0 | 0 | 0 | 0
1965-10-14 | 1965 | 10 | 14 | 0 | 0 | 0 | 0 | 0 | 0 | 0 | 0 | 0 | 0 | 0 | 0 | 0 | 0 | 0 | 0 | 0 | 0 | 0 | 0 | 0 | 0 | 0 | 0 |  | 0 | 0 | 0 | 0 |  | 0 | 0 | 0 | 0 | 0
1965-10-15 | 1965 | 10 | 15 | 0 | 0 | 0 | 0 | 0 | 0 | 0 | 0 | 0 | 0 | 0 | 0 | 0 | 0 | 0 | 0 | 0 | 0 | 0 | 0 | 0 | 0 | 0 | 0 |  | 0 | 0 | 0 | 0 |  | 0 | 0 | 0 | 0 | 0
1965-10-16 | 1965 | 10 | 16 | 0 | 0 | 0 | 0 | 0 | 0 | 0 | 0 | 0 | 0 | 0 | 0 | 0 | 0 | 0 | 0 | 0 | 0 | 0 | 0 | 0 | 0 | 0 | 0 |  | 0 | 0 | 0 | 0 |  | 0 | 0 | 0 | 0 | 0
1965-10-17 | 1965 | 10 | 17 | 0 | 0 | 0 | 0 | 0 | 0 | 0 | 0 | 0 | 0 | 0 | 0 | 0 | 0 | 0 | 0 | 0 | 0 | 0 | 0 | 0 | 0 | 0 | 0 |  | 0 | 0 | 0 | 0 |  | 0 | 0 | 0 | 0 | 0
1965-10-18 | 1965 | 10 | 18 | 0 | 0 | 0 | 0 | 0 | 0 | 0 | 0 | 0 | 0 | 0 | 0 | 0 | 0 | 0 | 0 | 0 | 0 | 0 | 0 | 0 | 0 | 0 | 0 |  | 0 | 0 | 0 | 0 |  | 0 | 0 | 0 | 0 | 0
1965-10-19 | 1965 | 10 | 19 | 0 | 0 | 0 | 0 | 0 | 0 | 0 | 0 | 0 | 0 | 0 | 0 | 0 | 0 | 0 | 0 | 0 | 0 | 0 | 0 | 0 | 0 | 0 | 0 |  | 0 | 0 | 0 | 0 |  | 0 | 0 | 0 | 0 | 0
1965-10-20 | 1965 | 10 | 20 | 0 | 0 | 0 | 0 | 0 | 0 | 0 | 0 | 0 | 0 | 0 | 0 | 0 | 0 | 0 | 0 | 0 | 0 | 0 | 0 | 0 | 0 | 0 | 0 |  | 0 | 0 | 0 | 0 |  | 0 | 0 | 0 | 0 | 0
1965-10-21 | 1965 | 10 | 21 | 0 | 0 | 0 | 0 | 0 | 0 | 0 | 0 | 0 | 0 | 0 | 0 | 0 | 0 | 0 | 0 | 0 | 0 | 0 | 0 | 0 | 0 | 0 | 0 |  | 0 | 0 | 0 | 0 |  | 0 | 0 | 0 | 0 | 0
1965-10-22 | 1965 | 10 | 22 | 0 | 0 | 0 | 0 | 0 | 0 | 0 | 0 | 0 | 0 | 0 | 0 | 0 | 0 | 0 | 0 | 0 | 0 | 0 | 0 | 0 | 0 | 0 | 0 |  | 0 | 0 | 0 | 0 |  | 0 | 0 | 0 | 0 | 0
1965-10-23 | 1965 | 10 | 23 | 0 | 0 | 0 | 0 | 0 | 0 | 0 | 0 | 0 | 0 | 0 | 0 | 0 | 0 | 0 | 0 | 0 | 0 | 0 | 0 | 0 | 0 | 0 | 0 |  | 0 | 0 | 0 | 0 |  | 0 | 0 | 0 | 0 | 0
1965-10-24 | 1965 | 10 | 24 | 0 | 0 | 0 | 0 | 0 | 0 | 0 | 0 | 0 | 0 | 0 | 0 | 0 | 0 | 0 | 0 | 0 | 0 | 0 | 0 | 0 | 0 | 0 | 0 |  | 0 | 0 | 0 | 0 |  | 0 | 0 | 0 | 0 | 0
1965-10-25 | 1965 | 10 | 25 | 0 | 0 | 0 | 0 | 0 | 0 | 0 | 0 | 0 | 0 | 0 | 0 | 0 | 0 | 0 | 0 | 0 | 0 | 0 | 0 | 0 | 0 | 0 | 0 |  | 0 | 0 | 0 | 0 |  | 0 | 0 | 0 | 0 | 0
1965-10-26 | 1965 | 10 | 26 | 0 | 0 | 0 | 0 | 0 | 0 | 0 | 0 | 0 | 0 | 0 | 0 | 0 | 0 | 0 | 0 | 0 | 0 | 0 | 0 | 0 | 0 | 0 | 0 |  | 0 | 0 | 0 | 0 |  | 0 | 0 | 0 | 0 | 0
1965-10-27 | 1965 | 10 | 27 | 0 | 0 | 0 | 0 | 0 | 0 | 0 | 0 | 0 | 0 | 0 | 0 | 0 | 0 | 0 | 0 | 0 | 0 | 0 | 0 | 0 | 0 | 0 | 0 |  | 0 | 0 | 0 | 0 |  | 0 | 0 | 0 | 0 | 0
1965-10-28 | 1965 | 10 | 28 | 0 | 0 | 0 | 0 | 0 | 0 | 0 | 0 | 0 | 0 | 0 | 0 | 0 | 0 | 0 | 0 | 0 | 0 | 0 | 0 | 0 | 0 | 0 | 0 |  | 0 | 0 | 0 | 0 |  | 0 | 0 | 0 | 0 | 0
1965-10-29 | 1965 | 10 | 29 | 0 | 0 | 0 | 0 | 0 | 0 | 0 | 0 | 0 | 0 | 0 | 0 | 0 | 0 | 0 | 0 | 0 | 0 | 0 | 0 | 0 | 0 | 0 | 0 |  | 0 | 0 | 0 | 0 |  | 0 | 0 | 0 | 0 | 0
1965-10-30 | 1965 | 10 | 30 | 0 | 0 | 0.8 | 1.5 | 0.3 | 0 | 0 | 0 | 0 | 0 | 0 | 0 | 0 | 0 | 0 | 0 | 0 | 0 | 0 | 0 | 0 | 0 | 0 | 0 |  | 2.6 | 2.6 | 2.6 | 4.4409e-16 |  | 0 | 0 | 0 | 0 | 0
1965-10-31 | 1965 | 10 | 31 | 0 | 0 | 0 | 0 | 0 | 0 | 0 | 0 | 0 | 0 | 0 | 0 | 0 | 0 | 0 | 0 | 0 | 0 | 0 | 0 | 0 | 0 | 0 | 0 |  | 0 | 0 | 0 | 0 |  | 0 | 0 | 0 | 0 | 0
1965-11-01 | 1965 | 11 | 1 | 0 | 0 | 0 | 0 | 0 | 0 | 0 | 0 | 0 | 0 | 0 | 0 | 0 | 0 | 0 | 0 | 0 | 0 | 0 | 0 | 0 | 0 | 0 | 0 |  | 0 | 0 | 0 | 0 |  | 0 | 0 | 0 | 0 | 0
1965-11-02 | 1965 | 11 | 2 | 0 | 0 | 0 | 0 | 0 | 0 | 0 | 0 | 0 | 0 | 0 | 0 | 0 | 0 | 0 | 0 | 0 | 0 | 0 | 0 | 0 | 0 | 0 | 0 |  | 0 | 0 | 0 | 0 |  | 0 | 0 | 0 | 0 | 0
1965-11-03 | 1965 | 11 | 3 | 0 | 0 | 0 | 0 | 0 | 0 | 0 | 0 | 0 | 0 | 0 | 0 | 0 | 0 | 0 | 0 | 0 | 0 | 0 | 0 | 0 | 0 | 0 | 0 |  | 0 | 0 | 0 | 0 |  | 0 | 0 | 0 | 0 | 0
1965-11-04 | 1965 | 11 | 4 | 0 | 0 | 0 | 0 | 0 | 0 | 0 | 0 | 0 | 0 | 0 | 0 | 0 | 0 | 0 | 0 | 0 | 0 | 0 | 0 | 0 | 0 | 0 | 0 |  | 0 | 0 | 0 | 0 |  | 0 | 0 | 0 | 0 | 0
1965-11-05 | 1965 | 11 | 5 | 0 | 0 | 0 | 0 | 0 | 0 | 0 | 0 | 0 | 0 | 0 | 0 | 0 | 0 | 0 | 0 | 0 | 0 | 0 | 0 | 0 | 0 | 0 | 0 |  | 0 | 0 | 0 | 0 |  | 0 | 0 | 0 | 0 | 0
1965-11-06 | 1965 | 11 | 6 | 0 | 0 | 0 | 0 | 0 | 0 | 0 | 0 | 0 | 0 | 0 | 0 | 0 | 0 | 0 | 0 | 0 | 0 | 0 | 0 | 0 | 0 | 0 | 0 |  | 0 | 0 | 0 | 0 |  | 0 | 0 | 0 | 0 | 0
1965-11-07 | 1965 | 11 | 7 | 0 | 0 | 0 | 0 | 0 | 0 | 0 | 0 | 0 | 0 | 0 | 0 | 0 | 0 | 0 | 0 | 0 | 0 | 0 | 0 | 0 | 0 | 0 | 0 |  | 0 | 0 | 0 | 0 |  | 0 | 0 | 0 | 0 | 0
1965-11-08 | 1965 | 11 | 8 | 0 | 0 | 0 | 0 | 0 | 0 | 0 | 0 | 0 | 0 | 0 | 0 | 0 | 0 | 0 | 0 | 0 | 0 | 0 | 0 | 0 | 0 | 0 | 0 |  | 0 | 0 | 0 | 0 |  | 0 | 0 | 0 | 0 | 0
1965-11-09 | 1965 | 11 | 9 | 0.5 | 0.4 | 0 | 0 | 0.5 | 0.5 | 0.5 | 0.4 | 0.5 | 0.9 | 1 | 1.4 | 0.9 | 0.5 | 0.5 | 0.4 | 0.5 | 0.5 | 0.4 | 0.5 | 0.5 | 0.5 | 0.4 | 0.5 |  | 12.7 | 12.7 | 12.7 | 1.7764e-15 |  | 0 | 0 | 0 | 0 | 0
1965-11-10 | 1965 | 11 | 10 | 0.3 | 0.3 | 0.3 | 0.3 | 0.3 | 0.3 | 0.3 | 0.3 | 0.3 | 0.3 | 0.3 | 0.3 | 0 | 0 | 0 | 0 | 0 | 0 | 0 | 0 | 0 | 0 | 0 | 0 |  | 3.6 | 3.6 | 3.6 | 8.8818e-16 |  | 0 | 0 | 0 | 0 | 0
1965-11-11 | 1965 | 11 | 11 | 0 | 0 | 0 | 0.1 | 0.1 | 0 | 0.1 | 0.1 | 0.1 | 0.1 | 0.1 | 0.1 | 0 | 0.1 | 0.1 | 0.1 | 0 | 0 | 0 | 0 | 0 | 0 | 0.1 | 0.1 |  | 1.3 | 1.3 | 1.3 | 0 |  | 0 | 0 | 0 | 0 | 0
1965-11-12 | 1965 | 11 | 12 | 0 | 0 | 0 | 0 | 0 | 0 | 0 | 0 | 0 | 0 | 0 | 0 | 0 | 0 | 0 | 0 | 0 | 0 | 0 | 0 | 0 | 0 | 0 | 0 |  | 0 | 0 | 0 | 0 |  | 0 | 0 | 0 | 0 | 0
1965-11-13 | 1965 | 11 | 13 | 0 | 0 | 0 | 0 | 0 | 0 | 0 | 0 | 0 | 0 | 0 | 0 | 0 | 0 | 0 | 0 | 0 | 0 | 0 | 0 | 0 | 0 | 0 | 0 |  | 0 | 0 | 0 | 0 |  | 0 | 0 | 0 | 0 | 0
1965-11-14 | 1965 | 11 | 14 | 0 | 0 | 0 | 0 | 0 | 0 | 0 | 0.5 | 0.4 | 0.5 | 0.4 | 0.5 | 0.5 | 0.4 | 0.5 | 0.4 | 0.5 | 0.5 | 0.4 | 0.5 | 0.4 | 0 | 0 | 0.5 |  | 6.9 | 6.9 | 6.9 | 0 |  | 0 | 0 | 0 | 0 | 0
1965-11-15 | 1965 | 11 | 15 | 0.2 | 0.2 | 0.2 | 0.2 | 0.2 | 0.2 | 0.2 | 0.2 | 0.2 | 0 | 0 | 0 | 0 | 0 | 0 | 0 | 0 | 0 | 0 | 0 | 0 | 0 | 0 | 0 |  | 1.8 | 1.8 | 1.8 | 2.2204e-16 |  | 0 | 0 | 0 | 0 | 0
1965-11-16 | 1965 | 11 | 16 | 0 | 0 | 0 | 0 | 0 | 0 | 0 | 0 | 0 | 0 | 0 | 0 | 0 | 0 | 0 | 0 | 0 | 0 | 0 | 0 | 0 | 0 | 0 | 0 |  | 0 | 0 | 0 | 0 |  | 0 | 0 | 0 | 0 | 0
1965-11-17 | 1965 | 11 | 17 | 0 | 0 | 0 | 0 | 0 | 0 | 0 | 0 | 0 | 0 | 0 | 0 | 0 | 0 | 0 | 0 | 0 | 0 | 0 | 0 | 0 | 0 | 0 | 0 |  | 0 | 0 | 0 | 0 |  | 0 | 0 | 0 | 0 | 0
1965-11-18 | 1965 | 11 | 18 | 0 | 0 | 0 | 0 | 0 | 0 | 0 | 0 | 0 | 0 | 0 | 0 | 0 | 0 | 0.3 | 0 | 0 | 0 | 0 | 0 | 0 | 0.2 | 0 | 0 |  | 0.5 | 0.5 | 0.5 | 0 |  | 0 | 0 | 0 | 0 | 0
1965-11-19 | 1965 | 11 | 19 | 0 | 0 | 0 | 0 | 0 | 0 | 0 | 0 | 0 | 0 | 0 | 0 | 0 | 0 | 0 | 0 | 0 | 0 | 0 | 0 | 0 | 0 | 0 | 0 |  | 0 | 0 | 0 | 0 |  | 0 | 0 | 0 | 0 | 0
1965-11-20 | 1965 | 11 | 20 | 0 | 0 | 0 | 0 | 0 | 0 | 0 | 0 | 0 | 0 | 0 | 0 | 0 | 0 | 0 | 0 | 0 | 0 | 0 | 0 | 0 | 0 | 0 | 0 |  | 0 | 0 | 0 | 0 |  | 0 | 0 | 0 | 0 | 0
1965-11-21 | 1965 | 11 | 21 | 0 | 0 | 0 | 0 | 0 | 0 | 0 | 0 | 0 | 0 | 0 | 0 | 0 | 0 | 0 | 0 | 0 | 0 | 0 | 0 | 0 | 0 | 0 | 0 |  | 0 | 0 | 0 | 0 |  | 0 | 0 | 0 | 0 | 0
1965-11-22 | 1965 | 11 | 22 | 0 | 0 | 0 | 0 | 0 | 0 | 0 | 0 | 0 | 0 | 0 | 0 | 0 | 0 | 0 | 0 | 0 | 0 | 0 | 0 | 0 | 0 | 0 | 0 |  | 0 | 0 | 0 | 0 |  | 0 | 0 | 0 | 0 | 0
1965-11-23 | 1965 | 11 | 23 | 0 | 0.1 | 0 | 0.1 | 0 | 0.1 | 0 | 0.1 | 0 | 0 | 0.1 | 0 | 0.1 | 0 | 0 | 0 | 0.1 | 0 | 0.1 | 0 | 0.1 | 0 | 0.1 | 0 |  | 1 | 1 | 1 | 1.1102e-16 |  | 0 | 0 | 0 | 0 | 0
1965-11-24 | 1965 | 11 | 24 | 0.1 | 0.1 | 0.1 | 0 | 0 | 0 | 0 | 0.1 | 0.1 | 0.1 | 0.1 | 0.1 | 0.1 | 0 | 0.1 | 0.1 | 0.1 | 0.1 | 0.1 | 0.1 | 0 | 0.1 | 0.1 | 0.1 |  | 1.8 | 1.8 | 1.8 | 4.4409e-16 |  | 0 | 0 | 0 | 0 | 0
1965-11-25 | 1965 | 11 | 25 | 0.1 | 0.1 | 0.1 | 0.1 | 0.1 | 0.1 | 0.1 | 0.1 | 0.1 | 0.1 | 0.1 | 0.1 | 0.1 | 0.1 | 0.1 | 0 | 0 | 0 | 0 | 0 | 0 | 0 | 0 | 0 |  | 1.5 | 1.5 | 1.5 | 2.2204e-16 |  | 0 | 0 | 0 | 0 | 0
1965-11-26 | 1965 | 11 | 26 | 0 | 0 | 0 | 0 | 0 | 0 | 0 | 0 | 0 | 0 | 0 | 0 | 0 | 0 | 0 | 0 | 0 | 0 | 0 | 0 | 0 | 0 | 0 | 0 |  | 0 | 0 | 0 | 0 |  | 0 | 0 | 0 | 0 | 0
1965-11-27 | 1965 | 11 | 27 | 0 | 0 | 0 | 0 | 0 | 0 | 0 | 0 | 0 | 0 | 0 | 0 | 0 | 0 | 0 | 0 | 0 | 0 | 0 | 0 | 0 | 0 | 0 | 0 |  | 0 | 0 | 0 | 0 |  | 0 | 0 | 0 | 0 | 0
1965-11-28 | 1965 | 11 | 28 | 0 | 0 | 0 | 0 | 0 | 0 | 0 | 0 | 0 | 0 | 0 | 0 | 0 | 0 | 0 | 0 | 0 | 0 | 0 | 0 | 0 | 0 | 0 | 0 |  | 0 | 0 | 0 | 0 |  | 0 | 0 | 0 | 0 | 0
1965-11-29 | 1965 | 11 | 29 | 0 | 0 | 0 | 0 | 0 | 0 | 0 | 0 | 0 | 0 | 0 | 0 | 0 | 0 | 0 | 0 | 0 | 0 | 0 | 0 | 0 | 0 | 0 | 0 |  | 0 | 0 | 0 | 0 |  | 0 | 0 | 0 | 0 | 0
1965-11-30 | 1965 | 11 | 30 | 0 | 0 | 0 | 0 | 0 | 0 | 0 | 0 | 0 | 0 | 0 | 0 | 0 | 0 | 0 | 0 | 0 | 0 | 0 | 0 | 0 | 0 | 0 | 0 |  | 0 | 0 | 0 | 0 |  | 0 | 0 | 0 | 0 | 0
1965-12-01 | 1965 | 12 | 1 | 0 | 0 | 0 | 0 | 0 | 0 | 0 | 0 | 0 | 0 | 0 | 0 | 0 | 0 | 0 | 0 | 0 | 0 | 0 | 0 | 0 | 0 | 0 | 0 |  | 0 | 0 | 0 | 0 |  | 0 | 0 | 0 | 0 | 0
1965-12-02 | 1965 | 12 | 2 | 0 | 0 | 0 | 0 | 0 | 0 | 0 | 0 | 0 | 0 | 0 | 0 | 0 | 0 | 0 | 0 | 0 | 0 | 0 | 0 | 0 | 0 | 0 | 0 |  | 0 | 0 | 0 | 0 |  | 0 | 0 | 0 | 0 | 0
1965-12-03 | 1965 | 12 | 3 | 0 | 0 | 0 | 0 | 0 | 0 | 0 | 0 | 0 | 0 | 0 | 0 | 0 | 0 | 0 | 0 | 0 | 0 | 0 | 0 | 0 | 0 | 0 | 0 |  | 0 | 0 | 0 | 0 |  | 0 | 0 | 0 | 0 | 0
1965-12-04 | 1965 | 12 | 4 | 0 | 0 | 0 | 0 | 0 | 0 | 0 | 0 | 0 | 0 | 0 | 0 | 0 | 0 | 0 | 0 | 0 | 0 | 0 | 0 | 0 | 0 | 0 | 0 |  | 0 | 0 | 0 | 0 |  | 0 | 0 | 0 | 0 | 0
1965-12-05 | 1965 | 12 | 5 | 0 | 0 | 0 | 0 | 0 | 0 | 0 | 0 | 0 | 0 | 0 | 0 | 0 | 0 | 0 | 0 | 0 | 0 | 0 | 0 | 0 | 0 | 0 | 0 |  | 0 | 0 | 0 | 0 |  | 0 | 0 | 0 | 0 | 0
1965-12-06 | 1965 | 12 | 6 | 0 | 0 | 0 | 0 | 0 | 0 | 0 | 0 | 0 | 0 | 0 | 0 | 0 | 0 | 0 | 0 | 0 | 0 | 0 | 0 | 0 | 0 | 0 | 0 |  | 0 | 0 | 0 | 0 |  | 0 | 0 | 0 | 0 | 0
1965-12-07 | 1965 | 12 | 7 | 0 | 0 | 0 | 0 | 0 | 0 | 0 | 0 | 0 | 0 | 0 | 0 | 0 | 0 | 0 | 0 | 0 | 0 | 0 | 0 | 0 | 0 | 0 | 0 |  | 0 | 0 | 0 | 0 |  | 0 | 0 | 0 | 0 | 0
1965-12-08 | 1965 | 12 | 8 | 0 | 0 | 0 | 0 | 0 | 0 | 0 | 0 | 0 | 0 | 0 | 0 | 0 | 0 | 0 | 0 | 0 | 0 | 0 | 0 | 0 | 0 | 0 | 0 |  | 0 | 0 | 0 | 0 |  | 0 | 0 | 0 | 0 | 0
1965-12-09 | 1965 | 12 | 9 | 0 | 0 | 0 | 0 | 0 | 0 | 0 | 0 | 0 | 0 | 0 | 0 | 0 | 0 | 0 | 0 | 0 | 0 | 0 | 0 | 0 | 0 | 0 | 0 |  | 0 | 0 | 0 | 0 |  | 0 | 0 | 0 | 0 | 0
1965-12-10 | 1965 | 12 | 10 | 0 | 0 | 0 | 0 | 0 | 0 | 0 | 0 | 0 | 0 | 0 | 0 | 0 | 0 | 0 | 0 | 0 | 0 | 0 | 0 | 0 | 0 | 0 | 0 |  | 0 | 0 | 0 | 0 |  | 0 | 0 | 0 | 0 | 0
1965-12-11 | 1965 | 12 | 11 | 0 | 0 | 0 | 0 | 0 | 0 | 0 | 0 | 0 | 0 | 0 | 0 | 0 | 0 | 0 | 0 | 0 | 0 | 0 | 0 | 0 | 0 | 0 | 0 |  | 0 | 0 | 0 | 0 |  | 0 | 0 | 0 | 0 | 0
1965-12-12 | 1965 | 12 | 12 | 0 | 0 | 0 | 0 | 0 | 0 | 0 | 0 | 0 | 0 | 0 | 0.1 | 0 | 0.1 | 0 | 0.1 | 0 | 0.1 | 0 | 0 | 0 | 0 | 0 | 0.1 |  | 0.5 | 0.5 | 0.5 | 0 |  | 0 | 0 | 0 | 0 | 0
1965-12-13 | 1965 | 12 | 13 | 0.1 | 0.2 | 0.1 | 0.1 | 0.2 | 0.1 | 0 | 0 | 0 | 0 | 0 | 0 | 0 | 0 | 0 | 0 | 0 | 0 | 0 | 0 | 0 | 0 | 0 | 0 |  | 0.8 | 0.8 | 0.8 | 1.1102e-16 |  | 0 | 0 | 0 | 0 | 0
1965-12-14 | 1965 | 12 | 14 | 0 | 0 | 0 | 0 | 0 | 0 | 0 | 0 | 0 | 0 | 0 | 0 | 0 | 0 | 0 | 0 | 0 | 0 | 0 | 0 | 0 | 0 | 0 | 0 |  | 0 | 0 | 0 | 0 |  | 0 | 0 | 0 | 0 | 0
1965-12-15 | 1965 | 12 | 15 | 0 | 0 | 0 | 0 | 0 | 0 | 0 | 0 | 0 | 0 | 0 | 0 | 0 | 0 | 0 | 0 | 0 | 0 | 0 | 0 | 0 | 0 | 0 | 0 |  | 0 | 0 | 0 | 0 |  | 0 | 0 | 0 | 0 | 0
1965-12-16 | 1965 | 12 | 16 | 0 | 0 | 0 | 0 | 0 | 0 | 0 | 0 | 0 | 0 | 0 | 0 | 0 | 0 | 0 | 0 | 0 | 0 | 0 | 0 | 0 | 0 | 0 | 0 |  | 0 | 0 | 0 | 0 |  | 0 | 0 | 0 | 0 | 0
1965-12-17 | 1965 | 12 | 17 | 0 | 0 | 0 | 0 | 0 | 0 | 0 | 0 | 0 | 0 | 0 | 0 | 0 | 0 | 0 | 0 | 0 | 0 | 0 | 0 | 0 | 0 | 0 | 0 |  | 0 | 0 | 0 | 0 |  | 0 | 0 | 0 | 0 | 0
1965-12-18 | 1965 | 12 | 18 | 0 | 0 | 0 | 0 | 0 | 0 | 0 | 0 | 0 | 0 | 0 | 0 | 0 | 0 | 0 | 0 | 0 | 0 | 0 | 0 | 0 | 0 | 0 | 0 |  | 0 | 0 | 0 | 0 |  | 0 | 0 | 0 | 0 | 0
1965-12-19 | 1965 | 12 | 19 | 0 | 0 | 0 | 0 | 0 | 0 | 0 | 0 | 0 | 0 | 0 | 0 | 0 | 0 | 0 | 0 | 0 | 0 | 0 | 0 | 0 | 0 | 0 | 0 |  | 0 | 0 | 0 | 0 |  | 0 | 0 | 0 | 0 | 0
1965-12-20 | 1965 | 12 | 20 | 0 | 0 | 0 | 0 | 0 | 0 | 0 | 0 | 0 | 0 | 0 | 0 | 0 | 0 | 0 | 0 | 0 | 0 | 0 | 0 | 0 | 0 | 0 | 0 |  | 0 | 0 | 0 | 0 |  | 0 | 0 | 0 | 0 | 0
1965-12-21 | 1965 | 12 | 21 | 0 | 0 | 0 | 0 | 0 | 0 | 0 | 0 | 0 | 0 | 0 | 0 | 0 | 0 | 0 | 0 | 0 | 0 | 0 | 0 | 0 | 0 | 0 | 0 |  | 0 | 0 | 0 | 0 |  | 0 | 0 | 0 | 0 | 0
1965-12-22 | 1965 | 12 | 22 | 0 | 0 | 0 | 0 | 0 | 0 | 0 | 0 | 0 | 0 | 0 | 0 | 0 | 0 | 0 | 0 | 0 | 0 | 0 | 0 | 0 | 0 | 0 | 0 |  | 0 | 0 | 0 | 0 |  | 0 | 0 | 0 | 0 | 0
1965-12-23 | 1965 | 12 | 23 | 0 | 0 | 0 | 0 | 0 | 0 | 0 | 0 | 0 | 0 | 0 | 0 | 0 | 0 | 0 | 0 | 0 | 0 | 0 | 0 | 0 | 0 | 0 | 0 |  | 0 | 0 | 0 | 0 |  | 0 | 0 | 0 | 0 | 0
1965-12-24 | 1965 | 12 | 24 | 0 | 0 | 0 | 0 | 0 | 0 | 0 | 0 | 0 | 0 | 0 | 0 | 0 | 0.1 | 0 | 0.1 | 0 | 0.1 | 0 | 0.1 | 0 | 0.1 | 0 | 0 |  | 0.5 | 0.5 | 0.5 | 0 |  | 0 | 0 | 0 | 0 | 0
1965-12-25 | 1965 | 12 | 25 | 0 | 0 | 0 | 0 | 0 | 0 | 0 | 0 | 0 | 0 | 0 | 0 | 0 | 0 | 0 | 0 | 0 | 0 | 0 | 0 | 0 | 0 | 0 | 0 |  | 0 | 0 | 0 | 0 |  | 0 | 0 | 0 | 0 | 0
1965-12-26 | 1965 | 12 | 26 | 0 | 0 | 0 | 0 | 0 | 0 | 0 | 0 | 0 | 0 | 0 | 0 | 0 | 0 | 0 | 0 | 0 | 0 | 0 | 0 | 0 | 0 | 0 | 0 |  | 0 | 0 | 0 | 0 |  | 0 | 0 | 0 | 0 | 0
1965-12-27 | 1965 | 12 | 27 | 0 | 0 | 0 | 0 | 0 | 0 | 0.1 | 0.1 | 0 | 0.1 | 0.1 | 0.1 | 0 | 0 | 0.1 | 0.1 | 0.1 | 0 | 0.1 | 0.1 | 0.1 | 0 | 0.1 | 0.1 |  | 1.3 | 1.3 | 1.3 | 0 |  | 0 | 0 | 0 | 0 | 0
1965-12-28 | 1965 | 12 | 28 | 0 | 0 | 0 | 0 | 0.1 | 0 | 0 | 0 | 0 | 0 | 0 | 0 | 0.1 | 0 | 0 | 0 | 0 | 0 | 0 | 0 | 0.1 | 0 | 0 | 0 |  | 0.3 | 0.3 | 0.3 | 5.5511e-17 |  | 0 | 0 | 0 | 0 | 0
1965-12-29 | 1965 | 12 | 29 | 0.2 | 0.2 | 0.2 | 0.1 | 0.6 | 0.2 | 0 | 0 | 0.2 | 0.2 | 0.2 | 0.1 | 0 | 0.2 | 0.2 | 0.2 | 0.2 | 0.2 | 0.2 | 0.2 | 0.1 | 0.2 | 0.2 | 0.2 |  | 4.3 | 4.3 | 4.3 | 1.7764e-15 |  | 0 | 0 | 0 | 0 | 0
1965-12-30 | 1965 | 12 | 30 | 0 | 0 | 0 | 0 | 0 | 0 | 0 | 0 | 0 | 0 | 0 | 0 | 0 | 0 | 0 | 0 | 0 | 0 | 0 | 0 | 0 | 0 | 0 | 0 |  | 0 | 0 | 0 | 0 |  | 0 | 0 | 0 | 0 | 0
1965-12-31 | 1965 | 12 | 31 | 0 | 0 | 0 | 0 | 0 | 0 | 0 | 0 | 0 | 0 | 0 | 0 | 0 | 0 | 0 | 0 | 0 | 0 | 0 | 0 | 0 | 0 | 0 | 0 |  | 0 | 0 | 0 | 0 |  | 0 | 0 | 0 | 0 | 0
1966-01-01 | 1966 | 1 | 1 | 0 | 0 | 0 | 0 | 0 | 0 | 0 | 0 | 0 | 0 | 0 | 0 | 0 | 0 | 0 | 0 | 0 | 0 | 0 | 0 | 0 | 0 | 0 | 0 |  | 0 | 0 | 0 | 0 |  | 0 | 0 | 0 | 0 | 0
1966-01-02 | 1966 | 1 | 2 | 0 | 0 | 0.1 | 0 | 0 | 0 | 0 | 0.1 | 0 | 0 | 0 | 0 | 0 | 0.1 | 0 | 0 | 0 | 0 | 0 | 0 | 0 | 0 | 0 | 0 |  | 0.3 | 0.3 | 0.3 | 5.5511e-17 |  | 0 | 0 | 0 | 0 | 0
1966-01-03 | 1966 | 1 | 3 | 0 | 0 | 0 | 0 | 0 | 0 | 0.1 | 0 | 0 | 0.1 | 0.1 | 0 | 0 | 0 | 0 | 0 | 0 | 0 | 0 | 0 | 0 | 0 | 0.1 | 0.1 |  | 0.5 | 0.5 | 0.5 | 0 |  | 0 | 0 | 0 | 0 | 0
1966-01-04 | 1966 | 1 | 4 | 0.1 | 0.1 | 0.1 | 0 | 0.1 | 0.1 | 0.1 | 0.1 | 0.1 | 0 | 0 | 0 | 0 | 0 | 0 | 0 | 0.1 | 0.1 | 0 | 0 | 0 | 0 | 0 | 0 |  | 1 | 1 | 1 | 1.1102e-16 |  | 0 | 0 | 0 | 0 | 0
1966-01-05 | 1966 | 1 | 5 | 0 | 0 | 0 | 0 | 0 | 0 | 0 | 0 | 0 | 0 | 0 | 0 | 0 | 0 | 0 | 0 | 0.1 | 0 | 0 | 0.1 | 0 | 0 | 0.1 | 0 |  | 0.3 | 0.3 | 0.3 | 5.5511e-17 |  | 0 | 0 | 0 | 0 | 0
1966-01-06 | 1966 | 1 | 6 | 0 | 0 | 0 | 0 | 0 | 0 | 0 | 0 | 0 | 0 | 0 | 0 | 0 | 0 | 0 | 0 | 0 | 0 | 0 | 0 | 0 | 0 | 0 | 0 |  | 0 | 0 | 0 | 0 |  | 0 | 0 | 0 | 0 | 0
1966-01-07 | 1966 | 1 | 7 | 0 | 0 | 0 | 0 | 0 | 0 | 0 | 0 | 0 | 0 | 0 | 0 | 0 | 0 | 0 | 0 | 0 | 0 | 0 | 0 | 0 | 0 | 0 | 0 |  | 0 | 0 | 0 | 0 |  | 0 | 0 | 0 | 0 | 0
1966-01-08 | 1966 | 1 | 8 | 0 | 0 | 0 | 0.1 | 0 | 0.1 | 0 | 0.1 | 0 | 0.1 | 0 | 0 | 0 | 0 | 0.1 | 0 | 0.1 | 0 | 0.1 | 0 | 0.1 | 0 | 0 | 0 |  | 0.8 | 0.8 | 0.8 | 1.1102e-16 |  | 0 | 0 | 0 | 0 | 0
1966-01-09 | 1966 | 1 | 9 | 0 | 0 | 0 | 0 | 0 | 0 | 0 | 0 | 0 | 0 | 0 | 0 | 0 | 0 | 0 | 0 | 0 | 0 | 0 | 0 | 0 | 0 | 0 | 0 |  | 0 | 0 | 0 | 0 |  | 0 | 0 | 0 | 0 | 0
1966-01-10 | 1966 | 1 | 10 | 0 | 0 | 0 | 0 | 0 | 0 | 0 | 0 | 0 | 0 | 0 | 0 | 0 | 0 | 0 | 0 | 0 | 0 | 0 | 0 | 0 | 0 | 0 | 0 |  | 0 | 0 | 0 | 0 |  | 0 | 0 | 0 | 0 | 0
1966-01-11 | 1966 | 1 | 11 | 0 | 0 | 0 | 0 | 0 | 0 | 0 | 0 | 0 | 0 | 0 | 0 | 0 | 0 | 0 | 0 | 0 | 0 | 0 | 0 | 0 | 0 | 0 | 0 |  | 0 | 0 | 0 | 0 |  | 0 | 0 | 0 | 0 | 0
1966-01-12 | 1966 | 1 | 12 | 0 | 0 | 0 | 0 | 0 | 0 | 0 | 0 | 0 | 0 | 0 | 0 | 0 | 0 | 0 | 0 | 0 | 0 | 0 | 0 | 0 | 0 | 0 | 0 |  | 0 | 0 | 0 | 0 |  | 0 | 0 | 0 | 0 | 0
1966-01-13 | 1966 | 1 | 13 | 0 | 0 | 0 | 0 | 0 | 0 | 0 | 0 | 0 | 0 | 0 | 0 | 0 | 0 | 0 | 0 | 0 | 0 | 0 | 0 | 0 | 0 | 0 | 0 |  | 0 | 0 | 0 | 0 |  | 0 | 0 | 0 | 0 | 0
1966-01-14 | 1966 | 1 | 14 | 0 | 0 | 0 | 0 | 0 | 0 | 0 | 0 | 0 | 0 | 0 | 0 | 0 | 0 | 0 | 0 | 0 | 0 | 0.1 | 0 | 0.1 | 0 | 0.1 | 0 |  | 0.3 | 0.3 | 0.3 | 5.5511e-17 |  | 0 | 0 | 0 | 0 | 0
1966-01-15 | 1966 | 1 | 15 | 0 | 0 | 0 | 0 | 0 | 0 | 0 | 0 | 0 | 0 | 0 | 0 | 0 | 0 | 0 | 0 | 0 | 0 | 0 | 0 | 0 | 0 | 0 | 0 |  | 0 | 0 | 0 | 0 |  | 0 | 0 | 0 | 0 | 0
1966-01-16 | 1966 | 1 | 16 | 0 | 0 | 0 | 0 | 0 | 0 | 0 | 0 | 0 | 0 | 0 | 0 | 0 | 0 | 0 | 0 | 0 | 0 | 0 | 0 | 0 | 0 | 0 | 0 |  | 0 | 0 | 0 | 0 |  | 0 | 0 | 0 | 0 | 0
1966-01-17 | 1966 | 1 | 17 | 0 | 0 | 0 | 0 | 0 | 0 | 0 | 0 | 0 | 0 | 0 | 0 | 0 | 0 | 0 | 0 | 0 | 0 | 0 | 0 | 0 | 0 | 0 | 0 |  | 0 | 0 | 0 | 0 |  | 0 | 0 | 0 | 0 | 0
1966-01-18 | 1966 | 1 | 18 | 0 | 0 | 0 | 0 | 0 | 0 | 0.1 | 0.2 | 0.1 | 0.1 | 0.1 | 0.2 | 0.1 | 0.1 | 0.2 | 0.1 | 0.1 | 0.1 | 0.2 | 0.1 | 0.1 | 0.1 | 0.2 | 0.1 |  | 2.3 | 2.3 | 2.3 | 8.8818e-16 |  | 0 | 0 | 0 | 0 | 0
1966-01-19 | 1966 | 1 | 19 | 0 | 0.1 | 0 | 0 | 0.1 | 0 | 0.1 | 0 | 0 | 0.1 | 0 | 0 | 0 | 0 | 0 | 0 | 0 | 0 | 0 | 0 | 0 | 0 | 0.1 | 0 |  | 0.5 | 0.5 | 0.5 | 0 |  | 0 | 0 | 0 | 0 | 0
1966-01-20 | 1966 | 1 | 20 | 0 | 0 | 0 | 0 | 0 | 0 | 0 | 0 | 0 | 0 | 0 | 0 | 0 | 0 | 0 | 0 | 0 | 0 | 0 | 0 | 0 | 0 | 0 | 0 |  | 0 | 0 | 0 | 0 |  | 0 | 0 | 0 | 0 | 0
1966-01-21 | 1966 | 1 | 21 | 0.1 | 0 | 0 | 0 | 0 | 0 | 0 | 0 | 0 | 0 | 0 | 0 | 0 | 0 | 0 | 0 | 0 | 0 | 0 | 0 | 0.1 | 0 | 0.1 | 0 |  | 0.3 | 0.3 | 0.3 | 5.5511e-17 |  | 0 | 0 | 0 | 0 | 0
1966-01-22 | 1966 | 1 | 22 | 0 | 0.1 | 0 | 0 | 0 | 0.1 | 0 | 0 | 0 | 0.1 | 0 | 0 | 0 | 0.1 | 0 | 0 | 0 | 0 | 0 | 0 | 0 | 0 | 0.1 | 0 |  | 0.5 | 0.5 | 0.5 | 0 |  | 0 | 0 | 0 | 0 | 0
1966-01-23 | 1966 | 1 | 23 | 0.2 | 0.2 | 0.2 | 0.2 | 0.1 | 0.2 | 0.2 | 0.2 | 0 | 0 | 0 | 0 | 0 | 0 | 0.2 | 0.2 | 0 | 0 | 0.2 | 0.2 | 0.1 | 0.2 | 0.2 | 0.2 |  | 3 | 3 | 3 | 8.8818e-16 |  | 0 | 0 | 0 | 0 | 0
1966-01-24 | 1966 | 1 | 24 | 0 | 0 | 0 | 0 | 0 | 0 | 0 | 0 | 0 | 0 | 0 | 0 | 0 | 0 | 0 | 0 | 0 | 0 | 0 | 0 | 0 | 0 | 0 | 0 |  | 0 | 0 | 0 | 0 |  | 0 | 0 | 0 | 0 | 0
1966-01-25 | 1966 | 1 | 25 | 0 | 0 | 0 | 0 | 0 | 0 | 0 | 0 | 0 | 0 | 0 | 0 | 0 | 0.1 | 0 | 0 | 0 | 0.1 | 0 | 0 | 0 | 0.1 | 0 | 0 |  | 0.3 | 0.3 | 0.3 | 5.5511e-17 |  | 0 | 0 | 0 | 0 | 0
1966-01-26 | 1966 | 1 | 26 | 0 | 0 | 0 | 0 | 0 | 0 | 0 | 0 | 0 | 0 | 0 | 0 | 0 | 0 | 0 | 0 | 0 | 0 | 0 | 0 | 0 | 0 | 0 | 0 |  | 0 | 0 | 0 | 0 |  | 0 | 0 | 0 | 0 | 0
1966-01-27 | 1966 | 1 | 27 | 0 | 0 | 0 | 0.1 | 0 | 0 | 0 | 0 | 0 | 0 | 0 | 0.1 | 0 | 0 | 0 | 0 | 0 | 0 | 0 | 0 | 0.1 | 0 | 0 | 0 |  | 0.3 | 0.3 | 0.3 | 5.5511e-17 |  | 0 | 0 | 0 | 0 | 0
1966-01-28 | 1966 | 1 | 28 | 0 | 0 | 0 | 0 | 0 | 0 | 0 | 0 | 0 | 0 | 0 | 0 | 0 | 0 | 0 | 0 | 0 | 0 | 0 | 0 | 0 | 0 | 0 | 0 |  | 0 | 0 | 0 | 0 |  | 0 | 0 | 0 | 0 | 0
1966-01-29 | 1966 | 1 | 29 | 0 | 0 | 0 | 0 | 0 | 0 | 0 | 0 | 0 | 0 | 0 | 0 | 0 | 0 | 0 | 0 | 0 | 0 | 0 | 0 | 0 | 0 | 0 | 0 |  | 0 | 0 | 0 | 0 |  | 0 | 0 | 0 | 0 | 0
1966-01-30 | 1966 | 1 | 30 | 0 | 0 | 0 | 0 | 0 | 0 | 0 | 0 | 0 | 0 | 0 | 0 | 0 | 0 | 0 | 0 | 0 | 0 | 0 | 0 | 0 | 0 | 0 | 0 |  | 0 | 0 | 0 | 0 |  | 0 | 0 | 0 | 0 | 0
1966-01-31 | 1966 | 1 | 31 | 0 | 0 | 0 | 0 | 0 | 0 | 0 | 0 | 0 | 0 | 0 | 0 | 0 | 0 | 0 | 0 | 0 | 0 | 0 | 0 | 0 | 0 | 0 | 0 |  | 0 | 0 | 0 | 0 |  | 0 | 0 | 0 | 0 | 0
1966-02-01 | 1966 | 2 | 1 | 0 | 0 | 0 | 0 | 0 | 0 | 0 | 0 | 0 | 0 | 0 | 0 | 0 | 0 | 0 | 0 | 0 | 0 | 0 | 0 | 0 | 0 | 0 | 0 |  | 0 | 0 | 0 | 0 |  | 0 | 0 | 0 | 0 | 0
1966-02-02 | 1966 | 2 | 2 | 0.1 | 0 | 0.1 | 0.1 | 0 | 0 | 0 | 0.1 | 0 | 0.1 | 0.1 | 0.1 | 0 | 0.1 | 0 | 0 | 0 | 0 | 0 | 0 | 0 | 0 | 0 | 0 |  | 0.8 | 0.8 | 0.8 | 1.1102e-16 |  | 0 | 0 | 0 | 0 | 0
1966-02-03 | 1966 | 2 | 3 | 0 | 0 | 0 | 0 | 0 | 0 | 0 | 0 | 0 | 0 | 0 | 0 | 0 | 0 | 0 | 0 | 0 | 0 | 0 | 0 | 0 | 0 | 0 | 0 |  | 0 | 0 | 0 | 0 |  | 0 | 0 | 0 | 0 | 0
1966-02-04 | 1966 | 2 | 4 | 0 | 0 | 0 | 0 | 0 | 0 | 0 | 0 | 0 | 0 | 0 | 0 | 0 | 0 | 0 | 0 | 0 | 0 | 0 | 0 | 0 | 0 | 0 | 0 |  | 0 | 0 | 0 | 0 |  | 0 | 0 | 0 | 0 | 0
1966-02-05 | 1966 | 2 | 5 | 0 | 0 | 0 | 0 | 0 | 0 | 0 | 0 | 0 | 0 | 0 | 0 | 0 | 0 | 0 | 0 | 0 | 0 | 0 | 0 | 0 | 0 | 0 | 0 |  | 0 | 0 | 0 | 0 |  | 0 | 0 | 0 | 0 | 0
1966-02-06 | 1966 | 2 | 6 | 0 | 0 | 0 | 0 | 0 | 0 | 0 | 0 | 0 | 0 | 0 | 0 | 0 | 0 | 0 | 0 | 0 | 0 | 0 | 0 | 0 | 0 | 0 | 0 |  | 0 | 0 | 0 | 0 |  | 0 | 0 | 0 | 0 | 0
1966-02-07 | 1966 | 2 | 7 | 0 | 0 | 0 | 0 | 0 | 0 | 0 | 0 | 0 | 0 | 0 | 0 | 0 | 0 | 0 | 0 | 0 | 0 | 0 | 0 | 0 | 0 | 0 | 0 |  | 0 | 0 | 0 | 0 |  | 0 | 0 | 0 | 0 | 0
1966-02-08 | 1966 | 2 | 8 | 0 | 0 | 0 | 0 | 0 | 0 | 0 | 0 | 0 | 0 | 0 | 0 | 0 | 0 | 0 | 0 | 0 | 0 | 0 | 0 | 0 | 0 | 0 | 0 |  | 0 | 0 | 0 | 0 |  | 0 | 0 | 0 | 0 | 0
1966-02-09 | 1966 | 2 | 9 | 0 | 0 | 0 | 0 | 0 | 0 | 0 | 0 | 0 | 0 | 0 | 0 | 0 | 0 | 0 | 0 | 0 | 0 | 0 | 0 | 0 | 0 | 0 | 0 |  | 0 | 0 | 0 | 0 |  | 0 | 0 | 0 | 0 | 0
1966-02-10 | 1966 | 2 | 10 | 0 | 0 | 0 | 0 | 0 | 0 | 0 | 0 | 0 | 0 | 0 | 0 | 0 | 0 | 0 | 0 | 0 | 0 | 0 | 0 | 0 | 0 | 0 | 0 |  | 0 | 0 | 0 | 0 |  | 0 | 0 | 0 | 0 | 0
1966-02-11 | 1966 | 2 | 11 | 0 | 0 | 0 | 0 | 0 | 0 | 0 | 0 | 0 | 0 | 0 | 0 | 0 | 0 | 0 | 0 | 0.1 | 0.2 | 0.1 | 0.1 | 0 | 0 | 0 | 0 |  | 0.5 | 0.5 | 0.5 | 0 |  | 0 | 0 | 0 | 0 | 0
1966-02-12 | 1966 | 2 | 12 | 0 | 0 | 0 | 0 | 0 | 0 | 0 | 0 | 0 | 0 | 0 | 0 | 0 | 0 | 0 | 0 | 0 | 0 | 0 | 0 | 0 | 0 | 0 | 0 |  | 0 | 0 | 0 | 0 |  | 0 | 0 | 0 | 0 | 0
1966-02-13 | 1966 | 2 | 13 | 0 | 0 | 0 | 0.1 | 0 | 0.1 | 0.1 | 0.1 | 0 | 0 | 0 | 0 | 0.1 | 0.1 | 0.2 | 0 | 0.1 | 0 | 0.1 | 0.1 | 0.1 | 0.1 | 0.1 | 0.1 |  | 1.5 | 1.5 | 1.5 | 4.4409e-16 |  | 0 | 0 | 0 | 0 | 0
1966-02-14 | 1966 | 2 | 14 | 0 | 0.1 | 0 | 0 | 0 | 0 | 0 | 0.1 | 0 | 0 | 0 | 0 | 0 | 0 | 0 | 0 | 0 | 0 | 0 | 0 | 0.1 | 0 | 0 | 0 |  | 0.3 | 0.3 | 0.3 | 5.5511e-17 |  | 0 | 0 | 0 | 0 | 0
1966-02-15 | 1966 | 2 | 15 | 0 | 0 | 0 | 0 | 0 | 0 | 0 | 0 | 0 | 0 | 0 | 0 | 0 | 0 | 0 | 0 | 0 | 0 | 0 | 0 | 0 | 0 | 0 | 0 |  | 0 | 0 | 0 | 0 |  | 0 | 0 | 0 | 0 | 0
1966-02-16 | 1966 | 2 | 16 | 0 | 0 | 0 | 0 | 0 | 0 | 0 | 0 | 0 | 0 | 0 | 0 | 0 | 0 | 0 | 0 | 0 | 0 | 0 | 0 | 0 | 0 | 0 | 0 |  | 0 | 0 | 0 | 0 |  | 0 | 0 | 0 | 0 | 0
1966-02-17 | 1966 | 2 | 17 | 0.1 | 0 | 0.1 | 0.1 | 0.1 | 0 | 0.1 | 0.1 | 0 | 0.1 | 0.1 | 0.1 | 0 | 0.1 | 0.1 | 0.1 | 0.1 | 0.1 | 0 | 0.1 | 0.1 | 0.1 | 0 | 0.1 |  | 1.8 | 1.8 | 1.8 | 4.4409e-16 |  | 0 | 0 | 0 | 0 | 0
1966-02-18 | 1966 | 2 | 18 | 0 | 0 | 0 | 0 | 0 | 0 | 0 | 0 | 0 | 0 | 0 | 0 | 0 | 0 | 0 | 0 | 0 | 0 | 0 | 0 | 0 | 0 | 0 | 0 |  | 0 | 0 | 0 | 0 |  | 0 | 0 | 0 | 0 | 0
1966-02-19 | 1966 | 2 | 19 | 0 | 0 | 0 | 0 | 0 | 0 | 0 | 0 | 0 | 0 | 0 | 0 | 0 | 0 | 0 | 0 | 0 | 0 | 0 | 0 | 0 | 0 | 0 | 0 |  | 0 | 0 | 0 | 0 |  | 0 | 0 | 0 | 0 | 0
1966-02-20 | 1966 | 2 | 20 | 0 | 0 | 0 | 0 | 0 | 0 | 0 | 0 | 0 | 0 | 0 | 0 | 0 | 0 | 0 | 0 | 0 | 0 | 0 | 0 | 0 | 0 | 0 | 0 |  | 0 | 0 | 0 | 0 |  | 0 | 0 | 0 | 0 | 0
1966-02-21 | 1966 | 2 | 21 | 0 | 0 | 0 | 0 | 0 | 0 | 0 | 0 | 0 | 0 | 0 | 0 | 0 | 0 | 0 | 0 | 0 | 0 | 0 | 0 | 0 | 0 | 0 | 0 |  | 0 | 0 | 0 | 0 |  | 0 | 0 | 0 | 0 | 0
1966-02-22 | 1966 | 2 | 22 | 0 | 0 | 0 | 0 | 0 | 0 | 0 | 0 | 0 | 0 | 0 | 0 | 0 | 0 | 0 | 0 | 0 | 0 | 0 | 0 | 0 | 0 | 0 | 0 |  | 0 | 0 | 0 | 0 |  | 0 | 0 | 0 | 0 | 0
1966-02-23 | 1966 | 2 | 23 | 0 | 0 | 0 | 0 | 0 | 0 | 0 | 0 | 0 | 0 | 0 | 0 | 0 | 0 | 0 | 0 | 0 | 0 | 0 | 0 | 0 | 0 | 0 | 0 |  | 0 | 0 | 0 | 0 |  | 0 | 0 | 0 | 0 | 0
1966-02-24 | 1966 | 2 | 24 | 0 | 0 | 0 | 0 | 0 | 0 | 0 | 0 | 0 | 0 | 0 | 0 | 0 | 0 | 0 | 0 | 0 | 0 | 0 | 0 | 0 | 0 | 0 | 0 |  | 0 | 0 | 0 | 0 |  | 0 | 0 | 0 | 0 | 0
1966-02-25 | 1966 | 2 | 25 | 0 | 0 | 0 | 0 | 0 | 0 | 0 | 0 | 0 | 0 | 0 | 0 | 0 | 0 | 0 | 0 | 0 | 0 | 0 | 0 | 0 | 0 | 0 | 0 |  | 0 | 0 | 0 | 0 |  | 0 | 0 | 0 | 0 | 0
1966-02-26 | 1966 | 2 | 26 | 0 | 0 | 0 | 0 | 0 | 0 | 0 | 0 | 0 | 0 | 0 | 0 | 0 | 0 | 0 | 0 | 0 | 0 | 0 | 0 | 0 | 0 | 0 | 0 |  | 0 | 0 | 0 | 0 |  | 0 | 0 | 0 | 0 | 0
1966-02-27 | 1966 | 2 | 27 | 0 | 0 | 0 | 0 | 0 | 0 | 0 | 0 | 0 | 0 | 0 | 0 | 0 | 0.1 | 0 | 0 | 0 | 0 | 0 | 0 | 0.3 | 0.1 | 0 | 0 |  | 0.5 | 0.5 | 0.5 | 0 |  | 0 | 0 | 0 | 0 | 0
1966-02-28 | 1966 | 2 | 28 | 0 | 0 | 0 | 0 | 0 | 0 | 0 | 0 | 0 | 0 | 0 | 0 | 0 | 0 | 0 | 0 | 0 | 0 | 0 | 0 | 0 | 0 | 0 | 0 |  | 0 | 0 | 0 | 0 |  | 0 | 0 | 0 | 0 | 0
1966-03-01 | 1966 | 3 | 1 | 0 | 0 | 0 | 0 | 0 | 0 | 0 | 0 | 0 | 0 | 0 | 0.1 | 0 | 0.1 | 0 | 0.1 | 0.1 | 0 | 0.1 | 0.1 | 0 | 0.1 | 0 | 0.1 |  | 0.8 | 0.8 | 0.8 | 1.1102e-16 |  | 0 | 0 | 0 | 0 | 0
1966-03-02 | 1966 | 3 | 2 | 0.1 | 0.1 | 0.1 | 0.1 | 0.1 | 0.2 | 0.1 | 0.1 | 0.1 | 0.1 | 0.1 | 0.1 | 0 | 0 | 0 | 0.1 | 0.1 | 0.1 | 0.2 | 0.1 | 0.1 | 0.1 | 0.1 | 0.1 |  | 2.3 | 2.3 | 2.3 | 8.8818e-16 |  | 0 | 0 | 0 | 0 | 0
1966-03-03 | 1966 | 3 | 3 | 0 | 0 | 0 | 0 | 0 | 0 | 0 | 0 | 0 | 0 | 0 | 0 | 0 | 0 | 0 | 0 | 0 | 0 | 0 | 0 | 0 | 0 | 0 | 0 |  | 0 | 0 | 0 | 0 |  | 0 | 0 | 0 | 0 | 0
1966-03-04 | 1966 | 3 | 4 | 0 | 0 | 0 | 0 | 0 | 0 | 0 | 0 | 0 | 0 | 0 | 0 | 0 | 0 | 0 | 0 | 0 | 0 | 0 | 0 | 0 | 0 | 0 | 0 |  | 0 | 0 | 0 | 0 |  | 0 | 0 | 0 | 0 | 0
1966-03-05 | 1966 | 3 | 5 | 0 | 0 | 0 | 0 | 0 | 0 | 0 | 0 | 0 | 0 | 0 | 0 | 0 | 0 | 0 | 0 | 0 | 0 | 0 | 0 | 0 | 0 | 0 | 0 |  | 0 | 0 | 0 | 0 |  | 0 | 0 | 0 | 0 | 0
1966-03-06 | 1966 | 3 | 6 | 0 | 0 | 0 | 0 | 0 | 0 | 0 | 0 | 0 | 0 | 0 | 0 | 0 | 0 | 0 | 0 | 0 | 0 | 0 | 0 | 0 | 0 | 0 | 0 |  | 0 | 0 | 0 | 0 |  | 0 | 0 | 0 | 0 | 0
1966-03-07 | 1966 | 3 | 7 | 0 | 0 | 0 | 0 | 0 | 0 | 0 | 0 | 0 | 0 | 0 | 0 | 0 | 0 | 0 | 0 | 0 | 0 | 0 | 0 | 0 | 0 | 0 | 0 |  | 0 | 0 | 0 | 0 |  | 0 | 0 | 0 | 0 | 0
1966-03-08 | 1966 | 3 | 8 | 0 | 0 | 0 | 0 | 0 | 0 | 0 | 0 | 0 | 0 | 0 | 0 | 0 | 0 | 0 | 0 | 0 | 0 | 0 | 0 | 0 | 0 | 0 | 0 |  | 0 | 0 | 0 | 0 |  | 0 | 0 | 0 | 0 | 0
1966-03-09 | 1966 | 3 | 9 | 0 | 0 | 0 | 0 | 0 | 0 | 0 | 0 | 0 | 0 | 0 | 0 | 0 | 0 | 0 | 0 | 0 | 0 | 0 | 0 | 0 | 0 | 0 | 0 |  | 0 | 0 | 0 | 0 |  | 0 | 0 | 0 | 0 | 0
1966-03-10 | 1966 | 3 | 10 | 0 | 0 | 0 | 0 | 0 | 0 | 0 | 0 | 0 | 0 | 0 | 0 | 0 | 0 | 0 | 0 | 0 | 0 | 0 | 0 | 0 | 0 | 0 | 0 |  | 0 | 0 | 0 | 0 |  | 0 | 0 | 0 | 0 | 0
1966-03-11 | 1966 | 3 | 11 | 0 | 0 | 0 | 0 | 0 | 0 | 0 | 0 | 0 | 0 | 0 | 0 | 0 | 0 | 0 | 0 | 0 | 0 | 0 | 0 | 0 | 0 | 0 | 0 |  | 0 | 0 | 0 | 0 |  | 0 | 0 | 0 | 0 | 0
1966-03-12 | 1966 | 3 | 12 | 0 | 0 | 0 | 0 | 0 | 0 | 0 | 0 | 0 | 0 | 0 | 0 | 0 | 0 | 0 | 0 | 0 | 0 | 0 | 0 | 0 | 0 | 0 | 0 |  | 0 | 0 | 0 | 0 |  | 0 | 0 | 0 | 0 | 0
1966-03-13 | 1966 | 3 | 13 | 0 | 0 | 0 | 0 | 0 | 0 | 0 | 0 | 0 | 0 | 0 | 0 | 0 | 0 | 0 | 0 | 0 | 0 | 0 | 0 | 0 | 0 | 0 | 0 |  | 0 | 0 | 0 | 0 |  | 0 | 0 | 0 | 0 | 0
1966-03-14 | 1966 | 3 | 14 | 0 | 0 | 0 | 0 | 0 | 0 | 0 | 0 | 0 | 0 | 0 | 0 | 0 | 0 | 0 | 0 | 0 | 0 | 0 | 0 | 0 | 0 | 0 | 0 |  | 0 | 0 | 0 | 0 |  | 0 | 0 | 0 | 0 | 0
1966-03-15 | 1966 | 3 | 15 | 0 | 0 | 0 | 0 | 0 | 0 | 0 | 0 | 0 | 0 | 0 | 0 | 0 | 0 | 0 | 0 | 0 | 0 | 0 | 0 | 0 | 0 | 0 | 0 |  | 0 | 0 | 0 | 0 |  | 0 | 0 | 0 | 0 | 0
1966-03-16 | 1966 | 3 | 16 | 0 | 0 | 0 | 0 | 0 | 0 | 0 | 0 | 0 | 0 | 0 | 0 | 0 | 0 | 0 | 0 | 0 | 0 | 0 | 0 | 0 | 0 | 0 | 0 |  | 0 | 0 | 0 | 0 |  | 0 | 0 | 0 | 0 | 0
1966-03-17 | 1966 | 3 | 17 | 0 | 0 | 0 | 0 | 0 | 0 | 0 | 0 | 0 | 0 | 0 | 0 | 0 | 0 | 0 | 0 | 0 | 0 | 0 | 0 | 0 | 0 | 0 | 0 |  | 0 | 0 | 0 | 0 |  | 0 | 0 | 0 | 0 | 0
1966-03-18 | 1966 | 3 | 18 | 0 | 0 | 0 | 0 | 0 | 0 | 0 | 0 | 0 | 0 | 0 | 0 | 0 | 0 | 0 | 0 | 0 | 0 | 0 | 0 | 0 | 0 | 0 | 0 |  | 0 | 0 | 0 | 0 |  | 0 | 0 | 0 | 0 | 0
1966-03-19 | 1966 | 3 | 19 | 0 | 0 | 0 | 0 | 0 | 0 | 0 | 0 | 0 | 0 | 0 | 0 | 0 | 0 | 0 | 0 | 0 | 0 | 0 | 0 | 0 | 0 | 0 | 0 |  | 0 | 0 | 0 | 0 |  | 0 | 0 | 0 | 0 | 0
1966-03-20 | 1966 | 3 | 20 | 0 | 0 | 0 | 0 | 0 | 0 | 0 | 0 | 0 | 0 | 0 | 0 | 0 | 0 | 0.2 | 0.1 | 0 | 0 | 0 | 0 | 0 | 0 | 0 | 0 |  | 0.3 | 0.3 | 0.3 | 5.5511e-17 |  | 0 | 0 | 0 | 0 | 0
1966-03-21 | 1966 | 3 | 21 | 0 | 0 | 0 | 0 | 0 | 0.1 | 0 | 0 | 0.1 | 0 | 0 | 0 | 0.1 | 0 | 0 | 0 | 0.1 | 0 | 0 | 0 | 0 | 0.1 | 0 | 0 |  | 0.5 | 0.5 | 0.5 | 0 |  | 0 | 0 | 0 | 0 | 0
1966-03-22 | 1966 | 3 | 22 | 0 | 0 | 0 | 0 | 0 | 0 | 0 | 0 | 0 | 0 | 0 | 0 | 0 | 0 | 0 | 0 | 0 | 0 | 0 | 0 | 0 | 0 | 0 | 0 |  | 0 | 0 | 0 | 0 |  | 0 | 0 | 0 | 0 | 0
1966-03-23 | 1966 | 3 | 23 | 0 | 0 | 0 | 0 | 0 | 0 | 0 | 0 | 0 | 0 | 0 | 0 | 0 | 0 | 0 | 0 | 0 | 0 | 0 | 0 | 0 | 0 | 0 | 0 |  | 0 | 0 | 0 | 0 |  | 0 | 0 | 0 | 0 | 0
1966-03-24 | 1966 | 3 | 24 | 0 | 0 | 0 | 0 | 0 | 0 | 0 | 0 | 0 | 0 | 0 | 0 | 0 | 0 | 0 | 0 | 0 | 0 | 0 | 0 | 0 | 0 | 0 | 0 |  | 0 | 0 | 0 | 0 |  | 0 | 0 | 0 | 0 | 0
1966-03-25 | 1966 | 3 | 25 | 0 | 0 | 0 | 0 | 0 | 0 | 0 | 0 | 0 | 0 | 0 | 0 | 0 | 0 | 0 | 0 | 0 | 0 | 0 | 0 | 0 | 0 | 0 | 0 |  | 0 | 0 | 0 | 0 |  | 0 | 0 | 0 | 0 | 0
1966-03-26 | 1966 | 3 | 26 | 0 | 0 | 0 | 0 | 0 | 0 | 0 | 0 | 0 | 0 | 0 | 0 | 0 | 0 | 0 | 0 | 0 | 0 | 0 | 0 | 0 | 0 | 0 | 0 |  | 0 | 0 | 0 | 0 |  | 0 | 0 | 0 | 0 | 0
1966-03-27 | 1966 | 3 | 27 | 0 | 0 | 0 | 0 | 0 | 0 | 0 | 0 | 0 | 0 | 0 | 0 | 0 | 0 | 0 | 0 | 0 | 0 | 0 | 0 | 0 | 0 | 0 | 0 |  | 0 | 0 | 0 | 0 |  | 0 | 0 | 0 | 0 | 0
1966-03-28 | 1966 | 3 | 28 | 0 | 0 | 0 | 0 | 0 | 0 | 0 | 0 | 0 | 0 | 0 | 0 | 0 | 0 | 0 | 0 | 0 | 0 | 0 | 0 | 0 | 0 | 0 | 0 |  | 0 | 0 | 0 | 0 |  | 0 | 0 | 0 | 0 | 0
1966-03-29 | 1966 | 3 | 29 | 0 | 0 | 0 | 0 | 0 | 0 | 0 | 0 | 0 | 0 | 0 | 0 | 0 | 0 | 0 | 0 | 0 | 0 | 0 | 0 | 0 | 0 | 0 | 0 |  | 0 | 0 | 0 | 0 |  | 0 | 0 | 0 | 0 | 0
1966-03-30 | 1966 | 3 | 30 | 0 | 0 | 0 | 0 | 0 | 0 | 0 | 0 | 0 | 0 | 0 | 0 | 0 | 0 | 0 | 0 | 0 | 0 | 0 | 0 | 0 | 0 | 0.3 | 0.7 |  | 1 | 1 | 1 | 0 |  | 0 | 0 | 0 | 0 | 0
1966-03-31 | 1966 | 3 | 31 | 0 | 0 | 0 | 0 | 0 | 0 | 0 | 0 | 0 | 0 | 0 | 0 | 0 | 0 | 0 | 0 | 0 | 0 | 0 | 0 | 0 | 0 | 0 | 0 |  | 0 | 0 | 0 | 0 |  | 0 | 0 | 0 | 0 | 0
1966-04-01 | 1966 | 4 | 1 | 0 | 0 | 0 | 0 | 0 | 0 | 0 | 0 | 0 | 0 | 0 | 0 | 0 | 0 | 0 | 0 | 0 | 0 | 0 | 0 | 0 | 0 | 0 | 0 |  | 0 | 0 | 0 | 0 |  | 0 | 0 | 0 | 0 | 0
1966-04-02 | 1966 | 4 | 2 | 0 | 0 | 0 | 0 | 0 | 0 | 0 | 0 | 0 | 0 | 0 | 0 | 0 | 0 | 0 | 0 | 0 | 0 | 0 | 0 | 0 | 0 | 0 | 0 |  | 0 | 0 | 0 | 0 |  | 0 | 0 | 0 | 0 | 0
1966-04-03 | 1966 | 4 | 3 | 0 | 0 | 0 | 0 | 0 | 0 | 0 | 0 | 0 | 0 | 0 | 0 | 0 | 0 | 0 | 0 | 0 | 0 | 0 | 0 | 0 | 0 | 0 | 0 |  | 0 | 0 | 0 | 0 |  | 0 | 0 | 0 | 0 | 0
1966-04-04 | 1966 | 4 | 4 | 0 | 0 | 0 | 0 | 0 | 0 | 0 | 0 | 0 | 0 | 0 | 0 | 0 | 0 | 0 | 0 | 0 | 0 | 0 | 0 | 0 | 0 | 0 | 0 |  | 0 | 0 | 0 | 0 |  | 0 | 0 | 0 | 0 | 0
1966-04-05 | 1966 | 4 | 5 | 0 | 0 | 0 | 0 | 0 | 0 | 0 | 0 | 0 | 0 | 0 | 0 | 0 | 0 | 0 | 0 | 0 | 0 | 0 | 0 | 0 | 0 | 0 | 0 |  | 0 | 0 | 0 | 0 |  | 0 | 0 | 0 | 0 | 0
1966-04-06 | 1966 | 4 | 6 | 0 | 0 | 0 | 0 | 0 | 0 | 0 | 0 | 0 | 0 | 0 | 0 | 0 | 0 | 0 | 0 | 0 | 0 | 0 | 0 | 0 | 0 | 0 | 0 |  | 0 | 0 | 0 | 0 |  | 0 | 0 | 0 | 0 | 0
1966-04-07 | 1966 | 4 | 7 | 0 | 0 | 0 | 0 | 0 | 0 | 0 | 0 | 0 | 0 | 0 | 0 | 0 | 0 | 0 | 0 | 0 | 0 | 0 | 0 | 0 | 0 | 0 | 0 |  | 0 | 0 | 0 | 0 |  | 0 | 0 | 0 | 0 | 0
1966-04-08 | 1966 | 4 | 8 | 0 | 0 | 0 | 0 | 0 | 0 | 0 | 0 | 0 | 0 | 0 | 0 | 0 | 0 | 0 | 0 | 0 | 0 | 0 | 0 | 0 | 0 | 0 | 0 |  | 0 | 0 | 0 | 0 |  | 0 | 0 | 0 | 0 | 0
1966-04-09 | 1966 | 4 | 9 | 0 | 0 | 0 | 0 | 0 | 0 | 0 | 0 | 0 | 0 | 0 | 0 | 0 | 0 | 0 | 0 | 0 | 0 | 0 | 0 | 0 | 0 | 0 | 0 |  | 0 | 0 | 0 | 0 |  | 0 | 0 | 0 | 0 | 0
1966-04-10 | 1966 | 4 | 10 | 0 | 0 | 0 | 0 | 0 | 0 | 0 | 0 | 0 | 0 | 0 | 0 | 0 | 0 | 0 | 0 | 0 | 0 | 0 | 0 | 0 | 0 | 0 | 0 |  | 0 | 0 | 0 | 0 |  | 0 | 0 | 0 | 0 | 0
1966-04-11 | 1966 | 4 | 11 | 0 | 0 | 0 | 0 | 0 | 0 | 0 | 0 | 0 | 0 | 0 | 0 | 0 | 0 | 0 | 0 | 0 | 0 | 0 | 0 | 0 | 0 | 0 | 0 |  | 0 | 0 | 0 | 0 |  | 0 | 0 | 0 | 0 | 0
1966-04-12 | 1966 | 4 | 12 | 0.1 | 0.1 | 0 | 0.1 | 0.1 | 0.1 | 0.1 | 0 | 0 | 0 | 0 | 0 | 0 | 0 | 0 | 0 | 0 | 0 | 0 | 0 | 0.1 | 0.1 | 0 | 0 |  | 0.8 | 0.8 | 0.8 | 1.1102e-16 |  | 0 | 0 | 0 | 0 | 0
1966-04-13 | 1966 | 4 | 13 | 0 | 0 | 0 | 0 | 0 | 0 | 0 | 0 | 0 | 0 | 0 | 0 | 0 | 0 | 0 | 0 | 0 | 0 | 0 | 0 | 0 | 0 | 0 | 0 |  | 0 | 0 | 0 | 0 |  | 0 | 0 | 0 | 0 | 0
1966-04-14 | 1966 | 4 | 14 | 0 | 0 | 0 | 0 | 0 | 0 | 0 | 0 | 0 | 0 | 0 | 0 | 0 | 0 | 0 | 0 | 0 | 0 | 0 | 0 | 0 | 0 | 0 | 0 |  | 0 | 0 | 0 | 0 |  | 0 | 0 | 0 | 0 | 0
1966-04-15 | 1966 | 4 | 15 | 0 | 0 | 0 | 0 | 0 | 0 | 0 | 0 | 0 | 0 | 0 | 0 | 0 | 0 | 0 | 0 | 0 | 0 | 0.3 | 0 | 0 | 0.2 | 0.5 | 0.3 |  | 1.3 | 1.3 | 1.3 | 0 |  | 0 | 0 | 0 | 0 | 0
1966-04-16 | 1966 | 4 | 16 | 0 | 0 | 0 | 0 | 0 | 0 | 0 | 0 | 0 | 0 | 0 | 0 | 0 | 0 | 0 | 0 | 0 | 0 | 0 | 0 | 0 | 0 | 0 | 0 |  | 0 | 0 | 0 | 0 |  | 0 | 0 | 0 | 0 | 0
1966-04-17 | 1966 | 4 | 17 | 0 | 0 | 0 | 0 | 0 | 0 | 0 | 0 | 0 | 0 | 0 | 0 | 0 | 0 | 0 | 0 | 0 | 0 | 0 | 0 | 0 | 0 | 0 | 0 |  | 0 | 0 | 0 | 0 |  | 0 | 0 | 0 | 0 | 0
1966-04-18 | 1966 | 4 | 18 | 0 | 0 | 0 | 0.2 | 0.3 | 0.2 | 0.1 | 0.2 | 0.2 | 0 | 0 | 0.1 | 0 | 0.2 | 0.2 | 0 | 0 | 0 | 0 | 0 | 0 | 0 | 0.1 | 0.2 |  | 2 | 2 | 2 | 0 |  | 0 | 0 | 0 | 0 | 0